## Export
PROGRAM NAME | 0
BUDGET
Administrative Costs
Overhead and G&A | 0
Other Administrative Costs | 0
Marketing/Outreach | 0
Direct Implementation
d.i. User Input Incentive (No rebates) | 0
d.ii. Rebate | 631748.54
d.iii. Direct Install Labor | 0
d.iv. Direct Install Materials | 0
d.v. Upstream payments | 0
Activity | 0
Installation | 0
Hardware & Materials | 0
Rebate Processing & Inspection | 0
EM&V Costs | 0
Budget | 631748.54
Costs recovered from other sources | 0
Budget (plus other costs) | 631748.54
PROGRAM IMPACTS
Program Reductions for Measures installed through 2011
User Entered kW (kW) | 1385.4925
Net Jul-Sept Peak (kW) | 1063.6597
Net Dec-Feb Peak (kW) | 712.4913
Net NCP (kW) | 1131.0227
Net CEC (kW) | 0
Annual Net kWh | 6340922.705
Lifecycle Net kWh | 54743266.5325
Annual Net Therms | -10882.3346
Lifecycle Net Therms | -114605.6286
Cost Effectiveness for all measures installed through 2015
TRC
Costs | 992097.8562
Electric Benefits | 4198280.7991
Gas Benefits | -65455.4274
Net Benefits (NPV) | 3140727.5155
BC Ratio | 4.1657
PAC
Costs | 588587.4996
Electric Benefits | 4198280.7991
Gas Benefits | -65455.4274
Net Benefits (NPV) | 3544237.8721
BC Ratio | 7.0216
Levelized Cost
Levelized Cost TRC ($/kWh )
Discounted kWh | 36623697.179
Cost | 0.023174
Benefits | 0.11463
Benefit-Cost | 0.091459
Levelized Cost PAC ($/kWh)
Discounted kWh | 36623697.179
Cost | 0.01303
Benefits | 0.11463
Benefit-Cost | 0.1016
Levelized Cost TRC ($/therm)
Discounted Therms | -67324.5849
Cost | -2.1203
Benefits | 0.97224
Benefit-Cost | 3.0925
Levelized Cost PAC ($/therm)
Discounted Therms | -67324.5849
Cost | -1.6546
Benefits | 0.97224
Benefit-Cost | 2.6268
Emission Annual Reductions (2009-2011) |  | Energy Division File sheet "Attachment II" Total Electricity and Gas Emission Reductions
Electric Annual CO2 (tons) - 2009 | 3298.2953 |  | 2009 | 2010 | 2011 | 2012 | 2013 | 2014 | 2015
2010 | 0 |  | Total | Total | Total | Total | Total | Total | Total
2011 | 0 | Annual CO2 Emission Reductions (tons) | 3234.6337 | 0 | 0 | 0 | 0 | 0 | 0
Electric Lifecycle CO2 (tons) - 2009 | 28438.9225 | Lifecycle CO2 Emission Reductions (tons) | 27768.4795 | 0 | 0 | 0 | 0 | 0 | 0
2010 | 0 | Annual NOx Emission Reductions (tons) | 0.39617 | 0 | 0 | 0 | 0 | 0 | 0
2011 | 0 | Lifecycle NOx Emission Reductions (tons) | 3.3294 | 0 | 0 | 0 | 0 | 0 | 0
Electric Annual NOX (tons) - 2009 | 0.44622 | Annual SO2 Emission Reductions (tons)
2010 | 0 | Lifecycle SO2 Emission Reductions (tons)
2011 | 0
Electric Lifecycle NOX (tons) - 2009 | 3.8566
2010 | 0
2011 | 0
Electric Annual SO2 (lbs) - 2009
2010
2011
Electric Lifecycle SO2 (lbs) - 2009
2010
2011
Gas Annual CO2 (tons) - 2009 | -63.6617
2010 | 0
2011 | 0
Gas Lifecycle CO2 (tons) - 2009 | -670.4429
2010 | 0
2011 | 0
Gas Annual NOX (tons) - 2009 | -0.050059
2010 | 0
2011 | 0
Gas Lifecycle NOX (tons) - 2009 | -0.52719
2010 | 0
2011 | 0
Gas Annual SO2 (lbs) - 2009
2010
2011
Gas Lifecycle SO2 (lbs) - 2009
2010
2011
Data below not currently used in Energy Division workbook
Levelized Cost RIM ($/therm)
Discounted Therms | -67324.5849
Cost | 0.13846
Benefits | 0.97224
Benefit-Cost | 0.83377
Levelized Cost RIM ($/kWh)
Discounted kWh | 36623697.179
Cost | 0.016326
Benefits | 0.11463
Benefit-Cost | 0.83377
RIM
Costs | 588587.4996
Electric Benefits | 4198280.7991
Gas Benefits | -65455.4274
Net Benefits (NPV) | 3544237.8721
BC Ratio | 7.0216
Impacts for all programs installed trhough 2019
Net July-Sept Peak (kW)
Clothes Dryer | 0
Clothes Washer | 0
Consumer Electronics | 0
Cooking | 0
Dishwasher | 0
Net Dec-Feb Pk (kW)
Clothes Dryer | 0
Clothes Washer | 0
Consumer Electronics | 0
Cooking | 0
Dishwasher | 0
0
Clothes Dryer | 0
Clothes Washer | 0
Consumer Electronics | 0
Cooking | 0
Dishwasher | 0
Annual Net kWh
Clothes Dryer | 0
Clothes Washer | 0
Consumer Electronics | 0
Cooking | 0
Dishwasher | 0
Lifecycle Net kWh
Clothes Dryer | 0
Clothes Washer | 0
Consumer Electronics | 0
Cooking | 0
Dishwasher | 0
Annual Net Therms
Clothes Dryer | 0
Clothes Washer | 0
Consumer Electronics | 0
Cooking | 0
Dishwasher | 0
Lifecycle Net Therms
Clothes Dryer | 0
Clothes Washer | 0
Consumer Electronics | 0
Cooking | 0
Dishwasher | 0

## Output by Measure
0
0
SDG&E | [7 empty] | Levelized Benefits less Costs (TRC) |  |  |  | Levelized Benefits less Costs (PAC) |  |  |  | Benefit Cost Ratios
Net Impacts by Measure | [7 empty] | No Allocated Admin |  | w/ Allocated Admin |  | No Allocated Admin |  | w/ Allocated Admin |  | No Allocated Admin |  | w/ Allocated Admin
| Net Avg Jul-Sep (kW) | Net Dec-Feb Pk (kW) | Net User Entered kW | Annual kWh adj for Net to gross | Lifecycle kWh (Annual * Measure Life) | Annual Therms | Lifecycle Therms | Electric ($/kWh) | Gas ($/Th) | Electric ($/kWh) | Gas ($/Th) | Electric ($/kWh) | Gas ($/Th) | Electric ($/kWh) | Gas ($/Th) | TRC | PAC | TRC | PAC
Total or Average | 1063.6597 | 712.4913 | 1385.4925 | 6340922.705 | 54743266.5325 | -10882.3346 | -114605.6286 | 0.091459 | 3.0925 | 0.091459 | 3.0925 | 0.1016 | 2.6268 | 0.1016 | 2.6268
234285-Lighting-Occpncy Snsr-Hi-Bay integrated Snsr-Tr1 | 3.3317 | 2.1484 | 3.2632 | 16824.3965 | 134595.172 | 0 | 0 | 0.10991 | 0 | 0.10991 | 0 | 0.1181 | 0 | 0.1181 | 0 | 8.051 | 16.9575 | 8.051 | 16.9575
234285-Lighting-Occpncy Snsr-Hi-Bay integrated Snsr-Tr1 | 5.8305 | 3.7596 | 5.7106 | 29442.6939 | 235541.551 | 0 | 0 | 0.10991 | 0 | 0.10991 | 0 | 0.1181 | 0 | 0.1181 | 0 | 8.051 | 16.9575 | 8.051 | 16.9575
234285-Lighting-Occpncy Snsr-Hi-Bay integrated Snsr-Tr1 | 6.2469 | 4.0282 | 6.1185 | 31545.7434 | 252365.9475 | 0 | 0 | 0.10991 | 0 | 0.10991 | 0 | 0.1181 | 0 | 0.1181 | 0 | 8.051 | 16.9575 | 8.051 | 16.9575
234330-Premium T8 with T12 40 Watt Baseline - Tr1 | 0.32864 | 0.21191 | 0.34477 | 1659.5526 | 24893.2896 | 0 | 0 | 0.091878 | 0 | 0.091878 | 0 | 0.111 | 0 | 0.111 | 0 | 3.215 | 5.965 | 3.215 | 5.965
234285-Lighting-Occpncy Snsr-Hi-Bay integrated Snsr-Tr1 | 2.4988 | 1.6113 | 2.4474 | 12618.2974 | 100946.379 | 0 | 0 | 0.10991 | 0 | 0.10991 | 0 | 0.1181 | 0 | 0.1181 | 0 | 8.051 | 16.9575 | 8.051 | 16.9575
234330-Premium T8 with T12 40 Watt Baseline - Tr1 | 1.3615 | 0.87793 | 1.4283 | 6875.2895 | 103129.3428 | 0 | 0 | 0.091878 | 0 | 0.091878 | 0 | 0.111 | 0 | 0.111 | 0 | 3.215 | 5.965 | 3.215 | 5.965
234285-Lighting-Occpncy Snsr-Hi-Bay integrated Snsr-Tr1 | 4.5811 | 2.954 | 4.4869 | 23133.5452 | 185068.3615 | 0 | 0 | 0.10991 | 0 | 0.10991 | 0 | 0.1181 | 0 | 0.1181 | 0 | 8.051 | 16.9575 | 8.051 | 16.9575
234285-Lighting-Occpncy Snsr-Hi-Bay integrated Snsr-Tr1 | 7.4963 | 4.8338 | 7.3422 | 37854.8921 | 302839.137 | 0 | 0 | 0.1116 | 0 | 0.1116 | 0 | 0.11979 | 0 | 0.11979 | 0 | 8.1595 | 17.186 | 8.1595 | 17.186
234084-Refrigeration -Cooler/Freezer Door Gaskets - Solid Doors: Cooler | 0.64221 | 0.53708 | 0.554 | 4846.938 | 19387.752 | 0 | 0 | 0.097874 | 0 | 0.097874 | 0 | 0.093136 | 0 | 0.093136 | 0 | 11.3541 | 7.5634 | 11.3541 | 7.5634
234331-Premium T8 with T12 40 Watt Baseline - Tr2 | 0.81594 | 0.52614 | 1.2158 | 4120.3422 | 61805.1325 | 0 | 0 | 0.07546 | 0 | 0.07546 | 0 | 0.10924 | 0 | 0.10924 | 0 | 2.3033 | 5.529 | 2.3033 | 5.529
234286-Lighting-Occpncy Snsr-Hi-Bay integrated Snsr-Tr2 | 2.7439 | 1.7693 | 4.3624 | 13856.0818 | 110848.6541 | 0 | 0 | 0.099462 | 0 | 0.099462 | 0 | 0.11314 | 0 | 0.11314 | 0 | 4.8202 | 10.1569 | 4.8202 | 10.1569
234285-Lighting-Occpncy Snsr-Hi-Bay integrated Snsr-Tr1 | 2.4988 | 1.6113 | 2.4474 | 12618.2974 | 100946.379 | 0 | 0 | 0.1116 | 0 | 0.1116 | 0 | 0.11979 | 0 | 0.11979 | 0 | 8.1595 | 17.186 | 8.1595 | 17.186
234330-Premium T8 with T12 40 Watt Baseline - Tr1 | 1.338 | 0.86279 | 1.4037 | 6756.75 | 101351.2507 | 0 | 0 | 0.093473 | 0 | 0.093473 | 0 | 0.1126 | 0 | 0.1126 | 0 | 3.2535 | 6.0363 | 3.2535 | 6.0363
234201-Lighting-2 Ft 2nd Gen T-8 with Elec Ballast-Tr1 | 0.09444 | 0.060898 | 0.090404 | 476.9049 | 7153.5739 | 0 | 0 | 0.083327 | 0 | 0.083327 | 0 | 0.10717 | 0 | 0.10717 | 0 | 2.6141 | 4.857 | 2.6141 | 4.857
234360-Lighting-IntrHiByLnrFlscntFxtr244wrplc400w(TrI)Tr1 | 0 | 0 | 1.0221 | 0 | 0 | -32.4585 | -486.878 | 0 | 6.1863 | 0 | 6.1863 | 0 | 4.1901 | 0 | 4.1901 | -0.22308 | -0.36852 | -0.22308 | -0.36852
234303-Lighting-Remove 4 Ft Lamp (De-Lamp) - Tr1 | 0 | 0 | 1.8853 | 9807.7351 | 147116.026 | -183.4698 | -2752.0464 | 0 | 1.8717 | 0 | 1.8717 | 0 | 2.0492 | 0 | 2.0492 | -1.5179 | -1.2253 | -1.5179 | -1.2253
234312-Lighting-Screw in 14-26 Watt Lamp - Tr1 | 0 | 0 | 0 | 0 | 0 | 0 | 0 | 0 | 0 | 0 | 0 | 0 | 0 | 0 | 0 | 0 | 0 | 0 | 0
234330-Premium T8 with T12 40 Watt Baseline - Tr1 | 0.68075 | 0.43897 | 0.71416 | 3437.6448 | 51564.6714 | 0 | 0 | 0.093473 | 0 | 0.093473 | 0 | 0.1126 | 0 | 0.1126 | 0 | 3.2535 | 6.0363 | 3.2535 | 6.0363
234303-Lighting-Remove 4 Ft Lamp (De-Lamp) - Tr1 | 0 | 0 | 0.73933 | 3846.1706 | 57692.5592 | -71.9489 | -1079.2339 | 0 | 1.8717 | 0 | 1.8717 | 0 | 2.0492 | 0 | 2.0492 | -1.5179 | -1.2253 | -1.5179 | -1.2253
234049-Lighting-LED Exit Sign New Sign | 0.13635 | 0.13546 | 0 | 1194.4575 | 19111.3206 | 0 | 0 | 0.094675 | 0 | 0.094675 | 0 | 0.10073 | 0 | 0.10073 | 0 | 5.2718 | 7.2526 | 5.2718 | 7.2526
234312-Lighting-Screw in 14-26 Watt Lamp - Tr1 | 0 | 0 | 7.488 | 37288.122 | 92101.6613 | -503.5984 | -1243.888 | 0 | 2.7433 | 0 | 2.7433 | 0 | 2.9189 | 0 | 2.9189 | -0.4263 | -0.39063 | -0.4263 | -0.39063
234330-Premium T8 with T12 40 Watt Baseline - Tr1 | 0.16432 | 0.10596 | 0.17238 | 829.7763 | 12446.6448 | 0 | 0 | 0.093473 | 0 | 0.093473 | 0 | 0.1126 | 0 | 0.1126 | 0 | 3.2535 | 6.0363 | 3.2535 | 6.0363
234285-Lighting-Occpncy Snsr-Hi-Bay integrated Snsr-Tr1 | 3.7482 | 2.4169 | 3.6711 | 18927.4461 | 151419.5685 | 0 | 0 | 0.10991 | 0 | 0.10991 | 0 | 0.1181 | 0 | 0.1181 | 0 | 8.051 | 16.9575 | 8.051 | 16.9575
234330-Premium T8 with T12 40 Watt Baseline - Tr1 | 0.70422 | 0.4541 | 0.73879 | 3556.1842 | 53342.7635 | 0 | 0 | 0.091878 | 0 | 0.091878 | 0 | 0.111 | 0 | 0.111 | 0 | 3.215 | 5.965 | 3.215 | 5.965
234361-Lighting-IntrHiByLnrFlscntFxtr244wrplc400w(TrI)Tr2 | 1.263 | 0.81444 | 2.0105 | 6378.0723 | 95671.085 | 0 | 0 | 0.076408 | 0 | 0.076408 | 0 | 0.10998 | 0 | 0.10998 | 0 | 2.3417 | 5.7057 | 2.3417 | 5.7057
234286-Lighting-Occpncy Snsr-Hi-Bay integrated Snsr-Tr2 | 2.9933 | 1.9302 | 4.759 | 15115.7256 | 120925.8045 | 0 | 0 | 0.099462 | 0 | 0.099462 | 0 | 0.11314 | 0 | 0.11314 | 0 | 4.8202 | 10.1569 | 4.8202 | 10.1569
234285-Lighting-Occpncy Snsr-Hi-Bay integrated Snsr-Tr1 | 4.1646 | 2.6855 | 4.079 | 21030.4956 | 168243.965 | 0 | 0 | 0.10991 | 0 | 0.10991 | 0 | 0.1181 | 0 | 0.1181 | 0 | 8.051 | 16.9575 | 8.051 | 16.9575
234331-Premium T8 with T12 40 Watt Baseline - Tr2 | 0.75067 | 0.48405 | 1.1185 | 3790.7148 | 56860.7219 | 0 | 0 | 0.07546 | 0 | 0.07546 | 0 | 0.10924 | 0 | 0.10924 | 0 | 2.3033 | 5.529 | 2.3033 | 5.529
234286-Lighting-Occpncy Snsr-Hi-Bay integrated Snsr-Tr2 | 16.9622 | 10.9377 | 26.9679 | 85655.7782 | 685246.2253 | 0 | 0 | 0.099462 | 0 | 0.099462 | 0 | 0.11314 | 0 | 0.11314 | 0 | 4.8202 | 10.1569 | 4.8202 | 10.1569
234285-Lighting-Occpncy Snsr-Hi-Bay integrated Snsr-Tr1 | 11.6609 | 7.5193 | 11.4212 | 58885.3878 | 471083.102 | 0 | 0 | 0.10991 | 0 | 0.10991 | 0 | 0.1181 | 0 | 0.1181 | 0 | 8.051 | 16.9575 | 8.051 | 16.9575
234285-Lighting-Occpncy Snsr-Hi-Bay integrated Snsr-Tr1 | 2.9152 | 1.8798 | 2.8553 | 14721.3469 | 117770.7755 | 0 | 0 | 0.10991 | 0 | 0.10991 | 0 | 0.1181 | 0 | 0.1181 | 0 | 8.051 | 16.9575 | 8.051 | 16.9575
234285-Lighting-Occpncy Snsr-Hi-Bay integrated Snsr-Tr1 | 4.1646 | 2.6855 | 4.079 | 21030.4956 | 168243.965 | 0 | 0 | 0.10991 | 0 | 0.10991 | 0 | 0.1181 | 0 | 0.1181 | 0 | 8.051 | 16.9575 | 8.051 | 16.9575
234330-Premium T8 with T12 40 Watt Baseline - Tr1 | 0.070422 | 0.04541 | 0.073879 | 355.6184 | 5334.2764 | 0 | 0 | 0.091878 | 0 | 0.091878 | 0 | 0.111 | 0 | 0.111 | 0 | 3.215 | 5.965 | 3.215 | 5.965
234330-Premium T8 with T12 40 Watt Baseline - Tr1 | 1.6432 | 1.0596 | 1.7238 | 8297.7632 | 124466.4482 | 0 | 0 | 0.091878 | 0 | 0.091878 | 0 | 0.111 | 0 | 0.111 | 0 | 3.215 | 5.965 | 3.215 | 5.965
234285-Lighting-Occpncy Snsr-Hi-Bay integrated Snsr-Tr1 | 9.9951 | 6.4451 | 9.7896 | 50473.1895 | 403785.516 | 0 | 0 | 0.10991 | 0 | 0.10991 | 0 | 0.1181 | 0 | 0.1181 | 0 | 8.051 | 16.9575 | 8.051 | 16.9575
234330-Premium T8 with T12 40 Watt Baseline - Tr1 | 0.023474 | 0.015137 | 0.024626 | 118.5395 | 1778.0921 | 0 | 0 | 0.091878 | 0 | 0.091878 | 0 | 0.111 | 0 | 0.111 | 0 | 3.215 | 5.965 | 3.215 | 5.965
234285-Lighting-Occpncy Snsr-Hi-Bay integrated Snsr-Tr1 | 4.1646 | 2.6855 | 4.079 | 21030.4956 | 168243.965 | 0 | 0 | 0.10991 | 0 | 0.10991 | 0 | 0.1181 | 0 | 0.1181 | 0 | 8.051 | 16.9575 | 8.051 | 16.9575
234285-Lighting-Occpncy Snsr-Hi-Bay integrated Snsr-Tr1 | 2.4988 | 1.6113 | 2.4474 | 12618.2974 | 100946.379 | 0 | 0 | 0.1116 | 0 | 0.1116 | 0 | 0.11979 | 0 | 0.11979 | 0 | 8.1595 | 17.186 | 8.1595 | 17.186
234330-Premium T8 with T12 40 Watt Baseline - Tr1 | 0.32864 | 0.21191 | 0.34477 | 1659.5526 | 24893.2896 | 0 | 0 | 0.093473 | 0 | 0.093473 | 0 | 0.1126 | 0 | 0.1126 | 0 | 3.2535 | 6.0363 | 3.2535 | 6.0363
234303-Lighting-Remove 4 Ft Lamp (De-Lamp) - Tr1 | 0 | 0 | 0.073933 | 384.6171 | 5769.2559 | -7.1949 | -107.9234 | 0 | 1.8717 | 0 | 1.8717 | 0 | 2.0492 | 0 | 2.0492 | -1.5179 | -1.2253 | -1.5179 | -1.2253
234332-Premium T8 with T12 40 Watt Baseline - Tr3 | 0.45855 | 0.29568 | 0.86696 | 2315.5774 | 34733.6605 | 0 | 0 | 0.094949 | 0 | 0.094949 | 0 | 0.11201 | 0 | 0.11201 | 0 | 3.3735 | 5.8835 | 3.3735 | 5.8835
234287-Lighting-Occpncy Snsr-Hi-Bay integrated Snsr-Tr3 | 1.1052 | 0.71265 | 1.3209 | 5580.96 | 44647.68 | 0 | 0 | 0.1037 | 0 | 0.1037 | 0 | 0.11603 | 0 | 0.11603 | 0 | 5.4153 | 11.4018 | 5.4153 | 11.4018
234305-Lighting-Remove 4 Ft Lamp (De-Lamp) - Tr3 | 1.0437 | 0.67301 | 2.0331 | 5270.4704 | 79057.0559 | 0 | 0 | 0.10872 | 0 | 0.10872 | 0 | 0.12523 | 0 | 0.12523 | 0 | 5.1454 | 13.882 | 5.1454 | 13.882
234312-Lighting-Screw in 14-26 Watt Lamp - Tr1 | 0 | 0 | 0.17018 | 847.4573 | 2093.2196 | -11.4454 | -28.2702 | 0 | 2.7417 | 0 | 2.7417 | 0 | 2.9173 | 0 | 2.9173 | -0.42547 | -0.38987 | -0.42547 | -0.38987
234216-Lighting-Hrdwr Incan Base 27-65w Flrscnt Fxtr -Tr1 | 0.9151 | 0.59008 | 0.94789 | 4621.0903 | 69316.3548 | 0 | 0 | 0.12297 | 0 | 0.12297 | 0 | 0.12296 | 0 | 0.12296 | 0 | 12.8371 | 12.8296 | 12.8371 | 12.8296
234219-Lighting-Hrdwr Incan Base 66-90w Flrscnt Fxtr -Tr1 | 0.13232 | 0.085326 | 0.14284 | 668.2072 | 10023.1085 | 0 | 0 | 0.11212 | 0 | 0.11212 | 0 | 0.11683 | 0 | 0.11683 | 0 | 6.2806 | 8.0699 | 6.2806 | 8.0699
234213-Lighting-Hrdwr Incan Base>90 w Flrscnt Fxtre-Tr1 | 3.2769 | 2.113 | 2.0937 | 16547.7099 | 248215.6483 | 0 | 0 | 0.12528 | 0 | 0.12528 | 0 | 0.12528 | 0 | 0.12528 | 0 | 16.5025 | 16.5025 | 16.5025 | 16.5025
234046-Lighting-LED Chnnl Sgng Rplcmnt-Indr Rd =>2 ft hgh | 0.0123 | 0.011151 | 0.21683 | 1096.48 | 17543.68 | 0 | 0 | 0.050699 | 0 | 0.050699 | 0 | 0.074121 | 0 | 0.074121 | 0 | 2.1398 | 4.5197 | 2.1398 | 4.5197
234312-Lighting-Screw in 14-26 Watt Lamp - Tr1 | 0 | 0 | 7.0626 | 35169.4787 | 86868.6124 | -474.9849 | -1173.2126 | 0 | 2.7433 | 0 | 2.7433 | 0 | 2.9189 | 0 | 2.9189 | -0.4263 | -0.39063 | -0.4263 | -0.39063
234315-Lighting-Screw in 14-26 Watt Reflector Lamp-Tr1 | 0 | 0 | 0.29782 | 1483.0503 | 3663.1343 | -20.0295 | -49.4728 | 0 | 4.3024 | 0 | 4.3024 | 0 | 2.926 | 0 | 2.926 | -0.29377 | -0.50123 | -0.29377 | -0.50123
234049-Lighting-LED Exit Sign New Sign | 0.20452 | 0.20319 | 0 | 1791.6863 | 28666.9809 | 0 | 0 | 0.094675 | 0 | 0.094675 | 0 | 0.10073 | 0 | 0.10073 | 0 | 5.2718 | 7.2526 | 5.2718 | 7.2526
234216-Lighting-Hrdwr Incan Base 27-65w Flrscnt Fxtr -Tr1 | 2.1047 | 1.3572 | 2.1802 | 10628.5077 | 159427.616 | 0 | 0 | 0.12321 | 0 | 0.12321 | 0 | 0.124 | 0 | 0.124 | 0 | 13.1395 | 14.2551 | 13.1395 | 14.2551
234330-Premium T8 with T12 40 Watt Baseline - Tr1 | 0.26995 | 0.17407 | 0.2832 | 1363.204 | 20448.0594 | 0 | 0 | 0.09237 | 0 | 0.09237 | 0 | 0.11324 | 0 | 0.11324 | 0 | 3.2536 | 6.6277 | 3.2536 | 6.6277
234360-Lighting-IntrHiByLnrFlscntFxtr244wrplc400w(TrI)Tr1 | 0 | 0 | 0.68143 | 0 | 0 | -21.639 | -324.5854 | 0 | 6.117 | 0 | 6.117 | 0 | 3.882 | 0 | 3.882 | -0.22569 | -0.40875 | -0.22569 | -0.40875
234291-Lighting-Ocpncy Snsr-Wll/Cl Mntd Lght Snsr>=500Tr1 | 0.31239 | 0.20144 | 0.3654 | 1577.52 | 12620.16 | 0 | 0 | 0.064518 | 0 | 0.064518 | 0 | 0.10458 | 0 | 0.10458 | 0 | 2.058 | 5.9988 | 2.058 | 5.9988
234331-Premium T8 with T12 40 Watt Baseline - Tr2 | 0.48957 | 0.31568 | 0.72948 | 2472.2053 | 37083.0795 | 0 | 0 | 0.077055 | 0 | 0.077055 | 0 | 0.11083 | 0 | 0.11083 | 0 | 2.3309 | 5.5951 | 2.3309 | 5.5951
234304-Lighting-Remove 4 Ft Lamp (De-Lamp) - Tr2 | 0 | 0 | 1.109 | 5769.2559 | 86538.8388 | -107.9234 | -1618.8508 | 0 | 0.69035 | 0 | 0.69035 | 0 | 0.69063 | 0 | 0.69063 | 0 | 0 | 0 | 0
234063-Refrigeration - Anti-Sweat Heater Controls | 1.2725 | 1.0642 | 0.616 | 9604 | 115248 | 0 | 0 | 0.090186 | 0 | 0.090186 | 0 | 0.10093 | 0 | 0.10093 | 0 | 4.6751 | 8.3182 | 4.6751 | 8.3182
234126-Refrigeration - Efficient Evap Fan Motor Electronically Commutated Motor (ECM) | 0.12952 | 0.10831 | 0.1331 | 977.4996 | 14662.494 | -0.96838 | -14.5256 | 0.050018 | 0.96773 | 0.050018 | 0.96773 | -0.085874 | 0.96773 | -0.085874 | 0.96773 | 1.7274 | 0.57296 | 1.7274 | 0.57296
234126-Refrigeration - Efficient Evap Fan Motor Electronically Commutated Motor (ECM) | 0.064759 | 0.054157 | 0.066549 | 488.7498 | 7331.247 | -0.48419 | -7.2628 | 0.05134 | 0.97721 | 0.05134 | 0.97721 | -0.084552 | 0.97721 | -0.084552 | 0.97721 | 1.7469 | 0.57941 | 1.7469 | 0.57941
234126-Refrigeration - Efficient Evap Fan Motor Electronically Commutated Motor (ECM) | 0.086345 | 0.072209 | 0.088732 | 651.6664 | 9774.996 | -0.64558 | -9.6838 | 0.05134 | 0.97721 | 0.05134 | 0.97721 | -0.084552 | 0.97721 | -0.084552 | 0.97721 | 1.7469 | 0.57941 | 1.7469 | 0.57941
234331-Premium T8 with T12 40 Watt Baseline - Tr2 | 2.97 | 1.9152 | 4.4255 | 14998.0455 | 224970.6823 | 0 | 0 | 0.077055 | 0 | 0.077055 | 0 | 0.11083 | 0 | 0.11083 | 0 | 2.3309 | 5.5951 | 2.3309 | 5.5951
234208-Lighting-8 Ft T-8 with Elec Ballast-Tr2 | 0.45427 | 0.29293 | 0.68119 | 2293.9838 | 34409.7566 | 0 | 0 | -0.0028495 | 0 | -0.0028495 | 0 | 0.062748 | 0 | 0.062748 | 0 | 0.97932 | 1.869 | 0.97932 | 1.869
234304-Lighting-Remove 4 Ft Lamp (De-Lamp) - Tr2 | 0 | 0 | 2.4952 | 12980.8258 | 194712.3873 | -242.8276 | -3642.4143 | 0 | 0.69035 | 0 | 0.69035 | 0 | 0.69063 | 0 | 0.69063 | 0 | 0 | 0 | 0
234295-Lighting-Occupancy Sensor-Wallbox Lghtng Snsr-Tr2 | 0.39113 | 0.25221 | 1.6279 | 1975.1332 | 15801.0653 | 0 | 0 | 0.090697 | 0 | 0.090697 | 0 | 0.09996 | 0 | 0.09996 | 0 | 3.4854 | 4.671 | 3.4854 | 4.671
234330-Premium T8 with T12 40 Watt Baseline - Tr1 | 0.58685 | 0.37842 | 0.61566 | 2963.4869 | 44452.3029 | 0 | 0 | 0.093473 | 0 | 0.093473 | 0 | 0.1126 | 0 | 0.1126 | 0 | 3.2535 | 6.0363 | 3.2535 | 6.0363
234303-Lighting-Remove 4 Ft Lamp (De-Lamp) - Tr1 | 0 | 0 | 0.81326 | 4230.7877 | 63461.8151 | -79.1438 | -1187.1573 | 0 | 1.8717 | 0 | 1.8717 | 0 | 2.0492 | 0 | 2.0492 | -1.5179 | -1.2253 | -1.5179 | -1.2253
234285-Lighting-Occpncy Snsr-Hi-Bay integrated Snsr-Tr1 | 21.2396 | 13.6958 | 20.8029 | 107255.5277 | 858044.2215 | 0 | 0 | 0.1116 | 0 | 0.1116 | 0 | 0.11979 | 0 | 0.11979 | 0 | 8.1595 | 17.186 | 8.1595 | 17.186
234126-Refrigeration - Efficient Evap Fan Motor Electronically Commutated Motor (ECM) | 0.032379 | 0.027079 | 0.033274 | 244.3749 | 3665.6235 | -0.24209 | -3.6314 | 0.05134 | 0.97721 | 0.05134 | 0.97721 | -0.084552 | 0.97721 | -0.084552 | 0.97721 | 1.7469 | 0.57941 | 1.7469 | 0.57941
234126-Refrigeration - Efficient Evap Fan Motor Electronically Commutated Motor (ECM) | 0.097138 | 0.081236 | 0.099823 | 733.1247 | 10996.8705 | -0.72628 | -10.8942 | 0.05134 | 0.97721 | 0.05134 | 0.97721 | -0.084552 | 0.97721 | -0.084552 | 0.97721 | 1.7469 | 0.57941 | 1.7469 | 0.57941
234331-Premium T8 with T12 40 Watt Baseline - Tr2 | 1.4687 | 0.94705 | 2.1884 | 7416.6159 | 111249.2385 | 0 | 0 | 0.07546 | 0 | 0.07546 | 0 | 0.10924 | 0 | 0.10924 | 0 | 2.3033 | 5.529 | 2.3033 | 5.529
234286-Lighting-Occpncy Snsr-Hi-Bay integrated Snsr-Tr2 | 11.225 | 7.2382 | 17.8464 | 56683.9708 | 453471.7668 | 0 | 0 | 0.099462 | 0 | 0.099462 | 0 | 0.11314 | 0 | 0.11314 | 0 | 4.8202 | 10.1569 | 4.8202 | 10.1569
234085-Refrigeration -Strip Curtains for Walk-ins | 0.73926 | 0.52934 | 0.56074 | 4919.7 | 19678.8 | 0 | 0 | 0.099384 | 0 | 0.099384 | 0 | 0.10368 | 0 | 0.10368 | 0 | 12.8736 | 26.477 | 12.8736 | 26.477
234084-Refrigeration -Cooler/Freezer Door Gaskets - Solid Doors: Cooler | 2.2214 | 1.8578 | 1.9163 | 16765.638 | 67062.552 | 0 | 0 | 0.096107 | 0 | 0.096107 | 0 | 0.091387 | 0 | 0.091387 | 0 | 11.1732 | 7.4507 | 11.1732 | 7.4507
234085-Refrigeration -Strip Curtains for Walk-ins | 0.64284 | 0.46029 | 0.4876 | 4278 | 17112 | 0 | 0 | 0.099406 | 0 | 0.099406 | 0 | 0.10372 | 0 | 0.10372 | 0 | 12.9068 | 26.7388 | 12.9068 | 26.7388
234084-Refrigeration -Cooler/Freezer Door Gaskets - Solid Doors: Cooler | 0.3369 | 0.28174 | 0.29062 | 2542.656 | 10170.624 | 0 | 0 | 0.096019 | 0 | 0.096019 | 0 | 0.091019 | 0 | 0.091019 | 0 | 11.0697 | 7.2619 | 11.0697 | 7.2619
234067-Refrigeration - Food Service -Auto Closer for Main Cooler Doors | 0.099706 | 0.083383 | 0.14556 | 752.5063 | 6020.0504 | -0.037362 | -0.2989 | 0.045823 | 0.88635 | 0.045823 | 0.88635 | 0.088197 | 0.88635 | 0.088197 | 0.88635 | 1.7077 | 4.9518 | 1.7077 | 4.9518
234126-Refrigeration - Efficient Evap Fan Motor Electronically Commutated Motor (ECM) | 0.032379 | 0.027079 | 0.033274 | 244.3749 | 3665.6235 | -0.24209 | -3.6314 | 0.05134 | 0.97721 | 0.05134 | 0.97721 | -0.084552 | 0.97721 | -0.084552 | 0.97721 | 1.7469 | 0.57941 | 1.7469 | 0.57941
234331-Premium T8 with T12 40 Watt Baseline - Tr2 | 0.5222 | 0.33673 | 0.77811 | 2637.019 | 39555.2848 | 0 | 0 | 0.077055 | 0 | 0.077055 | 0 | 0.11083 | 0 | 0.11083 | 0 | 2.3309 | 5.5951 | 2.3309 | 5.5951
234304-Lighting-Remove 4 Ft Lamp (De-Lamp) - Tr2 | 0 | 0 | 0.59146 | 3076.9365 | 46154.0474 | -57.5591 | -863.3871 | 0 | 0.69035 | 0 | 0.69035 | 0 | 0.69063 | 0 | 0.69063 | 0 | 0 | 0 | 0
234330-Premium T8 with T12 40 Watt Baseline - Tr1 | 0.23474 | 0.15137 | 0.24626 | 1185.3947 | 17780.9212 | 0 | 0 | 0.091878 | 0 | 0.091878 | 0 | 0.111 | 0 | 0.111 | 0 | 3.215 | 5.965 | 3.215 | 5.965
234360-Lighting-IntrHiByLnrFlscntFxtr244wrplc400w(TrI)Tr1 | 0 | 0 | 0.68143 | 0 | 0 | -21.639 | -324.5854 | 0 | 6.1844 | 0 | 6.1844 | 0 | 4.1881 | 0 | 4.1881 | -0.22269 | -0.36788 | -0.22269 | -0.36788
234285-Lighting-Occpncy Snsr-Hi-Bay integrated Snsr-Tr1 | 1.6658 | 1.0742 | 1.6316 | 8412.1983 | 67297.586 | 0 | 0 | 0.10991 | 0 | 0.10991 | 0 | 0.1181 | 0 | 0.1181 | 0 | 8.051 | 16.9575 | 8.051 | 16.9575
234126-Refrigeration - Efficient Evap Fan Motor Electronically Commutated Motor (ECM) | 0.053965 | 0.045131 | 0.055457 | 407.2915 | 6109.3725 | -0.40349 | -6.0524 | 0.050018 | 0.96773 | 0.050018 | 0.96773 | -0.085874 | 0.96773 | -0.085874 | 0.96773 | 1.7274 | 0.57296 | 1.7274 | 0.57296
234330-Premium T8 with T12 40 Watt Baseline - Tr1 | 0.61033 | 0.39355 | 0.64029 | 3082.0263 | 46230.3951 | 0 | 0 | 0.091878 | 0 | 0.091878 | 0 | 0.111 | 0 | 0.111 | 0 | 3.215 | 5.965 | 3.215 | 5.965
234303-Lighting-Remove 4 Ft Lamp (De-Lamp) - Tr1 | 0 | 0 | 0.96113 | 5000.0218 | 75000.327 | -93.5336 | -1403.004 | 0 | 1.8697 | 0 | 1.8697 | 0 | 2.0472 | 0 | 2.0472 | -1.5153 | -1.2232 | -1.5153 | -1.2232
234331-Premium T8 with T12 40 Watt Baseline - Tr2 | 0.3427 | 0.22098 | 0.51064 | 1730.5437 | 25958.1556 | 0 | 0 | 0.077055 | 0 | 0.077055 | 0 | 0.11083 | 0 | 0.11083 | 0 | 2.3309 | 5.5951 | 2.3309 | 5.5951
234304-Lighting-Remove 4 Ft Lamp (De-Lamp) - Tr2 | 0 | 0 | 0.77629 | 4038.4791 | 60577.1872 | -75.5464 | -1133.1956 | 0 | 0.69035 | 0 | 0.69035 | 0 | 0.69063 | 0 | 0.69063 | 0 | 0 | 0 | 0
234084-Refrigeration -Cooler/Freezer Door Gaskets - Solid Doors: Cooler | 0.84224 | 0.70436 | 0.72656 | 6356.64 | 25426.56 | 0 | 0 | 0.09608 | 0 | 0.09608 | 0 | 0.091275 | 0 | 0.091275 | 0 | 11.1416 | 7.3923 | 11.1416 | 7.3923
234084-Refrigeration -Cooler/Freezer Door Gaskets - Solid Doors: Cooler | 0.45271 | 0.37859 | 0.39053 | 3416.694 | 13666.776 | 0 | 0 | 0.097885 | 0 | 0.097885 | 0 | 0.09318 | 0 | 0.09318 | 0 | 11.3668 | 7.5869 | 11.3668 | 7.5869
234084-Refrigeration -Cooler/Freezer Door Gaskets - Solid Doors: Cooler | 0.90541 | 0.75719 | 0.78105 | 6833.388 | 27333.552 | 0 | 0 | 0.097885 | 0 | 0.097885 | 0 | 0.09318 | 0 | 0.09318 | 0 | 11.3668 | 7.5869 | 11.3668 | 7.5869
234126-Refrigeration - Efficient Evap Fan Motor Electronically Commutated Motor (ECM) | 0.021586 | 0.018052 | 0.022183 | 162.9166 | 2443.749 | -0.1614 | -2.4209 | 0.05134 | 0.97721 | 0.05134 | 0.97721 | -0.084552 | 0.97721 | -0.084552 | 0.97721 | 1.7469 | 0.57941 | 1.7469 | 0.57941
234126-Refrigeration - Efficient Evap Fan Motor Electronically Commutated Motor (ECM) | 0.010793 | 0.0090262 | 0.011091 | 81.4583 | 1221.8745 | -0.080698 | -1.2105 | 0.05134 | 0.97721 | 0.05134 | 0.97721 | -0.084552 | 0.97721 | -0.084552 | 0.97721 | 1.7469 | 0.57941 | 1.7469 | 0.57941
234312-Lighting-Screw in 14-26 Watt Lamp - Tr1 | 0 | 0 | 0.31909 | 1588.9825 | 3924.7867 | -21.4602 | -53.0066 | 0 | 2.7433 | 0 | 2.7433 | 0 | 2.9189 | 0 | 2.9189 | -0.4263 | -0.39063 | -0.4263 | -0.39063
234315-Lighting-Screw in 14-26 Watt Reflector Lamp-Tr1 | 0 | 0 | 0.42546 | 2118.6433 | 5233.0489 | -28.6135 | -70.6755 | 0 | 4.3024 | 0 | 4.3024 | 0 | 2.926 | 0 | 2.926 | -0.29377 | -0.50123 | -0.29377 | -0.50123
234126-Refrigeration - Efficient Evap Fan Motor Electronically Commutated Motor (ECM) | 0.021586 | 0.018052 | 0.022183 | 162.9166 | 2443.749 | -0.1614 | -2.4209 | 0.05134 | 0.97721 | 0.05134 | 0.97721 | -0.084552 | 0.97721 | -0.084552 | 0.97721 | 1.7469 | 0.57941 | 1.7469 | 0.57941
234084-Refrigeration -Cooler/Freezer Door Gaskets - Solid Doors: Cooler | 0.62116 | 0.51947 | 0.53584 | 4688.022 | 18752.088 | 0 | 0 | 0.096062 | 0 | 0.096062 | 0 | 0.091197 | 0 | 0.091197 | 0 | 11.1195 | 7.352 | 11.1195 | 7.352
234085-Refrigeration -Strip Curtains for Walk-ins | 1.3821 | 0.98963 | 1.0483 | 9197.7 | 36790.8 | 0 | 0 | 0.099408 | 0 | 0.099408 | 0 | 0.10373 | 0 | 0.10373 | 0 | 12.9104 | 26.7677 | 12.9104 | 26.7677
234084-Refrigeration -Cooler/Freezer Door Gaskets - Solid Doors: Cooler | 1.2423 | 1.0389 | 1.0717 | 9376.044 | 37504.176 | 0 | 0 | 0.096111 | 0 | 0.096111 | 0 | 0.091403 | 0 | 0.091403 | 0 | 11.1778 | 7.4591 | 11.1778 | 7.4591
234067-Refrigeration - Food Service -Auto Closer for Main Cooler Doors | 0.29912 | 0.25015 | 0.43667 | 2257.5189 | 18060.1512 | -0.11209 | -0.8967 | 0.045823 | 0.88635 | 0.045823 | 0.88635 | 0.088197 | 0.88635 | 0.088197 | 0.88635 | 1.7077 | 4.9518 | 1.7077 | 4.9518
234068-Refrigeration - Food Service -Auto Closer for Main Freezer Doors | 0.25838 | 0.21608 | 0.19315 | 1950.0694 | 15600.5556 | -0.018681 | -0.14945 | 0.084673 | 0.88635 | 0.084673 | 0.88635 | 0.097091 | 0.88635 | 0.097091 | 0.88635 | 4.2775 | 8.2376 | 4.2775 | 8.2376
234085-Refrigeration -Strip Curtains for Walk-ins | 0.61069 | 0.43728 | 0.46322 | 4064.1 | 16256.4 | 0 | 0 | 0.099413 | 0 | 0.099413 | 0 | 0.10374 | 0 | 0.10374 | 0 | 12.9185 | 26.832 | 12.9185 | 26.832
234084-Refrigeration -Cooler/Freezer Door Gaskets - Solid Doors: Cooler | 0 | 0 | 0 | 0 | 0 | 0 | 0 | 0 | 0 | 0 | 0 | 0 | 0 | 0 | 0 | 0 | 0 | 0 | 0
234126-Refrigeration - Efficient Evap Fan Motor Electronically Commutated Motor (ECM) | 0.021586 | 0.018052 | 0.022183 | 162.9166 | 2443.749 | -0.1614 | -2.4209 | 0.05134 | 0.97721 | 0.05134 | 0.97721 | -0.084552 | 0.97721 | -0.084552 | 0.97721 | 1.7469 | 0.57941 | 1.7469 | 0.57941
234243-Lighting-Induction Fixture 55-100 watts - Tr1 | 7.2789 | 4.6936 | 9.3306 | 36756.72 | 551350.8 | 0 | 0 | 0.08526 | 0 | 0.08526 | 0 | 0.12065 | 0 | 0.12065 | 0 | 2.7158 | 9.4373 | 2.7158 | 9.4373
234285-Lighting-Occpncy Snsr-Hi-Bay integrated Snsr-Tr1 | 29.5688 | 19.0668 | 28.9609 | 149316.5189 | 1194532.1515 | 0 | 0 | 0.10991 | 0 | 0.10991 | 0 | 0.1181 | 0 | 0.1181 | 0 | 8.051 | 16.9575 | 8.051 | 16.9575
234085-Refrigeration -Strip Curtains for Walk-ins | 1.3821 | 0.98963 | 1.0483 | 9197.7 | 36790.8 | 0 | 0 | 0.099436 | 0 | 0.099436 | 0 | 0.10378 | 0 | 0.10378 | 0 | 12.9534 | 27.1134 | 12.9534 | 27.1134
234084-Refrigeration -Cooler/Freezer Door Gaskets - Solid Doors: Cooler | 0 | 0 | 0 | 0 | 0 | 0 | 0 | 0 | 0 | 0 | 0 | 0 | 0 | 0 | 0 | 0 | 0 | 0 | 0
234068-Refrigeration - Food Service -Auto Closer for Main Freezer Doors | 0.25838 | 0.21608 | 0.19315 | 1950.0694 | 15600.5556 | -0.018681 | -0.14945 | 0.084673 | 0.88635 | 0.084673 | 0.88635 | 0.097091 | 0.88635 | 0.097091 | 0.88635 | 4.2775 | 8.2376 | 4.2775 | 8.2376
234353-Water Heating-Commercial Boiler | 0 | 0 | 0 | 0 | 0 | 426.7972 | 8535.944 | 0 | 0.11482 | 0 | 0.11482 | 0 | 0.76068 | 0 | 0.76068 | 1.1313 | 4.3265 | 1.1313 | 4.3265
234312-Lighting-Screw in 14-26 Watt Lamp - Tr1 | 0 | 0 | 0.085091 | 423.7287 | 1046.6098 | -5.7227 | -14.1351 | 0 | 2.7417 | 0 | 2.7417 | 0 | 2.9173 | 0 | 2.9173 | -0.42547 | -0.38987 | -0.42547 | -0.38987
234330-Premium T8 with T12 40 Watt Baseline - Tr1 | 0.82159 | 0.52979 | 0.86192 | 4148.8816 | 62233.2241 | 0 | 0 | 0.091878 | 0 | 0.091878 | 0 | 0.111 | 0 | 0.111 | 0 | 3.215 | 5.965 | 3.215 | 5.965
234303-Lighting-Remove 4 Ft Lamp (De-Lamp) - Tr1 | 0 | 0 | 0.48056 | 2500.0109 | 37500.1635 | -46.7668 | -701.502 | 0 | 1.8697 | 0 | 1.8697 | 0 | 2.0472 | 0 | 2.0472 | -1.5153 | -1.2232 | -1.5153 | -1.2232
234285-Lighting-Occpncy Snsr-Hi-Bay integrated Snsr-Tr1 | 2.4988 | 1.6113 | 2.4474 | 12618.2974 | 100946.379 | 0 | 0 | 0.10991 | 0 | 0.10991 | 0 | 0.1181 | 0 | 0.1181 | 0 | 8.051 | 16.9575 | 8.051 | 16.9575
234330-Premium T8 with T12 40 Watt Baseline - Tr1 | 0.89202 | 0.5752 | 0.9358 | 4504.5 | 67567.5005 | 0 | 0 | 0.091878 | 0 | 0.091878 | 0 | 0.111 | 0 | 0.111 | 0 | 3.215 | 5.965 | 3.215 | 5.965
234303-Lighting-Remove 4 Ft Lamp (De-Lamp) - Tr1 | 0 | 0 | 1.2938 | 6730.7986 | 100961.9786 | -125.9106 | -1888.6593 | 0 | 1.8697 | 0 | 1.8697 | 0 | 2.0472 | 0 | 2.0472 | -1.5153 | -1.2232 | -1.5153 | -1.2232
234360-Lighting-IntrHiByLnrFlscntFxtr244wrplc400w(TrI)Tr1 | 0 | 0 | 6.9847 | 0 | 0 | -221.8 | -3327 | 0 | 6.1844 | 0 | 6.1844 | 0 | 4.1881 | 0 | 4.1881 | -0.22269 | -0.36788 | -0.22269 | -0.36788
234285-Lighting-Occpncy Snsr-Hi-Bay integrated Snsr-Tr1 | 17.075 | 11.0104 | 16.7239 | 86225.0321 | 689800.2565 | 0 | 0 | 0.10991 | 0 | 0.10991 | 0 | 0.1181 | 0 | 0.1181 | 0 | 8.051 | 16.9575 | 8.051 | 16.9575
234049-Lighting-LED Exit Sign New Sign | 0 | 0 | 0 | 0 | 0 | 0 | 0 | 0 | 0 | 0 | 0 | 0 | 0 | 0 | 0 | 0 | 0 | 0 | 0
234330-Premium T8 with T12 40 Watt Baseline - Tr1 | 0.39906 | 0.25732 | 0.41865 | 2015.1711 | 30227.566 | 0 | 0 | 0.091878 | 0 | 0.091878 | 0 | 0.111 | 0 | 0.111 | 0 | 3.215 | 5.965 | 3.215 | 5.965
234303-Lighting-Remove 4 Ft Lamp (De-Lamp) - Tr1 | 0 | 0 | 0.40663 | 2115.3938 | 31730.9076 | -39.5719 | -593.5786 | 0 | 1.8697 | 0 | 1.8697 | 0 | 2.0472 | 0 | 2.0472 | -1.5153 | -1.2232 | -1.5153 | -1.2232
234312-Lighting-Screw in 14-26 Watt Lamp - Tr1 | 0 | 0 | 0.31909 | 1588.9825 | 3924.7867 | -21.4602 | -53.0066 | 0 | 2.7417 | 0 | 2.7417 | 0 | 2.9173 | 0 | 2.9173 | -0.42547 | -0.38987 | -0.42547 | -0.38987
234330-Premium T8 with T12 40 Watt Baseline - Tr1 | 0.28169 | 0.18164 | 0.29552 | 1422.4737 | 21337.1054 | 0 | 0 | 0.091878 | 0 | 0.091878 | 0 | 0.111 | 0 | 0.111 | 0 | 3.215 | 5.965 | 3.215 | 5.965
234303-Lighting-Remove 4 Ft Lamp (De-Lamp) - Tr1 | 0 | 0 | 0.88719 | 4615.4047 | 69231.071 | -86.3387 | -1295.0806 | 0 | 1.8697 | 0 | 1.8697 | 0 | 2.0472 | 0 | 2.0472 | -1.5153 | -1.2232 | -1.5153 | -1.2232
234291-Lighting-Ocpncy Snsr-Wll/Cl Mntd Lght Snsr>=500Tr1 | 6.6644 | 4.2974 | 7.7952 | 33653.76 | 269230.08 | 0 | 0 | 0.064146 | 0 | 0.064146 | 0 | 0.10225 | 0 | 0.10225 | 0 | 2.0456 | 5.3989 | 2.0456 | 5.3989
234049-Lighting-LED Exit Sign New Sign | 0.57948 | 0.57572 | 0 | 5076.4445 | 81223.1124 | 0 | 0 | 0.093414 | 0 | 0.093414 | 0 | 0.099467 | 0 | 0.099467 | 0 | 5.2149 | 7.1743 | 5.2149 | 7.1743
234312-Lighting-Screw in 14-26 Watt Lamp - Tr1 | 0 | 0 | 0.25527 | 1271.186 | 3139.8294 | -17.1681 | -42.4053 | 0 | 2.7417 | 0 | 2.7417 | 0 | 2.9173 | 0 | 2.9173 | -0.42547 | -0.38987 | -0.42547 | -0.38987
234330-Premium T8 with T12 40 Watt Baseline - Tr1 | 0.23474 | 0.15137 | 0.24626 | 1185.3947 | 17780.9212 | 0 | 0 | 0.091878 | 0 | 0.091878 | 0 | 0.111 | 0 | 0.111 | 0 | 3.215 | 5.965 | 3.215 | 5.965
234303-Lighting-Remove 4 Ft Lamp (De-Lamp) - Tr1 | 0 | 0 | 0.36966 | 1923.0853 | 28846.2796 | -35.9745 | -539.6169 | 0 | 1.8697 | 0 | 1.8697 | 0 | 2.0472 | 0 | 2.0472 | -1.5153 | -1.2232 | -1.5153 | -1.2232
234291-Lighting-Ocpncy Snsr-Wll/Cl Mntd Lght Snsr>=500Tr1 | 5.9355 | 3.8273 | 6.9426 | 29972.88 | 239783.04 | 0 | 0 | 0.064146 | 0 | 0.064146 | 0 | 0.10225 | 0 | 0.10225 | 0 | 2.0456 | 5.3989 | 2.0456 | 5.3989
234330-Premium T8 with T12 40 Watt Baseline - Tr1 | 0.42253 | 0.27246 | 0.44327 | 2133.7105 | 32005.6581 | 0 | 0 | 0.091878 | 0 | 0.091878 | 0 | 0.111 | 0 | 0.111 | 0 | 3.215 | 5.965 | 3.215 | 5.965
234303-Lighting-Remove 4 Ft Lamp (De-Lamp) - Tr1 | 0 | 0 | 0.6654 | 3461.5536 | 51923.3033 | -64.754 | -971.3105 | 0 | 1.8697 | 0 | 1.8697 | 0 | 2.0472 | 0 | 2.0472 | -1.5153 | -1.2232 | -1.5153 | -1.2232
234312-Lighting-Screw in 14-26 Watt Lamp - Tr1 | 0 | 0 | 0 | 0 | 0 | 0 | 0 | 0 | 0 | 0 | 0 | 0 | 0 | 0 | 0 | 0 | 0 | 0 | 0
234330-Premium T8 with T12 40 Watt Baseline - Tr1 | 0 | 0 | 0 | 0 | 0 | 0 | 0 | 0 | 0 | 0 | 0 | 0 | 0 | 0 | 0 | 0 | 0 | 0 | 0
234303-Lighting-Remove 4 Ft Lamp (De-Lamp) - Tr1 | 0 | 0 | 0 | 0 | 0 | 0 | 0 | 0 | 0 | 0 | 0 | 0 | 0 | 0 | 0 | 0 | 0 | 0 | 0
234291-Lighting-Ocpncy Snsr-Wll/Cl Mntd Lght Snsr>=500Tr1 | 5.3107 | 3.4245 | 6.2118 | 26817.84 | 214542.72 | 0 | 0 | 0.064146 | 0 | 0.064146 | 0 | 0.10225 | 0 | 0.10225 | 0 | 2.0456 | 5.3989 | 2.0456 | 5.3989
234049-Lighting-LED Exit Sign New Sign | 0 | 0 | 0 | 0 | 0 | 0 | 0 | 0 | 0 | 0 | 0 | 0 | 0 | 0 | 0 | 0 | 0 | 0 | 0
234126-Refrigeration - Efficient Evap Fan Motor Electronically Commutated Motor (ECM) | 0.053965 | 0.045131 | 0.055457 | 407.2915 | 6109.3725 | -0.40349 | -6.0524 | 0.05134 | 0.97721 | 0.05134 | 0.97721 | -0.084552 | 0.97721 | -0.084552 | 0.97721 | 1.7469 | 0.57941 | 1.7469 | 0.57941
234360-Lighting-IntrHiByLnrFlscntFxtr244wrplc400w(TrI)Tr1 | 0 | 0 | 1.8739 | 0 | 0 | -59.5073 | -892.6098 | 0 | 6.1844 | 0 | 6.1844 | 0 | 4.1881 | 0 | 4.1881 | -0.22269 | -0.36788 | -0.22269 | -0.36788
234285-Lighting-Occpncy Snsr-Hi-Bay integrated Snsr-Tr1 | 4.5811 | 2.954 | 4.4869 | 23133.5452 | 185068.3615 | 0 | 0 | 0.10991 | 0 | 0.10991 | 0 | 0.1181 | 0 | 0.1181 | 0 | 8.051 | 16.9575 | 8.051 | 16.9575
234126-Refrigeration - Efficient Evap Fan Motor Electronically Commutated Motor (ECM) | 0.053965 | 0.045131 | 0.055457 | 407.2915 | 6109.3725 | -0.40349 | -6.0524 | 0.05134 | 0.97721 | 0.05134 | 0.97721 | -0.084552 | 0.97721 | -0.084552 | 0.97721 | 1.7469 | 0.57941 | 1.7469 | 0.57941
234126-Refrigeration - Efficient Evap Fan Motor Electronically Commutated Motor (ECM) | 0.064759 | 0.054157 | 0.066549 | 488.7498 | 7331.247 | -0.48419 | -7.2628 | 0.050018 | 0.96773 | 0.050018 | 0.96773 | -0.085874 | 0.96773 | -0.085874 | 0.96773 | 1.7274 | 0.57296 | 1.7274 | 0.57296
234084-Refrigeration -Cooler/Freezer Door Gaskets - Solid Doors: Cooler | 3.9585 | 3.3105 | 3.4148 | 29876.208 | 119504.832 | 0 | 0 | 0.096105 | 0 | 0.096105 | 0 | 0.091378 | 0 | 0.091378 | 0 | 11.1705 | 7.4456 | 11.1705 | 7.4456
234067-Refrigeration - Food Service -Auto Closer for Main Cooler Doors | 0.19941 | 0.16677 | 0.29111 | 1505.0126 | 12040.1008 | -0.074725 | -0.5978 | 0.045823 | 0.88635 | 0.045823 | 0.88635 | 0.088197 | 0.88635 | 0.088197 | 0.88635 | 1.7077 | 4.9518 | 1.7077 | 4.9518
234068-Refrigeration - Food Service -Auto Closer for Main Freezer Doors | 0.25838 | 0.21608 | 0.19315 | 1950.0694 | 15600.5556 | -0.018681 | -0.14945 | 0.084673 | 0.88635 | 0.084673 | 0.88635 | 0.097091 | 0.88635 | 0.097091 | 0.88635 | 4.2775 | 8.2376 | 4.2775 | 8.2376
234360-Lighting-IntrHiByLnrFlscntFxtr244wrplc400w(TrI)Tr1 | 0 | 0 | 0.68143 | 0 | 0 | -21.639 | -324.5854 | 0 | 6.1863 | 0 | 6.1863 | 0 | 4.1901 | 0 | 4.1901 | -0.22308 | -0.36852 | -0.22308 | -0.36852
234285-Lighting-Occpncy Snsr-Hi-Bay integrated Snsr-Tr1 | 1.6658 | 1.0742 | 1.6316 | 8412.1983 | 67297.586 | 0 | 0 | 0.1116 | 0 | 0.1116 | 0 | 0.11979 | 0 | 0.11979 | 0 | 8.1595 | 17.186 | 8.1595 | 17.186
234330-Premium T8 with T12 40 Watt Baseline - Tr1 | 0.61033 | 0.39355 | 0.64029 | 3082.0263 | 46230.3951 | 0 | 0 | 0.093473 | 0 | 0.093473 | 0 | 0.1126 | 0 | 0.1126 | 0 | 3.2535 | 6.0363 | 3.2535 | 6.0363
234303-Lighting-Remove 4 Ft Lamp (De-Lamp) - Tr1 | 0 | 0 | 0 | 0 | 0 | 0 | 0 | 0 | 0 | 0 | 0 | 0 | 0 | 0 | 0 | 0 | 0 | 0 | 0
234049-Lighting-LED Exit Sign New Sign | 0.034087 | 0.033866 | 0 | 298.6144 | 4777.8301 | 0 | 0 | 0.094675 | 0 | 0.094675 | 0 | 0.10073 | 0 | 0.10073 | 0 | 5.2718 | 7.2526 | 5.2718 | 7.2526
234063-Refrigeration - Anti-Sweat Heater Controls | 0.9862 | 0.82475 | 0.4774 | 7443.1 | 89317.2 | 0 | 0 | 0.091479 | 0 | 0.091479 | 0 | 0.10207 | 0 | 0.10207 | 0 | 4.7177 | 8.2832 | 4.7177 | 8.2832
234126-Refrigeration - Efficient Evap Fan Motor Electronically Commutated Motor (ECM) | 0.086345 | 0.072209 | 0.088732 | 651.6664 | 9774.996 | -0.64558 | -9.6838 | 0.05134 | 0.97721 | 0.05134 | 0.97721 | -0.084552 | 0.97721 | -0.084552 | 0.97721 | 1.7469 | 0.57941 | 1.7469 | 0.57941
234126-Refrigeration - Efficient Evap Fan Motor Electronically Commutated Motor (ECM) | 0.021586 | 0.018052 | 0.022183 | 162.9166 | 2443.749 | -0.1614 | -2.4209 | 0.05134 | 0.97721 | 0.05134 | 0.97721 | -0.084552 | 0.97721 | -0.084552 | 0.97721 | 1.7469 | 0.57941 | 1.7469 | 0.57941
234126-Refrigeration - Efficient Evap Fan Motor Electronically Commutated Motor (ECM) | 0.010793 | 0.0090262 | 0.011091 | 81.4583 | 1221.8745 | -0.080698 | -1.2105 | 0.05134 | 0.97721 | 0.05134 | 0.97721 | -0.084552 | 0.97721 | -0.084552 | 0.97721 | 1.7469 | 0.57941 | 1.7469 | 0.57941
234330-Premium T8 with T12 40 Watt Baseline - Tr1 | 0.70422 | 0.4541 | 0.73879 | 3556.1842 | 53342.7635 | 0 | 0 | 0.093473 | 0 | 0.093473 | 0 | 0.1126 | 0 | 0.1126 | 0 | 3.2535 | 6.0363 | 3.2535 | 6.0363
234303-Lighting-Remove 4 Ft Lamp (De-Lamp) - Tr1 | 0 | 0 | 0.14787 | 769.2341 | 11538.5118 | -14.3898 | -215.8468 | 0 | 1.8717 | 0 | 1.8717 | 0 | 2.0492 | 0 | 2.0492 | -1.5179 | -1.2253 | -1.5179 | -1.2253
234312-Lighting-Screw in 14-26 Watt Lamp - Tr1 | 0 | 0 | 0 | 0 | 0 | 0 | 0 | 0 | 0 | 0 | 0 | 0 | 0 | 0 | 0 | 0 | 0 | 0 | 0
234126-Refrigeration - Efficient Evap Fan Motor Electronically Commutated Motor (ECM) | 0.064759 | 0.054157 | 0.066549 | 488.7498 | 7331.247 | -0.48419 | -7.2628 | 0.050018 | 0.96773 | 0.050018 | 0.96773 | -0.085874 | 0.96773 | -0.085874 | 0.96773 | 1.7274 | 0.57296 | 1.7274 | 0.57296
234085-Refrigeration -Strip Curtains for Walk-ins | 1.7999 | 1.2888 | 1.3653 | 11978.4 | 47913.6 | 0 | 0 | 0.099448 | 0 | 0.099448 | 0 | 0.1038 | 0 | 0.1038 | 0 | 12.9729 | 27.2722 | 12.9729 | 27.2722
234084-Refrigeration -Cooler/Freezer Door Gaskets - Solid Doors: Cooler | 0.88436 | 0.73958 | 0.76289 | 6674.472 | 26697.888 | 0 | 0 | 0.096082 | 0 | 0.096082 | 0 | 0.091283 | 0 | 0.091283 | 0 | 11.1438 | 7.3965 | 11.1438 | 7.3965
234067-Refrigeration - Food Service -Auto Closer for Main Cooler Doors | 0.39882 | 0.33353 | 0.58222 | 3010.0252 | 24080.2016 | -0.14945 | -1.1956 | 0.045823 | 0.88635 | 0.045823 | 0.88635 | 0.088197 | 0.88635 | 0.088197 | 0.88635 | 1.7077 | 4.9518 | 1.7077 | 4.9518
234068-Refrigeration - Food Service -Auto Closer for Main Freezer Doors | 0.51676 | 0.43216 | 0.3863 | 3900.1389 | 31201.1112 | -0.037363 | -0.2989 | 0.084673 | 0.88635 | 0.084673 | 0.88635 | 0.097091 | 0.88635 | 0.097091 | 0.88635 | 4.2775 | 8.2376 | 4.2775 | 8.2376
234126-Refrigeration - Efficient Evap Fan Motor Electronically Commutated Motor (ECM) | 0.14031 | 0.11734 | 0.14419 | 1058.9579 | 15884.3685 | -1.0491 | -15.7361 | 0.05134 | 0.97721 | 0.05134 | 0.97721 | -0.084552 | 0.97721 | -0.084552 | 0.97721 | 1.7469 | 0.57941 | 1.7469 | 0.57941
234126-Refrigeration - Efficient Evap Fan Motor Electronically Commutated Motor (ECM) | 0.075552 | 0.063183 | 0.07764 | 570.2081 | 8553.1215 | -0.56489 | -8.4733 | 0.05134 | 0.97721 | 0.05134 | 0.97721 | -0.084552 | 0.97721 | -0.084552 | 0.97721 | 1.7469 | 0.57941 | 1.7469 | 0.57941
234286-Lighting-Occpncy Snsr-Hi-Bay integrated Snsr-Tr2 | 9.7283 | 6.2731 | 15.4669 | 49126.1081 | 393008.8645 | 0 | 0 | 0.099462 | 0 | 0.099462 | 0 | 0.11314 | 0 | 0.11314 | 0 | 4.8202 | 10.1569 | 4.8202 | 10.1569
234285-Lighting-Occpncy Snsr-Hi-Bay integrated Snsr-Tr1 | 6.6634 | 4.2967 | 6.5264 | 33648.793 | 269190.344 | 0 | 0 | 0.10991 | 0 | 0.10991 | 0 | 0.1181 | 0 | 0.1181 | 0 | 8.051 | 16.9575 | 8.051 | 16.9575
234063-Refrigeration - Anti-Sweat Heater Controls | 1.6225 | 1.3568 | 0.7854 | 12245.1 | 146941.2 | 0 | 0 | 0.091546 | 0 | 0.091546 | 0 | 0.10229 | 0 | 0.10229 | 0 | 4.7306 | 8.4168 | 4.7306 | 8.4168
234126-Refrigeration - Efficient Evap Fan Motor Electronically Commutated Motor (ECM) | 0.064759 | 0.054157 | 0.066549 | 488.7498 | 7331.247 | -0.48419 | -7.2628 | 0.05134 | 0.97721 | 0.05134 | 0.97721 | -0.084552 | 0.97721 | -0.084552 | 0.97721 | 1.7469 | 0.57941 | 1.7469 | 0.57941
234126-Refrigeration - Efficient Evap Fan Motor Electronically Commutated Motor (ECM) | 0.11872 | 0.099288 | 0.12201 | 896.0413 | 13440.6195 | -0.88768 | -13.3152 | 0.05134 | 0.97721 | 0.05134 | 0.97721 | -0.084552 | 0.97721 | -0.084552 | 0.97721 | 1.7469 | 0.57941 | 1.7469 | 0.57941
234330-Premium T8 with T12 40 Watt Baseline - Tr1 | 1.831 | 1.1807 | 1.9209 | 9246.079 | 138691.1852 | 0 | 0 | 0.091878 | 0 | 0.091878 | 0 | 0.111 | 0 | 0.111 | 0 | 3.215 | 5.965 | 3.215 | 5.965
234360-Lighting-IntrHiByLnrFlscntFxtr244wrplc400w(TrI)Tr1 | 0 | 0 | 20.6134 | 0 | 0 | -654.5805 | -9818.7073 | 0 | 6.1844 | 0 | 6.1844 | 0 | 4.1881 | 0 | 4.1881 | -0.22269 | -0.36788 | -0.22269 | -0.36788
234330-Premium T8 with T12 40 Watt Baseline - Tr1 | 1.9953 | 1.2866 | 2.0932 | 10075.8553 | 151137.83 | 0 | 0 | 0.091878 | 0 | 0.091878 | 0 | 0.111 | 0 | 0.111 | 0 | 3.215 | 5.965 | 3.215 | 5.965
234084-Refrigeration -Cooler/Freezer Door Gaskets - Solid Doors: Cooler | 0.5264 | 0.44023 | 0.4541 | 3972.9 | 15891.6 | 0 | 0 | 0.096053 | 0 | 0.096053 | 0 | 0.091159 | 0 | 0.091159 | 0 | 11.1088 | 7.3326 | 11.1088 | 7.3326
234386-Ice Machines 501-1000 - Energy Star | 0.10193 | 0.078882 | 0.091 | 884.1 | 8841 | 0 | 0 | 0.053696 | 0 | 0.053696 | 0 | 0.089271 | 0 | 0.089271 | 0 | 1.9699 | 5.5109 | 1.9699 | 5.5109
234330-Premium T8 with T12 40 Watt Baseline - Tr1 | 0.77465 | 0.49951 | 0.81267 | 3911.8027 | 58677.0399 | 0 | 0 | 0.093473 | 0 | 0.093473 | 0 | 0.1126 | 0 | 0.1126 | 0 | 3.2535 | 6.0363 | 3.2535 | 6.0363
234285-Lighting-Occpncy Snsr-Hi-Bay integrated Snsr-Tr1 | 6.6634 | 4.2967 | 6.5264 | 33648.793 | 269190.344 | 0 | 0 | 0.1116 | 0 | 0.1116 | 0 | 0.11979 | 0 | 0.11979 | 0 | 8.1595 | 17.186 | 8.1595 | 17.186
234360-Lighting-IntrHiByLnrFlscntFxtr244wrplc400w(TrI)Tr1 | 0 | 0 | 2.7257 | 0 | 0 | -86.5561 | -1298.3415 | 0 | 6.1863 | 0 | 6.1863 | 0 | 4.1901 | 0 | 4.1901 | -0.22308 | -0.36852 | -0.22308 | -0.36852
234309-Lighting-Screw in >27 Watt Lamp - Tr1 | 0 | 0 | 0 | 0 | 0 | 0 | 0 | 0 | 0 | 0 | 0 | 0 | 0 | 0 | 0 | 0 | 0 | 0 | 0
234303-Lighting-Remove 4 Ft Lamp (De-Lamp) - Tr1 | 0 | 0 | 1.146 | 5961.5645 | 89423.4668 | -111.5208 | -1672.8125 | 0 | 1.8717 | 0 | 1.8717 | 0 | 2.0492 | 0 | 2.0492 | -1.5179 | -1.2253 | -1.5179 | -1.2253
234126-Refrigeration - Efficient Evap Fan Motor Electronically Commutated Motor (ECM) | 0.053965 | 0.045131 | 0.055457 | 407.2915 | 6109.3725 | -0.40349 | -6.0524 | 0.050018 | 0.96773 | 0.050018 | 0.96773 | -0.085874 | 0.96773 | -0.085874 | 0.96773 | 1.7274 | 0.57296 | 1.7274 | 0.57296
234126-Refrigeration - Efficient Evap Fan Motor Electronically Commutated Motor (ECM) | 0.043172 | 0.036105 | 0.044366 | 325.8332 | 4887.498 | -0.32279 | -4.8419 | 0.050018 | 0.96773 | 0.050018 | 0.96773 | -0.085874 | 0.96773 | -0.085874 | 0.96773 | 1.7274 | 0.57296 | 1.7274 | 0.57296
234084-Refrigeration -Cooler/Freezer Door Gaskets - Solid Doors: Cooler | 1.6845 | 1.4087 | 1.4531 | 12713.28 | 50853.12 | 0 | 0 | 0.097885 | 0 | 0.097885 | 0 | 0.09318 | 0 | 0.09318 | 0 | 11.3668 | 7.5869 | 11.3668 | 7.5869
234330-Premium T8 with T12 40 Watt Baseline - Tr1 | 0.70422 | 0.4541 | 0.73879 | 3556.1842 | 53342.7635 | 0 | 0 | 0.093964 | 0 | 0.093964 | 0 | 0.11483 | 0 | 0.11483 | 0 | 3.2925 | 6.707 | 3.2925 | 6.707
234303-Lighting-Remove 4 Ft Lamp (De-Lamp) - Tr1 | 0 | 0 | 0.6654 | 3461.5536 | 51923.3033 | -64.754 | -971.3105 | 0 | 1.8505 | 0 | 1.8505 | 0 | 1.9571 | 0 | 1.9571 | -1.5624 | -1.3615 | -1.5624 | -1.3615
234084-Refrigeration -Cooler/Freezer Door Gaskets - Solid Doors: Cooler | 0.76855 | 0.64273 | 0.66299 | 5800.434 | 23201.736 | 0 | 0 | 0.097885 | 0 | 0.097885 | 0 | 0.09318 | 0 | 0.09318 | 0 | 11.3668 | 7.5869 | 11.3668 | 7.5869
234084-Refrigeration -Cooler/Freezer Door Gaskets - Solid Doors: Cooler | 0.66327 | 0.55469 | 0.57217 | 5005.854 | 20023.416 | 0 | 0 | 0.097885 | 0 | 0.097885 | 0 | 0.09318 | 0 | 0.09318 | 0 | 11.3668 | 7.5869 | 11.3668 | 7.5869
234312-Lighting-Screw in 14-26 Watt Lamp - Tr1 | 0 | 0 | 5.616 | 27966.0915 | 69076.246 | -377.6988 | -932.916 | 0 | 2.7034 | 0 | 2.7034 | 0 | 2.709 | 0 | 2.709 | -0.43532 | -0.43404 | -0.43532 | -0.43404
234330-Premium T8 with T12 40 Watt Baseline - Tr1 | 0.093896 | 0.060547 | 0.098505 | 474.1579 | 7112.3685 | 0 | 0 | 0.093964 | 0 | 0.093964 | 0 | 0.11483 | 0 | 0.11483 | 0 | 3.2925 | 6.707 | 3.2925 | 6.707
234312-Lighting-Screw in 14-26 Watt Lamp - Tr1 | 0 | 0 | 0.78709 | 3919.4901 | 9681.1405 | -52.9351 | -130.7496 | 0 | 2.7433 | 0 | 2.7433 | 0 | 2.9189 | 0 | 2.9189 | -0.4263 | -0.39063 | -0.4263 | -0.39063
234330-Premium T8 with T12 40 Watt Baseline - Tr1 | 0.55164 | 0.35571 | 0.57872 | 2785.6777 | 41785.1648 | 0 | 0 | 0.093473 | 0 | 0.093473 | 0 | 0.1126 | 0 | 0.1126 | 0 | 3.2535 | 6.0363 | 3.2535 | 6.0363
234049-Lighting-LED Exit Sign New Sign | 0.10226 | 0.1016 | 0 | 895.8432 | 14333.4904 | 0 | 0 | 0.094675 | 0 | 0.094675 | 0 | 0.10073 | 0 | 0.10073 | 0 | 5.2718 | 7.2526 | 5.2718 | 7.2526
234067-Refrigeration - Food Service -Auto Closer for Main Cooler Doors | 0.099706 | 0.083383 | 0.14556 | 752.5063 | 6020.0504 | -0.037362 | -0.2989 | 0.045823 | 0.88635 | 0.045823 | 0.88635 | 0.088197 | 0.88635 | 0.088197 | 0.88635 | 1.7077 | 4.9518 | 1.7077 | 4.9518
234068-Refrigeration - Food Service -Auto Closer for Main Freezer Doors | 0.25838 | 0.21608 | 0.19315 | 1950.0694 | 15600.5556 | -0.018681 | -0.14945 | 0.084673 | 0.88635 | 0.084673 | 0.88635 | 0.097091 | 0.88635 | 0.097091 | 0.88635 | 4.2775 | 8.2376 | 4.2775 | 8.2376
234126-Refrigeration - Efficient Evap Fan Motor Electronically Commutated Motor (ECM) | 0.032379 | 0.027079 | 0.033274 | 244.3749 | 3665.6235 | -0.24209 | -3.6314 | 0.050018 | 0.96773 | 0.050018 | 0.96773 | -0.085874 | 0.96773 | -0.085874 | 0.96773 | 1.7274 | 0.57296 | 1.7274 | 0.57296
234286-Lighting-Occpncy Snsr-Hi-Bay integrated Snsr-Tr2 | 5.7372 | 3.6995 | 9.1215 | 28971.8073 | 231774.4586 | 0 | 0 | 0.099462 | 0 | 0.099462 | 0 | 0.11314 | 0 | 0.11314 | 0 | 4.8202 | 10.1569 | 4.8202 | 10.1569
234315-Lighting-Screw in 14-26 Watt Reflector Lamp-Tr1 | 0 | 0 | 0.042546 | 211.8643 | 523.3049 | -2.8614 | -7.0675 | 0 | 4.4304 | 0 | 4.4304 | 0 | 3.0539 | 0 | 3.0539 | -0.33225 | -0.56688 | -0.33225 | -0.56688
234330-Premium T8 with T12 40 Watt Baseline - Tr1 | 0.23474 | 0.15137 | 0.24626 | 1185.3947 | 17780.9212 | 0 | 0 | 0.091878 | 0 | 0.091878 | 0 | 0.111 | 0 | 0.111 | 0 | 3.215 | 5.965 | 3.215 | 5.965
234294-Lighting-Occupancy Sensor-Wallbox Lghtng Snsr-Tr1 | 0.033242 | 0.020617 | 0.14799 | 179.5576 | 1436.4605 | 0 | 0 | 0.08477 | 0 | 0.08477 | 0 | 0.086495 | 0 | 0.086495 | 0 | 3.229 | 3.3824 | 3.229 | 3.3824
234315-Lighting-Screw in 14-26 Watt Reflector Lamp-Tr1 | 0 | 0 | 0.42546 | 2118.6433 | 5233.0489 | -28.6135 | -70.6755 | 0 | 4.4304 | 0 | 4.4304 | 0 | 3.0539 | 0 | 3.0539 | -0.33225 | -0.56688 | -0.33225 | -0.56688
234084-Refrigeration -Cooler/Freezer Door Gaskets - Solid Doors: Cooler | 0.97911 | 0.81882 | 0.84463 | 7389.594 | 29558.376 | 0 | 0 | 0.097885 | 0 | 0.097885 | 0 | 0.09318 | 0 | 0.09318 | 0 | 11.3668 | 7.5869 | 11.3668 | 7.5869
234330-Premium T8 with T12 40 Watt Baseline - Tr1 | 0.18779 | 0.12109 | 0.19701 | 948.3158 | 14224.7369 | 0 | 0 | 0.093473 | 0 | 0.093473 | 0 | 0.1126 | 0 | 0.1126 | 0 | 3.2535 | 6.0363 | 3.2535 | 6.0363
234303-Lighting-Remove 4 Ft Lamp (De-Lamp) - Tr1 | 0 | 0 | 0.14787 | 769.2341 | 11538.5118 | -14.3898 | -215.8468 | 0 | 1.8717 | 0 | 1.8717 | 0 | 2.0492 | 0 | 2.0492 | -1.5179 | -1.2253 | -1.5179 | -1.2253
234306-Lighting-Remove 8 Ft Lamp (De-Lamp) - Tr1 | 0.19026 | 0.118 | 0.21795 | 1027.7092 | 15415.6376 | 0 | 0 | 0.121 | 0 | 0.121 | 0 | 0.12129 | 0 | 0.12129 | 0 | 11.9671 | 12.2885 | 11.9671 | 12.2885
234291-Lighting-Ocpncy Snsr-Wll/Cl Mntd Lght Snsr>=500Tr1 | 4.5818 | 2.9544 | 5.3592 | 23136.96 | 185095.68 | 0 | 0 | 0.065838 | 0 | 0.065838 | 0 | 0.10394 | 0 | 0.10394 | 0 | 2.0731 | 5.4717 | 2.0731 | 5.4717
234083-Refrigeration -Cooler/Freezer Door Gaskets - Glass Doors | 1.4739 | 1.2326 | 1.2715 | 11124.12 | 44496.48 | 0 | 0 | 0.096112 | 0 | 0.096112 | 0 | 0.091408 | 0 | 0.091408 | 0 | 11.1785 | 7.4616 | 11.1785 | 7.4616
234330-Premium T8 with T12 40 Watt Baseline - Tr1 | 0.070422 | 0.04541 | 0.073879 | 355.6184 | 5334.2764 | 0 | 0 | 0.091878 | 0 | 0.091878 | 0 | 0.111 | 0 | 0.111 | 0 | 3.215 | 5.965 | 3.215 | 5.965
234303-Lighting-Remove 4 Ft Lamp (De-Lamp) - Tr1 | 0 | 0 | 0.1109 | 576.9256 | 8653.8839 | -10.7923 | -161.8851 | 0 | 1.8697 | 0 | 1.8697 | 0 | 2.0472 | 0 | 2.0472 | -1.5153 | -1.2232 | -1.5153 | -1.2232
234291-Lighting-Ocpncy Snsr-Wll/Cl Mntd Lght Snsr>=500Tr1 | 7.914 | 5.1031 | 9.2568 | 39963.84 | 319710.72 | 0 | 0 | 0.064146 | 0 | 0.064146 | 0 | 0.10225 | 0 | 0.10225 | 0 | 2.0456 | 5.3989 | 2.0456 | 5.3989
234331-Premium T8 with T12 40 Watt Baseline - Tr2 | 0 | 0 | 0 | 0 | 0 | 0 | 0 | 0 | 0 | 0 | 0 | 0 | 0 | 0 | 0 | 0 | 0 | 0 | 0
234304-Lighting-Remove 4 Ft Lamp (De-Lamp) - Tr2 | 0 | 0 | 0 | 0 | 0 | 0 | 0 | 0 | 0 | 0 | 0 | 0 | 0 | 0 | 0 | 0 | 0 | 0 | 0
234361-Lighting-IntrHiByLnrFlscntFxtr244wrplc400w(TrI)Tr2 | 0.52626 | 0.33935 | 0.8377 | 2657.5301 | 39862.9521 | 0 | 0 | 0.076408 | 0 | 0.076408 | 0 | 0.10998 | 0 | 0.10998 | 0 | 2.3417 | 5.7057 | 2.3417 | 5.7057
234286-Lighting-Occpncy Snsr-Hi-Bay integrated Snsr-Tr2 | 1.2472 | 0.80424 | 1.9829 | 6298.219 | 50385.7519 | 0 | 0 | 0.099462 | 0 | 0.099462 | 0 | 0.11314 | 0 | 0.11314 | 0 | 4.8202 | 10.1569 | 4.8202 | 10.1569
234049-Lighting-LED Exit Sign New Sign | 0 | 0 | 0 | 0 | 0 | 0 | 0 | 0 | 0 | 0 | 0 | 0 | 0 | 0 | 0 | 0 | 0 | 0 | 0
234330-Premium T8 with T12 40 Watt Baseline - Tr1 | 0.37559 | 0.24219 | 0.39402 | 1896.6316 | 28449.4739 | 0 | 0 | 0.091878 | 0 | 0.091878 | 0 | 0.111 | 0 | 0.111 | 0 | 3.215 | 5.965 | 3.215 | 5.965
234312-Lighting-Screw in 14-26 Watt Lamp - Tr1 | 0 | 0 | 0 | 0 | 0 | 0 | 0 | 0 | 0 | 0 | 0 | 0 | 0 | 0 | 0 | 0 | 0 | 0 | 0
234330-Premium T8 with T12 40 Watt Baseline - Tr1 | 0.75117 | 0.48438 | 0.78804 | 3793.2632 | 56898.9478 | 0 | 0 | 0.093473 | 0 | 0.093473 | 0 | 0.1126 | 0 | 0.1126 | 0 | 3.2535 | 6.0363 | 3.2535 | 6.0363
234083-Refrigeration -Cooler/Freezer Door Gaskets - Glass Doors | 4.8218 | 4.0325 | 4.1596 | 36391.764 | 145567.056 | 0 | 0 | 0.096112 | 0 | 0.096112 | 0 | 0.091408 | 0 | 0.091408 | 0 | 11.1785 | 7.4616 | 11.1785 | 7.4616
234083-Refrigeration -Cooler/Freezer Door Gaskets - Glass Doors | 1.9056 | 1.5936 | 1.6438 | 14381.898 | 57527.592 | 0 | 0 | 0.096112 | 0 | 0.096112 | 0 | 0.091408 | 0 | 0.091408 | 0 | 11.1785 | 7.4616 | 11.1785 | 7.4616
234085-Refrigeration -Strip Curtains for Walk-ins | 0.80355 | 0.57537 | 0.6095 | 5347.5 | 21390 | 0 | 0 | 0.099423 | 0 | 0.099423 | 0 | 0.10376 | 0 | 0.10376 | 0 | 12.9335 | 26.9523 | 12.9335 | 26.9523
234084-Refrigeration -Cooler/Freezer Door Gaskets - Solid Doors: Cooler | 0 | 0 | 0 | 0 | 0 | 0 | 0 | 0 | 0 | 0 | 0 | 0 | 0 | 0 | 0 | 0 | 0 | 0 | 0
234049-Lighting-LED Exit Sign New Sign | 0.068174 | 0.067731 | 0 | 597.2288 | 9555.6603 | 0 | 0 | 0.091877 | 0 | 0.091877 | 0 | 0.09793 | 0 | 0.09793 | 0 | 5.1455 | 7.0789 | 5.1455 | 7.0789
234330-Premium T8 with T12 40 Watt Baseline - Tr1 | 0.51643 | 0.33301 | 0.54178 | 2607.8684 | 39118.0266 | 0 | 0 | 0.093473 | 0 | 0.093473 | 0 | 0.1126 | 0 | 0.1126 | 0 | 3.2535 | 6.0363 | 3.2535 | 6.0363
234303-Lighting-Remove 4 Ft Lamp (De-Lamp) - Tr1 | 0 | 0 | 0.14787 | 769.2341 | 11538.5118 | -14.3898 | -215.8468 | 0 | 1.8717 | 0 | 1.8717 | 0 | 2.0492 | 0 | 2.0492 | -1.5179 | -1.2253 | -1.5179 | -1.2253
234049-Lighting-LED Exit Sign New Sign | 0.068174 | 0.067731 | 0 | 597.2288 | 9555.6603 | 0 | 0 | 0.091877 | 0 | 0.091877 | 0 | 0.09793 | 0 | 0.09793 | 0 | 5.1455 | 7.0789 | 5.1455 | 7.0789
234083-Refrigeration -Cooler/Freezer Door Gaskets - Glass Doors | 1.6424 | 1.3735 | 1.4168 | 12395.448 | 49581.792 | 0 | 0 | 0.096112 | 0 | 0.096112 | 0 | 0.091408 | 0 | 0.091408 | 0 | 11.1785 | 7.4616 | 11.1785 | 7.4616
234084-Refrigeration -Cooler/Freezer Door Gaskets - Solid Doors: Cooler | 0.88436 | 0.73958 | 0.76289 | 6674.472 | 26697.888 | 0 | 0 | 0.096085 | 0 | 0.096085 | 0 | 0.091295 | 0 | 0.091295 | 0 | 11.1472 | 7.4026 | 11.1472 | 7.4026
234068-Refrigeration - Food Service -Auto Closer for Main Freezer Doors | 0.51676 | 0.43216 | 0.3863 | 3900.1389 | 31201.1112 | -0.037363 | -0.2989 | 0.084673 | 0.88635 | 0.084673 | 0.88635 | 0.097091 | 0.88635 | 0.097091 | 0.88635 | 4.2775 | 8.2376 | 4.2775 | 8.2376
234049-Lighting-LED Exit Sign New Sign | 0.068174 | 0.067731 | 0 | 597.2288 | 9555.6603 | 0 | 0 | 0.091877 | 0 | 0.091877 | 0 | 0.09793 | 0 | 0.09793 | 0 | 5.1455 | 7.0789 | 5.1455 | 7.0789
234294-Lighting-Occupancy Sensor-Wallbox Lghtng Snsr-Tr1 | 0.033242 | 0.020617 | 0.14799 | 179.5576 | 1436.4605 | 0 | 0 | 0.082988 | 0 | 0.082988 | 0 | 0.084713 | 0 | 0.084713 | 0 | 3.1821 | 3.3333 | 3.1821 | 3.3333
234049-Lighting-LED Exit Sign New Sign | 0.068174 | 0.067731 | 0 | 597.2288 | 9555.6603 | 0 | 0 | 0.092766 | 0 | 0.092766 | 0 | 0.10385 | 0 | 0.10385 | 0 | 5.3605 | 11.1969 | 5.3605 | 11.1969
234294-Lighting-Occupancy Sensor-Wallbox Lghtng Snsr-Tr1 | 0.033242 | 0.020617 | 0.14799 | 179.5576 | 1436.4605 | 0 | 0 | 0.082988 | 0 | 0.082988 | 0 | 0.084713 | 0 | 0.084713 | 0 | 3.1821 | 3.3333 | 3.1821 | 3.3333
234083-Refrigeration -Cooler/Freezer Door Gaskets - Glass Doors | 1.4213 | 1.1886 | 1.2261 | 10726.83 | 42907.32 | 0 | 0 | 0.096112 | 0 | 0.096112 | 0 | 0.091408 | 0 | 0.091408 | 0 | 11.1785 | 7.4616 | 11.1785 | 7.4616
234049-Lighting-LED Exit Sign New Sign | 0.034087 | 0.033866 | 0 | 298.6144 | 4777.8301 | 0 | 0 | 0.092766 | 0 | 0.092766 | 0 | 0.10385 | 0 | 0.10385 | 0 | 5.3605 | 11.1969 | 5.3605 | 11.1969
234083-Refrigeration -Cooler/Freezer Door Gaskets - Glass Doors | 2.5688 | 2.1483 | 2.216 | 19387.752 | 77551.008 | 0 | 0 | 0.096112 | 0 | 0.096112 | 0 | 0.091408 | 0 | 0.091408 | 0 | 11.1785 | 7.4616 | 11.1785 | 7.4616
234084-Refrigeration -Cooler/Freezer Door Gaskets - Solid Doors: Cooler | 0.17898 | 0.14968 | 0.15439 | 1350.786 | 5403.144 | 0 | 0 | 0.096112 | 0 | 0.096112 | 0 | 0.091408 | 0 | 0.091408 | 0 | 11.1791 | 7.4616 | 11.1791 | 7.4616
234083-Refrigeration -Cooler/Freezer Door Gaskets - Glass Doors | 1.6108 | 1.3471 | 1.3895 | 12157.074 | 48628.296 | 0 | 0 | 0.096112 | 0 | 0.096112 | 0 | 0.091408 | 0 | 0.091408 | 0 | 11.1785 | 7.4616 | 11.1785 | 7.4616
234083-Refrigeration -Cooler/Freezer Door Gaskets - Glass Doors | 4.0428 | 3.3809 | 3.4875 | 30511.872 | 122047.488 | 0 | 0 | 0.096112 | 0 | 0.096112 | 0 | 0.091408 | 0 | 0.091408 | 0 | 11.1785 | 7.4616 | 11.1785 | 7.4616
234083-Refrigeration -Cooler/Freezer Door Gaskets - Glass Doors | 3.9375 | 3.2929 | 3.3967 | 29717.292 | 118869.168 | 0 | 0 | 0.096112 | 0 | 0.096112 | 0 | 0.091408 | 0 | 0.091408 | 0 | 11.1785 | 7.4616 | 11.1785 | 7.4616
234084-Refrigeration -Cooler/Freezer Door Gaskets - Solid Doors: Cooler | 0.16845 | 0.14087 | 0.14531 | 1271.328 | 5085.312 | 0 | 0 | 0.096112 | 0 | 0.096112 | 0 | 0.091408 | 0 | 0.091408 | 0 | 11.1791 | 7.4616 | 11.1791 | 7.4616
234083-Refrigeration -Cooler/Freezer Door Gaskets - Glass Doors | 4.1375 | 3.4602 | 3.5692 | 31226.994 | 124907.976 | 0 | 0 | 0.096112 | 0 | 0.096112 | 0 | 0.091408 | 0 | 0.091408 | 0 | 11.1785 | 7.4616 | 11.1785 | 7.4616
234084-Refrigeration -Cooler/Freezer Door Gaskets - Solid Doors: Cooler | 0.34743 | 0.29055 | 0.29971 | 2622.114 | 10488.456 | 0 | 0 | 0.096112 | 0 | 0.096112 | 0 | 0.091408 | 0 | 0.091408 | 0 | 11.1791 | 7.4616 | 11.1791 | 7.4616
234083-Refrigeration -Cooler/Freezer Door Gaskets - Glass Doors | 3.2216 | 2.6942 | 2.7791 | 24314.148 | 97256.592 | 0 | 0 | 0.096112 | 0 | 0.096112 | 0 | 0.091408 | 0 | 0.091408 | 0 | 11.1785 | 7.4616 | 11.1785 | 7.4616
234312-Lighting-Screw in 14-26 Watt Lamp - Tr1 | 0 | 0 | 0.21273 | 1059.3216 | 2616.5245 | -14.3068 | -35.3377 | 0 | 2.7433 | 0 | 2.7433 | 0 | 2.9189 | 0 | 2.9189 | -0.4263 | -0.39063 | -0.4263 | -0.39063
234330-Premium T8 with T12 40 Watt Baseline - Tr1 | 0.51643 | 0.33301 | 0.54178 | 2607.8684 | 39118.0266 | 0 | 0 | 0.093473 | 0 | 0.093473 | 0 | 0.1126 | 0 | 0.1126 | 0 | 3.2535 | 6.0363 | 3.2535 | 6.0363
234303-Lighting-Remove 4 Ft Lamp (De-Lamp) - Tr1 | 0 | 0 | 0.81326 | 4230.7877 | 63461.8151 | -79.1438 | -1187.1573 | 0 | 1.8717 | 0 | 1.8717 | 0 | 2.0492 | 0 | 2.0492 | -1.5179 | -1.2253 | -1.5179 | -1.2253
234084-Refrigeration -Cooler/Freezer Door Gaskets - Solid Doors: Cooler | 0.2632 | 0.22011 | 0.22705 | 1986.45 | 7945.8 | 0 | 0 | 0.096044 | 0 | 0.096044 | 0 | 0.091125 | 0 | 0.091125 | 0 | 11.0993 | 7.3153 | 11.0993 | 7.3153
234126-Refrigeration - Efficient Evap Fan Motor Electronically Commutated Motor (ECM) | 0.021586 | 0.018052 | 0.022183 | 162.9166 | 2443.749 | -0.1614 | -2.4209 | 0.050018 | 0.96773 | 0.050018 | 0.96773 | -0.085874 | 0.96773 | -0.085874 | 0.96773 | 1.7274 | 0.57296 | 1.7274 | 0.57296
234330-Premium T8 with T12 40 Watt Baseline - Tr1 | 0.14084 | 0.09082 | 0.14776 | 711.2368 | 10668.5527 | 0 | 0 | 0.091878 | 0 | 0.091878 | 0 | 0.111 | 0 | 0.111 | 0 | 3.215 | 5.965 | 3.215 | 5.965
234049-Lighting-LED Exit Sign New Sign | 0.068174 | 0.067731 | 0 | 597.2288 | 9555.6603 | 0 | 0 | 0.093414 | 0 | 0.093414 | 0 | 0.099467 | 0 | 0.099467 | 0 | 5.2149 | 7.1743 | 5.2149 | 7.1743
234376-Lighting-Energy Efficient Exit Sign | 0.059134 | 0.038131 | 0.036108 | 298.6144 | 4479.2158 | 0 | 0 | 0.11149 | 0 | 0.11149 | 0 | 0.12641 | 0 | 0.12641 | 0 | 6.4477 | 23.7894 | 6.4477 | 23.7894
234294-Lighting-Occupancy Sensor-Wallbox Lghtng Snsr-Tr1 | 0.033242 | 0.020617 | 0.14799 | 179.5576 | 1436.4605 | 0 | 0 | 0.082988 | 0 | 0.082988 | 0 | 0.084713 | 0 | 0.084713 | 0 | 3.1821 | 3.3333 | 3.1821 | 3.3333
234049-Lighting-LED Exit Sign New Sign | 0.10226 | 0.1016 | 0 | 895.8432 | 14333.4904 | 0 | 0 | 0.091877 | 0 | 0.091877 | 0 | 0.09793 | 0 | 0.09793 | 0 | 5.1455 | 7.0789 | 5.1455 | 7.0789
234294-Lighting-Occupancy Sensor-Wallbox Lghtng Snsr-Tr1 | 0.033242 | 0.020617 | 0.14799 | 179.5576 | 1436.4605 | 0 | 0 | 0.082988 | 0 | 0.082988 | 0 | 0.084713 | 0 | 0.084713 | 0 | 3.1821 | 3.3333 | 3.1821 | 3.3333
234049-Lighting-LED Exit Sign New Sign | 0.068174 | 0.067731 | 0 | 597.2288 | 9555.6603 | 0 | 0 | 0.091877 | 0 | 0.091877 | 0 | 0.09793 | 0 | 0.09793 | 0 | 5.1455 | 7.0789 | 5.1455 | 7.0789
234294-Lighting-Occupancy Sensor-Wallbox Lghtng Snsr-Tr1 | 0.033242 | 0.020617 | 0.14799 | 179.5576 | 1436.4605 | 0 | 0 | 0.082988 | 0 | 0.082988 | 0 | 0.084713 | 0 | 0.084713 | 0 | 3.1821 | 3.3333 | 3.1821 | 3.3333
234049-Lighting-LED Exit Sign New Sign | 0.034087 | 0.033866 | 0 | 298.6144 | 4777.8301 | 0 | 0 | 0.091877 | 0 | 0.091877 | 0 | 0.09793 | 0 | 0.09793 | 0 | 5.1455 | 7.0789 | 5.1455 | 7.0789
234049-Lighting-LED Exit Sign New Sign | 0.034087 | 0.033866 | 0 | 298.6144 | 4777.8301 | 0 | 0 | 0.092766 | 0 | 0.092766 | 0 | 0.10385 | 0 | 0.10385 | 0 | 5.3605 | 11.1969 | 5.3605 | 11.1969
234376-Lighting-Energy Efficient Exit Sign | 0.11827 | 0.076262 | 0.072216 | 597.2288 | 8958.4315 | 0 | 0 | 0.11149 | 0 | 0.11149 | 0 | 0.12641 | 0 | 0.12641 | 0 | 6.4477 | 23.7894 | 6.4477 | 23.7894
234376-Lighting-Energy Efficient Exit Sign | 0.059134 | 0.038131 | 0.036108 | 298.6144 | 4479.2158 | 0 | 0 | 0.11149 | 0 | 0.11149 | 0 | 0.12641 | 0 | 0.12641 | 0 | 6.4477 | 23.7894 | 6.4477 | 23.7894
234294-Lighting-Occupancy Sensor-Wallbox Lghtng Snsr-Tr1 | 0.033242 | 0.020617 | 0.14799 | 179.5576 | 1436.4605 | 0 | 0 | 0.082988 | 0 | 0.082988 | 0 | 0.084713 | 0 | 0.084713 | 0 | 3.1821 | 3.3333 | 3.1821 | 3.3333
234049-Lighting-LED Exit Sign New Sign | 0.034087 | 0.033866 | 0 | 298.6144 | 4777.8301 | 0 | 0 | 0.091877 | 0 | 0.091877 | 0 | 0.09793 | 0 | 0.09793 | 0 | 5.1455 | 7.0789 | 5.1455 | 7.0789
234294-Lighting-Occupancy Sensor-Wallbox Lghtng Snsr-Tr1 | 0.033242 | 0.020617 | 0.14799 | 179.5576 | 1436.4605 | 0 | 0 | 0.082988 | 0 | 0.082988 | 0 | 0.084713 | 0 | 0.084713 | 0 | 3.1821 | 3.3333 | 3.1821 | 3.3333
234049-Lighting-LED Exit Sign New Sign | 0.034087 | 0.033866 | 0 | 298.6144 | 4777.8301 | 0 | 0 | 0.091877 | 0 | 0.091877 | 0 | 0.09793 | 0 | 0.09793 | 0 | 5.1455 | 7.0789 | 5.1455 | 7.0789
234294-Lighting-Occupancy Sensor-Wallbox Lghtng Snsr-Tr1 | 0.033242 | 0.020617 | 0.14799 | 179.5576 | 1436.4605 | 0 | 0 | 0.082988 | 0 | 0.082988 | 0 | 0.084713 | 0 | 0.084713 | 0 | 3.1821 | 3.3333 | 3.1821 | 3.3333
234049-Lighting-LED Exit Sign New Sign | 0.068174 | 0.067731 | 0 | 597.2288 | 9555.6603 | 0 | 0 | 0.092766 | 0 | 0.092766 | 0 | 0.10385 | 0 | 0.10385 | 0 | 5.3605 | 11.1969 | 5.3605 | 11.1969
234294-Lighting-Occupancy Sensor-Wallbox Lghtng Snsr-Tr1 | 0.033242 | 0.020617 | 0.14799 | 179.5576 | 1436.4605 | 0 | 0 | 0.082988 | 0 | 0.082988 | 0 | 0.084713 | 0 | 0.084713 | 0 | 3.1821 | 3.3333 | 3.1821 | 3.3333
234049-Lighting-LED Exit Sign New Sign | 0.034087 | 0.033866 | 0 | 298.6144 | 4777.8301 | 0 | 0 | 0.092766 | 0 | 0.092766 | 0 | 0.10385 | 0 | 0.10385 | 0 | 5.3605 | 11.1969 | 5.3605 | 11.1969
234294-Lighting-Occupancy Sensor-Wallbox Lghtng Snsr-Tr1 | 0.033242 | 0.020617 | 0.14799 | 179.5576 | 1436.4605 | 0 | 0 | 0.082988 | 0 | 0.082988 | 0 | 0.084713 | 0 | 0.084713 | 0 | 3.1821 | 3.3333 | 3.1821 | 3.3333
234049-Lighting-LED Exit Sign New Sign | 0.034087 | 0.033866 | 0 | 298.6144 | 4777.8301 | 0 | 0 | 0.091877 | 0 | 0.091877 | 0 | 0.09793 | 0 | 0.09793 | 0 | 5.1455 | 7.0789 | 5.1455 | 7.0789
234085-Refrigeration -Strip Curtains for Walk-ins | 0.57855 | 0.41426 | 0.43884 | 3850.2 | 15400.8 | 0 | 0 | 0.10126 | 0 | 0.10126 | 0 | 0.10562 | 0 | 0.10562 | 0 | 13.1994 | 27.7999 | 13.1994 | 27.7999
234287-Lighting-Occpncy Snsr-Hi-Bay integrated Snsr-Tr3 | 23.4852 | 15.1439 | 28.0688 | 118595.4 | 948763.2 | 0 | 0 | 0.10201 | 0 | 0.10201 | 0 | 0.11434 | 0 | 0.11434 | 0 | 5.3433 | 11.2502 | 5.3433 | 11.2502
234126-Refrigeration - Efficient Evap Fan Motor Electronically Commutated Motor (ECM) | 0.63679 | 0.53254 | 0.6544 | 4806.0397 | 72090.5955 | -4.7612 | -71.4177 | 0.048552 | 0.93798 | 0.048552 | 0.93798 | -0.08734 | 0.93798 | -0.08734 | 0.93798 | 1.7061 | 0.5659 | 1.7061 | 0.5659
234376-Lighting-Energy Efficient Exit Sign | 0.11827 | 0.076262 | 0.072216 | 597.2288 | 8958.4315 | 0 | 0 | 0.11149 | 0 | 0.11149 | 0 | 0.12641 | 0 | 0.12641 | 0 | 6.4477 | 23.7894 | 6.4477 | 23.7894
234049-Lighting-LED Exit Sign New Sign | 0.068174 | 0.067731 | 0 | 597.2288 | 9555.6603 | 0 | 0 | 0.091877 | 0 | 0.091877 | 0 | 0.09793 | 0 | 0.09793 | 0 | 5.1455 | 7.0789 | 5.1455 | 7.0789
234294-Lighting-Occupancy Sensor-Wallbox Lghtng Snsr-Tr1 | 0.033242 | 0.020617 | 0.14799 | 179.5576 | 1436.4605 | 0 | 0 | 0.082988 | 0 | 0.082988 | 0 | 0.084713 | 0 | 0.084713 | 0 | 3.1821 | 3.3333 | 3.1821 | 3.3333
234049-Lighting-LED Exit Sign New Sign | 0.068174 | 0.067731 | 0 | 597.2288 | 9555.6603 | 0 | 0 | 0.091877 | 0 | 0.091877 | 0 | 0.09793 | 0 | 0.09793 | 0 | 5.1455 | 7.0789 | 5.1455 | 7.0789
234049-Lighting-LED Exit Sign New Sign | 0.034087 | 0.033866 | 0 | 298.6144 | 4777.8301 | 0 | 0 | 0.091877 | 0 | 0.091877 | 0 | 0.09793 | 0 | 0.09793 | 0 | 5.1455 | 7.0789 | 5.1455 | 7.0789
234376-Lighting-Energy Efficient Exit Sign | 0.059134 | 0.038131 | 0.036108 | 298.6144 | 4479.2158 | 0 | 0 | 0.11149 | 0 | 0.11149 | 0 | 0.12641 | 0 | 0.12641 | 0 | 6.4477 | 23.7894 | 6.4477 | 23.7894
234294-Lighting-Occupancy Sensor-Wallbox Lghtng Snsr-Tr1 | 0.033242 | 0.020617 | 0.14799 | 179.5576 | 1436.4605 | 0 | 0 | 0.082988 | 0 | 0.082988 | 0 | 0.084713 | 0 | 0.084713 | 0 | 3.1821 | 3.3333 | 3.1821 | 3.3333
234049-Lighting-LED Exit Sign New Sign | 0.034087 | 0.033866 | 0 | 298.6144 | 4777.8301 | 0 | 0 | 0.091877 | 0 | 0.091877 | 0 | 0.09793 | 0 | 0.09793 | 0 | 5.1455 | 7.0789 | 5.1455 | 7.0789
234294-Lighting-Occupancy Sensor-Wallbox Lghtng Snsr-Tr1 | 0.066485 | 0.041235 | 0.29597 | 359.1151 | 2872.921 | 0 | 0 | 0.082988 | 0 | 0.082988 | 0 | 0.084713 | 0 | 0.084713 | 0 | 3.1821 | 3.3333 | 3.1821 | 3.3333
234309-Lighting-Screw in >27 Watt Lamp - Tr1 | 0.15481 | 0.096797 | 0.12385 | 800.5782 | 1633.1796 | 0 | 0 | 0.097544 | 0 | 0.097544 | 0 | 0.096031 | 0 | 0.096031 | 0 | 6.1602 | 5.7039 | 6.1602 | 5.7039
234315-Lighting-Screw in 14-26 Watt Reflector Lamp-Tr1 | 0 | 0 | 0.234 | 1165.2538 | 2878.1769 | -15.7374 | -38.8715 | 0 | 4.3024 | 0 | 4.3024 | 0 | 2.926 | 0 | 2.926 | -0.29377 | -0.50123 | -0.29377 | -0.50123
234330-Premium T8 with T12 40 Watt Baseline - Tr1 | 0.75117 | 0.48438 | 0.78804 | 3793.2632 | 56898.9478 | 0 | 0 | 0.093473 | 0 | 0.093473 | 0 | 0.1126 | 0 | 0.1126 | 0 | 3.2535 | 6.0363 | 3.2535 | 6.0363
234306-Lighting-Remove 8 Ft Lamp (De-Lamp) - Tr1 | 1.5221 | 0.94403 | 1.7436 | 8221.6734 | 123325.1009 | 0 | 0 | 0.121 | 0 | 0.121 | 0 | 0.12129 | 0 | 0.12129 | 0 | 11.9671 | 12.2885 | 11.9671 | 12.2885
234360-Lighting-IntrHiByLnrFlscntFxtr244wrplc400w(TrI)Tr1 | 0 | 0 | 0.85179 | 0 | 0 | -27.0488 | -405.7317 | 0 | 6.1863 | 0 | 6.1863 | 0 | 4.1901 | 0 | 4.1901 | -0.22308 | -0.36852 | -0.22308 | -0.36852
234285-Lighting-Occpncy Snsr-Hi-Bay integrated Snsr-Tr1 | 2.0823 | 1.3427 | 2.0395 | 10515.2478 | 84121.9825 | 0 | 0 | 0.1116 | 0 | 0.1116 | 0 | 0.11979 | 0 | 0.11979 | 0 | 8.1595 | 17.186 | 8.1595 | 17.186
234049-Lighting-LED Exit Sign New Sign | 0.068174 | 0.067731 | 0 | 597.2288 | 9555.6603 | 0 | 0 | 0.091877 | 0 | 0.091877 | 0 | 0.09793 | 0 | 0.09793 | 0 | 5.1455 | 7.0789 | 5.1455 | 7.0789
234294-Lighting-Occupancy Sensor-Wallbox Lghtng Snsr-Tr1 | 0.033242 | 0.020617 | 0.14799 | 179.5576 | 1436.4605 | 0 | 0 | 0.082988 | 0 | 0.082988 | 0 | 0.084713 | 0 | 0.084713 | 0 | 3.1821 | 3.3333 | 3.1821 | 3.3333
234084-Refrigeration -Cooler/Freezer Door Gaskets - Solid Doors: Cooler | 1.4002 | 1.171 | 1.2079 | 10567.914 | 42271.656 | 0 | 0 | 0.096112 | 0 | 0.096112 | 0 | 0.091408 | 0 | 0.091408 | 0 | 11.1791 | 7.4616 | 11.1791 | 7.4616
234049-Lighting-LED Exit Sign New Sign | 0.068174 | 0.067731 | 0 | 597.2288 | 9555.6603 | 0 | 0 | 0.091877 | 0 | 0.091877 | 0 | 0.09793 | 0 | 0.09793 | 0 | 5.1455 | 7.0789 | 5.1455 | 7.0789
234049-Lighting-LED Exit Sign New Sign | 0.068174 | 0.067731 | 0 | 597.2288 | 9555.6603 | 0 | 0 | 0.091877 | 0 | 0.091877 | 0 | 0.09793 | 0 | 0.09793 | 0 | 5.1455 | 7.0789 | 5.1455 | 7.0789
234294-Lighting-Occupancy Sensor-Wallbox Lghtng Snsr-Tr1 | 0.033242 | 0.020617 | 0.14799 | 179.5576 | 1436.4605 | 0 | 0 | 0.082988 | 0 | 0.082988 | 0 | 0.084713 | 0 | 0.084713 | 0 | 3.1821 | 3.3333 | 3.1821 | 3.3333
234084-Refrigeration -Cooler/Freezer Door Gaskets - Solid Doors: Cooler | 2.5794 | 2.1571 | 2.2251 | 19467.21 | 77868.84 | 0 | 0 | 0.097885 | 0 | 0.097885 | 0 | 0.09318 | 0 | 0.09318 | 0 | 11.3668 | 7.5869 | 11.3668 | 7.5869
234085-Refrigeration -Strip Curtains for Walk-ins | 0.57855 | 0.41426 | 0.43884 | 3850.2 | 15400.8 | 0 | 0 | 0.10126 | 0 | 0.10126 | 0 | 0.10562 | 0 | 0.10562 | 0 | 13.1994 | 27.7999 | 13.1994 | 27.7999
234287-Lighting-Occpncy Snsr-Hi-Bay integrated Snsr-Tr3 | 7.7363 | 4.9886 | 9.2462 | 39066.72 | 312533.76 | 0 | 0 | 0.1037 | 0 | 0.1037 | 0 | 0.11603 | 0 | 0.11603 | 0 | 5.4153 | 11.4018 | 5.4153 | 11.4018
234085-Refrigeration -Strip Curtains for Walk-ins | 1.4464 | 1.0357 | 1.0971 | 9625.5 | 38502 | 0 | 0 | 0.09944 | 0 | 0.09944 | 0 | 0.10379 | 0 | 0.10379 | 0 | 12.9598 | 27.1653 | 12.9598 | 27.1653
234084-Refrigeration -Cooler/Freezer Door Gaskets - Solid Doors: Cooler | 0.6001 | 0.50186 | 0.51767 | 4529.106 | 18116.424 | 0 | 0 | 0.096068 | 0 | 0.096068 | 0 | 0.091222 | 0 | 0.091222 | 0 | 11.1265 | 7.3647 | 11.1265 | 7.3647
234049-Lighting-LED Exit Sign New Sign | 0.068174 | 0.067731 | 0 | 597.2288 | 9555.6603 | 0 | 0 | 0.091877 | 0 | 0.091877 | 0 | 0.09793 | 0 | 0.09793 | 0 | 5.1455 | 7.0789 | 5.1455 | 7.0789
234049-Lighting-LED Exit Sign New Sign | 0.034087 | 0.033866 | 0 | 298.6144 | 4777.8301 | 0 | 0 | 0.092766 | 0 | 0.092766 | 0 | 0.10385 | 0 | 0.10385 | 0 | 5.3605 | 11.1969 | 5.3605 | 11.1969
234084-Refrigeration -Cooler/Freezer Door Gaskets - Solid Doors: Cooler | 0.69485 | 0.5811 | 0.59941 | 5244.228 | 20976.912 | 0 | 0 | 0.096071 | 0 | 0.096071 | 0 | 0.091234 | 0 | 0.091234 | 0 | 11.13 | 7.3712 | 11.13 | 7.3712
234067-Refrigeration - Food Service -Auto Closer for Main Cooler Doors | 0.099706 | 0.083383 | 0.14556 | 752.5063 | 6020.0504 | -0.037362 | -0.2989 | 0.045823 | 0.88635 | 0.045823 | 0.88635 | 0.088197 | 0.88635 | 0.088197 | 0.88635 | 1.7077 | 4.9518 | 1.7077 | 4.9518
234085-Refrigeration -Strip Curtains for Walk-ins | 1.125 | 0.80551 | 0.8533 | 7486.5 | 29946 | 0 | 0 | 0.10125 | 0 | 0.10125 | 0 | 0.1056 | 0 | 0.1056 | 0 | 13.1782 | 27.6263 | 13.1782 | 27.6263
234126-Refrigeration - Efficient Evap Fan Motor Electronically Commutated Motor (ECM) | 0.043172 | 0.036105 | 0.044366 | 325.8332 | 4887.498 | -0.32279 | -4.8419 | 0.050018 | 0.96773 | 0.050018 | 0.96773 | -0.085874 | 0.96773 | -0.085874 | 0.96773 | 1.7274 | 0.57296 | 1.7274 | 0.57296
234085-Refrigeration -Strip Curtains for Walk-ins | 0.57855 | 0.41426 | 0.43884 | 3850.2 | 15400.8 | 0 | 0 | 0.10126 | 0 | 0.10126 | 0 | 0.10562 | 0 | 0.10562 | 0 | 13.1994 | 27.7999 | 13.1994 | 27.7999
234126-Refrigeration - Efficient Evap Fan Motor Electronically Commutated Motor (ECM) | 0.053965 | 0.045131 | 0.055457 | 407.2915 | 6109.3725 | -0.40349 | -6.0524 | 0.050018 | 0.96773 | 0.050018 | 0.96773 | -0.085874 | 0.96773 | -0.085874 | 0.96773 | 1.7274 | 0.57296 | 1.7274 | 0.57296
234201-Lighting-2 Ft 2nd Gen T-8 with Elec Ballast-Tr1 | 0.22036 | 0.14209 | 0.21094 | 1112.7782 | 16691.6725 | 0 | 0 | 0.083327 | 0 | 0.083327 | 0 | 0.10717 | 0 | 0.10717 | 0 | 2.6141 | 4.857 | 2.6141 | 4.857
234330-Premium T8 with T12 40 Watt Baseline - Tr1 | 0.45775 | 0.29517 | 0.48021 | 2311.5198 | 34672.7963 | 0 | 0 | 0.093473 | 0 | 0.093473 | 0 | 0.1126 | 0 | 0.1126 | 0 | 3.2535 | 6.0363 | 3.2535 | 6.0363
234306-Lighting-Remove 8 Ft Lamp (De-Lamp) - Tr1 | 0.23783 | 0.14751 | 0.27243 | 1284.6365 | 19269.547 | 0 | 0 | 0.121 | 0 | 0.121 | 0 | 0.12129 | 0 | 0.12129 | 0 | 11.9671 | 12.2885 | 11.9671 | 12.2885
234049-Lighting-LED Exit Sign New Sign | 0.068174 | 0.067731 | 0 | 597.2288 | 9555.6603 | 0 | 0 | 0.094675 | 0 | 0.094675 | 0 | 0.10073 | 0 | 0.10073 | 0 | 5.2718 | 7.2526 | 5.2718 | 7.2526
234085-Refrigeration -Strip Curtains for Walk-ins | 1.1571 | 0.82853 | 0.87768 | 7700.4 | 30801.6 | 0 | 0 | 0.10126 | 0 | 0.10126 | 0 | 0.10562 | 0 | 0.10562 | 0 | 13.1994 | 27.7999 | 13.1994 | 27.7999
234049-Lighting-LED Exit Sign New Sign | 0.068174 | 0.067731 | 0 | 597.2288 | 9555.6603 | 0 | 0 | 0.091877 | 0 | 0.091877 | 0 | 0.09793 | 0 | 0.09793 | 0 | 5.1455 | 7.0789 | 5.1455 | 7.0789
234294-Lighting-Occupancy Sensor-Wallbox Lghtng Snsr-Tr1 | 0.033242 | 0.020617 | 0.14799 | 179.5576 | 1436.4605 | 0 | 0 | 0.082988 | 0 | 0.082988 | 0 | 0.084713 | 0 | 0.084713 | 0 | 3.1821 | 3.3333 | 3.1821 | 3.3333
234049-Lighting-LED Exit Sign New Sign | 0.034087 | 0.033866 | 0 | 298.6144 | 4777.8301 | 0 | 0 | 0.091877 | 0 | 0.091877 | 0 | 0.09793 | 0 | 0.09793 | 0 | 5.1455 | 7.0789 | 5.1455 | 7.0789
234049-Lighting-LED Exit Sign New Sign | 0.034087 | 0.033866 | 0 | 298.6144 | 4777.8301 | 0 | 0 | 0.091877 | 0 | 0.091877 | 0 | 0.09793 | 0 | 0.09793 | 0 | 5.1455 | 7.0789 | 5.1455 | 7.0789
234049-Lighting-LED Exit Sign New Sign | 0.034087 | 0.033866 | 0 | 298.6144 | 4777.8301 | 0 | 0 | 0.092766 | 0 | 0.092766 | 0 | 0.10385 | 0 | 0.10385 | 0 | 5.3605 | 11.1969 | 5.3605 | 11.1969
234049-Lighting-LED Exit Sign New Sign | 0.10226 | 0.1016 | 0 | 895.8432 | 14333.4904 | 0 | 0 | 0.091877 | 0 | 0.091877 | 0 | 0.09793 | 0 | 0.09793 | 0 | 5.1455 | 7.0789 | 5.1455 | 7.0789
234049-Lighting-LED Exit Sign New Sign | 0.068174 | 0.067731 | 0 | 597.2288 | 9555.6603 | 0 | 0 | 0.091877 | 0 | 0.091877 | 0 | 0.09793 | 0 | 0.09793 | 0 | 5.1455 | 7.0789 | 5.1455 | 7.0789
234294-Lighting-Occupancy Sensor-Wallbox Lghtng Snsr-Tr1 | 0 | 0 | 0 | 0 | 0 | 0 | 0 | 0 | 0 | 0 | 0 | 0 | 0 | 0 | 0 | 0 | 0 | 0 | 0
234049-Lighting-LED Exit Sign New Sign | 0.10226 | 0.1016 | 0 | 895.8432 | 14333.4904 | 0 | 0 | 0.091877 | 0 | 0.091877 | 0 | 0.09793 | 0 | 0.09793 | 0 | 5.1455 | 7.0789 | 5.1455 | 7.0789
234294-Lighting-Occupancy Sensor-Wallbox Lghtng Snsr-Tr1 | 0.033242 | 0.020617 | 0.14799 | 179.5576 | 1436.4605 | 0 | 0 | 0.082988 | 0 | 0.082988 | 0 | 0.084713 | 0 | 0.084713 | 0 | 3.1821 | 3.3333 | 3.1821 | 3.3333
234049-Lighting-LED Exit Sign New Sign | 0.034087 | 0.033866 | 0 | 298.6144 | 4777.8301 | 0 | 0 | 0.091877 | 0 | 0.091877 | 0 | 0.09793 | 0 | 0.09793 | 0 | 5.1455 | 7.0789 | 5.1455 | 7.0789
234294-Lighting-Occupancy Sensor-Wallbox Lghtng Snsr-Tr1 | 0.033242 | 0.020617 | 0.14799 | 179.5576 | 1436.4605 | 0 | 0 | 0.082988 | 0 | 0.082988 | 0 | 0.084713 | 0 | 0.084713 | 0 | 3.1821 | 3.3333 | 3.1821 | 3.3333
234049-Lighting-LED Exit Sign New Sign | 0.034087 | 0.033866 | 0 | 298.6144 | 4777.8301 | 0 | 0 | 0.092766 | 0 | 0.092766 | 0 | 0.10385 | 0 | 0.10385 | 0 | 5.3605 | 11.1969 | 5.3605 | 11.1969
234376-Lighting-Energy Efficient Exit Sign | 0.059134 | 0.038131 | 0.036108 | 298.6144 | 4479.2158 | 0 | 0 | 0.11149 | 0 | 0.11149 | 0 | 0.12641 | 0 | 0.12641 | 0 | 6.4477 | 23.7894 | 6.4477 | 23.7894
234049-Lighting-LED Exit Sign New Sign | 0.034087 | 0.033866 | 0 | 298.6144 | 4777.8301 | 0 | 0 | 0.091877 | 0 | 0.091877 | 0 | 0.09793 | 0 | 0.09793 | 0 | 5.1455 | 7.0789 | 5.1455 | 7.0789
234294-Lighting-Occupancy Sensor-Wallbox Lghtng Snsr-Tr1 | 0.066485 | 0.041235 | 0.29597 | 359.1151 | 2872.921 | 0 | 0 | 0.082988 | 0 | 0.082988 | 0 | 0.084713 | 0 | 0.084713 | 0 | 3.1821 | 3.3333 | 3.1821 | 3.3333
234049-Lighting-LED Exit Sign New Sign | 0.068174 | 0.067731 | 0 | 597.2288 | 9555.6603 | 0 | 0 | 0.091877 | 0 | 0.091877 | 0 | 0.09793 | 0 | 0.09793 | 0 | 5.1455 | 7.0789 | 5.1455 | 7.0789
234294-Lighting-Occupancy Sensor-Wallbox Lghtng Snsr-Tr1 | 0.033242 | 0.020617 | 0.14799 | 179.5576 | 1436.4605 | 0 | 0 | 0.082988 | 0 | 0.082988 | 0 | 0.084713 | 0 | 0.084713 | 0 | 3.1821 | 3.3333 | 3.1821 | 3.3333
234049-Lighting-LED Exit Sign New Sign | 0 | 0 | 0 | 0 | 0 | 0 | 0 | 0 | 0 | 0 | 0 | 0 | 0 | 0 | 0 | 0 | 0 | 0 | 0
234312-Lighting-Screw in 14-26 Watt Lamp - Tr1 | 0 | 0 | 12.168 | 60593.1982 | 149665.1996 | -818.3474 | -2021.3181 | 0 | 2.7417 | 0 | 2.7417 | 0 | 2.9173 | 0 | 2.9173 | -0.42547 | -0.38987 | -0.42547 | -0.38987
234315-Lighting-Screw in 14-26 Watt Reflector Lamp-Tr1 | 0 | 0 | 6.8073 | 33898.2927 | 83728.783 | -457.8167 | -1130.8073 | 0 | 4.4304 | 0 | 4.4304 | 0 | 3.0539 | 0 | 3.0539 | -0.33225 | -0.56688 | -0.33225 | -0.56688
234216-Lighting-Hrdwr Incan Base 27-65w Flrscnt Fxtr -Tr1 | 7.9614 | 5.1337 | 8.2467 | 40203.4858 | 603052.2868 | 0 | 0 | 0.12297 | 0 | 0.12297 | 0 | 0.12296 | 0 | 0.12296 | 0 | 12.8371 | 12.8296 | 12.8371 | 12.8296
234330-Premium T8 with T12 40 Watt Baseline - Tr1 | 0.82159 | 0.52979 | 0.86192 | 4148.8816 | 62233.2241 | 0 | 0 | 0.091878 | 0 | 0.091878 | 0 | 0.111 | 0 | 0.111 | 0 | 3.215 | 5.965 | 3.215 | 5.965
234303-Lighting-Remove 4 Ft Lamp (De-Lamp) - Tr1 | 0 | 0 | 0.25876 | 1346.1597 | 20192.3957 | -25.1821 | -377.7319 | 0 | 1.8697 | 0 | 1.8697 | 0 | 2.0472 | 0 | 2.0472 | -1.5153 | -1.2232 | -1.5153 | -1.2232
234049-Lighting-LED Exit Sign New Sign | 0.40905 | 0.40639 | 0 | 3583.3726 | 57333.9617 | 0 | 0 | 0.093414 | 0 | 0.093414 | 0 | 0.099467 | 0 | 0.099467 | 0 | 5.2149 | 7.1743 | 5.2149 | 7.1743
234303-Lighting-Remove 4 Ft Lamp (De-Lamp) - Tr1 | 0 | 0 | 1.6635 | 8653.8839 | 129808.2582 | -161.8851 | -2428.2762 | 0 | 1.8717 | 0 | 1.8717 | 0 | 2.0492 | 0 | 2.0492 | -1.5179 | -1.2253 | -1.5179 | -1.2253
234330-Premium T8 with T12 40 Watt Baseline - Tr1 | 1.9484 | 1.2563 | 2.044 | 9838.7764 | 147581.6458 | 0 | 0 | 0.093473 | 0 | 0.093473 | 0 | 0.1126 | 0 | 0.1126 | 0 | 3.2535 | 6.0363 | 3.2535 | 6.0363
234331-Premium T8 with T12 40 Watt Baseline - Tr2 | 0.44061 | 0.28412 | 0.65653 | 2224.9848 | 33374.7715 | 0 | 0 | 0.07546 | 0 | 0.07546 | 0 | 0.10924 | 0 | 0.10924 | 0 | 2.3033 | 5.529 | 2.3033 | 5.529
234304-Lighting-Remove 4 Ft Lamp (De-Lamp) - Tr2 | 0 | 0 | 0.036966 | 192.3085 | 2884.628 | -3.5974 | -53.9617 | 0 | 0.69035 | 0 | 0.69035 | 0 | 0.69063 | 0 | 0.69063 | 0 | 0 | 0 | 0
234376-Lighting-Energy Efficient Exit Sign | 0.059134 | 0.038131 | 0.036108 | 298.6144 | 4479.2158 | 0 | 0 | 0.11149 | 0 | 0.11149 | 0 | 0.12641 | 0 | 0.12641 | 0 | 6.4477 | 23.7894 | 6.4477 | 23.7894
234049-Lighting-LED Exit Sign New Sign | 0.034087 | 0.033866 | 0 | 298.6144 | 4777.8301 | 0 | 0 | 0.091877 | 0 | 0.091877 | 0 | 0.09793 | 0 | 0.09793 | 0 | 5.1455 | 7.0789 | 5.1455 | 7.0789
234294-Lighting-Occupancy Sensor-Wallbox Lghtng Snsr-Tr1 | 0.033242 | 0.020617 | 0.14799 | 179.5576 | 1436.4605 | 0 | 0 | 0.082988 | 0 | 0.082988 | 0 | 0.084713 | 0 | 0.084713 | 0 | 3.1821 | 3.3333 | 3.1821 | 3.3333
234049-Lighting-LED Exit Sign New Sign | 0.068174 | 0.067731 | 0 | 597.2288 | 9555.6603 | 0 | 0 | 0.091877 | 0 | 0.091877 | 0 | 0.09793 | 0 | 0.09793 | 0 | 5.1455 | 7.0789 | 5.1455 | 7.0789
234049-Lighting-LED Exit Sign New Sign | 0.034087 | 0.033866 | 0 | 298.6144 | 4777.8301 | 0 | 0 | 0.091877 | 0 | 0.091877 | 0 | 0.09793 | 0 | 0.09793 | 0 | 5.1455 | 7.0789 | 5.1455 | 7.0789
234294-Lighting-Occupancy Sensor-Wallbox Lghtng Snsr-Tr1 | 0.033242 | 0.020617 | 0.14799 | 179.5576 | 1436.4605 | 0 | 0 | 0.082988 | 0 | 0.082988 | 0 | 0.084713 | 0 | 0.084713 | 0 | 3.1821 | 3.3333 | 3.1821 | 3.3333
234376-Lighting-Energy Efficient Exit Sign | 0.1774 | 0.11439 | 0.10832 | 895.8432 | 13437.6473 | 0 | 0 | 0.11149 | 0 | 0.11149 | 0 | 0.12641 | 0 | 0.12641 | 0 | 6.4477 | 23.7894 | 6.4477 | 23.7894
234049-Lighting-LED Exit Sign New Sign | 0.068174 | 0.067731 | 0 | 597.2288 | 9555.6603 | 0 | 0 | 0.091877 | 0 | 0.091877 | 0 | 0.09793 | 0 | 0.09793 | 0 | 5.1455 | 7.0789 | 5.1455 | 7.0789
234126-Refrigeration - Efficient Evap Fan Motor Electronically Commutated Motor (ECM) | 0.043172 | 0.036105 | 0.044366 | 325.8332 | 4887.498 | -0.32279 | -4.8419 | 0.050018 | 0.96773 | 0.050018 | 0.96773 | -0.085874 | 0.96773 | -0.085874 | 0.96773 | 1.7274 | 0.57296 | 1.7274 | 0.57296
234049-Lighting-LED Exit Sign New Sign | 0.068174 | 0.067731 | 0 | 597.2288 | 9555.6603 | 0 | 0 | 0.091877 | 0 | 0.091877 | 0 | 0.09793 | 0 | 0.09793 | 0 | 5.1455 | 7.0789 | 5.1455 | 7.0789
234049-Lighting-LED Exit Sign New Sign | 0.068174 | 0.067731 | 0 | 597.2288 | 9555.6603 | 0 | 0 | 0.091877 | 0 | 0.091877 | 0 | 0.09793 | 0 | 0.09793 | 0 | 5.1455 | 7.0789 | 5.1455 | 7.0789
234049-Lighting-LED Exit Sign New Sign | 0.068174 | 0.067731 | 0 | 597.2288 | 9555.6603 | 0 | 0 | 0.091877 | 0 | 0.091877 | 0 | 0.09793 | 0 | 0.09793 | 0 | 5.1455 | 7.0789 | 5.1455 | 7.0789
234294-Lighting-Occupancy Sensor-Wallbox Lghtng Snsr-Tr1 | 0.066485 | 0.041235 | 0.29597 | 359.1151 | 2872.921 | 0 | 0 | 0.082988 | 0 | 0.082988 | 0 | 0.084713 | 0 | 0.084713 | 0 | 3.1821 | 3.3333 | 3.1821 | 3.3333
234049-Lighting-LED Exit Sign New Sign | 0.10226 | 0.1016 | 0 | 895.8432 | 14333.4904 | 0 | 0 | 0.091877 | 0 | 0.091877 | 0 | 0.09793 | 0 | 0.09793 | 0 | 5.1455 | 7.0789 | 5.1455 | 7.0789
234294-Lighting-Occupancy Sensor-Wallbox Lghtng Snsr-Tr1 | 0.033242 | 0.020617 | 0.14799 | 179.5576 | 1436.4605 | 0 | 0 | 0.082988 | 0 | 0.082988 | 0 | 0.084713 | 0 | 0.084713 | 0 | 3.1821 | 3.3333 | 3.1821 | 3.3333
234126-Refrigeration - Efficient Evap Fan Motor Electronically Commutated Motor (ECM) | 0.053965 | 0.045131 | 0.055457 | 407.2915 | 6109.3725 | -0.40349 | -6.0524 | 0.050018 | 0.96773 | 0.050018 | 0.96773 | -0.085874 | 0.96773 | -0.085874 | 0.96773 | 1.7274 | 0.57296 | 1.7274 | 0.57296
234049-Lighting-LED Exit Sign New Sign | 0.068174 | 0.067731 | 0 | 597.2288 | 9555.6603 | 0 | 0 | 0.091877 | 0 | 0.091877 | 0 | 0.09793 | 0 | 0.09793 | 0 | 5.1455 | 7.0789 | 5.1455 | 7.0789
234376-Lighting-Energy Efficient Exit Sign | 0.059134 | 0.038131 | 0.036108 | 298.6144 | 4479.2158 | 0 | 0 | 0.11149 | 0 | 0.11149 | 0 | 0.12641 | 0 | 0.12641 | 0 | 6.4477 | 23.7894 | 6.4477 | 23.7894
234049-Lighting-LED Exit Sign New Sign | 0.034087 | 0.033866 | 0 | 298.6144 | 4777.8301 | 0 | 0 | 0.091877 | 0 | 0.091877 | 0 | 0.09793 | 0 | 0.09793 | 0 | 5.1455 | 7.0789 | 5.1455 | 7.0789
234294-Lighting-Occupancy Sensor-Wallbox Lghtng Snsr-Tr1 | 0.033242 | 0.020617 | 0.14799 | 179.5576 | 1436.4605 | 0 | 0 | 0.082988 | 0 | 0.082988 | 0 | 0.084713 | 0 | 0.084713 | 0 | 3.1821 | 3.3333 | 3.1821 | 3.3333
234376-Lighting-Energy Efficient Exit Sign | 0.11827 | 0.076262 | 0.072216 | 597.2288 | 8958.4315 | 0 | 0 | 0.11149 | 0 | 0.11149 | 0 | 0.12641 | 0 | 0.12641 | 0 | 6.4477 | 23.7894 | 6.4477 | 23.7894
234294-Lighting-Occupancy Sensor-Wallbox Lghtng Snsr-Tr1 | 0.033242 | 0.020617 | 0.14799 | 179.5576 | 1436.4605 | 0 | 0 | 0.082988 | 0 | 0.082988 | 0 | 0.084713 | 0 | 0.084713 | 0 | 3.1821 | 3.3333 | 3.1821 | 3.3333
234332-Premium T8 with T12 40 Watt Baseline - Tr3 | 0.049573 | 0.031966 | 0.093726 | 250.3327 | 3754.9903 | 0 | 0 | 0.093354 | 0 | 0.093354 | 0 | 0.11042 | 0 | 0.11042 | 0 | 3.3337 | 5.8139 | 3.3337 | 5.8139
234305-Lighting-Remove 4 Ft Lamp (De-Lamp) - Tr3 | 0.14396 | 0.092828 | 0.28043 | 726.9614 | 10904.4215 | 0 | 0 | 0.10713 | 0 | 0.10713 | 0 | 0.12364 | 0 | 0.12364 | 0 | 5.0846 | 13.7179 | 5.0846 | 13.7179
234287-Lighting-Occpncy Snsr-Hi-Bay integrated Snsr-Tr3 | 0.82889 | 0.53449 | 0.99066 | 4185.72 | 33485.76 | 0 | 0 | 0.10201 | 0 | 0.10201 | 0 | 0.11434 | 0 | 0.11434 | 0 | 5.3433 | 11.2502 | 5.3433 | 11.2502
234362-Lighting-IntrHiByLnrFlscntFxtr244wrplc400w(TrI)Tr3 | 0.19981 | 0.12884 | 0.43891 | 1008.9846 | 15134.7693 | 0 | 0 | 0.046587 | 0 | 0.046587 | 0 | 0.10726 | 0 | 0.10726 | 0 | 1.5369 | 5.1092 | 1.5369 | 5.1092
234376-Lighting-Energy Efficient Exit Sign | 0.11827 | 0.076262 | 0.072216 | 597.2288 | 8958.4315 | 0 | 0 | 0.11149 | 0 | 0.11149 | 0 | 0.12641 | 0 | 0.12641 | 0 | 6.4477 | 23.7894 | 6.4477 | 23.7894
234294-Lighting-Occupancy Sensor-Wallbox Lghtng Snsr-Tr1 | 0.033242 | 0.020617 | 0.14799 | 179.5576 | 1436.4605 | 0 | 0 | 0.082988 | 0 | 0.082988 | 0 | 0.084713 | 0 | 0.084713 | 0 | 3.1821 | 3.3333 | 3.1821 | 3.3333
234331-Premium T8 with T12 40 Watt Baseline - Tr2 | 0.45693 | 0.29464 | 0.68085 | 2307.3916 | 34610.8742 | 0 | 0 | 0.07546 | 0 | 0.07546 | 0 | 0.10924 | 0 | 0.10924 | 0 | 2.3033 | 5.529 | 2.3033 | 5.529
234304-Lighting-Remove 4 Ft Lamp (De-Lamp) - Tr2 | 0 | 0 | 0.14787 | 769.2341 | 11538.5118 | -14.3898 | -215.8468 | 0 | 0.69035 | 0 | 0.69035 | 0 | 0.69063 | 0 | 0.69063 | 0 | 0 | 0 | 0
234201-Lighting-2 Ft 2nd Gen T-8 with Elec Ballast-Tr1 | 0.19675 | 0.12687 | 0.18834 | 993.5519 | 14903.279 | 0 | 0 | 0.083327 | 0 | 0.083327 | 0 | 0.10717 | 0 | 0.10717 | 0 | 2.6141 | 4.857 | 2.6141 | 4.857
234330-Premium T8 with T12 40 Watt Baseline - Tr1 | 0.88028 | 0.56763 | 0.92349 | 4445.2303 | 66678.4544 | 0 | 0 | 0.093473 | 0 | 0.093473 | 0 | 0.1126 | 0 | 0.1126 | 0 | 3.2535 | 6.0363 | 3.2535 | 6.0363
234306-Lighting-Remove 8 Ft Lamp (De-Lamp) - Tr1 | 0.33296 | 0.20651 | 0.38141 | 1798.4911 | 26977.3658 | 0 | 0 | 0.121 | 0 | 0.121 | 0 | 0.12129 | 0 | 0.12129 | 0 | 11.9671 | 12.2885 | 11.9671 | 12.2885
234331-Premium T8 with T12 40 Watt Baseline - Tr2 | 0.22846 | 0.14732 | 0.34042 | 1153.6958 | 17305.4371 | 0 | 0 | 0.07546 | 0 | 0.07546 | 0 | 0.10924 | 0 | 0.10924 | 0 | 2.3033 | 5.529 | 2.3033 | 5.529
234331-Premium T8 with T12 40 Watt Baseline - Tr2 | 0.14687 | 0.094705 | 0.21884 | 741.6616 | 11124.9238 | 0 | 0 | 0.07546 | 0 | 0.07546 | 0 | 0.10924 | 0 | 0.10924 | 0 | 2.3033 | 5.529 | 2.3033 | 5.529
234304-Lighting-Remove 4 Ft Lamp (De-Lamp) - Tr2 | 0 | 0 | 0.036966 | 192.3085 | 2884.628 | -3.5974 | -53.9617 | 0 | 0.69035 | 0 | 0.69035 | 0 | 0.69063 | 0 | 0.69063 | 0 | 0 | 0 | 0
234330-Premium T8 with T12 40 Watt Baseline - Tr1 | 0.49296 | 0.31787 | 0.51715 | 2489.329 | 37339.9345 | 0 | 0 | 0.091878 | 0 | 0.091878 | 0 | 0.111 | 0 | 0.111 | 0 | 3.215 | 5.965 | 3.215 | 5.965
234303-Lighting-Remove 4 Ft Lamp (De-Lamp) - Tr1 | 0 | 0 | 0.1109 | 576.9256 | 8653.8839 | -10.7923 | -161.8851 | 0 | 1.8697 | 0 | 1.8697 | 0 | 2.0472 | 0 | 2.0472 | -1.5153 | -1.2232 | -1.5153 | -1.2232
234312-Lighting-Screw in 14-26 Watt Lamp - Tr1 | 0 | 0 | 0.21273 | 1059.3216 | 2616.5245 | -14.3068 | -35.3377 | 0 | 2.7417 | 0 | 2.7417 | 0 | 2.9173 | 0 | 2.9173 | -0.42547 | -0.38987 | -0.42547 | -0.38987
234330-Premium T8 with T12 40 Watt Baseline - Tr1 | 0.32864 | 0.21191 | 0.34477 | 1659.5526 | 24893.2896 | 0 | 0 | 0.091878 | 0 | 0.091878 | 0 | 0.111 | 0 | 0.111 | 0 | 3.215 | 5.965 | 3.215 | 5.965
234303-Lighting-Remove 4 Ft Lamp (De-Lamp) - Tr1 | 0 | 0 | 0.073933 | 384.6171 | 5769.2559 | -7.1949 | -107.9234 | 0 | 1.8697 | 0 | 1.8697 | 0 | 2.0472 | 0 | 2.0472 | -1.5153 | -1.2232 | -1.5153 | -1.2232
234331-Premium T8 with T12 40 Watt Baseline - Tr2 | 0.19583 | 0.12627 | 0.29179 | 988.8821 | 14833.2318 | 0 | 0 | 0.07546 | 0 | 0.07546 | 0 | 0.10924 | 0 | 0.10924 | 0 | 2.3033 | 5.529 | 2.3033 | 5.529
234303-Lighting-Remove 4 Ft Lamp (De-Lamp) - Tr1 | 0 | 0 | 0.85023 | 4423.0962 | 66346.4431 | -82.7413 | -1241.1189 | 0 | 1.8717 | 0 | 1.8717 | 0 | 2.0492 | 0 | 2.0492 | -1.5179 | -1.2253 | -1.5179 | -1.2253
234330-Premium T8 with T12 40 Watt Baseline - Tr1 | 0.25822 | 0.1665 | 0.27089 | 1303.9342 | 19559.0133 | 0 | 0 | 0.093473 | 0 | 0.093473 | 0 | 0.1126 | 0 | 0.1126 | 0 | 3.2535 | 6.0363 | 3.2535 | 6.0363
234049-Lighting-LED Exit Sign New Sign | 0.10226 | 0.1016 | 0 | 895.8432 | 14333.4904 | 0 | 0 | 0.091877 | 0 | 0.091877 | 0 | 0.09793 | 0 | 0.09793 | 0 | 5.1455 | 7.0789 | 5.1455 | 7.0789
234294-Lighting-Occupancy Sensor-Wallbox Lghtng Snsr-Tr1 | 0.033242 | 0.020617 | 0.14799 | 179.5576 | 1436.4605 | 0 | 0 | 0.082988 | 0 | 0.082988 | 0 | 0.084713 | 0 | 0.084713 | 0 | 3.1821 | 3.3333 | 3.1821 | 3.3333
234330-Premium T8 with T12 40 Watt Baseline - Tr1 | 0.42253 | 0.27246 | 0.44327 | 2133.7105 | 32005.6581 | 0 | 0 | 0.093473 | 0 | 0.093473 | 0 | 0.1126 | 0 | 0.1126 | 0 | 3.2535 | 6.0363 | 3.2535 | 6.0363
234330-Premium T8 with T12 40 Watt Baseline - Tr1 | 0.23474 | 0.15137 | 0.24626 | 1185.3947 | 17780.9212 | 0 | 0 | 0.091878 | 0 | 0.091878 | 0 | 0.111 | 0 | 0.111 | 0 | 3.215 | 5.965 | 3.215 | 5.965
234049-Lighting-LED Exit Sign New Sign | 0.034087 | 0.033866 | 0 | 298.6144 | 4777.8301 | 0 | 0 | 0.091877 | 0 | 0.091877 | 0 | 0.09793 | 0 | 0.09793 | 0 | 5.1455 | 7.0789 | 5.1455 | 7.0789
234294-Lighting-Occupancy Sensor-Wallbox Lghtng Snsr-Tr1 | 0.066485 | 0.041235 | 0.29597 | 359.1151 | 2872.921 | 0 | 0 | 0.082988 | 0 | 0.082988 | 0 | 0.084713 | 0 | 0.084713 | 0 | 3.1821 | 3.3333 | 3.1821 | 3.3333
234330-Premium T8 with T12 40 Watt Baseline - Tr1 | 0.18779 | 0.12109 | 0.19701 | 948.3158 | 14224.7369 | 0 | 0 | 0.093473 | 0 | 0.093473 | 0 | 0.1126 | 0 | 0.1126 | 0 | 3.2535 | 6.0363 | 3.2535 | 6.0363
234049-Lighting-LED Exit Sign New Sign | 0.034087 | 0.033866 | 0 | 298.6144 | 4777.8301 | 0 | 0 | 0.091877 | 0 | 0.091877 | 0 | 0.09793 | 0 | 0.09793 | 0 | 5.1455 | 7.0789 | 5.1455 | 7.0789
234049-Lighting-LED Exit Sign New Sign | 0.068174 | 0.067731 | 0 | 597.2288 | 9555.6603 | 0 | 0 | 0.091877 | 0 | 0.091877 | 0 | 0.09793 | 0 | 0.09793 | 0 | 5.1455 | 7.0789 | 5.1455 | 7.0789
234294-Lighting-Occupancy Sensor-Wallbox Lghtng Snsr-Tr1 | 0.066485 | 0.041235 | 0.29597 | 359.1151 | 2872.921 | 0 | 0 | 0.082988 | 0 | 0.082988 | 0 | 0.084713 | 0 | 0.084713 | 0 | 3.1821 | 3.3333 | 3.1821 | 3.3333
234332-Premium T8 with T12 40 Watt Baseline - Tr3 | 0.12393 | 0.079915 | 0.23431 | 625.8317 | 9387.4758 | 0 | 0 | 0.094949 | 0 | 0.094949 | 0 | 0.11201 | 0 | 0.11201 | 0 | 3.3735 | 5.8835 | 3.3735 | 5.8835
234294-Lighting-Occupancy Sensor-Wallbox Lghtng Snsr-Tr1 | 0.099727 | 0.061852 | 0.44396 | 538.6727 | 4309.3814 | 0 | 0 | 0.082988 | 0 | 0.082988 | 0 | 0.084713 | 0 | 0.084713 | 0 | 3.1821 | 3.3333 | 3.1821 | 3.3333
234049-Lighting-LED Exit Sign New Sign | 0.10226 | 0.1016 | 0 | 895.8432 | 14333.4904 | 0 | 0 | 0.092766 | 0 | 0.092766 | 0 | 0.10385 | 0 | 0.10385 | 0 | 5.3605 | 11.1969 | 5.3605 | 11.1969
234085-Refrigeration -Strip Curtains for Walk-ins | 0.54641 | 0.39125 | 0.41446 | 3636.3 | 14545.2 | 0 | 0 | 0.099356 | 0 | 0.099356 | 0 | 0.10363 | 0 | 0.10363 | 0 | 12.8303 | 26.141 | 12.8303 | 26.141
234084-Refrigeration -Cooler/Freezer Door Gaskets - Solid Doors: Cooler | 0.75802 | 0.63393 | 0.6539 | 5720.976 | 22883.904 | 0 | 0 | 0.096077 | 0 | 0.096077 | 0 | 0.091261 | 0 | 0.091261 | 0 | 11.1374 | 7.3847 | 11.1374 | 7.3847
234083-Refrigeration -Cooler/Freezer Door Gaskets - Glass Doors | 0.16845 | 0.14087 | 0.14531 | 1271.328 | 5085.312 | 0 | 0 | 0.095936 | 0 | 0.095936 | 0 | 0.090674 | 0 | 0.090674 | 0 | 10.9738 | 7.0937 | 10.9738 | 7.0937
234084-Refrigeration -Cooler/Freezer Door Gaskets - Solid Doors: Cooler | 1.6529 | 1.3823 | 1.4259 | 12474.906 | 49899.624 | 0 | 0 | 0.096106 | 0 | 0.096106 | 0 | 0.091381 | 0 | 0.091381 | 0 | 11.1715 | 7.4474 | 11.1715 | 7.4474
234083-Refrigeration -Cooler/Freezer Door Gaskets - Glass Doors | 0.42112 | 0.35218 | 0.36328 | 3178.32 | 12713.28 | 0 | 0 | 0.096058 | 0 | 0.096058 | 0 | 0.091185 | 0 | 0.091185 | 0 | 11.1155 | 7.3459 | 11.1155 | 7.3459
234294-Lighting-Occupancy Sensor-Wallbox Lghtng Snsr-Tr1 | 0.033242 | 0.020617 | 0.14799 | 179.5576 | 1436.4605 | 0 | 0 | 0.082988 | 0 | 0.082988 | 0 | 0.084713 | 0 | 0.084713 | 0 | 3.1821 | 3.3333 | 3.1821 | 3.3333
234049-Lighting-LED Exit Sign New Sign | 0.10226 | 0.1016 | 0 | 895.8432 | 14333.4904 | 0 | 0 | 0.091877 | 0 | 0.091877 | 0 | 0.09793 | 0 | 0.09793 | 0 | 5.1455 | 7.0789 | 5.1455 | 7.0789
234294-Lighting-Occupancy Sensor-Wallbox Lghtng Snsr-Tr1 | 0.066485 | 0.041235 | 0.29597 | 359.1151 | 2872.921 | 0 | 0 | 0.082988 | 0 | 0.082988 | 0 | 0.084713 | 0 | 0.084713 | 0 | 3.1821 | 3.3333 | 3.1821 | 3.3333
234049-Lighting-LED Exit Sign New Sign | 0.034087 | 0.033866 | 0 | 298.6144 | 4777.8301 | 0 | 0 | 0.091877 | 0 | 0.091877 | 0 | 0.09793 | 0 | 0.09793 | 0 | 5.1455 | 7.0789 | 5.1455 | 7.0789
234294-Lighting-Occupancy Sensor-Wallbox Lghtng Snsr-Tr1 | 0.066485 | 0.041235 | 0.29597 | 359.1151 | 2872.921 | 0 | 0 | 0.082988 | 0 | 0.082988 | 0 | 0.084713 | 0 | 0.084713 | 0 | 3.1821 | 3.3333 | 3.1821 | 3.3333
234294-Lighting-Occupancy Sensor-Wallbox Lghtng Snsr-Tr1 | 0.033242 | 0.020617 | 0.14799 | 179.5576 | 1436.4605 | 0 | 0 | 0.082988 | 0 | 0.082988 | 0 | 0.084713 | 0 | 0.084713 | 0 | 3.1821 | 3.3333 | 3.1821 | 3.3333
234049-Lighting-LED Exit Sign New Sign | 0.068174 | 0.067731 | 0 | 597.2288 | 9555.6603 | 0 | 0 | 0.091877 | 0 | 0.091877 | 0 | 0.09793 | 0 | 0.09793 | 0 | 5.1455 | 7.0789 | 5.1455 | 7.0789
234294-Lighting-Occupancy Sensor-Wallbox Lghtng Snsr-Tr1 | 0.033242 | 0.020617 | 0.14799 | 179.5576 | 1436.4605 | 0 | 0 | 0.082988 | 0 | 0.082988 | 0 | 0.084713 | 0 | 0.084713 | 0 | 3.1821 | 3.3333 | 3.1821 | 3.3333
234294-Lighting-Occupancy Sensor-Wallbox Lghtng Snsr-Tr1 | 0.033242 | 0.020617 | 0.14799 | 179.5576 | 1436.4605 | 0 | 0 | 0.082988 | 0 | 0.082988 | 0 | 0.084713 | 0 | 0.084713 | 0 | 3.1821 | 3.3333 | 3.1821 | 3.3333
234049-Lighting-LED Exit Sign New Sign | 0.068174 | 0.067731 | 0 | 597.2288 | 9555.6603 | 0 | 0 | 0.091877 | 0 | 0.091877 | 0 | 0.09793 | 0 | 0.09793 | 0 | 5.1455 | 7.0789 | 5.1455 | 7.0789
234294-Lighting-Occupancy Sensor-Wallbox Lghtng Snsr-Tr1 | 0.033242 | 0.020617 | 0.14799 | 179.5576 | 1436.4605 | 0 | 0 | 0.082988 | 0 | 0.082988 | 0 | 0.084713 | 0 | 0.084713 | 0 | 3.1821 | 3.3333 | 3.1821 | 3.3333
234294-Lighting-Occupancy Sensor-Wallbox Lghtng Snsr-Tr1 | 0.033242 | 0.020617 | 0.14799 | 179.5576 | 1436.4605 | 0 | 0 | 0.082988 | 0 | 0.082988 | 0 | 0.084713 | 0 | 0.084713 | 0 | 3.1821 | 3.3333 | 3.1821 | 3.3333
234049-Lighting-LED Exit Sign New Sign | 0.034087 | 0.033866 | 0 | 298.6144 | 4777.8301 | 0 | 0 | 0.091877 | 0 | 0.091877 | 0 | 0.09793 | 0 | 0.09793 | 0 | 5.1455 | 7.0789 | 5.1455 | 7.0789
234049-Lighting-LED Exit Sign New Sign | 0.10226 | 0.1016 | 0 | 895.8432 | 14333.4904 | 0 | 0 | 0.091877 | 0 | 0.091877 | 0 | 0.09793 | 0 | 0.09793 | 0 | 5.1455 | 7.0789 | 5.1455 | 7.0789
234294-Lighting-Occupancy Sensor-Wallbox Lghtng Snsr-Tr1 | 0.099727 | 0.061852 | 0.44396 | 538.6727 | 4309.3814 | 0 | 0 | 0.082988 | 0 | 0.082988 | 0 | 0.084713 | 0 | 0.084713 | 0 | 3.1821 | 3.3333 | 3.1821 | 3.3333
234294-Lighting-Occupancy Sensor-Wallbox Lghtng Snsr-Tr1 | 0.033242 | 0.020617 | 0.14799 | 179.5576 | 1436.4605 | 0 | 0 | 0.082988 | 0 | 0.082988 | 0 | 0.084713 | 0 | 0.084713 | 0 | 3.1821 | 3.3333 | 3.1821 | 3.3333
234294-Lighting-Occupancy Sensor-Wallbox Lghtng Snsr-Tr1 | 0.066485 | 0.041235 | 0.29597 | 359.1151 | 2872.921 | 0 | 0 | 0.082988 | 0 | 0.082988 | 0 | 0.084713 | 0 | 0.084713 | 0 | 3.1821 | 3.3333 | 3.1821 | 3.3333
234049-Lighting-LED Exit Sign New Sign | 0.068174 | 0.067731 | 0 | 597.2288 | 9555.6603 | 0 | 0 | 0.091877 | 0 | 0.091877 | 0 | 0.09793 | 0 | 0.09793 | 0 | 5.1455 | 7.0789 | 5.1455 | 7.0789
234049-Lighting-LED Exit Sign New Sign | 0.034087 | 0.033866 | 0 | 298.6144 | 4777.8301 | 0 | 0 | 0.091877 | 0 | 0.091877 | 0 | 0.09793 | 0 | 0.09793 | 0 | 5.1455 | 7.0789 | 5.1455 | 7.0789
234294-Lighting-Occupancy Sensor-Wallbox Lghtng Snsr-Tr1 | 0.066485 | 0.041235 | 0.29597 | 359.1151 | 2872.921 | 0 | 0 | 0.082988 | 0 | 0.082988 | 0 | 0.084713 | 0 | 0.084713 | 0 | 3.1821 | 3.3333 | 3.1821 | 3.3333
234330-Premium T8 with T12 40 Watt Baseline - Tr1 | 1.5493 | 0.99902 | 1.6253 | 7823.6053 | 117354.0798 | 0 | 0 | 0.091878 | 0 | 0.091878 | 0 | 0.111 | 0 | 0.111 | 0 | 3.215 | 5.965 | 3.215 | 5.965
234303-Lighting-Remove 4 Ft Lamp (De-Lamp) - Tr1 | 0 | 0 | 0.2218 | 1153.8512 | 17307.7678 | -21.5847 | -323.7702 | 0 | 1.8697 | 0 | 1.8697 | 0 | 2.0472 | 0 | 2.0472 | -1.5153 | -1.2232 | -1.5153 | -1.2232
234049-Lighting-LED Exit Sign New Sign | 0.034087 | 0.033866 | 0 | 298.6144 | 4777.8301 | 0 | 0 | 0.091877 | 0 | 0.091877 | 0 | 0.09793 | 0 | 0.09793 | 0 | 5.1455 | 7.0789 | 5.1455 | 7.0789
234294-Lighting-Occupancy Sensor-Wallbox Lghtng Snsr-Tr1 | 0.033242 | 0.020617 | 0.14799 | 179.5576 | 1436.4605 | 0 | 0 | 0.082988 | 0 | 0.082988 | 0 | 0.084713 | 0 | 0.084713 | 0 | 3.1821 | 3.3333 | 3.1821 | 3.3333
234294-Lighting-Occupancy Sensor-Wallbox Lghtng Snsr-Tr1 | 0.033242 | 0.020617 | 0.14799 | 179.5576 | 1436.4605 | 0 | 0 | 0.082988 | 0 | 0.082988 | 0 | 0.084713 | 0 | 0.084713 | 0 | 3.1821 | 3.3333 | 3.1821 | 3.3333
234049-Lighting-LED Exit Sign New Sign | 0.068174 | 0.067731 | 0 | 597.2288 | 9555.6603 | 0 | 0 | 0.091877 | 0 | 0.091877 | 0 | 0.09793 | 0 | 0.09793 | 0 | 5.1455 | 7.0789 | 5.1455 | 7.0789
234063-Refrigeration - Anti-Sweat Heater Controls | 1.9724 | 1.6495 | 0.9548 | 14886.2 | 178634.4 | 0 | 0 | 0.090152 | 0 | 0.090152 | 0 | 0.10082 | 0 | 0.10082 | 0 | 4.6688 | 8.2517 | 4.6688 | 8.2517
234126-Refrigeration - Efficient Evap Fan Motor Electronically Commutated Motor (ECM) | 0.097138 | 0.081236 | 0.099823 | 733.1247 | 10996.8705 | -0.72628 | -10.8942 | 0.050018 | 0.96773 | 0.050018 | 0.96773 | -0.085874 | 0.96773 | -0.085874 | 0.96773 | 1.7274 | 0.57296 | 1.7274 | 0.57296
234084-Refrigeration -Cooler/Freezer Door Gaskets - Solid Doors: Cooler | 2.5794 | 2.1571 | 2.2251 | 19467.21 | 77868.84 | 0 | 0 | 0.096112 | 0 | 0.096112 | 0 | 0.091408 | 0 | 0.091408 | 0 | 11.1791 | 7.4616 | 11.1791 | 7.4616
234330-Premium T8 with T12 40 Watt Baseline - Tr1 | 0.91549 | 0.59033 | 0.96043 | 4623.0395 | 69345.5926 | 0 | 0 | 0.093473 | 0 | 0.093473 | 0 | 0.1126 | 0 | 0.1126 | 0 | 3.2535 | 6.0363 | 3.2535 | 6.0363
234303-Lighting-Remove 4 Ft Lamp (De-Lamp) - Tr1 | 0 | 0 | 1.4417 | 7500.0327 | 112500.4904 | -140.3004 | -2104.506 | 0 | 1.8717 | 0 | 1.8717 | 0 | 2.0492 | 0 | 2.0492 | -1.5179 | -1.2253 | -1.5179 | -1.2253
234148-Premium T8 with T12 40 Watt Baseline | 0.51709 | 0.32333 | 0.48219 | 2674.1678 | 40112.5167 | 0 | 0 | 0.095469 | 0 | 0.095469 | 0 | 0.11242 | 0 | 0.11242 | 0 | 3.5961 | 6.6721 | 3.5961 | 6.6721
234053-Lighting-Remove 4 Ft Lamp (De-Lamp) | 0.42724 | 0.26715 | 1.4237 | 2209.4892 | 33142.3382 | 0 | 0 | 0.090713 | 0 | 0.090713 | 0 | 0.10226 | 0 | 0.10226 | 0 | 3.1843 | 4.4102 | 3.1843 | 4.4102
234207-Lighting-8 Ft T-8 with Elec Ballast-Tr1 | 0.16748 | 0.10799 | 0.18247 | 845.7244 | 12685.8655 | 0 | 0 | 0.032441 | 0 | 0.032441 | 0 | 0.065463 | 0 | 0.065463 | 0 | 1.3215 | 1.9642 | 1.3215 | 1.9642
234306-Lighting-Remove 8 Ft Lamp (De-Lamp) - Tr1 | 1.2367 | 0.76703 | 1.4167 | 6680.1096 | 100201.6445 | 0 | 0 | 0.11948 | 0 | 0.11948 | 0 | 0.11977 | 0 | 0.11977 | 0 | 11.8294 | 12.147 | 11.8294 | 12.147
234331-Premium T8 with T12 40 Watt Baseline - Tr2 | 0.62012 | 0.39987 | 0.92401 | 3131.46 | 46971.9007 | 0 | 0 | 0.077055 | 0 | 0.077055 | 0 | 0.11083 | 0 | 0.11083 | 0 | 2.3309 | 5.5951 | 2.3309 | 5.5951
234304-Lighting-Remove 4 Ft Lamp (De-Lamp) - Tr2 | 0 | 0 | 1.4047 | 7307.7242 | 109615.8625 | -136.703 | -2050.5443 | 0 | 0.69035 | 0 | 0.69035 | 0 | 0.69063 | 0 | 0.69063 | 0 | 0 | 0 | 0
234049-Lighting-LED Exit Sign New Sign | 0.034087 | 0.033866 | 0 | 298.6144 | 4777.8301 | 0 | 0 | 0.091877 | 0 | 0.091877 | 0 | 0.09793 | 0 | 0.09793 | 0 | 5.1455 | 7.0789 | 5.1455 | 7.0789
234294-Lighting-Occupancy Sensor-Wallbox Lghtng Snsr-Tr1 | 0.066485 | 0.041235 | 0.29597 | 359.1151 | 2872.921 | 0 | 0 | 0.082988 | 0 | 0.082988 | 0 | 0.084713 | 0 | 0.084713 | 0 | 3.1821 | 3.3333 | 3.1821 | 3.3333
234294-Lighting-Occupancy Sensor-Wallbox Lghtng Snsr-Tr1 | 0.033242 | 0.020617 | 0.14799 | 179.5576 | 1436.4605 | 0 | 0 | 0.082988 | 0 | 0.082988 | 0 | 0.084713 | 0 | 0.084713 | 0 | 3.1821 | 3.3333 | 3.1821 | 3.3333
234049-Lighting-LED Exit Sign New Sign | 0.034087 | 0.033866 | 0 | 298.6144 | 4777.8301 | 0 | 0 | 0.091877 | 0 | 0.091877 | 0 | 0.09793 | 0 | 0.09793 | 0 | 5.1455 | 7.0789 | 5.1455 | 7.0789
234049-Lighting-LED Exit Sign New Sign | 0.034087 | 0.033866 | 0 | 298.6144 | 4777.8301 | 0 | 0 | 0.092766 | 0 | 0.092766 | 0 | 0.10385 | 0 | 0.10385 | 0 | 5.3605 | 11.1969 | 5.3605 | 11.1969
234294-Lighting-Occupancy Sensor-Wallbox Lghtng Snsr-Tr1 | 0.066485 | 0.041235 | 0.29597 | 359.1151 | 2872.921 | 0 | 0 | 0.082988 | 0 | 0.082988 | 0 | 0.084713 | 0 | 0.084713 | 0 | 3.1821 | 3.3333 | 3.1821 | 3.3333
234049-Lighting-LED Exit Sign New Sign | 0.10226 | 0.1016 | 0 | 895.8432 | 14333.4904 | 0 | 0 | 0.091877 | 0 | 0.091877 | 0 | 0.09793 | 0 | 0.09793 | 0 | 5.1455 | 7.0789 | 5.1455 | 7.0789
234330-Premium T8 with T12 40 Watt Baseline - Tr1 | 0.51643 | 0.33301 | 0.54178 | 2607.8684 | 39118.0266 | 0 | 0 | 0.093473 | 0 | 0.093473 | 0 | 0.1126 | 0 | 0.1126 | 0 | 3.2535 | 6.0363 | 3.2535 | 6.0363
234126-Refrigeration - Efficient Evap Fan Motor Electronically Commutated Motor (ECM) | 0.053965 | 0.045131 | 0.055457 | 407.2915 | 6109.3725 | -0.40349 | -6.0524 | 0.050018 | 0.96773 | 0.050018 | 0.96773 | -0.085874 | 0.96773 | -0.085874 | 0.96773 | 1.7274 | 0.57296 | 1.7274 | 0.57296
234049-Lighting-LED Exit Sign New Sign | 0.034087 | 0.033866 | 0 | 298.6144 | 4777.8301 | 0 | 0 | 0.091877 | 0 | 0.091877 | 0 | 0.09793 | 0 | 0.09793 | 0 | 5.1455 | 7.0789 | 5.1455 | 7.0789
234294-Lighting-Occupancy Sensor-Wallbox Lghtng Snsr-Tr1 | 0.033242 | 0.020617 | 0.14799 | 179.5576 | 1436.4605 | 0 | 0 | 0.082988 | 0 | 0.082988 | 0 | 0.084713 | 0 | 0.084713 | 0 | 3.1821 | 3.3333 | 3.1821 | 3.3333
234360-Lighting-IntrHiByLnrFlscntFxtr244wrplc400w(TrI)Tr1 | 0 | 0 | 2.7257 | 0 | 0 | -86.5561 | -1298.3415 | 0 | 6.1863 | 0 | 6.1863 | 0 | 4.1901 | 0 | 4.1901 | -0.22308 | -0.36852 | -0.22308 | -0.36852
234285-Lighting-Occpncy Snsr-Hi-Bay integrated Snsr-Tr1 | 6.6634 | 4.2967 | 6.5264 | 33648.793 | 269190.344 | 0 | 0 | 0.1116 | 0 | 0.1116 | 0 | 0.11979 | 0 | 0.11979 | 0 | 8.1595 | 17.186 | 8.1595 | 17.186
234330-Premium T8 with T12 40 Watt Baseline - Tr1 | 0.32864 | 0.21191 | 0.34477 | 1659.5526 | 24893.2896 | 0 | 0 | 0.093473 | 0 | 0.093473 | 0 | 0.1126 | 0 | 0.1126 | 0 | 3.2535 | 6.0363 | 3.2535 | 6.0363
234207-Lighting-8 Ft T-8 with Elec Ballast-Tr1 | 0.09018 | 0.05815 | 0.098251 | 455.39 | 6830.8507 | 0 | 0 | 0.034036 | 0 | 0.034036 | 0 | 0.067057 | 0 | 0.067057 | 0 | 1.3373 | 1.9877 | 1.3373 | 1.9877
234126-Refrigeration - Efficient Evap Fan Motor Electronically Commutated Motor (ECM) | 0.053965 | 0.045131 | 0.055457 | 407.2915 | 6109.3725 | -0.40349 | -6.0524 | 0.050018 | 0.96773 | 0.050018 | 0.96773 | -0.085874 | 0.96773 | -0.085874 | 0.96773 | 1.7274 | 0.57296 | 1.7274 | 0.57296
234294-Lighting-Occupancy Sensor-Wallbox Lghtng Snsr-Tr1 | 0.033242 | 0.020617 | 0.14799 | 179.5576 | 1436.4605 | 0 | 0 | 0.082988 | 0 | 0.082988 | 0 | 0.084713 | 0 | 0.084713 | 0 | 3.1821 | 3.3333 | 3.1821 | 3.3333
234049-Lighting-LED Exit Sign New Sign | 0.034087 | 0.033866 | 0 | 298.6144 | 4777.8301 | 0 | 0 | 0.091877 | 0 | 0.091877 | 0 | 0.09793 | 0 | 0.09793 | 0 | 5.1455 | 7.0789 | 5.1455 | 7.0789
234330-Premium T8 with T12 40 Watt Baseline - Tr1 | 0.32864 | 0.21191 | 0.34477 | 1659.5526 | 24893.2896 | 0 | 0 | 0.091878 | 0 | 0.091878 | 0 | 0.111 | 0 | 0.111 | 0 | 3.215 | 5.965 | 3.215 | 5.965
234303-Lighting-Remove 4 Ft Lamp (De-Lamp) - Tr1 | 0 | 0 | 0.51753 | 2692.3194 | 40384.7914 | -50.3642 | -755.4637 | 0 | 1.8697 | 0 | 1.8697 | 0 | 2.0472 | 0 | 2.0472 | -1.5153 | -1.2232 | -1.5153 | -1.2232
234294-Lighting-Occupancy Sensor-Wallbox Lghtng Snsr-Tr1 | 0.033242 | 0.020617 | 0.14799 | 179.5576 | 1436.4605 | 0 | 0 | 0.082988 | 0 | 0.082988 | 0 | 0.084713 | 0 | 0.084713 | 0 | 3.1821 | 3.3333 | 3.1821 | 3.3333
234331-Premium T8 with T12 40 Watt Baseline - Tr2 | 0.13055 | 0.084183 | 0.19453 | 659.2547 | 9888.8212 | 0 | 0 | 0.07546 | 0 | 0.07546 | 0 | 0.10924 | 0 | 0.10924 | 0 | 2.3033 | 5.529 | 2.3033 | 5.529
234294-Lighting-Occupancy Sensor-Wallbox Lghtng Snsr-Tr1 | 0.033242 | 0.020617 | 0.14799 | 179.5576 | 1436.4605 | 0 | 0 | 0.082988 | 0 | 0.082988 | 0 | 0.084713 | 0 | 0.084713 | 0 | 3.1821 | 3.3333 | 3.1821 | 3.3333
234294-Lighting-Occupancy Sensor-Wallbox Lghtng Snsr-Tr1 | 0.066485 | 0.041235 | 0.29597 | 359.1151 | 2872.921 | 0 | 0 | 0.082988 | 0 | 0.082988 | 0 | 0.084713 | 0 | 0.084713 | 0 | 3.1821 | 3.3333 | 3.1821 | 3.3333
234294-Lighting-Occupancy Sensor-Wallbox Lghtng Snsr-Tr1 | 0.066485 | 0.041235 | 0.29597 | 359.1151 | 2872.921 | 0 | 0 | 0.082988 | 0 | 0.082988 | 0 | 0.084713 | 0 | 0.084713 | 0 | 3.1821 | 3.3333 | 3.1821 | 3.3333
234049-Lighting-LED Exit Sign New Sign | 0.034087 | 0.033866 | 0 | 298.6144 | 4777.8301 | 0 | 0 | 0.091877 | 0 | 0.091877 | 0 | 0.09793 | 0 | 0.09793 | 0 | 5.1455 | 7.0789 | 5.1455 | 7.0789
234294-Lighting-Occupancy Sensor-Wallbox Lghtng Snsr-Tr1 | 0.033242 | 0.020617 | 0.14799 | 179.5576 | 1436.4605 | 0 | 0 | 0.082988 | 0 | 0.082988 | 0 | 0.084713 | 0 | 0.084713 | 0 | 3.1821 | 3.3333 | 3.1821 | 3.3333
234049-Lighting-LED Exit Sign New Sign | 0.068174 | 0.067731 | 0 | 597.2288 | 9555.6603 | 0 | 0 | 0.091877 | 0 | 0.091877 | 0 | 0.09793 | 0 | 0.09793 | 0 | 5.1455 | 7.0789 | 5.1455 | 7.0789
234294-Lighting-Occupancy Sensor-Wallbox Lghtng Snsr-Tr1 | 0.066485 | 0.041235 | 0.29597 | 359.1151 | 2872.921 | 0 | 0 | 0.082988 | 0 | 0.082988 | 0 | 0.084713 | 0 | 0.084713 | 0 | 3.1821 | 3.3333 | 3.1821 | 3.3333
234294-Lighting-Occupancy Sensor-Wallbox Lghtng Snsr-Tr1 | 0.033242 | 0.020617 | 0.14799 | 179.5576 | 1436.4605 | 0 | 0 | 0.082988 | 0 | 0.082988 | 0 | 0.084713 | 0 | 0.084713 | 0 | 3.1821 | 3.3333 | 3.1821 | 3.3333
234084-Refrigeration -Cooler/Freezer Door Gaskets - Solid Doors: Cooler | 0.45271 | 0.37859 | 0.39053 | 3416.694 | 13666.776 | 0 | 0 | 0.096079 | 0 | 0.096079 | 0 | 0.09127 | 0 | 0.09127 | 0 | 11.14 | 7.3895 | 11.14 | 7.3895
234116-Refrigeration -Cooler/Freezer Door Gaskets - Solid Doors: Freezer | 0.35795 | 0.29935 | 0.30879 | 2701.572 | 10806.288 | 0 | 0 | 0.091357 | 0 | 0.091357 | 0 | 0.091167 | 0 | 0.091167 | 0 | 7.4347 | 7.3365 | 7.4347 | 7.3365
234330-Premium T8 with T12 40 Watt Baseline - Tr1 | 0.70422 | 0.4541 | 0.73879 | 3556.1842 | 53342.7635 | 0 | 0 | 0.091878 | 0 | 0.091878 | 0 | 0.111 | 0 | 0.111 | 0 | 3.215 | 5.965 | 3.215 | 5.965
234049-Lighting-LED Exit Sign New Sign | 0.068174 | 0.067731 | 0 | 597.2288 | 9555.6603 | 0 | 0 | 0.091877 | 0 | 0.091877 | 0 | 0.09793 | 0 | 0.09793 | 0 | 5.1455 | 7.0789 | 5.1455 | 7.0789
234049-Lighting-LED Exit Sign New Sign | 0.10226 | 0.1016 | 0 | 895.8432 | 14333.4904 | 0 | 0 | 0.093414 | 0 | 0.093414 | 0 | 0.099467 | 0 | 0.099467 | 0 | 5.2149 | 7.1743 | 5.2149 | 7.1743
234049-Lighting-LED Exit Sign New Sign | 0.068174 | 0.067731 | 0 | 597.2288 | 9555.6603 | 0 | 0 | 0.093414 | 0 | 0.093414 | 0 | 0.099467 | 0 | 0.099467 | 0 | 5.2149 | 7.1743 | 5.2149 | 7.1743
234294-Lighting-Occupancy Sensor-Wallbox Lghtng Snsr-Tr1 | 0.066485 | 0.041235 | 0.29597 | 359.1151 | 2872.921 | 0 | 0 | 0.082988 | 0 | 0.082988 | 0 | 0.084713 | 0 | 0.084713 | 0 | 3.1821 | 3.3333 | 3.1821 | 3.3333
234049-Lighting-LED Exit Sign New Sign | 0.034087 | 0.033866 | 0 | 298.6144 | 4777.8301 | 0 | 0 | 0.091877 | 0 | 0.091877 | 0 | 0.09793 | 0 | 0.09793 | 0 | 5.1455 | 7.0789 | 5.1455 | 7.0789
234049-Lighting-LED Exit Sign New Sign | 0.068174 | 0.067731 | 0 | 597.2288 | 9555.6603 | 0 | 0 | 0.091877 | 0 | 0.091877 | 0 | 0.09793 | 0 | 0.09793 | 0 | 5.1455 | 7.0789 | 5.1455 | 7.0789
234084-Refrigeration -Cooler/Freezer Door Gaskets - Solid Doors: Cooler | 1.8424 | 1.5408 | 1.5894 | 13905.15 | 55620.6 | 0 | 0 | 0.097885 | 0 | 0.097885 | 0 | 0.09318 | 0 | 0.09318 | 0 | 11.3668 | 7.5869 | 11.3668 | 7.5869
234067-Refrigeration - Food Service -Auto Closer for Main Cooler Doors | 0.099706 | 0.083383 | 0.14556 | 752.5063 | 6020.0504 | -0.037362 | -0.2989 | 0.047246 | 0.89663 | 0.047246 | 0.89663 | 0.089621 | 0.89663 | 0.089621 | 0.89663 | 1.7297 | 5.0155 | 1.7297 | 5.0155
234085-Refrigeration -Strip Curtains for Walk-ins | 0.64284 | 0.46029 | 0.4876 | 4278 | 17112 | 0 | 0 | 0.099454 | 0 | 0.099454 | 0 | 0.10381 | 0 | 0.10381 | 0 | 12.9812 | 27.3404 | 12.9812 | 27.3404
234084-Refrigeration -Cooler/Freezer Door Gaskets - Solid Doors: Cooler | 1.137 | 0.95089 | 0.98086 | 8581.464 | 34325.856 | 0 | 0 | 0.096112 | 0 | 0.096112 | 0 | 0.091408 | 0 | 0.091408 | 0 | 11.1791 | 7.4616 | 11.1791 | 7.4616
234067-Refrigeration - Food Service -Auto Closer for Main Cooler Doors | 0.099706 | 0.083383 | 0.14556 | 752.5063 | 6020.0504 | -0.037362 | -0.2989 | 0.045823 | 0.88635 | 0.045823 | 0.88635 | 0.088197 | 0.88635 | 0.088197 | 0.88635 | 1.7077 | 4.9518 | 1.7077 | 4.9518
234049-Lighting-LED Exit Sign New Sign | 0.068174 | 0.067731 | 0 | 597.2288 | 9555.6603 | 0 | 0 | 0.091877 | 0 | 0.091877 | 0 | 0.09793 | 0 | 0.09793 | 0 | 5.1455 | 7.0789 | 5.1455 | 7.0789
234085-Refrigeration -Strip Curtains for Walk-ins | 1.3821 | 0.98963 | 1.0483 | 9197.7 | 36790.8 | 0 | 0 | 0.099424 | 0 | 0.099424 | 0 | 0.10376 | 0 | 0.10376 | 0 | 12.935 | 26.9642 | 12.935 | 26.9642
234084-Refrigeration -Cooler/Freezer Door Gaskets - Solid Doors: Cooler | 0.3369 | 0.28174 | 0.29062 | 2542.656 | 10170.624 | 0 | 0 | 0.096056 | 0 | 0.096056 | 0 | 0.091174 | 0 | 0.091174 | 0 | 11.113 | 7.3401 | 11.113 | 7.3401
234067-Refrigeration - Food Service -Auto Closer for Main Cooler Doors | 0.099706 | 0.083383 | 0.14556 | 752.5063 | 6020.0504 | -0.037362 | -0.2989 | 0.045823 | 0.88635 | 0.045823 | 0.88635 | 0.088197 | 0.88635 | 0.088197 | 0.88635 | 1.7077 | 4.9518 | 1.7077 | 4.9518
234068-Refrigeration - Food Service -Auto Closer for Main Freezer Doors | 0.25838 | 0.21608 | 0.19315 | 1950.0694 | 15600.5556 | -0.018681 | -0.14945 | 0.084673 | 0.88635 | 0.084673 | 0.88635 | 0.097091 | 0.88635 | 0.097091 | 0.88635 | 4.2775 | 8.2376 | 4.2775 | 8.2376
234049-Lighting-LED Exit Sign New Sign | 0.034087 | 0.033866 | 0 | 298.6144 | 4777.8301 | 0 | 0 | 0.091877 | 0 | 0.091877 | 0 | 0.09793 | 0 | 0.09793 | 0 | 5.1455 | 7.0789 | 5.1455 | 7.0789
234085-Refrigeration -Strip Curtains for Walk-ins | 0.61069 | 0.43728 | 0.46322 | 4064.1 | 16256.4 | 0 | 0 | 0.099349 | 0 | 0.099349 | 0 | 0.10362 | 0 | 0.10362 | 0 | 12.8203 | 26.0646 | 12.8203 | 26.0646
234116-Refrigeration -Cooler/Freezer Door Gaskets - Solid Doors: Freezer | 1.1897 | 0.99491 | 1.0263 | 8978.754 | 35915.016 | 0 | 0 | 0.091402 | 0 | 0.091402 | 0 | 0.091356 | 0 | 0.091356 | 0 | 7.4585 | 7.434 | 7.4585 | 7.434
234049-Lighting-LED Exit Sign New Sign | 0.034087 | 0.033866 | 0 | 298.6144 | 4777.8301 | 0 | 0 | 0.091877 | 0 | 0.091877 | 0 | 0.09793 | 0 | 0.09793 | 0 | 5.1455 | 7.0789 | 5.1455 | 7.0789
234294-Lighting-Occupancy Sensor-Wallbox Lghtng Snsr-Tr1 | 0.066485 | 0.041235 | 0.29597 | 359.1151 | 2872.921 | 0 | 0 | 0.082988 | 0 | 0.082988 | 0 | 0.084713 | 0 | 0.084713 | 0 | 3.1821 | 3.3333 | 3.1821 | 3.3333
234084-Refrigeration -Cooler/Freezer Door Gaskets - Solid Doors: Cooler | 1.7898 | 1.4968 | 1.5439 | 13507.86 | 54031.44 | 0 | 0 | 0.096095 | 0 | 0.096095 | 0 | 0.091337 | 0 | 0.091337 | 0 | 11.1588 | 7.4241 | 11.1588 | 7.4241
234085-Refrigeration -Strip Curtains for Walk-ins | 0.80355 | 0.57537 | 0.6095 | 5347.5 | 21390 | 0 | 0 | 0.099397 | 0 | 0.099397 | 0 | 0.10371 | 0 | 0.10371 | 0 | 12.8926 | 26.6268 | 12.8926 | 26.6268
234067-Refrigeration - Food Service -Auto Closer for Main Cooler Doors | 0.099706 | 0.083383 | 0.14556 | 752.5063 | 6020.0504 | -0.037362 | -0.2989 | 0.045823 | 0.88635 | 0.045823 | 0.88635 | 0.088197 | 0.88635 | 0.088197 | 0.88635 | 1.7077 | 4.9518 | 1.7077 | 4.9518
234049-Lighting-LED Exit Sign New Sign | 0.034087 | 0.033866 | 0 | 298.6144 | 4777.8301 | 0 | 0 | 0.091877 | 0 | 0.091877 | 0 | 0.09793 | 0 | 0.09793 | 0 | 5.1455 | 7.0789 | 5.1455 | 7.0789
234294-Lighting-Occupancy Sensor-Wallbox Lghtng Snsr-Tr1 | 0.066485 | 0.041235 | 0.29597 | 359.1151 | 2872.921 | 0 | 0 | 0.082988 | 0 | 0.082988 | 0 | 0.084713 | 0 | 0.084713 | 0 | 3.1821 | 3.3333 | 3.1821 | 3.3333
234049-Lighting-LED Exit Sign New Sign | 0.068174 | 0.067731 | 0 | 597.2288 | 9555.6603 | 0 | 0 | 0.091877 | 0 | 0.091877 | 0 | 0.09793 | 0 | 0.09793 | 0 | 5.1455 | 7.0789 | 5.1455 | 7.0789
234294-Lighting-Occupancy Sensor-Wallbox Lghtng Snsr-Tr1 | 0.033242 | 0.020617 | 0.14799 | 179.5576 | 1436.4605 | 0 | 0 | 0.082988 | 0 | 0.082988 | 0 | 0.084713 | 0 | 0.084713 | 0 | 3.1821 | 3.3333 | 3.1821 | 3.3333
234294-Lighting-Occupancy Sensor-Wallbox Lghtng Snsr-Tr1 | 0.033242 | 0.020617 | 0.14799 | 179.5576 | 1436.4605 | 0 | 0 | 0.082988 | 0 | 0.082988 | 0 | 0.084713 | 0 | 0.084713 | 0 | 3.1821 | 3.3333 | 3.1821 | 3.3333
234294-Lighting-Occupancy Sensor-Wallbox Lghtng Snsr-Tr1 | 0.066485 | 0.041235 | 0.29597 | 359.1151 | 2872.921 | 0 | 0 | 0.082988 | 0 | 0.082988 | 0 | 0.084713 | 0 | 0.084713 | 0 | 3.1821 | 3.3333 | 3.1821 | 3.3333
234126-Refrigeration - Efficient Evap Fan Motor Electronically Commutated Motor (ECM) | 0.053965 | 0.045131 | 0.055457 | 407.2915 | 6109.3725 | -0.40349 | -6.0524 | 0.050018 | 0.96773 | 0.050018 | 0.96773 | -0.085874 | 0.96773 | -0.085874 | 0.96773 | 1.7274 | 0.57296 | 1.7274 | 0.57296
234067-Refrigeration - Food Service -Auto Closer for Main Cooler Doors | 0.099706 | 0.083383 | 0.14556 | 752.5063 | 6020.0504 | -0.037362 | -0.2989 | 0.045823 | 0.88635 | 0.045823 | 0.88635 | 0.088197 | 0.88635 | 0.088197 | 0.88635 | 1.7077 | 4.9518 | 1.7077 | 4.9518
234126-Refrigeration - Efficient Evap Fan Motor Electronically Commutated Motor (ECM) | 0.053965 | 0.045131 | 0.055457 | 407.2915 | 6109.3725 | -0.40349 | -6.0524 | 0.050018 | 0.96773 | 0.050018 | 0.96773 | -0.085874 | 0.96773 | -0.085874 | 0.96773 | 1.7274 | 0.57296 | 1.7274 | 0.57296
234049-Lighting-LED Exit Sign New Sign | 0.034087 | 0.033866 | 0 | 298.6144 | 4777.8301 | 0 | 0 | 0.091877 | 0 | 0.091877 | 0 | 0.09793 | 0 | 0.09793 | 0 | 5.1455 | 7.0789 | 5.1455 | 7.0789
234294-Lighting-Occupancy Sensor-Wallbox Lghtng Snsr-Tr1 | 0.066485 | 0.041235 | 0.29597 | 359.1151 | 2872.921 | 0 | 0 | 0.082988 | 0 | 0.082988 | 0 | 0.084713 | 0 | 0.084713 | 0 | 3.1821 | 3.3333 | 3.1821 | 3.3333
234049-Lighting-LED Exit Sign New Sign | 0.034087 | 0.033866 | 0 | 298.6144 | 4777.8301 | 0 | 0 | 0.091877 | 0 | 0.091877 | 0 | 0.09793 | 0 | 0.09793 | 0 | 5.1455 | 7.0789 | 5.1455 | 7.0789
234294-Lighting-Occupancy Sensor-Wallbox Lghtng Snsr-Tr1 | 0.033242 | 0.020617 | 0.14799 | 179.5576 | 1436.4605 | 0 | 0 | 0.082988 | 0 | 0.082988 | 0 | 0.084713 | 0 | 0.084713 | 0 | 3.1821 | 3.3333 | 3.1821 | 3.3333
234049-Lighting-LED Exit Sign New Sign | 0.034087 | 0.033866 | 0 | 298.6144 | 4777.8301 | 0 | 0 | 0.091877 | 0 | 0.091877 | 0 | 0.09793 | 0 | 0.09793 | 0 | 5.1455 | 7.0789 | 5.1455 | 7.0789
234294-Lighting-Occupancy Sensor-Wallbox Lghtng Snsr-Tr1 | 0.033242 | 0.020617 | 0.14799 | 179.5576 | 1436.4605 | 0 | 0 | 0.082988 | 0 | 0.082988 | 0 | 0.084713 | 0 | 0.084713 | 0 | 3.1821 | 3.3333 | 3.1821 | 3.3333
234084-Refrigeration -Cooler/Freezer Door Gaskets - Solid Doors: Cooler | 1.2318 | 1.0301 | 1.0626 | 9296.586 | 37186.344 | 0 | 0 | 0.096107 | 0 | 0.096107 | 0 | 0.091385 | 0 | 0.091385 | 0 | 11.1726 | 7.4495 | 11.1726 | 7.4495
234067-Refrigeration - Food Service -Auto Closer for Main Cooler Doors | 0.099706 | 0.083383 | 0.14556 | 752.5063 | 6020.0504 | -0.037362 | -0.2989 | 0.045823 | 0.88635 | 0.045823 | 0.88635 | 0.088197 | 0.88635 | 0.088197 | 0.88635 | 1.7077 | 4.9518 | 1.7077 | 4.9518
234068-Refrigeration - Food Service -Auto Closer for Main Freezer Doors | 0.25838 | 0.21608 | 0.19315 | 1950.0694 | 15600.5556 | -0.018681 | -0.14945 | 0.084673 | 0.88635 | 0.084673 | 0.88635 | 0.097091 | 0.88635 | 0.097091 | 0.88635 | 4.2775 | 8.2376 | 4.2775 | 8.2376
234084-Refrigeration -Cooler/Freezer Door Gaskets - Solid Doors: Cooler | 0.65274 | 0.54588 | 0.56308 | 4926.396 | 19705.584 | 0 | 0 | 0.096102 | 0 | 0.096102 | 0 | 0.091365 | 0 | 0.091365 | 0 | 11.1668 | 7.4388 | 11.1668 | 7.4388
234294-Lighting-Occupancy Sensor-Wallbox Lghtng Snsr-Tr1 | 0.033242 | 0.020617 | 0.14799 | 179.5576 | 1436.4605 | 0 | 0 | 0.082988 | 0 | 0.082988 | 0 | 0.084713 | 0 | 0.084713 | 0 | 3.1821 | 3.3333 | 3.1821 | 3.3333
234049-Lighting-LED Exit Sign New Sign | 0.034087 | 0.033866 | 0 | 298.6144 | 4777.8301 | 0 | 0 | 0.091877 | 0 | 0.091877 | 0 | 0.09793 | 0 | 0.09793 | 0 | 5.1455 | 7.0789 | 5.1455 | 7.0789
234049-Lighting-LED Exit Sign New Sign | 0.034087 | 0.033866 | 0 | 298.6144 | 4777.8301 | 0 | 0 | 0.091877 | 0 | 0.091877 | 0 | 0.09793 | 0 | 0.09793 | 0 | 5.1455 | 7.0789 | 5.1455 | 7.0789
234294-Lighting-Occupancy Sensor-Wallbox Lghtng Snsr-Tr1 | 0.066485 | 0.041235 | 0.29597 | 359.1151 | 2872.921 | 0 | 0 | 0.082988 | 0 | 0.082988 | 0 | 0.084713 | 0 | 0.084713 | 0 | 3.1821 | 3.3333 | 3.1821 | 3.3333
234360-Lighting-IntrHiByLnrFlscntFxtr244wrplc400w(TrI)Tr1 | 0 | 0 | 0.17036 | 0 | 0 | -5.4098 | -81.1463 | 0 | 6.1385 | 0 | 6.1385 | 0 | 4.1423 | 0 | 4.1423 | -0.21362 | -0.3529 | -0.21362 | -0.3529
234285-Lighting-Occpncy Snsr-Hi-Bay integrated Snsr-Tr1 | 0.41646 | 0.26855 | 0.4079 | 2103.0496 | 16824.3965 | 0 | 0 | 0.1082 | 0 | 0.1082 | 0 | 0.11639 | 0 | 0.11639 | 0 | 7.9412 | 16.7262 | 7.9412 | 16.7262
234330-Premium T8 with T12 40 Watt Baseline - Tr1 | 0.46948 | 0.30273 | 0.49253 | 2370.7895 | 35561.8424 | 0 | 0 | 0.093473 | 0 | 0.093473 | 0 | 0.1126 | 0 | 0.1126 | 0 | 3.2535 | 6.0363 | 3.2535 | 6.0363
234303-Lighting-Remove 4 Ft Lamp (De-Lamp) - Tr1 | 0 | 0 | 0.073933 | 384.6171 | 5769.2559 | -7.1949 | -107.9234 | 0 | 1.8717 | 0 | 1.8717 | 0 | 2.0492 | 0 | 2.0492 | -1.5179 | -1.2253 | -1.5179 | -1.2253
234285-Lighting-Occpncy Snsr-Hi-Bay integrated Snsr-Tr1 | 3.7482 | 2.4169 | 3.6711 | 18927.4461 | 151419.5685 | 0 | 0 | 0.1116 | 0 | 0.1116 | 0 | 0.11979 | 0 | 0.11979 | 0 | 8.1595 | 17.186 | 8.1595 | 17.186
234330-Premium T8 with T12 40 Watt Baseline - Tr1 | 0.79812 | 0.51465 | 0.8373 | 4030.3421 | 60455.132 | 0 | 0 | 0.091878 | 0 | 0.091878 | 0 | 0.111 | 0 | 0.111 | 0 | 3.215 | 5.965 | 3.215 | 5.965
234285-Lighting-Occpncy Snsr-Hi-Bay integrated Snsr-Tr1 | 6.6634 | 4.2967 | 6.5264 | 33648.793 | 269190.344 | 0 | 0 | 0.10991 | 0 | 0.10991 | 0 | 0.1181 | 0 | 0.1181 | 0 | 8.051 | 16.9575 | 8.051 | 16.9575
234286-Lighting-Occpncy Snsr-Hi-Bay integrated Snsr-Tr2 | 1.9956 | 1.2868 | 3.1727 | 10077.1504 | 80617.203 | 0 | 0 | 0.099462 | 0 | 0.099462 | 0 | 0.11314 | 0 | 0.11314 | 0 | 4.8202 | 10.1569 | 4.8202 | 10.1569
234286-Lighting-Occpncy Snsr-Hi-Bay integrated Snsr-Tr2 | 2.9933 | 1.9302 | 4.759 | 15115.7256 | 120925.8045 | 0 | 0 | 0.099462 | 0 | 0.099462 | 0 | 0.11314 | 0 | 0.11314 | 0 | 4.8202 | 10.1569 | 4.8202 | 10.1569
234330-Premium T8 with T12 40 Watt Baseline - Tr1 | 1.0798 | 0.69629 | 1.1328 | 5452.8158 | 81792.2374 | 0 | 0 | 0.091878 | 0 | 0.091878 | 0 | 0.111 | 0 | 0.111 | 0 | 3.215 | 5.965 | 3.215 | 5.965
234285-Lighting-Occpncy Snsr-Hi-Bay integrated Snsr-Tr1 | 1.6658 | 1.0742 | 1.6316 | 8412.1983 | 67297.586 | 0 | 0 | 0.10991 | 0 | 0.10991 | 0 | 0.1181 | 0 | 0.1181 | 0 | 8.051 | 16.9575 | 8.051 | 16.9575
234330-Premium T8 with T12 40 Watt Baseline - Tr1 | 2.9577 | 1.9072 | 3.1029 | 14935.9738 | 224039.6068 | 0 | 0 | 0.091878 | 0 | 0.091878 | 0 | 0.111 | 0 | 0.111 | 0 | 3.215 | 5.965 | 3.215 | 5.965
234303-Lighting-Remove 4 Ft Lamp (De-Lamp) - Tr1 | 0 | 0 | 0.1109 | 576.9256 | 8653.8839 | -10.7923 | -161.8851 | 0 | 1.8697 | 0 | 1.8697 | 0 | 2.0472 | 0 | 2.0472 | -1.5153 | -1.2232 | -1.5153 | -1.2232
234286-Lighting-Occpncy Snsr-Hi-Bay integrated Snsr-Tr2 | 8.98 | 5.7905 | 14.2771 | 45347.1767 | 362777.4134 | 0 | 0 | 0.099462 | 0 | 0.099462 | 0 | 0.11314 | 0 | 0.11314 | 0 | 4.8202 | 10.1569 | 4.8202 | 10.1569
234286-Lighting-Occpncy Snsr-Hi-Bay integrated Snsr-Tr2 | 3.7417 | 2.4127 | 5.9488 | 18894.6569 | 151157.2556 | 0 | 0 | 0.099462 | 0 | 0.099462 | 0 | 0.11314 | 0 | 0.11314 | 0 | 4.8202 | 10.1569 | 4.8202 | 10.1569
234330-Premium T8 with T12 40 Watt Baseline - Tr1 | 0.32864 | 0.21191 | 0.34477 | 1659.5526 | 24893.2896 | 0 | 0 | 0.091878 | 0 | 0.091878 | 0 | 0.111 | 0 | 0.111 | 0 | 3.215 | 5.965 | 3.215 | 5.965
234285-Lighting-Occpncy Snsr-Hi-Bay integrated Snsr-Tr1 | 2.0823 | 1.3427 | 2.0395 | 10515.2478 | 84121.9825 | 0 | 0 | 0.10991 | 0 | 0.10991 | 0 | 0.1181 | 0 | 0.1181 | 0 | 8.051 | 16.9575 | 8.051 | 16.9575
234285-Lighting-Occpncy Snsr-Hi-Bay integrated Snsr-Tr1 | 22.489 | 14.5015 | 22.0266 | 113564.6764 | 908517.411 | 0 | 0 | 0.10991 | 0 | 0.10991 | 0 | 0.1181 | 0 | 0.1181 | 0 | 8.051 | 16.9575 | 8.051 | 16.9575
234286-Lighting-Occpncy Snsr-Hi-Bay integrated Snsr-Tr2 | 4.49 | 2.8953 | 7.1386 | 22673.5883 | 181388.7067 | 0 | 0 | 0.099462 | 0 | 0.099462 | 0 | 0.11314 | 0 | 0.11314 | 0 | 4.8202 | 10.1569 | 4.8202 | 10.1569
234002-A/C-Reflective Window Film Coastal | 1.3893 | 0.63842 | 0.66275 | 3584.586 | 35845.86 | 0 | 0 | 0.11972 | 0 | 0.11972 | 0 | 0.13232 | 0 | 0.13232 | 0 | 4.0636 | 5.9979 | 4.0636 | 5.9979
234330-Premium T8 with T12 40 Watt Baseline - Tr1 | 0.046948 | 0.030273 | 0.049253 | 237.0789 | 3556.1842 | 0 | 0 | 0.091878 | 0 | 0.091878 | 0 | 0.111 | 0 | 0.111 | 0 | 3.215 | 5.965 | 3.215 | 5.965
234285-Lighting-Occpncy Snsr-Hi-Bay integrated Snsr-Tr1 | 4.1646 | 2.6855 | 4.079 | 21030.4956 | 168243.965 | 0 | 0 | 0.10991 | 0 | 0.10991 | 0 | 0.1181 | 0 | 0.1181 | 0 | 8.051 | 16.9575 | 8.051 | 16.9575
234286-Lighting-Occpncy Snsr-Hi-Bay integrated Snsr-Tr2 | 30.1828 | 19.4627 | 47.9869 | 152416.8994 | 1219335.1951 | 0 | 0 | 0.099462 | 0 | 0.099462 | 0 | 0.11314 | 0 | 0.11314 | 0 | 4.8202 | 10.1569 | 4.8202 | 10.1569
234063-Refrigeration - Anti-Sweat Heater Controls | 1.9088 | 1.5963 | 0.924 | 14406 | 172872 | 0 | 0 | 0.091546 | 0 | 0.091546 | 0 | 0.10229 | 0 | 0.10229 | 0 | 4.7306 | 8.4168 | 4.7306 | 8.4168
234126-Refrigeration - Efficient Evap Fan Motor Electronically Commutated Motor (ECM) | 0.10793 | 0.090262 | 0.11091 | 814.583 | 12218.745 | -0.80698 | -12.1047 | 0.05134 | 0.97721 | 0.05134 | 0.97721 | -0.084552 | 0.97721 | -0.084552 | 0.97721 | 1.7469 | 0.57941 | 1.7469 | 0.57941
234330-Premium T8 with T12 40 Watt Baseline - Tr1 | 1.4554 | 0.93848 | 1.5268 | 7349.4474 | 110241.7113 | 0 | 0 | 0.093473 | 0 | 0.093473 | 0 | 0.1126 | 0 | 0.1126 | 0 | 3.2535 | 6.0363 | 3.2535 | 6.0363
234303-Lighting-Remove 4 Ft Lamp (De-Lamp) - Tr1 | 0 | 0 | 0.25876 | 1346.1597 | 20192.3957 | -25.1821 | -377.7319 | 0 | 1.8717 | 0 | 1.8717 | 0 | 2.0492 | 0 | 2.0492 | -1.5179 | -1.2253 | -1.5179 | -1.2253
234285-Lighting-Occpncy Snsr-Hi-Bay integrated Snsr-Tr1 | 5.414 | 3.4911 | 5.3027 | 27339.6443 | 218717.1545 | 0 | 0 | 0.1116 | 0 | 0.1116 | 0 | 0.11979 | 0 | 0.11979 | 0 | 8.1595 | 17.186 | 8.1595 | 17.186
234063-Refrigeration - Anti-Sweat Heater Controls | 1.9088 | 1.5963 | 0.924 | 14406 | 172872 | 0 | 0 | 0.091546 | 0 | 0.091546 | 0 | 0.10229 | 0 | 0.10229 | 0 | 4.7306 | 8.4168 | 4.7306 | 8.4168
234126-Refrigeration - Efficient Evap Fan Motor Electronically Commutated Motor (ECM) | 0.086345 | 0.072209 | 0.088732 | 651.6664 | 9774.996 | -0.64558 | -9.6838 | 0.05134 | 0.97721 | 0.05134 | 0.97721 | -0.084552 | 0.97721 | -0.084552 | 0.97721 | 1.7469 | 0.57941 | 1.7469 | 0.57941
234086-Water Heating - Gas Storage Water Heater (per MBtuh) | 0 | 0 | 0 | 0 | 0 | 129.0199 | 1419.2191 | 0 | 0.24771 | 0 | 0.24771 | 0 | 0.6067 | 0 | 0.6067 | 1.3612 | 2.8568 | 1.3612 | 2.8568
234330-Premium T8 with T12 40 Watt Baseline - Tr1 | 4.1314 | 2.6641 | 4.3342 | 20862.9475 | 312944.2127 | 0 | 0 | 0.093473 | 0 | 0.093473 | 0 | 0.1126 | 0 | 0.1126 | 0 | 3.2535 | 6.0363 | 3.2535 | 6.0363
234303-Lighting-Remove 4 Ft Lamp (De-Lamp) - Tr1 | 0 | 0 | 4.3805 | 22788.5609 | 341828.4133 | -426.2974 | -6394.4607 | 0 | 1.8717 | 0 | 1.8717 | 0 | 2.0492 | 0 | 2.0492 | -1.5179 | -1.2253 | -1.5179 | -1.2253
234331-Premium T8 with T12 40 Watt Baseline - Tr2 | 0.40797 | 0.26307 | 0.6079 | 2060.1711 | 30902.5662 | 0 | 0 | 0.077055 | 0 | 0.077055 | 0 | 0.11083 | 0 | 0.11083 | 0 | 2.3309 | 5.5951 | 2.3309 | 5.5951
234304-Lighting-Remove 4 Ft Lamp (De-Lamp) - Tr2 | 0 | 0 | 0.59146 | 3076.9365 | 46154.0474 | -57.5591 | -863.3871 | 0 | 0.69035 | 0 | 0.69035 | 0 | 0.69063 | 0 | 0.69063 | 0 | 0 | 0 | 0
234330-Premium T8 with T12 40 Watt Baseline - Tr1 | 0.37559 | 0.24219 | 0.39402 | 1896.6316 | 28449.4739 | 0 | 0 | 0.093473 | 0 | 0.093473 | 0 | 0.1126 | 0 | 0.1126 | 0 | 3.2535 | 6.0363 | 3.2535 | 6.0363
234303-Lighting-Remove 4 Ft Lamp (De-Lamp) - Tr1 | 0 | 0 | 0.59146 | 3076.9365 | 46154.0474 | -57.5591 | -863.3871 | 0 | 1.8717 | 0 | 1.8717 | 0 | 2.0492 | 0 | 2.0492 | -1.5179 | -1.2253 | -1.5179 | -1.2253
234201-Lighting-2 Ft 2nd Gen T-8 with Elec Ballast-Tr1 | 0.01574 | 0.01015 | 0.015067 | 79.4842 | 1192.2623 | 0 | 0 | 0.083327 | 0 | 0.083327 | 0 | 0.10717 | 0 | 0.10717 | 0 | 2.6141 | 4.857 | 2.6141 | 4.857
234330-Premium T8 with T12 40 Watt Baseline - Tr1 | 1.7371 | 1.1201 | 1.8224 | 8771.9211 | 131578.8167 | 0 | 0 | 0.093473 | 0 | 0.093473 | 0 | 0.1126 | 0 | 0.1126 | 0 | 3.2535 | 6.0363 | 3.2535 | 6.0363
234303-Lighting-Remove 4 Ft Lamp (De-Lamp) - Tr1 | 0 | 0 | 1.4602 | 7596.187 | 113942.8044 | -142.0991 | -2131.4869 | 0 | 1.8717 | 0 | 1.8717 | 0 | 2.0492 | 0 | 2.0492 | -1.5179 | -1.2253 | -1.5179 | -1.2253
234049-Lighting-LED Exit Sign New Sign | 0.20452 | 0.20319 | 0 | 1791.6863 | 28666.9809 | 0 | 0 | 0.094675 | 0 | 0.094675 | 0 | 0.10073 | 0 | 0.10073 | 0 | 5.2718 | 7.2526 | 5.2718 | 7.2526
234330-Premium T8 with T12 40 Watt Baseline - Tr1 | 1.9249 | 1.2412 | 2.0194 | 9720.2369 | 145803.5537 | 0 | 0 | 0.093473 | 0 | 0.093473 | 0 | 0.1126 | 0 | 0.1126 | 0 | 3.2535 | 6.0363 | 3.2535 | 6.0363
234285-Lighting-Occpncy Snsr-Hi-Bay integrated Snsr-Tr1 | 12.4939 | 8.0564 | 12.237 | 63091.4869 | 504731.895 | 0 | 0 | 0.1116 | 0 | 0.1116 | 0 | 0.11979 | 0 | 0.11979 | 0 | 8.1595 | 17.186 | 8.1595 | 17.186
234330-Premium T8 with T12 40 Watt Baseline - Tr1 | 0.30516 | 0.19678 | 0.32014 | 1541.0132 | 23115.1975 | 0 | 0 | 0.093473 | 0 | 0.093473 | 0 | 0.1126 | 0 | 0.1126 | 0 | 3.2535 | 6.0363 | 3.2535 | 6.0363
234303-Lighting-Remove 4 Ft Lamp (De-Lamp) - Tr1 | 0 | 0 | 0.4436 | 2307.7024 | 34615.5355 | -43.1694 | -647.5403 | 0 | 1.8717 | 0 | 1.8717 | 0 | 2.0492 | 0 | 2.0492 | -1.5179 | -1.2253 | -1.5179 | -1.2253
234286-Lighting-Occpncy Snsr-Hi-Bay integrated Snsr-Tr2 | 11.7239 | 7.5599 | 18.6396 | 59203.2584 | 473626.0675 | 0 | 0 | 0.10115 | 0 | 0.10115 | 0 | 0.11483 | 0 | 0.11483 | 0 | 4.8852 | 10.2937 | 4.8852 | 10.2937
234285-Lighting-Occpncy Snsr-Hi-Bay integrated Snsr-Tr1 | 9.1622 | 5.908 | 8.9738 | 46267.0904 | 370136.723 | 0 | 0 | 0.1116 | 0 | 0.1116 | 0 | 0.11979 | 0 | 0.11979 | 0 | 8.1595 | 17.186 | 8.1595 | 17.186
234084-Refrigeration -Cooler/Freezer Door Gaskets - Solid Doors: Cooler | 3.1795 | 2.659 | 2.7428 | 23996.316 | 95985.264 | 0 | 0 | 0.096112 | 0 | 0.096112 | 0 | 0.091408 | 0 | 0.091408 | 0 | 11.1791 | 7.4616 | 11.1791 | 7.4616
234286-Lighting-Occpncy Snsr-Hi-Bay integrated Snsr-Tr2 | 16.9622 | 10.9377 | 26.9679 | 85655.7782 | 685246.2253 | 0 | 0 | 0.10115 | 0 | 0.10115 | 0 | 0.11483 | 0 | 0.11483 | 0 | 4.8852 | 10.2937 | 4.8852 | 10.2937
234286-Lighting-Occpncy Snsr-Hi-Bay integrated Snsr-Tr2 | 10.7261 | 6.9165 | 17.0532 | 54164.6833 | 433317.466 | 0 | 0 | 0.10115 | 0 | 0.10115 | 0 | 0.11483 | 0 | 0.11483 | 0 | 4.8852 | 10.2937 | 4.8852 | 10.2937
234330-Premium T8 with T12 40 Watt Baseline - Tr1 | 0.65728 | 0.42383 | 0.68954 | 3319.1053 | 49786.5793 | 0 | 0 | 0.093473 | 0 | 0.093473 | 0 | 0.1126 | 0 | 0.1126 | 0 | 3.2535 | 6.0363 | 3.2535 | 6.0363
234207-Lighting-8 Ft T-8 with Elec Ballast-Tr1 | 0.032207 | 0.020768 | 0.03509 | 162.6393 | 2439.5895 | 0 | 0 | 0.034036 | 0 | 0.034036 | 0 | 0.067057 | 0 | 0.067057 | 0 | 1.3373 | 1.9877 | 1.3373 | 1.9877
234303-Lighting-Remove 4 Ft Lamp (De-Lamp) - Tr1 | 0 | 0 | 1.0351 | 5384.6389 | 80769.5829 | -100.7285 | -1510.9274 | 0 | 1.8717 | 0 | 1.8717 | 0 | 2.0492 | 0 | 2.0492 | -1.5179 | -1.2253 | -1.5179 | -1.2253
234306-Lighting-Remove 8 Ft Lamp (De-Lamp) - Tr1 | 0.23783 | 0.14751 | 0.27243 | 1284.6365 | 19269.547 | 0 | 0 | 0.121 | 0 | 0.121 | 0 | 0.12129 | 0 | 0.12129 | 0 | 11.9671 | 12.2885 | 11.9671 | 12.2885
234331-Premium T8 with T12 40 Watt Baseline - Tr2 | 1.3545 | 0.87339 | 2.0182 | 6839.768 | 102596.5199 | 0 | 0 | 0.077055 | 0 | 0.077055 | 0 | 0.11083 | 0 | 0.11083 | 0 | 2.3309 | 5.5951 | 2.3309 | 5.5951
234304-Lighting-Remove 4 Ft Lamp (De-Lamp) - Tr2 | 0 | 0 | 1.5341 | 7980.804 | 119712.0603 | -149.294 | -2239.4103 | 0 | 0.69035 | 0 | 0.69035 | 0 | 0.69063 | 0 | 0.69063 | 0 | 0 | 0 | 0
234332-Premium T8 with T12 40 Watt Baseline - Tr3 | 0.64445 | 0.41556 | 1.2184 | 3254.3249 | 48814.8742 | 0 | 0 | 0.094949 | 0 | 0.094949 | 0 | 0.11201 | 0 | 0.11201 | 0 | 3.3735 | 5.8835 | 3.3735 | 5.8835
234305-Lighting-Remove 4 Ft Lamp (De-Lamp) - Tr3 | 0.93573 | 0.60338 | 1.8228 | 4725.2493 | 70878.7398 | 0 | 0 | 0.10872 | 0 | 0.10872 | 0 | 0.12523 | 0 | 0.12523 | 0 | 5.1454 | 13.882 | 5.1454 | 13.882
234330-Premium T8 with T12 40 Watt Baseline - Tr1 | 3.5211 | 2.2705 | 3.694 | 17780.9212 | 266713.8177 | 0 | 0 | 0.093473 | 0 | 0.093473 | 0 | 0.1126 | 0 | 0.1126 | 0 | 3.2535 | 6.0363 | 3.2535 | 6.0363
234303-Lighting-Remove 4 Ft Lamp (De-Lamp) - Tr1 | 0 | 0 | 5.3601 | 27884.7369 | 418271.0542 | -521.6297 | -7824.4455 | 0 | 1.8717 | 0 | 1.8717 | 0 | 2.0492 | 0 | 2.0492 | -1.5179 | -1.2253 | -1.5179 | -1.2253
234360-Lighting-IntrHiByLnrFlscntFxtr244wrplc400w(TrI)Tr1 | 0 | 0 | 3.4072 | 0 | 0 | -108.1951 | -1622.9268 | 0 | 6.1863 | 0 | 6.1863 | 0 | 4.1901 | 0 | 4.1901 | -0.22308 | -0.36852 | -0.22308 | -0.36852
234285-Lighting-Occpncy Snsr-Hi-Bay integrated Snsr-Tr1 | 6.6634 | 4.2967 | 6.5264 | 33648.793 | 269190.344 | 0 | 0 | 0.1116 | 0 | 0.1116 | 0 | 0.11979 | 0 | 0.11979 | 0 | 8.1595 | 17.186 | 8.1595 | 17.186
234285-Lighting-Occpncy Snsr-Hi-Bay integrated Snsr-Tr1 | 5.414 | 3.4911 | 5.3027 | 27339.6443 | 218717.1545 | 0 | 0 | 0.1116 | 0 | 0.1116 | 0 | 0.11979 | 0 | 0.11979 | 0 | 8.1595 | 17.186 | 8.1595 | 17.186
234285-Lighting-Occpncy Snsr-Hi-Bay integrated Snsr-Tr1 | 4.9975 | 3.2226 | 4.8948 | 25236.5948 | 201892.758 | 0 | 0 | 0.1116 | 0 | 0.1116 | 0 | 0.11979 | 0 | 0.11979 | 0 | 8.1595 | 17.186 | 8.1595 | 17.186
234084-Refrigeration -Cooler/Freezer Door Gaskets - Solid Doors: Cooler | 2.4951 | 2.0867 | 2.1524 | 18831.546 | 75326.184 | 0 | 0 | 0.096112 | 0 | 0.096112 | 0 | 0.091408 | 0 | 0.091408 | 0 | 11.1791 | 7.4616 | 11.1791 | 7.4616
234330-Premium T8 with T12 40 Watt Baseline - Tr1 | 1.7488 | 1.1277 | 1.8347 | 8831.1909 | 132467.8628 | 0 | 0 | 0.093473 | 0 | 0.093473 | 0 | 0.1126 | 0 | 0.1126 | 0 | 3.2535 | 6.0363 | 3.2535 | 6.0363
234303-Lighting-Remove 4 Ft Lamp (De-Lamp) - Tr1 | 0 | 0 | 1.5156 | 7884.6498 | 118269.7464 | -147.4953 | -2212.4294 | 0 | 1.8717 | 0 | 1.8717 | 0 | 2.0492 | 0 | 2.0492 | -1.5179 | -1.2253 | -1.5179 | -1.2253
234330-Premium T8 with T12 40 Watt Baseline - Tr1 | 1.5258 | 0.98389 | 1.6007 | 7705.0658 | 115575.9877 | 0 | 0 | 0.093473 | 0 | 0.093473 | 0 | 0.1126 | 0 | 0.1126 | 0 | 3.2535 | 6.0363 | 3.2535 | 6.0363
234303-Lighting-Remove 4 Ft Lamp (De-Lamp) - Tr1 | 0 | 0 | 2.4028 | 12500.0545 | 187500.8174 | -233.834 | -3507.5101 | 0 | 1.8717 | 0 | 1.8717 | 0 | 2.0492 | 0 | 2.0492 | -1.5179 | -1.2253 | -1.5179 | -1.2253
234286-Lighting-Occpncy Snsr-Hi-Bay integrated Snsr-Tr2 | 23.1983 | 14.9589 | 36.8825 | 117146.8731 | 937174.9846 | 0 | 0 | 0.099462 | 0 | 0.099462 | 0 | 0.11314 | 0 | 0.11314 | 0 | 4.8202 | 10.1569 | 4.8202 | 10.1569
234330-Premium T8 with T12 40 Watt Baseline - Tr1 | 0.61033 | 0.39355 | 0.64029 | 3082.0263 | 46230.3951 | 0 | 0 | 0.093473 | 0 | 0.093473 | 0 | 0.1126 | 0 | 0.1126 | 0 | 3.2535 | 6.0363 | 3.2535 | 6.0363
234085-Refrigeration -Strip Curtains for Walk-ins | 0.70712 | 0.50632 | 0.53636 | 4705.8 | 18823.2 | 0 | 0 | 0.099378 | 0 | 0.099378 | 0 | 0.10367 | 0 | 0.10367 | 0 | 12.8643 | 26.4042 | 12.8643 | 26.4042
234084-Refrigeration -Cooler/Freezer Door Gaskets - Solid Doors: Cooler | 0.42112 | 0.35218 | 0.36328 | 3178.32 | 12713.28 | 0 | 0 | 0.096105 | 0 | 0.096105 | 0 | 0.09138 | 0 | 0.09138 | 0 | 11.1711 | 7.4467 | 11.1711 | 7.4467
234067-Refrigeration - Food Service -Auto Closer for Main Cooler Doors | 0 | 0 | 0 | 0 | 0 | 0 | 0 | 0 | 0 | 0 | 0 | 0 | 0 | 0 | 0 | 0 | 0 | 0 | 0
234312-Lighting-Screw in 14-26 Watt Lamp - Tr1 | 0 | 0 | 0.17018 | 847.4573 | 2093.2196 | -11.4454 | -28.2702 | 0 | 2.7433 | 0 | 2.7433 | 0 | 2.9189 | 0 | 2.9189 | -0.4263 | -0.39063 | -0.4263 | -0.39063
234330-Premium T8 with T12 40 Watt Baseline - Tr1 | 0.84507 | 0.54492 | 0.88655 | 4267.4211 | 64011.3162 | 0 | 0 | 0.093473 | 0 | 0.093473 | 0 | 0.1126 | 0 | 0.1126 | 0 | 3.2535 | 6.0363 | 3.2535 | 6.0363
234207-Lighting-8 Ft T-8 with Elec Ballast-Tr1 | 0.064414 | 0.041536 | 0.070179 | 325.2786 | 4879.179 | 0 | 0 | 0.034036 | 0 | 0.034036 | 0 | 0.067057 | 0 | 0.067057 | 0 | 1.3373 | 1.9877 | 1.3373 | 1.9877
234312-Lighting-Screw in 14-26 Watt Lamp - Tr1 | 0 | 0 | 3.1909 | 15889.8247 | 39247.867 | -214.6016 | -530.0659 | 0 | 2.7417 | 0 | 2.7417 | 0 | 2.9173 | 0 | 2.9173 | -0.42547 | -0.38987 | -0.42547 | -0.38987
234315-Lighting-Screw in 14-26 Watt Reflector Lamp-Tr1 | 0 | 0 | 1.4891 | 7415.2515 | 18315.6713 | -100.1474 | -247.3641 | 0 | 4.4304 | 0 | 4.4304 | 0 | 3.0539 | 0 | 3.0539 | -0.33225 | -0.56688 | -0.33225 | -0.56688
234216-Lighting-Hrdwr Incan Base 27-65w Flrscnt Fxtr -Tr1 | 6.4057 | 4.1306 | 6.6352 | 32347.6322 | 485214.4836 | 0 | 0 | 0.12297 | 0 | 0.12297 | 0 | 0.12296 | 0 | 0.12296 | 0 | 12.8371 | 12.8296 | 12.8371 | 12.8296
234330-Premium T8 with T12 40 Watt Baseline - Tr1 | 1.0094 | 0.65088 | 1.0589 | 5097.1974 | 76457.9611 | 0 | 0 | 0.091878 | 0 | 0.091878 | 0 | 0.111 | 0 | 0.111 | 0 | 3.215 | 5.965 | 3.215 | 5.965
234303-Lighting-Remove 4 Ft Lamp (De-Lamp) - Tr1 | 0 | 0 | 0.18483 | 961.5427 | 14423.1398 | -17.9872 | -269.8085 | 0 | 1.8697 | 0 | 1.8697 | 0 | 2.0472 | 0 | 2.0472 | -1.5153 | -1.2232 | -1.5153 | -1.2232
234312-Lighting-Screw in 14-26 Watt Lamp - Tr1 | 0 | 0 | 0.68073 | 3389.8293 | 8372.8783 | -45.7817 | -113.0807 | 0 | 2.7433 | 0 | 2.7433 | 0 | 2.9189 | 0 | 2.9189 | -0.4263 | -0.39063 | -0.4263 | -0.39063
234330-Premium T8 with T12 40 Watt Baseline - Tr1 | 0.61033 | 0.39355 | 0.64029 | 3082.0263 | 46230.3951 | 0 | 0 | 0.093473 | 0 | 0.093473 | 0 | 0.1126 | 0 | 0.1126 | 0 | 3.2535 | 6.0363 | 3.2535 | 6.0363
234315-Lighting-Screw in 14-26 Watt Reflector Lamp-Tr1 | 0 | 0 | 0.78709 | 3919.4901 | 9681.1405 | -52.9351 | -130.7496 | 0 | 4.3024 | 0 | 4.3024 | 0 | 2.926 | 0 | 2.926 | -0.29377 | -0.50123 | -0.29377 | -0.50123
234330-Premium T8 with T12 40 Watt Baseline - Tr1 | 0.18779 | 0.12109 | 0.19701 | 948.3158 | 14224.7369 | 0 | 0 | 0.093473 | 0 | 0.093473 | 0 | 0.1126 | 0 | 0.1126 | 0 | 3.2535 | 6.0363 | 3.2535 | 6.0363
234303-Lighting-Remove 4 Ft Lamp (De-Lamp) - Tr1 | 0 | 0 | 0.25876 | 1346.1597 | 20192.3957 | -25.1821 | -377.7319 | 0 | 1.8717 | 0 | 1.8717 | 0 | 2.0492 | 0 | 2.0492 | -1.5179 | -1.2253 | -1.5179 | -1.2253
234085-Refrigeration -Strip Curtains for Walk-ins | 2.1856 | 1.565 | 1.6578 | 14545.2 | 58180.8 | 0 | 0 | 0.099425 | 0 | 0.099425 | 0 | 0.10376 | 0 | 0.10376 | 0 | 12.9369 | 26.9793 | 12.9369 | 26.9793
234084-Refrigeration -Cooler/Freezer Door Gaskets - Solid Doors: Cooler | 0.6001 | 0.50186 | 0.51767 | 4529.106 | 18116.424 | 0 | 0 | 0.096053 | 0 | 0.096053 | 0 | 0.091162 | 0 | 0.091162 | 0 | 11.1098 | 7.3343 | 11.1098 | 7.3343
234286-Lighting-Occpncy Snsr-Hi-Bay integrated Snsr-Tr2 | 6.4856 | 4.1821 | 10.3112 | 32750.7387 | 262005.9097 | 0 | 0 | 0.099462 | 0 | 0.099462 | 0 | 0.11314 | 0 | 0.11314 | 0 | 4.8202 | 10.1569 | 4.8202 | 10.1569
234315-Lighting-Screw in 14-26 Watt Reflector Lamp-Tr1 | 0 | 0 | 0.48927 | 2436.4398 | 6018.0063 | -32.9056 | -81.2768 | 0 | 4.3024 | 0 | 4.3024 | 0 | 2.926 | 0 | 2.926 | -0.29377 | -0.50123 | -0.29377 | -0.50123
234330-Premium T8 with T12 40 Watt Baseline - Tr1 | 0.32864 | 0.21191 | 0.34477 | 1659.5526 | 24893.2896 | 0 | 0 | 0.093473 | 0 | 0.093473 | 0 | 0.1126 | 0 | 0.1126 | 0 | 3.2535 | 6.0363 | 3.2535 | 6.0363
234303-Lighting-Remove 4 Ft Lamp (De-Lamp) - Tr1 | 0 | 0 | 0.40663 | 2115.3938 | 31730.9076 | -39.5719 | -593.5786 | 0 | 1.8717 | 0 | 1.8717 | 0 | 2.0492 | 0 | 2.0492 | -1.5179 | -1.2253 | -1.5179 | -1.2253
234084-Refrigeration -Cooler/Freezer Door Gaskets - Solid Doors: Cooler | 1.2107 | 1.0125 | 1.0444 | 9137.67 | 36550.68 | 0 | 0 | 0.097885 | 0 | 0.097885 | 0 | 0.09318 | 0 | 0.09318 | 0 | 11.3668 | 7.5869 | 11.3668 | 7.5869
234330-Premium T8 with T12 40 Watt Baseline - Tr1 | 0.28169 | 0.18164 | 0.29552 | 1422.4737 | 21337.1054 | 0 | 0 | 0.091878 | 0 | 0.091878 | 0 | 0.111 | 0 | 0.111 | 0 | 3.215 | 5.965 | 3.215 | 5.965
234303-Lighting-Remove 4 Ft Lamp (De-Lamp) - Tr1 | 0 | 0 | 0.4436 | 2307.7024 | 34615.5355 | -43.1694 | -647.5403 | 0 | 1.8697 | 0 | 1.8697 | 0 | 2.0472 | 0 | 2.0472 | -1.5153 | -1.2232 | -1.5153 | -1.2232
234332-Premium T8 with T12 40 Watt Baseline - Tr3 | 0.049573 | 0.031966 | 0.093726 | 250.3327 | 3754.9903 | 0 | 0 | 0.093354 | 0 | 0.093354 | 0 | 0.11042 | 0 | 0.11042 | 0 | 3.3337 | 5.8139 | 3.3337 | 5.8139
234209-Lighting-8 Ft T-8 with Elec Ballast-Tr3 | 0.013482 | 0.0086938 | 0.028609 | 68.0836 | 1021.2538 | 0 | 0 | -0.046087 | 0 | -0.046087 | 0 | 0.065238 | 0 | 0.065238 | 0 | 0.74317 | 1.9577 | 0.74317 | 1.9577
234332-Premium T8 with T12 40 Watt Baseline - Tr3 | 0.19829 | 0.12786 | 0.3749 | 1001.3308 | 15019.9613 | 0 | 0 | 0.093354 | 0 | 0.093354 | 0 | 0.11042 | 0 | 0.11042 | 0 | 3.3337 | 5.8139 | 3.3337 | 5.8139
234085-Refrigeration -Strip Curtains for Walk-ins | 1.1892 | 0.85154 | 0.90206 | 7914.3 | 31657.2 | 0 | 0 | 0.099425 | 0 | 0.099425 | 0 | 0.10376 | 0 | 0.10376 | 0 | 12.9373 | 26.9831 | 12.9373 | 26.9831
234084-Refrigeration -Cooler/Freezer Door Gaskets - Solid Doors: Cooler | 0.50535 | 0.42262 | 0.43594 | 3813.984 | 15255.936 | 0 | 0 | 0.096078 | 0 | 0.096078 | 0 | 0.091267 | 0 | 0.091267 | 0 | 11.1391 | 7.3878 | 11.1391 | 7.3878
234330-Premium T8 with T12 40 Watt Baseline - Tr1 | 0.37559 | 0.24219 | 0.39402 | 1896.6316 | 28449.4739 | 0 | 0 | 0.091878 | 0 | 0.091878 | 0 | 0.111 | 0 | 0.111 | 0 | 3.215 | 5.965 | 3.215 | 5.965
234330-Premium T8 with T12 40 Watt Baseline - Tr1 | 0.42253 | 0.27246 | 0.44327 | 2133.7105 | 32005.6581 | 0 | 0 | 0.091878 | 0 | 0.091878 | 0 | 0.111 | 0 | 0.111 | 0 | 3.215 | 5.965 | 3.215 | 5.965
234330-Premium T8 with T12 40 Watt Baseline - Tr1 | 0.28169 | 0.18164 | 0.29552 | 1422.4737 | 21337.1054 | 0 | 0 | 0.091878 | 0 | 0.091878 | 0 | 0.111 | 0 | 0.111 | 0 | 3.215 | 5.965 | 3.215 | 5.965
234303-Lighting-Remove 4 Ft Lamp (De-Lamp) - Tr1 | 0 | 0 | 0.2218 | 1153.8512 | 17307.7678 | -21.5847 | -323.7702 | 0 | 1.8697 | 0 | 1.8697 | 0 | 2.0472 | 0 | 2.0472 | -1.5153 | -1.2232 | -1.5153 | -1.2232
234085-Refrigeration -Strip Curtains for Walk-ins | 0.70712 | 0.50632 | 0.53636 | 4705.8 | 18823.2 | 0 | 0 | 0.099419 | 0 | 0.099419 | 0 | 0.10375 | 0 | 0.10375 | 0 | 12.927 | 26.9002 | 12.927 | 26.9002
234084-Refrigeration -Cooler/Freezer Door Gaskets - Solid Doors: Cooler | 0.35795 | 0.29935 | 0.30879 | 2701.572 | 10806.288 | 0 | 0 | 0.096038 | 0 | 0.096038 | 0 | 0.0911 | 0 | 0.0911 | 0 | 11.0923 | 7.3027 | 11.0923 | 7.3027
234067-Refrigeration - Food Service -Auto Closer for Main Cooler Doors | 0.099706 | 0.083383 | 0.14556 | 752.5063 | 6020.0504 | -0.037362 | -0.2989 | 0.045823 | 0.88635 | 0.045823 | 0.88635 | 0.088197 | 0.88635 | 0.088197 | 0.88635 | 1.7077 | 4.9518 | 1.7077 | 4.9518
234330-Premium T8 with T12 40 Watt Baseline - Tr1 | 0.42253 | 0.27246 | 0.44327 | 2133.7105 | 32005.6581 | 0 | 0 | 0.091878 | 0 | 0.091878 | 0 | 0.111 | 0 | 0.111 | 0 | 3.215 | 5.965 | 3.215 | 5.965
234207-Lighting-8 Ft T-8 with Elec Ballast-Tr1 | 0.025766 | 0.016614 | 0.028072 | 130.1114 | 1951.6716 | 0 | 0 | 0.032441 | 0 | 0.032441 | 0 | 0.065463 | 0 | 0.065463 | 0 | 1.3215 | 1.9642 | 1.3215 | 1.9642
234330-Premium T8 with T12 40 Watt Baseline - Tr1 | 1.2207 | 0.78711 | 1.2806 | 6164.0527 | 92460.7901 | 0 | 0 | 0.091878 | 0 | 0.091878 | 0 | 0.111 | 0 | 0.111 | 0 | 3.215 | 5.965 | 3.215 | 5.965
234285-Lighting-Occpncy Snsr-Hi-Bay integrated Snsr-Tr1 | 5.414 | 3.4911 | 5.3027 | 27339.6443 | 218717.1545 | 0 | 0 | 0.10991 | 0 | 0.10991 | 0 | 0.1181 | 0 | 0.1181 | 0 | 8.051 | 16.9575 | 8.051 | 16.9575
234286-Lighting-Occpncy Snsr-Hi-Bay integrated Snsr-Tr2 | 3.7417 | 2.4127 | 5.9488 | 18894.6569 | 151157.2556 | 0 | 0 | 0.099462 | 0 | 0.099462 | 0 | 0.11314 | 0 | 0.11314 | 0 | 4.8202 | 10.1569 | 4.8202 | 10.1569
234085-Refrigeration -Strip Curtains for Walk-ins | 0.73926 | 0.52934 | 0.56074 | 4919.7 | 19678.8 | 0 | 0 | 0.099448 | 0 | 0.099448 | 0 | 0.1038 | 0 | 0.1038 | 0 | 12.9726 | 27.2693 | 12.9726 | 27.2693
234084-Refrigeration -Cooler/Freezer Door Gaskets - Solid Doors: Cooler | 1.9161 | 1.6024 | 1.6529 | 14461.356 | 57845.424 | 0 | 0 | 0.096112 | 0 | 0.096112 | 0 | 0.091405 | 0 | 0.091405 | 0 | 11.1783 | 7.46 | 11.1783 | 7.46
234330-Premium T8 with T12 40 Watt Baseline - Tr1 | 0.42253 | 0.27246 | 0.44327 | 2133.7105 | 32005.6581 | 0 | 0 | 0.091878 | 0 | 0.091878 | 0 | 0.111 | 0 | 0.111 | 0 | 3.215 | 5.965 | 3.215 | 5.965
234285-Lighting-Occpncy Snsr-Hi-Bay integrated Snsr-Tr1 | 3.7482 | 2.4169 | 3.6711 | 18927.4461 | 151419.5685 | 0 | 0 | 0.10991 | 0 | 0.10991 | 0 | 0.1181 | 0 | 0.1181 | 0 | 8.051 | 16.9575 | 8.051 | 16.9575
234085-Refrigeration -Strip Curtains for Walk-ins | 0.61069 | 0.43728 | 0.46322 | 4064.1 | 16256.4 | 0 | 0 | 0.099439 | 0 | 0.099439 | 0 | 0.10379 | 0 | 0.10379 | 0 | 12.9585 | 27.1546 | 12.9585 | 27.1546
234084-Refrigeration -Cooler/Freezer Door Gaskets - Solid Doors: Cooler | 0.1895 | 0.15848 | 0.16348 | 1430.244 | 5720.976 | 0 | 0 | 0.096041 | 0 | 0.096041 | 0 | 0.091109 | 0 | 0.091109 | 0 | 11.0949 | 7.3074 | 11.0949 | 7.3074
234067-Refrigeration - Food Service -Auto Closer for Main Cooler Doors | 0.099706 | 0.083383 | 0.14556 | 752.5063 | 6020.0504 | -0.037362 | -0.2989 | 0.045823 | 0.88635 | 0.045823 | 0.88635 | 0.088197 | 0.88635 | 0.088197 | 0.88635 | 1.7077 | 4.9518 | 1.7077 | 4.9518
234330-Premium T8 with T12 40 Watt Baseline - Tr1 | 0.70422 | 0.4541 | 0.73879 | 3556.1842 | 53342.7635 | 0 | 0 | 0.091878 | 0 | 0.091878 | 0 | 0.111 | 0 | 0.111 | 0 | 3.215 | 5.965 | 3.215 | 5.965
234285-Lighting-Occpncy Snsr-Hi-Bay integrated Snsr-Tr1 | 6.2469 | 4.0282 | 6.1185 | 31545.7434 | 252365.9475 | 0 | 0 | 0.10991 | 0 | 0.10991 | 0 | 0.1181 | 0 | 0.1181 | 0 | 8.051 | 16.9575 | 8.051 | 16.9575
234286-Lighting-Occpncy Snsr-Hi-Bay integrated Snsr-Tr2 | 17.96 | 11.5811 | 28.5542 | 90694.3534 | 725554.8268 | 0 | 0 | 0.099462 | 0 | 0.099462 | 0 | 0.11314 | 0 | 0.11314 | 0 | 4.8202 | 10.1569 | 4.8202 | 10.1569
234330-Premium T8 with T12 40 Watt Baseline - Tr1 | 4.7418 | 3.0576 | 4.9745 | 23944.9739 | 359174.6078 | 0 | 0 | 0.091878 | 0 | 0.091878 | 0 | 0.111 | 0 | 0.111 | 0 | 3.215 | 5.965 | 3.215 | 5.965
234285-Lighting-Occpncy Snsr-Hi-Bay integrated Snsr-Tr1 | 6.2469 | 4.0282 | 6.1185 | 31545.7434 | 252365.9475 | 0 | 0 | 0.10991 | 0 | 0.10991 | 0 | 0.1181 | 0 | 0.1181 | 0 | 8.051 | 16.9575 | 8.051 | 16.9575
234303-Lighting-Remove 4 Ft Lamp (De-Lamp) - Tr1 | 0 | 0 | 1.2199 | 6346.1815 | 95192.7227 | -118.7157 | -1780.7359 | 0 | 1.8697 | 0 | 1.8697 | 0 | 2.0472 | 0 | 2.0472 | -1.5153 | -1.2232 | -1.5153 | -1.2232
234084-Refrigeration -Cooler/Freezer Door Gaskets - Solid Doors: Cooler | 1.4634 | 1.2238 | 1.2624 | 11044.662 | 44178.648 | 0 | 0 | 0.096094 | 0 | 0.096094 | 0 | 0.091332 | 0 | 0.091332 | 0 | 11.1575 | 7.4216 | 11.1575 | 7.4216
234116-Refrigeration -Cooler/Freezer Door Gaskets - Solid Doors: Freezer | 0.44218 | 0.36979 | 0.38144 | 3337.236 | 13348.944 | 0 | 0 | 0.091354 | 0 | 0.091354 | 0 | 0.091155 | 0 | 0.091155 | 0 | 7.4333 | 7.3307 | 7.4333 | 7.3307
234085-Refrigeration -Strip Curtains for Walk-ins | 1.35 | 0.96661 | 1.024 | 8983.8 | 35935.2 | 0 | 0 | 0.099425 | 0 | 0.099425 | 0 | 0.10376 | 0 | 0.10376 | 0 | 12.9362 | 26.9743 | 12.9362 | 26.9743
234084-Refrigeration -Cooler/Freezer Door Gaskets - Solid Doors: Cooler | 0.65274 | 0.54588 | 0.56308 | 4926.396 | 19705.584 | 0 | 0 | 0.096105 | 0 | 0.096105 | 0 | 0.091376 | 0 | 0.091376 | 0 | 11.1701 | 7.4448 | 11.1701 | 7.4448
234067-Refrigeration - Food Service -Auto Closer for Main Cooler Doors | 0.099706 | 0.083383 | 0.14556 | 752.5063 | 6020.0504 | -0.037362 | -0.2989 | 0.045823 | 0.88635 | 0.045823 | 0.88635 | 0.088197 | 0.88635 | 0.088197 | 0.88635 | 1.7077 | 4.9518 | 1.7077 | 4.9518
234068-Refrigeration - Food Service -Auto Closer for Main Freezer Doors | 0.25838 | 0.21608 | 0.19315 | 1950.0694 | 15600.5556 | -0.018681 | -0.14945 | 0.084673 | 0.88635 | 0.084673 | 0.88635 | 0.097091 | 0.88635 | 0.097091 | 0.88635 | 4.2775 | 8.2376 | 4.2775 | 8.2376
234083-Refrigeration -Cooler/Freezer Door Gaskets - Glass Doors | 0.094752 | 0.079241 | 0.081738 | 715.122 | 2860.488 | 0 | 0 | 0.095931 | 0 | 0.095931 | 0 | 0.090654 | 0 | 0.090654 | 0 | 10.9682 | 7.0838 | 10.9682 | 7.0838
234287-Lighting-Occpncy Snsr-Hi-Bay integrated Snsr-Tr3 | 1.6578 | 1.069 | 1.9813 | 8371.44 | 66971.52 | 0 | 0 | 0.10201 | 0 | 0.10201 | 0 | 0.11434 | 0 | 0.11434 | 0 | 5.3433 | 11.2502 | 5.3433 | 11.2502
234085-Refrigeration -Strip Curtains for Walk-ins | 0.70712 | 0.50632 | 0.53636 | 4705.8 | 18823.2 | 0 | 0 | 0.099378 | 0 | 0.099378 | 0 | 0.10367 | 0 | 0.10367 | 0 | 12.8643 | 26.4042 | 12.8643 | 26.4042
234084-Refrigeration -Cooler/Freezer Door Gaskets - Solid Doors: Cooler | 0.56851 | 0.47544 | 0.49043 | 4290.732 | 17162.928 | 0 | 0 | 0.096075 | 0 | 0.096075 | 0 | 0.091254 | 0 | 0.091254 | 0 | 11.1354 | 7.381 | 11.1354 | 7.381
234084-Refrigeration -Cooler/Freezer Door Gaskets - Solid Doors: Cooler | 1.116 | 0.93328 | 0.96269 | 8422.548 | 33690.192 | 0 | 0 | 0.096102 | 0 | 0.096102 | 0 | 0.091365 | 0 | 0.091365 | 0 | 11.167 | 7.4392 | 11.167 | 7.4392
234116-Refrigeration -Cooler/Freezer Door Gaskets - Solid Doors: Freezer | 0 | 0 | 0 | 0 | 0 | 0 | 0 | 0 | 0 | 0 | 0 | 0 | 0 | 0 | 0 | 0 | 0 | 0 | 0
234085-Refrigeration -Strip Curtains for Walk-ins | 0.70712 | 0.50632 | 0.53636 | 4705.8 | 18823.2 | 0 | 0 | 0.099405 | 0 | 0.099405 | 0 | 0.10372 | 0 | 0.10372 | 0 | 12.906 | 26.7328 | 12.906 | 26.7328
234084-Refrigeration -Cooler/Freezer Door Gaskets - Solid Doors: Cooler | 1.6003 | 1.3383 | 1.3805 | 12077.616 | 48310.464 | 0 | 0 | 0.096102 | 0 | 0.096102 | 0 | 0.091364 | 0 | 0.091364 | 0 | 11.1667 | 7.4386 | 11.1667 | 7.4386
234330-Premium T8 with T12 40 Watt Baseline - Tr1 | 1.2441 | 0.80225 | 1.3052 | 6282.5921 | 94238.8822 | 0 | 0 | 0.093473 | 0 | 0.093473 | 0 | 0.1126 | 0 | 0.1126 | 0 | 3.2535 | 6.0363 | 3.2535 | 6.0363
234207-Lighting-8 Ft T-8 with Elec Ballast-Tr1 | 0.025766 | 0.016614 | 0.028072 | 130.1114 | 1951.6716 | 0 | 0 | 0.034036 | 0 | 0.034036 | 0 | 0.067057 | 0 | 0.067057 | 0 | 1.3373 | 1.9877 | 1.3373 | 1.9877
234303-Lighting-Remove 4 Ft Lamp (De-Lamp) - Tr1 | 0 | 0 | 1.9592 | 10192.3521 | 152885.2819 | -190.6646 | -2859.9697 | 0 | 1.8717 | 0 | 1.8717 | 0 | 2.0492 | 0 | 2.0492 | -1.5179 | -1.2253 | -1.5179 | -1.2253
234306-Lighting-Remove 8 Ft Lamp (De-Lamp) - Tr1 | 0.19026 | 0.118 | 0.21795 | 1027.7092 | 15415.6376 | 0 | 0 | 0.121 | 0 | 0.121 | 0 | 0.12129 | 0 | 0.12129 | 0 | 11.9671 | 12.2885 | 11.9671 | 12.2885
234330-Premium T8 with T12 40 Watt Baseline - Tr1 | 0.070422 | 0.04541 | 0.073879 | 355.6184 | 5334.2764 | 0 | 0 | 0.093473 | 0 | 0.093473 | 0 | 0.1126 | 0 | 0.1126 | 0 | 3.2535 | 6.0363 | 3.2535 | 6.0363
234330-Premium T8 with T12 40 Watt Baseline - Tr1 | 1.1737 | 0.75684 | 1.2313 | 5926.9737 | 88904.6059 | 0 | 0 | 0.093473 | 0 | 0.093473 | 0 | 0.1126 | 0 | 0.1126 | 0 | 3.2535 | 6.0363 | 3.2535 | 6.0363
234306-Lighting-Remove 8 Ft Lamp (De-Lamp) - Tr1 | 0.95132 | 0.59002 | 1.0897 | 5138.5459 | 77078.1881 | 0 | 0 | 0.121 | 0 | 0.121 | 0 | 0.12129 | 0 | 0.12129 | 0 | 11.9671 | 12.2885 | 11.9671 | 12.2885
234360-Lighting-IntrHiByLnrFlscntFxtr244wrplc400w(TrI)Tr1 | 0 | 0 | 4.77 | 0 | 0 | -151.4732 | -2272.0976 | 0 | 6.1863 | 0 | 6.1863 | 0 | 4.1901 | 0 | 4.1901 | -0.22308 | -0.36852 | -0.22308 | -0.36852
234285-Lighting-Occpncy Snsr-Hi-Bay integrated Snsr-Tr1 | 11.6609 | 7.5193 | 11.4212 | 58885.3878 | 471083.102 | 0 | 0 | 0.1116 | 0 | 0.1116 | 0 | 0.11979 | 0 | 0.11979 | 0 | 8.1595 | 17.186 | 8.1595 | 17.186
234084-Refrigeration -Cooler/Freezer Door Gaskets - Solid Doors: Cooler | 1.3265 | 1.1094 | 1.1443 | 10011.708 | 40046.832 | 0 | 0 | 0.096095 | 0 | 0.096095 | 0 | 0.091337 | 0 | 0.091337 | 0 | 11.1591 | 7.4245 | 11.1591 | 7.4245
234360-Lighting-IntrHiByLnrFlscntFxtr244wrplc400w(TrI)Tr1 | 0 | 0 | 2.0443 | 0 | 0 | -64.9171 | -973.7561 | 0 | 6.1844 | 0 | 6.1844 | 0 | 4.1881 | 0 | 4.1881 | -0.22269 | -0.36788 | -0.22269 | -0.36788
234285-Lighting-Occpncy Snsr-Hi-Bay integrated Snsr-Tr1 | 14.1597 | 9.1306 | 13.8686 | 71503.6851 | 572029.481 | 0 | 0 | 0.10991 | 0 | 0.10991 | 0 | 0.1181 | 0 | 0.1181 | 0 | 8.051 | 16.9575 | 8.051 | 16.9575
234330-Premium T8 with T12 40 Watt Baseline - Tr1 | 0.23474 | 0.15137 | 0.24626 | 1185.3947 | 17780.9212 | 0 | 0 | 0.091878 | 0 | 0.091878 | 0 | 0.111 | 0 | 0.111 | 0 | 3.215 | 5.965 | 3.215 | 5.965
234063-Refrigeration - Anti-Sweat Heater Controls | 1.8133 | 1.5165 | 0.8778 | 13685.7 | 164228.4 | 0 | 0 | 0.09015 | 0 | 0.09015 | 0 | 0.10081 | 0 | 0.10081 | 0 | 4.6682 | 8.2459 | 4.6682 | 8.2459
234126-Refrigeration - Efficient Evap Fan Motor Electronically Commutated Motor (ECM) | 0.097138 | 0.081236 | 0.099823 | 733.1247 | 10996.8705 | -0.72628 | -10.8942 | 0.050018 | 0.96773 | 0.050018 | 0.96773 | -0.085874 | 0.96773 | -0.085874 | 0.96773 | 1.7274 | 0.57296 | 1.7274 | 0.57296
234084-Refrigeration -Cooler/Freezer Door Gaskets - Solid Doors: Cooler | 0.81066 | 0.67795 | 0.69931 | 6118.266 | 24473.064 | 0 | 0 | 0.096104 | 0 | 0.096104 | 0 | 0.091375 | 0 | 0.091375 | 0 | 11.1697 | 7.4442 | 11.1697 | 7.4442
234067-Refrigeration - Food Service -Auto Closer for Main Cooler Doors | 0.099706 | 0.083383 | 0.14556 | 752.5063 | 6020.0504 | -0.037362 | -0.2989 | 0.045823 | 0.88635 | 0.045823 | 0.88635 | 0.088197 | 0.88635 | 0.088197 | 0.88635 | 1.7077 | 4.9518 | 1.7077 | 4.9518
234068-Refrigeration - Food Service -Auto Closer for Main Freezer Doors | 0.25838 | 0.21608 | 0.19315 | 1950.0694 | 15600.5556 | -0.018681 | -0.14945 | 0.084673 | 0.88635 | 0.084673 | 0.88635 | 0.097091 | 0.88635 | 0.097091 | 0.88635 | 4.2775 | 8.2376 | 4.2775 | 8.2376
234084-Refrigeration -Cooler/Freezer Door Gaskets - Solid Doors: Cooler | 2.4425 | 2.0427 | 2.107 | 18434.256 | 73737.024 | 0 | 0 | 0.096102 | 0 | 0.096102 | 0 | 0.091364 | 0 | 0.091364 | 0 | 11.1667 | 7.4386 | 11.1667 | 7.4386
234330-Premium T8 with T12 40 Watt Baseline - Tr1 | 0.093896 | 0.060547 | 0.098505 | 474.1579 | 7112.3685 | 0 | 0 | 0.091878 | 0 | 0.091878 | 0 | 0.111 | 0 | 0.111 | 0 | 3.215 | 5.965 | 3.215 | 5.965
234360-Lighting-IntrHiByLnrFlscntFxtr244wrplc400w(TrI)Tr1 | 0 | 0 | 0.34072 | 0 | 0 | -10.8195 | -162.2927 | 0 | 6.1844 | 0 | 6.1844 | 0 | 4.1881 | 0 | 4.1881 | -0.22269 | -0.36788 | -0.22269 | -0.36788
234285-Lighting-Occpncy Snsr-Hi-Bay integrated Snsr-Tr1 | 9.1622 | 5.908 | 8.9738 | 46267.0904 | 370136.723 | 0 | 0 | 0.10991 | 0 | 0.10991 | 0 | 0.1181 | 0 | 0.1181 | 0 | 8.051 | 16.9575 | 8.051 | 16.9575
234360-Lighting-IntrHiByLnrFlscntFxtr244wrplc400w(TrI)Tr1 | 0 | 0 | 1.1925 | 0 | 0 | -37.8683 | -568.0244 | 0 | 6.1863 | 0 | 6.1863 | 0 | 4.1901 | 0 | 4.1901 | -0.22308 | -0.36852 | -0.22308 | -0.36852
234285-Lighting-Occpncy Snsr-Hi-Bay integrated Snsr-Tr1 | 2.9152 | 1.8798 | 2.8553 | 14721.3469 | 117770.7755 | 0 | 0 | 0.1116 | 0 | 0.1116 | 0 | 0.11979 | 0 | 0.11979 | 0 | 8.1595 | 17.186 | 8.1595 | 17.186
234063-Refrigeration - Anti-Sweat Heater Controls | 1.8451 | 1.5431 | 0.8932 | 13925.8 | 167109.6 | 0 | 0 | 0.091546 | 0 | 0.091546 | 0 | 0.10229 | 0 | 0.10229 | 0 | 4.7306 | 8.4168 | 4.7306 | 8.4168
234126-Refrigeration - Efficient Evap Fan Motor Electronically Commutated Motor (ECM) | 0.14031 | 0.11734 | 0.14419 | 1058.9579 | 15884.3685 | -1.0491 | -15.7361 | 0.05134 | 0.97721 | 0.05134 | 0.97721 | -0.084552 | 0.97721 | -0.084552 | 0.97721 | 1.7469 | 0.57941 | 1.7469 | 0.57941
234201-Lighting-2 Ft 2nd Gen T-8 with Elec Ballast-Tr1 | 0.25184 | 0.16239 | 0.24108 | 1271.7465 | 19076.1971 | 0 | 0 | 0.083327 | 0 | 0.083327 | 0 | 0.10717 | 0 | 0.10717 | 0 | 2.6141 | 4.857 | 2.6141 | 4.857
234330-Premium T8 with T12 40 Watt Baseline - Tr1 | 2.6291 | 1.6953 | 2.7582 | 13276.4211 | 199146.3172 | 0 | 0 | 0.093473 | 0 | 0.093473 | 0 | 0.1126 | 0 | 0.1126 | 0 | 3.2535 | 6.0363 | 3.2535 | 6.0363
234303-Lighting-Remove 4 Ft Lamp (De-Lamp) - Tr1 | 0 | 0 | 3.1791 | 16538.5336 | 248078.0046 | -309.3804 | -4640.7056 | 0 | 1.8717 | 0 | 1.8717 | 0 | 2.0492 | 0 | 2.0492 | -1.5179 | -1.2253 | -1.5179 | -1.2253
234285-Lighting-Occpncy Snsr-Hi-Bay integrated Snsr-Tr1 | 2.9152 | 1.8798 | 2.8553 | 14721.3469 | 117770.7755 | 0 | 0 | 0.1116 | 0 | 0.1116 | 0 | 0.11979 | 0 | 0.11979 | 0 | 8.1595 | 17.186 | 8.1595 | 17.186
234312-Lighting-Screw in 14-26 Watt Lamp - Tr1 | 0 | 0 | 0.021273 | 105.9322 | 261.6524 | -1.4307 | -3.5338 | 0 | 2.7433 | 0 | 2.7433 | 0 | 2.9189 | 0 | 2.9189 | -0.4263 | -0.39063 | -0.4263 | -0.39063
234330-Premium T8 with T12 40 Watt Baseline - Tr1 | 0.28169 | 0.18164 | 0.29552 | 1422.4737 | 21337.1054 | 0 | 0 | 0.093473 | 0 | 0.093473 | 0 | 0.1126 | 0 | 0.1126 | 0 | 3.2535 | 6.0363 | 3.2535 | 6.0363
234303-Lighting-Remove 4 Ft Lamp (De-Lamp) - Tr1 | 0 | 0 | 0.40663 | 2115.3938 | 31730.9076 | -39.5719 | -593.5786 | 0 | 1.8717 | 0 | 1.8717 | 0 | 2.0492 | 0 | 2.0492 | -1.5179 | -1.2253 | -1.5179 | -1.2253
234285-Lighting-Occpncy Snsr-Hi-Bay integrated Snsr-Tr1 | 0.41646 | 0.26855 | 0.4079 | 2103.0496 | 16824.3965 | 0 | 0 | 0.1116 | 0 | 0.1116 | 0 | 0.11979 | 0 | 0.11979 | 0 | 8.1595 | 17.186 | 8.1595 | 17.186
234330-Premium T8 with T12 40 Watt Baseline - Tr1 | 0.32864 | 0.21191 | 0.34477 | 1659.5526 | 24893.2896 | 0 | 0 | 0.093473 | 0 | 0.093473 | 0 | 0.1126 | 0 | 0.1126 | 0 | 3.2535 | 6.0363 | 3.2535 | 6.0363
234303-Lighting-Remove 4 Ft Lamp (De-Lamp) - Tr1 | 0 | 0 | 0.3327 | 1730.7768 | 25961.6516 | -32.377 | -485.6552 | 0 | 1.8717 | 0 | 1.8717 | 0 | 2.0492 | 0 | 2.0492 | -1.5179 | -1.2253 | -1.5179 | -1.2253
234285-Lighting-Occpncy Snsr-Hi-Bay integrated Snsr-Tr1 | 4.9975 | 3.2226 | 4.8948 | 25236.5948 | 201892.758 | 0 | 0 | 0.1116 | 0 | 0.1116 | 0 | 0.11979 | 0 | 0.11979 | 0 | 8.1595 | 17.186 | 8.1595 | 17.186
234285-Lighting-Occpncy Snsr-Hi-Bay integrated Snsr-Tr1 | 4.9975 | 3.2226 | 4.8948 | 25236.5948 | 201892.758 | 0 | 0 | 0.1116 | 0 | 0.1116 | 0 | 0.11979 | 0 | 0.11979 | 0 | 8.1595 | 17.186 | 8.1595 | 17.186
234285-Lighting-Occpncy Snsr-Hi-Bay integrated Snsr-Tr1 | 4.1646 | 2.6855 | 4.079 | 21030.4956 | 168243.965 | 0 | 0 | 0.1116 | 0 | 0.1116 | 0 | 0.11979 | 0 | 0.11979 | 0 | 8.1595 | 17.186 | 8.1595 | 17.186
234084-Refrigeration -Cooler/Freezer Door Gaskets - Solid Doors: Cooler | 0.72644 | 0.60751 | 0.62666 | 5482.602 | 21930.408 | 0 | 0 | 0.097885 | 0 | 0.097885 | 0 | 0.09318 | 0 | 0.09318 | 0 | 11.3668 | 7.5869 | 11.3668 | 7.5869
234084-Refrigeration -Cooler/Freezer Door Gaskets - Solid Doors: Cooler | 1.0739 | 0.89806 | 0.92636 | 8104.716 | 32418.864 | 0 | 0 | 0.097885 | 0 | 0.097885 | 0 | 0.09318 | 0 | 0.09318 | 0 | 11.3668 | 7.5869 | 11.3668 | 7.5869
234304-Lighting-Remove 4 Ft Lamp (De-Lamp) - Tr2 | 0 | 0 | 0.42511 | 2211.5481 | 33173.2215 | -41.3706 | -620.5595 | 0 | 0.69035 | 0 | 0.69035 | 0 | 0.69063 | 0 | 0.69063 | 0 | 0 | 0 | 0
234148-Premium T8 with T12 40 Watt Baseline | 0.64637 | 0.40416 | 0.60273 | 3342.7097 | 50140.6458 | 0 | 0 | 0.097041 | 0 | 0.097041 | 0 | 0.114 | 0 | 0.114 | 0 | 3.6388 | 6.7514 | 3.6388 | 6.7514
234053-Lighting-Remove 4 Ft Lamp (De-Lamp) | 0.14953 | 0.093502 | 0.49828 | 773.3212 | 11599.8184 | 0 | 0 | 0.092285 | 0 | 0.092285 | 0 | 0.10383 | 0 | 0.10383 | 0 | 3.2221 | 4.4626 | 3.2221 | 4.4626
234084-Refrigeration -Cooler/Freezer Door Gaskets - Solid Doors: Cooler | 0.71591 | 0.59871 | 0.61758 | 5403.144 | 21612.576 | 0 | 0 | 0.096066 | 0 | 0.096066 | 0 | 0.091215 | 0 | 0.091215 | 0 | 11.1244 | 7.361 | 11.1244 | 7.361
234068-Refrigeration - Food Service -Auto Closer for Main Freezer Doors | 0.25838 | 0.21608 | 0.19315 | 1950.0694 | 15600.5556 | -0.018681 | -0.14945 | 0.084673 | 0.88635 | 0.084673 | 0.88635 | 0.097091 | 0.88635 | 0.097091 | 0.88635 | 4.2775 | 8.2376 | 4.2775 | 8.2376
234084-Refrigeration -Cooler/Freezer Door Gaskets - Solid Doors: Cooler | 0.88436 | 0.73958 | 0.76289 | 6674.472 | 26697.888 | 0 | 0 | 0.096082 | 0 | 0.096082 | 0 | 0.091282 | 0 | 0.091282 | 0 | 11.1434 | 7.3956 | 11.1434 | 7.3956
234361-Lighting-IntrHiByLnrFlscntFxtr244wrplc400w(TrI)Tr2 | 2.6313 | 1.6967 | 4.1885 | 13287.6507 | 199314.7603 | 0 | 0 | 0.076408 | 0 | 0.076408 | 0 | 0.10998 | 0 | 0.10998 | 0 | 2.3417 | 5.7057 | 2.3417 | 5.7057
234286-Lighting-Occpncy Snsr-Hi-Bay integrated Snsr-Tr2 | 6.2361 | 4.0212 | 9.9147 | 31491.0949 | 251928.7593 | 0 | 0 | 0.099462 | 0 | 0.099462 | 0 | 0.11314 | 0 | 0.11314 | 0 | 4.8202 | 10.1569 | 4.8202 | 10.1569
234312-Lighting-Screw in 14-26 Watt Lamp - Tr1 | 0 | 0 | 0.063818 | 317.7965 | 784.9573 | -4.292 | -10.6013 | 0 | 2.7433 | 0 | 2.7433 | 0 | 2.9189 | 0 | 2.9189 | -0.4263 | -0.39063 | -0.4263 | -0.39063
234330-Premium T8 with T12 40 Watt Baseline - Tr1 | 0.89202 | 0.5752 | 0.9358 | 4504.5 | 67567.5005 | 0 | 0 | 0.093473 | 0 | 0.093473 | 0 | 0.1126 | 0 | 0.1126 | 0 | 3.2535 | 6.0363 | 3.2535 | 6.0363
234303-Lighting-Remove 4 Ft Lamp (De-Lamp) - Tr1 | 0 | 0 | 0.25876 | 1346.1597 | 20192.3957 | -25.1821 | -377.7319 | 0 | 1.8717 | 0 | 1.8717 | 0 | 2.0492 | 0 | 2.0492 | -1.5179 | -1.2253 | -1.5179 | -1.2253
234306-Lighting-Remove 8 Ft Lamp (De-Lamp) - Tr1 | 0.42809 | 0.26551 | 0.49038 | 2312.3456 | 34685.1846 | 0 | 0 | 0.121 | 0 | 0.121 | 0 | 0.12129 | 0 | 0.12129 | 0 | 11.9671 | 12.2885 | 11.9671 | 12.2885
234369-Lighting-Occpncy Snsr-Wll/Cl Mnt Lght Snsr<500-Tr1 | 0.055559 | 0.035826 | 0 | 280.56 | 2244.48 | 0 | 0 | 0.055135 | 0 | 0.055135 | 0 | 0.10686 | 0 | 0.10686 | 0 | 1.7652 | 6.2558 | 1.7652 | 6.2558
234285-Lighting-Occpncy Snsr-Hi-Bay integrated Snsr-Tr1 | 4.1646 | 2.6855 | 4.079 | 21030.4956 | 168243.965 | 0 | 0 | 0.1116 | 0 | 0.1116 | 0 | 0.11979 | 0 | 0.11979 | 0 | 8.1595 | 17.186 | 8.1595 | 17.186
234313-Lighting-Screw in 14-26 Watt Lamp - Tr2 | 0.039762 | 0.024863 | 0.060837 | 205.6305 | 538.752 | 0 | 0 | 0.092535 | 0 | 0.092535 | 0 | 0.099161 | 0 | 0.099161 | 0 | 4.5038 | 6.0124 | 4.5038 | 6.0124
234331-Premium T8 with T12 40 Watt Baseline - Tr2 | 0.62012 | 0.39987 | 0.92401 | 3131.46 | 46971.9007 | 0 | 0 | 0.077055 | 0 | 0.077055 | 0 | 0.11083 | 0 | 0.11083 | 0 | 2.3309 | 5.5951 | 2.3309 | 5.5951
234304-Lighting-Remove 4 Ft Lamp (De-Lamp) - Tr2 | 0 | 0 | 0 | 0 | 0 | 0 | 0 | 0 | 0 | 0 | 0 | 0 | 0 | 0 | 0 | 0 | 0 | 0 | 0
234286-Lighting-Occpncy Snsr-Hi-Bay integrated Snsr-Tr2 | 3.4922 | 2.2519 | 5.5522 | 17635.0132 | 141080.1052 | 0 | 0 | 0.10115 | 0 | 0.10115 | 0 | 0.11483 | 0 | 0.11483 | 0 | 4.8852 | 10.2937 | 4.8852 | 10.2937
234049-Lighting-LED Exit Sign New Sign | 0.068174 | 0.067731 | 0 | 597.2288 | 9555.6603 | 0 | 0 | 0.094675 | 0 | 0.094675 | 0 | 0.10073 | 0 | 0.10073 | 0 | 5.2718 | 7.2526 | 5.2718 | 7.2526
234201-Lighting-2 Ft 2nd Gen T-8 with Elec Ballast-Tr1 | 0.72404 | 0.46688 | 0.69309 | 3656.2711 | 54844.0667 | 0 | 0 | 0.083327 | 0 | 0.083327 | 0 | 0.10717 | 0 | 0.10717 | 0 | 2.6141 | 4.857 | 2.6141 | 4.857
234330-Premium T8 with T12 40 Watt Baseline - Tr1 | 0.5399 | 0.34814 | 0.56641 | 2726.4079 | 40896.1187 | 0 | 0 | 0.093473 | 0 | 0.093473 | 0 | 0.1126 | 0 | 0.1126 | 0 | 3.2535 | 6.0363 | 3.2535 | 6.0363
234303-Lighting-Remove 4 Ft Lamp (De-Lamp) - Tr1 | 0 | 0 | 0.29573 | 1538.4682 | 23077.0237 | -28.7796 | -431.6935 | 0 | 1.8717 | 0 | 1.8717 | 0 | 2.0492 | 0 | 2.0492 | -1.5179 | -1.2253 | -1.5179 | -1.2253
234360-Lighting-IntrHiByLnrFlscntFxtr244wrplc400w(TrI)Tr1 | 0 | 0 | 3.2368 | 0 | 0 | -102.7854 | -1541.7805 | 0 | 6.1863 | 0 | 6.1863 | 0 | 4.1901 | 0 | 4.1901 | -0.22308 | -0.36852 | -0.22308 | -0.36852
234285-Lighting-Occpncy Snsr-Hi-Bay integrated Snsr-Tr1 | 8.3292 | 5.3709 | 8.158 | 42060.9913 | 336487.93 | 0 | 0 | 0.1116 | 0 | 0.1116 | 0 | 0.11979 | 0 | 0.11979 | 0 | 8.1595 | 17.186 | 8.1595 | 17.186
234332-Premium T8 with T12 40 Watt Baseline - Tr3 | 0.25406 | 0.16383 | 0.48034 | 1282.955 | 19244.3254 | 0 | 0 | 0.094949 | 0 | 0.094949 | 0 | 0.11201 | 0 | 0.11201 | 0 | 3.3735 | 5.8835 | 3.3735 | 5.8835
234305-Lighting-Remove 4 Ft Lamp (De-Lamp) - Tr3 | 0.37789 | 0.24367 | 0.73614 | 1908.2738 | 28624.1064 | 0 | 0 | 0.10872 | 0 | 0.10872 | 0 | 0.12523 | 0 | 0.12523 | 0 | 5.1454 | 13.882 | 5.1454 | 13.882
234201-Lighting-2 Ft 2nd Gen T-8 with Elec Ballast-Tr1 | 0.0787 | 0.050748 | 0.075336 | 397.4208 | 5961.3116 | 0 | 0 | 0.083327 | 0 | 0.083327 | 0 | 0.10717 | 0 | 0.10717 | 0 | 2.6141 | 4.857 | 2.6141 | 4.857
234303-Lighting-Remove 4 Ft Lamp (De-Lamp) - Tr1 | 0 | 0 | 1.9223 | 10000.0436 | 150000.6539 | -187.0672 | -2806.0081 | 0 | 1.8717 | 0 | 1.8717 | 0 | 2.0492 | 0 | 2.0492 | -1.5179 | -1.2253 | -1.5179 | -1.2253
234331-Premium T8 with T12 40 Watt Baseline - Tr2 | 0.28558 | 0.18415 | 0.42553 | 1442.1198 | 21631.7964 | 0 | 0 | 0.077055 | 0 | 0.077055 | 0 | 0.11083 | 0 | 0.11083 | 0 | 2.3309 | 5.5951 | 2.3309 | 5.5951
234304-Lighting-Remove 4 Ft Lamp (De-Lamp) - Tr2 | 0 | 0 | 0.4436 | 2307.7024 | 34615.5355 | -43.1694 | -647.5403 | 0 | 0.69035 | 0 | 0.69035 | 0 | 0.69063 | 0 | 0.69063 | 0 | 0 | 0 | 0
234208-Lighting-8 Ft T-8 with Elec Ballast-Tr2 | 0.045427 | 0.029293 | 0.068119 | 229.3984 | 3440.9757 | 0 | 0 | -0.0028495 | 0 | -0.0028495 | 0 | 0.062748 | 0 | 0.062748 | 0 | 0.97932 | 1.869 | 0.97932 | 1.869
234307-Lighting-Remove 8 Ft Lamp (De-Lamp) - Tr2 | 0.32932 | 0.20425 | 0.54146 | 1778.81 | 26682.1501 | 0 | 0 | 0.11754 | 0 | 0.11754 | 0 | 0.12272 | 0 | 0.12272 | 0 | 9.1102 | 14.1797 | 9.1102 | 14.1797
234330-Premium T8 with T12 40 Watt Baseline - Tr1 | 0.39906 | 0.25732 | 0.41865 | 2015.1711 | 30227.566 | 0 | 0 | 0.093473 | 0 | 0.093473 | 0 | 0.1126 | 0 | 0.1126 | 0 | 3.2535 | 6.0363 | 3.2535 | 6.0363
234303-Lighting-Remove 4 Ft Lamp (De-Lamp) - Tr1 | 0 | 0 | 0.59146 | 3076.9365 | 46154.0474 | -57.5591 | -863.3871 | 0 | 1.8717 | 0 | 1.8717 | 0 | 2.0492 | 0 | 2.0492 | -1.5179 | -1.2253 | -1.5179 | -1.2253
234332-Premium T8 with T12 40 Watt Baseline - Tr3 | 0.1735 | 0.11188 | 0.32804 | 876.1644 | 13142.4661 | 0 | 0 | 0.094949 | 0 | 0.094949 | 0 | 0.11201 | 0 | 0.11201 | 0 | 3.3735 | 5.8835 | 3.3735 | 5.8835
234305-Lighting-Remove 4 Ft Lamp (De-Lamp) - Tr3 | 0.50385 | 0.3249 | 0.98152 | 2544.365 | 38165.4753 | 0 | 0 | 0.10872 | 0 | 0.10872 | 0 | 0.12523 | 0 | 0.12523 | 0 | 5.1454 | 13.882 | 5.1454 | 13.882
234049-Lighting-LED Exit Sign New Sign | 0.034087 | 0.033866 | 0 | 298.6144 | 4777.8301 | 0 | 0 | 0.094675 | 0 | 0.094675 | 0 | 0.10073 | 0 | 0.10073 | 0 | 5.2718 | 7.2526 | 5.2718 | 7.2526
234330-Premium T8 with T12 40 Watt Baseline - Tr1 | 2.1127 | 1.3623 | 2.2164 | 10668.5527 | 160028.2906 | 0 | 0 | 0.093473 | 0 | 0.093473 | 0 | 0.1126 | 0 | 0.1126 | 0 | 3.2535 | 6.0363 | 3.2535 | 6.0363
234306-Lighting-Remove 8 Ft Lamp (De-Lamp) - Tr1 | 0.095132 | 0.059002 | 0.10897 | 513.8546 | 7707.8188 | 0 | 0 | 0.121 | 0 | 0.121 | 0 | 0.12129 | 0 | 0.12129 | 0 | 11.9671 | 12.2885 | 11.9671 | 12.2885
234084-Refrigeration -Cooler/Freezer Door Gaskets - Solid Doors: Cooler | 3.0426 | 2.5445 | 2.6247 | 22963.362 | 91853.448 | 0 | 0 | 0.096112 | 0 | 0.096112 | 0 | 0.091408 | 0 | 0.091408 | 0 | 11.1791 | 7.4616 | 11.1791 | 7.4616
234286-Lighting-Occpncy Snsr-Hi-Bay integrated Snsr-Tr2 | 19.7061 | 12.707 | 31.3303 | 99511.8599 | 796094.8794 | 0 | 0 | 0.10115 | 0 | 0.10115 | 0 | 0.11483 | 0 | 0.11483 | 0 | 4.8852 | 10.2937 | 4.8852 | 10.2937
234285-Lighting-Occpncy Snsr-Hi-Bay integrated Snsr-Tr1 | 4.5811 | 2.954 | 4.4869 | 23133.5452 | 185068.3615 | 0 | 0 | 0.10991 | 0 | 0.10991 | 0 | 0.1181 | 0 | 0.1181 | 0 | 8.051 | 16.9575 | 8.051 | 16.9575
234330-Premium T8 with T12 40 Watt Baseline - Tr1 | 0.25822 | 0.1665 | 0.27089 | 1303.9342 | 19559.0133 | 0 | 0 | 0.093473 | 0 | 0.093473 | 0 | 0.1126 | 0 | 0.1126 | 0 | 3.2535 | 6.0363 | 3.2535 | 6.0363
234303-Lighting-Remove 4 Ft Lamp (De-Lamp) - Tr1 | 0 | 0 | 0.25876 | 1346.1597 | 20192.3957 | -25.1821 | -377.7319 | 0 | 1.8717 | 0 | 1.8717 | 0 | 2.0492 | 0 | 2.0492 | -1.5179 | -1.2253 | -1.5179 | -1.2253
234360-Lighting-IntrHiByLnrFlscntFxtr244wrplc400w(TrI)Tr1 | 0 | 0 | 8.8586 | 0 | 0 | -281.3073 | -4219.6097 | 0 | 6.1863 | 0 | 6.1863 | 0 | 4.1901 | 0 | 4.1901 | -0.22308 | -0.36852 | -0.22308 | -0.36852
234285-Lighting-Occpncy Snsr-Hi-Bay integrated Snsr-Tr1 | 21.656 | 13.9644 | 21.2108 | 109358.5773 | 874868.618 | 0 | 0 | 0.1116 | 0 | 0.1116 | 0 | 0.11979 | 0 | 0.11979 | 0 | 8.1595 | 17.186 | 8.1595 | 17.186
234049-Lighting-LED Exit Sign New Sign | 0.10226 | 0.1016 | 0 | 895.8432 | 14333.4904 | 0 | 0 | 0.094675 | 0 | 0.094675 | 0 | 0.10073 | 0 | 0.10073 | 0 | 5.2718 | 7.2526 | 5.2718 | 7.2526
234002-A/C-Reflective Window Film Coastal | 1.0861 | 0.49906 | 0.51807 | 2802.11 | 28021.1 | 0 | 0 | 0.11728 | 0 | 0.11728 | 0 | 0.12989 | 0 | 0.12989 | 0 | 4.0014 | 5.906 | 4.0014 | 5.906
234330-Premium T8 with T12 40 Watt Baseline - Tr1 | 0.18779 | 0.12109 | 0.19701 | 948.3158 | 14224.7369 | 0 | 0 | 0.093473 | 0 | 0.093473 | 0 | 0.1126 | 0 | 0.1126 | 0 | 3.2535 | 6.0363 | 3.2535 | 6.0363
234303-Lighting-Remove 4 Ft Lamp (De-Lamp) - Tr1 | 0 | 0 | 0.59146 | 3076.9365 | 46154.0474 | -57.5591 | -863.3871 | 0 | 1.8717 | 0 | 1.8717 | 0 | 2.0492 | 0 | 2.0492 | -1.5179 | -1.2253 | -1.5179 | -1.2253
234291-Lighting-Ocpncy Snsr-Wll/Cl Mntd Lght Snsr>=500Tr1 | 3.0198 | 1.9472 | 3.5322 | 15249.36 | 121994.88 | 0 | 0 | 0.065838 | 0 | 0.065838 | 0 | 0.10394 | 0 | 0.10394 | 0 | 2.0731 | 5.4717 | 2.0731 | 5.4717
234085-Refrigeration -Strip Curtains for Walk-ins | 2.0249 | 1.4499 | 1.5359 | 13475.7 | 53902.8 | 0 | 0 | 0.10124 | 0 | 0.10124 | 0 | 0.10558 | 0 | 0.10558 | 0 | 13.1657 | 27.5247 | 13.1657 | 27.5247
234084-Refrigeration -Cooler/Freezer Door Gaskets - Solid Doors: Cooler | 0 | 0 | 0 | 0 | 0 | 0 | 0 | 0 | 0 | 0 | 0 | 0 | 0 | 0 | 0 | 0 | 0 | 0 | 0
234067-Refrigeration - Food Service -Auto Closer for Main Cooler Doors | 0.099706 | 0.083383 | 0.14556 | 752.5063 | 6020.0504 | -0.037362 | -0.2989 | 0.047246 | 0.89663 | 0.047246 | 0.89663 | 0.089621 | 0.89663 | 0.089621 | 0.89663 | 1.7297 | 5.0155 | 1.7297 | 5.0155
234312-Lighting-Screw in 14-26 Watt Lamp - Tr1 | 0 | 0 | 5.7862 | 28813.5488 | 71169.4656 | -389.1442 | -961.1862 | 0 | 2.7433 | 0 | 2.7433 | 0 | 2.9189 | 0 | 2.9189 | -0.4263 | -0.39063 | -0.4263 | -0.39063
234315-Lighting-Screw in 14-26 Watt Reflector Lamp-Tr1 | 0 | 0 | 0.17018 | 847.4573 | 2093.2196 | -11.4454 | -28.2702 | 0 | 4.3024 | 0 | 4.3024 | 0 | 2.926 | 0 | 2.926 | -0.29377 | -0.50123 | -0.29377 | -0.50123
234084-Refrigeration -Cooler/Freezer Door Gaskets - Solid Doors: Cooler | 0.85277 | 0.71317 | 0.73564 | 6436.098 | 25744.392 | 0 | 0 | 0.097865 | 0 | 0.097865 | 0 | 0.0931 | 0 | 0.0931 | 0 | 11.3437 | 7.5441 | 11.3437 | 7.5441
234085-Refrigeration -Strip Curtains for Walk-ins | 1.1892 | 0.85154 | 0.90206 | 7914.3 | 31657.2 | 0 | 0 | 0.10126 | 0 | 0.10126 | 0 | 0.10562 | 0 | 0.10562 | 0 | 13.1921 | 27.74 | 13.1921 | 27.74
234084-Refrigeration -Cooler/Freezer Door Gaskets - Solid Doors: Cooler | 0.76855 | 0.64273 | 0.66299 | 5800.434 | 23201.736 | 0 | 0 | 0.097844 | 0 | 0.097844 | 0 | 0.09301 | 0 | 0.09301 | 0 | 11.3178 | 7.4966 | 11.3178 | 7.4966
234116-Refrigeration -Cooler/Freezer Door Gaskets - Solid Doors: Freezer | 0.15792 | 0.13207 | 0.13623 | 1191.87 | 4767.48 | 0 | 0 | 0.092988 | 0 | 0.092988 | 0 | 0.092351 | 0 | 0.092351 | 0 | 7.4851 | 7.1665 | 7.4851 | 7.1665
234067-Refrigeration - Food Service -Auto Closer for Main Cooler Doors | 0.19941 | 0.16677 | 0.29111 | 1505.0126 | 12040.1008 | -0.074725 | -0.5978 | 0.047246 | 0.89663 | 0.047246 | 0.89663 | 0.089621 | 0.89663 | 0.089621 | 0.89663 | 1.7297 | 5.0155 | 1.7297 | 5.0155
234085-Refrigeration -Strip Curtains for Walk-ins | 0.64284 | 0.46029 | 0.4876 | 4278 | 17112 | 0 | 0 | 0.10118 | 0 | 0.10118 | 0 | 0.10546 | 0 | 0.10546 | 0 | 13.0638 | 26.7179 | 13.0638 | 26.7179
234084-Refrigeration -Cooler/Freezer Door Gaskets - Solid Doors: Cooler | 2.2635 | 1.893 | 1.9526 | 17083.47 | 68333.88 | 0 | 0 | 0.097881 | 0 | 0.097881 | 0 | 0.093167 | 0 | 0.093167 | 0 | 11.363 | 7.5799 | 11.363 | 7.5799
234324-Lighting-Ceramic Metal Halide Fixture - Tr1 | 9.3999 | 5.8299 | 10.9663 | 50773.2826 | 761599.2384 | 0 | 0 | 0.076413 | 0 | 0.076413 | 0 | 0.10246 | 0 | 0.10246 | 0 | 2.3738 | 4.464 | 2.3738 | 4.464
234324-Lighting-Ceramic Metal Halide Fixture - Tr1 | 20.113 | 12.4743 | 23.4646 | 108639.8914 | 1629598.3704 | 0 | 0 | 0.076413 | 0 | 0.076413 | 0 | 0.10246 | 0 | 0.10246 | 0 | 2.3738 | 4.464 | 2.3738 | 4.464
234128-Refrigerator - Early Replacement | 0.078643 | 0.061024 | 0.095291 | 728.4039 | 4370.4233 | 0 | 0 | 0.029323 | 0 | 0.029323 | 0 | 0.028741 | 0 | 0.028741 | 0 | 1.3875 | 1.3769 | 1.3875 | 1.3769
234312-Lighting-Screw in 14-26 Watt Lamp - Tr1 | 0 | 0 | 0 | 0 | 0 | 0 | 0 | 0 | 0 | 0 | 0 | 0 | 0 | 0 | 0 | 0 | 0 | 0 | 0
234330-Premium T8 with T12 40 Watt Baseline - Tr1 | 0.98591 | 0.63574 | 1.0343 | 4978.6579 | 74679.8689 | 0 | 0 | 0.091878 | 0 | 0.091878 | 0 | 0.111 | 0 | 0.111 | 0 | 3.215 | 5.965 | 3.215 | 5.965
234331-Premium T8 with T12 40 Watt Baseline - Tr2 | 0.35901 | 0.2315 | 0.53495 | 1812.9506 | 27194.2583 | 0 | 0 | 0.07546 | 0 | 0.07546 | 0 | 0.10924 | 0 | 0.10924 | 0 | 2.3033 | 5.529 | 2.3033 | 5.529
234304-Lighting-Remove 4 Ft Lamp (De-Lamp) - Tr2 | 0 | 0 | 0.36966 | 1923.0853 | 28846.2796 | -35.9745 | -539.6169 | 0 | 0.69035 | 0 | 0.69035 | 0 | 0.69063 | 0 | 0.69063 | 0 | 0 | 0 | 0
234332-Premium T8 with T12 40 Watt Baseline - Tr3 | 0.16111 | 0.10389 | 0.30461 | 813.5812 | 12203.7185 | 0 | 0 | 0.093354 | 0 | 0.093354 | 0 | 0.11042 | 0 | 0.11042 | 0 | 3.3337 | 5.8139 | 3.3337 | 5.8139
234305-Lighting-Remove 4 Ft Lamp (De-Lamp) - Tr3 | 0.03599 | 0.023207 | 0.070108 | 181.7404 | 2726.1054 | 0 | 0 | 0.10713 | 0 | 0.10713 | 0 | 0.12364 | 0 | 0.12364 | 0 | 5.0846 | 13.7179 | 5.0846 | 13.7179
234126-Refrigeration - Efficient Evap Fan Motor Electronically Commutated Motor (ECM) | 0.032379 | 0.027079 | 0.033274 | 244.3749 | 3665.6235 | -0.24209 | -3.6314 | 0.050018 | 0.96773 | 0.050018 | 0.96773 | -0.085874 | 0.96773 | -0.085874 | 0.96773 | 1.7274 | 0.57296 | 1.7274 | 0.57296
234285-Lighting-Occpncy Snsr-Hi-Bay integrated Snsr-Tr1 | 6.2469 | 4.0282 | 6.1185 | 31545.7434 | 252365.9475 | 0 | 0 | 0.10991 | 0 | 0.10991 | 0 | 0.1181 | 0 | 0.1181 | 0 | 8.051 | 16.9575 | 8.051 | 16.9575
234309-Lighting-Screw in >27 Watt Lamp - Tr1 | 0 | 0 | 0 | 0 | 0 | 0 | 0 | 0 | 0 | 0 | 0 | 0 | 0 | 0 | 0 | 0 | 0 | 0 | 0
234360-Lighting-IntrHiByLnrFlscntFxtr244wrplc400w(TrI)Tr1 | 0 | 0 | 0.51107 | 0 | 0 | -16.2293 | -243.439 | 0 | 6.1844 | 0 | 6.1844 | 0 | 4.1881 | 0 | 4.1881 | -0.22269 | -0.36788 | -0.22269 | -0.36788
234285-Lighting-Occpncy Snsr-Hi-Bay integrated Snsr-Tr1 | 4.9975 | 3.2226 | 4.8948 | 25236.5948 | 201892.758 | 0 | 0 | 0.10991 | 0 | 0.10991 | 0 | 0.1181 | 0 | 0.1181 | 0 | 8.051 | 16.9575 | 8.051 | 16.9575
234285-Lighting-Occpncy Snsr-Hi-Bay integrated Snsr-Tr1 | 5.414 | 3.4911 | 5.3027 | 27339.6443 | 218717.1545 | 0 | 0 | 0.10991 | 0 | 0.10991 | 0 | 0.1181 | 0 | 0.1181 | 0 | 8.051 | 16.9575 | 8.051 | 16.9575
234287-Lighting-Occpncy Snsr-Hi-Bay integrated Snsr-Tr3 | 4.697 | 3.0288 | 5.6138 | 23719.08 | 189752.64 | 0 | 0 | 0.10201 | 0 | 0.10201 | 0 | 0.11434 | 0 | 0.11434 | 0 | 5.3433 | 11.2502 | 5.3433 | 11.2502
234315-Lighting-Screw in 14-26 Watt Reflector Lamp-Tr1 | 0 | 0 | 0 | 0 | 0 | 0 | 0 | 0 | 0 | 0 | 0 | 0 | 0 | 0 | 0 | 0 | 0 | 0 | 0
234294-Lighting-Occupancy Sensor-Wallbox Lghtng Snsr-Tr1 | 0.033242 | 0.020617 | 0.14799 | 179.5576 | 1436.4605 | 0 | 0 | 0.086393 | 0 | 0.086393 | 0 | 0.088118 | 0 | 0.088118 | 0 | 3.2717 | 3.4271 | 3.2717 | 3.4271
234285-Lighting-Occpncy Snsr-Hi-Bay integrated Snsr-Tr1 | 20.4067 | 13.1587 | 19.9871 | 103049.4286 | 824395.4285 | 0 | 0 | 0.1116 | 0 | 0.1116 | 0 | 0.11979 | 0 | 0.11979 | 0 | 8.1595 | 17.186 | 8.1595 | 17.186
234286-Lighting-Occpncy Snsr-Hi-Bay integrated Snsr-Tr2 | 4.7394 | 3.0561 | 7.5351 | 23933.2321 | 191465.8571 | 0 | 0 | 0.099462 | 0 | 0.099462 | 0 | 0.11314 | 0 | 0.11314 | 0 | 4.8202 | 10.1569 | 4.8202 | 10.1569
234330-Premium T8 with T12 40 Watt Baseline - Tr1 | 1.3146 | 0.84766 | 1.3791 | 6638.2106 | 99573.1586 | 0 | 0 | 0.091878 | 0 | 0.091878 | 0 | 0.111 | 0 | 0.111 | 0 | 3.215 | 5.965 | 3.215 | 5.965
234309-Lighting-Screw in >27 Watt Lamp - Tr1 | 0 | 0 | 0 | 0 | 0 | 0 | 0 | 0 | 0 | 0 | 0 | 0 | 0 | 0 | 0 | 0 | 0 | 0 | 0
234330-Premium T8 with T12 40 Watt Baseline - Tr1 | 0.39906 | 0.25732 | 0.41865 | 2015.1711 | 30227.566 | 0 | 0 | 0.091878 | 0 | 0.091878 | 0 | 0.111 | 0 | 0.111 | 0 | 3.215 | 5.965 | 3.215 | 5.965
234303-Lighting-Remove 4 Ft Lamp (De-Lamp) - Tr1 | 0 | 0 | 0.62843 | 3269.245 | 49038.6753 | -61.1566 | -917.3488 | 0 | 1.8697 | 0 | 1.8697 | 0 | 2.0472 | 0 | 2.0472 | -1.5153 | -1.2232 | -1.5153 | -1.2232
234330-Premium T8 with T12 40 Watt Baseline - Tr1 | 0.046948 | 0.030273 | 0.049253 | 237.0789 | 3556.1842 | 0 | 0 | 0.093473 | 0 | 0.093473 | 0 | 0.1126 | 0 | 0.1126 | 0 | 3.2535 | 6.0363 | 3.2535 | 6.0363
234303-Lighting-Remove 4 Ft Lamp (De-Lamp) - Tr1 | 0 | 0 | 0.14787 | 769.2341 | 11538.5118 | -14.3898 | -215.8468 | 0 | 1.8717 | 0 | 1.8717 | 0 | 2.0492 | 0 | 2.0492 | -1.5179 | -1.2253 | -1.5179 | -1.2253
234286-Lighting-Occpncy Snsr-Hi-Bay integrated Snsr-Tr2 | 3.4922 | 2.2519 | 5.5522 | 17635.0132 | 141080.1052 | 0 | 0 | 0.099462 | 0 | 0.099462 | 0 | 0.11314 | 0 | 0.11314 | 0 | 4.8202 | 10.1569 | 4.8202 | 10.1569
234330-Premium T8 with T12 40 Watt Baseline - Tr1 | 0.28169 | 0.18164 | 0.29552 | 1422.4737 | 21337.1054 | 0 | 0 | 0.091878 | 0 | 0.091878 | 0 | 0.111 | 0 | 0.111 | 0 | 3.215 | 5.965 | 3.215 | 5.965
234285-Lighting-Occpncy Snsr-Hi-Bay integrated Snsr-Tr1 | 2.4988 | 1.6113 | 2.4474 | 12618.2974 | 100946.379 | 0 | 0 | 0.10991 | 0 | 0.10991 | 0 | 0.1181 | 0 | 0.1181 | 0 | 8.051 | 16.9575 | 8.051 | 16.9575
234330-Premium T8 with T12 40 Watt Baseline - Tr1 | 0.39906 | 0.25732 | 0.41865 | 2015.1711 | 30227.566 | 0 | 0 | 0.091878 | 0 | 0.091878 | 0 | 0.111 | 0 | 0.111 | 0 | 3.215 | 5.965 | 3.215 | 5.965
234285-Lighting-Occpncy Snsr-Hi-Bay integrated Snsr-Tr1 | 2.0823 | 1.3427 | 2.0395 | 10515.2478 | 84121.9825 | 0 | 0 | 0.10991 | 0 | 0.10991 | 0 | 0.1181 | 0 | 0.1181 | 0 | 8.051 | 16.9575 | 8.051 | 16.9575
234303-Lighting-Remove 4 Ft Lamp (De-Lamp) - Tr1 | 0 | 0 | 0.25876 | 1346.1597 | 20192.3957 | -25.1821 | -377.7319 | 0 | 1.8697 | 0 | 1.8697 | 0 | 2.0472 | 0 | 2.0472 | -1.5153 | -1.2232 | -1.5153 | -1.2232
234067-Refrigeration - Food Service -Auto Closer for Main Cooler Doors | 0.099706 | 0.083383 | 0.14556 | 752.5063 | 6020.0504 | -0.037362 | -0.2989 | 0.045823 | 0.88635 | 0.045823 | 0.88635 | 0.088197 | 0.88635 | 0.088197 | 0.88635 | 1.7077 | 4.9518 | 1.7077 | 4.9518
234126-Refrigeration - Efficient Evap Fan Motor Electronically Commutated Motor (ECM) | 0.053965 | 0.045131 | 0.055457 | 407.2915 | 6109.3725 | -0.40349 | -6.0524 | 0.050018 | 0.96773 | 0.050018 | 0.96773 | -0.085874 | 0.96773 | -0.085874 | 0.96773 | 1.7274 | 0.57296 | 1.7274 | 0.57296
234309-Lighting-Screw in >27 Watt Lamp - Tr1 | 0.077403 | 0.048399 | 0.061925 | 400.2891 | 816.5898 | 0 | 0 | 0.097544 | 0 | 0.097544 | 0 | 0.096031 | 0 | 0.096031 | 0 | 6.1602 | 5.7039 | 6.1602 | 5.7039
234330-Premium T8 with T12 40 Watt Baseline - Tr1 | 0.28169 | 0.18164 | 0.29552 | 1422.4737 | 21337.1054 | 0 | 0 | 0.093473 | 0 | 0.093473 | 0 | 0.1126 | 0 | 0.1126 | 0 | 3.2535 | 6.0363 | 3.2535 | 6.0363
234306-Lighting-Remove 8 Ft Lamp (De-Lamp) - Tr1 | 0.57079 | 0.35401 | 0.65384 | 3083.1275 | 46246.9128 | 0 | 0 | 0.121 | 0 | 0.121 | 0 | 0.12129 | 0 | 0.12129 | 0 | 11.9671 | 12.2885 | 11.9671 | 12.2885

## Output
Program Summary |  | Nominal | Present Value | [5 empty] | Avoided Cost Version
Proposer Name |  | 0 | [6 empty] | 2010-05-04
Program Name |  | 0 | [6 empty] | 2010-05-04
Total Program Budget ($) |  | 631748.54 | 588587.4996 | [5 empty] | Base Year
2009
Net Participant Cost ($) |  | 433553.2898 | 403510.3567 | [5 empty] | SDG&E 09-11 4g3.xls
Program Impacts | [9 empty] | Program Impacts (Gross)
| Annual Net kWh | Lifecycle Net kWh | Annual Net Therms | Lifecycle Net Therms | Net Jul-Sept Pk (kW) | Net Dec-Feb Pk (kW) | Net CEC (kW) | User Entered kW |  |  | Annual Gross kWh | Lifecycle Gross kWh | Annual Gross Therms | Lifecycle Gross Therms | User Entered kW
2009-2011 | 6340922.705 | 54743266.5325 | -10882.3346 | -114605.6286 | 1063.6597 | 712.4913 | 0 | 1385.4925 |  | 2009-2011 | 8009635.3869 | 68600103.2277 | -13375.5654 | -139075.7749 | 1720.3854
2012-2015 | 0 | 0 | 0 | 0 | 0 | 0 | 0 | 0 |  | 2012-2015 | 0 | 0 | 0 | 0 | 0
2016-2019 | 0 | 0 | 0 | 0 | 0 | 0 | 0 | 0 |  | 2016-2019 | 0 | 0 | 0 | 0 | 0
Cost Effectiveness (Lifecycle Present Value Dollars)
|  | Benefits |  |  | Benefit - Cost
| Cost | Electric | Gas | Incentives | NPV | B/C Ratio | Notes
Program TRC ($) | 992097.8562 | 4198280.7991 | -65455.4274 | NA | 3140727.5155 | 4.1657 | *1
Program PAC ($) | 588587.4996 | 4198280.7991 | -65455.4274 | NA | 3544237.8721 | 7.0216 | *1,2
Program RIM ($) | 588587.4996 | 4198280.7991 | -65455.4274 | NA | 3544237.8721 | 7.0216 | *1
*1 B/C Ratio is an approximation because any supply cost increases are treated as negative benefits rather than as a cost as in the Standard Practice Manual
*2 PAC benefits include environmental costs. This is to be consistent with the TRC benefits, but is not strictly consistent with the Standard Practice Manual.
Levelized Cost and Benefit (All Measures Installed through 2019)
| Discounted Savings |  |  |  | Benefit - Cost
| kWh | Therms | Cost | Benefits | NPV
TRC ($/kWh ) | 36623697.179 |  | 0.023174 | 0.11463 | 0.091459
PAC ($/kWh) | 36623697.179 |  | 0.01303 | 0.11463 | 0.1016
RIM ($/kWh) | 36623697.179 |  | 0.016326 | 0.11463 | 0.098307
TRC ($/therm) |  | -67324.5849 | -2.1203 | 0.97224 | 3.0925
PAC ($/therm) |  | -67324.5849 | -1.6546 | 0.97224 | 2.6268
RIM ($/therm) |  | -67324.5849 | 0.13846 | 0.97224 | 0.83377
Emissions Reductions | [9 empty] | Emissions Reductions (Gross)
| Electric Reductions |  |  | Gas Reductions | [6 empty] | Electric Reductions |  |  | Gas Reductions
Annual Reductions | CO2 (tons) | NOX (lbs) | PM-10 (lbs) | CO2 (tons) | NOX (lbs) |  |  |  |  | Annual Reductions | CO2 (tons) | NOX (lbs) | PM-10 (lbs) | CO2 (tons) | NOX (lbs)
2009 | 3298.2953 | 892.4482 | 423.5881 | -63.6617 | -100.1175 | * annual reductions are the units |  |  |  | 2009 | 4159.1358 | 1124.177 | 534.2935 | -78.2471 | -123.0552 | * annual reductions are the units
2010 | 0 | 0 | 0 | 0 | 0 | implemented in the year, times |  |  |  | 2010 | 0 | 0 | 0 | 0 | 0 | implemented in the year, times
2011 | 0 | 0 | 0 | 0 | 0 | the annual emission reduction |  |  |  | 2011 | 0 | 0 | 0 | 0 | 0 | the annual emission reduction
2012 | 0 | 0 | 0 | 0 | 0 | for the measure. |  |  |  | 2012 | 0 | 0 | 0 | 0 | 0 | for the measure.
2013 | 0 | 0 | 0 | 0 | 0 |  |  |  |  | 2013 | 0 | 0 | 0 | 0 | 0
2014 | 0 | 0 | 0 | 0 | 0 |  |  |  |  | 2014 | 0 | 0 | 0 | 0 | 0
2015 | 0 | 0 | 0 | 0 | 0 |  |  |  |  | 2015 | 0 | 0 | 0 | 0 | 0
2016 | 0 | 0 | 0 | 0 | 0 |  |  |  |  | 2016 | 0 | 0 | 0 | 0 | 0
2017 | 0 | 0 | 0 | 0 | 0 |  |  |  |  | 2017 | 0 | 0 | 0 | 0 | 0
2018 | 0 | 0 | 0 | 0 | 0 |  |  |  |  | 2018 | 0 | 0 | 0 | 0 | 0
2019 | 0 | 0 | 0 | 0 | 0 |  |  |  |  | 2019 | 0 | 0 | 0 | 0 | 0
Total Annual | 3298.2953 | 892.4482 | 423.5881 | -63.6617 | -100.1175 |  |  |  |  | Total Annual | 4159.1358 | 1124.177 | 534.2935 | -78.2471 | -123.0552
Lifecycle Reductions | [9 empty] | Lifecycle Reductions
2009 | 28438.9225 | 7713.1163 | 3650.021 | -670.4429 | -1054.3718 |  |  |  |  | 2009 | 35498.0485 | 9621.621 | 4556.7936 | -813.5933 | -1279.4971
2010 | 0 | 0 | 0 | 0 | 0 |  |  |  |  | 2010 | 0 | 0 | 0 | 0 | 0
2011 | 0 | 0 | 0 | 0 | 0 |  |  |  |  | 2011 | 0 | 0 | 0 | 0 | 0
2012 | 0 | 0 | 0 | 0 | 0 |  |  |  |  | 2012 | 0 | 0 | 0 | 0 | 0
2013 | 0 | 0 | 0 | 0 | 0 |  |  |  |  | 2013 | 0 | 0 | 0 | 0 | 0
2014 | 0 | 0 | 0 | 0 | 0 |  |  |  |  | 2014 | 0 | 0 | 0 | 0 | 0
2015 | 0 | 0 | 0 | 0 | 0 |  |  |  |  | 2015 | 0 | 0 | 0 | 0 | 0
2016 | 0 | 0 | 0 | 0 | 0 |  |  |  |  | 2016 | 0 | 0 | 0 | 0 | 0
2017 | 0 | 0 | 0 | 0 | 0 |  |  |  |  | 2017 | 0 | 0 | 0 | 0 | 0
2018 | 0 | 0 | 0 | 0 | 0 |  |  |  |  | 2018 | 0 | 0 | 0 | 0 | 0
2019 | 0 | 0 | 0 | 0 | 0 |  |  |  |  | 2019 | 0 | 0 | 0 | 0 | 0
Total Lifecycle | 28438.9225 | 7713.1163 | 3650.021 | -670.4429 | -1054.3718 |  |  |  |  | Total Lifecycle | 35498.0485 | 9621.621 | 4556.7936 | -813.5933 | -1279.4971
Reductions based on total annual installations | [9 empty] | Reductions based on total annual installations (Gross)
| Annual Net kWh | Lifecycle Net kWh | Annual Net Therms | Lifecycle Net Therms | Net July-Sept Peak (kW) | Net Dec-Feb (kW) |  | User Entered kW | Net Annual NCP (kW) |  | Annual Gross kWh | Lifecycle Gross kWh | Annual Gross Therms | Lifecycle Gross Therms | User Entered kW
2009 | 6340922.705 | 54743266.5325 | -10882.3346 | -114605.6286 | 1063.6597 | 712.4913 |  | 1385.4925 | 696.8963 | 2009 | 8009635.3869 | 68600103.2277 | -13375.5654 | -139075.7749 | 1720.3854
2010 | 0 | 0 | 0 | 0 | 0 | 0 |  | 0 | 434.1264 | 2010 | 0 | 0 | 0 | 0 | 0
2011 | 0 | 0 | 0 | 0 | 0 | 0 |  | 0 | 0 | 2011 | 0 | 0 | 0 | 0 | 0
2012 | 0 | 0 | 0 | 0 | 0 | 0 |  | 0 | 0 | 2012 | 0 | 0 | 0 | 0 | 0
2013 | 0 | 0 | 0 | 0 | 0 | 0 |  | 0 | -0.31645 | 2013 | 0 | 0 | 0 | 0 | 0
2014 | 0 | 0 | 0 | 0 | 0 | 0 |  | 0 | -116.6778 | 2014 | 0 | 0 | 0 | 0 | 0
2015 | 0 | 0 | 0 | 0 | 0 | 0 |  | 0 | 0 | 2015 | 0 | 0 | 0 | 0 | 0
2016 | 0 | 0 | 0 | 0 | 0 | 0 |  | 0 | -0.10246 | 2016 | 0 | 0 | 0 | 0 | 0
2017 | 0 | 0 | 0 | 0 | 0 | 0 |  | 0 | 0 | 2017 | 0 | 0 | 0 | 0 | 0
2018 | 0 | 0 | 0 | 0 | 0 | 0 |  | 0 | -803.6093 | 2018 | 0 | 0 | 0 | 0 | 0
2019 | 0 | 0 | 0 | 0 | 0 | 0 |  | 0 | 0 | 2019 | 0 | 0 | 0 | 0 | 0
Total | 6340922.705 | 54743266.5325 | -10882.3346 | -114605.6286 | 1063.6597 | 712.4913 |  | 1385.4925 | 210.3167 | Total | 8009635.3869 | 68600103.2277 | -13375.5654 | -139075.7749 | 1720.3854
Net Impacts by Sector (All Measures Installed through 2019)
| Annual Net kWh | Lifecycle Net kWh | Annual Net Therms | Lifecycle Net Therms | Net July-Sept Peak (kW) | Net Dec-Feb (kW) |  | User Entered kW | TRC Lifecycle Net Benefits* ($)
Total | 6340922.705 | 54743266.5325 | -10882.3346 | -114605.6286 | 1063.6597 | 712.4913 |  | 1385.4925 | 3140727.5155
RES | 0 | 0 | 0 | 0 | 0 | 0 |  | 0 | 0
NON_RES | 0 | 0 | 0 | 0 | 0 | 0 |  | 0 | 0
Residential | 0 | 0 | 0 | 0 | 0 | 0 |  | 0 | 0
Commercial | 6340922.705 | 54743266.5325 | -10882.3346 | -114605.6286 | 1063.6597 | 712.4913 |  | 1385.4925 | 3140727.5155
Industrial | 0 | 0 | 0 | 0 | 0 | 0 |  | 0 | 0
Agricultural | 0 | 0 | 0 | 0 | 0 | 0 |  | 0 | 0
Not Used | 0 | 0 | 0 | 0 | 0 | 0 |  | 0 | 0
0 | 0 | 0 | 0 | 0 | 0 | 0 |  | 0 | 0
0 | 0 | 0 | 0 | 0 | 0 | 0 |  | 0 | 0
0 | 0 | 0 | 0 | 0 | 0 | 0 |  | 0 | 0
0 | 0 | 0 | 0 | 0 | 0 | 0 |  | 0 | 0
0 | 0 | 0 | 0 | 0 | 0 | 0 |  | 0 | 0
0 |  |  | 0 |  |  |  |  | 0 | 0
0 |  |  | 0 |  |  |  |  | 0 | 0
0 |  |  | 0 |  |  |  |  | 0 | 0
0 |  |  | 0 |  |  |  |  | 0 | 0
0 |  |  | 0 |  |  |  |  | 0 | 0
0 |  |  | 0 |  |  |  |  | 0 | 0
0 |  |  | 0 |  |  |  |  | 0 | 0
0 |  |  | 0 |  |  |  |  | 0 | 0
0 |  |  | 0 |  |  |  |  | 0 | 0
0 |  |  | 0 |  |  |  |  | 0 | 0
0 |  |  | 0 |  |  |  |  | 0 | 0
Other and unspecified | 0 | 0 | 0 | 0 | 0 | 0 | 0 | 0 | 0
* Include program-level and admin costs allocated based to total gas and electric programs at the measure level.
Net Impacts by CPUC End Use Categories (All Measures Installed through 2019)
| Annual Net kWh | Lifecycle Net kWh | Annual Net Therms | Lifecycle Net Therms | Net July-Sept Peak (kW) | Net Dec-Feb Pk (kW) |  | User Entered kW | TRC Lifecycle Net Benefits* ($)
Total | 6340922.705 | 54743266.5325 | -10882.3346 | -114605.6286 | 1063.6597 | 712.4913 |  | 1385.4925 | 3140727.5155
Clothes Dryer | 0 | 0 | 0 | 0 | 0 | 0 |  | 0 | 0
Clothes Washer | 0 | 0 | 0 | 0 | 0 | 0 |  | 0 | 0
Consumer Electronics | 0 | 0 | 0 | 0 | 0 | 0 |  | 0 | 0
Cooking | 0 | 0 | 0 | 0 | 0 | 0 |  | 0 | 0
Dishwasher | 0 | 0 | 0 | 0 | 0 | 0 |  | 0 | 0
Other Appliance | 0 | 0 | 0 | 0 | 0 | 0 |  | 0 | 0
Office Equipment | 10406.1858 | 137983.8405 | 0 | 0 | 2.0122 | 1.2582 |  | 3.2535 | 7413.3151
Building shell | 0 | 0 | 0 | 0 | 0 | 0 |  | 0 | 0
Space Cooling | 6386.696 | 63866.96 | 0 | 0 | 2.4754 | 1.1375 |  | 1.1808 | 5027.2636
Space Heating | 0 | 0 | 0 | 0 | 0 | 0 |  | 0 | 0
Ventilation | 0 | 0 | 129.0199 | 1419.2191 | 0 | 0 |  | 0 | 223.2416
Interior Lighting | 4555126.9899 | 42611404.6393 | 0 | 0 | 899.3284 | 578.9517 |  | 1077.8472 | 2882235.0949
Exterior Lighting | 1096.48 | 17543.68 | 0 | 0 | 0.0123 | 0.011151 |  | 0.21683 | 488.5786
Daylighting | 0 | 0 | 0 | 0 | 0 | 0 |  | 0 | 0
Motors | 0 | 0 | 0 | 0 | 0 | 0 |  | 0 | 0
Process | 0 | 0 | 0 | 0 | 0 | 0 |  | 0 | 0
Compressed Air | 0 | 0 | 0 | 0 | 0 | 0 |  | 0 | 0
Food Processor | 0 | 0 | 0 | 0 | 0 | 0 |  | 0 | 0
Refrigeration | 1130499.0938 | 5773985.268 | -24.6974 | -361.9611 | 153.2526 | 124.5967 |  | 125.7878 | 405740.6446
Freezers | 0 | 0 | 0 | 0 | 0 | 0 |  | 0 | 0
Pumps | 0 | 0 | 0 | 0 | 0 | 0 |  | 0 | 0
Pool Pump | 0 | 0 | 0 | 0 | 0 | 0 |  | 0 | 0
Domestic Hot Water | 0 | 0 | 0 | 0 | 0 | 0 |  | 0 | 0
Water Heating | 0 | 0 | 0 | 0 | 0 | 0 |  | 0 | 0
Other and unspecified | 637407.2595 | 6138482.1447 | -10986.6571 | -115662.8867 | 6.5788 | 6.5361 | 0 | 177.2063 | -160400.6231
* Include program-level and admin costs allocated based to total gas and electric programs at the measure level.
Net Impacts by Climate Zone (All Measures Installed through 2016)
| Annual Net kWh | Lifecycle Net kWh | Annual Net Therms | Lifecycle Net Therms | Net July-Sept Peak (kW) | Net dec-Feb Pk (kW) |  | User Entered kW | TRC Lifecycle Net Benefits* ($)
Total | 6340922.705 | 54743266.5325 | -10882.3346 | -114605.6286 | 1063.6597 | 712.4913 |  | 1385.4925 | 3140727.5155
7 | 0 | 0 | 0 | 0 | 0 | 0 |  | 0 | 0
10 | 0 | 0 | 0 | 0 | 0 | 0 |  | 0 | 0
14 | 0 | 0 | 0 | 0 | 0 | 0 |  | 0 | 0
15 | 0 | 0 | 0 | 0 | 0 | 0 |  | 0 | 0
System | 6340922.705 | 54743266.5325 | -10882.3346 | -114605.6286 | 1063.6597 | 712.4913 |  | 1385.4925 | 3140727.5155
0 | 0 | 0 | 0 | 0 | 0 | 0 |  | 0
0 | 0 | 0 | 0 | 0 | 0 | 0 |  | 0
0 | 0 | 0 | 0 | 0 | 0 | 0 |  | 0
0 | 0 | 0 | 0 | 0 | 0 | 0 |  | 0
0 | 0 | 0 | 0 | 0 | 0 | 0 |  | 0
0 | 0 | 0 | 0 | 0 | 0 | 0 |  | 0
* Include program-level and admin costs allocated based to total gas and electric programs at the measure level.
Persistent reductions in the summer (3rd Qtr) or winter (4th Qtr) of each year
| Net Juy-Sept Peak (kW) | Net Annual Dec-Feb (kW)
2009 | 9.5141 | 712.4913
2010 | 1063.6597 | 712.4913
2011 | 1063.6597 | 712.4913
2012 | 1063.4275 | 712.3213
2013 | 1063.3878 | 606.6156
2014 | 932.7374 | 606.6156
2015 | 932.7374 | 606.5545
2016 | 932.6588 | 606.5545
2017 | 929.184 | 132.6943
2018 | 199.4417 | 132.6943
2019 | 199.4417 | 131.4779
2020 | 196.8644 | 131.4779
Monthly Impacts
First Year for Impact Table: | 2009
| Quarter | Monthly Five Hour Avg or TOU Peak | Net Monthly NCP (kW) |  | Monthly Net kWh | Monthly Net Therms
2009-01-01 | 1 | 0 | 0 |  | 0 | 0
2009-02-01 | 1 | 0 | 0 |  | 0 | 0
2009-03-01 | 1 | 0 | 0 |  | 0 | 0
2009-04-01 | 2 | 7.7148 | 9.6023 |  | 5563.6694 | 35.1697
2009-05-01 | 2 | 9.5141 | 9.5148 |  | 5616.4103 | 35.1697
2009-06-01 | 2 | 9.5141 | 9.5148 |  | 5616.4103 | 35.1697
2009-07-01 | 3 | 9.5141 | 9.5148 |  | 5616.4103 | 35.1697
2009-08-01 | 3 | 9.5141 | 9.5148 |  | 5616.4103 | 35.1697
2009-09-01 | 3 | 9.5141 | 9.5148 |  | 5616.4103 | 35.1697
2009-10-01 | 4 | 445.5256 | 696.8963 |  | 298802.0028 | -497.7077
2009-11-01 | 4 | 445.5256 | 696.8963 |  | 298802.0028 | -497.7077
2009-12-01 | 4 | 445.5256 | 696.8963 |  | 298802.0028 | -497.7077
2010-01-01 | 5 | 712.4913 | 1131.0227 |  | 476381.8328 | -1607.9716
2010-02-01 | 5 | 712.4913 | 1131.0227 |  | 476381.8328 | -1607.9716
2010-03-01 | 5 | 712.4913 | 1131.0227 |  | 476381.8328 | -1607.9716
2010-04-01 | 6 | 712.4913 | 1131.0227 |  | 476381.8328 | -205.7509
2010-05-01 | 6 | 1063.6597 | 1063.9019 |  | 485299.0964 | -205.7509
2010-06-01 | 6 | 1063.6597 | 1063.9019 |  | 485299.0964 | -205.7509
2010-07-01 | 7 | 1063.6597 | 1063.9019 |  | 485299.0964 | -205.7509
2010-08-01 | 7 | 1063.6597 | 1063.9019 |  | 485299.0964 | -205.7509
2010-09-01 | 7 | 1063.6597 | 1063.9019 |  | 485299.0964 | -205.7509
2010-10-01 | 8 | 712.4913 | 1131.0227 |  | 476381.8328 | -1607.9716
2010-11-01 | 8 | 712.4913 | 1131.0227 |  | 476381.8328 | -1607.9716
2010-12-01 | 8 | 712.4913 | 1131.0227 |  | 476381.8328 | -1607.9716
2011-01-01 | 9 | 712.4913 | 1131.0227 |  | 476381.8328 | -1607.9716
2011-02-01 | 9 | 712.4913 | 1131.0227 |  | 476381.8328 | -1607.9716
2011-03-01 | 9 | 712.4913 | 1131.0227 |  | 476381.8328 | -1607.9716
2011-04-01 | 10 | 712.4913 | 1131.0227 |  | 476381.8328 | -205.7509
2011-05-01 | 10 | 1063.6597 | 1063.9019 |  | 485299.0964 | -205.7509
2011-06-01 | 10 | 1063.6597 | 1063.9019 |  | 485299.0964 | -205.7509
2011-07-01 | 11 | 1063.6597 | 1063.9019 |  | 485299.0964 | -205.7509
2011-08-01 | 11 | 1063.6597 | 1063.9019 |  | 485299.0964 | -205.7509
2011-09-01 | 11 | 1063.6597 | 1063.9019 |  | 485299.0964 | -205.7509
2011-10-01 | 12 | 712.4913 | 1131.0227 |  | 476381.8328 | -1607.9716
2011-11-01 | 12 | 712.4913 | 1131.0227 |  | 476381.8328 | -1607.9716
2011-12-01 | 12 | 712.4913 | 1131.0227 |  | 476381.8328 | -1607.9716
2012-01-01 | 13 | 712.4913 | 1131.0227 |  | 476381.8328 | -1607.9716
2012-02-01 | 13 | 712.4913 | 1131.0227 |  | 476381.8328 | -1607.9716
2012-03-01 | 13 | 712.4913 | 1131.0227 |  | 476381.8328 | -1607.9716
2012-04-01 | 14 | 712.3461 | 1130.7525 |  | 476282.3667 | -113.8299
2012-05-01 | 14 | 1063.4275 | 1063.6697 |  | 485198.1996 | -113.8299
2012-06-01 | 14 | 1063.4275 | 1063.6697 |  | 485198.1996 | -113.8299
2012-07-01 | 15 | 1063.4275 | 1063.6697 |  | 485198.1996 | 44.26
2012-08-01 | 15 | 1063.4275 | 1063.6697 |  | 485198.1996 | 44.26
2012-09-01 | 15 | 1063.4275 | 1063.6697 |  | 485198.1996 | 44.26
2012-10-01 | 16 | 712.3213 | 1130.7063 |  | 476265.3346 | -1232.7764
2012-11-01 | 16 | 712.3213 | 1130.7063 |  | 476265.3346 | -1232.7764
2012-12-01 | 16 | 712.3213 | 1130.7063 |  | 476265.3346 | -1232.7764
2013-01-01 | 17 | 712.3213 | 1130.7063 |  | 476265.3346 | -1232.7764
2013-02-01 | 17 | 712.3213 | 1130.7063 |  | 476265.3346 | -1232.7764
2013-03-01 | 17 | 712.3213 | 1130.7063 |  | 476265.3346 | -1232.7764
2013-04-01 | 18 | 712.3213 | 1130.7063 |  | 476265.3346 | 44.26
2013-05-01 | 18 | 1063.3878 | 1063.6299 |  | 485180.9225 | 44.26
2013-06-01 | 18 | 1063.3878 | 1063.6299 |  | 485180.9225 | 44.26
2013-07-01 | 19 | 1063.3878 | 1063.6299 |  | 485180.9225 | 44.26
2013-08-01 | 19 | 1063.3878 | 1063.6299 |  | 485180.9225 | 44.26
2013-09-01 | 19 | 1063.3878 | 1063.6299 |  | 485180.9225 | 44.26
2013-10-01 | 20 | 626.9489 | 1036.5082 |  | 412679.1678 | -1232.7764
2013-11-01 | 20 | 626.9489 | 1036.5082 |  | 412679.1678 | -1232.7764
2013-12-01 | 20 | 626.9489 | 1036.5082 |  | 412679.1678 | -1232.7764
2014-01-01 | 21 | 606.6156 | 1014.0285 |  | 397471.3503 | -1232.7764
2014-02-01 | 21 | 606.6156 | 1014.0285 |  | 397471.3503 | -1232.7764
2014-03-01 | 21 | 606.6156 | 1014.0285 |  | 397471.3503 | -1232.7764
2014-04-01 | 22 | 606.6156 | 1014.0285 |  | 397471.3503 | 44.26
2014-05-01 | 22 | 932.7374 | 932.9796 |  | 403559.6489 | 44.26
2014-06-01 | 22 | 932.7374 | 932.9796 |  | 403559.6489 | 44.26
2014-07-01 | 23 | 932.7374 | 932.9796 |  | 403559.6489 | 44.26
2014-08-01 | 23 | 932.7374 | 932.9796 |  | 403559.6489 | 44.26
2014-09-01 | 23 | 932.7374 | 932.9796 |  | 403559.6489 | 44.26
2014-10-01 | 24 | 606.6156 | 1014.0285 |  | 397471.3503 | -1232.7764
2014-11-01 | 24 | 606.6156 | 1014.0285 |  | 397471.3503 | -1232.7764
2014-12-01 | 24 | 606.6156 | 1014.0285 |  | 397471.3503 | -1232.7764
2015-01-01 | 25 | 606.6156 | 1014.0285 |  | 397471.3503 | -1232.7764
2015-02-01 | 25 | 606.6156 | 1014.0285 |  | 397471.3503 | -1232.7764
2015-03-01 | 25 | 606.6156 | 1014.0285 |  | 397471.3503 | -1232.7764
2015-04-01 | 26 | 606.6156 | 1014.0285 |  | 397471.3503 | 44.26
2015-05-01 | 26 | 932.7374 | 932.9796 |  | 403559.6489 | 44.26
2015-06-01 | 26 | 932.7374 | 932.9796 |  | 403559.6489 | 44.26
2015-07-01 | 27 | 932.7374 | 932.9796 |  | 403559.6489 | 44.26
2015-08-01 | 27 | 932.7374 | 932.9796 |  | 403559.6489 | 44.26
2015-09-01 | 27 | 932.7374 | 932.9796 |  | 403559.6489 | 44.26
2015-10-01 | 28 | 606.6156 | 1014.0285 |  | 397471.3503 | -1232.7764
2015-11-01 | 28 | 606.6156 | 1014.0285 |  | 397471.3503 | -1232.7764
2015-12-01 | 28 | 606.6156 | 1014.0285 |  | 397471.3503 | -1232.7764
2016-01-01 | 29 | 606.5545 | 1013.926 |  | 397410.8615 | -1232.7764
2016-02-01 | 29 | 606.5545 | 1013.926 |  | 397410.8615 | -1232.7764
2016-03-01 | 29 | 606.5545 | 1013.926 |  | 397410.8615 | -1232.7764
2016-04-01 | 30 | 606.5545 | 1013.926 |  | 397410.8615 | 44.26
2016-05-01 | 30 | 932.6588 | 932.8885 |  | 403498.6524 | 44.26
2016-06-01 | 30 | 932.6588 | 932.8885 |  | 403498.6524 | 44.26
2016-07-01 | 31 | 932.6588 | 932.8885 |  | 403498.6524 | 44.26
2016-08-01 | 31 | 932.6588 | 932.8885 |  | 403498.6524 | 44.26
2016-09-01 | 31 | 932.6588 | 932.8885 |  | 403498.6524 | 44.26
2016-10-01 | 32 | 606.5545 | 1013.926 |  | 397410.8615 | -1232.7764
2016-11-01 | 32 | 606.5545 | 1013.926 |  | 397410.8615 | -1232.7764
2016-12-01 | 32 | 606.5545 | 1013.926 |  | 397410.8615 | -1232.7764
2017-01-01 | 33 | 606.5545 | 1013.926 |  | 397410.8615 | -1232.7764
2017-02-01 | 33 | 606.5545 | 1013.926 |  | 397410.8615 | -1232.7764
2017-03-01 | 33 | 606.5545 | 1013.926 |  | 397410.8615 | -1232.7764
2017-04-01 | 34 | 604.3892 | 1010.4356 |  | 395857.3078 | 44.26
2017-05-01 | 34 | 929.184 | 929.4137 |  | 401948.8283 | 44.26
2017-06-01 | 34 | 929.184 | 929.4137 |  | 401948.8283 | 44.26
2017-07-01 | 35 | 929.184 | 929.4137 |  | 401948.8283 | 44.26
2017-08-01 | 35 | 929.184 | 929.4137 |  | 401948.8283 | 44.26
2017-09-01 | 35 | 929.184 | 929.4137 |  | 401948.8283 | 44.26
2017-10-01 | 36 | 303.8152 | 501.4706 |  | 200469.1071 | -1232.6877
2017-11-01 | 36 | 303.8152 | 501.4706 |  | 200469.1071 | -1232.6877
2017-12-01 | 36 | 303.8152 | 501.4706 |  | 200469.1071 | -1232.6877
2018-01-01 | 37 | 132.6943 | 210.3167 |  | 89439.5941 | -1232.6753
2018-02-01 | 37 | 132.6943 | 210.3167 |  | 89439.5941 | -1232.6753
2018-03-01 | 37 | 132.6943 | 210.3167 |  | 89439.5941 | -1232.6753
2018-04-01 | 38 | 132.6943 | 210.3167 |  | 89439.5941 | 44.3612
2018-05-01 | 38 | 199.4417 | 199.6714 |  | 90946.2986 | 44.3612
2018-06-01 | 38 | 199.4417 | 199.6714 |  | 90946.2986 | 44.3612
2018-07-01 | 39 | 199.4417 | 199.6714 |  | 90946.2986 | 44.3612
2018-08-01 | 39 | 199.4417 | 199.6714 |  | 90946.2986 | 44.3612
2018-09-01 | 39 | 199.4417 | 199.6714 |  | 90946.2986 | 44.3612
2018-10-01 | 40 | 132.6943 | 210.3167 |  | 89439.5941 | -1232.6753
2018-11-01 | 40 | 132.6943 | 210.3167 |  | 89439.5941 | -1232.6753
2018-12-01 | 40 | 132.6943 | 210.3167 |  | 89439.5941 | -1232.6753
2019-01-01 | 41 | 132.6943 | 210.3167 |  | 89439.5941 | -1232.6753
2019-02-01 | 41 | 132.6943 | 210.3167 |  | 89439.5941 | -1232.6753
2019-03-01 | 41 | 132.6943 | 210.3167 |  | 89439.5941 | -1232.6753
2019-04-01 | 42 | 132.6943 | 210.3167 |  | 89439.5941 | 44.3612
2019-05-01 | 42 | 199.4417 | 199.6714 |  | 90946.2986 | 44.3612
2019-06-01 | 42 | 199.4417 | 199.6714 |  | 90946.2986 | 44.3612
2019-07-01 | 43 | 199.4417 | 199.6714 |  | 90946.2986 | 44.3612
2019-08-01 | 43 | 199.4417 | 199.6714 |  | 90946.2986 | 44.3612
2019-09-01 | 43 | 199.4417 | 199.6714 |  | 90946.2986 | 44.3612
2019-10-01 | 44 | 132.1163 | 209.6954 |  | 89178.0742 | -1232.6753
2019-11-01 | 44 | 132.1163 | 209.6954 |  | 89178.0742 | -1232.6753
2019-12-01 | 44 | 132.1163 | 209.6954 |  | 89178.0742 | -1232.6753

## Input
| SDG&E 09-11 4g3.xls |  |  |  | Program Budget ($) |  |  | NPV Factor for lump-sum admin costs: | 100%
a. Administrative Costs
| Proposer General Information |  |  |  | a.i. Overhead and G&A |  | d. Incentives and Rebates ($) | Nominal | NPV
| Proposer Name |  |  |  | a.ii. Other Admin costs |  | d.i. User Input Incentive |  | 0 | Note: User Input Incentives are treated like Admin costs and are NOT adjusted by the net to gross ratio in the TRC test.
| Program Name |  |  |  | b. Marketing/Outreach |  | d.ii. Rebate | 631748.54 | 588587.4996
| Service Territory |  | SDG&E |  | c. Direct Implementation (non incentive) |  | d.iii. Direct Install Labor | 0 | 0
| First Year of Program Implementation |  |  | 2009 | c.i. Activity |  | d.iv. Direct Install Materials | 0 | 0
| Contact Information |  |  |  | c.ii. Installation |  | d.v. Upstream payments | 0 | 0
| Name |  |  |  | c.iii. Hardware & Materials |  | Subtotal Direct Install | 631748.54 | 588587.4996
| Address |  |  |  | c.iv. Rebate Processing and Inspection | [41 empty] | Formulas for spreading annual installations to quarters
| ZIP code |  |  |  | d. Total Incentives and Rebates | 631748.54 | [40 empty] | 0 | 0 | 0 | 0 | 0 | 0 | 0 | 0 | 0 | 0 | 0 | 0 | 0 | 0 | 0 | 0 | 0 | 0 | 0 | 0 | 0 | 0 | 0 | 0 | 0 | 0 | 0 | 0 | 0 | 0 | 0 | 0 | 0 | 0 | 0 | 0 | 0 | 0 | 0 | 0 | 0 | 0 | 0 | 0
| Telephone |  |  |  | e. EM&V |  | f. Costs recovered from other sources |  | 0
| Email |  |  |  | Total | 631748.54 | Program Budget w/ Other Costs (a to f) | 631748.54 | 588587.4996
Quarterly Installation Schedule
| Program Inputs | [10 empty] | Transfer | Admin | Admin | Admin | Participant | [8 empty] | Placeholders, not currently used | [10 empty] | Annual Installation Schedule | [10 empty] | 2009 |  |  |  | 2010 |  |  |  | 2011 |  |  |  | 2012 |  |  |  | 2013 |  |  |  | 2014 |  |  |  | 2015 |  |  |  | 2016 |  |  |  | 2017 |  |  |  | 2018 |  |  |  | 2019
| Measure Name | DEER RunID | Climate Zone | Target sector | Measure Electric End Use Shape | CZ, Sector, Measure combination found? | Measure Type (To Look up Measure Life) | Program Type (To look up Net-to-gross Ratio) | Unit Definition (e.g. homes) | Program Type (NEW/ROB or Early Repl(RET)) | Gross Measure Cost ($/unit) | Rebate to end use customer or its assignee ($/unit) | Incentives to entities other than the end use customer or its assignee($/unit) | Direct Install Labor ($/unit) | Direct Install Material ($/unit) | Participant cost ($/unit) | Gross Unit Annual Electricity Savings (kwh/unit) | Electric Rate Schedule | Demand Scaler | User Entered kW Savings per unit (kW/unit) | Gross Unit Annual Gas Savings (therm/unit) | Gas Sector | Gas Rate Schedule | Gas Savings Profile | Avg remaining life on replaced units (yrs) | Early retrofit incremental kWh savings (kWh/unit) | Early retrofit incremental kW savings (kW/unit) | Early retrofit incremental Th savings (Th/unit) | Combustion Type | Effective Useful Life (years) | Net-to-Gross Ratio | Net-to-Gross Ratio - kW | Net-to-Gross Ratio - Therms | Net-to-Gross Ratio - Costs | % Eligible for TOU AC adjustment | 2009 | 2010 | 2011 | 2012 | 2013 | 2014 | 2015 | 2016 | 2017 | 2018 | 2019 | Qtr 1 | Qtr 2 | Qtr 3 | Qtr 4 | Qtr 1 | Qtr 2 | Qtr 3 | Qtr 4 | Qtr 1 | Qtr 2 | Qtr 3 | Qtr 4 | Qtr 1 | Qtr 2 | Qtr 3 | Qtr 4 | Qtr 1 | Qtr 2 | Qtr 3 | Qtr 4 | Qtr 1 | Qtr 2 | Qtr 3 | Qtr 4 | Qtr 1 | Qtr 2 | Qtr 3 | Qtr 4 | Qtr 1 | Qtr 2 | Qtr 3 | Qtr 4 | Qtr 1 | Qtr 2 | Qtr 3 | Qtr 4 | Qtr 1 | Qtr 2 | Qtr 3 | Qtr 4 | Qtr 1 | Qtr 2 | Qtr 3 | Qtr 4 | Total Number of Units | Comments
0 | 234285-Lighting-Occpncy Snsr-Hi-Bay integrated Snsr-Tr1 |  | System | Commercial | 01-ALC-AllCommercial-IntLight | 0 |  |  |  |  | 221.2703 | 95.5 | 0 | 0 | 0 | 125.7703 | 2503.6304 |  | kWh | 0.48559 | 0 | Commercial | [7 empty] | 8 | 0.84 |  |  |  | 0 | 8 | 0 | 0 | 0 | 0 | 0 | 0 | 0 | 0 | 0 | 0 | 2009 Qtr 1: 0; 2009 Qtr 2: 0; 2009 Qtr 3: 8; 2009 Qtr 4: 0; 2010 Qtr 1: 0; 2010 Qtr 2: 0; 2010 Qtr 3: 0; 2010 Qtr 4: 0; 2011 Qtr 1: 0; 2011 Qtr 2: 0; 2011 Qtr 3: 0; 2011 Qtr 4: 0 | 8
0 | 234285-Lighting-Occpncy Snsr-Hi-Bay integrated Snsr-Tr1 |  | System | Commercial | 01-ALC-AllCommercial-IntLight | 0 |  |  |  |  | 221.2703 | 95.5 | 0 | 0 | 0 | 125.7703 | 2503.6304 |  | kWh | 0.48559 | 0 | Commercial | [7 empty] | 8 | 0.84 |  |  |  | 0 | 14 | 0 | 0 | 0 | 0 | 0 | 0 | 0 | 0 | 0 | 0 | 2009 Qtr 1: 0; 2009 Qtr 2: 0; 2009 Qtr 3: 14; 2009 Qtr 4: 0; 2010 Qtr 1: 0; 2010 Qtr 2: 0; 2010 Qtr 3: 0; 2010 Qtr 4: 0; 2011 Qtr 1: 0; 2011 Qtr 2: 0; 2011 Qtr 3: 0; 2011 Qtr 4: 0 | 14
0 | 234285-Lighting-Occpncy Snsr-Hi-Bay integrated Snsr-Tr1 |  | System | Commercial | 01-ALC-AllCommercial-IntLight | 0 |  |  |  |  | 221.2703 | 95.5 | 0 | 0 | 0 | 125.7703 | 2503.6304 |  | kWh | 0.48559 | 0 | Commercial | [7 empty] | 8 | 0.84 |  |  |  | 0 | 15 | 0 | 0 | 0 | 0 | 0 | 0 | 0 | 0 | 0 | 0 | 2009 Qtr 1: 0; 2009 Qtr 2: 0; 2009 Qtr 3: 15; 2009 Qtr 4: 0; 2010 Qtr 1: 0; 2010 Qtr 2: 0; 2010 Qtr 3: 0; 2010 Qtr 4: 0; 2011 Qtr 1: 0; 2011 Qtr 2: 0; 2011 Qtr 3: 0; 2011 Qtr 4: 0 | 15
0 | 234330-Premium T8 with T12 40 Watt Baseline - Tr1 |  | System | Commercial | 01-ALC-AllCommercial-IntLight | 0 |  |  |  |  | 27.6532 | 13.1897 | 0 | 0 | 0 | 14.4636 | 83.5202 |  | kWh | 0.017351 | 0 | Commercial | [7 empty] | 15 | 0.78 |  |  |  | 0 | 25.4745 | 0 | 0 | 0 | 0 | 0 | 0 | 0 | 0 | 0 | 0 | 2009 Qtr 1: 0; 2009 Qtr 2: 0; 2009 Qtr 3: 25.4745; 2009 Qtr 4: 0; 2010 Qtr 1: 0; 2010 Qtr 2: 0; 2010 Qtr 3: 0; 2010 Qtr 4: 0; 2011 Qtr 1: 0; 2011 Qtr 2: 0; 2011 Qtr 3: 0; 2011 Qtr 4: 0 | 25.4745
0 | 234285-Lighting-Occpncy Snsr-Hi-Bay integrated Snsr-Tr1 |  | System | Commercial | 01-ALC-AllCommercial-IntLight | 0 |  |  |  |  | 221.2703 | 95.5 | 0 | 0 | 0 | 125.7703 | 2503.6304 |  | kWh | 0.48559 | 0 | Commercial | [7 empty] | 8 | 0.84 |  |  |  | 0 | 6 | 0 | 0 | 0 | 0 | 0 | 0 | 0 | 0 | 0 | 0 | 2009 Qtr 1: 0; 2009 Qtr 2: 0; 2009 Qtr 3: 6; 2009 Qtr 4: 0; 2010 Qtr 1: 0; 2010 Qtr 2: 0; 2010 Qtr 3: 0; 2010 Qtr 4: 0; 2011 Qtr 1: 0; 2011 Qtr 2: 0; 2011 Qtr 3: 0; 2011 Qtr 4: 0 | 6
0 | 234330-Premium T8 with T12 40 Watt Baseline - Tr1 |  | System | Commercial | 01-ALC-AllCommercial-IntLight | 0 |  |  |  |  | 27.6532 | 13.1897 | 0 | 0 | 0 | 14.4636 | 83.5202 |  | kWh | 0.017351 | 0 | Commercial | [7 empty] | 15 | 0.78 |  |  |  | 0 | 105.5371 | 0 | 0 | 0 | 0 | 0 | 0 | 0 | 0 | 0 | 0 | 2009 Qtr 1: 0; 2009 Qtr 2: 0; 2009 Qtr 3: 105.5371; 2009 Qtr 4: 0; 2010 Qtr 1: 0; 2010 Qtr 2: 0; 2010 Qtr 3: 0; 2010 Qtr 4: 0; 2011 Qtr 1: 0; 2011 Qtr 2: 0; 2011 Qtr 3: 0; 2011 Qtr 4: 0 | 105.5371
0 | 234285-Lighting-Occpncy Snsr-Hi-Bay integrated Snsr-Tr1 |  | System | Commercial | 01-ALC-AllCommercial-IntLight | 0 |  |  |  |  | 221.2703 | 95.5 | 0 | 0 | 0 | 125.7703 | 2503.6304 |  | kWh | 0.48559 | 0 | Commercial | [7 empty] | 8 | 0.84 |  |  |  | 0 | 11 | 0 | 0 | 0 | 0 | 0 | 0 | 0 | 0 | 0 | 0 | 2009 Qtr 1: 0; 2009 Qtr 2: 0; 2009 Qtr 3: 11; 2009 Qtr 4: 0; 2010 Qtr 1: 0; 2010 Qtr 2: 0; 2010 Qtr 3: 0; 2010 Qtr 4: 0; 2011 Qtr 1: 0; 2011 Qtr 2: 0; 2011 Qtr 3: 0; 2011 Qtr 4: 0 | 11
0 | 234285-Lighting-Occpncy Snsr-Hi-Bay integrated Snsr-Tr1 |  | System | Commercial | 01-ALC-AllCommercial-IntLight | 0 |  |  |  |  | 221.2703 | 95.5 | 0 | 0 | 0 | 125.7703 | 2503.6304 |  | kWh | 0.48559 | 0 | Commercial | [7 empty] | 8 | 0.84 |  |  |  | 0 | 18 | 0 | 0 | 0 | 0 | 0 | 0 | 0 | 0 | 0 | 0 | 2009 Qtr 1: 0; 2009 Qtr 2: 0; 2009 Qtr 3: 0; 2009 Qtr 4: 18; 2010 Qtr 1: 0; 2010 Qtr 2: 0; 2010 Qtr 3: 0; 2010 Qtr 4: 0; 2011 Qtr 1: 0; 2011 Qtr 2: 0; 2011 Qtr 3: 0; 2011 Qtr 4: 0 | 18
0 | 234084-Refrigeration -Cooler/Freezer Door Gaskets - Solid Doors: Cooler |  | System | Commercial | 09-GRO-Grocery-REFG | 0 |  |  |  |  | 2.2498 | 4.0125 | 0 | 0 | 0 | -1.7627 | 104.55 |  | kWh | 0.01195 | 0 | Commercial | [7 empty] | 4 | 0.76 |  |  |  | 0 | 61 | 0 | 0 | 0 | 0 | 0 | 0 | 0 | 0 | 0 | 0 | 2009 Qtr 1: 0; 2009 Qtr 2: 0; 2009 Qtr 3: 0; 2009 Qtr 4: 61; 2010 Qtr 1: 0; 2010 Qtr 2: 0; 2010 Qtr 3: 0; 2010 Qtr 4: 0; 2011 Qtr 1: 0; 2011 Qtr 2: 0; 2011 Qtr 3: 0; 2011 Qtr 4: 0 | 61
0 | 234331-Premium T8 with T12 40 Watt Baseline - Tr2 |  | System | Commercial | 01-ALC-AllCommercial-IntLight | 0 |  |  |  |  | 27.653 | 9.8923 | 0 | 0 | 0 | 17.7607 | 58.062 |  | kWh | 0.017133 | 0 | Commercial | [7 empty] | 15 | 0.78 |  |  |  | 0 | 90.9802 | 0 | 0 | 0 | 0 | 0 | 0 | 0 | 0 | 0 | 0 | 2009 Qtr 1: 0; 2009 Qtr 2: 0; 2009 Qtr 3: 90.9802; 2009 Qtr 4: 0; 2010 Qtr 1: 0; 2010 Qtr 2: 0; 2010 Qtr 3: 0; 2010 Qtr 4: 0; 2011 Qtr 1: 0; 2011 Qtr 2: 0; 2011 Qtr 3: 0; 2011 Qtr 4: 0 | 90.9802
0 | 234286-Lighting-Occpncy Snsr-Hi-Bay integrated Snsr-Tr2 |  | System | Commercial | 01-ALC-AllCommercial-IntLight | 0 |  |  |  |  | 221.37 | 95.5 | 0 | 0 | 0 | 125.87 | 1499.5759 |  | kWh | 0.47213 | 0 | Commercial | [7 empty] | 8 | 0.84 |  |  |  | 0 | 11 | 0 | 0 | 0 | 0 | 0 | 0 | 0 | 0 | 0 | 0 | 2009 Qtr 1: 0; 2009 Qtr 2: 0; 2009 Qtr 3: 11; 2009 Qtr 4: 0; 2010 Qtr 1: 0; 2010 Qtr 2: 0; 2010 Qtr 3: 0; 2010 Qtr 4: 0; 2011 Qtr 1: 0; 2011 Qtr 2: 0; 2011 Qtr 3: 0; 2011 Qtr 4: 0 | 11
0 | 234285-Lighting-Occpncy Snsr-Hi-Bay integrated Snsr-Tr1 |  | System | Commercial | 01-ALC-AllCommercial-IntLight | 0 |  |  |  |  | 221.2703 | 95.5 | 0 | 0 | 0 | 125.7703 | 2503.6304 |  | kWh | 0.48559 | 0 | Commercial | [7 empty] | 8 | 0.84 |  |  |  | 0 | 6 | 0 | 0 | 0 | 0 | 0 | 0 | 0 | 0 | 0 | 0 | 2009 Qtr 1: 0; 2009 Qtr 2: 0; 2009 Qtr 3: 0; 2009 Qtr 4: 6; 2010 Qtr 1: 0; 2010 Qtr 2: 0; 2010 Qtr 3: 0; 2010 Qtr 4: 0; 2011 Qtr 1: 0; 2011 Qtr 2: 0; 2011 Qtr 3: 0; 2011 Qtr 4: 0 | 6
0 | 234330-Premium T8 with T12 40 Watt Baseline - Tr1 |  | System | Commercial | 01-ALC-AllCommercial-IntLight | 0 |  |  |  |  | 27.6532 | 13.1897 | 0 | 0 | 0 | 14.4636 | 83.5202 |  | kWh | 0.017351 | 0 | Commercial | [7 empty] | 15 | 0.78 |  |  |  | 0 | 103.7174 | 0 | 0 | 0 | 0 | 0 | 0 | 0 | 0 | 0 | 0 | 2009 Qtr 1: 0; 2009 Qtr 2: 0; 2009 Qtr 3: 0; 2009 Qtr 4: 103.7174; 2010 Qtr 1: 0; 2010 Qtr 2: 0; 2010 Qtr 3: 0; 2010 Qtr 4: 0; 2011 Qtr 1: 0; 2011 Qtr 2: 0; 2011 Qtr 3: 0; 2011 Qtr 4: 0 | 103.7174
0 | 234201-Lighting-2 Ft 2nd Gen T-8 with Elec Ballast-Tr1 |  | System | Commercial | 01-ALC-AllCommercial-IntLight | 0 |  |  |  |  | 23.0819 | 10.9914 | 0 | 0 | 0 | 12.0905 | 56.0027 |  | kWh | 0.010616 | 0 | Commercial | [7 empty] | 15 | 0.78 |  |  |  | 0 | 10.9176 | 0 | 0 | 0 | 0 | 0 | 0 | 0 | 0 | 0 | 0 | 2009 Qtr 1: 0; 2009 Qtr 2: 0; 2009 Qtr 3: 0; 2009 Qtr 4: 10.9176; 2010 Qtr 1: 0; 2010 Qtr 2: 0; 2010 Qtr 3: 0; 2010 Qtr 4: 0; 2011 Qtr 1: 0; 2011 Qtr 2: 0; 2011 Qtr 3: 0; 2011 Qtr 4: 0 | 10.9176
0 | 234360-Lighting-IntrHiByLnrFlscntFxtr244wrplc400w(TrI)Tr1 |  | System | Commercial | [6 empty] | 282.4319 | 153.8404 | 0 | 0 | 0 | 128.5914 | 0 |  | 0 | 0.224 | -7.1132 | Commercial |  | Winter Only | [5 empty] | 15 | 0.78 |  |  |  | 0 | 5.8502 | 0 | 0 | 0 | 0 | 0 | 0 | 0 | 0 | 0 | 0 | 2009 Qtr 1: 0; 2009 Qtr 2: 0; 2009 Qtr 3: 0; 2009 Qtr 4: 5.8502; 2010 Qtr 1: 0; 2010 Qtr 2: 0; 2010 Qtr 3: 0; 2010 Qtr 4: 0; 2011 Qtr 1: 0; 2011 Qtr 2: 0; 2011 Qtr 3: 0; 2011 Qtr 4: 0 | 5.8502
0 | 234303-Lighting-Remove 4 Ft Lamp (De-Lamp) - Tr1 |  | System | Commercial | [6 empty] | 12.3596 | 16.4871 | 0 | 0 | 0 | -4.1275 | 137.2559 |  | 0 | 0.026384 | -2.5676 | Commercial |  | Winter Only | [5 empty] | 15 | 0.77 |  |  |  | 0 | 92.7998 | 0 | 0 | 0 | 0 | 0 | 0 | 0 | 0 | 0 | 0 | 2009 Qtr 1: 0; 2009 Qtr 2: 0; 2009 Qtr 3: 0; 2009 Qtr 4: 92.7998; 2010 Qtr 1: 0; 2010 Qtr 2: 0; 2010 Qtr 3: 0; 2010 Qtr 4: 0; 2011 Qtr 1: 0; 2011 Qtr 2: 0; 2011 Qtr 3: 0; 2011 Qtr 4: 0 | 92.7998
0 | 234312-Lighting-Screw in 14-26 Watt Lamp - Tr1 |  | System | Commercial | [6 empty] | 9.3196 | 0 | 0 | 0 | 0 | 9.3196 | 0 |  | 0 | 0 | 0 | Commercial |  | Annual | [5 empty] | 2.47 | 0.81 |  |  |  | 0 | 0.67353 | 0 | 0 | 0 | 0 | 0 | 0 | 0 | 0 | 0 | 0 | 2009 Qtr 1: 0; 2009 Qtr 2: 0; 2009 Qtr 3: 0; 2009 Qtr 4: 0.67353; 2010 Qtr 1: 0; 2010 Qtr 2: 0; 2010 Qtr 3: 0; 2010 Qtr 4: 0; 2011 Qtr 1: 0; 2011 Qtr 2: 0; 2011 Qtr 3: 0; 2011 Qtr 4: 0 | 0.67353
0 | 234330-Premium T8 with T12 40 Watt Baseline - Tr1 |  | System | Commercial | 01-ALC-AllCommercial-IntLight | 0 |  |  |  |  | 27.6532 | 13.1897 | 0 | 0 | 0 | 14.4636 | 83.5202 |  | kWh | 0.017351 | 0 | Commercial | [7 empty] | 15 | 0.78 |  |  |  | 0 | 52.7685 | 0 | 0 | 0 | 0 | 0 | 0 | 0 | 0 | 0 | 0 | 2009 Qtr 1: 0; 2009 Qtr 2: 0; 2009 Qtr 3: 0; 2009 Qtr 4: 52.7685; 2010 Qtr 1: 0; 2010 Qtr 2: 0; 2010 Qtr 3: 0; 2010 Qtr 4: 0; 2011 Qtr 1: 0; 2011 Qtr 2: 0; 2011 Qtr 3: 0; 2011 Qtr 4: 0 | 52.7685
0 | 234303-Lighting-Remove 4 Ft Lamp (De-Lamp) - Tr1 |  | System | Commercial | [6 empty] | 12.3596 | 16.4871 | 0 | 0 | 0 | -4.1275 | 137.2559 |  | 0 | 0.026384 | -2.5676 | Commercial |  | Winter Only | [5 empty] | 15 | 0.77 |  |  |  | 0 | 36.3921 | 0 | 0 | 0 | 0 | 0 | 0 | 0 | 0 | 0 | 0 | 2009 Qtr 1: 0; 2009 Qtr 2: 0; 2009 Qtr 3: 0; 2009 Qtr 4: 36.3921; 2010 Qtr 1: 0; 2010 Qtr 2: 0; 2010 Qtr 3: 0; 2010 Qtr 4: 0; 2011 Qtr 1: 0; 2011 Qtr 2: 0; 2011 Qtr 3: 0; 2011 Qtr 4: 0 | 36.3921
0 | 234049-Lighting-LED Exit Sign New Sign |  | System | Commercial | 25-SCN-Storage–Conditioned-Exit | 0 |  |  |  |  | 64.8921 | 45 | 0 | 0 | 0 | 19.8921 | 351.311 |  | kWh | 0 | 0 | Commercial | [7 empty] | 16 | 0.85 |  |  |  | 0 | 4 | 0 | 0 | 0 | 0 | 0 | 0 | 0 | 0 | 0 | 0 | 2009 Qtr 1: 0; 2009 Qtr 2: 0; 2009 Qtr 3: 0; 2009 Qtr 4: 4; 2010 Qtr 1: 0; 2010 Qtr 2: 0; 2010 Qtr 3: 0; 2010 Qtr 4: 0; 2011 Qtr 1: 0; 2011 Qtr 2: 0; 2011 Qtr 3: 0; 2011 Qtr 4: 0 | 4
0 | 234312-Lighting-Screw in 14-26 Watt Lamp - Tr1 |  | System | Commercial | [6 empty] | 9.3196 | 10.3931 | 0 | 0 | 0 | -1.0734 | 194.1729 |  | 0 | 0.038993 | -2.6224 | Commercial |  | Annual | [5 empty] | 2.47 | 0.81 |  |  |  | 0 | 237.081 | 0 | 0 | 0 | 0 | 0 | 0 | 0 | 0 | 0 | 0 | 2009 Qtr 1: 0; 2009 Qtr 2: 0; 2009 Qtr 3: 0; 2009 Qtr 4: 237.081; 2010 Qtr 1: 0; 2010 Qtr 2: 0; 2010 Qtr 3: 0; 2010 Qtr 4: 0; 2011 Qtr 1: 0; 2011 Qtr 2: 0; 2011 Qtr 3: 0; 2011 Qtr 4: 0 | 237.081
0 | 234330-Premium T8 with T12 40 Watt Baseline - Tr1 |  | System | Commercial | 01-ALC-AllCommercial-IntLight | 0 |  |  |  |  | 27.6532 | 13.1897 | 0 | 0 | 0 | 14.4636 | 83.5202 |  | kWh | 0.017351 | 0 | Commercial | [7 empty] | 15 | 0.78 |  |  |  | 0 | 12.7372 | 0 | 0 | 0 | 0 | 0 | 0 | 0 | 0 | 0 | 0 | 2009 Qtr 1: 0; 2009 Qtr 2: 0; 2009 Qtr 3: 0; 2009 Qtr 4: 12.7372; 2010 Qtr 1: 0; 2010 Qtr 2: 0; 2010 Qtr 3: 0; 2010 Qtr 4: 0; 2011 Qtr 1: 0; 2011 Qtr 2: 0; 2011 Qtr 3: 0; 2011 Qtr 4: 0 | 12.7372
0 | 234285-Lighting-Occpncy Snsr-Hi-Bay integrated Snsr-Tr1 |  | System | Commercial | 01-ALC-AllCommercial-IntLight | 0 |  |  |  |  | 221.2703 | 95.5 | 0 | 0 | 0 | 125.7703 | 2503.6304 |  | kWh | 0.48559 | 0 | Commercial | [7 empty] | 8 | 0.84 |  |  |  | 0 | 9 | 0 | 0 | 0 | 0 | 0 | 0 | 0 | 0 | 0 | 0 | 2009 Qtr 1: 0; 2009 Qtr 2: 0; 2009 Qtr 3: 9; 2009 Qtr 4: 0; 2010 Qtr 1: 0; 2010 Qtr 2: 0; 2010 Qtr 3: 0; 2010 Qtr 4: 0; 2011 Qtr 1: 0; 2011 Qtr 2: 0; 2011 Qtr 3: 0; 2011 Qtr 4: 0 | 9
0 | 234330-Premium T8 with T12 40 Watt Baseline - Tr1 |  | System | Commercial | 01-ALC-AllCommercial-IntLight | 0 |  |  |  |  | 27.6532 | 13.1897 | 0 | 0 | 0 | 14.4636 | 83.5202 |  | kWh | 0.017351 | 0 | Commercial | [7 empty] | 15 | 0.78 |  |  |  | 0 | 54.5881 | 0 | 0 | 0 | 0 | 0 | 0 | 0 | 0 | 0 | 0 | 2009 Qtr 1: 0; 2009 Qtr 2: 0; 2009 Qtr 3: 54.5881; 2009 Qtr 4: 0; 2010 Qtr 1: 0; 2010 Qtr 2: 0; 2010 Qtr 3: 0; 2010 Qtr 4: 0; 2011 Qtr 1: 0; 2011 Qtr 2: 0; 2011 Qtr 3: 0; 2011 Qtr 4: 0 | 54.5881
0 | 234361-Lighting-IntrHiByLnrFlscntFxtr244wrplc400w(TrI)Tr2 |  | System | Commercial | 01-ALC-AllCommercial-IntLight | 0 |  |  |  |  | 327.8836 | 115.3803 | 0 | 0 | 0 | 212.5033 | 698.8643 |  | kWh | 0.2203 | 0 | Commercial | [7 empty] | 15 | 0.78 |  |  |  | 0 | 11.7004 | 0 | 0 | 0 | 0 | 0 | 0 | 0 | 0 | 0 | 0 | 2009 Qtr 1: 0; 2009 Qtr 2: 0; 2009 Qtr 3: 11.7004; 2009 Qtr 4: 0; 2010 Qtr 1: 0; 2010 Qtr 2: 0; 2010 Qtr 3: 0; 2010 Qtr 4: 0; 2011 Qtr 1: 0; 2011 Qtr 2: 0; 2011 Qtr 3: 0; 2011 Qtr 4: 0 | 11.7004
0 | 234286-Lighting-Occpncy Snsr-Hi-Bay integrated Snsr-Tr2 |  | System | Commercial | 01-ALC-AllCommercial-IntLight | 0 |  |  |  |  | 221.37 | 95.5 | 0 | 0 | 0 | 125.87 | 1499.5759 |  | kWh | 0.47213 | 0 | Commercial | [7 empty] | 8 | 0.84 |  |  |  | 0 | 12 | 0 | 0 | 0 | 0 | 0 | 0 | 0 | 0 | 0 | 0 | 2009 Qtr 1: 0; 2009 Qtr 2: 0; 2009 Qtr 3: 12; 2009 Qtr 4: 0; 2010 Qtr 1: 0; 2010 Qtr 2: 0; 2010 Qtr 3: 0; 2010 Qtr 4: 0; 2011 Qtr 1: 0; 2011 Qtr 2: 0; 2011 Qtr 3: 0; 2011 Qtr 4: 0 | 12
0 | 234285-Lighting-Occpncy Snsr-Hi-Bay integrated Snsr-Tr1 |  | System | Commercial | 01-ALC-AllCommercial-IntLight | 0 |  |  |  |  | 221.2703 | 95.5 | 0 | 0 | 0 | 125.7703 | 2503.6304 |  | kWh | 0.48559 | 0 | Commercial | [7 empty] | 8 | 0.84 |  |  |  | 0 | 10 | 0 | 0 | 0 | 0 | 0 | 0 | 0 | 0 | 0 | 0 | 2009 Qtr 1: 0; 2009 Qtr 2: 0; 2009 Qtr 3: 10; 2009 Qtr 4: 0; 2010 Qtr 1: 0; 2010 Qtr 2: 0; 2010 Qtr 3: 0; 2010 Qtr 4: 0; 2011 Qtr 1: 0; 2011 Qtr 2: 0; 2011 Qtr 3: 0; 2011 Qtr 4: 0 | 10
0 | 234331-Premium T8 with T12 40 Watt Baseline - Tr2 |  | System | Commercial | 01-ALC-AllCommercial-IntLight | 0 |  |  |  |  | 27.653 | 9.8923 | 0 | 0 | 0 | 17.7607 | 58.062 |  | kWh | 0.017133 | 0 | Commercial | [7 empty] | 15 | 0.78 |  |  |  | 0 | 83.7018 | 0 | 0 | 0 | 0 | 0 | 0 | 0 | 0 | 0 | 0 | 2009 Qtr 1: 0; 2009 Qtr 2: 0; 2009 Qtr 3: 83.7018; 2009 Qtr 4: 0; 2010 Qtr 1: 0; 2010 Qtr 2: 0; 2010 Qtr 3: 0; 2010 Qtr 4: 0; 2011 Qtr 1: 0; 2011 Qtr 2: 0; 2011 Qtr 3: 0; 2011 Qtr 4: 0 | 83.7018
0 | 234286-Lighting-Occpncy Snsr-Hi-Bay integrated Snsr-Tr2 |  | System | Commercial | 01-ALC-AllCommercial-IntLight | 0 |  |  |  |  | 221.37 | 95.5 | 0 | 0 | 0 | 125.87 | 1499.5759 |  | kWh | 0.47213 | 0 | Commercial | [7 empty] | 8 | 0.84 |  |  |  | 0 | 68 | 0 | 0 | 0 | 0 | 0 | 0 | 0 | 0 | 0 | 0 | 2009 Qtr 1: 0; 2009 Qtr 2: 0; 2009 Qtr 3: 68; 2009 Qtr 4: 0; 2010 Qtr 1: 0; 2010 Qtr 2: 0; 2010 Qtr 3: 0; 2010 Qtr 4: 0; 2011 Qtr 1: 0; 2011 Qtr 2: 0; 2011 Qtr 3: 0; 2011 Qtr 4: 0 | 68
0 | 234285-Lighting-Occpncy Snsr-Hi-Bay integrated Snsr-Tr1 |  | System | Commercial | 01-ALC-AllCommercial-IntLight | 0 |  |  |  |  | 221.2703 | 95.5 | 0 | 0 | 0 | 125.7703 | 2503.6304 |  | kWh | 0.48559 | 0 | Commercial | [7 empty] | 8 | 0.84 |  |  |  | 0 | 28 | 0 | 0 | 0 | 0 | 0 | 0 | 0 | 0 | 0 | 0 | 2009 Qtr 1: 0; 2009 Qtr 2: 0; 2009 Qtr 3: 28; 2009 Qtr 4: 0; 2010 Qtr 1: 0; 2010 Qtr 2: 0; 2010 Qtr 3: 0; 2010 Qtr 4: 0; 2011 Qtr 1: 0; 2011 Qtr 2: 0; 2011 Qtr 3: 0; 2011 Qtr 4: 0 | 28
0 | 234285-Lighting-Occpncy Snsr-Hi-Bay integrated Snsr-Tr1 |  | System | Commercial | 01-ALC-AllCommercial-IntLight | 0 |  |  |  |  | 221.2703 | 95.5 | 0 | 0 | 0 | 125.7703 | 2503.6304 |  | kWh | 0.48559 | 0 | Commercial | [7 empty] | 8 | 0.84 |  |  |  | 0 | 7 | 0 | 0 | 0 | 0 | 0 | 0 | 0 | 0 | 0 | 0 | 2009 Qtr 1: 0; 2009 Qtr 2: 0; 2009 Qtr 3: 7; 2009 Qtr 4: 0; 2010 Qtr 1: 0; 2010 Qtr 2: 0; 2010 Qtr 3: 0; 2010 Qtr 4: 0; 2011 Qtr 1: 0; 2011 Qtr 2: 0; 2011 Qtr 3: 0; 2011 Qtr 4: 0 | 7
0 | 234285-Lighting-Occpncy Snsr-Hi-Bay integrated Snsr-Tr1 |  | System | Commercial | 01-ALC-AllCommercial-IntLight | 0 |  |  |  |  | 221.2703 | 95.5 | 0 | 0 | 0 | 125.7703 | 2503.6304 |  | kWh | 0.48559 | 0 | Commercial | [7 empty] | 8 | 0.84 |  |  |  | 0 | 10 | 0 | 0 | 0 | 0 | 0 | 0 | 0 | 0 | 0 | 0 | 2009 Qtr 1: 0; 2009 Qtr 2: 0; 2009 Qtr 3: 10; 2009 Qtr 4: 0; 2010 Qtr 1: 0; 2010 Qtr 2: 0; 2010 Qtr 3: 0; 2010 Qtr 4: 0; 2011 Qtr 1: 0; 2011 Qtr 2: 0; 2011 Qtr 3: 0; 2011 Qtr 4: 0 | 10
0 | 234330-Premium T8 with T12 40 Watt Baseline - Tr1 |  | System | Commercial | 01-ALC-AllCommercial-IntLight | 0 |  |  |  |  | 27.6532 | 13.1897 | 0 | 0 | 0 | 14.4636 | 83.5202 |  | kWh | 0.017351 | 0 | Commercial | [7 empty] | 15 | 0.78 |  |  |  | 0 | 5.4588 | 0 | 0 | 0 | 0 | 0 | 0 | 0 | 0 | 0 | 0 | 2009 Qtr 1: 0; 2009 Qtr 2: 0; 2009 Qtr 3: 5.4588; 2009 Qtr 4: 0; 2010 Qtr 1: 0; 2010 Qtr 2: 0; 2010 Qtr 3: 0; 2010 Qtr 4: 0; 2011 Qtr 1: 0; 2011 Qtr 2: 0; 2011 Qtr 3: 0; 2011 Qtr 4: 0 | 5.4588
0 | 234330-Premium T8 with T12 40 Watt Baseline - Tr1 |  | System | Commercial | 01-ALC-AllCommercial-IntLight | 0 |  |  |  |  | 27.6532 | 13.1897 | 0 | 0 | 0 | 14.4636 | 83.5202 |  | kWh | 0.017351 | 0 | Commercial | [7 empty] | 15 | 0.78 |  |  |  | 0 | 127.3723 | 0 | 0 | 0 | 0 | 0 | 0 | 0 | 0 | 0 | 0 | 2009 Qtr 1: 0; 2009 Qtr 2: 0; 2009 Qtr 3: 127.3723; 2009 Qtr 4: 0; 2010 Qtr 1: 0; 2010 Qtr 2: 0; 2010 Qtr 3: 0; 2010 Qtr 4: 0; 2011 Qtr 1: 0; 2011 Qtr 2: 0; 2011 Qtr 3: 0; 2011 Qtr 4: 0 | 127.3723
0 | 234285-Lighting-Occpncy Snsr-Hi-Bay integrated Snsr-Tr1 |  | System | Commercial | 01-ALC-AllCommercial-IntLight | 0 |  |  |  |  | 221.2703 | 95.5 | 0 | 0 | 0 | 125.7703 | 2503.6304 |  | kWh | 0.48559 | 0 | Commercial | [7 empty] | 8 | 0.84 |  |  |  | 0 | 24 | 0 | 0 | 0 | 0 | 0 | 0 | 0 | 0 | 0 | 0 | 2009 Qtr 1: 0; 2009 Qtr 2: 0; 2009 Qtr 3: 24; 2009 Qtr 4: 0; 2010 Qtr 1: 0; 2010 Qtr 2: 0; 2010 Qtr 3: 0; 2010 Qtr 4: 0; 2011 Qtr 1: 0; 2011 Qtr 2: 0; 2011 Qtr 3: 0; 2011 Qtr 4: 0 | 24
0 | 234330-Premium T8 with T12 40 Watt Baseline - Tr1 |  | System | Commercial | 01-ALC-AllCommercial-IntLight | 0 |  |  |  |  | 27.6532 | 13.1897 | 0 | 0 | 0 | 14.4636 | 83.5202 |  | kWh | 0.017351 | 0 | Commercial | [7 empty] | 15 | 0.78 |  |  |  | 0 | 1.8196 | 0 | 0 | 0 | 0 | 0 | 0 | 0 | 0 | 0 | 0 | 2009 Qtr 1: 0; 2009 Qtr 2: 0; 2009 Qtr 3: 1.8196; 2009 Qtr 4: 0; 2010 Qtr 1: 0; 2010 Qtr 2: 0; 2010 Qtr 3: 0; 2010 Qtr 4: 0; 2011 Qtr 1: 0; 2011 Qtr 2: 0; 2011 Qtr 3: 0; 2011 Qtr 4: 0 | 1.8196
0 | 234285-Lighting-Occpncy Snsr-Hi-Bay integrated Snsr-Tr1 |  | System | Commercial | 01-ALC-AllCommercial-IntLight | 0 |  |  |  |  | 221.2703 | 95.5 | 0 | 0 | 0 | 125.7703 | 2503.6304 |  | kWh | 0.48559 | 0 | Commercial | [7 empty] | 8 | 0.84 |  |  |  | 0 | 10 | 0 | 0 | 0 | 0 | 0 | 0 | 0 | 0 | 0 | 0 | 2009 Qtr 1: 0; 2009 Qtr 2: 0; 2009 Qtr 3: 10; 2009 Qtr 4: 0; 2010 Qtr 1: 0; 2010 Qtr 2: 0; 2010 Qtr 3: 0; 2010 Qtr 4: 0; 2011 Qtr 1: 0; 2011 Qtr 2: 0; 2011 Qtr 3: 0; 2011 Qtr 4: 0 | 10
0 | 234285-Lighting-Occpncy Snsr-Hi-Bay integrated Snsr-Tr1 |  | System | Commercial | 01-ALC-AllCommercial-IntLight | 0 |  |  |  |  | 221.2703 | 95.5 | 0 | 0 | 0 | 125.7703 | 2503.6304 |  | kWh | 0.48559 | 0 | Commercial | [7 empty] | 8 | 0.84 |  |  |  | 0 | 6 | 0 | 0 | 0 | 0 | 0 | 0 | 0 | 0 | 0 | 0 | 2009 Qtr 1: 0; 2009 Qtr 2: 0; 2009 Qtr 3: 0; 2009 Qtr 4: 6; 2010 Qtr 1: 0; 2010 Qtr 2: 0; 2010 Qtr 3: 0; 2010 Qtr 4: 0; 2011 Qtr 1: 0; 2011 Qtr 2: 0; 2011 Qtr 3: 0; 2011 Qtr 4: 0 | 6
0 | 234330-Premium T8 with T12 40 Watt Baseline - Tr1 |  | System | Commercial | 01-ALC-AllCommercial-IntLight | 0 |  |  |  |  | 27.6532 | 13.1897 | 0 | 0 | 0 | 14.4636 | 83.5202 |  | kWh | 0.017351 | 0 | Commercial | [7 empty] | 15 | 0.78 |  |  |  | 0 | 25.4745 | 0 | 0 | 0 | 0 | 0 | 0 | 0 | 0 | 0 | 0 | 2009 Qtr 1: 0; 2009 Qtr 2: 0; 2009 Qtr 3: 0; 2009 Qtr 4: 25.4745; 2010 Qtr 1: 0; 2010 Qtr 2: 0; 2010 Qtr 3: 0; 2010 Qtr 4: 0; 2011 Qtr 1: 0; 2011 Qtr 2: 0; 2011 Qtr 3: 0; 2011 Qtr 4: 0 | 25.4745
0 | 234303-Lighting-Remove 4 Ft Lamp (De-Lamp) - Tr1 |  | System | Commercial | [6 empty] | 12.3596 | 16.4871 | 0 | 0 | 0 | -4.1275 | 137.2559 |  | 0 | 0.026384 | -2.5676 | Commercial |  | Winter Only | [5 empty] | 15 | 0.77 |  |  |  | 0 | 3.6392 | 0 | 0 | 0 | 0 | 0 | 0 | 0 | 0 | 0 | 0 | 2009 Qtr 1: 0; 2009 Qtr 2: 0; 2009 Qtr 3: 0; 2009 Qtr 4: 3.6392; 2010 Qtr 1: 0; 2010 Qtr 2: 0; 2010 Qtr 3: 0; 2010 Qtr 4: 0; 2011 Qtr 1: 0; 2011 Qtr 2: 0; 2011 Qtr 3: 0; 2011 Qtr 4: 0 | 3.6392
0 | 234332-Premium T8 with T12 40 Watt Baseline - Tr3 |  | System | Commercial | 01-ALC-AllCommercial-IntLight | 0 |  |  |  |  | 13.9591 | 7.1444 | 0 | 0 | 0 | 6.8147 | 44.0947 |  | kWh | 0.016509 | 0 | Commercial | [7 empty] | 15 | 0.78 |  |  |  | 0 | 67.3254 | 0 | 0 | 0 | 0 | 0 | 0 | 0 | 0 | 0 | 0 | 2009 Qtr 1: 0; 2009 Qtr 2: 0; 2009 Qtr 3: 0; 2009 Qtr 4: 67.3254; 2010 Qtr 1: 0; 2010 Qtr 2: 0; 2010 Qtr 3: 0; 2010 Qtr 4: 0; 2011 Qtr 1: 0; 2011 Qtr 2: 0; 2011 Qtr 3: 0; 2011 Qtr 4: 0 | 67.3254
0 | 234287-Lighting-Occpncy Snsr-Hi-Bay integrated Snsr-Tr3 |  | System | Commercial | 01-ALC-AllCommercial-IntLight | 0 |  |  |  |  | 221.1826 | 95.5 | 0 | 0 | 0 | 125.6826 | 1661 |  | kWh | 0.39312 | 0 | Commercial | [7 empty] | 8 | 0.84 |  |  |  | 0 | 4 | 0 | 0 | 0 | 0 | 0 | 0 | 0 | 0 | 0 | 0 | 2009 Qtr 1: 0; 2009 Qtr 2: 0; 2009 Qtr 3: 0; 2009 Qtr 4: 4; 2010 Qtr 1: 0; 2010 Qtr 2: 0; 2010 Qtr 3: 0; 2010 Qtr 4: 0; 2011 Qtr 1: 0; 2011 Qtr 2: 0; 2011 Qtr 3: 0; 2011 Qtr 4: 0 | 4
0 | 234305-Lighting-Remove 4 Ft Lamp (De-Lamp) - Tr3 |  | System | Commercial | 01-ALC-AllCommercial-IntLight | 0 |  |  |  |  | 28.1828 | 8.7931 | 0 | 0 | 0 | 19.3897 | 129.7131 |  | kWh | 0.050038 | 0 | Commercial | [7 empty] | 15 | 0.77 |  |  |  | 0 | 52.7685 | 0 | 0 | 0 | 0 | 0 | 0 | 0 | 0 | 0 | 0 | 2009 Qtr 1: 0; 2009 Qtr 2: 0; 2009 Qtr 3: 0; 2009 Qtr 4: 52.7685; 2010 Qtr 1: 0; 2010 Qtr 2: 0; 2010 Qtr 3: 0; 2010 Qtr 4: 0; 2011 Qtr 1: 0; 2011 Qtr 2: 0; 2011 Qtr 3: 0; 2011 Qtr 4: 0 | 52.7685
0 | 234312-Lighting-Screw in 14-26 Watt Lamp - Tr1 |  | System | Commercial | [6 empty] | 9.3196 | 10.3931 | 0 | 0 | 0 | -1.0734 | 194.1729 |  | 0 | 0.038993 | -2.6224 | Commercial |  | Annual | [5 empty] | 2.47 | 0.81 |  |  |  | 0 | 5.3882 | 0 | 0 | 0 | 0 | 0 | 0 | 0 | 0 | 0 | 0 | 2009 Qtr 1: 0; 2009 Qtr 2: 0; 2009 Qtr 3: 5.3882; 2009 Qtr 4: 0; 2010 Qtr 1: 0; 2010 Qtr 2: 0; 2010 Qtr 3: 0; 2010 Qtr 4: 0; 2011 Qtr 1: 0; 2011 Qtr 2: 0; 2011 Qtr 3: 0; 2011 Qtr 4: 0 | 5.3882
0 | 234216-Lighting-Hrdwr Incan Base 27-65w Flrscnt Fxtr -Tr1 |  | System | Commercial | 01-ALC-AllCommercial-IntLight | 0 |  |  |  |  | 43.4669 | 43.5 | 0 | 0 | 0 | -0.033141 | 600.1416 |  | kWh | 0.1231 | 0 | Commercial | [7 empty] | 15 | 0.77 |  |  |  | 0 | 10 | 0 | 0 | 0 | 0 | 0 | 0 | 0 | 0 | 0 | 0 | 2009 Qtr 1: 0; 2009 Qtr 2: 0; 2009 Qtr 3: 10; 2009 Qtr 4: 0; 2010 Qtr 1: 0; 2010 Qtr 2: 0; 2010 Qtr 3: 0; 2010 Qtr 4: 0; 2011 Qtr 1: 0; 2011 Qtr 2: 0; 2011 Qtr 3: 0; 2011 Qtr 4: 0 | 10
0 | 234219-Lighting-Hrdwr Incan Base 66-90w Flrscnt Fxtr -Tr1 |  | System | Commercial | 01-ALC-AllCommercial-IntLight | 0 |  |  |  |  | 137 | 100 | 0 | 0 | 0 | 37 | 867.8016 |  | kWh | 0.1855 | 0 | Commercial | [7 empty] | 15 | 0.77 |  |  |  | 0 | 1 | 0 | 0 | 0 | 0 | 0 | 0 | 0 | 0 | 0 | 0 | 2009 Qtr 1: 0; 2009 Qtr 2: 0; 2009 Qtr 3: 1; 2009 Qtr 4: 0; 2010 Qtr 1: 0; 2010 Qtr 2: 0; 2010 Qtr 3: 0; 2010 Qtr 4: 0; 2011 Qtr 1: 0; 2011 Qtr 2: 0; 2011 Qtr 3: 0; 2011 Qtr 4: 0 | 1
0 | 234213-Lighting-Hrdwr Incan Base>90 w Flrscnt Fxtre-Tr1 |  | System | Commercial | 01-ALC-AllCommercial-IntLight | 0 |  |  |  |  | 173 | 173 | 0 | 0 | 0 | 0 | 3070.076 |  | kWh | 0.38844 | 0 | Commercial | [7 empty] | 15 | 0.77 |  |  |  | 0 | 7 | 0 | 0 | 0 | 0 | 0 | 0 | 0 | 0 | 0 | 0 | 2009 Qtr 1: 0; 2009 Qtr 2: 0; 2009 Qtr 3: 7; 2009 Qtr 4: 0; 2010 Qtr 1: 0; 2010 Qtr 2: 0; 2010 Qtr 3: 0; 2010 Qtr 4: 0; 2011 Qtr 1: 0; 2011 Qtr 2: 0; 2011 Qtr 3: 0; 2011 Qtr 4: 0 | 7
0 | 234046-Lighting-LED Chnnl Sgng Rplcmnt-Indr Rd =>2 ft hgh |  | System | Commercial | 24-RTS-Retail–Small-LIT_EXT | 0 |  |  |  |  | 33 | 13.5 | 0 | 0 | 0 | 19.5 | 89 |  | kWh | 0.0176 | 0 | Commercial | [7 empty] | 16 | 0.77 |  |  |  | 0 | 16 | 0 | 0 | 0 | 0 | 0 | 0 | 0 | 0 | 0 | 0 | 2009 Qtr 1: 0; 2009 Qtr 2: 0; 2009 Qtr 3: 16; 2009 Qtr 4: 0; 2010 Qtr 1: 0; 2010 Qtr 2: 0; 2010 Qtr 3: 0; 2010 Qtr 4: 0; 2011 Qtr 1: 0; 2011 Qtr 2: 0; 2011 Qtr 3: 0; 2011 Qtr 4: 0 | 16
0 | 234312-Lighting-Screw in 14-26 Watt Lamp - Tr1 |  | System | Commercial | [6 empty] | 9.3196 | 10.3931 | 0 | 0 | 0 | -1.0734 | 194.1729 |  | 0 | 0.038993 | -2.6224 | Commercial |  | Annual | [5 empty] | 2.47 | 0.81 |  |  |  | 0 | 223.6105 | 0 | 0 | 0 | 0 | 0 | 0 | 0 | 0 | 0 | 0 | 2009 Qtr 1: 0; 2009 Qtr 2: 0; 2009 Qtr 3: 0; 2009 Qtr 4: 223.6105; 2010 Qtr 1: 0; 2010 Qtr 2: 0; 2010 Qtr 3: 0; 2010 Qtr 4: 0; 2011 Qtr 1: 0; 2011 Qtr 2: 0; 2011 Qtr 3: 0; 2011 Qtr 4: 0 | 223.6105
0 | 234315-Lighting-Screw in 14-26 Watt Reflector Lamp-Tr1 |  | System | Commercial | [6 empty] | 18.0648 | 9.6507 | 0 | 0 | 0 | 8.4141 | 194.1729 |  | 0 | 0.038993 | -2.6224 | Commercial |  | Winter Only | [5 empty] | 2.47 | 0.81 |  |  |  | 0 | 9.4294 | 0 | 0 | 0 | 0 | 0 | 0 | 0 | 0 | 0 | 0 | 2009 Qtr 1: 0; 2009 Qtr 2: 0; 2009 Qtr 3: 0; 2009 Qtr 4: 9.4294; 2010 Qtr 1: 0; 2010 Qtr 2: 0; 2010 Qtr 3: 0; 2010 Qtr 4: 0; 2011 Qtr 1: 0; 2011 Qtr 2: 0; 2011 Qtr 3: 0; 2011 Qtr 4: 0 | 9.4294
0 | 234049-Lighting-LED Exit Sign New Sign |  | System | Commercial | 25-SCN-Storage–Conditioned-Exit | 0 |  |  |  |  | 64.8921 | 45 | 0 | 0 | 0 | 19.8921 | 351.311 |  | kWh | 0 | 0 | Commercial | [7 empty] | 16 | 0.85 |  |  |  | 0 | 6 | 0 | 0 | 0 | 0 | 0 | 0 | 0 | 0 | 0 | 0 | 2009 Qtr 1: 0; 2009 Qtr 2: 0; 2009 Qtr 3: 0; 2009 Qtr 4: 6; 2010 Qtr 1: 0; 2010 Qtr 2: 0; 2010 Qtr 3: 0; 2010 Qtr 4: 0; 2011 Qtr 1: 0; 2011 Qtr 2: 0; 2011 Qtr 3: 0; 2011 Qtr 4: 0 | 6
0 | 234216-Lighting-Hrdwr Incan Base 27-65w Flrscnt Fxtr -Tr1 |  | System | Commercial | 01-ALC-AllCommercial-IntLight | 0 |  |  |  |  | 43.4669 | 39.15 | 0 | 0 | 0 | 4.3169 | 600.1416 |  | kWh | 0.1231 | 0 | Commercial | [7 empty] | 15 | 0.77 |  |  |  | 0 | 23 | 0 | 0 | 0 | 0 | 0 | 0 | 0 | 0 | 0 | 0 | 2009 Qtr 1: 0; 2009 Qtr 2: 0; 2009 Qtr 3: 23; 2009 Qtr 4: 0; 2010 Qtr 1: 0; 2010 Qtr 2: 0; 2010 Qtr 3: 0; 2010 Qtr 4: 0; 2011 Qtr 1: 0; 2011 Qtr 2: 0; 2011 Qtr 3: 0; 2011 Qtr 4: 0 | 23
0 | 234330-Premium T8 with T12 40 Watt Baseline - Tr1 |  | System | Commercial | 01-ALC-AllCommercial-IntLight | 0 |  |  |  |  | 27.6532 | 11.8707 | 0 | 0 | 0 | 15.7825 | 83.5202 |  | kWh | 0.017351 | 0 | Commercial | [7 empty] | 15 | 0.78 |  |  |  | 0 | 20.9254 | 0 | 0 | 0 | 0 | 0 | 0 | 0 | 0 | 0 | 0 | 2009 Qtr 1: 0; 2009 Qtr 2: 0; 2009 Qtr 3: 20.9254; 2009 Qtr 4: 0; 2010 Qtr 1: 0; 2010 Qtr 2: 0; 2010 Qtr 3: 0; 2010 Qtr 4: 0; 2011 Qtr 1: 0; 2011 Qtr 2: 0; 2011 Qtr 3: 0; 2011 Qtr 4: 0 | 20.9254
0 | 234360-Lighting-IntrHiByLnrFlscntFxtr244wrplc400w(TrI)Tr1 |  | System | Commercial | [6 empty] | 282.4319 | 138.4564 | 0 | 0 | 0 | 143.9755 | 0 |  | 0 | 0.224 | -7.1132 | Commercial |  | Winter Only | [5 empty] | 15 | 0.78 |  |  |  | 0 | 3.9001 | 0 | 0 | 0 | 0 | 0 | 0 | 0 | 0 | 0 | 0 | 2009 Qtr 1: 0; 2009 Qtr 2: 0; 2009 Qtr 3: 3.9001; 2009 Qtr 4: 0; 2010 Qtr 1: 0; 2010 Qtr 2: 0; 2010 Qtr 3: 0; 2010 Qtr 4: 0; 2011 Qtr 1: 0; 2011 Qtr 2: 0; 2011 Qtr 3: 0; 2011 Qtr 4: 0 | 3.9001
0 | 234291-Lighting-Ocpncy Snsr-Wll/Cl Mntd Lght Snsr>=500Tr1 |  | System | Commercial | 01-ALC-AllCommercial-IntLight | 0 |  |  |  |  | 221.37 | 67.5 | 0 | 0 | 0 | 153.87 | 626 |  | kWh | 0.145 | 0 | Commercial | [7 empty] | 8 | 0.84 |  |  |  | 0 | 3 | 0 | 0 | 0 | 0 | 0 | 0 | 0 | 0 | 0 | 0 | 2009 Qtr 1: 0; 2009 Qtr 2: 0; 2009 Qtr 3: 3; 2009 Qtr 4: 0; 2010 Qtr 1: 0; 2010 Qtr 2: 0; 2010 Qtr 3: 0; 2010 Qtr 4: 0; 2011 Qtr 1: 0; 2011 Qtr 2: 0; 2011 Qtr 3: 0; 2011 Qtr 4: 0 | 3
0 | 234331-Premium T8 with T12 40 Watt Baseline - Tr2 |  | System | Commercial | 01-ALC-AllCommercial-IntLight | 0 |  |  |  |  | 27.653 | 9.8923 | 0 | 0 | 0 | 17.7607 | 58.062 |  | kWh | 0.017133 | 0 | Commercial | [7 empty] | 15 | 0.78 |  |  |  | 0 | 54.5881 | 0 | 0 | 0 | 0 | 0 | 0 | 0 | 0 | 0 | 0 | 2009 Qtr 1: 0; 2009 Qtr 2: 0; 2009 Qtr 3: 0; 2009 Qtr 4: 54.5881; 2010 Qtr 1: 0; 2010 Qtr 2: 0; 2010 Qtr 3: 0; 2010 Qtr 4: 0; 2011 Qtr 1: 0; 2011 Qtr 2: 0; 2011 Qtr 3: 0; 2011 Qtr 4: 0 | 54.5881
0 | 234304-Lighting-Remove 4 Ft Lamp (De-Lamp) - Tr2 |  | System | Commercial | [6 empty] | 12.3587 | 12.3653 | 0 | 0 | 0 | -0.0066231 | 137.2559 |  | 0 | 0.026384 | -2.5676 | Commercial | [7 empty] | 15 | 0.77 |  |  |  | 0 | 54.5881 | 0 | 0 | 0 | 0 | 0 | 0 | 0 | 0 | 0 | 0 | 2009 Qtr 1: 0; 2009 Qtr 2: 0; 2009 Qtr 3: 0; 2009 Qtr 4: 54.5881; 2010 Qtr 1: 0; 2010 Qtr 2: 0; 2010 Qtr 3: 0; 2010 Qtr 4: 0; 2011 Qtr 1: 0; 2011 Qtr 2: 0; 2011 Qtr 3: 0; 2011 Qtr 4: 0 | 54.5881
0 | 234063-Refrigeration - Anti-Sweat Heater Controls |  | System | Commercial | 09-GRO-Grocery-REFG | 0 |  |  |  |  | 56 | 26.5 | 0 | 0 | 0 | 29.5 | 343 |  | kWh | 0.022 | 0 | Commercial | [7 empty] | 12 | 0.7 |  |  |  | 0 | 40 | 0 | 0 | 0 | 0 | 0 | 0 | 0 | 0 | 0 | 0 | 2009 Qtr 1: 0; 2009 Qtr 2: 0; 2009 Qtr 3: 40; 2009 Qtr 4: 0; 2010 Qtr 1: 0; 2010 Qtr 2: 0; 2010 Qtr 3: 0; 2010 Qtr 4: 0; 2011 Qtr 1: 0; 2011 Qtr 2: 0; 2011 Qtr 3: 0; 2011 Qtr 4: 0 | 40
0 | 234126-Refrigeration - Efficient Evap Fan Motor Electronically Commutated Motor (ECM) |  | System | Commercial | 09-GRO-Grocery-REFG | 0 |  |  |  |  | 6.7904 | 150 | 0 | 0 | 0 | -143.2096 | 116.369 |  | kWh | 0.015845 | -0.11528 | Commercial |  | Annual | [5 empty] | 15 | 0.7 |  |  |  | 0 | 12 | 0 | 0 | 0 | 0 | 0 | 0 | 0 | 0 | 0 | 0 | 2009 Qtr 1: 0; 2009 Qtr 2: 0; 2009 Qtr 3: 12; 2009 Qtr 4: 0; 2010 Qtr 1: 0; 2010 Qtr 2: 0; 2010 Qtr 3: 0; 2010 Qtr 4: 0; 2011 Qtr 1: 0; 2011 Qtr 2: 0; 2011 Qtr 3: 0; 2011 Qtr 4: 0 | 12
0 | 234126-Refrigeration - Efficient Evap Fan Motor Electronically Commutated Motor (ECM) |  | System | Commercial | 09-GRO-Grocery-REFG | 0 |  |  |  |  | 6.7904 | 150 | 0 | 0 | 0 | -143.2096 | 116.369 |  | kWh | 0.015845 | -0.11528 | Commercial |  | Annual | [5 empty] | 15 | 0.7 |  |  |  | 0 | 6 | 0 | 0 | 0 | 0 | 0 | 0 | 0 | 0 | 0 | 0 | 2009 Qtr 1: 0; 2009 Qtr 2: 0; 2009 Qtr 3: 0; 2009 Qtr 4: 6; 2010 Qtr 1: 0; 2010 Qtr 2: 0; 2010 Qtr 3: 0; 2010 Qtr 4: 0; 2011 Qtr 1: 0; 2011 Qtr 2: 0; 2011 Qtr 3: 0; 2011 Qtr 4: 0 | 6
0 | 234126-Refrigeration - Efficient Evap Fan Motor Electronically Commutated Motor (ECM) |  | System | Commercial | 09-GRO-Grocery-REFG | 0 |  |  |  |  | 6.7904 | 150 | 0 | 0 | 0 | -143.2096 | 116.369 |  | kWh | 0.015845 | -0.11528 | Commercial |  | Annual | [5 empty] | 15 | 0.7 |  |  |  | 0 | 8 | 0 | 0 | 0 | 0 | 0 | 0 | 0 | 0 | 0 | 0 | 2009 Qtr 1: 0; 2009 Qtr 2: 0; 2009 Qtr 3: 0; 2009 Qtr 4: 8; 2010 Qtr 1: 0; 2010 Qtr 2: 0; 2010 Qtr 3: 0; 2010 Qtr 4: 0; 2011 Qtr 1: 0; 2011 Qtr 2: 0; 2011 Qtr 3: 0; 2011 Qtr 4: 0 | 8
0 | 234331-Premium T8 with T12 40 Watt Baseline - Tr2 |  | System | Commercial | 01-ALC-AllCommercial-IntLight | 0 |  |  |  |  | 27.653 | 9.8923 | 0 | 0 | 0 | 17.7607 | 58.062 |  | kWh | 0.017133 | 0 | Commercial | [7 empty] | 15 | 0.78 |  |  |  | 0 | 331.168 | 0 | 0 | 0 | 0 | 0 | 0 | 0 | 0 | 0 | 0 | 2009 Qtr 1: 0; 2009 Qtr 2: 0; 2009 Qtr 3: 0; 2009 Qtr 4: 331.168; 2010 Qtr 1: 0; 2010 Qtr 2: 0; 2010 Qtr 3: 0; 2010 Qtr 4: 0; 2011 Qtr 1: 0; 2011 Qtr 2: 0; 2011 Qtr 3: 0; 2011 Qtr 4: 0 | 331.168
0 | 234208-Lighting-8 Ft T-8 with Elec Ballast-Tr2 |  | System | Commercial | 01-ALC-AllCommercial-IntLight | 0 |  |  |  |  | 35.6904 | 16.4871 | 0 | 0 | 0 | 19.2033 | 32.3258 |  | kWh | 0.009599 | 0 | Commercial | [7 empty] | 15 | 0.78 |  |  |  | 0 | 90.9802 | 0 | 0 | 0 | 0 | 0 | 0 | 0 | 0 | 0 | 0 | 2009 Qtr 1: 0; 2009 Qtr 2: 0; 2009 Qtr 3: 0; 2009 Qtr 4: 90.9802; 2010 Qtr 1: 0; 2010 Qtr 2: 0; 2010 Qtr 3: 0; 2010 Qtr 4: 0; 2011 Qtr 1: 0; 2011 Qtr 2: 0; 2011 Qtr 3: 0; 2011 Qtr 4: 0 | 90.9802
0 | 234304-Lighting-Remove 4 Ft Lamp (De-Lamp) - Tr2 |  | System | Commercial | [6 empty] | 12.3587 | 12.3653 | 0 | 0 | 0 | -0.0066231 | 137.2559 |  | 0 | 0.026384 | -2.5676 | Commercial | [7 empty] | 15 | 0.77 |  |  |  | 0 | 122.8233 | 0 | 0 | 0 | 0 | 0 | 0 | 0 | 0 | 0 | 0 | 2009 Qtr 1: 0; 2009 Qtr 2: 0; 2009 Qtr 3: 0; 2009 Qtr 4: 122.8233; 2010 Qtr 1: 0; 2010 Qtr 2: 0; 2010 Qtr 3: 0; 2010 Qtr 4: 0; 2011 Qtr 1: 0; 2011 Qtr 2: 0; 2011 Qtr 3: 0; 2011 Qtr 4: 0 | 122.8233
0 | 234295-Lighting-Occupancy Sensor-Wallbox Lghtng Snsr-Tr2 |  | System | Commercial | 01-ALC-AllCommercial-IntLight | 0 |  |  |  |  | 42.1486 | 30 | 0 | 0 | 0 | 12.1486 | 213.759 |  | kWh | 0.17617 | 0 | Commercial | [7 empty] | 8 | 0.84 |  |  |  | 0 | 11 | 0 | 0 | 0 | 0 | 0 | 0 | 0 | 0 | 0 | 0 | 2009 Qtr 1: 0; 2009 Qtr 2: 0; 2009 Qtr 3: 0; 2009 Qtr 4: 11; 2010 Qtr 1: 0; 2010 Qtr 2: 0; 2010 Qtr 3: 0; 2010 Qtr 4: 0; 2011 Qtr 1: 0; 2011 Qtr 2: 0; 2011 Qtr 3: 0; 2011 Qtr 4: 0 | 11
0 | 234330-Premium T8 with T12 40 Watt Baseline - Tr1 |  | System | Commercial | 01-ALC-AllCommercial-IntLight | 0 |  |  |  |  | 27.6532 | 13.1897 | 0 | 0 | 0 | 14.4636 | 83.5202 |  | kWh | 0.017351 | 0 | Commercial | [7 empty] | 15 | 0.78 |  |  |  | 0 | 45.4901 | 0 | 0 | 0 | 0 | 0 | 0 | 0 | 0 | 0 | 0 | 2009 Qtr 1: 0; 2009 Qtr 2: 0; 2009 Qtr 3: 0; 2009 Qtr 4: 45.4901; 2010 Qtr 1: 0; 2010 Qtr 2: 0; 2010 Qtr 3: 0; 2010 Qtr 4: 0; 2011 Qtr 1: 0; 2011 Qtr 2: 0; 2011 Qtr 3: 0; 2011 Qtr 4: 0 | 45.4901
0 | 234303-Lighting-Remove 4 Ft Lamp (De-Lamp) - Tr1 |  | System | Commercial | [6 empty] | 12.3596 | 16.4871 | 0 | 0 | 0 | -4.1275 | 137.2559 |  | 0 | 0.026384 | -2.5676 | Commercial |  | Winter Only | [5 empty] | 15 | 0.77 |  |  |  | 0 | 40.0313 | 0 | 0 | 0 | 0 | 0 | 0 | 0 | 0 | 0 | 0 | 2009 Qtr 1: 0; 2009 Qtr 2: 0; 2009 Qtr 3: 0; 2009 Qtr 4: 40.0313; 2010 Qtr 1: 0; 2010 Qtr 2: 0; 2010 Qtr 3: 0; 2010 Qtr 4: 0; 2011 Qtr 1: 0; 2011 Qtr 2: 0; 2011 Qtr 3: 0; 2011 Qtr 4: 0 | 40.0313
0 | 234285-Lighting-Occpncy Snsr-Hi-Bay integrated Snsr-Tr1 |  | System | Commercial | 01-ALC-AllCommercial-IntLight | 0 |  |  |  |  | 221.2703 | 95.5 | 0 | 0 | 0 | 125.7703 | 2503.6304 |  | kWh | 0.48559 | 0 | Commercial | [7 empty] | 8 | 0.84 |  |  |  | 0 | 51 | 0 | 0 | 0 | 0 | 0 | 0 | 0 | 0 | 0 | 0 | 2009 Qtr 1: 0; 2009 Qtr 2: 0; 2009 Qtr 3: 0; 2009 Qtr 4: 51; 2010 Qtr 1: 0; 2010 Qtr 2: 0; 2010 Qtr 3: 0; 2010 Qtr 4: 0; 2011 Qtr 1: 0; 2011 Qtr 2: 0; 2011 Qtr 3: 0; 2011 Qtr 4: 0 | 51
0 | 234126-Refrigeration - Efficient Evap Fan Motor Electronically Commutated Motor (ECM) |  | System | Commercial | 09-GRO-Grocery-REFG | 0 |  |  |  |  | 6.7904 | 150 | 0 | 0 | 0 | -143.2096 | 116.369 |  | kWh | 0.015845 | -0.11528 | Commercial |  | Annual | [5 empty] | 15 | 0.7 |  |  |  | 0 | 3 | 0 | 0 | 0 | 0 | 0 | 0 | 0 | 0 | 0 | 0 | 2009 Qtr 1: 0; 2009 Qtr 2: 0; 2009 Qtr 3: 0; 2009 Qtr 4: 3; 2010 Qtr 1: 0; 2010 Qtr 2: 0; 2010 Qtr 3: 0; 2010 Qtr 4: 0; 2011 Qtr 1: 0; 2011 Qtr 2: 0; 2011 Qtr 3: 0; 2011 Qtr 4: 0 | 3
0 | 234126-Refrigeration - Efficient Evap Fan Motor Electronically Commutated Motor (ECM) |  | System | Commercial | 09-GRO-Grocery-REFG | 0 |  |  |  |  | 6.7904 | 150 | 0 | 0 | 0 | -143.2096 | 116.369 |  | kWh | 0.015845 | -0.11528 | Commercial |  | Annual | [5 empty] | 15 | 0.7 |  |  |  | 0 | 9 | 0 | 0 | 0 | 0 | 0 | 0 | 0 | 0 | 0 | 0 | 2009 Qtr 1: 0; 2009 Qtr 2: 0; 2009 Qtr 3: 0; 2009 Qtr 4: 9; 2010 Qtr 1: 0; 2010 Qtr 2: 0; 2010 Qtr 3: 0; 2010 Qtr 4: 0; 2011 Qtr 1: 0; 2011 Qtr 2: 0; 2011 Qtr 3: 0; 2011 Qtr 4: 0 | 9
0 | 234331-Premium T8 with T12 40 Watt Baseline - Tr2 |  | System | Commercial | 01-ALC-AllCommercial-IntLight | 0 |  |  |  |  | 27.653 | 9.8923 | 0 | 0 | 0 | 17.7607 | 58.062 |  | kWh | 0.017133 | 0 | Commercial | [7 empty] | 15 | 0.78 |  |  |  | 0 | 163.7644 | 0 | 0 | 0 | 0 | 0 | 0 | 0 | 0 | 0 | 0 | 2009 Qtr 1: 0; 2009 Qtr 2: 0; 2009 Qtr 3: 163.7644; 2009 Qtr 4: 0; 2010 Qtr 1: 0; 2010 Qtr 2: 0; 2010 Qtr 3: 0; 2010 Qtr 4: 0; 2011 Qtr 1: 0; 2011 Qtr 2: 0; 2011 Qtr 3: 0; 2011 Qtr 4: 0 | 163.7644
0 | 234286-Lighting-Occpncy Snsr-Hi-Bay integrated Snsr-Tr2 |  | System | Commercial | 01-ALC-AllCommercial-IntLight | 0 |  |  |  |  | 221.37 | 95.5 | 0 | 0 | 0 | 125.87 | 1499.5759 |  | kWh | 0.47213 | 0 | Commercial | [7 empty] | 8 | 0.84 |  |  |  | 0 | 45 | 0 | 0 | 0 | 0 | 0 | 0 | 0 | 0 | 0 | 0 | 2009 Qtr 1: 0; 2009 Qtr 2: 0; 2009 Qtr 3: 45; 2009 Qtr 4: 0; 2010 Qtr 1: 0; 2010 Qtr 2: 0; 2010 Qtr 3: 0; 2010 Qtr 4: 0; 2011 Qtr 1: 0; 2011 Qtr 2: 0; 2011 Qtr 3: 0; 2011 Qtr 4: 0 | 45
0 | 234085-Refrigeration -Strip Curtains for Walk-ins |  | System | Commercial | 20-RFF-Restaurant–FastFood-Refrig | 0 |  |  |  |  | 10.214 | 3.0978 | 0 | 0 | 0 | 7.1162 | 465 |  | kWh | 0.053 | 0 | Commercial | [7 empty] | 4 | 0.46 |  |  |  | 0 | 23 | 0 | 0 | 0 | 0 | 0 | 0 | 0 | 0 | 0 | 0 | 2009 Qtr 1: 0; 2009 Qtr 2: 0; 2009 Qtr 3: 23; 2009 Qtr 4: 0; 2010 Qtr 1: 0; 2010 Qtr 2: 0; 2010 Qtr 3: 0; 2010 Qtr 4: 0; 2011 Qtr 1: 0; 2011 Qtr 2: 0; 2011 Qtr 3: 0; 2011 Qtr 4: 0 | 23
0 | 234084-Refrigeration -Cooler/Freezer Door Gaskets - Solid Doors: Cooler |  | System | Commercial | 09-GRO-Grocery-REFG | 0 |  |  |  |  | 2.2498 | 4.0059 | 0 | 0 | 0 | -1.7561 | 104.55 |  | kWh | 0.01195 | 0 | Commercial | [7 empty] | 4 | 0.76 |  |  |  | 0 | 211 | 0 | 0 | 0 | 0 | 0 | 0 | 0 | 0 | 0 | 0 | 2009 Qtr 1: 0; 2009 Qtr 2: 0; 2009 Qtr 3: 211; 2009 Qtr 4: 0; 2010 Qtr 1: 0; 2010 Qtr 2: 0; 2010 Qtr 3: 0; 2010 Qtr 4: 0; 2011 Qtr 1: 0; 2011 Qtr 2: 0; 2011 Qtr 3: 0; 2011 Qtr 4: 0 | 211
0 | 234085-Refrigeration -Strip Curtains for Walk-ins |  | System | Commercial | 20-RFF-Restaurant–FastFood-Refrig | 0 |  |  |  |  | 10.214 | 3.0675 | 0 | 0 | 0 | 7.1465 | 465 |  | kWh | 0.053 | 0 | Commercial | [7 empty] | 4 | 0.46 |  |  |  | 0 | 20 | 0 | 0 | 0 | 0 | 0 | 0 | 0 | 0 | 0 | 0 | 2009 Qtr 1: 0; 2009 Qtr 2: 0; 2009 Qtr 3: 20; 2009 Qtr 4: 0; 2010 Qtr 1: 0; 2010 Qtr 2: 0; 2010 Qtr 3: 0; 2010 Qtr 4: 0; 2011 Qtr 1: 0; 2011 Qtr 2: 0; 2011 Qtr 3: 0; 2011 Qtr 4: 0 | 20
0 | 234084-Refrigeration -Cooler/Freezer Door Gaskets - Solid Doors: Cooler |  | System | Commercial | 09-GRO-Grocery-REFG | 0 |  |  |  |  | 2.2498 | 4.11 | 0 | 0 | 0 | -1.8602 | 104.55 |  | kWh | 0.01195 | 0 | Commercial | [7 empty] | 4 | 0.76 |  |  |  | 0 | 32 | 0 | 0 | 0 | 0 | 0 | 0 | 0 | 0 | 0 | 0 | 2009 Qtr 1: 0; 2009 Qtr 2: 0; 2009 Qtr 3: 32; 2009 Qtr 4: 0; 2010 Qtr 1: 0; 2010 Qtr 2: 0; 2010 Qtr 3: 0; 2010 Qtr 4: 0; 2011 Qtr 1: 0; 2011 Qtr 2: 0; 2011 Qtr 3: 0; 2011 Qtr 4: 0 | 32
0 | 234067-Refrigeration - Food Service -Auto Closer for Main Cooler Doors |  | System | Commercial | 09-GRO-Grocery-REFG | 0 |  |  |  |  | 382.5103 | 103 | 0 | 0 | 0 | 279.5103 | 1075.009 |  | kWh | 0.20794 | -0.053375 | Commercial |  | Annual | [5 empty] | 8 | 0.7 |  |  |  | 0 | 1 | 0 | 0 | 0 | 0 | 0 | 0 | 0 | 0 | 0 | 0 | 2009 Qtr 1: 0; 2009 Qtr 2: 0; 2009 Qtr 3: 1; 2009 Qtr 4: 0; 2010 Qtr 1: 0; 2010 Qtr 2: 0; 2010 Qtr 3: 0; 2010 Qtr 4: 0; 2011 Qtr 1: 0; 2011 Qtr 2: 0; 2011 Qtr 3: 0; 2011 Qtr 4: 0 | 1
0 | 234126-Refrigeration - Efficient Evap Fan Motor Electronically Commutated Motor (ECM) |  | System | Commercial | 09-GRO-Grocery-REFG | 0 |  |  |  |  | 6.7904 | 150 | 0 | 0 | 0 | -143.2096 | 116.369 |  | kWh | 0.015845 | -0.11528 | Commercial |  | Annual | [5 empty] | 15 | 0.7 |  |  |  | 0 | 3 | 0 | 0 | 0 | 0 | 0 | 0 | 0 | 0 | 0 | 0 | 2009 Qtr 1: 0; 2009 Qtr 2: 0; 2009 Qtr 3: 0; 2009 Qtr 4: 3; 2010 Qtr 1: 0; 2010 Qtr 2: 0; 2010 Qtr 3: 0; 2010 Qtr 4: 0; 2011 Qtr 1: 0; 2011 Qtr 2: 0; 2011 Qtr 3: 0; 2011 Qtr 4: 0 | 3
0 | 234331-Premium T8 with T12 40 Watt Baseline - Tr2 |  | System | Commercial | 01-ALC-AllCommercial-IntLight | 0 |  |  |  |  | 27.653 | 9.8923 | 0 | 0 | 0 | 17.7607 | 58.062 |  | kWh | 0.017133 | 0 | Commercial | [7 empty] | 15 | 0.78 |  |  |  | 0 | 58.2273 | 0 | 0 | 0 | 0 | 0 | 0 | 0 | 0 | 0 | 0 | 2009 Qtr 1: 0; 2009 Qtr 2: 0; 2009 Qtr 3: 0; 2009 Qtr 4: 58.2273; 2010 Qtr 1: 0; 2010 Qtr 2: 0; 2010 Qtr 3: 0; 2010 Qtr 4: 0; 2011 Qtr 1: 0; 2011 Qtr 2: 0; 2011 Qtr 3: 0; 2011 Qtr 4: 0 | 58.2273
0 | 234304-Lighting-Remove 4 Ft Lamp (De-Lamp) - Tr2 |  | System | Commercial | [6 empty] | 12.3587 | 12.3653 | 0 | 0 | 0 | -0.0066231 | 137.2559 |  | 0 | 0.026384 | -2.5676 | Commercial | [7 empty] | 15 | 0.77 |  |  |  | 0 | 29.1137 | 0 | 0 | 0 | 0 | 0 | 0 | 0 | 0 | 0 | 0 | 2009 Qtr 1: 0; 2009 Qtr 2: 0; 2009 Qtr 3: 0; 2009 Qtr 4: 29.1137; 2010 Qtr 1: 0; 2010 Qtr 2: 0; 2010 Qtr 3: 0; 2010 Qtr 4: 0; 2011 Qtr 1: 0; 2011 Qtr 2: 0; 2011 Qtr 3: 0; 2011 Qtr 4: 0 | 29.1137
0 | 234330-Premium T8 with T12 40 Watt Baseline - Tr1 |  | System | Commercial | 01-ALC-AllCommercial-IntLight | 0 |  |  |  |  | 27.6532 | 13.1897 | 0 | 0 | 0 | 14.4636 | 83.5202 |  | kWh | 0.017351 | 0 | Commercial | [7 empty] | 15 | 0.78 |  |  |  | 0 | 18.196 | 0 | 0 | 0 | 0 | 0 | 0 | 0 | 0 | 0 | 0 | 2009 Qtr 1: 0; 2009 Qtr 2: 0; 2009 Qtr 3: 18.196; 2009 Qtr 4: 0; 2010 Qtr 1: 0; 2010 Qtr 2: 0; 2010 Qtr 3: 0; 2010 Qtr 4: 0; 2011 Qtr 1: 0; 2011 Qtr 2: 0; 2011 Qtr 3: 0; 2011 Qtr 4: 0 | 18.196
0 | 234360-Lighting-IntrHiByLnrFlscntFxtr244wrplc400w(TrI)Tr1 |  | System | Commercial | [6 empty] | 282.4319 | 153.8404 | 0 | 0 | 0 | 128.5914 | 0 |  | 0 | 0.224 | -7.1132 | Commercial |  | Winter Only | [5 empty] | 15 | 0.78 |  |  |  | 0 | 3.9001 | 0 | 0 | 0 | 0 | 0 | 0 | 0 | 0 | 0 | 0 | 2009 Qtr 1: 0; 2009 Qtr 2: 0; 2009 Qtr 3: 3.9001; 2009 Qtr 4: 0; 2010 Qtr 1: 0; 2010 Qtr 2: 0; 2010 Qtr 3: 0; 2010 Qtr 4: 0; 2011 Qtr 1: 0; 2011 Qtr 2: 0; 2011 Qtr 3: 0; 2011 Qtr 4: 0 | 3.9001
0 | 234285-Lighting-Occpncy Snsr-Hi-Bay integrated Snsr-Tr1 |  | System | Commercial | 01-ALC-AllCommercial-IntLight | 0 |  |  |  |  | 221.2703 | 95.5 | 0 | 0 | 0 | 125.7703 | 2503.6304 |  | kWh | 0.48559 | 0 | Commercial | [7 empty] | 8 | 0.84 |  |  |  | 0 | 4 | 0 | 0 | 0 | 0 | 0 | 0 | 0 | 0 | 0 | 0 | 2009 Qtr 1: 0; 2009 Qtr 2: 0; 2009 Qtr 3: 4; 2009 Qtr 4: 0; 2010 Qtr 1: 0; 2010 Qtr 2: 0; 2010 Qtr 3: 0; 2010 Qtr 4: 0; 2011 Qtr 1: 0; 2011 Qtr 2: 0; 2011 Qtr 3: 0; 2011 Qtr 4: 0 | 4
0 | 234126-Refrigeration - Efficient Evap Fan Motor Electronically Commutated Motor (ECM) |  | System | Commercial | 09-GRO-Grocery-REFG | 0 |  |  |  |  | 6.7904 | 150 | 0 | 0 | 0 | -143.2096 | 116.369 |  | kWh | 0.015845 | -0.11528 | Commercial |  | Annual | [5 empty] | 15 | 0.7 |  |  |  | 0 | 5 | 0 | 0 | 0 | 0 | 0 | 0 | 0 | 0 | 0 | 0 | 2009 Qtr 1: 0; 2009 Qtr 2: 0; 2009 Qtr 3: 5; 2009 Qtr 4: 0; 2010 Qtr 1: 0; 2010 Qtr 2: 0; 2010 Qtr 3: 0; 2010 Qtr 4: 0; 2011 Qtr 1: 0; 2011 Qtr 2: 0; 2011 Qtr 3: 0; 2011 Qtr 4: 0 | 5
0 | 234330-Premium T8 with T12 40 Watt Baseline - Tr1 |  | System | Commercial | 01-ALC-AllCommercial-IntLight | 0 |  |  |  |  | 27.6532 | 13.1897 | 0 | 0 | 0 | 14.4636 | 83.5202 |  | kWh | 0.017351 | 0 | Commercial | [7 empty] | 15 | 0.78 |  |  |  | 0 | 47.3097 | 0 | 0 | 0 | 0 | 0 | 0 | 0 | 0 | 0 | 0 | 2009 Qtr 1: 0; 2009 Qtr 2: 0; 2009 Qtr 3: 47.3097; 2009 Qtr 4: 0; 2010 Qtr 1: 0; 2010 Qtr 2: 0; 2010 Qtr 3: 0; 2010 Qtr 4: 0; 2011 Qtr 1: 0; 2011 Qtr 2: 0; 2011 Qtr 3: 0; 2011 Qtr 4: 0 | 47.3097
0 | 234303-Lighting-Remove 4 Ft Lamp (De-Lamp) - Tr1 |  | System | Commercial | [6 empty] | 12.3596 | 16.4871 | 0 | 0 | 0 | -4.1275 | 137.2559 |  | 0 | 0.026384 | -2.5676 | Commercial |  | Winter Only | [5 empty] | 15 | 0.77 |  |  |  | 0 | 47.3097 | 0 | 0 | 0 | 0 | 0 | 0 | 0 | 0 | 0 | 0 | 2009 Qtr 1: 0; 2009 Qtr 2: 0; 2009 Qtr 3: 47.3097; 2009 Qtr 4: 0; 2010 Qtr 1: 0; 2010 Qtr 2: 0; 2010 Qtr 3: 0; 2010 Qtr 4: 0; 2011 Qtr 1: 0; 2011 Qtr 2: 0; 2011 Qtr 3: 0; 2011 Qtr 4: 0 | 47.3097
0 | 234331-Premium T8 with T12 40 Watt Baseline - Tr2 |  | System | Commercial | 01-ALC-AllCommercial-IntLight | 0 |  |  |  |  | 27.653 | 9.8923 | 0 | 0 | 0 | 17.7607 | 58.062 |  | kWh | 0.017133 | 0 | Commercial | [7 empty] | 15 | 0.78 |  |  |  | 0 | 38.2117 | 0 | 0 | 0 | 0 | 0 | 0 | 0 | 0 | 0 | 0 | 2009 Qtr 1: 0; 2009 Qtr 2: 0; 2009 Qtr 3: 0; 2009 Qtr 4: 38.2117; 2010 Qtr 1: 0; 2010 Qtr 2: 0; 2010 Qtr 3: 0; 2010 Qtr 4: 0; 2011 Qtr 1: 0; 2011 Qtr 2: 0; 2011 Qtr 3: 0; 2011 Qtr 4: 0 | 38.2117
0 | 234304-Lighting-Remove 4 Ft Lamp (De-Lamp) - Tr2 |  | System | Commercial | [6 empty] | 12.3587 | 12.3653 | 0 | 0 | 0 | -0.0066231 | 137.2559 |  | 0 | 0.026384 | -2.5676 | Commercial | [7 empty] | 15 | 0.77 |  |  |  | 0 | 38.2117 | 0 | 0 | 0 | 0 | 0 | 0 | 0 | 0 | 0 | 0 | 2009 Qtr 1: 0; 2009 Qtr 2: 0; 2009 Qtr 3: 0; 2009 Qtr 4: 38.2117; 2010 Qtr 1: 0; 2010 Qtr 2: 0; 2010 Qtr 3: 0; 2010 Qtr 4: 0; 2011 Qtr 1: 0; 2011 Qtr 2: 0; 2011 Qtr 3: 0; 2011 Qtr 4: 0 | 38.2117
0 | 234084-Refrigeration -Cooler/Freezer Door Gaskets - Solid Doors: Cooler |  | System | Commercial | 09-GRO-Grocery-REFG | 0 |  |  |  |  | 2.2498 | 4.0375 | 0 | 0 | 0 | -1.7877 | 104.55 |  | kWh | 0.01195 | 0 | Commercial | [7 empty] | 4 | 0.76 |  |  |  | 0 | 80 | 0 | 0 | 0 | 0 | 0 | 0 | 0 | 0 | 0 | 0 | 2009 Qtr 1: 0; 2009 Qtr 2: 0; 2009 Qtr 3: 80; 2009 Qtr 4: 0; 2010 Qtr 1: 0; 2010 Qtr 2: 0; 2010 Qtr 3: 0; 2010 Qtr 4: 0; 2011 Qtr 1: 0; 2011 Qtr 2: 0; 2011 Qtr 3: 0; 2011 Qtr 4: 0 | 80
0 | 234084-Refrigeration -Cooler/Freezer Door Gaskets - Solid Doors: Cooler |  | System | Commercial | 09-GRO-Grocery-REFG | 0 |  |  |  |  | 2.2498 | 4 | 0 | 0 | 0 | -1.7502 | 104.55 |  | kWh | 0.01195 | 0 | Commercial | [7 empty] | 4 | 0.76 |  |  |  | 0 | 43 | 0 | 0 | 0 | 0 | 0 | 0 | 0 | 0 | 0 | 0 | 2009 Qtr 1: 0; 2009 Qtr 2: 0; 2009 Qtr 3: 0; 2009 Qtr 4: 43; 2010 Qtr 1: 0; 2010 Qtr 2: 0; 2010 Qtr 3: 0; 2010 Qtr 4: 0; 2011 Qtr 1: 0; 2011 Qtr 2: 0; 2011 Qtr 3: 0; 2011 Qtr 4: 0 | 43
0 | 234084-Refrigeration -Cooler/Freezer Door Gaskets - Solid Doors: Cooler |  | System | Commercial | 09-GRO-Grocery-REFG | 0 |  |  |  |  | 2.2498 | 4 | 0 | 0 | 0 | -1.7502 | 104.55 |  | kWh | 0.01195 | 0 | Commercial | [7 empty] | 4 | 0.76 |  |  |  | 0 | 86 | 0 | 0 | 0 | 0 | 0 | 0 | 0 | 0 | 0 | 0 | 2009 Qtr 1: 0; 2009 Qtr 2: 0; 2009 Qtr 3: 0; 2009 Qtr 4: 86; 2010 Qtr 1: 0; 2010 Qtr 2: 0; 2010 Qtr 3: 0; 2010 Qtr 4: 0; 2011 Qtr 1: 0; 2011 Qtr 2: 0; 2011 Qtr 3: 0; 2011 Qtr 4: 0 | 86
0 | 234126-Refrigeration - Efficient Evap Fan Motor Electronically Commutated Motor (ECM) |  | System | Commercial | 09-GRO-Grocery-REFG | 0 |  |  |  |  | 6.7904 | 150 | 0 | 0 | 0 | -143.2096 | 116.369 |  | kWh | 0.015845 | -0.11528 | Commercial |  | Annual | [5 empty] | 15 | 0.7 |  |  |  | 0 | 2 | 0 | 0 | 0 | 0 | 0 | 0 | 0 | 0 | 0 | 0 | 2009 Qtr 1: 0; 2009 Qtr 2: 0; 2009 Qtr 3: 0; 2009 Qtr 4: 2; 2010 Qtr 1: 0; 2010 Qtr 2: 0; 2010 Qtr 3: 0; 2010 Qtr 4: 0; 2011 Qtr 1: 0; 2011 Qtr 2: 0; 2011 Qtr 3: 0; 2011 Qtr 4: 0 | 2
0 | 234126-Refrigeration - Efficient Evap Fan Motor Electronically Commutated Motor (ECM) |  | System | Commercial | 09-GRO-Grocery-REFG | 0 |  |  |  |  | 6.7904 | 150 | 0 | 0 | 0 | -143.2096 | 116.369 |  | kWh | 0.015845 | -0.11528 | Commercial |  | Annual | [5 empty] | 15 | 0.7 |  |  |  | 0 | 1 | 0 | 0 | 0 | 0 | 0 | 0 | 0 | 0 | 0 | 0 | 2009 Qtr 1: 0; 2009 Qtr 2: 0; 2009 Qtr 3: 0; 2009 Qtr 4: 1; 2010 Qtr 1: 0; 2010 Qtr 2: 0; 2010 Qtr 3: 0; 2010 Qtr 4: 0; 2011 Qtr 1: 0; 2011 Qtr 2: 0; 2011 Qtr 3: 0; 2011 Qtr 4: 0 | 1
0 | 234312-Lighting-Screw in 14-26 Watt Lamp - Tr1 |  | System | Commercial | [6 empty] | 9.3196 | 10.3931 | 0 | 0 | 0 | -1.0734 | 194.1729 |  | 0 | 0.038993 | -2.6224 | Commercial |  | Annual | [5 empty] | 2.47 | 0.81 |  |  |  | 0 | 10.1029 | 0 | 0 | 0 | 0 | 0 | 0 | 0 | 0 | 0 | 0 | 2009 Qtr 1: 0; 2009 Qtr 2: 0; 2009 Qtr 3: 0; 2009 Qtr 4: 10.1029; 2010 Qtr 1: 0; 2010 Qtr 2: 0; 2010 Qtr 3: 0; 2010 Qtr 4: 0; 2011 Qtr 1: 0; 2011 Qtr 2: 0; 2011 Qtr 3: 0; 2011 Qtr 4: 0 | 10.1029
0 | 234315-Lighting-Screw in 14-26 Watt Reflector Lamp-Tr1 |  | System | Commercial | [6 empty] | 18.0648 | 9.6507 | 0 | 0 | 0 | 8.4141 | 194.1729 |  | 0 | 0.038993 | -2.6224 | Commercial |  | Winter Only | [5 empty] | 2.47 | 0.81 |  |  |  | 0 | 13.4705 | 0 | 0 | 0 | 0 | 0 | 0 | 0 | 0 | 0 | 0 | 2009 Qtr 1: 0; 2009 Qtr 2: 0; 2009 Qtr 3: 0; 2009 Qtr 4: 13.4705; 2010 Qtr 1: 0; 2010 Qtr 2: 0; 2010 Qtr 3: 0; 2010 Qtr 4: 0; 2011 Qtr 1: 0; 2011 Qtr 2: 0; 2011 Qtr 3: 0; 2011 Qtr 4: 0 | 13.4705
0 | 234126-Refrigeration - Efficient Evap Fan Motor Electronically Commutated Motor (ECM) |  | System | Commercial | 09-GRO-Grocery-REFG | 0 |  |  |  |  | 6.7904 | 150 | 0 | 0 | 0 | -143.2096 | 116.369 |  | kWh | 0.015845 | -0.11528 | Commercial |  | Annual | [5 empty] | 15 | 0.7 |  |  |  | 0 | 2 | 0 | 0 | 0 | 0 | 0 | 0 | 0 | 0 | 0 | 0 | 2009 Qtr 1: 0; 2009 Qtr 2: 0; 2009 Qtr 3: 0; 2009 Qtr 4: 2; 2010 Qtr 1: 0; 2010 Qtr 2: 0; 2010 Qtr 3: 0; 2010 Qtr 4: 0; 2011 Qtr 1: 0; 2011 Qtr 2: 0; 2011 Qtr 3: 0; 2011 Qtr 4: 0 | 2
0 | 234084-Refrigeration -Cooler/Freezer Door Gaskets - Solid Doors: Cooler |  | System | Commercial | 09-GRO-Grocery-REFG | 0 |  |  |  |  | 2.2498 | 4.0597 | 0 | 0 | 0 | -1.8099 | 104.55 |  | kWh | 0.01195 | 0 | Commercial | [7 empty] | 4 | 0.76 |  |  |  | 0 | 59 | 0 | 0 | 0 | 0 | 0 | 0 | 0 | 0 | 0 | 0 | 2009 Qtr 1: 0; 2009 Qtr 2: 0; 2009 Qtr 3: 59; 2009 Qtr 4: 0; 2010 Qtr 1: 0; 2010 Qtr 2: 0; 2010 Qtr 3: 0; 2010 Qtr 4: 0; 2011 Qtr 1: 0; 2011 Qtr 2: 0; 2011 Qtr 3: 0; 2011 Qtr 4: 0 | 59
0 | 234085-Refrigeration -Strip Curtains for Walk-ins |  | System | Commercial | 20-RFF-Restaurant–FastFood-Refrig | 0 |  |  |  |  | 10.214 | 3.0642 | 0 | 0 | 0 | 7.1498 | 465 |  | kWh | 0.053 | 0 | Commercial | [7 empty] | 4 | 0.46 |  |  |  | 0 | 43 | 0 | 0 | 0 | 0 | 0 | 0 | 0 | 0 | 0 | 0 | 2009 Qtr 1: 0; 2009 Qtr 2: 0; 2009 Qtr 3: 43; 2009 Qtr 4: 0; 2010 Qtr 1: 0; 2010 Qtr 2: 0; 2010 Qtr 3: 0; 2010 Qtr 4: 0; 2011 Qtr 1: 0; 2011 Qtr 2: 0; 2011 Qtr 3: 0; 2011 Qtr 4: 0 | 43
0 | 234084-Refrigeration -Cooler/Freezer Door Gaskets - Solid Doors: Cooler |  | System | Commercial | 09-GRO-Grocery-REFG | 0 |  |  |  |  | 2.2498 | 4.0014 | 0 | 0 | 0 | -1.7516 | 104.55 |  | kWh | 0.01195 | 0 | Commercial | [7 empty] | 4 | 0.76 |  |  |  | 0 | 118 | 0 | 0 | 0 | 0 | 0 | 0 | 0 | 0 | 0 | 0 | 2009 Qtr 1: 0; 2009 Qtr 2: 0; 2009 Qtr 3: 118; 2009 Qtr 4: 0; 2010 Qtr 1: 0; 2010 Qtr 2: 0; 2010 Qtr 3: 0; 2010 Qtr 4: 0; 2011 Qtr 1: 0; 2011 Qtr 2: 0; 2011 Qtr 3: 0; 2011 Qtr 4: 0 | 118
0 | 234067-Refrigeration - Food Service -Auto Closer for Main Cooler Doors |  | System | Commercial | 09-GRO-Grocery-REFG | 0 |  |  |  |  | 382.5103 | 103 | 0 | 0 | 0 | 279.5103 | 1075.009 |  | kWh | 0.20794 | -0.053375 | Commercial |  | Annual | [5 empty] | 8 | 0.7 |  |  |  | 0 | 3 | 0 | 0 | 0 | 0 | 0 | 0 | 0 | 0 | 0 | 0 | 2009 Qtr 1: 0; 2009 Qtr 2: 0; 2009 Qtr 3: 3; 2009 Qtr 4: 0; 2010 Qtr 1: 0; 2010 Qtr 2: 0; 2010 Qtr 3: 0; 2010 Qtr 4: 0; 2011 Qtr 1: 0; 2011 Qtr 2: 0; 2011 Qtr 3: 0; 2011 Qtr 4: 0 | 3
0 | 234068-Refrigeration - Food Service -Auto Closer for Main Freezer Doors |  | System | Commercial | 09-GRO-Grocery-REFG | 0 |  |  |  |  | 372.7723 | 160.5 | 0 | 0 | 0 | 212.2723 | 2785.8135 |  | kWh | 0.27593 | -0.026688 | Commercial |  | Annual | [5 empty] | 8 | 0.7 |  |  |  | 0 | 1 | 0 | 0 | 0 | 0 | 0 | 0 | 0 | 0 | 0 | 0 | 2009 Qtr 1: 0; 2009 Qtr 2: 0; 2009 Qtr 3: 1; 2009 Qtr 4: 0; 2010 Qtr 1: 0; 2010 Qtr 2: 0; 2010 Qtr 3: 0; 2010 Qtr 4: 0; 2011 Qtr 1: 0; 2011 Qtr 2: 0; 2011 Qtr 3: 0; 2011 Qtr 4: 0 | 1
0 | 234085-Refrigeration -Strip Curtains for Walk-ins |  | System | Commercial | 20-RFF-Restaurant–FastFood-Refrig | 0 |  |  |  |  | 10.214 | 3.0568 | 0 | 0 | 0 | 7.1572 | 465 |  | kWh | 0.053 | 0 | Commercial | [7 empty] | 4 | 0.46 |  |  |  | 0 | 19 | 0 | 0 | 0 | 0 | 0 | 0 | 0 | 0 | 0 | 0 | 2009 Qtr 1: 0; 2009 Qtr 2: 0; 2009 Qtr 3: 19; 2009 Qtr 4: 0; 2010 Qtr 1: 0; 2010 Qtr 2: 0; 2010 Qtr 3: 0; 2010 Qtr 4: 0; 2011 Qtr 1: 0; 2011 Qtr 2: 0; 2011 Qtr 3: 0; 2011 Qtr 4: 0 | 19
0 | 234084-Refrigeration -Cooler/Freezer Door Gaskets - Solid Doors: Cooler |  | System | Commercial | 09-GRO-Grocery-REFG | 0 |  |  |  |  | 2.2498 | 0 | 0 | 0 | 0 | 2.2498 | 0 |  | kWh | 0 | 0 | Commercial | [7 empty] | 4 | 0.76 |  |  |  | 0 | 1 | 0 | 0 | 0 | 0 | 0 | 0 | 0 | 0 | 0 | 0 | 2009 Qtr 1: 0; 2009 Qtr 2: 0; 2009 Qtr 3: 1; 2009 Qtr 4: 0; 2010 Qtr 1: 0; 2010 Qtr 2: 0; 2010 Qtr 3: 0; 2010 Qtr 4: 0; 2011 Qtr 1: 0; 2011 Qtr 2: 0; 2011 Qtr 3: 0; 2011 Qtr 4: 0 | 1
0 | 234126-Refrigeration - Efficient Evap Fan Motor Electronically Commutated Motor (ECM) |  | System | Commercial | 09-GRO-Grocery-REFG | 0 |  |  |  |  | 6.7904 | 150 | 0 | 0 | 0 | -143.2096 | 116.369 |  | kWh | 0.015845 | -0.11528 | Commercial |  | Annual | [5 empty] | 15 | 0.7 |  |  |  | 0 | 2 | 0 | 0 | 0 | 0 | 0 | 0 | 0 | 0 | 0 | 0 | 2009 Qtr 1: 0; 2009 Qtr 2: 0; 2009 Qtr 3: 0; 2009 Qtr 4: 2; 2010 Qtr 1: 0; 2010 Qtr 2: 0; 2010 Qtr 3: 0; 2010 Qtr 4: 0; 2011 Qtr 1: 0; 2011 Qtr 2: 0; 2011 Qtr 3: 0; 2011 Qtr 4: 0 | 2
0 | 234243-Lighting-Induction Fixture 55-100 watts - Tr1 |  | System | Commercial | 01-ALC-AllCommercial-IntLight | 0 |  |  |  |  | 295 | 70 | 0 | 0 | 0 | 225 | 702 |  | kWh | 0.1782 | 0 | Commercial | [7 empty] | 15 | 0.77 |  |  |  | 0 | 68 | 0 | 0 | 0 | 0 | 0 | 0 | 0 | 0 | 0 | 0 | 2009 Qtr 1: 0; 2009 Qtr 2: 0; 2009 Qtr 3: 0; 2009 Qtr 4: 68; 2010 Qtr 1: 0; 2010 Qtr 2: 0; 2010 Qtr 3: 0; 2010 Qtr 4: 0; 2011 Qtr 1: 0; 2011 Qtr 2: 0; 2011 Qtr 3: 0; 2011 Qtr 4: 0 | 68
0 | 234285-Lighting-Occpncy Snsr-Hi-Bay integrated Snsr-Tr1 |  | System | Commercial | 01-ALC-AllCommercial-IntLight | 0 |  |  |  |  | 221.2703 | 95.5 | 0 | 0 | 0 | 125.7703 | 2503.6304 |  | kWh | 0.48559 | 0 | Commercial | [7 empty] | 8 | 0.84 |  |  |  | 0 | 71 | 0 | 0 | 0 | 0 | 0 | 0 | 0 | 0 | 0 | 0 | 2009 Qtr 1: 0; 2009 Qtr 2: 0; 2009 Qtr 3: 71; 2009 Qtr 4: 0; 2010 Qtr 1: 0; 2010 Qtr 2: 0; 2010 Qtr 3: 0; 2010 Qtr 4: 0; 2011 Qtr 1: 0; 2011 Qtr 2: 0; 2011 Qtr 3: 0; 2011 Qtr 4: 0 | 71
0 | 234085-Refrigeration -Strip Curtains for Walk-ins |  | System | Commercial | 20-RFF-Restaurant–FastFood-Refrig | 0 |  |  |  |  | 10.214 | 3.0251 | 0 | 0 | 0 | 7.1889 | 465 |  | kWh | 0.053 | 0 | Commercial | [7 empty] | 4 | 0.46 |  |  |  | 0 | 43 | 0 | 0 | 0 | 0 | 0 | 0 | 0 | 0 | 0 | 0 | 2009 Qtr 1: 0; 2009 Qtr 2: 0; 2009 Qtr 3: 43; 2009 Qtr 4: 0; 2010 Qtr 1: 0; 2010 Qtr 2: 0; 2010 Qtr 3: 0; 2010 Qtr 4: 0; 2011 Qtr 1: 0; 2011 Qtr 2: 0; 2011 Qtr 3: 0; 2011 Qtr 4: 0 | 43
0 | 234084-Refrigeration -Cooler/Freezer Door Gaskets - Solid Doors: Cooler |  | System | Commercial | 09-GRO-Grocery-REFG | 0 |  |  |  |  | 2.2498 | 0 | 0 | 0 | 0 | 2.2498 | 0 |  | kWh | 0 | 0 | Commercial | [7 empty] | 4 | 0.76 |  |  |  | 0 | 1 | 0 | 0 | 0 | 0 | 0 | 0 | 0 | 0 | 0 | 0 | 2009 Qtr 1: 0; 2009 Qtr 2: 0; 2009 Qtr 3: 1; 2009 Qtr 4: 0; 2010 Qtr 1: 0; 2010 Qtr 2: 0; 2010 Qtr 3: 0; 2010 Qtr 4: 0; 2011 Qtr 1: 0; 2011 Qtr 2: 0; 2011 Qtr 3: 0; 2011 Qtr 4: 0 | 1
0 | 234068-Refrigeration - Food Service -Auto Closer for Main Freezer Doors |  | System | Commercial | 09-GRO-Grocery-REFG | 0 |  |  |  |  | 372.7723 | 160.5 | 0 | 0 | 0 | 212.2723 | 2785.8135 |  | kWh | 0.27593 | -0.026688 | Commercial |  | Annual | [5 empty] | 8 | 0.7 |  |  |  | 0 | 1 | 0 | 0 | 0 | 0 | 0 | 0 | 0 | 0 | 0 | 0 | 2009 Qtr 1: 0; 2009 Qtr 2: 0; 2009 Qtr 3: 1; 2009 Qtr 4: 0; 2010 Qtr 1: 0; 2010 Qtr 2: 0; 2010 Qtr 3: 0; 2010 Qtr 4: 0; 2011 Qtr 1: 0; 2011 Qtr 2: 0; 2011 Qtr 3: 0; 2011 Qtr 4: 0 | 1
0 | 234353-Water Heating-Commercial Boiler |  | System | Commercial | [6 empty] | 3.57 | 0.5 | 0 | 0 | 0 | 3.07 | 0 |  | 0 | 0 | 0.46 | Commercial |  | Annual | [5 empty] | 20 | 0.46 |  |  |  | 0 | 2017 | 0 | 0 | 0 | 0 | 0 | 0 | 0 | 0 | 0 | 0 | 2009 Qtr 1: 2017; 2009 Qtr 2: 0; 2009 Qtr 3: 0; 2009 Qtr 4: 0; 2010 Qtr 1: 0; 2010 Qtr 2: 0; 2010 Qtr 3: 0; 2010 Qtr 4: 0; 2011 Qtr 1: 0; 2011 Qtr 2: 0; 2011 Qtr 3: 0; 2011 Qtr 4: 0 | 2017
0 | 234312-Lighting-Screw in 14-26 Watt Lamp - Tr1 |  | System | Commercial | [6 empty] | 9.3196 | 10.3931 | 0 | 0 | 0 | -1.0734 | 194.1729 |  | 0 | 0.038993 | -2.6224 | Commercial |  | Annual | [5 empty] | 2.47 | 0.81 |  |  |  | 0 | 2.6941 | 0 | 0 | 0 | 0 | 0 | 0 | 0 | 0 | 0 | 0 | 2009 Qtr 1: 0; 2009 Qtr 2: 0; 2009 Qtr 3: 2.6941; 2009 Qtr 4: 0; 2010 Qtr 1: 0; 2010 Qtr 2: 0; 2010 Qtr 3: 0; 2010 Qtr 4: 0; 2011 Qtr 1: 0; 2011 Qtr 2: 0; 2011 Qtr 3: 0; 2011 Qtr 4: 0 | 2.6941
0 | 234330-Premium T8 with T12 40 Watt Baseline - Tr1 |  | System | Commercial | 01-ALC-AllCommercial-IntLight | 0 |  |  |  |  | 27.6532 | 13.1897 | 0 | 0 | 0 | 14.4636 | 83.5202 |  | kWh | 0.017351 | 0 | Commercial | [7 empty] | 15 | 0.78 |  |  |  | 0 | 63.6862 | 0 | 0 | 0 | 0 | 0 | 0 | 0 | 0 | 0 | 0 | 2009 Qtr 1: 0; 2009 Qtr 2: 0; 2009 Qtr 3: 63.6862; 2009 Qtr 4: 0; 2010 Qtr 1: 0; 2010 Qtr 2: 0; 2010 Qtr 3: 0; 2010 Qtr 4: 0; 2011 Qtr 1: 0; 2011 Qtr 2: 0; 2011 Qtr 3: 0; 2011 Qtr 4: 0 | 63.6862
0 | 234303-Lighting-Remove 4 Ft Lamp (De-Lamp) - Tr1 |  | System | Commercial | [6 empty] | 12.3596 | 16.4871 | 0 | 0 | 0 | -4.1275 | 137.2559 |  | 0 | 0.026384 | -2.5676 | Commercial |  | Winter Only | [5 empty] | 15 | 0.77 |  |  |  | 0 | 23.6549 | 0 | 0 | 0 | 0 | 0 | 0 | 0 | 0 | 0 | 0 | 2009 Qtr 1: 0; 2009 Qtr 2: 0; 2009 Qtr 3: 23.6549; 2009 Qtr 4: 0; 2010 Qtr 1: 0; 2010 Qtr 2: 0; 2010 Qtr 3: 0; 2010 Qtr 4: 0; 2011 Qtr 1: 0; 2011 Qtr 2: 0; 2011 Qtr 3: 0; 2011 Qtr 4: 0 | 23.6549
0 | 234285-Lighting-Occpncy Snsr-Hi-Bay integrated Snsr-Tr1 |  | System | Commercial | 01-ALC-AllCommercial-IntLight | 0 |  |  |  |  | 221.2703 | 95.5 | 0 | 0 | 0 | 125.7703 | 2503.6304 |  | kWh | 0.48559 | 0 | Commercial | [7 empty] | 8 | 0.84 |  |  |  | 0 | 6 | 0 | 0 | 0 | 0 | 0 | 0 | 0 | 0 | 0 | 0 | 2009 Qtr 1: 0; 2009 Qtr 2: 0; 2009 Qtr 3: 6; 2009 Qtr 4: 0; 2010 Qtr 1: 0; 2010 Qtr 2: 0; 2010 Qtr 3: 0; 2010 Qtr 4: 0; 2011 Qtr 1: 0; 2011 Qtr 2: 0; 2011 Qtr 3: 0; 2011 Qtr 4: 0 | 6
0 | 234330-Premium T8 with T12 40 Watt Baseline - Tr1 |  | System | Commercial | 01-ALC-AllCommercial-IntLight | 0 |  |  |  |  | 27.6532 | 13.1897 | 0 | 0 | 0 | 14.4636 | 83.5202 |  | kWh | 0.017351 | 0 | Commercial | [7 empty] | 15 | 0.78 |  |  |  | 0 | 69.145 | 0 | 0 | 0 | 0 | 0 | 0 | 0 | 0 | 0 | 0 | 2009 Qtr 1: 0; 2009 Qtr 2: 0; 2009 Qtr 3: 69.145; 2009 Qtr 4: 0; 2010 Qtr 1: 0; 2010 Qtr 2: 0; 2010 Qtr 3: 0; 2010 Qtr 4: 0; 2011 Qtr 1: 0; 2011 Qtr 2: 0; 2011 Qtr 3: 0; 2011 Qtr 4: 0 | 69.145
0 | 234303-Lighting-Remove 4 Ft Lamp (De-Lamp) - Tr1 |  | System | Commercial | [6 empty] | 12.3596 | 16.4871 | 0 | 0 | 0 | -4.1275 | 137.2559 |  | 0 | 0.026384 | -2.5676 | Commercial |  | Winter Only | [5 empty] | 15 | 0.77 |  |  |  | 0 | 63.6862 | 0 | 0 | 0 | 0 | 0 | 0 | 0 | 0 | 0 | 0 | 2009 Qtr 1: 0; 2009 Qtr 2: 0; 2009 Qtr 3: 63.6862; 2009 Qtr 4: 0; 2010 Qtr 1: 0; 2010 Qtr 2: 0; 2010 Qtr 3: 0; 2010 Qtr 4: 0; 2011 Qtr 1: 0; 2011 Qtr 2: 0; 2011 Qtr 3: 0; 2011 Qtr 4: 0 | 63.6862
0 | 234360-Lighting-IntrHiByLnrFlscntFxtr244wrplc400w(TrI)Tr1 |  | System | Commercial | [6 empty] | 282.4319 | 153.8404 | 0 | 0 | 0 | 128.5914 | 0 |  | 0 | 0.224 | -7.1132 | Commercial |  | Winter Only | [5 empty] | 15 | 0.78 |  |  |  | 0 | 39.9765 | 0 | 0 | 0 | 0 | 0 | 0 | 0 | 0 | 0 | 0 | 2009 Qtr 1: 0; 2009 Qtr 2: 0; 2009 Qtr 3: 39.9765; 2009 Qtr 4: 0; 2010 Qtr 1: 0; 2010 Qtr 2: 0; 2010 Qtr 3: 0; 2010 Qtr 4: 0; 2011 Qtr 1: 0; 2011 Qtr 2: 0; 2011 Qtr 3: 0; 2011 Qtr 4: 0 | 39.9765
0 | 234285-Lighting-Occpncy Snsr-Hi-Bay integrated Snsr-Tr1 |  | System | Commercial | 01-ALC-AllCommercial-IntLight | 0 |  |  |  |  | 221.2703 | 95.5 | 0 | 0 | 0 | 125.7703 | 2503.6304 |  | kWh | 0.48559 | 0 | Commercial | [7 empty] | 8 | 0.84 |  |  |  | 0 | 41 | 0 | 0 | 0 | 0 | 0 | 0 | 0 | 0 | 0 | 0 | 2009 Qtr 1: 0; 2009 Qtr 2: 0; 2009 Qtr 3: 41; 2009 Qtr 4: 0; 2010 Qtr 1: 0; 2010 Qtr 2: 0; 2010 Qtr 3: 0; 2010 Qtr 4: 0; 2011 Qtr 1: 0; 2011 Qtr 2: 0; 2011 Qtr 3: 0; 2011 Qtr 4: 0 | 41
0 | 234049-Lighting-LED Exit Sign New Sign |  | System | Commercial | 25-SCN-Storage–Conditioned-Exit | 0 |  |  |  |  | 64.8921 | 0 | 0 | 0 | 0 | 64.8921 | 0 |  | kWh | 0 | 0 | Commercial | [7 empty] | 16 | 0.85 |  |  |  | 0 | 1 | 0 | 0 | 0 | 0 | 0 | 0 | 0 | 0 | 0 | 0 | 2009 Qtr 1: 0; 2009 Qtr 2: 0; 2009 Qtr 3: 1; 2009 Qtr 4: 0; 2010 Qtr 1: 0; 2010 Qtr 2: 0; 2010 Qtr 3: 0; 2010 Qtr 4: 0; 2011 Qtr 1: 0; 2011 Qtr 2: 0; 2011 Qtr 3: 0; 2011 Qtr 4: 0 | 1
0 | 234330-Premium T8 with T12 40 Watt Baseline - Tr1 |  | System | Commercial | 01-ALC-AllCommercial-IntLight | 0 |  |  |  |  | 27.6532 | 13.1897 | 0 | 0 | 0 | 14.4636 | 83.5202 |  | kWh | 0.017351 | 0 | Commercial | [7 empty] | 15 | 0.78 |  |  |  | 0 | 30.9333 | 0 | 0 | 0 | 0 | 0 | 0 | 0 | 0 | 0 | 0 | 2009 Qtr 1: 0; 2009 Qtr 2: 0; 2009 Qtr 3: 30.9333; 2009 Qtr 4: 0; 2010 Qtr 1: 0; 2010 Qtr 2: 0; 2010 Qtr 3: 0; 2010 Qtr 4: 0; 2011 Qtr 1: 0; 2011 Qtr 2: 0; 2011 Qtr 3: 0; 2011 Qtr 4: 0 | 30.9333
0 | 234303-Lighting-Remove 4 Ft Lamp (De-Lamp) - Tr1 |  | System | Commercial | [6 empty] | 12.3596 | 16.4871 | 0 | 0 | 0 | -4.1275 | 137.2559 |  | 0 | 0.026384 | -2.5676 | Commercial |  | Winter Only | [5 empty] | 15 | 0.77 |  |  |  | 0 | 20.0156 | 0 | 0 | 0 | 0 | 0 | 0 | 0 | 0 | 0 | 0 | 2009 Qtr 1: 0; 2009 Qtr 2: 0; 2009 Qtr 3: 20.0156; 2009 Qtr 4: 0; 2010 Qtr 1: 0; 2010 Qtr 2: 0; 2010 Qtr 3: 0; 2010 Qtr 4: 0; 2011 Qtr 1: 0; 2011 Qtr 2: 0; 2011 Qtr 3: 0; 2011 Qtr 4: 0 | 20.0156
0 | 234312-Lighting-Screw in 14-26 Watt Lamp - Tr1 |  | System | Commercial | [6 empty] | 9.3196 | 10.3931 | 0 | 0 | 0 | -1.0734 | 194.1729 |  | 0 | 0.038993 | -2.6224 | Commercial |  | Annual | [5 empty] | 2.47 | 0.81 |  |  |  | 0 | 10.1029 | 0 | 0 | 0 | 0 | 0 | 0 | 0 | 0 | 0 | 0 | 2009 Qtr 1: 0; 2009 Qtr 2: 0; 2009 Qtr 3: 10.1029; 2009 Qtr 4: 0; 2010 Qtr 1: 0; 2010 Qtr 2: 0; 2010 Qtr 3: 0; 2010 Qtr 4: 0; 2011 Qtr 1: 0; 2011 Qtr 2: 0; 2011 Qtr 3: 0; 2011 Qtr 4: 0 | 10.1029
0 | 234330-Premium T8 with T12 40 Watt Baseline - Tr1 |  | System | Commercial | 01-ALC-AllCommercial-IntLight | 0 |  |  |  |  | 27.6532 | 13.1897 | 0 | 0 | 0 | 14.4636 | 83.5202 |  | kWh | 0.017351 | 0 | Commercial | [7 empty] | 15 | 0.78 |  |  |  | 0 | 21.8353 | 0 | 0 | 0 | 0 | 0 | 0 | 0 | 0 | 0 | 0 | 2009 Qtr 1: 0; 2009 Qtr 2: 0; 2009 Qtr 3: 21.8353; 2009 Qtr 4: 0; 2010 Qtr 1: 0; 2010 Qtr 2: 0; 2010 Qtr 3: 0; 2010 Qtr 4: 0; 2011 Qtr 1: 0; 2011 Qtr 2: 0; 2011 Qtr 3: 0; 2011 Qtr 4: 0 | 21.8353
0 | 234303-Lighting-Remove 4 Ft Lamp (De-Lamp) - Tr1 |  | System | Commercial | [6 empty] | 12.3596 | 16.4871 | 0 | 0 | 0 | -4.1275 | 137.2559 |  | 0 | 0.026384 | -2.5676 | Commercial |  | Winter Only | [5 empty] | 15 | 0.77 |  |  |  | 0 | 43.6705 | 0 | 0 | 0 | 0 | 0 | 0 | 0 | 0 | 0 | 0 | 2009 Qtr 1: 0; 2009 Qtr 2: 0; 2009 Qtr 3: 43.6705; 2009 Qtr 4: 0; 2010 Qtr 1: 0; 2010 Qtr 2: 0; 2010 Qtr 3: 0; 2010 Qtr 4: 0; 2011 Qtr 1: 0; 2011 Qtr 2: 0; 2011 Qtr 3: 0; 2011 Qtr 4: 0 | 43.6705
0 | 234291-Lighting-Ocpncy Snsr-Wll/Cl Mntd Lght Snsr>=500Tr1 |  | System | Commercial | 01-ALC-AllCommercial-IntLight | 0 |  |  |  |  | 221.37 | 75 | 0 | 0 | 0 | 146.37 | 626 |  | kWh | 0.145 | 0 | Commercial | [7 empty] | 8 | 0.84 |  |  |  | 0 | 64 | 0 | 0 | 0 | 0 | 0 | 0 | 0 | 0 | 0 | 0 | 2009 Qtr 1: 0; 2009 Qtr 2: 0; 2009 Qtr 3: 64; 2009 Qtr 4: 0; 2010 Qtr 1: 0; 2010 Qtr 2: 0; 2010 Qtr 3: 0; 2010 Qtr 4: 0; 2011 Qtr 1: 0; 2011 Qtr 2: 0; 2011 Qtr 3: 0; 2011 Qtr 4: 0 | 64
0 | 234049-Lighting-LED Exit Sign New Sign |  | System | Commercial | 25-SCN-Storage–Conditioned-Exit | 0 |  |  |  |  | 64.8921 | 45 | 0 | 0 | 0 | 19.8921 | 351.311 |  | kWh | 0 | 0 | Commercial | [7 empty] | 16 | 0.85 |  |  |  | 0 | 17 | 0 | 0 | 0 | 0 | 0 | 0 | 0 | 0 | 0 | 0 | 2009 Qtr 1: 0; 2009 Qtr 2: 0; 2009 Qtr 3: 17; 2009 Qtr 4: 0; 2010 Qtr 1: 0; 2010 Qtr 2: 0; 2010 Qtr 3: 0; 2010 Qtr 4: 0; 2011 Qtr 1: 0; 2011 Qtr 2: 0; 2011 Qtr 3: 0; 2011 Qtr 4: 0 | 17
0 | 234312-Lighting-Screw in 14-26 Watt Lamp - Tr1 |  | System | Commercial | [6 empty] | 9.3196 | 10.3931 | 0 | 0 | 0 | -1.0734 | 194.1729 |  | 0 | 0.038993 | -2.6224 | Commercial |  | Annual | [5 empty] | 2.47 | 0.81 |  |  |  | 0 | 8.0823 | 0 | 0 | 0 | 0 | 0 | 0 | 0 | 0 | 0 | 0 | 2009 Qtr 1: 0; 2009 Qtr 2: 0; 2009 Qtr 3: 8.0823; 2009 Qtr 4: 0; 2010 Qtr 1: 0; 2010 Qtr 2: 0; 2010 Qtr 3: 0; 2010 Qtr 4: 0; 2011 Qtr 1: 0; 2011 Qtr 2: 0; 2011 Qtr 3: 0; 2011 Qtr 4: 0 | 8.0823
0 | 234330-Premium T8 with T12 40 Watt Baseline - Tr1 |  | System | Commercial | 01-ALC-AllCommercial-IntLight | 0 |  |  |  |  | 27.6532 | 13.1897 | 0 | 0 | 0 | 14.4636 | 83.5202 |  | kWh | 0.017351 | 0 | Commercial | [7 empty] | 15 | 0.78 |  |  |  | 0 | 18.196 | 0 | 0 | 0 | 0 | 0 | 0 | 0 | 0 | 0 | 0 | 2009 Qtr 1: 0; 2009 Qtr 2: 0; 2009 Qtr 3: 18.196; 2009 Qtr 4: 0; 2010 Qtr 1: 0; 2010 Qtr 2: 0; 2010 Qtr 3: 0; 2010 Qtr 4: 0; 2011 Qtr 1: 0; 2011 Qtr 2: 0; 2011 Qtr 3: 0; 2011 Qtr 4: 0 | 18.196
0 | 234303-Lighting-Remove 4 Ft Lamp (De-Lamp) - Tr1 |  | System | Commercial | [6 empty] | 12.3596 | 16.4871 | 0 | 0 | 0 | -4.1275 | 137.2559 |  | 0 | 0.026384 | -2.5676 | Commercial |  | Winter Only | [5 empty] | 15 | 0.77 |  |  |  | 0 | 18.196 | 0 | 0 | 0 | 0 | 0 | 0 | 0 | 0 | 0 | 0 | 2009 Qtr 1: 0; 2009 Qtr 2: 0; 2009 Qtr 3: 18.196; 2009 Qtr 4: 0; 2010 Qtr 1: 0; 2010 Qtr 2: 0; 2010 Qtr 3: 0; 2010 Qtr 4: 0; 2011 Qtr 1: 0; 2011 Qtr 2: 0; 2011 Qtr 3: 0; 2011 Qtr 4: 0 | 18.196
0 | 234291-Lighting-Ocpncy Snsr-Wll/Cl Mntd Lght Snsr>=500Tr1 |  | System | Commercial | 01-ALC-AllCommercial-IntLight | 0 |  |  |  |  | 221.37 | 75 | 0 | 0 | 0 | 146.37 | 626 |  | kWh | 0.145 | 0 | Commercial | [7 empty] | 8 | 0.84 |  |  |  | 0 | 57 | 0 | 0 | 0 | 0 | 0 | 0 | 0 | 0 | 0 | 0 | 2009 Qtr 1: 0; 2009 Qtr 2: 0; 2009 Qtr 3: 57; 2009 Qtr 4: 0; 2010 Qtr 1: 0; 2010 Qtr 2: 0; 2010 Qtr 3: 0; 2010 Qtr 4: 0; 2011 Qtr 1: 0; 2011 Qtr 2: 0; 2011 Qtr 3: 0; 2011 Qtr 4: 0 | 57
0 | 234330-Premium T8 with T12 40 Watt Baseline - Tr1 |  | System | Commercial | 01-ALC-AllCommercial-IntLight | 0 |  |  |  |  | 27.6532 | 13.1897 | 0 | 0 | 0 | 14.4636 | 83.5202 |  | kWh | 0.017351 | 0 | Commercial | [7 empty] | 15 | 0.78 |  |  |  | 0 | 32.7529 | 0 | 0 | 0 | 0 | 0 | 0 | 0 | 0 | 0 | 0 | 2009 Qtr 1: 0; 2009 Qtr 2: 0; 2009 Qtr 3: 32.7529; 2009 Qtr 4: 0; 2010 Qtr 1: 0; 2010 Qtr 2: 0; 2010 Qtr 3: 0; 2010 Qtr 4: 0; 2011 Qtr 1: 0; 2011 Qtr 2: 0; 2011 Qtr 3: 0; 2011 Qtr 4: 0 | 32.7529
0 | 234303-Lighting-Remove 4 Ft Lamp (De-Lamp) - Tr1 |  | System | Commercial | [6 empty] | 12.3596 | 16.4871 | 0 | 0 | 0 | -4.1275 | 137.2559 |  | 0 | 0.026384 | -2.5676 | Commercial |  | Winter Only | [5 empty] | 15 | 0.77 |  |  |  | 0 | 32.7529 | 0 | 0 | 0 | 0 | 0 | 0 | 0 | 0 | 0 | 0 | 2009 Qtr 1: 0; 2009 Qtr 2: 0; 2009 Qtr 3: 32.7529; 2009 Qtr 4: 0; 2010 Qtr 1: 0; 2010 Qtr 2: 0; 2010 Qtr 3: 0; 2010 Qtr 4: 0; 2011 Qtr 1: 0; 2011 Qtr 2: 0; 2011 Qtr 3: 0; 2011 Qtr 4: 0 | 32.7529
0 | 234312-Lighting-Screw in 14-26 Watt Lamp - Tr1 |  | System | Commercial | [6 empty] | 9.3196 | 0 | 0 | 0 | 0 | 9.3196 | 0 |  | 0 | 0 | 0 | Commercial |  | Annual | [5 empty] | 2.47 | 0.81 |  |  |  | 0 | 0.67353 | 0 | 0 | 0 | 0 | 0 | 0 | 0 | 0 | 0 | 0 | 2009 Qtr 1: 0; 2009 Qtr 2: 0; 2009 Qtr 3: 0.67353; 2009 Qtr 4: 0; 2010 Qtr 1: 0; 2010 Qtr 2: 0; 2010 Qtr 3: 0; 2010 Qtr 4: 0; 2011 Qtr 1: 0; 2011 Qtr 2: 0; 2011 Qtr 3: 0; 2011 Qtr 4: 0 | 0.67353
0 | 234330-Premium T8 with T12 40 Watt Baseline - Tr1 |  | System | Commercial | 01-ALC-AllCommercial-IntLight | 0 |  |  |  |  | 27.6532 | 0 | 0 | 0 | 0 | 27.6532 | 0 |  | kWh | 0 | 0 | Commercial | [7 empty] | 15 | 0.78 |  |  |  | 0 | 0.9098 | 0 | 0 | 0 | 0 | 0 | 0 | 0 | 0 | 0 | 0 | 2009 Qtr 1: 0; 2009 Qtr 2: 0; 2009 Qtr 3: 0.9098; 2009 Qtr 4: 0; 2010 Qtr 1: 0; 2010 Qtr 2: 0; 2010 Qtr 3: 0; 2010 Qtr 4: 0; 2011 Qtr 1: 0; 2011 Qtr 2: 0; 2011 Qtr 3: 0; 2011 Qtr 4: 0 | 0.9098
0 | 234303-Lighting-Remove 4 Ft Lamp (De-Lamp) - Tr1 |  | System | Commercial | [6 empty] | 12.3596 | 0 | 0 | 0 | 0 | 12.3596 | 0 |  | 0 | 0 | 0 | Commercial |  | Winter Only | [5 empty] | 15 | 0.77 |  |  |  | 0 | 0.9098 | 0 | 0 | 0 | 0 | 0 | 0 | 0 | 0 | 0 | 0 | 2009 Qtr 1: 0; 2009 Qtr 2: 0; 2009 Qtr 3: 0.9098; 2009 Qtr 4: 0; 2010 Qtr 1: 0; 2010 Qtr 2: 0; 2010 Qtr 3: 0; 2010 Qtr 4: 0; 2011 Qtr 1: 0; 2011 Qtr 2: 0; 2011 Qtr 3: 0; 2011 Qtr 4: 0 | 0.9098
0 | 234291-Lighting-Ocpncy Snsr-Wll/Cl Mntd Lght Snsr>=500Tr1 |  | System | Commercial | 01-ALC-AllCommercial-IntLight | 0 |  |  |  |  | 221.37 | 75 | 0 | 0 | 0 | 146.37 | 626 |  | kWh | 0.145 | 0 | Commercial | [7 empty] | 8 | 0.84 |  |  |  | 0 | 51 | 0 | 0 | 0 | 0 | 0 | 0 | 0 | 0 | 0 | 0 | 2009 Qtr 1: 0; 2009 Qtr 2: 0; 2009 Qtr 3: 51; 2009 Qtr 4: 0; 2010 Qtr 1: 0; 2010 Qtr 2: 0; 2010 Qtr 3: 0; 2010 Qtr 4: 0; 2011 Qtr 1: 0; 2011 Qtr 2: 0; 2011 Qtr 3: 0; 2011 Qtr 4: 0 | 51
0 | 234049-Lighting-LED Exit Sign New Sign |  | System | Commercial | 25-SCN-Storage–Conditioned-Exit | 0 |  |  |  |  | 64.8921 | 0 | 0 | 0 | 0 | 64.8921 | 0 |  | kWh | 0 | 0 | Commercial | [7 empty] | 16 | 0.85 |  |  |  | 0 | 1 | 0 | 0 | 0 | 0 | 0 | 0 | 0 | 0 | 0 | 0 | 2009 Qtr 1: 0; 2009 Qtr 2: 0; 2009 Qtr 3: 1; 2009 Qtr 4: 0; 2010 Qtr 1: 0; 2010 Qtr 2: 0; 2010 Qtr 3: 0; 2010 Qtr 4: 0; 2011 Qtr 1: 0; 2011 Qtr 2: 0; 2011 Qtr 3: 0; 2011 Qtr 4: 0 | 1
0 | 234126-Refrigeration - Efficient Evap Fan Motor Electronically Commutated Motor (ECM) |  | System | Commercial | 09-GRO-Grocery-REFG | 0 |  |  |  |  | 6.7904 | 150 | 0 | 0 | 0 | -143.2096 | 116.369 |  | kWh | 0.015845 | -0.11528 | Commercial |  | Annual | [5 empty] | 15 | 0.7 |  |  |  | 0 | 5 | 0 | 0 | 0 | 0 | 0 | 0 | 0 | 0 | 0 | 0 | 2009 Qtr 1: 0; 2009 Qtr 2: 0; 2009 Qtr 3: 0; 2009 Qtr 4: 5; 2010 Qtr 1: 0; 2010 Qtr 2: 0; 2010 Qtr 3: 0; 2010 Qtr 4: 0; 2011 Qtr 1: 0; 2011 Qtr 2: 0; 2011 Qtr 3: 0; 2011 Qtr 4: 0 | 5
0 | 234360-Lighting-IntrHiByLnrFlscntFxtr244wrplc400w(TrI)Tr1 |  | System | Commercial | [6 empty] | 282.4319 | 153.8404 | 0 | 0 | 0 | 128.5914 | 0 |  | 0 | 0.224 | -7.1132 | Commercial |  | Winter Only | [5 empty] | 15 | 0.78 |  |  |  | 0 | 10.7254 | 0 | 0 | 0 | 0 | 0 | 0 | 0 | 0 | 0 | 0 | 2009 Qtr 1: 0; 2009 Qtr 2: 0; 2009 Qtr 3: 10.7254; 2009 Qtr 4: 0; 2010 Qtr 1: 0; 2010 Qtr 2: 0; 2010 Qtr 3: 0; 2010 Qtr 4: 0; 2011 Qtr 1: 0; 2011 Qtr 2: 0; 2011 Qtr 3: 0; 2011 Qtr 4: 0 | 10.7254
0 | 234285-Lighting-Occpncy Snsr-Hi-Bay integrated Snsr-Tr1 |  | System | Commercial | 01-ALC-AllCommercial-IntLight | 0 |  |  |  |  | 221.2703 | 95.5 | 0 | 0 | 0 | 125.7703 | 2503.6304 |  | kWh | 0.48559 | 0 | Commercial | [7 empty] | 8 | 0.84 |  |  |  | 0 | 11 | 0 | 0 | 0 | 0 | 0 | 0 | 0 | 0 | 0 | 0 | 2009 Qtr 1: 0; 2009 Qtr 2: 0; 2009 Qtr 3: 11; 2009 Qtr 4: 0; 2010 Qtr 1: 0; 2010 Qtr 2: 0; 2010 Qtr 3: 0; 2010 Qtr 4: 0; 2011 Qtr 1: 0; 2011 Qtr 2: 0; 2011 Qtr 3: 0; 2011 Qtr 4: 0 | 11
0 | 234126-Refrigeration - Efficient Evap Fan Motor Electronically Commutated Motor (ECM) |  | System | Commercial | 09-GRO-Grocery-REFG | 0 |  |  |  |  | 6.7904 | 150 | 0 | 0 | 0 | -143.2096 | 116.369 |  | kWh | 0.015845 | -0.11528 | Commercial |  | Annual | [5 empty] | 15 | 0.7 |  |  |  | 0 | 5 | 0 | 0 | 0 | 0 | 0 | 0 | 0 | 0 | 0 | 0 | 2009 Qtr 1: 0; 2009 Qtr 2: 0; 2009 Qtr 3: 0; 2009 Qtr 4: 5; 2010 Qtr 1: 0; 2010 Qtr 2: 0; 2010 Qtr 3: 0; 2010 Qtr 4: 0; 2011 Qtr 1: 0; 2011 Qtr 2: 0; 2011 Qtr 3: 0; 2011 Qtr 4: 0 | 5
0 | 234126-Refrigeration - Efficient Evap Fan Motor Electronically Commutated Motor (ECM) |  | System | Commercial | 09-GRO-Grocery-REFG | 0 |  |  |  |  | 6.7904 | 150 | 0 | 0 | 0 | -143.2096 | 116.369 |  | kWh | 0.015845 | -0.11528 | Commercial |  | Annual | [5 empty] | 15 | 0.7 |  |  |  | 0 | 6 | 0 | 0 | 0 | 0 | 0 | 0 | 0 | 0 | 0 | 0 | 2009 Qtr 1: 0; 2009 Qtr 2: 0; 2009 Qtr 3: 6; 2009 Qtr 4: 0; 2010 Qtr 1: 0; 2010 Qtr 2: 0; 2010 Qtr 3: 0; 2010 Qtr 4: 0; 2011 Qtr 1: 0; 2011 Qtr 2: 0; 2011 Qtr 3: 0; 2011 Qtr 4: 0 | 6
0 | 234084-Refrigeration -Cooler/Freezer Door Gaskets - Solid Doors: Cooler |  | System | Commercial | 09-GRO-Grocery-REFG | 0 |  |  |  |  | 2.2498 | 4.0086 | 0 | 0 | 0 | -1.7588 | 104.55 |  | kWh | 0.01195 | 0 | Commercial | [7 empty] | 4 | 0.76 |  |  |  | 0 | 376 | 0 | 0 | 0 | 0 | 0 | 0 | 0 | 0 | 0 | 0 | 2009 Qtr 1: 0; 2009 Qtr 2: 0; 2009 Qtr 3: 376; 2009 Qtr 4: 0; 2010 Qtr 1: 0; 2010 Qtr 2: 0; 2010 Qtr 3: 0; 2010 Qtr 4: 0; 2011 Qtr 1: 0; 2011 Qtr 2: 0; 2011 Qtr 3: 0; 2011 Qtr 4: 0 | 376
0 | 234067-Refrigeration - Food Service -Auto Closer for Main Cooler Doors |  | System | Commercial | 09-GRO-Grocery-REFG | 0 |  |  |  |  | 382.5103 | 103 | 0 | 0 | 0 | 279.5103 | 1075.009 |  | kWh | 0.20794 | -0.053375 | Commercial |  | Annual | [5 empty] | 8 | 0.7 |  |  |  | 0 | 2 | 0 | 0 | 0 | 0 | 0 | 0 | 0 | 0 | 0 | 0 | 2009 Qtr 1: 0; 2009 Qtr 2: 0; 2009 Qtr 3: 2; 2009 Qtr 4: 0; 2010 Qtr 1: 0; 2010 Qtr 2: 0; 2010 Qtr 3: 0; 2010 Qtr 4: 0; 2011 Qtr 1: 0; 2011 Qtr 2: 0; 2011 Qtr 3: 0; 2011 Qtr 4: 0 | 2
0 | 234068-Refrigeration - Food Service -Auto Closer for Main Freezer Doors |  | System | Commercial | 09-GRO-Grocery-REFG | 0 |  |  |  |  | 372.7723 | 160.5 | 0 | 0 | 0 | 212.2723 | 2785.8135 |  | kWh | 0.27593 | -0.026688 | Commercial |  | Annual | [5 empty] | 8 | 0.7 |  |  |  | 0 | 1 | 0 | 0 | 0 | 0 | 0 | 0 | 0 | 0 | 0 | 0 | 2009 Qtr 1: 0; 2009 Qtr 2: 0; 2009 Qtr 3: 1; 2009 Qtr 4: 0; 2010 Qtr 1: 0; 2010 Qtr 2: 0; 2010 Qtr 3: 0; 2010 Qtr 4: 0; 2011 Qtr 1: 0; 2011 Qtr 2: 0; 2011 Qtr 3: 0; 2011 Qtr 4: 0 | 1
0 | 234360-Lighting-IntrHiByLnrFlscntFxtr244wrplc400w(TrI)Tr1 |  | System | Commercial | [6 empty] | 282.4319 | 153.8404 | 0 | 0 | 0 | 128.5914 | 0 |  | 0 | 0.224 | -7.1132 | Commercial |  | Winter Only | [5 empty] | 15 | 0.78 |  |  |  | 0 | 3.9001 | 0 | 0 | 0 | 0 | 0 | 0 | 0 | 0 | 0 | 0 | 2009 Qtr 1: 0; 2009 Qtr 2: 0; 2009 Qtr 3: 0; 2009 Qtr 4: 3.9001; 2010 Qtr 1: 0; 2010 Qtr 2: 0; 2010 Qtr 3: 0; 2010 Qtr 4: 0; 2011 Qtr 1: 0; 2011 Qtr 2: 0; 2011 Qtr 3: 0; 2011 Qtr 4: 0 | 3.9001
0 | 234285-Lighting-Occpncy Snsr-Hi-Bay integrated Snsr-Tr1 |  | System | Commercial | 01-ALC-AllCommercial-IntLight | 0 |  |  |  |  | 221.2703 | 95.5 | 0 | 0 | 0 | 125.7703 | 2503.6304 |  | kWh | 0.48559 | 0 | Commercial | [7 empty] | 8 | 0.84 |  |  |  | 0 | 4 | 0 | 0 | 0 | 0 | 0 | 0 | 0 | 0 | 0 | 0 | 2009 Qtr 1: 0; 2009 Qtr 2: 0; 2009 Qtr 3: 0; 2009 Qtr 4: 4; 2010 Qtr 1: 0; 2010 Qtr 2: 0; 2010 Qtr 3: 0; 2010 Qtr 4: 0; 2011 Qtr 1: 0; 2011 Qtr 2: 0; 2011 Qtr 3: 0; 2011 Qtr 4: 0 | 4
0 | 234330-Premium T8 with T12 40 Watt Baseline - Tr1 |  | System | Commercial | 01-ALC-AllCommercial-IntLight | 0 |  |  |  |  | 27.6532 | 13.1897 | 0 | 0 | 0 | 14.4636 | 83.5202 |  | kWh | 0.017351 | 0 | Commercial | [7 empty] | 15 | 0.78 |  |  |  | 0 | 47.3097 | 0 | 0 | 0 | 0 | 0 | 0 | 0 | 0 | 0 | 0 | 2009 Qtr 1: 0; 2009 Qtr 2: 0; 2009 Qtr 3: 0; 2009 Qtr 4: 47.3097; 2010 Qtr 1: 0; 2010 Qtr 2: 0; 2010 Qtr 3: 0; 2010 Qtr 4: 0; 2011 Qtr 1: 0; 2011 Qtr 2: 0; 2011 Qtr 3: 0; 2011 Qtr 4: 0 | 47.3097
0 | 234303-Lighting-Remove 4 Ft Lamp (De-Lamp) - Tr1 |  | System | Commercial | [6 empty] | 12.3596 | 0 | 0 | 0 | 0 | 12.3596 | 0 |  | 0 | 0 | 0 | Commercial |  | Winter Only | [5 empty] | 15 | 0.77 |  |  |  | 0 | 0.9098 | 0 | 0 | 0 | 0 | 0 | 0 | 0 | 0 | 0 | 0 | 2009 Qtr 1: 0; 2009 Qtr 2: 0; 2009 Qtr 3: 0; 2009 Qtr 4: 0.9098; 2010 Qtr 1: 0; 2010 Qtr 2: 0; 2010 Qtr 3: 0; 2010 Qtr 4: 0; 2011 Qtr 1: 0; 2011 Qtr 2: 0; 2011 Qtr 3: 0; 2011 Qtr 4: 0 | 0.9098
0 | 234049-Lighting-LED Exit Sign New Sign |  | System | Commercial | 25-SCN-Storage–Conditioned-Exit | 0 |  |  |  |  | 64.8921 | 45 | 0 | 0 | 0 | 19.8921 | 351.311 |  | kWh | 0 | 0 | Commercial | [7 empty] | 16 | 0.85 |  |  |  | 0 | 1 | 0 | 0 | 0 | 0 | 0 | 0 | 0 | 0 | 0 | 0 | 2009 Qtr 1: 0; 2009 Qtr 2: 0; 2009 Qtr 3: 0; 2009 Qtr 4: 1; 2010 Qtr 1: 0; 2010 Qtr 2: 0; 2010 Qtr 3: 0; 2010 Qtr 4: 0; 2011 Qtr 1: 0; 2011 Qtr 2: 0; 2011 Qtr 3: 0; 2011 Qtr 4: 0 | 1
0 | 234063-Refrigeration - Anti-Sweat Heater Controls |  | System | Commercial | 09-GRO-Grocery-REFG | 0 |  |  |  |  | 56 | 26.9274 | 0 | 0 | 0 | 29.0726 | 343 |  | kWh | 0.022 | 0 | Commercial | [7 empty] | 12 | 0.7 |  |  |  | 0 | 31 | 0 | 0 | 0 | 0 | 0 | 0 | 0 | 0 | 0 | 0 | 2009 Qtr 1: 0; 2009 Qtr 2: 0; 2009 Qtr 3: 0; 2009 Qtr 4: 31; 2010 Qtr 1: 0; 2010 Qtr 2: 0; 2010 Qtr 3: 0; 2010 Qtr 4: 0; 2011 Qtr 1: 0; 2011 Qtr 2: 0; 2011 Qtr 3: 0; 2011 Qtr 4: 0 | 31
0 | 234126-Refrigeration - Efficient Evap Fan Motor Electronically Commutated Motor (ECM) |  | System | Commercial | 09-GRO-Grocery-REFG | 0 |  |  |  |  | 6.7904 | 150 | 0 | 0 | 0 | -143.2096 | 116.369 |  | kWh | 0.015845 | -0.11528 | Commercial |  | Annual | [5 empty] | 15 | 0.7 |  |  |  | 0 | 8 | 0 | 0 | 0 | 0 | 0 | 0 | 0 | 0 | 0 | 0 | 2009 Qtr 1: 0; 2009 Qtr 2: 0; 2009 Qtr 3: 0; 2009 Qtr 4: 8; 2010 Qtr 1: 0; 2010 Qtr 2: 0; 2010 Qtr 3: 0; 2010 Qtr 4: 0; 2011 Qtr 1: 0; 2011 Qtr 2: 0; 2011 Qtr 3: 0; 2011 Qtr 4: 0 | 8
0 | 234126-Refrigeration - Efficient Evap Fan Motor Electronically Commutated Motor (ECM) |  | System | Commercial | 09-GRO-Grocery-REFG | 0 |  |  |  |  | 6.7904 | 150 | 0 | 0 | 0 | -143.2096 | 116.369 |  | kWh | 0.015845 | -0.11528 | Commercial |  | Annual | [5 empty] | 15 | 0.7 |  |  |  | 0 | 2 | 0 | 0 | 0 | 0 | 0 | 0 | 0 | 0 | 0 | 0 | 2009 Qtr 1: 0; 2009 Qtr 2: 0; 2009 Qtr 3: 0; 2009 Qtr 4: 2; 2010 Qtr 1: 0; 2010 Qtr 2: 0; 2010 Qtr 3: 0; 2010 Qtr 4: 0; 2011 Qtr 1: 0; 2011 Qtr 2: 0; 2011 Qtr 3: 0; 2011 Qtr 4: 0 | 2
0 | 234126-Refrigeration - Efficient Evap Fan Motor Electronically Commutated Motor (ECM) |  | System | Commercial | 09-GRO-Grocery-REFG | 0 |  |  |  |  | 6.7904 | 150 | 0 | 0 | 0 | -143.2096 | 116.369 |  | kWh | 0.015845 | -0.11528 | Commercial |  | Annual | [5 empty] | 15 | 0.7 |  |  |  | 0 | 1 | 0 | 0 | 0 | 0 | 0 | 0 | 0 | 0 | 0 | 0 | 2009 Qtr 1: 0; 2009 Qtr 2: 0; 2009 Qtr 3: 0; 2009 Qtr 4: 1; 2010 Qtr 1: 0; 2010 Qtr 2: 0; 2010 Qtr 3: 0; 2010 Qtr 4: 0; 2011 Qtr 1: 0; 2011 Qtr 2: 0; 2011 Qtr 3: 0; 2011 Qtr 4: 0 | 1
0 | 234330-Premium T8 with T12 40 Watt Baseline - Tr1 |  | System | Commercial | 01-ALC-AllCommercial-IntLight | 0 |  |  |  |  | 27.6532 | 13.1897 | 0 | 0 | 0 | 14.4636 | 83.5202 |  | kWh | 0.017351 | 0 | Commercial | [7 empty] | 15 | 0.78 |  |  |  | 0 | 54.5881 | 0 | 0 | 0 | 0 | 0 | 0 | 0 | 0 | 0 | 0 | 2009 Qtr 1: 0; 2009 Qtr 2: 0; 2009 Qtr 3: 0; 2009 Qtr 4: 54.5881; 2010 Qtr 1: 0; 2010 Qtr 2: 0; 2010 Qtr 3: 0; 2010 Qtr 4: 0; 2011 Qtr 1: 0; 2011 Qtr 2: 0; 2011 Qtr 3: 0; 2011 Qtr 4: 0 | 54.5881
0 | 234303-Lighting-Remove 4 Ft Lamp (De-Lamp) - Tr1 |  | System | Commercial | [6 empty] | 12.3596 | 16.4871 | 0 | 0 | 0 | -4.1275 | 137.2559 |  | 0 | 0.026384 | -2.5676 | Commercial |  | Winter Only | [5 empty] | 15 | 0.77 |  |  |  | 0 | 7.2784 | 0 | 0 | 0 | 0 | 0 | 0 | 0 | 0 | 0 | 0 | 2009 Qtr 1: 0; 2009 Qtr 2: 0; 2009 Qtr 3: 0; 2009 Qtr 4: 7.2784; 2010 Qtr 1: 0; 2010 Qtr 2: 0; 2010 Qtr 3: 0; 2010 Qtr 4: 0; 2011 Qtr 1: 0; 2011 Qtr 2: 0; 2011 Qtr 3: 0; 2011 Qtr 4: 0 | 7.2784
0 | 234312-Lighting-Screw in 14-26 Watt Lamp - Tr1 |  | System | Commercial | [6 empty] | 9.3196 | 0 | 0 | 0 | 0 | 9.3196 | 0 |  | 0 | 0 | 0 | Commercial |  | Annual | [5 empty] | 2.47 | 0.81 |  |  |  | 0 | 0.67353 | 0 | 0 | 0 | 0 | 0 | 0 | 0 | 0 | 0 | 0 | 2009 Qtr 1: 0; 2009 Qtr 2: 0; 2009 Qtr 3: 0; 2009 Qtr 4: 0.67353; 2010 Qtr 1: 0; 2010 Qtr 2: 0; 2010 Qtr 3: 0; 2010 Qtr 4: 0; 2011 Qtr 1: 0; 2011 Qtr 2: 0; 2011 Qtr 3: 0; 2011 Qtr 4: 0 | 0.67353
0 | 234126-Refrigeration - Efficient Evap Fan Motor Electronically Commutated Motor (ECM) |  | System | Commercial | 09-GRO-Grocery-REFG | 0 |  |  |  |  | 6.7904 | 150 | 0 | 0 | 0 | -143.2096 | 116.369 |  | kWh | 0.015845 | -0.11528 | Commercial |  | Annual | [5 empty] | 15 | 0.7 |  |  |  | 0 | 6 | 0 | 0 | 0 | 0 | 0 | 0 | 0 | 0 | 0 | 0 | 2009 Qtr 1: 0; 2009 Qtr 2: 0; 2009 Qtr 3: 6; 2009 Qtr 4: 0; 2010 Qtr 1: 0; 2010 Qtr 2: 0; 2010 Qtr 3: 0; 2010 Qtr 4: 0; 2011 Qtr 1: 0; 2011 Qtr 2: 0; 2011 Qtr 3: 0; 2011 Qtr 4: 0 | 6
0 | 234085-Refrigeration -Strip Curtains for Walk-ins |  | System | Commercial | 20-RFF-Restaurant–FastFood-Refrig | 0 |  |  |  |  | 10.214 | 3.0075 | 0 | 0 | 0 | 7.2065 | 465 |  | kWh | 0.053 | 0 | Commercial | [7 empty] | 4 | 0.46 |  |  |  | 0 | 56 | 0 | 0 | 0 | 0 | 0 | 0 | 0 | 0 | 0 | 0 | 2009 Qtr 1: 0; 2009 Qtr 2: 0; 2009 Qtr 3: 56; 2009 Qtr 4: 0; 2010 Qtr 1: 0; 2010 Qtr 2: 0; 2010 Qtr 3: 0; 2010 Qtr 4: 0; 2011 Qtr 1: 0; 2011 Qtr 2: 0; 2011 Qtr 3: 0; 2011 Qtr 4: 0 | 56
0 | 234084-Refrigeration -Cooler/Freezer Door Gaskets - Solid Doors: Cooler |  | System | Commercial | 09-GRO-Grocery-REFG | 0 |  |  |  |  | 2.2498 | 4.0352 | 0 | 0 | 0 | -1.7854 | 104.55 |  | kWh | 0.01195 | 0 | Commercial | [7 empty] | 4 | 0.76 |  |  |  | 0 | 84 | 0 | 0 | 0 | 0 | 0 | 0 | 0 | 0 | 0 | 0 | 2009 Qtr 1: 0; 2009 Qtr 2: 0; 2009 Qtr 3: 84; 2009 Qtr 4: 0; 2010 Qtr 1: 0; 2010 Qtr 2: 0; 2010 Qtr 3: 0; 2010 Qtr 4: 0; 2011 Qtr 1: 0; 2011 Qtr 2: 0; 2011 Qtr 3: 0; 2011 Qtr 4: 0 | 84
0 | 234067-Refrigeration - Food Service -Auto Closer for Main Cooler Doors |  | System | Commercial | 09-GRO-Grocery-REFG | 0 |  |  |  |  | 382.5103 | 103 | 0 | 0 | 0 | 279.5103 | 1075.009 |  | kWh | 0.20794 | -0.053375 | Commercial |  | Annual | [5 empty] | 8 | 0.7 |  |  |  | 0 | 4 | 0 | 0 | 0 | 0 | 0 | 0 | 0 | 0 | 0 | 0 | 2009 Qtr 1: 0; 2009 Qtr 2: 0; 2009 Qtr 3: 4; 2009 Qtr 4: 0; 2010 Qtr 1: 0; 2010 Qtr 2: 0; 2010 Qtr 3: 0; 2010 Qtr 4: 0; 2011 Qtr 1: 0; 2011 Qtr 2: 0; 2011 Qtr 3: 0; 2011 Qtr 4: 0 | 4
0 | 234068-Refrigeration - Food Service -Auto Closer for Main Freezer Doors |  | System | Commercial | 09-GRO-Grocery-REFG | 0 |  |  |  |  | 372.7723 | 160.5 | 0 | 0 | 0 | 212.2723 | 2785.8135 |  | kWh | 0.27593 | -0.026688 | Commercial |  | Annual | [5 empty] | 8 | 0.7 |  |  |  | 0 | 2 | 0 | 0 | 0 | 0 | 0 | 0 | 0 | 0 | 0 | 0 | 2009 Qtr 1: 0; 2009 Qtr 2: 0; 2009 Qtr 3: 2; 2009 Qtr 4: 0; 2010 Qtr 1: 0; 2010 Qtr 2: 0; 2010 Qtr 3: 0; 2010 Qtr 4: 0; 2011 Qtr 1: 0; 2011 Qtr 2: 0; 2011 Qtr 3: 0; 2011 Qtr 4: 0 | 2
0 | 234126-Refrigeration - Efficient Evap Fan Motor Electronically Commutated Motor (ECM) |  | System | Commercial | 09-GRO-Grocery-REFG | 0 |  |  |  |  | 6.7904 | 150 | 0 | 0 | 0 | -143.2096 | 116.369 |  | kWh | 0.015845 | -0.11528 | Commercial |  | Annual | [5 empty] | 15 | 0.7 |  |  |  | 0 | 13 | 0 | 0 | 0 | 0 | 0 | 0 | 0 | 0 | 0 | 0 | 2009 Qtr 1: 0; 2009 Qtr 2: 0; 2009 Qtr 3: 0; 2009 Qtr 4: 13; 2010 Qtr 1: 0; 2010 Qtr 2: 0; 2010 Qtr 3: 0; 2010 Qtr 4: 0; 2011 Qtr 1: 0; 2011 Qtr 2: 0; 2011 Qtr 3: 0; 2011 Qtr 4: 0 | 13
0 | 234126-Refrigeration - Efficient Evap Fan Motor Electronically Commutated Motor (ECM) |  | System | Commercial | 09-GRO-Grocery-REFG | 0 |  |  |  |  | 6.7904 | 150 | 0 | 0 | 0 | -143.2096 | 116.369 |  | kWh | 0.015845 | -0.11528 | Commercial |  | Annual | [5 empty] | 15 | 0.7 |  |  |  | 0 | 7 | 0 | 0 | 0 | 0 | 0 | 0 | 0 | 0 | 0 | 0 | 2009 Qtr 1: 0; 2009 Qtr 2: 0; 2009 Qtr 3: 0; 2009 Qtr 4: 7; 2010 Qtr 1: 0; 2010 Qtr 2: 0; 2010 Qtr 3: 0; 2010 Qtr 4: 0; 2011 Qtr 1: 0; 2011 Qtr 2: 0; 2011 Qtr 3: 0; 2011 Qtr 4: 0 | 7
0 | 234286-Lighting-Occpncy Snsr-Hi-Bay integrated Snsr-Tr2 |  | System | Commercial | 01-ALC-AllCommercial-IntLight | 0 |  |  |  |  | 221.37 | 95.5 | 0 | 0 | 0 | 125.87 | 1499.5759 |  | kWh | 0.47213 | 0 | Commercial | [7 empty] | 8 | 0.84 |  |  |  | 0 | 39 | 0 | 0 | 0 | 0 | 0 | 0 | 0 | 0 | 0 | 0 | 2009 Qtr 1: 0; 2009 Qtr 2: 0; 2009 Qtr 3: 39; 2009 Qtr 4: 0; 2010 Qtr 1: 0; 2010 Qtr 2: 0; 2010 Qtr 3: 0; 2010 Qtr 4: 0; 2011 Qtr 1: 0; 2011 Qtr 2: 0; 2011 Qtr 3: 0; 2011 Qtr 4: 0 | 39
0 | 234285-Lighting-Occpncy Snsr-Hi-Bay integrated Snsr-Tr1 |  | System | Commercial | 01-ALC-AllCommercial-IntLight | 0 |  |  |  |  | 221.2703 | 95.5 | 0 | 0 | 0 | 125.7703 | 2503.6304 |  | kWh | 0.48559 | 0 | Commercial | [7 empty] | 8 | 0.84 |  |  |  | 0 | 16 | 0 | 0 | 0 | 0 | 0 | 0 | 0 | 0 | 0 | 0 | 2009 Qtr 1: 0; 2009 Qtr 2: 0; 2009 Qtr 3: 16; 2009 Qtr 4: 0; 2010 Qtr 1: 0; 2010 Qtr 2: 0; 2010 Qtr 3: 0; 2010 Qtr 4: 0; 2011 Qtr 1: 0; 2011 Qtr 2: 0; 2011 Qtr 3: 0; 2011 Qtr 4: 0 | 16
0 | 234063-Refrigeration - Anti-Sweat Heater Controls |  | System | Commercial | 09-GRO-Grocery-REFG | 0 |  |  |  |  | 56 | 26.5 | 0 | 0 | 0 | 29.5 | 343 |  | kWh | 0.022 | 0 | Commercial | [7 empty] | 12 | 0.7 |  |  |  | 0 | 51 | 0 | 0 | 0 | 0 | 0 | 0 | 0 | 0 | 0 | 0 | 2009 Qtr 1: 0; 2009 Qtr 2: 0; 2009 Qtr 3: 0; 2009 Qtr 4: 51; 2010 Qtr 1: 0; 2010 Qtr 2: 0; 2010 Qtr 3: 0; 2010 Qtr 4: 0; 2011 Qtr 1: 0; 2011 Qtr 2: 0; 2011 Qtr 3: 0; 2011 Qtr 4: 0 | 51
0 | 234126-Refrigeration - Efficient Evap Fan Motor Electronically Commutated Motor (ECM) |  | System | Commercial | 09-GRO-Grocery-REFG | 0 |  |  |  |  | 6.7904 | 150 | 0 | 0 | 0 | -143.2096 | 116.369 |  | kWh | 0.015845 | -0.11528 | Commercial |  | Annual | [5 empty] | 15 | 0.7 |  |  |  | 0 | 6 | 0 | 0 | 0 | 0 | 0 | 0 | 0 | 0 | 0 | 0 | 2009 Qtr 1: 0; 2009 Qtr 2: 0; 2009 Qtr 3: 0; 2009 Qtr 4: 6; 2010 Qtr 1: 0; 2010 Qtr 2: 0; 2010 Qtr 3: 0; 2010 Qtr 4: 0; 2011 Qtr 1: 0; 2011 Qtr 2: 0; 2011 Qtr 3: 0; 2011 Qtr 4: 0 | 6
0 | 234126-Refrigeration - Efficient Evap Fan Motor Electronically Commutated Motor (ECM) |  | System | Commercial | 09-GRO-Grocery-REFG | 0 |  |  |  |  | 6.7904 | 150 | 0 | 0 | 0 | -143.2096 | 116.369 |  | kWh | 0.015845 | -0.11528 | Commercial |  | Annual | [5 empty] | 15 | 0.7 |  |  |  | 0 | 11 | 0 | 0 | 0 | 0 | 0 | 0 | 0 | 0 | 0 | 0 | 2009 Qtr 1: 0; 2009 Qtr 2: 0; 2009 Qtr 3: 0; 2009 Qtr 4: 11; 2010 Qtr 1: 0; 2010 Qtr 2: 0; 2010 Qtr 3: 0; 2010 Qtr 4: 0; 2011 Qtr 1: 0; 2011 Qtr 2: 0; 2011 Qtr 3: 0; 2011 Qtr 4: 0 | 11
0 | 234330-Premium T8 with T12 40 Watt Baseline - Tr1 |  | System | Commercial | 01-ALC-AllCommercial-IntLight | 0 |  |  |  |  | 27.6532 | 13.1897 | 0 | 0 | 0 | 14.4636 | 83.5202 |  | kWh | 0.017351 | 0 | Commercial | [7 empty] | 15 | 0.78 |  |  |  | 0 | 141.9291 | 0 | 0 | 0 | 0 | 0 | 0 | 0 | 0 | 0 | 0 | 2009 Qtr 1: 0; 2009 Qtr 2: 0; 2009 Qtr 3: 141.9291; 2009 Qtr 4: 0; 2010 Qtr 1: 0; 2010 Qtr 2: 0; 2010 Qtr 3: 0; 2010 Qtr 4: 0; 2011 Qtr 1: 0; 2011 Qtr 2: 0; 2011 Qtr 3: 0; 2011 Qtr 4: 0 | 141.9291
0 | 234360-Lighting-IntrHiByLnrFlscntFxtr244wrplc400w(TrI)Tr1 |  | System | Commercial | [6 empty] | 282.4319 | 153.8404 | 0 | 0 | 0 | 128.5914 | 0 |  | 0 | 0.224 | -7.1132 | Commercial |  | Winter Only | [5 empty] | 15 | 0.78 |  |  |  | 0 | 117.9794 | 0 | 0 | 0 | 0 | 0 | 0 | 0 | 0 | 0 | 0 | 2009 Qtr 1: 0; 2009 Qtr 2: 0; 2009 Qtr 3: 117.9794; 2009 Qtr 4: 0; 2010 Qtr 1: 0; 2010 Qtr 2: 0; 2010 Qtr 3: 0; 2010 Qtr 4: 0; 2011 Qtr 1: 0; 2011 Qtr 2: 0; 2011 Qtr 3: 0; 2011 Qtr 4: 0 | 117.9794
0 | 234330-Premium T8 with T12 40 Watt Baseline - Tr1 |  | System | Commercial | 01-ALC-AllCommercial-IntLight | 0 |  |  |  |  | 27.6532 | 13.1897 | 0 | 0 | 0 | 14.4636 | 83.5202 |  | kWh | 0.017351 | 0 | Commercial | [7 empty] | 15 | 0.78 |  |  |  | 0 | 154.6664 | 0 | 0 | 0 | 0 | 0 | 0 | 0 | 0 | 0 | 0 | 2009 Qtr 1: 0; 2009 Qtr 2: 0; 2009 Qtr 3: 154.6664; 2009 Qtr 4: 0; 2010 Qtr 1: 0; 2010 Qtr 2: 0; 2010 Qtr 3: 0; 2010 Qtr 4: 0; 2011 Qtr 1: 0; 2011 Qtr 2: 0; 2011 Qtr 3: 0; 2011 Qtr 4: 0 | 154.6664
0 | 234084-Refrigeration -Cooler/Freezer Door Gaskets - Solid Doors: Cooler |  | System | Commercial | 09-GRO-Grocery-REFG | 0 |  |  |  |  | 2.2498 | 4.0704 | 0 | 0 | 0 | -1.8206 | 104.55 |  | kWh | 0.01195 | 0 | Commercial | [7 empty] | 4 | 0.76 |  |  |  | 0 | 50 | 0 | 0 | 0 | 0 | 0 | 0 | 0 | 0 | 0 | 0 | 2009 Qtr 1: 0; 2009 Qtr 2: 0; 2009 Qtr 3: 50; 2009 Qtr 4: 0; 2010 Qtr 1: 0; 2010 Qtr 2: 0; 2010 Qtr 3: 0; 2010 Qtr 4: 0; 2011 Qtr 1: 0; 2011 Qtr 2: 0; 2011 Qtr 3: 0; 2011 Qtr 4: 0 | 50
0 | 234386-Ice Machines 501-1000 - Energy Star |  | System | Commercial | 01-ALC-AllCommercial-Refrig | 0 |  |  |  |  | 446 | 125 | 0 | 0 | 0 | 321 | 1263 |  | kWh | 0.13 | 0 | Commercial | [7 empty] | 10 | 0.7 |  |  |  | 0 | 1 | 0 | 0 | 0 | 0 | 0 | 0 | 0 | 0 | 0 | 0 | 2009 Qtr 1: 0; 2009 Qtr 2: 0; 2009 Qtr 3: 1; 2009 Qtr 4: 0; 2010 Qtr 1: 0; 2010 Qtr 2: 0; 2010 Qtr 3: 0; 2010 Qtr 4: 0; 2011 Qtr 1: 0; 2011 Qtr 2: 0; 2011 Qtr 3: 0; 2011 Qtr 4: 0 | 1
0 | 234330-Premium T8 with T12 40 Watt Baseline - Tr1 |  | System | Commercial | 01-ALC-AllCommercial-IntLight | 0 |  |  |  |  | 27.6532 | 13.1897 | 0 | 0 | 0 | 14.4636 | 83.5202 |  | kWh | 0.017351 | 0 | Commercial | [7 empty] | 15 | 0.78 |  |  |  | 0 | 60.0469 | 0 | 0 | 0 | 0 | 0 | 0 | 0 | 0 | 0 | 0 | 2009 Qtr 1: 0; 2009 Qtr 2: 0; 2009 Qtr 3: 0; 2009 Qtr 4: 60.0469; 2010 Qtr 1: 0; 2010 Qtr 2: 0; 2010 Qtr 3: 0; 2010 Qtr 4: 0; 2011 Qtr 1: 0; 2011 Qtr 2: 0; 2011 Qtr 3: 0; 2011 Qtr 4: 0 | 60.0469
0 | 234285-Lighting-Occpncy Snsr-Hi-Bay integrated Snsr-Tr1 |  | System | Commercial | 01-ALC-AllCommercial-IntLight | 0 |  |  |  |  | 221.2703 | 95.5 | 0 | 0 | 0 | 125.7703 | 2503.6304 |  | kWh | 0.48559 | 0 | Commercial | [7 empty] | 8 | 0.84 |  |  |  | 0 | 16 | 0 | 0 | 0 | 0 | 0 | 0 | 0 | 0 | 0 | 0 | 2009 Qtr 1: 0; 2009 Qtr 2: 0; 2009 Qtr 3: 0; 2009 Qtr 4: 16; 2010 Qtr 1: 0; 2010 Qtr 2: 0; 2010 Qtr 3: 0; 2010 Qtr 4: 0; 2011 Qtr 1: 0; 2011 Qtr 2: 0; 2011 Qtr 3: 0; 2011 Qtr 4: 0 | 16
0 | 234360-Lighting-IntrHiByLnrFlscntFxtr244wrplc400w(TrI)Tr1 |  | System | Commercial | [6 empty] | 282.4319 | 153.8404 | 0 | 0 | 0 | 128.5914 | 0 |  | 0 | 0.224 | -7.1132 | Commercial |  | Winter Only | [5 empty] | 15 | 0.78 |  |  |  | 0 | 15.6006 | 0 | 0 | 0 | 0 | 0 | 0 | 0 | 0 | 0 | 0 | 2009 Qtr 1: 0; 2009 Qtr 2: 0; 2009 Qtr 3: 0; 2009 Qtr 4: 15.6006; 2010 Qtr 1: 0; 2010 Qtr 2: 0; 2010 Qtr 3: 0; 2010 Qtr 4: 0; 2011 Qtr 1: 0; 2011 Qtr 2: 0; 2011 Qtr 3: 0; 2011 Qtr 4: 0 | 15.6006
0 | 234309-Lighting-Screw in >27 Watt Lamp - Tr1 |  | System | Commercial | 18-OFS-Office–Small-IntLight | 0 |  |  |  |  | 10.7915 | 0 | 0 | 0 | 0 | 10.7915 | 0 |  | kWh | 0 | 0 | Commercial | [7 empty] | 2.04 | 0.81 |  |  |  | 0 | 0.67353 | 0 | 0 | 0 | 0 | 0 | 0 | 0 | 0 | 0 | 0 | 2009 Qtr 1: 0; 2009 Qtr 2: 0; 2009 Qtr 3: 0; 2009 Qtr 4: 0.67353; 2010 Qtr 1: 0; 2010 Qtr 2: 0; 2010 Qtr 3: 0; 2010 Qtr 4: 0; 2011 Qtr 1: 0; 2011 Qtr 2: 0; 2011 Qtr 3: 0; 2011 Qtr 4: 0 | 0.67353
0 | 234303-Lighting-Remove 4 Ft Lamp (De-Lamp) - Tr1 |  | System | Commercial | [6 empty] | 12.3596 | 16.4871 | 0 | 0 | 0 | -4.1275 | 137.2559 |  | 0 | 0.026384 | -2.5676 | Commercial |  | Winter Only | [5 empty] | 15 | 0.77 |  |  |  | 0 | 56.4077 | 0 | 0 | 0 | 0 | 0 | 0 | 0 | 0 | 0 | 0 | 2009 Qtr 1: 0; 2009 Qtr 2: 0; 2009 Qtr 3: 0; 2009 Qtr 4: 56.4077; 2010 Qtr 1: 0; 2010 Qtr 2: 0; 2010 Qtr 3: 0; 2010 Qtr 4: 0; 2011 Qtr 1: 0; 2011 Qtr 2: 0; 2011 Qtr 3: 0; 2011 Qtr 4: 0 | 56.4077
0 | 234126-Refrigeration - Efficient Evap Fan Motor Electronically Commutated Motor (ECM) |  | System | Commercial | 09-GRO-Grocery-REFG | 0 |  |  |  |  | 6.7904 | 150 | 0 | 0 | 0 | -143.2096 | 116.369 |  | kWh | 0.015845 | -0.11528 | Commercial |  | Annual | [5 empty] | 15 | 0.7 |  |  |  | 0 | 5 | 0 | 0 | 0 | 0 | 0 | 0 | 0 | 0 | 0 | 0 | 2009 Qtr 1: 0; 2009 Qtr 2: 0; 2009 Qtr 3: 5; 2009 Qtr 4: 0; 2010 Qtr 1: 0; 2010 Qtr 2: 0; 2010 Qtr 3: 0; 2010 Qtr 4: 0; 2011 Qtr 1: 0; 2011 Qtr 2: 0; 2011 Qtr 3: 0; 2011 Qtr 4: 0 | 5
0 | 234126-Refrigeration - Efficient Evap Fan Motor Electronically Commutated Motor (ECM) |  | System | Commercial | 09-GRO-Grocery-REFG | 0 |  |  |  |  | 6.7904 | 150 | 0 | 0 | 0 | -143.2096 | 116.369 |  | kWh | 0.015845 | -0.11528 | Commercial |  | Annual | [5 empty] | 15 | 0.7 |  |  |  | 0 | 4 | 0 | 0 | 0 | 0 | 0 | 0 | 0 | 0 | 0 | 0 | 2009 Qtr 1: 0; 2009 Qtr 2: 0; 2009 Qtr 3: 4; 2009 Qtr 4: 0; 2010 Qtr 1: 0; 2010 Qtr 2: 0; 2010 Qtr 3: 0; 2010 Qtr 4: 0; 2011 Qtr 1: 0; 2011 Qtr 2: 0; 2011 Qtr 3: 0; 2011 Qtr 4: 0 | 4
0 | 234084-Refrigeration -Cooler/Freezer Door Gaskets - Solid Doors: Cooler |  | System | Commercial | 09-GRO-Grocery-REFG | 0 |  |  |  |  | 2.2498 | 4 | 0 | 0 | 0 | -1.7502 | 104.55 |  | kWh | 0.01195 | 0 | Commercial | [7 empty] | 4 | 0.76 |  |  |  | 0 | 160 | 0 | 0 | 0 | 0 | 0 | 0 | 0 | 0 | 0 | 0 | 2009 Qtr 1: 0; 2009 Qtr 2: 0; 2009 Qtr 3: 0; 2009 Qtr 4: 160; 2010 Qtr 1: 0; 2010 Qtr 2: 0; 2010 Qtr 3: 0; 2010 Qtr 4: 0; 2011 Qtr 1: 0; 2011 Qtr 2: 0; 2011 Qtr 3: 0; 2011 Qtr 4: 0 | 160
0 | 234330-Premium T8 with T12 40 Watt Baseline - Tr1 |  | System | Commercial | 01-ALC-AllCommercial-IntLight | 0 |  |  |  |  | 27.6532 | 11.8707 | 0 | 0 | 0 | 15.7825 | 83.5202 |  | kWh | 0.017351 | 0 | Commercial | [7 empty] | 15 | 0.78 |  |  |  | 0 | 54.5881 | 0 | 0 | 0 | 0 | 0 | 0 | 0 | 0 | 0 | 0 | 2009 Qtr 1: 0; 2009 Qtr 2: 0; 2009 Qtr 3: 0; 2009 Qtr 4: 54.5881; 2010 Qtr 1: 0; 2010 Qtr 2: 0; 2010 Qtr 3: 0; 2010 Qtr 4: 0; 2011 Qtr 1: 0; 2011 Qtr 2: 0; 2011 Qtr 3: 0; 2011 Qtr 4: 0 | 54.5881
0 | 234303-Lighting-Remove 4 Ft Lamp (De-Lamp) - Tr1 |  | System | Commercial | [6 empty] | 12.3596 | 14.8384 | 0 | 0 | 0 | -2.4788 | 137.2559 |  | 0 | 0.026384 | -2.5676 | Commercial |  | Winter Only | [5 empty] | 15 | 0.77 |  |  |  | 0 | 32.7529 | 0 | 0 | 0 | 0 | 0 | 0 | 0 | 0 | 0 | 0 | 2009 Qtr 1: 0; 2009 Qtr 2: 0; 2009 Qtr 3: 0; 2009 Qtr 4: 32.7529; 2010 Qtr 1: 0; 2010 Qtr 2: 0; 2010 Qtr 3: 0; 2010 Qtr 4: 0; 2011 Qtr 1: 0; 2011 Qtr 2: 0; 2011 Qtr 3: 0; 2011 Qtr 4: 0 | 32.7529
0 | 234084-Refrigeration -Cooler/Freezer Door Gaskets - Solid Doors: Cooler |  | System | Commercial | 09-GRO-Grocery-REFG | 0 |  |  |  |  | 2.2498 | 4 | 0 | 0 | 0 | -1.7502 | 104.55 |  | kWh | 0.01195 | 0 | Commercial | [7 empty] | 4 | 0.76 |  |  |  | 0 | 73 | 0 | 0 | 0 | 0 | 0 | 0 | 0 | 0 | 0 | 0 | 2009 Qtr 1: 0; 2009 Qtr 2: 0; 2009 Qtr 3: 0; 2009 Qtr 4: 73; 2010 Qtr 1: 0; 2010 Qtr 2: 0; 2010 Qtr 3: 0; 2010 Qtr 4: 0; 2011 Qtr 1: 0; 2011 Qtr 2: 0; 2011 Qtr 3: 0; 2011 Qtr 4: 0 | 73
0 | 234084-Refrigeration -Cooler/Freezer Door Gaskets - Solid Doors: Cooler |  | System | Commercial | 09-GRO-Grocery-REFG | 0 |  |  |  |  | 2.2498 | 4 | 0 | 0 | 0 | -1.7502 | 104.55 |  | kWh | 0.01195 | 0 | Commercial | [7 empty] | 4 | 0.76 |  |  |  | 0 | 63 | 0 | 0 | 0 | 0 | 0 | 0 | 0 | 0 | 0 | 0 | 2009 Qtr 1: 0; 2009 Qtr 2: 0; 2009 Qtr 3: 0; 2009 Qtr 4: 63; 2010 Qtr 1: 0; 2010 Qtr 2: 0; 2010 Qtr 3: 0; 2010 Qtr 4: 0; 2011 Qtr 1: 0; 2011 Qtr 2: 0; 2011 Qtr 3: 0; 2011 Qtr 4: 0 | 63
0 | 234312-Lighting-Screw in 14-26 Watt Lamp - Tr1 |  | System | Commercial | [6 empty] | 9.3196 | 9.3538 | 0 | 0 | 0 | -0.034127 | 194.1729 |  | 0 | 0.038993 | -2.6224 | Commercial |  | Annual | [5 empty] | 2.47 | 0.81 |  |  |  | 0 | 177.8108 | 0 | 0 | 0 | 0 | 0 | 0 | 0 | 0 | 0 | 0 | 2009 Qtr 1: 0; 2009 Qtr 2: 0; 2009 Qtr 3: 0; 2009 Qtr 4: 177.8108; 2010 Qtr 1: 0; 2010 Qtr 2: 0; 2010 Qtr 3: 0; 2010 Qtr 4: 0; 2011 Qtr 1: 0; 2011 Qtr 2: 0; 2011 Qtr 3: 0; 2011 Qtr 4: 0 | 177.8108
0 | 234330-Premium T8 with T12 40 Watt Baseline - Tr1 |  | System | Commercial | 01-ALC-AllCommercial-IntLight | 0 |  |  |  |  | 27.6532 | 11.8707 | 0 | 0 | 0 | 15.7825 | 83.5202 |  | kWh | 0.017351 | 0 | Commercial | [7 empty] | 15 | 0.78 |  |  |  | 0 | 7.2784 | 0 | 0 | 0 | 0 | 0 | 0 | 0 | 0 | 0 | 0 | 2009 Qtr 1: 0; 2009 Qtr 2: 0; 2009 Qtr 3: 0; 2009 Qtr 4: 7.2784; 2010 Qtr 1: 0; 2010 Qtr 2: 0; 2010 Qtr 3: 0; 2010 Qtr 4: 0; 2011 Qtr 1: 0; 2011 Qtr 2: 0; 2011 Qtr 3: 0; 2011 Qtr 4: 0 | 7.2784
0 | 234312-Lighting-Screw in 14-26 Watt Lamp - Tr1 |  | System | Commercial | [6 empty] | 9.3196 | 10.3931 | 0 | 0 | 0 | -1.0734 | 194.1729 |  | 0 | 0.038993 | -2.6224 | Commercial |  | Annual | [5 empty] | 2.47 | 0.81 |  |  |  | 0 | 24.9204 | 0 | 0 | 0 | 0 | 0 | 0 | 0 | 0 | 0 | 0 | 2009 Qtr 1: 0; 2009 Qtr 2: 0; 2009 Qtr 3: 0; 2009 Qtr 4: 24.9204; 2010 Qtr 1: 0; 2010 Qtr 2: 0; 2010 Qtr 3: 0; 2010 Qtr 4: 0; 2011 Qtr 1: 0; 2011 Qtr 2: 0; 2011 Qtr 3: 0; 2011 Qtr 4: 0 | 24.9204
0 | 234330-Premium T8 with T12 40 Watt Baseline - Tr1 |  | System | Commercial | 01-ALC-AllCommercial-IntLight | 0 |  |  |  |  | 27.6532 | 13.1897 | 0 | 0 | 0 | 14.4636 | 83.5202 |  | kWh | 0.017351 | 0 | Commercial | [7 empty] | 15 | 0.78 |  |  |  | 0 | 42.7607 | 0 | 0 | 0 | 0 | 0 | 0 | 0 | 0 | 0 | 0 | 2009 Qtr 1: 0; 2009 Qtr 2: 0; 2009 Qtr 3: 0; 2009 Qtr 4: 42.7607; 2010 Qtr 1: 0; 2010 Qtr 2: 0; 2010 Qtr 3: 0; 2010 Qtr 4: 0; 2011 Qtr 1: 0; 2011 Qtr 2: 0; 2011 Qtr 3: 0; 2011 Qtr 4: 0 | 42.7607
0 | 234049-Lighting-LED Exit Sign New Sign |  | System | Commercial | 25-SCN-Storage–Conditioned-Exit | 0 |  |  |  |  | 64.8921 | 45 | 0 | 0 | 0 | 19.8921 | 351.311 |  | kWh | 0 | 0 | Commercial | [7 empty] | 16 | 0.85 |  |  |  | 0 | 3 | 0 | 0 | 0 | 0 | 0 | 0 | 0 | 0 | 0 | 0 | 2009 Qtr 1: 0; 2009 Qtr 2: 0; 2009 Qtr 3: 0; 2009 Qtr 4: 3; 2010 Qtr 1: 0; 2010 Qtr 2: 0; 2010 Qtr 3: 0; 2010 Qtr 4: 0; 2011 Qtr 1: 0; 2011 Qtr 2: 0; 2011 Qtr 3: 0; 2011 Qtr 4: 0 | 3
0 | 234067-Refrigeration - Food Service -Auto Closer for Main Cooler Doors |  | System | Commercial | 09-GRO-Grocery-REFG | 0 |  |  |  |  | 382.5103 | 103 | 0 | 0 | 0 | 279.5103 | 1075.009 |  | kWh | 0.20794 | -0.053375 | Commercial |  | Annual | [5 empty] | 8 | 0.7 |  |  |  | 0 | 1 | 0 | 0 | 0 | 0 | 0 | 0 | 0 | 0 | 0 | 0 | 2009 Qtr 1: 0; 2009 Qtr 2: 0; 2009 Qtr 3: 1; 2009 Qtr 4: 0; 2010 Qtr 1: 0; 2010 Qtr 2: 0; 2010 Qtr 3: 0; 2010 Qtr 4: 0; 2011 Qtr 1: 0; 2011 Qtr 2: 0; 2011 Qtr 3: 0; 2011 Qtr 4: 0 | 1
0 | 234068-Refrigeration - Food Service -Auto Closer for Main Freezer Doors |  | System | Commercial | 09-GRO-Grocery-REFG | 0 |  |  |  |  | 372.7723 | 160.5 | 0 | 0 | 0 | 212.2723 | 2785.8135 |  | kWh | 0.27593 | -0.026688 | Commercial |  | Annual | [5 empty] | 8 | 0.7 |  |  |  | 0 | 1 | 0 | 0 | 0 | 0 | 0 | 0 | 0 | 0 | 0 | 0 | 2009 Qtr 1: 0; 2009 Qtr 2: 0; 2009 Qtr 3: 1; 2009 Qtr 4: 0; 2010 Qtr 1: 0; 2010 Qtr 2: 0; 2010 Qtr 3: 0; 2010 Qtr 4: 0; 2011 Qtr 1: 0; 2011 Qtr 2: 0; 2011 Qtr 3: 0; 2011 Qtr 4: 0 | 1
0 | 234126-Refrigeration - Efficient Evap Fan Motor Electronically Commutated Motor (ECM) |  | System | Commercial | 09-GRO-Grocery-REFG | 0 |  |  |  |  | 6.7904 | 150 | 0 | 0 | 0 | -143.2096 | 116.369 |  | kWh | 0.015845 | -0.11528 | Commercial |  | Annual | [5 empty] | 15 | 0.7 |  |  |  | 0 | 3 | 0 | 0 | 0 | 0 | 0 | 0 | 0 | 0 | 0 | 0 | 2009 Qtr 1: 0; 2009 Qtr 2: 0; 2009 Qtr 3: 3; 2009 Qtr 4: 0; 2010 Qtr 1: 0; 2010 Qtr 2: 0; 2010 Qtr 3: 0; 2010 Qtr 4: 0; 2011 Qtr 1: 0; 2011 Qtr 2: 0; 2011 Qtr 3: 0; 2011 Qtr 4: 0 | 3
0 | 234286-Lighting-Occpncy Snsr-Hi-Bay integrated Snsr-Tr2 |  | System | Commercial | 01-ALC-AllCommercial-IntLight | 0 |  |  |  |  | 221.37 | 95.5 | 0 | 0 | 0 | 125.87 | 1499.5759 |  | kWh | 0.47213 | 0 | Commercial | [7 empty] | 8 | 0.84 |  |  |  | 0 | 23 | 0 | 0 | 0 | 0 | 0 | 0 | 0 | 0 | 0 | 0 | 2009 Qtr 1: 0; 2009 Qtr 2: 0; 2009 Qtr 3: 23; 2009 Qtr 4: 0; 2010 Qtr 1: 0; 2010 Qtr 2: 0; 2010 Qtr 3: 0; 2010 Qtr 4: 0; 2011 Qtr 1: 0; 2011 Qtr 2: 0; 2011 Qtr 3: 0; 2011 Qtr 4: 0 | 23
0 | 234315-Lighting-Screw in 14-26 Watt Reflector Lamp-Tr1 |  | System | Commercial | [6 empty] | 18.0648 | 9.6507 | 0 | 0 | 0 | 8.4141 | 194.1729 |  | 0 | 0.038993 | -2.6224 | Commercial |  | Winter Only | [5 empty] | 2.47 | 0.81 |  |  |  | 0 | 1.3471 | 0 | 0 | 0 | 0 | 0 | 0 | 0 | 0 | 0 | 0 | 2009 Qtr 1: 0; 2009 Qtr 2: 0; 2009 Qtr 3: 1.3471; 2009 Qtr 4: 0; 2010 Qtr 1: 0; 2010 Qtr 2: 0; 2010 Qtr 3: 0; 2010 Qtr 4: 0; 2011 Qtr 1: 0; 2011 Qtr 2: 0; 2011 Qtr 3: 0; 2011 Qtr 4: 0 | 1.3471
0 | 234330-Premium T8 with T12 40 Watt Baseline - Tr1 |  | System | Commercial | 01-ALC-AllCommercial-IntLight | 0 |  |  |  |  | 27.6532 | 13.1897 | 0 | 0 | 0 | 14.4636 | 83.5202 |  | kWh | 0.017351 | 0 | Commercial | [7 empty] | 15 | 0.78 |  |  |  | 0 | 18.196 | 0 | 0 | 0 | 0 | 0 | 0 | 0 | 0 | 0 | 0 | 2009 Qtr 1: 0; 2009 Qtr 2: 0; 2009 Qtr 3: 18.196; 2009 Qtr 4: 0; 2010 Qtr 1: 0; 2010 Qtr 2: 0; 2010 Qtr 3: 0; 2010 Qtr 4: 0; 2011 Qtr 1: 0; 2011 Qtr 2: 0; 2011 Qtr 3: 0; 2011 Qtr 4: 0 | 18.196
0 | 234294-Lighting-Occupancy Sensor-Wallbox Lghtng Snsr-Tr1 |  | System | Commercial | 23-RTL-Retail–SingleStorylarge-LIT_INT | 0 |  |  |  |  | 42.262 | 40 | 0 | 0 | 0 | 2.262 | 213.759 |  | kWh | 0.17617 | 0 | Commercial | [7 empty] | 8 | 0.84 |  |  |  | 0 | 1 | 0 | 0 | 0 | 0 | 0 | 0 | 0 | 0 | 0 | 0 | 2009 Qtr 1: 0; 2009 Qtr 2: 0; 2009 Qtr 3: 1; 2009 Qtr 4: 0; 2010 Qtr 1: 0; 2010 Qtr 2: 0; 2010 Qtr 3: 0; 2010 Qtr 4: 0; 2011 Qtr 1: 0; 2011 Qtr 2: 0; 2011 Qtr 3: 0; 2011 Qtr 4: 0 | 1
0 | 234315-Lighting-Screw in 14-26 Watt Reflector Lamp-Tr1 |  | System | Commercial | [6 empty] | 18.0648 | 9.6507 | 0 | 0 | 0 | 8.4141 | 194.1729 |  | 0 | 0.038993 | -2.6224 | Commercial |  | Winter Only | [5 empty] | 2.47 | 0.81 |  |  |  | 0 | 13.4705 | 0 | 0 | 0 | 0 | 0 | 0 | 0 | 0 | 0 | 0 | 2009 Qtr 1: 0; 2009 Qtr 2: 0; 2009 Qtr 3: 13.4705; 2009 Qtr 4: 0; 2010 Qtr 1: 0; 2010 Qtr 2: 0; 2010 Qtr 3: 0; 2010 Qtr 4: 0; 2011 Qtr 1: 0; 2011 Qtr 2: 0; 2011 Qtr 3: 0; 2011 Qtr 4: 0 | 13.4705
0 | 234084-Refrigeration -Cooler/Freezer Door Gaskets - Solid Doors: Cooler |  | System | Commercial | 09-GRO-Grocery-REFG | 0 |  |  |  |  | 2.2498 | 4 | 0 | 0 | 0 | -1.7502 | 104.55 |  | kWh | 0.01195 | 0 | Commercial | [7 empty] | 4 | 0.76 |  |  |  | 0 | 93 | 0 | 0 | 0 | 0 | 0 | 0 | 0 | 0 | 0 | 0 | 2009 Qtr 1: 0; 2009 Qtr 2: 0; 2009 Qtr 3: 0; 2009 Qtr 4: 93; 2010 Qtr 1: 0; 2010 Qtr 2: 0; 2010 Qtr 3: 0; 2010 Qtr 4: 0; 2011 Qtr 1: 0; 2011 Qtr 2: 0; 2011 Qtr 3: 0; 2011 Qtr 4: 0 | 93
0 | 234330-Premium T8 with T12 40 Watt Baseline - Tr1 |  | System | Commercial | 01-ALC-AllCommercial-IntLight | 0 |  |  |  |  | 27.6532 | 13.1897 | 0 | 0 | 0 | 14.4636 | 83.5202 |  | kWh | 0.017351 | 0 | Commercial | [7 empty] | 15 | 0.78 |  |  |  | 0 | 14.5568 | 0 | 0 | 0 | 0 | 0 | 0 | 0 | 0 | 0 | 0 | 2009 Qtr 1: 0; 2009 Qtr 2: 0; 2009 Qtr 3: 0; 2009 Qtr 4: 14.5568; 2010 Qtr 1: 0; 2010 Qtr 2: 0; 2010 Qtr 3: 0; 2010 Qtr 4: 0; 2011 Qtr 1: 0; 2011 Qtr 2: 0; 2011 Qtr 3: 0; 2011 Qtr 4: 0 | 14.5568
0 | 234303-Lighting-Remove 4 Ft Lamp (De-Lamp) - Tr1 |  | System | Commercial | [6 empty] | 12.3596 | 16.4871 | 0 | 0 | 0 | -4.1275 | 137.2559 |  | 0 | 0.026384 | -2.5676 | Commercial |  | Winter Only | [5 empty] | 15 | 0.77 |  |  |  | 0 | 7.2784 | 0 | 0 | 0 | 0 | 0 | 0 | 0 | 0 | 0 | 0 | 2009 Qtr 1: 0; 2009 Qtr 2: 0; 2009 Qtr 3: 0; 2009 Qtr 4: 7.2784; 2010 Qtr 1: 0; 2010 Qtr 2: 0; 2010 Qtr 3: 0; 2010 Qtr 4: 0; 2011 Qtr 1: 0; 2011 Qtr 2: 0; 2011 Qtr 3: 0; 2011 Qtr 4: 0 | 7.2784
0 | 234306-Lighting-Remove 8 Ft Lamp (De-Lamp) - Tr1 |  | System | Commercial | 23-RTL-Retail–SingleStorylarge-LIT_INT | 0 |  |  |  |  | 28.4369 | 27.4785 | 0 | 0 | 0 | 0.95836 | 366.7521 |  | kWh | 0.077777 | 0 | Commercial | [7 empty] | 15 | 0.77 |  |  |  | 0 | 3.6392 | 0 | 0 | 0 | 0 | 0 | 0 | 0 | 0 | 0 | 0 | 2009 Qtr 1: 0; 2009 Qtr 2: 0; 2009 Qtr 3: 0; 2009 Qtr 4: 3.6392; 2010 Qtr 1: 0; 2010 Qtr 2: 0; 2010 Qtr 3: 0; 2010 Qtr 4: 0; 2011 Qtr 1: 0; 2011 Qtr 2: 0; 2011 Qtr 3: 0; 2011 Qtr 4: 0 | 3.6392
0 | 234291-Lighting-Ocpncy Snsr-Wll/Cl Mntd Lght Snsr>=500Tr1 |  | System | Commercial | 01-ALC-AllCommercial-IntLight | 0 |  |  |  |  | 221.37 | 75 | 0 | 0 | 0 | 146.37 | 626 |  | kWh | 0.145 | 0 | Commercial | [7 empty] | 8 | 0.84 |  |  |  | 0 | 44 | 0 | 0 | 0 | 0 | 0 | 0 | 0 | 0 | 0 | 0 | 2009 Qtr 1: 0; 2009 Qtr 2: 0; 2009 Qtr 3: 0; 2009 Qtr 4: 44; 2010 Qtr 1: 0; 2010 Qtr 2: 0; 2010 Qtr 3: 0; 2010 Qtr 4: 0; 2011 Qtr 1: 0; 2011 Qtr 2: 0; 2011 Qtr 3: 0; 2011 Qtr 4: 0 | 44
0 | 234083-Refrigeration -Cooler/Freezer Door Gaskets - Glass Doors |  | System | Commercial | 09-GRO-Grocery-REFG | 0 |  |  |  |  | 2.25 | 4 | 0 | 0 | 0 | -1.75 | 104.55 |  | kWh | 0.01195 | 0 | Commercial | [7 empty] | 4 | 0.76 |  |  |  | 0 | 140 | 0 | 0 | 0 | 0 | 0 | 0 | 0 | 0 | 0 | 0 | 2009 Qtr 1: 0; 2009 Qtr 2: 0; 2009 Qtr 3: 140; 2009 Qtr 4: 0; 2010 Qtr 1: 0; 2010 Qtr 2: 0; 2010 Qtr 3: 0; 2010 Qtr 4: 0; 2011 Qtr 1: 0; 2011 Qtr 2: 0; 2011 Qtr 3: 0; 2011 Qtr 4: 0 | 140
0 | 234330-Premium T8 with T12 40 Watt Baseline - Tr1 |  | System | Commercial | 01-ALC-AllCommercial-IntLight | 0 |  |  |  |  | 27.6532 | 13.1897 | 0 | 0 | 0 | 14.4636 | 83.5202 |  | kWh | 0.017351 | 0 | Commercial | [7 empty] | 15 | 0.78 |  |  |  | 0 | 5.4588 | 0 | 0 | 0 | 0 | 0 | 0 | 0 | 0 | 0 | 0 | 2009 Qtr 1: 0; 2009 Qtr 2: 0; 2009 Qtr 3: 5.4588; 2009 Qtr 4: 0; 2010 Qtr 1: 0; 2010 Qtr 2: 0; 2010 Qtr 3: 0; 2010 Qtr 4: 0; 2011 Qtr 1: 0; 2011 Qtr 2: 0; 2011 Qtr 3: 0; 2011 Qtr 4: 0 | 5.4588
0 | 234303-Lighting-Remove 4 Ft Lamp (De-Lamp) - Tr1 |  | System | Commercial | [6 empty] | 12.3596 | 16.4871 | 0 | 0 | 0 | -4.1275 | 137.2559 |  | 0 | 0.026384 | -2.5676 | Commercial |  | Winter Only | [5 empty] | 15 | 0.77 |  |  |  | 0 | 5.4588 | 0 | 0 | 0 | 0 | 0 | 0 | 0 | 0 | 0 | 0 | 2009 Qtr 1: 0; 2009 Qtr 2: 0; 2009 Qtr 3: 5.4588; 2009 Qtr 4: 0; 2010 Qtr 1: 0; 2010 Qtr 2: 0; 2010 Qtr 3: 0; 2010 Qtr 4: 0; 2011 Qtr 1: 0; 2011 Qtr 2: 0; 2011 Qtr 3: 0; 2011 Qtr 4: 0 | 5.4588
0 | 234291-Lighting-Ocpncy Snsr-Wll/Cl Mntd Lght Snsr>=500Tr1 |  | System | Commercial | 01-ALC-AllCommercial-IntLight | 0 |  |  |  |  | 221.37 | 75 | 0 | 0 | 0 | 146.37 | 626 |  | kWh | 0.145 | 0 | Commercial | [7 empty] | 8 | 0.84 |  |  |  | 0 | 76 | 0 | 0 | 0 | 0 | 0 | 0 | 0 | 0 | 0 | 0 | 2009 Qtr 1: 0; 2009 Qtr 2: 0; 2009 Qtr 3: 76; 2009 Qtr 4: 0; 2010 Qtr 1: 0; 2010 Qtr 2: 0; 2010 Qtr 3: 0; 2010 Qtr 4: 0; 2011 Qtr 1: 0; 2011 Qtr 2: 0; 2011 Qtr 3: 0; 2011 Qtr 4: 0 | 76
0 | 234331-Premium T8 with T12 40 Watt Baseline - Tr2 |  | System | Commercial | 01-ALC-AllCommercial-IntLight | 0 |  |  |  |  | 27.653 | 0 | 0 | 0 | 0 | 27.653 | 0 |  | kWh | 0 | 0 | Commercial | [7 empty] | 15 | 0.78 |  |  |  | 0 | 0.9098 | 0 | 0 | 0 | 0 | 0 | 0 | 0 | 0 | 0 | 0 | 2009 Qtr 1: 0; 2009 Qtr 2: 0; 2009 Qtr 3: 0.9098; 2009 Qtr 4: 0; 2010 Qtr 1: 0; 2010 Qtr 2: 0; 2010 Qtr 3: 0; 2010 Qtr 4: 0; 2011 Qtr 1: 0; 2011 Qtr 2: 0; 2011 Qtr 3: 0; 2011 Qtr 4: 0 | 0.9098
0 | 234304-Lighting-Remove 4 Ft Lamp (De-Lamp) - Tr2 |  | System | Commercial | [6 empty] | 12.3587 | 0 | 0 | 0 | 0 | 12.3587 | 0 |  | 0 | 0 | 0 | Commercial | [7 empty] | 15 | 0.77 |  |  |  | 0 | 0.9098 | 0 | 0 | 0 | 0 | 0 | 0 | 0 | 0 | 0 | 0 | 2009 Qtr 1: 0; 2009 Qtr 2: 0; 2009 Qtr 3: 0.9098; 2009 Qtr 4: 0; 2010 Qtr 1: 0; 2010 Qtr 2: 0; 2010 Qtr 3: 0; 2010 Qtr 4: 0; 2011 Qtr 1: 0; 2011 Qtr 2: 0; 2011 Qtr 3: 0; 2011 Qtr 4: 0 | 0.9098
0 | 234361-Lighting-IntrHiByLnrFlscntFxtr244wrplc400w(TrI)Tr2 |  | System | Commercial | 01-ALC-AllCommercial-IntLight | 0 |  |  |  |  | 327.8836 | 115.3803 | 0 | 0 | 0 | 212.5033 | 698.8643 |  | kWh | 0.2203 | 0 | Commercial | [7 empty] | 15 | 0.78 |  |  |  | 0 | 4.8752 | 0 | 0 | 0 | 0 | 0 | 0 | 0 | 0 | 0 | 0 | 2009 Qtr 1: 0; 2009 Qtr 2: 0; 2009 Qtr 3: 4.8752; 2009 Qtr 4: 0; 2010 Qtr 1: 0; 2010 Qtr 2: 0; 2010 Qtr 3: 0; 2010 Qtr 4: 0; 2011 Qtr 1: 0; 2011 Qtr 2: 0; 2011 Qtr 3: 0; 2011 Qtr 4: 0 | 4.8752
0 | 234286-Lighting-Occpncy Snsr-Hi-Bay integrated Snsr-Tr2 |  | System | Commercial | 01-ALC-AllCommercial-IntLight | 0 |  |  |  |  | 221.37 | 95.5 | 0 | 0 | 0 | 125.87 | 1499.5759 |  | kWh | 0.47213 | 0 | Commercial | [7 empty] | 8 | 0.84 |  |  |  | 0 | 5 | 0 | 0 | 0 | 0 | 0 | 0 | 0 | 0 | 0 | 0 | 2009 Qtr 1: 0; 2009 Qtr 2: 0; 2009 Qtr 3: 5; 2009 Qtr 4: 0; 2010 Qtr 1: 0; 2010 Qtr 2: 0; 2010 Qtr 3: 0; 2010 Qtr 4: 0; 2011 Qtr 1: 0; 2011 Qtr 2: 0; 2011 Qtr 3: 0; 2011 Qtr 4: 0 | 5
0 | 234049-Lighting-LED Exit Sign New Sign |  | System | Commercial | 25-SCN-Storage–Conditioned-Exit | 0 |  |  |  |  | 64.8921 | 0 | 0 | 0 | 0 | 64.8921 | 0 |  | kWh | 0 | 0 | Commercial | [7 empty] | 16 | 0.85 |  |  |  | 0 | 1 | 0 | 0 | 0 | 0 | 0 | 0 | 0 | 0 | 0 | 0 | 2009 Qtr 1: 0; 2009 Qtr 2: 0; 2009 Qtr 3: 1; 2009 Qtr 4: 0; 2010 Qtr 1: 0; 2010 Qtr 2: 0; 2010 Qtr 3: 0; 2010 Qtr 4: 0; 2011 Qtr 1: 0; 2011 Qtr 2: 0; 2011 Qtr 3: 0; 2011 Qtr 4: 0 | 1
0 | 234330-Premium T8 with T12 40 Watt Baseline - Tr1 |  | System | Commercial | 01-ALC-AllCommercial-IntLight | 0 |  |  |  |  | 27.6532 | 13.1897 | 0 | 0 | 0 | 14.4636 | 83.5202 |  | kWh | 0.017351 | 0 | Commercial | [7 empty] | 15 | 0.78 |  |  |  | 0 | 29.1137 | 0 | 0 | 0 | 0 | 0 | 0 | 0 | 0 | 0 | 0 | 2009 Qtr 1: 0; 2009 Qtr 2: 0; 2009 Qtr 3: 29.1137; 2009 Qtr 4: 0; 2010 Qtr 1: 0; 2010 Qtr 2: 0; 2010 Qtr 3: 0; 2010 Qtr 4: 0; 2011 Qtr 1: 0; 2011 Qtr 2: 0; 2011 Qtr 3: 0; 2011 Qtr 4: 0 | 29.1137
0 | 234312-Lighting-Screw in 14-26 Watt Lamp - Tr1 |  | System | Commercial | [6 empty] | 9.3196 | 0 | 0 | 0 | 0 | 9.3196 | 0 |  | 0 | 0 | 0 | Commercial |  | Annual | [5 empty] | 2.47 | 0.81 |  |  |  | 0 | 0.67353 | 0 | 0 | 0 | 0 | 0 | 0 | 0 | 0 | 0 | 0 | 2009 Qtr 1: 0; 2009 Qtr 2: 0; 2009 Qtr 3: 0.67353; 2009 Qtr 4: 0; 2010 Qtr 1: 0; 2010 Qtr 2: 0; 2010 Qtr 3: 0; 2010 Qtr 4: 0; 2011 Qtr 1: 0; 2011 Qtr 2: 0; 2011 Qtr 3: 0; 2011 Qtr 4: 0 | 0.67353
0 | 234330-Premium T8 with T12 40 Watt Baseline - Tr1 |  | System | Commercial | 01-ALC-AllCommercial-IntLight | 0 |  |  |  |  | 27.6532 | 13.1897 | 0 | 0 | 0 | 14.4636 | 83.5202 |  | kWh | 0.017351 | 0 | Commercial | [7 empty] | 15 | 0.78 |  |  |  | 0 | 58.2273 | 0 | 0 | 0 | 0 | 0 | 0 | 0 | 0 | 0 | 0 | 2009 Qtr 1: 0; 2009 Qtr 2: 0; 2009 Qtr 3: 0; 2009 Qtr 4: 58.2273; 2010 Qtr 1: 0; 2010 Qtr 2: 0; 2010 Qtr 3: 0; 2010 Qtr 4: 0; 2011 Qtr 1: 0; 2011 Qtr 2: 0; 2011 Qtr 3: 0; 2011 Qtr 4: 0 | 58.2273
0 | 234083-Refrigeration -Cooler/Freezer Door Gaskets - Glass Doors |  | System | Commercial | 09-GRO-Grocery-REFG | 0 |  |  |  |  | 2.25 | 4 | 0 | 0 | 0 | -1.75 | 104.55 |  | kWh | 0.01195 | 0 | Commercial | [7 empty] | 4 | 0.76 |  |  |  | 0 | 458 | 0 | 0 | 0 | 0 | 0 | 0 | 0 | 0 | 0 | 0 | 2009 Qtr 1: 0; 2009 Qtr 2: 0; 2009 Qtr 3: 458; 2009 Qtr 4: 0; 2010 Qtr 1: 0; 2010 Qtr 2: 0; 2010 Qtr 3: 0; 2010 Qtr 4: 0; 2011 Qtr 1: 0; 2011 Qtr 2: 0; 2011 Qtr 3: 0; 2011 Qtr 4: 0 | 458
0 | 234083-Refrigeration -Cooler/Freezer Door Gaskets - Glass Doors |  | System | Commercial | 09-GRO-Grocery-REFG | 0 |  |  |  |  | 2.25 | 4 | 0 | 0 | 0 | -1.75 | 104.55 |  | kWh | 0.01195 | 0 | Commercial | [7 empty] | 4 | 0.76 |  |  |  | 0 | 181 | 0 | 0 | 0 | 0 | 0 | 0 | 0 | 0 | 0 | 0 | 2009 Qtr 1: 0; 2009 Qtr 2: 0; 2009 Qtr 3: 181; 2009 Qtr 4: 0; 2010 Qtr 1: 0; 2010 Qtr 2: 0; 2010 Qtr 3: 0; 2010 Qtr 4: 0; 2011 Qtr 1: 0; 2011 Qtr 2: 0; 2011 Qtr 3: 0; 2011 Qtr 4: 0 | 181
0 | 234085-Refrigeration -Strip Curtains for Walk-ins |  | System | Commercial | 20-RFF-Restaurant–FastFood-Refrig | 0 |  |  |  |  | 10.214 | 3.0432 | 0 | 0 | 0 | 7.1708 | 465 |  | kWh | 0.053 | 0 | Commercial | [7 empty] | 4 | 0.46 |  |  |  | 0 | 25 | 0 | 0 | 0 | 0 | 0 | 0 | 0 | 0 | 0 | 0 | 2009 Qtr 1: 0; 2009 Qtr 2: 0; 2009 Qtr 3: 25; 2009 Qtr 4: 0; 2010 Qtr 1: 0; 2010 Qtr 2: 0; 2010 Qtr 3: 0; 2010 Qtr 4: 0; 2011 Qtr 1: 0; 2011 Qtr 2: 0; 2011 Qtr 3: 0; 2011 Qtr 4: 0 | 25
0 | 234084-Refrigeration -Cooler/Freezer Door Gaskets - Solid Doors: Cooler |  | System | Commercial | 09-GRO-Grocery-REFG | 0 |  |  |  |  | 2.2498 | 0 | 0 | 0 | 0 | 2.2498 | 0 |  | kWh | 0 | 0 | Commercial | [7 empty] | 4 | 0.76 |  |  |  | 0 | 1 | 0 | 0 | 0 | 0 | 0 | 0 | 0 | 0 | 0 | 0 | 2009 Qtr 1: 0; 2009 Qtr 2: 0; 2009 Qtr 3: 1; 2009 Qtr 4: 0; 2010 Qtr 1: 0; 2010 Qtr 2: 0; 2010 Qtr 3: 0; 2010 Qtr 4: 0; 2011 Qtr 1: 0; 2011 Qtr 2: 0; 2011 Qtr 3: 0; 2011 Qtr 4: 0 | 1
0 | 234049-Lighting-LED Exit Sign New Sign |  | System | Commercial | 25-SCN-Storage–Conditioned-Exit | 0 |  |  |  |  | 64.8921 | 45 | 0 | 0 | 0 | 19.8921 | 351.311 |  | kWh | 0 | 0 | Commercial | [7 empty] | 16 | 0.85 |  |  |  | 0 | 2 | 0 | 0 | 0 | 0 | 0 | 0 | 0 | 0 | 0 | 0 | 2009 Qtr 1: 2; 2009 Qtr 2: 0; 2009 Qtr 3: 0; 2009 Qtr 4: 0; 2010 Qtr 1: 0; 2010 Qtr 2: 0; 2010 Qtr 3: 0; 2010 Qtr 4: 0; 2011 Qtr 1: 0; 2011 Qtr 2: 0; 2011 Qtr 3: 0; 2011 Qtr 4: 0 | 2
0 | 234330-Premium T8 with T12 40 Watt Baseline - Tr1 |  | System | Commercial | 01-ALC-AllCommercial-IntLight | 0 |  |  |  |  | 27.6532 | 13.1897 | 0 | 0 | 0 | 14.4636 | 83.5202 |  | kWh | 0.017351 | 0 | Commercial | [7 empty] | 15 | 0.78 |  |  |  | 0 | 40.0313 | 0 | 0 | 0 | 0 | 0 | 0 | 0 | 0 | 0 | 0 | 2009 Qtr 1: 0; 2009 Qtr 2: 0; 2009 Qtr 3: 0; 2009 Qtr 4: 40.0313; 2010 Qtr 1: 0; 2010 Qtr 2: 0; 2010 Qtr 3: 0; 2010 Qtr 4: 0; 2011 Qtr 1: 0; 2011 Qtr 2: 0; 2011 Qtr 3: 0; 2011 Qtr 4: 0 | 40.0313
0 | 234303-Lighting-Remove 4 Ft Lamp (De-Lamp) - Tr1 |  | System | Commercial | [6 empty] | 12.3596 | 16.4871 | 0 | 0 | 0 | -4.1275 | 137.2559 |  | 0 | 0.026384 | -2.5676 | Commercial |  | Winter Only | [5 empty] | 15 | 0.77 |  |  |  | 0 | 7.2784 | 0 | 0 | 0 | 0 | 0 | 0 | 0 | 0 | 0 | 0 | 2009 Qtr 1: 0; 2009 Qtr 2: 0; 2009 Qtr 3: 0; 2009 Qtr 4: 7.2784; 2010 Qtr 1: 0; 2010 Qtr 2: 0; 2010 Qtr 3: 0; 2010 Qtr 4: 0; 2011 Qtr 1: 0; 2011 Qtr 2: 0; 2011 Qtr 3: 0; 2011 Qtr 4: 0 | 7.2784
0 | 234049-Lighting-LED Exit Sign New Sign |  | System | Commercial | 25-SCN-Storage–Conditioned-Exit | 0 |  |  |  |  | 64.8921 | 45 | 0 | 0 | 0 | 19.8921 | 351.311 |  | kWh | 0 | 0 | Commercial | [7 empty] | 16 | 0.85 |  |  |  | 0 | 2 | 0 | 0 | 0 | 0 | 0 | 0 | 0 | 0 | 0 | 0 | 2009 Qtr 1: 2; 2009 Qtr 2: 0; 2009 Qtr 3: 0; 2009 Qtr 4: 0; 2010 Qtr 1: 0; 2010 Qtr 2: 0; 2010 Qtr 3: 0; 2010 Qtr 4: 0; 2011 Qtr 1: 0; 2011 Qtr 2: 0; 2011 Qtr 3: 0; 2011 Qtr 4: 0 | 2
0 | 234083-Refrigeration -Cooler/Freezer Door Gaskets - Glass Doors |  | System | Commercial | 09-GRO-Grocery-REFG | 0 |  |  |  |  | 2.25 | 4 | 0 | 0 | 0 | -1.75 | 104.55 |  | kWh | 0.01195 | 0 | Commercial | [7 empty] | 4 | 0.76 |  |  |  | 0 | 156 | 0 | 0 | 0 | 0 | 0 | 0 | 0 | 0 | 0 | 0 | 2009 Qtr 1: 0; 2009 Qtr 2: 0; 2009 Qtr 3: 156; 2009 Qtr 4: 0; 2010 Qtr 1: 0; 2010 Qtr 2: 0; 2010 Qtr 3: 0; 2010 Qtr 4: 0; 2011 Qtr 1: 0; 2011 Qtr 2: 0; 2011 Qtr 3: 0; 2011 Qtr 4: 0 | 156
0 | 234084-Refrigeration -Cooler/Freezer Door Gaskets - Solid Doors: Cooler |  | System | Commercial | 09-GRO-Grocery-REFG | 0 |  |  |  |  | 2.2498 | 4.0319 | 0 | 0 | 0 | -1.7821 | 104.55 |  | kWh | 0.01195 | 0 | Commercial | [7 empty] | 4 | 0.76 |  |  |  | 0 | 84 | 0 | 0 | 0 | 0 | 0 | 0 | 0 | 0 | 0 | 0 | 2009 Qtr 1: 0; 2009 Qtr 2: 0; 2009 Qtr 3: 84; 2009 Qtr 4: 0; 2010 Qtr 1: 0; 2010 Qtr 2: 0; 2010 Qtr 3: 0; 2010 Qtr 4: 0; 2011 Qtr 1: 0; 2011 Qtr 2: 0; 2011 Qtr 3: 0; 2011 Qtr 4: 0 | 84
0 | 234068-Refrigeration - Food Service -Auto Closer for Main Freezer Doors |  | System | Commercial | 09-GRO-Grocery-REFG | 0 |  |  |  |  | 372.7723 | 160.5 | 0 | 0 | 0 | 212.2723 | 2785.8135 |  | kWh | 0.27593 | -0.026688 | Commercial |  | Annual | [5 empty] | 8 | 0.7 |  |  |  | 0 | 2 | 0 | 0 | 0 | 0 | 0 | 0 | 0 | 0 | 0 | 0 | 2009 Qtr 1: 0; 2009 Qtr 2: 0; 2009 Qtr 3: 2; 2009 Qtr 4: 0; 2010 Qtr 1: 0; 2010 Qtr 2: 0; 2010 Qtr 3: 0; 2010 Qtr 4: 0; 2011 Qtr 1: 0; 2011 Qtr 2: 0; 2011 Qtr 3: 0; 2011 Qtr 4: 0 | 2
0 | 234049-Lighting-LED Exit Sign New Sign |  | System | Commercial | 25-SCN-Storage–Conditioned-Exit | 0 |  |  |  |  | 64.8921 | 45 | 0 | 0 | 0 | 19.8921 | 351.311 |  | kWh | 0 | 0 | Commercial | [7 empty] | 16 | 0.85 |  |  |  | 0 | 2 | 0 | 0 | 0 | 0 | 0 | 0 | 0 | 0 | 0 | 0 | 2009 Qtr 1: 2; 2009 Qtr 2: 0; 2009 Qtr 3: 0; 2009 Qtr 4: 0; 2010 Qtr 1: 0; 2010 Qtr 2: 0; 2010 Qtr 3: 0; 2010 Qtr 4: 0; 2011 Qtr 1: 0; 2011 Qtr 2: 0; 2011 Qtr 3: 0; 2011 Qtr 4: 0 | 2
0 | 234294-Lighting-Occupancy Sensor-Wallbox Lghtng Snsr-Tr1 |  | System | Commercial | 23-RTL-Retail–SingleStorylarge-LIT_INT | 0 |  |  |  |  | 42.262 | 40 | 0 | 0 | 0 | 2.262 | 213.759 |  | kWh | 0.17617 | 0 | Commercial | [7 empty] | 8 | 0.84 |  |  |  | 0 | 1 | 0 | 0 | 0 | 0 | 0 | 0 | 0 | 0 | 0 | 0 | 2009 Qtr 1: 1; 2009 Qtr 2: 0; 2009 Qtr 3: 0; 2009 Qtr 4: 0; 2010 Qtr 1: 0; 2010 Qtr 2: 0; 2010 Qtr 3: 0; 2010 Qtr 4: 0; 2011 Qtr 1: 0; 2011 Qtr 2: 0; 2011 Qtr 3: 0; 2011 Qtr 4: 0 | 1
0 | 234049-Lighting-LED Exit Sign New Sign |  | System | Commercial | 25-SCN-Storage–Conditioned-Exit | 0 |  |  |  |  | 64.8921 | 28.45 | 0 | 0 | 0 | 36.4421 | 351.311 |  | kWh | 0 | 0 | Commercial | [7 empty] | 16 | 0.85 |  |  |  | 0 | 2 | 0 | 0 | 0 | 0 | 0 | 0 | 0 | 0 | 0 | 0 | 2009 Qtr 1: 2; 2009 Qtr 2: 0; 2009 Qtr 3: 0; 2009 Qtr 4: 0; 2010 Qtr 1: 0; 2010 Qtr 2: 0; 2010 Qtr 3: 0; 2010 Qtr 4: 0; 2011 Qtr 1: 0; 2011 Qtr 2: 0; 2011 Qtr 3: 0; 2011 Qtr 4: 0 | 2
0 | 234294-Lighting-Occupancy Sensor-Wallbox Lghtng Snsr-Tr1 |  | System | Commercial | 23-RTL-Retail–SingleStorylarge-LIT_INT | 0 |  |  |  |  | 42.262 | 40 | 0 | 0 | 0 | 2.262 | 213.759 |  | kWh | 0.17617 | 0 | Commercial | [7 empty] | 8 | 0.84 |  |  |  | 0 | 1 | 0 | 0 | 0 | 0 | 0 | 0 | 0 | 0 | 0 | 0 | 2009 Qtr 1: 1; 2009 Qtr 2: 0; 2009 Qtr 3: 0; 2009 Qtr 4: 0; 2010 Qtr 1: 0; 2010 Qtr 2: 0; 2010 Qtr 3: 0; 2010 Qtr 4: 0; 2011 Qtr 1: 0; 2011 Qtr 2: 0; 2011 Qtr 3: 0; 2011 Qtr 4: 0 | 1
0 | 234083-Refrigeration -Cooler/Freezer Door Gaskets - Glass Doors |  | System | Commercial | 09-GRO-Grocery-REFG | 0 |  |  |  |  | 2.25 | 4 | 0 | 0 | 0 | -1.75 | 104.55 |  | kWh | 0.01195 | 0 | Commercial | [7 empty] | 4 | 0.76 |  |  |  | 0 | 135 | 0 | 0 | 0 | 0 | 0 | 0 | 0 | 0 | 0 | 0 | 2009 Qtr 1: 0; 2009 Qtr 2: 0; 2009 Qtr 3: 135; 2009 Qtr 4: 0; 2010 Qtr 1: 0; 2010 Qtr 2: 0; 2010 Qtr 3: 0; 2010 Qtr 4: 0; 2011 Qtr 1: 0; 2011 Qtr 2: 0; 2011 Qtr 3: 0; 2011 Qtr 4: 0 | 135
0 | 234049-Lighting-LED Exit Sign New Sign |  | System | Commercial | 25-SCN-Storage–Conditioned-Exit | 0 |  |  |  |  | 64.8921 | 28.45 | 0 | 0 | 0 | 36.4421 | 351.311 |  | kWh | 0 | 0 | Commercial | [7 empty] | 16 | 0.85 |  |  |  | 0 | 1 | 0 | 0 | 0 | 0 | 0 | 0 | 0 | 0 | 0 | 0 | 2009 Qtr 1: 1; 2009 Qtr 2: 0; 2009 Qtr 3: 0; 2009 Qtr 4: 0; 2010 Qtr 1: 0; 2010 Qtr 2: 0; 2010 Qtr 3: 0; 2010 Qtr 4: 0; 2011 Qtr 1: 0; 2011 Qtr 2: 0; 2011 Qtr 3: 0; 2011 Qtr 4: 0 | 1
0 | 234083-Refrigeration -Cooler/Freezer Door Gaskets - Glass Doors |  | System | Commercial | 09-GRO-Grocery-REFG | 0 |  |  |  |  | 2.25 | 4 | 0 | 0 | 0 | -1.75 | 104.55 |  | kWh | 0.01195 | 0 | Commercial | [7 empty] | 4 | 0.76 |  |  |  | 0 | 244 | 0 | 0 | 0 | 0 | 0 | 0 | 0 | 0 | 0 | 0 | 2009 Qtr 1: 0; 2009 Qtr 2: 0; 2009 Qtr 3: 244; 2009 Qtr 4: 0; 2010 Qtr 1: 0; 2010 Qtr 2: 0; 2010 Qtr 3: 0; 2010 Qtr 4: 0; 2011 Qtr 1: 0; 2011 Qtr 2: 0; 2011 Qtr 3: 0; 2011 Qtr 4: 0 | 244
0 | 234084-Refrigeration -Cooler/Freezer Door Gaskets - Solid Doors: Cooler |  | System | Commercial | 09-GRO-Grocery-REFG | 0 |  |  |  |  | 2.2498 | 4 | 0 | 0 | 0 | -1.7502 | 104.55 |  | kWh | 0.01195 | 0 | Commercial | [7 empty] | 4 | 0.76 |  |  |  | 0 | 17 | 0 | 0 | 0 | 0 | 0 | 0 | 0 | 0 | 0 | 0 | 2009 Qtr 1: 0; 2009 Qtr 2: 0; 2009 Qtr 3: 17; 2009 Qtr 4: 0; 2010 Qtr 1: 0; 2010 Qtr 2: 0; 2010 Qtr 3: 0; 2010 Qtr 4: 0; 2011 Qtr 1: 0; 2011 Qtr 2: 0; 2011 Qtr 3: 0; 2011 Qtr 4: 0 | 17
0 | 234083-Refrigeration -Cooler/Freezer Door Gaskets - Glass Doors |  | System | Commercial | 09-GRO-Grocery-REFG | 0 |  |  |  |  | 2.25 | 4 | 0 | 0 | 0 | -1.75 | 104.55 |  | kWh | 0.01195 | 0 | Commercial | [7 empty] | 4 | 0.76 |  |  |  | 0 | 153 | 0 | 0 | 0 | 0 | 0 | 0 | 0 | 0 | 0 | 0 | 2009 Qtr 1: 0; 2009 Qtr 2: 0; 2009 Qtr 3: 153; 2009 Qtr 4: 0; 2010 Qtr 1: 0; 2010 Qtr 2: 0; 2010 Qtr 3: 0; 2010 Qtr 4: 0; 2011 Qtr 1: 0; 2011 Qtr 2: 0; 2011 Qtr 3: 0; 2011 Qtr 4: 0 | 153
0 | 234083-Refrigeration -Cooler/Freezer Door Gaskets - Glass Doors |  | System | Commercial | 09-GRO-Grocery-REFG | 0 |  |  |  |  | 2.25 | 4 | 0 | 0 | 0 | -1.75 | 104.55 |  | kWh | 0.01195 | 0 | Commercial | [7 empty] | 4 | 0.76 |  |  |  | 0 | 384 | 0 | 0 | 0 | 0 | 0 | 0 | 0 | 0 | 0 | 0 | 2009 Qtr 1: 0; 2009 Qtr 2: 0; 2009 Qtr 3: 384; 2009 Qtr 4: 0; 2010 Qtr 1: 0; 2010 Qtr 2: 0; 2010 Qtr 3: 0; 2010 Qtr 4: 0; 2011 Qtr 1: 0; 2011 Qtr 2: 0; 2011 Qtr 3: 0; 2011 Qtr 4: 0 | 384
0 | 234083-Refrigeration -Cooler/Freezer Door Gaskets - Glass Doors |  | System | Commercial | 09-GRO-Grocery-REFG | 0 |  |  |  |  | 2.25 | 4 | 0 | 0 | 0 | -1.75 | 104.55 |  | kWh | 0.01195 | 0 | Commercial | [7 empty] | 4 | 0.76 |  |  |  | 0 | 374 | 0 | 0 | 0 | 0 | 0 | 0 | 0 | 0 | 0 | 0 | 2009 Qtr 1: 0; 2009 Qtr 2: 0; 2009 Qtr 3: 374; 2009 Qtr 4: 0; 2010 Qtr 1: 0; 2010 Qtr 2: 0; 2010 Qtr 3: 0; 2010 Qtr 4: 0; 2011 Qtr 1: 0; 2011 Qtr 2: 0; 2011 Qtr 3: 0; 2011 Qtr 4: 0 | 374
0 | 234084-Refrigeration -Cooler/Freezer Door Gaskets - Solid Doors: Cooler |  | System | Commercial | 09-GRO-Grocery-REFG | 0 |  |  |  |  | 2.2498 | 4 | 0 | 0 | 0 | -1.7502 | 104.55 |  | kWh | 0.01195 | 0 | Commercial | [7 empty] | 4 | 0.76 |  |  |  | 0 | 16 | 0 | 0 | 0 | 0 | 0 | 0 | 0 | 0 | 0 | 0 | 2009 Qtr 1: 0; 2009 Qtr 2: 0; 2009 Qtr 3: 16; 2009 Qtr 4: 0; 2010 Qtr 1: 0; 2010 Qtr 2: 0; 2010 Qtr 3: 0; 2010 Qtr 4: 0; 2011 Qtr 1: 0; 2011 Qtr 2: 0; 2011 Qtr 3: 0; 2011 Qtr 4: 0 | 16
0 | 234083-Refrigeration -Cooler/Freezer Door Gaskets - Glass Doors |  | System | Commercial | 09-GRO-Grocery-REFG | 0 |  |  |  |  | 2.25 | 4 | 0 | 0 | 0 | -1.75 | 104.55 |  | kWh | 0.01195 | 0 | Commercial | [7 empty] | 4 | 0.76 |  |  |  | 0 | 393 | 0 | 0 | 0 | 0 | 0 | 0 | 0 | 0 | 0 | 0 | 2009 Qtr 1: 0; 2009 Qtr 2: 0; 2009 Qtr 3: 393; 2009 Qtr 4: 0; 2010 Qtr 1: 0; 2010 Qtr 2: 0; 2010 Qtr 3: 0; 2010 Qtr 4: 0; 2011 Qtr 1: 0; 2011 Qtr 2: 0; 2011 Qtr 3: 0; 2011 Qtr 4: 0 | 393
0 | 234084-Refrigeration -Cooler/Freezer Door Gaskets - Solid Doors: Cooler |  | System | Commercial | 09-GRO-Grocery-REFG | 0 |  |  |  |  | 2.2498 | 4 | 0 | 0 | 0 | -1.7502 | 104.55 |  | kWh | 0.01195 | 0 | Commercial | [7 empty] | 4 | 0.76 |  |  |  | 0 | 33 | 0 | 0 | 0 | 0 | 0 | 0 | 0 | 0 | 0 | 0 | 2009 Qtr 1: 0; 2009 Qtr 2: 0; 2009 Qtr 3: 33; 2009 Qtr 4: 0; 2010 Qtr 1: 0; 2010 Qtr 2: 0; 2010 Qtr 3: 0; 2010 Qtr 4: 0; 2011 Qtr 1: 0; 2011 Qtr 2: 0; 2011 Qtr 3: 0; 2011 Qtr 4: 0 | 33
0 | 234083-Refrigeration -Cooler/Freezer Door Gaskets - Glass Doors |  | System | Commercial | 09-GRO-Grocery-REFG | 0 |  |  |  |  | 2.25 | 4 | 0 | 0 | 0 | -1.75 | 104.55 |  | kWh | 0.01195 | 0 | Commercial | [7 empty] | 4 | 0.76 |  |  |  | 0 | 306 | 0 | 0 | 0 | 0 | 0 | 0 | 0 | 0 | 0 | 0 | 2009 Qtr 1: 0; 2009 Qtr 2: 0; 2009 Qtr 3: 306; 2009 Qtr 4: 0; 2010 Qtr 1: 0; 2010 Qtr 2: 0; 2010 Qtr 3: 0; 2010 Qtr 4: 0; 2011 Qtr 1: 0; 2011 Qtr 2: 0; 2011 Qtr 3: 0; 2011 Qtr 4: 0 | 306
0 | 234312-Lighting-Screw in 14-26 Watt Lamp - Tr1 |  | System | Commercial | [6 empty] | 9.3196 | 10.3931 | 0 | 0 | 0 | -1.0734 | 194.1729 |  | 0 | 0.038993 | -2.6224 | Commercial |  | Annual | [5 empty] | 2.47 | 0.81 |  |  |  | 0 | 6.7353 | 0 | 0 | 0 | 0 | 0 | 0 | 0 | 0 | 0 | 0 | 2009 Qtr 1: 0; 2009 Qtr 2: 0; 2009 Qtr 3: 0; 2009 Qtr 4: 6.7353; 2010 Qtr 1: 0; 2010 Qtr 2: 0; 2010 Qtr 3: 0; 2010 Qtr 4: 0; 2011 Qtr 1: 0; 2011 Qtr 2: 0; 2011 Qtr 3: 0; 2011 Qtr 4: 0 | 6.7353
0 | 234330-Premium T8 with T12 40 Watt Baseline - Tr1 |  | System | Commercial | 01-ALC-AllCommercial-IntLight | 0 |  |  |  |  | 27.6532 | 13.1897 | 0 | 0 | 0 | 14.4636 | 83.5202 |  | kWh | 0.017351 | 0 | Commercial | [7 empty] | 15 | 0.78 |  |  |  | 0 | 40.0313 | 0 | 0 | 0 | 0 | 0 | 0 | 0 | 0 | 0 | 0 | 2009 Qtr 1: 0; 2009 Qtr 2: 0; 2009 Qtr 3: 0; 2009 Qtr 4: 40.0313; 2010 Qtr 1: 0; 2010 Qtr 2: 0; 2010 Qtr 3: 0; 2010 Qtr 4: 0; 2011 Qtr 1: 0; 2011 Qtr 2: 0; 2011 Qtr 3: 0; 2011 Qtr 4: 0 | 40.0313
0 | 234303-Lighting-Remove 4 Ft Lamp (De-Lamp) - Tr1 |  | System | Commercial | [6 empty] | 12.3596 | 16.4871 | 0 | 0 | 0 | -4.1275 | 137.2559 |  | 0 | 0.026384 | -2.5676 | Commercial |  | Winter Only | [5 empty] | 15 | 0.77 |  |  |  | 0 | 40.0313 | 0 | 0 | 0 | 0 | 0 | 0 | 0 | 0 | 0 | 0 | 2009 Qtr 1: 0; 2009 Qtr 2: 0; 2009 Qtr 3: 0; 2009 Qtr 4: 40.0313; 2010 Qtr 1: 0; 2010 Qtr 2: 0; 2010 Qtr 3: 0; 2010 Qtr 4: 0; 2011 Qtr 1: 0; 2011 Qtr 2: 0; 2011 Qtr 3: 0; 2011 Qtr 4: 0 | 40.0313
0 | 234084-Refrigeration -Cooler/Freezer Door Gaskets - Solid Doors: Cooler |  | System | Commercial | 09-GRO-Grocery-REFG | 0 |  |  |  |  | 2.2498 | 4.08 | 0 | 0 | 0 | -1.8302 | 104.55 |  | kWh | 0.01195 | 0 | Commercial | [7 empty] | 4 | 0.76 |  |  |  | 0 | 25 | 0 | 0 | 0 | 0 | 0 | 0 | 0 | 0 | 0 | 0 | 2009 Qtr 1: 0; 2009 Qtr 2: 0; 2009 Qtr 3: 25; 2009 Qtr 4: 0; 2010 Qtr 1: 0; 2010 Qtr 2: 0; 2010 Qtr 3: 0; 2010 Qtr 4: 0; 2011 Qtr 1: 0; 2011 Qtr 2: 0; 2011 Qtr 3: 0; 2011 Qtr 4: 0 | 25
0 | 234126-Refrigeration - Efficient Evap Fan Motor Electronically Commutated Motor (ECM) |  | System | Commercial | 09-GRO-Grocery-REFG | 0 |  |  |  |  | 6.7904 | 150 | 0 | 0 | 0 | -143.2096 | 116.369 |  | kWh | 0.015845 | -0.11528 | Commercial |  | Annual | [5 empty] | 15 | 0.7 |  |  |  | 0 | 2 | 0 | 0 | 0 | 0 | 0 | 0 | 0 | 0 | 0 | 0 | 2009 Qtr 1: 0; 2009 Qtr 2: 0; 2009 Qtr 3: 2; 2009 Qtr 4: 0; 2010 Qtr 1: 0; 2010 Qtr 2: 0; 2010 Qtr 3: 0; 2010 Qtr 4: 0; 2011 Qtr 1: 0; 2011 Qtr 2: 0; 2011 Qtr 3: 0; 2011 Qtr 4: 0 | 2
0 | 234330-Premium T8 with T12 40 Watt Baseline - Tr1 |  | System | Commercial | 01-ALC-AllCommercial-IntLight | 0 |  |  |  |  | 27.6532 | 13.1897 | 0 | 0 | 0 | 14.4636 | 83.5202 |  | kWh | 0.017351 | 0 | Commercial | [7 empty] | 15 | 0.78 |  |  |  | 0 | 10.9176 | 0 | 0 | 0 | 0 | 0 | 0 | 0 | 0 | 0 | 0 | 2009 Qtr 1: 0; 2009 Qtr 2: 0; 2009 Qtr 3: 10.9176; 2009 Qtr 4: 0; 2010 Qtr 1: 0; 2010 Qtr 2: 0; 2010 Qtr 3: 0; 2010 Qtr 4: 0; 2011 Qtr 1: 0; 2011 Qtr 2: 0; 2011 Qtr 3: 0; 2011 Qtr 4: 0 | 10.9176
0 | 234049-Lighting-LED Exit Sign New Sign |  | System | Commercial | 25-SCN-Storage–Conditioned-Exit | 0 |  |  |  |  | 64.8921 | 45 | 0 | 0 | 0 | 19.8921 | 351.311 |  | kWh | 0 | 0 | Commercial | [7 empty] | 16 | 0.85 |  |  |  | 0 | 2 | 0 | 0 | 0 | 0 | 0 | 0 | 0 | 0 | 0 | 0 | 2009 Qtr 1: 0; 2009 Qtr 2: 0; 2009 Qtr 3: 2; 2009 Qtr 4: 0; 2010 Qtr 1: 0; 2010 Qtr 2: 0; 2010 Qtr 3: 0; 2010 Qtr 4: 0; 2011 Qtr 1: 0; 2011 Qtr 2: 0; 2011 Qtr 3: 0; 2011 Qtr 4: 0 | 2
0 | 234376-Lighting-Energy Efficient Exit Sign |  | System | Commercial | 01-ALC-AllCommercial-IntLight | 0 |  |  |  |  | 62.463 | 15 | 0 | 0 | 0 | 47.463 | 351.311 |  | kWh | 0.04248 | 0 | Commercial | [7 empty] | 15 | 0.85 |  |  |  | 0 | 1 | 0 | 0 | 0 | 0 | 0 | 0 | 0 | 0 | 0 | 0 | 2009 Qtr 1: 1; 2009 Qtr 2: 0; 2009 Qtr 3: 0; 2009 Qtr 4: 0; 2010 Qtr 1: 0; 2010 Qtr 2: 0; 2010 Qtr 3: 0; 2010 Qtr 4: 0; 2011 Qtr 1: 0; 2011 Qtr 2: 0; 2011 Qtr 3: 0; 2011 Qtr 4: 0 | 1
0 | 234294-Lighting-Occupancy Sensor-Wallbox Lghtng Snsr-Tr1 |  | System | Commercial | 23-RTL-Retail–SingleStorylarge-LIT_INT | 0 |  |  |  |  | 42.262 | 40 | 0 | 0 | 0 | 2.262 | 213.759 |  | kWh | 0.17617 | 0 | Commercial | [7 empty] | 8 | 0.84 |  |  |  | 0 | 1 | 0 | 0 | 0 | 0 | 0 | 0 | 0 | 0 | 0 | 0 | 2009 Qtr 1: 1; 2009 Qtr 2: 0; 2009 Qtr 3: 0; 2009 Qtr 4: 0; 2010 Qtr 1: 0; 2010 Qtr 2: 0; 2010 Qtr 3: 0; 2010 Qtr 4: 0; 2011 Qtr 1: 0; 2011 Qtr 2: 0; 2011 Qtr 3: 0; 2011 Qtr 4: 0 | 1
0 | 234049-Lighting-LED Exit Sign New Sign |  | System | Commercial | 25-SCN-Storage–Conditioned-Exit | 0 |  |  |  |  | 64.8921 | 45 | 0 | 0 | 0 | 19.8921 | 351.311 |  | kWh | 0 | 0 | Commercial | [7 empty] | 16 | 0.85 |  |  |  | 0 | 3 | 0 | 0 | 0 | 0 | 0 | 0 | 0 | 0 | 0 | 0 | 2009 Qtr 1: 3; 2009 Qtr 2: 0; 2009 Qtr 3: 0; 2009 Qtr 4: 0; 2010 Qtr 1: 0; 2010 Qtr 2: 0; 2010 Qtr 3: 0; 2010 Qtr 4: 0; 2011 Qtr 1: 0; 2011 Qtr 2: 0; 2011 Qtr 3: 0; 2011 Qtr 4: 0 | 3
0 | 234294-Lighting-Occupancy Sensor-Wallbox Lghtng Snsr-Tr1 |  | System | Commercial | 23-RTL-Retail–SingleStorylarge-LIT_INT | 0 |  |  |  |  | 42.262 | 40 | 0 | 0 | 0 | 2.262 | 213.759 |  | kWh | 0.17617 | 0 | Commercial | [7 empty] | 8 | 0.84 |  |  |  | 0 | 1 | 0 | 0 | 0 | 0 | 0 | 0 | 0 | 0 | 0 | 0 | 2009 Qtr 1: 1; 2009 Qtr 2: 0; 2009 Qtr 3: 0; 2009 Qtr 4: 0; 2010 Qtr 1: 0; 2010 Qtr 2: 0; 2010 Qtr 3: 0; 2010 Qtr 4: 0; 2011 Qtr 1: 0; 2011 Qtr 2: 0; 2011 Qtr 3: 0; 2011 Qtr 4: 0 | 1
0 | 234049-Lighting-LED Exit Sign New Sign |  | System | Commercial | 25-SCN-Storage–Conditioned-Exit | 0 |  |  |  |  | 64.8921 | 45 | 0 | 0 | 0 | 19.8921 | 351.311 |  | kWh | 0 | 0 | Commercial | [7 empty] | 16 | 0.85 |  |  |  | 0 | 2 | 0 | 0 | 0 | 0 | 0 | 0 | 0 | 0 | 0 | 0 | 2009 Qtr 1: 2; 2009 Qtr 2: 0; 2009 Qtr 3: 0; 2009 Qtr 4: 0; 2010 Qtr 1: 0; 2010 Qtr 2: 0; 2010 Qtr 3: 0; 2010 Qtr 4: 0; 2011 Qtr 1: 0; 2011 Qtr 2: 0; 2011 Qtr 3: 0; 2011 Qtr 4: 0 | 2
0 | 234294-Lighting-Occupancy Sensor-Wallbox Lghtng Snsr-Tr1 |  | System | Commercial | 23-RTL-Retail–SingleStorylarge-LIT_INT | 0 |  |  |  |  | 42.262 | 40 | 0 | 0 | 0 | 2.262 | 213.759 |  | kWh | 0.17617 | 0 | Commercial | [7 empty] | 8 | 0.84 |  |  |  | 0 | 1 | 0 | 0 | 0 | 0 | 0 | 0 | 0 | 0 | 0 | 0 | 2009 Qtr 1: 1; 2009 Qtr 2: 0; 2009 Qtr 3: 0; 2009 Qtr 4: 0; 2010 Qtr 1: 0; 2010 Qtr 2: 0; 2010 Qtr 3: 0; 2010 Qtr 4: 0; 2011 Qtr 1: 0; 2011 Qtr 2: 0; 2011 Qtr 3: 0; 2011 Qtr 4: 0 | 1
0 | 234049-Lighting-LED Exit Sign New Sign |  | System | Commercial | 25-SCN-Storage–Conditioned-Exit | 0 |  |  |  |  | 64.8921 | 45 | 0 | 0 | 0 | 19.8921 | 351.311 |  | kWh | 0 | 0 | Commercial | [7 empty] | 16 | 0.85 |  |  |  | 0 | 1 | 0 | 0 | 0 | 0 | 0 | 0 | 0 | 0 | 0 | 0 | 2009 Qtr 1: 1; 2009 Qtr 2: 0; 2009 Qtr 3: 0; 2009 Qtr 4: 0; 2010 Qtr 1: 0; 2010 Qtr 2: 0; 2010 Qtr 3: 0; 2010 Qtr 4: 0; 2011 Qtr 1: 0; 2011 Qtr 2: 0; 2011 Qtr 3: 0; 2011 Qtr 4: 0 | 1
0 | 234049-Lighting-LED Exit Sign New Sign |  | System | Commercial | 25-SCN-Storage–Conditioned-Exit | 0 |  |  |  |  | 64.8921 | 28.45 | 0 | 0 | 0 | 36.4421 | 351.311 |  | kWh | 0 | 0 | Commercial | [7 empty] | 16 | 0.85 |  |  |  | 0 | 1 | 0 | 0 | 0 | 0 | 0 | 0 | 0 | 0 | 0 | 0 | 2009 Qtr 1: 1; 2009 Qtr 2: 0; 2009 Qtr 3: 0; 2009 Qtr 4: 0; 2010 Qtr 1: 0; 2010 Qtr 2: 0; 2010 Qtr 3: 0; 2010 Qtr 4: 0; 2011 Qtr 1: 0; 2011 Qtr 2: 0; 2011 Qtr 3: 0; 2011 Qtr 4: 0 | 1
0 | 234376-Lighting-Energy Efficient Exit Sign |  | System | Commercial | 01-ALC-AllCommercial-IntLight | 0 |  |  |  |  | 62.463 | 15 | 0 | 0 | 0 | 47.463 | 351.311 |  | kWh | 0.04248 | 0 | Commercial | [7 empty] | 15 | 0.85 |  |  |  | 0 | 2 | 0 | 0 | 0 | 0 | 0 | 0 | 0 | 0 | 0 | 0 | 2009 Qtr 1: 2; 2009 Qtr 2: 0; 2009 Qtr 3: 0; 2009 Qtr 4: 0; 2010 Qtr 1: 0; 2010 Qtr 2: 0; 2010 Qtr 3: 0; 2010 Qtr 4: 0; 2011 Qtr 1: 0; 2011 Qtr 2: 0; 2011 Qtr 3: 0; 2011 Qtr 4: 0 | 2
0 | 234376-Lighting-Energy Efficient Exit Sign |  | System | Commercial | 01-ALC-AllCommercial-IntLight | 0 |  |  |  |  | 62.463 | 15 | 0 | 0 | 0 | 47.463 | 351.311 |  | kWh | 0.04248 | 0 | Commercial | [7 empty] | 15 | 0.85 |  |  |  | 0 | 1 | 0 | 0 | 0 | 0 | 0 | 0 | 0 | 0 | 0 | 0 | 2009 Qtr 1: 1; 2009 Qtr 2: 0; 2009 Qtr 3: 0; 2009 Qtr 4: 0; 2010 Qtr 1: 0; 2010 Qtr 2: 0; 2010 Qtr 3: 0; 2010 Qtr 4: 0; 2011 Qtr 1: 0; 2011 Qtr 2: 0; 2011 Qtr 3: 0; 2011 Qtr 4: 0 | 1
0 | 234294-Lighting-Occupancy Sensor-Wallbox Lghtng Snsr-Tr1 |  | System | Commercial | 23-RTL-Retail–SingleStorylarge-LIT_INT | 0 |  |  |  |  | 42.262 | 40 | 0 | 0 | 0 | 2.262 | 213.759 |  | kWh | 0.17617 | 0 | Commercial | [7 empty] | 8 | 0.84 |  |  |  | 0 | 1 | 0 | 0 | 0 | 0 | 0 | 0 | 0 | 0 | 0 | 0 | 2009 Qtr 1: 1; 2009 Qtr 2: 0; 2009 Qtr 3: 0; 2009 Qtr 4: 0; 2010 Qtr 1: 0; 2010 Qtr 2: 0; 2010 Qtr 3: 0; 2010 Qtr 4: 0; 2011 Qtr 1: 0; 2011 Qtr 2: 0; 2011 Qtr 3: 0; 2011 Qtr 4: 0 | 1
0 | 234049-Lighting-LED Exit Sign New Sign |  | System | Commercial | 25-SCN-Storage–Conditioned-Exit | 0 |  |  |  |  | 64.8921 | 45 | 0 | 0 | 0 | 19.8921 | 351.311 |  | kWh | 0 | 0 | Commercial | [7 empty] | 16 | 0.85 |  |  |  | 0 | 1 | 0 | 0 | 0 | 0 | 0 | 0 | 0 | 0 | 0 | 0 | 2009 Qtr 1: 1; 2009 Qtr 2: 0; 2009 Qtr 3: 0; 2009 Qtr 4: 0; 2010 Qtr 1: 0; 2010 Qtr 2: 0; 2010 Qtr 3: 0; 2010 Qtr 4: 0; 2011 Qtr 1: 0; 2011 Qtr 2: 0; 2011 Qtr 3: 0; 2011 Qtr 4: 0 | 1
0 | 234294-Lighting-Occupancy Sensor-Wallbox Lghtng Snsr-Tr1 |  | System | Commercial | 23-RTL-Retail–SingleStorylarge-LIT_INT | 0 |  |  |  |  | 42.262 | 40 | 0 | 0 | 0 | 2.262 | 213.759 |  | kWh | 0.17617 | 0 | Commercial | [7 empty] | 8 | 0.84 |  |  |  | 0 | 1 | 0 | 0 | 0 | 0 | 0 | 0 | 0 | 0 | 0 | 0 | 2009 Qtr 1: 1; 2009 Qtr 2: 0; 2009 Qtr 3: 0; 2009 Qtr 4: 0; 2010 Qtr 1: 0; 2010 Qtr 2: 0; 2010 Qtr 3: 0; 2010 Qtr 4: 0; 2011 Qtr 1: 0; 2011 Qtr 2: 0; 2011 Qtr 3: 0; 2011 Qtr 4: 0 | 1
0 | 234049-Lighting-LED Exit Sign New Sign |  | System | Commercial | 25-SCN-Storage–Conditioned-Exit | 0 |  |  |  |  | 64.8921 | 45 | 0 | 0 | 0 | 19.8921 | 351.311 |  | kWh | 0 | 0 | Commercial | [7 empty] | 16 | 0.85 |  |  |  | 0 | 1 | 0 | 0 | 0 | 0 | 0 | 0 | 0 | 0 | 0 | 0 | 2009 Qtr 1: 1; 2009 Qtr 2: 0; 2009 Qtr 3: 0; 2009 Qtr 4: 0; 2010 Qtr 1: 0; 2010 Qtr 2: 0; 2010 Qtr 3: 0; 2010 Qtr 4: 0; 2011 Qtr 1: 0; 2011 Qtr 2: 0; 2011 Qtr 3: 0; 2011 Qtr 4: 0 | 1
0 | 234294-Lighting-Occupancy Sensor-Wallbox Lghtng Snsr-Tr1 |  | System | Commercial | 23-RTL-Retail–SingleStorylarge-LIT_INT | 0 |  |  |  |  | 42.262 | 40 | 0 | 0 | 0 | 2.262 | 213.759 |  | kWh | 0.17617 | 0 | Commercial | [7 empty] | 8 | 0.84 |  |  |  | 0 | 1 | 0 | 0 | 0 | 0 | 0 | 0 | 0 | 0 | 0 | 0 | 2009 Qtr 1: 1; 2009 Qtr 2: 0; 2009 Qtr 3: 0; 2009 Qtr 4: 0; 2010 Qtr 1: 0; 2010 Qtr 2: 0; 2010 Qtr 3: 0; 2010 Qtr 4: 0; 2011 Qtr 1: 0; 2011 Qtr 2: 0; 2011 Qtr 3: 0; 2011 Qtr 4: 0 | 1
0 | 234049-Lighting-LED Exit Sign New Sign |  | System | Commercial | 25-SCN-Storage–Conditioned-Exit | 0 |  |  |  |  | 64.8921 | 28.45 | 0 | 0 | 0 | 36.4421 | 351.311 |  | kWh | 0 | 0 | Commercial | [7 empty] | 16 | 0.85 |  |  |  | 0 | 2 | 0 | 0 | 0 | 0 | 0 | 0 | 0 | 0 | 0 | 0 | 2009 Qtr 1: 2; 2009 Qtr 2: 0; 2009 Qtr 3: 0; 2009 Qtr 4: 0; 2010 Qtr 1: 0; 2010 Qtr 2: 0; 2010 Qtr 3: 0; 2010 Qtr 4: 0; 2011 Qtr 1: 0; 2011 Qtr 2: 0; 2011 Qtr 3: 0; 2011 Qtr 4: 0 | 2
0 | 234294-Lighting-Occupancy Sensor-Wallbox Lghtng Snsr-Tr1 |  | System | Commercial | 23-RTL-Retail–SingleStorylarge-LIT_INT | 0 |  |  |  |  | 42.262 | 40 | 0 | 0 | 0 | 2.262 | 213.759 |  | kWh | 0.17617 | 0 | Commercial | [7 empty] | 8 | 0.84 |  |  |  | 0 | 1 | 0 | 0 | 0 | 0 | 0 | 0 | 0 | 0 | 0 | 0 | 2009 Qtr 1: 1; 2009 Qtr 2: 0; 2009 Qtr 3: 0; 2009 Qtr 4: 0; 2010 Qtr 1: 0; 2010 Qtr 2: 0; 2010 Qtr 3: 0; 2010 Qtr 4: 0; 2011 Qtr 1: 0; 2011 Qtr 2: 0; 2011 Qtr 3: 0; 2011 Qtr 4: 0 | 1
0 | 234049-Lighting-LED Exit Sign New Sign |  | System | Commercial | 25-SCN-Storage–Conditioned-Exit | 0 |  |  |  |  | 64.8921 | 28.45 | 0 | 0 | 0 | 36.4421 | 351.311 |  | kWh | 0 | 0 | Commercial | [7 empty] | 16 | 0.85 |  |  |  | 0 | 1 | 0 | 0 | 0 | 0 | 0 | 0 | 0 | 0 | 0 | 0 | 2009 Qtr 1: 1; 2009 Qtr 2: 0; 2009 Qtr 3: 0; 2009 Qtr 4: 0; 2010 Qtr 1: 0; 2010 Qtr 2: 0; 2010 Qtr 3: 0; 2010 Qtr 4: 0; 2011 Qtr 1: 0; 2011 Qtr 2: 0; 2011 Qtr 3: 0; 2011 Qtr 4: 0 | 1
0 | 234294-Lighting-Occupancy Sensor-Wallbox Lghtng Snsr-Tr1 |  | System | Commercial | 23-RTL-Retail–SingleStorylarge-LIT_INT | 0 |  |  |  |  | 42.262 | 40 | 0 | 0 | 0 | 2.262 | 213.759 |  | kWh | 0.17617 | 0 | Commercial | [7 empty] | 8 | 0.84 |  |  |  | 0 | 1 | 0 | 0 | 0 | 0 | 0 | 0 | 0 | 0 | 0 | 0 | 2009 Qtr 1: 1; 2009 Qtr 2: 0; 2009 Qtr 3: 0; 2009 Qtr 4: 0; 2010 Qtr 1: 0; 2010 Qtr 2: 0; 2010 Qtr 3: 0; 2010 Qtr 4: 0; 2011 Qtr 1: 0; 2011 Qtr 2: 0; 2011 Qtr 3: 0; 2011 Qtr 4: 0 | 1
0 | 234049-Lighting-LED Exit Sign New Sign |  | System | Commercial | 25-SCN-Storage–Conditioned-Exit | 0 |  |  |  |  | 64.8921 | 45 | 0 | 0 | 0 | 19.8921 | 351.311 |  | kWh | 0 | 0 | Commercial | [7 empty] | 16 | 0.85 |  |  |  | 0 | 1 | 0 | 0 | 0 | 0 | 0 | 0 | 0 | 0 | 0 | 0 | 2009 Qtr 1: 1; 2009 Qtr 2: 0; 2009 Qtr 3: 0; 2009 Qtr 4: 0; 2010 Qtr 1: 0; 2010 Qtr 2: 0; 2010 Qtr 3: 0; 2010 Qtr 4: 0; 2011 Qtr 1: 0; 2011 Qtr 2: 0; 2011 Qtr 3: 0; 2011 Qtr 4: 0 | 1
0 | 234085-Refrigeration -Strip Curtains for Walk-ins |  | System | Commercial | 20-RFF-Restaurant–FastFood-Refrig | 0 |  |  |  |  | 10.214 | 3 | 0 | 0 | 0 | 7.214 | 465 |  | kWh | 0.053 | 0 | Commercial | [7 empty] | 4 | 0.46 |  |  |  | 0 | 18 | 0 | 0 | 0 | 0 | 0 | 0 | 0 | 0 | 0 | 0 | 2009 Qtr 1: 0; 2009 Qtr 2: 0; 2009 Qtr 3: 0; 2009 Qtr 4: 18; 2010 Qtr 1: 0; 2010 Qtr 2: 0; 2010 Qtr 3: 0; 2010 Qtr 4: 0; 2011 Qtr 1: 0; 2011 Qtr 2: 0; 2011 Qtr 3: 0; 2011 Qtr 4: 0 | 18
0 | 234287-Lighting-Occpncy Snsr-Hi-Bay integrated Snsr-Tr3 |  | System | Commercial | 01-ALC-AllCommercial-IntLight | 0 |  |  |  |  | 221.1826 | 95.5 | 0 | 0 | 0 | 125.6826 | 1661 |  | kWh | 0.39312 | 0 | Commercial | [7 empty] | 8 | 0.84 |  |  |  | 0 | 85 | 0 | 0 | 0 | 0 | 0 | 0 | 0 | 0 | 0 | 0 | 2009 Qtr 1: 0; 2009 Qtr 2: 0; 2009 Qtr 3: 85; 2009 Qtr 4: 0; 2010 Qtr 1: 0; 2010 Qtr 2: 0; 2010 Qtr 3: 0; 2010 Qtr 4: 0; 2011 Qtr 1: 0; 2011 Qtr 2: 0; 2011 Qtr 3: 0; 2011 Qtr 4: 0 | 85
0 | 234126-Refrigeration - Efficient Evap Fan Motor Electronically Commutated Motor (ECM) |  | System | Commercial | 09-GRO-Grocery-REFG | 0 |  |  |  |  | 6.7904 | 150 | 0 | 0 | 0 | -143.2096 | 116.369 |  | kWh | 0.015845 | -0.11528 | Commercial |  | Annual | [5 empty] | 15 | 0.7 |  |  |  | 0 | 59 | 0 | 0 | 0 | 0 | 0 | 0 | 0 | 0 | 0 | 0 | 2009 Qtr 1: 59; 2009 Qtr 2: 0; 2009 Qtr 3: 0; 2009 Qtr 4: 0; 2010 Qtr 1: 0; 2010 Qtr 2: 0; 2010 Qtr 3: 0; 2010 Qtr 4: 0; 2011 Qtr 1: 0; 2011 Qtr 2: 0; 2011 Qtr 3: 0; 2011 Qtr 4: 0 | 59
0 | 234376-Lighting-Energy Efficient Exit Sign |  | System | Commercial | 01-ALC-AllCommercial-IntLight | 0 |  |  |  |  | 62.463 | 15 | 0 | 0 | 0 | 47.463 | 351.311 |  | kWh | 0.04248 | 0 | Commercial | [7 empty] | 15 | 0.85 |  |  |  | 0 | 2 | 0 | 0 | 0 | 0 | 0 | 0 | 0 | 0 | 0 | 0 | 2009 Qtr 1: 2; 2009 Qtr 2: 0; 2009 Qtr 3: 0; 2009 Qtr 4: 0; 2010 Qtr 1: 0; 2010 Qtr 2: 0; 2010 Qtr 3: 0; 2010 Qtr 4: 0; 2011 Qtr 1: 0; 2011 Qtr 2: 0; 2011 Qtr 3: 0; 2011 Qtr 4: 0 | 2
0 | 234049-Lighting-LED Exit Sign New Sign |  | System | Commercial | 25-SCN-Storage–Conditioned-Exit | 0 |  |  |  |  | 64.8921 | 45 | 0 | 0 | 0 | 19.8921 | 351.311 |  | kWh | 0 | 0 | Commercial | [7 empty] | 16 | 0.85 |  |  |  | 0 | 2 | 0 | 0 | 0 | 0 | 0 | 0 | 0 | 0 | 0 | 0 | 2009 Qtr 1: 2; 2009 Qtr 2: 0; 2009 Qtr 3: 0; 2009 Qtr 4: 0; 2010 Qtr 1: 0; 2010 Qtr 2: 0; 2010 Qtr 3: 0; 2010 Qtr 4: 0; 2011 Qtr 1: 0; 2011 Qtr 2: 0; 2011 Qtr 3: 0; 2011 Qtr 4: 0 | 2
0 | 234294-Lighting-Occupancy Sensor-Wallbox Lghtng Snsr-Tr1 |  | System | Commercial | 23-RTL-Retail–SingleStorylarge-LIT_INT | 0 |  |  |  |  | 42.262 | 40 | 0 | 0 | 0 | 2.262 | 213.759 |  | kWh | 0.17617 | 0 | Commercial | [7 empty] | 8 | 0.84 |  |  |  | 0 | 1 | 0 | 0 | 0 | 0 | 0 | 0 | 0 | 0 | 0 | 0 | 2009 Qtr 1: 1; 2009 Qtr 2: 0; 2009 Qtr 3: 0; 2009 Qtr 4: 0; 2010 Qtr 1: 0; 2010 Qtr 2: 0; 2010 Qtr 3: 0; 2010 Qtr 4: 0; 2011 Qtr 1: 0; 2011 Qtr 2: 0; 2011 Qtr 3: 0; 2011 Qtr 4: 0 | 1
0 | 234049-Lighting-LED Exit Sign New Sign |  | System | Commercial | 25-SCN-Storage–Conditioned-Exit | 0 |  |  |  |  | 64.8921 | 45 | 0 | 0 | 0 | 19.8921 | 351.311 |  | kWh | 0 | 0 | Commercial | [7 empty] | 16 | 0.85 |  |  |  | 0 | 2 | 0 | 0 | 0 | 0 | 0 | 0 | 0 | 0 | 0 | 0 | 2009 Qtr 1: 2; 2009 Qtr 2: 0; 2009 Qtr 3: 0; 2009 Qtr 4: 0; 2010 Qtr 1: 0; 2010 Qtr 2: 0; 2010 Qtr 3: 0; 2010 Qtr 4: 0; 2011 Qtr 1: 0; 2011 Qtr 2: 0; 2011 Qtr 3: 0; 2011 Qtr 4: 0 | 2
0 | 234049-Lighting-LED Exit Sign New Sign |  | System | Commercial | 25-SCN-Storage–Conditioned-Exit | 0 |  |  |  |  | 64.8921 | 45 | 0 | 0 | 0 | 19.8921 | 351.311 |  | kWh | 0 | 0 | Commercial | [7 empty] | 16 | 0.85 |  |  |  | 0 | 1 | 0 | 0 | 0 | 0 | 0 | 0 | 0 | 0 | 0 | 0 | 2009 Qtr 1: 1; 2009 Qtr 2: 0; 2009 Qtr 3: 0; 2009 Qtr 4: 0; 2010 Qtr 1: 0; 2010 Qtr 2: 0; 2010 Qtr 3: 0; 2010 Qtr 4: 0; 2011 Qtr 1: 0; 2011 Qtr 2: 0; 2011 Qtr 3: 0; 2011 Qtr 4: 0 | 1
0 | 234376-Lighting-Energy Efficient Exit Sign |  | System | Commercial | 01-ALC-AllCommercial-IntLight | 0 |  |  |  |  | 62.463 | 15 | 0 | 0 | 0 | 47.463 | 351.311 |  | kWh | 0.04248 | 0 | Commercial | [7 empty] | 15 | 0.85 |  |  |  | 0 | 1 | 0 | 0 | 0 | 0 | 0 | 0 | 0 | 0 | 0 | 0 | 2009 Qtr 1: 1; 2009 Qtr 2: 0; 2009 Qtr 3: 0; 2009 Qtr 4: 0; 2010 Qtr 1: 0; 2010 Qtr 2: 0; 2010 Qtr 3: 0; 2010 Qtr 4: 0; 2011 Qtr 1: 0; 2011 Qtr 2: 0; 2011 Qtr 3: 0; 2011 Qtr 4: 0 | 1
0 | 234294-Lighting-Occupancy Sensor-Wallbox Lghtng Snsr-Tr1 |  | System | Commercial | 23-RTL-Retail–SingleStorylarge-LIT_INT | 0 |  |  |  |  | 42.262 | 40 | 0 | 0 | 0 | 2.262 | 213.759 |  | kWh | 0.17617 | 0 | Commercial | [7 empty] | 8 | 0.84 |  |  |  | 0 | 1 | 0 | 0 | 0 | 0 | 0 | 0 | 0 | 0 | 0 | 0 | 2009 Qtr 1: 1; 2009 Qtr 2: 0; 2009 Qtr 3: 0; 2009 Qtr 4: 0; 2010 Qtr 1: 0; 2010 Qtr 2: 0; 2010 Qtr 3: 0; 2010 Qtr 4: 0; 2011 Qtr 1: 0; 2011 Qtr 2: 0; 2011 Qtr 3: 0; 2011 Qtr 4: 0 | 1
0 | 234049-Lighting-LED Exit Sign New Sign |  | System | Commercial | 25-SCN-Storage–Conditioned-Exit | 0 |  |  |  |  | 64.8921 | 45 | 0 | 0 | 0 | 19.8921 | 351.311 |  | kWh | 0 | 0 | Commercial | [7 empty] | 16 | 0.85 |  |  |  | 0 | 1 | 0 | 0 | 0 | 0 | 0 | 0 | 0 | 0 | 0 | 0 | 2009 Qtr 1: 1; 2009 Qtr 2: 0; 2009 Qtr 3: 0; 2009 Qtr 4: 0; 2010 Qtr 1: 0; 2010 Qtr 2: 0; 2010 Qtr 3: 0; 2010 Qtr 4: 0; 2011 Qtr 1: 0; 2011 Qtr 2: 0; 2011 Qtr 3: 0; 2011 Qtr 4: 0 | 1
0 | 234294-Lighting-Occupancy Sensor-Wallbox Lghtng Snsr-Tr1 |  | System | Commercial | 23-RTL-Retail–SingleStorylarge-LIT_INT | 0 |  |  |  |  | 42.262 | 40 | 0 | 0 | 0 | 2.262 | 213.759 |  | kWh | 0.17617 | 0 | Commercial | [7 empty] | 8 | 0.84 |  |  |  | 0 | 2 | 0 | 0 | 0 | 0 | 0 | 0 | 0 | 0 | 0 | 0 | 2009 Qtr 1: 2; 2009 Qtr 2: 0; 2009 Qtr 3: 0; 2009 Qtr 4: 0; 2010 Qtr 1: 0; 2010 Qtr 2: 0; 2010 Qtr 3: 0; 2010 Qtr 4: 0; 2011 Qtr 1: 0; 2011 Qtr 2: 0; 2011 Qtr 3: 0; 2011 Qtr 4: 0 | 2
0 | 234309-Lighting-Screw in >27 Watt Lamp - Tr1 |  | System | Commercial | 18-OFS-Office–Small-IntLight | 0 |  |  |  |  | 10.7915 | 11.8778 | 0 | 0 | 0 | -1.0863 | 366.8636 |  | kWh | 0.056754 | 0 | Commercial | [7 empty] | 2.04 | 0.81 |  |  |  | 0 | 2.6941 | 0 | 0 | 0 | 0 | 0 | 0 | 0 | 0 | 0 | 0 | 2009 Qtr 1: 0; 2009 Qtr 2: 0; 2009 Qtr 3: 0; 2009 Qtr 4: 2.6941; 2010 Qtr 1: 0; 2010 Qtr 2: 0; 2010 Qtr 3: 0; 2010 Qtr 4: 0; 2011 Qtr 1: 0; 2011 Qtr 2: 0; 2011 Qtr 3: 0; 2011 Qtr 4: 0 | 2.6941
0 | 234315-Lighting-Screw in 14-26 Watt Reflector Lamp-Tr1 |  | System | Commercial | [6 empty] | 18.0648 | 9.6507 | 0 | 0 | 0 | 8.4141 | 194.1729 |  | 0 | 0.038993 | -2.6224 | Commercial |  | Winter Only | [5 empty] | 2.47 | 0.81 |  |  |  | 0 | 7.4088 | 0 | 0 | 0 | 0 | 0 | 0 | 0 | 0 | 0 | 0 | 2009 Qtr 1: 0; 2009 Qtr 2: 0; 2009 Qtr 3: 0; 2009 Qtr 4: 7.4088; 2010 Qtr 1: 0; 2010 Qtr 2: 0; 2010 Qtr 3: 0; 2010 Qtr 4: 0; 2011 Qtr 1: 0; 2011 Qtr 2: 0; 2011 Qtr 3: 0; 2011 Qtr 4: 0 | 7.4088
0 | 234330-Premium T8 with T12 40 Watt Baseline - Tr1 |  | System | Commercial | 01-ALC-AllCommercial-IntLight | 0 |  |  |  |  | 27.6532 | 13.1897 | 0 | 0 | 0 | 14.4636 | 83.5202 |  | kWh | 0.017351 | 0 | Commercial | [7 empty] | 15 | 0.78 |  |  |  | 0 | 58.2273 | 0 | 0 | 0 | 0 | 0 | 0 | 0 | 0 | 0 | 0 | 2009 Qtr 1: 0; 2009 Qtr 2: 0; 2009 Qtr 3: 0; 2009 Qtr 4: 58.2273; 2010 Qtr 1: 0; 2010 Qtr 2: 0; 2010 Qtr 3: 0; 2010 Qtr 4: 0; 2011 Qtr 1: 0; 2011 Qtr 2: 0; 2011 Qtr 3: 0; 2011 Qtr 4: 0 | 58.2273
0 | 234306-Lighting-Remove 8 Ft Lamp (De-Lamp) - Tr1 |  | System | Commercial | 23-RTL-Retail–SingleStorylarge-LIT_INT | 0 |  |  |  |  | 28.4369 | 27.4785 | 0 | 0 | 0 | 0.95836 | 366.7521 |  | kWh | 0.077777 | 0 | Commercial | [7 empty] | 15 | 0.77 |  |  |  | 0 | 29.1137 | 0 | 0 | 0 | 0 | 0 | 0 | 0 | 0 | 0 | 0 | 2009 Qtr 1: 0; 2009 Qtr 2: 0; 2009 Qtr 3: 0; 2009 Qtr 4: 29.1137; 2010 Qtr 1: 0; 2010 Qtr 2: 0; 2010 Qtr 3: 0; 2010 Qtr 4: 0; 2011 Qtr 1: 0; 2011 Qtr 2: 0; 2011 Qtr 3: 0; 2011 Qtr 4: 0 | 29.1137
0 | 234360-Lighting-IntrHiByLnrFlscntFxtr244wrplc400w(TrI)Tr1 |  | System | Commercial | [6 empty] | 282.4319 | 153.8404 | 0 | 0 | 0 | 128.5914 | 0 |  | 0 | 0.224 | -7.1132 | Commercial |  | Winter Only | [5 empty] | 15 | 0.78 |  |  |  | 0 | 4.8752 | 0 | 0 | 0 | 0 | 0 | 0 | 0 | 0 | 0 | 0 | 2009 Qtr 1: 0; 2009 Qtr 2: 0; 2009 Qtr 3: 0; 2009 Qtr 4: 4.8752; 2010 Qtr 1: 0; 2010 Qtr 2: 0; 2010 Qtr 3: 0; 2010 Qtr 4: 0; 2011 Qtr 1: 0; 2011 Qtr 2: 0; 2011 Qtr 3: 0; 2011 Qtr 4: 0 | 4.8752
0 | 234285-Lighting-Occpncy Snsr-Hi-Bay integrated Snsr-Tr1 |  | System | Commercial | 01-ALC-AllCommercial-IntLight | 0 |  |  |  |  | 221.2703 | 95.5 | 0 | 0 | 0 | 125.7703 | 2503.6304 |  | kWh | 0.48559 | 0 | Commercial | [7 empty] | 8 | 0.84 |  |  |  | 0 | 5 | 0 | 0 | 0 | 0 | 0 | 0 | 0 | 0 | 0 | 0 | 2009 Qtr 1: 0; 2009 Qtr 2: 0; 2009 Qtr 3: 0; 2009 Qtr 4: 5; 2010 Qtr 1: 0; 2010 Qtr 2: 0; 2010 Qtr 3: 0; 2010 Qtr 4: 0; 2011 Qtr 1: 0; 2011 Qtr 2: 0; 2011 Qtr 3: 0; 2011 Qtr 4: 0 | 5
0 | 234049-Lighting-LED Exit Sign New Sign |  | System | Commercial | 25-SCN-Storage–Conditioned-Exit | 0 |  |  |  |  | 64.8921 | 45 | 0 | 0 | 0 | 19.8921 | 351.311 |  | kWh | 0 | 0 | Commercial | [7 empty] | 16 | 0.85 |  |  |  | 0 | 2 | 0 | 0 | 0 | 0 | 0 | 0 | 0 | 0 | 0 | 0 | 2009 Qtr 1: 2; 2009 Qtr 2: 0; 2009 Qtr 3: 0; 2009 Qtr 4: 0; 2010 Qtr 1: 0; 2010 Qtr 2: 0; 2010 Qtr 3: 0; 2010 Qtr 4: 0; 2011 Qtr 1: 0; 2011 Qtr 2: 0; 2011 Qtr 3: 0; 2011 Qtr 4: 0 | 2
0 | 234294-Lighting-Occupancy Sensor-Wallbox Lghtng Snsr-Tr1 |  | System | Commercial | 23-RTL-Retail–SingleStorylarge-LIT_INT | 0 |  |  |  |  | 42.262 | 40 | 0 | 0 | 0 | 2.262 | 213.759 |  | kWh | 0.17617 | 0 | Commercial | [7 empty] | 8 | 0.84 |  |  |  | 0 | 1 | 0 | 0 | 0 | 0 | 0 | 0 | 0 | 0 | 0 | 0 | 2009 Qtr 1: 1; 2009 Qtr 2: 0; 2009 Qtr 3: 0; 2009 Qtr 4: 0; 2010 Qtr 1: 0; 2010 Qtr 2: 0; 2010 Qtr 3: 0; 2010 Qtr 4: 0; 2011 Qtr 1: 0; 2011 Qtr 2: 0; 2011 Qtr 3: 0; 2011 Qtr 4: 0 | 1
0 | 234084-Refrigeration -Cooler/Freezer Door Gaskets - Solid Doors: Cooler |  | System | Commercial | 09-GRO-Grocery-REFG | 0 |  |  |  |  | 2.2498 | 4 | 0 | 0 | 0 | -1.7502 | 104.55 |  | kWh | 0.01195 | 0 | Commercial | [7 empty] | 4 | 0.76 |  |  |  | 0 | 133 | 0 | 0 | 0 | 0 | 0 | 0 | 0 | 0 | 0 | 0 | 2009 Qtr 1: 0; 2009 Qtr 2: 0; 2009 Qtr 3: 133; 2009 Qtr 4: 0; 2010 Qtr 1: 0; 2010 Qtr 2: 0; 2010 Qtr 3: 0; 2010 Qtr 4: 0; 2011 Qtr 1: 0; 2011 Qtr 2: 0; 2011 Qtr 3: 0; 2011 Qtr 4: 0 | 133
0 | 234049-Lighting-LED Exit Sign New Sign |  | System | Commercial | 25-SCN-Storage–Conditioned-Exit | 0 |  |  |  |  | 64.8921 | 45 | 0 | 0 | 0 | 19.8921 | 351.311 |  | kWh | 0 | 0 | Commercial | [7 empty] | 16 | 0.85 |  |  |  | 0 | 2 | 0 | 0 | 0 | 0 | 0 | 0 | 0 | 0 | 0 | 0 | 2009 Qtr 1: 2; 2009 Qtr 2: 0; 2009 Qtr 3: 0; 2009 Qtr 4: 0; 2010 Qtr 1: 0; 2010 Qtr 2: 0; 2010 Qtr 3: 0; 2010 Qtr 4: 0; 2011 Qtr 1: 0; 2011 Qtr 2: 0; 2011 Qtr 3: 0; 2011 Qtr 4: 0 | 2
0 | 234049-Lighting-LED Exit Sign New Sign |  | System | Commercial | 25-SCN-Storage–Conditioned-Exit | 0 |  |  |  |  | 64.8921 | 45 | 0 | 0 | 0 | 19.8921 | 351.311 |  | kWh | 0 | 0 | Commercial | [7 empty] | 16 | 0.85 |  |  |  | 0 | 2 | 0 | 0 | 0 | 0 | 0 | 0 | 0 | 0 | 0 | 0 | 2009 Qtr 1: 2; 2009 Qtr 2: 0; 2009 Qtr 3: 0; 2009 Qtr 4: 0; 2010 Qtr 1: 0; 2010 Qtr 2: 0; 2010 Qtr 3: 0; 2010 Qtr 4: 0; 2011 Qtr 1: 0; 2011 Qtr 2: 0; 2011 Qtr 3: 0; 2011 Qtr 4: 0 | 2
0 | 234294-Lighting-Occupancy Sensor-Wallbox Lghtng Snsr-Tr1 |  | System | Commercial | 23-RTL-Retail–SingleStorylarge-LIT_INT | 0 |  |  |  |  | 42.262 | 40 | 0 | 0 | 0 | 2.262 | 213.759 |  | kWh | 0.17617 | 0 | Commercial | [7 empty] | 8 | 0.84 |  |  |  | 0 | 1 | 0 | 0 | 0 | 0 | 0 | 0 | 0 | 0 | 0 | 0 | 2009 Qtr 1: 1; 2009 Qtr 2: 0; 2009 Qtr 3: 0; 2009 Qtr 4: 0; 2010 Qtr 1: 0; 2010 Qtr 2: 0; 2010 Qtr 3: 0; 2010 Qtr 4: 0; 2011 Qtr 1: 0; 2011 Qtr 2: 0; 2011 Qtr 3: 0; 2011 Qtr 4: 0 | 1
0 | 234084-Refrigeration -Cooler/Freezer Door Gaskets - Solid Doors: Cooler |  | System | Commercial | 09-GRO-Grocery-REFG | 0 |  |  |  |  | 2.2498 | 4 | 0 | 0 | 0 | -1.7502 | 104.55 |  | kWh | 0.01195 | 0 | Commercial | [7 empty] | 4 | 0.76 |  |  |  | 0 | 245 | 0 | 0 | 0 | 0 | 0 | 0 | 0 | 0 | 0 | 0 | 2009 Qtr 1: 0; 2009 Qtr 2: 0; 2009 Qtr 3: 0; 2009 Qtr 4: 245; 2010 Qtr 1: 0; 2010 Qtr 2: 0; 2010 Qtr 3: 0; 2010 Qtr 4: 0; 2011 Qtr 1: 0; 2011 Qtr 2: 0; 2011 Qtr 3: 0; 2011 Qtr 4: 0 | 245
0 | 234085-Refrigeration -Strip Curtains for Walk-ins |  | System | Commercial | 20-RFF-Restaurant–FastFood-Refrig | 0 |  |  |  |  | 10.214 | 3 | 0 | 0 | 0 | 7.214 | 465 |  | kWh | 0.053 | 0 | Commercial | [7 empty] | 4 | 0.46 |  |  |  | 0 | 18 | 0 | 0 | 0 | 0 | 0 | 0 | 0 | 0 | 0 | 0 | 2009 Qtr 1: 0; 2009 Qtr 2: 0; 2009 Qtr 3: 0; 2009 Qtr 4: 18; 2010 Qtr 1: 0; 2010 Qtr 2: 0; 2010 Qtr 3: 0; 2010 Qtr 4: 0; 2011 Qtr 1: 0; 2011 Qtr 2: 0; 2011 Qtr 3: 0; 2011 Qtr 4: 0 | 18
0 | 234287-Lighting-Occpncy Snsr-Hi-Bay integrated Snsr-Tr3 |  | System | Commercial | 01-ALC-AllCommercial-IntLight | 0 |  |  |  |  | 221.1826 | 95.5 | 0 | 0 | 0 | 125.6826 | 1661 |  | kWh | 0.39312 | 0 | Commercial | [7 empty] | 8 | 0.84 |  |  |  | 0 | 28 | 0 | 0 | 0 | 0 | 0 | 0 | 0 | 0 | 0 | 0 | 2009 Qtr 1: 0; 2009 Qtr 2: 0; 2009 Qtr 3: 0; 2009 Qtr 4: 28; 2010 Qtr 1: 0; 2010 Qtr 2: 0; 2010 Qtr 3: 0; 2010 Qtr 4: 0; 2011 Qtr 1: 0; 2011 Qtr 2: 0; 2011 Qtr 3: 0; 2011 Qtr 4: 0 | 28
0 | 234085-Refrigeration -Strip Curtains for Walk-ins |  | System | Commercial | 20-RFF-Restaurant–FastFood-Refrig | 0 |  |  |  |  | 10.214 | 3.0193 | 0 | 0 | 0 | 7.1947 | 465 |  | kWh | 0.053 | 0 | Commercial | [7 empty] | 4 | 0.46 |  |  |  | 0 | 45 | 0 | 0 | 0 | 0 | 0 | 0 | 0 | 0 | 0 | 0 | 2009 Qtr 1: 0; 2009 Qtr 2: 0; 2009 Qtr 3: 45; 2009 Qtr 4: 0; 2010 Qtr 1: 0; 2010 Qtr 2: 0; 2010 Qtr 3: 0; 2010 Qtr 4: 0; 2011 Qtr 1: 0; 2011 Qtr 2: 0; 2011 Qtr 3: 0; 2011 Qtr 4: 0 | 45
0 | 234084-Refrigeration -Cooler/Freezer Door Gaskets - Solid Doors: Cooler |  | System | Commercial | 09-GRO-Grocery-REFG | 0 |  |  |  |  | 2.2498 | 4.0526 | 0 | 0 | 0 | -1.8028 | 104.55 |  | kWh | 0.01195 | 0 | Commercial | [7 empty] | 4 | 0.76 |  |  |  | 0 | 57 | 0 | 0 | 0 | 0 | 0 | 0 | 0 | 0 | 0 | 0 | 2009 Qtr 1: 0; 2009 Qtr 2: 0; 2009 Qtr 3: 57; 2009 Qtr 4: 0; 2010 Qtr 1: 0; 2010 Qtr 2: 0; 2010 Qtr 3: 0; 2010 Qtr 4: 0; 2011 Qtr 1: 0; 2011 Qtr 2: 0; 2011 Qtr 3: 0; 2011 Qtr 4: 0 | 57
0 | 234049-Lighting-LED Exit Sign New Sign |  | System | Commercial | 25-SCN-Storage–Conditioned-Exit | 0 |  |  |  |  | 64.8921 | 45 | 0 | 0 | 0 | 19.8921 | 351.311 |  | kWh | 0 | 0 | Commercial | [7 empty] | 16 | 0.85 |  |  |  | 0 | 2 | 0 | 0 | 0 | 0 | 0 | 0 | 0 | 0 | 0 | 0 | 2009 Qtr 1: 2; 2009 Qtr 2: 0; 2009 Qtr 3: 0; 2009 Qtr 4: 0; 2010 Qtr 1: 0; 2010 Qtr 2: 0; 2010 Qtr 3: 0; 2010 Qtr 4: 0; 2011 Qtr 1: 0; 2011 Qtr 2: 0; 2011 Qtr 3: 0; 2011 Qtr 4: 0 | 2
0 | 234049-Lighting-LED Exit Sign New Sign |  | System | Commercial | 25-SCN-Storage–Conditioned-Exit | 0 |  |  |  |  | 64.8921 | 28.45 | 0 | 0 | 0 | 36.4421 | 351.311 |  | kWh | 0 | 0 | Commercial | [7 empty] | 16 | 0.85 |  |  |  | 0 | 1 | 0 | 0 | 0 | 0 | 0 | 0 | 0 | 0 | 0 | 0 | 2009 Qtr 1: 1; 2009 Qtr 2: 0; 2009 Qtr 3: 0; 2009 Qtr 4: 0; 2010 Qtr 1: 0; 2010 Qtr 2: 0; 2010 Qtr 3: 0; 2010 Qtr 4: 0; 2011 Qtr 1: 0; 2011 Qtr 2: 0; 2011 Qtr 3: 0; 2011 Qtr 4: 0 | 1
0 | 234084-Refrigeration -Cooler/Freezer Door Gaskets - Solid Doors: Cooler |  | System | Commercial | 09-GRO-Grocery-REFG | 0 |  |  |  |  | 2.2498 | 4.0491 | 0 | 0 | 0 | -1.7993 | 104.55 |  | kWh | 0.01195 | 0 | Commercial | [7 empty] | 4 | 0.76 |  |  |  | 0 | 66 | 0 | 0 | 0 | 0 | 0 | 0 | 0 | 0 | 0 | 0 | 2009 Qtr 1: 0; 2009 Qtr 2: 0; 2009 Qtr 3: 66; 2009 Qtr 4: 0; 2010 Qtr 1: 0; 2010 Qtr 2: 0; 2010 Qtr 3: 0; 2010 Qtr 4: 0; 2011 Qtr 1: 0; 2011 Qtr 2: 0; 2011 Qtr 3: 0; 2011 Qtr 4: 0 | 66
0 | 234067-Refrigeration - Food Service -Auto Closer for Main Cooler Doors |  | System | Commercial | 09-GRO-Grocery-REFG | 0 |  |  |  |  | 382.5103 | 103 | 0 | 0 | 0 | 279.5103 | 1075.009 |  | kWh | 0.20794 | -0.053375 | Commercial |  | Annual | [5 empty] | 8 | 0.7 |  |  |  | 0 | 1 | 0 | 0 | 0 | 0 | 0 | 0 | 0 | 0 | 0 | 0 | 2009 Qtr 1: 0; 2009 Qtr 2: 0; 2009 Qtr 3: 1; 2009 Qtr 4: 0; 2010 Qtr 1: 0; 2010 Qtr 2: 0; 2010 Qtr 3: 0; 2010 Qtr 4: 0; 2011 Qtr 1: 0; 2011 Qtr 2: 0; 2011 Qtr 3: 0; 2011 Qtr 4: 0 | 1
0 | 234085-Refrigeration -Strip Curtains for Walk-ins |  | System | Commercial | 20-RFF-Restaurant–FastFood-Refrig | 0 |  |  |  |  | 10.214 | 3.0189 | 0 | 0 | 0 | 7.1951 | 465 |  | kWh | 0.053 | 0 | Commercial | [7 empty] | 4 | 0.46 |  |  |  | 0 | 35 | 0 | 0 | 0 | 0 | 0 | 0 | 0 | 0 | 0 | 0 | 2009 Qtr 1: 0; 2009 Qtr 2: 0; 2009 Qtr 3: 0; 2009 Qtr 4: 35; 2010 Qtr 1: 0; 2010 Qtr 2: 0; 2010 Qtr 3: 0; 2010 Qtr 4: 0; 2011 Qtr 1: 0; 2011 Qtr 2: 0; 2011 Qtr 3: 0; 2011 Qtr 4: 0 | 35
0 | 234126-Refrigeration - Efficient Evap Fan Motor Electronically Commutated Motor (ECM) |  | System | Commercial | 09-GRO-Grocery-REFG | 0 |  |  |  |  | 6.7904 | 150 | 0 | 0 | 0 | -143.2096 | 116.369 |  | kWh | 0.015845 | -0.11528 | Commercial |  | Annual | [5 empty] | 15 | 0.7 |  |  |  | 0 | 4 | 0 | 0 | 0 | 0 | 0 | 0 | 0 | 0 | 0 | 0 | 2009 Qtr 1: 0; 2009 Qtr 2: 0; 2009 Qtr 3: 4; 2009 Qtr 4: 0; 2010 Qtr 1: 0; 2010 Qtr 2: 0; 2010 Qtr 3: 0; 2010 Qtr 4: 0; 2011 Qtr 1: 0; 2011 Qtr 2: 0; 2011 Qtr 3: 0; 2011 Qtr 4: 0 | 4
0 | 234085-Refrigeration -Strip Curtains for Walk-ins |  | System | Commercial | 20-RFF-Restaurant–FastFood-Refrig | 0 |  |  |  |  | 10.214 | 3 | 0 | 0 | 0 | 7.214 | 465 |  | kWh | 0.053 | 0 | Commercial | [7 empty] | 4 | 0.46 |  |  |  | 0 | 18 | 0 | 0 | 0 | 0 | 0 | 0 | 0 | 0 | 0 | 0 | 2009 Qtr 1: 0; 2009 Qtr 2: 0; 2009 Qtr 3: 0; 2009 Qtr 4: 18; 2010 Qtr 1: 0; 2010 Qtr 2: 0; 2010 Qtr 3: 0; 2010 Qtr 4: 0; 2011 Qtr 1: 0; 2011 Qtr 2: 0; 2011 Qtr 3: 0; 2011 Qtr 4: 0 | 18
0 | 234126-Refrigeration - Efficient Evap Fan Motor Electronically Commutated Motor (ECM) |  | System | Commercial | 09-GRO-Grocery-REFG | 0 |  |  |  |  | 6.7904 | 150 | 0 | 0 | 0 | -143.2096 | 116.369 |  | kWh | 0.015845 | -0.11528 | Commercial |  | Annual | [5 empty] | 15 | 0.7 |  |  |  | 0 | 5 | 0 | 0 | 0 | 0 | 0 | 0 | 0 | 0 | 0 | 0 | 2009 Qtr 1: 0; 2009 Qtr 2: 0; 2009 Qtr 3: 5; 2009 Qtr 4: 0; 2010 Qtr 1: 0; 2010 Qtr 2: 0; 2010 Qtr 3: 0; 2010 Qtr 4: 0; 2011 Qtr 1: 0; 2011 Qtr 2: 0; 2011 Qtr 3: 0; 2011 Qtr 4: 0 | 5
0 | 234201-Lighting-2 Ft 2nd Gen T-8 with Elec Ballast-Tr1 |  | System | Commercial | 01-ALC-AllCommercial-IntLight | 0 |  |  |  |  | 23.0819 | 10.9914 | 0 | 0 | 0 | 12.0905 | 56.0027 |  | kWh | 0.010616 | 0 | Commercial | [7 empty] | 15 | 0.78 |  |  |  | 0 | 25.4745 | 0 | 0 | 0 | 0 | 0 | 0 | 0 | 0 | 0 | 0 | 2009 Qtr 1: 0; 2009 Qtr 2: 0; 2009 Qtr 3: 0; 2009 Qtr 4: 25.4745; 2010 Qtr 1: 0; 2010 Qtr 2: 0; 2010 Qtr 3: 0; 2010 Qtr 4: 0; 2011 Qtr 1: 0; 2011 Qtr 2: 0; 2011 Qtr 3: 0; 2011 Qtr 4: 0 | 25.4745
0 | 234330-Premium T8 with T12 40 Watt Baseline - Tr1 |  | System | Commercial | 01-ALC-AllCommercial-IntLight | 0 |  |  |  |  | 27.6532 | 13.1897 | 0 | 0 | 0 | 14.4636 | 83.5202 |  | kWh | 0.017351 | 0 | Commercial | [7 empty] | 15 | 0.78 |  |  |  | 0 | 35.4823 | 0 | 0 | 0 | 0 | 0 | 0 | 0 | 0 | 0 | 0 | 2009 Qtr 1: 0; 2009 Qtr 2: 0; 2009 Qtr 3: 0; 2009 Qtr 4: 35.4823; 2010 Qtr 1: 0; 2010 Qtr 2: 0; 2010 Qtr 3: 0; 2010 Qtr 4: 0; 2011 Qtr 1: 0; 2011 Qtr 2: 0; 2011 Qtr 3: 0; 2011 Qtr 4: 0 | 35.4823
0 | 234306-Lighting-Remove 8 Ft Lamp (De-Lamp) - Tr1 |  | System | Commercial | 23-RTL-Retail–SingleStorylarge-LIT_INT | 0 |  |  |  |  | 28.4369 | 27.4785 | 0 | 0 | 0 | 0.95836 | 366.7521 |  | kWh | 0.077777 | 0 | Commercial | [7 empty] | 15 | 0.77 |  |  |  | 0 | 4.549 | 0 | 0 | 0 | 0 | 0 | 0 | 0 | 0 | 0 | 0 | 2009 Qtr 1: 0; 2009 Qtr 2: 0; 2009 Qtr 3: 0; 2009 Qtr 4: 4.549; 2010 Qtr 1: 0; 2010 Qtr 2: 0; 2010 Qtr 3: 0; 2010 Qtr 4: 0; 2011 Qtr 1: 0; 2011 Qtr 2: 0; 2011 Qtr 3: 0; 2011 Qtr 4: 0 | 4.549
0 | 234049-Lighting-LED Exit Sign New Sign |  | System | Commercial | 25-SCN-Storage–Conditioned-Exit | 0 |  |  |  |  | 64.8921 | 45 | 0 | 0 | 0 | 19.8921 | 351.311 |  | kWh | 0 | 0 | Commercial | [7 empty] | 16 | 0.85 |  |  |  | 0 | 2 | 0 | 0 | 0 | 0 | 0 | 0 | 0 | 0 | 0 | 0 | 2009 Qtr 1: 0; 2009 Qtr 2: 0; 2009 Qtr 3: 0; 2009 Qtr 4: 2; 2010 Qtr 1: 0; 2010 Qtr 2: 0; 2010 Qtr 3: 0; 2010 Qtr 4: 0; 2011 Qtr 1: 0; 2011 Qtr 2: 0; 2011 Qtr 3: 0; 2011 Qtr 4: 0 | 2
0 | 234085-Refrigeration -Strip Curtains for Walk-ins |  | System | Commercial | 20-RFF-Restaurant–FastFood-Refrig | 0 |  |  |  |  | 10.214 | 3 | 0 | 0 | 0 | 7.214 | 465 |  | kWh | 0.053 | 0 | Commercial | [7 empty] | 4 | 0.46 |  |  |  | 0 | 36 | 0 | 0 | 0 | 0 | 0 | 0 | 0 | 0 | 0 | 0 | 2009 Qtr 1: 0; 2009 Qtr 2: 0; 2009 Qtr 3: 0; 2009 Qtr 4: 36; 2010 Qtr 1: 0; 2010 Qtr 2: 0; 2010 Qtr 3: 0; 2010 Qtr 4: 0; 2011 Qtr 1: 0; 2011 Qtr 2: 0; 2011 Qtr 3: 0; 2011 Qtr 4: 0 | 36
0 | 234049-Lighting-LED Exit Sign New Sign |  | System | Commercial | 25-SCN-Storage–Conditioned-Exit | 0 |  |  |  |  | 64.8921 | 45 | 0 | 0 | 0 | 19.8921 | 351.311 |  | kWh | 0 | 0 | Commercial | [7 empty] | 16 | 0.85 |  |  |  | 0 | 2 | 0 | 0 | 0 | 0 | 0 | 0 | 0 | 0 | 0 | 0 | 2009 Qtr 1: 2; 2009 Qtr 2: 0; 2009 Qtr 3: 0; 2009 Qtr 4: 0; 2010 Qtr 1: 0; 2010 Qtr 2: 0; 2010 Qtr 3: 0; 2010 Qtr 4: 0; 2011 Qtr 1: 0; 2011 Qtr 2: 0; 2011 Qtr 3: 0; 2011 Qtr 4: 0 | 2
0 | 234294-Lighting-Occupancy Sensor-Wallbox Lghtng Snsr-Tr1 |  | System | Commercial | 23-RTL-Retail–SingleStorylarge-LIT_INT | 0 |  |  |  |  | 42.262 | 40 | 0 | 0 | 0 | 2.262 | 213.759 |  | kWh | 0.17617 | 0 | Commercial | [7 empty] | 8 | 0.84 |  |  |  | 0 | 1 | 0 | 0 | 0 | 0 | 0 | 0 | 0 | 0 | 0 | 0 | 2009 Qtr 1: 1; 2009 Qtr 2: 0; 2009 Qtr 3: 0; 2009 Qtr 4: 0; 2010 Qtr 1: 0; 2010 Qtr 2: 0; 2010 Qtr 3: 0; 2010 Qtr 4: 0; 2011 Qtr 1: 0; 2011 Qtr 2: 0; 2011 Qtr 3: 0; 2011 Qtr 4: 0 | 1
0 | 234049-Lighting-LED Exit Sign New Sign |  | System | Commercial | 25-SCN-Storage–Conditioned-Exit | 0 |  |  |  |  | 64.8921 | 45 | 0 | 0 | 0 | 19.8921 | 351.311 |  | kWh | 0 | 0 | Commercial | [7 empty] | 16 | 0.85 |  |  |  | 0 | 1 | 0 | 0 | 0 | 0 | 0 | 0 | 0 | 0 | 0 | 0 | 2009 Qtr 1: 1; 2009 Qtr 2: 0; 2009 Qtr 3: 0; 2009 Qtr 4: 0; 2010 Qtr 1: 0; 2010 Qtr 2: 0; 2010 Qtr 3: 0; 2010 Qtr 4: 0; 2011 Qtr 1: 0; 2011 Qtr 2: 0; 2011 Qtr 3: 0; 2011 Qtr 4: 0 | 1
0 | 234049-Lighting-LED Exit Sign New Sign |  | System | Commercial | 25-SCN-Storage–Conditioned-Exit | 0 |  |  |  |  | 64.8921 | 45 | 0 | 0 | 0 | 19.8921 | 351.311 |  | kWh | 0 | 0 | Commercial | [7 empty] | 16 | 0.85 |  |  |  | 0 | 1 | 0 | 0 | 0 | 0 | 0 | 0 | 0 | 0 | 0 | 0 | 2009 Qtr 1: 1; 2009 Qtr 2: 0; 2009 Qtr 3: 0; 2009 Qtr 4: 0; 2010 Qtr 1: 0; 2010 Qtr 2: 0; 2010 Qtr 3: 0; 2010 Qtr 4: 0; 2011 Qtr 1: 0; 2011 Qtr 2: 0; 2011 Qtr 3: 0; 2011 Qtr 4: 0 | 1
0 | 234049-Lighting-LED Exit Sign New Sign |  | System | Commercial | 25-SCN-Storage–Conditioned-Exit | 0 |  |  |  |  | 64.8921 | 28.45 | 0 | 0 | 0 | 36.4421 | 351.311 |  | kWh | 0 | 0 | Commercial | [7 empty] | 16 | 0.85 |  |  |  | 0 | 1 | 0 | 0 | 0 | 0 | 0 | 0 | 0 | 0 | 0 | 0 | 2009 Qtr 1: 1; 2009 Qtr 2: 0; 2009 Qtr 3: 0; 2009 Qtr 4: 0; 2010 Qtr 1: 0; 2010 Qtr 2: 0; 2010 Qtr 3: 0; 2010 Qtr 4: 0; 2011 Qtr 1: 0; 2011 Qtr 2: 0; 2011 Qtr 3: 0; 2011 Qtr 4: 0 | 1
0 | 234049-Lighting-LED Exit Sign New Sign |  | System | Commercial | 25-SCN-Storage–Conditioned-Exit | 0 |  |  |  |  | 64.8921 | 45 | 0 | 0 | 0 | 19.8921 | 351.311 |  | kWh | 0 | 0 | Commercial | [7 empty] | 16 | 0.85 |  |  |  | 0 | 3 | 0 | 0 | 0 | 0 | 0 | 0 | 0 | 0 | 0 | 0 | 2009 Qtr 1: 3; 2009 Qtr 2: 0; 2009 Qtr 3: 0; 2009 Qtr 4: 0; 2010 Qtr 1: 0; 2010 Qtr 2: 0; 2010 Qtr 3: 0; 2010 Qtr 4: 0; 2011 Qtr 1: 0; 2011 Qtr 2: 0; 2011 Qtr 3: 0; 2011 Qtr 4: 0 | 3
0 | 234049-Lighting-LED Exit Sign New Sign |  | System | Commercial | 25-SCN-Storage–Conditioned-Exit | 0 |  |  |  |  | 64.8921 | 45 | 0 | 0 | 0 | 19.8921 | 351.311 |  | kWh | 0 | 0 | Commercial | [7 empty] | 16 | 0.85 |  |  |  | 0 | 2 | 0 | 0 | 0 | 0 | 0 | 0 | 0 | 0 | 0 | 0 | 2009 Qtr 1: 2; 2009 Qtr 2: 0; 2009 Qtr 3: 0; 2009 Qtr 4: 0; 2010 Qtr 1: 0; 2010 Qtr 2: 0; 2010 Qtr 3: 0; 2010 Qtr 4: 0; 2011 Qtr 1: 0; 2011 Qtr 2: 0; 2011 Qtr 3: 0; 2011 Qtr 4: 0 | 2
0 | 234294-Lighting-Occupancy Sensor-Wallbox Lghtng Snsr-Tr1 |  | System | Commercial | 23-RTL-Retail–SingleStorylarge-LIT_INT | 0 |  |  |  |  | 42.262 | 0 | 0 | 0 | 0 | 42.262 | 0 |  | kWh | 0 | 0 | Commercial | [7 empty] | 8 | 0.84 |  |  |  | 0 | 1 | 0 | 0 | 0 | 0 | 0 | 0 | 0 | 0 | 0 | 0 | 2009 Qtr 1: 1; 2009 Qtr 2: 0; 2009 Qtr 3: 0; 2009 Qtr 4: 0; 2010 Qtr 1: 0; 2010 Qtr 2: 0; 2010 Qtr 3: 0; 2010 Qtr 4: 0; 2011 Qtr 1: 0; 2011 Qtr 2: 0; 2011 Qtr 3: 0; 2011 Qtr 4: 0 | 1
0 | 234049-Lighting-LED Exit Sign New Sign |  | System | Commercial | 25-SCN-Storage–Conditioned-Exit | 0 |  |  |  |  | 64.8921 | 45 | 0 | 0 | 0 | 19.8921 | 351.311 |  | kWh | 0 | 0 | Commercial | [7 empty] | 16 | 0.85 |  |  |  | 0 | 3 | 0 | 0 | 0 | 0 | 0 | 0 | 0 | 0 | 0 | 0 | 2009 Qtr 1: 3; 2009 Qtr 2: 0; 2009 Qtr 3: 0; 2009 Qtr 4: 0; 2010 Qtr 1: 0; 2010 Qtr 2: 0; 2010 Qtr 3: 0; 2010 Qtr 4: 0; 2011 Qtr 1: 0; 2011 Qtr 2: 0; 2011 Qtr 3: 0; 2011 Qtr 4: 0 | 3
0 | 234294-Lighting-Occupancy Sensor-Wallbox Lghtng Snsr-Tr1 |  | System | Commercial | 23-RTL-Retail–SingleStorylarge-LIT_INT | 0 |  |  |  |  | 42.262 | 40 | 0 | 0 | 0 | 2.262 | 213.759 |  | kWh | 0.17617 | 0 | Commercial | [7 empty] | 8 | 0.84 |  |  |  | 0 | 1 | 0 | 0 | 0 | 0 | 0 | 0 | 0 | 0 | 0 | 0 | 2009 Qtr 1: 1; 2009 Qtr 2: 0; 2009 Qtr 3: 0; 2009 Qtr 4: 0; 2010 Qtr 1: 0; 2010 Qtr 2: 0; 2010 Qtr 3: 0; 2010 Qtr 4: 0; 2011 Qtr 1: 0; 2011 Qtr 2: 0; 2011 Qtr 3: 0; 2011 Qtr 4: 0 | 1
0 | 234049-Lighting-LED Exit Sign New Sign |  | System | Commercial | 25-SCN-Storage–Conditioned-Exit | 0 |  |  |  |  | 64.8921 | 45 | 0 | 0 | 0 | 19.8921 | 351.311 |  | kWh | 0 | 0 | Commercial | [7 empty] | 16 | 0.85 |  |  |  | 0 | 1 | 0 | 0 | 0 | 0 | 0 | 0 | 0 | 0 | 0 | 0 | 2009 Qtr 1: 1; 2009 Qtr 2: 0; 2009 Qtr 3: 0; 2009 Qtr 4: 0; 2010 Qtr 1: 0; 2010 Qtr 2: 0; 2010 Qtr 3: 0; 2010 Qtr 4: 0; 2011 Qtr 1: 0; 2011 Qtr 2: 0; 2011 Qtr 3: 0; 2011 Qtr 4: 0 | 1
0 | 234294-Lighting-Occupancy Sensor-Wallbox Lghtng Snsr-Tr1 |  | System | Commercial | 23-RTL-Retail–SingleStorylarge-LIT_INT | 0 |  |  |  |  | 42.262 | 40 | 0 | 0 | 0 | 2.262 | 213.759 |  | kWh | 0.17617 | 0 | Commercial | [7 empty] | 8 | 0.84 |  |  |  | 0 | 1 | 0 | 0 | 0 | 0 | 0 | 0 | 0 | 0 | 0 | 0 | 2009 Qtr 1: 1; 2009 Qtr 2: 0; 2009 Qtr 3: 0; 2009 Qtr 4: 0; 2010 Qtr 1: 0; 2010 Qtr 2: 0; 2010 Qtr 3: 0; 2010 Qtr 4: 0; 2011 Qtr 1: 0; 2011 Qtr 2: 0; 2011 Qtr 3: 0; 2011 Qtr 4: 0 | 1
0 | 234049-Lighting-LED Exit Sign New Sign |  | System | Commercial | 25-SCN-Storage–Conditioned-Exit | 0 |  |  |  |  | 64.8921 | 28.45 | 0 | 0 | 0 | 36.4421 | 351.311 |  | kWh | 0 | 0 | Commercial | [7 empty] | 16 | 0.85 |  |  |  | 0 | 1 | 0 | 0 | 0 | 0 | 0 | 0 | 0 | 0 | 0 | 0 | 2009 Qtr 1: 1; 2009 Qtr 2: 0; 2009 Qtr 3: 0; 2009 Qtr 4: 0; 2010 Qtr 1: 0; 2010 Qtr 2: 0; 2010 Qtr 3: 0; 2010 Qtr 4: 0; 2011 Qtr 1: 0; 2011 Qtr 2: 0; 2011 Qtr 3: 0; 2011 Qtr 4: 0 | 1
0 | 234376-Lighting-Energy Efficient Exit Sign |  | System | Commercial | 01-ALC-AllCommercial-IntLight | 0 |  |  |  |  | 62.463 | 15 | 0 | 0 | 0 | 47.463 | 351.311 |  | kWh | 0.04248 | 0 | Commercial | [7 empty] | 15 | 0.85 |  |  |  | 0 | 1 | 0 | 0 | 0 | 0 | 0 | 0 | 0 | 0 | 0 | 0 | 2009 Qtr 1: 1; 2009 Qtr 2: 0; 2009 Qtr 3: 0; 2009 Qtr 4: 0; 2010 Qtr 1: 0; 2010 Qtr 2: 0; 2010 Qtr 3: 0; 2010 Qtr 4: 0; 2011 Qtr 1: 0; 2011 Qtr 2: 0; 2011 Qtr 3: 0; 2011 Qtr 4: 0 | 1
0 | 234049-Lighting-LED Exit Sign New Sign |  | System | Commercial | 25-SCN-Storage–Conditioned-Exit | 0 |  |  |  |  | 64.8921 | 45 | 0 | 0 | 0 | 19.8921 | 351.311 |  | kWh | 0 | 0 | Commercial | [7 empty] | 16 | 0.85 |  |  |  | 0 | 1 | 0 | 0 | 0 | 0 | 0 | 0 | 0 | 0 | 0 | 0 | 2009 Qtr 1: 1; 2009 Qtr 2: 0; 2009 Qtr 3: 0; 2009 Qtr 4: 0; 2010 Qtr 1: 0; 2010 Qtr 2: 0; 2010 Qtr 3: 0; 2010 Qtr 4: 0; 2011 Qtr 1: 0; 2011 Qtr 2: 0; 2011 Qtr 3: 0; 2011 Qtr 4: 0 | 1
0 | 234294-Lighting-Occupancy Sensor-Wallbox Lghtng Snsr-Tr1 |  | System | Commercial | 23-RTL-Retail–SingleStorylarge-LIT_INT | 0 |  |  |  |  | 42.262 | 40 | 0 | 0 | 0 | 2.262 | 213.759 |  | kWh | 0.17617 | 0 | Commercial | [7 empty] | 8 | 0.84 |  |  |  | 0 | 2 | 0 | 0 | 0 | 0 | 0 | 0 | 0 | 0 | 0 | 0 | 2009 Qtr 1: 2; 2009 Qtr 2: 0; 2009 Qtr 3: 0; 2009 Qtr 4: 0; 2010 Qtr 1: 0; 2010 Qtr 2: 0; 2010 Qtr 3: 0; 2010 Qtr 4: 0; 2011 Qtr 1: 0; 2011 Qtr 2: 0; 2011 Qtr 3: 0; 2011 Qtr 4: 0 | 2
0 | 234049-Lighting-LED Exit Sign New Sign |  | System | Commercial | 25-SCN-Storage–Conditioned-Exit | 0 |  |  |  |  | 64.8921 | 45 | 0 | 0 | 0 | 19.8921 | 351.311 |  | kWh | 0 | 0 | Commercial | [7 empty] | 16 | 0.85 |  |  |  | 0 | 2 | 0 | 0 | 0 | 0 | 0 | 0 | 0 | 0 | 0 | 0 | 2009 Qtr 1: 2; 2009 Qtr 2: 0; 2009 Qtr 3: 0; 2009 Qtr 4: 0; 2010 Qtr 1: 0; 2010 Qtr 2: 0; 2010 Qtr 3: 0; 2010 Qtr 4: 0; 2011 Qtr 1: 0; 2011 Qtr 2: 0; 2011 Qtr 3: 0; 2011 Qtr 4: 0 | 2
0 | 234294-Lighting-Occupancy Sensor-Wallbox Lghtng Snsr-Tr1 |  | System | Commercial | 23-RTL-Retail–SingleStorylarge-LIT_INT | 0 |  |  |  |  | 42.262 | 40 | 0 | 0 | 0 | 2.262 | 213.759 |  | kWh | 0.17617 | 0 | Commercial | [7 empty] | 8 | 0.84 |  |  |  | 0 | 1 | 0 | 0 | 0 | 0 | 0 | 0 | 0 | 0 | 0 | 0 | 2009 Qtr 1: 1; 2009 Qtr 2: 0; 2009 Qtr 3: 0; 2009 Qtr 4: 0; 2010 Qtr 1: 0; 2010 Qtr 2: 0; 2010 Qtr 3: 0; 2010 Qtr 4: 0; 2011 Qtr 1: 0; 2011 Qtr 2: 0; 2011 Qtr 3: 0; 2011 Qtr 4: 0 | 1
0 | 234049-Lighting-LED Exit Sign New Sign |  | System | Commercial | 25-SCN-Storage–Conditioned-Exit | 0 |  |  |  |  | 64.8921 | 0 | 0 | 0 | 0 | 64.8921 | 0 |  | kWh | 0 | 0 | Commercial | [7 empty] | 16 | 0.85 |  |  |  | 0 | 1 | 0 | 0 | 0 | 0 | 0 | 0 | 0 | 0 | 0 | 0 | 2009 Qtr 1: 1; 2009 Qtr 2: 0; 2009 Qtr 3: 0; 2009 Qtr 4: 0; 2010 Qtr 1: 0; 2010 Qtr 2: 0; 2010 Qtr 3: 0; 2010 Qtr 4: 0; 2011 Qtr 1: 0; 2011 Qtr 2: 0; 2011 Qtr 3: 0; 2011 Qtr 4: 0 | 1
0 | 234312-Lighting-Screw in 14-26 Watt Lamp - Tr1 |  | System | Commercial | [6 empty] | 9.3196 | 10.3931 | 0 | 0 | 0 | -1.0734 | 194.1729 |  | 0 | 0.038993 | -2.6224 | Commercial |  | Annual | [5 empty] | 2.47 | 0.81 |  |  |  | 0 | 385.2567 | 0 | 0 | 0 | 0 | 0 | 0 | 0 | 0 | 0 | 0 | 2009 Qtr 1: 0; 2009 Qtr 2: 0; 2009 Qtr 3: 385.2567; 2009 Qtr 4: 0; 2010 Qtr 1: 0; 2010 Qtr 2: 0; 2010 Qtr 3: 0; 2010 Qtr 4: 0; 2011 Qtr 1: 0; 2011 Qtr 2: 0; 2011 Qtr 3: 0; 2011 Qtr 4: 0 | 385.2567
0 | 234315-Lighting-Screw in 14-26 Watt Reflector Lamp-Tr1 |  | System | Commercial | [6 empty] | 18.0648 | 9.6507 | 0 | 0 | 0 | 8.4141 | 194.1729 |  | 0 | 0.038993 | -2.6224 | Commercial |  | Winter Only | [5 empty] | 2.47 | 0.81 |  |  |  | 0 | 215.5282 | 0 | 0 | 0 | 0 | 0 | 0 | 0 | 0 | 0 | 0 | 2009 Qtr 1: 0; 2009 Qtr 2: 0; 2009 Qtr 3: 215.5282; 2009 Qtr 4: 0; 2010 Qtr 1: 0; 2010 Qtr 2: 0; 2010 Qtr 3: 0; 2010 Qtr 4: 0; 2011 Qtr 1: 0; 2011 Qtr 2: 0; 2011 Qtr 3: 0; 2011 Qtr 4: 0 | 215.5282
0 | 234216-Lighting-Hrdwr Incan Base 27-65w Flrscnt Fxtr -Tr1 |  | System | Commercial | 01-ALC-AllCommercial-IntLight | 0 |  |  |  |  | 43.4669 | 43.5 | 0 | 0 | 0 | -0.033141 | 600.1416 |  | kWh | 0.1231 | 0 | Commercial | [7 empty] | 15 | 0.77 |  |  |  | 0 | 87 | 0 | 0 | 0 | 0 | 0 | 0 | 0 | 0 | 0 | 0 | 2009 Qtr 1: 0; 2009 Qtr 2: 0; 2009 Qtr 3: 87; 2009 Qtr 4: 0; 2010 Qtr 1: 0; 2010 Qtr 2: 0; 2010 Qtr 3: 0; 2010 Qtr 4: 0; 2011 Qtr 1: 0; 2011 Qtr 2: 0; 2011 Qtr 3: 0; 2011 Qtr 4: 0 | 87
0 | 234330-Premium T8 with T12 40 Watt Baseline - Tr1 |  | System | Commercial | 01-ALC-AllCommercial-IntLight | 0 |  |  |  |  | 27.6532 | 13.1897 | 0 | 0 | 0 | 14.4636 | 83.5202 |  | kWh | 0.017351 | 0 | Commercial | [7 empty] | 15 | 0.78 |  |  |  | 0 | 63.6862 | 0 | 0 | 0 | 0 | 0 | 0 | 0 | 0 | 0 | 0 | 2009 Qtr 1: 0; 2009 Qtr 2: 0; 2009 Qtr 3: 63.6862; 2009 Qtr 4: 0; 2010 Qtr 1: 0; 2010 Qtr 2: 0; 2010 Qtr 3: 0; 2010 Qtr 4: 0; 2011 Qtr 1: 0; 2011 Qtr 2: 0; 2011 Qtr 3: 0; 2011 Qtr 4: 0 | 63.6862
0 | 234303-Lighting-Remove 4 Ft Lamp (De-Lamp) - Tr1 |  | System | Commercial | [6 empty] | 12.3596 | 16.4871 | 0 | 0 | 0 | -4.1275 | 137.2559 |  | 0 | 0.026384 | -2.5676 | Commercial |  | Winter Only | [5 empty] | 15 | 0.77 |  |  |  | 0 | 12.7372 | 0 | 0 | 0 | 0 | 0 | 0 | 0 | 0 | 0 | 0 | 2009 Qtr 1: 0; 2009 Qtr 2: 0; 2009 Qtr 3: 12.7372; 2009 Qtr 4: 0; 2010 Qtr 1: 0; 2010 Qtr 2: 0; 2010 Qtr 3: 0; 2010 Qtr 4: 0; 2011 Qtr 1: 0; 2011 Qtr 2: 0; 2011 Qtr 3: 0; 2011 Qtr 4: 0 | 12.7372
0 | 234049-Lighting-LED Exit Sign New Sign |  | System | Commercial | 25-SCN-Storage–Conditioned-Exit | 0 |  |  |  |  | 64.8921 | 45 | 0 | 0 | 0 | 19.8921 | 351.311 |  | kWh | 0 | 0 | Commercial | [7 empty] | 16 | 0.85 |  |  |  | 0 | 12 | 0 | 0 | 0 | 0 | 0 | 0 | 0 | 0 | 0 | 0 | 2009 Qtr 1: 0; 2009 Qtr 2: 0; 2009 Qtr 3: 12; 2009 Qtr 4: 0; 2010 Qtr 1: 0; 2010 Qtr 2: 0; 2010 Qtr 3: 0; 2010 Qtr 4: 0; 2011 Qtr 1: 0; 2011 Qtr 2: 0; 2011 Qtr 3: 0; 2011 Qtr 4: 0 | 12
0 | 234303-Lighting-Remove 4 Ft Lamp (De-Lamp) - Tr1 |  | System | Commercial | [6 empty] | 12.3596 | 16.4871 | 0 | 0 | 0 | -4.1275 | 137.2559 |  | 0 | 0.026384 | -2.5676 | Commercial |  | Winter Only | [5 empty] | 15 | 0.77 |  |  |  | 0 | 81.8822 | 0 | 0 | 0 | 0 | 0 | 0 | 0 | 0 | 0 | 0 | 2009 Qtr 1: 0; 2009 Qtr 2: 0; 2009 Qtr 3: 0; 2009 Qtr 4: 81.8822; 2010 Qtr 1: 0; 2010 Qtr 2: 0; 2010 Qtr 3: 0; 2010 Qtr 4: 0; 2011 Qtr 1: 0; 2011 Qtr 2: 0; 2011 Qtr 3: 0; 2011 Qtr 4: 0 | 81.8822
0 | 234330-Premium T8 with T12 40 Watt Baseline - Tr1 |  | System | Commercial | 01-ALC-AllCommercial-IntLight | 0 |  |  |  |  | 27.6532 | 13.1897 | 0 | 0 | 0 | 14.4636 | 83.5202 |  | kWh | 0.017351 | 0 | Commercial | [7 empty] | 15 | 0.78 |  |  |  | 0 | 151.0272 | 0 | 0 | 0 | 0 | 0 | 0 | 0 | 0 | 0 | 0 | 2009 Qtr 1: 0; 2009 Qtr 2: 0; 2009 Qtr 3: 0; 2009 Qtr 4: 151.0272; 2010 Qtr 1: 0; 2010 Qtr 2: 0; 2010 Qtr 3: 0; 2010 Qtr 4: 0; 2011 Qtr 1: 0; 2011 Qtr 2: 0; 2011 Qtr 3: 0; 2011 Qtr 4: 0 | 151.0272
0 | 234331-Premium T8 with T12 40 Watt Baseline - Tr2 |  | System | Commercial | 01-ALC-AllCommercial-IntLight | 0 |  |  |  |  | 27.653 | 9.8923 | 0 | 0 | 0 | 17.7607 | 58.062 |  | kWh | 0.017133 | 0 | Commercial | [7 empty] | 15 | 0.78 |  |  |  | 0 | 49.1293 | 0 | 0 | 0 | 0 | 0 | 0 | 0 | 0 | 0 | 0 | 2009 Qtr 1: 0; 2009 Qtr 2: 0; 2009 Qtr 3: 49.1293; 2009 Qtr 4: 0; 2010 Qtr 1: 0; 2010 Qtr 2: 0; 2010 Qtr 3: 0; 2010 Qtr 4: 0; 2011 Qtr 1: 0; 2011 Qtr 2: 0; 2011 Qtr 3: 0; 2011 Qtr 4: 0 | 49.1293
0 | 234304-Lighting-Remove 4 Ft Lamp (De-Lamp) - Tr2 |  | System | Commercial | [6 empty] | 12.3587 | 12.3653 | 0 | 0 | 0 | -0.0066231 | 137.2559 |  | 0 | 0.026384 | -2.5676 | Commercial | [7 empty] | 15 | 0.77 |  |  |  | 0 | 1.8196 | 0 | 0 | 0 | 0 | 0 | 0 | 0 | 0 | 0 | 0 | 2009 Qtr 1: 0; 2009 Qtr 2: 0; 2009 Qtr 3: 1.8196; 2009 Qtr 4: 0; 2010 Qtr 1: 0; 2010 Qtr 2: 0; 2010 Qtr 3: 0; 2010 Qtr 4: 0; 2011 Qtr 1: 0; 2011 Qtr 2: 0; 2011 Qtr 3: 0; 2011 Qtr 4: 0 | 1.8196
0 | 234376-Lighting-Energy Efficient Exit Sign |  | System | Commercial | 01-ALC-AllCommercial-IntLight | 0 |  |  |  |  | 62.463 | 15 | 0 | 0 | 0 | 47.463 | 351.311 |  | kWh | 0.04248 | 0 | Commercial | [7 empty] | 15 | 0.85 |  |  |  | 0 | 1 | 0 | 0 | 0 | 0 | 0 | 0 | 0 | 0 | 0 | 0 | 2009 Qtr 1: 1; 2009 Qtr 2: 0; 2009 Qtr 3: 0; 2009 Qtr 4: 0; 2010 Qtr 1: 0; 2010 Qtr 2: 0; 2010 Qtr 3: 0; 2010 Qtr 4: 0; 2011 Qtr 1: 0; 2011 Qtr 2: 0; 2011 Qtr 3: 0; 2011 Qtr 4: 0 | 1
0 | 234049-Lighting-LED Exit Sign New Sign |  | System | Commercial | 25-SCN-Storage–Conditioned-Exit | 0 |  |  |  |  | 64.8921 | 45 | 0 | 0 | 0 | 19.8921 | 351.311 |  | kWh | 0 | 0 | Commercial | [7 empty] | 16 | 0.85 |  |  |  | 0 | 1 | 0 | 0 | 0 | 0 | 0 | 0 | 0 | 0 | 0 | 0 | 2009 Qtr 1: 1; 2009 Qtr 2: 0; 2009 Qtr 3: 0; 2009 Qtr 4: 0; 2010 Qtr 1: 0; 2010 Qtr 2: 0; 2010 Qtr 3: 0; 2010 Qtr 4: 0; 2011 Qtr 1: 0; 2011 Qtr 2: 0; 2011 Qtr 3: 0; 2011 Qtr 4: 0 | 1
0 | 234294-Lighting-Occupancy Sensor-Wallbox Lghtng Snsr-Tr1 |  | System | Commercial | 23-RTL-Retail–SingleStorylarge-LIT_INT | 0 |  |  |  |  | 42.262 | 40 | 0 | 0 | 0 | 2.262 | 213.759 |  | kWh | 0.17617 | 0 | Commercial | [7 empty] | 8 | 0.84 |  |  |  | 0 | 1 | 0 | 0 | 0 | 0 | 0 | 0 | 0 | 0 | 0 | 0 | 2009 Qtr 1: 1; 2009 Qtr 2: 0; 2009 Qtr 3: 0; 2009 Qtr 4: 0; 2010 Qtr 1: 0; 2010 Qtr 2: 0; 2010 Qtr 3: 0; 2010 Qtr 4: 0; 2011 Qtr 1: 0; 2011 Qtr 2: 0; 2011 Qtr 3: 0; 2011 Qtr 4: 0 | 1
0 | 234049-Lighting-LED Exit Sign New Sign |  | System | Commercial | 25-SCN-Storage–Conditioned-Exit | 0 |  |  |  |  | 64.8921 | 45 | 0 | 0 | 0 | 19.8921 | 351.311 |  | kWh | 0 | 0 | Commercial | [7 empty] | 16 | 0.85 |  |  |  | 0 | 2 | 0 | 0 | 0 | 0 | 0 | 0 | 0 | 0 | 0 | 0 | 2009 Qtr 1: 2; 2009 Qtr 2: 0; 2009 Qtr 3: 0; 2009 Qtr 4: 0; 2010 Qtr 1: 0; 2010 Qtr 2: 0; 2010 Qtr 3: 0; 2010 Qtr 4: 0; 2011 Qtr 1: 0; 2011 Qtr 2: 0; 2011 Qtr 3: 0; 2011 Qtr 4: 0 | 2
0 | 234049-Lighting-LED Exit Sign New Sign |  | System | Commercial | 25-SCN-Storage–Conditioned-Exit | 0 |  |  |  |  | 64.8921 | 45 | 0 | 0 | 0 | 19.8921 | 351.311 |  | kWh | 0 | 0 | Commercial | [7 empty] | 16 | 0.85 |  |  |  | 0 | 1 | 0 | 0 | 0 | 0 | 0 | 0 | 0 | 0 | 0 | 0 | 2009 Qtr 1: 1; 2009 Qtr 2: 0; 2009 Qtr 3: 0; 2009 Qtr 4: 0; 2010 Qtr 1: 0; 2010 Qtr 2: 0; 2010 Qtr 3: 0; 2010 Qtr 4: 0; 2011 Qtr 1: 0; 2011 Qtr 2: 0; 2011 Qtr 3: 0; 2011 Qtr 4: 0 | 1
0 | 234294-Lighting-Occupancy Sensor-Wallbox Lghtng Snsr-Tr1 |  | System | Commercial | 23-RTL-Retail–SingleStorylarge-LIT_INT | 0 |  |  |  |  | 42.262 | 40 | 0 | 0 | 0 | 2.262 | 213.759 |  | kWh | 0.17617 | 0 | Commercial | [7 empty] | 8 | 0.84 |  |  |  | 0 | 1 | 0 | 0 | 0 | 0 | 0 | 0 | 0 | 0 | 0 | 0 | 2009 Qtr 1: 1; 2009 Qtr 2: 0; 2009 Qtr 3: 0; 2009 Qtr 4: 0; 2010 Qtr 1: 0; 2010 Qtr 2: 0; 2010 Qtr 3: 0; 2010 Qtr 4: 0; 2011 Qtr 1: 0; 2011 Qtr 2: 0; 2011 Qtr 3: 0; 2011 Qtr 4: 0 | 1
0 | 234376-Lighting-Energy Efficient Exit Sign |  | System | Commercial | 01-ALC-AllCommercial-IntLight | 0 |  |  |  |  | 62.463 | 15 | 0 | 0 | 0 | 47.463 | 351.311 |  | kWh | 0.04248 | 0 | Commercial | [7 empty] | 15 | 0.85 |  |  |  | 0 | 3 | 0 | 0 | 0 | 0 | 0 | 0 | 0 | 0 | 0 | 0 | 2009 Qtr 1: 3; 2009 Qtr 2: 0; 2009 Qtr 3: 0; 2009 Qtr 4: 0; 2010 Qtr 1: 0; 2010 Qtr 2: 0; 2010 Qtr 3: 0; 2010 Qtr 4: 0; 2011 Qtr 1: 0; 2011 Qtr 2: 0; 2011 Qtr 3: 0; 2011 Qtr 4: 0 | 3
0 | 234049-Lighting-LED Exit Sign New Sign |  | System | Commercial | 25-SCN-Storage–Conditioned-Exit | 0 |  |  |  |  | 64.8921 | 45 | 0 | 0 | 0 | 19.8921 | 351.311 |  | kWh | 0 | 0 | Commercial | [7 empty] | 16 | 0.85 |  |  |  | 0 | 2 | 0 | 0 | 0 | 0 | 0 | 0 | 0 | 0 | 0 | 0 | 2009 Qtr 1: 2; 2009 Qtr 2: 0; 2009 Qtr 3: 0; 2009 Qtr 4: 0; 2010 Qtr 1: 0; 2010 Qtr 2: 0; 2010 Qtr 3: 0; 2010 Qtr 4: 0; 2011 Qtr 1: 0; 2011 Qtr 2: 0; 2011 Qtr 3: 0; 2011 Qtr 4: 0 | 2
0 | 234126-Refrigeration - Efficient Evap Fan Motor Electronically Commutated Motor (ECM) |  | System | Commercial | 09-GRO-Grocery-REFG | 0 |  |  |  |  | 6.7904 | 150 | 0 | 0 | 0 | -143.2096 | 116.369 |  | kWh | 0.015845 | -0.11528 | Commercial |  | Annual | [5 empty] | 15 | 0.7 |  |  |  | 0 | 4 | 0 | 0 | 0 | 0 | 0 | 0 | 0 | 0 | 0 | 0 | 2009 Qtr 1: 0; 2009 Qtr 2: 0; 2009 Qtr 3: 4; 2009 Qtr 4: 0; 2010 Qtr 1: 0; 2010 Qtr 2: 0; 2010 Qtr 3: 0; 2010 Qtr 4: 0; 2011 Qtr 1: 0; 2011 Qtr 2: 0; 2011 Qtr 3: 0; 2011 Qtr 4: 0 | 4
0 | 234049-Lighting-LED Exit Sign New Sign |  | System | Commercial | 25-SCN-Storage–Conditioned-Exit | 0 |  |  |  |  | 64.8921 | 45 | 0 | 0 | 0 | 19.8921 | 351.311 |  | kWh | 0 | 0 | Commercial | [7 empty] | 16 | 0.85 |  |  |  | 0 | 2 | 0 | 0 | 0 | 0 | 0 | 0 | 0 | 0 | 0 | 0 | 2009 Qtr 1: 2; 2009 Qtr 2: 0; 2009 Qtr 3: 0; 2009 Qtr 4: 0; 2010 Qtr 1: 0; 2010 Qtr 2: 0; 2010 Qtr 3: 0; 2010 Qtr 4: 0; 2011 Qtr 1: 0; 2011 Qtr 2: 0; 2011 Qtr 3: 0; 2011 Qtr 4: 0 | 2
0 | 234049-Lighting-LED Exit Sign New Sign |  | System | Commercial | 25-SCN-Storage–Conditioned-Exit | 0 |  |  |  |  | 64.8921 | 45 | 0 | 0 | 0 | 19.8921 | 351.311 |  | kWh | 0 | 0 | Commercial | [7 empty] | 16 | 0.85 |  |  |  | 0 | 2 | 0 | 0 | 0 | 0 | 0 | 0 | 0 | 0 | 0 | 0 | 2009 Qtr 1: 2; 2009 Qtr 2: 0; 2009 Qtr 3: 0; 2009 Qtr 4: 0; 2010 Qtr 1: 0; 2010 Qtr 2: 0; 2010 Qtr 3: 0; 2010 Qtr 4: 0; 2011 Qtr 1: 0; 2011 Qtr 2: 0; 2011 Qtr 3: 0; 2011 Qtr 4: 0 | 2
0 | 234049-Lighting-LED Exit Sign New Sign |  | System | Commercial | 25-SCN-Storage–Conditioned-Exit | 0 |  |  |  |  | 64.8921 | 45 | 0 | 0 | 0 | 19.8921 | 351.311 |  | kWh | 0 | 0 | Commercial | [7 empty] | 16 | 0.85 |  |  |  | 0 | 2 | 0 | 0 | 0 | 0 | 0 | 0 | 0 | 0 | 0 | 0 | 2009 Qtr 1: 2; 2009 Qtr 2: 0; 2009 Qtr 3: 0; 2009 Qtr 4: 0; 2010 Qtr 1: 0; 2010 Qtr 2: 0; 2010 Qtr 3: 0; 2010 Qtr 4: 0; 2011 Qtr 1: 0; 2011 Qtr 2: 0; 2011 Qtr 3: 0; 2011 Qtr 4: 0 | 2
0 | 234294-Lighting-Occupancy Sensor-Wallbox Lghtng Snsr-Tr1 |  | System | Commercial | 23-RTL-Retail–SingleStorylarge-LIT_INT | 0 |  |  |  |  | 42.262 | 40 | 0 | 0 | 0 | 2.262 | 213.759 |  | kWh | 0.17617 | 0 | Commercial | [7 empty] | 8 | 0.84 |  |  |  | 0 | 2 | 0 | 0 | 0 | 0 | 0 | 0 | 0 | 0 | 0 | 0 | 2009 Qtr 1: 2; 2009 Qtr 2: 0; 2009 Qtr 3: 0; 2009 Qtr 4: 0; 2010 Qtr 1: 0; 2010 Qtr 2: 0; 2010 Qtr 3: 0; 2010 Qtr 4: 0; 2011 Qtr 1: 0; 2011 Qtr 2: 0; 2011 Qtr 3: 0; 2011 Qtr 4: 0 | 2
0 | 234049-Lighting-LED Exit Sign New Sign |  | System | Commercial | 25-SCN-Storage–Conditioned-Exit | 0 |  |  |  |  | 64.8921 | 45 | 0 | 0 | 0 | 19.8921 | 351.311 |  | kWh | 0 | 0 | Commercial | [7 empty] | 16 | 0.85 |  |  |  | 0 | 3 | 0 | 0 | 0 | 0 | 0 | 0 | 0 | 0 | 0 | 0 | 2009 Qtr 1: 3; 2009 Qtr 2: 0; 2009 Qtr 3: 0; 2009 Qtr 4: 0; 2010 Qtr 1: 0; 2010 Qtr 2: 0; 2010 Qtr 3: 0; 2010 Qtr 4: 0; 2011 Qtr 1: 0; 2011 Qtr 2: 0; 2011 Qtr 3: 0; 2011 Qtr 4: 0 | 3
0 | 234294-Lighting-Occupancy Sensor-Wallbox Lghtng Snsr-Tr1 |  | System | Commercial | 23-RTL-Retail–SingleStorylarge-LIT_INT | 0 |  |  |  |  | 42.262 | 40 | 0 | 0 | 0 | 2.262 | 213.759 |  | kWh | 0.17617 | 0 | Commercial | [7 empty] | 8 | 0.84 |  |  |  | 0 | 1 | 0 | 0 | 0 | 0 | 0 | 0 | 0 | 0 | 0 | 0 | 2009 Qtr 1: 1; 2009 Qtr 2: 0; 2009 Qtr 3: 0; 2009 Qtr 4: 0; 2010 Qtr 1: 0; 2010 Qtr 2: 0; 2010 Qtr 3: 0; 2010 Qtr 4: 0; 2011 Qtr 1: 0; 2011 Qtr 2: 0; 2011 Qtr 3: 0; 2011 Qtr 4: 0 | 1
0 | 234126-Refrigeration - Efficient Evap Fan Motor Electronically Commutated Motor (ECM) |  | System | Commercial | 09-GRO-Grocery-REFG | 0 |  |  |  |  | 6.7904 | 150 | 0 | 0 | 0 | -143.2096 | 116.369 |  | kWh | 0.015845 | -0.11528 | Commercial |  | Annual | [5 empty] | 15 | 0.7 |  |  |  | 0 | 5 | 0 | 0 | 0 | 0 | 0 | 0 | 0 | 0 | 0 | 0 | 2009 Qtr 1: 0; 2009 Qtr 2: 0; 2009 Qtr 3: 5; 2009 Qtr 4: 0; 2010 Qtr 1: 0; 2010 Qtr 2: 0; 2010 Qtr 3: 0; 2010 Qtr 4: 0; 2011 Qtr 1: 0; 2011 Qtr 2: 0; 2011 Qtr 3: 0; 2011 Qtr 4: 0 | 5
0 | 234049-Lighting-LED Exit Sign New Sign |  | System | Commercial | 25-SCN-Storage–Conditioned-Exit | 0 |  |  |  |  | 64.8921 | 45 | 0 | 0 | 0 | 19.8921 | 351.311 |  | kWh | 0 | 0 | Commercial | [7 empty] | 16 | 0.85 |  |  |  | 0 | 2 | 0 | 0 | 0 | 0 | 0 | 0 | 0 | 0 | 0 | 0 | 2009 Qtr 1: 2; 2009 Qtr 2: 0; 2009 Qtr 3: 0; 2009 Qtr 4: 0; 2010 Qtr 1: 0; 2010 Qtr 2: 0; 2010 Qtr 3: 0; 2010 Qtr 4: 0; 2011 Qtr 1: 0; 2011 Qtr 2: 0; 2011 Qtr 3: 0; 2011 Qtr 4: 0 | 2
0 | 234376-Lighting-Energy Efficient Exit Sign |  | System | Commercial | 01-ALC-AllCommercial-IntLight | 0 |  |  |  |  | 62.463 | 15 | 0 | 0 | 0 | 47.463 | 351.311 |  | kWh | 0.04248 | 0 | Commercial | [7 empty] | 15 | 0.85 |  |  |  | 0 | 1 | 0 | 0 | 0 | 0 | 0 | 0 | 0 | 0 | 0 | 0 | 2009 Qtr 1: 1; 2009 Qtr 2: 0; 2009 Qtr 3: 0; 2009 Qtr 4: 0; 2010 Qtr 1: 0; 2010 Qtr 2: 0; 2010 Qtr 3: 0; 2010 Qtr 4: 0; 2011 Qtr 1: 0; 2011 Qtr 2: 0; 2011 Qtr 3: 0; 2011 Qtr 4: 0 | 1
0 | 234049-Lighting-LED Exit Sign New Sign |  | System | Commercial | 25-SCN-Storage–Conditioned-Exit | 0 |  |  |  |  | 64.8921 | 45 | 0 | 0 | 0 | 19.8921 | 351.311 |  | kWh | 0 | 0 | Commercial | [7 empty] | 16 | 0.85 |  |  |  | 0 | 1 | 0 | 0 | 0 | 0 | 0 | 0 | 0 | 0 | 0 | 0 | 2009 Qtr 1: 1; 2009 Qtr 2: 0; 2009 Qtr 3: 0; 2009 Qtr 4: 0; 2010 Qtr 1: 0; 2010 Qtr 2: 0; 2010 Qtr 3: 0; 2010 Qtr 4: 0; 2011 Qtr 1: 0; 2011 Qtr 2: 0; 2011 Qtr 3: 0; 2011 Qtr 4: 0 | 1
0 | 234294-Lighting-Occupancy Sensor-Wallbox Lghtng Snsr-Tr1 |  | System | Commercial | 23-RTL-Retail–SingleStorylarge-LIT_INT | 0 |  |  |  |  | 42.262 | 40 | 0 | 0 | 0 | 2.262 | 213.759 |  | kWh | 0.17617 | 0 | Commercial | [7 empty] | 8 | 0.84 |  |  |  | 0 | 1 | 0 | 0 | 0 | 0 | 0 | 0 | 0 | 0 | 0 | 0 | 2009 Qtr 1: 1; 2009 Qtr 2: 0; 2009 Qtr 3: 0; 2009 Qtr 4: 0; 2010 Qtr 1: 0; 2010 Qtr 2: 0; 2010 Qtr 3: 0; 2010 Qtr 4: 0; 2011 Qtr 1: 0; 2011 Qtr 2: 0; 2011 Qtr 3: 0; 2011 Qtr 4: 0 | 1
0 | 234376-Lighting-Energy Efficient Exit Sign |  | System | Commercial | 01-ALC-AllCommercial-IntLight | 0 |  |  |  |  | 62.463 | 15 | 0 | 0 | 0 | 47.463 | 351.311 |  | kWh | 0.04248 | 0 | Commercial | [7 empty] | 15 | 0.85 |  |  |  | 0 | 2 | 0 | 0 | 0 | 0 | 0 | 0 | 0 | 0 | 0 | 0 | 2009 Qtr 1: 2; 2009 Qtr 2: 0; 2009 Qtr 3: 0; 2009 Qtr 4: 0; 2010 Qtr 1: 0; 2010 Qtr 2: 0; 2010 Qtr 3: 0; 2010 Qtr 4: 0; 2011 Qtr 1: 0; 2011 Qtr 2: 0; 2011 Qtr 3: 0; 2011 Qtr 4: 0 | 2
0 | 234294-Lighting-Occupancy Sensor-Wallbox Lghtng Snsr-Tr1 |  | System | Commercial | 23-RTL-Retail–SingleStorylarge-LIT_INT | 0 |  |  |  |  | 42.262 | 40 | 0 | 0 | 0 | 2.262 | 213.759 |  | kWh | 0.17617 | 0 | Commercial | [7 empty] | 8 | 0.84 |  |  |  | 0 | 1 | 0 | 0 | 0 | 0 | 0 | 0 | 0 | 0 | 0 | 0 | 2009 Qtr 1: 1; 2009 Qtr 2: 0; 2009 Qtr 3: 0; 2009 Qtr 4: 0; 2010 Qtr 1: 0; 2010 Qtr 2: 0; 2010 Qtr 3: 0; 2010 Qtr 4: 0; 2011 Qtr 1: 0; 2011 Qtr 2: 0; 2011 Qtr 3: 0; 2011 Qtr 4: 0 | 1
0 | 234332-Premium T8 with T12 40 Watt Baseline - Tr3 |  | System | Commercial | 01-ALC-AllCommercial-IntLight | 0 |  |  |  |  | 13.9591 | 7.1444 | 0 | 0 | 0 | 6.8147 | 44.0947 |  | kWh | 0.016509 | 0 | Commercial | [7 empty] | 15 | 0.78 |  |  |  | 0 | 7.2784 | 0 | 0 | 0 | 0 | 0 | 0 | 0 | 0 | 0 | 0 | 2009 Qtr 1: 0; 2009 Qtr 2: 0; 2009 Qtr 3: 7.2784; 2009 Qtr 4: 0; 2010 Qtr 1: 0; 2010 Qtr 2: 0; 2010 Qtr 3: 0; 2010 Qtr 4: 0; 2011 Qtr 1: 0; 2011 Qtr 2: 0; 2011 Qtr 3: 0; 2011 Qtr 4: 0 | 7.2784
0 | 234305-Lighting-Remove 4 Ft Lamp (De-Lamp) - Tr3 |  | System | Commercial | 01-ALC-AllCommercial-IntLight | 0 |  |  |  |  | 28.1828 | 8.7931 | 0 | 0 | 0 | 19.3897 | 129.7131 |  | kWh | 0.050038 | 0 | Commercial | [7 empty] | 15 | 0.77 |  |  |  | 0 | 7.2784 | 0 | 0 | 0 | 0 | 0 | 0 | 0 | 0 | 0 | 0 | 2009 Qtr 1: 0; 2009 Qtr 2: 0; 2009 Qtr 3: 7.2784; 2009 Qtr 4: 0; 2010 Qtr 1: 0; 2010 Qtr 2: 0; 2010 Qtr 3: 0; 2010 Qtr 4: 0; 2011 Qtr 1: 0; 2011 Qtr 2: 0; 2011 Qtr 3: 0; 2011 Qtr 4: 0 | 7.2784
0 | 234287-Lighting-Occpncy Snsr-Hi-Bay integrated Snsr-Tr3 |  | System | Commercial | 01-ALC-AllCommercial-IntLight | 0 |  |  |  |  | 221.1826 | 95.5 | 0 | 0 | 0 | 125.6826 | 1661 |  | kWh | 0.39312 | 0 | Commercial | [7 empty] | 8 | 0.84 |  |  |  | 0 | 3 | 0 | 0 | 0 | 0 | 0 | 0 | 0 | 0 | 0 | 0 | 2009 Qtr 1: 0; 2009 Qtr 2: 0; 2009 Qtr 3: 3; 2009 Qtr 4: 0; 2010 Qtr 1: 0; 2010 Qtr 2: 0; 2010 Qtr 3: 0; 2010 Qtr 4: 0; 2011 Qtr 1: 0; 2011 Qtr 2: 0; 2011 Qtr 3: 0; 2011 Qtr 4: 0 | 3
0 | 234362-Lighting-IntrHiByLnrFlscntFxtr244wrplc400w(TrI)Tr3 |  | System | Commercial | 01-ALC-AllCommercial-IntLight | 0 |  |  |  |  | 324.5054 | 81.5354 | 0 | 0 | 0 | 242.97 | 442.2298 |  | kWh | 0.19237 | 0 | Commercial | [7 empty] | 15 | 0.78 |  |  |  | 0 | 2.9251 | 0 | 0 | 0 | 0 | 0 | 0 | 0 | 0 | 0 | 0 | 2009 Qtr 1: 0; 2009 Qtr 2: 0; 2009 Qtr 3: 2.9251; 2009 Qtr 4: 0; 2010 Qtr 1: 0; 2010 Qtr 2: 0; 2010 Qtr 3: 0; 2010 Qtr 4: 0; 2011 Qtr 1: 0; 2011 Qtr 2: 0; 2011 Qtr 3: 0; 2011 Qtr 4: 0 | 2.9251
0 | 234376-Lighting-Energy Efficient Exit Sign |  | System | Commercial | 01-ALC-AllCommercial-IntLight | 0 |  |  |  |  | 62.463 | 15 | 0 | 0 | 0 | 47.463 | 351.311 |  | kWh | 0.04248 | 0 | Commercial | [7 empty] | 15 | 0.85 |  |  |  | 0 | 2 | 0 | 0 | 0 | 0 | 0 | 0 | 0 | 0 | 0 | 0 | 2009 Qtr 1: 2; 2009 Qtr 2: 0; 2009 Qtr 3: 0; 2009 Qtr 4: 0; 2010 Qtr 1: 0; 2010 Qtr 2: 0; 2010 Qtr 3: 0; 2010 Qtr 4: 0; 2011 Qtr 1: 0; 2011 Qtr 2: 0; 2011 Qtr 3: 0; 2011 Qtr 4: 0 | 2
0 | 234294-Lighting-Occupancy Sensor-Wallbox Lghtng Snsr-Tr1 |  | System | Commercial | 23-RTL-Retail–SingleStorylarge-LIT_INT | 0 |  |  |  |  | 42.262 | 40 | 0 | 0 | 0 | 2.262 | 213.759 |  | kWh | 0.17617 | 0 | Commercial | [7 empty] | 8 | 0.84 |  |  |  | 0 | 1 | 0 | 0 | 0 | 0 | 0 | 0 | 0 | 0 | 0 | 0 | 2009 Qtr 1: 1; 2009 Qtr 2: 0; 2009 Qtr 3: 0; 2009 Qtr 4: 0; 2010 Qtr 1: 0; 2010 Qtr 2: 0; 2010 Qtr 3: 0; 2010 Qtr 4: 0; 2011 Qtr 1: 0; 2011 Qtr 2: 0; 2011 Qtr 3: 0; 2011 Qtr 4: 0 | 1
0 | 234331-Premium T8 with T12 40 Watt Baseline - Tr2 |  | System | Commercial | 01-ALC-AllCommercial-IntLight | 0 |  |  |  |  | 27.653 | 9.8923 | 0 | 0 | 0 | 17.7607 | 58.062 |  | kWh | 0.017133 | 0 | Commercial | [7 empty] | 15 | 0.78 |  |  |  | 0 | 50.9489 | 0 | 0 | 0 | 0 | 0 | 0 | 0 | 0 | 0 | 0 | 2009 Qtr 1: 0; 2009 Qtr 2: 0; 2009 Qtr 3: 50.9489; 2009 Qtr 4: 0; 2010 Qtr 1: 0; 2010 Qtr 2: 0; 2010 Qtr 3: 0; 2010 Qtr 4: 0; 2011 Qtr 1: 0; 2011 Qtr 2: 0; 2011 Qtr 3: 0; 2011 Qtr 4: 0 | 50.9489
0 | 234304-Lighting-Remove 4 Ft Lamp (De-Lamp) - Tr2 |  | System | Commercial | [6 empty] | 12.3587 | 12.3653 | 0 | 0 | 0 | -0.0066231 | 137.2559 |  | 0 | 0.026384 | -2.5676 | Commercial | [7 empty] | 15 | 0.77 |  |  |  | 0 | 7.2784 | 0 | 0 | 0 | 0 | 0 | 0 | 0 | 0 | 0 | 0 | 2009 Qtr 1: 0; 2009 Qtr 2: 0; 2009 Qtr 3: 7.2784; 2009 Qtr 4: 0; 2010 Qtr 1: 0; 2010 Qtr 2: 0; 2010 Qtr 3: 0; 2010 Qtr 4: 0; 2011 Qtr 1: 0; 2011 Qtr 2: 0; 2011 Qtr 3: 0; 2011 Qtr 4: 0 | 7.2784
0 | 234201-Lighting-2 Ft 2nd Gen T-8 with Elec Ballast-Tr1 |  | System | Commercial | 01-ALC-AllCommercial-IntLight | 0 |  |  |  |  | 23.0819 | 10.9914 | 0 | 0 | 0 | 12.0905 | 56.0027 |  | kWh | 0.010616 | 0 | Commercial | [7 empty] | 15 | 0.78 |  |  |  | 0 | 22.7451 | 0 | 0 | 0 | 0 | 0 | 0 | 0 | 0 | 0 | 0 | 2009 Qtr 1: 0; 2009 Qtr 2: 0; 2009 Qtr 3: 0; 2009 Qtr 4: 22.7451; 2010 Qtr 1: 0; 2010 Qtr 2: 0; 2010 Qtr 3: 0; 2010 Qtr 4: 0; 2011 Qtr 1: 0; 2011 Qtr 2: 0; 2011 Qtr 3: 0; 2011 Qtr 4: 0 | 22.7451
0 | 234330-Premium T8 with T12 40 Watt Baseline - Tr1 |  | System | Commercial | 01-ALC-AllCommercial-IntLight | 0 |  |  |  |  | 27.6532 | 13.1897 | 0 | 0 | 0 | 14.4636 | 83.5202 |  | kWh | 0.017351 | 0 | Commercial | [7 empty] | 15 | 0.78 |  |  |  | 0 | 68.2352 | 0 | 0 | 0 | 0 | 0 | 0 | 0 | 0 | 0 | 0 | 2009 Qtr 1: 0; 2009 Qtr 2: 0; 2009 Qtr 3: 0; 2009 Qtr 4: 68.2352; 2010 Qtr 1: 0; 2010 Qtr 2: 0; 2010 Qtr 3: 0; 2010 Qtr 4: 0; 2011 Qtr 1: 0; 2011 Qtr 2: 0; 2011 Qtr 3: 0; 2011 Qtr 4: 0 | 68.2352
0 | 234306-Lighting-Remove 8 Ft Lamp (De-Lamp) - Tr1 |  | System | Commercial | 23-RTL-Retail–SingleStorylarge-LIT_INT | 0 |  |  |  |  | 28.4369 | 27.4785 | 0 | 0 | 0 | 0.95836 | 366.7521 |  | kWh | 0.077777 | 0 | Commercial | [7 empty] | 15 | 0.77 |  |  |  | 0 | 6.3686 | 0 | 0 | 0 | 0 | 0 | 0 | 0 | 0 | 0 | 0 | 2009 Qtr 1: 0; 2009 Qtr 2: 0; 2009 Qtr 3: 0; 2009 Qtr 4: 6.3686; 2010 Qtr 1: 0; 2010 Qtr 2: 0; 2010 Qtr 3: 0; 2010 Qtr 4: 0; 2011 Qtr 1: 0; 2011 Qtr 2: 0; 2011 Qtr 3: 0; 2011 Qtr 4: 0 | 6.3686
0 | 234331-Premium T8 with T12 40 Watt Baseline - Tr2 |  | System | Commercial | 01-ALC-AllCommercial-IntLight | 0 |  |  |  |  | 27.653 | 9.8923 | 0 | 0 | 0 | 17.7607 | 58.062 |  | kWh | 0.017133 | 0 | Commercial | [7 empty] | 15 | 0.78 |  |  |  | 0 | 25.4745 | 0 | 0 | 0 | 0 | 0 | 0 | 0 | 0 | 0 | 0 | 2009 Qtr 1: 0; 2009 Qtr 2: 0; 2009 Qtr 3: 25.4745; 2009 Qtr 4: 0; 2010 Qtr 1: 0; 2010 Qtr 2: 0; 2010 Qtr 3: 0; 2010 Qtr 4: 0; 2011 Qtr 1: 0; 2011 Qtr 2: 0; 2011 Qtr 3: 0; 2011 Qtr 4: 0 | 25.4745
0 | 234331-Premium T8 with T12 40 Watt Baseline - Tr2 |  | System | Commercial | 01-ALC-AllCommercial-IntLight | 0 |  |  |  |  | 27.653 | 9.8923 | 0 | 0 | 0 | 17.7607 | 58.062 |  | kWh | 0.017133 | 0 | Commercial | [7 empty] | 15 | 0.78 |  |  |  | 0 | 16.3764 | 0 | 0 | 0 | 0 | 0 | 0 | 0 | 0 | 0 | 0 | 2009 Qtr 1: 0; 2009 Qtr 2: 0; 2009 Qtr 3: 16.3764; 2009 Qtr 4: 0; 2010 Qtr 1: 0; 2010 Qtr 2: 0; 2010 Qtr 3: 0; 2010 Qtr 4: 0; 2011 Qtr 1: 0; 2011 Qtr 2: 0; 2011 Qtr 3: 0; 2011 Qtr 4: 0 | 16.3764
0 | 234304-Lighting-Remove 4 Ft Lamp (De-Lamp) - Tr2 |  | System | Commercial | [6 empty] | 12.3587 | 12.3653 | 0 | 0 | 0 | -0.0066231 | 137.2559 |  | 0 | 0.026384 | -2.5676 | Commercial | [7 empty] | 15 | 0.77 |  |  |  | 0 | 1.8196 | 0 | 0 | 0 | 0 | 0 | 0 | 0 | 0 | 0 | 0 | 2009 Qtr 1: 0; 2009 Qtr 2: 0; 2009 Qtr 3: 1.8196; 2009 Qtr 4: 0; 2010 Qtr 1: 0; 2010 Qtr 2: 0; 2010 Qtr 3: 0; 2010 Qtr 4: 0; 2011 Qtr 1: 0; 2011 Qtr 2: 0; 2011 Qtr 3: 0; 2011 Qtr 4: 0 | 1.8196
0 | 234330-Premium T8 with T12 40 Watt Baseline - Tr1 |  | System | Commercial | 01-ALC-AllCommercial-IntLight | 0 |  |  |  |  | 27.6532 | 13.1897 | 0 | 0 | 0 | 14.4636 | 83.5202 |  | kWh | 0.017351 | 0 | Commercial | [7 empty] | 15 | 0.78 |  |  |  | 0 | 38.2117 | 0 | 0 | 0 | 0 | 0 | 0 | 0 | 0 | 0 | 0 | 2009 Qtr 1: 0; 2009 Qtr 2: 0; 2009 Qtr 3: 38.2117; 2009 Qtr 4: 0; 2010 Qtr 1: 0; 2010 Qtr 2: 0; 2010 Qtr 3: 0; 2010 Qtr 4: 0; 2011 Qtr 1: 0; 2011 Qtr 2: 0; 2011 Qtr 3: 0; 2011 Qtr 4: 0 | 38.2117
0 | 234303-Lighting-Remove 4 Ft Lamp (De-Lamp) - Tr1 |  | System | Commercial | [6 empty] | 12.3596 | 16.4871 | 0 | 0 | 0 | -4.1275 | 137.2559 |  | 0 | 0.026384 | -2.5676 | Commercial |  | Winter Only | [5 empty] | 15 | 0.77 |  |  |  | 0 | 5.4588 | 0 | 0 | 0 | 0 | 0 | 0 | 0 | 0 | 0 | 0 | 2009 Qtr 1: 0; 2009 Qtr 2: 0; 2009 Qtr 3: 5.4588; 2009 Qtr 4: 0; 2010 Qtr 1: 0; 2010 Qtr 2: 0; 2010 Qtr 3: 0; 2010 Qtr 4: 0; 2011 Qtr 1: 0; 2011 Qtr 2: 0; 2011 Qtr 3: 0; 2011 Qtr 4: 0 | 5.4588
0 | 234312-Lighting-Screw in 14-26 Watt Lamp - Tr1 |  | System | Commercial | [6 empty] | 9.3196 | 10.3931 | 0 | 0 | 0 | -1.0734 | 194.1729 |  | 0 | 0.038993 | -2.6224 | Commercial |  | Annual | [5 empty] | 2.47 | 0.81 |  |  |  | 0 | 6.7353 | 0 | 0 | 0 | 0 | 0 | 0 | 0 | 0 | 0 | 0 | 2009 Qtr 1: 0; 2009 Qtr 2: 0; 2009 Qtr 3: 6.7353; 2009 Qtr 4: 0; 2010 Qtr 1: 0; 2010 Qtr 2: 0; 2010 Qtr 3: 0; 2010 Qtr 4: 0; 2011 Qtr 1: 0; 2011 Qtr 2: 0; 2011 Qtr 3: 0; 2011 Qtr 4: 0 | 6.7353
0 | 234330-Premium T8 with T12 40 Watt Baseline - Tr1 |  | System | Commercial | 01-ALC-AllCommercial-IntLight | 0 |  |  |  |  | 27.6532 | 13.1897 | 0 | 0 | 0 | 14.4636 | 83.5202 |  | kWh | 0.017351 | 0 | Commercial | [7 empty] | 15 | 0.78 |  |  |  | 0 | 25.4745 | 0 | 0 | 0 | 0 | 0 | 0 | 0 | 0 | 0 | 0 | 2009 Qtr 1: 0; 2009 Qtr 2: 0; 2009 Qtr 3: 25.4745; 2009 Qtr 4: 0; 2010 Qtr 1: 0; 2010 Qtr 2: 0; 2010 Qtr 3: 0; 2010 Qtr 4: 0; 2011 Qtr 1: 0; 2011 Qtr 2: 0; 2011 Qtr 3: 0; 2011 Qtr 4: 0 | 25.4745
0 | 234303-Lighting-Remove 4 Ft Lamp (De-Lamp) - Tr1 |  | System | Commercial | [6 empty] | 12.3596 | 16.4871 | 0 | 0 | 0 | -4.1275 | 137.2559 |  | 0 | 0.026384 | -2.5676 | Commercial |  | Winter Only | [5 empty] | 15 | 0.77 |  |  |  | 0 | 3.6392 | 0 | 0 | 0 | 0 | 0 | 0 | 0 | 0 | 0 | 0 | 2009 Qtr 1: 0; 2009 Qtr 2: 0; 2009 Qtr 3: 3.6392; 2009 Qtr 4: 0; 2010 Qtr 1: 0; 2010 Qtr 2: 0; 2010 Qtr 3: 0; 2010 Qtr 4: 0; 2011 Qtr 1: 0; 2011 Qtr 2: 0; 2011 Qtr 3: 0; 2011 Qtr 4: 0 | 3.6392
0 | 234331-Premium T8 with T12 40 Watt Baseline - Tr2 |  | System | Commercial | 01-ALC-AllCommercial-IntLight | 0 |  |  |  |  | 27.653 | 9.8923 | 0 | 0 | 0 | 17.7607 | 58.062 |  | kWh | 0.017133 | 0 | Commercial | [7 empty] | 15 | 0.78 |  |  |  | 0 | 21.8353 | 0 | 0 | 0 | 0 | 0 | 0 | 0 | 0 | 0 | 0 | 2009 Qtr 1: 0; 2009 Qtr 2: 0; 2009 Qtr 3: 21.8353; 2009 Qtr 4: 0; 2010 Qtr 1: 0; 2010 Qtr 2: 0; 2010 Qtr 3: 0; 2010 Qtr 4: 0; 2011 Qtr 1: 0; 2011 Qtr 2: 0; 2011 Qtr 3: 0; 2011 Qtr 4: 0 | 21.8353
0 | 234303-Lighting-Remove 4 Ft Lamp (De-Lamp) - Tr1 |  | System | Commercial | [6 empty] | 12.3596 | 16.4871 | 0 | 0 | 0 | -4.1275 | 137.2559 |  | 0 | 0.026384 | -2.5676 | Commercial |  | Winter Only | [5 empty] | 15 | 0.77 |  |  |  | 0 | 41.8509 | 0 | 0 | 0 | 0 | 0 | 0 | 0 | 0 | 0 | 0 | 2009 Qtr 1: 0; 2009 Qtr 2: 0; 2009 Qtr 3: 0; 2009 Qtr 4: 41.8509; 2010 Qtr 1: 0; 2010 Qtr 2: 0; 2010 Qtr 3: 0; 2010 Qtr 4: 0; 2011 Qtr 1: 0; 2011 Qtr 2: 0; 2011 Qtr 3: 0; 2011 Qtr 4: 0 | 41.8509
0 | 234330-Premium T8 with T12 40 Watt Baseline - Tr1 |  | System | Commercial | 01-ALC-AllCommercial-IntLight | 0 |  |  |  |  | 27.6532 | 13.1897 | 0 | 0 | 0 | 14.4636 | 83.5202 |  | kWh | 0.017351 | 0 | Commercial | [7 empty] | 15 | 0.78 |  |  |  | 0 | 20.0156 | 0 | 0 | 0 | 0 | 0 | 0 | 0 | 0 | 0 | 0 | 2009 Qtr 1: 0; 2009 Qtr 2: 0; 2009 Qtr 3: 0; 2009 Qtr 4: 20.0156; 2010 Qtr 1: 0; 2010 Qtr 2: 0; 2010 Qtr 3: 0; 2010 Qtr 4: 0; 2011 Qtr 1: 0; 2011 Qtr 2: 0; 2011 Qtr 3: 0; 2011 Qtr 4: 0 | 20.0156
0 | 234049-Lighting-LED Exit Sign New Sign |  | System | Commercial | 25-SCN-Storage–Conditioned-Exit | 0 |  |  |  |  | 64.8921 | 45 | 0 | 0 | 0 | 19.8921 | 351.311 |  | kWh | 0 | 0 | Commercial | [7 empty] | 16 | 0.85 |  |  |  | 0 | 3 | 0 | 0 | 0 | 0 | 0 | 0 | 0 | 0 | 0 | 0 | 2009 Qtr 1: 3; 2009 Qtr 2: 0; 2009 Qtr 3: 0; 2009 Qtr 4: 0; 2010 Qtr 1: 0; 2010 Qtr 2: 0; 2010 Qtr 3: 0; 2010 Qtr 4: 0; 2011 Qtr 1: 0; 2011 Qtr 2: 0; 2011 Qtr 3: 0; 2011 Qtr 4: 0 | 3
0 | 234294-Lighting-Occupancy Sensor-Wallbox Lghtng Snsr-Tr1 |  | System | Commercial | 23-RTL-Retail–SingleStorylarge-LIT_INT | 0 |  |  |  |  | 42.262 | 40 | 0 | 0 | 0 | 2.262 | 213.759 |  | kWh | 0.17617 | 0 | Commercial | [7 empty] | 8 | 0.84 |  |  |  | 0 | 1 | 0 | 0 | 0 | 0 | 0 | 0 | 0 | 0 | 0 | 0 | 2009 Qtr 1: 1; 2009 Qtr 2: 0; 2009 Qtr 3: 0; 2009 Qtr 4: 0; 2010 Qtr 1: 0; 2010 Qtr 2: 0; 2010 Qtr 3: 0; 2010 Qtr 4: 0; 2011 Qtr 1: 0; 2011 Qtr 2: 0; 2011 Qtr 3: 0; 2011 Qtr 4: 0 | 1
0 | 234330-Premium T8 with T12 40 Watt Baseline - Tr1 |  | System | Commercial | 01-ALC-AllCommercial-IntLight | 0 |  |  |  |  | 27.6532 | 13.1897 | 0 | 0 | 0 | 14.4636 | 83.5202 |  | kWh | 0.017351 | 0 | Commercial | [7 empty] | 15 | 0.78 |  |  |  | 0 | 32.7529 | 0 | 0 | 0 | 0 | 0 | 0 | 0 | 0 | 0 | 0 | 2009 Qtr 1: 0; 2009 Qtr 2: 0; 2009 Qtr 3: 0; 2009 Qtr 4: 32.7529; 2010 Qtr 1: 0; 2010 Qtr 2: 0; 2010 Qtr 3: 0; 2010 Qtr 4: 0; 2011 Qtr 1: 0; 2011 Qtr 2: 0; 2011 Qtr 3: 0; 2011 Qtr 4: 0 | 32.7529
0 | 234330-Premium T8 with T12 40 Watt Baseline - Tr1 |  | System | Commercial | 01-ALC-AllCommercial-IntLight | 0 |  |  |  |  | 27.6532 | 13.1897 | 0 | 0 | 0 | 14.4636 | 83.5202 |  | kWh | 0.017351 | 0 | Commercial | [7 empty] | 15 | 0.78 |  |  |  | 0 | 18.196 | 0 | 0 | 0 | 0 | 0 | 0 | 0 | 0 | 0 | 0 | 2009 Qtr 1: 0; 2009 Qtr 2: 0; 2009 Qtr 3: 18.196; 2009 Qtr 4: 0; 2010 Qtr 1: 0; 2010 Qtr 2: 0; 2010 Qtr 3: 0; 2010 Qtr 4: 0; 2011 Qtr 1: 0; 2011 Qtr 2: 0; 2011 Qtr 3: 0; 2011 Qtr 4: 0 | 18.196
0 | 234049-Lighting-LED Exit Sign New Sign |  | System | Commercial | 25-SCN-Storage–Conditioned-Exit | 0 |  |  |  |  | 64.8921 | 45 | 0 | 0 | 0 | 19.8921 | 351.311 |  | kWh | 0 | 0 | Commercial | [7 empty] | 16 | 0.85 |  |  |  | 0 | 1 | 0 | 0 | 0 | 0 | 0 | 0 | 0 | 0 | 0 | 0 | 2009 Qtr 1: 1; 2009 Qtr 2: 0; 2009 Qtr 3: 0; 2009 Qtr 4: 0; 2010 Qtr 1: 0; 2010 Qtr 2: 0; 2010 Qtr 3: 0; 2010 Qtr 4: 0; 2011 Qtr 1: 0; 2011 Qtr 2: 0; 2011 Qtr 3: 0; 2011 Qtr 4: 0 | 1
0 | 234294-Lighting-Occupancy Sensor-Wallbox Lghtng Snsr-Tr1 |  | System | Commercial | 23-RTL-Retail–SingleStorylarge-LIT_INT | 0 |  |  |  |  | 42.262 | 40 | 0 | 0 | 0 | 2.262 | 213.759 |  | kWh | 0.17617 | 0 | Commercial | [7 empty] | 8 | 0.84 |  |  |  | 0 | 2 | 0 | 0 | 0 | 0 | 0 | 0 | 0 | 0 | 0 | 0 | 2009 Qtr 1: 2; 2009 Qtr 2: 0; 2009 Qtr 3: 0; 2009 Qtr 4: 0; 2010 Qtr 1: 0; 2010 Qtr 2: 0; 2010 Qtr 3: 0; 2010 Qtr 4: 0; 2011 Qtr 1: 0; 2011 Qtr 2: 0; 2011 Qtr 3: 0; 2011 Qtr 4: 0 | 2
0 | 234330-Premium T8 with T12 40 Watt Baseline - Tr1 |  | System | Commercial | 01-ALC-AllCommercial-IntLight | 0 |  |  |  |  | 27.6532 | 13.1897 | 0 | 0 | 0 | 14.4636 | 83.5202 |  | kWh | 0.017351 | 0 | Commercial | [7 empty] | 15 | 0.78 |  |  |  | 0 | 14.5568 | 0 | 0 | 0 | 0 | 0 | 0 | 0 | 0 | 0 | 0 | 2009 Qtr 1: 0; 2009 Qtr 2: 0; 2009 Qtr 3: 0; 2009 Qtr 4: 14.5568; 2010 Qtr 1: 0; 2010 Qtr 2: 0; 2010 Qtr 3: 0; 2010 Qtr 4: 0; 2011 Qtr 1: 0; 2011 Qtr 2: 0; 2011 Qtr 3: 0; 2011 Qtr 4: 0 | 14.5568
0 | 234049-Lighting-LED Exit Sign New Sign |  | System | Commercial | 25-SCN-Storage–Conditioned-Exit | 0 |  |  |  |  | 64.8921 | 45 | 0 | 0 | 0 | 19.8921 | 351.311 |  | kWh | 0 | 0 | Commercial | [7 empty] | 16 | 0.85 |  |  |  | 0 | 1 | 0 | 0 | 0 | 0 | 0 | 0 | 0 | 0 | 0 | 0 | 2009 Qtr 1: 1; 2009 Qtr 2: 0; 2009 Qtr 3: 0; 2009 Qtr 4: 0; 2010 Qtr 1: 0; 2010 Qtr 2: 0; 2010 Qtr 3: 0; 2010 Qtr 4: 0; 2011 Qtr 1: 0; 2011 Qtr 2: 0; 2011 Qtr 3: 0; 2011 Qtr 4: 0 | 1
0 | 234049-Lighting-LED Exit Sign New Sign |  | System | Commercial | 25-SCN-Storage–Conditioned-Exit | 0 |  |  |  |  | 64.8921 | 45 | 0 | 0 | 0 | 19.8921 | 351.311 |  | kWh | 0 | 0 | Commercial | [7 empty] | 16 | 0.85 |  |  |  | 0 | 2 | 0 | 0 | 0 | 0 | 0 | 0 | 0 | 0 | 0 | 0 | 2009 Qtr 1: 2; 2009 Qtr 2: 0; 2009 Qtr 3: 0; 2009 Qtr 4: 0; 2010 Qtr 1: 0; 2010 Qtr 2: 0; 2010 Qtr 3: 0; 2010 Qtr 4: 0; 2011 Qtr 1: 0; 2011 Qtr 2: 0; 2011 Qtr 3: 0; 2011 Qtr 4: 0 | 2
0 | 234294-Lighting-Occupancy Sensor-Wallbox Lghtng Snsr-Tr1 |  | System | Commercial | 23-RTL-Retail–SingleStorylarge-LIT_INT | 0 |  |  |  |  | 42.262 | 40 | 0 | 0 | 0 | 2.262 | 213.759 |  | kWh | 0.17617 | 0 | Commercial | [7 empty] | 8 | 0.84 |  |  |  | 0 | 2 | 0 | 0 | 0 | 0 | 0 | 0 | 0 | 0 | 0 | 0 | 2009 Qtr 1: 2; 2009 Qtr 2: 0; 2009 Qtr 3: 0; 2009 Qtr 4: 0; 2010 Qtr 1: 0; 2010 Qtr 2: 0; 2010 Qtr 3: 0; 2010 Qtr 4: 0; 2011 Qtr 1: 0; 2011 Qtr 2: 0; 2011 Qtr 3: 0; 2011 Qtr 4: 0 | 2
0 | 234332-Premium T8 with T12 40 Watt Baseline - Tr3 |  | System | Commercial | 01-ALC-AllCommercial-IntLight | 0 |  |  |  |  | 13.9591 | 7.1444 | 0 | 0 | 0 | 6.8147 | 44.0947 |  | kWh | 0.016509 | 0 | Commercial | [7 empty] | 15 | 0.78 |  |  |  | 0 | 18.196 | 0 | 0 | 0 | 0 | 0 | 0 | 0 | 0 | 0 | 0 | 2009 Qtr 1: 0; 2009 Qtr 2: 0; 2009 Qtr 3: 0; 2009 Qtr 4: 18.196; 2010 Qtr 1: 0; 2010 Qtr 2: 0; 2010 Qtr 3: 0; 2010 Qtr 4: 0; 2011 Qtr 1: 0; 2011 Qtr 2: 0; 2011 Qtr 3: 0; 2011 Qtr 4: 0 | 18.196
0 | 234294-Lighting-Occupancy Sensor-Wallbox Lghtng Snsr-Tr1 |  | System | Commercial | 23-RTL-Retail–SingleStorylarge-LIT_INT | 0 |  |  |  |  | 42.262 | 40 | 0 | 0 | 0 | 2.262 | 213.759 |  | kWh | 0.17617 | 0 | Commercial | [7 empty] | 8 | 0.84 |  |  |  | 0 | 3 | 0 | 0 | 0 | 0 | 0 | 0 | 0 | 0 | 0 | 0 | 2009 Qtr 1: 3; 2009 Qtr 2: 0; 2009 Qtr 3: 0; 2009 Qtr 4: 0; 2010 Qtr 1: 0; 2010 Qtr 2: 0; 2010 Qtr 3: 0; 2010 Qtr 4: 0; 2011 Qtr 1: 0; 2011 Qtr 2: 0; 2011 Qtr 3: 0; 2011 Qtr 4: 0 | 3
0 | 234049-Lighting-LED Exit Sign New Sign |  | System | Commercial | 25-SCN-Storage–Conditioned-Exit | 0 |  |  |  |  | 64.8921 | 28.45 | 0 | 0 | 0 | 36.4421 | 351.311 |  | kWh | 0 | 0 | Commercial | [7 empty] | 16 | 0.85 |  |  |  | 0 | 3 | 0 | 0 | 0 | 0 | 0 | 0 | 0 | 0 | 0 | 0 | 2009 Qtr 1: 3; 2009 Qtr 2: 0; 2009 Qtr 3: 0; 2009 Qtr 4: 0; 2010 Qtr 1: 0; 2010 Qtr 2: 0; 2010 Qtr 3: 0; 2010 Qtr 4: 0; 2011 Qtr 1: 0; 2011 Qtr 2: 0; 2011 Qtr 3: 0; 2011 Qtr 4: 0 | 3
0 | 234085-Refrigeration -Strip Curtains for Walk-ins |  | System | Commercial | 20-RFF-Restaurant–FastFood-Refrig | 0 |  |  |  |  | 10.214 | 3.1376 | 0 | 0 | 0 | 7.0764 | 465 |  | kWh | 0.053 | 0 | Commercial | [7 empty] | 4 | 0.46 |  |  |  | 0 | 17 | 0 | 0 | 0 | 0 | 0 | 0 | 0 | 0 | 0 | 0 | 2009 Qtr 1: 0; 2009 Qtr 2: 0; 2009 Qtr 3: 17; 2009 Qtr 4: 0; 2010 Qtr 1: 0; 2010 Qtr 2: 0; 2010 Qtr 3: 0; 2010 Qtr 4: 0; 2011 Qtr 1: 0; 2011 Qtr 2: 0; 2011 Qtr 3: 0; 2011 Qtr 4: 0 | 17
0 | 234084-Refrigeration -Cooler/Freezer Door Gaskets - Solid Doors: Cooler |  | System | Commercial | 09-GRO-Grocery-REFG | 0 |  |  |  |  | 2.2498 | 4.0417 | 0 | 0 | 0 | -1.7919 | 104.55 |  | kWh | 0.01195 | 0 | Commercial | [7 empty] | 4 | 0.76 |  |  |  | 0 | 72 | 0 | 0 | 0 | 0 | 0 | 0 | 0 | 0 | 0 | 0 | 2009 Qtr 1: 0; 2009 Qtr 2: 0; 2009 Qtr 3: 72; 2009 Qtr 4: 0; 2010 Qtr 1: 0; 2010 Qtr 2: 0; 2010 Qtr 3: 0; 2010 Qtr 4: 0; 2011 Qtr 1: 0; 2011 Qtr 2: 0; 2011 Qtr 3: 0; 2011 Qtr 4: 0 | 72
0 | 234083-Refrigeration -Cooler/Freezer Door Gaskets - Glass Doors |  | System | Commercial | 09-GRO-Grocery-REFG | 0 |  |  |  |  | 2.25 | 4.2075 | 0 | 0 | 0 | -1.9575 | 104.55 |  | kWh | 0.01195 | 0 | Commercial | [7 empty] | 4 | 0.76 |  |  |  | 0 | 16 | 0 | 0 | 0 | 0 | 0 | 0 | 0 | 0 | 0 | 0 | 2009 Qtr 1: 0; 2009 Qtr 2: 0; 2009 Qtr 3: 16; 2009 Qtr 4: 0; 2010 Qtr 1: 0; 2010 Qtr 2: 0; 2010 Qtr 3: 0; 2010 Qtr 4: 0; 2011 Qtr 1: 0; 2011 Qtr 2: 0; 2011 Qtr 3: 0; 2011 Qtr 4: 0 | 16
0 | 234084-Refrigeration -Cooler/Freezer Door Gaskets - Solid Doors: Cooler |  | System | Commercial | 09-GRO-Grocery-REFG | 0 |  |  |  |  | 2.2498 | 4.0076 | 0 | 0 | 0 | -1.7578 | 104.55 |  | kWh | 0.01195 | 0 | Commercial | [7 empty] | 4 | 0.76 |  |  |  | 0 | 157 | 0 | 0 | 0 | 0 | 0 | 0 | 0 | 0 | 0 | 0 | 2009 Qtr 1: 0; 2009 Qtr 2: 0; 2009 Qtr 3: 157; 2009 Qtr 4: 0; 2010 Qtr 1: 0; 2010 Qtr 2: 0; 2010 Qtr 3: 0; 2010 Qtr 4: 0; 2011 Qtr 1: 0; 2011 Qtr 2: 0; 2011 Qtr 3: 0; 2011 Qtr 4: 0 | 157
0 | 234083-Refrigeration -Cooler/Freezer Door Gaskets - Glass Doors |  | System | Commercial | 09-GRO-Grocery-REFG | 0 |  |  |  |  | 2.25 | 4.063 | 0 | 0 | 0 | -1.813 | 104.55 |  | kWh | 0.01195 | 0 | Commercial | [7 empty] | 4 | 0.76 |  |  |  | 0 | 40 | 0 | 0 | 0 | 0 | 0 | 0 | 0 | 0 | 0 | 0 | 2009 Qtr 1: 0; 2009 Qtr 2: 0; 2009 Qtr 3: 40; 2009 Qtr 4: 0; 2010 Qtr 1: 0; 2010 Qtr 2: 0; 2010 Qtr 3: 0; 2010 Qtr 4: 0; 2011 Qtr 1: 0; 2011 Qtr 2: 0; 2011 Qtr 3: 0; 2011 Qtr 4: 0 | 40
0 | 234294-Lighting-Occupancy Sensor-Wallbox Lghtng Snsr-Tr1 |  | System | Commercial | 23-RTL-Retail–SingleStorylarge-LIT_INT | 0 |  |  |  |  | 42.262 | 40 | 0 | 0 | 0 | 2.262 | 213.759 |  | kWh | 0.17617 | 0 | Commercial | [7 empty] | 8 | 0.84 |  |  |  | 0 | 1 | 0 | 0 | 0 | 0 | 0 | 0 | 0 | 0 | 0 | 0 | 2009 Qtr 1: 1; 2009 Qtr 2: 0; 2009 Qtr 3: 0; 2009 Qtr 4: 0; 2010 Qtr 1: 0; 2010 Qtr 2: 0; 2010 Qtr 3: 0; 2010 Qtr 4: 0; 2011 Qtr 1: 0; 2011 Qtr 2: 0; 2011 Qtr 3: 0; 2011 Qtr 4: 0 | 1
0 | 234049-Lighting-LED Exit Sign New Sign |  | System | Commercial | 25-SCN-Storage–Conditioned-Exit | 0 |  |  |  |  | 64.8921 | 45 | 0 | 0 | 0 | 19.8921 | 351.311 |  | kWh | 0 | 0 | Commercial | [7 empty] | 16 | 0.85 |  |  |  | 0 | 3 | 0 | 0 | 0 | 0 | 0 | 0 | 0 | 0 | 0 | 0 | 2009 Qtr 1: 3; 2009 Qtr 2: 0; 2009 Qtr 3: 0; 2009 Qtr 4: 0; 2010 Qtr 1: 0; 2010 Qtr 2: 0; 2010 Qtr 3: 0; 2010 Qtr 4: 0; 2011 Qtr 1: 0; 2011 Qtr 2: 0; 2011 Qtr 3: 0; 2011 Qtr 4: 0 | 3
0 | 234294-Lighting-Occupancy Sensor-Wallbox Lghtng Snsr-Tr1 |  | System | Commercial | 23-RTL-Retail–SingleStorylarge-LIT_INT | 0 |  |  |  |  | 42.262 | 40 | 0 | 0 | 0 | 2.262 | 213.759 |  | kWh | 0.17617 | 0 | Commercial | [7 empty] | 8 | 0.84 |  |  |  | 0 | 2 | 0 | 0 | 0 | 0 | 0 | 0 | 0 | 0 | 0 | 0 | 2009 Qtr 1: 2; 2009 Qtr 2: 0; 2009 Qtr 3: 0; 2009 Qtr 4: 0; 2010 Qtr 1: 0; 2010 Qtr 2: 0; 2010 Qtr 3: 0; 2010 Qtr 4: 0; 2011 Qtr 1: 0; 2011 Qtr 2: 0; 2011 Qtr 3: 0; 2011 Qtr 4: 0 | 2
0 | 234049-Lighting-LED Exit Sign New Sign |  | System | Commercial | 25-SCN-Storage–Conditioned-Exit | 0 |  |  |  |  | 64.8921 | 45 | 0 | 0 | 0 | 19.8921 | 351.311 |  | kWh | 0 | 0 | Commercial | [7 empty] | 16 | 0.85 |  |  |  | 0 | 1 | 0 | 0 | 0 | 0 | 0 | 0 | 0 | 0 | 0 | 0 | 2009 Qtr 1: 1; 2009 Qtr 2: 0; 2009 Qtr 3: 0; 2009 Qtr 4: 0; 2010 Qtr 1: 0; 2010 Qtr 2: 0; 2010 Qtr 3: 0; 2010 Qtr 4: 0; 2011 Qtr 1: 0; 2011 Qtr 2: 0; 2011 Qtr 3: 0; 2011 Qtr 4: 0 | 1
0 | 234294-Lighting-Occupancy Sensor-Wallbox Lghtng Snsr-Tr1 |  | System | Commercial | 23-RTL-Retail–SingleStorylarge-LIT_INT | 0 |  |  |  |  | 42.262 | 40 | 0 | 0 | 0 | 2.262 | 213.759 |  | kWh | 0.17617 | 0 | Commercial | [7 empty] | 8 | 0.84 |  |  |  | 0 | 2 | 0 | 0 | 0 | 0 | 0 | 0 | 0 | 0 | 0 | 0 | 2009 Qtr 1: 2; 2009 Qtr 2: 0; 2009 Qtr 3: 0; 2009 Qtr 4: 0; 2010 Qtr 1: 0; 2010 Qtr 2: 0; 2010 Qtr 3: 0; 2010 Qtr 4: 0; 2011 Qtr 1: 0; 2011 Qtr 2: 0; 2011 Qtr 3: 0; 2011 Qtr 4: 0 | 2
0 | 234294-Lighting-Occupancy Sensor-Wallbox Lghtng Snsr-Tr1 |  | System | Commercial | 23-RTL-Retail–SingleStorylarge-LIT_INT | 0 |  |  |  |  | 42.262 | 40 | 0 | 0 | 0 | 2.262 | 213.759 |  | kWh | 0.17617 | 0 | Commercial | [7 empty] | 8 | 0.84 |  |  |  | 0 | 1 | 0 | 0 | 0 | 0 | 0 | 0 | 0 | 0 | 0 | 0 | 2009 Qtr 1: 1; 2009 Qtr 2: 0; 2009 Qtr 3: 0; 2009 Qtr 4: 0; 2010 Qtr 1: 0; 2010 Qtr 2: 0; 2010 Qtr 3: 0; 2010 Qtr 4: 0; 2011 Qtr 1: 0; 2011 Qtr 2: 0; 2011 Qtr 3: 0; 2011 Qtr 4: 0 | 1
0 | 234049-Lighting-LED Exit Sign New Sign |  | System | Commercial | 25-SCN-Storage–Conditioned-Exit | 0 |  |  |  |  | 64.8921 | 45 | 0 | 0 | 0 | 19.8921 | 351.311 |  | kWh | 0 | 0 | Commercial | [7 empty] | 16 | 0.85 |  |  |  | 0 | 2 | 0 | 0 | 0 | 0 | 0 | 0 | 0 | 0 | 0 | 0 | 2009 Qtr 1: 2; 2009 Qtr 2: 0; 2009 Qtr 3: 0; 2009 Qtr 4: 0; 2010 Qtr 1: 0; 2010 Qtr 2: 0; 2010 Qtr 3: 0; 2010 Qtr 4: 0; 2011 Qtr 1: 0; 2011 Qtr 2: 0; 2011 Qtr 3: 0; 2011 Qtr 4: 0 | 2
0 | 234294-Lighting-Occupancy Sensor-Wallbox Lghtng Snsr-Tr1 |  | System | Commercial | 23-RTL-Retail–SingleStorylarge-LIT_INT | 0 |  |  |  |  | 42.262 | 40 | 0 | 0 | 0 | 2.262 | 213.759 |  | kWh | 0.17617 | 0 | Commercial | [7 empty] | 8 | 0.84 |  |  |  | 0 | 1 | 0 | 0 | 0 | 0 | 0 | 0 | 0 | 0 | 0 | 0 | 2009 Qtr 1: 1; 2009 Qtr 2: 0; 2009 Qtr 3: 0; 2009 Qtr 4: 0; 2010 Qtr 1: 0; 2010 Qtr 2: 0; 2010 Qtr 3: 0; 2010 Qtr 4: 0; 2011 Qtr 1: 0; 2011 Qtr 2: 0; 2011 Qtr 3: 0; 2011 Qtr 4: 0 | 1
0 | 234294-Lighting-Occupancy Sensor-Wallbox Lghtng Snsr-Tr1 |  | System | Commercial | 23-RTL-Retail–SingleStorylarge-LIT_INT | 0 |  |  |  |  | 42.262 | 40 | 0 | 0 | 0 | 2.262 | 213.759 |  | kWh | 0.17617 | 0 | Commercial | [7 empty] | 8 | 0.84 |  |  |  | 0 | 1 | 0 | 0 | 0 | 0 | 0 | 0 | 0 | 0 | 0 | 0 | 2009 Qtr 1: 1; 2009 Qtr 2: 0; 2009 Qtr 3: 0; 2009 Qtr 4: 0; 2010 Qtr 1: 0; 2010 Qtr 2: 0; 2010 Qtr 3: 0; 2010 Qtr 4: 0; 2011 Qtr 1: 0; 2011 Qtr 2: 0; 2011 Qtr 3: 0; 2011 Qtr 4: 0 | 1
0 | 234049-Lighting-LED Exit Sign New Sign |  | System | Commercial | 25-SCN-Storage–Conditioned-Exit | 0 |  |  |  |  | 64.8921 | 45 | 0 | 0 | 0 | 19.8921 | 351.311 |  | kWh | 0 | 0 | Commercial | [7 empty] | 16 | 0.85 |  |  |  | 0 | 2 | 0 | 0 | 0 | 0 | 0 | 0 | 0 | 0 | 0 | 0 | 2009 Qtr 1: 2; 2009 Qtr 2: 0; 2009 Qtr 3: 0; 2009 Qtr 4: 0; 2010 Qtr 1: 0; 2010 Qtr 2: 0; 2010 Qtr 3: 0; 2010 Qtr 4: 0; 2011 Qtr 1: 0; 2011 Qtr 2: 0; 2011 Qtr 3: 0; 2011 Qtr 4: 0 | 2
0 | 234294-Lighting-Occupancy Sensor-Wallbox Lghtng Snsr-Tr1 |  | System | Commercial | 23-RTL-Retail–SingleStorylarge-LIT_INT | 0 |  |  |  |  | 42.262 | 40 | 0 | 0 | 0 | 2.262 | 213.759 |  | kWh | 0.17617 | 0 | Commercial | [7 empty] | 8 | 0.84 |  |  |  | 0 | 1 | 0 | 0 | 0 | 0 | 0 | 0 | 0 | 0 | 0 | 0 | 2009 Qtr 1: 1; 2009 Qtr 2: 0; 2009 Qtr 3: 0; 2009 Qtr 4: 0; 2010 Qtr 1: 0; 2010 Qtr 2: 0; 2010 Qtr 3: 0; 2010 Qtr 4: 0; 2011 Qtr 1: 0; 2011 Qtr 2: 0; 2011 Qtr 3: 0; 2011 Qtr 4: 0 | 1
0 | 234294-Lighting-Occupancy Sensor-Wallbox Lghtng Snsr-Tr1 |  | System | Commercial | 23-RTL-Retail–SingleStorylarge-LIT_INT | 0 |  |  |  |  | 42.262 | 40 | 0 | 0 | 0 | 2.262 | 213.759 |  | kWh | 0.17617 | 0 | Commercial | [7 empty] | 8 | 0.84 |  |  |  | 0 | 1 | 0 | 0 | 0 | 0 | 0 | 0 | 0 | 0 | 0 | 0 | 2009 Qtr 1: 1; 2009 Qtr 2: 0; 2009 Qtr 3: 0; 2009 Qtr 4: 0; 2010 Qtr 1: 0; 2010 Qtr 2: 0; 2010 Qtr 3: 0; 2010 Qtr 4: 0; 2011 Qtr 1: 0; 2011 Qtr 2: 0; 2011 Qtr 3: 0; 2011 Qtr 4: 0 | 1
0 | 234049-Lighting-LED Exit Sign New Sign |  | System | Commercial | 25-SCN-Storage–Conditioned-Exit | 0 |  |  |  |  | 64.8921 | 45 | 0 | 0 | 0 | 19.8921 | 351.311 |  | kWh | 0 | 0 | Commercial | [7 empty] | 16 | 0.85 |  |  |  | 0 | 1 | 0 | 0 | 0 | 0 | 0 | 0 | 0 | 0 | 0 | 0 | 2009 Qtr 1: 1; 2009 Qtr 2: 0; 2009 Qtr 3: 0; 2009 Qtr 4: 0; 2010 Qtr 1: 0; 2010 Qtr 2: 0; 2010 Qtr 3: 0; 2010 Qtr 4: 0; 2011 Qtr 1: 0; 2011 Qtr 2: 0; 2011 Qtr 3: 0; 2011 Qtr 4: 0 | 1
0 | 234049-Lighting-LED Exit Sign New Sign |  | System | Commercial | 25-SCN-Storage–Conditioned-Exit | 0 |  |  |  |  | 64.8921 | 45 | 0 | 0 | 0 | 19.8921 | 351.311 |  | kWh | 0 | 0 | Commercial | [7 empty] | 16 | 0.85 |  |  |  | 0 | 3 | 0 | 0 | 0 | 0 | 0 | 0 | 0 | 0 | 0 | 0 | 2009 Qtr 1: 3; 2009 Qtr 2: 0; 2009 Qtr 3: 0; 2009 Qtr 4: 0; 2010 Qtr 1: 0; 2010 Qtr 2: 0; 2010 Qtr 3: 0; 2010 Qtr 4: 0; 2011 Qtr 1: 0; 2011 Qtr 2: 0; 2011 Qtr 3: 0; 2011 Qtr 4: 0 | 3
0 | 234294-Lighting-Occupancy Sensor-Wallbox Lghtng Snsr-Tr1 |  | System | Commercial | 23-RTL-Retail–SingleStorylarge-LIT_INT | 0 |  |  |  |  | 42.262 | 40 | 0 | 0 | 0 | 2.262 | 213.759 |  | kWh | 0.17617 | 0 | Commercial | [7 empty] | 8 | 0.84 |  |  |  | 0 | 3 | 0 | 0 | 0 | 0 | 0 | 0 | 0 | 0 | 0 | 0 | 2009 Qtr 1: 3; 2009 Qtr 2: 0; 2009 Qtr 3: 0; 2009 Qtr 4: 0; 2010 Qtr 1: 0; 2010 Qtr 2: 0; 2010 Qtr 3: 0; 2010 Qtr 4: 0; 2011 Qtr 1: 0; 2011 Qtr 2: 0; 2011 Qtr 3: 0; 2011 Qtr 4: 0 | 3
0 | 234294-Lighting-Occupancy Sensor-Wallbox Lghtng Snsr-Tr1 |  | System | Commercial | 23-RTL-Retail–SingleStorylarge-LIT_INT | 0 |  |  |  |  | 42.262 | 40 | 0 | 0 | 0 | 2.262 | 213.759 |  | kWh | 0.17617 | 0 | Commercial | [7 empty] | 8 | 0.84 |  |  |  | 0 | 1 | 0 | 0 | 0 | 0 | 0 | 0 | 0 | 0 | 0 | 0 | 2009 Qtr 1: 1; 2009 Qtr 2: 0; 2009 Qtr 3: 0; 2009 Qtr 4: 0; 2010 Qtr 1: 0; 2010 Qtr 2: 0; 2010 Qtr 3: 0; 2010 Qtr 4: 0; 2011 Qtr 1: 0; 2011 Qtr 2: 0; 2011 Qtr 3: 0; 2011 Qtr 4: 0 | 1
0 | 234294-Lighting-Occupancy Sensor-Wallbox Lghtng Snsr-Tr1 |  | System | Commercial | 23-RTL-Retail–SingleStorylarge-LIT_INT | 0 |  |  |  |  | 42.262 | 40 | 0 | 0 | 0 | 2.262 | 213.759 |  | kWh | 0.17617 | 0 | Commercial | [7 empty] | 8 | 0.84 |  |  |  | 0 | 2 | 0 | 0 | 0 | 0 | 0 | 0 | 0 | 0 | 0 | 0 | 2009 Qtr 1: 2; 2009 Qtr 2: 0; 2009 Qtr 3: 0; 2009 Qtr 4: 0; 2010 Qtr 1: 0; 2010 Qtr 2: 0; 2010 Qtr 3: 0; 2010 Qtr 4: 0; 2011 Qtr 1: 0; 2011 Qtr 2: 0; 2011 Qtr 3: 0; 2011 Qtr 4: 0 | 2
0 | 234049-Lighting-LED Exit Sign New Sign |  | System | Commercial | 25-SCN-Storage–Conditioned-Exit | 0 |  |  |  |  | 64.8921 | 45 | 0 | 0 | 0 | 19.8921 | 351.311 |  | kWh | 0 | 0 | Commercial | [7 empty] | 16 | 0.85 |  |  |  | 0 | 2 | 0 | 0 | 0 | 0 | 0 | 0 | 0 | 0 | 0 | 0 | 2009 Qtr 1: 2; 2009 Qtr 2: 0; 2009 Qtr 3: 0; 2009 Qtr 4: 0; 2010 Qtr 1: 0; 2010 Qtr 2: 0; 2010 Qtr 3: 0; 2010 Qtr 4: 0; 2011 Qtr 1: 0; 2011 Qtr 2: 0; 2011 Qtr 3: 0; 2011 Qtr 4: 0 | 2
0 | 234049-Lighting-LED Exit Sign New Sign |  | System | Commercial | 25-SCN-Storage–Conditioned-Exit | 0 |  |  |  |  | 64.8921 | 45 | 0 | 0 | 0 | 19.8921 | 351.311 |  | kWh | 0 | 0 | Commercial | [7 empty] | 16 | 0.85 |  |  |  | 0 | 1 | 0 | 0 | 0 | 0 | 0 | 0 | 0 | 0 | 0 | 0 | 2009 Qtr 1: 1; 2009 Qtr 2: 0; 2009 Qtr 3: 0; 2009 Qtr 4: 0; 2010 Qtr 1: 0; 2010 Qtr 2: 0; 2010 Qtr 3: 0; 2010 Qtr 4: 0; 2011 Qtr 1: 0; 2011 Qtr 2: 0; 2011 Qtr 3: 0; 2011 Qtr 4: 0 | 1
0 | 234294-Lighting-Occupancy Sensor-Wallbox Lghtng Snsr-Tr1 |  | System | Commercial | 23-RTL-Retail–SingleStorylarge-LIT_INT | 0 |  |  |  |  | 42.262 | 40 | 0 | 0 | 0 | 2.262 | 213.759 |  | kWh | 0.17617 | 0 | Commercial | [7 empty] | 8 | 0.84 |  |  |  | 0 | 2 | 0 | 0 | 0 | 0 | 0 | 0 | 0 | 0 | 0 | 0 | 2009 Qtr 1: 2; 2009 Qtr 2: 0; 2009 Qtr 3: 0; 2009 Qtr 4: 0; 2010 Qtr 1: 0; 2010 Qtr 2: 0; 2010 Qtr 3: 0; 2010 Qtr 4: 0; 2011 Qtr 1: 0; 2011 Qtr 2: 0; 2011 Qtr 3: 0; 2011 Qtr 4: 0 | 2
0 | 234330-Premium T8 with T12 40 Watt Baseline - Tr1 |  | System | Commercial | 01-ALC-AllCommercial-IntLight | 0 |  |  |  |  | 27.6532 | 13.1897 | 0 | 0 | 0 | 14.4636 | 83.5202 |  | kWh | 0.017351 | 0 | Commercial | [7 empty] | 15 | 0.78 |  |  |  | 0 | 120.0939 | 0 | 0 | 0 | 0 | 0 | 0 | 0 | 0 | 0 | 0 | 2009 Qtr 1: 0; 2009 Qtr 2: 0; 2009 Qtr 3: 120.0939; 2009 Qtr 4: 0; 2010 Qtr 1: 0; 2010 Qtr 2: 0; 2010 Qtr 3: 0; 2010 Qtr 4: 0; 2011 Qtr 1: 0; 2011 Qtr 2: 0; 2011 Qtr 3: 0; 2011 Qtr 4: 0 | 120.0939
0 | 234303-Lighting-Remove 4 Ft Lamp (De-Lamp) - Tr1 |  | System | Commercial | [6 empty] | 12.3596 | 16.4871 | 0 | 0 | 0 | -4.1275 | 137.2559 |  | 0 | 0.026384 | -2.5676 | Commercial |  | Winter Only | [5 empty] | 15 | 0.77 |  |  |  | 0 | 10.9176 | 0 | 0 | 0 | 0 | 0 | 0 | 0 | 0 | 0 | 0 | 2009 Qtr 1: 0; 2009 Qtr 2: 0; 2009 Qtr 3: 10.9176; 2009 Qtr 4: 0; 2010 Qtr 1: 0; 2010 Qtr 2: 0; 2010 Qtr 3: 0; 2010 Qtr 4: 0; 2011 Qtr 1: 0; 2011 Qtr 2: 0; 2011 Qtr 3: 0; 2011 Qtr 4: 0 | 10.9176
0 | 234049-Lighting-LED Exit Sign New Sign |  | System | Commercial | 25-SCN-Storage–Conditioned-Exit | 0 |  |  |  |  | 64.8921 | 45 | 0 | 0 | 0 | 19.8921 | 351.311 |  | kWh | 0 | 0 | Commercial | [7 empty] | 16 | 0.85 |  |  |  | 0 | 1 | 0 | 0 | 0 | 0 | 0 | 0 | 0 | 0 | 0 | 0 | 2009 Qtr 1: 1; 2009 Qtr 2: 0; 2009 Qtr 3: 0; 2009 Qtr 4: 0; 2010 Qtr 1: 0; 2010 Qtr 2: 0; 2010 Qtr 3: 0; 2010 Qtr 4: 0; 2011 Qtr 1: 0; 2011 Qtr 2: 0; 2011 Qtr 3: 0; 2011 Qtr 4: 0 | 1
0 | 234294-Lighting-Occupancy Sensor-Wallbox Lghtng Snsr-Tr1 |  | System | Commercial | 23-RTL-Retail–SingleStorylarge-LIT_INT | 0 |  |  |  |  | 42.262 | 40 | 0 | 0 | 0 | 2.262 | 213.759 |  | kWh | 0.17617 | 0 | Commercial | [7 empty] | 8 | 0.84 |  |  |  | 0 | 1 | 0 | 0 | 0 | 0 | 0 | 0 | 0 | 0 | 0 | 0 | 2009 Qtr 1: 1; 2009 Qtr 2: 0; 2009 Qtr 3: 0; 2009 Qtr 4: 0; 2010 Qtr 1: 0; 2010 Qtr 2: 0; 2010 Qtr 3: 0; 2010 Qtr 4: 0; 2011 Qtr 1: 0; 2011 Qtr 2: 0; 2011 Qtr 3: 0; 2011 Qtr 4: 0 | 1
0 | 234294-Lighting-Occupancy Sensor-Wallbox Lghtng Snsr-Tr1 |  | System | Commercial | 23-RTL-Retail–SingleStorylarge-LIT_INT | 0 |  |  |  |  | 42.262 | 40 | 0 | 0 | 0 | 2.262 | 213.759 |  | kWh | 0.17617 | 0 | Commercial | [7 empty] | 8 | 0.84 |  |  |  | 0 | 1 | 0 | 0 | 0 | 0 | 0 | 0 | 0 | 0 | 0 | 0 | 2009 Qtr 1: 1; 2009 Qtr 2: 0; 2009 Qtr 3: 0; 2009 Qtr 4: 0; 2010 Qtr 1: 0; 2010 Qtr 2: 0; 2010 Qtr 3: 0; 2010 Qtr 4: 0; 2011 Qtr 1: 0; 2011 Qtr 2: 0; 2011 Qtr 3: 0; 2011 Qtr 4: 0 | 1
0 | 234049-Lighting-LED Exit Sign New Sign |  | System | Commercial | 25-SCN-Storage–Conditioned-Exit | 0 |  |  |  |  | 64.8921 | 45 | 0 | 0 | 0 | 19.8921 | 351.311 |  | kWh | 0 | 0 | Commercial | [7 empty] | 16 | 0.85 |  |  |  | 0 | 2 | 0 | 0 | 0 | 0 | 0 | 0 | 0 | 0 | 0 | 0 | 2009 Qtr 1: 2; 2009 Qtr 2: 0; 2009 Qtr 3: 0; 2009 Qtr 4: 0; 2010 Qtr 1: 0; 2010 Qtr 2: 0; 2010 Qtr 3: 0; 2010 Qtr 4: 0; 2011 Qtr 1: 0; 2011 Qtr 2: 0; 2011 Qtr 3: 0; 2011 Qtr 4: 0 | 2
0 | 234063-Refrigeration - Anti-Sweat Heater Controls |  | System | Commercial | 09-GRO-Grocery-REFG | 0 |  |  |  |  | 56 | 26.7137 | 0 | 0 | 0 | 29.2863 | 343 |  | kWh | 0.022 | 0 | Commercial | [7 empty] | 12 | 0.7 |  |  |  | 0 | 62 | 0 | 0 | 0 | 0 | 0 | 0 | 0 | 0 | 0 | 0 | 2009 Qtr 1: 0; 2009 Qtr 2: 0; 2009 Qtr 3: 62; 2009 Qtr 4: 0; 2010 Qtr 1: 0; 2010 Qtr 2: 0; 2010 Qtr 3: 0; 2010 Qtr 4: 0; 2011 Qtr 1: 0; 2011 Qtr 2: 0; 2011 Qtr 3: 0; 2011 Qtr 4: 0 | 62
0 | 234126-Refrigeration - Efficient Evap Fan Motor Electronically Commutated Motor (ECM) |  | System | Commercial | 09-GRO-Grocery-REFG | 0 |  |  |  |  | 6.7904 | 150 | 0 | 0 | 0 | -143.2096 | 116.369 |  | kWh | 0.015845 | -0.11528 | Commercial |  | Annual | [5 empty] | 15 | 0.7 |  |  |  | 0 | 9 | 0 | 0 | 0 | 0 | 0 | 0 | 0 | 0 | 0 | 0 | 2009 Qtr 1: 0; 2009 Qtr 2: 0; 2009 Qtr 3: 9; 2009 Qtr 4: 0; 2010 Qtr 1: 0; 2010 Qtr 2: 0; 2010 Qtr 3: 0; 2010 Qtr 4: 0; 2011 Qtr 1: 0; 2011 Qtr 2: 0; 2011 Qtr 3: 0; 2011 Qtr 4: 0 | 9
0 | 234084-Refrigeration -Cooler/Freezer Door Gaskets - Solid Doors: Cooler |  | System | Commercial | 09-GRO-Grocery-REFG | 0 |  |  |  |  | 2.2498 | 4 | 0 | 0 | 0 | -1.7502 | 104.55 |  | kWh | 0.01195 | 0 | Commercial | [7 empty] | 4 | 0.76 |  |  |  | 0 | 245 | 0 | 0 | 0 | 0 | 0 | 0 | 0 | 0 | 0 | 0 | 2009 Qtr 1: 0; 2009 Qtr 2: 0; 2009 Qtr 3: 245; 2009 Qtr 4: 0; 2010 Qtr 1: 0; 2010 Qtr 2: 0; 2010 Qtr 3: 0; 2010 Qtr 4: 0; 2011 Qtr 1: 0; 2011 Qtr 2: 0; 2011 Qtr 3: 0; 2011 Qtr 4: 0 | 245
0 | 234330-Premium T8 with T12 40 Watt Baseline - Tr1 |  | System | Commercial | 01-ALC-AllCommercial-IntLight | 0 |  |  |  |  | 27.6532 | 13.1897 | 0 | 0 | 0 | 14.4636 | 83.5202 |  | kWh | 0.017351 | 0 | Commercial | [7 empty] | 15 | 0.78 |  |  |  | 0 | 70.9646 | 0 | 0 | 0 | 0 | 0 | 0 | 0 | 0 | 0 | 0 | 2009 Qtr 1: 0; 2009 Qtr 2: 0; 2009 Qtr 3: 0; 2009 Qtr 4: 70.9646; 2010 Qtr 1: 0; 2010 Qtr 2: 0; 2010 Qtr 3: 0; 2010 Qtr 4: 0; 2011 Qtr 1: 0; 2011 Qtr 2: 0; 2011 Qtr 3: 0; 2011 Qtr 4: 0 | 70.9646
0 | 234303-Lighting-Remove 4 Ft Lamp (De-Lamp) - Tr1 |  | System | Commercial | [6 empty] | 12.3596 | 16.4871 | 0 | 0 | 0 | -4.1275 | 137.2559 |  | 0 | 0.026384 | -2.5676 | Commercial |  | Winter Only | [5 empty] | 15 | 0.77 |  |  |  | 0 | 70.9646 | 0 | 0 | 0 | 0 | 0 | 0 | 0 | 0 | 0 | 0 | 2009 Qtr 1: 0; 2009 Qtr 2: 0; 2009 Qtr 3: 0; 2009 Qtr 4: 70.9646; 2010 Qtr 1: 0; 2010 Qtr 2: 0; 2010 Qtr 3: 0; 2010 Qtr 4: 0; 2011 Qtr 1: 0; 2011 Qtr 2: 0; 2011 Qtr 3: 0; 2011 Qtr 4: 0 | 70.9646
0 | 234148-Premium T8 with T12 40 Watt Baseline |  | System | Commercial | 18-OFS-Office–Small-IntLight | 0 |  |  |  |  | 27.6544 | 13.1897 | 0 | 0 | 0 | 14.4647 | 94.2079 |  | kWh | 0.016987 | 0 | Commercial | [7 empty] | 15 | 0.78 |  |  |  | 0 | 36.3921 | 0 | 0 | 0 | 0 | 0 | 0 | 0 | 0 | 0 | 0 | 2009 Qtr 1: 0; 2009 Qtr 2: 0; 2009 Qtr 3: 36.3921; 2009 Qtr 4: 0; 2010 Qtr 1: 0; 2010 Qtr 2: 0; 2010 Qtr 3: 0; 2010 Qtr 4: 0; 2011 Qtr 1: 0; 2011 Qtr 2: 0; 2011 Qtr 3: 0; 2011 Qtr 4: 0 | 36.3921
0 | 234053-Lighting-Remove 4 Ft Lamp (De-Lamp) |  | System | Commercial | 18-OFS-Office–Small-IntLight | 0 |  |  |  |  | 24.7307 | 16.4871 | 0 | 0 | 0 | 8.2436 | 78.8486 |  | kWh | 0.050805 | 0 | Commercial | [7 empty] | 15 | 0.77 |  |  |  | 0 | 36.3921 | 0 | 0 | 0 | 0 | 0 | 0 | 0 | 0 | 0 | 0 | 2009 Qtr 1: 0; 2009 Qtr 2: 0; 2009 Qtr 3: 36.3921; 2009 Qtr 4: 0; 2010 Qtr 1: 0; 2010 Qtr 2: 0; 2010 Qtr 3: 0; 2010 Qtr 4: 0; 2011 Qtr 1: 0; 2011 Qtr 2: 0; 2011 Qtr 3: 0; 2011 Qtr 4: 0 | 36.3921
0 | 234207-Lighting-8 Ft T-8 with Elec Ballast-Tr1 |  | System | Commercial | 01-ALC-AllCommercial-IntLight | 0 |  |  |  |  | 35.6901 | 21.9828 | 0 | 0 | 0 | 13.7073 | 45.8368 |  | kWh | 0.0098893 | 0 | Commercial | [7 empty] | 15 | 0.78 |  |  |  | 0 | 23.6549 | 0 | 0 | 0 | 0 | 0 | 0 | 0 | 0 | 0 | 0 | 2009 Qtr 1: 0; 2009 Qtr 2: 0; 2009 Qtr 3: 23.6549; 2009 Qtr 4: 0; 2010 Qtr 1: 0; 2010 Qtr 2: 0; 2010 Qtr 3: 0; 2010 Qtr 4: 0; 2011 Qtr 1: 0; 2011 Qtr 2: 0; 2011 Qtr 3: 0; 2011 Qtr 4: 0 | 23.6549
0 | 234306-Lighting-Remove 8 Ft Lamp (De-Lamp) - Tr1 |  | System | Commercial | 23-RTL-Retail–SingleStorylarge-LIT_INT | 0 |  |  |  |  | 28.4369 | 27.4785 | 0 | 0 | 0 | 0.95836 | 366.7521 |  | kWh | 0.077777 | 0 | Commercial | [7 empty] | 15 | 0.77 |  |  |  | 0 | 23.6549 | 0 | 0 | 0 | 0 | 0 | 0 | 0 | 0 | 0 | 0 | 2009 Qtr 1: 0; 2009 Qtr 2: 0; 2009 Qtr 3: 23.6549; 2009 Qtr 4: 0; 2010 Qtr 1: 0; 2010 Qtr 2: 0; 2010 Qtr 3: 0; 2010 Qtr 4: 0; 2011 Qtr 1: 0; 2011 Qtr 2: 0; 2011 Qtr 3: 0; 2011 Qtr 4: 0 | 23.6549
0 | 234331-Premium T8 with T12 40 Watt Baseline - Tr2 |  | System | Commercial | 01-ALC-AllCommercial-IntLight | 0 |  |  |  |  | 27.653 | 9.8923 | 0 | 0 | 0 | 17.7607 | 58.062 |  | kWh | 0.017133 | 0 | Commercial | [7 empty] | 15 | 0.78 |  |  |  | 0 | 69.145 | 0 | 0 | 0 | 0 | 0 | 0 | 0 | 0 | 0 | 0 | 2009 Qtr 1: 0; 2009 Qtr 2: 0; 2009 Qtr 3: 0; 2009 Qtr 4: 69.145; 2010 Qtr 1: 0; 2010 Qtr 2: 0; 2010 Qtr 3: 0; 2010 Qtr 4: 0; 2011 Qtr 1: 0; 2011 Qtr 2: 0; 2011 Qtr 3: 0; 2011 Qtr 4: 0 | 69.145
0 | 234304-Lighting-Remove 4 Ft Lamp (De-Lamp) - Tr2 |  | System | Commercial | [6 empty] | 12.3587 | 12.3653 | 0 | 0 | 0 | -0.0066231 | 137.2559 |  | 0 | 0.026384 | -2.5676 | Commercial | [7 empty] | 15 | 0.77 |  |  |  | 0 | 69.145 | 0 | 0 | 0 | 0 | 0 | 0 | 0 | 0 | 0 | 0 | 2009 Qtr 1: 0; 2009 Qtr 2: 0; 2009 Qtr 3: 0; 2009 Qtr 4: 69.145; 2010 Qtr 1: 0; 2010 Qtr 2: 0; 2010 Qtr 3: 0; 2010 Qtr 4: 0; 2011 Qtr 1: 0; 2011 Qtr 2: 0; 2011 Qtr 3: 0; 2011 Qtr 4: 0 | 69.145
0 | 234049-Lighting-LED Exit Sign New Sign |  | System | Commercial | 25-SCN-Storage–Conditioned-Exit | 0 |  |  |  |  | 64.8921 | 45 | 0 | 0 | 0 | 19.8921 | 351.311 |  | kWh | 0 | 0 | Commercial | [7 empty] | 16 | 0.85 |  |  |  | 0 | 1 | 0 | 0 | 0 | 0 | 0 | 0 | 0 | 0 | 0 | 0 | 2009 Qtr 1: 1; 2009 Qtr 2: 0; 2009 Qtr 3: 0; 2009 Qtr 4: 0; 2010 Qtr 1: 0; 2010 Qtr 2: 0; 2010 Qtr 3: 0; 2010 Qtr 4: 0; 2011 Qtr 1: 0; 2011 Qtr 2: 0; 2011 Qtr 3: 0; 2011 Qtr 4: 0 | 1
0 | 234294-Lighting-Occupancy Sensor-Wallbox Lghtng Snsr-Tr1 |  | System | Commercial | 23-RTL-Retail–SingleStorylarge-LIT_INT | 0 |  |  |  |  | 42.262 | 40 | 0 | 0 | 0 | 2.262 | 213.759 |  | kWh | 0.17617 | 0 | Commercial | [7 empty] | 8 | 0.84 |  |  |  | 0 | 2 | 0 | 0 | 0 | 0 | 0 | 0 | 0 | 0 | 0 | 0 | 2009 Qtr 1: 2; 2009 Qtr 2: 0; 2009 Qtr 3: 0; 2009 Qtr 4: 0; 2010 Qtr 1: 0; 2010 Qtr 2: 0; 2010 Qtr 3: 0; 2010 Qtr 4: 0; 2011 Qtr 1: 0; 2011 Qtr 2: 0; 2011 Qtr 3: 0; 2011 Qtr 4: 0 | 2
0 | 234294-Lighting-Occupancy Sensor-Wallbox Lghtng Snsr-Tr1 |  | System | Commercial | 23-RTL-Retail–SingleStorylarge-LIT_INT | 0 |  |  |  |  | 42.262 | 40 | 0 | 0 | 0 | 2.262 | 213.759 |  | kWh | 0.17617 | 0 | Commercial | [7 empty] | 8 | 0.84 |  |  |  | 0 | 1 | 0 | 0 | 0 | 0 | 0 | 0 | 0 | 0 | 0 | 0 | 2009 Qtr 1: 1; 2009 Qtr 2: 0; 2009 Qtr 3: 0; 2009 Qtr 4: 0; 2010 Qtr 1: 0; 2010 Qtr 2: 0; 2010 Qtr 3: 0; 2010 Qtr 4: 0; 2011 Qtr 1: 0; 2011 Qtr 2: 0; 2011 Qtr 3: 0; 2011 Qtr 4: 0 | 1
0 | 234049-Lighting-LED Exit Sign New Sign |  | System | Commercial | 25-SCN-Storage–Conditioned-Exit | 0 |  |  |  |  | 64.8921 | 45 | 0 | 0 | 0 | 19.8921 | 351.311 |  | kWh | 0 | 0 | Commercial | [7 empty] | 16 | 0.85 |  |  |  | 0 | 1 | 0 | 0 | 0 | 0 | 0 | 0 | 0 | 0 | 0 | 0 | 2009 Qtr 1: 1; 2009 Qtr 2: 0; 2009 Qtr 3: 0; 2009 Qtr 4: 0; 2010 Qtr 1: 0; 2010 Qtr 2: 0; 2010 Qtr 3: 0; 2010 Qtr 4: 0; 2011 Qtr 1: 0; 2011 Qtr 2: 0; 2011 Qtr 3: 0; 2011 Qtr 4: 0 | 1
0 | 234049-Lighting-LED Exit Sign New Sign |  | System | Commercial | 25-SCN-Storage–Conditioned-Exit | 0 |  |  |  |  | 64.8921 | 28.45 | 0 | 0 | 0 | 36.4421 | 351.311 |  | kWh | 0 | 0 | Commercial | [7 empty] | 16 | 0.85 |  |  |  | 0 | 1 | 0 | 0 | 0 | 0 | 0 | 0 | 0 | 0 | 0 | 0 | 2009 Qtr 1: 1; 2009 Qtr 2: 0; 2009 Qtr 3: 0; 2009 Qtr 4: 0; 2010 Qtr 1: 0; 2010 Qtr 2: 0; 2010 Qtr 3: 0; 2010 Qtr 4: 0; 2011 Qtr 1: 0; 2011 Qtr 2: 0; 2011 Qtr 3: 0; 2011 Qtr 4: 0 | 1
0 | 234294-Lighting-Occupancy Sensor-Wallbox Lghtng Snsr-Tr1 |  | System | Commercial | 23-RTL-Retail–SingleStorylarge-LIT_INT | 0 |  |  |  |  | 42.262 | 40 | 0 | 0 | 0 | 2.262 | 213.759 |  | kWh | 0.17617 | 0 | Commercial | [7 empty] | 8 | 0.84 |  |  |  | 0 | 2 | 0 | 0 | 0 | 0 | 0 | 0 | 0 | 0 | 0 | 0 | 2009 Qtr 1: 2; 2009 Qtr 2: 0; 2009 Qtr 3: 0; 2009 Qtr 4: 0; 2010 Qtr 1: 0; 2010 Qtr 2: 0; 2010 Qtr 3: 0; 2010 Qtr 4: 0; 2011 Qtr 1: 0; 2011 Qtr 2: 0; 2011 Qtr 3: 0; 2011 Qtr 4: 0 | 2
0 | 234049-Lighting-LED Exit Sign New Sign |  | System | Commercial | 25-SCN-Storage–Conditioned-Exit | 0 |  |  |  |  | 64.8921 | 45 | 0 | 0 | 0 | 19.8921 | 351.311 |  | kWh | 0 | 0 | Commercial | [7 empty] | 16 | 0.85 |  |  |  | 0 | 3 | 0 | 0 | 0 | 0 | 0 | 0 | 0 | 0 | 0 | 0 | 2009 Qtr 1: 3; 2009 Qtr 2: 0; 2009 Qtr 3: 0; 2009 Qtr 4: 0; 2010 Qtr 1: 0; 2010 Qtr 2: 0; 2010 Qtr 3: 0; 2010 Qtr 4: 0; 2011 Qtr 1: 0; 2011 Qtr 2: 0; 2011 Qtr 3: 0; 2011 Qtr 4: 0 | 3
0 | 234330-Premium T8 with T12 40 Watt Baseline - Tr1 |  | System | Commercial | 01-ALC-AllCommercial-IntLight | 0 |  |  |  |  | 27.6532 | 13.1897 | 0 | 0 | 0 | 14.4636 | 83.5202 |  | kWh | 0.017351 | 0 | Commercial | [7 empty] | 15 | 0.78 |  |  |  | 0 | 40.0313 | 0 | 0 | 0 | 0 | 0 | 0 | 0 | 0 | 0 | 0 | 2009 Qtr 1: 0; 2009 Qtr 2: 0; 2009 Qtr 3: 0; 2009 Qtr 4: 40.0313; 2010 Qtr 1: 0; 2010 Qtr 2: 0; 2010 Qtr 3: 0; 2010 Qtr 4: 0; 2011 Qtr 1: 0; 2011 Qtr 2: 0; 2011 Qtr 3: 0; 2011 Qtr 4: 0 | 40.0313
0 | 234126-Refrigeration - Efficient Evap Fan Motor Electronically Commutated Motor (ECM) |  | System | Commercial | 09-GRO-Grocery-REFG | 0 |  |  |  |  | 6.7904 | 150 | 0 | 0 | 0 | -143.2096 | 116.369 |  | kWh | 0.015845 | -0.11528 | Commercial |  | Annual | [5 empty] | 15 | 0.7 |  |  |  | 0 | 5 | 0 | 0 | 0 | 0 | 0 | 0 | 0 | 0 | 0 | 0 | 2009 Qtr 1: 0; 2009 Qtr 2: 0; 2009 Qtr 3: 5; 2009 Qtr 4: 0; 2010 Qtr 1: 0; 2010 Qtr 2: 0; 2010 Qtr 3: 0; 2010 Qtr 4: 0; 2011 Qtr 1: 0; 2011 Qtr 2: 0; 2011 Qtr 3: 0; 2011 Qtr 4: 0 | 5
0 | 234049-Lighting-LED Exit Sign New Sign |  | System | Commercial | 25-SCN-Storage–Conditioned-Exit | 0 |  |  |  |  | 64.8921 | 45 | 0 | 0 | 0 | 19.8921 | 351.311 |  | kWh | 0 | 0 | Commercial | [7 empty] | 16 | 0.85 |  |  |  | 0 | 1 | 0 | 0 | 0 | 0 | 0 | 0 | 0 | 0 | 0 | 0 | 2009 Qtr 1: 1; 2009 Qtr 2: 0; 2009 Qtr 3: 0; 2009 Qtr 4: 0; 2010 Qtr 1: 0; 2010 Qtr 2: 0; 2010 Qtr 3: 0; 2010 Qtr 4: 0; 2011 Qtr 1: 0; 2011 Qtr 2: 0; 2011 Qtr 3: 0; 2011 Qtr 4: 0 | 1
0 | 234294-Lighting-Occupancy Sensor-Wallbox Lghtng Snsr-Tr1 |  | System | Commercial | 23-RTL-Retail–SingleStorylarge-LIT_INT | 0 |  |  |  |  | 42.262 | 40 | 0 | 0 | 0 | 2.262 | 213.759 |  | kWh | 0.17617 | 0 | Commercial | [7 empty] | 8 | 0.84 |  |  |  | 0 | 1 | 0 | 0 | 0 | 0 | 0 | 0 | 0 | 0 | 0 | 0 | 2009 Qtr 1: 1; 2009 Qtr 2: 0; 2009 Qtr 3: 0; 2009 Qtr 4: 0; 2010 Qtr 1: 0; 2010 Qtr 2: 0; 2010 Qtr 3: 0; 2010 Qtr 4: 0; 2011 Qtr 1: 0; 2011 Qtr 2: 0; 2011 Qtr 3: 0; 2011 Qtr 4: 0 | 1
0 | 234360-Lighting-IntrHiByLnrFlscntFxtr244wrplc400w(TrI)Tr1 |  | System | Commercial | [6 empty] | 282.4319 | 153.8404 | 0 | 0 | 0 | 128.5914 | 0 |  | 0 | 0.224 | -7.1132 | Commercial |  | Winter Only | [5 empty] | 15 | 0.78 |  |  |  | 0 | 15.6006 | 0 | 0 | 0 | 0 | 0 | 0 | 0 | 0 | 0 | 0 | 2009 Qtr 1: 0; 2009 Qtr 2: 0; 2009 Qtr 3: 0; 2009 Qtr 4: 15.6006; 2010 Qtr 1: 0; 2010 Qtr 2: 0; 2010 Qtr 3: 0; 2010 Qtr 4: 0; 2011 Qtr 1: 0; 2011 Qtr 2: 0; 2011 Qtr 3: 0; 2011 Qtr 4: 0 | 15.6006
0 | 234285-Lighting-Occpncy Snsr-Hi-Bay integrated Snsr-Tr1 |  | System | Commercial | 01-ALC-AllCommercial-IntLight | 0 |  |  |  |  | 221.2703 | 95.5 | 0 | 0 | 0 | 125.7703 | 2503.6304 |  | kWh | 0.48559 | 0 | Commercial | [7 empty] | 8 | 0.84 |  |  |  | 0 | 16 | 0 | 0 | 0 | 0 | 0 | 0 | 0 | 0 | 0 | 0 | 2009 Qtr 1: 0; 2009 Qtr 2: 0; 2009 Qtr 3: 0; 2009 Qtr 4: 16; 2010 Qtr 1: 0; 2010 Qtr 2: 0; 2010 Qtr 3: 0; 2010 Qtr 4: 0; 2011 Qtr 1: 0; 2011 Qtr 2: 0; 2011 Qtr 3: 0; 2011 Qtr 4: 0 | 16
0 | 234330-Premium T8 with T12 40 Watt Baseline - Tr1 |  | System | Commercial | 01-ALC-AllCommercial-IntLight | 0 |  |  |  |  | 27.6532 | 13.1897 | 0 | 0 | 0 | 14.4636 | 83.5202 |  | kWh | 0.017351 | 0 | Commercial | [7 empty] | 15 | 0.78 |  |  |  | 0 | 25.4745 | 0 | 0 | 0 | 0 | 0 | 0 | 0 | 0 | 0 | 0 | 2009 Qtr 1: 0; 2009 Qtr 2: 0; 2009 Qtr 3: 0; 2009 Qtr 4: 25.4745; 2010 Qtr 1: 0; 2010 Qtr 2: 0; 2010 Qtr 3: 0; 2010 Qtr 4: 0; 2011 Qtr 1: 0; 2011 Qtr 2: 0; 2011 Qtr 3: 0; 2011 Qtr 4: 0 | 25.4745
0 | 234207-Lighting-8 Ft T-8 with Elec Ballast-Tr1 |  | System | Commercial | 01-ALC-AllCommercial-IntLight | 0 |  |  |  |  | 35.6901 | 21.9828 | 0 | 0 | 0 | 13.7073 | 45.8368 |  | kWh | 0.0098893 | 0 | Commercial | [7 empty] | 15 | 0.78 |  |  |  | 0 | 12.7372 | 0 | 0 | 0 | 0 | 0 | 0 | 0 | 0 | 0 | 0 | 2009 Qtr 1: 0; 2009 Qtr 2: 0; 2009 Qtr 3: 0; 2009 Qtr 4: 12.7372; 2010 Qtr 1: 0; 2010 Qtr 2: 0; 2010 Qtr 3: 0; 2010 Qtr 4: 0; 2011 Qtr 1: 0; 2011 Qtr 2: 0; 2011 Qtr 3: 0; 2011 Qtr 4: 0 | 12.7372
0 | 234126-Refrigeration - Efficient Evap Fan Motor Electronically Commutated Motor (ECM) |  | System | Commercial | 09-GRO-Grocery-REFG | 0 |  |  |  |  | 6.7904 | 150 | 0 | 0 | 0 | -143.2096 | 116.369 |  | kWh | 0.015845 | -0.11528 | Commercial |  | Annual | [5 empty] | 15 | 0.7 |  |  |  | 0 | 5 | 0 | 0 | 0 | 0 | 0 | 0 | 0 | 0 | 0 | 0 | 2009 Qtr 1: 0; 2009 Qtr 2: 0; 2009 Qtr 3: 5; 2009 Qtr 4: 0; 2010 Qtr 1: 0; 2010 Qtr 2: 0; 2010 Qtr 3: 0; 2010 Qtr 4: 0; 2011 Qtr 1: 0; 2011 Qtr 2: 0; 2011 Qtr 3: 0; 2011 Qtr 4: 0 | 5
0 | 234294-Lighting-Occupancy Sensor-Wallbox Lghtng Snsr-Tr1 |  | System | Commercial | 23-RTL-Retail–SingleStorylarge-LIT_INT | 0 |  |  |  |  | 42.262 | 40 | 0 | 0 | 0 | 2.262 | 213.759 |  | kWh | 0.17617 | 0 | Commercial | [7 empty] | 8 | 0.84 |  |  |  | 0 | 1 | 0 | 0 | 0 | 0 | 0 | 0 | 0 | 0 | 0 | 0 | 2009 Qtr 1: 1; 2009 Qtr 2: 0; 2009 Qtr 3: 0; 2009 Qtr 4: 0; 2010 Qtr 1: 0; 2010 Qtr 2: 0; 2010 Qtr 3: 0; 2010 Qtr 4: 0; 2011 Qtr 1: 0; 2011 Qtr 2: 0; 2011 Qtr 3: 0; 2011 Qtr 4: 0 | 1
0 | 234049-Lighting-LED Exit Sign New Sign |  | System | Commercial | 25-SCN-Storage–Conditioned-Exit | 0 |  |  |  |  | 64.8921 | 45 | 0 | 0 | 0 | 19.8921 | 351.311 |  | kWh | 0 | 0 | Commercial | [7 empty] | 16 | 0.85 |  |  |  | 0 | 1 | 0 | 0 | 0 | 0 | 0 | 0 | 0 | 0 | 0 | 0 | 2009 Qtr 1: 1; 2009 Qtr 2: 0; 2009 Qtr 3: 0; 2009 Qtr 4: 0; 2010 Qtr 1: 0; 2010 Qtr 2: 0; 2010 Qtr 3: 0; 2010 Qtr 4: 0; 2011 Qtr 1: 0; 2011 Qtr 2: 0; 2011 Qtr 3: 0; 2011 Qtr 4: 0 | 1
0 | 234330-Premium T8 with T12 40 Watt Baseline - Tr1 |  | System | Commercial | 01-ALC-AllCommercial-IntLight | 0 |  |  |  |  | 27.6532 | 13.1897 | 0 | 0 | 0 | 14.4636 | 83.5202 |  | kWh | 0.017351 | 0 | Commercial | [7 empty] | 15 | 0.78 |  |  |  | 0 | 25.4745 | 0 | 0 | 0 | 0 | 0 | 0 | 0 | 0 | 0 | 0 | 2009 Qtr 1: 0; 2009 Qtr 2: 0; 2009 Qtr 3: 25.4745; 2009 Qtr 4: 0; 2010 Qtr 1: 0; 2010 Qtr 2: 0; 2010 Qtr 3: 0; 2010 Qtr 4: 0; 2011 Qtr 1: 0; 2011 Qtr 2: 0; 2011 Qtr 3: 0; 2011 Qtr 4: 0 | 25.4745
0 | 234303-Lighting-Remove 4 Ft Lamp (De-Lamp) - Tr1 |  | System | Commercial | [6 empty] | 12.3596 | 16.4871 | 0 | 0 | 0 | -4.1275 | 137.2559 |  | 0 | 0.026384 | -2.5676 | Commercial |  | Winter Only | [5 empty] | 15 | 0.77 |  |  |  | 0 | 25.4745 | 0 | 0 | 0 | 0 | 0 | 0 | 0 | 0 | 0 | 0 | 2009 Qtr 1: 0; 2009 Qtr 2: 0; 2009 Qtr 3: 25.4745; 2009 Qtr 4: 0; 2010 Qtr 1: 0; 2010 Qtr 2: 0; 2010 Qtr 3: 0; 2010 Qtr 4: 0; 2011 Qtr 1: 0; 2011 Qtr 2: 0; 2011 Qtr 3: 0; 2011 Qtr 4: 0 | 25.4745
0 | 234294-Lighting-Occupancy Sensor-Wallbox Lghtng Snsr-Tr1 |  | System | Commercial | 23-RTL-Retail–SingleStorylarge-LIT_INT | 0 |  |  |  |  | 42.262 | 40 | 0 | 0 | 0 | 2.262 | 213.759 |  | kWh | 0.17617 | 0 | Commercial | [7 empty] | 8 | 0.84 |  |  |  | 0 | 1 | 0 | 0 | 0 | 0 | 0 | 0 | 0 | 0 | 0 | 0 | 2009 Qtr 1: 1; 2009 Qtr 2: 0; 2009 Qtr 3: 0; 2009 Qtr 4: 0; 2010 Qtr 1: 0; 2010 Qtr 2: 0; 2010 Qtr 3: 0; 2010 Qtr 4: 0; 2011 Qtr 1: 0; 2011 Qtr 2: 0; 2011 Qtr 3: 0; 2011 Qtr 4: 0 | 1
0 | 234331-Premium T8 with T12 40 Watt Baseline - Tr2 |  | System | Commercial | 01-ALC-AllCommercial-IntLight | 0 |  |  |  |  | 27.653 | 9.8923 | 0 | 0 | 0 | 17.7607 | 58.062 |  | kWh | 0.017133 | 0 | Commercial | [7 empty] | 15 | 0.78 |  |  |  | 0 | 14.5568 | 0 | 0 | 0 | 0 | 0 | 0 | 0 | 0 | 0 | 0 | 2009 Qtr 1: 0; 2009 Qtr 2: 0; 2009 Qtr 3: 14.5568; 2009 Qtr 4: 0; 2010 Qtr 1: 0; 2010 Qtr 2: 0; 2010 Qtr 3: 0; 2010 Qtr 4: 0; 2011 Qtr 1: 0; 2011 Qtr 2: 0; 2011 Qtr 3: 0; 2011 Qtr 4: 0 | 14.5568
0 | 234294-Lighting-Occupancy Sensor-Wallbox Lghtng Snsr-Tr1 |  | System | Commercial | 23-RTL-Retail–SingleStorylarge-LIT_INT | 0 |  |  |  |  | 42.262 | 40 | 0 | 0 | 0 | 2.262 | 213.759 |  | kWh | 0.17617 | 0 | Commercial | [7 empty] | 8 | 0.84 |  |  |  | 0 | 1 | 0 | 0 | 0 | 0 | 0 | 0 | 0 | 0 | 0 | 0 | 2009 Qtr 1: 1; 2009 Qtr 2: 0; 2009 Qtr 3: 0; 2009 Qtr 4: 0; 2010 Qtr 1: 0; 2010 Qtr 2: 0; 2010 Qtr 3: 0; 2010 Qtr 4: 0; 2011 Qtr 1: 0; 2011 Qtr 2: 0; 2011 Qtr 3: 0; 2011 Qtr 4: 0 | 1
0 | 234294-Lighting-Occupancy Sensor-Wallbox Lghtng Snsr-Tr1 |  | System | Commercial | 23-RTL-Retail–SingleStorylarge-LIT_INT | 0 |  |  |  |  | 42.262 | 40 | 0 | 0 | 0 | 2.262 | 213.759 |  | kWh | 0.17617 | 0 | Commercial | [7 empty] | 8 | 0.84 |  |  |  | 0 | 2 | 0 | 0 | 0 | 0 | 0 | 0 | 0 | 0 | 0 | 0 | 2009 Qtr 1: 2; 2009 Qtr 2: 0; 2009 Qtr 3: 0; 2009 Qtr 4: 0; 2010 Qtr 1: 0; 2010 Qtr 2: 0; 2010 Qtr 3: 0; 2010 Qtr 4: 0; 2011 Qtr 1: 0; 2011 Qtr 2: 0; 2011 Qtr 3: 0; 2011 Qtr 4: 0 | 2
0 | 234294-Lighting-Occupancy Sensor-Wallbox Lghtng Snsr-Tr1 |  | System | Commercial | 23-RTL-Retail–SingleStorylarge-LIT_INT | 0 |  |  |  |  | 42.262 | 40 | 0 | 0 | 0 | 2.262 | 213.759 |  | kWh | 0.17617 | 0 | Commercial | [7 empty] | 8 | 0.84 |  |  |  | 0 | 2 | 0 | 0 | 0 | 0 | 0 | 0 | 0 | 0 | 0 | 0 | 2009 Qtr 1: 2; 2009 Qtr 2: 0; 2009 Qtr 3: 0; 2009 Qtr 4: 0; 2010 Qtr 1: 0; 2010 Qtr 2: 0; 2010 Qtr 3: 0; 2010 Qtr 4: 0; 2011 Qtr 1: 0; 2011 Qtr 2: 0; 2011 Qtr 3: 0; 2011 Qtr 4: 0 | 2
0 | 234049-Lighting-LED Exit Sign New Sign |  | System | Commercial | 25-SCN-Storage–Conditioned-Exit | 0 |  |  |  |  | 64.8921 | 45 | 0 | 0 | 0 | 19.8921 | 351.311 |  | kWh | 0 | 0 | Commercial | [7 empty] | 16 | 0.85 |  |  |  | 0 | 1 | 0 | 0 | 0 | 0 | 0 | 0 | 0 | 0 | 0 | 0 | 2009 Qtr 1: 1; 2009 Qtr 2: 0; 2009 Qtr 3: 0; 2009 Qtr 4: 0; 2010 Qtr 1: 0; 2010 Qtr 2: 0; 2010 Qtr 3: 0; 2010 Qtr 4: 0; 2011 Qtr 1: 0; 2011 Qtr 2: 0; 2011 Qtr 3: 0; 2011 Qtr 4: 0 | 1
0 | 234294-Lighting-Occupancy Sensor-Wallbox Lghtng Snsr-Tr1 |  | System | Commercial | 23-RTL-Retail–SingleStorylarge-LIT_INT | 0 |  |  |  |  | 42.262 | 40 | 0 | 0 | 0 | 2.262 | 213.759 |  | kWh | 0.17617 | 0 | Commercial | [7 empty] | 8 | 0.84 |  |  |  | 0 | 1 | 0 | 0 | 0 | 0 | 0 | 0 | 0 | 0 | 0 | 0 | 2009 Qtr 1: 1; 2009 Qtr 2: 0; 2009 Qtr 3: 0; 2009 Qtr 4: 0; 2010 Qtr 1: 0; 2010 Qtr 2: 0; 2010 Qtr 3: 0; 2010 Qtr 4: 0; 2011 Qtr 1: 0; 2011 Qtr 2: 0; 2011 Qtr 3: 0; 2011 Qtr 4: 0 | 1
0 | 234049-Lighting-LED Exit Sign New Sign |  | System | Commercial | 25-SCN-Storage–Conditioned-Exit | 0 |  |  |  |  | 64.8921 | 45 | 0 | 0 | 0 | 19.8921 | 351.311 |  | kWh | 0 | 0 | Commercial | [7 empty] | 16 | 0.85 |  |  |  | 0 | 2 | 0 | 0 | 0 | 0 | 0 | 0 | 0 | 0 | 0 | 0 | 2009 Qtr 1: 2; 2009 Qtr 2: 0; 2009 Qtr 3: 0; 2009 Qtr 4: 0; 2010 Qtr 1: 0; 2010 Qtr 2: 0; 2010 Qtr 3: 0; 2010 Qtr 4: 0; 2011 Qtr 1: 0; 2011 Qtr 2: 0; 2011 Qtr 3: 0; 2011 Qtr 4: 0 | 2
0 | 234294-Lighting-Occupancy Sensor-Wallbox Lghtng Snsr-Tr1 |  | System | Commercial | 23-RTL-Retail–SingleStorylarge-LIT_INT | 0 |  |  |  |  | 42.262 | 40 | 0 | 0 | 0 | 2.262 | 213.759 |  | kWh | 0.17617 | 0 | Commercial | [7 empty] | 8 | 0.84 |  |  |  | 0 | 2 | 0 | 0 | 0 | 0 | 0 | 0 | 0 | 0 | 0 | 0 | 2009 Qtr 1: 2; 2009 Qtr 2: 0; 2009 Qtr 3: 0; 2009 Qtr 4: 0; 2010 Qtr 1: 0; 2010 Qtr 2: 0; 2010 Qtr 3: 0; 2010 Qtr 4: 0; 2011 Qtr 1: 0; 2011 Qtr 2: 0; 2011 Qtr 3: 0; 2011 Qtr 4: 0 | 2
0 | 234294-Lighting-Occupancy Sensor-Wallbox Lghtng Snsr-Tr1 |  | System | Commercial | 23-RTL-Retail–SingleStorylarge-LIT_INT | 0 |  |  |  |  | 42.262 | 40 | 0 | 0 | 0 | 2.262 | 213.759 |  | kWh | 0.17617 | 0 | Commercial | [7 empty] | 8 | 0.84 |  |  |  | 0 | 1 | 0 | 0 | 0 | 0 | 0 | 0 | 0 | 0 | 0 | 0 | 2009 Qtr 1: 1; 2009 Qtr 2: 0; 2009 Qtr 3: 0; 2009 Qtr 4: 0; 2010 Qtr 1: 0; 2010 Qtr 2: 0; 2010 Qtr 3: 0; 2010 Qtr 4: 0; 2011 Qtr 1: 0; 2011 Qtr 2: 0; 2011 Qtr 3: 0; 2011 Qtr 4: 0 | 1
0 | 234084-Refrigeration -Cooler/Freezer Door Gaskets - Solid Doors: Cooler |  | System | Commercial | 09-GRO-Grocery-REFG | 0 |  |  |  |  | 2.2498 | 4.0391 | 0 | 0 | 0 | -1.7893 | 104.55 |  | kWh | 0.01195 | 0 | Commercial | [7 empty] | 4 | 0.76 |  |  |  | 0 | 43 | 0 | 0 | 0 | 0 | 0 | 0 | 0 | 0 | 0 | 0 | 2009 Qtr 1: 0; 2009 Qtr 2: 0; 2009 Qtr 3: 43; 2009 Qtr 4: 0; 2010 Qtr 1: 0; 2010 Qtr 2: 0; 2010 Qtr 3: 0; 2010 Qtr 4: 0; 2011 Qtr 1: 0; 2011 Qtr 2: 0; 2011 Qtr 3: 0; 2011 Qtr 4: 0 | 43
0 | 234116-Refrigeration -Cooler/Freezer Door Gaskets - Solid Doors: Freezer |  | System | Commercial | 09-GRO-Grocery-REFG | 0 |  |  |  |  | 3.9975 | 4.0682 | 0 | 0 | 0 | -0.070711 | 104.55 |  | kWh | 0.01195 | 0 | Commercial | [7 empty] | 4 | 0.76 |  |  |  | 0 | 34 | 0 | 0 | 0 | 0 | 0 | 0 | 0 | 0 | 0 | 0 | 2009 Qtr 1: 0; 2009 Qtr 2: 0; 2009 Qtr 3: 34; 2009 Qtr 4: 0; 2010 Qtr 1: 0; 2010 Qtr 2: 0; 2010 Qtr 3: 0; 2010 Qtr 4: 0; 2011 Qtr 1: 0; 2011 Qtr 2: 0; 2011 Qtr 3: 0; 2011 Qtr 4: 0 | 34
0 | 234330-Premium T8 with T12 40 Watt Baseline - Tr1 |  | System | Commercial | 01-ALC-AllCommercial-IntLight | 0 |  |  |  |  | 27.6532 | 13.1897 | 0 | 0 | 0 | 14.4636 | 83.5202 |  | kWh | 0.017351 | 0 | Commercial | [7 empty] | 15 | 0.78 |  |  |  | 0 | 54.5881 | 0 | 0 | 0 | 0 | 0 | 0 | 0 | 0 | 0 | 0 | 2009 Qtr 1: 0; 2009 Qtr 2: 0; 2009 Qtr 3: 54.5881; 2009 Qtr 4: 0; 2010 Qtr 1: 0; 2010 Qtr 2: 0; 2010 Qtr 3: 0; 2010 Qtr 4: 0; 2011 Qtr 1: 0; 2011 Qtr 2: 0; 2011 Qtr 3: 0; 2011 Qtr 4: 0 | 54.5881
0 | 234049-Lighting-LED Exit Sign New Sign |  | System | Commercial | 25-SCN-Storage–Conditioned-Exit | 0 |  |  |  |  | 64.8921 | 45 | 0 | 0 | 0 | 19.8921 | 351.311 |  | kWh | 0 | 0 | Commercial | [7 empty] | 16 | 0.85 |  |  |  | 0 | 2 | 0 | 0 | 0 | 0 | 0 | 0 | 0 | 0 | 0 | 0 | 2009 Qtr 1: 2; 2009 Qtr 2: 0; 2009 Qtr 3: 0; 2009 Qtr 4: 0; 2010 Qtr 1: 0; 2010 Qtr 2: 0; 2010 Qtr 3: 0; 2010 Qtr 4: 0; 2011 Qtr 1: 0; 2011 Qtr 2: 0; 2011 Qtr 3: 0; 2011 Qtr 4: 0 | 2
0 | 234049-Lighting-LED Exit Sign New Sign |  | System | Commercial | 25-SCN-Storage–Conditioned-Exit | 0 |  |  |  |  | 64.8921 | 45 | 0 | 0 | 0 | 19.8921 | 351.311 |  | kWh | 0 | 0 | Commercial | [7 empty] | 16 | 0.85 |  |  |  | 0 | 3 | 0 | 0 | 0 | 0 | 0 | 0 | 0 | 0 | 0 | 0 | 2009 Qtr 1: 0; 2009 Qtr 2: 0; 2009 Qtr 3: 3; 2009 Qtr 4: 0; 2010 Qtr 1: 0; 2010 Qtr 2: 0; 2010 Qtr 3: 0; 2010 Qtr 4: 0; 2011 Qtr 1: 0; 2011 Qtr 2: 0; 2011 Qtr 3: 0; 2011 Qtr 4: 0 | 3
0 | 234049-Lighting-LED Exit Sign New Sign |  | System | Commercial | 25-SCN-Storage–Conditioned-Exit | 0 |  |  |  |  | 64.8921 | 45 | 0 | 0 | 0 | 19.8921 | 351.311 |  | kWh | 0 | 0 | Commercial | [7 empty] | 16 | 0.85 |  |  |  | 0 | 2 | 0 | 0 | 0 | 0 | 0 | 0 | 0 | 0 | 0 | 0 | 2009 Qtr 1: 0; 2009 Qtr 2: 0; 2009 Qtr 3: 2; 2009 Qtr 4: 0; 2010 Qtr 1: 0; 2010 Qtr 2: 0; 2010 Qtr 3: 0; 2010 Qtr 4: 0; 2011 Qtr 1: 0; 2011 Qtr 2: 0; 2011 Qtr 3: 0; 2011 Qtr 4: 0 | 2
0 | 234294-Lighting-Occupancy Sensor-Wallbox Lghtng Snsr-Tr1 |  | System | Commercial | 23-RTL-Retail–SingleStorylarge-LIT_INT | 0 |  |  |  |  | 42.262 | 40 | 0 | 0 | 0 | 2.262 | 213.759 |  | kWh | 0.17617 | 0 | Commercial | [7 empty] | 8 | 0.84 |  |  |  | 0 | 2 | 0 | 0 | 0 | 0 | 0 | 0 | 0 | 0 | 0 | 0 | 2009 Qtr 1: 2; 2009 Qtr 2: 0; 2009 Qtr 3: 0; 2009 Qtr 4: 0; 2010 Qtr 1: 0; 2010 Qtr 2: 0; 2010 Qtr 3: 0; 2010 Qtr 4: 0; 2011 Qtr 1: 0; 2011 Qtr 2: 0; 2011 Qtr 3: 0; 2011 Qtr 4: 0 | 2
0 | 234049-Lighting-LED Exit Sign New Sign |  | System | Commercial | 25-SCN-Storage–Conditioned-Exit | 0 |  |  |  |  | 64.8921 | 45 | 0 | 0 | 0 | 19.8921 | 351.311 |  | kWh | 0 | 0 | Commercial | [7 empty] | 16 | 0.85 |  |  |  | 0 | 1 | 0 | 0 | 0 | 0 | 0 | 0 | 0 | 0 | 0 | 0 | 2009 Qtr 1: 1; 2009 Qtr 2: 0; 2009 Qtr 3: 0; 2009 Qtr 4: 0; 2010 Qtr 1: 0; 2010 Qtr 2: 0; 2010 Qtr 3: 0; 2010 Qtr 4: 0; 2011 Qtr 1: 0; 2011 Qtr 2: 0; 2011 Qtr 3: 0; 2011 Qtr 4: 0 | 1
0 | 234049-Lighting-LED Exit Sign New Sign |  | System | Commercial | 25-SCN-Storage–Conditioned-Exit | 0 |  |  |  |  | 64.8921 | 45 | 0 | 0 | 0 | 19.8921 | 351.311 |  | kWh | 0 | 0 | Commercial | [7 empty] | 16 | 0.85 |  |  |  | 0 | 2 | 0 | 0 | 0 | 0 | 0 | 0 | 0 | 0 | 0 | 0 | 2009 Qtr 1: 2; 2009 Qtr 2: 0; 2009 Qtr 3: 0; 2009 Qtr 4: 0; 2010 Qtr 1: 0; 2010 Qtr 2: 0; 2010 Qtr 3: 0; 2010 Qtr 4: 0; 2011 Qtr 1: 0; 2011 Qtr 2: 0; 2011 Qtr 3: 0; 2011 Qtr 4: 0 | 2
0 | 234084-Refrigeration -Cooler/Freezer Door Gaskets - Solid Doors: Cooler |  | System | Commercial | 09-GRO-Grocery-REFG | 0 |  |  |  |  | 2.2498 | 4 | 0 | 0 | 0 | -1.7502 | 104.55 |  | kWh | 0.01195 | 0 | Commercial | [7 empty] | 4 | 0.76 |  |  |  | 0 | 175 | 0 | 0 | 0 | 0 | 0 | 0 | 0 | 0 | 0 | 0 | 2009 Qtr 1: 0; 2009 Qtr 2: 0; 2009 Qtr 3: 0; 2009 Qtr 4: 175; 2010 Qtr 1: 0; 2010 Qtr 2: 0; 2010 Qtr 3: 0; 2010 Qtr 4: 0; 2011 Qtr 1: 0; 2011 Qtr 2: 0; 2011 Qtr 3: 0; 2011 Qtr 4: 0 | 175
0 | 234067-Refrigeration - Food Service -Auto Closer for Main Cooler Doors |  | System | Commercial | 09-GRO-Grocery-REFG | 0 |  |  |  |  | 382.5103 | 103 | 0 | 0 | 0 | 279.5103 | 1075.009 |  | kWh | 0.20794 | -0.053375 | Commercial |  | Annual | [5 empty] | 8 | 0.7 |  |  |  | 0 | 1 | 0 | 0 | 0 | 0 | 0 | 0 | 0 | 0 | 0 | 0 | 2009 Qtr 1: 0; 2009 Qtr 2: 0; 2009 Qtr 3: 0; 2009 Qtr 4: 1; 2010 Qtr 1: 0; 2010 Qtr 2: 0; 2010 Qtr 3: 0; 2010 Qtr 4: 0; 2011 Qtr 1: 0; 2011 Qtr 2: 0; 2011 Qtr 3: 0; 2011 Qtr 4: 0 | 1
0 | 234085-Refrigeration -Strip Curtains for Walk-ins |  | System | Commercial | 20-RFF-Restaurant–FastFood-Refrig | 0 |  |  |  |  | 10.214 | 3 | 0 | 0 | 0 | 7.214 | 465 |  | kWh | 0.053 | 0 | Commercial | [7 empty] | 4 | 0.46 |  |  |  | 0 | 20 | 0 | 0 | 0 | 0 | 0 | 0 | 0 | 0 | 0 | 0 | 2009 Qtr 1: 0; 2009 Qtr 2: 0; 2009 Qtr 3: 20; 2009 Qtr 4: 0; 2010 Qtr 1: 0; 2010 Qtr 2: 0; 2010 Qtr 3: 0; 2010 Qtr 4: 0; 2011 Qtr 1: 0; 2011 Qtr 2: 0; 2011 Qtr 3: 0; 2011 Qtr 4: 0 | 20
0 | 234084-Refrigeration -Cooler/Freezer Door Gaskets - Solid Doors: Cooler |  | System | Commercial | 09-GRO-Grocery-REFG | 0 |  |  |  |  | 2.2498 | 4 | 0 | 0 | 0 | -1.7502 | 104.55 |  | kWh | 0.01195 | 0 | Commercial | [7 empty] | 4 | 0.76 |  |  |  | 0 | 108 | 0 | 0 | 0 | 0 | 0 | 0 | 0 | 0 | 0 | 0 | 2009 Qtr 1: 0; 2009 Qtr 2: 0; 2009 Qtr 3: 108; 2009 Qtr 4: 0; 2010 Qtr 1: 0; 2010 Qtr 2: 0; 2010 Qtr 3: 0; 2010 Qtr 4: 0; 2011 Qtr 1: 0; 2011 Qtr 2: 0; 2011 Qtr 3: 0; 2011 Qtr 4: 0 | 108
0 | 234067-Refrigeration - Food Service -Auto Closer for Main Cooler Doors |  | System | Commercial | 09-GRO-Grocery-REFG | 0 |  |  |  |  | 382.5103 | 103 | 0 | 0 | 0 | 279.5103 | 1075.009 |  | kWh | 0.20794 | -0.053375 | Commercial |  | Annual | [5 empty] | 8 | 0.7 |  |  |  | 0 | 1 | 0 | 0 | 0 | 0 | 0 | 0 | 0 | 0 | 0 | 0 | 2009 Qtr 1: 0; 2009 Qtr 2: 0; 2009 Qtr 3: 1; 2009 Qtr 4: 0; 2010 Qtr 1: 0; 2010 Qtr 2: 0; 2010 Qtr 3: 0; 2010 Qtr 4: 0; 2011 Qtr 1: 0; 2011 Qtr 2: 0; 2011 Qtr 3: 0; 2011 Qtr 4: 0 | 1
0 | 234049-Lighting-LED Exit Sign New Sign |  | System | Commercial | 25-SCN-Storage–Conditioned-Exit | 0 |  |  |  |  | 64.8921 | 45 | 0 | 0 | 0 | 19.8921 | 351.311 |  | kWh | 0 | 0 | Commercial | [7 empty] | 16 | 0.85 |  |  |  | 0 | 2 | 0 | 0 | 0 | 0 | 0 | 0 | 0 | 0 | 0 | 0 | 2009 Qtr 1: 2; 2009 Qtr 2: 0; 2009 Qtr 3: 0; 2009 Qtr 4: 0; 2010 Qtr 1: 0; 2010 Qtr 2: 0; 2010 Qtr 3: 0; 2010 Qtr 4: 0; 2011 Qtr 1: 0; 2011 Qtr 2: 0; 2011 Qtr 3: 0; 2011 Qtr 4: 0 | 2
0 | 234085-Refrigeration -Strip Curtains for Walk-ins |  | System | Commercial | 20-RFF-Restaurant–FastFood-Refrig | 0 |  |  |  |  | 10.214 | 3.0419 | 0 | 0 | 0 | 7.1721 | 465 |  | kWh | 0.053 | 0 | Commercial | [7 empty] | 4 | 0.46 |  |  |  | 0 | 43 | 0 | 0 | 0 | 0 | 0 | 0 | 0 | 0 | 0 | 0 | 2009 Qtr 1: 0; 2009 Qtr 2: 0; 2009 Qtr 3: 43; 2009 Qtr 4: 0; 2010 Qtr 1: 0; 2010 Qtr 2: 0; 2010 Qtr 3: 0; 2010 Qtr 4: 0; 2011 Qtr 1: 0; 2011 Qtr 2: 0; 2011 Qtr 3: 0; 2011 Qtr 4: 0 | 43
0 | 234084-Refrigeration -Cooler/Freezer Door Gaskets - Solid Doors: Cooler |  | System | Commercial | 09-GRO-Grocery-REFG | 0 |  |  |  |  | 2.2498 | 4.0663 | 0 | 0 | 0 | -1.8165 | 104.55 |  | kWh | 0.01195 | 0 | Commercial | [7 empty] | 4 | 0.76 |  |  |  | 0 | 32 | 0 | 0 | 0 | 0 | 0 | 0 | 0 | 0 | 0 | 0 | 2009 Qtr 1: 0; 2009 Qtr 2: 0; 2009 Qtr 3: 32; 2009 Qtr 4: 0; 2010 Qtr 1: 0; 2010 Qtr 2: 0; 2010 Qtr 3: 0; 2010 Qtr 4: 0; 2011 Qtr 1: 0; 2011 Qtr 2: 0; 2011 Qtr 3: 0; 2011 Qtr 4: 0 | 32
0 | 234067-Refrigeration - Food Service -Auto Closer for Main Cooler Doors |  | System | Commercial | 09-GRO-Grocery-REFG | 0 |  |  |  |  | 382.5103 | 103 | 0 | 0 | 0 | 279.5103 | 1075.009 |  | kWh | 0.20794 | -0.053375 | Commercial |  | Annual | [5 empty] | 8 | 0.7 |  |  |  | 0 | 1 | 0 | 0 | 0 | 0 | 0 | 0 | 0 | 0 | 0 | 0 | 2009 Qtr 1: 0; 2009 Qtr 2: 0; 2009 Qtr 3: 1; 2009 Qtr 4: 0; 2010 Qtr 1: 0; 2010 Qtr 2: 0; 2010 Qtr 3: 0; 2010 Qtr 4: 0; 2011 Qtr 1: 0; 2011 Qtr 2: 0; 2011 Qtr 3: 0; 2011 Qtr 4: 0 | 1
0 | 234068-Refrigeration - Food Service -Auto Closer for Main Freezer Doors |  | System | Commercial | 09-GRO-Grocery-REFG | 0 |  |  |  |  | 372.7723 | 160.5 | 0 | 0 | 0 | 212.2723 | 2785.8135 |  | kWh | 0.27593 | -0.026688 | Commercial |  | Annual | [5 empty] | 8 | 0.7 |  |  |  | 0 | 1 | 0 | 0 | 0 | 0 | 0 | 0 | 0 | 0 | 0 | 0 | 2009 Qtr 1: 0; 2009 Qtr 2: 0; 2009 Qtr 3: 1; 2009 Qtr 4: 0; 2010 Qtr 1: 0; 2010 Qtr 2: 0; 2010 Qtr 3: 0; 2010 Qtr 4: 0; 2011 Qtr 1: 0; 2011 Qtr 2: 0; 2011 Qtr 3: 0; 2011 Qtr 4: 0 | 1
0 | 234049-Lighting-LED Exit Sign New Sign |  | System | Commercial | 25-SCN-Storage–Conditioned-Exit | 0 |  |  |  |  | 64.8921 | 45 | 0 | 0 | 0 | 19.8921 | 351.311 |  | kWh | 0 | 0 | Commercial | [7 empty] | 16 | 0.85 |  |  |  | 0 | 1 | 0 | 0 | 0 | 0 | 0 | 0 | 0 | 0 | 0 | 0 | 2009 Qtr 1: 1; 2009 Qtr 2: 0; 2009 Qtr 3: 0; 2009 Qtr 4: 0; 2010 Qtr 1: 0; 2010 Qtr 2: 0; 2010 Qtr 3: 0; 2010 Qtr 4: 0; 2011 Qtr 1: 0; 2011 Qtr 2: 0; 2011 Qtr 3: 0; 2011 Qtr 4: 0 | 1
0 | 234085-Refrigeration -Strip Curtains for Walk-ins |  | System | Commercial | 20-RFF-Restaurant–FastFood-Refrig | 0 |  |  |  |  | 10.214 | 3.1468 | 0 | 0 | 0 | 7.0672 | 465 |  | kWh | 0.053 | 0 | Commercial | [7 empty] | 4 | 0.46 |  |  |  | 0 | 19 | 0 | 0 | 0 | 0 | 0 | 0 | 0 | 0 | 0 | 0 | 2009 Qtr 1: 0; 2009 Qtr 2: 0; 2009 Qtr 3: 19; 2009 Qtr 4: 0; 2010 Qtr 1: 0; 2010 Qtr 2: 0; 2010 Qtr 3: 0; 2010 Qtr 4: 0; 2011 Qtr 1: 0; 2011 Qtr 2: 0; 2011 Qtr 3: 0; 2011 Qtr 4: 0 | 19
0 | 234116-Refrigeration -Cooler/Freezer Door Gaskets - Solid Doors: Freezer |  | System | Commercial | 09-GRO-Grocery-REFG | 0 |  |  |  |  | 3.9975 | 4.0149 | 0 | 0 | 0 | -0.017343 | 104.55 |  | kWh | 0.01195 | 0 | Commercial | [7 empty] | 4 | 0.76 |  |  |  | 0 | 113 | 0 | 0 | 0 | 0 | 0 | 0 | 0 | 0 | 0 | 0 | 2009 Qtr 1: 0; 2009 Qtr 2: 0; 2009 Qtr 3: 113; 2009 Qtr 4: 0; 2010 Qtr 1: 0; 2010 Qtr 2: 0; 2010 Qtr 3: 0; 2010 Qtr 4: 0; 2011 Qtr 1: 0; 2011 Qtr 2: 0; 2011 Qtr 3: 0; 2011 Qtr 4: 0 | 113
0 | 234049-Lighting-LED Exit Sign New Sign |  | System | Commercial | 25-SCN-Storage–Conditioned-Exit | 0 |  |  |  |  | 64.8921 | 45 | 0 | 0 | 0 | 19.8921 | 351.311 |  | kWh | 0 | 0 | Commercial | [7 empty] | 16 | 0.85 |  |  |  | 0 | 1 | 0 | 0 | 0 | 0 | 0 | 0 | 0 | 0 | 0 | 0 | 2009 Qtr 1: 1; 2009 Qtr 2: 0; 2009 Qtr 3: 0; 2009 Qtr 4: 0; 2010 Qtr 1: 0; 2010 Qtr 2: 0; 2010 Qtr 3: 0; 2010 Qtr 4: 0; 2011 Qtr 1: 0; 2011 Qtr 2: 0; 2011 Qtr 3: 0; 2011 Qtr 4: 0 | 1
0 | 234294-Lighting-Occupancy Sensor-Wallbox Lghtng Snsr-Tr1 |  | System | Commercial | 23-RTL-Retail–SingleStorylarge-LIT_INT | 0 |  |  |  |  | 42.262 | 40 | 0 | 0 | 0 | 2.262 | 213.759 |  | kWh | 0.17617 | 0 | Commercial | [7 empty] | 8 | 0.84 |  |  |  | 0 | 2 | 0 | 0 | 0 | 0 | 0 | 0 | 0 | 0 | 0 | 0 | 2009 Qtr 1: 2; 2009 Qtr 2: 0; 2009 Qtr 3: 0; 2009 Qtr 4: 0; 2010 Qtr 1: 0; 2010 Qtr 2: 0; 2010 Qtr 3: 0; 2010 Qtr 4: 0; 2011 Qtr 1: 0; 2011 Qtr 2: 0; 2011 Qtr 3: 0; 2011 Qtr 4: 0 | 2
0 | 234084-Refrigeration -Cooler/Freezer Door Gaskets - Solid Doors: Cooler |  | System | Commercial | 09-GRO-Grocery-REFG | 0 |  |  |  |  | 2.2498 | 4.0202 | 0 | 0 | 0 | -1.7704 | 104.55 |  | kWh | 0.01195 | 0 | Commercial | [7 empty] | 4 | 0.76 |  |  |  | 0 | 170 | 0 | 0 | 0 | 0 | 0 | 0 | 0 | 0 | 0 | 0 | 2009 Qtr 1: 0; 2009 Qtr 2: 0; 2009 Qtr 3: 170; 2009 Qtr 4: 0; 2010 Qtr 1: 0; 2010 Qtr 2: 0; 2010 Qtr 3: 0; 2010 Qtr 4: 0; 2011 Qtr 1: 0; 2011 Qtr 2: 0; 2011 Qtr 3: 0; 2011 Qtr 4: 0 | 170
0 | 234085-Refrigeration -Strip Curtains for Walk-ins |  | System | Commercial | 20-RFF-Restaurant–FastFood-Refrig | 0 |  |  |  |  | 10.214 | 3.0804 | 0 | 0 | 0 | 7.1336 | 465 |  | kWh | 0.053 | 0 | Commercial | [7 empty] | 4 | 0.46 |  |  |  | 0 | 25 | 0 | 0 | 0 | 0 | 0 | 0 | 0 | 0 | 0 | 0 | 2009 Qtr 1: 0; 2009 Qtr 2: 0; 2009 Qtr 3: 25; 2009 Qtr 4: 0; 2010 Qtr 1: 0; 2010 Qtr 2: 0; 2010 Qtr 3: 0; 2010 Qtr 4: 0; 2011 Qtr 1: 0; 2011 Qtr 2: 0; 2011 Qtr 3: 0; 2011 Qtr 4: 0 | 25
0 | 234067-Refrigeration - Food Service -Auto Closer for Main Cooler Doors |  | System | Commercial | 09-GRO-Grocery-REFG | 0 |  |  |  |  | 382.5103 | 103 | 0 | 0 | 0 | 279.5103 | 1075.009 |  | kWh | 0.20794 | -0.053375 | Commercial |  | Annual | [5 empty] | 8 | 0.7 |  |  |  | 0 | 1 | 0 | 0 | 0 | 0 | 0 | 0 | 0 | 0 | 0 | 0 | 2009 Qtr 1: 0; 2009 Qtr 2: 0; 2009 Qtr 3: 1; 2009 Qtr 4: 0; 2010 Qtr 1: 0; 2010 Qtr 2: 0; 2010 Qtr 3: 0; 2010 Qtr 4: 0; 2011 Qtr 1: 0; 2011 Qtr 2: 0; 2011 Qtr 3: 0; 2011 Qtr 4: 0 | 1
0 | 234049-Lighting-LED Exit Sign New Sign |  | System | Commercial | 25-SCN-Storage–Conditioned-Exit | 0 |  |  |  |  | 64.8921 | 45 | 0 | 0 | 0 | 19.8921 | 351.311 |  | kWh | 0 | 0 | Commercial | [7 empty] | 16 | 0.85 |  |  |  | 0 | 1 | 0 | 0 | 0 | 0 | 0 | 0 | 0 | 0 | 0 | 0 | 2009 Qtr 1: 1; 2009 Qtr 2: 0; 2009 Qtr 3: 0; 2009 Qtr 4: 0; 2010 Qtr 1: 0; 2010 Qtr 2: 0; 2010 Qtr 3: 0; 2010 Qtr 4: 0; 2011 Qtr 1: 0; 2011 Qtr 2: 0; 2011 Qtr 3: 0; 2011 Qtr 4: 0 | 1
0 | 234294-Lighting-Occupancy Sensor-Wallbox Lghtng Snsr-Tr1 |  | System | Commercial | 23-RTL-Retail–SingleStorylarge-LIT_INT | 0 |  |  |  |  | 42.262 | 40 | 0 | 0 | 0 | 2.262 | 213.759 |  | kWh | 0.17617 | 0 | Commercial | [7 empty] | 8 | 0.84 |  |  |  | 0 | 2 | 0 | 0 | 0 | 0 | 0 | 0 | 0 | 0 | 0 | 0 | 2009 Qtr 1: 2; 2009 Qtr 2: 0; 2009 Qtr 3: 0; 2009 Qtr 4: 0; 2010 Qtr 1: 0; 2010 Qtr 2: 0; 2010 Qtr 3: 0; 2010 Qtr 4: 0; 2011 Qtr 1: 0; 2011 Qtr 2: 0; 2011 Qtr 3: 0; 2011 Qtr 4: 0 | 2
0 | 234049-Lighting-LED Exit Sign New Sign |  | System | Commercial | 25-SCN-Storage–Conditioned-Exit | 0 |  |  |  |  | 64.8921 | 45 | 0 | 0 | 0 | 19.8921 | 351.311 |  | kWh | 0 | 0 | Commercial | [7 empty] | 16 | 0.85 |  |  |  | 0 | 2 | 0 | 0 | 0 | 0 | 0 | 0 | 0 | 0 | 0 | 0 | 2009 Qtr 1: 2; 2009 Qtr 2: 0; 2009 Qtr 3: 0; 2009 Qtr 4: 0; 2010 Qtr 1: 0; 2010 Qtr 2: 0; 2010 Qtr 3: 0; 2010 Qtr 4: 0; 2011 Qtr 1: 0; 2011 Qtr 2: 0; 2011 Qtr 3: 0; 2011 Qtr 4: 0 | 2
0 | 234294-Lighting-Occupancy Sensor-Wallbox Lghtng Snsr-Tr1 |  | System | Commercial | 23-RTL-Retail–SingleStorylarge-LIT_INT | 0 |  |  |  |  | 42.262 | 40 | 0 | 0 | 0 | 2.262 | 213.759 |  | kWh | 0.17617 | 0 | Commercial | [7 empty] | 8 | 0.84 |  |  |  | 0 | 1 | 0 | 0 | 0 | 0 | 0 | 0 | 0 | 0 | 0 | 0 | 2009 Qtr 1: 1; 2009 Qtr 2: 0; 2009 Qtr 3: 0; 2009 Qtr 4: 0; 2010 Qtr 1: 0; 2010 Qtr 2: 0; 2010 Qtr 3: 0; 2010 Qtr 4: 0; 2011 Qtr 1: 0; 2011 Qtr 2: 0; 2011 Qtr 3: 0; 2011 Qtr 4: 0 | 1
0 | 234294-Lighting-Occupancy Sensor-Wallbox Lghtng Snsr-Tr1 |  | System | Commercial | 23-RTL-Retail–SingleStorylarge-LIT_INT | 0 |  |  |  |  | 42.262 | 40 | 0 | 0 | 0 | 2.262 | 213.759 |  | kWh | 0.17617 | 0 | Commercial | [7 empty] | 8 | 0.84 |  |  |  | 0 | 1 | 0 | 0 | 0 | 0 | 0 | 0 | 0 | 0 | 0 | 0 | 2009 Qtr 1: 1; 2009 Qtr 2: 0; 2009 Qtr 3: 0; 2009 Qtr 4: 0; 2010 Qtr 1: 0; 2010 Qtr 2: 0; 2010 Qtr 3: 0; 2010 Qtr 4: 0; 2011 Qtr 1: 0; 2011 Qtr 2: 0; 2011 Qtr 3: 0; 2011 Qtr 4: 0 | 1
0 | 234294-Lighting-Occupancy Sensor-Wallbox Lghtng Snsr-Tr1 |  | System | Commercial | 23-RTL-Retail–SingleStorylarge-LIT_INT | 0 |  |  |  |  | 42.262 | 40 | 0 | 0 | 0 | 2.262 | 213.759 |  | kWh | 0.17617 | 0 | Commercial | [7 empty] | 8 | 0.84 |  |  |  | 0 | 2 | 0 | 0 | 0 | 0 | 0 | 0 | 0 | 0 | 0 | 0 | 2009 Qtr 1: 2; 2009 Qtr 2: 0; 2009 Qtr 3: 0; 2009 Qtr 4: 0; 2010 Qtr 1: 0; 2010 Qtr 2: 0; 2010 Qtr 3: 0; 2010 Qtr 4: 0; 2011 Qtr 1: 0; 2011 Qtr 2: 0; 2011 Qtr 3: 0; 2011 Qtr 4: 0 | 2
0 | 234126-Refrigeration - Efficient Evap Fan Motor Electronically Commutated Motor (ECM) |  | System | Commercial | 09-GRO-Grocery-REFG | 0 |  |  |  |  | 6.7904 | 150 | 0 | 0 | 0 | -143.2096 | 116.369 |  | kWh | 0.015845 | -0.11528 | Commercial |  | Annual | [5 empty] | 15 | 0.7 |  |  |  | 0 | 5 | 0 | 0 | 0 | 0 | 0 | 0 | 0 | 0 | 0 | 0 | 2009 Qtr 1: 0; 2009 Qtr 2: 0; 2009 Qtr 3: 5; 2009 Qtr 4: 0; 2010 Qtr 1: 0; 2010 Qtr 2: 0; 2010 Qtr 3: 0; 2010 Qtr 4: 0; 2011 Qtr 1: 0; 2011 Qtr 2: 0; 2011 Qtr 3: 0; 2011 Qtr 4: 0 | 5
0 | 234067-Refrigeration - Food Service -Auto Closer for Main Cooler Doors |  | System | Commercial | 09-GRO-Grocery-REFG | 0 |  |  |  |  | 382.5103 | 103 | 0 | 0 | 0 | 279.5103 | 1075.009 |  | kWh | 0.20794 | -0.053375 | Commercial |  | Annual | [5 empty] | 8 | 0.7 |  |  |  | 0 | 1 | 0 | 0 | 0 | 0 | 0 | 0 | 0 | 0 | 0 | 0 | 2009 Qtr 1: 0; 2009 Qtr 2: 0; 2009 Qtr 3: 1; 2009 Qtr 4: 0; 2010 Qtr 1: 0; 2010 Qtr 2: 0; 2010 Qtr 3: 0; 2010 Qtr 4: 0; 2011 Qtr 1: 0; 2011 Qtr 2: 0; 2011 Qtr 3: 0; 2011 Qtr 4: 0 | 1
0 | 234126-Refrigeration - Efficient Evap Fan Motor Electronically Commutated Motor (ECM) |  | System | Commercial | 09-GRO-Grocery-REFG | 0 |  |  |  |  | 6.7904 | 150 | 0 | 0 | 0 | -143.2096 | 116.369 |  | kWh | 0.015845 | -0.11528 | Commercial |  | Annual | [5 empty] | 15 | 0.7 |  |  |  | 0 | 5 | 0 | 0 | 0 | 0 | 0 | 0 | 0 | 0 | 0 | 0 | 2009 Qtr 1: 0; 2009 Qtr 2: 0; 2009 Qtr 3: 5; 2009 Qtr 4: 0; 2010 Qtr 1: 0; 2010 Qtr 2: 0; 2010 Qtr 3: 0; 2010 Qtr 4: 0; 2011 Qtr 1: 0; 2011 Qtr 2: 0; 2011 Qtr 3: 0; 2011 Qtr 4: 0 | 5
0 | 234049-Lighting-LED Exit Sign New Sign |  | System | Commercial | 25-SCN-Storage–Conditioned-Exit | 0 |  |  |  |  | 64.8921 | 45 | 0 | 0 | 0 | 19.8921 | 351.311 |  | kWh | 0 | 0 | Commercial | [7 empty] | 16 | 0.85 |  |  |  | 0 | 1 | 0 | 0 | 0 | 0 | 0 | 0 | 0 | 0 | 0 | 0 | 2009 Qtr 1: 1; 2009 Qtr 2: 0; 2009 Qtr 3: 0; 2009 Qtr 4: 0; 2010 Qtr 1: 0; 2010 Qtr 2: 0; 2010 Qtr 3: 0; 2010 Qtr 4: 0; 2011 Qtr 1: 0; 2011 Qtr 2: 0; 2011 Qtr 3: 0; 2011 Qtr 4: 0 | 1
0 | 234294-Lighting-Occupancy Sensor-Wallbox Lghtng Snsr-Tr1 |  | System | Commercial | 23-RTL-Retail–SingleStorylarge-LIT_INT | 0 |  |  |  |  | 42.262 | 40 | 0 | 0 | 0 | 2.262 | 213.759 |  | kWh | 0.17617 | 0 | Commercial | [7 empty] | 8 | 0.84 |  |  |  | 0 | 2 | 0 | 0 | 0 | 0 | 0 | 0 | 0 | 0 | 0 | 0 | 2009 Qtr 1: 2; 2009 Qtr 2: 0; 2009 Qtr 3: 0; 2009 Qtr 4: 0; 2010 Qtr 1: 0; 2010 Qtr 2: 0; 2010 Qtr 3: 0; 2010 Qtr 4: 0; 2011 Qtr 1: 0; 2011 Qtr 2: 0; 2011 Qtr 3: 0; 2011 Qtr 4: 0 | 2
0 | 234049-Lighting-LED Exit Sign New Sign |  | System | Commercial | 25-SCN-Storage–Conditioned-Exit | 0 |  |  |  |  | 64.8921 | 45 | 0 | 0 | 0 | 19.8921 | 351.311 |  | kWh | 0 | 0 | Commercial | [7 empty] | 16 | 0.85 |  |  |  | 0 | 1 | 0 | 0 | 0 | 0 | 0 | 0 | 0 | 0 | 0 | 0 | 2009 Qtr 1: 1; 2009 Qtr 2: 0; 2009 Qtr 3: 0; 2009 Qtr 4: 0; 2010 Qtr 1: 0; 2010 Qtr 2: 0; 2010 Qtr 3: 0; 2010 Qtr 4: 0; 2011 Qtr 1: 0; 2011 Qtr 2: 0; 2011 Qtr 3: 0; 2011 Qtr 4: 0 | 1
0 | 234294-Lighting-Occupancy Sensor-Wallbox Lghtng Snsr-Tr1 |  | System | Commercial | 23-RTL-Retail–SingleStorylarge-LIT_INT | 0 |  |  |  |  | 42.262 | 40 | 0 | 0 | 0 | 2.262 | 213.759 |  | kWh | 0.17617 | 0 | Commercial | [7 empty] | 8 | 0.84 |  |  |  | 0 | 1 | 0 | 0 | 0 | 0 | 0 | 0 | 0 | 0 | 0 | 0 | 2009 Qtr 1: 1; 2009 Qtr 2: 0; 2009 Qtr 3: 0; 2009 Qtr 4: 0; 2010 Qtr 1: 0; 2010 Qtr 2: 0; 2010 Qtr 3: 0; 2010 Qtr 4: 0; 2011 Qtr 1: 0; 2011 Qtr 2: 0; 2011 Qtr 3: 0; 2011 Qtr 4: 0 | 1
0 | 234049-Lighting-LED Exit Sign New Sign |  | System | Commercial | 25-SCN-Storage–Conditioned-Exit | 0 |  |  |  |  | 64.8921 | 45 | 0 | 0 | 0 | 19.8921 | 351.311 |  | kWh | 0 | 0 | Commercial | [7 empty] | 16 | 0.85 |  |  |  | 0 | 1 | 0 | 0 | 0 | 0 | 0 | 0 | 0 | 0 | 0 | 0 | 2009 Qtr 1: 1; 2009 Qtr 2: 0; 2009 Qtr 3: 0; 2009 Qtr 4: 0; 2010 Qtr 1: 0; 2010 Qtr 2: 0; 2010 Qtr 3: 0; 2010 Qtr 4: 0; 2011 Qtr 1: 0; 2011 Qtr 2: 0; 2011 Qtr 3: 0; 2011 Qtr 4: 0 | 1
0 | 234294-Lighting-Occupancy Sensor-Wallbox Lghtng Snsr-Tr1 |  | System | Commercial | 23-RTL-Retail–SingleStorylarge-LIT_INT | 0 |  |  |  |  | 42.262 | 40 | 0 | 0 | 0 | 2.262 | 213.759 |  | kWh | 0.17617 | 0 | Commercial | [7 empty] | 8 | 0.84 |  |  |  | 0 | 1 | 0 | 0 | 0 | 0 | 0 | 0 | 0 | 0 | 0 | 0 | 2009 Qtr 1: 1; 2009 Qtr 2: 0; 2009 Qtr 3: 0; 2009 Qtr 4: 0; 2010 Qtr 1: 0; 2010 Qtr 2: 0; 2010 Qtr 3: 0; 2010 Qtr 4: 0; 2011 Qtr 1: 0; 2011 Qtr 2: 0; 2011 Qtr 3: 0; 2011 Qtr 4: 0 | 1
0 | 234084-Refrigeration -Cooler/Freezer Door Gaskets - Solid Doors: Cooler |  | System | Commercial | 09-GRO-Grocery-REFG | 0 |  |  |  |  | 2.2498 | 4.0065 | 0 | 0 | 0 | -1.7567 | 104.55 |  | kWh | 0.01195 | 0 | Commercial | [7 empty] | 4 | 0.76 |  |  |  | 0 | 117 | 0 | 0 | 0 | 0 | 0 | 0 | 0 | 0 | 0 | 0 | 2009 Qtr 1: 0; 2009 Qtr 2: 0; 2009 Qtr 3: 117; 2009 Qtr 4: 0; 2010 Qtr 1: 0; 2010 Qtr 2: 0; 2010 Qtr 3: 0; 2010 Qtr 4: 0; 2011 Qtr 1: 0; 2011 Qtr 2: 0; 2011 Qtr 3: 0; 2011 Qtr 4: 0 | 117
0 | 234067-Refrigeration - Food Service -Auto Closer for Main Cooler Doors |  | System | Commercial | 09-GRO-Grocery-REFG | 0 |  |  |  |  | 382.5103 | 103 | 0 | 0 | 0 | 279.5103 | 1075.009 |  | kWh | 0.20794 | -0.053375 | Commercial |  | Annual | [5 empty] | 8 | 0.7 |  |  |  | 0 | 1 | 0 | 0 | 0 | 0 | 0 | 0 | 0 | 0 | 0 | 0 | 2009 Qtr 1: 0; 2009 Qtr 2: 0; 2009 Qtr 3: 1; 2009 Qtr 4: 0; 2010 Qtr 1: 0; 2010 Qtr 2: 0; 2010 Qtr 3: 0; 2010 Qtr 4: 0; 2011 Qtr 1: 0; 2011 Qtr 2: 0; 2011 Qtr 3: 0; 2011 Qtr 4: 0 | 1
0 | 234068-Refrigeration - Food Service -Auto Closer for Main Freezer Doors |  | System | Commercial | 09-GRO-Grocery-REFG | 0 |  |  |  |  | 372.7723 | 160.5 | 0 | 0 | 0 | 212.2723 | 2785.8135 |  | kWh | 0.27593 | -0.026688 | Commercial |  | Annual | [5 empty] | 8 | 0.7 |  |  |  | 0 | 1 | 0 | 0 | 0 | 0 | 0 | 0 | 0 | 0 | 0 | 0 | 2009 Qtr 1: 0; 2009 Qtr 2: 0; 2009 Qtr 3: 1; 2009 Qtr 4: 0; 2010 Qtr 1: 0; 2010 Qtr 2: 0; 2010 Qtr 3: 0; 2010 Qtr 4: 0; 2011 Qtr 1: 0; 2011 Qtr 2: 0; 2011 Qtr 3: 0; 2011 Qtr 4: 0 | 1
0 | 234084-Refrigeration -Cooler/Freezer Door Gaskets - Solid Doors: Cooler |  | System | Commercial | 09-GRO-Grocery-REFG | 0 |  |  |  |  | 2.2498 | 4.0123 | 0 | 0 | 0 | -1.7625 | 104.55 |  | kWh | 0.01195 | 0 | Commercial | [7 empty] | 4 | 0.76 |  |  |  | 0 | 62 | 0 | 0 | 0 | 0 | 0 | 0 | 0 | 0 | 0 | 0 | 2009 Qtr 1: 0; 2009 Qtr 2: 0; 2009 Qtr 3: 62; 2009 Qtr 4: 0; 2010 Qtr 1: 0; 2010 Qtr 2: 0; 2010 Qtr 3: 0; 2010 Qtr 4: 0; 2011 Qtr 1: 0; 2011 Qtr 2: 0; 2011 Qtr 3: 0; 2011 Qtr 4: 0 | 62
0 | 234294-Lighting-Occupancy Sensor-Wallbox Lghtng Snsr-Tr1 |  | System | Commercial | 23-RTL-Retail–SingleStorylarge-LIT_INT | 0 |  |  |  |  | 42.262 | 40 | 0 | 0 | 0 | 2.262 | 213.759 |  | kWh | 0.17617 | 0 | Commercial | [7 empty] | 8 | 0.84 |  |  |  | 0 | 1 | 0 | 0 | 0 | 0 | 0 | 0 | 0 | 0 | 0 | 0 | 2009 Qtr 1: 1; 2009 Qtr 2: 0; 2009 Qtr 3: 0; 2009 Qtr 4: 0; 2010 Qtr 1: 0; 2010 Qtr 2: 0; 2010 Qtr 3: 0; 2010 Qtr 4: 0; 2011 Qtr 1: 0; 2011 Qtr 2: 0; 2011 Qtr 3: 0; 2011 Qtr 4: 0 | 1
0 | 234049-Lighting-LED Exit Sign New Sign |  | System | Commercial | 25-SCN-Storage–Conditioned-Exit | 0 |  |  |  |  | 64.8921 | 45 | 0 | 0 | 0 | 19.8921 | 351.311 |  | kWh | 0 | 0 | Commercial | [7 empty] | 16 | 0.85 |  |  |  | 0 | 1 | 0 | 0 | 0 | 0 | 0 | 0 | 0 | 0 | 0 | 0 | 2009 Qtr 1: 1; 2009 Qtr 2: 0; 2009 Qtr 3: 0; 2009 Qtr 4: 0; 2010 Qtr 1: 0; 2010 Qtr 2: 0; 2010 Qtr 3: 0; 2010 Qtr 4: 0; 2011 Qtr 1: 0; 2011 Qtr 2: 0; 2011 Qtr 3: 0; 2011 Qtr 4: 0 | 1
0 | 234049-Lighting-LED Exit Sign New Sign |  | System | Commercial | 25-SCN-Storage–Conditioned-Exit | 0 |  |  |  |  | 64.8921 | 45 | 0 | 0 | 0 | 19.8921 | 351.311 |  | kWh | 0 | 0 | Commercial | [7 empty] | 16 | 0.85 |  |  |  | 0 | 1 | 0 | 0 | 0 | 0 | 0 | 0 | 0 | 0 | 0 | 0 | 2009 Qtr 1: 1; 2009 Qtr 2: 0; 2009 Qtr 3: 0; 2009 Qtr 4: 0; 2010 Qtr 1: 0; 2010 Qtr 2: 0; 2010 Qtr 3: 0; 2010 Qtr 4: 0; 2011 Qtr 1: 0; 2011 Qtr 2: 0; 2011 Qtr 3: 0; 2011 Qtr 4: 0 | 1
0 | 234294-Lighting-Occupancy Sensor-Wallbox Lghtng Snsr-Tr1 |  | System | Commercial | 23-RTL-Retail–SingleStorylarge-LIT_INT | 0 |  |  |  |  | 42.262 | 40 | 0 | 0 | 0 | 2.262 | 213.759 |  | kWh | 0.17617 | 0 | Commercial | [7 empty] | 8 | 0.84 |  |  |  | 0 | 2 | 0 | 0 | 0 | 0 | 0 | 0 | 0 | 0 | 0 | 0 | 2009 Qtr 1: 2; 2009 Qtr 2: 0; 2009 Qtr 3: 0; 2009 Qtr 4: 0; 2010 Qtr 1: 0; 2010 Qtr 2: 0; 2010 Qtr 3: 0; 2010 Qtr 4: 0; 2011 Qtr 1: 0; 2011 Qtr 2: 0; 2011 Qtr 3: 0; 2011 Qtr 4: 0 | 2
0 | 234360-Lighting-IntrHiByLnrFlscntFxtr244wrplc400w(TrI)Tr1 |  | System | Commercial | [6 empty] | 282.4319 | 153.8404 | 0 | 0 | 0 | 128.5914 | 0 |  | 0 | 0.224 | -7.1132 | Commercial |  | Winter Only | [5 empty] | 15 | 0.78 |  |  |  | 0 | 0.97504 | 0 | 0 | 0 | 0 | 0 | 0 | 0 | 0 | 0 | 0 | 2009 Qtr 1: 0.97504; 2009 Qtr 2: 0; 2009 Qtr 3: 0; 2009 Qtr 4: 0; 2010 Qtr 1: 0; 2010 Qtr 2: 0; 2010 Qtr 3: 0; 2010 Qtr 4: 0; 2011 Qtr 1: 0; 2011 Qtr 2: 0; 2011 Qtr 3: 0; 2011 Qtr 4: 0 | 0.97504
0 | 234285-Lighting-Occpncy Snsr-Hi-Bay integrated Snsr-Tr1 |  | System | Commercial | 01-ALC-AllCommercial-IntLight | 0 |  |  |  |  | 221.2703 | 95.5 | 0 | 0 | 0 | 125.7703 | 2503.6304 |  | kWh | 0.48559 | 0 | Commercial | [7 empty] | 8 | 0.84 |  |  |  | 0 | 1 | 0 | 0 | 0 | 0 | 0 | 0 | 0 | 0 | 0 | 0 | 2009 Qtr 1: 1; 2009 Qtr 2: 0; 2009 Qtr 3: 0; 2009 Qtr 4: 0; 2010 Qtr 1: 0; 2010 Qtr 2: 0; 2010 Qtr 3: 0; 2010 Qtr 4: 0; 2011 Qtr 1: 0; 2011 Qtr 2: 0; 2011 Qtr 3: 0; 2011 Qtr 4: 0 | 1
0 | 234330-Premium T8 with T12 40 Watt Baseline - Tr1 |  | System | Commercial | 01-ALC-AllCommercial-IntLight | 0 |  |  |  |  | 27.6532 | 13.1897 | 0 | 0 | 0 | 14.4636 | 83.5202 |  | kWh | 0.017351 | 0 | Commercial | [7 empty] | 15 | 0.78 |  |  |  | 0 | 36.3921 | 0 | 0 | 0 | 0 | 0 | 0 | 0 | 0 | 0 | 0 | 2009 Qtr 1: 0; 2009 Qtr 2: 0; 2009 Qtr 3: 0; 2009 Qtr 4: 36.3921; 2010 Qtr 1: 0; 2010 Qtr 2: 0; 2010 Qtr 3: 0; 2010 Qtr 4: 0; 2011 Qtr 1: 0; 2011 Qtr 2: 0; 2011 Qtr 3: 0; 2011 Qtr 4: 0 | 36.3921
0 | 234303-Lighting-Remove 4 Ft Lamp (De-Lamp) - Tr1 |  | System | Commercial | [6 empty] | 12.3596 | 16.4871 | 0 | 0 | 0 | -4.1275 | 137.2559 |  | 0 | 0.026384 | -2.5676 | Commercial |  | Winter Only | [5 empty] | 15 | 0.77 |  |  |  | 0 | 3.6392 | 0 | 0 | 0 | 0 | 0 | 0 | 0 | 0 | 0 | 0 | 2009 Qtr 1: 0; 2009 Qtr 2: 0; 2009 Qtr 3: 0; 2009 Qtr 4: 3.6392; 2010 Qtr 1: 0; 2010 Qtr 2: 0; 2010 Qtr 3: 0; 2010 Qtr 4: 0; 2011 Qtr 1: 0; 2011 Qtr 2: 0; 2011 Qtr 3: 0; 2011 Qtr 4: 0 | 3.6392
0 | 234285-Lighting-Occpncy Snsr-Hi-Bay integrated Snsr-Tr1 |  | System | Commercial | 01-ALC-AllCommercial-IntLight | 0 |  |  |  |  | 221.2703 | 95.5 | 0 | 0 | 0 | 125.7703 | 2503.6304 |  | kWh | 0.48559 | 0 | Commercial | [7 empty] | 8 | 0.84 |  |  |  | 0 | 9 | 0 | 0 | 0 | 0 | 0 | 0 | 0 | 0 | 0 | 0 | 2009 Qtr 1: 0; 2009 Qtr 2: 0; 2009 Qtr 3: 0; 2009 Qtr 4: 9; 2010 Qtr 1: 0; 2010 Qtr 2: 0; 2010 Qtr 3: 0; 2010 Qtr 4: 0; 2011 Qtr 1: 0; 2011 Qtr 2: 0; 2011 Qtr 3: 0; 2011 Qtr 4: 0 | 9
0 | 234330-Premium T8 with T12 40 Watt Baseline - Tr1 |  | System | Commercial | 01-ALC-AllCommercial-IntLight | 0 |  |  |  |  | 27.6532 | 13.1897 | 0 | 0 | 0 | 14.4636 | 83.5202 |  | kWh | 0.017351 | 0 | Commercial | [7 empty] | 15 | 0.78 |  |  |  | 0 | 61.8665 | 0 | 0 | 0 | 0 | 0 | 0 | 0 | 0 | 0 | 0 | 2009 Qtr 1: 0; 2009 Qtr 2: 0; 2009 Qtr 3: 61.8665; 2009 Qtr 4: 0; 2010 Qtr 1: 0; 2010 Qtr 2: 0; 2010 Qtr 3: 0; 2010 Qtr 4: 0; 2011 Qtr 1: 0; 2011 Qtr 2: 0; 2011 Qtr 3: 0; 2011 Qtr 4: 0 | 61.8665
0 | 234285-Lighting-Occpncy Snsr-Hi-Bay integrated Snsr-Tr1 |  | System | Commercial | 01-ALC-AllCommercial-IntLight | 0 |  |  |  |  | 221.2703 | 95.5 | 0 | 0 | 0 | 125.7703 | 2503.6304 |  | kWh | 0.48559 | 0 | Commercial | [7 empty] | 8 | 0.84 |  |  |  | 0 | 16 | 0 | 0 | 0 | 0 | 0 | 0 | 0 | 0 | 0 | 0 | 2009 Qtr 1: 0; 2009 Qtr 2: 0; 2009 Qtr 3: 16; 2009 Qtr 4: 0; 2010 Qtr 1: 0; 2010 Qtr 2: 0; 2010 Qtr 3: 0; 2010 Qtr 4: 0; 2011 Qtr 1: 0; 2011 Qtr 2: 0; 2011 Qtr 3: 0; 2011 Qtr 4: 0 | 16
0 | 234286-Lighting-Occpncy Snsr-Hi-Bay integrated Snsr-Tr2 |  | System | Commercial | 01-ALC-AllCommercial-IntLight | 0 |  |  |  |  | 221.37 | 95.5 | 0 | 0 | 0 | 125.87 | 1499.5759 |  | kWh | 0.47213 | 0 | Commercial | [7 empty] | 8 | 0.84 |  |  |  | 0 | 8 | 0 | 0 | 0 | 0 | 0 | 0 | 0 | 0 | 0 | 0 | 2009 Qtr 1: 0; 2009 Qtr 2: 0; 2009 Qtr 3: 8; 2009 Qtr 4: 0; 2010 Qtr 1: 0; 2010 Qtr 2: 0; 2010 Qtr 3: 0; 2010 Qtr 4: 0; 2011 Qtr 1: 0; 2011 Qtr 2: 0; 2011 Qtr 3: 0; 2011 Qtr 4: 0 | 8
0 | 234286-Lighting-Occpncy Snsr-Hi-Bay integrated Snsr-Tr2 |  | System | Commercial | 01-ALC-AllCommercial-IntLight | 0 |  |  |  |  | 221.37 | 95.5 | 0 | 0 | 0 | 125.87 | 1499.5759 |  | kWh | 0.47213 | 0 | Commercial | [7 empty] | 8 | 0.84 |  |  |  | 0 | 12 | 0 | 0 | 0 | 0 | 0 | 0 | 0 | 0 | 0 | 0 | 2009 Qtr 1: 0; 2009 Qtr 2: 0; 2009 Qtr 3: 12; 2009 Qtr 4: 0; 2010 Qtr 1: 0; 2010 Qtr 2: 0; 2010 Qtr 3: 0; 2010 Qtr 4: 0; 2011 Qtr 1: 0; 2011 Qtr 2: 0; 2011 Qtr 3: 0; 2011 Qtr 4: 0 | 12
0 | 234330-Premium T8 with T12 40 Watt Baseline - Tr1 |  | System | Commercial | 01-ALC-AllCommercial-IntLight | 0 |  |  |  |  | 27.6532 | 13.1897 | 0 | 0 | 0 | 14.4636 | 83.5202 |  | kWh | 0.017351 | 0 | Commercial | [7 empty] | 15 | 0.78 |  |  |  | 0 | 83.7018 | 0 | 0 | 0 | 0 | 0 | 0 | 0 | 0 | 0 | 0 | 2009 Qtr 1: 0; 2009 Qtr 2: 0; 2009 Qtr 3: 83.7018; 2009 Qtr 4: 0; 2010 Qtr 1: 0; 2010 Qtr 2: 0; 2010 Qtr 3: 0; 2010 Qtr 4: 0; 2011 Qtr 1: 0; 2011 Qtr 2: 0; 2011 Qtr 3: 0; 2011 Qtr 4: 0 | 83.7018
0 | 234285-Lighting-Occpncy Snsr-Hi-Bay integrated Snsr-Tr1 |  | System | Commercial | 01-ALC-AllCommercial-IntLight | 0 |  |  |  |  | 221.2703 | 95.5 | 0 | 0 | 0 | 125.7703 | 2503.6304 |  | kWh | 0.48559 | 0 | Commercial | [7 empty] | 8 | 0.84 |  |  |  | 0 | 4 | 0 | 0 | 0 | 0 | 0 | 0 | 0 | 0 | 0 | 0 | 2009 Qtr 1: 0; 2009 Qtr 2: 0; 2009 Qtr 3: 4; 2009 Qtr 4: 0; 2010 Qtr 1: 0; 2010 Qtr 2: 0; 2010 Qtr 3: 0; 2010 Qtr 4: 0; 2011 Qtr 1: 0; 2011 Qtr 2: 0; 2011 Qtr 3: 0; 2011 Qtr 4: 0 | 4
0 | 234330-Premium T8 with T12 40 Watt Baseline - Tr1 |  | System | Commercial | 01-ALC-AllCommercial-IntLight | 0 |  |  |  |  | 27.6532 | 13.1897 | 0 | 0 | 0 | 14.4636 | 83.5202 |  | kWh | 0.017351 | 0 | Commercial | [7 empty] | 15 | 0.78 |  |  |  | 0 | 229.2701 | 0 | 0 | 0 | 0 | 0 | 0 | 0 | 0 | 0 | 0 | 2009 Qtr 1: 0; 2009 Qtr 2: 0; 2009 Qtr 3: 229.2701; 2009 Qtr 4: 0; 2010 Qtr 1: 0; 2010 Qtr 2: 0; 2010 Qtr 3: 0; 2010 Qtr 4: 0; 2011 Qtr 1: 0; 2011 Qtr 2: 0; 2011 Qtr 3: 0; 2011 Qtr 4: 0 | 229.2701
0 | 234303-Lighting-Remove 4 Ft Lamp (De-Lamp) - Tr1 |  | System | Commercial | [6 empty] | 12.3596 | 16.4871 | 0 | 0 | 0 | -4.1275 | 137.2559 |  | 0 | 0.026384 | -2.5676 | Commercial |  | Winter Only | [5 empty] | 15 | 0.77 |  |  |  | 0 | 5.4588 | 0 | 0 | 0 | 0 | 0 | 0 | 0 | 0 | 0 | 0 | 2009 Qtr 1: 0; 2009 Qtr 2: 0; 2009 Qtr 3: 5.4588; 2009 Qtr 4: 0; 2010 Qtr 1: 0; 2010 Qtr 2: 0; 2010 Qtr 3: 0; 2010 Qtr 4: 0; 2011 Qtr 1: 0; 2011 Qtr 2: 0; 2011 Qtr 3: 0; 2011 Qtr 4: 0 | 5.4588
0 | 234286-Lighting-Occpncy Snsr-Hi-Bay integrated Snsr-Tr2 |  | System | Commercial | 01-ALC-AllCommercial-IntLight | 0 |  |  |  |  | 221.37 | 95.5 | 0 | 0 | 0 | 125.87 | 1499.5759 |  | kWh | 0.47213 | 0 | Commercial | [7 empty] | 8 | 0.84 |  |  |  | 0 | 36 | 0 | 0 | 0 | 0 | 0 | 0 | 0 | 0 | 0 | 0 | 2009 Qtr 1: 0; 2009 Qtr 2: 0; 2009 Qtr 3: 36; 2009 Qtr 4: 0; 2010 Qtr 1: 0; 2010 Qtr 2: 0; 2010 Qtr 3: 0; 2010 Qtr 4: 0; 2011 Qtr 1: 0; 2011 Qtr 2: 0; 2011 Qtr 3: 0; 2011 Qtr 4: 0 | 36
0 | 234286-Lighting-Occpncy Snsr-Hi-Bay integrated Snsr-Tr2 |  | System | Commercial | 01-ALC-AllCommercial-IntLight | 0 |  |  |  |  | 221.37 | 95.5 | 0 | 0 | 0 | 125.87 | 1499.5759 |  | kWh | 0.47213 | 0 | Commercial | [7 empty] | 8 | 0.84 |  |  |  | 0 | 15 | 0 | 0 | 0 | 0 | 0 | 0 | 0 | 0 | 0 | 0 | 2009 Qtr 1: 0; 2009 Qtr 2: 0; 2009 Qtr 3: 15; 2009 Qtr 4: 0; 2010 Qtr 1: 0; 2010 Qtr 2: 0; 2010 Qtr 3: 0; 2010 Qtr 4: 0; 2011 Qtr 1: 0; 2011 Qtr 2: 0; 2011 Qtr 3: 0; 2011 Qtr 4: 0 | 15
0 | 234330-Premium T8 with T12 40 Watt Baseline - Tr1 |  | System | Commercial | 01-ALC-AllCommercial-IntLight | 0 |  |  |  |  | 27.6532 | 13.1897 | 0 | 0 | 0 | 14.4636 | 83.5202 |  | kWh | 0.017351 | 0 | Commercial | [7 empty] | 15 | 0.78 |  |  |  | 0 | 25.4745 | 0 | 0 | 0 | 0 | 0 | 0 | 0 | 0 | 0 | 0 | 2009 Qtr 1: 0; 2009 Qtr 2: 0; 2009 Qtr 3: 25.4745; 2009 Qtr 4: 0; 2010 Qtr 1: 0; 2010 Qtr 2: 0; 2010 Qtr 3: 0; 2010 Qtr 4: 0; 2011 Qtr 1: 0; 2011 Qtr 2: 0; 2011 Qtr 3: 0; 2011 Qtr 4: 0 | 25.4745
0 | 234285-Lighting-Occpncy Snsr-Hi-Bay integrated Snsr-Tr1 |  | System | Commercial | 01-ALC-AllCommercial-IntLight | 0 |  |  |  |  | 221.2703 | 95.5 | 0 | 0 | 0 | 125.7703 | 2503.6304 |  | kWh | 0.48559 | 0 | Commercial | [7 empty] | 8 | 0.84 |  |  |  | 0 | 5 | 0 | 0 | 0 | 0 | 0 | 0 | 0 | 0 | 0 | 0 | 2009 Qtr 1: 0; 2009 Qtr 2: 0; 2009 Qtr 3: 5; 2009 Qtr 4: 0; 2010 Qtr 1: 0; 2010 Qtr 2: 0; 2010 Qtr 3: 0; 2010 Qtr 4: 0; 2011 Qtr 1: 0; 2011 Qtr 2: 0; 2011 Qtr 3: 0; 2011 Qtr 4: 0 | 5
0 | 234285-Lighting-Occpncy Snsr-Hi-Bay integrated Snsr-Tr1 |  | System | Commercial | 01-ALC-AllCommercial-IntLight | 0 |  |  |  |  | 221.2703 | 95.5 | 0 | 0 | 0 | 125.7703 | 2503.6304 |  | kWh | 0.48559 | 0 | Commercial | [7 empty] | 8 | 0.84 |  |  |  | 0 | 54 | 0 | 0 | 0 | 0 | 0 | 0 | 0 | 0 | 0 | 0 | 2009 Qtr 1: 0; 2009 Qtr 2: 0; 2009 Qtr 3: 54; 2009 Qtr 4: 0; 2010 Qtr 1: 0; 2010 Qtr 2: 0; 2010 Qtr 3: 0; 2010 Qtr 4: 0; 2011 Qtr 1: 0; 2011 Qtr 2: 0; 2011 Qtr 3: 0; 2011 Qtr 4: 0 | 54
0 | 234286-Lighting-Occpncy Snsr-Hi-Bay integrated Snsr-Tr2 |  | System | Commercial | 01-ALC-AllCommercial-IntLight | 0 |  |  |  |  | 221.37 | 95.5 | 0 | 0 | 0 | 125.87 | 1499.5759 |  | kWh | 0.47213 | 0 | Commercial | [7 empty] | 8 | 0.84 |  |  |  | 0 | 18 | 0 | 0 | 0 | 0 | 0 | 0 | 0 | 0 | 0 | 0 | 2009 Qtr 1: 0; 2009 Qtr 2: 0; 2009 Qtr 3: 18; 2009 Qtr 4: 0; 2010 Qtr 1: 0; 2010 Qtr 2: 0; 2010 Qtr 3: 0; 2010 Qtr 4: 0; 2011 Qtr 1: 0; 2011 Qtr 2: 0; 2011 Qtr 3: 0; 2011 Qtr 4: 0 | 18
0 | 234002-A/C-Reflective Window Film Coastal |  | System | Commercial | 18-OFS-Office–Small-Cooling | 0 |  |  |  |  | 3.12 | 2 | 0 | 0 | 0 | 1.12 | 12.44 |  | kWh | 0.0023 | 0 | Commercial | [7 empty] | 10 | 0.85 |  |  |  | 0 | 339 | 0 | 0 | 0 | 0 | 0 | 0 | 0 | 0 | 0 | 0 | 2009 Qtr 1: 0; 2009 Qtr 2: 0; 2009 Qtr 3: 0; 2009 Qtr 4: 339; 2010 Qtr 1: 0; 2010 Qtr 2: 0; 2010 Qtr 3: 0; 2010 Qtr 4: 0; 2011 Qtr 1: 0; 2011 Qtr 2: 0; 2011 Qtr 3: 0; 2011 Qtr 4: 0 | 339
0 | 234330-Premium T8 with T12 40 Watt Baseline - Tr1 |  | System | Commercial | 01-ALC-AllCommercial-IntLight | 0 |  |  |  |  | 27.6532 | 13.1897 | 0 | 0 | 0 | 14.4636 | 83.5202 |  | kWh | 0.017351 | 0 | Commercial | [7 empty] | 15 | 0.78 |  |  |  | 0 | 3.6392 | 0 | 0 | 0 | 0 | 0 | 0 | 0 | 0 | 0 | 0 | 2009 Qtr 1: 0; 2009 Qtr 2: 0; 2009 Qtr 3: 3.6392; 2009 Qtr 4: 0; 2010 Qtr 1: 0; 2010 Qtr 2: 0; 2010 Qtr 3: 0; 2010 Qtr 4: 0; 2011 Qtr 1: 0; 2011 Qtr 2: 0; 2011 Qtr 3: 0; 2011 Qtr 4: 0 | 3.6392
0 | 234285-Lighting-Occpncy Snsr-Hi-Bay integrated Snsr-Tr1 |  | System | Commercial | 01-ALC-AllCommercial-IntLight | 0 |  |  |  |  | 221.2703 | 95.5 | 0 | 0 | 0 | 125.7703 | 2503.6304 |  | kWh | 0.48559 | 0 | Commercial | [7 empty] | 8 | 0.84 |  |  |  | 0 | 10 | 0 | 0 | 0 | 0 | 0 | 0 | 0 | 0 | 0 | 0 | 2009 Qtr 1: 0; 2009 Qtr 2: 0; 2009 Qtr 3: 10; 2009 Qtr 4: 0; 2010 Qtr 1: 0; 2010 Qtr 2: 0; 2010 Qtr 3: 0; 2010 Qtr 4: 0; 2011 Qtr 1: 0; 2011 Qtr 2: 0; 2011 Qtr 3: 0; 2011 Qtr 4: 0 | 10
0 | 234286-Lighting-Occpncy Snsr-Hi-Bay integrated Snsr-Tr2 |  | System | Commercial | 01-ALC-AllCommercial-IntLight | 0 |  |  |  |  | 221.37 | 95.5 | 0 | 0 | 0 | 125.87 | 1499.5759 |  | kWh | 0.47213 | 0 | Commercial | [7 empty] | 8 | 0.84 |  |  |  | 0 | 121 | 0 | 0 | 0 | 0 | 0 | 0 | 0 | 0 | 0 | 0 | 2009 Qtr 1: 0; 2009 Qtr 2: 0; 2009 Qtr 3: 121; 2009 Qtr 4: 0; 2010 Qtr 1: 0; 2010 Qtr 2: 0; 2010 Qtr 3: 0; 2010 Qtr 4: 0; 2011 Qtr 1: 0; 2011 Qtr 2: 0; 2011 Qtr 3: 0; 2011 Qtr 4: 0 | 121
0 | 234063-Refrigeration - Anti-Sweat Heater Controls |  | System | Commercial | 09-GRO-Grocery-REFG | 0 |  |  |  |  | 56 | 26.5 | 0 | 0 | 0 | 29.5 | 343 |  | kWh | 0.022 | 0 | Commercial | [7 empty] | 12 | 0.7 |  |  |  | 0 | 60 | 0 | 0 | 0 | 0 | 0 | 0 | 0 | 0 | 0 | 0 | 2009 Qtr 1: 0; 2009 Qtr 2: 0; 2009 Qtr 3: 0; 2009 Qtr 4: 60; 2010 Qtr 1: 0; 2010 Qtr 2: 0; 2010 Qtr 3: 0; 2010 Qtr 4: 0; 2011 Qtr 1: 0; 2011 Qtr 2: 0; 2011 Qtr 3: 0; 2011 Qtr 4: 0 | 60
0 | 234126-Refrigeration - Efficient Evap Fan Motor Electronically Commutated Motor (ECM) |  | System | Commercial | 09-GRO-Grocery-REFG | 0 |  |  |  |  | 6.7904 | 150 | 0 | 0 | 0 | -143.2096 | 116.369 |  | kWh | 0.015845 | -0.11528 | Commercial |  | Annual | [5 empty] | 15 | 0.7 |  |  |  | 0 | 10 | 0 | 0 | 0 | 0 | 0 | 0 | 0 | 0 | 0 | 0 | 2009 Qtr 1: 0; 2009 Qtr 2: 0; 2009 Qtr 3: 0; 2009 Qtr 4: 10; 2010 Qtr 1: 0; 2010 Qtr 2: 0; 2010 Qtr 3: 0; 2010 Qtr 4: 0; 2011 Qtr 1: 0; 2011 Qtr 2: 0; 2011 Qtr 3: 0; 2011 Qtr 4: 0 | 10
0 | 234330-Premium T8 with T12 40 Watt Baseline - Tr1 |  | System | Commercial | 01-ALC-AllCommercial-IntLight | 0 |  |  |  |  | 27.6532 | 13.1897 | 0 | 0 | 0 | 14.4636 | 83.5202 |  | kWh | 0.017351 | 0 | Commercial | [7 empty] | 15 | 0.78 |  |  |  | 0 | 112.8155 | 0 | 0 | 0 | 0 | 0 | 0 | 0 | 0 | 0 | 0 | 2009 Qtr 1: 0; 2009 Qtr 2: 0; 2009 Qtr 3: 0; 2009 Qtr 4: 112.8155; 2010 Qtr 1: 0; 2010 Qtr 2: 0; 2010 Qtr 3: 0; 2010 Qtr 4: 0; 2011 Qtr 1: 0; 2011 Qtr 2: 0; 2011 Qtr 3: 0; 2011 Qtr 4: 0 | 112.8155
0 | 234303-Lighting-Remove 4 Ft Lamp (De-Lamp) - Tr1 |  | System | Commercial | [6 empty] | 12.3596 | 16.4871 | 0 | 0 | 0 | -4.1275 | 137.2559 |  | 0 | 0.026384 | -2.5676 | Commercial |  | Winter Only | [5 empty] | 15 | 0.77 |  |  |  | 0 | 12.7372 | 0 | 0 | 0 | 0 | 0 | 0 | 0 | 0 | 0 | 0 | 2009 Qtr 1: 0; 2009 Qtr 2: 0; 2009 Qtr 3: 0; 2009 Qtr 4: 12.7372; 2010 Qtr 1: 0; 2010 Qtr 2: 0; 2010 Qtr 3: 0; 2010 Qtr 4: 0; 2011 Qtr 1: 0; 2011 Qtr 2: 0; 2011 Qtr 3: 0; 2011 Qtr 4: 0 | 12.7372
0 | 234285-Lighting-Occpncy Snsr-Hi-Bay integrated Snsr-Tr1 |  | System | Commercial | 01-ALC-AllCommercial-IntLight | 0 |  |  |  |  | 221.2703 | 95.5 | 0 | 0 | 0 | 125.7703 | 2503.6304 |  | kWh | 0.48559 | 0 | Commercial | [7 empty] | 8 | 0.84 |  |  |  | 0 | 13 | 0 | 0 | 0 | 0 | 0 | 0 | 0 | 0 | 0 | 0 | 2009 Qtr 1: 0; 2009 Qtr 2: 0; 2009 Qtr 3: 0; 2009 Qtr 4: 13; 2010 Qtr 1: 0; 2010 Qtr 2: 0; 2010 Qtr 3: 0; 2010 Qtr 4: 0; 2011 Qtr 1: 0; 2011 Qtr 2: 0; 2011 Qtr 3: 0; 2011 Qtr 4: 0 | 13
0 | 234063-Refrigeration - Anti-Sweat Heater Controls |  | System | Commercial | 09-GRO-Grocery-REFG | 0 |  |  |  |  | 56 | 26.5 | 0 | 0 | 0 | 29.5 | 343 |  | kWh | 0.022 | 0 | Commercial | [7 empty] | 12 | 0.7 |  |  |  | 0 | 60 | 0 | 0 | 0 | 0 | 0 | 0 | 0 | 0 | 0 | 0 | 2009 Qtr 1: 0; 2009 Qtr 2: 0; 2009 Qtr 3: 0; 2009 Qtr 4: 60; 2010 Qtr 1: 0; 2010 Qtr 2: 0; 2010 Qtr 3: 0; 2010 Qtr 4: 0; 2011 Qtr 1: 0; 2011 Qtr 2: 0; 2011 Qtr 3: 0; 2011 Qtr 4: 0 | 60
0 | 234126-Refrigeration - Efficient Evap Fan Motor Electronically Commutated Motor (ECM) |  | System | Commercial | 09-GRO-Grocery-REFG | 0 |  |  |  |  | 6.7904 | 150 | 0 | 0 | 0 | -143.2096 | 116.369 |  | kWh | 0.015845 | -0.11528 | Commercial |  | Annual | [5 empty] | 15 | 0.7 |  |  |  | 0 | 8 | 0 | 0 | 0 | 0 | 0 | 0 | 0 | 0 | 0 | 0 | 2009 Qtr 1: 0; 2009 Qtr 2: 0; 2009 Qtr 3: 0; 2009 Qtr 4: 8; 2010 Qtr 1: 0; 2010 Qtr 2: 0; 2010 Qtr 3: 0; 2010 Qtr 4: 0; 2011 Qtr 1: 0; 2011 Qtr 2: 0; 2011 Qtr 3: 0; 2011 Qtr 4: 0 | 8
0 | 234086-Water Heating - Gas Storage Water Heater (per MBtuh) |  | System | Commercial | 01-ALC-AllCommercial-Vent/Fan | 0 |  |  |  |  | 6.7769 | 2 | 0 | 0 | 0 | 4.7769 | 0 |  | kWh | 0 | 1.753 | Commercial |  | Annual | [5 empty] | 11 | 0.46 |  |  |  | 0 | 160 | 0 | 0 | 0 | 0 | 0 | 0 | 0 | 0 | 0 | 0 | 2009 Qtr 1: 0; 2009 Qtr 2: 0; 2009 Qtr 3: 0; 2009 Qtr 4: 160; 2010 Qtr 1: 0; 2010 Qtr 2: 0; 2010 Qtr 3: 0; 2010 Qtr 4: 0; 2011 Qtr 1: 0; 2011 Qtr 2: 0; 2011 Qtr 3: 0; 2011 Qtr 4: 0 | 160
0 | 234330-Premium T8 with T12 40 Watt Baseline - Tr1 |  | System | Commercial | 01-ALC-AllCommercial-IntLight | 0 |  |  |  |  | 27.6532 | 13.1897 | 0 | 0 | 0 | 14.4636 | 83.5202 |  | kWh | 0.017351 | 0 | Commercial | [7 empty] | 15 | 0.78 |  |  |  | 0 | 320.2504 | 0 | 0 | 0 | 0 | 0 | 0 | 0 | 0 | 0 | 0 | 2009 Qtr 1: 0; 2009 Qtr 2: 0; 2009 Qtr 3: 0; 2009 Qtr 4: 320.2504; 2010 Qtr 1: 0; 2010 Qtr 2: 0; 2010 Qtr 3: 0; 2010 Qtr 4: 0; 2011 Qtr 1: 0; 2011 Qtr 2: 0; 2011 Qtr 3: 0; 2011 Qtr 4: 0 | 320.2504
0 | 234303-Lighting-Remove 4 Ft Lamp (De-Lamp) - Tr1 |  | System | Commercial | [6 empty] | 12.3596 | 16.4871 | 0 | 0 | 0 | -4.1275 | 137.2559 |  | 0 | 0.026384 | -2.5676 | Commercial |  | Winter Only | [5 empty] | 15 | 0.77 |  |  |  | 0 | 215.6231 | 0 | 0 | 0 | 0 | 0 | 0 | 0 | 0 | 0 | 0 | 2009 Qtr 1: 0; 2009 Qtr 2: 0; 2009 Qtr 3: 0; 2009 Qtr 4: 215.6231; 2010 Qtr 1: 0; 2010 Qtr 2: 0; 2010 Qtr 3: 0; 2010 Qtr 4: 0; 2011 Qtr 1: 0; 2011 Qtr 2: 0; 2011 Qtr 3: 0; 2011 Qtr 4: 0 | 215.6231
0 | 234331-Premium T8 with T12 40 Watt Baseline - Tr2 |  | System | Commercial | 01-ALC-AllCommercial-IntLight | 0 |  |  |  |  | 27.653 | 9.8923 | 0 | 0 | 0 | 17.7607 | 58.062 |  | kWh | 0.017133 | 0 | Commercial | [7 empty] | 15 | 0.78 |  |  |  | 0 | 45.4901 | 0 | 0 | 0 | 0 | 0 | 0 | 0 | 0 | 0 | 0 | 2009 Qtr 1: 0; 2009 Qtr 2: 0; 2009 Qtr 3: 0; 2009 Qtr 4: 45.4901; 2010 Qtr 1: 0; 2010 Qtr 2: 0; 2010 Qtr 3: 0; 2010 Qtr 4: 0; 2011 Qtr 1: 0; 2011 Qtr 2: 0; 2011 Qtr 3: 0; 2011 Qtr 4: 0 | 45.4901
0 | 234304-Lighting-Remove 4 Ft Lamp (De-Lamp) - Tr2 |  | System | Commercial | [6 empty] | 12.3587 | 12.3653 | 0 | 0 | 0 | -0.0066231 | 137.2559 |  | 0 | 0.026384 | -2.5676 | Commercial | [7 empty] | 15 | 0.77 |  |  |  | 0 | 29.1137 | 0 | 0 | 0 | 0 | 0 | 0 | 0 | 0 | 0 | 0 | 2009 Qtr 1: 0; 2009 Qtr 2: 0; 2009 Qtr 3: 0; 2009 Qtr 4: 29.1137; 2010 Qtr 1: 0; 2010 Qtr 2: 0; 2010 Qtr 3: 0; 2010 Qtr 4: 0; 2011 Qtr 1: 0; 2011 Qtr 2: 0; 2011 Qtr 3: 0; 2011 Qtr 4: 0 | 29.1137
0 | 234330-Premium T8 with T12 40 Watt Baseline - Tr1 |  | System | Commercial | 01-ALC-AllCommercial-IntLight | 0 |  |  |  |  | 27.6532 | 13.1897 | 0 | 0 | 0 | 14.4636 | 83.5202 |  | kWh | 0.017351 | 0 | Commercial | [7 empty] | 15 | 0.78 |  |  |  | 0 | 29.1137 | 0 | 0 | 0 | 0 | 0 | 0 | 0 | 0 | 0 | 0 | 2009 Qtr 1: 0; 2009 Qtr 2: 0; 2009 Qtr 3: 0; 2009 Qtr 4: 29.1137; 2010 Qtr 1: 0; 2010 Qtr 2: 0; 2010 Qtr 3: 0; 2010 Qtr 4: 0; 2011 Qtr 1: 0; 2011 Qtr 2: 0; 2011 Qtr 3: 0; 2011 Qtr 4: 0 | 29.1137
0 | 234303-Lighting-Remove 4 Ft Lamp (De-Lamp) - Tr1 |  | System | Commercial | [6 empty] | 12.3596 | 16.4871 | 0 | 0 | 0 | -4.1275 | 137.2559 |  | 0 | 0.026384 | -2.5676 | Commercial |  | Winter Only | [5 empty] | 15 | 0.77 |  |  |  | 0 | 29.1137 | 0 | 0 | 0 | 0 | 0 | 0 | 0 | 0 | 0 | 0 | 2009 Qtr 1: 0; 2009 Qtr 2: 0; 2009 Qtr 3: 0; 2009 Qtr 4: 29.1137; 2010 Qtr 1: 0; 2010 Qtr 2: 0; 2010 Qtr 3: 0; 2010 Qtr 4: 0; 2011 Qtr 1: 0; 2011 Qtr 2: 0; 2011 Qtr 3: 0; 2011 Qtr 4: 0 | 29.1137
0 | 234201-Lighting-2 Ft 2nd Gen T-8 with Elec Ballast-Tr1 |  | System | Commercial | 01-ALC-AllCommercial-IntLight | 0 |  |  |  |  | 23.0819 | 10.9914 | 0 | 0 | 0 | 12.0905 | 56.0027 |  | kWh | 0.010616 | 0 | Commercial | [7 empty] | 15 | 0.78 |  |  |  | 0 | 1.8196 | 0 | 0 | 0 | 0 | 0 | 0 | 0 | 0 | 0 | 0 | 2009 Qtr 1: 0; 2009 Qtr 2: 0; 2009 Qtr 3: 0; 2009 Qtr 4: 1.8196; 2010 Qtr 1: 0; 2010 Qtr 2: 0; 2010 Qtr 3: 0; 2010 Qtr 4: 0; 2011 Qtr 1: 0; 2011 Qtr 2: 0; 2011 Qtr 3: 0; 2011 Qtr 4: 0 | 1.8196
0 | 234330-Premium T8 with T12 40 Watt Baseline - Tr1 |  | System | Commercial | 01-ALC-AllCommercial-IntLight | 0 |  |  |  |  | 27.6532 | 13.1897 | 0 | 0 | 0 | 14.4636 | 83.5202 |  | kWh | 0.017351 | 0 | Commercial | [7 empty] | 15 | 0.78 |  |  |  | 0 | 134.6507 | 0 | 0 | 0 | 0 | 0 | 0 | 0 | 0 | 0 | 0 | 2009 Qtr 1: 0; 2009 Qtr 2: 0; 2009 Qtr 3: 0; 2009 Qtr 4: 134.6507; 2010 Qtr 1: 0; 2010 Qtr 2: 0; 2010 Qtr 3: 0; 2010 Qtr 4: 0; 2011 Qtr 1: 0; 2011 Qtr 2: 0; 2011 Qtr 3: 0; 2011 Qtr 4: 0 | 134.6507
0 | 234303-Lighting-Remove 4 Ft Lamp (De-Lamp) - Tr1 |  | System | Commercial | [6 empty] | 12.3596 | 16.4871 | 0 | 0 | 0 | -4.1275 | 137.2559 |  | 0 | 0.026384 | -2.5676 | Commercial |  | Winter Only | [5 empty] | 15 | 0.77 |  |  |  | 0 | 71.8744 | 0 | 0 | 0 | 0 | 0 | 0 | 0 | 0 | 0 | 0 | 2009 Qtr 1: 0; 2009 Qtr 2: 0; 2009 Qtr 3: 0; 2009 Qtr 4: 71.8744; 2010 Qtr 1: 0; 2010 Qtr 2: 0; 2010 Qtr 3: 0; 2010 Qtr 4: 0; 2011 Qtr 1: 0; 2011 Qtr 2: 0; 2011 Qtr 3: 0; 2011 Qtr 4: 0 | 71.8744
0 | 234049-Lighting-LED Exit Sign New Sign |  | System | Commercial | 25-SCN-Storage–Conditioned-Exit | 0 |  |  |  |  | 64.8921 | 45 | 0 | 0 | 0 | 19.8921 | 351.311 |  | kWh | 0 | 0 | Commercial | [7 empty] | 16 | 0.85 |  |  |  | 0 | 6 | 0 | 0 | 0 | 0 | 0 | 0 | 0 | 0 | 0 | 0 | 2009 Qtr 1: 0; 2009 Qtr 2: 0; 2009 Qtr 3: 0; 2009 Qtr 4: 6; 2010 Qtr 1: 0; 2010 Qtr 2: 0; 2010 Qtr 3: 0; 2010 Qtr 4: 0; 2011 Qtr 1: 0; 2011 Qtr 2: 0; 2011 Qtr 3: 0; 2011 Qtr 4: 0 | 6
0 | 234330-Premium T8 with T12 40 Watt Baseline - Tr1 |  | System | Commercial | 01-ALC-AllCommercial-IntLight | 0 |  |  |  |  | 27.6532 | 13.1897 | 0 | 0 | 0 | 14.4636 | 83.5202 |  | kWh | 0.017351 | 0 | Commercial | [7 empty] | 15 | 0.78 |  |  |  | 0 | 149.2076 | 0 | 0 | 0 | 0 | 0 | 0 | 0 | 0 | 0 | 0 | 2009 Qtr 1: 0; 2009 Qtr 2: 0; 2009 Qtr 3: 0; 2009 Qtr 4: 149.2076; 2010 Qtr 1: 0; 2010 Qtr 2: 0; 2010 Qtr 3: 0; 2010 Qtr 4: 0; 2011 Qtr 1: 0; 2011 Qtr 2: 0; 2011 Qtr 3: 0; 2011 Qtr 4: 0 | 149.2076
0 | 234285-Lighting-Occpncy Snsr-Hi-Bay integrated Snsr-Tr1 |  | System | Commercial | 01-ALC-AllCommercial-IntLight | 0 |  |  |  |  | 221.2703 | 95.5 | 0 | 0 | 0 | 125.7703 | 2503.6304 |  | kWh | 0.48559 | 0 | Commercial | [7 empty] | 8 | 0.84 |  |  |  | 0 | 30 | 0 | 0 | 0 | 0 | 0 | 0 | 0 | 0 | 0 | 0 | 2009 Qtr 1: 0; 2009 Qtr 2: 0; 2009 Qtr 3: 0; 2009 Qtr 4: 30; 2010 Qtr 1: 0; 2010 Qtr 2: 0; 2010 Qtr 3: 0; 2010 Qtr 4: 0; 2011 Qtr 1: 0; 2011 Qtr 2: 0; 2011 Qtr 3: 0; 2011 Qtr 4: 0 | 30
0 | 234330-Premium T8 with T12 40 Watt Baseline - Tr1 |  | System | Commercial | 01-ALC-AllCommercial-IntLight | 0 |  |  |  |  | 27.6532 | 13.1897 | 0 | 0 | 0 | 14.4636 | 83.5202 |  | kWh | 0.017351 | 0 | Commercial | [7 empty] | 15 | 0.78 |  |  |  | 0 | 23.6549 | 0 | 0 | 0 | 0 | 0 | 0 | 0 | 0 | 0 | 0 | 2009 Qtr 1: 0; 2009 Qtr 2: 0; 2009 Qtr 3: 0; 2009 Qtr 4: 23.6549; 2010 Qtr 1: 0; 2010 Qtr 2: 0; 2010 Qtr 3: 0; 2010 Qtr 4: 0; 2011 Qtr 1: 0; 2011 Qtr 2: 0; 2011 Qtr 3: 0; 2011 Qtr 4: 0 | 23.6549
0 | 234303-Lighting-Remove 4 Ft Lamp (De-Lamp) - Tr1 |  | System | Commercial | [6 empty] | 12.3596 | 16.4871 | 0 | 0 | 0 | -4.1275 | 137.2559 |  | 0 | 0.026384 | -2.5676 | Commercial |  | Winter Only | [5 empty] | 15 | 0.77 |  |  |  | 0 | 21.8353 | 0 | 0 | 0 | 0 | 0 | 0 | 0 | 0 | 0 | 0 | 2009 Qtr 1: 0; 2009 Qtr 2: 0; 2009 Qtr 3: 0; 2009 Qtr 4: 21.8353; 2010 Qtr 1: 0; 2010 Qtr 2: 0; 2010 Qtr 3: 0; 2010 Qtr 4: 0; 2011 Qtr 1: 0; 2011 Qtr 2: 0; 2011 Qtr 3: 0; 2011 Qtr 4: 0 | 21.8353
0 | 234286-Lighting-Occpncy Snsr-Hi-Bay integrated Snsr-Tr2 |  | System | Commercial | 01-ALC-AllCommercial-IntLight | 0 |  |  |  |  | 221.37 | 95.5 | 0 | 0 | 0 | 125.87 | 1499.5759 |  | kWh | 0.47213 | 0 | Commercial | [7 empty] | 8 | 0.84 |  |  |  | 0 | 47 | 0 | 0 | 0 | 0 | 0 | 0 | 0 | 0 | 0 | 0 | 2009 Qtr 1: 0; 2009 Qtr 2: 0; 2009 Qtr 3: 0; 2009 Qtr 4: 47; 2010 Qtr 1: 0; 2010 Qtr 2: 0; 2010 Qtr 3: 0; 2010 Qtr 4: 0; 2011 Qtr 1: 0; 2011 Qtr 2: 0; 2011 Qtr 3: 0; 2011 Qtr 4: 0 | 47
0 | 234285-Lighting-Occpncy Snsr-Hi-Bay integrated Snsr-Tr1 |  | System | Commercial | 01-ALC-AllCommercial-IntLight | 0 |  |  |  |  | 221.2703 | 95.5 | 0 | 0 | 0 | 125.7703 | 2503.6304 |  | kWh | 0.48559 | 0 | Commercial | [7 empty] | 8 | 0.84 |  |  |  | 0 | 22 | 0 | 0 | 0 | 0 | 0 | 0 | 0 | 0 | 0 | 0 | 2009 Qtr 1: 0; 2009 Qtr 2: 0; 2009 Qtr 3: 0; 2009 Qtr 4: 22; 2010 Qtr 1: 0; 2010 Qtr 2: 0; 2010 Qtr 3: 0; 2010 Qtr 4: 0; 2011 Qtr 1: 0; 2011 Qtr 2: 0; 2011 Qtr 3: 0; 2011 Qtr 4: 0 | 22
0 | 234084-Refrigeration -Cooler/Freezer Door Gaskets - Solid Doors: Cooler |  | System | Commercial | 09-GRO-Grocery-REFG | 0 |  |  |  |  | 2.2498 | 4 | 0 | 0 | 0 | -1.7502 | 104.55 |  | kWh | 0.01195 | 0 | Commercial | [7 empty] | 4 | 0.76 |  |  |  | 0 | 302 | 0 | 0 | 0 | 0 | 0 | 0 | 0 | 0 | 0 | 0 | 2009 Qtr 1: 0; 2009 Qtr 2: 0; 2009 Qtr 3: 302; 2009 Qtr 4: 0; 2010 Qtr 1: 0; 2010 Qtr 2: 0; 2010 Qtr 3: 0; 2010 Qtr 4: 0; 2011 Qtr 1: 0; 2011 Qtr 2: 0; 2011 Qtr 3: 0; 2011 Qtr 4: 0 | 302
0 | 234286-Lighting-Occpncy Snsr-Hi-Bay integrated Snsr-Tr2 |  | System | Commercial | 01-ALC-AllCommercial-IntLight | 0 |  |  |  |  | 221.37 | 95.5 | 0 | 0 | 0 | 125.87 | 1499.5759 |  | kWh | 0.47213 | 0 | Commercial | [7 empty] | 8 | 0.84 |  |  |  | 0 | 68 | 0 | 0 | 0 | 0 | 0 | 0 | 0 | 0 | 0 | 0 | 2009 Qtr 1: 0; 2009 Qtr 2: 0; 2009 Qtr 3: 0; 2009 Qtr 4: 68; 2010 Qtr 1: 0; 2010 Qtr 2: 0; 2010 Qtr 3: 0; 2010 Qtr 4: 0; 2011 Qtr 1: 0; 2011 Qtr 2: 0; 2011 Qtr 3: 0; 2011 Qtr 4: 0 | 68
0 | 234286-Lighting-Occpncy Snsr-Hi-Bay integrated Snsr-Tr2 |  | System | Commercial | 01-ALC-AllCommercial-IntLight | 0 |  |  |  |  | 221.37 | 95.5 | 0 | 0 | 0 | 125.87 | 1499.5759 |  | kWh | 0.47213 | 0 | Commercial | [7 empty] | 8 | 0.84 |  |  |  | 0 | 43 | 0 | 0 | 0 | 0 | 0 | 0 | 0 | 0 | 0 | 0 | 2009 Qtr 1: 0; 2009 Qtr 2: 0; 2009 Qtr 3: 0; 2009 Qtr 4: 43; 2010 Qtr 1: 0; 2010 Qtr 2: 0; 2010 Qtr 3: 0; 2010 Qtr 4: 0; 2011 Qtr 1: 0; 2011 Qtr 2: 0; 2011 Qtr 3: 0; 2011 Qtr 4: 0 | 43
0 | 234330-Premium T8 with T12 40 Watt Baseline - Tr1 |  | System | Commercial | 01-ALC-AllCommercial-IntLight | 0 |  |  |  |  | 27.6532 | 13.1897 | 0 | 0 | 0 | 14.4636 | 83.5202 |  | kWh | 0.017351 | 0 | Commercial | [7 empty] | 15 | 0.78 |  |  |  | 0 | 50.9489 | 0 | 0 | 0 | 0 | 0 | 0 | 0 | 0 | 0 | 0 | 2009 Qtr 1: 0; 2009 Qtr 2: 0; 2009 Qtr 3: 0; 2009 Qtr 4: 50.9489; 2010 Qtr 1: 0; 2010 Qtr 2: 0; 2010 Qtr 3: 0; 2010 Qtr 4: 0; 2011 Qtr 1: 0; 2011 Qtr 2: 0; 2011 Qtr 3: 0; 2011 Qtr 4: 0 | 50.9489
0 | 234207-Lighting-8 Ft T-8 with Elec Ballast-Tr1 |  | System | Commercial | 01-ALC-AllCommercial-IntLight | 0 |  |  |  |  | 35.6901 | 21.9828 | 0 | 0 | 0 | 13.7073 | 45.8368 |  | kWh | 0.0098893 | 0 | Commercial | [7 empty] | 15 | 0.78 |  |  |  | 0 | 4.549 | 0 | 0 | 0 | 0 | 0 | 0 | 0 | 0 | 0 | 0 | 2009 Qtr 1: 0; 2009 Qtr 2: 0; 2009 Qtr 3: 0; 2009 Qtr 4: 4.549; 2010 Qtr 1: 0; 2010 Qtr 2: 0; 2010 Qtr 3: 0; 2010 Qtr 4: 0; 2011 Qtr 1: 0; 2011 Qtr 2: 0; 2011 Qtr 3: 0; 2011 Qtr 4: 0 | 4.549
0 | 234303-Lighting-Remove 4 Ft Lamp (De-Lamp) - Tr1 |  | System | Commercial | [6 empty] | 12.3596 | 16.4871 | 0 | 0 | 0 | -4.1275 | 137.2559 |  | 0 | 0.026384 | -2.5676 | Commercial |  | Winter Only | [5 empty] | 15 | 0.77 |  |  |  | 0 | 50.9489 | 0 | 0 | 0 | 0 | 0 | 0 | 0 | 0 | 0 | 0 | 2009 Qtr 1: 0; 2009 Qtr 2: 0; 2009 Qtr 3: 0; 2009 Qtr 4: 50.9489; 2010 Qtr 1: 0; 2010 Qtr 2: 0; 2010 Qtr 3: 0; 2010 Qtr 4: 0; 2011 Qtr 1: 0; 2011 Qtr 2: 0; 2011 Qtr 3: 0; 2011 Qtr 4: 0 | 50.9489
0 | 234306-Lighting-Remove 8 Ft Lamp (De-Lamp) - Tr1 |  | System | Commercial | 23-RTL-Retail–SingleStorylarge-LIT_INT | 0 |  |  |  |  | 28.4369 | 27.4785 | 0 | 0 | 0 | 0.95836 | 366.7521 |  | kWh | 0.077777 | 0 | Commercial | [7 empty] | 15 | 0.77 |  |  |  | 0 | 4.549 | 0 | 0 | 0 | 0 | 0 | 0 | 0 | 0 | 0 | 0 | 2009 Qtr 1: 0; 2009 Qtr 2: 0; 2009 Qtr 3: 0; 2009 Qtr 4: 4.549; 2010 Qtr 1: 0; 2010 Qtr 2: 0; 2010 Qtr 3: 0; 2010 Qtr 4: 0; 2011 Qtr 1: 0; 2011 Qtr 2: 0; 2011 Qtr 3: 0; 2011 Qtr 4: 0 | 4.549
0 | 234331-Premium T8 with T12 40 Watt Baseline - Tr2 |  | System | Commercial | 01-ALC-AllCommercial-IntLight | 0 |  |  |  |  | 27.653 | 9.8923 | 0 | 0 | 0 | 17.7607 | 58.062 |  | kWh | 0.017133 | 0 | Commercial | [7 empty] | 15 | 0.78 |  |  |  | 0 | 151.0272 | 0 | 0 | 0 | 0 | 0 | 0 | 0 | 0 | 0 | 0 | 2009 Qtr 1: 0; 2009 Qtr 2: 0; 2009 Qtr 3: 0; 2009 Qtr 4: 151.0272; 2010 Qtr 1: 0; 2010 Qtr 2: 0; 2010 Qtr 3: 0; 2010 Qtr 4: 0; 2011 Qtr 1: 0; 2011 Qtr 2: 0; 2011 Qtr 3: 0; 2011 Qtr 4: 0 | 151.0272
0 | 234304-Lighting-Remove 4 Ft Lamp (De-Lamp) - Tr2 |  | System | Commercial | [6 empty] | 12.3587 | 12.3653 | 0 | 0 | 0 | -0.0066231 | 137.2559 |  | 0 | 0.026384 | -2.5676 | Commercial | [7 empty] | 15 | 0.77 |  |  |  | 0 | 75.5136 | 0 | 0 | 0 | 0 | 0 | 0 | 0 | 0 | 0 | 0 | 2009 Qtr 1: 0; 2009 Qtr 2: 0; 2009 Qtr 3: 0; 2009 Qtr 4: 75.5136; 2010 Qtr 1: 0; 2010 Qtr 2: 0; 2010 Qtr 3: 0; 2010 Qtr 4: 0; 2011 Qtr 1: 0; 2011 Qtr 2: 0; 2011 Qtr 3: 0; 2011 Qtr 4: 0 | 75.5136
0 | 234332-Premium T8 with T12 40 Watt Baseline - Tr3 |  | System | Commercial | 01-ALC-AllCommercial-IntLight | 0 |  |  |  |  | 13.9591 | 7.1444 | 0 | 0 | 0 | 6.8147 | 44.0947 |  | kWh | 0.016509 | 0 | Commercial | [7 empty] | 15 | 0.78 |  |  |  | 0 | 94.6194 | 0 | 0 | 0 | 0 | 0 | 0 | 0 | 0 | 0 | 0 | 2009 Qtr 1: 0; 2009 Qtr 2: 0; 2009 Qtr 3: 0; 2009 Qtr 4: 94.6194; 2010 Qtr 1: 0; 2010 Qtr 2: 0; 2010 Qtr 3: 0; 2010 Qtr 4: 0; 2011 Qtr 1: 0; 2011 Qtr 2: 0; 2011 Qtr 3: 0; 2011 Qtr 4: 0 | 94.6194
0 | 234305-Lighting-Remove 4 Ft Lamp (De-Lamp) - Tr3 |  | System | Commercial | 01-ALC-AllCommercial-IntLight | 0 |  |  |  |  | 28.1828 | 8.7931 | 0 | 0 | 0 | 19.3897 | 129.7131 |  | kWh | 0.050038 | 0 | Commercial | [7 empty] | 15 | 0.77 |  |  |  | 0 | 47.3097 | 0 | 0 | 0 | 0 | 0 | 0 | 0 | 0 | 0 | 0 | 2009 Qtr 1: 0; 2009 Qtr 2: 0; 2009 Qtr 3: 0; 2009 Qtr 4: 47.3097; 2010 Qtr 1: 0; 2010 Qtr 2: 0; 2010 Qtr 3: 0; 2010 Qtr 4: 0; 2011 Qtr 1: 0; 2011 Qtr 2: 0; 2011 Qtr 3: 0; 2011 Qtr 4: 0 | 47.3097
0 | 234330-Premium T8 with T12 40 Watt Baseline - Tr1 |  | System | Commercial | 01-ALC-AllCommercial-IntLight | 0 |  |  |  |  | 27.6532 | 13.1897 | 0 | 0 | 0 | 14.4636 | 83.5202 |  | kWh | 0.017351 | 0 | Commercial | [7 empty] | 15 | 0.78 |  |  |  | 0 | 272.9406 | 0 | 0 | 0 | 0 | 0 | 0 | 0 | 0 | 0 | 0 | 2009 Qtr 1: 0; 2009 Qtr 2: 0; 2009 Qtr 3: 0; 2009 Qtr 4: 272.9406; 2010 Qtr 1: 0; 2010 Qtr 2: 0; 2010 Qtr 3: 0; 2010 Qtr 4: 0; 2011 Qtr 1: 0; 2011 Qtr 2: 0; 2011 Qtr 3: 0; 2011 Qtr 4: 0 | 272.9406
0 | 234303-Lighting-Remove 4 Ft Lamp (De-Lamp) - Tr1 |  | System | Commercial | [6 empty] | 12.3596 | 16.4871 | 0 | 0 | 0 | -4.1275 | 137.2559 |  | 0 | 0.026384 | -2.5676 | Commercial |  | Winter Only | [5 empty] | 15 | 0.77 |  |  |  | 0 | 263.8426 | 0 | 0 | 0 | 0 | 0 | 0 | 0 | 0 | 0 | 0 | 2009 Qtr 1: 0; 2009 Qtr 2: 0; 2009 Qtr 3: 0; 2009 Qtr 4: 263.8426; 2010 Qtr 1: 0; 2010 Qtr 2: 0; 2010 Qtr 3: 0; 2010 Qtr 4: 0; 2011 Qtr 1: 0; 2011 Qtr 2: 0; 2011 Qtr 3: 0; 2011 Qtr 4: 0 | 263.8426
0 | 234360-Lighting-IntrHiByLnrFlscntFxtr244wrplc400w(TrI)Tr1 |  | System | Commercial | [6 empty] | 282.4319 | 153.8404 | 0 | 0 | 0 | 128.5914 | 0 |  | 0 | 0.224 | -7.1132 | Commercial |  | Winter Only | [5 empty] | 15 | 0.78 |  |  |  | 0 | 19.5007 | 0 | 0 | 0 | 0 | 0 | 0 | 0 | 0 | 0 | 0 | 2009 Qtr 1: 0; 2009 Qtr 2: 0; 2009 Qtr 3: 0; 2009 Qtr 4: 19.5007; 2010 Qtr 1: 0; 2010 Qtr 2: 0; 2010 Qtr 3: 0; 2010 Qtr 4: 0; 2011 Qtr 1: 0; 2011 Qtr 2: 0; 2011 Qtr 3: 0; 2011 Qtr 4: 0 | 19.5007
0 | 234285-Lighting-Occpncy Snsr-Hi-Bay integrated Snsr-Tr1 |  | System | Commercial | 01-ALC-AllCommercial-IntLight | 0 |  |  |  |  | 221.2703 | 95.5 | 0 | 0 | 0 | 125.7703 | 2503.6304 |  | kWh | 0.48559 | 0 | Commercial | [7 empty] | 8 | 0.84 |  |  |  | 0 | 16 | 0 | 0 | 0 | 0 | 0 | 0 | 0 | 0 | 0 | 0 | 2009 Qtr 1: 0; 2009 Qtr 2: 0; 2009 Qtr 3: 0; 2009 Qtr 4: 16; 2010 Qtr 1: 0; 2010 Qtr 2: 0; 2010 Qtr 3: 0; 2010 Qtr 4: 0; 2011 Qtr 1: 0; 2011 Qtr 2: 0; 2011 Qtr 3: 0; 2011 Qtr 4: 0 | 16
0 | 234285-Lighting-Occpncy Snsr-Hi-Bay integrated Snsr-Tr1 |  | System | Commercial | 01-ALC-AllCommercial-IntLight | 0 |  |  |  |  | 221.2703 | 95.5 | 0 | 0 | 0 | 125.7703 | 2503.6304 |  | kWh | 0.48559 | 0 | Commercial | [7 empty] | 8 | 0.84 |  |  |  | 0 | 13 | 0 | 0 | 0 | 0 | 0 | 0 | 0 | 0 | 0 | 0 | 2009 Qtr 1: 0; 2009 Qtr 2: 0; 2009 Qtr 3: 0; 2009 Qtr 4: 13; 2010 Qtr 1: 0; 2010 Qtr 2: 0; 2010 Qtr 3: 0; 2010 Qtr 4: 0; 2011 Qtr 1: 0; 2011 Qtr 2: 0; 2011 Qtr 3: 0; 2011 Qtr 4: 0 | 13
0 | 234285-Lighting-Occpncy Snsr-Hi-Bay integrated Snsr-Tr1 |  | System | Commercial | 01-ALC-AllCommercial-IntLight | 0 |  |  |  |  | 221.2703 | 95.5 | 0 | 0 | 0 | 125.7703 | 2503.6304 |  | kWh | 0.48559 | 0 | Commercial | [7 empty] | 8 | 0.84 |  |  |  | 0 | 12 | 0 | 0 | 0 | 0 | 0 | 0 | 0 | 0 | 0 | 0 | 2009 Qtr 1: 0; 2009 Qtr 2: 0; 2009 Qtr 3: 0; 2009 Qtr 4: 12; 2010 Qtr 1: 0; 2010 Qtr 2: 0; 2010 Qtr 3: 0; 2010 Qtr 4: 0; 2011 Qtr 1: 0; 2011 Qtr 2: 0; 2011 Qtr 3: 0; 2011 Qtr 4: 0 | 12
0 | 234084-Refrigeration -Cooler/Freezer Door Gaskets - Solid Doors: Cooler |  | System | Commercial | 09-GRO-Grocery-REFG | 0 |  |  |  |  | 2.2498 | 4 | 0 | 0 | 0 | -1.7502 | 104.55 |  | kWh | 0.01195 | 0 | Commercial | [7 empty] | 4 | 0.76 |  |  |  | 0 | 237 | 0 | 0 | 0 | 0 | 0 | 0 | 0 | 0 | 0 | 0 | 2009 Qtr 1: 0; 2009 Qtr 2: 0; 2009 Qtr 3: 237; 2009 Qtr 4: 0; 2010 Qtr 1: 0; 2010 Qtr 2: 0; 2010 Qtr 3: 0; 2010 Qtr 4: 0; 2011 Qtr 1: 0; 2011 Qtr 2: 0; 2011 Qtr 3: 0; 2011 Qtr 4: 0 | 237
0 | 234330-Premium T8 with T12 40 Watt Baseline - Tr1 |  | System | Commercial | 01-ALC-AllCommercial-IntLight | 0 |  |  |  |  | 27.6532 | 13.1897 | 0 | 0 | 0 | 14.4636 | 83.5202 |  | kWh | 0.017351 | 0 | Commercial | [7 empty] | 15 | 0.78 |  |  |  | 0 | 135.5605 | 0 | 0 | 0 | 0 | 0 | 0 | 0 | 0 | 0 | 0 | 2009 Qtr 1: 0; 2009 Qtr 2: 0; 2009 Qtr 3: 0; 2009 Qtr 4: 135.5605; 2010 Qtr 1: 0; 2010 Qtr 2: 0; 2010 Qtr 3: 0; 2010 Qtr 4: 0; 2011 Qtr 1: 0; 2011 Qtr 2: 0; 2011 Qtr 3: 0; 2011 Qtr 4: 0 | 135.5605
0 | 234303-Lighting-Remove 4 Ft Lamp (De-Lamp) - Tr1 |  | System | Commercial | [6 empty] | 12.3596 | 16.4871 | 0 | 0 | 0 | -4.1275 | 137.2559 |  | 0 | 0.026384 | -2.5676 | Commercial |  | Winter Only | [5 empty] | 15 | 0.77 |  |  |  | 0 | 74.6038 | 0 | 0 | 0 | 0 | 0 | 0 | 0 | 0 | 0 | 0 | 2009 Qtr 1: 0; 2009 Qtr 2: 0; 2009 Qtr 3: 0; 2009 Qtr 4: 74.6038; 2010 Qtr 1: 0; 2010 Qtr 2: 0; 2010 Qtr 3: 0; 2010 Qtr 4: 0; 2011 Qtr 1: 0; 2011 Qtr 2: 0; 2011 Qtr 3: 0; 2011 Qtr 4: 0 | 74.6038
0 | 234330-Premium T8 with T12 40 Watt Baseline - Tr1 |  | System | Commercial | 01-ALC-AllCommercial-IntLight | 0 |  |  |  |  | 27.6532 | 13.1897 | 0 | 0 | 0 | 14.4636 | 83.5202 |  | kWh | 0.017351 | 0 | Commercial | [7 empty] | 15 | 0.78 |  |  |  | 0 | 118.2743 | 0 | 0 | 0 | 0 | 0 | 0 | 0 | 0 | 0 | 0 | 2009 Qtr 1: 0; 2009 Qtr 2: 0; 2009 Qtr 3: 0; 2009 Qtr 4: 118.2743; 2010 Qtr 1: 0; 2010 Qtr 2: 0; 2010 Qtr 3: 0; 2010 Qtr 4: 0; 2011 Qtr 1: 0; 2011 Qtr 2: 0; 2011 Qtr 3: 0; 2011 Qtr 4: 0 | 118.2743
0 | 234303-Lighting-Remove 4 Ft Lamp (De-Lamp) - Tr1 |  | System | Commercial | [6 empty] | 12.3596 | 16.4871 | 0 | 0 | 0 | -4.1275 | 137.2559 |  | 0 | 0.026384 | -2.5676 | Commercial |  | Winter Only | [5 empty] | 15 | 0.77 |  |  |  | 0 | 118.2743 | 0 | 0 | 0 | 0 | 0 | 0 | 0 | 0 | 0 | 0 | 2009 Qtr 1: 0; 2009 Qtr 2: 0; 2009 Qtr 3: 0; 2009 Qtr 4: 118.2743; 2010 Qtr 1: 0; 2010 Qtr 2: 0; 2010 Qtr 3: 0; 2010 Qtr 4: 0; 2011 Qtr 1: 0; 2011 Qtr 2: 0; 2011 Qtr 3: 0; 2011 Qtr 4: 0 | 118.2743
0 | 234286-Lighting-Occpncy Snsr-Hi-Bay integrated Snsr-Tr2 |  | System | Commercial | 01-ALC-AllCommercial-IntLight | 0 |  |  |  |  | 221.37 | 95.5 | 0 | 0 | 0 | 125.87 | 1499.5759 |  | kWh | 0.47213 | 0 | Commercial | [7 empty] | 8 | 0.84 |  |  |  | 0 | 93 | 0 | 0 | 0 | 0 | 0 | 0 | 0 | 0 | 0 | 0 | 2009 Qtr 1: 0; 2009 Qtr 2: 0; 2009 Qtr 3: 93; 2009 Qtr 4: 0; 2010 Qtr 1: 0; 2010 Qtr 2: 0; 2010 Qtr 3: 0; 2010 Qtr 4: 0; 2011 Qtr 1: 0; 2011 Qtr 2: 0; 2011 Qtr 3: 0; 2011 Qtr 4: 0 | 93
0 | 234330-Premium T8 with T12 40 Watt Baseline - Tr1 |  | System | Commercial | 01-ALC-AllCommercial-IntLight | 0 |  |  |  |  | 27.6532 | 13.1897 | 0 | 0 | 0 | 14.4636 | 83.5202 |  | kWh | 0.017351 | 0 | Commercial | [7 empty] | 15 | 0.78 |  |  |  | 0 | 47.3097 | 0 | 0 | 0 | 0 | 0 | 0 | 0 | 0 | 0 | 0 | 2009 Qtr 1: 0; 2009 Qtr 2: 0; 2009 Qtr 3: 0; 2009 Qtr 4: 47.3097; 2010 Qtr 1: 0; 2010 Qtr 2: 0; 2010 Qtr 3: 0; 2010 Qtr 4: 0; 2011 Qtr 1: 0; 2011 Qtr 2: 0; 2011 Qtr 3: 0; 2011 Qtr 4: 0 | 47.3097
0 | 234085-Refrigeration -Strip Curtains for Walk-ins |  | System | Commercial | 20-RFF-Restaurant–FastFood-Refrig | 0 |  |  |  |  | 10.214 | 3.1064 | 0 | 0 | 0 | 7.1076 | 465 |  | kWh | 0.053 | 0 | Commercial | [7 empty] | 4 | 0.46 |  |  |  | 0 | 22 | 0 | 0 | 0 | 0 | 0 | 0 | 0 | 0 | 0 | 0 | 2009 Qtr 1: 0; 2009 Qtr 2: 0; 2009 Qtr 3: 22; 2009 Qtr 4: 0; 2010 Qtr 1: 0; 2010 Qtr 2: 0; 2010 Qtr 3: 0; 2010 Qtr 4: 0; 2011 Qtr 1: 0; 2011 Qtr 2: 0; 2011 Qtr 3: 0; 2011 Qtr 4: 0 | 22
0 | 234084-Refrigeration -Cooler/Freezer Door Gaskets - Solid Doors: Cooler |  | System | Commercial | 09-GRO-Grocery-REFG | 0 |  |  |  |  | 2.2498 | 4.008 | 0 | 0 | 0 | -1.7582 | 104.55 |  | kWh | 0.01195 | 0 | Commercial | [7 empty] | 4 | 0.76 |  |  |  | 0 | 40 | 0 | 0 | 0 | 0 | 0 | 0 | 0 | 0 | 0 | 0 | 2009 Qtr 1: 0; 2009 Qtr 2: 0; 2009 Qtr 3: 40; 2009 Qtr 4: 0; 2010 Qtr 1: 0; 2010 Qtr 2: 0; 2010 Qtr 3: 0; 2010 Qtr 4: 0; 2011 Qtr 1: 0; 2011 Qtr 2: 0; 2011 Qtr 3: 0; 2011 Qtr 4: 0 | 40
0 | 234067-Refrigeration - Food Service -Auto Closer for Main Cooler Doors |  | System | Commercial | 09-GRO-Grocery-REFG | 0 |  |  |  |  | 382.5103 | 0 | 0 | 0 | 0 | 382.5103 | 0 |  | kWh | 0 | 0 | Commercial |  | Annual | [5 empty] | 8 | 0.7 |  |  |  | 0 | 1 | 0 | 0 | 0 | 0 | 0 | 0 | 0 | 0 | 0 | 0 | 2009 Qtr 1: 0; 2009 Qtr 2: 0; 2009 Qtr 3: 1; 2009 Qtr 4: 0; 2010 Qtr 1: 0; 2010 Qtr 2: 0; 2010 Qtr 3: 0; 2010 Qtr 4: 0; 2011 Qtr 1: 0; 2011 Qtr 2: 0; 2011 Qtr 3: 0; 2011 Qtr 4: 0 | 1
0 | 234312-Lighting-Screw in 14-26 Watt Lamp - Tr1 |  | System | Commercial | [6 empty] | 9.3196 | 10.3931 | 0 | 0 | 0 | -1.0734 | 194.1729 |  | 0 | 0.038993 | -2.6224 | Commercial |  | Annual | [5 empty] | 2.47 | 0.81 |  |  |  | 0 | 5.3882 | 0 | 0 | 0 | 0 | 0 | 0 | 0 | 0 | 0 | 0 | 2009 Qtr 1: 0; 2009 Qtr 2: 0; 2009 Qtr 3: 0; 2009 Qtr 4: 5.3882; 2010 Qtr 1: 0; 2010 Qtr 2: 0; 2010 Qtr 3: 0; 2010 Qtr 4: 0; 2011 Qtr 1: 0; 2011 Qtr 2: 0; 2011 Qtr 3: 0; 2011 Qtr 4: 0 | 5.3882
0 | 234330-Premium T8 with T12 40 Watt Baseline - Tr1 |  | System | Commercial | 01-ALC-AllCommercial-IntLight | 0 |  |  |  |  | 27.6532 | 13.1897 | 0 | 0 | 0 | 14.4636 | 83.5202 |  | kWh | 0.017351 | 0 | Commercial | [7 empty] | 15 | 0.78 |  |  |  | 0 | 65.5058 | 0 | 0 | 0 | 0 | 0 | 0 | 0 | 0 | 0 | 0 | 2009 Qtr 1: 0; 2009 Qtr 2: 0; 2009 Qtr 3: 0; 2009 Qtr 4: 65.5058; 2010 Qtr 1: 0; 2010 Qtr 2: 0; 2010 Qtr 3: 0; 2010 Qtr 4: 0; 2011 Qtr 1: 0; 2011 Qtr 2: 0; 2011 Qtr 3: 0; 2011 Qtr 4: 0 | 65.5058
0 | 234207-Lighting-8 Ft T-8 with Elec Ballast-Tr1 |  | System | Commercial | 01-ALC-AllCommercial-IntLight | 0 |  |  |  |  | 35.6901 | 21.9828 | 0 | 0 | 0 | 13.7073 | 45.8368 |  | kWh | 0.0098893 | 0 | Commercial | [7 empty] | 15 | 0.78 |  |  |  | 0 | 9.098 | 0 | 0 | 0 | 0 | 0 | 0 | 0 | 0 | 0 | 0 | 2009 Qtr 1: 0; 2009 Qtr 2: 0; 2009 Qtr 3: 0; 2009 Qtr 4: 9.098; 2010 Qtr 1: 0; 2010 Qtr 2: 0; 2010 Qtr 3: 0; 2010 Qtr 4: 0; 2011 Qtr 1: 0; 2011 Qtr 2: 0; 2011 Qtr 3: 0; 2011 Qtr 4: 0 | 9.098
0 | 234312-Lighting-Screw in 14-26 Watt Lamp - Tr1 |  | System | Commercial | [6 empty] | 9.3196 | 10.3931 | 0 | 0 | 0 | -1.0734 | 194.1729 |  | 0 | 0.038993 | -2.6224 | Commercial |  | Annual | [5 empty] | 2.47 | 0.81 |  |  |  | 0 | 101.0288 | 0 | 0 | 0 | 0 | 0 | 0 | 0 | 0 | 0 | 0 | 2009 Qtr 1: 0; 2009 Qtr 2: 0; 2009 Qtr 3: 101.0288; 2009 Qtr 4: 0; 2010 Qtr 1: 0; 2010 Qtr 2: 0; 2010 Qtr 3: 0; 2010 Qtr 4: 0; 2011 Qtr 1: 0; 2011 Qtr 2: 0; 2011 Qtr 3: 0; 2011 Qtr 4: 0 | 101.0288
0 | 234315-Lighting-Screw in 14-26 Watt Reflector Lamp-Tr1 |  | System | Commercial | [6 empty] | 18.0648 | 9.6507 | 0 | 0 | 0 | 8.4141 | 194.1729 |  | 0 | 0.038993 | -2.6224 | Commercial |  | Winter Only | [5 empty] | 2.47 | 0.81 |  |  |  | 0 | 47.1468 | 0 | 0 | 0 | 0 | 0 | 0 | 0 | 0 | 0 | 0 | 2009 Qtr 1: 0; 2009 Qtr 2: 0; 2009 Qtr 3: 47.1468; 2009 Qtr 4: 0; 2010 Qtr 1: 0; 2010 Qtr 2: 0; 2010 Qtr 3: 0; 2010 Qtr 4: 0; 2011 Qtr 1: 0; 2011 Qtr 2: 0; 2011 Qtr 3: 0; 2011 Qtr 4: 0 | 47.1468
0 | 234216-Lighting-Hrdwr Incan Base 27-65w Flrscnt Fxtr -Tr1 |  | System | Commercial | 01-ALC-AllCommercial-IntLight | 0 |  |  |  |  | 43.4669 | 43.5 | 0 | 0 | 0 | -0.033141 | 600.1416 |  | kWh | 0.1231 | 0 | Commercial | [7 empty] | 15 | 0.77 |  |  |  | 0 | 70 | 0 | 0 | 0 | 0 | 0 | 0 | 0 | 0 | 0 | 0 | 2009 Qtr 1: 0; 2009 Qtr 2: 0; 2009 Qtr 3: 70; 2009 Qtr 4: 0; 2010 Qtr 1: 0; 2010 Qtr 2: 0; 2010 Qtr 3: 0; 2010 Qtr 4: 0; 2011 Qtr 1: 0; 2011 Qtr 2: 0; 2011 Qtr 3: 0; 2011 Qtr 4: 0 | 70
0 | 234330-Premium T8 with T12 40 Watt Baseline - Tr1 |  | System | Commercial | 01-ALC-AllCommercial-IntLight | 0 |  |  |  |  | 27.6532 | 13.1897 | 0 | 0 | 0 | 14.4636 | 83.5202 |  | kWh | 0.017351 | 0 | Commercial | [7 empty] | 15 | 0.78 |  |  |  | 0 | 78.243 | 0 | 0 | 0 | 0 | 0 | 0 | 0 | 0 | 0 | 0 | 2009 Qtr 1: 0; 2009 Qtr 2: 0; 2009 Qtr 3: 78.243; 2009 Qtr 4: 0; 2010 Qtr 1: 0; 2010 Qtr 2: 0; 2010 Qtr 3: 0; 2010 Qtr 4: 0; 2011 Qtr 1: 0; 2011 Qtr 2: 0; 2011 Qtr 3: 0; 2011 Qtr 4: 0 | 78.243
0 | 234303-Lighting-Remove 4 Ft Lamp (De-Lamp) - Tr1 |  | System | Commercial | [6 empty] | 12.3596 | 16.4871 | 0 | 0 | 0 | -4.1275 | 137.2559 |  | 0 | 0.026384 | -2.5676 | Commercial |  | Winter Only | [5 empty] | 15 | 0.77 |  |  |  | 0 | 9.098 | 0 | 0 | 0 | 0 | 0 | 0 | 0 | 0 | 0 | 0 | 2009 Qtr 1: 0; 2009 Qtr 2: 0; 2009 Qtr 3: 9.098; 2009 Qtr 4: 0; 2010 Qtr 1: 0; 2010 Qtr 2: 0; 2010 Qtr 3: 0; 2010 Qtr 4: 0; 2011 Qtr 1: 0; 2011 Qtr 2: 0; 2011 Qtr 3: 0; 2011 Qtr 4: 0 | 9.098
0 | 234312-Lighting-Screw in 14-26 Watt Lamp - Tr1 |  | System | Commercial | [6 empty] | 9.3196 | 10.3931 | 0 | 0 | 0 | -1.0734 | 194.1729 |  | 0 | 0.038993 | -2.6224 | Commercial |  | Annual | [5 empty] | 2.47 | 0.81 |  |  |  | 0 | 21.5528 | 0 | 0 | 0 | 0 | 0 | 0 | 0 | 0 | 0 | 0 | 2009 Qtr 1: 0; 2009 Qtr 2: 0; 2009 Qtr 3: 0; 2009 Qtr 4: 21.5528; 2010 Qtr 1: 0; 2010 Qtr 2: 0; 2010 Qtr 3: 0; 2010 Qtr 4: 0; 2011 Qtr 1: 0; 2011 Qtr 2: 0; 2011 Qtr 3: 0; 2011 Qtr 4: 0 | 21.5528
0 | 234330-Premium T8 with T12 40 Watt Baseline - Tr1 |  | System | Commercial | 01-ALC-AllCommercial-IntLight | 0 |  |  |  |  | 27.6532 | 13.1897 | 0 | 0 | 0 | 14.4636 | 83.5202 |  | kWh | 0.017351 | 0 | Commercial | [7 empty] | 15 | 0.78 |  |  |  | 0 | 47.3097 | 0 | 0 | 0 | 0 | 0 | 0 | 0 | 0 | 0 | 0 | 2009 Qtr 1: 0; 2009 Qtr 2: 0; 2009 Qtr 3: 0; 2009 Qtr 4: 47.3097; 2010 Qtr 1: 0; 2010 Qtr 2: 0; 2010 Qtr 3: 0; 2010 Qtr 4: 0; 2011 Qtr 1: 0; 2011 Qtr 2: 0; 2011 Qtr 3: 0; 2011 Qtr 4: 0 | 47.3097
0 | 234315-Lighting-Screw in 14-26 Watt Reflector Lamp-Tr1 |  | System | Commercial | [6 empty] | 18.0648 | 9.6507 | 0 | 0 | 0 | 8.4141 | 194.1729 |  | 0 | 0.038993 | -2.6224 | Commercial |  | Winter Only | [5 empty] | 2.47 | 0.81 |  |  |  | 0 | 24.9204 | 0 | 0 | 0 | 0 | 0 | 0 | 0 | 0 | 0 | 0 | 2009 Qtr 1: 0; 2009 Qtr 2: 0; 2009 Qtr 3: 0; 2009 Qtr 4: 24.9204; 2010 Qtr 1: 0; 2010 Qtr 2: 0; 2010 Qtr 3: 0; 2010 Qtr 4: 0; 2011 Qtr 1: 0; 2011 Qtr 2: 0; 2011 Qtr 3: 0; 2011 Qtr 4: 0 | 24.9204
0 | 234330-Premium T8 with T12 40 Watt Baseline - Tr1 |  | System | Commercial | 01-ALC-AllCommercial-IntLight | 0 |  |  |  |  | 27.6532 | 13.1897 | 0 | 0 | 0 | 14.4636 | 83.5202 |  | kWh | 0.017351 | 0 | Commercial | [7 empty] | 15 | 0.78 |  |  |  | 0 | 14.5568 | 0 | 0 | 0 | 0 | 0 | 0 | 0 | 0 | 0 | 0 | 2009 Qtr 1: 0; 2009 Qtr 2: 0; 2009 Qtr 3: 0; 2009 Qtr 4: 14.5568; 2010 Qtr 1: 0; 2010 Qtr 2: 0; 2010 Qtr 3: 0; 2010 Qtr 4: 0; 2011 Qtr 1: 0; 2011 Qtr 2: 0; 2011 Qtr 3: 0; 2011 Qtr 4: 0 | 14.5568
0 | 234303-Lighting-Remove 4 Ft Lamp (De-Lamp) - Tr1 |  | System | Commercial | [6 empty] | 12.3596 | 16.4871 | 0 | 0 | 0 | -4.1275 | 137.2559 |  | 0 | 0.026384 | -2.5676 | Commercial |  | Winter Only | [5 empty] | 15 | 0.77 |  |  |  | 0 | 12.7372 | 0 | 0 | 0 | 0 | 0 | 0 | 0 | 0 | 0 | 0 | 2009 Qtr 1: 0; 2009 Qtr 2: 0; 2009 Qtr 3: 0; 2009 Qtr 4: 12.7372; 2010 Qtr 1: 0; 2010 Qtr 2: 0; 2010 Qtr 3: 0; 2010 Qtr 4: 0; 2011 Qtr 1: 0; 2011 Qtr 2: 0; 2011 Qtr 3: 0; 2011 Qtr 4: 0 | 12.7372
0 | 234085-Refrigeration -Strip Curtains for Walk-ins |  | System | Commercial | 20-RFF-Restaurant–FastFood-Refrig | 0 |  |  |  |  | 10.214 | 3.0401 | 0 | 0 | 0 | 7.1739 | 465 |  | kWh | 0.053 | 0 | Commercial | [7 empty] | 4 | 0.46 |  |  |  | 0 | 68 | 0 | 0 | 0 | 0 | 0 | 0 | 0 | 0 | 0 | 0 | 2009 Qtr 1: 0; 2009 Qtr 2: 0; 2009 Qtr 3: 68; 2009 Qtr 4: 0; 2010 Qtr 1: 0; 2010 Qtr 2: 0; 2010 Qtr 3: 0; 2010 Qtr 4: 0; 2011 Qtr 1: 0; 2011 Qtr 2: 0; 2011 Qtr 3: 0; 2011 Qtr 4: 0 | 68
0 | 234084-Refrigeration -Cooler/Freezer Door Gaskets - Solid Doors: Cooler |  | System | Commercial | 09-GRO-Grocery-REFG | 0 |  |  |  |  | 2.2498 | 4.0695 | 0 | 0 | 0 | -1.8197 | 104.55 |  | kWh | 0.01195 | 0 | Commercial | [7 empty] | 4 | 0.76 |  |  |  | 0 | 57 | 0 | 0 | 0 | 0 | 0 | 0 | 0 | 0 | 0 | 0 | 2009 Qtr 1: 0; 2009 Qtr 2: 0; 2009 Qtr 3: 57; 2009 Qtr 4: 0; 2010 Qtr 1: 0; 2010 Qtr 2: 0; 2010 Qtr 3: 0; 2010 Qtr 4: 0; 2011 Qtr 1: 0; 2011 Qtr 2: 0; 2011 Qtr 3: 0; 2011 Qtr 4: 0 | 57
0 | 234286-Lighting-Occpncy Snsr-Hi-Bay integrated Snsr-Tr2 |  | System | Commercial | 01-ALC-AllCommercial-IntLight | 0 |  |  |  |  | 221.37 | 95.5 | 0 | 0 | 0 | 125.87 | 1499.5759 |  | kWh | 0.47213 | 0 | Commercial | [7 empty] | 8 | 0.84 |  |  |  | 0 | 26 | 0 | 0 | 0 | 0 | 0 | 0 | 0 | 0 | 0 | 0 | 2009 Qtr 1: 0; 2009 Qtr 2: 0; 2009 Qtr 3: 26; 2009 Qtr 4: 0; 2010 Qtr 1: 0; 2010 Qtr 2: 0; 2010 Qtr 3: 0; 2010 Qtr 4: 0; 2011 Qtr 1: 0; 2011 Qtr 2: 0; 2011 Qtr 3: 0; 2011 Qtr 4: 0 | 26
0 | 234315-Lighting-Screw in 14-26 Watt Reflector Lamp-Tr1 |  | System | Commercial | [6 empty] | 18.0648 | 9.6507 | 0 | 0 | 0 | 8.4141 | 194.1729 |  | 0 | 0.038993 | -2.6224 | Commercial |  | Winter Only | [5 empty] | 2.47 | 0.81 |  |  |  | 0 | 15.4911 | 0 | 0 | 0 | 0 | 0 | 0 | 0 | 0 | 0 | 0 | 2009 Qtr 1: 0; 2009 Qtr 2: 0; 2009 Qtr 3: 0; 2009 Qtr 4: 15.4911; 2010 Qtr 1: 0; 2010 Qtr 2: 0; 2010 Qtr 3: 0; 2010 Qtr 4: 0; 2011 Qtr 1: 0; 2011 Qtr 2: 0; 2011 Qtr 3: 0; 2011 Qtr 4: 0 | 15.4911
0 | 234330-Premium T8 with T12 40 Watt Baseline - Tr1 |  | System | Commercial | 01-ALC-AllCommercial-IntLight | 0 |  |  |  |  | 27.6532 | 13.1897 | 0 | 0 | 0 | 14.4636 | 83.5202 |  | kWh | 0.017351 | 0 | Commercial | [7 empty] | 15 | 0.78 |  |  |  | 0 | 25.4745 | 0 | 0 | 0 | 0 | 0 | 0 | 0 | 0 | 0 | 0 | 2009 Qtr 1: 0; 2009 Qtr 2: 0; 2009 Qtr 3: 0; 2009 Qtr 4: 25.4745; 2010 Qtr 1: 0; 2010 Qtr 2: 0; 2010 Qtr 3: 0; 2010 Qtr 4: 0; 2011 Qtr 1: 0; 2011 Qtr 2: 0; 2011 Qtr 3: 0; 2011 Qtr 4: 0 | 25.4745
0 | 234303-Lighting-Remove 4 Ft Lamp (De-Lamp) - Tr1 |  | System | Commercial | [6 empty] | 12.3596 | 16.4871 | 0 | 0 | 0 | -4.1275 | 137.2559 |  | 0 | 0.026384 | -2.5676 | Commercial |  | Winter Only | [5 empty] | 15 | 0.77 |  |  |  | 0 | 20.0156 | 0 | 0 | 0 | 0 | 0 | 0 | 0 | 0 | 0 | 0 | 2009 Qtr 1: 0; 2009 Qtr 2: 0; 2009 Qtr 3: 0; 2009 Qtr 4: 20.0156; 2010 Qtr 1: 0; 2010 Qtr 2: 0; 2010 Qtr 3: 0; 2010 Qtr 4: 0; 2011 Qtr 1: 0; 2011 Qtr 2: 0; 2011 Qtr 3: 0; 2011 Qtr 4: 0 | 20.0156
0 | 234084-Refrigeration -Cooler/Freezer Door Gaskets - Solid Doors: Cooler |  | System | Commercial | 09-GRO-Grocery-REFG | 0 |  |  |  |  | 2.2498 | 4 | 0 | 0 | 0 | -1.7502 | 104.55 |  | kWh | 0.01195 | 0 | Commercial | [7 empty] | 4 | 0.76 |  |  |  | 0 | 115 | 0 | 0 | 0 | 0 | 0 | 0 | 0 | 0 | 0 | 0 | 2009 Qtr 1: 0; 2009 Qtr 2: 0; 2009 Qtr 3: 0; 2009 Qtr 4: 115; 2010 Qtr 1: 0; 2010 Qtr 2: 0; 2010 Qtr 3: 0; 2010 Qtr 4: 0; 2011 Qtr 1: 0; 2011 Qtr 2: 0; 2011 Qtr 3: 0; 2011 Qtr 4: 0 | 115
0 | 234330-Premium T8 with T12 40 Watt Baseline - Tr1 |  | System | Commercial | 01-ALC-AllCommercial-IntLight | 0 |  |  |  |  | 27.6532 | 13.1897 | 0 | 0 | 0 | 14.4636 | 83.5202 |  | kWh | 0.017351 | 0 | Commercial | [7 empty] | 15 | 0.78 |  |  |  | 0 | 21.8353 | 0 | 0 | 0 | 0 | 0 | 0 | 0 | 0 | 0 | 0 | 2009 Qtr 1: 0; 2009 Qtr 2: 0; 2009 Qtr 3: 21.8353; 2009 Qtr 4: 0; 2010 Qtr 1: 0; 2010 Qtr 2: 0; 2010 Qtr 3: 0; 2010 Qtr 4: 0; 2011 Qtr 1: 0; 2011 Qtr 2: 0; 2011 Qtr 3: 0; 2011 Qtr 4: 0 | 21.8353
0 | 234303-Lighting-Remove 4 Ft Lamp (De-Lamp) - Tr1 |  | System | Commercial | [6 empty] | 12.3596 | 16.4871 | 0 | 0 | 0 | -4.1275 | 137.2559 |  | 0 | 0.026384 | -2.5676 | Commercial |  | Winter Only | [5 empty] | 15 | 0.77 |  |  |  | 0 | 21.8353 | 0 | 0 | 0 | 0 | 0 | 0 | 0 | 0 | 0 | 0 | 2009 Qtr 1: 0; 2009 Qtr 2: 0; 2009 Qtr 3: 21.8353; 2009 Qtr 4: 0; 2010 Qtr 1: 0; 2010 Qtr 2: 0; 2010 Qtr 3: 0; 2010 Qtr 4: 0; 2011 Qtr 1: 0; 2011 Qtr 2: 0; 2011 Qtr 3: 0; 2011 Qtr 4: 0 | 21.8353
0 | 234332-Premium T8 with T12 40 Watt Baseline - Tr3 |  | System | Commercial | 01-ALC-AllCommercial-IntLight | 0 |  |  |  |  | 13.9591 | 7.1444 | 0 | 0 | 0 | 6.8147 | 44.0947 |  | kWh | 0.016509 | 0 | Commercial | [7 empty] | 15 | 0.78 |  |  |  | 0 | 7.2784 | 0 | 0 | 0 | 0 | 0 | 0 | 0 | 0 | 0 | 0 | 2009 Qtr 1: 0; 2009 Qtr 2: 0; 2009 Qtr 3: 7.2784; 2009 Qtr 4: 0; 2010 Qtr 1: 0; 2010 Qtr 2: 0; 2010 Qtr 3: 0; 2010 Qtr 4: 0; 2011 Qtr 1: 0; 2011 Qtr 2: 0; 2011 Qtr 3: 0; 2011 Qtr 4: 0 | 7.2784
0 | 234209-Lighting-8 Ft T-8 with Elec Ballast-Tr3 |  | System | Commercial | 01-ALC-AllCommercial-IntLight | 0 |  |  |  |  | 35.7221 | 11.541 | 0 | 0 | 0 | 24.1811 | 23.9851 |  | kWh | 0.010079 | 0 | Commercial | [7 empty] | 15 | 0.78 |  |  |  | 0 | 3.6392 | 0 | 0 | 0 | 0 | 0 | 0 | 0 | 0 | 0 | 0 | 2009 Qtr 1: 0; 2009 Qtr 2: 0; 2009 Qtr 3: 3.6392; 2009 Qtr 4: 0; 2010 Qtr 1: 0; 2010 Qtr 2: 0; 2010 Qtr 3: 0; 2010 Qtr 4: 0; 2011 Qtr 1: 0; 2011 Qtr 2: 0; 2011 Qtr 3: 0; 2011 Qtr 4: 0 | 3.6392
0 | 234332-Premium T8 with T12 40 Watt Baseline - Tr3 |  | System | Commercial | 01-ALC-AllCommercial-IntLight | 0 |  |  |  |  | 13.9591 | 7.1444 | 0 | 0 | 0 | 6.8147 | 44.0947 |  | kWh | 0.016509 | 0 | Commercial | [7 empty] | 15 | 0.78 |  |  |  | 0 | 29.1137 | 0 | 0 | 0 | 0 | 0 | 0 | 0 | 0 | 0 | 0 | 2009 Qtr 1: 0; 2009 Qtr 2: 0; 2009 Qtr 3: 29.1137; 2009 Qtr 4: 0; 2010 Qtr 1: 0; 2010 Qtr 2: 0; 2010 Qtr 3: 0; 2010 Qtr 4: 0; 2011 Qtr 1: 0; 2011 Qtr 2: 0; 2011 Qtr 3: 0; 2011 Qtr 4: 0 | 29.1137
0 | 234085-Refrigeration -Strip Curtains for Walk-ins |  | System | Commercial | 20-RFF-Restaurant–FastFood-Refrig | 0 |  |  |  |  | 10.214 | 3.0397 | 0 | 0 | 0 | 7.1743 | 465 |  | kWh | 0.053 | 0 | Commercial | [7 empty] | 4 | 0.46 |  |  |  | 0 | 37 | 0 | 0 | 0 | 0 | 0 | 0 | 0 | 0 | 0 | 0 | 2009 Qtr 1: 0; 2009 Qtr 2: 0; 2009 Qtr 3: 37; 2009 Qtr 4: 0; 2010 Qtr 1: 0; 2010 Qtr 2: 0; 2010 Qtr 3: 0; 2010 Qtr 4: 0; 2011 Qtr 1: 0; 2011 Qtr 2: 0; 2011 Qtr 3: 0; 2011 Qtr 4: 0 | 37
0 | 234084-Refrigeration -Cooler/Freezer Door Gaskets - Solid Doors: Cooler |  | System | Commercial | 09-GRO-Grocery-REFG | 0 |  |  |  |  | 2.2498 | 4.04 | 0 | 0 | 0 | -1.7902 | 104.55 |  | kWh | 0.01195 | 0 | Commercial | [7 empty] | 4 | 0.76 |  |  |  | 0 | 48 | 0 | 0 | 0 | 0 | 0 | 0 | 0 | 0 | 0 | 0 | 2009 Qtr 1: 0; 2009 Qtr 2: 0; 2009 Qtr 3: 48; 2009 Qtr 4: 0; 2010 Qtr 1: 0; 2010 Qtr 2: 0; 2010 Qtr 3: 0; 2010 Qtr 4: 0; 2011 Qtr 1: 0; 2011 Qtr 2: 0; 2011 Qtr 3: 0; 2011 Qtr 4: 0 | 48
0 | 234330-Premium T8 with T12 40 Watt Baseline - Tr1 |  | System | Commercial | 01-ALC-AllCommercial-IntLight | 0 |  |  |  |  | 27.6532 | 13.1897 | 0 | 0 | 0 | 14.4636 | 83.5202 |  | kWh | 0.017351 | 0 | Commercial | [7 empty] | 15 | 0.78 |  |  |  | 0 | 29.1137 | 0 | 0 | 0 | 0 | 0 | 0 | 0 | 0 | 0 | 0 | 2009 Qtr 1: 0; 2009 Qtr 2: 0; 2009 Qtr 3: 29.1137; 2009 Qtr 4: 0; 2010 Qtr 1: 0; 2010 Qtr 2: 0; 2010 Qtr 3: 0; 2010 Qtr 4: 0; 2011 Qtr 1: 0; 2011 Qtr 2: 0; 2011 Qtr 3: 0; 2011 Qtr 4: 0 | 29.1137
0 | 234330-Premium T8 with T12 40 Watt Baseline - Tr1 |  | System | Commercial | 01-ALC-AllCommercial-IntLight | 0 |  |  |  |  | 27.6532 | 13.1897 | 0 | 0 | 0 | 14.4636 | 83.5202 |  | kWh | 0.017351 | 0 | Commercial | [7 empty] | 15 | 0.78 |  |  |  | 0 | 32.7529 | 0 | 0 | 0 | 0 | 0 | 0 | 0 | 0 | 0 | 0 | 2009 Qtr 1: 0; 2009 Qtr 2: 0; 2009 Qtr 3: 32.7529; 2009 Qtr 4: 0; 2010 Qtr 1: 0; 2010 Qtr 2: 0; 2010 Qtr 3: 0; 2010 Qtr 4: 0; 2011 Qtr 1: 0; 2011 Qtr 2: 0; 2011 Qtr 3: 0; 2011 Qtr 4: 0 | 32.7529
0 | 234330-Premium T8 with T12 40 Watt Baseline - Tr1 |  | System | Commercial | 01-ALC-AllCommercial-IntLight | 0 |  |  |  |  | 27.6532 | 13.1897 | 0 | 0 | 0 | 14.4636 | 83.5202 |  | kWh | 0.017351 | 0 | Commercial | [7 empty] | 15 | 0.78 |  |  |  | 0 | 21.8353 | 0 | 0 | 0 | 0 | 0 | 0 | 0 | 0 | 0 | 0 | 2009 Qtr 1: 0; 2009 Qtr 2: 0; 2009 Qtr 3: 21.8353; 2009 Qtr 4: 0; 2010 Qtr 1: 0; 2010 Qtr 2: 0; 2010 Qtr 3: 0; 2010 Qtr 4: 0; 2011 Qtr 1: 0; 2011 Qtr 2: 0; 2011 Qtr 3: 0; 2011 Qtr 4: 0 | 21.8353
0 | 234303-Lighting-Remove 4 Ft Lamp (De-Lamp) - Tr1 |  | System | Commercial | [6 empty] | 12.3596 | 16.4871 | 0 | 0 | 0 | -4.1275 | 137.2559 |  | 0 | 0.026384 | -2.5676 | Commercial |  | Winter Only | [5 empty] | 15 | 0.77 |  |  |  | 0 | 10.9176 | 0 | 0 | 0 | 0 | 0 | 0 | 0 | 0 | 0 | 0 | 2009 Qtr 1: 0; 2009 Qtr 2: 0; 2009 Qtr 3: 10.9176; 2009 Qtr 4: 0; 2010 Qtr 1: 0; 2010 Qtr 2: 0; 2010 Qtr 3: 0; 2010 Qtr 4: 0; 2011 Qtr 1: 0; 2011 Qtr 2: 0; 2011 Qtr 3: 0; 2011 Qtr 4: 0 | 10.9176
0 | 234085-Refrigeration -Strip Curtains for Walk-ins |  | System | Commercial | 20-RFF-Restaurant–FastFood-Refrig | 0 |  |  |  |  | 10.214 | 3.0491 | 0 | 0 | 0 | 7.1649 | 465 |  | kWh | 0.053 | 0 | Commercial | [7 empty] | 4 | 0.46 |  |  |  | 0 | 22 | 0 | 0 | 0 | 0 | 0 | 0 | 0 | 0 | 0 | 0 | 2009 Qtr 1: 0; 2009 Qtr 2: 0; 2009 Qtr 3: 22; 2009 Qtr 4: 0; 2010 Qtr 1: 0; 2010 Qtr 2: 0; 2010 Qtr 3: 0; 2010 Qtr 4: 0; 2011 Qtr 1: 0; 2011 Qtr 2: 0; 2011 Qtr 3: 0; 2011 Qtr 4: 0 | 22
0 | 234084-Refrigeration -Cooler/Freezer Door Gaskets - Solid Doors: Cooler |  | System | Commercial | 09-GRO-Grocery-REFG | 0 |  |  |  |  | 2.2498 | 4.0871 | 0 | 0 | 0 | -1.8373 | 104.55 |  | kWh | 0.01195 | 0 | Commercial | [7 empty] | 4 | 0.76 |  |  |  | 0 | 34 | 0 | 0 | 0 | 0 | 0 | 0 | 0 | 0 | 0 | 0 | 2009 Qtr 1: 0; 2009 Qtr 2: 0; 2009 Qtr 3: 34; 2009 Qtr 4: 0; 2010 Qtr 1: 0; 2010 Qtr 2: 0; 2010 Qtr 3: 0; 2010 Qtr 4: 0; 2011 Qtr 1: 0; 2011 Qtr 2: 0; 2011 Qtr 3: 0; 2011 Qtr 4: 0 | 34
0 | 234067-Refrigeration - Food Service -Auto Closer for Main Cooler Doors |  | System | Commercial | 09-GRO-Grocery-REFG | 0 |  |  |  |  | 382.5103 | 103 | 0 | 0 | 0 | 279.5103 | 1075.009 |  | kWh | 0.20794 | -0.053375 | Commercial |  | Annual | [5 empty] | 8 | 0.7 |  |  |  | 0 | 1 | 0 | 0 | 0 | 0 | 0 | 0 | 0 | 0 | 0 | 0 | 2009 Qtr 1: 0; 2009 Qtr 2: 0; 2009 Qtr 3: 1; 2009 Qtr 4: 0; 2010 Qtr 1: 0; 2010 Qtr 2: 0; 2010 Qtr 3: 0; 2010 Qtr 4: 0; 2011 Qtr 1: 0; 2011 Qtr 2: 0; 2011 Qtr 3: 0; 2011 Qtr 4: 0 | 1
0 | 234330-Premium T8 with T12 40 Watt Baseline - Tr1 |  | System | Commercial | 01-ALC-AllCommercial-IntLight | 0 |  |  |  |  | 27.6532 | 13.1897 | 0 | 0 | 0 | 14.4636 | 83.5202 |  | kWh | 0.017351 | 0 | Commercial | [7 empty] | 15 | 0.78 |  |  |  | 0 | 32.7529 | 0 | 0 | 0 | 0 | 0 | 0 | 0 | 0 | 0 | 0 | 2009 Qtr 1: 0; 2009 Qtr 2: 0; 2009 Qtr 3: 32.7529; 2009 Qtr 4: 0; 2010 Qtr 1: 0; 2010 Qtr 2: 0; 2010 Qtr 3: 0; 2010 Qtr 4: 0; 2011 Qtr 1: 0; 2011 Qtr 2: 0; 2011 Qtr 3: 0; 2011 Qtr 4: 0 | 32.7529
0 | 234207-Lighting-8 Ft T-8 with Elec Ballast-Tr1 |  | System | Commercial | 01-ALC-AllCommercial-IntLight | 0 |  |  |  |  | 35.6901 | 21.9828 | 0 | 0 | 0 | 13.7073 | 45.8368 |  | kWh | 0.0098893 | 0 | Commercial | [7 empty] | 15 | 0.78 |  |  |  | 0 | 3.6392 | 0 | 0 | 0 | 0 | 0 | 0 | 0 | 0 | 0 | 0 | 2009 Qtr 1: 0; 2009 Qtr 2: 0; 2009 Qtr 3: 3.6392; 2009 Qtr 4: 0; 2010 Qtr 1: 0; 2010 Qtr 2: 0; 2010 Qtr 3: 0; 2010 Qtr 4: 0; 2011 Qtr 1: 0; 2011 Qtr 2: 0; 2011 Qtr 3: 0; 2011 Qtr 4: 0 | 3.6392
0 | 234330-Premium T8 with T12 40 Watt Baseline - Tr1 |  | System | Commercial | 01-ALC-AllCommercial-IntLight | 0 |  |  |  |  | 27.6532 | 13.1897 | 0 | 0 | 0 | 14.4636 | 83.5202 |  | kWh | 0.017351 | 0 | Commercial | [7 empty] | 15 | 0.78 |  |  |  | 0 | 94.6194 | 0 | 0 | 0 | 0 | 0 | 0 | 0 | 0 | 0 | 0 | 2009 Qtr 1: 0; 2009 Qtr 2: 0; 2009 Qtr 3: 94.6194; 2009 Qtr 4: 0; 2010 Qtr 1: 0; 2010 Qtr 2: 0; 2010 Qtr 3: 0; 2010 Qtr 4: 0; 2011 Qtr 1: 0; 2011 Qtr 2: 0; 2011 Qtr 3: 0; 2011 Qtr 4: 0 | 94.6194
0 | 234285-Lighting-Occpncy Snsr-Hi-Bay integrated Snsr-Tr1 |  | System | Commercial | 01-ALC-AllCommercial-IntLight | 0 |  |  |  |  | 221.2703 | 95.5 | 0 | 0 | 0 | 125.7703 | 2503.6304 |  | kWh | 0.48559 | 0 | Commercial | [7 empty] | 8 | 0.84 |  |  |  | 0 | 13 | 0 | 0 | 0 | 0 | 0 | 0 | 0 | 0 | 0 | 0 | 2009 Qtr 1: 0; 2009 Qtr 2: 0; 2009 Qtr 3: 13; 2009 Qtr 4: 0; 2010 Qtr 1: 0; 2010 Qtr 2: 0; 2010 Qtr 3: 0; 2010 Qtr 4: 0; 2011 Qtr 1: 0; 2011 Qtr 2: 0; 2011 Qtr 3: 0; 2011 Qtr 4: 0 | 13
0 | 234286-Lighting-Occpncy Snsr-Hi-Bay integrated Snsr-Tr2 |  | System | Commercial | 01-ALC-AllCommercial-IntLight | 0 |  |  |  |  | 221.37 | 95.5 | 0 | 0 | 0 | 125.87 | 1499.5759 |  | kWh | 0.47213 | 0 | Commercial | [7 empty] | 8 | 0.84 |  |  |  | 0 | 15 | 0 | 0 | 0 | 0 | 0 | 0 | 0 | 0 | 0 | 0 | 2009 Qtr 1: 0; 2009 Qtr 2: 0; 2009 Qtr 3: 15; 2009 Qtr 4: 0; 2010 Qtr 1: 0; 2010 Qtr 2: 0; 2010 Qtr 3: 0; 2010 Qtr 4: 0; 2011 Qtr 1: 0; 2011 Qtr 2: 0; 2011 Qtr 3: 0; 2011 Qtr 4: 0 | 15
0 | 234085-Refrigeration -Strip Curtains for Walk-ins |  | System | Commercial | 20-RFF-Restaurant–FastFood-Refrig | 0 |  |  |  |  | 10.214 | 3.0078 | 0 | 0 | 0 | 7.2062 | 465 |  | kWh | 0.053 | 0 | Commercial | [7 empty] | 4 | 0.46 |  |  |  | 0 | 23 | 0 | 0 | 0 | 0 | 0 | 0 | 0 | 0 | 0 | 0 | 2009 Qtr 1: 0; 2009 Qtr 2: 0; 2009 Qtr 3: 23; 2009 Qtr 4: 0; 2010 Qtr 1: 0; 2010 Qtr 2: 0; 2010 Qtr 3: 0; 2010 Qtr 4: 0; 2011 Qtr 1: 0; 2011 Qtr 2: 0; 2011 Qtr 3: 0; 2011 Qtr 4: 0 | 23
0 | 234084-Refrigeration -Cooler/Freezer Door Gaskets - Solid Doors: Cooler |  | System | Commercial | 09-GRO-Grocery-REFG | 0 |  |  |  |  | 2.2498 | 4.0009 | 0 | 0 | 0 | -1.7511 | 104.55 |  | kWh | 0.01195 | 0 | Commercial | [7 empty] | 4 | 0.76 |  |  |  | 0 | 182 | 0 | 0 | 0 | 0 | 0 | 0 | 0 | 0 | 0 | 0 | 2009 Qtr 1: 0; 2009 Qtr 2: 0; 2009 Qtr 3: 182; 2009 Qtr 4: 0; 2010 Qtr 1: 0; 2010 Qtr 2: 0; 2010 Qtr 3: 0; 2010 Qtr 4: 0; 2011 Qtr 1: 0; 2011 Qtr 2: 0; 2011 Qtr 3: 0; 2011 Qtr 4: 0 | 182
0 | 234330-Premium T8 with T12 40 Watt Baseline - Tr1 |  | System | Commercial | 01-ALC-AllCommercial-IntLight | 0 |  |  |  |  | 27.6532 | 13.1897 | 0 | 0 | 0 | 14.4636 | 83.5202 |  | kWh | 0.017351 | 0 | Commercial | [7 empty] | 15 | 0.78 |  |  |  | 0 | 32.7529 | 0 | 0 | 0 | 0 | 0 | 0 | 0 | 0 | 0 | 0 | 2009 Qtr 1: 0; 2009 Qtr 2: 0; 2009 Qtr 3: 32.7529; 2009 Qtr 4: 0; 2010 Qtr 1: 0; 2010 Qtr 2: 0; 2010 Qtr 3: 0; 2010 Qtr 4: 0; 2011 Qtr 1: 0; 2011 Qtr 2: 0; 2011 Qtr 3: 0; 2011 Qtr 4: 0 | 32.7529
0 | 234285-Lighting-Occpncy Snsr-Hi-Bay integrated Snsr-Tr1 |  | System | Commercial | 01-ALC-AllCommercial-IntLight | 0 |  |  |  |  | 221.2703 | 95.5 | 0 | 0 | 0 | 125.7703 | 2503.6304 |  | kWh | 0.48559 | 0 | Commercial | [7 empty] | 8 | 0.84 |  |  |  | 0 | 9 | 0 | 0 | 0 | 0 | 0 | 0 | 0 | 0 | 0 | 0 | 2009 Qtr 1: 0; 2009 Qtr 2: 0; 2009 Qtr 3: 9; 2009 Qtr 4: 0; 2010 Qtr 1: 0; 2010 Qtr 2: 0; 2010 Qtr 3: 0; 2010 Qtr 4: 0; 2011 Qtr 1: 0; 2011 Qtr 2: 0; 2011 Qtr 3: 0; 2011 Qtr 4: 0 | 9
0 | 234085-Refrigeration -Strip Curtains for Walk-ins |  | System | Commercial | 20-RFF-Restaurant–FastFood-Refrig | 0 |  |  |  |  | 10.214 | 3.0205 | 0 | 0 | 0 | 7.1935 | 465 |  | kWh | 0.053 | 0 | Commercial | [7 empty] | 4 | 0.46 |  |  |  | 0 | 19 | 0 | 0 | 0 | 0 | 0 | 0 | 0 | 0 | 0 | 0 | 2009 Qtr 1: 0; 2009 Qtr 2: 0; 2009 Qtr 3: 19; 2009 Qtr 4: 0; 2010 Qtr 1: 0; 2010 Qtr 2: 0; 2010 Qtr 3: 0; 2010 Qtr 4: 0; 2011 Qtr 1: 0; 2011 Qtr 2: 0; 2011 Qtr 3: 0; 2011 Qtr 4: 0 | 19
0 | 234084-Refrigeration -Cooler/Freezer Door Gaskets - Solid Doors: Cooler |  | System | Commercial | 09-GRO-Grocery-REFG | 0 |  |  |  |  | 2.2498 | 4.0844 | 0 | 0 | 0 | -1.8346 | 104.55 |  | kWh | 0.01195 | 0 | Commercial | [7 empty] | 4 | 0.76 |  |  |  | 0 | 18 | 0 | 0 | 0 | 0 | 0 | 0 | 0 | 0 | 0 | 0 | 2009 Qtr 1: 0; 2009 Qtr 2: 0; 2009 Qtr 3: 18; 2009 Qtr 4: 0; 2010 Qtr 1: 0; 2010 Qtr 2: 0; 2010 Qtr 3: 0; 2010 Qtr 4: 0; 2011 Qtr 1: 0; 2011 Qtr 2: 0; 2011 Qtr 3: 0; 2011 Qtr 4: 0 | 18
0 | 234067-Refrigeration - Food Service -Auto Closer for Main Cooler Doors |  | System | Commercial | 09-GRO-Grocery-REFG | 0 |  |  |  |  | 382.5103 | 103 | 0 | 0 | 0 | 279.5103 | 1075.009 |  | kWh | 0.20794 | -0.053375 | Commercial |  | Annual | [5 empty] | 8 | 0.7 |  |  |  | 0 | 1 | 0 | 0 | 0 | 0 | 0 | 0 | 0 | 0 | 0 | 0 | 2009 Qtr 1: 0; 2009 Qtr 2: 0; 2009 Qtr 3: 1; 2009 Qtr 4: 0; 2010 Qtr 1: 0; 2010 Qtr 2: 0; 2010 Qtr 3: 0; 2010 Qtr 4: 0; 2011 Qtr 1: 0; 2011 Qtr 2: 0; 2011 Qtr 3: 0; 2011 Qtr 4: 0 | 1
0 | 234330-Premium T8 with T12 40 Watt Baseline - Tr1 |  | System | Commercial | 01-ALC-AllCommercial-IntLight | 0 |  |  |  |  | 27.6532 | 13.1897 | 0 | 0 | 0 | 14.4636 | 83.5202 |  | kWh | 0.017351 | 0 | Commercial | [7 empty] | 15 | 0.78 |  |  |  | 0 | 54.5881 | 0 | 0 | 0 | 0 | 0 | 0 | 0 | 0 | 0 | 0 | 2009 Qtr 1: 0; 2009 Qtr 2: 0; 2009 Qtr 3: 54.5881; 2009 Qtr 4: 0; 2010 Qtr 1: 0; 2010 Qtr 2: 0; 2010 Qtr 3: 0; 2010 Qtr 4: 0; 2011 Qtr 1: 0; 2011 Qtr 2: 0; 2011 Qtr 3: 0; 2011 Qtr 4: 0 | 54.5881
0 | 234285-Lighting-Occpncy Snsr-Hi-Bay integrated Snsr-Tr1 |  | System | Commercial | 01-ALC-AllCommercial-IntLight | 0 |  |  |  |  | 221.2703 | 95.5 | 0 | 0 | 0 | 125.7703 | 2503.6304 |  | kWh | 0.48559 | 0 | Commercial | [7 empty] | 8 | 0.84 |  |  |  | 0 | 15 | 0 | 0 | 0 | 0 | 0 | 0 | 0 | 0 | 0 | 0 | 2009 Qtr 1: 0; 2009 Qtr 2: 0; 2009 Qtr 3: 15; 2009 Qtr 4: 0; 2010 Qtr 1: 0; 2010 Qtr 2: 0; 2010 Qtr 3: 0; 2010 Qtr 4: 0; 2011 Qtr 1: 0; 2011 Qtr 2: 0; 2011 Qtr 3: 0; 2011 Qtr 4: 0 | 15
0 | 234286-Lighting-Occpncy Snsr-Hi-Bay integrated Snsr-Tr2 |  | System | Commercial | 01-ALC-AllCommercial-IntLight | 0 |  |  |  |  | 221.37 | 95.5 | 0 | 0 | 0 | 125.87 | 1499.5759 |  | kWh | 0.47213 | 0 | Commercial | [7 empty] | 8 | 0.84 |  |  |  | 0 | 72 | 0 | 0 | 0 | 0 | 0 | 0 | 0 | 0 | 0 | 0 | 2009 Qtr 1: 0; 2009 Qtr 2: 0; 2009 Qtr 3: 72; 2009 Qtr 4: 0; 2010 Qtr 1: 0; 2010 Qtr 2: 0; 2010 Qtr 3: 0; 2010 Qtr 4: 0; 2011 Qtr 1: 0; 2011 Qtr 2: 0; 2011 Qtr 3: 0; 2011 Qtr 4: 0 | 72
0 | 234330-Premium T8 with T12 40 Watt Baseline - Tr1 |  | System | Commercial | 01-ALC-AllCommercial-IntLight | 0 |  |  |  |  | 27.6532 | 13.1897 | 0 | 0 | 0 | 14.4636 | 83.5202 |  | kWh | 0.017351 | 0 | Commercial | [7 empty] | 15 | 0.78 |  |  |  | 0 | 367.5601 | 0 | 0 | 0 | 0 | 0 | 0 | 0 | 0 | 0 | 0 | 2009 Qtr 1: 0; 2009 Qtr 2: 0; 2009 Qtr 3: 367.5601; 2009 Qtr 4: 0; 2010 Qtr 1: 0; 2010 Qtr 2: 0; 2010 Qtr 3: 0; 2010 Qtr 4: 0; 2011 Qtr 1: 0; 2011 Qtr 2: 0; 2011 Qtr 3: 0; 2011 Qtr 4: 0 | 367.5601
0 | 234285-Lighting-Occpncy Snsr-Hi-Bay integrated Snsr-Tr1 |  | System | Commercial | 01-ALC-AllCommercial-IntLight | 0 |  |  |  |  | 221.2703 | 95.5 | 0 | 0 | 0 | 125.7703 | 2503.6304 |  | kWh | 0.48559 | 0 | Commercial | [7 empty] | 8 | 0.84 |  |  |  | 0 | 15 | 0 | 0 | 0 | 0 | 0 | 0 | 0 | 0 | 0 | 0 | 2009 Qtr 1: 0; 2009 Qtr 2: 0; 2009 Qtr 3: 15; 2009 Qtr 4: 0; 2010 Qtr 1: 0; 2010 Qtr 2: 0; 2010 Qtr 3: 0; 2010 Qtr 4: 0; 2011 Qtr 1: 0; 2011 Qtr 2: 0; 2011 Qtr 3: 0; 2011 Qtr 4: 0 | 15
0 | 234303-Lighting-Remove 4 Ft Lamp (De-Lamp) - Tr1 |  | System | Commercial | [6 empty] | 12.3596 | 16.4871 | 0 | 0 | 0 | -4.1275 | 137.2559 |  | 0 | 0.026384 | -2.5676 | Commercial |  | Winter Only | [5 empty] | 15 | 0.77 |  |  |  | 0 | 60.0469 | 0 | 0 | 0 | 0 | 0 | 0 | 0 | 0 | 0 | 0 | 2009 Qtr 1: 0; 2009 Qtr 2: 0; 2009 Qtr 3: 60.0469; 2009 Qtr 4: 0; 2010 Qtr 1: 0; 2010 Qtr 2: 0; 2010 Qtr 3: 0; 2010 Qtr 4: 0; 2011 Qtr 1: 0; 2011 Qtr 2: 0; 2011 Qtr 3: 0; 2011 Qtr 4: 0 | 60.0469
0 | 234084-Refrigeration -Cooler/Freezer Door Gaskets - Solid Doors: Cooler |  | System | Commercial | 09-GRO-Grocery-REFG | 0 |  |  |  |  | 2.2498 | 4.0216 | 0 | 0 | 0 | -1.7718 | 104.55 |  | kWh | 0.01195 | 0 | Commercial | [7 empty] | 4 | 0.76 |  |  |  | 0 | 139 | 0 | 0 | 0 | 0 | 0 | 0 | 0 | 0 | 0 | 0 | 2009 Qtr 1: 0; 2009 Qtr 2: 0; 2009 Qtr 3: 139; 2009 Qtr 4: 0; 2010 Qtr 1: 0; 2010 Qtr 2: 0; 2010 Qtr 3: 0; 2010 Qtr 4: 0; 2011 Qtr 1: 0; 2011 Qtr 2: 0; 2011 Qtr 3: 0; 2011 Qtr 4: 0 | 139
0 | 234116-Refrigeration -Cooler/Freezer Door Gaskets - Solid Doors: Freezer |  | System | Commercial | 09-GRO-Grocery-REFG | 0 |  |  |  |  | 3.9975 | 4.0714 | 0 | 0 | 0 | -0.073905 | 104.55 |  | kWh | 0.01195 | 0 | Commercial | [7 empty] | 4 | 0.76 |  |  |  | 0 | 42 | 0 | 0 | 0 | 0 | 0 | 0 | 0 | 0 | 0 | 0 | 2009 Qtr 1: 0; 2009 Qtr 2: 0; 2009 Qtr 3: 42; 2009 Qtr 4: 0; 2010 Qtr 1: 0; 2010 Qtr 2: 0; 2010 Qtr 3: 0; 2010 Qtr 4: 0; 2011 Qtr 1: 0; 2011 Qtr 2: 0; 2011 Qtr 3: 0; 2011 Qtr 4: 0 | 42
0 | 234085-Refrigeration -Strip Curtains for Walk-ins |  | System | Commercial | 20-RFF-Restaurant–FastFood-Refrig | 0 |  |  |  |  | 10.214 | 3.0407 | 0 | 0 | 0 | 7.1733 | 465 |  | kWh | 0.053 | 0 | Commercial | [7 empty] | 4 | 0.46 |  |  |  | 0 | 42 | 0 | 0 | 0 | 0 | 0 | 0 | 0 | 0 | 0 | 0 | 2009 Qtr 1: 0; 2009 Qtr 2: 0; 2009 Qtr 3: 42; 2009 Qtr 4: 0; 2010 Qtr 1: 0; 2010 Qtr 2: 0; 2010 Qtr 3: 0; 2010 Qtr 4: 0; 2011 Qtr 1: 0; 2011 Qtr 2: 0; 2011 Qtr 3: 0; 2011 Qtr 4: 0 | 42
0 | 234084-Refrigeration -Cooler/Freezer Door Gaskets - Solid Doors: Cooler |  | System | Commercial | 09-GRO-Grocery-REFG | 0 |  |  |  |  | 2.2498 | 4.009 | 0 | 0 | 0 | -1.7592 | 104.55 |  | kWh | 0.01195 | 0 | Commercial | [7 empty] | 4 | 0.76 |  |  |  | 0 | 62 | 0 | 0 | 0 | 0 | 0 | 0 | 0 | 0 | 0 | 0 | 2009 Qtr 1: 0; 2009 Qtr 2: 0; 2009 Qtr 3: 62; 2009 Qtr 4: 0; 2010 Qtr 1: 0; 2010 Qtr 2: 0; 2010 Qtr 3: 0; 2010 Qtr 4: 0; 2011 Qtr 1: 0; 2011 Qtr 2: 0; 2011 Qtr 3: 0; 2011 Qtr 4: 0 | 62
0 | 234067-Refrigeration - Food Service -Auto Closer for Main Cooler Doors |  | System | Commercial | 09-GRO-Grocery-REFG | 0 |  |  |  |  | 382.5103 | 103 | 0 | 0 | 0 | 279.5103 | 1075.009 |  | kWh | 0.20794 | -0.053375 | Commercial |  | Annual | [5 empty] | 8 | 0.7 |  |  |  | 0 | 1 | 0 | 0 | 0 | 0 | 0 | 0 | 0 | 0 | 0 | 0 | 2009 Qtr 1: 0; 2009 Qtr 2: 0; 2009 Qtr 3: 1; 2009 Qtr 4: 0; 2010 Qtr 1: 0; 2010 Qtr 2: 0; 2010 Qtr 3: 0; 2010 Qtr 4: 0; 2011 Qtr 1: 0; 2011 Qtr 2: 0; 2011 Qtr 3: 0; 2011 Qtr 4: 0 | 1
0 | 234068-Refrigeration - Food Service -Auto Closer for Main Freezer Doors |  | System | Commercial | 09-GRO-Grocery-REFG | 0 |  |  |  |  | 372.7723 | 160.5 | 0 | 0 | 0 | 212.2723 | 2785.8135 |  | kWh | 0.27593 | -0.026688 | Commercial |  | Annual | [5 empty] | 8 | 0.7 |  |  |  | 0 | 1 | 0 | 0 | 0 | 0 | 0 | 0 | 0 | 0 | 0 | 0 | 2009 Qtr 1: 0; 2009 Qtr 2: 0; 2009 Qtr 3: 1; 2009 Qtr 4: 0; 2010 Qtr 1: 0; 2010 Qtr 2: 0; 2010 Qtr 3: 0; 2010 Qtr 4: 0; 2011 Qtr 1: 0; 2011 Qtr 2: 0; 2011 Qtr 3: 0; 2011 Qtr 4: 0 | 1
0 | 234083-Refrigeration -Cooler/Freezer Door Gaskets - Glass Doors |  | System | Commercial | 09-GRO-Grocery-REFG | 0 |  |  |  |  | 2.25 | 4.2133 | 0 | 0 | 0 | -1.9633 | 104.55 |  | kWh | 0.01195 | 0 | Commercial | [7 empty] | 4 | 0.76 |  |  |  | 0 | 9 | 0 | 0 | 0 | 0 | 0 | 0 | 0 | 0 | 0 | 0 | 2009 Qtr 1: 0; 2009 Qtr 2: 0; 2009 Qtr 3: 9; 2009 Qtr 4: 0; 2010 Qtr 1: 0; 2010 Qtr 2: 0; 2010 Qtr 3: 0; 2010 Qtr 4: 0; 2011 Qtr 1: 0; 2011 Qtr 2: 0; 2011 Qtr 3: 0; 2011 Qtr 4: 0 | 9
0 | 234287-Lighting-Occpncy Snsr-Hi-Bay integrated Snsr-Tr3 |  | System | Commercial | 01-ALC-AllCommercial-IntLight | 0 |  |  |  |  | 221.1826 | 95.5 | 0 | 0 | 0 | 125.6826 | 1661 |  | kWh | 0.39312 | 0 | Commercial | [7 empty] | 8 | 0.84 |  |  |  | 0 | 6 | 0 | 0 | 0 | 0 | 0 | 0 | 0 | 0 | 0 | 0 | 2009 Qtr 1: 0; 2009 Qtr 2: 0; 2009 Qtr 3: 6; 2009 Qtr 4: 0; 2010 Qtr 1: 0; 2010 Qtr 2: 0; 2010 Qtr 3: 0; 2010 Qtr 4: 0; 2011 Qtr 1: 0; 2011 Qtr 2: 0; 2011 Qtr 3: 0; 2011 Qtr 4: 0 | 6
0 | 234085-Refrigeration -Strip Curtains for Walk-ins |  | System | Commercial | 20-RFF-Restaurant–FastFood-Refrig | 0 |  |  |  |  | 10.214 | 3.1064 | 0 | 0 | 0 | 7.1076 | 465 |  | kWh | 0.053 | 0 | Commercial | [7 empty] | 4 | 0.46 |  |  |  | 0 | 22 | 0 | 0 | 0 | 0 | 0 | 0 | 0 | 0 | 0 | 0 | 2009 Qtr 1: 0; 2009 Qtr 2: 0; 2009 Qtr 3: 22; 2009 Qtr 4: 0; 2010 Qtr 1: 0; 2010 Qtr 2: 0; 2010 Qtr 3: 0; 2010 Qtr 4: 0; 2011 Qtr 1: 0; 2011 Qtr 2: 0; 2011 Qtr 3: 0; 2011 Qtr 4: 0 | 22
0 | 234084-Refrigeration -Cooler/Freezer Door Gaskets - Solid Doors: Cooler |  | System | Commercial | 09-GRO-Grocery-REFG | 0 |  |  |  |  | 2.2498 | 4.0437 | 0 | 0 | 0 | -1.7939 | 104.55 |  | kWh | 0.01195 | 0 | Commercial | [7 empty] | 4 | 0.76 |  |  |  | 0 | 54 | 0 | 0 | 0 | 0 | 0 | 0 | 0 | 0 | 0 | 0 | 2009 Qtr 1: 0; 2009 Qtr 2: 0; 2009 Qtr 3: 54; 2009 Qtr 4: 0; 2010 Qtr 1: 0; 2010 Qtr 2: 0; 2010 Qtr 3: 0; 2010 Qtr 4: 0; 2011 Qtr 1: 0; 2011 Qtr 2: 0; 2011 Qtr 3: 0; 2011 Qtr 4: 0 | 54
0 | 234084-Refrigeration -Cooler/Freezer Door Gaskets - Solid Doors: Cooler |  | System | Commercial | 09-GRO-Grocery-REFG | 0 |  |  |  |  | 2.2498 | 4.0121 | 0 | 0 | 0 | -1.7623 | 104.55 |  | kWh | 0.01195 | 0 | Commercial | [7 empty] | 4 | 0.76 |  |  |  | 0 | 106 | 0 | 0 | 0 | 0 | 0 | 0 | 0 | 0 | 0 | 0 | 2009 Qtr 1: 0; 2009 Qtr 2: 0; 2009 Qtr 3: 106; 2009 Qtr 4: 0; 2010 Qtr 1: 0; 2010 Qtr 2: 0; 2010 Qtr 3: 0; 2010 Qtr 4: 0; 2011 Qtr 1: 0; 2011 Qtr 2: 0; 2011 Qtr 3: 0; 2011 Qtr 4: 0 | 106
0 | 234116-Refrigeration -Cooler/Freezer Door Gaskets - Solid Doors: Freezer |  | System | Commercial | 09-GRO-Grocery-REFG | 0 |  |  |  |  | 3.9975 | 0 | 0 | 0 | 0 | 3.9975 | 0 |  | kWh | 0 | 0 | Commercial | [7 empty] | 4 | 0.76 |  |  |  | 0 | 1 | 0 | 0 | 0 | 0 | 0 | 0 | 0 | 0 | 0 | 0 | 2009 Qtr 1: 0; 2009 Qtr 2: 0; 2009 Qtr 3: 1; 2009 Qtr 4: 0; 2010 Qtr 1: 0; 2010 Qtr 2: 0; 2010 Qtr 3: 0; 2010 Qtr 4: 0; 2011 Qtr 1: 0; 2011 Qtr 2: 0; 2011 Qtr 3: 0; 2011 Qtr 4: 0 | 1
0 | 234085-Refrigeration -Strip Curtains for Walk-ins |  | System | Commercial | 20-RFF-Restaurant–FastFood-Refrig | 0 |  |  |  |  | 10.214 | 3.0682 | 0 | 0 | 0 | 7.1458 | 465 |  | kWh | 0.053 | 0 | Commercial | [7 empty] | 4 | 0.46 |  |  |  | 0 | 22 | 0 | 0 | 0 | 0 | 0 | 0 | 0 | 0 | 0 | 0 | 2009 Qtr 1: 0; 2009 Qtr 2: 0; 2009 Qtr 3: 22; 2009 Qtr 4: 0; 2010 Qtr 1: 0; 2010 Qtr 2: 0; 2010 Qtr 3: 0; 2010 Qtr 4: 0; 2011 Qtr 1: 0; 2011 Qtr 2: 0; 2011 Qtr 3: 0; 2011 Qtr 4: 0 | 22
0 | 234084-Refrigeration -Cooler/Freezer Door Gaskets - Solid Doors: Cooler |  | System | Commercial | 09-GRO-Grocery-REFG | 0 |  |  |  |  | 2.2498 | 4.0124 | 0 | 0 | 0 | -1.7626 | 104.55 |  | kWh | 0.01195 | 0 | Commercial | [7 empty] | 4 | 0.76 |  |  |  | 0 | 152 | 0 | 0 | 0 | 0 | 0 | 0 | 0 | 0 | 0 | 0 | 2009 Qtr 1: 0; 2009 Qtr 2: 0; 2009 Qtr 3: 152; 2009 Qtr 4: 0; 2010 Qtr 1: 0; 2010 Qtr 2: 0; 2010 Qtr 3: 0; 2010 Qtr 4: 0; 2011 Qtr 1: 0; 2011 Qtr 2: 0; 2011 Qtr 3: 0; 2011 Qtr 4: 0 | 152
0 | 234330-Premium T8 with T12 40 Watt Baseline - Tr1 |  | System | Commercial | 01-ALC-AllCommercial-IntLight | 0 |  |  |  |  | 27.6532 | 13.1897 | 0 | 0 | 0 | 14.4636 | 83.5202 |  | kWh | 0.017351 | 0 | Commercial | [7 empty] | 15 | 0.78 |  |  |  | 0 | 96.439 | 0 | 0 | 0 | 0 | 0 | 0 | 0 | 0 | 0 | 0 | 2009 Qtr 1: 0; 2009 Qtr 2: 0; 2009 Qtr 3: 0; 2009 Qtr 4: 96.439; 2010 Qtr 1: 0; 2010 Qtr 2: 0; 2010 Qtr 3: 0; 2010 Qtr 4: 0; 2011 Qtr 1: 0; 2011 Qtr 2: 0; 2011 Qtr 3: 0; 2011 Qtr 4: 0 | 96.439
0 | 234207-Lighting-8 Ft T-8 with Elec Ballast-Tr1 |  | System | Commercial | 01-ALC-AllCommercial-IntLight | 0 |  |  |  |  | 35.6901 | 21.9828 | 0 | 0 | 0 | 13.7073 | 45.8368 |  | kWh | 0.0098893 | 0 | Commercial | [7 empty] | 15 | 0.78 |  |  |  | 0 | 3.6392 | 0 | 0 | 0 | 0 | 0 | 0 | 0 | 0 | 0 | 0 | 2009 Qtr 1: 0; 2009 Qtr 2: 0; 2009 Qtr 3: 0; 2009 Qtr 4: 3.6392; 2010 Qtr 1: 0; 2010 Qtr 2: 0; 2010 Qtr 3: 0; 2010 Qtr 4: 0; 2011 Qtr 1: 0; 2011 Qtr 2: 0; 2011 Qtr 3: 0; 2011 Qtr 4: 0 | 3.6392
0 | 234303-Lighting-Remove 4 Ft Lamp (De-Lamp) - Tr1 |  | System | Commercial | [6 empty] | 12.3596 | 16.4871 | 0 | 0 | 0 | -4.1275 | 137.2559 |  | 0 | 0.026384 | -2.5676 | Commercial |  | Winter Only | [5 empty] | 15 | 0.77 |  |  |  | 0 | 96.439 | 0 | 0 | 0 | 0 | 0 | 0 | 0 | 0 | 0 | 0 | 2009 Qtr 1: 0; 2009 Qtr 2: 0; 2009 Qtr 3: 0; 2009 Qtr 4: 96.439; 2010 Qtr 1: 0; 2010 Qtr 2: 0; 2010 Qtr 3: 0; 2010 Qtr 4: 0; 2011 Qtr 1: 0; 2011 Qtr 2: 0; 2011 Qtr 3: 0; 2011 Qtr 4: 0 | 96.439
0 | 234306-Lighting-Remove 8 Ft Lamp (De-Lamp) - Tr1 |  | System | Commercial | 23-RTL-Retail–SingleStorylarge-LIT_INT | 0 |  |  |  |  | 28.4369 | 27.4785 | 0 | 0 | 0 | 0.95836 | 366.7521 |  | kWh | 0.077777 | 0 | Commercial | [7 empty] | 15 | 0.77 |  |  |  | 0 | 3.6392 | 0 | 0 | 0 | 0 | 0 | 0 | 0 | 0 | 0 | 0 | 2009 Qtr 1: 0; 2009 Qtr 2: 0; 2009 Qtr 3: 0; 2009 Qtr 4: 3.6392; 2010 Qtr 1: 0; 2010 Qtr 2: 0; 2010 Qtr 3: 0; 2010 Qtr 4: 0; 2011 Qtr 1: 0; 2011 Qtr 2: 0; 2011 Qtr 3: 0; 2011 Qtr 4: 0 | 3.6392
0 | 234330-Premium T8 with T12 40 Watt Baseline - Tr1 |  | System | Commercial | 01-ALC-AllCommercial-IntLight | 0 |  |  |  |  | 27.6532 | 13.1897 | 0 | 0 | 0 | 14.4636 | 83.5202 |  | kWh | 0.017351 | 0 | Commercial | [7 empty] | 15 | 0.78 |  |  |  | 0 | 5.4588 | 0 | 0 | 0 | 0 | 0 | 0 | 0 | 0 | 0 | 0 | 2009 Qtr 1: 0; 2009 Qtr 2: 0; 2009 Qtr 3: 0; 2009 Qtr 4: 5.4588; 2010 Qtr 1: 0; 2010 Qtr 2: 0; 2010 Qtr 3: 0; 2010 Qtr 4: 0; 2011 Qtr 1: 0; 2011 Qtr 2: 0; 2011 Qtr 3: 0; 2011 Qtr 4: 0 | 5.4588
0 | 234330-Premium T8 with T12 40 Watt Baseline - Tr1 |  | System | Commercial | 01-ALC-AllCommercial-IntLight | 0 |  |  |  |  | 27.6532 | 13.1897 | 0 | 0 | 0 | 14.4636 | 83.5202 |  | kWh | 0.017351 | 0 | Commercial | [7 empty] | 15 | 0.78 |  |  |  | 0 | 90.9802 | 0 | 0 | 0 | 0 | 0 | 0 | 0 | 0 | 0 | 0 | 2009 Qtr 1: 0; 2009 Qtr 2: 0; 2009 Qtr 3: 0; 2009 Qtr 4: 90.9802; 2010 Qtr 1: 0; 2010 Qtr 2: 0; 2010 Qtr 3: 0; 2010 Qtr 4: 0; 2011 Qtr 1: 0; 2011 Qtr 2: 0; 2011 Qtr 3: 0; 2011 Qtr 4: 0 | 90.9802
0 | 234306-Lighting-Remove 8 Ft Lamp (De-Lamp) - Tr1 |  | System | Commercial | 23-RTL-Retail–SingleStorylarge-LIT_INT | 0 |  |  |  |  | 28.4369 | 27.4785 | 0 | 0 | 0 | 0.95836 | 366.7521 |  | kWh | 0.077777 | 0 | Commercial | [7 empty] | 15 | 0.77 |  |  |  | 0 | 18.196 | 0 | 0 | 0 | 0 | 0 | 0 | 0 | 0 | 0 | 0 | 2009 Qtr 1: 0; 2009 Qtr 2: 0; 2009 Qtr 3: 0; 2009 Qtr 4: 18.196; 2010 Qtr 1: 0; 2010 Qtr 2: 0; 2010 Qtr 3: 0; 2010 Qtr 4: 0; 2011 Qtr 1: 0; 2011 Qtr 2: 0; 2011 Qtr 3: 0; 2011 Qtr 4: 0 | 18.196
0 | 234360-Lighting-IntrHiByLnrFlscntFxtr244wrplc400w(TrI)Tr1 |  | System | Commercial | [6 empty] | 282.4319 | 153.8404 | 0 | 0 | 0 | 128.5914 | 0 |  | 0 | 0.224 | -7.1132 | Commercial |  | Winter Only | [5 empty] | 15 | 0.78 |  |  |  | 0 | 27.301 | 0 | 0 | 0 | 0 | 0 | 0 | 0 | 0 | 0 | 0 | 2009 Qtr 1: 0; 2009 Qtr 2: 0; 2009 Qtr 3: 0; 2009 Qtr 4: 27.301; 2010 Qtr 1: 0; 2010 Qtr 2: 0; 2010 Qtr 3: 0; 2010 Qtr 4: 0; 2011 Qtr 1: 0; 2011 Qtr 2: 0; 2011 Qtr 3: 0; 2011 Qtr 4: 0 | 27.301
0 | 234285-Lighting-Occpncy Snsr-Hi-Bay integrated Snsr-Tr1 |  | System | Commercial | 01-ALC-AllCommercial-IntLight | 0 |  |  |  |  | 221.2703 | 95.5 | 0 | 0 | 0 | 125.7703 | 2503.6304 |  | kWh | 0.48559 | 0 | Commercial | [7 empty] | 8 | 0.84 |  |  |  | 0 | 28 | 0 | 0 | 0 | 0 | 0 | 0 | 0 | 0 | 0 | 0 | 2009 Qtr 1: 0; 2009 Qtr 2: 0; 2009 Qtr 3: 0; 2009 Qtr 4: 28; 2010 Qtr 1: 0; 2010 Qtr 2: 0; 2010 Qtr 3: 0; 2010 Qtr 4: 0; 2011 Qtr 1: 0; 2011 Qtr 2: 0; 2011 Qtr 3: 0; 2011 Qtr 4: 0 | 28
0 | 234084-Refrigeration -Cooler/Freezer Door Gaskets - Solid Doors: Cooler |  | System | Commercial | 09-GRO-Grocery-REFG | 0 |  |  |  |  | 2.2498 | 4.02 | 0 | 0 | 0 | -1.7702 | 104.55 |  | kWh | 0.01195 | 0 | Commercial | [7 empty] | 4 | 0.76 |  |  |  | 0 | 126 | 0 | 0 | 0 | 0 | 0 | 0 | 0 | 0 | 0 | 0 | 2009 Qtr 1: 0; 2009 Qtr 2: 0; 2009 Qtr 3: 126; 2009 Qtr 4: 0; 2010 Qtr 1: 0; 2010 Qtr 2: 0; 2010 Qtr 3: 0; 2010 Qtr 4: 0; 2011 Qtr 1: 0; 2011 Qtr 2: 0; 2011 Qtr 3: 0; 2011 Qtr 4: 0 | 126
0 | 234360-Lighting-IntrHiByLnrFlscntFxtr244wrplc400w(TrI)Tr1 |  | System | Commercial | [6 empty] | 282.4319 | 153.8404 | 0 | 0 | 0 | 128.5914 | 0 |  | 0 | 0.224 | -7.1132 | Commercial |  | Winter Only | [5 empty] | 15 | 0.78 |  |  |  | 0 | 11.7004 | 0 | 0 | 0 | 0 | 0 | 0 | 0 | 0 | 0 | 0 | 2009 Qtr 1: 0; 2009 Qtr 2: 0; 2009 Qtr 3: 11.7004; 2009 Qtr 4: 0; 2010 Qtr 1: 0; 2010 Qtr 2: 0; 2010 Qtr 3: 0; 2010 Qtr 4: 0; 2011 Qtr 1: 0; 2011 Qtr 2: 0; 2011 Qtr 3: 0; 2011 Qtr 4: 0 | 11.7004
0 | 234285-Lighting-Occpncy Snsr-Hi-Bay integrated Snsr-Tr1 |  | System | Commercial | 01-ALC-AllCommercial-IntLight | 0 |  |  |  |  | 221.2703 | 95.5 | 0 | 0 | 0 | 125.7703 | 2503.6304 |  | kWh | 0.48559 | 0 | Commercial | [7 empty] | 8 | 0.84 |  |  |  | 0 | 34 | 0 | 0 | 0 | 0 | 0 | 0 | 0 | 0 | 0 | 0 | 2009 Qtr 1: 0; 2009 Qtr 2: 0; 2009 Qtr 3: 34; 2009 Qtr 4: 0; 2010 Qtr 1: 0; 2010 Qtr 2: 0; 2010 Qtr 3: 0; 2010 Qtr 4: 0; 2011 Qtr 1: 0; 2011 Qtr 2: 0; 2011 Qtr 3: 0; 2011 Qtr 4: 0 | 34
0 | 234330-Premium T8 with T12 40 Watt Baseline - Tr1 |  | System | Commercial | 01-ALC-AllCommercial-IntLight | 0 |  |  |  |  | 27.6532 | 13.1897 | 0 | 0 | 0 | 14.4636 | 83.5202 |  | kWh | 0.017351 | 0 | Commercial | [7 empty] | 15 | 0.78 |  |  |  | 0 | 18.196 | 0 | 0 | 0 | 0 | 0 | 0 | 0 | 0 | 0 | 0 | 2009 Qtr 1: 0; 2009 Qtr 2: 0; 2009 Qtr 3: 18.196; 2009 Qtr 4: 0; 2010 Qtr 1: 0; 2010 Qtr 2: 0; 2010 Qtr 3: 0; 2010 Qtr 4: 0; 2011 Qtr 1: 0; 2011 Qtr 2: 0; 2011 Qtr 3: 0; 2011 Qtr 4: 0 | 18.196
0 | 234063-Refrigeration - Anti-Sweat Heater Controls |  | System | Commercial | 09-GRO-Grocery-REFG | 0 |  |  |  |  | 56 | 26.7325 | 0 | 0 | 0 | 29.2675 | 343 |  | kWh | 0.022 | 0 | Commercial | [7 empty] | 12 | 0.7 |  |  |  | 0 | 57 | 0 | 0 | 0 | 0 | 0 | 0 | 0 | 0 | 0 | 0 | 2009 Qtr 1: 0; 2009 Qtr 2: 0; 2009 Qtr 3: 57; 2009 Qtr 4: 0; 2010 Qtr 1: 0; 2010 Qtr 2: 0; 2010 Qtr 3: 0; 2010 Qtr 4: 0; 2011 Qtr 1: 0; 2011 Qtr 2: 0; 2011 Qtr 3: 0; 2011 Qtr 4: 0 | 57
0 | 234126-Refrigeration - Efficient Evap Fan Motor Electronically Commutated Motor (ECM) |  | System | Commercial | 09-GRO-Grocery-REFG | 0 |  |  |  |  | 6.7904 | 150 | 0 | 0 | 0 | -143.2096 | 116.369 |  | kWh | 0.015845 | -0.11528 | Commercial |  | Annual | [5 empty] | 15 | 0.7 |  |  |  | 0 | 9 | 0 | 0 | 0 | 0 | 0 | 0 | 0 | 0 | 0 | 0 | 2009 Qtr 1: 0; 2009 Qtr 2: 0; 2009 Qtr 3: 9; 2009 Qtr 4: 0; 2010 Qtr 1: 0; 2010 Qtr 2: 0; 2010 Qtr 3: 0; 2010 Qtr 4: 0; 2011 Qtr 1: 0; 2011 Qtr 2: 0; 2011 Qtr 3: 0; 2011 Qtr 4: 0 | 9
0 | 234084-Refrigeration -Cooler/Freezer Door Gaskets - Solid Doors: Cooler |  | System | Commercial | 09-GRO-Grocery-REFG | 0 |  |  |  |  | 2.2498 | 4.0094 | 0 | 0 | 0 | -1.7596 | 104.55 |  | kWh | 0.01195 | 0 | Commercial | [7 empty] | 4 | 0.76 |  |  |  | 0 | 77 | 0 | 0 | 0 | 0 | 0 | 0 | 0 | 0 | 0 | 0 | 2009 Qtr 1: 0; 2009 Qtr 2: 0; 2009 Qtr 3: 77; 2009 Qtr 4: 0; 2010 Qtr 1: 0; 2010 Qtr 2: 0; 2010 Qtr 3: 0; 2010 Qtr 4: 0; 2011 Qtr 1: 0; 2011 Qtr 2: 0; 2011 Qtr 3: 0; 2011 Qtr 4: 0 | 77
0 | 234067-Refrigeration - Food Service -Auto Closer for Main Cooler Doors |  | System | Commercial | 09-GRO-Grocery-REFG | 0 |  |  |  |  | 382.5103 | 103 | 0 | 0 | 0 | 279.5103 | 1075.009 |  | kWh | 0.20794 | -0.053375 | Commercial |  | Annual | [5 empty] | 8 | 0.7 |  |  |  | 0 | 1 | 0 | 0 | 0 | 0 | 0 | 0 | 0 | 0 | 0 | 0 | 2009 Qtr 1: 0; 2009 Qtr 2: 0; 2009 Qtr 3: 1; 2009 Qtr 4: 0; 2010 Qtr 1: 0; 2010 Qtr 2: 0; 2010 Qtr 3: 0; 2010 Qtr 4: 0; 2011 Qtr 1: 0; 2011 Qtr 2: 0; 2011 Qtr 3: 0; 2011 Qtr 4: 0 | 1
0 | 234068-Refrigeration - Food Service -Auto Closer for Main Freezer Doors |  | System | Commercial | 09-GRO-Grocery-REFG | 0 |  |  |  |  | 372.7723 | 160.5 | 0 | 0 | 0 | 212.2723 | 2785.8135 |  | kWh | 0.27593 | -0.026688 | Commercial |  | Annual | [5 empty] | 8 | 0.7 |  |  |  | 0 | 1 | 0 | 0 | 0 | 0 | 0 | 0 | 0 | 0 | 0 | 0 | 2009 Qtr 1: 0; 2009 Qtr 2: 0; 2009 Qtr 3: 1; 2009 Qtr 4: 0; 2010 Qtr 1: 0; 2010 Qtr 2: 0; 2010 Qtr 3: 0; 2010 Qtr 4: 0; 2011 Qtr 1: 0; 2011 Qtr 2: 0; 2011 Qtr 3: 0; 2011 Qtr 4: 0 | 1
0 | 234084-Refrigeration -Cooler/Freezer Door Gaskets - Solid Doors: Cooler |  | System | Commercial | 09-GRO-Grocery-REFG | 0 |  |  |  |  | 2.2498 | 4.0124 | 0 | 0 | 0 | -1.7626 | 104.55 |  | kWh | 0.01195 | 0 | Commercial | [7 empty] | 4 | 0.76 |  |  |  | 0 | 232 | 0 | 0 | 0 | 0 | 0 | 0 | 0 | 0 | 0 | 0 | 2009 Qtr 1: 0; 2009 Qtr 2: 0; 2009 Qtr 3: 232; 2009 Qtr 4: 0; 2010 Qtr 1: 0; 2010 Qtr 2: 0; 2010 Qtr 3: 0; 2010 Qtr 4: 0; 2011 Qtr 1: 0; 2011 Qtr 2: 0; 2011 Qtr 3: 0; 2011 Qtr 4: 0 | 232
0 | 234330-Premium T8 with T12 40 Watt Baseline - Tr1 |  | System | Commercial | 01-ALC-AllCommercial-IntLight | 0 |  |  |  |  | 27.6532 | 13.1897 | 0 | 0 | 0 | 14.4636 | 83.5202 |  | kWh | 0.017351 | 0 | Commercial | [7 empty] | 15 | 0.78 |  |  |  | 0 | 7.2784 | 0 | 0 | 0 | 0 | 0 | 0 | 0 | 0 | 0 | 0 | 2009 Qtr 1: 0; 2009 Qtr 2: 0; 2009 Qtr 3: 7.2784; 2009 Qtr 4: 0; 2010 Qtr 1: 0; 2010 Qtr 2: 0; 2010 Qtr 3: 0; 2010 Qtr 4: 0; 2011 Qtr 1: 0; 2011 Qtr 2: 0; 2011 Qtr 3: 0; 2011 Qtr 4: 0 | 7.2784
0 | 234360-Lighting-IntrHiByLnrFlscntFxtr244wrplc400w(TrI)Tr1 |  | System | Commercial | [6 empty] | 282.4319 | 153.8404 | 0 | 0 | 0 | 128.5914 | 0 |  | 0 | 0.224 | -7.1132 | Commercial |  | Winter Only | [5 empty] | 15 | 0.78 |  |  |  | 0 | 1.9501 | 0 | 0 | 0 | 0 | 0 | 0 | 0 | 0 | 0 | 0 | 2009 Qtr 1: 0; 2009 Qtr 2: 0; 2009 Qtr 3: 1.9501; 2009 Qtr 4: 0; 2010 Qtr 1: 0; 2010 Qtr 2: 0; 2010 Qtr 3: 0; 2010 Qtr 4: 0; 2011 Qtr 1: 0; 2011 Qtr 2: 0; 2011 Qtr 3: 0; 2011 Qtr 4: 0 | 1.9501
0 | 234285-Lighting-Occpncy Snsr-Hi-Bay integrated Snsr-Tr1 |  | System | Commercial | 01-ALC-AllCommercial-IntLight | 0 |  |  |  |  | 221.2703 | 95.5 | 0 | 0 | 0 | 125.7703 | 2503.6304 |  | kWh | 0.48559 | 0 | Commercial | [7 empty] | 8 | 0.84 |  |  |  | 0 | 22 | 0 | 0 | 0 | 0 | 0 | 0 | 0 | 0 | 0 | 0 | 2009 Qtr 1: 0; 2009 Qtr 2: 0; 2009 Qtr 3: 22; 2009 Qtr 4: 0; 2010 Qtr 1: 0; 2010 Qtr 2: 0; 2010 Qtr 3: 0; 2010 Qtr 4: 0; 2011 Qtr 1: 0; 2011 Qtr 2: 0; 2011 Qtr 3: 0; 2011 Qtr 4: 0 | 22
0 | 234360-Lighting-IntrHiByLnrFlscntFxtr244wrplc400w(TrI)Tr1 |  | System | Commercial | [6 empty] | 282.4319 | 153.8404 | 0 | 0 | 0 | 128.5914 | 0 |  | 0 | 0.224 | -7.1132 | Commercial |  | Winter Only | [5 empty] | 15 | 0.78 |  |  |  | 0 | 6.8253 | 0 | 0 | 0 | 0 | 0 | 0 | 0 | 0 | 0 | 0 | 2009 Qtr 1: 0; 2009 Qtr 2: 0; 2009 Qtr 3: 0; 2009 Qtr 4: 6.8253; 2010 Qtr 1: 0; 2010 Qtr 2: 0; 2010 Qtr 3: 0; 2010 Qtr 4: 0; 2011 Qtr 1: 0; 2011 Qtr 2: 0; 2011 Qtr 3: 0; 2011 Qtr 4: 0 | 6.8253
0 | 234285-Lighting-Occpncy Snsr-Hi-Bay integrated Snsr-Tr1 |  | System | Commercial | 01-ALC-AllCommercial-IntLight | 0 |  |  |  |  | 221.2703 | 95.5 | 0 | 0 | 0 | 125.7703 | 2503.6304 |  | kWh | 0.48559 | 0 | Commercial | [7 empty] | 8 | 0.84 |  |  |  | 0 | 7 | 0 | 0 | 0 | 0 | 0 | 0 | 0 | 0 | 0 | 0 | 2009 Qtr 1: 0; 2009 Qtr 2: 0; 2009 Qtr 3: 0; 2009 Qtr 4: 7; 2010 Qtr 1: 0; 2010 Qtr 2: 0; 2010 Qtr 3: 0; 2010 Qtr 4: 0; 2011 Qtr 1: 0; 2011 Qtr 2: 0; 2011 Qtr 3: 0; 2011 Qtr 4: 0 | 7
0 | 234063-Refrigeration - Anti-Sweat Heater Controls |  | System | Commercial | 09-GRO-Grocery-REFG | 0 |  |  |  |  | 56 | 26.5 | 0 | 0 | 0 | 29.5 | 343 |  | kWh | 0.022 | 0 | Commercial | [7 empty] | 12 | 0.7 |  |  |  | 0 | 58 | 0 | 0 | 0 | 0 | 0 | 0 | 0 | 0 | 0 | 0 | 2009 Qtr 1: 0; 2009 Qtr 2: 0; 2009 Qtr 3: 0; 2009 Qtr 4: 58; 2010 Qtr 1: 0; 2010 Qtr 2: 0; 2010 Qtr 3: 0; 2010 Qtr 4: 0; 2011 Qtr 1: 0; 2011 Qtr 2: 0; 2011 Qtr 3: 0; 2011 Qtr 4: 0 | 58
0 | 234126-Refrigeration - Efficient Evap Fan Motor Electronically Commutated Motor (ECM) |  | System | Commercial | 09-GRO-Grocery-REFG | 0 |  |  |  |  | 6.7904 | 150 | 0 | 0 | 0 | -143.2096 | 116.369 |  | kWh | 0.015845 | -0.11528 | Commercial |  | Annual | [5 empty] | 15 | 0.7 |  |  |  | 0 | 13 | 0 | 0 | 0 | 0 | 0 | 0 | 0 | 0 | 0 | 0 | 2009 Qtr 1: 0; 2009 Qtr 2: 0; 2009 Qtr 3: 0; 2009 Qtr 4: 13; 2010 Qtr 1: 0; 2010 Qtr 2: 0; 2010 Qtr 3: 0; 2010 Qtr 4: 0; 2011 Qtr 1: 0; 2011 Qtr 2: 0; 2011 Qtr 3: 0; 2011 Qtr 4: 0 | 13
0 | 234201-Lighting-2 Ft 2nd Gen T-8 with Elec Ballast-Tr1 |  | System | Commercial | 01-ALC-AllCommercial-IntLight | 0 |  |  |  |  | 23.0819 | 10.9914 | 0 | 0 | 0 | 12.0905 | 56.0027 |  | kWh | 0.010616 | 0 | Commercial | [7 empty] | 15 | 0.78 |  |  |  | 0 | 29.1137 | 0 | 0 | 0 | 0 | 0 | 0 | 0 | 0 | 0 | 0 | 2009 Qtr 1: 0; 2009 Qtr 2: 0; 2009 Qtr 3: 0; 2009 Qtr 4: 29.1137; 2010 Qtr 1: 0; 2010 Qtr 2: 0; 2010 Qtr 3: 0; 2010 Qtr 4: 0; 2011 Qtr 1: 0; 2011 Qtr 2: 0; 2011 Qtr 3: 0; 2011 Qtr 4: 0 | 29.1137
0 | 234330-Premium T8 with T12 40 Watt Baseline - Tr1 |  | System | Commercial | 01-ALC-AllCommercial-IntLight | 0 |  |  |  |  | 27.6532 | 13.1897 | 0 | 0 | 0 | 14.4636 | 83.5202 |  | kWh | 0.017351 | 0 | Commercial | [7 empty] | 15 | 0.78 |  |  |  | 0 | 203.7957 | 0 | 0 | 0 | 0 | 0 | 0 | 0 | 0 | 0 | 0 | 2009 Qtr 1: 0; 2009 Qtr 2: 0; 2009 Qtr 3: 0; 2009 Qtr 4: 203.7957; 2010 Qtr 1: 0; 2010 Qtr 2: 0; 2010 Qtr 3: 0; 2010 Qtr 4: 0; 2011 Qtr 1: 0; 2011 Qtr 2: 0; 2011 Qtr 3: 0; 2011 Qtr 4: 0 | 203.7957
0 | 234303-Lighting-Remove 4 Ft Lamp (De-Lamp) - Tr1 |  | System | Commercial | [6 empty] | 12.3596 | 16.4871 | 0 | 0 | 0 | -4.1275 | 137.2559 |  | 0 | 0.026384 | -2.5676 | Commercial |  | Winter Only | [5 empty] | 15 | 0.77 |  |  |  | 0 | 156.486 | 0 | 0 | 0 | 0 | 0 | 0 | 0 | 0 | 0 | 0 | 2009 Qtr 1: 0; 2009 Qtr 2: 0; 2009 Qtr 3: 0; 2009 Qtr 4: 156.486; 2010 Qtr 1: 0; 2010 Qtr 2: 0; 2010 Qtr 3: 0; 2010 Qtr 4: 0; 2011 Qtr 1: 0; 2011 Qtr 2: 0; 2011 Qtr 3: 0; 2011 Qtr 4: 0 | 156.486
0 | 234285-Lighting-Occpncy Snsr-Hi-Bay integrated Snsr-Tr1 |  | System | Commercial | 01-ALC-AllCommercial-IntLight | 0 |  |  |  |  | 221.2703 | 95.5 | 0 | 0 | 0 | 125.7703 | 2503.6304 |  | kWh | 0.48559 | 0 | Commercial | [7 empty] | 8 | 0.84 |  |  |  | 0 | 7 | 0 | 0 | 0 | 0 | 0 | 0 | 0 | 0 | 0 | 0 | 2009 Qtr 1: 0; 2009 Qtr 2: 0; 2009 Qtr 3: 0; 2009 Qtr 4: 7; 2010 Qtr 1: 0; 2010 Qtr 2: 0; 2010 Qtr 3: 0; 2010 Qtr 4: 0; 2011 Qtr 1: 0; 2011 Qtr 2: 0; 2011 Qtr 3: 0; 2011 Qtr 4: 0 | 7
0 | 234312-Lighting-Screw in 14-26 Watt Lamp - Tr1 |  | System | Commercial | [6 empty] | 9.3196 | 10.3931 | 0 | 0 | 0 | -1.0734 | 194.1729 |  | 0 | 0.038993 | -2.6224 | Commercial |  | Annual | [5 empty] | 2.47 | 0.81 |  |  |  | 0 | 0.67353 | 0 | 0 | 0 | 0 | 0 | 0 | 0 | 0 | 0 | 0 | 2009 Qtr 1: 0; 2009 Qtr 2: 0; 2009 Qtr 3: 0; 2009 Qtr 4: 0.67353; 2010 Qtr 1: 0; 2010 Qtr 2: 0; 2010 Qtr 3: 0; 2010 Qtr 4: 0; 2011 Qtr 1: 0; 2011 Qtr 2: 0; 2011 Qtr 3: 0; 2011 Qtr 4: 0 | 0.67353
0 | 234330-Premium T8 with T12 40 Watt Baseline - Tr1 |  | System | Commercial | 01-ALC-AllCommercial-IntLight | 0 |  |  |  |  | 27.6532 | 13.1897 | 0 | 0 | 0 | 14.4636 | 83.5202 |  | kWh | 0.017351 | 0 | Commercial | [7 empty] | 15 | 0.78 |  |  |  | 0 | 21.8353 | 0 | 0 | 0 | 0 | 0 | 0 | 0 | 0 | 0 | 0 | 2009 Qtr 1: 0; 2009 Qtr 2: 0; 2009 Qtr 3: 0; 2009 Qtr 4: 21.8353; 2010 Qtr 1: 0; 2010 Qtr 2: 0; 2010 Qtr 3: 0; 2010 Qtr 4: 0; 2011 Qtr 1: 0; 2011 Qtr 2: 0; 2011 Qtr 3: 0; 2011 Qtr 4: 0 | 21.8353
0 | 234303-Lighting-Remove 4 Ft Lamp (De-Lamp) - Tr1 |  | System | Commercial | [6 empty] | 12.3596 | 16.4871 | 0 | 0 | 0 | -4.1275 | 137.2559 |  | 0 | 0.026384 | -2.5676 | Commercial |  | Winter Only | [5 empty] | 15 | 0.77 |  |  |  | 0 | 20.0156 | 0 | 0 | 0 | 0 | 0 | 0 | 0 | 0 | 0 | 0 | 2009 Qtr 1: 0; 2009 Qtr 2: 0; 2009 Qtr 3: 0; 2009 Qtr 4: 20.0156; 2010 Qtr 1: 0; 2010 Qtr 2: 0; 2010 Qtr 3: 0; 2010 Qtr 4: 0; 2011 Qtr 1: 0; 2011 Qtr 2: 0; 2011 Qtr 3: 0; 2011 Qtr 4: 0 | 20.0156
0 | 234285-Lighting-Occpncy Snsr-Hi-Bay integrated Snsr-Tr1 |  | System | Commercial | 01-ALC-AllCommercial-IntLight | 0 |  |  |  |  | 221.2703 | 95.5 | 0 | 0 | 0 | 125.7703 | 2503.6304 |  | kWh | 0.48559 | 0 | Commercial | [7 empty] | 8 | 0.84 |  |  |  | 0 | 1 | 0 | 0 | 0 | 0 | 0 | 0 | 0 | 0 | 0 | 0 | 2009 Qtr 1: 0; 2009 Qtr 2: 0; 2009 Qtr 3: 0; 2009 Qtr 4: 1; 2010 Qtr 1: 0; 2010 Qtr 2: 0; 2010 Qtr 3: 0; 2010 Qtr 4: 0; 2011 Qtr 1: 0; 2011 Qtr 2: 0; 2011 Qtr 3: 0; 2011 Qtr 4: 0 | 1
0 | 234330-Premium T8 with T12 40 Watt Baseline - Tr1 |  | System | Commercial | 01-ALC-AllCommercial-IntLight | 0 |  |  |  |  | 27.6532 | 13.1897 | 0 | 0 | 0 | 14.4636 | 83.5202 |  | kWh | 0.017351 | 0 | Commercial | [7 empty] | 15 | 0.78 |  |  |  | 0 | 25.4745 | 0 | 0 | 0 | 0 | 0 | 0 | 0 | 0 | 0 | 0 | 2009 Qtr 1: 0; 2009 Qtr 2: 0; 2009 Qtr 3: 0; 2009 Qtr 4: 25.4745; 2010 Qtr 1: 0; 2010 Qtr 2: 0; 2010 Qtr 3: 0; 2010 Qtr 4: 0; 2011 Qtr 1: 0; 2011 Qtr 2: 0; 2011 Qtr 3: 0; 2011 Qtr 4: 0 | 25.4745
0 | 234303-Lighting-Remove 4 Ft Lamp (De-Lamp) - Tr1 |  | System | Commercial | [6 empty] | 12.3596 | 16.4871 | 0 | 0 | 0 | -4.1275 | 137.2559 |  | 0 | 0.026384 | -2.5676 | Commercial |  | Winter Only | [5 empty] | 15 | 0.77 |  |  |  | 0 | 16.3764 | 0 | 0 | 0 | 0 | 0 | 0 | 0 | 0 | 0 | 0 | 2009 Qtr 1: 0; 2009 Qtr 2: 0; 2009 Qtr 3: 0; 2009 Qtr 4: 16.3764; 2010 Qtr 1: 0; 2010 Qtr 2: 0; 2010 Qtr 3: 0; 2010 Qtr 4: 0; 2011 Qtr 1: 0; 2011 Qtr 2: 0; 2011 Qtr 3: 0; 2011 Qtr 4: 0 | 16.3764
0 | 234285-Lighting-Occpncy Snsr-Hi-Bay integrated Snsr-Tr1 |  | System | Commercial | 01-ALC-AllCommercial-IntLight | 0 |  |  |  |  | 221.2703 | 95.5 | 0 | 0 | 0 | 125.7703 | 2503.6304 |  | kWh | 0.48559 | 0 | Commercial | [7 empty] | 8 | 0.84 |  |  |  | 0 | 12 | 0 | 0 | 0 | 0 | 0 | 0 | 0 | 0 | 0 | 0 | 2009 Qtr 1: 0; 2009 Qtr 2: 0; 2009 Qtr 3: 0; 2009 Qtr 4: 12; 2010 Qtr 1: 0; 2010 Qtr 2: 0; 2010 Qtr 3: 0; 2010 Qtr 4: 0; 2011 Qtr 1: 0; 2011 Qtr 2: 0; 2011 Qtr 3: 0; 2011 Qtr 4: 0 | 12
0 | 234285-Lighting-Occpncy Snsr-Hi-Bay integrated Snsr-Tr1 |  | System | Commercial | 01-ALC-AllCommercial-IntLight | 0 |  |  |  |  | 221.2703 | 95.5 | 0 | 0 | 0 | 125.7703 | 2503.6304 |  | kWh | 0.48559 | 0 | Commercial | [7 empty] | 8 | 0.84 |  |  |  | 0 | 12 | 0 | 0 | 0 | 0 | 0 | 0 | 0 | 0 | 0 | 0 | 2009 Qtr 1: 0; 2009 Qtr 2: 0; 2009 Qtr 3: 0; 2009 Qtr 4: 12; 2010 Qtr 1: 0; 2010 Qtr 2: 0; 2010 Qtr 3: 0; 2010 Qtr 4: 0; 2011 Qtr 1: 0; 2011 Qtr 2: 0; 2011 Qtr 3: 0; 2011 Qtr 4: 0 | 12
0 | 234285-Lighting-Occpncy Snsr-Hi-Bay integrated Snsr-Tr1 |  | System | Commercial | 01-ALC-AllCommercial-IntLight | 0 |  |  |  |  | 221.2703 | 95.5 | 0 | 0 | 0 | 125.7703 | 2503.6304 |  | kWh | 0.48559 | 0 | Commercial | [7 empty] | 8 | 0.84 |  |  |  | 0 | 10 | 0 | 0 | 0 | 0 | 0 | 0 | 0 | 0 | 0 | 0 | 2009 Qtr 1: 0; 2009 Qtr 2: 0; 2009 Qtr 3: 0; 2009 Qtr 4: 10; 2010 Qtr 1: 0; 2010 Qtr 2: 0; 2010 Qtr 3: 0; 2010 Qtr 4: 0; 2011 Qtr 1: 0; 2011 Qtr 2: 0; 2011 Qtr 3: 0; 2011 Qtr 4: 0 | 10
0 | 234084-Refrigeration -Cooler/Freezer Door Gaskets - Solid Doors: Cooler |  | System | Commercial | 09-GRO-Grocery-REFG | 0 |  |  |  |  | 2.2498 | 4 | 0 | 0 | 0 | -1.7502 | 104.55 |  | kWh | 0.01195 | 0 | Commercial | [7 empty] | 4 | 0.76 |  |  |  | 0 | 69 | 0 | 0 | 0 | 0 | 0 | 0 | 0 | 0 | 0 | 0 | 2009 Qtr 1: 0; 2009 Qtr 2: 0; 2009 Qtr 3: 0; 2009 Qtr 4: 69; 2010 Qtr 1: 0; 2010 Qtr 2: 0; 2010 Qtr 3: 0; 2010 Qtr 4: 0; 2011 Qtr 1: 0; 2011 Qtr 2: 0; 2011 Qtr 3: 0; 2011 Qtr 4: 0 | 69
0 | 234084-Refrigeration -Cooler/Freezer Door Gaskets - Solid Doors: Cooler |  | System | Commercial | 09-GRO-Grocery-REFG | 0 |  |  |  |  | 2.2498 | 4 | 0 | 0 | 0 | -1.7502 | 104.55 |  | kWh | 0.01195 | 0 | Commercial | [7 empty] | 4 | 0.76 |  |  |  | 0 | 102 | 0 | 0 | 0 | 0 | 0 | 0 | 0 | 0 | 0 | 0 | 2009 Qtr 1: 0; 2009 Qtr 2: 0; 2009 Qtr 3: 0; 2009 Qtr 4: 102; 2010 Qtr 1: 0; 2010 Qtr 2: 0; 2010 Qtr 3: 0; 2010 Qtr 4: 0; 2011 Qtr 1: 0; 2011 Qtr 2: 0; 2011 Qtr 3: 0; 2011 Qtr 4: 0 | 102
0 | 234304-Lighting-Remove 4 Ft Lamp (De-Lamp) - Tr2 |  | System | Commercial | [6 empty] | 12.3587 | 12.3653 | 0 | 0 | 0 | -0.0066231 | 137.2559 |  | 0 | 0.026384 | -2.5676 | Commercial | [7 empty] | 15 | 0.77 |  |  |  | 0 | 20.9254 | 0 | 0 | 0 | 0 | 0 | 0 | 0 | 0 | 0 | 0 | 2009 Qtr 1: 0; 2009 Qtr 2: 0; 2009 Qtr 3: 0; 2009 Qtr 4: 20.9254; 2010 Qtr 1: 0; 2010 Qtr 2: 0; 2010 Qtr 3: 0; 2010 Qtr 4: 0; 2011 Qtr 1: 0; 2011 Qtr 2: 0; 2011 Qtr 3: 0; 2011 Qtr 4: 0 | 20.9254
0 | 234148-Premium T8 with T12 40 Watt Baseline |  | System | Commercial | 18-OFS-Office–Small-IntLight | 0 |  |  |  |  | 27.6544 | 13.1897 | 0 | 0 | 0 | 14.4647 | 94.2079 |  | kWh | 0.016987 | 0 | Commercial | [7 empty] | 15 | 0.78 |  |  |  | 0 | 45.4901 | 0 | 0 | 0 | 0 | 0 | 0 | 0 | 0 | 0 | 0 | 2009 Qtr 1: 0; 2009 Qtr 2: 0; 2009 Qtr 3: 0; 2009 Qtr 4: 45.4901; 2010 Qtr 1: 0; 2010 Qtr 2: 0; 2010 Qtr 3: 0; 2010 Qtr 4: 0; 2011 Qtr 1: 0; 2011 Qtr 2: 0; 2011 Qtr 3: 0; 2011 Qtr 4: 0 | 45.4901
0 | 234053-Lighting-Remove 4 Ft Lamp (De-Lamp) |  | System | Commercial | 18-OFS-Office–Small-IntLight | 0 |  |  |  |  | 24.7307 | 16.4871 | 0 | 0 | 0 | 8.2436 | 78.8486 |  | kWh | 0.050805 | 0 | Commercial | [7 empty] | 15 | 0.77 |  |  |  | 0 | 12.7372 | 0 | 0 | 0 | 0 | 0 | 0 | 0 | 0 | 0 | 0 | 2009 Qtr 1: 0; 2009 Qtr 2: 0; 2009 Qtr 3: 0; 2009 Qtr 4: 12.7372; 2010 Qtr 1: 0; 2010 Qtr 2: 0; 2010 Qtr 3: 0; 2010 Qtr 4: 0; 2011 Qtr 1: 0; 2011 Qtr 2: 0; 2011 Qtr 3: 0; 2011 Qtr 4: 0 | 12.7372
0 | 234084-Refrigeration -Cooler/Freezer Door Gaskets - Solid Doors: Cooler |  | System | Commercial | 09-GRO-Grocery-REFG | 0 |  |  |  |  | 2.2498 | 4.0547 | 0 | 0 | 0 | -1.8049 | 104.55 |  | kWh | 0.01195 | 0 | Commercial | [7 empty] | 4 | 0.76 |  |  |  | 0 | 68 | 0 | 0 | 0 | 0 | 0 | 0 | 0 | 0 | 0 | 0 | 2009 Qtr 1: 0; 2009 Qtr 2: 0; 2009 Qtr 3: 68; 2009 Qtr 4: 0; 2010 Qtr 1: 0; 2010 Qtr 2: 0; 2010 Qtr 3: 0; 2010 Qtr 4: 0; 2011 Qtr 1: 0; 2011 Qtr 2: 0; 2011 Qtr 3: 0; 2011 Qtr 4: 0 | 68
0 | 234068-Refrigeration - Food Service -Auto Closer for Main Freezer Doors |  | System | Commercial | 09-GRO-Grocery-REFG | 0 |  |  |  |  | 372.7723 | 160.5 | 0 | 0 | 0 | 212.2723 | 2785.8135 |  | kWh | 0.27593 | -0.026688 | Commercial |  | Annual | [5 empty] | 8 | 0.7 |  |  |  | 0 | 1 | 0 | 0 | 0 | 0 | 0 | 0 | 0 | 0 | 0 | 0 | 2009 Qtr 1: 0; 2009 Qtr 2: 0; 2009 Qtr 3: 1; 2009 Qtr 4: 0; 2010 Qtr 1: 0; 2010 Qtr 2: 0; 2010 Qtr 3: 0; 2010 Qtr 4: 0; 2011 Qtr 1: 0; 2011 Qtr 2: 0; 2011 Qtr 3: 0; 2011 Qtr 4: 0 | 1
0 | 234084-Refrigeration -Cooler/Freezer Door Gaskets - Solid Doors: Cooler |  | System | Commercial | 09-GRO-Grocery-REFG | 0 |  |  |  |  | 2.2498 | 4.0357 | 0 | 0 | 0 | -1.7859 | 104.55 |  | kWh | 0.01195 | 0 | Commercial | [7 empty] | 4 | 0.76 |  |  |  | 0 | 84 | 0 | 0 | 0 | 0 | 0 | 0 | 0 | 0 | 0 | 0 | 2009 Qtr 1: 0; 2009 Qtr 2: 0; 2009 Qtr 3: 84; 2009 Qtr 4: 0; 2010 Qtr 1: 0; 2010 Qtr 2: 0; 2010 Qtr 3: 0; 2010 Qtr 4: 0; 2011 Qtr 1: 0; 2011 Qtr 2: 0; 2011 Qtr 3: 0; 2011 Qtr 4: 0 | 84
0 | 234361-Lighting-IntrHiByLnrFlscntFxtr244wrplc400w(TrI)Tr2 |  | System | Commercial | 01-ALC-AllCommercial-IntLight | 0 |  |  |  |  | 327.8836 | 115.3803 | 0 | 0 | 0 | 212.5033 | 698.8643 |  | kWh | 0.2203 | 0 | Commercial | [7 empty] | 15 | 0.78 |  |  |  | 0 | 24.3759 | 0 | 0 | 0 | 0 | 0 | 0 | 0 | 0 | 0 | 0 | 2009 Qtr 1: 0; 2009 Qtr 2: 0; 2009 Qtr 3: 24.3759; 2009 Qtr 4: 0; 2010 Qtr 1: 0; 2010 Qtr 2: 0; 2010 Qtr 3: 0; 2010 Qtr 4: 0; 2011 Qtr 1: 0; 2011 Qtr 2: 0; 2011 Qtr 3: 0; 2011 Qtr 4: 0 | 24.3759
0 | 234286-Lighting-Occpncy Snsr-Hi-Bay integrated Snsr-Tr2 |  | System | Commercial | 01-ALC-AllCommercial-IntLight | 0 |  |  |  |  | 221.37 | 95.5 | 0 | 0 | 0 | 125.87 | 1499.5759 |  | kWh | 0.47213 | 0 | Commercial | [7 empty] | 8 | 0.84 |  |  |  | 0 | 25 | 0 | 0 | 0 | 0 | 0 | 0 | 0 | 0 | 0 | 0 | 2009 Qtr 1: 0; 2009 Qtr 2: 0; 2009 Qtr 3: 25; 2009 Qtr 4: 0; 2010 Qtr 1: 0; 2010 Qtr 2: 0; 2010 Qtr 3: 0; 2010 Qtr 4: 0; 2011 Qtr 1: 0; 2011 Qtr 2: 0; 2011 Qtr 3: 0; 2011 Qtr 4: 0 | 25
0 | 234312-Lighting-Screw in 14-26 Watt Lamp - Tr1 |  | System | Commercial | [6 empty] | 9.3196 | 10.3931 | 0 | 0 | 0 | -1.0734 | 194.1729 |  | 0 | 0.038993 | -2.6224 | Commercial |  | Annual | [5 empty] | 2.47 | 0.81 |  |  |  | 0 | 2.0206 | 0 | 0 | 0 | 0 | 0 | 0 | 0 | 0 | 0 | 0 | 2009 Qtr 1: 0; 2009 Qtr 2: 0; 2009 Qtr 3: 0; 2009 Qtr 4: 2.0206; 2010 Qtr 1: 0; 2010 Qtr 2: 0; 2010 Qtr 3: 0; 2010 Qtr 4: 0; 2011 Qtr 1: 0; 2011 Qtr 2: 0; 2011 Qtr 3: 0; 2011 Qtr 4: 0 | 2.0206
0 | 234330-Premium T8 with T12 40 Watt Baseline - Tr1 |  | System | Commercial | 01-ALC-AllCommercial-IntLight | 0 |  |  |  |  | 27.6532 | 13.1897 | 0 | 0 | 0 | 14.4636 | 83.5202 |  | kWh | 0.017351 | 0 | Commercial | [7 empty] | 15 | 0.78 |  |  |  | 0 | 69.145 | 0 | 0 | 0 | 0 | 0 | 0 | 0 | 0 | 0 | 0 | 2009 Qtr 1: 0; 2009 Qtr 2: 0; 2009 Qtr 3: 0; 2009 Qtr 4: 69.145; 2010 Qtr 1: 0; 2010 Qtr 2: 0; 2010 Qtr 3: 0; 2010 Qtr 4: 0; 2011 Qtr 1: 0; 2011 Qtr 2: 0; 2011 Qtr 3: 0; 2011 Qtr 4: 0 | 69.145
0 | 234303-Lighting-Remove 4 Ft Lamp (De-Lamp) - Tr1 |  | System | Commercial | [6 empty] | 12.3596 | 16.4871 | 0 | 0 | 0 | -4.1275 | 137.2559 |  | 0 | 0.026384 | -2.5676 | Commercial |  | Winter Only | [5 empty] | 15 | 0.77 |  |  |  | 0 | 12.7372 | 0 | 0 | 0 | 0 | 0 | 0 | 0 | 0 | 0 | 0 | 2009 Qtr 1: 0; 2009 Qtr 2: 0; 2009 Qtr 3: 0; 2009 Qtr 4: 12.7372; 2010 Qtr 1: 0; 2010 Qtr 2: 0; 2010 Qtr 3: 0; 2010 Qtr 4: 0; 2011 Qtr 1: 0; 2011 Qtr 2: 0; 2011 Qtr 3: 0; 2011 Qtr 4: 0 | 12.7372
0 | 234306-Lighting-Remove 8 Ft Lamp (De-Lamp) - Tr1 |  | System | Commercial | 23-RTL-Retail–SingleStorylarge-LIT_INT | 0 |  |  |  |  | 28.4369 | 27.4785 | 0 | 0 | 0 | 0.95836 | 366.7521 |  | kWh | 0.077777 | 0 | Commercial | [7 empty] | 15 | 0.77 |  |  |  | 0 | 8.1882 | 0 | 0 | 0 | 0 | 0 | 0 | 0 | 0 | 0 | 0 | 2009 Qtr 1: 0; 2009 Qtr 2: 0; 2009 Qtr 3: 0; 2009 Qtr 4: 8.1882; 2010 Qtr 1: 0; 2010 Qtr 2: 0; 2010 Qtr 3: 0; 2010 Qtr 4: 0; 2011 Qtr 1: 0; 2011 Qtr 2: 0; 2011 Qtr 3: 0; 2011 Qtr 4: 0 | 8.1882
0 | 234369-Lighting-Occpncy Snsr-Wll/Cl Mnt Lght Snsr<500-Tr1 |  | System | Commercial | 01-ALC-AllCommercial-IntLight | 0 |  |  |  |  | 141 | 35 | 0 | 0 | 0 | 106 | 334 |  | kWh | 0 | 0 | Commercial | [7 empty] | 8 | 0.84 |  |  |  | 0 | 1 | 0 | 0 | 0 | 0 | 0 | 0 | 0 | 0 | 0 | 0 | 2009 Qtr 1: 0; 2009 Qtr 2: 0; 2009 Qtr 3: 0; 2009 Qtr 4: 1; 2010 Qtr 1: 0; 2010 Qtr 2: 0; 2010 Qtr 3: 0; 2010 Qtr 4: 0; 2011 Qtr 1: 0; 2011 Qtr 2: 0; 2011 Qtr 3: 0; 2011 Qtr 4: 0 | 1
0 | 234285-Lighting-Occpncy Snsr-Hi-Bay integrated Snsr-Tr1 |  | System | Commercial | 01-ALC-AllCommercial-IntLight | 0 |  |  |  |  | 221.2703 | 95.5 | 0 | 0 | 0 | 125.7703 | 2503.6304 |  | kWh | 0.48559 | 0 | Commercial | [7 empty] | 8 | 0.84 |  |  |  | 0 | 10 | 0 | 0 | 0 | 0 | 0 | 0 | 0 | 0 | 0 | 0 | 2009 Qtr 1: 0; 2009 Qtr 2: 0; 2009 Qtr 3: 0; 2009 Qtr 4: 10; 2010 Qtr 1: 0; 2010 Qtr 2: 0; 2010 Qtr 3: 0; 2010 Qtr 4: 0; 2011 Qtr 1: 0; 2011 Qtr 2: 0; 2011 Qtr 3: 0; 2011 Qtr 4: 0 | 10
0 | 234313-Lighting-Screw in 14-26 Watt Lamp - Tr2 |  | System | Commercial | 18-OFS-Office–Small-IntLight | 0 |  |  |  |  | 10.4935 | 7.4236 | 0 | 0 | 0 | 3.0699 | 188.4597 |  | kWh | 0.055757 | 0 | Commercial | [7 empty] | 2.62 | 0.81 |  |  |  | 0 | 1.3471 | 0 | 0 | 0 | 0 | 0 | 0 | 0 | 0 | 0 | 0 | 2009 Qtr 1: 0; 2009 Qtr 2: 0; 2009 Qtr 3: 0; 2009 Qtr 4: 1.3471; 2010 Qtr 1: 0; 2010 Qtr 2: 0; 2010 Qtr 3: 0; 2010 Qtr 4: 0; 2011 Qtr 1: 0; 2011 Qtr 2: 0; 2011 Qtr 3: 0; 2011 Qtr 4: 0 | 1.3471
0 | 234331-Premium T8 with T12 40 Watt Baseline - Tr2 |  | System | Commercial | 01-ALC-AllCommercial-IntLight | 0 |  |  |  |  | 27.653 | 9.8923 | 0 | 0 | 0 | 17.7607 | 58.062 |  | kWh | 0.017133 | 0 | Commercial | [7 empty] | 15 | 0.78 |  |  |  | 0 | 69.145 | 0 | 0 | 0 | 0 | 0 | 0 | 0 | 0 | 0 | 0 | 2009 Qtr 1: 0; 2009 Qtr 2: 0; 2009 Qtr 3: 0; 2009 Qtr 4: 69.145; 2010 Qtr 1: 0; 2010 Qtr 2: 0; 2010 Qtr 3: 0; 2010 Qtr 4: 0; 2011 Qtr 1: 0; 2011 Qtr 2: 0; 2011 Qtr 3: 0; 2011 Qtr 4: 0 | 69.145
0 | 234304-Lighting-Remove 4 Ft Lamp (De-Lamp) - Tr2 |  | System | Commercial | [6 empty] | 12.3587 | 0 | 0 | 0 | 0 | 12.3587 | 0 |  | 0 | 0 | 0 | Commercial | [7 empty] | 15 | 0.77 |  |  |  | 0 | 0.9098 | 0 | 0 | 0 | 0 | 0 | 0 | 0 | 0 | 0 | 0 | 2009 Qtr 1: 0; 2009 Qtr 2: 0; 2009 Qtr 3: 0; 2009 Qtr 4: 0.9098; 2010 Qtr 1: 0; 2010 Qtr 2: 0; 2010 Qtr 3: 0; 2010 Qtr 4: 0; 2011 Qtr 1: 0; 2011 Qtr 2: 0; 2011 Qtr 3: 0; 2011 Qtr 4: 0 | 0.9098
0 | 234286-Lighting-Occpncy Snsr-Hi-Bay integrated Snsr-Tr2 |  | System | Commercial | 01-ALC-AllCommercial-IntLight | 0 |  |  |  |  | 221.37 | 95.5 | 0 | 0 | 0 | 125.87 | 1499.5759 |  | kWh | 0.47213 | 0 | Commercial | [7 empty] | 8 | 0.84 |  |  |  | 0 | 14 | 0 | 0 | 0 | 0 | 0 | 0 | 0 | 0 | 0 | 0 | 2009 Qtr 1: 0; 2009 Qtr 2: 0; 2009 Qtr 3: 0; 2009 Qtr 4: 14; 2010 Qtr 1: 0; 2010 Qtr 2: 0; 2010 Qtr 3: 0; 2010 Qtr 4: 0; 2011 Qtr 1: 0; 2011 Qtr 2: 0; 2011 Qtr 3: 0; 2011 Qtr 4: 0 | 14
0 | 234049-Lighting-LED Exit Sign New Sign |  | System | Commercial | 25-SCN-Storage–Conditioned-Exit | 0 |  |  |  |  | 64.8921 | 45 | 0 | 0 | 0 | 19.8921 | 351.311 |  | kWh | 0 | 0 | Commercial | [7 empty] | 16 | 0.85 |  |  |  | 0 | 2 | 0 | 0 | 0 | 0 | 0 | 0 | 0 | 0 | 0 | 0 | 2009 Qtr 1: 0; 2009 Qtr 2: 0; 2009 Qtr 3: 0; 2009 Qtr 4: 2; 2010 Qtr 1: 0; 2010 Qtr 2: 0; 2010 Qtr 3: 0; 2010 Qtr 4: 0; 2011 Qtr 1: 0; 2011 Qtr 2: 0; 2011 Qtr 3: 0; 2011 Qtr 4: 0 | 2
0 | 234201-Lighting-2 Ft 2nd Gen T-8 with Elec Ballast-Tr1 |  | System | Commercial | 01-ALC-AllCommercial-IntLight | 0 |  |  |  |  | 23.0819 | 10.9914 | 0 | 0 | 0 | 12.0905 | 56.0027 |  | kWh | 0.010616 | 0 | Commercial | [7 empty] | 15 | 0.78 |  |  |  | 0 | 83.7018 | 0 | 0 | 0 | 0 | 0 | 0 | 0 | 0 | 0 | 0 | 2009 Qtr 1: 0; 2009 Qtr 2: 0; 2009 Qtr 3: 0; 2009 Qtr 4: 83.7018; 2010 Qtr 1: 0; 2010 Qtr 2: 0; 2010 Qtr 3: 0; 2010 Qtr 4: 0; 2011 Qtr 1: 0; 2011 Qtr 2: 0; 2011 Qtr 3: 0; 2011 Qtr 4: 0 | 83.7018
0 | 234330-Premium T8 with T12 40 Watt Baseline - Tr1 |  | System | Commercial | 01-ALC-AllCommercial-IntLight | 0 |  |  |  |  | 27.6532 | 13.1897 | 0 | 0 | 0 | 14.4636 | 83.5202 |  | kWh | 0.017351 | 0 | Commercial | [7 empty] | 15 | 0.78 |  |  |  | 0 | 41.8509 | 0 | 0 | 0 | 0 | 0 | 0 | 0 | 0 | 0 | 0 | 2009 Qtr 1: 0; 2009 Qtr 2: 0; 2009 Qtr 3: 0; 2009 Qtr 4: 41.8509; 2010 Qtr 1: 0; 2010 Qtr 2: 0; 2010 Qtr 3: 0; 2010 Qtr 4: 0; 2011 Qtr 1: 0; 2011 Qtr 2: 0; 2011 Qtr 3: 0; 2011 Qtr 4: 0 | 41.8509
0 | 234303-Lighting-Remove 4 Ft Lamp (De-Lamp) - Tr1 |  | System | Commercial | [6 empty] | 12.3596 | 16.4871 | 0 | 0 | 0 | -4.1275 | 137.2559 |  | 0 | 0.026384 | -2.5676 | Commercial |  | Winter Only | [5 empty] | 15 | 0.77 |  |  |  | 0 | 14.5568 | 0 | 0 | 0 | 0 | 0 | 0 | 0 | 0 | 0 | 0 | 2009 Qtr 1: 0; 2009 Qtr 2: 0; 2009 Qtr 3: 0; 2009 Qtr 4: 14.5568; 2010 Qtr 1: 0; 2010 Qtr 2: 0; 2010 Qtr 3: 0; 2010 Qtr 4: 0; 2011 Qtr 1: 0; 2011 Qtr 2: 0; 2011 Qtr 3: 0; 2011 Qtr 4: 0 | 14.5568
0 | 234360-Lighting-IntrHiByLnrFlscntFxtr244wrplc400w(TrI)Tr1 |  | System | Commercial | [6 empty] | 282.4319 | 153.8404 | 0 | 0 | 0 | 128.5914 | 0 |  | 0 | 0.224 | -7.1132 | Commercial |  | Winter Only | [5 empty] | 15 | 0.78 |  |  |  | 0 | 18.5257 | 0 | 0 | 0 | 0 | 0 | 0 | 0 | 0 | 0 | 0 | 2009 Qtr 1: 0; 2009 Qtr 2: 0; 2009 Qtr 3: 0; 2009 Qtr 4: 18.5257; 2010 Qtr 1: 0; 2010 Qtr 2: 0; 2010 Qtr 3: 0; 2010 Qtr 4: 0; 2011 Qtr 1: 0; 2011 Qtr 2: 0; 2011 Qtr 3: 0; 2011 Qtr 4: 0 | 18.5257
0 | 234285-Lighting-Occpncy Snsr-Hi-Bay integrated Snsr-Tr1 |  | System | Commercial | 01-ALC-AllCommercial-IntLight | 0 |  |  |  |  | 221.2703 | 95.5 | 0 | 0 | 0 | 125.7703 | 2503.6304 |  | kWh | 0.48559 | 0 | Commercial | [7 empty] | 8 | 0.84 |  |  |  | 0 | 20 | 0 | 0 | 0 | 0 | 0 | 0 | 0 | 0 | 0 | 0 | 2009 Qtr 1: 0; 2009 Qtr 2: 0; 2009 Qtr 3: 0; 2009 Qtr 4: 20; 2010 Qtr 1: 0; 2010 Qtr 2: 0; 2010 Qtr 3: 0; 2010 Qtr 4: 0; 2011 Qtr 1: 0; 2011 Qtr 2: 0; 2011 Qtr 3: 0; 2011 Qtr 4: 0 | 20
0 | 234332-Premium T8 with T12 40 Watt Baseline - Tr3 |  | System | Commercial | 01-ALC-AllCommercial-IntLight | 0 |  |  |  |  | 13.9591 | 7.1444 | 0 | 0 | 0 | 6.8147 | 44.0947 |  | kWh | 0.016509 | 0 | Commercial | [7 empty] | 15 | 0.78 |  |  |  | 0 | 37.3019 | 0 | 0 | 0 | 0 | 0 | 0 | 0 | 0 | 0 | 0 | 2009 Qtr 1: 0; 2009 Qtr 2: 0; 2009 Qtr 3: 0; 2009 Qtr 4: 37.3019; 2010 Qtr 1: 0; 2010 Qtr 2: 0; 2010 Qtr 3: 0; 2010 Qtr 4: 0; 2011 Qtr 1: 0; 2011 Qtr 2: 0; 2011 Qtr 3: 0; 2011 Qtr 4: 0 | 37.3019
0 | 234305-Lighting-Remove 4 Ft Lamp (De-Lamp) - Tr3 |  | System | Commercial | 01-ALC-AllCommercial-IntLight | 0 |  |  |  |  | 28.1828 | 8.7931 | 0 | 0 | 0 | 19.3897 | 129.7131 |  | kWh | 0.050038 | 0 | Commercial | [7 empty] | 15 | 0.77 |  |  |  | 0 | 19.1058 | 0 | 0 | 0 | 0 | 0 | 0 | 0 | 0 | 0 | 0 | 2009 Qtr 1: 0; 2009 Qtr 2: 0; 2009 Qtr 3: 0; 2009 Qtr 4: 19.1058; 2010 Qtr 1: 0; 2010 Qtr 2: 0; 2010 Qtr 3: 0; 2010 Qtr 4: 0; 2011 Qtr 1: 0; 2011 Qtr 2: 0; 2011 Qtr 3: 0; 2011 Qtr 4: 0 | 19.1058
0 | 234201-Lighting-2 Ft 2nd Gen T-8 with Elec Ballast-Tr1 |  | System | Commercial | 01-ALC-AllCommercial-IntLight | 0 |  |  |  |  | 23.0819 | 10.9914 | 0 | 0 | 0 | 12.0905 | 56.0027 |  | kWh | 0.010616 | 0 | Commercial | [7 empty] | 15 | 0.78 |  |  |  | 0 | 9.098 | 0 | 0 | 0 | 0 | 0 | 0 | 0 | 0 | 0 | 0 | 2009 Qtr 1: 0; 2009 Qtr 2: 0; 2009 Qtr 3: 0; 2009 Qtr 4: 9.098; 2010 Qtr 1: 0; 2010 Qtr 2: 0; 2010 Qtr 3: 0; 2010 Qtr 4: 0; 2011 Qtr 1: 0; 2011 Qtr 2: 0; 2011 Qtr 3: 0; 2011 Qtr 4: 0 | 9.098
0 | 234303-Lighting-Remove 4 Ft Lamp (De-Lamp) - Tr1 |  | System | Commercial | [6 empty] | 12.3596 | 16.4871 | 0 | 0 | 0 | -4.1275 | 137.2559 |  | 0 | 0.026384 | -2.5676 | Commercial |  | Winter Only | [5 empty] | 15 | 0.77 |  |  |  | 0 | 94.6194 | 0 | 0 | 0 | 0 | 0 | 0 | 0 | 0 | 0 | 0 | 2009 Qtr 1: 0; 2009 Qtr 2: 0; 2009 Qtr 3: 0; 2009 Qtr 4: 94.6194; 2010 Qtr 1: 0; 2010 Qtr 2: 0; 2010 Qtr 3: 0; 2010 Qtr 4: 0; 2011 Qtr 1: 0; 2011 Qtr 2: 0; 2011 Qtr 3: 0; 2011 Qtr 4: 0 | 94.6194
0 | 234331-Premium T8 with T12 40 Watt Baseline - Tr2 |  | System | Commercial | 01-ALC-AllCommercial-IntLight | 0 |  |  |  |  | 27.653 | 9.8923 | 0 | 0 | 0 | 17.7607 | 58.062 |  | kWh | 0.017133 | 0 | Commercial | [7 empty] | 15 | 0.78 |  |  |  | 0 | 31.8431 | 0 | 0 | 0 | 0 | 0 | 0 | 0 | 0 | 0 | 0 | 2009 Qtr 1: 0; 2009 Qtr 2: 0; 2009 Qtr 3: 0; 2009 Qtr 4: 31.8431; 2010 Qtr 1: 0; 2010 Qtr 2: 0; 2010 Qtr 3: 0; 2010 Qtr 4: 0; 2011 Qtr 1: 0; 2011 Qtr 2: 0; 2011 Qtr 3: 0; 2011 Qtr 4: 0 | 31.8431
0 | 234304-Lighting-Remove 4 Ft Lamp (De-Lamp) - Tr2 |  | System | Commercial | [6 empty] | 12.3587 | 12.3653 | 0 | 0 | 0 | -0.0066231 | 137.2559 |  | 0 | 0.026384 | -2.5676 | Commercial | [7 empty] | 15 | 0.77 |  |  |  | 0 | 21.8353 | 0 | 0 | 0 | 0 | 0 | 0 | 0 | 0 | 0 | 0 | 2009 Qtr 1: 0; 2009 Qtr 2: 0; 2009 Qtr 3: 0; 2009 Qtr 4: 21.8353; 2010 Qtr 1: 0; 2010 Qtr 2: 0; 2010 Qtr 3: 0; 2010 Qtr 4: 0; 2011 Qtr 1: 0; 2011 Qtr 2: 0; 2011 Qtr 3: 0; 2011 Qtr 4: 0 | 21.8353
0 | 234208-Lighting-8 Ft T-8 with Elec Ballast-Tr2 |  | System | Commercial | 01-ALC-AllCommercial-IntLight | 0 |  |  |  |  | 35.6904 | 16.4871 | 0 | 0 | 0 | 19.2033 | 32.3258 |  | kWh | 0.009599 | 0 | Commercial | [7 empty] | 15 | 0.78 |  |  |  | 0 | 9.098 | 0 | 0 | 0 | 0 | 0 | 0 | 0 | 0 | 0 | 0 | 2009 Qtr 1: 0; 2009 Qtr 2: 0; 2009 Qtr 3: 0; 2009 Qtr 4: 9.098; 2010 Qtr 1: 0; 2010 Qtr 2: 0; 2010 Qtr 3: 0; 2010 Qtr 4: 0; 2011 Qtr 1: 0; 2011 Qtr 2: 0; 2011 Qtr 3: 0; 2011 Qtr 4: 0 | 9.098
0 | 234307-Lighting-Remove 8 Ft Lamp (De-Lamp) - Tr2 |  | System | Commercial | 23-RTL-Retail–SingleStorylarge-LIT_INT | 0 |  |  |  |  | 28.4021 | 16.4871 | 0 | 0 | 0 | 11.915 | 253.9171 |  | kWh | 0.077292 | 0 | Commercial | [7 empty] | 15 | 0.77 |  |  |  | 0 | 9.098 | 0 | 0 | 0 | 0 | 0 | 0 | 0 | 0 | 0 | 0 | 2009 Qtr 1: 0; 2009 Qtr 2: 0; 2009 Qtr 3: 0; 2009 Qtr 4: 9.098; 2010 Qtr 1: 0; 2010 Qtr 2: 0; 2010 Qtr 3: 0; 2010 Qtr 4: 0; 2011 Qtr 1: 0; 2011 Qtr 2: 0; 2011 Qtr 3: 0; 2011 Qtr 4: 0 | 9.098
0 | 234330-Premium T8 with T12 40 Watt Baseline - Tr1 |  | System | Commercial | 01-ALC-AllCommercial-IntLight | 0 |  |  |  |  | 27.6532 | 13.1897 | 0 | 0 | 0 | 14.4636 | 83.5202 |  | kWh | 0.017351 | 0 | Commercial | [7 empty] | 15 | 0.78 |  |  |  | 0 | 30.9333 | 0 | 0 | 0 | 0 | 0 | 0 | 0 | 0 | 0 | 0 | 2009 Qtr 1: 0; 2009 Qtr 2: 0; 2009 Qtr 3: 0; 2009 Qtr 4: 30.9333; 2010 Qtr 1: 0; 2010 Qtr 2: 0; 2010 Qtr 3: 0; 2010 Qtr 4: 0; 2011 Qtr 1: 0; 2011 Qtr 2: 0; 2011 Qtr 3: 0; 2011 Qtr 4: 0 | 30.9333
0 | 234303-Lighting-Remove 4 Ft Lamp (De-Lamp) - Tr1 |  | System | Commercial | [6 empty] | 12.3596 | 16.4871 | 0 | 0 | 0 | -4.1275 | 137.2559 |  | 0 | 0.026384 | -2.5676 | Commercial |  | Winter Only | [5 empty] | 15 | 0.77 |  |  |  | 0 | 29.1137 | 0 | 0 | 0 | 0 | 0 | 0 | 0 | 0 | 0 | 0 | 2009 Qtr 1: 0; 2009 Qtr 2: 0; 2009 Qtr 3: 0; 2009 Qtr 4: 29.1137; 2010 Qtr 1: 0; 2010 Qtr 2: 0; 2010 Qtr 3: 0; 2010 Qtr 4: 0; 2011 Qtr 1: 0; 2011 Qtr 2: 0; 2011 Qtr 3: 0; 2011 Qtr 4: 0 | 29.1137
0 | 234332-Premium T8 with T12 40 Watt Baseline - Tr3 |  | System | Commercial | 01-ALC-AllCommercial-IntLight | 0 |  |  |  |  | 13.9591 | 7.1444 | 0 | 0 | 0 | 6.8147 | 44.0947 |  | kWh | 0.016509 | 0 | Commercial | [7 empty] | 15 | 0.78 |  |  |  | 0 | 25.4745 | 0 | 0 | 0 | 0 | 0 | 0 | 0 | 0 | 0 | 0 | 2009 Qtr 1: 0; 2009 Qtr 2: 0; 2009 Qtr 3: 0; 2009 Qtr 4: 25.4745; 2010 Qtr 1: 0; 2010 Qtr 2: 0; 2010 Qtr 3: 0; 2010 Qtr 4: 0; 2011 Qtr 1: 0; 2011 Qtr 2: 0; 2011 Qtr 3: 0; 2011 Qtr 4: 0 | 25.4745
0 | 234305-Lighting-Remove 4 Ft Lamp (De-Lamp) - Tr3 |  | System | Commercial | 01-ALC-AllCommercial-IntLight | 0 |  |  |  |  | 28.1828 | 8.7931 | 0 | 0 | 0 | 19.3897 | 129.7131 |  | kWh | 0.050038 | 0 | Commercial | [7 empty] | 15 | 0.77 |  |  |  | 0 | 25.4745 | 0 | 0 | 0 | 0 | 0 | 0 | 0 | 0 | 0 | 0 | 2009 Qtr 1: 0; 2009 Qtr 2: 0; 2009 Qtr 3: 0; 2009 Qtr 4: 25.4745; 2010 Qtr 1: 0; 2010 Qtr 2: 0; 2010 Qtr 3: 0; 2010 Qtr 4: 0; 2011 Qtr 1: 0; 2011 Qtr 2: 0; 2011 Qtr 3: 0; 2011 Qtr 4: 0 | 25.4745
0 | 234049-Lighting-LED Exit Sign New Sign |  | System | Commercial | 25-SCN-Storage–Conditioned-Exit | 0 |  |  |  |  | 64.8921 | 45 | 0 | 0 | 0 | 19.8921 | 351.311 |  | kWh | 0 | 0 | Commercial | [7 empty] | 16 | 0.85 |  |  |  | 0 | 1 | 0 | 0 | 0 | 0 | 0 | 0 | 0 | 0 | 0 | 0 | 2009 Qtr 1: 0; 2009 Qtr 2: 0; 2009 Qtr 3: 0; 2009 Qtr 4: 1; 2010 Qtr 1: 0; 2010 Qtr 2: 0; 2010 Qtr 3: 0; 2010 Qtr 4: 0; 2011 Qtr 1: 0; 2011 Qtr 2: 0; 2011 Qtr 3: 0; 2011 Qtr 4: 0 | 1
0 | 234330-Premium T8 with T12 40 Watt Baseline - Tr1 |  | System | Commercial | 01-ALC-AllCommercial-IntLight | 0 |  |  |  |  | 27.6532 | 13.1897 | 0 | 0 | 0 | 14.4636 | 83.5202 |  | kWh | 0.017351 | 0 | Commercial | [7 empty] | 15 | 0.78 |  |  |  | 0 | 163.7644 | 0 | 0 | 0 | 0 | 0 | 0 | 0 | 0 | 0 | 0 | 2009 Qtr 1: 0; 2009 Qtr 2: 0; 2009 Qtr 3: 0; 2009 Qtr 4: 163.7644; 2010 Qtr 1: 0; 2010 Qtr 2: 0; 2010 Qtr 3: 0; 2010 Qtr 4: 0; 2011 Qtr 1: 0; 2011 Qtr 2: 0; 2011 Qtr 3: 0; 2011 Qtr 4: 0 | 163.7644
0 | 234306-Lighting-Remove 8 Ft Lamp (De-Lamp) - Tr1 |  | System | Commercial | 23-RTL-Retail–SingleStorylarge-LIT_INT | 0 |  |  |  |  | 28.4369 | 27.4785 | 0 | 0 | 0 | 0.95836 | 366.7521 |  | kWh | 0.077777 | 0 | Commercial | [7 empty] | 15 | 0.77 |  |  |  | 0 | 1.8196 | 0 | 0 | 0 | 0 | 0 | 0 | 0 | 0 | 0 | 0 | 2009 Qtr 1: 0; 2009 Qtr 2: 0; 2009 Qtr 3: 0; 2009 Qtr 4: 1.8196; 2010 Qtr 1: 0; 2010 Qtr 2: 0; 2010 Qtr 3: 0; 2010 Qtr 4: 0; 2011 Qtr 1: 0; 2011 Qtr 2: 0; 2011 Qtr 3: 0; 2011 Qtr 4: 0 | 1.8196
0 | 234084-Refrigeration -Cooler/Freezer Door Gaskets - Solid Doors: Cooler |  | System | Commercial | 09-GRO-Grocery-REFG | 0 |  |  |  |  | 2.2498 | 4 | 0 | 0 | 0 | -1.7502 | 104.55 |  | kWh | 0.01195 | 0 | Commercial | [7 empty] | 4 | 0.76 |  |  |  | 0 | 289 | 0 | 0 | 0 | 0 | 0 | 0 | 0 | 0 | 0 | 0 | 2009 Qtr 1: 0; 2009 Qtr 2: 0; 2009 Qtr 3: 289; 2009 Qtr 4: 0; 2010 Qtr 1: 0; 2010 Qtr 2: 0; 2010 Qtr 3: 0; 2010 Qtr 4: 0; 2011 Qtr 1: 0; 2011 Qtr 2: 0; 2011 Qtr 3: 0; 2011 Qtr 4: 0 | 289
0 | 234286-Lighting-Occpncy Snsr-Hi-Bay integrated Snsr-Tr2 |  | System | Commercial | 01-ALC-AllCommercial-IntLight | 0 |  |  |  |  | 221.37 | 95.5 | 0 | 0 | 0 | 125.87 | 1499.5759 |  | kWh | 0.47213 | 0 | Commercial | [7 empty] | 8 | 0.84 |  |  |  | 0 | 79 | 0 | 0 | 0 | 0 | 0 | 0 | 0 | 0 | 0 | 0 | 2009 Qtr 1: 0; 2009 Qtr 2: 0; 2009 Qtr 3: 0; 2009 Qtr 4: 79; 2010 Qtr 1: 0; 2010 Qtr 2: 0; 2010 Qtr 3: 0; 2010 Qtr 4: 0; 2011 Qtr 1: 0; 2011 Qtr 2: 0; 2011 Qtr 3: 0; 2011 Qtr 4: 0 | 79
0 | 234285-Lighting-Occpncy Snsr-Hi-Bay integrated Snsr-Tr1 |  | System | Commercial | 01-ALC-AllCommercial-IntLight | 0 |  |  |  |  | 221.2703 | 95.5 | 0 | 0 | 0 | 125.7703 | 2503.6304 |  | kWh | 0.48559 | 0 | Commercial | [7 empty] | 8 | 0.84 |  |  |  | 0 | 11 | 0 | 0 | 0 | 0 | 0 | 0 | 0 | 0 | 0 | 0 | 2009 Qtr 1: 0; 2009 Qtr 2: 0; 2009 Qtr 3: 11; 2009 Qtr 4: 0; 2010 Qtr 1: 0; 2010 Qtr 2: 0; 2010 Qtr 3: 0; 2010 Qtr 4: 0; 2011 Qtr 1: 0; 2011 Qtr 2: 0; 2011 Qtr 3: 0; 2011 Qtr 4: 0 | 11
0 | 234330-Premium T8 with T12 40 Watt Baseline - Tr1 |  | System | Commercial | 01-ALC-AllCommercial-IntLight | 0 |  |  |  |  | 27.6532 | 13.1897 | 0 | 0 | 0 | 14.4636 | 83.5202 |  | kWh | 0.017351 | 0 | Commercial | [7 empty] | 15 | 0.78 |  |  |  | 0 | 20.0156 | 0 | 0 | 0 | 0 | 0 | 0 | 0 | 0 | 0 | 0 | 2009 Qtr 1: 0; 2009 Qtr 2: 0; 2009 Qtr 3: 0; 2009 Qtr 4: 20.0156; 2010 Qtr 1: 0; 2010 Qtr 2: 0; 2010 Qtr 3: 0; 2010 Qtr 4: 0; 2011 Qtr 1: 0; 2011 Qtr 2: 0; 2011 Qtr 3: 0; 2011 Qtr 4: 0 | 20.0156
0 | 234303-Lighting-Remove 4 Ft Lamp (De-Lamp) - Tr1 |  | System | Commercial | [6 empty] | 12.3596 | 16.4871 | 0 | 0 | 0 | -4.1275 | 137.2559 |  | 0 | 0.026384 | -2.5676 | Commercial |  | Winter Only | [5 empty] | 15 | 0.77 |  |  |  | 0 | 12.7372 | 0 | 0 | 0 | 0 | 0 | 0 | 0 | 0 | 0 | 0 | 2009 Qtr 1: 0; 2009 Qtr 2: 0; 2009 Qtr 3: 0; 2009 Qtr 4: 12.7372; 2010 Qtr 1: 0; 2010 Qtr 2: 0; 2010 Qtr 3: 0; 2010 Qtr 4: 0; 2011 Qtr 1: 0; 2011 Qtr 2: 0; 2011 Qtr 3: 0; 2011 Qtr 4: 0 | 12.7372
0 | 234360-Lighting-IntrHiByLnrFlscntFxtr244wrplc400w(TrI)Tr1 |  | System | Commercial | [6 empty] | 282.4319 | 153.8404 | 0 | 0 | 0 | 128.5914 | 0 |  | 0 | 0.224 | -7.1132 | Commercial |  | Winter Only | [5 empty] | 15 | 0.78 |  |  |  | 0 | 50.7019 | 0 | 0 | 0 | 0 | 0 | 0 | 0 | 0 | 0 | 0 | 2009 Qtr 1: 0; 2009 Qtr 2: 0; 2009 Qtr 3: 0; 2009 Qtr 4: 50.7019; 2010 Qtr 1: 0; 2010 Qtr 2: 0; 2010 Qtr 3: 0; 2010 Qtr 4: 0; 2011 Qtr 1: 0; 2011 Qtr 2: 0; 2011 Qtr 3: 0; 2011 Qtr 4: 0 | 50.7019
0 | 234285-Lighting-Occpncy Snsr-Hi-Bay integrated Snsr-Tr1 |  | System | Commercial | 01-ALC-AllCommercial-IntLight | 0 |  |  |  |  | 221.2703 | 95.5 | 0 | 0 | 0 | 125.7703 | 2503.6304 |  | kWh | 0.48559 | 0 | Commercial | [7 empty] | 8 | 0.84 |  |  |  | 0 | 52 | 0 | 0 | 0 | 0 | 0 | 0 | 0 | 0 | 0 | 0 | 2009 Qtr 1: 0; 2009 Qtr 2: 0; 2009 Qtr 3: 0; 2009 Qtr 4: 52; 2010 Qtr 1: 0; 2010 Qtr 2: 0; 2010 Qtr 3: 0; 2010 Qtr 4: 0; 2011 Qtr 1: 0; 2011 Qtr 2: 0; 2011 Qtr 3: 0; 2011 Qtr 4: 0 | 52
0 | 234049-Lighting-LED Exit Sign New Sign |  | System | Commercial | 25-SCN-Storage–Conditioned-Exit | 0 |  |  |  |  | 64.8921 | 45 | 0 | 0 | 0 | 19.8921 | 351.311 |  | kWh | 0 | 0 | Commercial | [7 empty] | 16 | 0.85 |  |  |  | 0 | 3 | 0 | 0 | 0 | 0 | 0 | 0 | 0 | 0 | 0 | 0 | 2009 Qtr 1: 0; 2009 Qtr 2: 0; 2009 Qtr 3: 0; 2009 Qtr 4: 3; 2010 Qtr 1: 0; 2010 Qtr 2: 0; 2010 Qtr 3: 0; 2010 Qtr 4: 0; 2011 Qtr 1: 0; 2011 Qtr 2: 0; 2011 Qtr 3: 0; 2011 Qtr 4: 0 | 3
0 | 234002-A/C-Reflective Window Film Coastal |  | System | Commercial | 18-OFS-Office–Small-Cooling | 0 |  |  |  |  | 3.12 | 2 | 0 | 0 | 0 | 1.12 | 12.44 |  | kWh | 0.0023 | 0 | Commercial | [7 empty] | 10 | 0.85 |  |  |  | 0 | 265 | 0 | 0 | 0 | 0 | 0 | 0 | 0 | 0 | 0 | 0 | 2009 Qtr 1: 0; 2009 Qtr 2: 0; 2009 Qtr 3: 265; 2009 Qtr 4: 0; 2010 Qtr 1: 0; 2010 Qtr 2: 0; 2010 Qtr 3: 0; 2010 Qtr 4: 0; 2011 Qtr 1: 0; 2011 Qtr 2: 0; 2011 Qtr 3: 0; 2011 Qtr 4: 0 | 265
0 | 234330-Premium T8 with T12 40 Watt Baseline - Tr1 |  | System | Commercial | 01-ALC-AllCommercial-IntLight | 0 |  |  |  |  | 27.6532 | 13.1897 | 0 | 0 | 0 | 14.4636 | 83.5202 |  | kWh | 0.017351 | 0 | Commercial | [7 empty] | 15 | 0.78 |  |  |  | 0 | 14.5568 | 0 | 0 | 0 | 0 | 0 | 0 | 0 | 0 | 0 | 0 | 2009 Qtr 1: 0; 2009 Qtr 2: 0; 2009 Qtr 3: 0; 2009 Qtr 4: 14.5568; 2010 Qtr 1: 0; 2010 Qtr 2: 0; 2010 Qtr 3: 0; 2010 Qtr 4: 0; 2011 Qtr 1: 0; 2011 Qtr 2: 0; 2011 Qtr 3: 0; 2011 Qtr 4: 0 | 14.5568
0 | 234303-Lighting-Remove 4 Ft Lamp (De-Lamp) - Tr1 |  | System | Commercial | [6 empty] | 12.3596 | 16.4871 | 0 | 0 | 0 | -4.1275 | 137.2559 |  | 0 | 0.026384 | -2.5676 | Commercial |  | Winter Only | [5 empty] | 15 | 0.77 |  |  |  | 0 | 29.1137 | 0 | 0 | 0 | 0 | 0 | 0 | 0 | 0 | 0 | 0 | 2009 Qtr 1: 0; 2009 Qtr 2: 0; 2009 Qtr 3: 0; 2009 Qtr 4: 29.1137; 2010 Qtr 1: 0; 2010 Qtr 2: 0; 2010 Qtr 3: 0; 2010 Qtr 4: 0; 2011 Qtr 1: 0; 2011 Qtr 2: 0; 2011 Qtr 3: 0; 2011 Qtr 4: 0 | 29.1137
0 | 234291-Lighting-Ocpncy Snsr-Wll/Cl Mntd Lght Snsr>=500Tr1 |  | System | Commercial | 01-ALC-AllCommercial-IntLight | 0 |  |  |  |  | 221.37 | 75 | 0 | 0 | 0 | 146.37 | 626 |  | kWh | 0.145 | 0 | Commercial | [7 empty] | 8 | 0.84 |  |  |  | 0 | 29 | 0 | 0 | 0 | 0 | 0 | 0 | 0 | 0 | 0 | 0 | 2009 Qtr 1: 0; 2009 Qtr 2: 0; 2009 Qtr 3: 0; 2009 Qtr 4: 29; 2010 Qtr 1: 0; 2010 Qtr 2: 0; 2010 Qtr 3: 0; 2010 Qtr 4: 0; 2011 Qtr 1: 0; 2011 Qtr 2: 0; 2011 Qtr 3: 0; 2011 Qtr 4: 0 | 29
0 | 234085-Refrigeration -Strip Curtains for Walk-ins |  | System | Commercial | 20-RFF-Restaurant–FastFood-Refrig | 0 |  |  |  |  | 10.214 | 3.03 | 0 | 0 | 0 | 7.184 | 465 |  | kWh | 0.053 | 0 | Commercial | [7 empty] | 4 | 0.46 |  |  |  | 0 | 63 | 0 | 0 | 0 | 0 | 0 | 0 | 0 | 0 | 0 | 0 | 2009 Qtr 1: 0; 2009 Qtr 2: 0; 2009 Qtr 3: 0; 2009 Qtr 4: 63; 2010 Qtr 1: 0; 2010 Qtr 2: 0; 2010 Qtr 3: 0; 2010 Qtr 4: 0; 2011 Qtr 1: 0; 2011 Qtr 2: 0; 2011 Qtr 3: 0; 2011 Qtr 4: 0 | 63
0 | 234084-Refrigeration -Cooler/Freezer Door Gaskets - Solid Doors: Cooler |  | System | Commercial | 09-GRO-Grocery-REFG | 0 |  |  |  |  | 2.2498 | 0 | 0 | 0 | 0 | 2.2498 | 0 |  | kWh | 0 | 0 | Commercial | [7 empty] | 4 | 0.76 |  |  |  | 0 | 1 | 0 | 0 | 0 | 0 | 0 | 0 | 0 | 0 | 0 | 0 | 2009 Qtr 1: 0; 2009 Qtr 2: 0; 2009 Qtr 3: 0; 2009 Qtr 4: 1; 2010 Qtr 1: 0; 2010 Qtr 2: 0; 2010 Qtr 3: 0; 2010 Qtr 4: 0; 2011 Qtr 1: 0; 2011 Qtr 2: 0; 2011 Qtr 3: 0; 2011 Qtr 4: 0 | 1
0 | 234067-Refrigeration - Food Service -Auto Closer for Main Cooler Doors |  | System | Commercial | 09-GRO-Grocery-REFG | 0 |  |  |  |  | 382.5103 | 103 | 0 | 0 | 0 | 279.5103 | 1075.009 |  | kWh | 0.20794 | -0.053375 | Commercial |  | Annual | [5 empty] | 8 | 0.7 |  |  |  | 0 | 1 | 0 | 0 | 0 | 0 | 0 | 0 | 0 | 0 | 0 | 0 | 2009 Qtr 1: 0; 2009 Qtr 2: 0; 2009 Qtr 3: 0; 2009 Qtr 4: 1; 2010 Qtr 1: 0; 2010 Qtr 2: 0; 2010 Qtr 3: 0; 2010 Qtr 4: 0; 2011 Qtr 1: 0; 2011 Qtr 2: 0; 2011 Qtr 3: 0; 2011 Qtr 4: 0 | 1
0 | 234312-Lighting-Screw in 14-26 Watt Lamp - Tr1 |  | System | Commercial | [6 empty] | 9.3196 | 10.3931 | 0 | 0 | 0 | -1.0734 | 194.1729 |  | 0 | 0.038993 | -2.6224 | Commercial |  | Annual | [5 empty] | 2.47 | 0.81 |  |  |  | 0 | 183.199 | 0 | 0 | 0 | 0 | 0 | 0 | 0 | 0 | 0 | 0 | 2009 Qtr 1: 0; 2009 Qtr 2: 0; 2009 Qtr 3: 0; 2009 Qtr 4: 183.199; 2010 Qtr 1: 0; 2010 Qtr 2: 0; 2010 Qtr 3: 0; 2010 Qtr 4: 0; 2011 Qtr 1: 0; 2011 Qtr 2: 0; 2011 Qtr 3: 0; 2011 Qtr 4: 0 | 183.199
0 | 234315-Lighting-Screw in 14-26 Watt Reflector Lamp-Tr1 |  | System | Commercial | [6 empty] | 18.0648 | 9.6507 | 0 | 0 | 0 | 8.4141 | 194.1729 |  | 0 | 0.038993 | -2.6224 | Commercial |  | Winter Only | [5 empty] | 2.47 | 0.81 |  |  |  | 0 | 5.3882 | 0 | 0 | 0 | 0 | 0 | 0 | 0 | 0 | 0 | 0 | 2009 Qtr 1: 0; 2009 Qtr 2: 0; 2009 Qtr 3: 0; 2009 Qtr 4: 5.3882; 2010 Qtr 1: 0; 2010 Qtr 2: 0; 2010 Qtr 3: 0; 2010 Qtr 4: 0; 2011 Qtr 1: 0; 2011 Qtr 2: 0; 2011 Qtr 3: 0; 2011 Qtr 4: 0 | 5.3882
0 | 234084-Refrigeration -Cooler/Freezer Door Gaskets - Solid Doors: Cooler |  | System | Commercial | 09-GRO-Grocery-REFG | 0 |  |  |  |  | 2.2498 | 4.0227 | 0 | 0 | 0 | -1.7729 | 104.55 |  | kWh | 0.01195 | 0 | Commercial | [7 empty] | 4 | 0.76 |  |  |  | 0 | 81 | 0 | 0 | 0 | 0 | 0 | 0 | 0 | 0 | 0 | 0 | 2009 Qtr 1: 0; 2009 Qtr 2: 0; 2009 Qtr 3: 0; 2009 Qtr 4: 81; 2010 Qtr 1: 0; 2010 Qtr 2: 0; 2010 Qtr 3: 0; 2010 Qtr 4: 0; 2011 Qtr 1: 0; 2011 Qtr 2: 0; 2011 Qtr 3: 0; 2011 Qtr 4: 0 | 81
0 | 234085-Refrigeration -Strip Curtains for Walk-ins |  | System | Commercial | 20-RFF-Restaurant–FastFood-Refrig | 0 |  |  |  |  | 10.214 | 3.0065 | 0 | 0 | 0 | 7.2075 | 465 |  | kWh | 0.053 | 0 | Commercial | [7 empty] | 4 | 0.46 |  |  |  | 0 | 37 | 0 | 0 | 0 | 0 | 0 | 0 | 0 | 0 | 0 | 0 | 2009 Qtr 1: 0; 2009 Qtr 2: 0; 2009 Qtr 3: 0; 2009 Qtr 4: 37; 2010 Qtr 1: 0; 2010 Qtr 2: 0; 2010 Qtr 3: 0; 2010 Qtr 4: 0; 2011 Qtr 1: 0; 2011 Qtr 2: 0; 2011 Qtr 3: 0; 2011 Qtr 4: 0 | 37
0 | 234084-Refrigeration -Cooler/Freezer Door Gaskets - Solid Doors: Cooler |  | System | Commercial | 09-GRO-Grocery-REFG | 0 |  |  |  |  | 2.2498 | 4.0482 | 0 | 0 | 0 | -1.7984 | 104.55 |  | kWh | 0.01195 | 0 | Commercial | [7 empty] | 4 | 0.76 |  |  |  | 0 | 73 | 0 | 0 | 0 | 0 | 0 | 0 | 0 | 0 | 0 | 0 | 2009 Qtr 1: 0; 2009 Qtr 2: 0; 2009 Qtr 3: 0; 2009 Qtr 4: 73; 2010 Qtr 1: 0; 2010 Qtr 2: 0; 2010 Qtr 3: 0; 2010 Qtr 4: 0; 2011 Qtr 1: 0; 2011 Qtr 2: 0; 2011 Qtr 3: 0; 2011 Qtr 4: 0 | 73
0 | 234116-Refrigeration -Cooler/Freezer Door Gaskets - Solid Doors: Freezer |  | System | Commercial | 09-GRO-Grocery-REFG | 0 |  |  |  |  | 3.9975 | 4.2347 | 0 | 0 | 0 | -0.23714 | 104.55 |  | kWh | 0.01195 | 0 | Commercial | [7 empty] | 4 | 0.76 |  |  |  | 0 | 15 | 0 | 0 | 0 | 0 | 0 | 0 | 0 | 0 | 0 | 0 | 2009 Qtr 1: 0; 2009 Qtr 2: 0; 2009 Qtr 3: 0; 2009 Qtr 4: 15; 2010 Qtr 1: 0; 2010 Qtr 2: 0; 2010 Qtr 3: 0; 2010 Qtr 4: 0; 2011 Qtr 1: 0; 2011 Qtr 2: 0; 2011 Qtr 3: 0; 2011 Qtr 4: 0 | 15
0 | 234067-Refrigeration - Food Service -Auto Closer for Main Cooler Doors |  | System | Commercial | 09-GRO-Grocery-REFG | 0 |  |  |  |  | 382.5103 | 103 | 0 | 0 | 0 | 279.5103 | 1075.009 |  | kWh | 0.20794 | -0.053375 | Commercial |  | Annual | [5 empty] | 8 | 0.7 |  |  |  | 0 | 2 | 0 | 0 | 0 | 0 | 0 | 0 | 0 | 0 | 0 | 0 | 2009 Qtr 1: 0; 2009 Qtr 2: 0; 2009 Qtr 3: 0; 2009 Qtr 4: 2; 2010 Qtr 1: 0; 2010 Qtr 2: 0; 2010 Qtr 3: 0; 2010 Qtr 4: 0; 2011 Qtr 1: 0; 2011 Qtr 2: 0; 2011 Qtr 3: 0; 2011 Qtr 4: 0 | 2
0 | 234085-Refrigeration -Strip Curtains for Walk-ins |  | System | Commercial | 20-RFF-Restaurant–FastFood-Refrig | 0 |  |  |  |  | 10.214 | 3.1215 | 0 | 0 | 0 | 7.0925 | 465 |  | kWh | 0.053 | 0 | Commercial | [7 empty] | 4 | 0.46 |  |  |  | 0 | 20 | 0 | 0 | 0 | 0 | 0 | 0 | 0 | 0 | 0 | 0 | 2009 Qtr 1: 0; 2009 Qtr 2: 0; 2009 Qtr 3: 0; 2009 Qtr 4: 20; 2010 Qtr 1: 0; 2010 Qtr 2: 0; 2010 Qtr 3: 0; 2010 Qtr 4: 0; 2011 Qtr 1: 0; 2011 Qtr 2: 0; 2011 Qtr 3: 0; 2011 Qtr 4: 0 | 20
0 | 234084-Refrigeration -Cooler/Freezer Door Gaskets - Solid Doors: Cooler |  | System | Commercial | 09-GRO-Grocery-REFG | 0 |  |  |  |  | 2.2498 | 4.0037 | 0 | 0 | 0 | -1.7539 | 104.55 |  | kWh | 0.01195 | 0 | Commercial | [7 empty] | 4 | 0.76 |  |  |  | 0 | 215 | 0 | 0 | 0 | 0 | 0 | 0 | 0 | 0 | 0 | 0 | 2009 Qtr 1: 0; 2009 Qtr 2: 0; 2009 Qtr 3: 0; 2009 Qtr 4: 215; 2010 Qtr 1: 0; 2010 Qtr 2: 0; 2010 Qtr 3: 0; 2010 Qtr 4: 0; 2011 Qtr 1: 0; 2011 Qtr 2: 0; 2011 Qtr 3: 0; 2011 Qtr 4: 0 | 215
0 | 234324-Lighting-Ceramic Metal Halide Fixture - Tr1 |  | System | Commercial | 23-RTL-Retail–SingleStorylarge-LIT_INT | 0 |  |  |  |  | 214.3555 | 100 | 0 | 0 | 0 | 114.3555 | 484.848 |  | kWh | 0.10472 | 0 | Commercial | [7 empty] | 15 | 0.77 |  |  |  | 0 | 136 | 0 | 0 | 0 | 0 | 0 | 0 | 0 | 0 | 0 | 0 | 2009 Qtr 1: 0; 2009 Qtr 2: 0; 2009 Qtr 3: 0; 2009 Qtr 4: 136; 2010 Qtr 1: 0; 2010 Qtr 2: 0; 2010 Qtr 3: 0; 2010 Qtr 4: 0; 2011 Qtr 1: 0; 2011 Qtr 2: 0; 2011 Qtr 3: 0; 2011 Qtr 4: 0 | 136
0 | 234324-Lighting-Ceramic Metal Halide Fixture - Tr1 |  | System | Commercial | 23-RTL-Retail–SingleStorylarge-LIT_INT | 0 |  |  |  |  | 214.3555 | 100 | 0 | 0 | 0 | 114.3555 | 484.848 |  | kWh | 0.10472 | 0 | Commercial | [7 empty] | 15 | 0.77 |  |  |  | 0 | 291 | 0 | 0 | 0 | 0 | 0 | 0 | 0 | 0 | 0 | 0 | 2009 Qtr 1: 0; 2009 Qtr 2: 0; 2009 Qtr 3: 0; 2009 Qtr 4: 291; 2010 Qtr 1: 0; 2010 Qtr 2: 0; 2010 Qtr 3: 0; 2010 Qtr 4: 0; 2011 Qtr 1: 0; 2011 Qtr 2: 0; 2011 Qtr 3: 0; 2011 Qtr 4: 0 | 291
0 | 234128-Refrigerator - Early Replacement |  | System | Commercial | 18-OFS-Office–Small-Refrig | 0 |  |  |  |  | 272 | 275 | 0 | 0 | 0 | -3 | 1040.577 |  | kWh | 0.13613 | 0 | Commercial | [7 empty] | 6 | 0.7 |  |  |  | 0 | 1 | 0 | 0 | 0 | 0 | 0 | 0 | 0 | 0 | 0 | 0 | 2009 Qtr 1: 0; 2009 Qtr 2: 0; 2009 Qtr 3: 0; 2009 Qtr 4: 1; 2010 Qtr 1: 0; 2010 Qtr 2: 0; 2010 Qtr 3: 0; 2010 Qtr 4: 0; 2011 Qtr 1: 0; 2011 Qtr 2: 0; 2011 Qtr 3: 0; 2011 Qtr 4: 0 | 1
0 | 234312-Lighting-Screw in 14-26 Watt Lamp - Tr1 |  | System | Commercial | [6 empty] | 9.3196 | 0 | 0 | 0 | 0 | 9.3196 | 0 |  | 0 | 0 | 0 | Commercial |  | Annual | [5 empty] | 2.47 | 0.81 |  |  |  | 0 | 0.67353 | 0 | 0 | 0 | 0 | 0 | 0 | 0 | 0 | 0 | 0 | 2009 Qtr 1: 0; 2009 Qtr 2: 0; 2009 Qtr 3: 0.67353; 2009 Qtr 4: 0; 2010 Qtr 1: 0; 2010 Qtr 2: 0; 2010 Qtr 3: 0; 2010 Qtr 4: 0; 2011 Qtr 1: 0; 2011 Qtr 2: 0; 2011 Qtr 3: 0; 2011 Qtr 4: 0 | 0.67353
0 | 234330-Premium T8 with T12 40 Watt Baseline - Tr1 |  | System | Commercial | 01-ALC-AllCommercial-IntLight | 0 |  |  |  |  | 27.6532 | 13.1897 | 0 | 0 | 0 | 14.4636 | 83.5202 |  | kWh | 0.017351 | 0 | Commercial | [7 empty] | 15 | 0.78 |  |  |  | 0 | 76.4234 | 0 | 0 | 0 | 0 | 0 | 0 | 0 | 0 | 0 | 0 | 2009 Qtr 1: 0; 2009 Qtr 2: 0; 2009 Qtr 3: 76.4234; 2009 Qtr 4: 0; 2010 Qtr 1: 0; 2010 Qtr 2: 0; 2010 Qtr 3: 0; 2010 Qtr 4: 0; 2011 Qtr 1: 0; 2011 Qtr 2: 0; 2011 Qtr 3: 0; 2011 Qtr 4: 0 | 76.4234
0 | 234331-Premium T8 with T12 40 Watt Baseline - Tr2 |  | System | Commercial | 01-ALC-AllCommercial-IntLight | 0 |  |  |  |  | 27.653 | 9.8923 | 0 | 0 | 0 | 17.7607 | 58.062 |  | kWh | 0.017133 | 0 | Commercial | [7 empty] | 15 | 0.78 |  |  |  | 0 | 40.0313 | 0 | 0 | 0 | 0 | 0 | 0 | 0 | 0 | 0 | 0 | 2009 Qtr 1: 0; 2009 Qtr 2: 0; 2009 Qtr 3: 40.0313; 2009 Qtr 4: 0; 2010 Qtr 1: 0; 2010 Qtr 2: 0; 2010 Qtr 3: 0; 2010 Qtr 4: 0; 2011 Qtr 1: 0; 2011 Qtr 2: 0; 2011 Qtr 3: 0; 2011 Qtr 4: 0 | 40.0313
0 | 234304-Lighting-Remove 4 Ft Lamp (De-Lamp) - Tr2 |  | System | Commercial | [6 empty] | 12.3587 | 12.3653 | 0 | 0 | 0 | -0.0066231 | 137.2559 |  | 0 | 0.026384 | -2.5676 | Commercial | [7 empty] | 15 | 0.77 |  |  |  | 0 | 18.196 | 0 | 0 | 0 | 0 | 0 | 0 | 0 | 0 | 0 | 0 | 2009 Qtr 1: 0; 2009 Qtr 2: 0; 2009 Qtr 3: 18.196; 2009 Qtr 4: 0; 2010 Qtr 1: 0; 2010 Qtr 2: 0; 2010 Qtr 3: 0; 2010 Qtr 4: 0; 2011 Qtr 1: 0; 2011 Qtr 2: 0; 2011 Qtr 3: 0; 2011 Qtr 4: 0 | 18.196
0 | 234332-Premium T8 with T12 40 Watt Baseline - Tr3 |  | System | Commercial | 01-ALC-AllCommercial-IntLight | 0 |  |  |  |  | 13.9591 | 7.1444 | 0 | 0 | 0 | 6.8147 | 44.0947 |  | kWh | 0.016509 | 0 | Commercial | [7 empty] | 15 | 0.78 |  |  |  | 0 | 23.6549 | 0 | 0 | 0 | 0 | 0 | 0 | 0 | 0 | 0 | 0 | 2009 Qtr 1: 0; 2009 Qtr 2: 0; 2009 Qtr 3: 23.6549; 2009 Qtr 4: 0; 2010 Qtr 1: 0; 2010 Qtr 2: 0; 2010 Qtr 3: 0; 2010 Qtr 4: 0; 2011 Qtr 1: 0; 2011 Qtr 2: 0; 2011 Qtr 3: 0; 2011 Qtr 4: 0 | 23.6549
0 | 234305-Lighting-Remove 4 Ft Lamp (De-Lamp) - Tr3 |  | System | Commercial | 01-ALC-AllCommercial-IntLight | 0 |  |  |  |  | 28.1828 | 8.7931 | 0 | 0 | 0 | 19.3897 | 129.7131 |  | kWh | 0.050038 | 0 | Commercial | [7 empty] | 15 | 0.77 |  |  |  | 0 | 1.8196 | 0 | 0 | 0 | 0 | 0 | 0 | 0 | 0 | 0 | 0 | 2009 Qtr 1: 0; 2009 Qtr 2: 0; 2009 Qtr 3: 1.8196; 2009 Qtr 4: 0; 2010 Qtr 1: 0; 2010 Qtr 2: 0; 2010 Qtr 3: 0; 2010 Qtr 4: 0; 2011 Qtr 1: 0; 2011 Qtr 2: 0; 2011 Qtr 3: 0; 2011 Qtr 4: 0 | 1.8196
0 | 234126-Refrigeration - Efficient Evap Fan Motor Electronically Commutated Motor (ECM) |  | System | Commercial | 09-GRO-Grocery-REFG | 0 |  |  |  |  | 6.7904 | 150 | 0 | 0 | 0 | -143.2096 | 116.369 |  | kWh | 0.015845 | -0.11528 | Commercial |  | Annual | [5 empty] | 15 | 0.7 |  |  |  | 0 | 3 | 0 | 0 | 0 | 0 | 0 | 0 | 0 | 0 | 0 | 0 | 2009 Qtr 1: 0; 2009 Qtr 2: 0; 2009 Qtr 3: 3; 2009 Qtr 4: 0; 2010 Qtr 1: 0; 2010 Qtr 2: 0; 2010 Qtr 3: 0; 2010 Qtr 4: 0; 2011 Qtr 1: 0; 2011 Qtr 2: 0; 2011 Qtr 3: 0; 2011 Qtr 4: 0 | 3
0 | 234285-Lighting-Occpncy Snsr-Hi-Bay integrated Snsr-Tr1 |  | System | Commercial | 01-ALC-AllCommercial-IntLight | 0 |  |  |  |  | 221.2703 | 95.5 | 0 | 0 | 0 | 125.7703 | 2503.6304 |  | kWh | 0.48559 | 0 | Commercial | [7 empty] | 8 | 0.84 |  |  |  | 0 | 15 | 0 | 0 | 0 | 0 | 0 | 0 | 0 | 0 | 0 | 0 | 2009 Qtr 1: 0; 2009 Qtr 2: 0; 2009 Qtr 3: 15; 2009 Qtr 4: 0; 2010 Qtr 1: 0; 2010 Qtr 2: 0; 2010 Qtr 3: 0; 2010 Qtr 4: 0; 2011 Qtr 1: 0; 2011 Qtr 2: 0; 2011 Qtr 3: 0; 2011 Qtr 4: 0 | 15
0 | 234309-Lighting-Screw in >27 Watt Lamp - Tr1 |  | System | Commercial | 18-OFS-Office–Small-IntLight | 0 |  |  |  |  | 10.7915 | 0 | 0 | 0 | 0 | 10.7915 | 0 |  | kWh | 0 | 0 | Commercial | [7 empty] | 2.04 | 0.81 |  |  |  | 0 | 0.67353 | 0 | 0 | 0 | 0 | 0 | 0 | 0 | 0 | 0 | 0 | 2009 Qtr 1: 0; 2009 Qtr 2: 0; 2009 Qtr 3: 0.67353; 2009 Qtr 4: 0; 2010 Qtr 1: 0; 2010 Qtr 2: 0; 2010 Qtr 3: 0; 2010 Qtr 4: 0; 2011 Qtr 1: 0; 2011 Qtr 2: 0; 2011 Qtr 3: 0; 2011 Qtr 4: 0 | 0.67353
0 | 234360-Lighting-IntrHiByLnrFlscntFxtr244wrplc400w(TrI)Tr1 |  | System | Commercial | [6 empty] | 282.4319 | 153.8404 | 0 | 0 | 0 | 128.5914 | 0 |  | 0 | 0.224 | -7.1132 | Commercial |  | Winter Only | [5 empty] | 15 | 0.78 |  |  |  | 0 | 2.9251 | 0 | 0 | 0 | 0 | 0 | 0 | 0 | 0 | 0 | 0 | 2009 Qtr 1: 0; 2009 Qtr 2: 0; 2009 Qtr 3: 2.9251; 2009 Qtr 4: 0; 2010 Qtr 1: 0; 2010 Qtr 2: 0; 2010 Qtr 3: 0; 2010 Qtr 4: 0; 2011 Qtr 1: 0; 2011 Qtr 2: 0; 2011 Qtr 3: 0; 2011 Qtr 4: 0 | 2.9251
0 | 234285-Lighting-Occpncy Snsr-Hi-Bay integrated Snsr-Tr1 |  | System | Commercial | 01-ALC-AllCommercial-IntLight | 0 |  |  |  |  | 221.2703 | 95.5 | 0 | 0 | 0 | 125.7703 | 2503.6304 |  | kWh | 0.48559 | 0 | Commercial | [7 empty] | 8 | 0.84 |  |  |  | 0 | 12 | 0 | 0 | 0 | 0 | 0 | 0 | 0 | 0 | 0 | 0 | 2009 Qtr 1: 0; 2009 Qtr 2: 0; 2009 Qtr 3: 12; 2009 Qtr 4: 0; 2010 Qtr 1: 0; 2010 Qtr 2: 0; 2010 Qtr 3: 0; 2010 Qtr 4: 0; 2011 Qtr 1: 0; 2011 Qtr 2: 0; 2011 Qtr 3: 0; 2011 Qtr 4: 0 | 12
0 | 234285-Lighting-Occpncy Snsr-Hi-Bay integrated Snsr-Tr1 |  | System | Commercial | 01-ALC-AllCommercial-IntLight | 0 |  |  |  |  | 221.2703 | 95.5 | 0 | 0 | 0 | 125.7703 | 2503.6304 |  | kWh | 0.48559 | 0 | Commercial | [7 empty] | 8 | 0.84 |  |  |  | 0 | 13 | 0 | 0 | 0 | 0 | 0 | 0 | 0 | 0 | 0 | 0 | 2009 Qtr 1: 0; 2009 Qtr 2: 0; 2009 Qtr 3: 13; 2009 Qtr 4: 0; 2010 Qtr 1: 0; 2010 Qtr 2: 0; 2010 Qtr 3: 0; 2010 Qtr 4: 0; 2011 Qtr 1: 0; 2011 Qtr 2: 0; 2011 Qtr 3: 0; 2011 Qtr 4: 0 | 13
0 | 234287-Lighting-Occpncy Snsr-Hi-Bay integrated Snsr-Tr3 |  | System | Commercial | 01-ALC-AllCommercial-IntLight | 0 |  |  |  |  | 221.1826 | 95.5 | 0 | 0 | 0 | 125.6826 | 1661 |  | kWh | 0.39312 | 0 | Commercial | [7 empty] | 8 | 0.84 |  |  |  | 0 | 17 | 0 | 0 | 0 | 0 | 0 | 0 | 0 | 0 | 0 | 0 | 2009 Qtr 1: 0; 2009 Qtr 2: 0; 2009 Qtr 3: 17; 2009 Qtr 4: 0; 2010 Qtr 1: 0; 2010 Qtr 2: 0; 2010 Qtr 3: 0; 2010 Qtr 4: 0; 2011 Qtr 1: 0; 2011 Qtr 2: 0; 2011 Qtr 3: 0; 2011 Qtr 4: 0 | 17
0 | 234315-Lighting-Screw in 14-26 Watt Reflector Lamp-Tr1 |  | System | Commercial | [6 empty] | 18.0648 | 0 | 0 | 0 | 0 | 18.0648 | 0 |  | 0 | 0 | 0 | Commercial |  | Winter Only | [5 empty] | 2.47 | 0.81 |  |  |  | 0 | 0.67353 | 0 | 0 | 0 | 0 | 0 | 0 | 0 | 0 | 0 | 0 | 2009 Qtr 1: 0; 2009 Qtr 2: 0; 2009 Qtr 3: 0; 2009 Qtr 4: 0.67353; 2010 Qtr 1: 0; 2010 Qtr 2: 0; 2010 Qtr 3: 0; 2010 Qtr 4: 0; 2011 Qtr 1: 0; 2011 Qtr 2: 0; 2011 Qtr 3: 0; 2011 Qtr 4: 0 | 0.67353
0 | 234294-Lighting-Occupancy Sensor-Wallbox Lghtng Snsr-Tr1 |  | System | Commercial | 23-RTL-Retail–SingleStorylarge-LIT_INT | 0 |  |  |  |  | 42.262 | 40 | 0 | 0 | 0 | 2.262 | 213.759 |  | kWh | 0.17617 | 0 | Commercial | [7 empty] | 8 | 0.84 |  |  |  | 0 | 1 | 0 | 0 | 0 | 0 | 0 | 0 | 0 | 0 | 0 | 0 | 2009 Qtr 1: 0; 2009 Qtr 2: 0; 2009 Qtr 3: 0; 2009 Qtr 4: 1; 2010 Qtr 1: 0; 2010 Qtr 2: 0; 2010 Qtr 3: 0; 2010 Qtr 4: 0; 2011 Qtr 1: 0; 2011 Qtr 2: 0; 2011 Qtr 3: 0; 2011 Qtr 4: 0 | 1
0 | 234285-Lighting-Occpncy Snsr-Hi-Bay integrated Snsr-Tr1 |  | System | Commercial | 01-ALC-AllCommercial-IntLight | 0 |  |  |  |  | 221.2703 | 95.5 | 0 | 0 | 0 | 125.7703 | 2503.6304 |  | kWh | 0.48559 | 0 | Commercial | [7 empty] | 8 | 0.84 |  |  |  | 0 | 49 | 0 | 0 | 0 | 0 | 0 | 0 | 0 | 0 | 0 | 0 | 2009 Qtr 1: 0; 2009 Qtr 2: 0; 2009 Qtr 3: 0; 2009 Qtr 4: 49; 2010 Qtr 1: 0; 2010 Qtr 2: 0; 2010 Qtr 3: 0; 2010 Qtr 4: 0; 2011 Qtr 1: 0; 2011 Qtr 2: 0; 2011 Qtr 3: 0; 2011 Qtr 4: 0 | 49
0 | 234286-Lighting-Occpncy Snsr-Hi-Bay integrated Snsr-Tr2 |  | System | Commercial | 01-ALC-AllCommercial-IntLight | 0 |  |  |  |  | 221.37 | 95.5 | 0 | 0 | 0 | 125.87 | 1499.5759 |  | kWh | 0.47213 | 0 | Commercial | [7 empty] | 8 | 0.84 |  |  |  | 0 | 19 | 0 | 0 | 0 | 0 | 0 | 0 | 0 | 0 | 0 | 0 | 2009 Qtr 1: 0; 2009 Qtr 2: 0; 2009 Qtr 3: 19; 2009 Qtr 4: 0; 2010 Qtr 1: 0; 2010 Qtr 2: 0; 2010 Qtr 3: 0; 2010 Qtr 4: 0; 2011 Qtr 1: 0; 2011 Qtr 2: 0; 2011 Qtr 3: 0; 2011 Qtr 4: 0 | 19
0 | 234330-Premium T8 with T12 40 Watt Baseline - Tr1 |  | System | Commercial | 01-ALC-AllCommercial-IntLight | 0 |  |  |  |  | 27.6532 | 13.1897 | 0 | 0 | 0 | 14.4636 | 83.5202 |  | kWh | 0.017351 | 0 | Commercial | [7 empty] | 15 | 0.78 |  |  |  | 0 | 101.8978 | 0 | 0 | 0 | 0 | 0 | 0 | 0 | 0 | 0 | 0 | 2009 Qtr 1: 0; 2009 Qtr 2: 0; 2009 Qtr 3: 101.8978; 2009 Qtr 4: 0; 2010 Qtr 1: 0; 2010 Qtr 2: 0; 2010 Qtr 3: 0; 2010 Qtr 4: 0; 2011 Qtr 1: 0; 2011 Qtr 2: 0; 2011 Qtr 3: 0; 2011 Qtr 4: 0 | 101.8978
0 | 234309-Lighting-Screw in >27 Watt Lamp - Tr1 |  | System | Commercial | 18-OFS-Office–Small-IntLight | 0 |  |  |  |  | 10.7915 | 0 | 0 | 0 | 0 | 10.7915 | 0 |  | kWh | 0 | 0 | Commercial | [7 empty] | 2.04 | 0.81 |  |  |  | 0 | 0.67353 | 0 | 0 | 0 | 0 | 0 | 0 | 0 | 0 | 0 | 0 | 2009 Qtr 1: 0; 2009 Qtr 2: 0; 2009 Qtr 3: 0.67353; 2009 Qtr 4: 0; 2010 Qtr 1: 0; 2010 Qtr 2: 0; 2010 Qtr 3: 0; 2010 Qtr 4: 0; 2011 Qtr 1: 0; 2011 Qtr 2: 0; 2011 Qtr 3: 0; 2011 Qtr 4: 0 | 0.67353
0 | 234330-Premium T8 with T12 40 Watt Baseline - Tr1 |  | System | Commercial | 01-ALC-AllCommercial-IntLight | 0 |  |  |  |  | 27.6532 | 13.1897 | 0 | 0 | 0 | 14.4636 | 83.5202 |  | kWh | 0.017351 | 0 | Commercial | [7 empty] | 15 | 0.78 |  |  |  | 0 | 30.9333 | 0 | 0 | 0 | 0 | 0 | 0 | 0 | 0 | 0 | 0 | 2009 Qtr 1: 0; 2009 Qtr 2: 0; 2009 Qtr 3: 30.9333; 2009 Qtr 4: 0; 2010 Qtr 1: 0; 2010 Qtr 2: 0; 2010 Qtr 3: 0; 2010 Qtr 4: 0; 2011 Qtr 1: 0; 2011 Qtr 2: 0; 2011 Qtr 3: 0; 2011 Qtr 4: 0 | 30.9333
0 | 234303-Lighting-Remove 4 Ft Lamp (De-Lamp) - Tr1 |  | System | Commercial | [6 empty] | 12.3596 | 16.4871 | 0 | 0 | 0 | -4.1275 | 137.2559 |  | 0 | 0.026384 | -2.5676 | Commercial |  | Winter Only | [5 empty] | 15 | 0.77 |  |  |  | 0 | 30.9333 | 0 | 0 | 0 | 0 | 0 | 0 | 0 | 0 | 0 | 0 | 2009 Qtr 1: 0; 2009 Qtr 2: 0; 2009 Qtr 3: 30.9333; 2009 Qtr 4: 0; 2010 Qtr 1: 0; 2010 Qtr 2: 0; 2010 Qtr 3: 0; 2010 Qtr 4: 0; 2011 Qtr 1: 0; 2011 Qtr 2: 0; 2011 Qtr 3: 0; 2011 Qtr 4: 0 | 30.9333
0 | 234330-Premium T8 with T12 40 Watt Baseline - Tr1 |  | System | Commercial | 01-ALC-AllCommercial-IntLight | 0 |  |  |  |  | 27.6532 | 13.1897 | 0 | 0 | 0 | 14.4636 | 83.5202 |  | kWh | 0.017351 | 0 | Commercial | [7 empty] | 15 | 0.78 |  |  |  | 0 | 3.6392 | 0 | 0 | 0 | 0 | 0 | 0 | 0 | 0 | 0 | 0 | 2009 Qtr 1: 0; 2009 Qtr 2: 0; 2009 Qtr 3: 0; 2009 Qtr 4: 3.6392; 2010 Qtr 1: 0; 2010 Qtr 2: 0; 2010 Qtr 3: 0; 2010 Qtr 4: 0; 2011 Qtr 1: 0; 2011 Qtr 2: 0; 2011 Qtr 3: 0; 2011 Qtr 4: 0 | 3.6392
0 | 234303-Lighting-Remove 4 Ft Lamp (De-Lamp) - Tr1 |  | System | Commercial | [6 empty] | 12.3596 | 16.4871 | 0 | 0 | 0 | -4.1275 | 137.2559 |  | 0 | 0.026384 | -2.5676 | Commercial |  | Winter Only | [5 empty] | 15 | 0.77 |  |  |  | 0 | 7.2784 | 0 | 0 | 0 | 0 | 0 | 0 | 0 | 0 | 0 | 0 | 2009 Qtr 1: 0; 2009 Qtr 2: 0; 2009 Qtr 3: 0; 2009 Qtr 4: 7.2784; 2010 Qtr 1: 0; 2010 Qtr 2: 0; 2010 Qtr 3: 0; 2010 Qtr 4: 0; 2011 Qtr 1: 0; 2011 Qtr 2: 0; 2011 Qtr 3: 0; 2011 Qtr 4: 0 | 7.2784
0 | 234286-Lighting-Occpncy Snsr-Hi-Bay integrated Snsr-Tr2 |  | System | Commercial | 01-ALC-AllCommercial-IntLight | 0 |  |  |  |  | 221.37 | 95.5 | 0 | 0 | 0 | 125.87 | 1499.5759 |  | kWh | 0.47213 | 0 | Commercial | [7 empty] | 8 | 0.84 |  |  |  | 0 | 14 | 0 | 0 | 0 | 0 | 0 | 0 | 0 | 0 | 0 | 0 | 2009 Qtr 1: 0; 2009 Qtr 2: 0; 2009 Qtr 3: 14; 2009 Qtr 4: 0; 2010 Qtr 1: 0; 2010 Qtr 2: 0; 2010 Qtr 3: 0; 2010 Qtr 4: 0; 2011 Qtr 1: 0; 2011 Qtr 2: 0; 2011 Qtr 3: 0; 2011 Qtr 4: 0 | 14
0 | 234330-Premium T8 with T12 40 Watt Baseline - Tr1 |  | System | Commercial | 01-ALC-AllCommercial-IntLight | 0 |  |  |  |  | 27.6532 | 13.1897 | 0 | 0 | 0 | 14.4636 | 83.5202 |  | kWh | 0.017351 | 0 | Commercial | [7 empty] | 15 | 0.78 |  |  |  | 0 | 21.8353 | 0 | 0 | 0 | 0 | 0 | 0 | 0 | 0 | 0 | 0 | 2009 Qtr 1: 0; 2009 Qtr 2: 0; 2009 Qtr 3: 21.8353; 2009 Qtr 4: 0; 2010 Qtr 1: 0; 2010 Qtr 2: 0; 2010 Qtr 3: 0; 2010 Qtr 4: 0; 2011 Qtr 1: 0; 2011 Qtr 2: 0; 2011 Qtr 3: 0; 2011 Qtr 4: 0 | 21.8353
0 | 234285-Lighting-Occpncy Snsr-Hi-Bay integrated Snsr-Tr1 |  | System | Commercial | 01-ALC-AllCommercial-IntLight | 0 |  |  |  |  | 221.2703 | 95.5 | 0 | 0 | 0 | 125.7703 | 2503.6304 |  | kWh | 0.48559 | 0 | Commercial | [7 empty] | 8 | 0.84 |  |  |  | 0 | 6 | 0 | 0 | 0 | 0 | 0 | 0 | 0 | 0 | 0 | 0 | 2009 Qtr 1: 0; 2009 Qtr 2: 0; 2009 Qtr 3: 6; 2009 Qtr 4: 0; 2010 Qtr 1: 0; 2010 Qtr 2: 0; 2010 Qtr 3: 0; 2010 Qtr 4: 0; 2011 Qtr 1: 0; 2011 Qtr 2: 0; 2011 Qtr 3: 0; 2011 Qtr 4: 0 | 6
0 | 234330-Premium T8 with T12 40 Watt Baseline - Tr1 |  | System | Commercial | 01-ALC-AllCommercial-IntLight | 0 |  |  |  |  | 27.6532 | 13.1897 | 0 | 0 | 0 | 14.4636 | 83.5202 |  | kWh | 0.017351 | 0 | Commercial | [7 empty] | 15 | 0.78 |  |  |  | 0 | 30.9333 | 0 | 0 | 0 | 0 | 0 | 0 | 0 | 0 | 0 | 0 | 2009 Qtr 1: 0; 2009 Qtr 2: 0; 2009 Qtr 3: 30.9333; 2009 Qtr 4: 0; 2010 Qtr 1: 0; 2010 Qtr 2: 0; 2010 Qtr 3: 0; 2010 Qtr 4: 0; 2011 Qtr 1: 0; 2011 Qtr 2: 0; 2011 Qtr 3: 0; 2011 Qtr 4: 0 | 30.9333
0 | 234285-Lighting-Occpncy Snsr-Hi-Bay integrated Snsr-Tr1 |  | System | Commercial | 01-ALC-AllCommercial-IntLight | 0 |  |  |  |  | 221.2703 | 95.5 | 0 | 0 | 0 | 125.7703 | 2503.6304 |  | kWh | 0.48559 | 0 | Commercial | [7 empty] | 8 | 0.84 |  |  |  | 0 | 5 | 0 | 0 | 0 | 0 | 0 | 0 | 0 | 0 | 0 | 0 | 2009 Qtr 1: 0; 2009 Qtr 2: 0; 2009 Qtr 3: 5; 2009 Qtr 4: 0; 2010 Qtr 1: 0; 2010 Qtr 2: 0; 2010 Qtr 3: 0; 2010 Qtr 4: 0; 2011 Qtr 1: 0; 2011 Qtr 2: 0; 2011 Qtr 3: 0; 2011 Qtr 4: 0 | 5
0 | 234303-Lighting-Remove 4 Ft Lamp (De-Lamp) - Tr1 |  | System | Commercial | [6 empty] | 12.3596 | 16.4871 | 0 | 0 | 0 | -4.1275 | 137.2559 |  | 0 | 0.026384 | -2.5676 | Commercial |  | Winter Only | [5 empty] | 15 | 0.77 |  |  |  | 0 | 12.7372 | 0 | 0 | 0 | 0 | 0 | 0 | 0 | 0 | 0 | 0 | 2009 Qtr 1: 0; 2009 Qtr 2: 0; 2009 Qtr 3: 12.7372; 2009 Qtr 4: 0; 2010 Qtr 1: 0; 2010 Qtr 2: 0; 2010 Qtr 3: 0; 2010 Qtr 4: 0; 2011 Qtr 1: 0; 2011 Qtr 2: 0; 2011 Qtr 3: 0; 2011 Qtr 4: 0 | 12.7372
0 | 234067-Refrigeration - Food Service -Auto Closer for Main Cooler Doors |  | System | Commercial | 09-GRO-Grocery-REFG | 0 |  |  |  |  | 382.5103 | 103 | 0 | 0 | 0 | 279.5103 | 1075.009 |  | kWh | 0.20794 | -0.053375 | Commercial |  | Annual | [5 empty] | 8 | 0.7 |  |  |  | 0 | 1 | 0 | 0 | 0 | 0 | 0 | 0 | 0 | 0 | 0 | 0 | 2009 Qtr 1: 0; 2009 Qtr 2: 0; 2009 Qtr 3: 1; 2009 Qtr 4: 0; 2010 Qtr 1: 0; 2010 Qtr 2: 0; 2010 Qtr 3: 0; 2010 Qtr 4: 0; 2011 Qtr 1: 0; 2011 Qtr 2: 0; 2011 Qtr 3: 0; 2011 Qtr 4: 0 | 1
0 | 234126-Refrigeration - Efficient Evap Fan Motor Electronically Commutated Motor (ECM) |  | System | Commercial | 09-GRO-Grocery-REFG | 0 |  |  |  |  | 6.7904 | 150 | 0 | 0 | 0 | -143.2096 | 116.369 |  | kWh | 0.015845 | -0.11528 | Commercial |  | Annual | [5 empty] | 15 | 0.7 |  |  |  | 0 | 5 | 0 | 0 | 0 | 0 | 0 | 0 | 0 | 0 | 0 | 0 | 2009 Qtr 1: 0; 2009 Qtr 2: 0; 2009 Qtr 3: 5; 2009 Qtr 4: 0; 2010 Qtr 1: 0; 2010 Qtr 2: 0; 2010 Qtr 3: 0; 2010 Qtr 4: 0; 2011 Qtr 1: 0; 2011 Qtr 2: 0; 2011 Qtr 3: 0; 2011 Qtr 4: 0 | 5
0 | 234309-Lighting-Screw in >27 Watt Lamp - Tr1 |  | System | Commercial | 18-OFS-Office–Small-IntLight | 0 |  |  |  |  | 10.7915 | 11.8778 | 0 | 0 | 0 | -1.0863 | 366.8636 |  | kWh | 0.056754 | 0 | Commercial | [7 empty] | 2.04 | 0.81 |  |  |  | 0 | 1.3471 | 0 | 0 | 0 | 0 | 0 | 0 | 0 | 0 | 0 | 0 | 2009 Qtr 1: 0; 2009 Qtr 2: 0; 2009 Qtr 3: 0; 2009 Qtr 4: 1.3471; 2010 Qtr 1: 0; 2010 Qtr 2: 0; 2010 Qtr 3: 0; 2010 Qtr 4: 0; 2011 Qtr 1: 0; 2011 Qtr 2: 0; 2011 Qtr 3: 0; 2011 Qtr 4: 0 | 1.3471
0 | 234330-Premium T8 with T12 40 Watt Baseline - Tr1 |  | System | Commercial | 01-ALC-AllCommercial-IntLight | 0 |  |  |  |  | 27.6532 | 13.1897 | 0 | 0 | 0 | 14.4636 | 83.5202 |  | kWh | 0.017351 | 0 | Commercial | [7 empty] | 15 | 0.78 |  |  |  | 0 | 21.8353 | 0 | 0 | 0 | 0 | 0 | 0 | 0 | 0 | 0 | 0 | 2009 Qtr 1: 0; 2009 Qtr 2: 0; 2009 Qtr 3: 0; 2009 Qtr 4: 21.8353; 2010 Qtr 1: 0; 2010 Qtr 2: 0; 2010 Qtr 3: 0; 2010 Qtr 4: 0; 2011 Qtr 1: 0; 2011 Qtr 2: 0; 2011 Qtr 3: 0; 2011 Qtr 4: 0 | 21.8353
0 | 234306-Lighting-Remove 8 Ft Lamp (De-Lamp) - Tr1 |  | System | Commercial | 23-RTL-Retail–SingleStorylarge-LIT_INT | 0 |  |  |  |  | 28.4369 | 27.4785 | 0 | 0 | 0 | 0.95836 | 366.7521 |  | kWh | 0.077777 | 0 | Commercial | [7 empty] | 15 | 0.77 |  |  |  | 0 | 10.9176 | 0 | 0 | 0 | 0 | 0 | 0 | 0 | 0 | 0 | 0 | 2009 Qtr 1: 0; 2009 Qtr 2: 0; 2009 Qtr 3: 0; 2009 Qtr 4: 10.9176; 2010 Qtr 1: 0; 2010 Qtr 2: 0; 2010 Qtr 3: 0; 2010 Qtr 4: 0; 2011 Qtr 1: 0; 2011 Qtr 2: 0; 2011 Qtr 3: 0; 2011 Qtr 4: 0 | 10.9176
Do NOT enter program data in this row or below. The Spreadsheet will not evaluate any such data. | bar: 2012 Qtr 1; 2014 Qtr 2 to 2014 Qtr 4; 2016 Qtr 2 to 2016 Qtr 4; 2018 Qtr 2 to 2018 Qtr 4
Lists of Dimensions and their Labels
|  |  | Climate Zones | Sectors | End Use Validation List |  | Measure Types for Measure Life | Measure Types for NTGR | Gas Sector | Gas Savings Profile | Combustor Type
|  |  | 7 | RES | res:DEER:Indoor_CFL_Ltg |  | NONRESIDENTIAL MEASURES: |  | Residential | Summer Only | Large Boilers (>100 MMBtu/hr Heat Input):Uncontrolled
|  |  | 10 | NON_RES | res:DEER:Indoor_CFL_Ltg |  | **************************************************************** | Appliance early retirement and replacement 0.80 | Commercial | Winter Only | Large Boilers (>100 MMBtu/hr Heat Input):Controlled Low NOx Burner
|  |  | 14 | Residential | res:DEER:Indoor_CFL_Ltg |  | Ballast – Dimmable: NR - 11 | California Home Energy Efficiency Rating System (CHEERS) | Core | Annual | Large Boilers (>100 MMBtu/hr Heat Input):Controlled – Flue Gas Recirculation
|  |  | 15 | Commercial | res:DEER:Indoor_CFL_Ltg |  | Ballast – Electronic: NR - 11 | Residential Audits 0.72 |  |  | Small Boilers (<100 MMBtu/hr Heat Input):Uncontrolled
|  |  | System | Industrial | res:DEER:Indoor_CFL_Ltg |  | Fluorescent Fixture – T8: C/I/A - 11 | Refrigerator Recycling 0.35 |  |  | Small Boilers (<100 MMBtu/hr Heat Input):Controlled Low NOx Burner
|  |  |  | Agricultural | res:DEER:RefgFrzr_HighEff |  | Fixture: T8 Lamp & Electronic Ballast: C/I/A - 11 | Freezer Recycling 0.54 |  |  | Small Boilers (<100 MMBtu/hr Heat Input):Controlled – Flue Gas Recirculation
|  |  |  | Not Used | res:DEER:RefgFrzr_HighEff |  | T8 Fixtures – 17 Watt Lamp, 2ft or 32-watt Lamp, 4ft 11 | Residential Contractor Program 0.89 |  |  | Residential Furnaces (<0.3):Uncontrolled
[5 empty] | res:DEER:RefgFrzr_HighEff |  | T8 Lamps: C/I/A - 5 | Emerging Technologies 0.83
[5 empty] | res:DEER:RefgFrzr_HighEff |  | High Efficiency Lighting (HID): NR - 16 | All other residential programs 0.80
[5 empty] | res:DEER:RefgFrzr_HighEff |  | High Output T5 Fixture: NR - 16 |  | Electric Rate | Gas Rate
[5 empty] | res:DEER:RefgFrzr_Recyc-Conditioned |  | Indoor or Outdoor Lighting System Modification: NR - 13.5 | Advanced water heating systems 1.00 | Residential | 0
[5 empty] | res:DEER:RefgFrzr_Recyc-Conditioned |  | Lighting Controls: NR - 16 | Agricultural and Dairy Incentives 0.75 | Commercial | Residential
[5 empty] | res:DEER:RefgFrzr_Recyc-Conditioned |  | Daylighting Controls; NR - 16 | Coin Laundry and Dry Cleaner Education 0.70 | Not Used | Not Used
[5 empty] | res:DEER:RefgFrzr_Recyc-Conditioned |  | Lighting Power Density: NR - 11 | Commercial and agricultural information, tools, or design assistance services | Not Used
[5 empty] | res:DEER:RefgFrzr_Recyc-Conditioned |  | Exit Sign – CF Hardware Kit/LED/ Electro-Luminescent: NR - 16 | Comprehensive Space Conditioning 1.00 | Not Used
[5 empty] | res:DEER:RefgFrzr_Recyc-UnConditioned |  | Occupancy Sensor: NR - 8 | Lodging Education 0.70
[5 empty] | res:DEER:RefgFrzr_Recyc-UnConditioned |  | Photocell: NR - 8 | Express Efficiency (rebates) 0.96
[5 empty] | res:DEER:RefgFrzr_Recyc-UnConditioned |  | Time Clock – Lighting: NR - 8 | Energy Management Services, including audits (for small and medium customers)
[5 empty] | res:DEER:RefgFrzr_Recyc-UnConditioned |  | Induction Lamps: NR - 2 | Food Services Equipment Retrofit 1.00
[5 empty] | res:DEER:RefgFrzr_Recyc-UnConditioned |  | Induction Fixture: NR - 16 | Industrial Information and Services 0.74
[5 empty] | res:DEER:HVAC_Eff_AC |  | Delamp/reflectors: C/I - 11 | Large Standard Performance Contract 0.70
[5 empty] | res:DEER:HVAC_Eff_AC |  | Optical Reflectors- new construction: Ind, NRNC - 12 | All other nonresidential programs 0.80
[5 empty] | res:DEER:HVAC_Eff_AC |  | Optical Reflectors- retrofit: NR - 10 | New Construction
[5 empty] | res:DEER:HVAC_Eff_AC |  | HID fixture: Interior, >= 176 Watts lamp: Ind - 16 | Industrial and Agricultural Process 0.94
[5 empty] | res:DEER:HVAC_Eff_AC |  | HID fixture: Interior, 251-400 Watt lamp: Com - 16 | Industrial new construction incentives 0.62
[5 empty] | res:DEER:HVAC_Duct_Sealing |  | CFL Fixture: Pin based CFL fixture: Com - 12.0 | Savings by Design 0.82
[5 empty] | res:DEER:HVAC_Duct_Sealing |  | Screw-in CFL: Education - Primary School: NR - 5.6 | All other new construction programs 0.80
[5 empty] | res:DEER:HVAC_Duct_Sealing |  | Screw-in CFL: Education - Secondary School: NR - 3.5 | Large Standard Performance Contract 0.7011
[5 empty] | res:DEER:HVAC_Duct_Sealing |  | Screw-in CFL: Education - Community College: NR - 2.1 | Savings by Design 0.8212
[5 empty] | res:DEER:HVAC_Duct_Sealing |  | Screw-in CFL: Education - University: NR - 2.6 | Codes and Standards
[5 empty] | res:DEER:HVAC_Refrig_Charge |  | Screw-in CFL: Grocery: NR - 1.4
[5 empty] | res:DEER:HVAC_Refrig_Charge |  | Screw-in CFL: Health/Medical - Hospital: NR - 0.9
[5 empty] | res:DEER:HVAC_Refrig_Charge |  | Screw-in CFL: Health/Medical - Nursing Home: NR - 0.9
[5 empty] | res:DEER:HVAC_Refrig_Charge |  | Screw-in CFL: Lodging - Hotel: NR - 0.9
[5 empty] | res:DEER:HVAC_Refrig_Charge |  | Screw-in CFL: Lodging - Motel: NR - 0.9
[5 empty] | res:DEER:Refg_Chrg_Duct_Seal |  | Screw-in CFL: Lodging - Guest Rooms: NR - 7.0
[5 empty] | res:DEER:Refg_Chrg_Duct_Seal |  | Screw-in CFL: Manufacturing - Light Industrial: NR - 2.8
[5 empty] | res:DEER:Refg_Chrg_Duct_Seal |  | Screw-in CFL: Office - Large: NR - 2.9
[5 empty] | res:DEER:Refg_Chrg_Duct_Seal |  | Screw-in CFL: Office - Small: NR - 3.2
[5 empty] | res:DEER:Refg_Chrg_Duct_Seal |  | Screw-in CFL: Restaurant - Sit-Down: NR - 2.3
[5 empty] | res:DEER:RefgFrzr_Recycling |  | Screw-in CFL: Restaurant - Fast-Food: NR - 1.3
[5 empty] | res:DEER:RefgFrzr_Recycling |  | Screw-in CFL: Retail - 3-Story Large: NR - 1.9
[5 empty] | res:DEER:RefgFrzr_Recycling |  | Screw-in CFL: Retail - Single-Story Large: NR - 1.8
[5 empty] | res:DEER:RefgFrzr_Recycling |  | Screw-in CFL: Retail - Small: NR - 2.1
[5 empty] | res:DEER:RefgFrzr_Recycling |  | Screw-in CFL: Storage - Conditioned: NR - 2.8
[5 empty] | NON_res:DEER:Indoor_CFL_Ltg |  | Screw-in CFL: Storage - Unconditioned: NR - 2.8
[5 empty] | NON_res:DEER:Indoor_CFL_Ltg |  | Screw-in CFL: Warehouse - Refrigerated: NR - 3.1
NON_res:DEER:Indoor_CFL_Ltg
[5 empty] | NON_res:DEER:Indoor_CFL_Ltg |  | HVAC/Refrigeration – SPC: NR - 16
[5 empty] | NON_res:DEER:Indoor_CFL_Ltg |  | Chiller – High Efficiency: NR - 20
[5 empty] | NON_res:DEER:Indoor_Non-CFL_Ltg |  | Chiller – Variable Speed Drive: NR - 20
[5 empty] | NON_res:DEER:Indoor_Non-CFL_Ltg |  | Water Cooled Chillers: NR - 20
[5 empty] | NON_res:DEER:Indoor_Non-CFL_Ltg |  | Air Conditioners – High Efficiency: NR - 15
[5 empty] | NON_res:DEER:Indoor_Non-CFL_Ltg |  | Packaged HVAC Systems: NR - 15
[5 empty] | NON_res:DEER:Indoor_Non-CFL_Ltg |  | Install HVAC EMS: Com - 14
[5 empty] | NON_res:DEER:HVAC_Chillers |  | AC Packaged Terminal Units: NR - 15
[5 empty] | NON_res:DEER:HVAC_Chillers |  | Evaporative Coolers: NR - 15
[5 empty] | NON_res:DEER:HVAC_Chillers |  | Boiler – High Efficiency: NR - 20
[5 empty] | NON_res:DEER:HVAC_Chillers |  | Cooling Towers/Evaporative Condenser: NR - 15
[5 empty] | NON_res:DEER:HVAC_Chillers |  | Heat Pump – Split System: NR - 15
[5 empty] | NON_res:DEER:HVAC_Refrig_Charge |  | Heat Pump with Integrated Water Heating: NR - 10
[5 empty] | NON_res:DEER:HVAC_Refrig_Charge |  | Ground Source Heat Pump: NR - 15
[5 empty] | NON_res:DEER:HVAC_Refrig_Charge |  | Reduce Internal Load: NR - 15
[5 empty] | NON_res:DEER:HVAC_Refrig_Charge |  | Insulation: NR - 20
[5 empty] | NON_res:DEER:HVAC_Refrig_Charge |  | Insulation Package: NR - 20
[5 empty] | NON_res:DEER:HVAC_Split-Package_AC |  | Reflective Window Film: NR - 10
[5 empty] | NON_res:DEER:HVAC_Split-Package_AC |  | Bypass/Delay Timer(lighting): NR - 8
[5 empty] | NON_res:DEER:HVAC_Split-Package_AC |  | Set-Back Thermostat: NR - 11
[5 empty] | NON_res:DEER:HVAC_Split-Package_AC |  | Time Clock - HVAC: NR - 10
[5 empty] | NON_res:DEER:HVAC_Split-Package_AC |  | HVAC/Space Heating/Efficiency (Gas): NR - 18
[5 empty] | NON_res:DEER:HVAC_Duct_Sealing |  | Nonresidential Gas – AC: NR - 20
NON_res:DEER:HVAC_Duct_Sealing
[5 empty] | NON_res:DEER:HVAC_Duct_Sealing |  | Adjustable speed drive, application unknown: Ag - 10
[5 empty] | NON_res:DEER:HVAC_Duct_Sealing |  | Adjustable speed drive, application unknown: Com - 10
[5 empty] | NON_res:DEER:HVAC_Duct_Sealing |  | Adjustable Speed Drive: HVAC fan, 50 HP Max: Com - 10
[5 empty] | 01-ALC-AllCommercial-Cooling |  | Pump repair: Ag - 11
[5 empty] | 01-ALC-AllCommercial-ExtLight |  | Injection molding machines: Ind - 15
[5 empty] | 01-ALC-AllCommercial-IntLight |  | Plastic extusion equipment: Ind - 15
[5 empty] | 01-ALC-AllCommercial-OffEquip |  | Process cooling: Ind - 15
[5 empty] | 01-ALC-AllCommercial-Refrig |  | Process equipment insulation: Ind - 15
01-ALC-AllCommercial-Vent/Fan
[5 empty] | 02-ASM-Assembly-Cooling |  | Horizontal Clothes Washer: NR - 10
[5 empty] | 02-ASM-Assembly-Exit |  | Efficient Dishwashing: NR - 5
[5 empty] | 02-ASM-Assembly-ExtLight |  | Water Heater Controls: NR - 15
[5 empty] | 02-ASM-Assembly-IntLight |  | Cooking measures , Assorted: Com - 12
[5 empty] | 03-BCR-BothResidentialandCommercial-COOL |  | Water Heater – Gas: NR - 15
[5 empty] | 03-BCR-BothResidentialandCommercial-LIT_INT |  | Domestic Hot Water Boiler (Gas): NR - 20
03-BCR-BothResidentialandCommercial-OFF_EQ
[5 empty] | 03-BCR-BothResidentialandCommercial-LIT_EXT |  | Auto Closer for Cooler/Freezer: NR - 8
[5 empty] | 03-BCR-BothResidentialandCommercial-REFG |  | Door Gaskets: NR - 4
[5 empty] | 03-BCR-BothResidentialandCommercial-VENT |  | Floating Head Pressure: NR - 16
[5 empty] | 04-DMO-ResidentialMobileHome–DoubleWide-CL_DRY |  | Heatless Door: NR - 16
[5 empty] | 04-DMO-ResidentialMobileHome–DoubleWide-CL_WASH |  | Humidistat Control for Anti-Sweat Heater: NR - 12
[5 empty] | 04-DMO-ResidentialMobileHome–DoubleWide-DSH_WASH |  | Insulation on Refrigeration Suction Line: NR - 11
[5 empty] | 04-DMO-ResidentialMobileHome–DoubleWide-FREEZ |  | Night Covers for Display Cases: NR - 5
[5 empty] | 04-DMO-ResidentialMobileHome–DoubleWide-LIGHT |  | PSC Evaporator Motor – Walkin/ Display: NR - 15
[5 empty] | 04-DMO-ResidentialMobileHome–DoubleWide-POOL_PMP |  | Refrigeration Case Doors – Glass/Acrylic: NR - 12
[5 empty] | 04-DMO-ResidentialMobileHome–DoubleWide-REFG |  | Refrigerator Case with Doors: NR - 12
[5 empty] | 04-DMO-ResidentialMobileHome–DoubleWide-SP_COOL |  | Refrigerator Condensate Evaporator – Elec/Non Elec: NR - 8
[5 empty] | 04-DMO-ResidentialMobileHome–DoubleWide-SP_HEAT |  | Strip Curtains for Walk-Ins: NR - 4
[5 empty] | 04-DMO-ResidentialMobileHome–DoubleWide-WAT_HEAT |  | Ballast: Electronic, for display case: NR - 11
[5 empty] | 05-ECC-Education–CommunityCollege-COOL |  | Defrost: NR - 16
[5 empty] | 05-ECC-Education–CommunityCollege-LIT_INT |  | FHP & EFF Conditioner: NR - 16
[5 empty] | 05-ECC-Education–CommunityCollege-OFF_EQ |  | High-efficiency Liquid Suction Heat Exchangers: NR - 16
[5 empty] | 05-ECC-Education–CommunityCollege-LIT_EXT |  | Night Shields on Refrigerator and Freezer Cases: NR - 5
[5 empty] | 05-ECC-Education–CommunityCollege-REFG |  | Walk-in Refrigerator or Freezer: Evaporative Fan Controller: NR - 5
[5 empty] | 05-ECC-Education–CommunityCollege-VENT |  | Multiplec Refrigeration Systems/Supermarket Systems: NR - 10
06-EPR-Education–PrimarySchool-COOL
[5 empty] | 06-EPR-Education–PrimarySchool-LIT_INT |  | Kiln/Oven/Furnace: NR - 18
[5 empty] | 06-EPR-Education–PrimarySchool-OFF_EQ |  | Thermal Night Curtains: NR - 5
[5 empty] | 06-EPR-Education–PrimarySchool-LIT_EXT |  | Custom Measures – SPC: NR - 15
[5 empty] | 06-EPR-Education–PrimarySchool-REFG |  | Local Government Partnership: NR - 11
[5 empty] | 06-EPR-Education–PrimarySchool-VENT |  | Audits: NR - 3
[5 empty] | 07-ESE-Education–SecondarySchool-COOL |  | Plug Load Sensor: NR - 10
[5 empty] | 07-ESE-Education–SecondarySchool-LIT_INT |  | Information: NR - 1
[5 empty] | 07-ESE-Education–SecondarySchool-OFF_EQ |  | High Efficiency Motors: NR - 15
[5 empty] | 07-ESE-Education–SecondarySchool-LIT_EXT |  | Process Overhaul: NR - 20
[5 empty] | 07-ESE-Education–SecondarySchool-REFG |  | System Controls: NR - 15
07-ESE-Education–SecondarySchool-VENT
08-EUN-Education–University-COOL
[5 empty] | 08-EUN-Education–University-LIT_INT |  | RESIDENTIAL MEASURES
[5 empty] | 08-EUN-Education–University-OFF_EQ |  | ****************************************************************
[5 empty] | 08-EUN-Education–University-LIT_EXT |  | T8 Fixtures ; lamp or ballast: Res - 15
[5 empty] | 08-EUN-Education–University-REFG |  | Pin based CFL Fixture: Res - 16
[5 empty] | 08-EUN-Education–University-VENT |  | CFL: Indoor Screw in: Res - 9.4
[5 empty] | 09-GRO-Grocery-COOL |  | CFL: Outdoor Screw in: Res - 7
[5 empty] | 09-GRO-Grocery-LIT_INT |  | Torchiere: Res - 9
09-GRO-Grocery-OFF_EQ
[5 empty] | 09-GRO-Grocery-LIT_EXT |  | Air Conditioners with SEER >= 11.0: Res - 18
[5 empty] | 09-GRO-Grocery-REFG |  | Central Air Conditioners: Res - 18
[5 empty] | 09-GRO-Grocery-VENT |  | Duct Testing: Res NC - 18
[5 empty] | 10-HSP-Health/Medical–Hospital-COOL |  | High Energy Efficiency Ducts: Res - 18
[5 empty] | 10-HSP-Health/Medical–Hospital-LIT_INT |  | Whole House Fan: Res - 15
[5 empty] | 10-HSP-Health/Medical–Hospital-OFF_EQ |  | Evaporative Cooler: Res - 15
[5 empty] | 10-HSP-Health/Medical–Hospital-LIT_EXT |  | Glazing - Low E Double / Low Shade Coefficient: Res - 20
[5 empty] | 10-HSP-Health/Medical–Hospital-REFG |  | Heat Pump - Electric: Res - 15
[5 empty] | 10-HSP-Health/Medical–Hospital-VENT |  | Insulation - Ceiling / Floor / Walls: Res - 20
[5 empty] | 11-HTL-Lodging–Hotel(GuestRooms)-COOL |  | A/C with Integrated Water Heating: Res - 10
[5 empty] | 11-HTL-Lodging–Hotel(GuestRooms)-LIT_INT |  | Programmable Thermostat: Res - 12
11-HTL-Lodging–Hotel(GuestRooms)-OFF_EQ
[5 empty] | 11-HTL-Lodging–Hotel(GuestRooms)-LIT_EXT |  | Audits: Res - 3
[5 empty] | 11-HTL-Lodging–Hotel(GuestRooms)-REFG |  | Gas Cooktops: Res - 20
[5 empty] | 11-HTL-Lodging–Hotel(GuestRooms)-VENT |  | Gas Dryer Stub: Res - 18
[5 empty] | 12-MBT-Manufacturing–Bio/Tech-AG_PUMP |  | Energy-Efficient Furnaces: Res - 18
12-MBT-Manufacturing–Bio/Tech-COMP_AIR
[5 empty] | 12-MBT-Manufacturing–Bio/Tech-COOL |  | Refrigerator Recycling: Res - 10
[5 empty] | 12-MBT-Manufacturing–Bio/Tech-LIGHT |  | Refrigerator - Energy Efficient; 20% more efficient: Res - 18
[5 empty] | 12-MBT-Manufacturing–Bio/Tech-MOTOR |  | Refrigerators: Res - 18
12-MBT-Manufacturing–Bio/Tech-PROC_OTH
13-MFM-ResidentialMulti-family-CL_DRY
[5 empty] | 13-MFM-ResidentialMulti-family-CL_WASH |  | GENERIC USEFUL LIVES:
[5 empty] | 13-MFM-ResidentialMulti-family-DSH_WASH |  | ****************************************************************
[5 empty] | 13-MFM-ResidentialMulti-family-FREEZ |  | 0.1
[5 empty] | 13-MFM-ResidentialMulti-family-LIGHT |  | 0.2
[5 empty] | 13-MFM-ResidentialMulti-family-POOL_PMP |  | 0.3
[5 empty] | 13-MFM-ResidentialMulti-family-REFG |  | 0.4
[5 empty] | 13-MFM-ResidentialMulti-family-SP_COOL |  | 0.5
[5 empty] | 13-MFM-ResidentialMulti-family-SP_HEAT |  | 0.6
[5 empty] | 13-MFM-ResidentialMulti-family-WAT_HEAT |  | 0.7
[5 empty] | 14-MLI-Manufacturing–LightIndustry-AG_PUMP |  | 0.8
[5 empty] | 14-MLI-Manufacturing–LightIndustry-COMP_AIR |  | 0.9
[5 empty] | 14-MLI-Manufacturing–LightIndustry-COOL |  | 1
[5 empty] | 14-MLI-Manufacturing–LightIndustry-LIGHT |  | 1.1
[5 empty] | 14-MLI-Manufacturing–LightIndustry-MOTOR |  | 1.2
[5 empty] | 14-MLI-Manufacturing–LightIndustry-PROC_OTH |  | 1.3
[5 empty] | 15-MTL-Lodging–Motel-COOL |  | 1.4
[5 empty] | 15-MTL-Lodging–Motel-LIT_INT |  | 1.5
[5 empty] | 15-MTL-Lodging–Motel-OFF_EQ |  | 1.6
[5 empty] | 15-MTL-Lodging–Motel-LIT_EXT |  | 1.7
[5 empty] | 15-MTL-Lodging–Motel-REFG |  | 1.8
[5 empty] | 15-MTL-Lodging–Motel-VENT |  | 1.9
[5 empty] | 16-NRS-Health/Medical–Clinic-COOL |  | 2
[5 empty] | 16-NRS-Health/Medical–Clinic-LIT_INT |  | 2.1
[5 empty] | 16-NRS-Health/Medical–Clinic-OFF_EQ |  | 2.2
[5 empty] | 16-NRS-Health/Medical–Clinic-LIT_EXT |  | 2.3
[5 empty] | 16-NRS-Health/Medical–Clinic-REFG |  | 2.4
[5 empty] | 16-NRS-Health/Medical–Clinic-VENT |  | 2.5
[5 empty] | 17-OFL-Office–Large-Cooling |  | 2.6
[5 empty] | 17-OFL-Office–Large-ExtLight |  | 2.7
[5 empty] | 17-OFL-Office–Large-IntLight |  | 2.8
[5 empty] | 17-OFL-Office–Large-OffEquip |  | 2.9
[5 empty] | 17-OFL-Office–Large-Refrig |  | 3
[5 empty] | 17-OFL-Office–Large-Vent/Fan |  | 3.1
[5 empty] | 18-OFS-Office–Small-Cooling |  | 3.2
[5 empty] | 18-OFS-Office–Small-ExtLight |  | 3.3
[5 empty] | 18-OFS-Office–Small-IntLight |  | 3.4
[5 empty] | 18-OFS-Office–Small-OffEquip |  | 3.5
[5 empty] | 18-OFS-Office–Small-Refrig |  | 3.6
[5 empty] | 18-OFS-Office–Small-Vent/Fan |  | 3.7
[5 empty] | 19-RES-AllResidential-CL_DRY |  | 3.8
[5 empty] | 19-RES-AllResidential-CL_WASH |  | 3.9
[5 empty] | 19-RES-AllResidential-DSH_WASH |  | 4
[5 empty] | 19-RES-AllResidential-FREEZ |  | 4.1
[5 empty] | 19-RES-AllResidential-LIGHT |  | 4.2
[5 empty] | 19-RES-AllResidential-POOL_PMP |  | 4.3
[5 empty] | 19-RES-AllResidential-REFG |  | 4.4
[5 empty] | 19-RES-AllResidential-SP_COOL |  | 4.5
[5 empty] | 19-RES-AllResidential-SP_HEAT |  | 4.6
[5 empty] | 19-RES-AllResidential-WAT_HEAT |  | 4.7
[5 empty] | 20-RFF-Restaurant–FastFood-Cooling |  | 4.8
[5 empty] | 20-RFF-Restaurant–FastFood-ExtLight |  | 4.9
[5 empty] | 20-RFF-Restaurant–FastFood-IntLight |  | 5
[5 empty] | 20-RFF-Restaurant–FastFood-OffEquip |  | 5.1
[5 empty] | 20-RFF-Restaurant–FastFood-Refrig |  | 5.2
[5 empty] | 20-RFF-Restaurant–FastFood-Vent/Fan |  | 5.3
[5 empty] | 21-RSD-Restaurant–SitDown-COOL |  | 5.4
[5 empty] | 21-RSD-Restaurant–SitDown-LIT_INT |  | 5.5
[5 empty] | 21-RSD-Restaurant–SitDown-OFF_EQ |  | 5.6
[5 empty] | 21-RSD-Restaurant–SitDown-LIT_EXT |  | 5.7
[5 empty] | 21-RSD-Restaurant–SitDown-PROC_OTH |  | 5.8
[5 empty] | 21-RSD-Restaurant–SitDown-REFG |  | 5.9
[5 empty] | 21-RSD-Restaurant–SitDown-VENT |  | 6
[5 empty] | 22-RT3-Retail–3StoryLarge-COOL |  | 6.1
[5 empty] | 22-RT3-Retail–3StoryLarge-LIT_INT |  | 6.2
[5 empty] | 22-RT3-Retail–3StoryLarge-OFF_EQ |  | 6.3
[5 empty] | 22-RT3-Retail–3StoryLarge-LIT_EXT |  | 6.4
[5 empty] | 22-RT3-Retail–3StoryLarge-REFG |  | 6.5
[5 empty] | 22-RT3-Retail–3StoryLarge-VENT |  | 6.6
[5 empty] | 23-RTL-Retail–SingleStorylarge-COOL |  | 6.7
[5 empty] | 23-RTL-Retail–SingleStorylarge-LIT_INT |  | 6.8
[5 empty] | 23-RTL-Retail–SingleStorylarge-OFF_EQ |  | 6.9
[5 empty] | 23-RTL-Retail–SingleStorylarge-LIT_EXT |  | 7
[5 empty] | 23-RTL-Retail–SingleStorylarge-REFG |  | 7.1
[5 empty] | 23-RTL-Retail–SingleStorylarge-VENT |  | 7.2
[5 empty] | 24-RTS-Retail–Small-COOL |  | 7.3
[5 empty] | 24-RTS-Retail–Small-LIT_INT |  | 7.4
[5 empty] | 24-RTS-Retail–Small-OFF_EQ |  | 7.5
[5 empty] | 24-RTS-Retail–Small-LIT_EXT |  | 7.6
[5 empty] | 24-RTS-Retail–Small-REFG |  | 7.7
[5 empty] | 24-RTS-Retail–Small-VENT |  | 7.8
[5 empty] | 25-SCN-Storage–Conditioned-Cooling |  | 7.9
[5 empty] | 25-SCN-Storage–Conditioned-Exit |  | 8
[5 empty] | 25-SCN-Storage–Conditioned-ExtLight |  | 8.1
[5 empty] | 26-SFM-ResidentialSingleFamily-CL_DRY |  | 8.2
[5 empty] | 26-SFM-ResidentialSingleFamily-CL_WASH |  | 8.3
[5 empty] | 26-SFM-ResidentialSingleFamily-DSH_WASH |  | 8.4
[5 empty] | 26-SFM-ResidentialSingleFamily-FREEZ |  | 8.5
[5 empty] | 26-SFM-ResidentialSingleFamily-LIGHT |  | 8.6
[5 empty] | 26-SFM-ResidentialSingleFamily-POOL_PMP |  | 8.7
[5 empty] | 26-SFM-ResidentialSingleFamily-REFG |  | 8.8
[5 empty] | 26-SFM-ResidentialSingleFamily-SP_COOL |  | 8.9
[5 empty] | 26-SFM-ResidentialSingleFamily-SP_HEAT |  | 9
[5 empty] | 26-SFM-ResidentialSingleFamily-WAT_HEAT |  | 9.1
[5 empty] | 27-SMO-ResidentialMobileHome–SingleWide-CL_DRY |  | 9.2
[5 empty] | 27-SMO-ResidentialMobileHome–SingleWide-CL_WASH |  | 9.3
[5 empty] | 27-SMO-ResidentialMobileHome–SingleWide-DSH_WASH |  | 9.4
[5 empty] | 27-SMO-ResidentialMobileHome–SingleWide-FREEZ |  | 9.5
[5 empty] | 27-SMO-ResidentialMobileHome–SingleWide-LIGHT |  | 9.6
[5 empty] | 27-SMO-ResidentialMobileHome–SingleWide-POOL_PMP |  | 9.7
[5 empty] | 27-SMO-ResidentialMobileHome–SingleWide-REFG |  | 9.8
[5 empty] | 27-SMO-ResidentialMobileHome–SingleWide-SP_COOL |  | 9.9
[5 empty] | 27-SMO-ResidentialMobileHome–SingleWide-SP_HEAT |  | 10
[5 empty] | 27-SMO-ResidentialMobileHome–SingleWide-WAT_HEAT |  | 10.1
[5 empty] | 28-SUN-Storage–Unconditioned-Exit |  | 10.2
[5 empty] | 28-SUN-Storage–Unconditioned-ExtLight |  | 10.3
[5 empty] | 29-WRF-Storage–Refrigerated-Cooling |  | 10.4
[5 empty] | 29-WRF-Storage–Refrigerated-Exit |  | 10.5
[5 empty] | 29-WRF-Storage–Refrigerated-ExtLight |  | 10.6
[5 empty] | 30-S20-SIC20Food&KindredProducts-AG_PUMP |  | 10.7
[5 empty] | 30-S20-SIC20Food&KindredProducts-COMP_AIR |  | 10.8
[5 empty] | 30-S20-SIC20Food&KindredProducts-COOL |  | 10.9
[5 empty] | 30-S20-SIC20Food&KindredProducts-LIGHT |  | 11
[5 empty] | 30-S20-SIC20Food&KindredProducts-MOTOR |  | 11.1
[5 empty] | 30-S20-SIC20Food&KindredProducts-PROC_OTH |  | 11.2
[5 empty] | 31-S26-SIC26Paper&AlliedProducts-AG_PUMP |  | 11.3
[5 empty] | 31-S26-SIC26Paper&AlliedProducts-COMP_AIR |  | 11.4
[5 empty] | 31-S26-SIC26Paper&AlliedProducts-COOL |  | 11.5
[5 empty] | 31-S26-SIC26Paper&AlliedProducts-LIGHT |  | 11.6
[5 empty] | 31-S26-SIC26Paper&AlliedProducts-MOTOR |  | 11.7
[5 empty] | 31-S26-SIC26Paper&AlliedProducts-PROC_OTH |  | 11.8
[5 empty] | 32-S28-SIC28Chemicals&AlliedProducts-AG_PUMP |  | 11.9
[5 empty] | 32-S28-SIC28Chemicals&AlliedProducts-COMP_AIR |  | 12
[5 empty] | 32-S28-SIC28Chemicals&AlliedProducts-COOL |  | 12.1
[5 empty] | 32-S28-SIC28Chemicals&AlliedProducts-LIGHT |  | 12.2
[5 empty] | 32-S28-SIC28Chemicals&AlliedProducts-MOTOR |  | 12.3
[5 empty] | 32-S28-SIC28Chemicals&AlliedProducts-PROC_OTH |  | 12.4
[5 empty] | 33-S29-SIC29Petroleum&CoalProducts-AG_PUMP |  | 12.5
[5 empty] | 33-S29-SIC29Petroleum&CoalProducts-COMP_AIR |  | 12.6
[5 empty] | 33-S29-SIC29Petroleum&CoalProducts-COOL |  | 12.7
[5 empty] | 33-S29-SIC29Petroleum&CoalProducts-LIGHT |  | 12.8
[5 empty] | 33-S29-SIC29Petroleum&CoalProducts-MOTOR |  | 12.9
[5 empty] | 33-S29-SIC29Petroleum&CoalProducts-PROC_OTH |  | 13
[5 empty] | 34-S33-SIC33Metals-AG_PUMP |  | 13.1
[5 empty] | 34-S33-SIC33Metals-COMP_AIR |  | 13.2
[5 empty] | 34-S33-SIC33Metals-COOL |  | 13.3
[5 empty] | 34-S33-SIC33Metals-LIGHT |  | 13.4
[5 empty] | 34-S33-SIC33Metals-MOTOR |  | 13.5
[5 empty] | 34-S33-SIC33Metals-PROC_OTH |  | 13.6
[5 empty] | 35-OTI-OtherIndustrial-AG_PUMP |  | 13.7
[5 empty] | 35-OTI-OtherIndustrial-COMP_AIR |  | 13.8
[5 empty] | 35-OTI-OtherIndustrial-COOL |  | 13.9
[5 empty] | 35-OTI-OtherIndustrial-LIGHT |  | 14
[5 empty] | 35-OTI-OtherIndustrial-MOTOR |  | 14.1
[5 empty] | 35-OTI-OtherIndustrial-PROC_OTH |  | 14.2
[5 empty] | 36-GST-Lodging-GuestRooms-Cooling |  | 14.3
[5 empty] | 36-GST-Lodging-GuestRooms-ExtLight |  | 14.4
[5 empty] | 36-GST-Lodging-GuestRooms-IntLight |  | 14.5
[5 empty] | 36-GST-Lodging-GuestRooms-OffEquip |  | 14.6
[5 empty] | 36-GST-Lodging-GuestRooms-Refrig |  | 14.7
[5 empty] | 36-GST-Lodging-GuestRooms-Vent/Fan |  | 14.8
14.9
15
15.1
15.2
15.3
15.4
15.5
15.6
15.7
15.8
15.9
16
16.1
16.2
16.3
16.4
16.5
16.6
16.7
16.8
16.9
17
17.1
17.2
17.3
17.4
17.5
17.6
17.7
17.8
17.9
18
18.1
18.2
18.3
18.4
18.5
18.6
18.7
18.8
18.9
19
19.1
19.2
19.3
19.4
19.5
19.6
19.7
19.8
19.9
20
21
22
23
24
25
26
27
28
29
30
Last Row Used is above