## Export
PROGRAM NAME | 0
BUDGET
Administrative Costs
Overhead and G&A | 0
Other Administrative Costs | 0
Marketing/Outreach | 0
Direct Implementation
d.i. User Input Incentive (No rebates) | 0
d.ii. Rebate | 805847.82
d.iii. Direct Install Labor | 0
d.iv. Direct Install Materials | 0
d.v. Upstream payments | 0
Activity | 0
Installation | 0
Hardware & Materials | 0
Rebate Processing & Inspection | 0
EM&V Costs | 0
Budget | 805847.82
Costs recovered from other sources | 0
Budget (plus other costs) | 805847.82
PROGRAM IMPACTS
Program Reductions for Measures installed through 2011
User Entered kW (kW) | 2358.9781
Net Jul-Sept Peak (kW) | 1738.3747
Net Dec-Feb Peak (kW) | 1138.9535
Net NCP (kW) | 1865.579
Net CEC (kW) | 0
Annual Net kWh | 9690582.3377
Lifecycle Net kWh | 80245611.5895
Annual Net Therms | -2217.1477
Lifecycle Net Therms | 17654.1248
Cost Effectiveness for all measures installed through 2015
TRC
Costs | 1300279.775
Electric Benefits | 6604660.9021
Gas Benefits | -4990.5985
Net Benefits (NPV) | 5299390.5286
BC Ratio | 5.0756
PAC
Costs | 752462.5046
Electric Benefits | 6604660.9021
Gas Benefits | -4990.5985
Net Benefits (NPV) | 5847207.799
BC Ratio | 8.7708
Levelized Cost
Levelized Cost TRC ($/kWh )
Discounted kWh | 55368857.1328
Cost | 0.021027
Benefits | 0.11928
Benefit-Cost | 0.098258
Levelized Cost PAC ($/kWh)
Discounted kWh | 55368857.1328
Cost | 0.011836
Benefits | 0.11928
Benefit-Cost | 0.10745
Levelized Cost TRC ($/therm)
Discounted Therms | 5253.9288
Cost | 25.312
Benefits | -0.94988
Benefit-Cost | -26.2618
Levelized Cost PAC ($/therm)
Discounted Therms | 5253.9288
Cost | 18.4806
Benefits | -0.94988
Benefit-Cost | -19.4305
Emission Annual Reductions (2009-2011) |  | Energy Division File sheet "Attachment II" Total Electricity and Gas Emission Reductions
Electric Annual CO2 (tons) - 2009 | 5251.8571 |  | 2009 | 2010 | 2011 | 2012 | 2013 | 2014 | 2015
2010 | 0 |  | Total | Total | Total | Total | Total | Total | Total
2011 | 0 | Annual CO2 Emission Reductions (tons) | 5238.8868 | 0 | 0 | 0 | 0 | 0 | 0
Electric Lifecycle CO2 (tons) - 2009 | 43628.2059 | Lifecycle CO2 Emission Reductions (tons) | 43731.4825 | 0 | 0 | 0 | 0 | 0 | 0
2010 | 0 | Annual NOx Emission Reductions (tons) | 0.70239 | 0 | 0 | 0 | 0 | 0 | 0
2011 | 0 | Lifecycle NOx Emission Reductions (tons) | 6.0103 | 0 | 0 | 0 | 0 | 0 | 0
Electric Annual NOX (tons) - 2009 | 0.71259 | Annual SO2 Emission Reductions (tons)
2010 | 0 | Lifecycle SO2 Emission Reductions (tons)
2011 | 0
Electric Lifecycle NOX (tons) - 2009 | 5.929
2010 | 0
2011 | 0
Electric Annual SO2 (lbs) - 2009
2010
2011
Electric Lifecycle SO2 (lbs) - 2009
2010
2011
Gas Annual CO2 (tons) - 2009 | -12.9703
2010 | 0
2011 | 0
Gas Lifecycle CO2 (tons) - 2009 | 103.2766
2010 | 0
2011 | 0
Gas Annual NOX (tons) - 2009 | -0.010199
2010 | 0
2011 | 0
Gas Lifecycle NOX (tons) - 2009 | 0.081209
2010 | 0
2011 | 0
Gas Annual SO2 (lbs) - 2009
2010
2011
Gas Lifecycle SO2 (lbs) - 2009
2010
2011
Data below not currently used in Energy Division workbook
Levelized Cost RIM ($/therm)
Discounted Therms | 5253.9288
Cost | -0.1083
Benefits | -0.94988
Benefit-Cost | -0.84158
Levelized Cost RIM ($/kWh)
Discounted kWh | 55368857.1328
Cost | 0.0136
Benefits | 0.11928
Benefit-Cost | -0.84158
RIM
Costs | 752462.5046
Electric Benefits | 6604660.9021
Gas Benefits | -4990.5985
Net Benefits (NPV) | 5847207.799
BC Ratio | 8.7708
Impacts for all programs installed trhough 2019
Net July-Sept Peak (kW)
Clothes Dryer | 0
Clothes Washer | 0
Consumer Electronics | 0
Cooking | 0
Dishwasher | 0
Net Dec-Feb Pk (kW)
Clothes Dryer | 0
Clothes Washer | 0
Consumer Electronics | 0
Cooking | 0
Dishwasher | 0
0
Clothes Dryer | 0
Clothes Washer | 0
Consumer Electronics | 0
Cooking | 0
Dishwasher | 0
Annual Net kWh
Clothes Dryer | 0
Clothes Washer | 0
Consumer Electronics | 0
Cooking | 0
Dishwasher | 0
Lifecycle Net kWh
Clothes Dryer | 0
Clothes Washer | 0
Consumer Electronics | 0
Cooking | 0
Dishwasher | 0
Annual Net Therms
Clothes Dryer | 0
Clothes Washer | 0
Consumer Electronics | 0
Cooking | 0
Dishwasher | 0
Lifecycle Net Therms
Clothes Dryer | 0
Clothes Washer | 0
Consumer Electronics | 0
Cooking | 0
Dishwasher | 0

## Output by Measure
0
0
SDG&E | [7 empty] | Levelized Benefits less Costs (TRC) |  |  |  | Levelized Benefits less Costs (PAC) |  |  |  | Benefit Cost Ratios
Net Impacts by Measure | [7 empty] | No Allocated Admin |  | w/ Allocated Admin |  | No Allocated Admin |  | w/ Allocated Admin |  | No Allocated Admin |  | w/ Allocated Admin
| Net Avg Jul-Sep (kW) | Net Dec-Feb Pk (kW) | Net User Entered kW | Annual kWh adj for Net to gross | Lifecycle kWh (Annual * Measure Life) | Annual Therms | Lifecycle Therms | Electric ($/kWh) | Gas ($/Th) | Electric ($/kWh) | Gas ($/Th) | Electric ($/kWh) | Gas ($/Th) | Electric ($/kWh) | Gas ($/Th) | TRC | PAC | TRC | PAC
Total or Average | 1738.3747 | 1138.9535 | 2358.9781 | 9690582.3377 | 80245611.5895 | -2217.1477 | 17654.1248 | 0.098258 | -26.2618 | 0.098258 | -26.2618 | 0.10745 | -19.4305 | 0.10745 | -19.4305
234208-Lighting-8 Ft T-8 with Elec Ballast-Tr2 | 0.18625 | 0.1201 | 0.27929 | 940.5333 | 14108.0002 | 0 | 0 | -0.0044443 | 0 | -0.0044443 | 0 | 0.061153 | 0 | 0.061153 | 0 | 0.96775 | 1.847 | 0.96775 | 1.847
234304-Lighting-Remove 4 Ft Lamp (De-Lamp) - Tr2 | 0 | 0 | 0.72085 | 3750.0163 | 56250.2452 | -70.1502 | -1052.253 | 0 | 0.69035 | 0 | 0.69035 | 0 | 0.69063 | 0 | 0.69063 | 0 | 0 | 0 | 0
234307-Lighting-Remove 8 Ft Lamp (De-Lamp) - Tr2 | 1.3502 | 0.83742 | 2.22 | 7293.121 | 109396.8153 | 0 | 0 | 0.11602 | 0 | 0.11602 | 0 | 0.1212 | 0 | 0.1212 | 0 | 9.0053 | 14.0165 | 9.0053 | 14.0165
234330-Premium T8 with T12 40 Watt Baseline - Tr1 | 0.32864 | 0.21191 | 0.34477 | 1659.5526 | 24893.2896 | 0 | 0 | 0.091878 | 0 | 0.091878 | 0 | 0.111 | 0 | 0.111 | 0 | 3.215 | 5.965 | 3.215 | 5.965
234330-Premium T8 with T12 40 Watt Baseline - Tr1 | 0.70422 | 0.4541 | 0.73879 | 3556.1842 | 53342.7635 | 0 | 0 | 0.091878 | 0 | 0.091878 | 0 | 0.111 | 0 | 0.111 | 0 | 3.215 | 5.965 | 3.215 | 5.965
234003-A/C - Reflective Window Film Inland | 0.84013 | 0.38605 | 0.32649 | 2167.5765 | 21675.765 | 0 | 0 | 0.12453 | 0 | 0.12453 | 0 | 0.13479 | 0 | 0.13479 | 0 | 4.9116 | 7.2496 | 4.9116 | 7.2496
234330-Premium T8 with T12 40 Watt Baseline - Tr1 | 0.39906 | 0.25732 | 0.41865 | 2015.1711 | 30227.566 | 0 | 0 | 0.091878 | 0 | 0.091878 | 0 | 0.111 | 0 | 0.111 | 0 | 3.215 | 5.965 | 3.215 | 5.965
234303-Lighting-Remove 4 Ft Lamp (De-Lamp) - Tr1 | 0 | 0 | 0.62843 | 3269.245 | 49038.6753 | -61.1566 | -917.3488 | 0 | 1.8697 | 0 | 1.8697 | 0 | 2.0472 | 0 | 2.0472 | -1.5153 | -1.2232 | -1.5153 | -1.2232
234330-Premium T8 with T12 40 Watt Baseline - Tr1 | 0.28169 | 0.18164 | 0.29552 | 1422.4737 | 21337.1054 | 0 | 0 | 0.091878 | 0 | 0.091878 | 0 | 0.111 | 0 | 0.111 | 0 | 3.215 | 5.965 | 3.215 | 5.965
234303-Lighting-Remove 4 Ft Lamp (De-Lamp) - Tr1 | 0 | 0 | 0.4436 | 2307.7024 | 34615.5355 | -43.1694 | -647.5403 | 0 | 1.8697 | 0 | 1.8697 | 0 | 2.0472 | 0 | 2.0472 | -1.5153 | -1.2232 | -1.5153 | -1.2232
234330-Premium T8 with T12 40 Watt Baseline - Tr1 | 0.32864 | 0.21191 | 0.34477 | 1659.5526 | 24893.2896 | 0 | 0 | 0.091878 | 0 | 0.091878 | 0 | 0.111 | 0 | 0.111 | 0 | 3.215 | 5.965 | 3.215 | 5.965
234330-Premium T8 with T12 40 Watt Baseline - Tr1 | 0.35211 | 0.22705 | 0.3694 | 1778.0921 | 26671.3818 | 0 | 0 | 0.091878 | 0 | 0.091878 | 0 | 0.111 | 0 | 0.111 | 0 | 3.215 | 5.965 | 3.215 | 5.965
234303-Lighting-Remove 4 Ft Lamp (De-Lamp) - Tr1 | 0 | 0 | 0.073933 | 384.6171 | 5769.2559 | -7.1949 | -107.9234 | 0 | 1.8697 | 0 | 1.8697 | 0 | 2.0472 | 0 | 2.0472 | -1.5153 | -1.2232 | -1.5153 | -1.2232
234330-Premium T8 with T12 40 Watt Baseline - Tr1 | 0.14084 | 0.09082 | 0.14776 | 711.2368 | 10668.5527 | 0 | 0 | 0.091878 | 0 | 0.091878 | 0 | 0.111 | 0 | 0.111 | 0 | 3.215 | 5.965 | 3.215 | 5.965
234294-Lighting-Occupancy Sensor-Wallbox Lghtng Snsr-Tr1 | 6.7482 | 4.1853 | 30.0414 | 36450.1847 | 291601.4774 | 0 | 0 | 0.086393 | 0 | 0.086393 | 0 | 0.088118 | 0 | 0.088118 | 0 | 3.2717 | 3.4271 | 3.2717 | 3.4271
234330-Premium T8 with T12 40 Watt Baseline - Tr1 | 0.39906 | 0.25732 | 0.41865 | 2015.1711 | 30227.566 | 0 | 0 | 0.091878 | 0 | 0.091878 | 0 | 0.111 | 0 | 0.111 | 0 | 3.215 | 5.965 | 3.215 | 5.965
234303-Lighting-Remove 4 Ft Lamp (De-Lamp) - Tr1 | 0 | 0 | 0.62843 | 3269.245 | 49038.6753 | -61.1566 | -917.3488 | 0 | 1.8697 | 0 | 1.8697 | 0 | 2.0472 | 0 | 2.0472 | -1.5153 | -1.2232 | -1.5153 | -1.2232
234286-Lighting-Occpncy Snsr-Hi-Bay integrated Snsr-Tr2 | 10.9756 | 7.0773 | 17.4498 | 55424.327 | 443394.6164 | 0 | 0 | 0.099462 | 0 | 0.099462 | 0 | 0.11314 | 0 | 0.11314 | 0 | 4.8202 | 10.1569 | 4.8202 | 10.1569
234084-Refrigeration -Cooler/Freezer Door Gaskets - Solid Doors: Cooler | 0.40007 | 0.33457 | 0.34512 | 3019.404 | 12077.616 | 0 | 0 | 0.096112 | 0 | 0.096112 | 0 | 0.091408 | 0 | 0.091408 | 0 | 11.1791 | 7.4616 | 11.1791 | 7.4616
234049-Lighting-LED Exit Sign New Sign | 0.30678 | 0.30479 | 0 | 2687.5295 | 43000.4713 | 0 | 0 | 0.093414 | 0 | 0.093414 | 0 | 0.099467 | 0 | 0.099467 | 0 | 5.2149 | 7.1743 | 5.2149 | 7.1743
234312-Lighting-Screw in 14-26 Watt Lamp - Tr1 | 0 | 0 | 0.29782 | 1483.0503 | 3663.1343 | -20.0295 | -49.4728 | 0 | 2.7417 | 0 | 2.7417 | 0 | 2.9173 | 0 | 2.9173 | -0.42547 | -0.38987 | -0.42547 | -0.38987
234315-Lighting-Screw in 14-26 Watt Reflector Lamp-Tr1 | 0 | 0 | 0.12764 | 635.593 | 1569.9147 | -8.5841 | -21.2026 | 0 | 4.4304 | 0 | 4.4304 | 0 | 3.0539 | 0 | 3.0539 | -0.33225 | -0.56688 | -0.33225 | -0.56688
234201-Lighting-2 Ft 2nd Gen T-8 with Elec Ballast-Tr1 | 0.09444 | 0.060898 | 0.090404 | 476.9049 | 7153.5739 | 0 | 0 | 0.081733 | 0 | 0.081733 | 0 | 0.10557 | 0 | 0.10557 | 0 | 2.5832 | 4.7996 | 2.5832 | 4.7996
234330-Premium T8 with T12 40 Watt Baseline - Tr1 | 0.30516 | 0.19678 | 0.32014 | 1541.0132 | 23115.1975 | 0 | 0 | 0.091878 | 0 | 0.091878 | 0 | 0.111 | 0 | 0.111 | 0 | 3.215 | 5.965 | 3.215 | 5.965
234303-Lighting-Remove 4 Ft Lamp (De-Lamp) - Tr1 | 0 | 0 | 0.073933 | 384.6171 | 5769.2559 | -7.1949 | -107.9234 | 0 | 1.8697 | 0 | 1.8697 | 0 | 2.0472 | 0 | 2.0472 | -1.5153 | -1.2232 | -1.5153 | -1.2232
234067-Refrigeration - Food Service -Auto Closer for Main Cooler Doors | 0.099706 | 0.083383 | 0.14556 | 752.5063 | 6020.0504 | -0.037362 | -0.2989 | 0.045823 | 0.88635 | 0.045823 | 0.88635 | 0.088197 | 0.88635 | 0.088197 | 0.88635 | 1.7077 | 4.9518 | 1.7077 | 4.9518
234126-Refrigeration - Efficient Evap Fan Motor Electronically Commutated Motor (ECM) | 0.032379 | 0.027079 | 0.033274 | 244.3749 | 3665.6235 | -0.24209 | -3.6314 | 0.050018 | 0.96773 | 0.050018 | 0.96773 | -0.085874 | 0.96773 | -0.085874 | 0.96773 | 1.7274 | 0.57296 | 1.7274 | 0.57296
234330-Premium T8 with T12 40 Watt Baseline - Tr1 | 0.42253 | 0.27246 | 0.44327 | 2133.7105 | 32005.6581 | 0 | 0 | 0.091878 | 0 | 0.091878 | 0 | 0.111 | 0 | 0.111 | 0 | 3.215 | 5.965 | 3.215 | 5.965
234303-Lighting-Remove 4 Ft Lamp (De-Lamp) - Tr1 | 0 | 0 | 0.2218 | 1153.8512 | 17307.7678 | -21.5847 | -323.7702 | 0 | 1.8697 | 0 | 1.8697 | 0 | 2.0472 | 0 | 2.0472 | -1.5153 | -1.2232 | -1.5153 | -1.2232
234330-Premium T8 with T12 40 Watt Baseline - Tr1 | 0.18779 | 0.12109 | 0.19701 | 948.3158 | 14224.7369 | 0 | 0 | 0.091878 | 0 | 0.091878 | 0 | 0.111 | 0 | 0.111 | 0 | 3.215 | 5.965 | 3.215 | 5.965
234294-Lighting-Occupancy Sensor-Wallbox Lghtng Snsr-Tr1 | 2.7259 | 1.6906 | 12.1349 | 14723.7199 | 117789.7594 | 0 | 0 | 0.08477 | 0 | 0.08477 | 0 | 0.086495 | 0 | 0.086495 | 0 | 3.229 | 3.3824 | 3.229 | 3.3824
234049-Lighting-LED Exit Sign New Sign | 0 | 0 | 0 | 0 | 0 | 0 | 0 | 0 | 0 | 0 | 0 | 0 | 0 | 0 | 0 | 0 | 0 | 0 | 0
234226-Lighting-Hrdwr Mrc Vp Bs 27-65w Flrscnt Fxtr -Tr2 | 0.86937 | 0.56059 | 1.1492 | 4390.1253 | 65851.8801 | 0 | 0 | 0.10568 | 0 | 0.10568 | 0 | 0.11676 | 0 | 0.11676 | 0 | 4.818 | 8.0332 | 4.818 | 8.0332
234328-Premium T8 with T12 34Watt Baseline - Tr2 | 0.29731 | 0.19171 | 0.47097 | 1501.3627 | 22520.4401 | 0 | 0 | 0.048925 | 0 | 0.048925 | 0 | 0.10807 | 0 | 0.10807 | 0 | 1.5795 | 5.2747 | 1.5795 | 5.2747
234307-Lighting-Remove 8 Ft Lamp (De-Lamp) - Tr2 | 1.0868 | 0.67402 | 1.7868 | 5870.073 | 88051.0952 | 0 | 0 | 0.11602 | 0 | 0.11602 | 0 | 0.1212 | 0 | 0.1212 | 0 | 9.0053 | 14.0165 | 9.0053 | 14.0165
234292-Lighting-Ocpncy Snsr-Wll/Cl Mntd Lght Snsr>=500Tr2 | 2.7709 | 1.7867 | 0 | 13992.384 | 111939.072 | 0 | 0 | 0.1015 | 0 | 0.1015 | 0 | 0.11348 | 0 | 0.11348 | 0 | 5.23 | 10.4406 | 5.23 | 10.4406
234330-Premium T8 with T12 40 Watt Baseline - Tr1 | 0.30516 | 0.19678 | 0.32014 | 1541.0132 | 23115.1975 | 0 | 0 | 0.091878 | 0 | 0.091878 | 0 | 0.111 | 0 | 0.111 | 0 | 3.215 | 5.965 | 3.215 | 5.965
234306-Lighting-Remove 8 Ft Lamp (De-Lamp) - Tr1 | 0.57079 | 0.35401 | 0.65384 | 3083.1275 | 46246.9128 | 0 | 0 | 0.11948 | 0 | 0.11948 | 0 | 0.11977 | 0 | 0.11977 | 0 | 11.8294 | 12.147 | 11.8294 | 12.147
234294-Lighting-Occupancy Sensor-Wallbox Lghtng Snsr-Tr1 | 14.8261 | 9.1953 | 66.0022 | 80082.6718 | 640661.3741 | 0 | 0 | 0.08477 | 0 | 0.08477 | 0 | 0.086495 | 0 | 0.086495 | 0 | 3.229 | 3.3824 | 3.229 | 3.3824
234312-Lighting-Screw in 14-26 Watt Lamp - Tr1 | 0 | 0 | 6.2542 | 31144.0564 | 76925.8194 | -420.6191 | -1038.9292 | 0 | 2.7417 | 0 | 2.7417 | 0 | 2.9173 | 0 | 2.9173 | -0.42547 | -0.38987 | -0.42547 | -0.38987
234330-Premium T8 with T12 40 Watt Baseline - Tr1 | 0.32864 | 0.21191 | 0.34477 | 1659.5526 | 24893.2896 | 0 | 0 | 0.091878 | 0 | 0.091878 | 0 | 0.111 | 0 | 0.111 | 0 | 3.215 | 5.965 | 3.215 | 5.965
234306-Lighting-Remove 8 Ft Lamp (De-Lamp) - Tr1 | 0.66593 | 0.41302 | 0.76281 | 3596.9821 | 53954.7316 | 0 | 0 | 0.11948 | 0 | 0.11948 | 0 | 0.11977 | 0 | 0.11977 | 0 | 11.8294 | 12.147 | 11.8294 | 12.147
234330-Premium T8 with T12 40 Watt Baseline - Tr1 | 0.56338 | 0.36328 | 0.59103 | 2844.9474 | 42674.2108 | 0 | 0 | 0.091878 | 0 | 0.091878 | 0 | 0.111 | 0 | 0.111 | 0 | 3.215 | 5.965 | 3.215 | 5.965
234306-Lighting-Remove 8 Ft Lamp (De-Lamp) - Tr1 | 1.1416 | 0.70803 | 1.3077 | 6166.255 | 92493.8257 | 0 | 0 | 0.11948 | 0 | 0.11948 | 0 | 0.11977 | 0 | 0.11977 | 0 | 11.8294 | 12.147 | 11.8294 | 12.147
234309-Lighting-Screw in >27 Watt Lamp - Tr1 | 0.038701 | 0.024199 | 0.030963 | 200.1446 | 408.2949 | 0 | 0 | 0.09499 | 0 | 0.09499 | 0 | 0.093478 | 0 | 0.093478 | 0 | 6.0251 | 5.5788 | 6.0251 | 5.5788
234330-Premium T8 with T12 40 Watt Baseline - Tr1 | 0.37559 | 0.24219 | 0.39402 | 1896.6316 | 28449.4739 | 0 | 0 | 0.091878 | 0 | 0.091878 | 0 | 0.111 | 0 | 0.111 | 0 | 3.215 | 5.965 | 3.215 | 5.965
234303-Lighting-Remove 4 Ft Lamp (De-Lamp) - Tr1 | 0 | 0 | 0.29573 | 1538.4682 | 23077.0237 | -28.7796 | -431.6935 | 0 | 1.8697 | 0 | 1.8697 | 0 | 2.0472 | 0 | 2.0472 | -1.5153 | -1.2232 | -1.5153 | -1.2232
234306-Lighting-Remove 8 Ft Lamp (De-Lamp) - Tr1 | 0.38053 | 0.23601 | 0.43589 | 2055.4183 | 30831.2752 | 0 | 0 | 0.11948 | 0 | 0.11948 | 0 | 0.11977 | 0 | 0.11977 | 0 | 11.8294 | 12.147 | 11.8294 | 12.147
234286-Lighting-Occpncy Snsr-Hi-Bay integrated Snsr-Tr2 | 1.9956 | 1.2868 | 3.1727 | 10077.1504 | 80617.203 | 0 | 0 | 0.099462 | 0 | 0.099462 | 0 | 0.11314 | 0 | 0.11314 | 0 | 4.8202 | 10.1569 | 4.8202 | 10.1569
234287-Lighting-Occpncy Snsr-Hi-Bay integrated Snsr-Tr3 | 8.0126 | 5.1667 | 9.5764 | 40461.96 | 323695.68 | 0 | 0 | 0.10201 | 0 | 0.10201 | 0 | 0.11434 | 0 | 0.11434 | 0 | 5.3433 | 11.2502 | 5.3433 | 11.2502
234286-Lighting-Occpncy Snsr-Hi-Bay integrated Snsr-Tr2 | 11.225 | 7.2382 | 17.8464 | 56683.9708 | 453471.7668 | 0 | 0 | 0.099462 | 0 | 0.099462 | 0 | 0.11314 | 0 | 0.11314 | 0 | 4.8202 | 10.1569 | 4.8202 | 10.1569
234360-Lighting-IntrHiByLnrFlscntFxtr244wrplc400w(TrI)Tr1 | 0 | 0 | 0.85179 | 0 | 0 | -27.0488 | -405.7317 | 0 | 6.1844 | 0 | 6.1844 | 0 | 4.1881 | 0 | 4.1881 | -0.22269 | -0.36788 | -0.22269 | -0.36788
234285-Lighting-Occpncy Snsr-Hi-Bay integrated Snsr-Tr1 | 13.3268 | 8.5935 | 13.0528 | 67297.586 | 538380.688 | 0 | 0 | 0.10991 | 0 | 0.10991 | 0 | 0.1181 | 0 | 0.1181 | 0 | 8.051 | 16.9575 | 8.051 | 16.9575
234295-Lighting-Occupancy Sensor-Wallbox Lghtng Snsr-Tr2 | 0 | 0 | 0 | 0 | 0 | 0 | 0 | 0 | 0 | 0 | 0 | 0 | 0 | 0 | 0 | 0 | 0 | 0 | 0
234286-Lighting-Occpncy Snsr-Hi-Bay integrated Snsr-Tr2 | 4.9889 | 3.217 | 7.9317 | 25192.8759 | 201543.0075 | 0 | 0 | 0.099462 | 0 | 0.099462 | 0 | 0.11314 | 0 | 0.11314 | 0 | 4.8202 | 10.1569 | 4.8202 | 10.1569
234312-Lighting-Screw in 14-26 Watt Lamp - Tr1 | 0 | 0 | 11.0619 | 55084.7257 | 136059.2724 | -743.9522 | -1837.5619 | 0 | 2.7417 | 0 | 2.7417 | 0 | 2.9173 | 0 | 2.9173 | -0.42547 | -0.38987 | -0.42547 | -0.38987
234216-Lighting-Hrdwr Incan Base 27-65w Flrscnt Fxtr -Tr1 | 12.3539 | 7.9661 | 12.7965 | 62384.7193 | 935770.7898 | 0 | 0 | 0.12297 | 0 | 0.12297 | 0 | 0.12296 | 0 | 0.12296 | 0 | 12.8371 | 12.8296 | 12.8371 | 12.8296
234330-Premium T8 with T12 40 Watt Baseline - Tr1 | 0.30516 | 0.19678 | 0.32014 | 1541.0132 | 23115.1975 | 0 | 0 | 0.091878 | 0 | 0.091878 | 0 | 0.111 | 0 | 0.111 | 0 | 3.215 | 5.965 | 3.215 | 5.965
234207-Lighting-8 Ft T-8 with Elec Ballast-Tr1 | 0.14171 | 0.091379 | 0.15439 | 715.6129 | 10734.1939 | 0 | 0 | 0.032441 | 0 | 0.032441 | 0 | 0.065463 | 0 | 0.065463 | 0 | 1.3215 | 1.9642 | 1.3215 | 1.9642
234303-Lighting-Remove 4 Ft Lamp (De-Lamp) - Tr1 | 0 | 0 | 0.18483 | 961.5427 | 14423.1398 | -17.9872 | -269.8085 | 0 | 1.8697 | 0 | 1.8697 | 0 | 2.0472 | 0 | 2.0472 | -1.5153 | -1.2232 | -1.5153 | -1.2232
234140-Low Flow Showerhead | 0.68385 | 0.62352 | 1.1498 | 5226.2223 | 52262.223 | 601.7592 | 6017.592 | 0.056057 | 0.44486 | 0.056057 | 0.44486 | 0.078736 | 0.62484 | 0.078736 | 0.62484 | 1.9536 | 3.1807 | 1.9536 | 3.1807
234285-Lighting-Occpncy Snsr-Hi-Bay integrated Snsr-Tr1 | 5.414 | 3.4911 | 5.3027 | 27339.6443 | 218717.1545 | 0 | 0 | 0.10991 | 0 | 0.10991 | 0 | 0.1181 | 0 | 0.1181 | 0 | 8.051 | 16.9575 | 8.051 | 16.9575
234286-Lighting-Occpncy Snsr-Hi-Bay integrated Snsr-Tr2 | 2.7439 | 1.7693 | 4.3624 | 13856.0818 | 110848.6541 | 0 | 0 | 0.099462 | 0 | 0.099462 | 0 | 0.11314 | 0 | 0.11314 | 0 | 4.8202 | 10.1569 | 4.8202 | 10.1569
234330-Premium T8 with T12 40 Watt Baseline - Tr1 | 1.5023 | 0.96875 | 1.5761 | 7586.5264 | 113797.8955 | 0 | 0 | 0.093473 | 0 | 0.093473 | 0 | 0.1126 | 0 | 0.1126 | 0 | 3.2535 | 6.0363 | 3.2535 | 6.0363
234294-Lighting-Occupancy Sensor-Wallbox Lghtng Snsr-Tr1 | 0.43215 | 0.26802 | 1.9238 | 2334.2483 | 18673.9862 | 0 | 0 | 0.086393 | 0 | 0.086393 | 0 | 0.088118 | 0 | 0.088118 | 0 | 3.2717 | 3.4271 | 3.2717 | 3.4271
234285-Lighting-Occpncy Snsr-Hi-Bay integrated Snsr-Tr1 | 19.9902 | 12.8902 | 19.5792 | 100946.379 | 807571.032 | 0 | 0 | 0.1116 | 0 | 0.1116 | 0 | 0.11979 | 0 | 0.11979 | 0 | 8.1595 | 17.186 | 8.1595 | 17.186
234360-Lighting-IntrHiByLnrFlscntFxtr244wrplc400w(TrI)Tr1 | 0 | 0 | 0.68143 | 0 | 0 | -21.639 | -324.5854 | 0 | 6.1844 | 0 | 6.1844 | 0 | 4.1881 | 0 | 4.1881 | -0.22269 | -0.36788 | -0.22269 | -0.36788
234285-Lighting-Occpncy Snsr-Hi-Bay integrated Snsr-Tr1 | 1.6658 | 1.0742 | 1.6316 | 8412.1983 | 67297.586 | 0 | 0 | 0.10991 | 0 | 0.10991 | 0 | 0.1181 | 0 | 0.1181 | 0 | 8.051 | 16.9575 | 8.051 | 16.9575
234330-Premium T8 with T12 40 Watt Baseline - Tr1 | 0.37559 | 0.24219 | 0.39402 | 1896.6316 | 28449.4739 | 0 | 0 | 0.091878 | 0 | 0.091878 | 0 | 0.111 | 0 | 0.111 | 0 | 3.215 | 5.965 | 3.215 | 5.965
234331-Premium T8 with T12 40 Watt Baseline - Tr2 | 0.45693 | 0.29464 | 0.68085 | 2307.3916 | 34610.8742 | 0 | 0 | 0.07546 | 0 | 0.07546 | 0 | 0.10924 | 0 | 0.10924 | 0 | 2.3033 | 5.529 | 2.3033 | 5.529
234330-Premium T8 with T12 40 Watt Baseline - Tr1 | 1.8075 | 1.1655 | 1.8962 | 9127.5395 | 136913.0931 | 0 | 0 | 0.091878 | 0 | 0.091878 | 0 | 0.111 | 0 | 0.111 | 0 | 3.215 | 5.965 | 3.215 | 5.965
234049-Lighting-LED Exit Sign New Sign | 0 | 0 | 0 | 0 | 0 | 0 | 0 | 0 | 0 | 0 | 0 | 0 | 0 | 0 | 0 | 0 | 0 | 0 | 0
234332-Premium T8 with T12 40 Watt Baseline - Tr3 | 0.11154 | 0.071923 | 0.21088 | 563.2485 | 8448.7282 | 0 | 0 | 0.093354 | 0 | 0.093354 | 0 | 0.11042 | 0 | 0.11042 | 0 | 3.3337 | 5.8139 | 3.3337 | 5.8139
234201-Lighting-2 Ft 2nd Gen T-8 with Elec Ballast-Tr1 | 0.69256 | 0.44658 | 0.66296 | 3497.3028 | 52459.5421 | 0 | 0 | 0.081733 | 0 | 0.081733 | 0 | 0.10557 | 0 | 0.10557 | 0 | 2.5832 | 4.7996 | 2.5832 | 4.7996
234330-Premium T8 with T12 40 Watt Baseline - Tr1 | 2.676 | 1.7256 | 2.8074 | 13513.5001 | 202702.5014 | 0 | 0 | 0.091878 | 0 | 0.091878 | 0 | 0.111 | 0 | 0.111 | 0 | 3.215 | 5.965 | 3.215 | 5.965
234286-Lighting-Occpncy Snsr-Hi-Bay integrated Snsr-Tr2 | 0.99778 | 0.64339 | 1.5863 | 5038.5752 | 40308.6015 | 0 | 0 | 0.10115 | 0 | 0.10115 | 0 | 0.11483 | 0 | 0.11483 | 0 | 4.8852 | 10.2937 | 4.8852 | 10.2937
234201-Lighting-2 Ft 2nd Gen T-8 with Elec Ballast-Tr1 | 0.09444 | 0.060898 | 0.090404 | 476.9049 | 7153.5739 | 0 | 0 | 0.081733 | 0 | 0.081733 | 0 | 0.10557 | 0 | 0.10557 | 0 | 2.5832 | 4.7996 | 2.5832 | 4.7996
234330-Premium T8 with T12 40 Watt Baseline - Tr1 | 1.6901 | 1.0898 | 1.7731 | 8534.8422 | 128022.6325 | 0 | 0 | 0.091878 | 0 | 0.091878 | 0 | 0.111 | 0 | 0.111 | 0 | 3.215 | 5.965 | 3.215 | 5.965
234330-Premium T8 with T12 40 Watt Baseline - Tr1 | 0.84507 | 0.54492 | 0.88655 | 4267.4211 | 64011.3162 | 0 | 0 | 0.091878 | 0 | 0.091878 | 0 | 0.111 | 0 | 0.111 | 0 | 3.215 | 5.965 | 3.215 | 5.965
234303-Lighting-Remove 4 Ft Lamp (De-Lamp) - Tr1 | 0 | 0 | 0.48056 | 2500.0109 | 37500.1635 | -46.7668 | -701.502 | 0 | 1.8697 | 0 | 1.8697 | 0 | 2.0472 | 0 | 2.0472 | -1.5153 | -1.2232 | -1.5153 | -1.2232
234360-Lighting-IntrHiByLnrFlscntFxtr244wrplc400w(TrI)Tr1 | 0 | 0 | 1.3629 | 0 | 0 | -43.278 | -649.1707 | 0 | 6.1844 | 0 | 6.1844 | 0 | 4.1881 | 0 | 4.1881 | -0.22269 | -0.36788 | -0.22269 | -0.36788
234285-Lighting-Occpncy Snsr-Hi-Bay integrated Snsr-Tr1 | 3.3317 | 2.1484 | 3.2632 | 16824.3965 | 134595.172 | 0 | 0 | 0.10991 | 0 | 0.10991 | 0 | 0.1181 | 0 | 0.1181 | 0 | 8.051 | 16.9575 | 8.051 | 16.9575
234330-Premium T8 with T12 40 Watt Baseline - Tr1 | 0.046948 | 0.030273 | 0.049253 | 237.0789 | 3556.1842 | 0 | 0 | 0.093473 | 0 | 0.093473 | 0 | 0.1126 | 0 | 0.1126 | 0 | 3.2535 | 6.0363 | 3.2535 | 6.0363
234294-Lighting-Occupancy Sensor-Wallbox Lghtng Snsr-Tr1 | 0 | 0 | 0 | 0 | 0 | 0 | 0 | 0 | 0 | 0 | 0 | 0 | 0 | 0 | 0 | 0 | 0 | 0 | 0
234285-Lighting-Occpncy Snsr-Hi-Bay integrated Snsr-Tr1 | 4.5811 | 2.954 | 4.4869 | 23133.5452 | 185068.3615 | 0 | 0 | 0.1116 | 0 | 0.1116 | 0 | 0.11979 | 0 | 0.11979 | 0 | 8.1595 | 17.186 | 8.1595 | 17.186
234084-Refrigeration -Cooler/Freezer Door Gaskets - Solid Doors: Cooler | 0.34743 | 0.29055 | 0.29971 | 2622.114 | 10488.456 | 0 | 0 | 0.097867 | 0 | 0.097867 | 0 | 0.093108 | 0 | 0.093108 | 0 | 11.3458 | 7.548 | 11.3458 | 7.548
234084-Refrigeration -Cooler/Freezer Door Gaskets - Solid Doors: Cooler | 0.68432 | 0.57229 | 0.59033 | 5164.77 | 20659.08 | 0 | 0 | 0.097872 | 0 | 0.097872 | 0 | 0.093126 | 0 | 0.093126 | 0 | 11.3511 | 7.5579 | 11.3511 | 7.5579
234085-Refrigeration -Strip Curtains for Walk-ins | 0 | 0 | 0 | 0 | 0 | 0 | 0 | 0 | 0 | 0 | 0 | 0 | 0 | 0 | 0 | 0 | 0 | 0 | 0
234084-Refrigeration -Cooler/Freezer Door Gaskets - Solid Doors: Cooler | 0.58957 | 0.49305 | 0.50859 | 4449.648 | 17798.592 | 0 | 0 | 0.096089 | 0 | 0.096089 | 0 | 0.091312 | 0 | 0.091312 | 0 | 11.1519 | 7.4113 | 11.1519 | 7.4113
234084-Refrigeration -Cooler/Freezer Door Gaskets - Solid Doors: Cooler | 1.2423 | 1.0389 | 1.0717 | 9376.044 | 37504.176 | 0 | 0 | 0.096098 | 0 | 0.096098 | 0 | 0.091351 | 0 | 0.091351 | 0 | 11.1628 | 7.4314 | 11.1628 | 7.4314
234084-Refrigeration -Cooler/Freezer Door Gaskets - Solid Doors: Cooler | 1.0002 | 0.83643 | 0.86279 | 7548.51 | 30194.04 | 0 | 0 | 0.096098 | 0 | 0.096098 | 0 | 0.09135 | 0 | 0.09135 | 0 | 11.1627 | 7.4311 | 11.1627 | 7.4311
234116-Refrigeration -Cooler/Freezer Door Gaskets - Solid Doors: Freezer | 0.27373 | 0.22892 | 0.23613 | 2065.908 | 8263.632 | 0 | 0 | 0.091306 | 0 | 0.091306 | 0 | 0.090956 | 0 | 0.090956 | 0 | 7.4084 | 7.2308 | 7.4084 | 7.2308
234084-Refrigeration -Cooler/Freezer Door Gaskets - Solid Doors: Cooler | 0.43165 | 0.36099 | 0.37236 | 3257.778 | 13031.112 | 0 | 0 | 0.096098 | 0 | 0.096098 | 0 | 0.091349 | 0 | 0.091349 | 0 | 11.1625 | 7.4308 | 11.1625 | 7.4308
234116-Refrigeration -Cooler/Freezer Door Gaskets - Solid Doors: Freezer | 0.084224 | 0.070436 | 0.072656 | 635.664 | 2542.656 | 0 | 0 | 0.091105 | 0 | 0.091105 | 0 | 0.090117 | 0 | 0.090117 | 0 | 7.3051 | 6.8377 | 7.3051 | 6.8377
234067-Refrigeration - Food Service -Auto Closer for Main Cooler Doors | 0.099706 | 0.083383 | 0.14556 | 752.5063 | 6020.0504 | -0.037362 | -0.2989 | 0.045823 | 0.88635 | 0.045823 | 0.88635 | 0.088197 | 0.88635 | 0.088197 | 0.88635 | 1.7077 | 4.9518 | 1.7077 | 4.9518
234085-Refrigeration -Strip Curtains for Walk-ins | 0.80355 | 0.57537 | 0.6095 | 5347.5 | 21390 | 0 | 0 | 0.099448 | 0 | 0.099448 | 0 | 0.1038 | 0 | 0.1038 | 0 | 12.9733 | 27.2749 | 12.9733 | 27.2749
234084-Refrigeration -Cooler/Freezer Door Gaskets - Solid Doors: Cooler | 0.5264 | 0.44023 | 0.4541 | 3972.9 | 15891.6 | 0 | 0 | 0.096048 | 0 | 0.096048 | 0 | 0.091142 | 0 | 0.091142 | 0 | 11.1041 | 7.3239 | 11.1041 | 7.3239
234067-Refrigeration - Food Service -Auto Closer for Main Cooler Doors | 0.099706 | 0.083383 | 0.14556 | 752.5063 | 6020.0504 | -0.037362 | -0.2989 | 0.045823 | 0.88635 | 0.045823 | 0.88635 | 0.088197 | 0.88635 | 0.088197 | 0.88635 | 1.7077 | 4.9518 | 1.7077 | 4.9518
234330-Premium T8 with T12 40 Watt Baseline - Tr1 | 0.28169 | 0.18164 | 0.29552 | 1422.4737 | 21337.1054 | 0 | 0 | 0.091878 | 0 | 0.091878 | 0 | 0.111 | 0 | 0.111 | 0 | 3.215 | 5.965 | 3.215 | 5.965
234014-Lighting-Exterior >176w Incan Base HID | 0.31061 | 0.28159 | 0 | 27689.0185 | 415335.277 | 0 | 0 | 0.08759 | 0 | 0.08759 | 0 | 0.08759 | 0 | 0.08759 | 0 | 13.7104 | 13.7104 | 13.7104 | 13.7104
234287-Lighting-Occpncy Snsr-Hi-Bay integrated Snsr-Tr3 | 4.697 | 3.0288 | 5.6138 | 23719.08 | 189752.64 | 0 | 0 | 0.10201 | 0 | 0.10201 | 0 | 0.11434 | 0 | 0.11434 | 0 | 5.3433 | 11.2502 | 5.3433 | 11.2502
234085-Refrigeration -Strip Curtains for Walk-ins | 0.7714 | 0.55235 | 0.58512 | 5133.6 | 20534.4 | 0 | 0 | 0.099384 | 0 | 0.099384 | 0 | 0.10368 | 0 | 0.10368 | 0 | 12.8726 | 26.4691 | 12.8726 | 26.4691
234084-Refrigeration -Cooler/Freezer Door Gaskets - Solid Doors: Cooler | 0.43165 | 0.36099 | 0.37236 | 3257.778 | 13031.112 | 0 | 0 | 0.096092 | 0 | 0.096092 | 0 | 0.091325 | 0 | 0.091325 | 0 | 11.1557 | 7.4182 | 11.1557 | 7.4182
234067-Refrigeration - Food Service -Auto Closer for Main Cooler Doors | 0.099706 | 0.083383 | 0.14556 | 752.5063 | 6020.0504 | -0.037362 | -0.2989 | 0.045823 | 0.88635 | 0.045823 | 0.88635 | 0.088197 | 0.88635 | 0.088197 | 0.88635 | 1.7077 | 4.9518 | 1.7077 | 4.9518
234085-Refrigeration -Strip Curtains for Walk-ins | 1.3178 | 0.9436 | 0.99958 | 8769.9 | 35079.6 | 0 | 0 | 0.10126 | 0 | 0.10126 | 0 | 0.10561 | 0 | 0.10561 | 0 | 13.1895 | 27.7188 | 13.1895 | 27.7188
234084-Refrigeration -Cooler/Freezer Door Gaskets - Solid Doors: Cooler | 0.70538 | 0.5899 | 0.60849 | 5323.686 | 21294.744 | 0 | 0 | 0.097846 | 0 | 0.097846 | 0 | 0.09302 | 0 | 0.09302 | 0 | 11.3207 | 7.5018 | 11.3207 | 7.5018
234116-Refrigeration -Cooler/Freezer Door Gaskets - Solid Doors: Freezer | 0.1895 | 0.15848 | 0.16348 | 1430.244 | 5720.976 | 0 | 0 | 0.093034 | 0 | 0.093034 | 0 | 0.092544 | 0 | 0.092544 | 0 | 7.5094 | 7.2602 | 7.5094 | 7.2602
234084-Refrigeration -Cooler/Freezer Door Gaskets - Solid Doors: Cooler | 0.81066 | 0.67795 | 0.69931 | 6118.266 | 24473.064 | 0 | 0 | 0.096075 | 0 | 0.096075 | 0 | 0.091254 | 0 | 0.091254 | 0 | 11.1355 | 7.3811 | 11.1355 | 7.3811
234116-Refrigeration -Cooler/Freezer Door Gaskets - Solid Doors: Freezer | 0.13686 | 0.11446 | 0.11807 | 1032.954 | 4131.816 | 0 | 0 | 0.091355 | 0 | 0.091355 | 0 | 0.091158 | 0 | 0.091158 | 0 | 7.4336 | 7.3319 | 7.4336 | 7.3319
234389-Ice Machines 301-400 - Energy Star | 0.055283 | 0.042782 | 0.049 | 479.5 | 4795 | 0 | 0 | 0.043396 | 0 | 0.043396 | 0 | 0.085489 | 0 | 0.085489 | 0 | 1.6782 | 4.9048 | 1.6782 | 4.9048
234379-Ice Machines 1001-1500 - CEE Tier III | 0.20991 | 0.16245 | 0.1869 | 1820.7 | 18207 | 0 | 0 | 0.055997 | 0 | 0.055997 | 0 | 0.079622 | 0 | 0.079622 | 0 | 2.0298 | 3.5892 | 2.0298 | 3.5892
234331-Premium T8 with T12 40 Watt Baseline - Tr2 | 0.75067 | 0.48405 | 1.1185 | 3790.7148 | 56860.7219 | 0 | 0 | 0.077055 | 0 | 0.077055 | 0 | 0.11083 | 0 | 0.11083 | 0 | 2.3309 | 5.5951 | 2.3309 | 5.5951
234328-Premium T8 with T12 34Watt Baseline - Tr2 | 0 | 0 | 0 | 0 | 0 | 0 | 0 | 0 | 0 | 0 | 0 | 0 | 0 | 0 | 0 | 0 | 0 | 0 | 0
234304-Lighting-Remove 4 Ft Lamp (De-Lamp) - Tr2 | 0 | 0 | 0 | 0 | 0 | 0 | 0 | 0 | 0 | 0 | 0 | 0 | 0 | 0 | 0 | 0 | 0 | 0 | 0
234330-Premium T8 with T12 40 Watt Baseline - Tr1 | 0.37559 | 0.24219 | 0.39402 | 1896.6316 | 28449.4739 | 0 | 0 | 0.091878 | 0 | 0.091878 | 0 | 0.111 | 0 | 0.111 | 0 | 3.215 | 5.965 | 3.215 | 5.965
234303-Lighting-Remove 4 Ft Lamp (De-Lamp) - Tr1 | 0 | 0 | 0.59146 | 3076.9365 | 46154.0474 | -57.5591 | -863.3871 | 0 | 1.8697 | 0 | 1.8697 | 0 | 2.0472 | 0 | 2.0472 | -1.5153 | -1.2232 | -1.5153 | -1.2232
234085-Refrigeration -Strip Curtains for Walk-ins | 0.7714 | 0.55235 | 0.58512 | 5133.6 | 20534.4 | 0 | 0 | 0.10122 | 0 | 0.10122 | 0 | 0.10554 | 0 | 0.10554 | 0 | 13.1293 | 27.2326 | 13.1293 | 27.2326
234084-Refrigeration -Cooler/Freezer Door Gaskets - Solid Doors: Cooler | 0.43165 | 0.36099 | 0.37236 | 3257.778 | 13031.112 | 0 | 0 | 0.09786 | 0 | 0.09786 | 0 | 0.093077 | 0 | 0.093077 | 0 | 11.337 | 7.5318 | 11.337 | 7.5318
234330-Premium T8 with T12 40 Watt Baseline - Tr1 | 0.37559 | 0.24219 | 0.39402 | 1896.6316 | 28449.4739 | 0 | 0 | 0.091878 | 0 | 0.091878 | 0 | 0.111 | 0 | 0.111 | 0 | 3.215 | 5.965 | 3.215 | 5.965
234303-Lighting-Remove 4 Ft Lamp (De-Lamp) - Tr1 | 0 | 0 | 0.4436 | 2307.7024 | 34615.5355 | -43.1694 | -647.5403 | 0 | 1.8697 | 0 | 1.8697 | 0 | 2.0472 | 0 | 2.0472 | -1.5153 | -1.2232 | -1.5153 | -1.2232
234285-Lighting-Occpncy Snsr-Hi-Bay integrated Snsr-Tr1 | 8.7457 | 5.6395 | 8.5659 | 44164.0408 | 353312.3265 | 0 | 0 | 0.10991 | 0 | 0.10991 | 0 | 0.1181 | 0 | 0.1181 | 0 | 8.051 | 16.9575 | 8.051 | 16.9575
234084-Refrigeration -Cooler/Freezer Door Gaskets - Solid Doors: Cooler | 0.58957 | 0.49305 | 0.50859 | 4449.648 | 17798.592 | 0 | 0 | 0.096081 | 0 | 0.096081 | 0 | 0.091277 | 0 | 0.091277 | 0 | 11.1419 | 7.393 | 11.1419 | 7.393
234084-Refrigeration -Cooler/Freezer Door Gaskets - Solid Doors: Cooler | 0.68432 | 0.57229 | 0.59033 | 5164.77 | 20659.08 | 0 | 0 | 0.097875 | 0 | 0.097875 | 0 | 0.093139 | 0 | 0.093139 | 0 | 11.3549 | 7.5648 | 11.3549 | 7.5648
234285-Lighting-Occpncy Snsr-Hi-Bay integrated Snsr-Tr1 | 161.5874 | 104.1958 | 158.265 | 815983.2303 | 6527865.8421 | 0 | 0 | 0.1116 | 0 | 0.1116 | 0 | 0.11979 | 0 | 0.11979 | 0 | 8.1595 | 17.186 | 8.1595 | 17.186
234330-Premium T8 with T12 40 Watt Baseline - Tr1 | 0.89202 | 0.5752 | 0.9358 | 4504.5 | 67567.5005 | 0 | 0 | 0.091878 | 0 | 0.091878 | 0 | 0.111 | 0 | 0.111 | 0 | 3.215 | 5.965 | 3.215 | 5.965
234330-Premium T8 with T12 40 Watt Baseline - Tr1 | 0.28169 | 0.18164 | 0.29552 | 1422.4737 | 21337.1054 | 0 | 0 | 0.091878 | 0 | 0.091878 | 0 | 0.111 | 0 | 0.111 | 0 | 3.215 | 5.965 | 3.215 | 5.965
234303-Lighting-Remove 4 Ft Lamp (De-Lamp) - Tr1 | 0 | 0 | 0.4436 | 2307.7024 | 34615.5355 | -43.1694 | -647.5403 | 0 | 1.8697 | 0 | 1.8697 | 0 | 2.0472 | 0 | 2.0472 | -1.5153 | -1.2232 | -1.5153 | -1.2232
234330-Premium T8 with T12 40 Watt Baseline - Tr1 | 0.49296 | 0.31787 | 0.51715 | 2489.329 | 37339.9345 | 0 | 0 | 0.091878 | 0 | 0.091878 | 0 | 0.111 | 0 | 0.111 | 0 | 3.215 | 5.965 | 3.215 | 5.965
234303-Lighting-Remove 4 Ft Lamp (De-Lamp) - Tr1 | 0 | 0 | 0.77629 | 4038.4791 | 60577.1872 | -75.5464 | -1133.1956 | 0 | 1.8697 | 0 | 1.8697 | 0 | 2.0472 | 0 | 2.0472 | -1.5153 | -1.2232 | -1.5153 | -1.2232
234294-Lighting-Occupancy Sensor-Wallbox Lghtng Snsr-Tr1 | 10.4048 | 6.4532 | 46.3199 | 56201.5163 | 449612.1302 | 0 | 0 | 0.086393 | 0 | 0.086393 | 0 | 0.088118 | 0 | 0.088118 | 0 | 3.2717 | 3.4271 | 3.2717 | 3.4271
234330-Premium T8 with T12 40 Watt Baseline - Tr1 | 0.16432 | 0.10596 | 0.17238 | 829.7763 | 12446.6448 | 0 | 0 | 0.091878 | 0 | 0.091878 | 0 | 0.111 | 0 | 0.111 | 0 | 3.215 | 5.965 | 3.215 | 5.965
234303-Lighting-Remove 4 Ft Lamp (De-Lamp) - Tr1 | 0 | 0 | 0.25876 | 1346.1597 | 20192.3957 | -25.1821 | -377.7319 | 0 | 1.8697 | 0 | 1.8697 | 0 | 2.0472 | 0 | 2.0472 | -1.5153 | -1.2232 | -1.5153 | -1.2232
234331-Premium T8 with T12 40 Watt Baseline - Tr2 | 0.065275 | 0.042091 | 0.097264 | 329.6274 | 4944.4106 | 0 | 0 | 0.07546 | 0 | 0.07546 | 0 | 0.10924 | 0 | 0.10924 | 0 | 2.3033 | 5.529 | 2.3033 | 5.529
234330-Premium T8 with T12 40 Watt Baseline - Tr1 | 0.14084 | 0.09082 | 0.14776 | 711.2368 | 10668.5527 | 0 | 0 | 0.091878 | 0 | 0.091878 | 0 | 0.111 | 0 | 0.111 | 0 | 3.215 | 5.965 | 3.215 | 5.965
234303-Lighting-Remove 4 Ft Lamp (De-Lamp) - Tr1 | 0 | 0 | 0 | 0 | 0 | 0 | 0 | 0 | 0 | 0 | 0 | 0 | 0 | 0 | 0 | 0 | 0 | 0 | 0
234330-Premium T8 with T12 40 Watt Baseline - Tr1 | 1.2207 | 0.78711 | 1.2806 | 6164.0527 | 92460.7901 | 0 | 0 | 0.091878 | 0 | 0.091878 | 0 | 0.111 | 0 | 0.111 | 0 | 3.215 | 5.965 | 3.215 | 5.965
234330-Premium T8 with T12 40 Watt Baseline - Tr1 | 0.28169 | 0.18164 | 0.29552 | 1422.4737 | 21337.1054 | 0 | 0 | 0.091878 | 0 | 0.091878 | 0 | 0.111 | 0 | 0.111 | 0 | 3.215 | 5.965 | 3.215 | 5.965
234207-Lighting-8 Ft T-8 with Elec Ballast-Tr1 | 0.077297 | 0.049843 | 0.084215 | 390.3343 | 5855.0148 | 0 | 0 | 0.032441 | 0 | 0.032441 | 0 | 0.065463 | 0 | 0.065463 | 0 | 1.3215 | 1.9642 | 1.3215 | 1.9642
234085-Refrigeration -Strip Curtains for Walk-ins | 2.6999 | 1.9332 | 2.0479 | 17967.6 | 71870.4 | 0 | 0 | 0.10125 | 0 | 0.10125 | 0 | 0.10559 | 0 | 0.10559 | 0 | 13.1693 | 27.5539 | 13.1693 | 27.5539
234084-Refrigeration -Cooler/Freezer Door Gaskets - Solid Doors: Cooler | 1.4739 | 1.2326 | 1.2715 | 11124.12 | 44496.48 | 0 | 0 | 0.097869 | 0 | 0.097869 | 0 | 0.093116 | 0 | 0.093116 | 0 | 11.3482 | 7.5524 | 11.3482 | 7.5524
234116-Refrigeration -Cooler/Freezer Door Gaskets - Solid Doors: Freezer | 0.38954 | 0.32577 | 0.33603 | 2939.946 | 11759.784 | 0 | 0 | 0.093126 | 0 | 0.093126 | 0 | 0.092924 | 0 | 0.092924 | 0 | 7.5576 | 7.452 | 7.5576 | 7.452
234067-Refrigeration - Food Service -Auto Closer for Main Cooler Doors | 0.49853 | 0.41692 | 0.72778 | 3762.5315 | 30100.252 | -0.18681 | -1.4945 | 0.047246 | 0.89663 | 0.047246 | 0.89663 | 0.089621 | 0.89663 | 0.089621 | 0.89663 | 1.7297 | 5.0155 | 1.7297 | 5.0155
234085-Refrigeration -Strip Curtains for Walk-ins | 0.73926 | 0.52934 | 0.56074 | 4919.7 | 19678.8 | 0 | 0 | 0.099368 | 0 | 0.099368 | 0 | 0.10366 | 0 | 0.10366 | 0 | 12.8495 | 26.2888 | 12.8495 | 26.2888
234084-Refrigeration -Cooler/Freezer Door Gaskets - Solid Doors: Cooler | 1.2739 | 1.0653 | 1.0989 | 9614.418 | 38457.672 | 0 | 0 | 0.096092 | 0 | 0.096092 | 0 | 0.091323 | 0 | 0.091323 | 0 | 11.1549 | 7.4169 | 11.1549 | 7.4169
234116-Refrigeration -Cooler/Freezer Door Gaskets - Solid Doors: Freezer | 0.92647 | 0.7748 | 0.79922 | 6992.304 | 27969.216 | 0 | 0 | 0.091402 | 0 | 0.091402 | 0 | 0.091355 | 0 | 0.091355 | 0 | 7.4584 | 7.4338 | 7.4584 | 7.4338
234067-Refrigeration - Food Service -Auto Closer for Main Cooler Doors | 0.099706 | 0.083383 | 0.14556 | 752.5063 | 6020.0504 | -0.037362 | -0.2989 | 0.045823 | 0.88635 | 0.045823 | 0.88635 | 0.088197 | 0.88635 | 0.088197 | 0.88635 | 1.7077 | 4.9518 | 1.7077 | 4.9518
234084-Refrigeration -Cooler/Freezer Door Gaskets - Solid Doors: Cooler | 0.8633 | 0.72197 | 0.74472 | 6515.556 | 26062.224 | 0 | 0 | 0.096077 | 0 | 0.096077 | 0 | 0.091263 | 0 | 0.091263 | 0 | 11.1381 | 7.386 | 11.1381 | 7.386
234116-Refrigeration -Cooler/Freezer Door Gaskets - Solid Doors: Freezer | 0.28426 | 0.23772 | 0.24521 | 2145.366 | 8581.464 | 0 | 0 | 0.091398 | 0 | 0.091398 | 0 | 0.09134 | 0 | 0.09134 | 0 | 7.4565 | 7.4259 | 7.4565 | 7.4259
234331-Premium T8 with T12 40 Watt Baseline - Tr2 | 0.032638 | 0.021046 | 0.048632 | 164.8137 | 2472.2053 | 0 | 0 | 0.07546 | 0 | 0.07546 | 0 | 0.10924 | 0 | 0.10924 | 0 | 2.3033 | 5.529 | 2.3033 | 5.529
234085-Refrigeration -Strip Curtains for Walk-ins | 1.3178 | 0.9436 | 0.99958 | 8769.9 | 35079.6 | 0 | 0 | 0.10122 | 0 | 0.10122 | 0 | 0.10553 | 0 | 0.10553 | 0 | 13.1231 | 27.1833 | 13.1231 | 27.1833
234084-Refrigeration -Cooler/Freezer Door Gaskets - Solid Doors: Cooler | 0.64221 | 0.53708 | 0.554 | 4846.938 | 19387.752 | 0 | 0 | 0.097863 | 0 | 0.097863 | 0 | 0.09309 | 0 | 0.09309 | 0 | 11.3408 | 7.5387 | 11.3408 | 7.5387
234116-Refrigeration -Cooler/Freezer Door Gaskets - Solid Doors: Freezer | 0.1895 | 0.15848 | 0.16348 | 1430.244 | 5720.976 | 0 | 0 | 0.093172 | 0 | 0.093172 | 0 | 0.093118 | 0 | 0.093118 | 0 | 7.5824 | 7.5534 | 7.5824 | 7.5534
234067-Refrigeration - Food Service -Auto Closer for Main Cooler Doors | 0.19941 | 0.16677 | 0.29111 | 1505.0126 | 12040.1008 | -0.074725 | -0.5978 | 0.047246 | 0.89663 | 0.047246 | 0.89663 | 0.089621 | 0.89663 | 0.089621 | 0.89663 | 1.7297 | 5.0155 | 1.7297 | 5.0155
234084-Refrigeration -Cooler/Freezer Door Gaskets - Solid Doors: Cooler | 0.47376 | 0.3962 | 0.40869 | 3575.61 | 14302.44 | 0 | 0 | 0.097811 | 0 | 0.097811 | 0 | 0.092876 | 0 | 0.092876 | 0 | 11.2794 | 7.4268 | 11.2794 | 7.4268
234331-Premium T8 with T12 40 Watt Baseline - Tr2 | 0 | 0 | 0 | 0 | 0 | 0 | 0 | 0 | 0 | 0 | 0 | 0 | 0 | 0 | 0 | 0 | 0 | 0 | 0
234286-Lighting-Occpncy Snsr-Hi-Bay integrated Snsr-Tr2 | 4.49 | 2.8953 | 7.1386 | 22673.5883 | 181388.7067 | 0 | 0 | 0.10115 | 0 | 0.10115 | 0 | 0.11483 | 0 | 0.11483 | 0 | 4.8852 | 10.2937 | 4.8852 | 10.2937
234287-Lighting-Occpncy Snsr-Hi-Bay integrated Snsr-Tr3 | 5.2496 | 3.3851 | 6.2742 | 26509.56 | 212076.48 | 0 | 0 | 0.10201 | 0 | 0.10201 | 0 | 0.11434 | 0 | 0.11434 | 0 | 5.3433 | 11.2502 | 5.3433 | 11.2502
234140-Low Flow Showerhead | 0.24385 | 0.22234 | 0.41 | 1863.6142 | 18636.1415 | 214.5808 | 2145.808 | 0.056057 | 0.44486 | 0.056057 | 0.44486 | 0.078736 | 0.62484 | 0.078736 | 0.62484 | 1.9536 | 3.1807 | 1.9536 | 3.1807
234287-Lighting-Occpncy Snsr-Hi-Bay integrated Snsr-Tr3 | 8.8415 | 5.7012 | 10.5671 | 44647.68 | 357181.44 | 0 | 0 | 0.10201 | 0 | 0.10201 | 0 | 0.11434 | 0 | 0.11434 | 0 | 5.3433 | 11.2502 | 5.3433 | 11.2502
234285-Lighting-Occpncy Snsr-Hi-Bay integrated Snsr-Tr1 | 6.2469 | 4.0282 | 6.1185 | 31545.7434 | 252365.9475 | 0 | 0 | 0.10991 | 0 | 0.10991 | 0 | 0.1181 | 0 | 0.1181 | 0 | 8.051 | 16.9575 | 8.051 | 16.9575
234287-Lighting-Occpncy Snsr-Hi-Bay integrated Snsr-Tr3 | 6.6311 | 4.2759 | 7.9253 | 33485.76 | 267886.08 | 0 | 0 | 0.10201 | 0 | 0.10201 | 0 | 0.11434 | 0 | 0.11434 | 0 | 5.3433 | 11.2502 | 5.3433 | 11.2502
234330-Premium T8 with T12 40 Watt Baseline - Tr1 | 0.37559 | 0.24219 | 0.39402 | 1896.6316 | 28449.4739 | 0 | 0 | 0.091878 | 0 | 0.091878 | 0 | 0.111 | 0 | 0.111 | 0 | 3.215 | 5.965 | 3.215 | 5.965
234285-Lighting-Occpncy Snsr-Hi-Bay integrated Snsr-Tr1 | 3.3317 | 2.1484 | 3.2632 | 16824.3965 | 134595.172 | 0 | 0 | 0.10991 | 0 | 0.10991 | 0 | 0.1181 | 0 | 0.1181 | 0 | 8.051 | 16.9575 | 8.051 | 16.9575
234287-Lighting-Occpncy Snsr-Hi-Bay integrated Snsr-Tr3 | 7.1837 | 4.6322 | 8.5857 | 36276.24 | 290209.92 | 0 | 0 | 0.10201 | 0 | 0.10201 | 0 | 0.11434 | 0 | 0.11434 | 0 | 5.3433 | 11.2502 | 5.3433 | 11.2502
234085-Refrigeration -Strip Curtains for Walk-ins | 1.3821 | 0.98963 | 1.0483 | 9197.7 | 36790.8 | 0 | 0 | 0.099414 | 0 | 0.099414 | 0 | 0.10374 | 0 | 0.10374 | 0 | 12.9196 | 26.841 | 12.9196 | 26.841
234084-Refrigeration -Cooler/Freezer Door Gaskets - Solid Doors: Cooler | 0.27373 | 0.22892 | 0.23613 | 2065.908 | 8263.632 | 0 | 0 | 0.096044 | 0 | 0.096044 | 0 | 0.091125 | 0 | 0.091125 | 0 | 11.0993 | 7.3153 | 11.0993 | 7.3153
234084-Refrigeration -Cooler/Freezer Door Gaskets - Solid Doors: Cooler | 0.69485 | 0.5811 | 0.59941 | 5244.228 | 20976.912 | 0 | 0 | 0.096112 | 0 | 0.096112 | 0 | 0.091408 | 0 | 0.091408 | 0 | 11.1791 | 7.4616 | 11.1791 | 7.4616
234084-Refrigeration -Cooler/Freezer Door Gaskets - Solid Doors: Cooler | 0.81066 | 0.67795 | 0.69931 | 6118.266 | 24473.064 | 0 | 0 | 0.09609 | 0 | 0.09609 | 0 | 0.091314 | 0 | 0.091314 | 0 | 11.1526 | 7.4125 | 11.1526 | 7.4125
234085-Refrigeration -Strip Curtains for Walk-ins | 0.57855 | 0.41426 | 0.43884 | 3850.2 | 15400.8 | 0 | 0 | 0.099454 | 0 | 0.099454 | 0 | 0.10381 | 0 | 0.10381 | 0 | 12.9812 | 27.3404 | 12.9812 | 27.3404
234084-Refrigeration -Cooler/Freezer Door Gaskets - Solid Doors: Cooler | 1.7477 | 1.4616 | 1.5076 | 13190.028 | 52760.112 | 0 | 0 | 0.096093 | 0 | 0.096093 | 0 | 0.091329 | 0 | 0.091329 | 0 | 11.1567 | 7.4201 | 11.1567 | 7.4201
234083-Refrigeration -Cooler/Freezer Door Gaskets - Glass Doors | 0.38954 | 0.32577 | 0.33603 | 2939.946 | 11759.784 | 0 | 0 | 0.096073 | 0 | 0.096073 | 0 | 0.091248 | 0 | 0.091248 | 0 | 11.133 | 7.3779 | 11.133 | 7.3779
234067-Refrigeration - Food Service -Auto Closer for Main Cooler Doors | 0.099706 | 0.083383 | 0.14556 | 752.5063 | 6020.0504 | -0.037362 | -0.2989 | 0.045823 | 0.88635 | 0.045823 | 0.88635 | 0.088197 | 0.88635 | 0.088197 | 0.88635 | 1.7077 | 4.9518 | 1.7077 | 4.9518
234085-Refrigeration -Strip Curtains for Walk-ins | 1.0607 | 0.75948 | 0.80454 | 7058.7 | 28234.8 | 0 | 0 | 0.099391 | 0 | 0.099391 | 0 | 0.1037 | 0 | 0.1037 | 0 | 12.8841 | 26.5597 | 12.8841 | 26.5597
234084-Refrigeration -Cooler/Freezer Door Gaskets - Solid Doors: Cooler | 1.3897 | 1.1622 | 1.1988 | 10488.456 | 41953.824 | 0 | 0 | 0.096107 | 0 | 0.096107 | 0 | 0.091386 | 0 | 0.091386 | 0 | 11.1727 | 7.4498 | 11.1727 | 7.4498
234067-Refrigeration - Food Service -Auto Closer for Main Cooler Doors | 0.099706 | 0.083383 | 0.14556 | 752.5063 | 6020.0504 | -0.037362 | -0.2989 | 0.045823 | 0.88635 | 0.045823 | 0.88635 | 0.088197 | 0.88635 | 0.088197 | 0.88635 | 1.7077 | 4.9518 | 1.7077 | 4.9518
234330-Premium T8 with T12 40 Watt Baseline - Tr1 | 1.385 | 0.89307 | 1.453 | 6993.829 | 104907.4349 | 0 | 0 | 0.091878 | 0 | 0.091878 | 0 | 0.111 | 0 | 0.111 | 0 | 3.215 | 5.965 | 3.215 | 5.965
234303-Lighting-Remove 4 Ft Lamp (De-Lamp) - Tr1 | 0 | 0 | 0.6654 | 3461.5536 | 51923.3033 | -64.754 | -971.3105 | 0 | 1.8697 | 0 | 1.8697 | 0 | 2.0472 | 0 | 2.0472 | -1.5153 | -1.2232 | -1.5153 | -1.2232
234360-Lighting-IntrHiByLnrFlscntFxtr244wrplc400w(TrI)Tr1 | 0 | 0 | 1.1925 | 0 | 0 | -37.8683 | -568.0244 | 0 | 6.1844 | 0 | 6.1844 | 0 | 4.1881 | 0 | 4.1881 | -0.22269 | -0.36788 | -0.22269 | -0.36788
234285-Lighting-Occpncy Snsr-Hi-Bay integrated Snsr-Tr1 | 10.828 | 6.9822 | 10.6054 | 54679.2886 | 437434.309 | 0 | 0 | 0.10991 | 0 | 0.10991 | 0 | 0.1181 | 0 | 0.1181 | 0 | 8.051 | 16.9575 | 8.051 | 16.9575
234286-Lighting-Occpncy Snsr-Hi-Bay integrated Snsr-Tr2 | 17.7106 | 11.4202 | 28.1576 | 89434.7096 | 715477.6765 | 0 | 0 | 0.099462 | 0 | 0.099462 | 0 | 0.11314 | 0 | 0.11314 | 0 | 4.8202 | 10.1569 | 4.8202 | 10.1569
234312-Lighting-Screw in 14-26 Watt Lamp - Tr1 | 0 | 0 | 0.34036 | 1694.9146 | 4186.4392 | -22.8908 | -56.5404 | 0 | 2.7417 | 0 | 2.7417 | 0 | 2.9173 | 0 | 2.9173 | -0.42547 | -0.38987 | -0.42547 | -0.38987
234330-Premium T8 with T12 40 Watt Baseline - Tr1 | 0.32864 | 0.21191 | 0.34477 | 1659.5526 | 24893.2896 | 0 | 0 | 0.091878 | 0 | 0.091878 | 0 | 0.111 | 0 | 0.111 | 0 | 3.215 | 5.965 | 3.215 | 5.965
234303-Lighting-Remove 4 Ft Lamp (De-Lamp) - Tr1 | 0 | 0 | 0.36966 | 1923.0853 | 28846.2796 | -35.9745 | -539.6169 | 0 | 1.8697 | 0 | 1.8697 | 0 | 2.0472 | 0 | 2.0472 | -1.5153 | -1.2232 | -1.5153 | -1.2232
234294-Lighting-Occupancy Sensor-Wallbox Lghtng Snsr-Tr1 | 0.13297 | 0.082469 | 0.59195 | 718.2302 | 5745.8419 | 0 | 0 | 0.086393 | 0 | 0.086393 | 0 | 0.088118 | 0 | 0.088118 | 0 | 3.2717 | 3.4271 | 3.2717 | 3.4271
234285-Lighting-Occpncy Snsr-Hi-Bay integrated Snsr-Tr1 | 6.2469 | 4.0282 | 6.1185 | 31545.7434 | 252365.9475 | 0 | 0 | 0.1116 | 0 | 0.1116 | 0 | 0.11979 | 0 | 0.11979 | 0 | 8.1595 | 17.186 | 8.1595 | 17.186
234085-Refrigeration -Strip Curtains for Walk-ins | 1.9928 | 1.4269 | 1.5116 | 13261.8 | 53047.2 | 0 | 0 | 0.099439 | 0 | 0.099439 | 0 | 0.10379 | 0 | 0.10379 | 0 | 12.9582 | 27.1521 | 12.9582 | 27.1521
234084-Refrigeration -Cooler/Freezer Door Gaskets - Solid Doors: Cooler | 1.6424 | 1.3735 | 1.4168 | 12395.448 | 49581.792 | 0 | 0 | 0.096102 | 0 | 0.096102 | 0 | 0.091366 | 0 | 0.091366 | 0 | 11.1673 | 7.4397 | 11.1673 | 7.4397
234067-Refrigeration - Food Service -Auto Closer for Main Cooler Doors | 0.19941 | 0.16677 | 0.29111 | 1505.0126 | 12040.1008 | -0.074725 | -0.5978 | 0.045823 | 0.88635 | 0.045823 | 0.88635 | 0.088197 | 0.88635 | 0.088197 | 0.88635 | 1.7077 | 4.9518 | 1.7077 | 4.9518
234068-Refrigeration - Food Service -Auto Closer for Main Freezer Doors | 0.25838 | 0.21608 | 0.19315 | 1950.0694 | 15600.5556 | -0.018681 | -0.14945 | 0.084673 | 0.88635 | 0.084673 | 0.88635 | 0.097091 | 0.88635 | 0.097091 | 0.88635 | 4.2775 | 8.2376 | 4.2775 | 8.2376
234285-Lighting-Occpncy Snsr-Hi-Bay integrated Snsr-Tr1 | 4.5811 | 2.954 | 4.4869 | 23133.5452 | 185068.3615 | 0 | 0 | 0.1116 | 0 | 0.1116 | 0 | 0.11979 | 0 | 0.11979 | 0 | 8.1595 | 17.186 | 8.1595 | 17.186
234330-Premium T8 with T12 40 Watt Baseline - Tr1 | 0.070422 | 0.04541 | 0.073879 | 355.6184 | 5334.2764 | 0 | 0 | 0.091878 | 0 | 0.091878 | 0 | 0.111 | 0 | 0.111 | 0 | 3.215 | 5.965 | 3.215 | 5.965
234285-Lighting-Occpncy Snsr-Hi-Bay integrated Snsr-Tr1 | 4.1646 | 2.6855 | 4.079 | 21030.4956 | 168243.965 | 0 | 0 | 0.10991 | 0 | 0.10991 | 0 | 0.1181 | 0 | 0.1181 | 0 | 8.051 | 16.9575 | 8.051 | 16.9575
234285-Lighting-Occpncy Snsr-Hi-Bay integrated Snsr-Tr1 | 0.83292 | 0.53709 | 0.8158 | 4206.0991 | 33648.793 | 0 | 0 | 0.1116 | 0 | 0.1116 | 0 | 0.11979 | 0 | 0.11979 | 0 | 8.1595 | 17.186 | 8.1595 | 17.186
234330-Premium T8 with T12 40 Watt Baseline - Tr1 | 0.58685 | 0.37842 | 0.61566 | 2963.4869 | 44452.3029 | 0 | 0 | 0.091878 | 0 | 0.091878 | 0 | 0.111 | 0 | 0.111 | 0 | 3.215 | 5.965 | 3.215 | 5.965
234207-Lighting-8 Ft T-8 with Elec Ballast-Tr1 | 0.025766 | 0.016614 | 0.028072 | 130.1114 | 1951.6716 | 0 | 0 | 0.032441 | 0 | 0.032441 | 0 | 0.065463 | 0 | 0.065463 | 0 | 1.3215 | 1.9642 | 1.3215 | 1.9642
234306-Lighting-Remove 8 Ft Lamp (De-Lamp) - Tr1 | 0.19026 | 0.118 | 0.21795 | 1027.7092 | 15415.6376 | 0 | 0 | 0.11948 | 0 | 0.11948 | 0 | 0.11977 | 0 | 0.11977 | 0 | 11.8294 | 12.147 | 11.8294 | 12.147
234285-Lighting-Occpncy Snsr-Hi-Bay integrated Snsr-Tr1 | 3.3317 | 2.1484 | 3.2632 | 16824.3965 | 134595.172 | 0 | 0 | 0.10991 | 0 | 0.10991 | 0 | 0.1181 | 0 | 0.1181 | 0 | 8.051 | 16.9575 | 8.051 | 16.9575
234085-Refrigeration -Strip Curtains for Walk-ins | 0.9964 | 0.71345 | 0.75578 | 6630.9 | 26523.6 | 0 | 0 | 0.099436 | 0 | 0.099436 | 0 | 0.10378 | 0 | 0.10378 | 0 | 12.9545 | 27.1217 | 12.9545 | 27.1217
234084-Refrigeration -Cooler/Freezer Door Gaskets - Solid Doors: Cooler | 1.3897 | 1.1622 | 1.1988 | 10488.456 | 41953.824 | 0 | 0 | 0.096092 | 0 | 0.096092 | 0 | 0.091322 | 0 | 0.091322 | 0 | 11.1548 | 7.4167 | 11.1548 | 7.4167
234067-Refrigeration - Food Service -Auto Closer for Main Cooler Doors | 0 | 0 | 0 | 0 | 0 | 0 | 0 | 0 | 0 | 0 | 0 | 0 | 0 | 0 | 0 | 0 | 0 | 0 | 0
234126-Refrigeration - Efficient Evap Fan Motor Electronically Commutated Motor (ECM) | 0.021586 | 0.018052 | 0.022183 | 162.9166 | 2443.749 | -0.1614 | -2.4209 | 0.050018 | 0.96773 | 0.050018 | 0.96773 | -0.085874 | 0.96773 | -0.085874 | 0.96773 | 1.7274 | 0.57296 | 1.7274 | 0.57296
234360-Lighting-IntrHiByLnrFlscntFxtr244wrplc400w(TrI)Tr1 | 0 | 0 | 0.85179 | 0 | 0 | -27.0488 | -405.7317 | 0 | 6.1844 | 0 | 6.1844 | 0 | 4.1881 | 0 | 4.1881 | -0.22269 | -0.36788 | -0.22269 | -0.36788
234285-Lighting-Occpncy Snsr-Hi-Bay integrated Snsr-Tr1 | 2.0823 | 1.3427 | 2.0395 | 10515.2478 | 84121.9825 | 0 | 0 | 0.10991 | 0 | 0.10991 | 0 | 0.1181 | 0 | 0.1181 | 0 | 8.051 | 16.9575 | 8.051 | 16.9575
234286-Lighting-Occpncy Snsr-Hi-Bay integrated Snsr-Tr2 | 7.4833 | 4.8255 | 11.8976 | 37789.3139 | 302314.5112 | 0 | 0 | 0.099462 | 0 | 0.099462 | 0 | 0.11314 | 0 | 0.11314 | 0 | 4.8202 | 10.1569 | 4.8202 | 10.1569
234330-Premium T8 with T12 40 Watt Baseline - Tr1 | 0.58685 | 0.37842 | 0.61566 | 2963.4869 | 44452.3029 | 0 | 0 | 0.091878 | 0 | 0.091878 | 0 | 0.111 | 0 | 0.111 | 0 | 3.215 | 5.965 | 3.215 | 5.965
234303-Lighting-Remove 4 Ft Lamp (De-Lamp) - Tr1 | 0 | 0 | 0.036966 | 192.3085 | 2884.628 | -3.5974 | -53.9617 | 0 | 1.8697 | 0 | 1.8697 | 0 | 2.0472 | 0 | 2.0472 | -1.5153 | -1.2232 | -1.5153 | -1.2232
234286-Lighting-Occpncy Snsr-Hi-Bay integrated Snsr-Tr2 | 5.9867 | 3.8604 | 9.5181 | 30231.4511 | 241851.6089 | 0 | 0 | 0.099462 | 0 | 0.099462 | 0 | 0.11314 | 0 | 0.11314 | 0 | 4.8202 | 10.1569 | 4.8202 | 10.1569
234286-Lighting-Occpncy Snsr-Hi-Bay integrated Snsr-Tr2 | 13.9689 | 9.0075 | 22.2088 | 70540.0526 | 564320.4209 | 0 | 0 | 0.099462 | 0 | 0.099462 | 0 | 0.11314 | 0 | 0.11314 | 0 | 4.8202 | 10.1569 | 4.8202 | 10.1569
234085-Refrigeration -Strip Curtains for Walk-ins | 0.67498 | 0.48331 | 0.51198 | 4491.9 | 17967.6 | 0 | 0 | 0.10125 | 0 | 0.10125 | 0 | 0.1056 | 0 | 0.1056 | 0 | 13.1817 | 27.6551 | 13.1817 | 27.6551
234084-Refrigeration -Cooler/Freezer Door Gaskets - Solid Doors: Cooler | 2.2951 | 1.9194 | 1.9799 | 17321.844 | 69287.376 | 0 | 0 | 0.097873 | 0 | 0.097873 | 0 | 0.093131 | 0 | 0.093131 | 0 | 11.3524 | 7.5602 | 11.3524 | 7.5602
234067-Refrigeration - Food Service -Auto Closer for Main Cooler Doors | 0.099706 | 0.083383 | 0.14556 | 752.5063 | 6020.0504 | -0.037362 | -0.2989 | 0.047246 | 0.89663 | 0.047246 | 0.89663 | 0.089621 | 0.89663 | 0.089621 | 0.89663 | 1.7297 | 5.0155 | 1.7297 | 5.0155
234084-Refrigeration -Cooler/Freezer Door Gaskets - Solid Doors: Cooler | 1.7582 | 1.4704 | 1.5167 | 13269.486 | 53077.944 | 0 | 0 | 0.097876 | 0 | 0.097876 | 0 | 0.093146 | 0 | 0.093146 | 0 | 11.3568 | 7.5683 | 11.3568 | 7.5683
234360-Lighting-IntrHiByLnrFlscntFxtr244wrplc400w(TrI)Tr1 | 0 | 0 | 3.5775 | 0 | 0 | -113.6049 | -1704.0732 | 0 | 6.1844 | 0 | 6.1844 | 0 | 4.1881 | 0 | 4.1881 | -0.22269 | -0.36788 | -0.22269 | -0.36788
234285-Lighting-Occpncy Snsr-Hi-Bay integrated Snsr-Tr1 | 8.7457 | 5.6395 | 8.5659 | 44164.0408 | 353312.3265 | 0 | 0 | 0.10991 | 0 | 0.10991 | 0 | 0.1181 | 0 | 0.1181 | 0 | 8.051 | 16.9575 | 8.051 | 16.9575
234360-Lighting-IntrHiByLnrFlscntFxtr244wrplc400w(TrI)Tr1 | 0 | 0 | 0.17036 | 0 | 0 | -5.4098 | -81.1463 | 0 | 6.1844 | 0 | 6.1844 | 0 | 4.1881 | 0 | 4.1881 | -0.22269 | -0.36788 | -0.22269 | -0.36788
234285-Lighting-Occpncy Snsr-Hi-Bay integrated Snsr-Tr1 | 24.5713 | 15.8442 | 24.0661 | 124079.9242 | 992639.3935 | 0 | 0 | 0.10991 | 0 | 0.10991 | 0 | 0.1181 | 0 | 0.1181 | 0 | 8.051 | 16.9575 | 8.051 | 16.9575
234330-Premium T8 with T12 40 Watt Baseline - Tr1 | 1.5493 | 0.99902 | 1.6253 | 7823.6053 | 117354.0798 | 0 | 0 | 0.091878 | 0 | 0.091878 | 0 | 0.111 | 0 | 0.111 | 0 | 3.215 | 5.965 | 3.215 | 5.965
234360-Lighting-IntrHiByLnrFlscntFxtr244wrplc400w(TrI)Tr1 | 0 | 0 | 0.85179 | 0 | 0 | -27.0488 | -405.7317 | 0 | 6.1844 | 0 | 6.1844 | 0 | 4.1881 | 0 | 4.1881 | -0.22269 | -0.36788 | -0.22269 | -0.36788
234285-Lighting-Occpncy Snsr-Hi-Bay integrated Snsr-Tr1 | 30.8182 | 19.8724 | 30.1846 | 155625.6676 | 1245005.341 | 0 | 0 | 0.10991 | 0 | 0.10991 | 0 | 0.1181 | 0 | 0.1181 | 0 | 8.051 | 16.9575 | 8.051 | 16.9575
234330-Premium T8 with T12 40 Watt Baseline - Tr1 | 2.3944 | 1.5439 | 2.5119 | 12091.0264 | 181365.396 | 0 | 0 | 0.091878 | 0 | 0.091878 | 0 | 0.111 | 0 | 0.111 | 0 | 3.215 | 5.965 | 3.215 | 5.965
234285-Lighting-Occpncy Snsr-Hi-Bay integrated Snsr-Tr1 | 21.2396 | 13.6958 | 20.8029 | 107255.5277 | 858044.2215 | 0 | 0 | 0.10991 | 0 | 0.10991 | 0 | 0.1181 | 0 | 0.1181 | 0 | 8.051 | 16.9575 | 8.051 | 16.9575
234330-Premium T8 with T12 40 Watt Baseline - Tr1 | 1.8545 | 1.1958 | 1.9455 | 9364.6185 | 140469.2773 | 0 | 0 | 0.091878 | 0 | 0.091878 | 0 | 0.111 | 0 | 0.111 | 0 | 3.215 | 5.965 | 3.215 | 5.965
234360-Lighting-IntrHiByLnrFlscntFxtr244wrplc400w(TrI)Tr1 | 0 | 0 | 1.5332 | 0 | 0 | -48.6878 | -730.3171 | 0 | 6.1844 | 0 | 6.1844 | 0 | 4.1881 | 0 | 4.1881 | -0.22269 | -0.36788 | -0.22269 | -0.36788
234285-Lighting-Occpncy Snsr-Hi-Bay integrated Snsr-Tr1 | 20.8231 | 13.4273 | 20.395 | 105152.4781 | 841219.825 | 0 | 0 | 0.10991 | 0 | 0.10991 | 0 | 0.1181 | 0 | 0.1181 | 0 | 8.051 | 16.9575 | 8.051 | 16.9575
234330-Premium T8 with T12 40 Watt Baseline - Tr1 | 3.3803 | 2.1797 | 3.5462 | 17069.6843 | 256045.265 | 0 | 0 | 0.091878 | 0 | 0.091878 | 0 | 0.111 | 0 | 0.111 | 0 | 3.215 | 5.965 | 3.215 | 5.965
234360-Lighting-IntrHiByLnrFlscntFxtr244wrplc400w(TrI)Tr1 | 0 | 0 | 1.5332 | 0 | 0 | -48.6878 | -730.3171 | 0 | 6.1844 | 0 | 6.1844 | 0 | 4.1881 | 0 | 4.1881 | -0.22269 | -0.36788 | -0.22269 | -0.36788
234285-Lighting-Occpncy Snsr-Hi-Bay integrated Snsr-Tr1 | 36.2322 | 23.3635 | 35.4872 | 182965.3119 | 1463722.4955 | 0 | 0 | 0.10991 | 0 | 0.10991 | 0 | 0.1181 | 0 | 0.1181 | 0 | 8.051 | 16.9575 | 8.051 | 16.9575
234360-Lighting-IntrHiByLnrFlscntFxtr244wrplc400w(TrI)Tr1 | 0 | 0 | 0.51107 | 0 | 0 | -16.2293 | -243.439 | 0 | 6.1844 | 0 | 6.1844 | 0 | 4.1881 | 0 | 4.1881 | -0.22269 | -0.36788 | -0.22269 | -0.36788
234285-Lighting-Occpncy Snsr-Hi-Bay integrated Snsr-Tr1 | 45.3944 | 29.2715 | 44.461 | 229232.4023 | 1833859.2185 | 0 | 0 | 0.10991 | 0 | 0.10991 | 0 | 0.1181 | 0 | 0.1181 | 0 | 8.051 | 16.9575 | 8.051 | 16.9575
234286-Lighting-Occpncy Snsr-Hi-Bay integrated Snsr-Tr2 | 6.2361 | 4.0212 | 9.9147 | 31491.0949 | 251928.7593 | 0 | 0 | 0.10115 | 0 | 0.10115 | 0 | 0.11483 | 0 | 0.11483 | 0 | 4.8852 | 10.2937 | 4.8852 | 10.2937
234330-Premium T8 with T12 40 Watt Baseline - Tr1 | 1.1737 | 0.75684 | 1.2313 | 5926.9737 | 88904.6059 | 0 | 0 | 0.093473 | 0 | 0.093473 | 0 | 0.1126 | 0 | 0.1126 | 0 | 3.2535 | 6.0363 | 3.2535 | 6.0363
234303-Lighting-Remove 4 Ft Lamp (De-Lamp) - Tr1 | 0 | 0 | 0 | 0 | 0 | 0 | 0 | 0 | 0 | 0 | 0 | 0 | 0 | 0 | 0 | 0 | 0 | 0 | 0
234285-Lighting-Occpncy Snsr-Hi-Bay integrated Snsr-Tr1 | 11.6609 | 7.5193 | 11.4212 | 58885.3878 | 471083.102 | 0 | 0 | 0.1116 | 0 | 0.1116 | 0 | 0.11979 | 0 | 0.11979 | 0 | 8.1595 | 17.186 | 8.1595 | 17.186
234330-Premium T8 with T12 40 Watt Baseline - Tr1 | 1.9953 | 1.2866 | 2.0932 | 10075.8553 | 151137.83 | 0 | 0 | 0.09237 | 0 | 0.09237 | 0 | 0.11324 | 0 | 0.11324 | 0 | 3.2536 | 6.6277 | 3.2536 | 6.6277
234303-Lighting-Remove 4 Ft Lamp (De-Lamp) - Tr1 | 0 | 0 | 0.073933 | 384.6171 | 5769.2559 | -7.1949 | -107.9234 | 0 | 1.8485 | 0 | 1.8485 | 0 | 1.9551 | 0 | 1.9551 | -1.5597 | -1.3591 | -1.5597 | -1.3591
234003-A/C - Reflective Window Film Inland | 12.8736 | 5.9156 | 5.0028 | 33214.5405 | 332145.405 | 0 | 0 | 0.12453 | 0 | 0.12453 | 0 | 0.13479 | 0 | 0.13479 | 0 | 4.9116 | 7.2496 | 4.9116 | 7.2496
234330-Premium T8 with T12 40 Watt Baseline - Tr1 | 0.32864 | 0.21191 | 0.34477 | 1659.5526 | 24893.2896 | 0 | 0 | 0.091878 | 0 | 0.091878 | 0 | 0.111 | 0 | 0.111 | 0 | 3.215 | 5.965 | 3.215 | 5.965
234303-Lighting-Remove 4 Ft Lamp (De-Lamp) - Tr1 | 0 | 0 | 0.073933 | 384.6171 | 5769.2559 | -7.1949 | -107.9234 | 0 | 1.8697 | 0 | 1.8697 | 0 | 2.0472 | 0 | 2.0472 | -1.5153 | -1.2232 | -1.5153 | -1.2232
234172-Food Service - Convection Oven-Gas | 0 | 0 | 0 | 0 | 0 | 226.1 | 2713.2 | 0 | -0.35412 | 0 | -0.35412 | 0 | 0.66879 | 0 | 0.66879 | 0.72744 | 3.4201 | 0.72744 | 3.4201
234330-Premium T8 with T12 40 Watt Baseline - Tr1 | 0.046948 | 0.030273 | 0.049253 | 237.0789 | 3556.1842 | 0 | 0 | 0.091878 | 0 | 0.091878 | 0 | 0.111 | 0 | 0.111 | 0 | 3.215 | 5.965 | 3.215 | 5.965
234285-Lighting-Occpncy Snsr-Hi-Bay integrated Snsr-Tr1 | 9.9951 | 6.4451 | 9.7896 | 50473.1895 | 403785.516 | 0 | 0 | 0.10991 | 0 | 0.10991 | 0 | 0.1181 | 0 | 0.1181 | 0 | 8.051 | 16.9575 | 8.051 | 16.9575
234330-Premium T8 with T12 40 Watt Baseline - Tr1 | 0.32864 | 0.21191 | 0.34477 | 1659.5526 | 24893.2896 | 0 | 0 | 0.091878 | 0 | 0.091878 | 0 | 0.111 | 0 | 0.111 | 0 | 3.215 | 5.965 | 3.215 | 5.965
234285-Lighting-Occpncy Snsr-Hi-Bay integrated Snsr-Tr1 | 2.4988 | 1.6113 | 2.4474 | 12618.2974 | 100946.379 | 0 | 0 | 0.10991 | 0 | 0.10991 | 0 | 0.1181 | 0 | 0.1181 | 0 | 8.051 | 16.9575 | 8.051 | 16.9575
234330-Premium T8 with T12 40 Watt Baseline - Tr1 | 1.2207 | 0.78711 | 1.2806 | 6164.0527 | 92460.7901 | 0 | 0 | 0.091878 | 0 | 0.091878 | 0 | 0.111 | 0 | 0.111 | 0 | 3.215 | 5.965 | 3.215 | 5.965
234303-Lighting-Remove 4 Ft Lamp (De-Lamp) - Tr1 | 0 | 0 | 0.36966 | 1923.0853 | 28846.2796 | -35.9745 | -539.6169 | 0 | 1.8697 | 0 | 1.8697 | 0 | 2.0472 | 0 | 2.0472 | -1.5153 | -1.2232 | -1.5153 | -1.2232
234285-Lighting-Occpncy Snsr-Hi-Bay integrated Snsr-Tr1 | 0.83292 | 0.53709 | 0.8158 | 4206.0991 | 33648.793 | 0 | 0 | 0.10991 | 0 | 0.10991 | 0 | 0.1181 | 0 | 0.1181 | 0 | 8.051 | 16.9575 | 8.051 | 16.9575
234312-Lighting-Screw in 14-26 Watt Lamp - Tr1 | 0 | 0 | 0.042546 | 211.8643 | 523.3049 | -2.8614 | -7.0675 | 0 | 2.7417 | 0 | 2.7417 | 0 | 2.9173 | 0 | 2.9173 | -0.42547 | -0.38987 | -0.42547 | -0.38987
234312-Lighting-Screw in 14-26 Watt Lamp - Tr1 | 0 | 0 | 0.063818 | 317.7965 | 784.9573 | -4.292 | -10.6013 | 0 | 2.7417 | 0 | 2.7417 | 0 | 2.9173 | 0 | 2.9173 | -0.42547 | -0.38987 | -0.42547 | -0.38987
234312-Lighting-Screw in 14-26 Watt Lamp - Tr1 | 0 | 0 | 0.14891 | 741.5252 | 1831.5671 | -10.0147 | -24.7364 | 0 | 2.7417 | 0 | 2.7417 | 0 | 2.9173 | 0 | 2.9173 | -0.42547 | -0.38987 | -0.42547 | -0.38987
234312-Lighting-Screw in 14-26 Watt Lamp - Tr1 | 0 | 0 | 0.042546 | 211.8643 | 523.3049 | -2.8614 | -7.0675 | 0 | 2.7417 | 0 | 2.7417 | 0 | 2.9173 | 0 | 2.9173 | -0.42547 | -0.38987 | -0.42547 | -0.38987
234312-Lighting-Screw in 14-26 Watt Lamp - Tr1 | 0 | 0 | 0.085091 | 423.7287 | 1046.6098 | -5.7227 | -14.1351 | 0 | 2.7417 | 0 | 2.7417 | 0 | 2.9173 | 0 | 2.9173 | -0.42547 | -0.38987 | -0.42547 | -0.38987
234312-Lighting-Screw in 14-26 Watt Lamp - Tr1 | 0 | 0 | 0.063818 | 317.7965 | 784.9573 | -4.292 | -10.6013 | 0 | 2.7433 | 0 | 2.7433 | 0 | 2.9189 | 0 | 2.9189 | -0.4263 | -0.39063 | -0.4263 | -0.39063
234312-Lighting-Screw in 14-26 Watt Lamp - Tr1 | 0 | 0 | 0.063818 | 317.7965 | 784.9573 | -4.292 | -10.6013 | 0 | 2.7417 | 0 | 2.7417 | 0 | 2.9173 | 0 | 2.9173 | -0.42547 | -0.38987 | -0.42547 | -0.38987
234312-Lighting-Screw in 14-26 Watt Lamp - Tr1 | 0 | 0 | 0.14891 | 741.5252 | 1831.5671 | -10.0147 | -24.7364 | 0 | 2.7417 | 0 | 2.7417 | 0 | 2.9173 | 0 | 2.9173 | -0.42547 | -0.38987 | -0.42547 | -0.38987
234312-Lighting-Screw in 14-26 Watt Lamp - Tr1 | 0 | 0 | 0.042546 | 211.8643 | 523.3049 | -2.8614 | -7.0675 | 0 | 2.7417 | 0 | 2.7417 | 0 | 2.9173 | 0 | 2.9173 | -0.42547 | -0.38987 | -0.42547 | -0.38987
234312-Lighting-Screw in 14-26 Watt Lamp - Tr1 | 0 | 0 | 0.042546 | 211.8643 | 523.3049 | -2.8614 | -7.0675 | 0 | 2.7417 | 0 | 2.7417 | 0 | 2.9173 | 0 | 2.9173 | -0.42547 | -0.38987 | -0.42547 | -0.38987
234312-Lighting-Screw in 14-26 Watt Lamp - Tr1 | 0 | 0 | 0.234 | 1165.2538 | 2878.1769 | -15.7374 | -38.8715 | 0 | 2.7417 | 0 | 2.7417 | 0 | 2.9173 | 0 | 2.9173 | -0.42547 | -0.38987 | -0.42547 | -0.38987
234312-Lighting-Screw in 14-26 Watt Lamp - Tr1 | 0 | 0 | 0.17018 | 847.4573 | 2093.2196 | -11.4454 | -28.2702 | 0 | 2.7417 | 0 | 2.7417 | 0 | 2.9173 | 0 | 2.9173 | -0.42547 | -0.38987 | -0.42547 | -0.38987
234312-Lighting-Screw in 14-26 Watt Lamp - Tr1 | 0 | 0 | 8.1262 | 40466.0869 | 99951.2347 | -546.5187 | -1349.9012 | 0 | 2.7417 | 0 | 2.7417 | 0 | 2.9173 | 0 | 2.9173 | -0.42547 | -0.38987 | -0.42547 | -0.38987
234140-Low Flow Showerhead | 0.4718 | 0.43018 | 0.79325 | 3605.6883 | 36056.8826 | 415.1672 | 4151.672 | 0.056057 | 0.44486 | 0.056057 | 0.44486 | 0.078736 | 0.62484 | 0.078736 | 0.62484 | 1.9536 | 3.1807 | 1.9536 | 3.1807
234216-Lighting-Hrdwr Incan Base 27-65w Flrscnt Fxtr -Tr1 | 9.3341 | 6.0189 | 9.6685 | 47135.1213 | 707026.819 | 0 | 0 | 0.12297 | 0 | 0.12297 | 0 | 0.12296 | 0 | 0.12296 | 0 | 12.8371 | 12.8296 | 12.8371 | 12.8296
234330-Premium T8 with T12 40 Watt Baseline - Tr1 | 0.70422 | 0.4541 | 0.73879 | 3556.1842 | 53342.7635 | 0 | 0 | 0.091878 | 0 | 0.091878 | 0 | 0.111 | 0 | 0.111 | 0 | 3.215 | 5.965 | 3.215 | 5.965
234207-Lighting-8 Ft T-8 with Elec Ballast-Tr1 | 0.064414 | 0.041536 | 0.070179 | 325.2786 | 4879.179 | 0 | 0 | 0.032441 | 0 | 0.032441 | 0 | 0.065463 | 0 | 0.065463 | 0 | 1.3215 | 1.9642 | 1.3215 | 1.9642
234330-Premium T8 with T12 40 Watt Baseline - Tr1 | 2.723 | 1.7559 | 2.8567 | 13750.579 | 206258.6857 | 0 | 0 | 0.091878 | 0 | 0.091878 | 0 | 0.111 | 0 | 0.111 | 0 | 3.215 | 5.965 | 3.215 | 5.965
234303-Lighting-Remove 4 Ft Lamp (De-Lamp) - Tr1 | 0 | 0 | 1.9962 | 10384.6607 | 155769.9098 | -194.2621 | -2913.9314 | 0 | 1.8697 | 0 | 1.8697 | 0 | 2.0472 | 0 | 2.0472 | -1.5153 | -1.2232 | -1.5153 | -1.2232
234360-Lighting-IntrHiByLnrFlscntFxtr244wrplc400w(TrI)Tr1 | 0 | 0 | 1.3629 | 0 | 0 | -43.278 | -649.1707 | 0 | 6.1844 | 0 | 6.1844 | 0 | 4.1881 | 0 | 4.1881 | -0.22269 | -0.36788 | -0.22269 | -0.36788
234285-Lighting-Occpncy Snsr-Hi-Bay integrated Snsr-Tr1 | 25.4042 | 16.3813 | 24.8819 | 128286.0233 | 1026288.1865 | 0 | 0 | 0.10991 | 0 | 0.10991 | 0 | 0.1181 | 0 | 0.1181 | 0 | 8.051 | 16.9575 | 8.051 | 16.9575
234330-Premium T8 with T12 40 Watt Baseline - Tr1 | 0.11737 | 0.075684 | 0.12313 | 592.6974 | 8890.4606 | 0 | 0 | 0.091878 | 0 | 0.091878 | 0 | 0.111 | 0 | 0.111 | 0 | 3.215 | 5.965 | 3.215 | 5.965
234207-Lighting-8 Ft T-8 with Elec Ballast-Tr1 | 0.33495 | 0.21599 | 0.36493 | 1691.4487 | 25371.731 | 0 | 0 | 0.032441 | 0 | 0.032441 | 0 | 0.065463 | 0 | 0.065463 | 0 | 1.3215 | 1.9642 | 1.3215 | 1.9642
234303-Lighting-Remove 4 Ft Lamp (De-Lamp) - Tr1 | 0 | 0 | 0.18483 | 961.5427 | 14423.1398 | -17.9872 | -269.8085 | 0 | 1.8697 | 0 | 1.8697 | 0 | 2.0472 | 0 | 2.0472 | -1.5153 | -1.2232 | -1.5153 | -1.2232
234306-Lighting-Remove 8 Ft Lamp (De-Lamp) - Tr1 | 0.19026 | 0.118 | 0.21795 | 1027.7092 | 15415.6376 | 0 | 0 | 0.11948 | 0 | 0.11948 | 0 | 0.11977 | 0 | 0.11977 | 0 | 11.8294 | 12.147 | 11.8294 | 12.147
234312-Lighting-Screw in 14-26 Watt Lamp - Tr1 | 0 | 0 | 0.76582 | 3813.5579 | 9419.4881 | -51.5044 | -127.2158 | 0 | 2.7417 | 0 | 2.7417 | 0 | 2.9173 | 0 | 2.9173 | -0.42547 | -0.38987 | -0.42547 | -0.38987
234330-Premium T8 with T12 40 Watt Baseline - Tr1 | 0.28169 | 0.18164 | 0.29552 | 1422.4737 | 21337.1054 | 0 | 0 | 0.091878 | 0 | 0.091878 | 0 | 0.111 | 0 | 0.111 | 0 | 3.215 | 5.965 | 3.215 | 5.965
234207-Lighting-8 Ft T-8 with Elec Ballast-Tr1 | 0.025766 | 0.016614 | 0.028072 | 130.1114 | 1951.6716 | 0 | 0 | 0.032441 | 0 | 0.032441 | 0 | 0.065463 | 0 | 0.065463 | 0 | 1.3215 | 1.9642 | 1.3215 | 1.9642
234303-Lighting-Remove 4 Ft Lamp (De-Lamp) - Tr1 | 0 | 0 | 0.36966 | 1923.0853 | 28846.2796 | -35.9745 | -539.6169 | 0 | 1.8697 | 0 | 1.8697 | 0 | 2.0472 | 0 | 2.0472 | -1.5153 | -1.2232 | -1.5153 | -1.2232
234202-Lighting-2 Ft 2nd Gen T-8 with Elec Ballast-Tr2 | 0.019485 | 0.012564 | 0.03155 | 98.3934 | 1475.9008 | 0 | 0 | 0.05242 | 0 | 0.05242 | 0 | 0.099689 | 0 | 0.099689 | 0 | 1.6477 | 3.961 | 1.6477 | 3.961
234331-Premium T8 with T12 40 Watt Baseline - Tr2 | 1.077 | 0.69451 | 1.6049 | 5438.8517 | 81582.7749 | 0 | 0 | 0.07546 | 0 | 0.07546 | 0 | 0.10924 | 0 | 0.10924 | 0 | 2.3033 | 5.529 | 2.3033 | 5.529
234310-Lighting-Screw in >27 Watt Lamp - Tr2 | 0 | 0 | 0 | 0 | 0 | 0 | 0 | 0 | 0 | 0 | 0 | 0 | 0 | 0 | 0 | 0 | 0 | 0 | 0
234286-Lighting-Occpncy Snsr-Hi-Bay integrated Snsr-Tr2 | 2.9933 | 1.9302 | 4.759 | 15115.7256 | 120925.8045 | 0 | 0 | 0.099462 | 0 | 0.099462 | 0 | 0.11314 | 0 | 0.11314 | 0 | 4.8202 | 10.1569 | 4.8202 | 10.1569
234285-Lighting-Occpncy Snsr-Hi-Bay integrated Snsr-Tr1 | 4.5811 | 2.954 | 4.4869 | 23133.5452 | 185068.3615 | 0 | 0 | 0.10991 | 0 | 0.10991 | 0 | 0.1181 | 0 | 0.1181 | 0 | 8.051 | 16.9575 | 8.051 | 16.9575
234285-Lighting-Occpncy Snsr-Hi-Bay integrated Snsr-Tr1 | 1.2494 | 0.80564 | 1.2237 | 6309.1487 | 50473.1895 | 0 | 0 | 0.10991 | 0 | 0.10991 | 0 | 0.1181 | 0 | 0.1181 | 0 | 8.051 | 16.9575 | 8.051 | 16.9575
234067-Refrigeration - Food Service -Auto Closer for Main Cooler Doors | 0.099706 | 0.083383 | 0.14556 | 752.5063 | 6020.0504 | -0.037362 | -0.2989 | 0.047246 | 0.89663 | 0.047246 | 0.89663 | 0.089621 | 0.89663 | 0.089621 | 0.89663 | 1.7297 | 5.0155 | 1.7297 | 5.0155
234126-Refrigeration - Efficient Evap Fan Motor Electronically Commutated Motor (ECM) | 0.032379 | 0.027079 | 0.033274 | 244.3749 | 3665.6235 | -0.24209 | -3.6314 | 0.05134 | 0.97721 | 0.05134 | 0.97721 | -0.084552 | 0.97721 | -0.084552 | 0.97721 | 1.7469 | 0.57941 | 1.7469 | 0.57941
234330-Premium T8 with T12 40 Watt Baseline - Tr1 | 0.42253 | 0.27246 | 0.44327 | 2133.7105 | 32005.6581 | 0 | 0 | 0.093473 | 0 | 0.093473 | 0 | 0.1126 | 0 | 0.1126 | 0 | 3.2535 | 6.0363 | 3.2535 | 6.0363
234360-Lighting-IntrHiByLnrFlscntFxtr244wrplc400w(TrI)Tr1 | 0 | 0 | 0.51107 | 0 | 0 | -16.2293 | -243.439 | 0 | 6.1863 | 0 | 6.1863 | 0 | 4.1901 | 0 | 4.1901 | -0.22308 | -0.36852 | -0.22308 | -0.36852
234285-Lighting-Occpncy Snsr-Hi-Bay integrated Snsr-Tr1 | 1.2494 | 0.80564 | 1.2237 | 6309.1487 | 50473.1895 | 0 | 0 | 0.1116 | 0 | 0.1116 | 0 | 0.11979 | 0 | 0.11979 | 0 | 8.1595 | 17.186 | 8.1595 | 17.186
234330-Premium T8 with T12 40 Watt Baseline - Tr1 | 0.42253 | 0.27246 | 0.44327 | 2133.7105 | 32005.6581 | 0 | 0 | 0.091878 | 0 | 0.091878 | 0 | 0.111 | 0 | 0.111 | 0 | 3.215 | 5.965 | 3.215 | 5.965
234303-Lighting-Remove 4 Ft Lamp (De-Lamp) - Tr1 | 0 | 0 | 0.6654 | 3461.5536 | 51923.3033 | -64.754 | -971.3105 | 0 | 1.8697 | 0 | 1.8697 | 0 | 2.0472 | 0 | 2.0472 | -1.5153 | -1.2232 | -1.5153 | -1.2232
234330-Premium T8 with T12 40 Watt Baseline - Tr1 | 0.32864 | 0.21191 | 0.34477 | 1659.5526 | 24893.2896 | 0 | 0 | 0.091878 | 0 | 0.091878 | 0 | 0.111 | 0 | 0.111 | 0 | 3.215 | 5.965 | 3.215 | 5.965
234303-Lighting-Remove 4 Ft Lamp (De-Lamp) - Tr1 | 0 | 0 | 0 | 0 | 0 | 0 | 0 | 0 | 0 | 0 | 0 | 0 | 0 | 0 | 0 | 0 | 0 | 0 | 0
234331-Premium T8 with T12 40 Watt Baseline - Tr2 | 0.21214 | 0.1368 | 0.31611 | 1071.289 | 16069.3344 | 0 | 0 | 0.07546 | 0 | 0.07546 | 0 | 0.10924 | 0 | 0.10924 | 0 | 2.3033 | 5.529 | 2.3033 | 5.529
234304-Lighting-Remove 4 Ft Lamp (De-Lamp) - Tr2 | 0 | 0 | 0.48056 | 2500.0109 | 37500.1635 | -46.7668 | -701.502 | 0 | 0.69035 | 0 | 0.69035 | 0 | 0.69063 | 0 | 0.69063 | 0 | 0 | 0 | 0
234330-Premium T8 with T12 40 Watt Baseline - Tr1 | 1.2911 | 0.83252 | 1.3544 | 6519.6711 | 97795.0665 | 0 | 0 | 0.091878 | 0 | 0.091878 | 0 | 0.111 | 0 | 0.111 | 0 | 3.215 | 5.965 | 3.215 | 5.965
234303-Lighting-Remove 4 Ft Lamp (De-Lamp) - Tr1 | 0 | 0 | 2.0332 | 10576.9692 | 158654.5378 | -197.8595 | -2967.8931 | 0 | 1.8697 | 0 | 1.8697 | 0 | 2.0472 | 0 | 2.0472 | -1.5153 | -1.2232 | -1.5153 | -1.2232
234330-Premium T8 with T12 40 Watt Baseline - Tr1 | 0.14084 | 0.09082 | 0.14776 | 711.2368 | 10668.5527 | 0 | 0 | 0.091878 | 0 | 0.091878 | 0 | 0.111 | 0 | 0.111 | 0 | 3.215 | 5.965 | 3.215 | 5.965
234303-Lighting-Remove 4 Ft Lamp (De-Lamp) - Tr1 | 0 | 0 | 0.2218 | 1153.8512 | 17307.7678 | -21.5847 | -323.7702 | 0 | 1.8697 | 0 | 1.8697 | 0 | 2.0472 | 0 | 2.0472 | -1.5153 | -1.2232 | -1.5153 | -1.2232
234330-Premium T8 with T12 40 Watt Baseline - Tr1 | 0.23474 | 0.15137 | 0.24626 | 1185.3947 | 17780.9212 | 0 | 0 | 0.091878 | 0 | 0.091878 | 0 | 0.111 | 0 | 0.111 | 0 | 3.215 | 5.965 | 3.215 | 5.965
234330-Premium T8 with T12 40 Watt Baseline - Tr1 | 0.25822 | 0.1665 | 0.27089 | 1303.9342 | 19559.0133 | 0 | 0 | 0.091878 | 0 | 0.091878 | 0 | 0.111 | 0 | 0.111 | 0 | 3.215 | 5.965 | 3.215 | 5.965
234303-Lighting-Remove 4 Ft Lamp (De-Lamp) - Tr1 | 0 | 0 | 0.36966 | 1923.0853 | 28846.2796 | -35.9745 | -539.6169 | 0 | 1.8697 | 0 | 1.8697 | 0 | 2.0472 | 0 | 2.0472 | -1.5153 | -1.2232 | -1.5153 | -1.2232
234312-Lighting-Screw in 14-26 Watt Lamp - Tr1 | 0 | 0 | 0.63818 | 3177.9649 | 7849.5734 | -42.9203 | -106.0132 | 0 | 2.7417 | 0 | 2.7417 | 0 | 2.9173 | 0 | 2.9173 | -0.42547 | -0.38987 | -0.42547 | -0.38987
234332-Premium T8 with T12 40 Watt Baseline - Tr3 | 0.074359 | 0.047949 | 0.14059 | 375.499 | 5632.4855 | 0 | 0 | 0.094949 | 0 | 0.094949 | 0 | 0.11201 | 0 | 0.11201 | 0 | 3.3735 | 5.8835 | 3.3735 | 5.8835
234305-Lighting-Remove 4 Ft Lamp (De-Lamp) - Tr3 | 0.21594 | 0.13924 | 0.42065 | 1090.4422 | 16356.6323 | 0 | 0 | 0.10872 | 0 | 0.10872 | 0 | 0.12523 | 0 | 0.12523 | 0 | 5.1454 | 13.882 | 5.1454 | 13.882
234308-Lighting-Remove 8 Ft Lamp (De-Lamp) - Tr3 | 0 | 0 | 0 | 0 | 0 | 0 | 0 | 0 | 0 | 0 | 0 | 0 | 0 | 0 | 0 | 0 | 0 | 0 | 0
234296-Lighting-Occupancy Sensor-Wallbox Lghtng Snsr-Tr3 | 0 | 0 | 0 | 0 | 0 | 0 | 0 | 0 | 0 | 0 | 0 | 0 | 0 | 0 | 0 | 0 | 0 | 0 | 0
234287-Lighting-Occpncy Snsr-Hi-Bay integrated Snsr-Tr3 | 0 | 0 | 0 | 0 | 0 | 0 | 0 | 0 | 0 | 0 | 0 | 0 | 0 | 0 | 0 | 0 | 0 | 0 | 0
234312-Lighting-Screw in 14-26 Watt Lamp - Tr1 | 0 | 0 | 0.29782 | 1483.0503 | 3663.1343 | -20.0295 | -49.4728 | 0 | 2.7417 | 0 | 2.7417 | 0 | 2.9173 | 0 | 2.9173 | -0.42547 | -0.38987 | -0.42547 | -0.38987
234312-Lighting-Screw in 14-26 Watt Lamp - Tr1 | 0 | 0 | 0.21273 | 1059.3216 | 2616.5245 | -14.3068 | -35.3377 | 0 | 2.7417 | 0 | 2.7417 | 0 | 2.9173 | 0 | 2.9173 | -0.42547 | -0.38987 | -0.42547 | -0.38987
234312-Lighting-Screw in 14-26 Watt Lamp - Tr1 | 0 | 0 | 0.44673 | 2224.5755 | 5494.7014 | -30.0442 | -74.2092 | 0 | 2.7417 | 0 | 2.7417 | 0 | 2.9173 | 0 | 2.9173 | -0.42547 | -0.38987 | -0.42547 | -0.38987
234312-Lighting-Screw in 14-26 Watt Lamp - Tr1 | 0 | 0 | 0.31909 | 1588.9825 | 3924.7867 | -21.4602 | -53.0066 | 0 | 2.7417 | 0 | 2.7417 | 0 | 2.9173 | 0 | 2.9173 | -0.42547 | -0.38987 | -0.42547 | -0.38987
234312-Lighting-Screw in 14-26 Watt Lamp - Tr1 | 0 | 0 | 0.63818 | 3177.9649 | 7849.5734 | -42.9203 | -106.0132 | 0 | 2.7417 | 0 | 2.7417 | 0 | 2.9173 | 0 | 2.9173 | -0.42547 | -0.38987 | -0.42547 | -0.38987
234312-Lighting-Screw in 14-26 Watt Lamp - Tr1 | 0 | 0 | 0.12764 | 635.593 | 1569.9147 | -8.5841 | -21.2026 | 0 | 2.7417 | 0 | 2.7417 | 0 | 2.9173 | 0 | 2.9173 | -0.42547 | -0.38987 | -0.42547 | -0.38987
234312-Lighting-Screw in 14-26 Watt Lamp - Tr1 | 0 | 0 | 1.1913 | 5932.2012 | 14652.537 | -80.1179 | -197.8913 | 0 | 2.7417 | 0 | 2.7417 | 0 | 2.9173 | 0 | 2.9173 | -0.42547 | -0.38987 | -0.42547 | -0.38987
234312-Lighting-Screw in 14-26 Watt Lamp - Tr1 | 0 | 0 | 0.31909 | 1588.9825 | 3924.7867 | -21.4602 | -53.0066 | 0 | 2.7417 | 0 | 2.7417 | 0 | 2.9173 | 0 | 2.9173 | -0.42547 | -0.38987 | -0.42547 | -0.38987
234312-Lighting-Screw in 14-26 Watt Lamp - Tr1 | 0 | 0 | 0.17018 | 847.4573 | 2093.2196 | -11.4454 | -28.2702 | 0 | 2.7417 | 0 | 2.7417 | 0 | 2.9173 | 0 | 2.9173 | -0.42547 | -0.38987 | -0.42547 | -0.38987
234312-Lighting-Screw in 14-26 Watt Lamp - Tr1 | 0 | 0 | 0.085091 | 423.7287 | 1046.6098 | -5.7227 | -14.1351 | 0 | 2.7417 | 0 | 2.7417 | 0 | 2.9173 | 0 | 2.9173 | -0.42547 | -0.38987 | -0.42547 | -0.38987
234330-Premium T8 with T12 40 Watt Baseline - Tr1 | 0.5399 | 0.34814 | 0.56641 | 2726.4079 | 40896.1187 | 0 | 0 | 0.091878 | 0 | 0.091878 | 0 | 0.111 | 0 | 0.111 | 0 | 3.215 | 5.965 | 3.215 | 5.965
234303-Lighting-Remove 4 Ft Lamp (De-Lamp) - Tr1 | 0 | 0 | 0.40663 | 2115.3938 | 31730.9076 | -39.5719 | -593.5786 | 0 | 1.8697 | 0 | 1.8697 | 0 | 2.0472 | 0 | 2.0472 | -1.5153 | -1.2232 | -1.5153 | -1.2232
234285-Lighting-Occpncy Snsr-Hi-Bay integrated Snsr-Tr1 | 2.4988 | 1.6113 | 2.4474 | 12618.2974 | 100946.379 | 0 | 0 | 0.10991 | 0 | 0.10991 | 0 | 0.1181 | 0 | 0.1181 | 0 | 8.051 | 16.9575 | 8.051 | 16.9575
234312-Lighting-Screw in 14-26 Watt Lamp - Tr1 | 0 | 0 | 0.36164 | 1800.8468 | 4448.0916 | -24.3215 | -60.0741 | 0 | 2.7417 | 0 | 2.7417 | 0 | 2.9173 | 0 | 2.9173 | -0.42547 | -0.38987 | -0.42547 | -0.38987
234330-Premium T8 with T12 40 Watt Baseline - Tr1 | 0.51643 | 0.33301 | 0.54178 | 2607.8684 | 39118.0266 | 0 | 0 | 0.091878 | 0 | 0.091878 | 0 | 0.111 | 0 | 0.111 | 0 | 3.215 | 5.965 | 3.215 | 5.965
234303-Lighting-Remove 4 Ft Lamp (De-Lamp) - Tr1 | 0 | 0 | 0.14787 | 769.2341 | 11538.5118 | -14.3898 | -215.8468 | 0 | 1.8697 | 0 | 1.8697 | 0 | 2.0472 | 0 | 2.0472 | -1.5153 | -1.2232 | -1.5153 | -1.2232
234285-Lighting-Occpncy Snsr-Hi-Bay integrated Snsr-Tr1 | 3.7482 | 2.4169 | 3.6711 | 18927.4461 | 151419.5685 | 0 | 0 | 0.10991 | 0 | 0.10991 | 0 | 0.1181 | 0 | 0.1181 | 0 | 8.051 | 16.9575 | 8.051 | 16.9575
234312-Lighting-Screw in 14-26 Watt Lamp - Tr1 | 0 | 0 | 0.085091 | 423.7287 | 1046.6098 | -5.7227 | -14.1351 | 0 | 2.7417 | 0 | 2.7417 | 0 | 2.9173 | 0 | 2.9173 | -0.42547 | -0.38987 | -0.42547 | -0.38987
234312-Lighting-Screw in 14-26 Watt Lamp - Tr1 | 0 | 0 | 0.42546 | 2118.6433 | 5233.0489 | -28.6135 | -70.6755 | 0 | 2.7417 | 0 | 2.7417 | 0 | 2.9173 | 0 | 2.9173 | -0.42547 | -0.38987 | -0.42547 | -0.38987
234330-Premium T8 with T12 40 Watt Baseline - Tr1 | 0.58685 | 0.37842 | 0.61566 | 2963.4869 | 44452.3029 | 0 | 0 | 0.091878 | 0 | 0.091878 | 0 | 0.111 | 0 | 0.111 | 0 | 3.215 | 5.965 | 3.215 | 5.965
234303-Lighting-Remove 4 Ft Lamp (De-Lamp) - Tr1 | 0 | 0 | 0.92416 | 4807.7133 | 72115.699 | -89.9362 | -1349.0423 | 0 | 1.8697 | 0 | 1.8697 | 0 | 2.0472 | 0 | 2.0472 | -1.5153 | -1.2232 | -1.5153 | -1.2232
234063-Refrigeration - Anti-Sweat Heater Controls | 2.036 | 1.7027 | 0.9856 | 15366.4 | 184396.8 | 0 | 0 | 0.088615 | 0 | 0.088615 | 0 | 0.099362 | 0 | 0.099362 | 0 | 4.6111 | 8.2043 | 4.6111 | 8.2043
234331-Premium T8 with T12 40 Watt Baseline - Tr2 | 0.19583 | 0.12627 | 0.29179 | 988.8821 | 14833.2318 | 0 | 0 | 0.074057 | 0 | 0.074057 | 0 | 0.10783 | 0 | 0.10783 | 0 | 2.2791 | 5.4708 | 2.2791 | 5.4708
234304-Lighting-Remove 4 Ft Lamp (De-Lamp) - Tr2 | 0 | 0 | 0.20332 | 1057.6969 | 15865.4538 | -19.786 | -296.7893 | 0 | 0.69035 | 0 | 0.69035 | 0 | 0.69063 | 0 | 0.69063 | 0 | 0 | 0 | 0
234312-Lighting-Screw in 14-26 Watt Lamp - Tr1 | 0 | 0 | 0.97855 | 4872.8796 | 12036.0126 | -65.8112 | -162.5536 | 0 | 2.7417 | 0 | 2.7417 | 0 | 2.9173 | 0 | 2.9173 | -0.42547 | -0.38987 | -0.42547 | -0.38987
234294-Lighting-Occupancy Sensor-Wallbox Lghtng Snsr-Tr1 | 4.2883 | 2.6596 | 19.0903 | 23162.9252 | 185303.4019 | 0 | 0 | 0.086393 | 0 | 0.086393 | 0 | 0.088118 | 0 | 0.088118 | 0 | 3.2717 | 3.4271 | 3.2717 | 3.4271
234330-Premium T8 with T12 40 Watt Baseline - Tr1 | 0.28169 | 0.18164 | 0.29552 | 1422.4737 | 21337.1054 | 0 | 0 | 0.093473 | 0 | 0.093473 | 0 | 0.1126 | 0 | 0.1126 | 0 | 3.2535 | 6.0363 | 3.2535 | 6.0363
234330-Premium T8 with T12 40 Watt Baseline - Tr1 | 0.070422 | 0.04541 | 0.073879 | 355.6184 | 5334.2764 | 0 | 0 | 0.091878 | 0 | 0.091878 | 0 | 0.111 | 0 | 0.111 | 0 | 3.215 | 5.965 | 3.215 | 5.965
234303-Lighting-Remove 4 Ft Lamp (De-Lamp) - Tr1 | 0 | 0 | 0.1109 | 576.9256 | 8653.8839 | -10.7923 | -161.8851 | 0 | 1.8697 | 0 | 1.8697 | 0 | 2.0472 | 0 | 2.0472 | -1.5153 | -1.2232 | -1.5153 | -1.2232
234331-Premium T8 with T12 40 Watt Baseline - Tr2 | 0.2611 | 0.16837 | 0.38906 | 1318.5095 | 19777.6424 | 0 | 0 | 0.07546 | 0 | 0.07546 | 0 | 0.10924 | 0 | 0.10924 | 0 | 2.3033 | 5.529 | 2.3033 | 5.529
234330-Premium T8 with T12 40 Watt Baseline - Tr1 | 0.28169 | 0.18164 | 0.29552 | 1422.4737 | 21337.1054 | 0 | 0 | 0.091878 | 0 | 0.091878 | 0 | 0.111 | 0 | 0.111 | 0 | 3.215 | 5.965 | 3.215 | 5.965
234330-Premium T8 with T12 40 Watt Baseline - Tr1 | 0.21127 | 0.13623 | 0.22164 | 1066.8553 | 16002.8291 | 0 | 0 | 0.091878 | 0 | 0.091878 | 0 | 0.111 | 0 | 0.111 | 0 | 3.215 | 5.965 | 3.215 | 5.965
234303-Lighting-Remove 4 Ft Lamp (De-Lamp) - Tr1 | 0 | 0 | 0.3327 | 1730.7768 | 25961.6516 | -32.377 | -485.6552 | 0 | 1.8697 | 0 | 1.8697 | 0 | 2.0472 | 0 | 2.0472 | -1.5153 | -1.2232 | -1.5153 | -1.2232
234330-Premium T8 with T12 40 Watt Baseline - Tr1 | 0.37559 | 0.24219 | 0.39402 | 1896.6316 | 28449.4739 | 0 | 0 | 0.091878 | 0 | 0.091878 | 0 | 0.111 | 0 | 0.111 | 0 | 3.215 | 5.965 | 3.215 | 5.965
234330-Premium T8 with T12 40 Watt Baseline - Tr1 | 0.18779 | 0.12109 | 0.19701 | 948.3158 | 14224.7369 | 0 | 0 | 0.091878 | 0 | 0.091878 | 0 | 0.111 | 0 | 0.111 | 0 | 3.215 | 5.965 | 3.215 | 5.965
234303-Lighting-Remove 4 Ft Lamp (De-Lamp) - Tr1 | 0 | 0 | 0.073933 | 384.6171 | 5769.2559 | -7.1949 | -107.9234 | 0 | 1.8697 | 0 | 1.8697 | 0 | 2.0472 | 0 | 2.0472 | -1.5153 | -1.2232 | -1.5153 | -1.2232
234294-Lighting-Occupancy Sensor-Wallbox Lghtng Snsr-Tr1 | 5.0528 | 3.1338 | 22.494 | 27292.7491 | 218341.993 | 0 | 0 | 0.086393 | 0 | 0.086393 | 0 | 0.088118 | 0 | 0.088118 | 0 | 3.2717 | 3.4271 | 3.2717 | 3.4271
234330-Premium T8 with T12 40 Watt Baseline - Tr1 | 0.18779 | 0.12109 | 0.19701 | 948.3158 | 14224.7369 | 0 | 0 | 0.093473 | 0 | 0.093473 | 0 | 0.1126 | 0 | 0.1126 | 0 | 3.2535 | 6.0363 | 3.2535 | 6.0363
234303-Lighting-Remove 4 Ft Lamp (De-Lamp) - Tr1 | 0 | 0 | 0.14787 | 769.2341 | 11538.5118 | -14.3898 | -215.8468 | 0 | 1.8717 | 0 | 1.8717 | 0 | 2.0492 | 0 | 2.0492 | -1.5179 | -1.2253 | -1.5179 | -1.2253
234285-Lighting-Occpncy Snsr-Hi-Bay integrated Snsr-Tr1 | 10.4116 | 6.7136 | 10.1975 | 52576.2391 | 420609.9125 | 0 | 0 | 0.1116 | 0 | 0.1116 | 0 | 0.11979 | 0 | 0.11979 | 0 | 8.1595 | 17.186 | 8.1595 | 17.186
234287-Lighting-Occpncy Snsr-Hi-Bay integrated Snsr-Tr3 | 3.5919 | 2.3161 | 4.2929 | 18138.12 | 145104.96 | 0 | 0 | 0.1037 | 0 | 0.1037 | 0 | 0.11603 | 0 | 0.11603 | 0 | 5.4153 | 11.4018 | 5.4153 | 11.4018
234140-Low Flow Showerhead | 0.36578 | 0.33351 | 0.61499 | 2795.4212 | 27954.2123 | 321.8712 | 3218.712 | 0.057436 | 0.45522 | 0.057436 | 0.45522 | 0.08013 | 0.63508 | 0.08013 | 0.63508 | 1.9764 | 3.2179 | 1.9764 | 3.2179
234285-Lighting-Occpncy Snsr-Hi-Bay integrated Snsr-Tr1 | 15.4091 | 9.9362 | 15.0923 | 77812.8338 | 622502.6705 | 0 | 0 | 0.10991 | 0 | 0.10991 | 0 | 0.1181 | 0 | 0.1181 | 0 | 8.051 | 16.9575 | 8.051 | 16.9575
234370-Lighting-Occpncy Snsr-Wll/Cl Mnt Lght Snsr<500-Tr2 | 0.44447 | 0.28661 | 0 | 2244.48 | 17955.84 | 0 | 0 | 0.055089 | 0 | 0.055089 | 0 | 0.10657 | 0 | 0.10657 | 0 | 1.7641 | 6.1677 | 1.7641 | 6.1677
234292-Lighting-Ocpncy Snsr-Wll/Cl Mntd Lght Snsr>=500Tr2 | 1.2123 | 0.7817 | 0 | 6121.668 | 48973.344 | 0 | 0 | 0.10319 | 0 | 0.10319 | 0 | 0.11517 | 0 | 0.11517 | 0 | 5.3005 | 10.5813 | 5.3005 | 10.5813
234286-Lighting-Occpncy Snsr-Hi-Bay integrated Snsr-Tr2 | 14.4678 | 9.3292 | 23.002 | 73059.3402 | 584474.7216 | 0 | 0 | 0.10115 | 0 | 0.10115 | 0 | 0.11483 | 0 | 0.11483 | 0 | 4.8852 | 10.2937 | 4.8852 | 10.2937
234294-Lighting-Occupancy Sensor-Wallbox Lghtng Snsr-Tr1 | 0.066485 | 0.041235 | 0.29597 | 359.1151 | 2872.921 | 0 | 0 | 0.086393 | 0 | 0.086393 | 0 | 0.088118 | 0 | 0.088118 | 0 | 3.2717 | 3.4271 | 3.2717 | 3.4271
234285-Lighting-Occpncy Snsr-Hi-Bay integrated Snsr-Tr1 | 8.3292 | 5.3709 | 8.158 | 42060.9913 | 336487.93 | 0 | 0 | 0.1116 | 0 | 0.1116 | 0 | 0.11979 | 0 | 0.11979 | 0 | 8.1595 | 17.186 | 8.1595 | 17.186
234312-Lighting-Screw in 14-26 Watt Lamp - Tr1 | 0 | 0 | 0.085091 | 423.7287 | 1046.6098 | -5.7227 | -14.1351 | 0 | 2.7433 | 0 | 2.7433 | 0 | 2.9189 | 0 | 2.9189 | -0.4263 | -0.39063 | -0.4263 | -0.39063
234330-Premium T8 with T12 40 Watt Baseline - Tr1 | 0.046948 | 0.030273 | 0.049253 | 237.0789 | 3556.1842 | 0 | 0 | 0.093473 | 0 | 0.093473 | 0 | 0.1126 | 0 | 0.1126 | 0 | 3.2535 | 6.0363 | 3.2535 | 6.0363
234294-Lighting-Occupancy Sensor-Wallbox Lghtng Snsr-Tr1 | 0.033242 | 0.020617 | 0.14799 | 179.5576 | 1436.4605 | 0 | 0 | 0.086393 | 0 | 0.086393 | 0 | 0.088118 | 0 | 0.088118 | 0 | 3.2717 | 3.4271 | 3.2717 | 3.4271
234285-Lighting-Occpncy Snsr-Hi-Bay integrated Snsr-Tr1 | 8.7457 | 5.6395 | 8.5659 | 44164.0408 | 353312.3265 | 0 | 0 | 0.1116 | 0 | 0.1116 | 0 | 0.11979 | 0 | 0.11979 | 0 | 8.1595 | 17.186 | 8.1595 | 17.186
234312-Lighting-Screw in 14-26 Watt Lamp - Tr1 | 0 | 0 | 0.021273 | 105.9322 | 261.6524 | -1.4307 | -3.5338 | 0 | 2.7433 | 0 | 2.7433 | 0 | 2.9189 | 0 | 2.9189 | -0.4263 | -0.39063 | -0.4263 | -0.39063
234330-Premium T8 with T12 40 Watt Baseline - Tr1 | 0.18779 | 0.12109 | 0.19701 | 948.3158 | 14224.7369 | 0 | 0 | 0.093473 | 0 | 0.093473 | 0 | 0.1126 | 0 | 0.1126 | 0 | 3.2535 | 6.0363 | 3.2535 | 6.0363
234294-Lighting-Occupancy Sensor-Wallbox Lghtng Snsr-Tr1 | 0.033242 | 0.020617 | 0.14799 | 179.5576 | 1436.4605 | 0 | 0 | 0.086393 | 0 | 0.086393 | 0 | 0.088118 | 0 | 0.088118 | 0 | 3.2717 | 3.4271 | 3.2717 | 3.4271
234360-Lighting-IntrHiByLnrFlscntFxtr244wrplc400w(TrI)Tr1 | 0 | 0 | 0.34072 | 0 | 0 | -10.8195 | -162.2927 | 0 | 6.1863 | 0 | 6.1863 | 0 | 4.1901 | 0 | 4.1901 | -0.22308 | -0.36852 | -0.22308 | -0.36852
234285-Lighting-Occpncy Snsr-Hi-Bay integrated Snsr-Tr1 | 2.9152 | 1.8798 | 2.8553 | 14721.3469 | 117770.7755 | 0 | 0 | 0.1116 | 0 | 0.1116 | 0 | 0.11979 | 0 | 0.11979 | 0 | 8.1595 | 17.186 | 8.1595 | 17.186
234330-Premium T8 with T12 40 Watt Baseline - Tr1 | 0.32864 | 0.21191 | 0.34477 | 1659.5526 | 24893.2896 | 0 | 0 | 0.093473 | 0 | 0.093473 | 0 | 0.1126 | 0 | 0.1126 | 0 | 3.2535 | 6.0363 | 3.2535 | 6.0363
234285-Lighting-Occpncy Snsr-Hi-Bay integrated Snsr-Tr1 | 4.1646 | 2.6855 | 4.079 | 21030.4956 | 168243.965 | 0 | 0 | 0.1116 | 0 | 0.1116 | 0 | 0.11979 | 0 | 0.11979 | 0 | 8.1595 | 17.186 | 8.1595 | 17.186
234330-Premium T8 with T12 40 Watt Baseline - Tr1 | 0.93896 | 0.60547 | 0.98505 | 4741.579 | 71123.6847 | 0 | 0 | 0.091878 | 0 | 0.091878 | 0 | 0.111 | 0 | 0.111 | 0 | 3.215 | 5.965 | 3.215 | 5.965
234303-Lighting-Remove 4 Ft Lamp (De-Lamp) - Tr1 | 0 | 0 | 0.48056 | 2500.0109 | 37500.1635 | -46.7668 | -701.502 | 0 | 1.8697 | 0 | 1.8697 | 0 | 2.0472 | 0 | 2.0472 | -1.5153 | -1.2232 | -1.5153 | -1.2232
234285-Lighting-Occpncy Snsr-Hi-Bay integrated Snsr-Tr1 | 2.9152 | 1.8798 | 2.8553 | 14721.3469 | 117770.7755 | 0 | 0 | 0.10991 | 0 | 0.10991 | 0 | 0.1181 | 0 | 0.1181 | 0 | 8.051 | 16.9575 | 8.051 | 16.9575
234330-Premium T8 with T12 40 Watt Baseline - Tr1 | 0.18779 | 0.12109 | 0.19701 | 948.3158 | 14224.7369 | 0 | 0 | 0.091878 | 0 | 0.091878 | 0 | 0.111 | 0 | 0.111 | 0 | 3.215 | 5.965 | 3.215 | 5.965
234285-Lighting-Occpncy Snsr-Hi-Bay integrated Snsr-Tr1 | 1.6658 | 1.0742 | 1.6316 | 8412.1983 | 67297.586 | 0 | 0 | 0.10991 | 0 | 0.10991 | 0 | 0.1181 | 0 | 0.1181 | 0 | 8.051 | 16.9575 | 8.051 | 16.9575
234331-Premium T8 with T12 40 Watt Baseline - Tr2 | 1.1423 | 0.7366 | 1.7021 | 5768.479 | 86527.1855 | 0 | 0 | 0.07546 | 0 | 0.07546 | 0 | 0.10924 | 0 | 0.10924 | 0 | 2.3033 | 5.529 | 2.3033 | 5.529
234286-Lighting-Occpncy Snsr-Hi-Bay integrated Snsr-Tr2 | 0.49889 | 0.3217 | 0.79317 | 2519.2876 | 20154.3007 | 0 | 0 | 0.099462 | 0 | 0.099462 | 0 | 0.11314 | 0 | 0.11314 | 0 | 4.8202 | 10.1569 | 4.8202 | 10.1569
234330-Premium T8 with T12 40 Watt Baseline - Tr1 | 0.046948 | 0.030273 | 0.049253 | 237.0789 | 3556.1842 | 0 | 0 | 0.090475 | 0 | 0.090475 | 0 | 0.1096 | 0 | 0.1096 | 0 | 3.1812 | 5.9022 | 3.1812 | 5.9022
234286-Lighting-Occpncy Snsr-Hi-Bay integrated Snsr-Tr2 | 4.2406 | 2.7344 | 6.742 | 21413.9445 | 171311.5563 | 0 | 0 | 0.10115 | 0 | 0.10115 | 0 | 0.11483 | 0 | 0.11483 | 0 | 4.8852 | 10.2937 | 4.8852 | 10.2937
234330-Premium T8 with T12 40 Watt Baseline - Tr1 | 0.046948 | 0.030273 | 0.049253 | 237.0789 | 3556.1842 | 0 | 0 | 0.091878 | 0 | 0.091878 | 0 | 0.111 | 0 | 0.111 | 0 | 3.215 | 5.965 | 3.215 | 5.965
234360-Lighting-IntrHiByLnrFlscntFxtr244wrplc400w(TrI)Tr1 | 0 | 0 | 0.68143 | 0 | 0 | -21.639 | -324.5854 | 0 | 6.1844 | 0 | 6.1844 | 0 | 4.1881 | 0 | 4.1881 | -0.22269 | -0.36788 | -0.22269 | -0.36788
234294-Lighting-Occupancy Sensor-Wallbox Lghtng Snsr-Tr1 | 0.066485 | 0.041235 | 0.29597 | 359.1151 | 2872.921 | 0 | 0 | 0.08477 | 0 | 0.08477 | 0 | 0.086495 | 0 | 0.086495 | 0 | 3.229 | 3.3824 | 3.229 | 3.3824
234285-Lighting-Occpncy Snsr-Hi-Bay integrated Snsr-Tr1 | 10.4116 | 6.7136 | 10.1975 | 52576.2391 | 420609.9125 | 0 | 0 | 0.10991 | 0 | 0.10991 | 0 | 0.1181 | 0 | 0.1181 | 0 | 8.051 | 16.9575 | 8.051 | 16.9575
234287-Lighting-Occpncy Snsr-Hi-Bay integrated Snsr-Tr3 | 3.5919 | 2.3161 | 4.2929 | 18138.12 | 145104.96 | 0 | 0 | 0.10201 | 0 | 0.10201 | 0 | 0.11434 | 0 | 0.11434 | 0 | 5.3433 | 11.2502 | 5.3433 | 11.2502
234285-Lighting-Occpncy Snsr-Hi-Bay integrated Snsr-Tr1 | 16.6585 | 10.7418 | 16.316 | 84121.9825 | 672975.86 | 0 | 0 | 0.1116 | 0 | 0.1116 | 0 | 0.11979 | 0 | 0.11979 | 0 | 8.1595 | 17.186 | 8.1595 | 17.186
234287-Lighting-Occpncy Snsr-Hi-Bay integrated Snsr-Tr3 | 6.0785 | 3.9196 | 7.2649 | 30695.28 | 245562.24 | 0 | 0 | 0.10201 | 0 | 0.10201 | 0 | 0.11434 | 0 | 0.11434 | 0 | 5.3433 | 11.2502 | 5.3433 | 11.2502
234330-Premium T8 with T12 40 Watt Baseline - Tr1 | 0.39906 | 0.25732 | 0.41865 | 2015.1711 | 30227.566 | 0 | 0 | 0.091878 | 0 | 0.091878 | 0 | 0.111 | 0 | 0.111 | 0 | 3.215 | 5.965 | 3.215 | 5.965
234207-Lighting-8 Ft T-8 with Elec Ballast-Tr1 | 0.20613 | 0.13292 | 0.22457 | 1040.8915 | 15613.3729 | 0 | 0 | 0.032441 | 0 | 0.032441 | 0 | 0.065463 | 0 | 0.065463 | 0 | 1.3215 | 1.9642 | 1.3215 | 1.9642
234303-Lighting-Remove 4 Ft Lamp (De-Lamp) - Tr1 | 0 | 0 | 0.4436 | 2307.7024 | 34615.5355 | -43.1694 | -647.5403 | 0 | 1.8697 | 0 | 1.8697 | 0 | 2.0472 | 0 | 2.0472 | -1.5153 | -1.2232 | -1.5153 | -1.2232
234306-Lighting-Remove 8 Ft Lamp (De-Lamp) - Tr1 | 1.5221 | 0.94403 | 1.7436 | 8221.6734 | 123325.1009 | 0 | 0 | 0.11948 | 0 | 0.11948 | 0 | 0.11977 | 0 | 0.11977 | 0 | 11.8294 | 12.147 | 11.8294 | 12.147
234294-Lighting-Occupancy Sensor-Wallbox Lghtng Snsr-Tr1 | 0.033242 | 0.020617 | 0.14799 | 179.5576 | 1436.4605 | 0 | 0 | 0.08477 | 0 | 0.08477 | 0 | 0.086495 | 0 | 0.086495 | 0 | 3.229 | 3.3824 | 3.229 | 3.3824
234049-Lighting-LED Exit Sign New Sign | 0.034087 | 0.033866 | 0 | 298.6144 | 4777.8301 | 0 | 0 | 0.093414 | 0 | 0.093414 | 0 | 0.099467 | 0 | 0.099467 | 0 | 5.2149 | 7.1743 | 5.2149 | 7.1743
234330-Premium T8 with T12 40 Watt Baseline - Tr1 | 0.49296 | 0.31787 | 0.51715 | 2489.329 | 37339.9345 | 0 | 0 | 0.091878 | 0 | 0.091878 | 0 | 0.111 | 0 | 0.111 | 0 | 3.215 | 5.965 | 3.215 | 5.965
234303-Lighting-Remove 4 Ft Lamp (De-Lamp) - Tr1 | 0 | 0 | 0.036966 | 192.3085 | 2884.628 | -3.5974 | -53.9617 | 0 | 1.8697 | 0 | 1.8697 | 0 | 2.0472 | 0 | 2.0472 | -1.5153 | -1.2232 | -1.5153 | -1.2232
234332-Premium T8 with T12 40 Watt Baseline - Tr3 | 0.60107 | 0.38759 | 1.1364 | 3035.2838 | 45529.2576 | 0 | 0 | 0.093354 | 0 | 0.093354 | 0 | 0.11042 | 0 | 0.11042 | 0 | 3.3337 | 5.8139 | 3.3337 | 5.8139
234305-Lighting-Remove 4 Ft Lamp (De-Lamp) - Tr3 | 1.4576 | 0.93989 | 2.8394 | 7360.4845 | 110407.2677 | 0 | 0 | 0.10713 | 0 | 0.10713 | 0 | 0.12364 | 0 | 0.12364 | 0 | 5.0846 | 13.7179 | 5.0846 | 13.7179
234308-Lighting-Remove 8 Ft Lamp (De-Lamp) - Tr3 | 0.18545 | 0.11502 | 0.42388 | 1001.7178 | 15025.7676 | 0 | 0 | 0.11094 | 0 | 0.11094 | 0 | 0.12103 | 0 | 0.12103 | 0 | 6.6683 | 13.7672 | 6.6683 | 13.7672
234330-Premium T8 with T12 40 Watt Baseline - Tr1 | 0.093896 | 0.060547 | 0.098505 | 474.1579 | 7112.3685 | 0 | 0 | 0.093473 | 0 | 0.093473 | 0 | 0.1126 | 0 | 0.1126 | 0 | 3.2535 | 6.0363 | 3.2535 | 6.0363
234360-Lighting-IntrHiByLnrFlscntFxtr244wrplc400w(TrI)Tr1 | 0 | 0 | 3.7479 | 0 | 0 | -119.0146 | -1785.2195 | 0 | 6.1863 | 0 | 6.1863 | 0 | 4.1901 | 0 | 4.1901 | -0.22308 | -0.36852 | -0.22308 | -0.36852
234294-Lighting-Occupancy Sensor-Wallbox Lghtng Snsr-Tr1 | 0.16621 | 0.10309 | 0.73994 | 897.7878 | 7182.3024 | 0 | 0 | 0.086393 | 0 | 0.086393 | 0 | 0.088118 | 0 | 0.088118 | 0 | 3.2717 | 3.4271 | 3.2717 | 3.4271
234285-Lighting-Occpncy Snsr-Hi-Bay integrated Snsr-Tr1 | 12.4939 | 8.0564 | 12.237 | 63091.4869 | 504731.895 | 0 | 0 | 0.1116 | 0 | 0.1116 | 0 | 0.11979 | 0 | 0.11979 | 0 | 8.1595 | 17.186 | 8.1595 | 17.186
234312-Lighting-Screw in 14-26 Watt Lamp - Tr1 | 0 | 0 | 0.10636 | 529.6608 | 1308.2622 | -7.1534 | -17.6689 | 0 | 2.7417 | 0 | 2.7417 | 0 | 2.9173 | 0 | 2.9173 | -0.42547 | -0.38987 | -0.42547 | -0.38987
234330-Premium T8 with T12 40 Watt Baseline - Tr1 | 0.023474 | 0.015137 | 0.024626 | 118.5395 | 1778.0921 | 0 | 0 | 0.091878 | 0 | 0.091878 | 0 | 0.111 | 0 | 0.111 | 0 | 3.215 | 5.965 | 3.215 | 5.965
234303-Lighting-Remove 4 Ft Lamp (De-Lamp) - Tr1 | 0 | 0 | 0.036966 | 192.3085 | 2884.628 | -3.5974 | -53.9617 | 0 | 1.8697 | 0 | 1.8697 | 0 | 2.0472 | 0 | 2.0472 | -1.5153 | -1.2232 | -1.5153 | -1.2232
234360-Lighting-IntrHiByLnrFlscntFxtr244wrplc400w(TrI)Tr1 | 0 | 0 | 1.1925 | 0 | 0 | -37.8683 | -568.0244 | 0 | 6.1844 | 0 | 6.1844 | 0 | 4.1881 | 0 | 4.1881 | -0.22269 | -0.36788 | -0.22269 | -0.36788
234285-Lighting-Occpncy Snsr-Hi-Bay integrated Snsr-Tr1 | 2.9152 | 1.8798 | 2.8553 | 14721.3469 | 117770.7755 | 0 | 0 | 0.10991 | 0 | 0.10991 | 0 | 0.1181 | 0 | 0.1181 | 0 | 8.051 | 16.9575 | 8.051 | 16.9575
234294-Lighting-Occupancy Sensor-Wallbox Lghtng Snsr-Tr1 | 7.9449 | 4.9275 | 35.3689 | 42914.2568 | 343314.0547 | 0 | 0 | 0.08477 | 0 | 0.08477 | 0 | 0.086495 | 0 | 0.086495 | 0 | 3.229 | 3.3824 | 3.229 | 3.3824
234286-Lighting-Occpncy Snsr-Hi-Bay integrated Snsr-Tr2 | 13.47 | 8.6858 | 21.4157 | 68020.765 | 544166.1201 | 0 | 0 | 0.099462 | 0 | 0.099462 | 0 | 0.11314 | 0 | 0.11314 | 0 | 4.8202 | 10.1569 | 4.8202 | 10.1569
234286-Lighting-Occpncy Snsr-Hi-Bay integrated Snsr-Tr2 | 14.2183 | 9.1684 | 22.6054 | 71799.6964 | 574397.5712 | 0 | 0 | 0.099462 | 0 | 0.099462 | 0 | 0.11314 | 0 | 0.11314 | 0 | 4.8202 | 10.1569 | 4.8202 | 10.1569
234084-Refrigeration -Cooler/Freezer Door Gaskets - Solid Doors: Cooler | 1.2107 | 1.0125 | 1.0444 | 9137.67 | 36550.68 | 0 | 0 | 0.097885 | 0 | 0.097885 | 0 | 0.09318 | 0 | 0.09318 | 0 | 11.3668 | 7.5869 | 11.3668 | 7.5869
234312-Lighting-Screw in 14-26 Watt Lamp - Tr1 | 0 | 0 | 16.0397 | 79872.8522 | 197285.945 | -1078.7307 | -2664.4647 | 0 | 2.7433 | 0 | 2.7433 | 0 | 2.9189 | 0 | 2.9189 | -0.4263 | -0.39063 | -0.4263 | -0.39063
234294-Lighting-Occupancy Sensor-Wallbox Lghtng Snsr-Tr1 | 10.6043 | 6.5769 | 47.2079 | 57278.8616 | 458230.8931 | 0 | 0 | 0.086393 | 0 | 0.086393 | 0 | 0.088118 | 0 | 0.088118 | 0 | 3.2717 | 3.4271 | 3.2717 | 3.4271
234312-Lighting-Screw in 14-26 Watt Lamp - Tr1 | 0 | 0 | 0 | 0 | 0 | 0 | 0 | 0 | 0 | 0 | 0 | 0 | 0 | 0 | 0 | 0 | 0 | 0 | 0
234294-Lighting-Occupancy Sensor-Wallbox Lghtng Snsr-Tr1 | 6.1498 | 3.8142 | 27.3776 | 33218.1486 | 265745.1888 | 0 | 0 | 0.08477 | 0 | 0.08477 | 0 | 0.086495 | 0 | 0.086495 | 0 | 3.229 | 3.3824 | 3.229 | 3.3824
234126-Refrigeration - Efficient Evap Fan Motor Electronically Commutated Motor (ECM) | 0.021586 | 0.018052 | 0.022183 | 162.9166 | 2443.749 | -0.1614 | -2.4209 | 0.050018 | 0.96773 | 0.050018 | 0.96773 | -0.085874 | 0.96773 | -0.085874 | 0.96773 | 1.7274 | 0.57296 | 1.7274 | 0.57296
234286-Lighting-Occpncy Snsr-Hi-Bay integrated Snsr-Tr2 | 5.9867 | 3.8604 | 9.5181 | 30231.4511 | 241851.6089 | 0 | 0 | 0.10115 | 0 | 0.10115 | 0 | 0.11483 | 0 | 0.11483 | 0 | 4.8852 | 10.2937 | 4.8852 | 10.2937
234312-Lighting-Screw in 14-26 Watt Lamp - Tr1 | 0 | 0 | 0.021273 | 105.9322 | 261.6524 | -1.4307 | -3.5338 | 0 | 2.7433 | 0 | 2.7433 | 0 | 2.9189 | 0 | 2.9189 | -0.4263 | -0.39063 | -0.4263 | -0.39063
234330-Premium T8 with T12 40 Watt Baseline - Tr1 | 0.37559 | 0.24219 | 0.39402 | 1896.6316 | 28449.4739 | 0 | 0 | 0.093473 | 0 | 0.093473 | 0 | 0.1126 | 0 | 0.1126 | 0 | 3.2535 | 6.0363 | 3.2535 | 6.0363
234312-Lighting-Screw in 14-26 Watt Lamp - Tr1 | 0 | 0 | 0.021273 | 105.9322 | 261.6524 | -1.4307 | -3.5338 | 0 | 2.7433 | 0 | 2.7433 | 0 | 2.9189 | 0 | 2.9189 | -0.4263 | -0.39063 | -0.4263 | -0.39063
234330-Premium T8 with T12 40 Watt Baseline - Tr1 | 0.7277 | 0.46924 | 0.76342 | 3674.7237 | 55120.8556 | 0 | 0 | 0.093473 | 0 | 0.093473 | 0 | 0.1126 | 0 | 0.1126 | 0 | 3.2535 | 6.0363 | 3.2535 | 6.0363
234303-Lighting-Remove 4 Ft Lamp (De-Lamp) - Tr1 | 0 | 0 | 0.20332 | 1057.6969 | 15865.4538 | -19.786 | -296.7893 | 0 | 1.8717 | 0 | 1.8717 | 0 | 2.0492 | 0 | 2.0492 | -1.5179 | -1.2253 | -1.5179 | -1.2253
234330-Premium T8 with T12 40 Watt Baseline - Tr1 | 0.49296 | 0.31787 | 0.51715 | 2489.329 | 37339.9345 | 0 | 0 | 0.091878 | 0 | 0.091878 | 0 | 0.111 | 0 | 0.111 | 0 | 3.215 | 5.965 | 3.215 | 5.965
234285-Lighting-Occpncy Snsr-Hi-Bay integrated Snsr-Tr1 | 3.7482 | 2.4169 | 3.6711 | 18927.4461 | 151419.5685 | 0 | 0 | 0.10991 | 0 | 0.10991 | 0 | 0.1181 | 0 | 0.1181 | 0 | 8.051 | 16.9575 | 8.051 | 16.9575
234330-Premium T8 with T12 40 Watt Baseline - Tr1 | 0.58685 | 0.37842 | 0.61566 | 2963.4869 | 44452.3029 | 0 | 0 | 0.091878 | 0 | 0.091878 | 0 | 0.111 | 0 | 0.111 | 0 | 3.215 | 5.965 | 3.215 | 5.965
234303-Lighting-Remove 4 Ft Lamp (De-Lamp) - Tr1 | 0 | 0 | 0.036966 | 192.3085 | 2884.628 | -3.5974 | -53.9617 | 0 | 1.8697 | 0 | 1.8697 | 0 | 2.0472 | 0 | 2.0472 | -1.5153 | -1.2232 | -1.5153 | -1.2232
234331-Premium T8 with T12 40 Watt Baseline - Tr2 | 0.29374 | 0.18941 | 0.43769 | 1483.3232 | 22249.8477 | 0 | 0 | 0.07546 | 0 | 0.07546 | 0 | 0.10924 | 0 | 0.10924 | 0 | 2.3033 | 5.529 | 2.3033 | 5.529
234304-Lighting-Remove 4 Ft Lamp (De-Lamp) - Tr2 | 0 | 0 | 0.1109 | 576.9256 | 8653.8839 | -10.7923 | -161.8851 | 0 | 0.69035 | 0 | 0.69035 | 0 | 0.69063 | 0 | 0.69063 | 0 | 0 | 0 | 0
234330-Premium T8 with T12 40 Watt Baseline - Tr1 | 1.1268 | 0.72656 | 1.1821 | 5689.8948 | 85348.4217 | 0 | 0 | 0.091878 | 0 | 0.091878 | 0 | 0.111 | 0 | 0.111 | 0 | 3.215 | 5.965 | 3.215 | 5.965
234303-Lighting-Remove 4 Ft Lamp (De-Lamp) - Tr1 | 0 | 0 | 0.14787 | 769.2341 | 11538.5118 | -14.3898 | -215.8468 | 0 | 1.8697 | 0 | 1.8697 | 0 | 2.0472 | 0 | 2.0472 | -1.5153 | -1.2232 | -1.5153 | -1.2232
234213-Lighting-Hrdwr Incan Base>90 w Flrscnt Fxtre-Tr1 | 4.2132 | 2.7168 | 2.6919 | 21275.627 | 319134.405 | 0 | 0 | 0.12528 | 0 | 0.12528 | 0 | 0.12528 | 0 | 0.12528 | 0 | 16.5025 | 16.5025 | 16.5025 | 16.5025
234333-Lighting-Photocell Tr1 | 0.010402 | 0.02288 | 0 | 612.864 | 4902.912 | 0 | 0 | -0.015749 | 0 | -0.015749 | 0 | 0.052883 | 0 | 0.052883 | 0 | 0.84934 | 2.4731 | 0.84934 | 2.4731
234331-Premium T8 with T12 40 Watt Baseline - Tr2 | 0.19583 | 0.12627 | 0.29179 | 988.8821 | 14833.2318 | 0 | 0 | 0.077055 | 0 | 0.077055 | 0 | 0.11083 | 0 | 0.11083 | 0 | 2.3309 | 5.5951 | 2.3309 | 5.5951
234304-Lighting-Remove 4 Ft Lamp (De-Lamp) - Tr2 | 0 | 0 | 0.14787 | 769.2341 | 11538.5118 | -14.3898 | -215.8468 | 0 | 0.69035 | 0 | 0.69035 | 0 | 0.69063 | 0 | 0.69063 | 0 | 0 | 0 | 0
234361-Lighting-IntrHiByLnrFlscntFxtr244wrplc400w(TrI)Tr2 | 1.1578 | 0.74657 | 1.8429 | 5846.5663 | 87698.4945 | 0 | 0 | 0.078003 | 0 | 0.078003 | 0 | 0.11158 | 0 | 0.11158 | 0 | 2.3697 | 5.774 | 2.3697 | 5.774
234286-Lighting-Occpncy Snsr-Hi-Bay integrated Snsr-Tr2 | 2.7439 | 1.7693 | 4.3624 | 13856.0818 | 110848.6541 | 0 | 0 | 0.10115 | 0 | 0.10115 | 0 | 0.11483 | 0 | 0.11483 | 0 | 4.8852 | 10.2937 | 4.8852 | 10.2937
234330-Premium T8 with T12 40 Watt Baseline - Tr1 | 1.1268 | 0.72656 | 1.1821 | 5689.8948 | 85348.4217 | 0 | 0 | 0.093473 | 0 | 0.093473 | 0 | 0.1126 | 0 | 0.1126 | 0 | 3.2535 | 6.0363 | 3.2535 | 6.0363
234331-Premium T8 with T12 40 Watt Baseline - Tr2 | 0.16319 | 0.10523 | 0.24316 | 824.0684 | 12361.0265 | 0 | 0 | 0.077055 | 0 | 0.077055 | 0 | 0.11083 | 0 | 0.11083 | 0 | 2.3309 | 5.5951 | 2.3309 | 5.5951
234287-Lighting-Occpncy Snsr-Hi-Bay integrated Snsr-Tr3 | 15.4726 | 9.9771 | 18.4924 | 78133.44 | 625067.52 | 0 | 0 | 0.1037 | 0 | 0.1037 | 0 | 0.11603 | 0 | 0.11603 | 0 | 5.4153 | 11.4018 | 5.4153 | 11.4018
234240-Lighting-Induction Fixture >100 watts - Tr1 | 0.079092 | 0.051001 | 0.10139 | 399.399 | 5990.985 | 0 | 0 | 0.065262 | 0 | 0.065262 | 0 | 0.10571 | 0 | 0.10571 | 0 | 1.9584 | 4.8235 | 1.9584 | 4.8235
234333-Lighting-Photocell Tr1 | 0.0011558 | 0.0025422 | 0 | 68.096 | 544.768 | 0 | 0 | -0.015749 | 0 | -0.015749 | 0 | 0.052883 | 0 | 0.052883 | 0 | 0.84934 | 2.4731 | 0.84934 | 2.4731
234393-Conveyor Oven lg >25" total conveyor width | 0 | 0 | 0 | 0 | 0 | 1183 | 14196 | 0 | -0.74717 | 0 | -0.74717 | 0 | -0.15845 | 0 | -0.15845 | 0 | 0 | 0 | 0
234084-Refrigeration -Cooler/Freezer Door Gaskets - Solid Doors: Cooler | 0.17898 | 0.14968 | 0.15439 | 1350.786 | 5403.144 | 0 | 0 | 0.096112 | 0 | 0.096112 | 0 | 0.091408 | 0 | 0.091408 | 0 | 11.1791 | 7.4616 | 11.1791 | 7.4616
234083-Refrigeration -Cooler/Freezer Door Gaskets - Glass Doors | 2.1477 | 1.7961 | 1.8527 | 16209.432 | 64837.728 | 0 | 0 | 0.096112 | 0 | 0.096112 | 0 | 0.091408 | 0 | 0.091408 | 0 | 11.1785 | 7.4616 | 11.1785 | 7.4616
234126-Refrigeration - Efficient Evap Fan Motor Electronically Commutated Motor (ECM) | 0.032379 | 0.027079 | 0.033274 | 244.3749 | 3665.6235 | -0.24209 | -3.6314 | 0.050018 | 0.96773 | 0.050018 | 0.96773 | -0.085874 | 0.96773 | -0.085874 | 0.96773 | 1.7274 | 0.57296 | 1.7274 | 0.57296
234084-Refrigeration -Cooler/Freezer Door Gaskets - Solid Doors: Cooler | 0.42112 | 0.35218 | 0.36328 | 3178.32 | 12713.28 | 0 | 0 | 0.096107 | 0 | 0.096107 | 0 | 0.091387 | 0 | 0.091387 | 0 | 11.1731 | 7.4505 | 11.1731 | 7.4505
234067-Refrigeration - Food Service -Auto Closer for Main Cooler Doors | 0 | 0 | 0 | 0 | 0 | 0 | 0 | 0 | 0 | 0 | 0 | 0 | 0 | 0 | 0 | 0 | 0 | 0 | 0
234084-Refrigeration -Cooler/Freezer Door Gaskets - Solid Doors: Cooler | 0.7896 | 0.66034 | 0.68115 | 5959.35 | 23837.4 | 0 | 0 | 0.09608 | 0 | 0.09608 | 0 | 0.091272 | 0 | 0.091272 | 0 | 11.1407 | 7.3907 | 11.1407 | 7.3907
234067-Refrigeration - Food Service -Auto Closer for Main Cooler Doors | 0.099706 | 0.083383 | 0.14556 | 752.5063 | 6020.0504 | -0.037362 | -0.2989 | 0.045823 | 0.88635 | 0.045823 | 0.88635 | 0.088197 | 0.88635 | 0.088197 | 0.88635 | 1.7077 | 4.9518 | 1.7077 | 4.9518
234084-Refrigeration -Cooler/Freezer Door Gaskets - Solid Doors: Cooler | 1.6845 | 1.4087 | 1.4531 | 12713.28 | 50853.12 | 0 | 0 | 0.096105 | 0 | 0.096105 | 0 | 0.091379 | 0 | 0.091379 | 0 | 11.1709 | 7.4463 | 11.1709 | 7.4463
234330-Premium T8 with T12 40 Watt Baseline - Tr1 | 0.25822 | 0.1665 | 0.27089 | 1303.9342 | 19559.0133 | 0 | 0 | 0.093473 | 0 | 0.093473 | 0 | 0.1126 | 0 | 0.1126 | 0 | 3.2535 | 6.0363 | 3.2535 | 6.0363
234207-Lighting-8 Ft T-8 with Elec Ballast-Tr1 | 0.09018 | 0.05815 | 0.098251 | 455.39 | 6830.8507 | 0 | 0 | 0.034036 | 0 | 0.034036 | 0 | 0.067057 | 0 | 0.067057 | 0 | 1.3373 | 1.9877 | 1.3373 | 1.9877
234303-Lighting-Remove 4 Ft Lamp (De-Lamp) - Tr1 | 0 | 0 | 0.27725 | 1442.314 | 21634.7097 | -26.9808 | -404.7127 | 0 | 1.8717 | 0 | 1.8717 | 0 | 2.0492 | 0 | 2.0492 | -1.5179 | -1.2253 | -1.5179 | -1.2253
234306-Lighting-Remove 8 Ft Lamp (De-Lamp) - Tr1 | 0.66593 | 0.41302 | 0.76281 | 3596.9821 | 53954.7316 | 0 | 0 | 0.121 | 0 | 0.121 | 0 | 0.12129 | 0 | 0.12129 | 0 | 11.9671 | 12.2885 | 11.9671 | 12.2885
234085-Refrigeration -Strip Curtains for Walk-ins | 0.67498 | 0.48331 | 0.51198 | 4491.9 | 17967.6 | 0 | 0 | 0.0994 | 0 | 0.0994 | 0 | 0.10371 | 0 | 0.10371 | 0 | 12.8978 | 26.6674 | 12.8978 | 26.6674
234084-Refrigeration -Cooler/Freezer Door Gaskets - Solid Doors: Cooler | 1.6529 | 1.3823 | 1.4259 | 12474.906 | 49899.624 | 0 | 0 | 0.096093 | 0 | 0.096093 | 0 | 0.09133 | 0 | 0.09133 | 0 | 11.1569 | 7.4205 | 11.1569 | 7.4205
234067-Refrigeration - Food Service -Auto Closer for Main Cooler Doors | 0.099706 | 0.083383 | 0.14556 | 752.5063 | 6020.0504 | -0.037362 | -0.2989 | 0.045823 | 0.88635 | 0.045823 | 0.88635 | 0.088197 | 0.88635 | 0.088197 | 0.88635 | 1.7077 | 4.9518 | 1.7077 | 4.9518
234068-Refrigeration - Food Service -Auto Closer for Main Freezer Doors | 0.25838 | 0.21608 | 0.19315 | 1950.0694 | 15600.5556 | -0.018681 | -0.14945 | 0.084673 | 0.88635 | 0.084673 | 0.88635 | 0.097091 | 0.88635 | 0.097091 | 0.88635 | 4.2775 | 8.2376 | 4.2775 | 8.2376
234330-Premium T8 with T12 40 Watt Baseline - Tr1 | 0.28169 | 0.18164 | 0.29552 | 1422.4737 | 21337.1054 | 0 | 0 | 0.091878 | 0 | 0.091878 | 0 | 0.111 | 0 | 0.111 | 0 | 3.215 | 5.965 | 3.215 | 5.965
234303-Lighting-Remove 4 Ft Lamp (De-Lamp) - Tr1 | 0 | 0 | 0.4436 | 2307.7024 | 34615.5355 | -43.1694 | -647.5403 | 0 | 1.8697 | 0 | 1.8697 | 0 | 2.0472 | 0 | 2.0472 | -1.5153 | -1.2232 | -1.5153 | -1.2232
234049-Lighting-LED Exit Sign New Sign | 0.068174 | 0.067731 | 0 | 597.2288 | 9555.6603 | 0 | 0 | 0.093414 | 0 | 0.093414 | 0 | 0.099467 | 0 | 0.099467 | 0 | 5.2149 | 7.1743 | 5.2149 | 7.1743
234126-Refrigeration - Efficient Evap Fan Motor Electronically Commutated Motor (ECM) | 0.086345 | 0.072209 | 0.088732 | 651.6664 | 9774.996 | -0.64558 | -9.6838 | 0.048552 | 0.93798 | 0.048552 | 0.93798 | -0.08734 | 0.93798 | -0.08734 | 0.93798 | 1.7061 | 0.5659 | 1.7061 | 0.5659
234312-Lighting-Screw in 14-26 Watt Lamp - Tr1 | 0 | 0 | 0.042546 | 211.8643 | 523.3049 | -2.8614 | -7.0675 | 0 | 2.7417 | 0 | 2.7417 | 0 | 2.9173 | 0 | 2.9173 | -0.42547 | -0.38987 | -0.42547 | -0.38987
234330-Premium T8 with T12 40 Watt Baseline - Tr1 | 0.28169 | 0.18164 | 0.29552 | 1422.4737 | 21337.1054 | 0 | 0 | 0.091878 | 0 | 0.091878 | 0 | 0.111 | 0 | 0.111 | 0 | 3.215 | 5.965 | 3.215 | 5.965
234303-Lighting-Remove 4 Ft Lamp (De-Lamp) - Tr1 | 0 | 0 | 0.4436 | 2307.7024 | 34615.5355 | -43.1694 | -647.5403 | 0 | 1.8697 | 0 | 1.8697 | 0 | 2.0472 | 0 | 2.0472 | -1.5153 | -1.2232 | -1.5153 | -1.2232
234126-Refrigeration - Efficient Evap Fan Motor Electronically Commutated Motor (ECM) | 0.043172 | 0.036105 | 0.044366 | 325.8332 | 4887.498 | -0.32279 | -4.8419 | 0.050018 | 0.96773 | 0.050018 | 0.96773 | -0.085874 | 0.96773 | -0.085874 | 0.96773 | 1.7274 | 0.57296 | 1.7274 | 0.57296
234126-Refrigeration - Efficient Evap Fan Motor Electronically Commutated Motor (ECM) | 0.021586 | 0.018052 | 0.022183 | 162.9166 | 2443.749 | -0.1614 | -2.4209 | 0.050018 | 0.96773 | 0.050018 | 0.96773 | -0.085874 | 0.96773 | -0.085874 | 0.96773 | 1.7274 | 0.57296 | 1.7274 | 0.57296
234084-Refrigeration -Cooler/Freezer Door Gaskets - Solid Doors: Cooler | 0.58957 | 0.49305 | 0.50859 | 4449.648 | 17798.592 | 0 | 0 | 0.096092 | 0 | 0.096092 | 0 | 0.091325 | 0 | 0.091325 | 0 | 11.1555 | 7.4179 | 11.1555 | 7.4179
234067-Refrigeration - Food Service -Auto Closer for Main Cooler Doors | 0.099706 | 0.083383 | 0.14556 | 752.5063 | 6020.0504 | -0.037362 | -0.2989 | 0.045823 | 0.88635 | 0.045823 | 0.88635 | 0.088197 | 0.88635 | 0.088197 | 0.88635 | 1.7077 | 4.9518 | 1.7077 | 4.9518
234084-Refrigeration -Cooler/Freezer Door Gaskets - Solid Doors: Cooler | 0.5264 | 0.44023 | 0.4541 | 3972.9 | 15891.6 | 0 | 0 | 0.096103 | 0 | 0.096103 | 0 | 0.091371 | 0 | 0.091371 | 0 | 11.1687 | 7.4423 | 11.1687 | 7.4423
234126-Refrigeration - Efficient Evap Fan Motor Electronically Commutated Motor (ECM) | 0.021586 | 0.018052 | 0.022183 | 162.9166 | 2443.749 | -0.1614 | -2.4209 | 0.050018 | 0.96773 | 0.050018 | 0.96773 | -0.085874 | 0.96773 | -0.085874 | 0.96773 | 1.7274 | 0.57296 | 1.7274 | 0.57296
234084-Refrigeration -Cooler/Freezer Door Gaskets - Solid Doors: Cooler | 1.2528 | 1.0477 | 1.0808 | 9455.502 | 37822.008 | 0 | 0 | 0.096101 | 0 | 0.096101 | 0 | 0.091362 | 0 | 0.091362 | 0 | 11.166 | 7.4373 | 11.166 | 7.4373
234067-Refrigeration - Food Service -Auto Closer for Main Cooler Doors | 0.099706 | 0.083383 | 0.14556 | 752.5063 | 6020.0504 | -0.037362 | -0.2989 | 0.045823 | 0.88635 | 0.045823 | 0.88635 | 0.088197 | 0.88635 | 0.088197 | 0.88635 | 1.7077 | 4.9518 | 1.7077 | 4.9518
234068-Refrigeration - Food Service -Auto Closer for Main Freezer Doors | 0.25838 | 0.21608 | 0.19315 | 1950.0694 | 15600.5556 | -0.018681 | -0.14945 | 0.084673 | 0.88635 | 0.084673 | 0.88635 | 0.097091 | 0.88635 | 0.097091 | 0.88635 | 4.2775 | 8.2376 | 4.2775 | 8.2376
234084-Refrigeration -Cooler/Freezer Door Gaskets - Solid Doors: Cooler | 0.94752 | 0.79241 | 0.81738 | 7151.22 | 28604.88 | 0 | 0 | 0.096081 | 0 | 0.096081 | 0 | 0.091278 | 0 | 0.091278 | 0 | 11.1422 | 7.3935 | 11.1422 | 7.3935
234084-Refrigeration -Cooler/Freezer Door Gaskets - Solid Doors: Cooler | 0.30531 | 0.25533 | 0.26338 | 2304.282 | 9217.128 | 0 | 0 | 0.096017 | 0 | 0.096017 | 0 | 0.091013 | 0 | 0.091013 | 0 | 11.068 | 7.2589 | 11.068 | 7.2589
234084-Refrigeration -Cooler/Freezer Door Gaskets - Solid Doors: Cooler | 0.16845 | 0.14087 | 0.14531 | 1271.328 | 5085.312 | 0 | 0 | 0.096055 | 0 | 0.096055 | 0 | 0.091169 | 0 | 0.091169 | 0 | 11.1117 | 7.3378 | 11.1117 | 7.3378
234085-Refrigeration -Strip Curtains for Walk-ins | 0 | 0 | 0 | 0 | 0 | 0 | 0 | 0 | 0 | 0 | 0 | 0 | 0 | 0 | 0 | 0 | 0 | 0 | 0
234084-Refrigeration -Cooler/Freezer Door Gaskets - Solid Doors: Cooler | 0.61063 | 0.51066 | 0.52676 | 4608.564 | 18434.256 | 0 | 0 | 0.096065 | 0 | 0.096065 | 0 | 0.091211 | 0 | 0.091211 | 0 | 11.1233 | 7.3589 | 11.1233 | 7.3589
234085-Refrigeration -Strip Curtains for Walk-ins | 0.64284 | 0.46029 | 0.4876 | 4278 | 17112 | 0 | 0 | 0.099381 | 0 | 0.099381 | 0 | 0.10368 | 0 | 0.10368 | 0 | 12.8691 | 26.4414 | 12.8691 | 26.4414
234084-Refrigeration -Cooler/Freezer Door Gaskets - Solid Doors: Cooler | 0.31584 | 0.26414 | 0.27246 | 2383.74 | 9534.96 | 0 | 0 | 0.096058 | 0 | 0.096058 | 0 | 0.091182 | 0 | 0.091182 | 0 | 11.1152 | 7.3441 | 11.1152 | 7.3441
234067-Refrigeration - Food Service -Auto Closer for Main Cooler Doors | 0.099706 | 0.083383 | 0.14556 | 752.5063 | 6020.0504 | -0.037362 | -0.2989 | 0.045823 | 0.88635 | 0.045823 | 0.88635 | 0.088197 | 0.88635 | 0.088197 | 0.88635 | 1.7077 | 4.9518 | 1.7077 | 4.9518
234085-Refrigeration -Strip Curtains for Walk-ins | 1.2214 | 0.87456 | 0.92644 | 8128.2 | 32512.8 | 0 | 0 | 0.099413 | 0 | 0.099413 | 0 | 0.10374 | 0 | 0.10374 | 0 | 12.9185 | 26.832 | 12.9185 | 26.832
234084-Refrigeration -Cooler/Freezer Door Gaskets - Solid Doors: Cooler | 2.5162 | 2.1043 | 2.1706 | 18990.462 | 75961.848 | 0 | 0 | 0.096111 | 0 | 0.096111 | 0 | 0.091402 | 0 | 0.091402 | 0 | 11.1775 | 7.4585 | 11.1775 | 7.4585
234067-Refrigeration - Food Service -Auto Closer for Main Cooler Doors | 0.099706 | 0.083383 | 0.14556 | 752.5063 | 6020.0504 | -0.037362 | -0.2989 | 0.045823 | 0.88635 | 0.045823 | 0.88635 | 0.088197 | 0.88635 | 0.088197 | 0.88635 | 1.7077 | 4.9518 | 1.7077 | 4.9518
234068-Refrigeration - Food Service -Auto Closer for Main Freezer Doors | 0.25838 | 0.21608 | 0.19315 | 1950.0694 | 15600.5556 | -0.018681 | -0.14945 | 0.084673 | 0.88635 | 0.084673 | 0.88635 | 0.097091 | 0.88635 | 0.097091 | 0.88635 | 4.2775 | 8.2376 | 4.2775 | 8.2376
234085-Refrigeration -Strip Curtains for Walk-ins | 0.73926 | 0.52934 | 0.56074 | 4919.7 | 19678.8 | 0 | 0 | 0.099448 | 0 | 0.099448 | 0 | 0.1038 | 0 | 0.1038 | 0 | 12.9726 | 27.2693 | 12.9726 | 27.2693
234084-Refrigeration -Cooler/Freezer Door Gaskets - Solid Doors: Cooler | 0.16845 | 0.14087 | 0.14531 | 1271.328 | 5085.312 | 0 | 0 | 0.096051 | 0 | 0.096051 | 0 | 0.091152 | 0 | 0.091152 | 0 | 11.1068 | 7.3288 | 11.1068 | 7.3288
234084-Refrigeration -Cooler/Freezer Door Gaskets - Solid Doors: Cooler | 0.16845 | 0.14087 | 0.14531 | 1271.328 | 5085.312 | 0 | 0 | 0.096112 | 0 | 0.096112 | 0 | 0.091408 | 0 | 0.091408 | 0 | 11.1791 | 7.4616 | 11.1791 | 7.4616
234067-Refrigeration - Food Service -Auto Closer for Main Cooler Doors | 0 | 0 | 0 | 0 | 0 | 0 | 0 | 0 | 0 | 0 | 0 | 0 | 0 | 0 | 0 | 0 | 0 | 0 | 0
234084-Refrigeration -Cooler/Freezer Door Gaskets - Solid Doors: Cooler | 0.12634 | 0.10565 | 0.10898 | 953.496 | 3813.984 | 0 | 0 | 0.095959 | 0 | 0.095959 | 0 | 0.090772 | 0 | 0.090772 | 0 | 11.0011 | 7.1403 | 11.0011 | 7.1403
234084-Refrigeration -Cooler/Freezer Door Gaskets - Solid Doors: Cooler | 2.6952 | 2.254 | 2.325 | 20341.248 | 81364.992 | 0 | 0 | 0.096109 | 0 | 0.096109 | 0 | 0.091395 | 0 | 0.091395 | 0 | 11.1755 | 7.4549 | 11.1755 | 7.4549
234084-Refrigeration -Cooler/Freezer Door Gaskets - Solid Doors: Cooler | 1.1476 | 0.95969 | 0.98994 | 8660.922 | 34643.688 | 0 | 0 | 0.096099 | 0 | 0.096099 | 0 | 0.091354 | 0 | 0.091354 | 0 | 11.1637 | 7.433 | 11.1637 | 7.433
234085-Refrigeration -Strip Curtains for Walk-ins | 1.2857 | 0.92058 | 0.9752 | 8556 | 34224 | 0 | 0 | 0.099414 | 0 | 0.099414 | 0 | 0.10374 | 0 | 0.10374 | 0 | 12.9191 | 26.8372 | 12.9191 | 26.8372
234084-Refrigeration -Cooler/Freezer Door Gaskets - Solid Doors: Cooler | 1.516 | 1.2679 | 1.3078 | 11441.952 | 45767.808 | 0 | 0 | 0.096091 | 0 | 0.096091 | 0 | 0.09132 | 0 | 0.09132 | 0 | 11.1541 | 7.4153 | 11.1541 | 7.4153
234067-Refrigeration - Food Service -Auto Closer for Main Cooler Doors | 0.19941 | 0.16677 | 0.29111 | 1505.0126 | 12040.1008 | -0.074725 | -0.5978 | 0.045823 | 0.88635 | 0.045823 | 0.88635 | 0.088197 | 0.88635 | 0.088197 | 0.88635 | 1.7077 | 4.9518 | 1.7077 | 4.9518
234085-Refrigeration -Strip Curtains for Walk-ins | 1.4785 | 1.0587 | 1.1215 | 9839.4 | 39357.6 | 0 | 0 | 0.099452 | 0 | 0.099452 | 0 | 0.10381 | 0 | 0.10381 | 0 | 12.9783 | 27.3166 | 12.9783 | 27.3166
234084-Refrigeration -Cooler/Freezer Door Gaskets - Solid Doors: Cooler | 0.41059 | 0.34338 | 0.3542 | 3098.862 | 12395.448 | 0 | 0 | 0.096033 | 0 | 0.096033 | 0 | 0.091078 | 0 | 0.091078 | 0 | 11.0861 | 7.2915 | 11.0861 | 7.2915
234084-Refrigeration -Cooler/Freezer Door Gaskets - Solid Doors: Cooler | 0.56851 | 0.47544 | 0.49043 | 4290.732 | 17162.928 | 0 | 0 | 0.096089 | 0 | 0.096089 | 0 | 0.091311 | 0 | 0.091311 | 0 | 11.1517 | 7.4109 | 11.1517 | 7.4109
234067-Refrigeration - Food Service -Auto Closer for Main Cooler Doors | 0.099706 | 0.083383 | 0.14556 | 752.5063 | 6020.0504 | -0.037362 | -0.2989 | 0.045823 | 0.88635 | 0.045823 | 0.88635 | 0.088197 | 0.88635 | 0.088197 | 0.88635 | 1.7077 | 4.9518 | 1.7077 | 4.9518
234068-Refrigeration - Food Service -Auto Closer for Main Freezer Doors | 0.25838 | 0.21608 | 0.19315 | 1950.0694 | 15600.5556 | -0.018681 | -0.14945 | 0.084673 | 0.88635 | 0.084673 | 0.88635 | 0.097091 | 0.88635 | 0.097091 | 0.88635 | 4.2775 | 8.2376 | 4.2775 | 8.2376
234330-Premium T8 with T12 40 Watt Baseline - Tr1 | 0.21127 | 0.13623 | 0.22164 | 1066.8553 | 16002.8291 | 0 | 0 | 0.091878 | 0 | 0.091878 | 0 | 0.111 | 0 | 0.111 | 0 | 3.215 | 5.965 | 3.215 | 5.965
234303-Lighting-Remove 4 Ft Lamp (De-Lamp) - Tr1 | 0 | 0 | 0.3327 | 1730.7768 | 25961.6516 | -32.377 | -485.6552 | 0 | 1.8697 | 0 | 1.8697 | 0 | 2.0472 | 0 | 2.0472 | -1.5153 | -1.2232 | -1.5153 | -1.2232
234330-Premium T8 with T12 40 Watt Baseline - Tr1 | 0.21127 | 0.13623 | 0.22164 | 1066.8553 | 16002.8291 | 0 | 0 | 0.091878 | 0 | 0.091878 | 0 | 0.111 | 0 | 0.111 | 0 | 3.215 | 5.965 | 3.215 | 5.965
234303-Lighting-Remove 4 Ft Lamp (De-Lamp) - Tr1 | 0 | 0 | 0.3327 | 1730.7768 | 25961.6516 | -32.377 | -485.6552 | 0 | 1.8697 | 0 | 1.8697 | 0 | 2.0472 | 0 | 2.0472 | -1.5153 | -1.2232 | -1.5153 | -1.2232
234085-Refrigeration -Strip Curtains for Walk-ins | 0.54641 | 0.39125 | 0.41446 | 3636.3 | 14545.2 | 0 | 0 | 0.099356 | 0 | 0.099356 | 0 | 0.10363 | 0 | 0.10363 | 0 | 12.8303 | 26.141 | 12.8303 | 26.141
234084-Refrigeration -Cooler/Freezer Door Gaskets - Solid Doors: Cooler | 0 | 0 | 0 | 0 | 0 | 0 | 0 | 0 | 0 | 0 | 0 | 0 | 0 | 0 | 0 | 0 | 0 | 0 | 0
234067-Refrigeration - Food Service -Auto Closer for Main Cooler Doors | 0 | 0 | 0 | 0 | 0 | 0 | 0 | 0 | 0 | 0 | 0 | 0 | 0 | 0 | 0 | 0 | 0 | 0 | 0
234085-Refrigeration -Strip Curtains for Walk-ins | 0.73926 | 0.52934 | 0.56074 | 4919.7 | 19678.8 | 0 | 0 | 0.099423 | 0 | 0.099423 | 0 | 0.10376 | 0 | 0.10376 | 0 | 12.9337 | 26.9537 | 12.9337 | 26.9537
234084-Refrigeration -Cooler/Freezer Door Gaskets - Solid Doors: Cooler | 0.63168 | 0.52827 | 0.54492 | 4767.48 | 19069.92 | 0 | 0 | 0.096062 | 0 | 0.096062 | 0 | 0.091201 | 0 | 0.091201 | 0 | 11.1205 | 7.3538 | 11.1205 | 7.3538
234083-Refrigeration -Cooler/Freezer Door Gaskets - Glass Doors | 3.2216 | 2.6942 | 2.7791 | 24314.148 | 97256.592 | 0 | 0 | 0.096112 | 0 | 0.096112 | 0 | 0.091408 | 0 | 0.091408 | 0 | 11.1785 | 7.4616 | 11.1785 | 7.4616
234331-Premium T8 with T12 40 Watt Baseline - Tr2 | 3.3617 | 2.1677 | 5.0091 | 16975.8097 | 254637.1459 | 0 | 0 | 0.07546 | 0 | 0.07546 | 0 | 0.10924 | 0 | 0.10924 | 0 | 2.3033 | 5.529 | 2.3033 | 5.529
234286-Lighting-Occpncy Snsr-Hi-Bay integrated Snsr-Tr2 | 22.9489 | 14.7981 | 36.4859 | 115887.2293 | 927097.8343 | 0 | 0 | 0.099462 | 0 | 0.099462 | 0 | 0.11314 | 0 | 0.11314 | 0 | 4.8202 | 10.1569 | 4.8202 | 10.1569
234331-Premium T8 with T12 40 Watt Baseline - Tr2 | 2.3499 | 1.5153 | 3.5015 | 11866.5854 | 177998.7816 | 0 | 0 | 0.07546 | 0 | 0.07546 | 0 | 0.10924 | 0 | 0.10924 | 0 | 2.3033 | 5.529 | 2.3033 | 5.529
234304-Lighting-Remove 4 Ft Lamp (De-Lamp) - Tr2 | 0 | 0 | 0.073933 | 384.6171 | 5769.2559 | -7.1949 | -107.9234 | 0 | 0.69035 | 0 | 0.69035 | 0 | 0.69063 | 0 | 0.69063 | 0 | 0 | 0 | 0
234286-Lighting-Occpncy Snsr-Hi-Bay integrated Snsr-Tr2 | 23.9467 | 15.4414 | 38.0723 | 120925.8045 | 967406.4358 | 0 | 0 | 0.099462 | 0 | 0.099462 | 0 | 0.11314 | 0 | 0.11314 | 0 | 4.8202 | 10.1569 | 4.8202 | 10.1569
234330-Premium T8 with T12 40 Watt Baseline - Tr1 | 0.51643 | 0.33301 | 0.54178 | 2607.8684 | 39118.0266 | 0 | 0 | 0.091878 | 0 | 0.091878 | 0 | 0.111 | 0 | 0.111 | 0 | 3.215 | 5.965 | 3.215 | 5.965
234285-Lighting-Occpncy Snsr-Hi-Bay integrated Snsr-Tr1 | 3.7482 | 2.4169 | 3.6711 | 18927.4461 | 151419.5685 | 0 | 0 | 0.10991 | 0 | 0.10991 | 0 | 0.1181 | 0 | 0.1181 | 0 | 8.051 | 16.9575 | 8.051 | 16.9575
234330-Premium T8 with T12 40 Watt Baseline - Tr1 | 0.35211 | 0.22705 | 0.3694 | 1778.0921 | 26671.3818 | 0 | 0 | 0.091878 | 0 | 0.091878 | 0 | 0.111 | 0 | 0.111 | 0 | 3.215 | 5.965 | 3.215 | 5.965
234285-Lighting-Occpncy Snsr-Hi-Bay integrated Snsr-Tr1 | 4.1646 | 2.6855 | 4.079 | 21030.4956 | 168243.965 | 0 | 0 | 0.10991 | 0 | 0.10991 | 0 | 0.1181 | 0 | 0.1181 | 0 | 8.051 | 16.9575 | 8.051 | 16.9575
234219-Lighting-Hrdwr Incan Base 66-90w Flrscnt Fxtr -Tr1 | 3.9697 | 2.5598 | 4.2851 | 20046.217 | 300693.2544 | 0 | 0 | 0.11212 | 0 | 0.11212 | 0 | 0.11683 | 0 | 0.11683 | 0 | 6.2806 | 8.0699 | 6.2806 | 8.0699
234002-A/C-Reflective Window Film Coastal | 1.0082 | 0.46328 | 0.48093 | 2601.204 | 26012.04 | 0 | 0 | 0.11971 | 0 | 0.11971 | 0 | 0.13225 | 0 | 0.13225 | 0 | 4.0626 | 5.9835 | 4.0626 | 5.9835
234059-Motors - VFD - HVAC Fans (per Hp) | 0.78024 | 0.45525 | 0 | 3765 | 56475 | 0 | 0 | 0.086195 | 0 | 0.086195 | 0 | 0.10115 | 0 | 0.10115 | 0 | 2.9463 | 4.4489 | 2.9463 | 4.4489
234002-A/C-Reflective Window Film Coastal | 1.9426 | 0.89266 | 0.92667 | 5012.076 | 50120.76 | 0 | 0 | 0.11972 | 0 | 0.11972 | 0 | 0.13232 | 0 | 0.13232 | 0 | 4.0636 | 5.9979 | 4.0636 | 5.9979
234286-Lighting-Occpncy Snsr-Hi-Bay integrated Snsr-Tr2 | 7.9822 | 5.1471 | 12.6908 | 40308.6015 | 322468.8119 | 0 | 0 | 0.099462 | 0 | 0.099462 | 0 | 0.11314 | 0 | 0.11314 | 0 | 4.8202 | 10.1569 | 4.8202 | 10.1569
234084-Refrigeration -Cooler/Freezer Door Gaskets - Solid Doors: Cooler | 0.49482 | 0.41381 | 0.42685 | 3734.526 | 14938.104 | 0 | 0 | 0.096052 | 0 | 0.096052 | 0 | 0.091155 | 0 | 0.091155 | 0 | 11.1078 | 7.3306 | 11.1078 | 7.3306
234084-Refrigeration -Cooler/Freezer Door Gaskets - Solid Doors: Cooler | 1.7687 | 1.4792 | 1.5258 | 13348.944 | 53395.776 | 0 | 0 | 0.096102 | 0 | 0.096102 | 0 | 0.091363 | 0 | 0.091363 | 0 | 11.1665 | 7.4382 | 11.1665 | 7.4382
234002-A/C-Reflective Window Film Coastal | 1.0123 | 0.46516 | 0.48289 | 2611.778 | 26117.78 | 0 | 0 | 0.11972 | 0 | 0.11972 | 0 | 0.13232 | 0 | 0.13232 | 0 | 4.0636 | 5.9979 | 4.0636 | 5.9979
234330-Premium T8 with T12 40 Watt Baseline - Tr1 | 0.70422 | 0.4541 | 0.73879 | 3556.1842 | 53342.7635 | 0 | 0 | 0.091878 | 0 | 0.091878 | 0 | 0.111 | 0 | 0.111 | 0 | 3.215 | 5.965 | 3.215 | 5.965
234303-Lighting-Remove 4 Ft Lamp (De-Lamp) - Tr1 | 0 | 0 | 1.072 | 5576.9474 | 83654.2108 | -104.3259 | -1564.8891 | 0 | 1.8697 | 0 | 1.8697 | 0 | 2.0472 | 0 | 2.0472 | -1.5153 | -1.2232 | -1.5153 | -1.2232
234049-Lighting-LED Exit Sign New Sign | 0.034087 | 0.033866 | 0 | 298.6144 | 4777.8301 | 0 | 0 | 0.093414 | 0 | 0.093414 | 0 | 0.099467 | 0 | 0.099467 | 0 | 5.2149 | 7.1743 | 5.2149 | 7.1743
234294-Lighting-Occupancy Sensor-Wallbox Lghtng Snsr-Tr1 | 1.3629 | 0.84531 | 6.0675 | 7361.86 | 58894.8797 | 0 | 0 | 0.086393 | 0 | 0.086393 | 0 | 0.088118 | 0 | 0.088118 | 0 | 3.2717 | 3.4271 | 3.2717 | 3.4271
234330-Premium T8 with T12 40 Watt Baseline - Tr1 | 1.1268 | 0.72656 | 1.1821 | 5689.8948 | 85348.4217 | 0 | 0 | 0.093473 | 0 | 0.093473 | 0 | 0.1126 | 0 | 0.1126 | 0 | 3.2535 | 6.0363 | 3.2535 | 6.0363
234303-Lighting-Remove 4 Ft Lamp (De-Lamp) - Tr1 | 0 | 0 | 0.81326 | 4230.7877 | 63461.8151 | -79.1438 | -1187.1573 | 0 | 1.8717 | 0 | 1.8717 | 0 | 2.0492 | 0 | 2.0492 | -1.5179 | -1.2253 | -1.5179 | -1.2253
234294-Lighting-Occupancy Sensor-Wallbox Lghtng Snsr-Tr1 | 0.13297 | 0.082469 | 0.59195 | 718.2302 | 5745.8419 | 0 | 0 | 0.086393 | 0 | 0.086393 | 0 | 0.088118 | 0 | 0.088118 | 0 | 3.2717 | 3.4271 | 3.2717 | 3.4271
234285-Lighting-Occpncy Snsr-Hi-Bay integrated Snsr-Tr1 | 4.9975 | 3.2226 | 4.8948 | 25236.5948 | 201892.758 | 0 | 0 | 0.1116 | 0 | 0.1116 | 0 | 0.11979 | 0 | 0.11979 | 0 | 8.1595 | 17.186 | 8.1595 | 17.186
234285-Lighting-Occpncy Snsr-Hi-Bay integrated Snsr-Tr1 | 8.7457 | 5.6395 | 8.5659 | 44164.0408 | 353312.3265 | 0 | 0 | 0.10991 | 0 | 0.10991 | 0 | 0.1181 | 0 | 0.1181 | 0 | 8.051 | 16.9575 | 8.051 | 16.9575
234129-Software Plug Load Sensors | 2.7777 | 2.2685 | 0 | 21769.3959 | 108846.9795 | 0 | 0 | 0.095323 | 0 | 0.095323 | 0 | 0.085037 | 0 | 0.085037 | 0 | 9.109 | 4.8581 | 9.109 | 4.8581
234129-Software Plug Load Sensors | 0.44605 | 0.36428 | 0 | 3495.8154 | 17479.077 | 0 | 0 | 0.095323 | 0 | 0.095323 | 0 | 0.085037 | 0 | 0.085037 | 0 | 9.109 | 4.8581 | 9.109 | 4.8581
234287-Lighting-Occpncy Snsr-Hi-Bay integrated Snsr-Tr3 | 29.0111 | 18.7071 | 34.6732 | 146500.2 | 1172001.6 | 0 | 0 | 0.1037 | 0 | 0.1037 | 0 | 0.11603 | 0 | 0.11603 | 0 | 5.4153 | 11.4018 | 5.4153 | 11.4018
234314-Lighting-Screw in 14-26 Watt Lamp - Tr3 | 0.054861 | 0.034304 | 0.12884 | 283.7146 | 1305.0873 | 0 | 0 | 0.093872 | 0 | 0.093872 | 0 | 0.10665 | 0 | 0.10665 | 0 | 4.3288 | 7.9165 | 4.3288 | 7.9165
234332-Premium T8 with T12 40 Watt Baseline - Tr3 | 0.086752 | 0.05594 | 0.16402 | 438.0822 | 6571.2331 | 0 | 0 | 0.094949 | 0 | 0.094949 | 0 | 0.11201 | 0 | 0.11201 | 0 | 3.3735 | 5.8835 | 3.3735 | 5.8835
234305-Lighting-Remove 4 Ft Lamp (De-Lamp) - Tr3 | 0.25193 | 0.16245 | 0.49076 | 1272.1825 | 19082.7376 | 0 | 0 | 0.10872 | 0 | 0.10872 | 0 | 0.12523 | 0 | 0.12523 | 0 | 5.1454 | 13.882 | 5.1454 | 13.882
234362-Lighting-IntrHiByLnrFlscntFxtr244wrplc400w(TrI)Tr3 | 0 | 0 | 0 | 0 | 0 | 0 | 0 | 0 | 0 | 0 | 0 | 0 | 0 | 0 | 0 | 0 | 0 | 0 | 0
234332-Premium T8 with T12 40 Watt Baseline - Tr3 | 0.086752 | 0.05594 | 0.16402 | 438.0822 | 6571.2331 | 0 | 0 | 0.094949 | 0 | 0.094949 | 0 | 0.11201 | 0 | 0.11201 | 0 | 3.3735 | 5.8835 | 3.3735 | 5.8835
234305-Lighting-Remove 4 Ft Lamp (De-Lamp) - Tr3 | 0.25193 | 0.16245 | 0.49076 | 1272.1825 | 19082.7376 | 0 | 0 | 0.10872 | 0 | 0.10872 | 0 | 0.12523 | 0 | 0.12523 | 0 | 5.1454 | 13.882 | 5.1454 | 13.882
234287-Lighting-Occpncy Snsr-Hi-Bay integrated Snsr-Tr3 | 0 | 0 | 0 | 0 | 0 | 0 | 0 | 0 | 0 | 0 | 0 | 0 | 0 | 0 | 0 | 0 | 0 | 0 | 0
234129-Software Plug Load Sensors | 2.9602 | 2.4175 | 0 | 23199.5022 | 115997.511 | 0 | 0 | 0.095323 | 0 | 0.095323 | 0 | 0.085037 | 0 | 0.085037 | 0 | 9.109 | 4.8581 | 9.109 | 4.8581
234085-Refrigeration -Strip Curtains for Walk-ins | 0.57855 | 0.41426 | 0.43884 | 3850.2 | 15400.8 | 0 | 0 | 0.099404 | 0 | 0.099404 | 0 | 0.10372 | 0 | 0.10372 | 0 | 12.904 | 26.717 | 12.904 | 26.717
234294-Lighting-Occupancy Sensor-Wallbox Lghtng Snsr-Tr1 | 0.93078 | 0.57728 | 4.1436 | 5027.6117 | 40220.8934 | 0 | 0 | 0.086393 | 0 | 0.086393 | 0 | 0.088118 | 0 | 0.088118 | 0 | 3.2717 | 3.4271 | 3.2717 | 3.4271
234331-Premium T8 with T12 40 Watt Baseline - Tr2 | 0.14687 | 0.094705 | 0.21884 | 741.6616 | 11124.9238 | 0 | 0 | 0.07546 | 0 | 0.07546 | 0 | 0.10924 | 0 | 0.10924 | 0 | 2.3033 | 5.529 | 2.3033 | 5.529
234390-Ice Machines >1500 - Energy Star | 0.17787 | 0.13765 | 0.1582 | 1542.8 | 15428 | 0 | 0 | 0.04857 | 0 | 0.04857 | 0 | 0.087691 | 0 | 0.087691 | 0 | 1.7859 | 4.8662 | 1.7859 | 4.8662
234163-Food Service - Steamer-Electric | 1.0639 | 1.1746 | 1.75 | 7816.2 | 93794.4 | 0 | 0 | 0.068737 | 0 | 0.068737 | 0 | 0.10679 | 0 | 0.10679 | 0 | 2.3736 | 9.9059 | 2.3736 | 9.9059
234294-Lighting-Occupancy Sensor-Wallbox Lghtng Snsr-Tr1 | 7.3798 | 4.577 | 32.8531 | 39861.7783 | 318894.2266 | 0 | 0 | 0.086393 | 0 | 0.086393 | 0 | 0.088118 | 0 | 0.088118 | 0 | 3.2717 | 3.4271 | 3.2717 | 3.4271
234331-Premium T8 with T12 40 Watt Baseline - Tr2 | 0.35901 | 0.2315 | 0.53495 | 1812.9506 | 27194.2583 | 0 | 0 | 0.077055 | 0 | 0.077055 | 0 | 0.11083 | 0 | 0.11083 | 0 | 2.3309 | 5.5951 | 2.3309 | 5.5951
234304-Lighting-Remove 4 Ft Lamp (De-Lamp) - Tr2 | 0 | 0 | 0.53601 | 2788.4737 | 41827.1054 | -52.163 | -782.4446 | 0 | 0.69035 | 0 | 0.69035 | 0 | 0.69063 | 0 | 0.69063 | 0 | 0 | 0 | 0
234331-Premium T8 with T12 40 Watt Baseline - Tr2 | 0.18767 | 0.12101 | 0.27963 | 947.6787 | 14215.1805 | 0 | 0 | 0.077055 | 0 | 0.077055 | 0 | 0.11083 | 0 | 0.11083 | 0 | 2.3309 | 5.5951 | 2.3309 | 5.5951
234304-Lighting-Remove 4 Ft Lamp (De-Lamp) - Tr2 | 0 | 0 | 0.36966 | 1923.0853 | 28846.2796 | -35.9745 | -539.6169 | 0 | 0.69035 | 0 | 0.69035 | 0 | 0.69063 | 0 | 0.69063 | 0 | 0 | 0 | 0
234312-Lighting-Screw in 14-26 Watt Lamp - Tr1 | 0 | 0 | 0.53182 | 2648.3041 | 6541.3112 | -35.7669 | -88.3443 | 0 | 2.7417 | 0 | 2.7417 | 0 | 2.9173 | 0 | 2.9173 | -0.42547 | -0.38987 | -0.42547 | -0.38987
234312-Lighting-Screw in 14-26 Watt Lamp - Tr1 | 0 | 0 | 0.021273 | 105.9322 | 261.6524 | -1.4307 | -3.5338 | 0 | 2.7417 | 0 | 2.7417 | 0 | 2.9173 | 0 | 2.9173 | -0.42547 | -0.38987 | -0.42547 | -0.38987
234312-Lighting-Screw in 14-26 Watt Lamp - Tr1 | 0 | 0 | 0.53182 | 2648.3041 | 6541.3112 | -35.7669 | -88.3443 | 0 | 2.7417 | 0 | 2.7417 | 0 | 2.9173 | 0 | 2.9173 | -0.42547 | -0.38987 | -0.42547 | -0.38987
234312-Lighting-Screw in 14-26 Watt Lamp - Tr1 | 0 | 0 | 0.17018 | 847.4573 | 2093.2196 | -11.4454 | -28.2702 | 0 | 2.7417 | 0 | 2.7417 | 0 | 2.9173 | 0 | 2.9173 | -0.42547 | -0.38987 | -0.42547 | -0.38987
234312-Lighting-Screw in 14-26 Watt Lamp - Tr1 | 0 | 0 | 0.21273 | 1059.3216 | 2616.5245 | -14.3068 | -35.3377 | 0 | 2.7417 | 0 | 2.7417 | 0 | 2.9173 | 0 | 2.9173 | -0.42547 | -0.38987 | -0.42547 | -0.38987
234085-Refrigeration -Strip Curtains for Walk-ins | 0.73926 | 0.52934 | 0.56074 | 4919.7 | 19678.8 | 0 | 0 | 0.099448 | 0 | 0.099448 | 0 | 0.1038 | 0 | 0.1038 | 0 | 12.9726 | 27.2693 | 12.9726 | 27.2693
234084-Refrigeration -Cooler/Freezer Door Gaskets - Solid Doors: Cooler | 2.7478 | 2.298 | 2.3704 | 20738.538 | 82954.152 | 0 | 0 | 0.096103 | 0 | 0.096103 | 0 | 0.091371 | 0 | 0.091371 | 0 | 11.1687 | 7.4422 | 11.1687 | 7.4422
234067-Refrigeration - Food Service -Auto Closer for Main Cooler Doors | 0.099706 | 0.083383 | 0.14556 | 752.5063 | 6020.0504 | -0.037362 | -0.2989 | 0.045823 | 0.88635 | 0.045823 | 0.88635 | 0.088197 | 0.88635 | 0.088197 | 0.88635 | 1.7077 | 4.9518 | 1.7077 | 4.9518
234068-Refrigeration - Food Service -Auto Closer for Main Freezer Doors | 0.25838 | 0.21608 | 0.19315 | 1950.0694 | 15600.5556 | -0.018681 | -0.14945 | 0.084673 | 0.88635 | 0.084673 | 0.88635 | 0.097091 | 0.88635 | 0.097091 | 0.88635 | 4.2775 | 8.2376 | 4.2775 | 8.2376
234285-Lighting-Occpncy Snsr-Hi-Bay integrated Snsr-Tr1 | 11.2445 | 7.2507 | 11.0133 | 56782.3382 | 454258.7055 | 0 | 0 | 0.10991 | 0 | 0.10991 | 0 | 0.1181 | 0 | 0.1181 | 0 | 8.051 | 16.9575 | 8.051 | 16.9575
234285-Lighting-Occpncy Snsr-Hi-Bay integrated Snsr-Tr1 | 8.3292 | 5.3709 | 8.158 | 42060.9913 | 336487.93 | 0 | 0 | 0.10991 | 0 | 0.10991 | 0 | 0.1181 | 0 | 0.1181 | 0 | 8.051 | 16.9575 | 8.051 | 16.9575
234285-Lighting-Occpncy Snsr-Hi-Bay integrated Snsr-Tr1 | 4.9975 | 3.2226 | 4.8948 | 25236.5948 | 201892.758 | 0 | 0 | 0.10991 | 0 | 0.10991 | 0 | 0.1181 | 0 | 0.1181 | 0 | 8.051 | 16.9575 | 8.051 | 16.9575
234330-Premium T8 with T12 40 Watt Baseline - Tr1 | 0.7277 | 0.46924 | 0.76342 | 3674.7237 | 55120.8556 | 0 | 0 | 0.091878 | 0 | 0.091878 | 0 | 0.111 | 0 | 0.111 | 0 | 3.215 | 5.965 | 3.215 | 5.965
234306-Lighting-Remove 8 Ft Lamp (De-Lamp) - Tr1 | 0.095132 | 0.059002 | 0.10897 | 513.8546 | 7707.8188 | 0 | 0 | 0.11948 | 0 | 0.11948 | 0 | 0.11977 | 0 | 0.11977 | 0 | 11.8294 | 12.147 | 11.8294 | 12.147
234360-Lighting-IntrHiByLnrFlscntFxtr244wrplc400w(TrI)Tr1 | 0 | 0 | 1.1925 | 0 | 0 | -37.8683 | -568.0244 | 0 | 6.1844 | 0 | 6.1844 | 0 | 4.1881 | 0 | 4.1881 | -0.22269 | -0.36788 | -0.22269 | -0.36788
234285-Lighting-Occpncy Snsr-Hi-Bay integrated Snsr-Tr1 | 1.2494 | 0.80564 | 1.2237 | 6309.1487 | 50473.1895 | 0 | 0 | 0.10991 | 0 | 0.10991 | 0 | 0.1181 | 0 | 0.1181 | 0 | 8.051 | 16.9575 | 8.051 | 16.9575
234330-Premium T8 with T12 40 Watt Baseline - Tr1 | 0.93896 | 0.60547 | 0.98505 | 4741.579 | 71123.6847 | 0 | 0 | 0.091878 | 0 | 0.091878 | 0 | 0.111 | 0 | 0.111 | 0 | 3.215 | 5.965 | 3.215 | 5.965
234306-Lighting-Remove 8 Ft Lamp (De-Lamp) - Tr1 | 0.47566 | 0.29501 | 0.54487 | 2569.2729 | 38539.094 | 0 | 0 | 0.11948 | 0 | 0.11948 | 0 | 0.11977 | 0 | 0.11977 | 0 | 11.8294 | 12.147 | 11.8294 | 12.147
234285-Lighting-Occpncy Snsr-Hi-Bay integrated Snsr-Tr1 | 5.414 | 3.4911 | 5.3027 | 27339.6443 | 218717.1545 | 0 | 0 | 0.10991 | 0 | 0.10991 | 0 | 0.1181 | 0 | 0.1181 | 0 | 8.051 | 16.9575 | 8.051 | 16.9575
234330-Premium T8 with T12 40 Watt Baseline - Tr1 | 0.16432 | 0.10596 | 0.17238 | 829.7763 | 12446.6448 | 0 | 0 | 0.091878 | 0 | 0.091878 | 0 | 0.111 | 0 | 0.111 | 0 | 3.215 | 5.965 | 3.215 | 5.965
234303-Lighting-Remove 4 Ft Lamp (De-Lamp) - Tr1 | 0 | 0 | 0.25876 | 1346.1597 | 20192.3957 | -25.1821 | -377.7319 | 0 | 1.8697 | 0 | 1.8697 | 0 | 2.0472 | 0 | 2.0472 | -1.5153 | -1.2232 | -1.5153 | -1.2232
234285-Lighting-Occpncy Snsr-Hi-Bay integrated Snsr-Tr1 | 24.1548 | 15.5757 | 23.6582 | 121976.8746 | 975814.997 | 0 | 0 | 0.10991 | 0 | 0.10991 | 0 | 0.1181 | 0 | 0.1181 | 0 | 8.051 | 16.9575 | 8.051 | 16.9575
234285-Lighting-Occpncy Snsr-Hi-Bay integrated Snsr-Tr1 | 8.3292 | 5.3709 | 8.158 | 42060.9913 | 336487.93 | 0 | 0 | 0.10991 | 0 | 0.10991 | 0 | 0.1181 | 0 | 0.1181 | 0 | 8.051 | 16.9575 | 8.051 | 16.9575
234285-Lighting-Occpncy Snsr-Hi-Bay integrated Snsr-Tr1 | 4.1646 | 2.6855 | 4.079 | 21030.4956 | 168243.965 | 0 | 0 | 0.10991 | 0 | 0.10991 | 0 | 0.1181 | 0 | 0.1181 | 0 | 8.051 | 16.9575 | 8.051 | 16.9575
234285-Lighting-Occpncy Snsr-Hi-Bay integrated Snsr-Tr1 | 11.6609 | 7.5193 | 11.4212 | 58885.3878 | 471083.102 | 0 | 0 | 0.10991 | 0 | 0.10991 | 0 | 0.1181 | 0 | 0.1181 | 0 | 8.051 | 16.9575 | 8.051 | 16.9575
234085-Refrigeration -Strip Curtains for Walk-ins | 1.9607 | 1.4039 | 1.4872 | 13047.9 | 52191.6 | 0 | 0 | 0.099434 | 0 | 0.099434 | 0 | 0.10378 | 0 | 0.10378 | 0 | 12.9502 | 27.0873 | 12.9502 | 27.0873
234084-Refrigeration -Cooler/Freezer Door Gaskets - Solid Doors: Cooler | 2.2951 | 1.9194 | 1.9799 | 17321.844 | 69287.376 | 0 | 0 | 0.096106 | 0 | 0.096106 | 0 | 0.091383 | 0 | 0.091383 | 0 | 11.1719 | 7.4483 | 11.1719 | 7.4483
234067-Refrigeration - Food Service -Auto Closer for Main Cooler Doors | 0.19941 | 0.16677 | 0.29111 | 1505.0126 | 12040.1008 | -0.074725 | -0.5978 | 0.045823 | 0.88635 | 0.045823 | 0.88635 | 0.088197 | 0.88635 | 0.088197 | 0.88635 | 1.7077 | 4.9518 | 1.7077 | 4.9518
234068-Refrigeration - Food Service -Auto Closer for Main Freezer Doors | 0.25838 | 0.21608 | 0.19315 | 1950.0694 | 15600.5556 | -0.018681 | -0.14945 | 0.084673 | 0.88635 | 0.084673 | 0.88635 | 0.097091 | 0.88635 | 0.097091 | 0.88635 | 4.2775 | 8.2376 | 4.2775 | 8.2376
234085-Refrigeration -Strip Curtains for Walk-ins | 0.64284 | 0.46029 | 0.4876 | 4278 | 17112 | 0 | 0 | 0.099454 | 0 | 0.099454 | 0 | 0.10381 | 0 | 0.10381 | 0 | 12.9812 | 27.3404 | 12.9812 | 27.3404
234084-Refrigeration -Cooler/Freezer Door Gaskets - Solid Doors: Cooler | 0.83172 | 0.69556 | 0.71748 | 6277.182 | 25108.728 | 0 | 0 | 0.09611 | 0 | 0.09611 | 0 | 0.091397 | 0 | 0.091397 | 0 | 11.1761 | 7.456 | 11.1761 | 7.456
234067-Refrigeration - Food Service -Auto Closer for Main Cooler Doors | 0.099706 | 0.083383 | 0.14556 | 752.5063 | 6020.0504 | -0.037362 | -0.2989 | 0.045823 | 0.88635 | 0.045823 | 0.88635 | 0.088197 | 0.88635 | 0.088197 | 0.88635 | 1.7077 | 4.9518 | 1.7077 | 4.9518
234085-Refrigeration -Strip Curtains for Walk-ins | 2.4106 | 1.7261 | 1.8285 | 16042.5 | 64170 | 0 | 0 | 0.099443 | 0 | 0.099443 | 0 | 0.10379 | 0 | 0.10379 | 0 | 12.9644 | 27.2026 | 12.9644 | 27.2026
234084-Refrigeration -Cooler/Freezer Door Gaskets - Solid Doors: Cooler | 3.1374 | 2.6237 | 2.7064 | 23678.484 | 94713.936 | 0 | 0 | 0.096102 | 0 | 0.096102 | 0 | 0.091365 | 0 | 0.091365 | 0 | 11.167 | 7.4392 | 11.167 | 7.4392
234067-Refrigeration - Food Service -Auto Closer for Main Cooler Doors | 0.19941 | 0.16677 | 0.29111 | 1505.0126 | 12040.1008 | -0.074725 | -0.5978 | 0.045823 | 0.88635 | 0.045823 | 0.88635 | 0.088197 | 0.88635 | 0.088197 | 0.88635 | 1.7077 | 4.9518 | 1.7077 | 4.9518
234068-Refrigeration - Food Service -Auto Closer for Main Freezer Doors | 0.25838 | 0.21608 | 0.19315 | 1950.0694 | 15600.5556 | -0.018681 | -0.14945 | 0.084673 | 0.88635 | 0.084673 | 0.88635 | 0.097091 | 0.88635 | 0.097091 | 0.88635 | 4.2775 | 8.2376 | 4.2775 | 8.2376
234294-Lighting-Occupancy Sensor-Wallbox Lghtng Snsr-Tr1 | 10.8702 | 6.7419 | 48.3917 | 58715.3221 | 469722.577 | 0 | 0 | 0.08477 | 0 | 0.08477 | 0 | 0.086495 | 0 | 0.086495 | 0 | 3.229 | 3.3824 | 3.229 | 3.3824
234287-Lighting-Occpncy Snsr-Hi-Bay integrated Snsr-Tr3 | 9.3941 | 6.0575 | 11.2275 | 47438.16 | 379505.28 | 0 | 0 | 0.1037 | 0 | 0.1037 | 0 | 0.11603 | 0 | 0.11603 | 0 | 5.4153 | 11.4018 | 5.4153 | 11.4018
234312-Lighting-Screw in 14-26 Watt Lamp - Tr1 | 0 | 0 | 0.042546 | 211.8643 | 523.3049 | -2.8614 | -7.0675 | 0 | 2.7433 | 0 | 2.7433 | 0 | 2.9189 | 0 | 2.9189 | -0.4263 | -0.39063 | -0.4263 | -0.39063
234312-Lighting-Screw in 14-26 Watt Lamp - Tr1 | 0 | 0 | 0.42546 | 2118.6433 | 5233.0489 | -28.6135 | -70.6755 | 0 | 2.7417 | 0 | 2.7417 | 0 | 2.9173 | 0 | 2.9173 | -0.42547 | -0.38987 | -0.42547 | -0.38987
234157-Pipe Insulation - Low Pressure Steam Applic. (LF) 1 in | 0 | 0 | 0 | 0 | 0 | 3292.38 | 65847.6 | 0 | 0.97252 | 0 | 0.97252 | 0 | 0.98855 | 0 | 0.98855 | 21.6991 | 32.9392 | 21.6991 | 32.9392
234172-Food Service - Convection Oven-Gas | 0 | 0 | 0 | 0 | 0 | 226.1 | 2713.2 | 0 | -0.36395 | 0 | -0.36395 | 0 | 0.65896 | 0 | 0.65896 | 0.71988 | 3.3846 | 0.71988 | 3.3846
234330-Premium T8 with T12 40 Watt Baseline - Tr1 | 0.42253 | 0.27246 | 0.44327 | 2133.7105 | 32005.6581 | 0 | 0 | 0.091878 | 0 | 0.091878 | 0 | 0.111 | 0 | 0.111 | 0 | 3.215 | 5.965 | 3.215 | 5.965
234303-Lighting-Remove 4 Ft Lamp (De-Lamp) - Tr1 | 0 | 0 | 0.2218 | 1153.8512 | 17307.7678 | -21.5847 | -323.7702 | 0 | 1.8697 | 0 | 1.8697 | 0 | 2.0472 | 0 | 2.0472 | -1.5153 | -1.2232 | -1.5153 | -1.2232
234312-Lighting-Screw in 14-26 Watt Lamp - Tr1 | 0 | 0 | 0.10636 | 529.6608 | 1308.2622 | -7.1534 | -17.6689 | 0 | 2.7417 | 0 | 2.7417 | 0 | 2.9173 | 0 | 2.9173 | -0.42547 | -0.38987 | -0.42547 | -0.38987
234330-Premium T8 with T12 40 Watt Baseline - Tr1 | 0.46948 | 0.30273 | 0.49253 | 2370.7895 | 35561.8424 | 0 | 0 | 0.091878 | 0 | 0.091878 | 0 | 0.111 | 0 | 0.111 | 0 | 3.215 | 5.965 | 3.215 | 5.965
234303-Lighting-Remove 4 Ft Lamp (De-Lamp) - Tr1 | 0 | 0 | 0.4436 | 2307.7024 | 34615.5355 | -43.1694 | -647.5403 | 0 | 1.8697 | 0 | 1.8697 | 0 | 2.0472 | 0 | 2.0472 | -1.5153 | -1.2232 | -1.5153 | -1.2232
234330-Premium T8 with T12 40 Watt Baseline - Tr1 | 1.0563 | 0.68115 | 1.1082 | 5334.2764 | 80014.1453 | 0 | 0 | 0.091878 | 0 | 0.091878 | 0 | 0.111 | 0 | 0.111 | 0 | 3.215 | 5.965 | 3.215 | 5.965
234303-Lighting-Remove 4 Ft Lamp (De-Lamp) - Tr1 | 0 | 0 | 1.3678 | 7115.4156 | 106731.2345 | -133.1055 | -1996.5827 | 0 | 1.8697 | 0 | 1.8697 | 0 | 2.0472 | 0 | 2.0472 | -1.5153 | -1.2232 | -1.5153 | -1.2232
234285-Lighting-Occpncy Snsr-Hi-Bay integrated Snsr-Tr1 | 6.2469 | 4.0282 | 6.1185 | 31545.7434 | 252365.9475 | 0 | 0 | 0.10991 | 0 | 0.10991 | 0 | 0.1181 | 0 | 0.1181 | 0 | 8.051 | 16.9575 | 8.051 | 16.9575
234148-Premium T8 with T12 40 Watt Baseline | 0.38782 | 0.2425 | 0.36164 | 2005.6258 | 30084.3875 | 0 | 0 | 0.095469 | 0 | 0.095469 | 0 | 0.11242 | 0 | 0.11242 | 0 | 3.5961 | 6.6721 | 3.5961 | 6.6721
234053-Lighting-Remove 4 Ft Lamp (De-Lamp) | 0.32043 | 0.20036 | 1.0677 | 1657.1169 | 24856.7536 | 0 | 0 | 0.090713 | 0 | 0.090713 | 0 | 0.10226 | 0 | 0.10226 | 0 | 3.1843 | 4.4102 | 3.1843 | 4.4102
234330-Premium T8 with T12 40 Watt Baseline - Tr1 | 0.46948 | 0.30273 | 0.49253 | 2370.7895 | 35561.8424 | 0 | 0 | 0.091878 | 0 | 0.091878 | 0 | 0.111 | 0 | 0.111 | 0 | 3.215 | 5.965 | 3.215 | 5.965
234303-Lighting-Remove 4 Ft Lamp (De-Lamp) - Tr1 | 0 | 0 | 0.5545 | 2884.628 | 43269.4194 | -53.9617 | -809.4254 | 0 | 1.8697 | 0 | 1.8697 | 0 | 2.0472 | 0 | 2.0472 | -1.5153 | -1.2232 | -1.5153 | -1.2232
234330-Premium T8 with T12 40 Watt Baseline - Tr1 | 0.49296 | 0.31787 | 0.51715 | 2489.329 | 37339.9345 | 0 | 0 | 0.091878 | 0 | 0.091878 | 0 | 0.111 | 0 | 0.111 | 0 | 3.215 | 5.965 | 3.215 | 5.965
234303-Lighting-Remove 4 Ft Lamp (De-Lamp) - Tr1 | 0 | 0 | 0.5545 | 2884.628 | 43269.4194 | -53.9617 | -809.4254 | 0 | 1.8697 | 0 | 1.8697 | 0 | 2.0472 | 0 | 2.0472 | -1.5153 | -1.2232 | -1.5153 | -1.2232
234285-Lighting-Occpncy Snsr-Hi-Bay integrated Snsr-Tr1 | 1.2494 | 0.80564 | 1.2237 | 6309.1487 | 50473.1895 | 0 | 0 | 0.10991 | 0 | 0.10991 | 0 | 0.1181 | 0 | 0.1181 | 0 | 8.051 | 16.9575 | 8.051 | 16.9575
234330-Premium T8 with T12 40 Watt Baseline - Tr1 | 0.35211 | 0.22705 | 0.3694 | 1778.0921 | 26671.3818 | 0 | 0 | 0.091878 | 0 | 0.091878 | 0 | 0.111 | 0 | 0.111 | 0 | 3.215 | 5.965 | 3.215 | 5.965
234303-Lighting-Remove 4 Ft Lamp (De-Lamp) - Tr1 | 0 | 0 | 0.5545 | 2884.628 | 43269.4194 | -53.9617 | -809.4254 | 0 | 1.8697 | 0 | 1.8697 | 0 | 2.0472 | 0 | 2.0472 | -1.5153 | -1.2232 | -1.5153 | -1.2232
234330-Premium T8 with T12 40 Watt Baseline - Tr1 | 0.44601 | 0.2876 | 0.4679 | 2252.25 | 33783.7502 | 0 | 0 | 0.091878 | 0 | 0.091878 | 0 | 0.111 | 0 | 0.111 | 0 | 3.215 | 5.965 | 3.215 | 5.965
234303-Lighting-Remove 4 Ft Lamp (De-Lamp) - Tr1 | 0 | 0 | 0.5545 | 2884.628 | 43269.4194 | -53.9617 | -809.4254 | 0 | 1.8697 | 0 | 1.8697 | 0 | 2.0472 | 0 | 2.0472 | -1.5153 | -1.2232 | -1.5153 | -1.2232
234330-Premium T8 with T12 40 Watt Baseline - Tr1 | 0.46948 | 0.30273 | 0.49253 | 2370.7895 | 35561.8424 | 0 | 0 | 0.093473 | 0 | 0.093473 | 0 | 0.1126 | 0 | 0.1126 | 0 | 3.2535 | 6.0363 | 3.2535 | 6.0363
234207-Lighting-8 Ft T-8 with Elec Ballast-Tr1 | 0.051531 | 0.033229 | 0.056143 | 260.2229 | 3903.3432 | 0 | 0 | 0.034036 | 0 | 0.034036 | 0 | 0.067057 | 0 | 0.067057 | 0 | 1.3373 | 1.9877 | 1.3373 | 1.9877
234306-Lighting-Remove 8 Ft Lamp (De-Lamp) - Tr1 | 0.38053 | 0.23601 | 0.43589 | 2055.4183 | 30831.2752 | 0 | 0 | 0.121 | 0 | 0.121 | 0 | 0.12129 | 0 | 0.12129 | 0 | 11.9671 | 12.2885 | 11.9671 | 12.2885
234330-Premium T8 with T12 40 Watt Baseline - Tr1 | 0.30516 | 0.19678 | 0.32014 | 1541.0132 | 23115.1975 | 0 | 0 | 0.091878 | 0 | 0.091878 | 0 | 0.111 | 0 | 0.111 | 0 | 3.215 | 5.965 | 3.215 | 5.965
234303-Lighting-Remove 4 Ft Lamp (De-Lamp) - Tr1 | 0 | 0 | 0.3327 | 1730.7768 | 25961.6516 | -32.377 | -485.6552 | 0 | 1.8697 | 0 | 1.8697 | 0 | 2.0472 | 0 | 2.0472 | -1.5153 | -1.2232 | -1.5153 | -1.2232
234049-Lighting-LED Exit Sign New Sign | 0.13635 | 0.13546 | 0 | 1194.4575 | 19111.3206 | 0 | 0 | 0.093414 | 0 | 0.093414 | 0 | 0.099467 | 0 | 0.099467 | 0 | 5.2149 | 7.1743 | 5.2149 | 7.1743
234330-Premium T8 with T12 40 Watt Baseline - Tr1 | 0.98591 | 0.63574 | 1.0343 | 4978.6579 | 74679.8689 | 0 | 0 | 0.091878 | 0 | 0.091878 | 0 | 0.111 | 0 | 0.111 | 0 | 3.215 | 5.965 | 3.215 | 5.965
234303-Lighting-Remove 4 Ft Lamp (De-Lamp) - Tr1 | 0 | 0 | 1.5526 | 8076.9583 | 121154.3743 | -151.0927 | -2266.3911 | 0 | 1.8697 | 0 | 1.8697 | 0 | 2.0472 | 0 | 2.0472 | -1.5153 | -1.2232 | -1.5153 | -1.2232
234049-Lighting-LED Exit Sign New Sign | 0.10226 | 0.1016 | 0 | 895.8432 | 14333.4904 | 0 | 0 | 0.093414 | 0 | 0.093414 | 0 | 0.099467 | 0 | 0.099467 | 0 | 5.2149 | 7.1743 | 5.2149 | 7.1743
234312-Lighting-Screw in 14-26 Watt Lamp - Tr1 | 0 | 0 | 0.085091 | 423.7287 | 1046.6098 | -5.7227 | -14.1351 | 0 | 2.7417 | 0 | 2.7417 | 0 | 2.9173 | 0 | 2.9173 | -0.42547 | -0.38987 | -0.42547 | -0.38987
234330-Premium T8 with T12 40 Watt Baseline - Tr1 | 1.0094 | 0.65088 | 1.0589 | 5097.1974 | 76457.9611 | 0 | 0 | 0.091878 | 0 | 0.091878 | 0 | 0.111 | 0 | 0.111 | 0 | 3.215 | 5.965 | 3.215 | 5.965
234207-Lighting-8 Ft T-8 with Elec Ballast-Tr1 | 0.025766 | 0.016614 | 0.028072 | 130.1114 | 1951.6716 | 0 | 0 | 0.032441 | 0 | 0.032441 | 0 | 0.065463 | 0 | 0.065463 | 0 | 1.3215 | 1.9642 | 1.3215 | 1.9642
234303-Lighting-Remove 4 Ft Lamp (De-Lamp) - Tr1 | 0 | 0 | 0.29573 | 1538.4682 | 23077.0237 | -28.7796 | -431.6935 | 0 | 1.8697 | 0 | 1.8697 | 0 | 2.0472 | 0 | 2.0472 | -1.5153 | -1.2232 | -1.5153 | -1.2232
234306-Lighting-Remove 8 Ft Lamp (De-Lamp) - Tr1 | 0.19026 | 0.118 | 0.21795 | 1027.7092 | 15415.6376 | 0 | 0 | 0.11948 | 0 | 0.11948 | 0 | 0.11977 | 0 | 0.11977 | 0 | 11.8294 | 12.147 | 11.8294 | 12.147
234285-Lighting-Occpncy Snsr-Hi-Bay integrated Snsr-Tr1 | 7.0799 | 4.5653 | 6.9343 | 35751.8426 | 286014.7405 | 0 | 0 | 0.10991 | 0 | 0.10991 | 0 | 0.1181 | 0 | 0.1181 | 0 | 8.051 | 16.9575 | 8.051 | 16.9575
234294-Lighting-Occupancy Sensor-Wallbox Lghtng Snsr-Tr1 | 3.7896 | 2.3504 | 16.8705 | 20469.5618 | 163756.4947 | 0 | 0 | 0.08477 | 0 | 0.08477 | 0 | 0.086495 | 0 | 0.086495 | 0 | 3.229 | 3.3824 | 3.229 | 3.3824
234330-Premium T8 with T12 40 Watt Baseline - Tr1 | 1.3146 | 0.84766 | 1.3791 | 6638.2106 | 99573.1586 | 0 | 0 | 0.093473 | 0 | 0.093473 | 0 | 0.1126 | 0 | 0.1126 | 0 | 3.2535 | 6.0363 | 3.2535 | 6.0363
234303-Lighting-Remove 4 Ft Lamp (De-Lamp) - Tr1 | 0 | 0 | 1.0351 | 5384.6389 | 80769.5829 | -100.7285 | -1510.9274 | 0 | 1.8717 | 0 | 1.8717 | 0 | 2.0492 | 0 | 2.0492 | -1.5179 | -1.2253 | -1.5179 | -1.2253
234285-Lighting-Occpncy Snsr-Hi-Bay integrated Snsr-Tr1 | 2.4988 | 1.6113 | 2.4474 | 12618.2974 | 100946.379 | 0 | 0 | 0.1116 | 0 | 0.1116 | 0 | 0.11979 | 0 | 0.11979 | 0 | 8.1595 | 17.186 | 8.1595 | 17.186
234330-Premium T8 with T12 40 Watt Baseline - Tr1 | 0.21127 | 0.13623 | 0.22164 | 1066.8553 | 16002.8291 | 0 | 0 | 0.091878 | 0 | 0.091878 | 0 | 0.111 | 0 | 0.111 | 0 | 3.215 | 5.965 | 3.215 | 5.965
234303-Lighting-Remove 4 Ft Lamp (De-Lamp) - Tr1 | 0 | 0 | 0.3327 | 1730.7768 | 25961.6516 | -32.377 | -485.6552 | 0 | 1.8697 | 0 | 1.8697 | 0 | 2.0472 | 0 | 2.0472 | -1.5153 | -1.2232 | -1.5153 | -1.2232
234201-Lighting-2 Ft 2nd Gen T-8 with Elec Ballast-Tr1 | 0.40924 | 0.26389 | 0.39175 | 2066.588 | 30998.8203 | 0 | 0 | 0.081733 | 0 | 0.081733 | 0 | 0.10557 | 0 | 0.10557 | 0 | 2.5832 | 4.7996 | 2.5832 | 4.7996
234330-Premium T8 with T12 40 Watt Baseline - Tr1 | 0.023474 | 0.015137 | 0.024626 | 118.5395 | 1778.0921 | 0 | 0 | 0.091878 | 0 | 0.091878 | 0 | 0.111 | 0 | 0.111 | 0 | 3.215 | 5.965 | 3.215 | 5.965
234285-Lighting-Occpncy Snsr-Hi-Bay integrated Snsr-Tr1 | 2.9152 | 1.8798 | 2.8553 | 14721.3469 | 117770.7755 | 0 | 0 | 0.10991 | 0 | 0.10991 | 0 | 0.1181 | 0 | 0.1181 | 0 | 8.051 | 16.9575 | 8.051 | 16.9575
234312-Lighting-Screw in 14-26 Watt Lamp - Tr1 | 0 | 0 | 1.872 | 9322.0305 | 23025.4153 | -125.8996 | -310.972 | 0 | 2.7417 | 0 | 2.7417 | 0 | 2.9173 | 0 | 2.9173 | -0.42547 | -0.38987 | -0.42547 | -0.38987
234315-Lighting-Screw in 14-26 Watt Reflector Lamp-Tr1 | 0 | 0 | 0.34036 | 1694.9146 | 4186.4392 | -22.8908 | -56.5404 | 0 | 4.4304 | 0 | 4.4304 | 0 | 3.0539 | 0 | 3.0539 | -0.33225 | -0.56688 | -0.33225 | -0.56688
234330-Premium T8 with T12 40 Watt Baseline - Tr1 | 0.65728 | 0.42383 | 0.68954 | 3319.1053 | 49786.5793 | 0 | 0 | 0.091878 | 0 | 0.091878 | 0 | 0.111 | 0 | 0.111 | 0 | 3.215 | 5.965 | 3.215 | 5.965
234085-Refrigeration -Strip Curtains for Walk-ins | 1.9928 | 1.4269 | 1.5116 | 13261.8 | 53047.2 | 0 | 0 | 0.099426 | 0 | 0.099426 | 0 | 0.10376 | 0 | 0.10376 | 0 | 12.9379 | 26.9878 | 12.9379 | 26.9878
234084-Refrigeration -Cooler/Freezer Door Gaskets - Solid Doors: Cooler | 1.2634 | 1.0565 | 1.0898 | 9534.96 | 38139.84 | 0 | 0 | 0.096092 | 0 | 0.096092 | 0 | 0.091322 | 0 | 0.091322 | 0 | 11.1547 | 7.4165 | 11.1547 | 7.4165
234129-Software Plug Load Sensors | 6.5286 | 5.3317 | 0 | 51166.0254 | 255830.127 | 0 | 0 | 0.095323 | 0 | 0.095323 | 0 | 0.085037 | 0 | 0.085037 | 0 | 9.109 | 4.8581 | 9.109 | 4.8581
234330-Premium T8 with T12 40 Watt Baseline - Tr1 | 0.35211 | 0.22705 | 0.3694 | 1778.0921 | 26671.3818 | 0 | 0 | 0.091878 | 0 | 0.091878 | 0 | 0.111 | 0 | 0.111 | 0 | 3.215 | 5.965 | 3.215 | 5.965
234303-Lighting-Remove 4 Ft Lamp (De-Lamp) - Tr1 | 0 | 0 | 0.036966 | 192.3085 | 2884.628 | -3.5974 | -53.9617 | 0 | 1.8697 | 0 | 1.8697 | 0 | 2.0472 | 0 | 2.0472 | -1.5153 | -1.2232 | -1.5153 | -1.2232
234330-Premium T8 with T12 40 Watt Baseline - Tr1 | 0.58685 | 0.37842 | 0.61566 | 2963.4869 | 44452.3029 | 0 | 0 | 0.091878 | 0 | 0.091878 | 0 | 0.111 | 0 | 0.111 | 0 | 3.215 | 5.965 | 3.215 | 5.965
234303-Lighting-Remove 4 Ft Lamp (De-Lamp) - Tr1 | 0 | 0 | 0.92416 | 4807.7133 | 72115.699 | -89.9362 | -1349.0423 | 0 | 1.8697 | 0 | 1.8697 | 0 | 2.0472 | 0 | 2.0472 | -1.5153 | -1.2232 | -1.5153 | -1.2232
234331-Premium T8 with T12 40 Watt Baseline - Tr2 | 0.16319 | 0.10523 | 0.24316 | 824.0684 | 12361.0265 | 0 | 0 | 0.07546 | 0 | 0.07546 | 0 | 0.10924 | 0 | 0.10924 | 0 | 2.3033 | 5.529 | 2.3033 | 5.529
234330-Premium T8 with T12 40 Watt Baseline - Tr1 | 0.89202 | 0.5752 | 0.9358 | 4504.5 | 67567.5005 | 0 | 0 | 0.091878 | 0 | 0.091878 | 0 | 0.111 | 0 | 0.111 | 0 | 3.215 | 5.965 | 3.215 | 5.965
234303-Lighting-Remove 4 Ft Lamp (De-Lamp) - Tr1 | 0 | 0 | 0.4436 | 2307.7024 | 34615.5355 | -43.1694 | -647.5403 | 0 | 1.8697 | 0 | 1.8697 | 0 | 2.0472 | 0 | 2.0472 | -1.5153 | -1.2232 | -1.5153 | -1.2232
234360-Lighting-IntrHiByLnrFlscntFxtr244wrplc400w(TrI)Tr1 | 0 | 0 | 0 | 0 | 0 | 0 | 0 | 0 | 0 | 0 | 0 | 0 | 0 | 0 | 0 | 0 | 0 | 0 | 0
234285-Lighting-Occpncy Snsr-Hi-Bay integrated Snsr-Tr1 | 0 | 0 | 0 | 0 | 0 | 0 | 0 | 0 | 0 | 0 | 0 | 0 | 0 | 0 | 0 | 0 | 0 | 0 | 0
234330-Premium T8 with T12 40 Watt Baseline - Tr1 | 3.5211 | 2.2705 | 3.694 | 17780.9212 | 266713.8177 | 0 | 0 | 0.091878 | 0 | 0.091878 | 0 | 0.111 | 0 | 0.111 | 0 | 3.215 | 5.965 | 3.215 | 5.965
234303-Lighting-Remove 4 Ft Lamp (De-Lamp) - Tr1 | 0 | 0 | 0 | 0 | 0 | 0 | 0 | 0 | 0 | 0 | 0 | 0 | 0 | 0 | 0 | 0 | 0 | 0 | 0
234286-Lighting-Occpncy Snsr-Hi-Bay integrated Snsr-Tr2 | 5.2383 | 3.3778 | 8.3283 | 26452.5197 | 211620.1578 | 0 | 0 | 0.10115 | 0 | 0.10115 | 0 | 0.11483 | 0 | 0.11483 | 0 | 4.8852 | 10.2937 | 4.8852 | 10.2937
234085-Refrigeration -Strip Curtains for Walk-ins | 1.3178 | 0.9436 | 0.99958 | 8769.9 | 35079.6 | 0 | 0 | 0.099405 | 0 | 0.099405 | 0 | 0.10372 | 0 | 0.10372 | 0 | 12.9054 | 26.7276 | 12.9054 | 26.7276
234084-Refrigeration -Cooler/Freezer Door Gaskets - Solid Doors: Cooler | 0.3369 | 0.28174 | 0.29062 | 2542.656 | 10170.624 | 0 | 0 | 0.096082 | 0 | 0.096082 | 0 | 0.09128 | 0 | 0.09128 | 0 | 11.1428 | 7.3946 | 11.1428 | 7.3946
234067-Refrigeration - Food Service -Auto Closer for Main Cooler Doors | 0.19941 | 0.16677 | 0.29111 | 1505.0126 | 12040.1008 | -0.074725 | -0.5978 | 0.045823 | 0.88635 | 0.045823 | 0.88635 | 0.088197 | 0.88635 | 0.088197 | 0.88635 | 1.7077 | 4.9518 | 1.7077 | 4.9518
234084-Refrigeration -Cooler/Freezer Door Gaskets - Solid Doors: Cooler | 0.13686 | 0.11446 | 0.11807 | 1032.954 | 4131.816 | 0 | 0 | 0.095932 | 0 | 0.095932 | 0 | 0.090657 | 0 | 0.090657 | 0 | 10.9698 | 7.0856 | 10.9698 | 7.0856
234330-Premium T8 with T12 40 Watt Baseline - Tr1 | 0.7277 | 0.46924 | 0.76342 | 3674.7237 | 55120.8556 | 0 | 0 | 0.093473 | 0 | 0.093473 | 0 | 0.1126 | 0 | 0.1126 | 0 | 3.2535 | 6.0363 | 3.2535 | 6.0363
234331-Premium T8 with T12 40 Watt Baseline - Tr2 | 0.75067 | 0.48405 | 1.1185 | 3790.7148 | 56860.7219 | 0 | 0 | 0.077055 | 0 | 0.077055 | 0 | 0.11083 | 0 | 0.11083 | 0 | 2.3309 | 5.5951 | 2.3309 | 5.5951
234304-Lighting-Remove 4 Ft Lamp (De-Lamp) - Tr2 | 0 | 0 | 0.16635 | 865.3884 | 12980.8258 | -16.1885 | -242.8276 | 0 | 0.69035 | 0 | 0.69035 | 0 | 0.69063 | 0 | 0.69063 | 0 | 0 | 0 | 0
234331-Premium T8 with T12 40 Watt Baseline - Tr2 | 0.81594 | 0.52614 | 1.2158 | 4120.3422 | 61805.1325 | 0 | 0 | 0.07546 | 0 | 0.07546 | 0 | 0.10924 | 0 | 0.10924 | 0 | 2.3033 | 5.529 | 2.3033 | 5.529
234304-Lighting-Remove 4 Ft Lamp (De-Lamp) - Tr2 | 0 | 0 | 1.1275 | 5865.4102 | 87981.1528 | -109.7221 | -1645.8316 | 0 | 0.69035 | 0 | 0.69035 | 0 | 0.69063 | 0 | 0.69063 | 0 | 0 | 0 | 0
234312-Lighting-Screw in 14-26 Watt Lamp - Tr1 | 0 | 0 | 0.12764 | 635.593 | 1569.9147 | -8.5841 | -21.2026 | 0 | 2.7433 | 0 | 2.7433 | 0 | 2.9189 | 0 | 2.9189 | -0.4263 | -0.39063 | -0.4263 | -0.39063
234330-Premium T8 with T12 40 Watt Baseline - Tr1 | 1.4319 | 0.92334 | 1.5022 | 7230.9079 | 108463.6192 | 0 | 0 | 0.093473 | 0 | 0.093473 | 0 | 0.1126 | 0 | 0.1126 | 0 | 3.2535 | 6.0363 | 3.2535 | 6.0363
234303-Lighting-Remove 4 Ft Lamp (De-Lamp) - Tr1 | 0 | 0 | 0.99809 | 5192.3303 | 77884.9549 | -97.131 | -1456.9657 | 0 | 1.8717 | 0 | 1.8717 | 0 | 2.0492 | 0 | 2.0492 | -1.5179 | -1.2253 | -1.5179 | -1.2253
234294-Lighting-Occupancy Sensor-Wallbox Lghtng Snsr-Tr1 | 0.099727 | 0.061852 | 0.44396 | 538.6727 | 4309.3814 | 0 | 0 | 0.086393 | 0 | 0.086393 | 0 | 0.088118 | 0 | 0.088118 | 0 | 3.2717 | 3.4271 | 3.2717 | 3.4271
234285-Lighting-Occpncy Snsr-Hi-Bay integrated Snsr-Tr1 | 2.9152 | 1.8798 | 2.8553 | 14721.3469 | 117770.7755 | 0 | 0 | 0.1116 | 0 | 0.1116 | 0 | 0.11979 | 0 | 0.11979 | 0 | 8.1595 | 17.186 | 8.1595 | 17.186
234084-Refrigeration -Cooler/Freezer Door Gaskets - Solid Doors: Cooler | 0.24215 | 0.2025 | 0.20889 | 1827.534 | 7310.136 | 0 | 0 | 0.096019 | 0 | 0.096019 | 0 | 0.091021 | 0 | 0.091021 | 0 | 11.0701 | 7.2627 | 11.0701 | 7.2627
234331-Premium T8 with T12 40 Watt Baseline - Tr2 | 2.0888 | 1.3469 | 3.1125 | 10548.0759 | 158221.1392 | 0 | 0 | 0.07546 | 0 | 0.07546 | 0 | 0.10924 | 0 | 0.10924 | 0 | 2.3033 | 5.529 | 2.3033 | 5.529
234286-Lighting-Occpncy Snsr-Hi-Bay integrated Snsr-Tr2 | 22.45 | 14.4764 | 35.6928 | 113367.9417 | 906943.5335 | 0 | 0 | 0.099462 | 0 | 0.099462 | 0 | 0.11314 | 0 | 0.11314 | 0 | 4.8202 | 10.1569 | 4.8202 | 10.1569
234331-Premium T8 with T12 40 Watt Baseline - Tr2 | 0.43245 | 0.27885 | 0.64438 | 2183.7813 | 32756.7202 | 0 | 0 | 0.077055 | 0 | 0.077055 | 0 | 0.11083 | 0 | 0.11083 | 0 | 2.3309 | 5.5951 | 2.3309 | 5.5951
234286-Lighting-Occpncy Snsr-Hi-Bay integrated Snsr-Tr2 | 2.7439 | 1.7693 | 4.3624 | 13856.0818 | 110848.6541 | 0 | 0 | 0.10115 | 0 | 0.10115 | 0 | 0.11483 | 0 | 0.11483 | 0 | 4.8852 | 10.2937 | 4.8852 | 10.2937
234330-Premium T8 with T12 40 Watt Baseline - Tr1 | 0.14084 | 0.09082 | 0.14776 | 711.2368 | 10668.5527 | 0 | 0 | 0.091878 | 0 | 0.091878 | 0 | 0.111 | 0 | 0.111 | 0 | 3.215 | 5.965 | 3.215 | 5.965
234285-Lighting-Occpncy Snsr-Hi-Bay integrated Snsr-Tr1 | 3.3317 | 2.1484 | 3.2632 | 16824.3965 | 134595.172 | 0 | 0 | 0.10991 | 0 | 0.10991 | 0 | 0.1181 | 0 | 0.1181 | 0 | 8.051 | 16.9575 | 8.051 | 16.9575
234330-Premium T8 with T12 40 Watt Baseline - Tr1 | 0.93896 | 0.60547 | 0.98505 | 4741.579 | 71123.6847 | 0 | 0 | 0.091878 | 0 | 0.091878 | 0 | 0.111 | 0 | 0.111 | 0 | 3.215 | 5.965 | 3.215 | 5.965
234360-Lighting-IntrHiByLnrFlscntFxtr244wrplc400w(TrI)Tr1 | 0 | 0 | 3.7479 | 0 | 0 | -119.0146 | -1785.2195 | 0 | 6.1844 | 0 | 6.1844 | 0 | 4.1881 | 0 | 4.1881 | -0.22269 | -0.36788 | -0.22269 | -0.36788
234285-Lighting-Occpncy Snsr-Hi-Bay integrated Snsr-Tr1 | 9.9951 | 6.4451 | 9.7896 | 50473.1895 | 403785.516 | 0 | 0 | 0.10991 | 0 | 0.10991 | 0 | 0.1181 | 0 | 0.1181 | 0 | 8.051 | 16.9575 | 8.051 | 16.9575
234330-Premium T8 with T12 40 Watt Baseline - Tr1 | 0 | 0 | 0 | 0 | 0 | 0 | 0 | 0 | 0 | 0 | 0 | 0 | 0 | 0 | 0 | 0 | 0 | 0 | 0
234303-Lighting-Remove 4 Ft Lamp (De-Lamp) - Tr1 | 0 | 0 | 0 | 0 | 0 | 0 | 0 | 0 | 0 | 0 | 0 | 0 | 0 | 0 | 0 | 0 | 0 | 0 | 0
234049-Lighting-LED Exit Sign New Sign | 0.068174 | 0.067731 | 0 | 597.2288 | 9555.6603 | 0 | 0 | 0.093414 | 0 | 0.093414 | 0 | 0.099467 | 0 | 0.099467 | 0 | 5.2149 | 7.1743 | 5.2149 | 7.1743
234286-Lighting-Occpncy Snsr-Hi-Bay integrated Snsr-Tr2 | 5.2383 | 3.3778 | 8.3283 | 26452.5197 | 211620.1578 | 0 | 0 | 0.099462 | 0 | 0.099462 | 0 | 0.11314 | 0 | 0.11314 | 0 | 4.8202 | 10.1569 | 4.8202 | 10.1569
234085-Refrigeration -Strip Curtains for Walk-ins | 1.4785 | 1.0587 | 1.1215 | 9839.4 | 39357.6 | 0 | 0 | 0.099409 | 0 | 0.099409 | 0 | 0.10373 | 0 | 0.10373 | 0 | 12.9121 | 26.7815 | 12.9121 | 26.7815
234084-Refrigeration -Cooler/Freezer Door Gaskets - Solid Doors: Cooler | 1.5582 | 1.3031 | 1.3441 | 11759.784 | 47039.136 | 0 | 0 | 0.096102 | 0 | 0.096102 | 0 | 0.091365 | 0 | 0.091365 | 0 | 11.1669 | 7.439 | 11.1669 | 7.439
234067-Refrigeration - Food Service -Auto Closer for Main Cooler Doors | 0.099706 | 0.083383 | 0.14556 | 752.5063 | 6020.0504 | -0.037362 | -0.2989 | 0.045823 | 0.88635 | 0.045823 | 0.88635 | 0.088197 | 0.88635 | 0.088197 | 0.88635 | 1.7077 | 4.9518 | 1.7077 | 4.9518
234068-Refrigeration - Food Service -Auto Closer for Main Freezer Doors | 0 | 0 | 0 | 0 | 0 | 0 | 0 | 0 | 0 | 0 | 0 | 0 | 0 | 0 | 0 | 0 | 0 | 0 | 0
234085-Refrigeration -Strip Curtains for Walk-ins | 1.9928 | 1.4269 | 1.5116 | 13261.8 | 53047.2 | 0 | 0 | 0.099427 | 0 | 0.099427 | 0 | 0.10376 | 0 | 0.10376 | 0 | 12.94 | 27.005 | 12.94 | 27.005
234084-Refrigeration -Cooler/Freezer Door Gaskets - Solid Doors: Cooler | 1.6213 | 1.3559 | 1.3986 | 12236.532 | 48946.128 | 0 | 0 | 0.096096 | 0 | 0.096096 | 0 | 0.091342 | 0 | 0.091342 | 0 | 11.1604 | 7.4269 | 11.1604 | 7.4269
234067-Refrigeration - Food Service -Auto Closer for Main Cooler Doors | 0.19941 | 0.16677 | 0.29111 | 1505.0126 | 12040.1008 | -0.074725 | -0.5978 | 0.045823 | 0.88635 | 0.045823 | 0.88635 | 0.088197 | 0.88635 | 0.088197 | 0.88635 | 1.7077 | 4.9518 | 1.7077 | 4.9518
234068-Refrigeration - Food Service -Auto Closer for Main Freezer Doors | 0.25838 | 0.21608 | 0.19315 | 1950.0694 | 15600.5556 | -0.018681 | -0.14945 | 0.084673 | 0.88635 | 0.084673 | 0.88635 | 0.097091 | 0.88635 | 0.097091 | 0.88635 | 4.2775 | 8.2376 | 4.2775 | 8.2376
234285-Lighting-Occpncy Snsr-Hi-Bay integrated Snsr-Tr1 | 48.7261 | 31.4199 | 47.7242 | 246056.7988 | 1968454.3905 | 0 | 0 | 0.10991 | 0 | 0.10991 | 0 | 0.1181 | 0 | 0.1181 | 0 | 8.051 | 16.9575 | 8.051 | 16.9575
234330-Premium T8 with T12 40 Watt Baseline - Tr1 | 0.49296 | 0.31787 | 0.51715 | 2489.329 | 37339.9345 | 0 | 0 | 0.093473 | 0 | 0.093473 | 0 | 0.1126 | 0 | 0.1126 | 0 | 3.2535 | 6.0363 | 3.2535 | 6.0363
234303-Lighting-Remove 4 Ft Lamp (De-Lamp) - Tr1 | 0 | 0 | 0.3327 | 1730.7768 | 25961.6516 | -32.377 | -485.6552 | 0 | 1.8717 | 0 | 1.8717 | 0 | 2.0492 | 0 | 2.0492 | -1.5179 | -1.2253 | -1.5179 | -1.2253
234172-Food Service - Convection Oven-Gas | 0 | 0 | 0 | 0 | 0 | 1356.6 | 16279.2 | 0 | -0.36395 | 0 | -0.36395 | 0 | 0.65896 | 0 | 0.65896 | 0.71988 | 3.3846 | 0.71988 | 3.3846
234332-Premium T8 with T12 40 Watt Baseline - Tr3 | 0.27265 | 0.17581 | 0.51549 | 1376.8298 | 20652.4468 | 0 | 0 | 0.093354 | 0 | 0.093354 | 0 | 0.11042 | 0 | 0.11042 | 0 | 3.3337 | 5.8139 | 3.3337 | 5.8139
234209-Lighting-8 Ft T-8 with Elec Ballast-Tr3 | 0.043818 | 0.028255 | 0.092981 | 221.2717 | 3319.075 | 0 | 0 | -0.046087 | 0 | -0.046087 | 0 | 0.065238 | 0 | 0.065238 | 0 | 0.74317 | 1.9577 | 0.74317 | 1.9577
234305-Lighting-Remove 4 Ft Lamp (De-Lamp) - Tr3 | 0.37789 | 0.24367 | 0.73614 | 1908.2738 | 28624.1064 | 0 | 0 | 0.10713 | 0 | 0.10713 | 0 | 0.12364 | 0 | 0.12364 | 0 | 5.0846 | 13.7179 | 5.0846 | 13.7179
234308-Lighting-Remove 8 Ft Lamp (De-Lamp) - Tr3 | 0 | 0 | 0 | 0 | 0 | 0 | 0 | 0 | 0 | 0 | 0 | 0 | 0 | 0 | 0 | 0 | 0 | 0 | 0
234287-Lighting-Occpncy Snsr-Hi-Bay integrated Snsr-Tr3 | 9.3941 | 6.0575 | 11.2275 | 47438.16 | 379505.28 | 0 | 0 | 0.10201 | 0 | 0.10201 | 0 | 0.11434 | 0 | 0.11434 | 0 | 5.3433 | 11.2502 | 5.3433 | 11.2502
234330-Premium T8 with T12 40 Watt Baseline - Tr1 | 0.61033 | 0.39355 | 0.64029 | 3082.0263 | 46230.3951 | 0 | 0 | 0.091878 | 0 | 0.091878 | 0 | 0.111 | 0 | 0.111 | 0 | 3.215 | 5.965 | 3.215 | 5.965
234049-Lighting-LED Exit Sign New Sign | 0.034087 | 0.033866 | 0 | 298.6144 | 4777.8301 | 0 | 0 | 0.093414 | 0 | 0.093414 | 0 | 0.099467 | 0 | 0.099467 | 0 | 5.2149 | 7.1743 | 5.2149 | 7.1743
234085-Refrigeration -Strip Curtains for Walk-ins | 0.73926 | 0.52934 | 0.56074 | 4919.7 | 19678.8 | 0 | 0 | 0.099448 | 0 | 0.099448 | 0 | 0.1038 | 0 | 0.1038 | 0 | 12.9726 | 27.2693 | 12.9726 | 27.2693
234084-Refrigeration -Cooler/Freezer Door Gaskets - Solid Doors: Cooler | 1.0633 | 0.88926 | 0.91728 | 8025.258 | 32101.032 | 0 | 0 | 0.096104 | 0 | 0.096104 | 0 | 0.091372 | 0 | 0.091372 | 0 | 11.1688 | 7.4425 | 11.1688 | 7.4425
234312-Lighting-Screw in 14-26 Watt Lamp - Tr1 | 0 | 0 | 0.31909 | 1588.9825 | 3924.7867 | -21.4602 | -53.0066 | 0 | 2.7417 | 0 | 2.7417 | 0 | 2.9173 | 0 | 2.9173 | -0.42547 | -0.38987 | -0.42547 | -0.38987
234330-Premium T8 with T12 40 Watt Baseline - Tr1 | 0.77465 | 0.49951 | 0.81267 | 3911.8027 | 58677.0399 | 0 | 0 | 0.091878 | 0 | 0.091878 | 0 | 0.111 | 0 | 0.111 | 0 | 3.215 | 5.965 | 3.215 | 5.965
234303-Lighting-Remove 4 Ft Lamp (De-Lamp) - Tr1 | 0 | 0 | 0.25876 | 1346.1597 | 20192.3957 | -25.1821 | -377.7319 | 0 | 1.8697 | 0 | 1.8697 | 0 | 2.0472 | 0 | 2.0472 | -1.5153 | -1.2232 | -1.5153 | -1.2232
234285-Lighting-Occpncy Snsr-Hi-Bay integrated Snsr-Tr1 | 4.9975 | 3.2226 | 4.8948 | 25236.5948 | 201892.758 | 0 | 0 | 0.10991 | 0 | 0.10991 | 0 | 0.1181 | 0 | 0.1181 | 0 | 8.051 | 16.9575 | 8.051 | 16.9575
234049-Lighting-LED Exit Sign New Sign | 0.034087 | 0.033866 | 0 | 298.6144 | 4777.8301 | 0 | 0 | 0.093414 | 0 | 0.093414 | 0 | 0.099467 | 0 | 0.099467 | 0 | 5.2149 | 7.1743 | 5.2149 | 7.1743
234330-Premium T8 with T12 40 Watt Baseline - Tr1 | 1.0563 | 0.68115 | 1.1082 | 5334.2764 | 80014.1453 | 0 | 0 | 0.091878 | 0 | 0.091878 | 0 | 0.111 | 0 | 0.111 | 0 | 3.215 | 5.965 | 3.215 | 5.965
234303-Lighting-Remove 4 Ft Lamp (De-Lamp) - Tr1 | 0 | 0 | 1.6635 | 8653.8839 | 129808.2582 | -161.8851 | -2428.2762 | 0 | 1.8697 | 0 | 1.8697 | 0 | 2.0472 | 0 | 2.0472 | -1.5153 | -1.2232 | -1.5153 | -1.2232
234291-Lighting-Ocpncy Snsr-Wll/Cl Mntd Lght Snsr>=500Tr1 | 6.7685 | 4.3645 | 7.917 | 34179.6 | 273436.8 | 0 | 0 | 0.064146 | 0 | 0.064146 | 0 | 0.10225 | 0 | 0.10225 | 0 | 2.0456 | 5.3989 | 2.0456 | 5.3989
234330-Premium T8 with T12 40 Watt Baseline - Tr1 | 1.6432 | 1.0596 | 1.7238 | 8297.7632 | 124466.4482 | 0 | 0 | 0.093473 | 0 | 0.093473 | 0 | 0.1126 | 0 | 0.1126 | 0 | 3.2535 | 6.0363 | 3.2535 | 6.0363
234303-Lighting-Remove 4 Ft Lamp (De-Lamp) - Tr1 | 0 | 0 | 1.2569 | 6538.49 | 98077.3506 | -122.3132 | -1834.6976 | 0 | 1.8717 | 0 | 1.8717 | 0 | 2.0492 | 0 | 2.0492 | -1.5179 | -1.2253 | -1.5179 | -1.2253
234306-Lighting-Remove 8 Ft Lamp (De-Lamp) - Tr1 | 1.9978 | 1.239 | 2.2884 | 10790.9463 | 161864.1949 | 0 | 0 | 0.121 | 0 | 0.121 | 0 | 0.12129 | 0 | 0.12129 | 0 | 11.9671 | 12.2885 | 11.9671 | 12.2885
234291-Lighting-Ocpncy Snsr-Wll/Cl Mntd Lght Snsr>=500Tr1 | 1.562 | 1.0072 | 1.827 | 7887.6 | 63100.8 | 0 | 0 | 0.065838 | 0 | 0.065838 | 0 | 0.10394 | 0 | 0.10394 | 0 | 2.0731 | 5.4717 | 2.0731 | 5.4717
234330-Premium T8 with T12 40 Watt Baseline - Tr1 | 0.35211 | 0.22705 | 0.3694 | 1778.0921 | 26671.3818 | 0 | 0 | 0.091878 | 0 | 0.091878 | 0 | 0.111 | 0 | 0.111 | 0 | 3.215 | 5.965 | 3.215 | 5.965
234303-Lighting-Remove 4 Ft Lamp (De-Lamp) - Tr1 | 0 | 0 | 0.1109 | 576.9256 | 8653.8839 | -10.7923 | -161.8851 | 0 | 1.8697 | 0 | 1.8697 | 0 | 2.0472 | 0 | 2.0472 | -1.5153 | -1.2232 | -1.5153 | -1.2232
234312-Lighting-Screw in 14-26 Watt Lamp - Tr1 | 0 | 0 | 0.10636 | 529.6608 | 1308.2622 | -7.1534 | -17.6689 | 0 | 2.7417 | 0 | 2.7417 | 0 | 2.9173 | 0 | 2.9173 | -0.42547 | -0.38987 | -0.42547 | -0.38987
234330-Premium T8 with T12 40 Watt Baseline - Tr1 | 1.4319 | 0.92334 | 1.5022 | 7230.9079 | 108463.6192 | 0 | 0 | 0.091878 | 0 | 0.091878 | 0 | 0.111 | 0 | 0.111 | 0 | 3.215 | 5.965 | 3.215 | 5.965
234303-Lighting-Remove 4 Ft Lamp (De-Lamp) - Tr1 | 0 | 0 | 1.9592 | 10192.3521 | 152885.2819 | -190.6646 | -2859.9697 | 0 | 1.8697 | 0 | 1.8697 | 0 | 2.0472 | 0 | 2.0472 | -1.5153 | -1.2232 | -1.5153 | -1.2232
234306-Lighting-Remove 8 Ft Lamp (De-Lamp) - Tr1 | 0.38053 | 0.23601 | 0.43589 | 2055.4183 | 30831.2752 | 0 | 0 | 0.11948 | 0 | 0.11948 | 0 | 0.11977 | 0 | 0.11977 | 0 | 11.8294 | 12.147 | 11.8294 | 12.147
234291-Lighting-Ocpncy Snsr-Wll/Cl Mntd Lght Snsr>=500Tr1 | 1.4578 | 0.94005 | 1.7052 | 7361.76 | 58894.08 | 0 | 0 | 0.064146 | 0 | 0.064146 | 0 | 0.10225 | 0 | 0.10225 | 0 | 2.0456 | 5.3989 | 2.0456 | 5.3989
234330-Premium T8 with T12 40 Watt Baseline - Tr1 | 0.18779 | 0.12109 | 0.19701 | 948.3158 | 14224.7369 | 0 | 0 | 0.093473 | 0 | 0.093473 | 0 | 0.1126 | 0 | 0.1126 | 0 | 3.2535 | 6.0363 | 3.2535 | 6.0363
234303-Lighting-Remove 4 Ft Lamp (De-Lamp) - Tr1 | 0 | 0 | 0.29573 | 1538.4682 | 23077.0237 | -28.7796 | -431.6935 | 0 | 1.8717 | 0 | 1.8717 | 0 | 2.0492 | 0 | 2.0492 | -1.5179 | -1.2253 | -1.5179 | -1.2253
234330-Premium T8 with T12 40 Watt Baseline - Tr1 | 0.42253 | 0.27246 | 0.44327 | 2133.7105 | 32005.6581 | 0 | 0 | 0.093473 | 0 | 0.093473 | 0 | 0.1126 | 0 | 0.1126 | 0 | 3.2535 | 6.0363 | 3.2535 | 6.0363
234330-Premium T8 with T12 40 Watt Baseline - Tr1 | 0.28169 | 0.18164 | 0.29552 | 1422.4737 | 21337.1054 | 0 | 0 | 0.093473 | 0 | 0.093473 | 0 | 0.1126 | 0 | 0.1126 | 0 | 3.2535 | 6.0363 | 3.2535 | 6.0363
234303-Lighting-Remove 4 Ft Lamp (De-Lamp) - Tr1 | 0 | 0 | 0.4436 | 2307.7024 | 34615.5355 | -43.1694 | -647.5403 | 0 | 1.8717 | 0 | 1.8717 | 0 | 2.0492 | 0 | 2.0492 | -1.5179 | -1.2253 | -1.5179 | -1.2253
234312-Lighting-Screw in 14-26 Watt Lamp - Tr1 | 0 | 0 | 0.468 | 2330.5076 | 5756.3538 | -31.4749 | -77.743 | 0 | 2.7433 | 0 | 2.7433 | 0 | 2.9189 | 0 | 2.9189 | -0.4263 | -0.39063 | -0.4263 | -0.39063
234330-Premium T8 with T12 40 Watt Baseline - Tr1 | 0.6338 | 0.40869 | 0.66491 | 3200.5658 | 48008.4872 | 0 | 0 | 0.093473 | 0 | 0.093473 | 0 | 0.1126 | 0 | 0.1126 | 0 | 3.2535 | 6.0363 | 3.2535 | 6.0363
234207-Lighting-8 Ft T-8 with Elec Ballast-Tr1 | 0.051531 | 0.033229 | 0.056143 | 260.2229 | 3903.3432 | 0 | 0 | 0.034036 | 0 | 0.034036 | 0 | 0.067057 | 0 | 0.067057 | 0 | 1.3373 | 1.9877 | 1.3373 | 1.9877
234303-Lighting-Remove 4 Ft Lamp (De-Lamp) - Tr1 | 0 | 0 | 0.40663 | 2115.3938 | 31730.9076 | -39.5719 | -593.5786 | 0 | 1.8717 | 0 | 1.8717 | 0 | 2.0492 | 0 | 2.0492 | -1.5179 | -1.2253 | -1.5179 | -1.2253
234306-Lighting-Remove 8 Ft Lamp (De-Lamp) - Tr1 | 1.5221 | 0.94403 | 1.7436 | 8221.6734 | 123325.1009 | 0 | 0 | 0.121 | 0 | 0.121 | 0 | 0.12129 | 0 | 0.12129 | 0 | 11.9671 | 12.2885 | 11.9671 | 12.2885
234291-Lighting-Ocpncy Snsr-Wll/Cl Mntd Lght Snsr>=500Tr1 | 1.4578 | 0.94005 | 1.7052 | 7361.76 | 58894.08 | 0 | 0 | 0.065838 | 0 | 0.065838 | 0 | 0.10394 | 0 | 0.10394 | 0 | 2.0731 | 5.4717 | 2.0731 | 5.4717
234049-Lighting-LED Exit Sign New Sign | 0.10226 | 0.1016 | 0 | 895.8432 | 14333.4904 | 0 | 0 | 0.094675 | 0 | 0.094675 | 0 | 0.10073 | 0 | 0.10073 | 0 | 5.2718 | 7.2526 | 5.2718 | 7.2526
234330-Premium T8 with T12 40 Watt Baseline - Tr1 | 0.86854 | 0.56006 | 0.91118 | 4385.9606 | 65789.4084 | 0 | 0 | 0.093473 | 0 | 0.093473 | 0 | 0.1126 | 0 | 0.1126 | 0 | 3.2535 | 6.0363 | 3.2535 | 6.0363
234303-Lighting-Remove 4 Ft Lamp (De-Lamp) - Tr1 | 0 | 0 | 1.3678 | 7115.4156 | 106731.2345 | -133.1055 | -1996.5827 | 0 | 1.8717 | 0 | 1.8717 | 0 | 2.0492 | 0 | 2.0492 | -1.5179 | -1.2253 | -1.5179 | -1.2253
234330-Premium T8 with T12 40 Watt Baseline - Tr1 | 0.77465 | 0.49951 | 0.81267 | 3911.8027 | 58677.0399 | 0 | 0 | 0.093473 | 0 | 0.093473 | 0 | 0.1126 | 0 | 0.1126 | 0 | 3.2535 | 6.0363 | 3.2535 | 6.0363
234303-Lighting-Remove 4 Ft Lamp (De-Lamp) - Tr1 | 0 | 0 | 0.51753 | 2692.3194 | 40384.7914 | -50.3642 | -755.4637 | 0 | 1.8717 | 0 | 1.8717 | 0 | 2.0492 | 0 | 2.0492 | -1.5179 | -1.2253 | -1.5179 | -1.2253
234330-Premium T8 with T12 40 Watt Baseline - Tr1 | 0.28169 | 0.18164 | 0.29552 | 1422.4737 | 21337.1054 | 0 | 0 | 0.093473 | 0 | 0.093473 | 0 | 0.1126 | 0 | 0.1126 | 0 | 3.2535 | 6.0363 | 3.2535 | 6.0363
234303-Lighting-Remove 4 Ft Lamp (De-Lamp) - Tr1 | 0 | 0 | 0.4436 | 2307.7024 | 34615.5355 | -43.1694 | -647.5403 | 0 | 1.8717 | 0 | 1.8717 | 0 | 2.0492 | 0 | 2.0492 | -1.5179 | -1.2253 | -1.5179 | -1.2253
234330-Premium T8 with T12 40 Watt Baseline - Tr1 | 0.23474 | 0.15137 | 0.24626 | 1185.3947 | 17780.9212 | 0 | 0 | 0.093473 | 0 | 0.093473 | 0 | 0.1126 | 0 | 0.1126 | 0 | 3.2535 | 6.0363 | 3.2535 | 6.0363
234303-Lighting-Remove 4 Ft Lamp (De-Lamp) - Tr1 | 0 | 0 | 0.36966 | 1923.0853 | 28846.2796 | -35.9745 | -539.6169 | 0 | 1.8717 | 0 | 1.8717 | 0 | 2.0492 | 0 | 2.0492 | -1.5179 | -1.2253 | -1.5179 | -1.2253
234285-Lighting-Occpncy Snsr-Hi-Bay integrated Snsr-Tr1 | 5.414 | 3.4911 | 5.3027 | 27339.6443 | 218717.1545 | 0 | 0 | 0.10991 | 0 | 0.10991 | 0 | 0.1181 | 0 | 0.1181 | 0 | 8.051 | 16.9575 | 8.051 | 16.9575
234315-Lighting-Screw in 14-26 Watt Reflector Lamp-Tr1 | 0 | 0 | 0.21273 | 1059.3216 | 2616.5245 | -14.3068 | -35.3377 | 0 | 4.3024 | 0 | 4.3024 | 0 | 2.926 | 0 | 2.926 | -0.29377 | -0.50123 | -0.29377 | -0.50123
234330-Premium T8 with T12 40 Watt Baseline - Tr1 | 1.338 | 0.86279 | 1.4037 | 6756.75 | 101351.2507 | 0 | 0 | 0.093473 | 0 | 0.093473 | 0 | 0.1126 | 0 | 0.1126 | 0 | 3.2535 | 6.0363 | 3.2535 | 6.0363
234294-Lighting-Occupancy Sensor-Wallbox Lghtng Snsr-Tr1 | 0.066485 | 0.041235 | 0.29597 | 359.1151 | 2872.921 | 0 | 0 | 0.086393 | 0 | 0.086393 | 0 | 0.088118 | 0 | 0.088118 | 0 | 3.2717 | 3.4271 | 3.2717 | 3.4271
234285-Lighting-Occpncy Snsr-Hi-Bay integrated Snsr-Tr1 | 5.414 | 3.4911 | 5.3027 | 27339.6443 | 218717.1545 | 0 | 0 | 0.1116 | 0 | 0.1116 | 0 | 0.11979 | 0 | 0.11979 | 0 | 8.1595 | 17.186 | 8.1595 | 17.186
234286-Lighting-Occpncy Snsr-Hi-Bay integrated Snsr-Tr2 | 3.4922 | 2.2519 | 5.5522 | 17635.0132 | 141080.1052 | 0 | 0 | 0.099462 | 0 | 0.099462 | 0 | 0.11314 | 0 | 0.11314 | 0 | 4.8202 | 10.1569 | 4.8202 | 10.1569
234313-Lighting-Screw in 14-26 Watt Lamp - Tr2 | 0.059643 | 0.037294 | 0.091255 | 308.4458 | 808.128 | 0 | 0 | 0.085534 | 0 | 0.085534 | 0 | 0.09216 | 0 | 0.09216 | 0 | 4.2387 | 5.6585 | 4.2387 | 5.6585
234286-Lighting-Occpncy Snsr-Hi-Bay integrated Snsr-Tr2 | 5.7372 | 3.6995 | 9.1215 | 28971.8073 | 231774.4586 | 0 | 0 | 0.099462 | 0 | 0.099462 | 0 | 0.11314 | 0 | 0.11314 | 0 | 4.8202 | 10.1569 | 4.8202 | 10.1569
234286-Lighting-Occpncy Snsr-Hi-Bay integrated Snsr-Tr2 | 2.7439 | 1.7693 | 4.3624 | 13856.0818 | 110848.6541 | 0 | 0 | 0.099462 | 0 | 0.099462 | 0 | 0.11314 | 0 | 0.11314 | 0 | 4.8202 | 10.1569 | 4.8202 | 10.1569
234330-Premium T8 with T12 40 Watt Baseline - Tr1 | 0.93896 | 0.60547 | 0.98505 | 4741.579 | 71123.6847 | 0 | 0 | 0.091878 | 0 | 0.091878 | 0 | 0.111 | 0 | 0.111 | 0 | 3.215 | 5.965 | 3.215 | 5.965
234285-Lighting-Occpncy Snsr-Hi-Bay integrated Snsr-Tr1 | 7.4963 | 4.8338 | 7.3422 | 37854.8921 | 302839.137 | 0 | 0 | 0.10991 | 0 | 0.10991 | 0 | 0.1181 | 0 | 0.1181 | 0 | 8.051 | 16.9575 | 8.051 | 16.9575
234049-Lighting-LED Exit Sign New Sign | 0.034087 | 0.033866 | 0 | 298.6144 | 4777.8301 | 0 | 0 | 0.093414 | 0 | 0.093414 | 0 | 0.099467 | 0 | 0.099467 | 0 | 5.2149 | 7.1743 | 5.2149 | 7.1743
234286-Lighting-Occpncy Snsr-Hi-Bay integrated Snsr-Tr2 | 19.2072 | 12.3853 | 30.5371 | 96992.5723 | 775940.5787 | 0 | 0 | 0.099462 | 0 | 0.099462 | 0 | 0.11314 | 0 | 0.11314 | 0 | 4.8202 | 10.1569 | 4.8202 | 10.1569
234330-Premium T8 with T12 40 Watt Baseline - Tr1 | 2.0188 | 1.3018 | 2.1179 | 10194.3948 | 152915.9221 | 0 | 0 | 0.091878 | 0 | 0.091878 | 0 | 0.111 | 0 | 0.111 | 0 | 3.215 | 5.965 | 3.215 | 5.965
234285-Lighting-Occpncy Snsr-Hi-Bay integrated Snsr-Tr1 | 17.9079 | 11.5475 | 17.5397 | 90431.1312 | 723449.0495 | 0 | 0 | 0.10991 | 0 | 0.10991 | 0 | 0.1181 | 0 | 0.1181 | 0 | 8.051 | 16.9575 | 8.051 | 16.9575
234330-Premium T8 with T12 40 Watt Baseline - Tr1 | 5.0235 | 3.2393 | 5.27 | 25367.4475 | 380511.7132 | 0 | 0 | 0.091878 | 0 | 0.091878 | 0 | 0.111 | 0 | 0.111 | 0 | 3.215 | 5.965 | 3.215 | 5.965
234303-Lighting-Remove 4 Ft Lamp (De-Lamp) - Tr1 | 0 | 0 | 1.2569 | 6538.49 | 98077.3506 | -122.3132 | -1834.6976 | 0 | 1.8697 | 0 | 1.8697 | 0 | 2.0472 | 0 | 2.0472 | -1.5153 | -1.2232 | -1.5153 | -1.2232
234285-Lighting-Occpncy Snsr-Hi-Bay integrated Snsr-Tr1 | 15.8256 | 10.2047 | 15.5002 | 79915.8834 | 639327.067 | 0 | 0 | 0.10991 | 0 | 0.10991 | 0 | 0.1181 | 0 | 0.1181 | 0 | 8.051 | 16.9575 | 8.051 | 16.9575
234286-Lighting-Occpncy Snsr-Hi-Bay integrated Snsr-Tr2 | 7.2339 | 4.6646 | 11.501 | 36529.6701 | 292237.3608 | 0 | 0 | 0.10115 | 0 | 0.10115 | 0 | 0.11483 | 0 | 0.11483 | 0 | 4.8852 | 10.2937 | 4.8852 | 10.2937
234312-Lighting-Screw in 14-26 Watt Lamp - Tr1 | 0 | 0 | 1.872 | 9322.0305 | 23025.4153 | -125.8996 | -310.972 | 0 | 2.7417 | 0 | 2.7417 | 0 | 2.9173 | 0 | 2.9173 | -0.42547 | -0.38987 | -0.42547 | -0.38987
234285-Lighting-Occpncy Snsr-Hi-Bay integrated Snsr-Tr1 | 19.1573 | 12.3531 | 18.7634 | 96740.2799 | 773922.239 | 0 | 0 | 0.1116 | 0 | 0.1116 | 0 | 0.11979 | 0 | 0.11979 | 0 | 8.1595 | 17.186 | 8.1595 | 17.186
234360-Lighting-IntrHiByLnrFlscntFxtr244wrplc400w(TrI)Tr1 | 0 | 0 | 15.673 | 0 | 0 | -497.6976 | -7465.4634 | 0 | 6.1863 | 0 | 6.1863 | 0 | 4.1901 | 0 | 4.1901 | -0.22308 | -0.36852 | -0.22308 | -0.36852
234312-Lighting-Screw in 14-26 Watt Lamp - Tr1 | 0 | 0 | 1.0636 | 5296.6082 | 13082.6223 | -71.5339 | -176.6886 | 0 | 2.7417 | 0 | 2.7417 | 0 | 2.9173 | 0 | 2.9173 | -0.42547 | -0.38987 | -0.42547 | -0.38987
234312-Lighting-Screw in 14-26 Watt Lamp - Tr1 | 0 | 0 | 0.48927 | 2436.4398 | 6018.0063 | -32.9056 | -81.2768 | 0 | 2.7417 | 0 | 2.7417 | 0 | 2.9173 | 0 | 2.9173 | -0.42547 | -0.38987 | -0.42547 | -0.38987
234312-Lighting-Screw in 14-26 Watt Lamp - Tr1 | 0 | 0 | 0.55309 | 2754.2363 | 6802.9636 | -37.1976 | -91.8781 | 0 | 2.7417 | 0 | 2.7417 | 0 | 2.9173 | 0 | 2.9173 | -0.42547 | -0.38987 | -0.42547 | -0.38987
234312-Lighting-Screw in 14-26 Watt Lamp - Tr1 | 0 | 0 | 0.42546 | 2118.6433 | 5233.0489 | -28.6135 | -70.6755 | 0 | 2.7417 | 0 | 2.7417 | 0 | 2.9173 | 0 | 2.9173 | -0.42547 | -0.38987 | -0.42547 | -0.38987
234330-Premium T8 with T12 40 Watt Baseline - Tr1 | 0.23474 | 0.15137 | 0.24626 | 1185.3947 | 17780.9212 | 0 | 0 | 0.091878 | 0 | 0.091878 | 0 | 0.111 | 0 | 0.111 | 0 | 3.215 | 5.965 | 3.215 | 5.965
234330-Premium T8 with T12 40 Watt Baseline - Tr1 | 0.70422 | 0.4541 | 0.73879 | 3556.1842 | 53342.7635 | 0 | 0 | 0.091878 | 0 | 0.091878 | 0 | 0.111 | 0 | 0.111 | 0 | 3.215 | 5.965 | 3.215 | 5.965
234330-Premium T8 with T12 40 Watt Baseline - Tr1 | 0.28169 | 0.18164 | 0.29552 | 1422.4737 | 21337.1054 | 0 | 0 | 0.093473 | 0 | 0.093473 | 0 | 0.1126 | 0 | 0.1126 | 0 | 3.2535 | 6.0363 | 3.2535 | 6.0363
234285-Lighting-Occpncy Snsr-Hi-Bay integrated Snsr-Tr1 | 3.7482 | 2.4169 | 3.6711 | 18927.4461 | 151419.5685 | 0 | 0 | 0.10991 | 0 | 0.10991 | 0 | 0.1181 | 0 | 0.1181 | 0 | 8.051 | 16.9575 | 8.051 | 16.9575
234330-Premium T8 with T12 40 Watt Baseline - Tr1 | 0.70422 | 0.4541 | 0.73879 | 3556.1842 | 53342.7635 | 0 | 0 | 0.091878 | 0 | 0.091878 | 0 | 0.111 | 0 | 0.111 | 0 | 3.215 | 5.965 | 3.215 | 5.965
234285-Lighting-Occpncy Snsr-Hi-Bay integrated Snsr-Tr1 | 5.8305 | 3.7596 | 5.7106 | 29442.6939 | 235541.551 | 0 | 0 | 0.10991 | 0 | 0.10991 | 0 | 0.1181 | 0 | 0.1181 | 0 | 8.051 | 16.9575 | 8.051 | 16.9575
234303-Lighting-Remove 4 Ft Lamp (De-Lamp) - Tr1 | 0 | 0 | 0.70236 | 3653.8621 | 54807.9312 | -68.3515 | -1025.2722 | 0 | 1.8717 | 0 | 1.8717 | 0 | 2.0492 | 0 | 2.0492 | -1.5179 | -1.2253 | -1.5179 | -1.2253
234286-Lighting-Occpncy Snsr-Hi-Bay integrated Snsr-Tr2 | 1.4967 | 0.96509 | 2.3795 | 7557.8628 | 60462.9022 | 0 | 0 | 0.099462 | 0 | 0.099462 | 0 | 0.11314 | 0 | 0.11314 | 0 | 4.8202 | 10.1569 | 4.8202 | 10.1569
234331-Premium T8 with T12 40 Watt Baseline - Tr2 | 0.13055 | 0.084183 | 0.19453 | 659.2547 | 9888.8212 | 0 | 0 | 0.077055 | 0 | 0.077055 | 0 | 0.11083 | 0 | 0.11083 | 0 | 2.3309 | 5.5951 | 2.3309 | 5.5951
234304-Lighting-Remove 4 Ft Lamp (De-Lamp) - Tr2 | 0 | 0 | 0.83174 | 4326.9419 | 64904.1291 | -80.9425 | -1214.1381 | 0 | 0.69035 | 0 | 0.69035 | 0 | 0.69063 | 0 | 0.69063 | 0 | 0 | 0 | 0
234303-Lighting-Remove 4 Ft Lamp (De-Lamp) - Tr1 | 0 | 0 | 0.75781 | 3942.3249 | 59134.8732 | -73.7476 | -1106.2147 | 0 | 1.8717 | 0 | 1.8717 | 0 | 2.0492 | 0 | 2.0492 | -1.5179 | -1.2253 | -1.5179 | -1.2253
234306-Lighting-Remove 8 Ft Lamp (De-Lamp) - Tr1 | 0.90376 | 0.56052 | 1.0352 | 4881.6186 | 73224.2787 | 0 | 0 | 0.121 | 0 | 0.121 | 0 | 0.12129 | 0 | 0.12129 | 0 | 11.9671 | 12.2885 | 11.9671 | 12.2885
234208-Lighting-8 Ft T-8 with Elec Ballast-Tr2 | 0.0090855 | 0.0058585 | 0.013624 | 45.8797 | 688.1951 | 0 | 0 | -0.0044443 | 0 | -0.0044443 | 0 | 0.061153 | 0 | 0.061153 | 0 | 0.96775 | 1.847 | 0.96775 | 1.847
234286-Lighting-Occpncy Snsr-Hi-Bay integrated Snsr-Tr2 | 3.4922 | 2.2519 | 5.5522 | 17635.0132 | 141080.1052 | 0 | 0 | 0.099462 | 0 | 0.099462 | 0 | 0.11314 | 0 | 0.11314 | 0 | 4.8202 | 10.1569 | 4.8202 | 10.1569
234084-Refrigeration -Cooler/Freezer Door Gaskets - Solid Doors: Cooler | 0.58957 | 0.49305 | 0.50859 | 4449.648 | 17798.592 | 0 | 0 | 0.097873 | 0 | 0.097873 | 0 | 0.093132 | 0 | 0.093132 | 0 | 11.353 | 7.5613 | 11.353 | 7.5613
234084-Refrigeration -Cooler/Freezer Door Gaskets - Solid Doors: Cooler | 1.8003 | 1.5056 | 1.553 | 13587.318 | 54349.272 | 0 | 0 | 0.097869 | 0 | 0.097869 | 0 | 0.093116 | 0 | 0.093116 | 0 | 11.3482 | 7.5525 | 11.3482 | 7.5525
234330-Premium T8 with T12 40 Watt Baseline - Tr1 | 0.75117 | 0.48438 | 0.78804 | 3793.2632 | 56898.9478 | 0 | 0 | 0.091878 | 0 | 0.091878 | 0 | 0.111 | 0 | 0.111 | 0 | 3.215 | 5.965 | 3.215 | 5.965
234303-Lighting-Remove 4 Ft Lamp (De-Lamp) - Tr1 | 0 | 0 | 0.14787 | 769.2341 | 11538.5118 | -14.3898 | -215.8468 | 0 | 1.8697 | 0 | 1.8697 | 0 | 2.0472 | 0 | 2.0472 | -1.5153 | -1.2232 | -1.5153 | -1.2232
234285-Lighting-Occpncy Snsr-Hi-Bay integrated Snsr-Tr1 | 5.8305 | 3.7596 | 5.7106 | 29442.6939 | 235541.551 | 0 | 0 | 0.10991 | 0 | 0.10991 | 0 | 0.1181 | 0 | 0.1181 | 0 | 8.051 | 16.9575 | 8.051 | 16.9575
234285-Lighting-Occpncy Snsr-Hi-Bay integrated Snsr-Tr1 | 3.7482 | 2.4169 | 3.6711 | 18927.4461 | 151419.5685 | 0 | 0 | 0.10991 | 0 | 0.10991 | 0 | 0.1181 | 0 | 0.1181 | 0 | 8.051 | 16.9575 | 8.051 | 16.9575
234084-Refrigeration -Cooler/Freezer Door Gaskets - Solid Doors: Cooler | 0.13686 | 0.11446 | 0.11807 | 1032.954 | 4131.816 | 0 | 0 | 0.097668 | 0 | 0.097668 | 0 | 0.092277 | 0 | 0.092277 | 0 | 11.1118 | 7.1316 | 11.1118 | 7.1316
234085-Refrigeration -Strip Curtains for Walk-ins | 3.4392 | 2.4626 | 2.6087 | 22887.3 | 91549.2 | 0 | 0 | 0.099436 | 0 | 0.099436 | 0 | 0.10378 | 0 | 0.10378 | 0 | 12.9533 | 27.1123 | 12.9533 | 27.1123
234084-Refrigeration -Cooler/Freezer Door Gaskets - Solid Doors: Cooler | 2.9268 | 2.4477 | 2.5248 | 22089.324 | 88357.296 | 0 | 0 | 0.096107 | 0 | 0.096107 | 0 | 0.091387 | 0 | 0.091387 | 0 | 11.1732 | 7.4506 | 11.1732 | 7.4506
234067-Refrigeration - Food Service -Auto Closer for Main Cooler Doors | 0.19941 | 0.16677 | 0.29111 | 1505.0126 | 12040.1008 | -0.074725 | -0.5978 | 0.045823 | 0.88635 | 0.045823 | 0.88635 | 0.088197 | 0.88635 | 0.088197 | 0.88635 | 1.7077 | 4.9518 | 1.7077 | 4.9518
234068-Refrigeration - Food Service -Auto Closer for Main Freezer Doors | 0.51676 | 0.43216 | 0.3863 | 3900.1389 | 31201.1112 | -0.037363 | -0.2989 | 0.084673 | 0.88635 | 0.084673 | 0.88635 | 0.097091 | 0.88635 | 0.097091 | 0.88635 | 4.2775 | 8.2376 | 4.2775 | 8.2376
234085-Refrigeration -Strip Curtains for Walk-ins | 0.61069 | 0.43728 | 0.46322 | 4064.1 | 16256.4 | 0 | 0 | 0.099398 | 0 | 0.099398 | 0 | 0.10371 | 0 | 0.10371 | 0 | 12.8942 | 26.6394 | 12.8942 | 26.6394
234084-Refrigeration -Cooler/Freezer Door Gaskets - Solid Doors: Cooler | 3.3374 | 2.791 | 2.879 | 25188.186 | 100752.744 | 0 | 0 | 0.096107 | 0 | 0.096107 | 0 | 0.091386 | 0 | 0.091386 | 0 | 11.1728 | 7.4499 | 11.1728 | 7.4499
234067-Refrigeration - Food Service -Auto Closer for Main Cooler Doors | 0 | 0 | 0 | 0 | 0 | 0 | 0 | 0 | 0 | 0 | 0 | 0 | 0 | 0 | 0 | 0 | 0 | 0 | 0
234068-Refrigeration - Food Service -Auto Closer for Main Freezer Doors | 0 | 0 | 0 | 0 | 0 | 0 | 0 | 0 | 0 | 0 | 0 | 0 | 0 | 0 | 0 | 0 | 0 | 0 | 0
234083-Refrigeration -Cooler/Freezer Door Gaskets - Glass Doors | 0.71591 | 0.59871 | 0.61758 | 5403.144 | 21612.576 | 0 | 0 | 0.097884 | 0 | 0.097884 | 0 | 0.09318 | 0 | 0.09318 | 0 | 11.3662 | 7.5869 | 11.3662 | 7.5869
234084-Refrigeration -Cooler/Freezer Door Gaskets - Solid Doors: Cooler | 0.53693 | 0.44903 | 0.46318 | 4052.358 | 16209.432 | 0 | 0 | 0.097862 | 0 | 0.097862 | 0 | 0.093086 | 0 | 0.093086 | 0 | 11.3397 | 7.5367 | 11.3397 | 7.5367
234168-Food Service - Hot Food Holding Cabinet-Half-Size | 0.10433 | 0.11519 | 0.14 | 766.5 | 9198 | 0 | 0 | -0.25381 | 0 | -0.25381 | 0 | 0.083184 | 0 | 0.083184 | 0 | 0.31328 | 3.5512 | 0.31328 | 3.5512

## Output
Program Summary |  | Nominal | Present Value | [5 empty] | Avoided Cost Version
Proposer Name |  | 0 | [6 empty] | 2010-05-04
Program Name |  | 0 | [6 empty] | 2010-05-04
Total Program Budget ($) |  | 805847.82 | 752462.5046 | [5 empty] | Base Year
2009
Net Participant Cost ($) |  | 586607.8377 | 547817.2704 | [5 empty] | SDG&E 09-11 4g3.xls
Program Impacts | [9 empty] | Program Impacts (Gross)
| Annual Net kWh | Lifecycle Net kWh | Annual Net Therms | Lifecycle Net Therms | Net Jul-Sept Pk (kW) | Net Dec-Feb Pk (kW) | Net CEC (kW) | User Entered kW |  |  | Annual Gross kWh | Lifecycle Gross kWh | Annual Gross Therms | Lifecycle Gross Therms | User Entered kW
2009-2011 | 9690582.3377 | 80245611.5895 | -2217.1477 | 17654.1248 | 1738.3747 | 1138.9535 | 0 | 2358.9781 |  | 2009-2011 | 12052448.837 | 98987157.2425 | -1578.1367 | 39129.3682 | 2880.5174
2012-2015 | 0 | 0 | 0 | 0 | 0 | 0 | 0 | 0 |  | 2012-2015 | 0 | 0 | 0 | 0 | 0
2016-2019 | 0 | 0 | 0 | 0 | 0 | 0 | 0 | 0 |  | 2016-2019 | 0 | 0 | 0 | 0 | 0
Cost Effectiveness (Lifecycle Present Value Dollars)
|  | Benefits |  |  | Benefit - Cost
| Cost | Electric | Gas | Incentives | NPV | B/C Ratio | Notes
Program TRC ($) | 1300279.775 | 6604660.9021 | -4990.5985 | NA | 5299390.5286 | 5.0756 | *1
Program PAC ($) | 752462.5046 | 6604660.9021 | -4990.5985 | NA | 5847207.799 | 8.7708 | *1,2
Program RIM ($) | 752462.5046 | 6604660.9021 | -4990.5985 | NA | 5847207.799 | 8.7708 | *1
*1 B/C Ratio is an approximation because any supply cost increases are treated as negative benefits rather than as a cost as in the Standard Practice Manual
*2 PAC benefits include environmental costs. This is to be consistent with the TRC benefits, but is not strictly consistent with the Standard Practice Manual.
Levelized Cost and Benefit (All Measures Installed through 2019)
| Discounted Savings |  |  |  | Benefit - Cost
| kWh | Therms | Cost | Benefits | NPV
TRC ($/kWh ) | 55368857.1328 |  | 0.021027 | 0.11928 | 0.098258
PAC ($/kWh) | 55368857.1328 |  | 0.011836 | 0.11928 | 0.10745
RIM ($/kWh) | 55368857.1328 |  | 0.0136 | 0.11928 | 0.10568
TRC ($/therm) |  | 5253.9288 | 25.312 | -0.94988 | -26.2618
PAC ($/therm) |  | 5253.9288 | 18.4806 | -0.94988 | -19.4305
RIM ($/therm) |  | 5253.9288 | -0.1083 | -0.94988 | -0.84158
Emissions Reductions | [9 empty] | Emissions Reductions (Gross)
| Electric Reductions |  |  | Gas Reductions | [6 empty] | Electric Reductions |  |  | Gas Reductions
Annual Reductions | CO2 (tons) | NOX (lbs) | PM-10 (lbs) | CO2 (tons) | NOX (lbs) |  |  |  |  | Annual Reductions | CO2 (tons) | NOX (lbs) | PM-10 (lbs) | CO2 (tons) | NOX (lbs)
2009 | 5251.8571 | 1425.1817 | 673.9552 | -12.9703 | -20.3978 | * annual reductions are the units |  |  |  | 2009 | 6517.9254 | 1767.1 | 836.6341 | -9.2321 | -14.5189 | * annual reductions are the units
2010 | 0 | 0 | 0 | 0 | 0 | implemented in the year, times |  |  |  | 2010 | 0 | 0 | 0 | 0 | 0 | implemented in the year, times
2011 | 0 | 0 | 0 | 0 | 0 | the annual emission reduction |  |  |  | 2011 | 0 | 0 | 0 | 0 | 0 | the annual emission reduction
2012 | 0 | 0 | 0 | 0 | 0 | for the measure. |  |  |  | 2012 | 0 | 0 | 0 | 0 | 0 | for the measure.
2013 | 0 | 0 | 0 | 0 | 0 |  |  |  |  | 2013 | 0 | 0 | 0 | 0 | 0
2014 | 0 | 0 | 0 | 0 | 0 |  |  |  |  | 2014 | 0 | 0 | 0 | 0 | 0
2015 | 0 | 0 | 0 | 0 | 0 |  |  |  |  | 2015 | 0 | 0 | 0 | 0 | 0
2016 | 0 | 0 | 0 | 0 | 0 |  |  |  |  | 2016 | 0 | 0 | 0 | 0 | 0
2017 | 0 | 0 | 0 | 0 | 0 |  |  |  |  | 2017 | 0 | 0 | 0 | 0 | 0
2018 | 0 | 0 | 0 | 0 | 0 |  |  |  |  | 2018 | 0 | 0 | 0 | 0 | 0
2019 | 0 | 0 | 0 | 0 | 0 |  |  |  |  | 2019 | 0 | 0 | 0 | 0 | 0
Total Annual | 5251.8571 | 1425.1817 | 673.9552 | -12.9703 | -20.3978 |  |  |  |  | Total Annual | 6517.9254 | 1767.1 | 836.6341 | -9.2321 | -14.5189
Lifecycle Reductions | [9 empty] | Lifecycle Reductions
2009 | 43628.2059 | 11858.0854 | 5596.3068 | 103.2766 | 162.4179 |  |  |  |  | 2009 | 53640.8492 | 14571.669 | 6881.643 | 228.9068 | 359.9902
2010 | 0 | 0 | 0 | 0 | 0 |  |  |  |  | 2010 | 0 | 0 | 0 | 0 | 0
2011 | 0 | 0 | 0 | 0 | 0 |  |  |  |  | 2011 | 0 | 0 | 0 | 0 | 0
2012 | 0 | 0 | 0 | 0 | 0 |  |  |  |  | 2012 | 0 | 0 | 0 | 0 | 0
2013 | 0 | 0 | 0 | 0 | 0 |  |  |  |  | 2013 | 0 | 0 | 0 | 0 | 0
2014 | 0 | 0 | 0 | 0 | 0 |  |  |  |  | 2014 | 0 | 0 | 0 | 0 | 0
2015 | 0 | 0 | 0 | 0 | 0 |  |  |  |  | 2015 | 0 | 0 | 0 | 0 | 0
2016 | 0 | 0 | 0 | 0 | 0 |  |  |  |  | 2016 | 0 | 0 | 0 | 0 | 0
2017 | 0 | 0 | 0 | 0 | 0 |  |  |  |  | 2017 | 0 | 0 | 0 | 0 | 0
2018 | 0 | 0 | 0 | 0 | 0 |  |  |  |  | 2018 | 0 | 0 | 0 | 0 | 0
2019 | 0 | 0 | 0 | 0 | 0 |  |  |  |  | 2019 | 0 | 0 | 0 | 0 | 0
Total Lifecycle | 43628.2059 | 11858.0854 | 5596.3068 | 103.2766 | 162.4179 |  |  |  |  | Total Lifecycle | 53640.8492 | 14571.669 | 6881.643 | 228.9068 | 359.9902
Reductions based on total annual installations | [9 empty] | Reductions based on total annual installations (Gross)
| Annual Net kWh | Lifecycle Net kWh | Annual Net Therms | Lifecycle Net Therms | Net July-Sept Peak (kW) | Net Dec-Feb (kW) |  | User Entered kW | Net Annual NCP (kW) |  | Annual Gross kWh | Lifecycle Gross kWh | Annual Gross Therms | Lifecycle Gross Therms | User Entered kW
2009 | 9690582.3377 | 80245611.5895 | -2217.1477 | 17654.1248 | 1738.3747 | 1138.9535 |  | 2358.9781 | 1292.7236 | 2009 | 12052448.837 | 98987157.2425 | -1578.1367 | 39129.3682 | 2880.5174
2010 | 0 | 0 | 0 | 0 | 0 | 0 |  | 0 | 572.8554 | 2010 | 0 | 0 | 0 | 0 | 0
2011 | 0 | 0 | 0 | 0 | 0 | 0 |  | 0 | 0 | 2011 | 0 | 0 | 0 | 0 | 0
2012 | 0 | 0 | 0 | 0 | 0 | 0 |  | 0 | -0.045031 | 2012 | 0 | 0 | 0 | 0 | 0
2013 | 0 | 0 | 0 | 0 | 0 | 0 |  | 0 | -0.069398 | 2013 | 0 | 0 | 0 | 0 | 0
2014 | 0 | 0 | 0 | 0 | 0 | 0 |  | 0 | -107.7729 | 2014 | 0 | 0 | 0 | 0 | 0
2015 | 0 | 0 | 0 | 0 | 0 | 0 |  | 0 | -17.2282 | 2015 | 0 | 0 | 0 | 0 | 0
2016 | 0 | 0 | 0 | 0 | 0 | 0 |  | 0 | 0 | 2016 | 0 | 0 | 0 | 0 | 0
2017 | 0 | 0 | 0 | 0 | 0 | 0 |  | 0 | 0 | 2017 | 0 | 0 | 0 | 0 | 0
2018 | 0 | 0 | 0 | 0 | 0 | 0 |  | 0 | -1536.4039 | 2018 | 0 | 0 | 0 | 0 | 0
2019 | 0 | 0 | 0 | 0 | 0 | 0 |  | 0 | 0 | 2019 | 0 | 0 | 0 | 0 | 0
Total | 9690582.3377 | 80245611.5895 | -2217.1477 | 17654.1248 | 1738.3747 | 1138.9535 |  | 2358.9781 | 204.0596 | Total | 12052448.837 | 98987157.2425 | -1578.1367 | 39129.3682 | 2880.5174
Net Impacts by Sector (All Measures Installed through 2019)
| Annual Net kWh | Lifecycle Net kWh | Annual Net Therms | Lifecycle Net Therms | Net July-Sept Peak (kW) | Net Dec-Feb (kW) |  | User Entered kW | TRC Lifecycle Net Benefits* ($)
Total | 9690582.3377 | 80245611.5895 | -2217.1477 | 17654.1248 | 1738.3747 | 1138.9535 |  | 2358.9781 | 5299390.5286
RES | 0 | 0 | 0 | 0 | 0 | 0 |  | 0 | 0
NON_RES | 0 | 0 | 0 | 0 | 0 | 0 |  | 0 | 0
Residential | 0 | 0 | 0 | 0 | 0 | 0 |  | 0 | 0
Commercial | 9690582.3377 | 80245611.5895 | -2217.1477 | 17654.1248 | 1738.3747 | 1138.9535 |  | 2358.9781 | 5299390.5286
Industrial | 0 | 0 | 0 | 0 | 0 | 0 |  | 0 | 0
Agricultural | 0 | 0 | 0 | 0 | 0 | 0 |  | 0 | 0
Not Used | 0 | 0 | 0 | 0 | 0 | 0 |  | 0 | 0
0 | 0 | 0 | 0 | 0 | 0 | 0 |  | 0 | 0
0 | 0 | 0 | 0 | 0 | 0 | 0 |  | 0 | 0
0 | 0 | 0 | 0 | 0 | 0 | 0 |  | 0 | 0
0 | 0 | 0 | 0 | 0 | 0 | 0 |  | 0 | 0
0 | 0 | 0 | 0 | 0 | 0 | 0 |  | 0 | 0
0 |  |  | 0 |  |  |  |  | 0 | 0
0 |  |  | 0 |  |  |  |  | 0 | 0
0 |  |  | 0 |  |  |  |  | 0 | 0
0 |  |  | 0 |  |  |  |  | 0 | 0
0 |  |  | 0 |  |  |  |  | 0 | 0
0 |  |  | 0 |  |  |  |  | 0 | 0
0 |  |  | 0 |  |  |  |  | 0 | 0
0 |  |  | 0 |  |  |  |  | 0 | 0
0 |  |  | 0 |  |  |  |  | 0 | 0
0 |  |  | 0 |  |  |  |  | 0 | 0
0 |  |  | 0 |  |  |  |  | 0 | 0
Other and unspecified | 0 | 0 | 0 | 0 | 0 | 0 | 0 | 0 | 0
* Include program-level and admin costs allocated based to total gas and electric programs at the measure level.
Net Impacts by CPUC End Use Categories (All Measures Installed through 2019)
| Annual Net kWh | Lifecycle Net kWh | Annual Net Therms | Lifecycle Net Therms | Net July-Sept Peak (kW) | Net Dec-Feb Pk (kW) |  | User Entered kW | TRC Lifecycle Net Benefits* ($)
Total | 9690582.3377 | 80245611.5895 | -2217.1477 | 17654.1248 | 1738.3747 | 1138.9535 |  | 2358.9781 | 5299390.5286
Clothes Dryer | 0 | 0 | 0 | 0 | 0 | 0 |  | 0 | 0
Clothes Washer | 0 | 0 | 0 | 0 | 0 | 0 |  | 0 | 0
Consumer Electronics | 0 | 0 | 0 | 0 | 0 | 0 |  | 0 | 0
Cooking | 0 | 0 | 0 | 0 | 0 | 0 |  | 0 | 0
Dishwasher | 0 | 0 | 0 | 0 | 0 | 0 |  | 0 | 0
Other Appliance | 0 | 0 | 0 | 0 | 0 | 0 |  | 0 | 0
Office Equipment | 4455.0478 | 57462.6514 | 0 | 0 | 0.86146 | 0.53866 |  | 1.6804 | 3096.8582
Building shell | 0 | 0 | 0 | 0 | 0 | 0 |  | 0 | 0
Space Cooling | 45607.175 | 456071.75 | 0 | 0 | 17.6768 | 8.1227 |  | 7.2198 | 37622.5375
Space Heating | 0 | 0 | 0 | 0 | 0 | 0 |  | 0 | 0
Ventilation | 17255.9459 | 191384.4595 | 4845.7584 | 81381.384 | 2.5455 | 2.0648 |  | 2.968 | 43511.9421
Interior Lighting | 7967891.0586 | 69698512.2948 | 0 | 0 | 1570.2026 | 1009.8619 |  | 2084.2098 | 5003795.7869
Exterior Lighting | 127319.7574 | 913488.9715 | 0 | 0 | 13.0231 | 10.6635 |  | 0 | 58852.3025
Daylighting | 0 | 0 | 0 | 0 | 0 | 0 |  | 0 | 0
Motors | 0 | 0 | 0 | 0 | 0 | 0 |  | 0 | 0
Process | 8582.7 | 102992.4 | 0 | 0 | 1.1683 | 1.2898 |  | 1.89 | 2431.6196
Compressed Air | 0 | 0 | 0 | 0 | 0 | 0 |  | 0 | 0
Food Processor | 0 | 0 | 0 | 0 | 0 | 0 |  | 0 | 0
Refrigeration | 960306.6526 | 4219405.0721 | -4.0402 | -48.7036 | 131.9425 | 105.4638 |  | 110.9667 | 317256.2279
Freezers | 0 | 0 | 0 | 0 | 0 | 0 |  | 0 | 0
Pumps | 0 | 0 | 0 | 0 | 0 | 0 |  | 0 | 0
Pool Pump | 0 | 0 | 0 | 0 | 0 | 0 |  | 0 | 0
Domestic Hot Water | 0 | 0 | 0 | 0 | 0 | 0 |  | 0 | 0
Water Heating | 0 | 0 | 0 | 0 | 0 | 0 |  | 0 | 0
Other and unspecified | 559164.0004 | 4606293.9903 | -7058.8659 | -63678.5557 | 0.95444 | 0.94824 | 0 | 150.0434 | -167176.7461
* Include program-level and admin costs allocated based to total gas and electric programs at the measure level.
Net Impacts by Climate Zone (All Measures Installed through 2016)
| Annual Net kWh | Lifecycle Net kWh | Annual Net Therms | Lifecycle Net Therms | Net July-Sept Peak (kW) | Net dec-Feb Pk (kW) |  | User Entered kW | TRC Lifecycle Net Benefits* ($)
Total | 9690582.3377 | 80245611.5895 | -2217.1477 | 17654.1248 | 1738.3747 | 1138.9535 |  | 2358.9781 | 5299390.5286
7 | 0 | 0 | 0 | 0 | 0 | 0 |  | 0 | 0
10 | 0 | 0 | 0 | 0 | 0 | 0 |  | 0 | 0
14 | 0 | 0 | 0 | 0 | 0 | 0 |  | 0 | 0
15 | 0 | 0 | 0 | 0 | 0 | 0 |  | 0 | 0
System | 9690582.3377 | 80245611.5895 | -2217.1477 | 17654.1248 | 1738.3747 | 1138.9535 |  | 2358.9781 | 5299390.5286
0 | 0 | 0 | 0 | 0 | 0 | 0 |  | 0
0 | 0 | 0 | 0 | 0 | 0 | 0 |  | 0
0 | 0 | 0 | 0 | 0 | 0 | 0 |  | 0
0 | 0 | 0 | 0 | 0 | 0 | 0 |  | 0
0 | 0 | 0 | 0 | 0 | 0 | 0 |  | 0
0 | 0 | 0 | 0 | 0 | 0 | 0 |  | 0
* Include program-level and admin costs allocated based to total gas and electric programs at the measure level.
Persistent reductions in the summer (3rd Qtr) or winter (4th Qtr) of each year
| Net Juy-Sept Peak (kW) | Net Annual Dec-Feb (kW)
2009 | 2.5248 | 1138.9535
2010 | 1738.3747 | 1138.9535
2011 | 1738.3747 | 1138.9293
2012 | 1738.2763 | 1138.892
2013 | 1738.2763 | 1041.4478
2014 | 1615.9564 | 1031.0315
2015 | 1603.189 | 1031.0315
2016 | 1603.189 | 1031.0315
2017 | 1603.189 | 123.1291
2018 | 193.6642 | 123.1291
2019 | 193.6089 | 113.0539
2020 | 173.779 | 113.0539
Monthly Impacts
First Year for Impact Table: | 2009
| Quarter | Monthly Five Hour Avg or TOU Peak | Net Monthly NCP (kW) |  | Monthly Net kWh | Monthly Net Therms
2009-01-01 | 1 | 0 | 0 |  | 0 | 0
2009-02-01 | 1 | 0 | 0 |  | 0 | 0
2009-03-01 | 1 | 0 | 0 |  | 0 | 0
2009-04-01 | 2 | 2.0894 | 2.3991 |  | 1514.2042 | -0.053799
2009-05-01 | 2 | 2.5248 | 2.5276 |  | 1578.1388 | -0.053799
2009-06-01 | 2 | 2.5248 | 2.5276 |  | 1578.1388 | -0.053799
2009-07-01 | 3 | 2.5248 | 2.5276 |  | 1578.1388 | -0.053799
2009-08-01 | 3 | 2.5248 | 2.5276 |  | 1578.1388 | -0.053799
2009-09-01 | 3 | 2.5248 | 2.5276 |  | 1578.1388 | -0.053799
2009-10-01 | 4 | 792.7133 | 1292.7236 |  | 527600.8533 | -424.1523
2009-11-01 | 4 | 792.7133 | 1292.7236 |  | 527600.8533 | -424.1523
2009-12-01 | 4 | 792.7133 | 1292.7236 |  | 527600.8533 | -424.1523
2010-01-01 | 5 | 1138.9535 | 1865.579 |  | 756106.2186 | -587.1676
2010-02-01 | 5 | 1138.9535 | 1865.579 |  | 756106.2186 | -587.1676
2010-03-01 | 5 | 1138.9535 | 1865.579 |  | 756106.2186 | -587.1676
2010-04-01 | 6 | 1138.9535 | 1865.579 |  | 756106.2186 | 217.643
2010-05-01 | 6 | 1738.3747 | 1745.5018 |  | 769421.5947 | 217.643
2010-06-01 | 6 | 1738.3747 | 1745.5018 |  | 769421.5947 | 217.643
2010-07-01 | 7 | 1738.3747 | 1745.5018 |  | 769421.5947 | 217.643
2010-08-01 | 7 | 1738.3747 | 1745.5018 |  | 769421.5947 | 217.643
2010-09-01 | 7 | 1738.3747 | 1745.5018 |  | 769421.5947 | 217.643
2010-10-01 | 8 | 1138.9535 | 1865.579 |  | 756106.2186 | -587.1676
2010-11-01 | 8 | 1138.9535 | 1865.579 |  | 756106.2186 | -587.1676
2010-12-01 | 8 | 1138.9535 | 1865.579 |  | 756106.2186 | -587.1676
2011-01-01 | 9 | 1138.9535 | 1865.579 |  | 756106.2186 | -587.1676
2011-02-01 | 9 | 1138.9535 | 1865.579 |  | 756106.2186 | -587.1676
2011-03-01 | 9 | 1138.9535 | 1865.579 |  | 756106.2186 | -587.1676
2011-04-01 | 10 | 1138.9535 | 1865.579 |  | 756106.2186 | 217.643
2011-05-01 | 10 | 1738.3747 | 1745.5018 |  | 769421.5947 | 217.643
2011-06-01 | 10 | 1738.3747 | 1745.5018 |  | 769421.5947 | 217.643
2011-07-01 | 11 | 1738.3747 | 1745.5018 |  | 769421.5947 | 217.643
2011-08-01 | 11 | 1738.3747 | 1745.5018 |  | 769421.5947 | 217.643
2011-09-01 | 11 | 1738.3747 | 1745.5018 |  | 769421.5947 | 217.643
2011-10-01 | 12 | 1138.9535 | 1865.579 |  | 756106.2186 | -587.1676
2011-11-01 | 12 | 1138.9535 | 1865.579 |  | 756106.2186 | -587.1676
2011-12-01 | 12 | 1138.9535 | 1865.579 |  | 756106.2186 | -587.1676
2012-01-01 | 13 | 1138.9293 | 1865.534 |  | 756089.6409 | -587.1676
2012-02-01 | 13 | 1138.9293 | 1865.534 |  | 756089.6409 | -587.1676
2012-03-01 | 13 | 1138.9293 | 1865.534 |  | 756089.6409 | -587.1676
2012-04-01 | 14 | 1138.9293 | 1865.534 |  | 756089.6409 | 459.5467
2012-05-01 | 14 | 1738.336 | 1745.4631 |  | 769404.7786 | 459.5467
2012-06-01 | 14 | 1738.336 | 1745.4631 |  | 769404.7786 | 459.5467
2012-07-01 | 15 | 1738.2763 | 1745.4034 |  | 769378.863 | 554.2098
2012-08-01 | 15 | 1738.2763 | 1745.4034 |  | 769378.863 | 554.2098
2012-09-01 | 15 | 1738.2763 | 1745.4034 |  | 769378.863 | 554.2098
2012-10-01 | 16 | 1138.892 | 1865.4646 |  | 756064.0928 | -242.9705
2012-11-01 | 16 | 1138.892 | 1865.4646 |  | 756064.0928 | -242.9705
2012-12-01 | 16 | 1138.892 | 1865.4646 |  | 756064.0928 | -242.9705
2013-01-01 | 17 | 1138.892 | 1865.4646 |  | 756064.0928 | -242.9705
2013-02-01 | 17 | 1138.892 | 1865.4646 |  | 756064.0928 | -242.9705
2013-03-01 | 17 | 1138.892 | 1865.4646 |  | 756064.0928 | -242.9705
2013-04-01 | 18 | 1138.892 | 1865.4646 |  | 756064.0928 | 554.2098
2013-05-01 | 18 | 1738.2763 | 1745.4034 |  | 769378.863 | 554.2098
2013-06-01 | 18 | 1738.2763 | 1745.4034 |  | 769378.863 | 554.2098
2013-07-01 | 19 | 1738.2763 | 1745.4034 |  | 769378.863 | 554.2098
2013-08-01 | 19 | 1738.2763 | 1745.4034 |  | 769378.863 | 554.2098
2013-09-01 | 19 | 1738.2763 | 1745.4034 |  | 769378.863 | 554.2098
2013-10-01 | 20 | 1059.0616 | 1777.1642 |  | 696295.1951 | -242.9705
2013-11-01 | 20 | 1059.0616 | 1777.1642 |  | 696295.1951 | -242.9705
2013-12-01 | 20 | 1059.0616 | 1777.1642 |  | 696295.1951 | -242.9705
2014-01-01 | 21 | 1041.4478 | 1757.6917 |  | 683122.282 | -242.9705
2014-02-01 | 21 | 1041.4478 | 1757.6917 |  | 683122.282 | -242.9705
2014-03-01 | 21 | 1041.4478 | 1757.6917 |  | 683122.282 | -242.9705
2014-04-01 | 22 | 1041.4478 | 1757.6917 |  | 683122.282 | 554.2098
2014-05-01 | 22 | 1615.9564 | 1623.0835 |  | 694060.6088 | 554.2098
2014-06-01 | 22 | 1615.9564 | 1623.0835 |  | 694060.6088 | 554.2098
2014-07-01 | 23 | 1615.9564 | 1623.0835 |  | 694060.6088 | 554.2098
2014-08-01 | 23 | 1615.9564 | 1623.0835 |  | 694060.6088 | 554.2098
2014-09-01 | 23 | 1615.9564 | 1623.0835 |  | 694060.6088 | 554.2098
2014-10-01 | 24 | 1031.0315 | 1740.4635 |  | 674833.7009 | -242.9705
2014-11-01 | 24 | 1031.0315 | 1740.4635 |  | 674833.7009 | -242.9705
2014-12-01 | 24 | 1031.0315 | 1740.4635 |  | 674833.7009 | -242.9705
2015-01-01 | 25 | 1031.0315 | 1740.4635 |  | 674833.7009 | -242.9705
2015-02-01 | 25 | 1031.0315 | 1740.4635 |  | 674833.7009 | -242.9705
2015-03-01 | 25 | 1031.0315 | 1740.4635 |  | 674833.7009 | -242.9705
2015-04-01 | 26 | 1031.0315 | 1740.4635 |  | 674833.7009 | 554.2098
2015-05-01 | 26 | 1603.189 | 1609.3361 |  | 685679.7448 | 554.2098
2015-06-01 | 26 | 1603.189 | 1609.3361 |  | 685679.7448 | 554.2098
2015-07-01 | 27 | 1603.189 | 1609.3361 |  | 685679.7448 | 554.2098
2015-08-01 | 27 | 1603.189 | 1609.3361 |  | 685679.7448 | 554.2098
2015-09-01 | 27 | 1603.189 | 1609.3361 |  | 685679.7448 | 554.2098
2015-10-01 | 28 | 1031.0315 | 1740.4635 |  | 674833.7009 | -242.9705
2015-11-01 | 28 | 1031.0315 | 1740.4635 |  | 674833.7009 | -242.9705
2015-12-01 | 28 | 1031.0315 | 1740.4635 |  | 674833.7009 | -242.9705
2016-01-01 | 29 | 1031.0315 | 1740.4635 |  | 674833.7009 | -242.9705
2016-02-01 | 29 | 1031.0315 | 1740.4635 |  | 674833.7009 | -242.9705
2016-03-01 | 29 | 1031.0315 | 1740.4635 |  | 674833.7009 | -242.9705
2016-04-01 | 30 | 1031.0315 | 1740.4635 |  | 674833.7009 | 554.2098
2016-05-01 | 30 | 1603.189 | 1609.3361 |  | 685679.7448 | 554.2098
2016-06-01 | 30 | 1603.189 | 1609.3361 |  | 685679.7448 | 554.2098
2016-07-01 | 31 | 1603.189 | 1609.3361 |  | 685679.7448 | 554.2098
2016-08-01 | 31 | 1603.189 | 1609.3361 |  | 685679.7448 | 554.2098
2016-09-01 | 31 | 1603.189 | 1609.3361 |  | 685679.7448 | 554.2098
2016-10-01 | 32 | 1031.0315 | 1740.4635 |  | 674833.7009 | -242.9705
2016-11-01 | 32 | 1031.0315 | 1740.4635 |  | 674833.7009 | -242.9705
2016-12-01 | 32 | 1031.0315 | 1740.4635 |  | 674833.7009 | -242.9705
2017-01-01 | 33 | 1031.0315 | 1740.4635 |  | 674833.7009 | -242.9705
2017-02-01 | 33 | 1031.0315 | 1740.4635 |  | 674833.7009 | -242.9705
2017-03-01 | 33 | 1031.0315 | 1740.4635 |  | 674833.7009 | -242.9705
2017-04-01 | 34 | 1031.0315 | 1740.4635 |  | 674833.7009 | 554.2098
2017-05-01 | 34 | 1603.189 | 1609.3361 |  | 685679.7448 | 554.2098
2017-06-01 | 34 | 1603.189 | 1609.3361 |  | 685679.7448 | 554.2098
2017-07-01 | 35 | 1603.189 | 1609.3361 |  | 685679.7448 | 554.2098
2017-08-01 | 35 | 1603.189 | 1609.3361 |  | 685679.7448 | 554.2098
2017-09-01 | 35 | 1603.189 | 1609.3361 |  | 685679.7448 | 554.2098
2017-10-01 | 36 | 428.2777 | 720.086 |  | 281102.3969 | -242.8569
2017-11-01 | 36 | 428.2777 | 720.086 |  | 281102.3969 | -242.8569
2017-12-01 | 36 | 428.2777 | 720.086 |  | 281102.3969 | -242.8569
2018-01-01 | 37 | 123.1291 | 204.0596 |  | 80764.2038 | -242.8289
2018-02-01 | 37 | 123.1291 | 204.0596 |  | 80764.2038 | -242.8289
2018-03-01 | 37 | 123.1291 | 204.0596 |  | 80764.2038 | -242.8289
2018-04-01 | 38 | 123.1291 | 204.0596 |  | 80764.2038 | 554.3515
2018-05-01 | 38 | 193.6642 | 199.6756 |  | 83632.2441 | 554.3515
2018-06-01 | 38 | 193.6642 | 199.6756 |  | 83632.2441 | 554.3515
2018-07-01 | 39 | 193.6642 | 199.6756 |  | 83632.2441 | 554.3515
2018-08-01 | 39 | 193.6642 | 199.6756 |  | 83632.2441 | 554.3515
2018-09-01 | 39 | 193.6642 | 199.6756 |  | 83632.2441 | 554.3515
2018-10-01 | 40 | 123.1291 | 204.0596 |  | 80764.2038 | -242.8289
2018-11-01 | 40 | 123.1291 | 204.0596 |  | 80764.2038 | -242.8289
2018-12-01 | 40 | 123.1291 | 204.0596 |  | 80764.2038 | -242.8289
2019-01-01 | 41 | 123.1291 | 204.0596 |  | 80764.2038 | -242.8289
2019-02-01 | 41 | 123.1291 | 204.0596 |  | 80764.2038 | -242.8289
2019-03-01 | 41 | 123.1291 | 204.0596 |  | 80764.2038 | -242.8289
2019-04-01 | 42 | 123.0863 | 203.9933 |  | 80724.3848 | 554.3515
2019-05-01 | 42 | 193.6089 | 199.6174 |  | 83592.0716 | 554.3515
2019-06-01 | 42 | 193.6089 | 199.6174 |  | 83592.0716 | 554.3515
2019-07-01 | 43 | 193.6089 | 199.6174 |  | 83592.0716 | 554.3515
2019-08-01 | 43 | 193.6089 | 199.6174 |  | 83592.0716 | 554.3515
2019-09-01 | 43 | 193.6089 | 199.6174 |  | 83592.0716 | 554.3515
2019-10-01 | 44 | 115.5086 | 195.5281 |  | 77462.422 | -345.4545
2019-11-01 | 44 | 115.5086 | 195.5281 |  | 77462.422 | -345.4545
2019-12-01 | 44 | 115.5086 | 195.5281 |  | 77462.422 | -345.4545

## Input
| SDG&E 09-11 4g3.xls |  |  |  | Program Budget ($) |  |  | NPV Factor for lump-sum admin costs: | 100%
a. Administrative Costs
| Proposer General Information |  |  |  | a.i. Overhead and G&A |  | d. Incentives and Rebates ($) | Nominal | NPV
| Proposer Name |  |  |  | a.ii. Other Admin costs |  | d.i. User Input Incentive |  | 0 | Note: User Input Incentives are treated like Admin costs and are NOT adjusted by the net to gross ratio in the TRC test.
| Program Name |  |  |  | b. Marketing/Outreach |  | d.ii. Rebate | 805847.82 | 752462.5046
| Service Territory |  | SDG&E |  | c. Direct Implementation (non incentive) |  | d.iii. Direct Install Labor | 0 | 0
| First Year of Program Implementation |  |  | 2009 | c.i. Activity |  | d.iv. Direct Install Materials | 0 | 0
| Contact Information |  |  |  | c.ii. Installation |  | d.v. Upstream payments | 0 | 0
| Name |  |  |  | c.iii. Hardware & Materials |  | Subtotal Direct Install | 805847.82 | 752462.5046
| Address |  |  |  | c.iv. Rebate Processing and Inspection | [41 empty] | Formulas for spreading annual installations to quarters
| ZIP code |  |  |  | d. Total Incentives and Rebates | 805847.82 | [40 empty] | 0 | 0 | 0 | 0 | 0 | 0 | 0 | 0 | 0 | 0 | 0 | 0 | 0 | 0 | 0 | 0 | 0 | 0 | 0 | 0 | 0 | 0 | 0 | 0 | 0 | 0 | 0 | 0 | 0 | 0 | 0 | 0 | 0 | 0 | 0 | 0 | 0 | 0 | 0 | 0 | 0 | 0 | 0 | 0
| Telephone |  |  |  | e. EM&V |  | f. Costs recovered from other sources |  | 0
| Email |  |  |  | Total | 805847.82 | Program Budget w/ Other Costs (a to f) | 805847.82 | 752462.5046
Quarterly Installation Schedule
| Program Inputs | [10 empty] | Transfer | Admin | Admin | Admin | Participant | [8 empty] | Placeholders, not currently used | [10 empty] | Annual Installation Schedule | [10 empty] | 2009 |  |  |  | 2010 |  |  |  | 2011 |  |  |  | 2012 |  |  |  | 2013 |  |  |  | 2014 |  |  |  | 2015 |  |  |  | 2016 |  |  |  | 2017 |  |  |  | 2018 |  |  |  | 2019
| Measure Name | DEER RunID | Climate Zone | Target sector | Measure Electric End Use Shape | CZ, Sector, Measure combination found? | Measure Type (To Look up Measure Life) | Program Type (To look up Net-to-gross Ratio) | Unit Definition (e.g. homes) | Program Type (NEW/ROB or Early Repl(RET)) | Gross Measure Cost ($/unit) | Rebate to end use customer or its assignee ($/unit) | Incentives to entities other than the end use customer or its assignee($/unit) | Direct Install Labor ($/unit) | Direct Install Material ($/unit) | Participant cost ($/unit) | Gross Unit Annual Electricity Savings (kwh/unit) | Electric Rate Schedule | Demand Scaler | User Entered kW Savings per unit (kW/unit) | Gross Unit Annual Gas Savings (therm/unit) | Gas Sector | Gas Rate Schedule | Gas Savings Profile | Avg remaining life on replaced units (yrs) | Early retrofit incremental kWh savings (kWh/unit) | Early retrofit incremental kW savings (kW/unit) | Early retrofit incremental Th savings (Th/unit) | Combustion Type | Effective Useful Life (years) | Net-to-Gross Ratio | Net-to-Gross Ratio - kW | Net-to-Gross Ratio - Therms | Net-to-Gross Ratio - Costs | % Eligible for TOU AC adjustment | 2009 | 2010 | 2011 | 2012 | 2013 | 2014 | 2015 | 2016 | 2017 | 2018 | 2019 | Qtr 1 | Qtr 2 | Qtr 3 | Qtr 4 | Qtr 1 | Qtr 2 | Qtr 3 | Qtr 4 | Qtr 1 | Qtr 2 | Qtr 3 | Qtr 4 | Qtr 1 | Qtr 2 | Qtr 3 | Qtr 4 | Qtr 1 | Qtr 2 | Qtr 3 | Qtr 4 | Qtr 1 | Qtr 2 | Qtr 3 | Qtr 4 | Qtr 1 | Qtr 2 | Qtr 3 | Qtr 4 | Qtr 1 | Qtr 2 | Qtr 3 | Qtr 4 | Qtr 1 | Qtr 2 | Qtr 3 | Qtr 4 | Qtr 1 | Qtr 2 | Qtr 3 | Qtr 4 | Qtr 1 | Qtr 2 | Qtr 3 | Qtr 4 | Total Number of Units | Comments
0 | 234208-Lighting-8 Ft T-8 with Elec Ballast-Tr2 |  | System | Commercial | 01-ALC-AllCommercial-IntLight | 0 |  |  |  |  | 35.6904 | 16.4871 | 0 | 0 | 0 | 19.2033 | 32.3258 |  | kWh | 0.009599 | 0 | Commercial | [7 empty] | 15 | 0.78 |  |  |  | 0 | 37.3019 | 0 | 0 | 0 | 0 | 0 | 0 | 0 | 0 | 0 | 0 | 2009 Qtr 1: 0; 2009 Qtr 2: 0; 2009 Qtr 3: 37.3019; 2009 Qtr 4: 0; 2010 Qtr 1: 0; 2010 Qtr 2: 0; 2010 Qtr 3: 0; 2010 Qtr 4: 0; 2011 Qtr 1: 0; 2011 Qtr 2: 0; 2011 Qtr 3: 0; 2011 Qtr 4: 0 | 37.3019
0 | 234304-Lighting-Remove 4 Ft Lamp (De-Lamp) - Tr2 |  | System | Commercial | [6 empty] | 12.3587 | 12.3653 | 0 | 0 | 0 | -0.0066231 | 137.2559 |  | 0 | 0.026384 | -2.5676 | Commercial | [7 empty] | 15 | 0.77 |  |  |  | 0 | 35.4823 | 0 | 0 | 0 | 0 | 0 | 0 | 0 | 0 | 0 | 0 | 2009 Qtr 1: 0; 2009 Qtr 2: 0; 2009 Qtr 3: 35.4823; 2009 Qtr 4: 0; 2010 Qtr 1: 0; 2010 Qtr 2: 0; 2010 Qtr 3: 0; 2010 Qtr 4: 0; 2011 Qtr 1: 0; 2011 Qtr 2: 0; 2011 Qtr 3: 0; 2011 Qtr 4: 0 | 35.4823
0 | 234307-Lighting-Remove 8 Ft Lamp (De-Lamp) - Tr2 |  | System | Commercial | 23-RTL-Retail–SingleStorylarge-LIT_INT | 0 |  |  |  |  | 28.4021 | 16.4871 | 0 | 0 | 0 | 11.915 | 253.9171 |  | kWh | 0.077292 | 0 | Commercial | [7 empty] | 15 | 0.77 |  |  |  | 0 | 37.3019 | 0 | 0 | 0 | 0 | 0 | 0 | 0 | 0 | 0 | 0 | 2009 Qtr 1: 0; 2009 Qtr 2: 0; 2009 Qtr 3: 37.3019; 2009 Qtr 4: 0; 2010 Qtr 1: 0; 2010 Qtr 2: 0; 2010 Qtr 3: 0; 2010 Qtr 4: 0; 2011 Qtr 1: 0; 2011 Qtr 2: 0; 2011 Qtr 3: 0; 2011 Qtr 4: 0 | 37.3019
0 | 234330-Premium T8 with T12 40 Watt Baseline - Tr1 |  | System | Commercial | 01-ALC-AllCommercial-IntLight | 0 |  |  |  |  | 27.6532 | 13.1897 | 0 | 0 | 0 | 14.4636 | 83.5202 |  | kWh | 0.017351 | 0 | Commercial | [7 empty] | 15 | 0.78 |  |  |  | 0 | 25.4745 | 0 | 0 | 0 | 0 | 0 | 0 | 0 | 0 | 0 | 0 | 2009 Qtr 1: 0; 2009 Qtr 2: 0; 2009 Qtr 3: 25.4745; 2009 Qtr 4: 0; 2010 Qtr 1: 0; 2010 Qtr 2: 0; 2010 Qtr 3: 0; 2010 Qtr 4: 0; 2011 Qtr 1: 0; 2011 Qtr 2: 0; 2011 Qtr 3: 0; 2011 Qtr 4: 0 | 25.4745
0 | 234330-Premium T8 with T12 40 Watt Baseline - Tr1 |  | System | Commercial | 01-ALC-AllCommercial-IntLight | 0 |  |  |  |  | 27.6532 | 13.1897 | 0 | 0 | 0 | 14.4636 | 83.5202 |  | kWh | 0.017351 | 0 | Commercial | [7 empty] | 15 | 0.78 |  |  |  | 0 | 54.5881 | 0 | 0 | 0 | 0 | 0 | 0 | 0 | 0 | 0 | 0 | 2009 Qtr 1: 0; 2009 Qtr 2: 0; 2009 Qtr 3: 54.5881; 2009 Qtr 4: 0; 2010 Qtr 1: 0; 2010 Qtr 2: 0; 2010 Qtr 3: 0; 2010 Qtr 4: 0; 2011 Qtr 1: 0; 2011 Qtr 2: 0; 2011 Qtr 3: 0; 2011 Qtr 4: 0 | 54.5881
0 | 234003-A/C - Reflective Window Film Inland |  | System | Commercial | 18-OFS-Office–Small-Cooling | 0 |  |  |  |  | 3.12 | 2 | 0 | 0 | 0 | 1.12 | 15.27 |  | kWh | 0.0023 | 0 | Commercial | [7 empty] | 10 | 0.85 |  |  |  | 0 | 167 | 0 | 0 | 0 | 0 | 0 | 0 | 0 | 0 | 0 | 0 | 2009 Qtr 1: 0; 2009 Qtr 2: 0; 2009 Qtr 3: 167; 2009 Qtr 4: 0; 2010 Qtr 1: 0; 2010 Qtr 2: 0; 2010 Qtr 3: 0; 2010 Qtr 4: 0; 2011 Qtr 1: 0; 2011 Qtr 2: 0; 2011 Qtr 3: 0; 2011 Qtr 4: 0 | 167
0 | 234330-Premium T8 with T12 40 Watt Baseline - Tr1 |  | System | Commercial | 01-ALC-AllCommercial-IntLight | 0 |  |  |  |  | 27.6532 | 13.1897 | 0 | 0 | 0 | 14.4636 | 83.5202 |  | kWh | 0.017351 | 0 | Commercial | [7 empty] | 15 | 0.78 |  |  |  | 0 | 30.9333 | 0 | 0 | 0 | 0 | 0 | 0 | 0 | 0 | 0 | 0 | 2009 Qtr 1: 0; 2009 Qtr 2: 0; 2009 Qtr 3: 30.9333; 2009 Qtr 4: 0; 2010 Qtr 1: 0; 2010 Qtr 2: 0; 2010 Qtr 3: 0; 2010 Qtr 4: 0; 2011 Qtr 1: 0; 2011 Qtr 2: 0; 2011 Qtr 3: 0; 2011 Qtr 4: 0 | 30.9333
0 | 234303-Lighting-Remove 4 Ft Lamp (De-Lamp) - Tr1 |  | System | Commercial | [6 empty] | 12.3596 | 16.4871 | 0 | 0 | 0 | -4.1275 | 137.2559 |  | 0 | 0.026384 | -2.5676 | Commercial |  | Winter Only | [5 empty] | 15 | 0.77 |  |  |  | 0 | 30.9333 | 0 | 0 | 0 | 0 | 0 | 0 | 0 | 0 | 0 | 0 | 2009 Qtr 1: 0; 2009 Qtr 2: 0; 2009 Qtr 3: 30.9333; 2009 Qtr 4: 0; 2010 Qtr 1: 0; 2010 Qtr 2: 0; 2010 Qtr 3: 0; 2010 Qtr 4: 0; 2011 Qtr 1: 0; 2011 Qtr 2: 0; 2011 Qtr 3: 0; 2011 Qtr 4: 0 | 30.9333
0 | 234330-Premium T8 with T12 40 Watt Baseline - Tr1 |  | System | Commercial | 01-ALC-AllCommercial-IntLight | 0 |  |  |  |  | 27.6532 | 13.1897 | 0 | 0 | 0 | 14.4636 | 83.5202 |  | kWh | 0.017351 | 0 | Commercial | [7 empty] | 15 | 0.78 |  |  |  | 0 | 21.8353 | 0 | 0 | 0 | 0 | 0 | 0 | 0 | 0 | 0 | 0 | 2009 Qtr 1: 0; 2009 Qtr 2: 0; 2009 Qtr 3: 21.8353; 2009 Qtr 4: 0; 2010 Qtr 1: 0; 2010 Qtr 2: 0; 2010 Qtr 3: 0; 2010 Qtr 4: 0; 2011 Qtr 1: 0; 2011 Qtr 2: 0; 2011 Qtr 3: 0; 2011 Qtr 4: 0 | 21.8353
0 | 234303-Lighting-Remove 4 Ft Lamp (De-Lamp) - Tr1 |  | System | Commercial | [6 empty] | 12.3596 | 16.4871 | 0 | 0 | 0 | -4.1275 | 137.2559 |  | 0 | 0.026384 | -2.5676 | Commercial |  | Winter Only | [5 empty] | 15 | 0.77 |  |  |  | 0 | 21.8353 | 0 | 0 | 0 | 0 | 0 | 0 | 0 | 0 | 0 | 0 | 2009 Qtr 1: 0; 2009 Qtr 2: 0; 2009 Qtr 3: 21.8353; 2009 Qtr 4: 0; 2010 Qtr 1: 0; 2010 Qtr 2: 0; 2010 Qtr 3: 0; 2010 Qtr 4: 0; 2011 Qtr 1: 0; 2011 Qtr 2: 0; 2011 Qtr 3: 0; 2011 Qtr 4: 0 | 21.8353
0 | 234330-Premium T8 with T12 40 Watt Baseline - Tr1 |  | System | Commercial | 01-ALC-AllCommercial-IntLight | 0 |  |  |  |  | 27.6532 | 13.1897 | 0 | 0 | 0 | 14.4636 | 83.5202 |  | kWh | 0.017351 | 0 | Commercial | [7 empty] | 15 | 0.78 |  |  |  | 0 | 25.4745 | 0 | 0 | 0 | 0 | 0 | 0 | 0 | 0 | 0 | 0 | 2009 Qtr 1: 0; 2009 Qtr 2: 0; 2009 Qtr 3: 25.4745; 2009 Qtr 4: 0; 2010 Qtr 1: 0; 2010 Qtr 2: 0; 2010 Qtr 3: 0; 2010 Qtr 4: 0; 2011 Qtr 1: 0; 2011 Qtr 2: 0; 2011 Qtr 3: 0; 2011 Qtr 4: 0 | 25.4745
0 | 234330-Premium T8 with T12 40 Watt Baseline - Tr1 |  | System | Commercial | 01-ALC-AllCommercial-IntLight | 0 |  |  |  |  | 27.6532 | 13.1897 | 0 | 0 | 0 | 14.4636 | 83.5202 |  | kWh | 0.017351 | 0 | Commercial | [7 empty] | 15 | 0.78 |  |  |  | 0 | 27.2941 | 0 | 0 | 0 | 0 | 0 | 0 | 0 | 0 | 0 | 0 | 2009 Qtr 1: 0; 2009 Qtr 2: 0; 2009 Qtr 3: 27.2941; 2009 Qtr 4: 0; 2010 Qtr 1: 0; 2010 Qtr 2: 0; 2010 Qtr 3: 0; 2010 Qtr 4: 0; 2011 Qtr 1: 0; 2011 Qtr 2: 0; 2011 Qtr 3: 0; 2011 Qtr 4: 0 | 27.2941
0 | 234303-Lighting-Remove 4 Ft Lamp (De-Lamp) - Tr1 |  | System | Commercial | [6 empty] | 12.3596 | 16.4871 | 0 | 0 | 0 | -4.1275 | 137.2559 |  | 0 | 0.026384 | -2.5676 | Commercial |  | Winter Only | [5 empty] | 15 | 0.77 |  |  |  | 0 | 3.6392 | 0 | 0 | 0 | 0 | 0 | 0 | 0 | 0 | 0 | 0 | 2009 Qtr 1: 0; 2009 Qtr 2: 0; 2009 Qtr 3: 3.6392; 2009 Qtr 4: 0; 2010 Qtr 1: 0; 2010 Qtr 2: 0; 2010 Qtr 3: 0; 2010 Qtr 4: 0; 2011 Qtr 1: 0; 2011 Qtr 2: 0; 2011 Qtr 3: 0; 2011 Qtr 4: 0 | 3.6392
0 | 234330-Premium T8 with T12 40 Watt Baseline - Tr1 |  | System | Commercial | 01-ALC-AllCommercial-IntLight | 0 |  |  |  |  | 27.6532 | 13.1897 | 0 | 0 | 0 | 14.4636 | 83.5202 |  | kWh | 0.017351 | 0 | Commercial | [7 empty] | 15 | 0.78 |  |  |  | 0 | 10.9176 | 0 | 0 | 0 | 0 | 0 | 0 | 0 | 0 | 0 | 0 | 2009 Qtr 1: 0; 2009 Qtr 2: 0; 2009 Qtr 3: 10.9176; 2009 Qtr 4: 0; 2010 Qtr 1: 0; 2010 Qtr 2: 0; 2010 Qtr 3: 0; 2010 Qtr 4: 0; 2011 Qtr 1: 0; 2011 Qtr 2: 0; 2011 Qtr 3: 0; 2011 Qtr 4: 0 | 10.9176
0 | 234294-Lighting-Occupancy Sensor-Wallbox Lghtng Snsr-Tr1 |  | System | Commercial | 23-RTL-Retail–SingleStorylarge-LIT_INT | 0 |  |  |  |  | 42.262 | 40 | 0 | 0 | 0 | 2.262 | 213.759 |  | kWh | 0.17617 | 0 | Commercial | [7 empty] | 8 | 0.84 |  |  |  | 0 | 203 | 0 | 0 | 0 | 0 | 0 | 0 | 0 | 0 | 0 | 0 | 2009 Qtr 1: 0; 2009 Qtr 2: 0; 2009 Qtr 3: 0; 2009 Qtr 4: 203; 2010 Qtr 1: 0; 2010 Qtr 2: 0; 2010 Qtr 3: 0; 2010 Qtr 4: 0; 2011 Qtr 1: 0; 2011 Qtr 2: 0; 2011 Qtr 3: 0; 2011 Qtr 4: 0 | 203
0 | 234330-Premium T8 with T12 40 Watt Baseline - Tr1 |  | System | Commercial | 01-ALC-AllCommercial-IntLight | 0 |  |  |  |  | 27.6532 | 13.1897 | 0 | 0 | 0 | 14.4636 | 83.5202 |  | kWh | 0.017351 | 0 | Commercial | [7 empty] | 15 | 0.78 |  |  |  | 0 | 30.9333 | 0 | 0 | 0 | 0 | 0 | 0 | 0 | 0 | 0 | 0 | 2009 Qtr 1: 0; 2009 Qtr 2: 0; 2009 Qtr 3: 30.9333; 2009 Qtr 4: 0; 2010 Qtr 1: 0; 2010 Qtr 2: 0; 2010 Qtr 3: 0; 2010 Qtr 4: 0; 2011 Qtr 1: 0; 2011 Qtr 2: 0; 2011 Qtr 3: 0; 2011 Qtr 4: 0 | 30.9333
0 | 234303-Lighting-Remove 4 Ft Lamp (De-Lamp) - Tr1 |  | System | Commercial | [6 empty] | 12.3596 | 16.4871 | 0 | 0 | 0 | -4.1275 | 137.2559 |  | 0 | 0.026384 | -2.5676 | Commercial |  | Winter Only | [5 empty] | 15 | 0.77 |  |  |  | 0 | 30.9333 | 0 | 0 | 0 | 0 | 0 | 0 | 0 | 0 | 0 | 0 | 2009 Qtr 1: 0; 2009 Qtr 2: 0; 2009 Qtr 3: 30.9333; 2009 Qtr 4: 0; 2010 Qtr 1: 0; 2010 Qtr 2: 0; 2010 Qtr 3: 0; 2010 Qtr 4: 0; 2011 Qtr 1: 0; 2011 Qtr 2: 0; 2011 Qtr 3: 0; 2011 Qtr 4: 0 | 30.9333
0 | 234286-Lighting-Occpncy Snsr-Hi-Bay integrated Snsr-Tr2 |  | System | Commercial | 01-ALC-AllCommercial-IntLight | 0 |  |  |  |  | 221.37 | 95.5 | 0 | 0 | 0 | 125.87 | 1499.5759 |  | kWh | 0.47213 | 0 | Commercial | [7 empty] | 8 | 0.84 |  |  |  | 0 | 44 | 0 | 0 | 0 | 0 | 0 | 0 | 0 | 0 | 0 | 0 | 2009 Qtr 1: 0; 2009 Qtr 2: 0; 2009 Qtr 3: 44; 2009 Qtr 4: 0; 2010 Qtr 1: 0; 2010 Qtr 2: 0; 2010 Qtr 3: 0; 2010 Qtr 4: 0; 2011 Qtr 1: 0; 2011 Qtr 2: 0; 2011 Qtr 3: 0; 2011 Qtr 4: 0 | 44
0 | 234084-Refrigeration -Cooler/Freezer Door Gaskets - Solid Doors: Cooler |  | System | Commercial | 09-GRO-Grocery-REFG | 0 |  |  |  |  | 2.2498 | 4 | 0 | 0 | 0 | -1.7502 | 104.55 |  | kWh | 0.01195 | 0 | Commercial | [7 empty] | 4 | 0.76 |  |  |  | 0 | 38 | 0 | 0 | 0 | 0 | 0 | 0 | 0 | 0 | 0 | 0 | 2009 Qtr 1: 0; 2009 Qtr 2: 0; 2009 Qtr 3: 38; 2009 Qtr 4: 0; 2010 Qtr 1: 0; 2010 Qtr 2: 0; 2010 Qtr 3: 0; 2010 Qtr 4: 0; 2011 Qtr 1: 0; 2011 Qtr 2: 0; 2011 Qtr 3: 0; 2011 Qtr 4: 0 | 38
0 | 234049-Lighting-LED Exit Sign New Sign |  | System | Commercial | 25-SCN-Storage–Conditioned-Exit | 0 |  |  |  |  | 64.8921 | 45 | 0 | 0 | 0 | 19.8921 | 351.311 |  | kWh | 0 | 0 | Commercial | [7 empty] | 16 | 0.85 |  |  |  | 0 | 9 | 0 | 0 | 0 | 0 | 0 | 0 | 0 | 0 | 0 | 0 | 2009 Qtr 1: 0; 2009 Qtr 2: 0; 2009 Qtr 3: 9; 2009 Qtr 4: 0; 2010 Qtr 1: 0; 2010 Qtr 2: 0; 2010 Qtr 3: 0; 2010 Qtr 4: 0; 2011 Qtr 1: 0; 2011 Qtr 2: 0; 2011 Qtr 3: 0; 2011 Qtr 4: 0 | 9
0 | 234312-Lighting-Screw in 14-26 Watt Lamp - Tr1 |  | System | Commercial | [6 empty] | 9.3196 | 10.3931 | 0 | 0 | 0 | -1.0734 | 194.1729 |  | 0 | 0.038993 | -2.6224 | Commercial |  | Annual | [5 empty] | 2.47 | 0.81 |  |  |  | 0 | 9.4294 | 0 | 0 | 0 | 0 | 0 | 0 | 0 | 0 | 0 | 0 | 2009 Qtr 1: 0; 2009 Qtr 2: 0; 2009 Qtr 3: 9.4294; 2009 Qtr 4: 0; 2010 Qtr 1: 0; 2010 Qtr 2: 0; 2010 Qtr 3: 0; 2010 Qtr 4: 0; 2011 Qtr 1: 0; 2011 Qtr 2: 0; 2011 Qtr 3: 0; 2011 Qtr 4: 0 | 9.4294
0 | 234315-Lighting-Screw in 14-26 Watt Reflector Lamp-Tr1 |  | System | Commercial | [6 empty] | 18.0648 | 9.6507 | 0 | 0 | 0 | 8.4141 | 194.1729 |  | 0 | 0.038993 | -2.6224 | Commercial |  | Winter Only | [5 empty] | 2.47 | 0.81 |  |  |  | 0 | 4.0412 | 0 | 0 | 0 | 0 | 0 | 0 | 0 | 0 | 0 | 0 | 2009 Qtr 1: 0; 2009 Qtr 2: 0; 2009 Qtr 3: 4.0412; 2009 Qtr 4: 0; 2010 Qtr 1: 0; 2010 Qtr 2: 0; 2010 Qtr 3: 0; 2010 Qtr 4: 0; 2011 Qtr 1: 0; 2011 Qtr 2: 0; 2011 Qtr 3: 0; 2011 Qtr 4: 0 | 4.0412
0 | 234201-Lighting-2 Ft 2nd Gen T-8 with Elec Ballast-Tr1 |  | System | Commercial | 01-ALC-AllCommercial-IntLight | 0 |  |  |  |  | 23.0819 | 10.9914 | 0 | 0 | 0 | 12.0905 | 56.0027 |  | kWh | 0.010616 | 0 | Commercial | [7 empty] | 15 | 0.78 |  |  |  | 0 | 10.9176 | 0 | 0 | 0 | 0 | 0 | 0 | 0 | 0 | 0 | 0 | 2009 Qtr 1: 0; 2009 Qtr 2: 0; 2009 Qtr 3: 10.9176; 2009 Qtr 4: 0; 2010 Qtr 1: 0; 2010 Qtr 2: 0; 2010 Qtr 3: 0; 2010 Qtr 4: 0; 2011 Qtr 1: 0; 2011 Qtr 2: 0; 2011 Qtr 3: 0; 2011 Qtr 4: 0 | 10.9176
0 | 234330-Premium T8 with T12 40 Watt Baseline - Tr1 |  | System | Commercial | 01-ALC-AllCommercial-IntLight | 0 |  |  |  |  | 27.6532 | 13.1897 | 0 | 0 | 0 | 14.4636 | 83.5202 |  | kWh | 0.017351 | 0 | Commercial | [7 empty] | 15 | 0.78 |  |  |  | 0 | 23.6549 | 0 | 0 | 0 | 0 | 0 | 0 | 0 | 0 | 0 | 0 | 2009 Qtr 1: 0; 2009 Qtr 2: 0; 2009 Qtr 3: 23.6549; 2009 Qtr 4: 0; 2010 Qtr 1: 0; 2010 Qtr 2: 0; 2010 Qtr 3: 0; 2010 Qtr 4: 0; 2011 Qtr 1: 0; 2011 Qtr 2: 0; 2011 Qtr 3: 0; 2011 Qtr 4: 0 | 23.6549
0 | 234303-Lighting-Remove 4 Ft Lamp (De-Lamp) - Tr1 |  | System | Commercial | [6 empty] | 12.3596 | 16.4871 | 0 | 0 | 0 | -4.1275 | 137.2559 |  | 0 | 0.026384 | -2.5676 | Commercial |  | Winter Only | [5 empty] | 15 | 0.77 |  |  |  | 0 | 3.6392 | 0 | 0 | 0 | 0 | 0 | 0 | 0 | 0 | 0 | 0 | 2009 Qtr 1: 0; 2009 Qtr 2: 0; 2009 Qtr 3: 3.6392; 2009 Qtr 4: 0; 2010 Qtr 1: 0; 2010 Qtr 2: 0; 2010 Qtr 3: 0; 2010 Qtr 4: 0; 2011 Qtr 1: 0; 2011 Qtr 2: 0; 2011 Qtr 3: 0; 2011 Qtr 4: 0 | 3.6392
0 | 234067-Refrigeration - Food Service -Auto Closer for Main Cooler Doors |  | System | Commercial | 09-GRO-Grocery-REFG | 0 |  |  |  |  | 382.5103 | 103 | 0 | 0 | 0 | 279.5103 | 1075.009 |  | kWh | 0.20794 | -0.053375 | Commercial |  | Annual | [5 empty] | 8 | 0.7 |  |  |  | 0 | 1 | 0 | 0 | 0 | 0 | 0 | 0 | 0 | 0 | 0 | 0 | 2009 Qtr 1: 0; 2009 Qtr 2: 0; 2009 Qtr 3: 1; 2009 Qtr 4: 0; 2010 Qtr 1: 0; 2010 Qtr 2: 0; 2010 Qtr 3: 0; 2010 Qtr 4: 0; 2011 Qtr 1: 0; 2011 Qtr 2: 0; 2011 Qtr 3: 0; 2011 Qtr 4: 0 | 1
0 | 234126-Refrigeration - Efficient Evap Fan Motor Electronically Commutated Motor (ECM) |  | System | Commercial | 09-GRO-Grocery-REFG | 0 |  |  |  |  | 6.7904 | 150 | 0 | 0 | 0 | -143.2096 | 116.369 |  | kWh | 0.015845 | -0.11528 | Commercial |  | Annual | [5 empty] | 15 | 0.7 |  |  |  | 0 | 3 | 0 | 0 | 0 | 0 | 0 | 0 | 0 | 0 | 0 | 0 | 2009 Qtr 1: 0; 2009 Qtr 2: 0; 2009 Qtr 3: 3; 2009 Qtr 4: 0; 2010 Qtr 1: 0; 2010 Qtr 2: 0; 2010 Qtr 3: 0; 2010 Qtr 4: 0; 2011 Qtr 1: 0; 2011 Qtr 2: 0; 2011 Qtr 3: 0; 2011 Qtr 4: 0 | 3
0 | 234330-Premium T8 with T12 40 Watt Baseline - Tr1 |  | System | Commercial | 01-ALC-AllCommercial-IntLight | 0 |  |  |  |  | 27.6532 | 13.1897 | 0 | 0 | 0 | 14.4636 | 83.5202 |  | kWh | 0.017351 | 0 | Commercial | [7 empty] | 15 | 0.78 |  |  |  | 0 | 32.7529 | 0 | 0 | 0 | 0 | 0 | 0 | 0 | 0 | 0 | 0 | 2009 Qtr 1: 0; 2009 Qtr 2: 0; 2009 Qtr 3: 32.7529; 2009 Qtr 4: 0; 2010 Qtr 1: 0; 2010 Qtr 2: 0; 2010 Qtr 3: 0; 2010 Qtr 4: 0; 2011 Qtr 1: 0; 2011 Qtr 2: 0; 2011 Qtr 3: 0; 2011 Qtr 4: 0 | 32.7529
0 | 234303-Lighting-Remove 4 Ft Lamp (De-Lamp) - Tr1 |  | System | Commercial | [6 empty] | 12.3596 | 16.4871 | 0 | 0 | 0 | -4.1275 | 137.2559 |  | 0 | 0.026384 | -2.5676 | Commercial |  | Winter Only | [5 empty] | 15 | 0.77 |  |  |  | 0 | 10.9176 | 0 | 0 | 0 | 0 | 0 | 0 | 0 | 0 | 0 | 0 | 2009 Qtr 1: 0; 2009 Qtr 2: 0; 2009 Qtr 3: 10.9176; 2009 Qtr 4: 0; 2010 Qtr 1: 0; 2010 Qtr 2: 0; 2010 Qtr 3: 0; 2010 Qtr 4: 0; 2011 Qtr 1: 0; 2011 Qtr 2: 0; 2011 Qtr 3: 0; 2011 Qtr 4: 0 | 10.9176
0 | 234330-Premium T8 with T12 40 Watt Baseline - Tr1 |  | System | Commercial | 01-ALC-AllCommercial-IntLight | 0 |  |  |  |  | 27.6532 | 13.1897 | 0 | 0 | 0 | 14.4636 | 83.5202 |  | kWh | 0.017351 | 0 | Commercial | [7 empty] | 15 | 0.78 |  |  |  | 0 | 14.5568 | 0 | 0 | 0 | 0 | 0 | 0 | 0 | 0 | 0 | 0 | 2009 Qtr 1: 0; 2009 Qtr 2: 0; 2009 Qtr 3: 14.5568; 2009 Qtr 4: 0; 2010 Qtr 1: 0; 2010 Qtr 2: 0; 2010 Qtr 3: 0; 2010 Qtr 4: 0; 2011 Qtr 1: 0; 2011 Qtr 2: 0; 2011 Qtr 3: 0; 2011 Qtr 4: 0 | 14.5568
0 | 234294-Lighting-Occupancy Sensor-Wallbox Lghtng Snsr-Tr1 |  | System | Commercial | 23-RTL-Retail–SingleStorylarge-LIT_INT | 0 |  |  |  |  | 42.262 | 40 | 0 | 0 | 0 | 2.262 | 213.759 |  | kWh | 0.17617 | 0 | Commercial | [7 empty] | 8 | 0.84 |  |  |  | 0 | 82 | 0 | 0 | 0 | 0 | 0 | 0 | 0 | 0 | 0 | 0 | 2009 Qtr 1: 0; 2009 Qtr 2: 0; 2009 Qtr 3: 82; 2009 Qtr 4: 0; 2010 Qtr 1: 0; 2010 Qtr 2: 0; 2010 Qtr 3: 0; 2010 Qtr 4: 0; 2011 Qtr 1: 0; 2011 Qtr 2: 0; 2011 Qtr 3: 0; 2011 Qtr 4: 0 | 82
0 | 234049-Lighting-LED Exit Sign New Sign |  | System | Commercial | 25-SCN-Storage–Conditioned-Exit | 0 |  |  |  |  | 64.8921 | 0 | 0 | 0 | 0 | 64.8921 | 0 |  | kWh | 0 | 0 | Commercial | [7 empty] | 16 | 0.85 |  |  |  | 0 | 1 | 0 | 0 | 0 | 0 | 0 | 0 | 0 | 0 | 0 | 0 | 2009 Qtr 1: 0; 2009 Qtr 2: 0; 2009 Qtr 3: 1; 2009 Qtr 4: 0; 2010 Qtr 1: 0; 2010 Qtr 2: 0; 2010 Qtr 3: 0; 2010 Qtr 4: 0; 2011 Qtr 1: 0; 2011 Qtr 2: 0; 2011 Qtr 3: 0; 2011 Qtr 4: 0 | 1
0 | 234226-Lighting-Hrdwr Mrc Vp Bs 27-65w Flrscnt Fxtr -Tr2 |  | System | Commercial | 01-ALC-AllCommercial-IntLight | 0 |  |  |  |  | 56 | 30 | 0 | 0 | 0 | 26 | 259.1573 |  | kWh | 0.067837 | 0 | Commercial | [7 empty] | 15 | 0.77 |  |  |  | 0 | 22 | 0 | 0 | 0 | 0 | 0 | 0 | 0 | 0 | 0 | 0 | 2009 Qtr 1: 0; 2009 Qtr 2: 0; 2009 Qtr 3: 22; 2009 Qtr 4: 0; 2010 Qtr 1: 0; 2010 Qtr 2: 0; 2010 Qtr 3: 0; 2010 Qtr 4: 0; 2011 Qtr 1: 0; 2011 Qtr 2: 0; 2011 Qtr 3: 0; 2011 Qtr 4: 0 | 22
0 | 234328-Premium T8 with T12 34Watt Baseline - Tr2 |  | System | Commercial | 01-ALC-AllCommercial-IntLight | 0 |  |  |  |  | 27.4748 | 6.8696 | 0 | 0 | 0 | 20.6052 | 38.4664 |  | kWh | 0.012067 | 0 | Commercial | [7 empty] | 15 | 0.78 |  |  |  | 0 | 50.0391 | 0 | 0 | 0 | 0 | 0 | 0 | 0 | 0 | 0 | 0 | 2009 Qtr 1: 0; 2009 Qtr 2: 0; 2009 Qtr 3: 50.0391; 2009 Qtr 4: 0; 2010 Qtr 1: 0; 2010 Qtr 2: 0; 2010 Qtr 3: 0; 2010 Qtr 4: 0; 2011 Qtr 1: 0; 2011 Qtr 2: 0; 2011 Qtr 3: 0; 2011 Qtr 4: 0 | 50.0391
0 | 234307-Lighting-Remove 8 Ft Lamp (De-Lamp) - Tr2 |  | System | Commercial | 23-RTL-Retail–SingleStorylarge-LIT_INT | 0 |  |  |  |  | 28.4021 | 16.4871 | 0 | 0 | 0 | 11.915 | 253.9171 |  | kWh | 0.077292 | 0 | Commercial | [7 empty] | 15 | 0.77 |  |  |  | 0 | 30.0235 | 0 | 0 | 0 | 0 | 0 | 0 | 0 | 0 | 0 | 0 | 2009 Qtr 1: 0; 2009 Qtr 2: 0; 2009 Qtr 3: 30.0235; 2009 Qtr 4: 0; 2010 Qtr 1: 0; 2010 Qtr 2: 0; 2010 Qtr 3: 0; 2010 Qtr 4: 0; 2011 Qtr 1: 0; 2011 Qtr 2: 0; 2011 Qtr 3: 0; 2011 Qtr 4: 0 | 30.0235
0 | 234292-Lighting-Ocpncy Snsr-Wll/Cl Mntd Lght Snsr>=500Tr2 |  | System | Commercial | 01-ALC-AllCommercial-IntLight | 0 |  |  |  |  | 141 | 64.5 | 0 | 0 | 0 | 76.5 | 1041.1 |  | kWh | 0 | 0 | Commercial | [7 empty] | 8 | 0.84 |  |  |  | 0 | 16 | 0 | 0 | 0 | 0 | 0 | 0 | 0 | 0 | 0 | 0 | 2009 Qtr 1: 0; 2009 Qtr 2: 0; 2009 Qtr 3: 16; 2009 Qtr 4: 0; 2010 Qtr 1: 0; 2010 Qtr 2: 0; 2010 Qtr 3: 0; 2010 Qtr 4: 0; 2011 Qtr 1: 0; 2011 Qtr 2: 0; 2011 Qtr 3: 0; 2011 Qtr 4: 0 | 16
0 | 234330-Premium T8 with T12 40 Watt Baseline - Tr1 |  | System | Commercial | 01-ALC-AllCommercial-IntLight | 0 |  |  |  |  | 27.6532 | 13.1897 | 0 | 0 | 0 | 14.4636 | 83.5202 |  | kWh | 0.017351 | 0 | Commercial | [7 empty] | 15 | 0.78 |  |  |  | 0 | 23.6549 | 0 | 0 | 0 | 0 | 0 | 0 | 0 | 0 | 0 | 0 | 2009 Qtr 1: 0; 2009 Qtr 2: 0; 2009 Qtr 3: 23.6549; 2009 Qtr 4: 0; 2010 Qtr 1: 0; 2010 Qtr 2: 0; 2010 Qtr 3: 0; 2010 Qtr 4: 0; 2011 Qtr 1: 0; 2011 Qtr 2: 0; 2011 Qtr 3: 0; 2011 Qtr 4: 0 | 23.6549
0 | 234306-Lighting-Remove 8 Ft Lamp (De-Lamp) - Tr1 |  | System | Commercial | 23-RTL-Retail–SingleStorylarge-LIT_INT | 0 |  |  |  |  | 28.4369 | 27.4785 | 0 | 0 | 0 | 0.95836 | 366.7521 |  | kWh | 0.077777 | 0 | Commercial | [7 empty] | 15 | 0.77 |  |  |  | 0 | 10.9176 | 0 | 0 | 0 | 0 | 0 | 0 | 0 | 0 | 0 | 0 | 2009 Qtr 1: 0; 2009 Qtr 2: 0; 2009 Qtr 3: 10.9176; 2009 Qtr 4: 0; 2010 Qtr 1: 0; 2010 Qtr 2: 0; 2010 Qtr 3: 0; 2010 Qtr 4: 0; 2011 Qtr 1: 0; 2011 Qtr 2: 0; 2011 Qtr 3: 0; 2011 Qtr 4: 0 | 10.9176
0 | 234294-Lighting-Occupancy Sensor-Wallbox Lghtng Snsr-Tr1 |  | System | Commercial | 23-RTL-Retail–SingleStorylarge-LIT_INT | 0 |  |  |  |  | 42.262 | 40 | 0 | 0 | 0 | 2.262 | 213.759 |  | kWh | 0.17617 | 0 | Commercial | [7 empty] | 8 | 0.84 |  |  |  | 0 | 446 | 0 | 0 | 0 | 0 | 0 | 0 | 0 | 0 | 0 | 0 | 2009 Qtr 1: 0; 2009 Qtr 2: 0; 2009 Qtr 3: 446; 2009 Qtr 4: 0; 2010 Qtr 1: 0; 2010 Qtr 2: 0; 2010 Qtr 3: 0; 2010 Qtr 4: 0; 2011 Qtr 1: 0; 2011 Qtr 2: 0; 2011 Qtr 3: 0; 2011 Qtr 4: 0 | 446
0 | 234312-Lighting-Screw in 14-26 Watt Lamp - Tr1 |  | System | Commercial | [6 empty] | 9.3196 | 10.3931 | 0 | 0 | 0 | -1.0734 | 194.1729 |  | 0 | 0.038993 | -2.6224 | Commercial |  | Annual | [5 empty] | 2.47 | 0.81 |  |  |  | 0 | 198.0165 | 0 | 0 | 0 | 0 | 0 | 0 | 0 | 0 | 0 | 0 | 2009 Qtr 1: 0; 2009 Qtr 2: 0; 2009 Qtr 3: 198.0165; 2009 Qtr 4: 0; 2010 Qtr 1: 0; 2010 Qtr 2: 0; 2010 Qtr 3: 0; 2010 Qtr 4: 0; 2011 Qtr 1: 0; 2011 Qtr 2: 0; 2011 Qtr 3: 0; 2011 Qtr 4: 0 | 198.0165
0 | 234330-Premium T8 with T12 40 Watt Baseline - Tr1 |  | System | Commercial | 01-ALC-AllCommercial-IntLight | 0 |  |  |  |  | 27.6532 | 13.1897 | 0 | 0 | 0 | 14.4636 | 83.5202 |  | kWh | 0.017351 | 0 | Commercial | [7 empty] | 15 | 0.78 |  |  |  | 0 | 25.4745 | 0 | 0 | 0 | 0 | 0 | 0 | 0 | 0 | 0 | 0 | 2009 Qtr 1: 0; 2009 Qtr 2: 0; 2009 Qtr 3: 25.4745; 2009 Qtr 4: 0; 2010 Qtr 1: 0; 2010 Qtr 2: 0; 2010 Qtr 3: 0; 2010 Qtr 4: 0; 2011 Qtr 1: 0; 2011 Qtr 2: 0; 2011 Qtr 3: 0; 2011 Qtr 4: 0 | 25.4745
0 | 234306-Lighting-Remove 8 Ft Lamp (De-Lamp) - Tr1 |  | System | Commercial | 23-RTL-Retail–SingleStorylarge-LIT_INT | 0 |  |  |  |  | 28.4369 | 27.4785 | 0 | 0 | 0 | 0.95836 | 366.7521 |  | kWh | 0.077777 | 0 | Commercial | [7 empty] | 15 | 0.77 |  |  |  | 0 | 12.7372 | 0 | 0 | 0 | 0 | 0 | 0 | 0 | 0 | 0 | 0 | 2009 Qtr 1: 0; 2009 Qtr 2: 0; 2009 Qtr 3: 12.7372; 2009 Qtr 4: 0; 2010 Qtr 1: 0; 2010 Qtr 2: 0; 2010 Qtr 3: 0; 2010 Qtr 4: 0; 2011 Qtr 1: 0; 2011 Qtr 2: 0; 2011 Qtr 3: 0; 2011 Qtr 4: 0 | 12.7372
0 | 234330-Premium T8 with T12 40 Watt Baseline - Tr1 |  | System | Commercial | 01-ALC-AllCommercial-IntLight | 0 |  |  |  |  | 27.6532 | 13.1897 | 0 | 0 | 0 | 14.4636 | 83.5202 |  | kWh | 0.017351 | 0 | Commercial | [7 empty] | 15 | 0.78 |  |  |  | 0 | 43.6705 | 0 | 0 | 0 | 0 | 0 | 0 | 0 | 0 | 0 | 0 | 2009 Qtr 1: 0; 2009 Qtr 2: 0; 2009 Qtr 3: 43.6705; 2009 Qtr 4: 0; 2010 Qtr 1: 0; 2010 Qtr 2: 0; 2010 Qtr 3: 0; 2010 Qtr 4: 0; 2011 Qtr 1: 0; 2011 Qtr 2: 0; 2011 Qtr 3: 0; 2011 Qtr 4: 0 | 43.6705
0 | 234306-Lighting-Remove 8 Ft Lamp (De-Lamp) - Tr1 |  | System | Commercial | 23-RTL-Retail–SingleStorylarge-LIT_INT | 0 |  |  |  |  | 28.4369 | 27.4785 | 0 | 0 | 0 | 0.95836 | 366.7521 |  | kWh | 0.077777 | 0 | Commercial | [7 empty] | 15 | 0.77 |  |  |  | 0 | 21.8353 | 0 | 0 | 0 | 0 | 0 | 0 | 0 | 0 | 0 | 0 | 2009 Qtr 1: 0; 2009 Qtr 2: 0; 2009 Qtr 3: 21.8353; 2009 Qtr 4: 0; 2010 Qtr 1: 0; 2010 Qtr 2: 0; 2010 Qtr 3: 0; 2010 Qtr 4: 0; 2011 Qtr 1: 0; 2011 Qtr 2: 0; 2011 Qtr 3: 0; 2011 Qtr 4: 0 | 21.8353
0 | 234309-Lighting-Screw in >27 Watt Lamp - Tr1 |  | System | Commercial | 18-OFS-Office–Small-IntLight | 0 |  |  |  |  | 10.7915 | 11.8778 | 0 | 0 | 0 | -1.0863 | 366.8636 |  | kWh | 0.056754 | 0 | Commercial | [7 empty] | 2.04 | 0.81 |  |  |  | 0 | 0.67353 | 0 | 0 | 0 | 0 | 0 | 0 | 0 | 0 | 0 | 0 | 2009 Qtr 1: 0; 2009 Qtr 2: 0; 2009 Qtr 3: 0.67353; 2009 Qtr 4: 0; 2010 Qtr 1: 0; 2010 Qtr 2: 0; 2010 Qtr 3: 0; 2010 Qtr 4: 0; 2011 Qtr 1: 0; 2011 Qtr 2: 0; 2011 Qtr 3: 0; 2011 Qtr 4: 0 | 0.67353
0 | 234330-Premium T8 with T12 40 Watt Baseline - Tr1 |  | System | Commercial | 01-ALC-AllCommercial-IntLight | 0 |  |  |  |  | 27.6532 | 13.1897 | 0 | 0 | 0 | 14.4636 | 83.5202 |  | kWh | 0.017351 | 0 | Commercial | [7 empty] | 15 | 0.78 |  |  |  | 0 | 29.1137 | 0 | 0 | 0 | 0 | 0 | 0 | 0 | 0 | 0 | 0 | 2009 Qtr 1: 0; 2009 Qtr 2: 0; 2009 Qtr 3: 29.1137; 2009 Qtr 4: 0; 2010 Qtr 1: 0; 2010 Qtr 2: 0; 2010 Qtr 3: 0; 2010 Qtr 4: 0; 2011 Qtr 1: 0; 2011 Qtr 2: 0; 2011 Qtr 3: 0; 2011 Qtr 4: 0 | 29.1137
0 | 234303-Lighting-Remove 4 Ft Lamp (De-Lamp) - Tr1 |  | System | Commercial | [6 empty] | 12.3596 | 16.4871 | 0 | 0 | 0 | -4.1275 | 137.2559 |  | 0 | 0.026384 | -2.5676 | Commercial |  | Winter Only | [5 empty] | 15 | 0.77 |  |  |  | 0 | 14.5568 | 0 | 0 | 0 | 0 | 0 | 0 | 0 | 0 | 0 | 0 | 2009 Qtr 1: 0; 2009 Qtr 2: 0; 2009 Qtr 3: 14.5568; 2009 Qtr 4: 0; 2010 Qtr 1: 0; 2010 Qtr 2: 0; 2010 Qtr 3: 0; 2010 Qtr 4: 0; 2011 Qtr 1: 0; 2011 Qtr 2: 0; 2011 Qtr 3: 0; 2011 Qtr 4: 0 | 14.5568
0 | 234306-Lighting-Remove 8 Ft Lamp (De-Lamp) - Tr1 |  | System | Commercial | 23-RTL-Retail–SingleStorylarge-LIT_INT | 0 |  |  |  |  | 28.4369 | 27.4785 | 0 | 0 | 0 | 0.95836 | 366.7521 |  | kWh | 0.077777 | 0 | Commercial | [7 empty] | 15 | 0.77 |  |  |  | 0 | 7.2784 | 0 | 0 | 0 | 0 | 0 | 0 | 0 | 0 | 0 | 0 | 2009 Qtr 1: 0; 2009 Qtr 2: 0; 2009 Qtr 3: 7.2784; 2009 Qtr 4: 0; 2010 Qtr 1: 0; 2010 Qtr 2: 0; 2010 Qtr 3: 0; 2010 Qtr 4: 0; 2011 Qtr 1: 0; 2011 Qtr 2: 0; 2011 Qtr 3: 0; 2011 Qtr 4: 0 | 7.2784
0 | 234286-Lighting-Occpncy Snsr-Hi-Bay integrated Snsr-Tr2 |  | System | Commercial | 01-ALC-AllCommercial-IntLight | 0 |  |  |  |  | 221.37 | 95.5 | 0 | 0 | 0 | 125.87 | 1499.5759 |  | kWh | 0.47213 | 0 | Commercial | [7 empty] | 8 | 0.84 |  |  |  | 0 | 8 | 0 | 0 | 0 | 0 | 0 | 0 | 0 | 0 | 0 | 0 | 2009 Qtr 1: 0; 2009 Qtr 2: 0; 2009 Qtr 3: 8; 2009 Qtr 4: 0; 2010 Qtr 1: 0; 2010 Qtr 2: 0; 2010 Qtr 3: 0; 2010 Qtr 4: 0; 2011 Qtr 1: 0; 2011 Qtr 2: 0; 2011 Qtr 3: 0; 2011 Qtr 4: 0 | 8
0 | 234287-Lighting-Occpncy Snsr-Hi-Bay integrated Snsr-Tr3 |  | System | Commercial | 01-ALC-AllCommercial-IntLight | 0 |  |  |  |  | 221.1826 | 95.5 | 0 | 0 | 0 | 125.6826 | 1661 |  | kWh | 0.39312 | 0 | Commercial | [7 empty] | 8 | 0.84 |  |  |  | 0 | 29 | 0 | 0 | 0 | 0 | 0 | 0 | 0 | 0 | 0 | 0 | 2009 Qtr 1: 0; 2009 Qtr 2: 0; 2009 Qtr 3: 29; 2009 Qtr 4: 0; 2010 Qtr 1: 0; 2010 Qtr 2: 0; 2010 Qtr 3: 0; 2010 Qtr 4: 0; 2011 Qtr 1: 0; 2011 Qtr 2: 0; 2011 Qtr 3: 0; 2011 Qtr 4: 0 | 29
0 | 234286-Lighting-Occpncy Snsr-Hi-Bay integrated Snsr-Tr2 |  | System | Commercial | 01-ALC-AllCommercial-IntLight | 0 |  |  |  |  | 221.37 | 95.5 | 0 | 0 | 0 | 125.87 | 1499.5759 |  | kWh | 0.47213 | 0 | Commercial | [7 empty] | 8 | 0.84 |  |  |  | 0 | 45 | 0 | 0 | 0 | 0 | 0 | 0 | 0 | 0 | 0 | 0 | 2009 Qtr 1: 0; 2009 Qtr 2: 0; 2009 Qtr 3: 45; 2009 Qtr 4: 0; 2010 Qtr 1: 0; 2010 Qtr 2: 0; 2010 Qtr 3: 0; 2010 Qtr 4: 0; 2011 Qtr 1: 0; 2011 Qtr 2: 0; 2011 Qtr 3: 0; 2011 Qtr 4: 0 | 45
0 | 234360-Lighting-IntrHiByLnrFlscntFxtr244wrplc400w(TrI)Tr1 |  | System | Commercial | [6 empty] | 282.4319 | 153.8404 | 0 | 0 | 0 | 128.5914 | 0 |  | 0 | 0.224 | -7.1132 | Commercial |  | Winter Only | [5 empty] | 15 | 0.78 |  |  |  | 0 | 4.8752 | 0 | 0 | 0 | 0 | 0 | 0 | 0 | 0 | 0 | 0 | 2009 Qtr 1: 0; 2009 Qtr 2: 0; 2009 Qtr 3: 4.8752; 2009 Qtr 4: 0; 2010 Qtr 1: 0; 2010 Qtr 2: 0; 2010 Qtr 3: 0; 2010 Qtr 4: 0; 2011 Qtr 1: 0; 2011 Qtr 2: 0; 2011 Qtr 3: 0; 2011 Qtr 4: 0 | 4.8752
0 | 234285-Lighting-Occpncy Snsr-Hi-Bay integrated Snsr-Tr1 |  | System | Commercial | 01-ALC-AllCommercial-IntLight | 0 |  |  |  |  | 221.2703 | 95.5 | 0 | 0 | 0 | 125.7703 | 2503.6304 |  | kWh | 0.48559 | 0 | Commercial | [7 empty] | 8 | 0.84 |  |  |  | 0 | 32 | 0 | 0 | 0 | 0 | 0 | 0 | 0 | 0 | 0 | 0 | 2009 Qtr 1: 0; 2009 Qtr 2: 0; 2009 Qtr 3: 32; 2009 Qtr 4: 0; 2010 Qtr 1: 0; 2010 Qtr 2: 0; 2010 Qtr 3: 0; 2010 Qtr 4: 0; 2011 Qtr 1: 0; 2011 Qtr 2: 0; 2011 Qtr 3: 0; 2011 Qtr 4: 0 | 32
0 | 234295-Lighting-Occupancy Sensor-Wallbox Lghtng Snsr-Tr2 |  | System | Commercial | 01-ALC-AllCommercial-IntLight | 0 |  |  |  |  | 42.1486 | 0 | 0 | 0 | 0 | 42.1486 | 0 |  | kWh | 0 | 0 | Commercial | [7 empty] | 8 | 0.84 |  |  |  | 0 | 1 | 0 | 0 | 0 | 0 | 0 | 0 | 0 | 0 | 0 | 0 | 2009 Qtr 1: 0; 2009 Qtr 2: 0; 2009 Qtr 3: 1; 2009 Qtr 4: 0; 2010 Qtr 1: 0; 2010 Qtr 2: 0; 2010 Qtr 3: 0; 2010 Qtr 4: 0; 2011 Qtr 1: 0; 2011 Qtr 2: 0; 2011 Qtr 3: 0; 2011 Qtr 4: 0 | 1
0 | 234286-Lighting-Occpncy Snsr-Hi-Bay integrated Snsr-Tr2 |  | System | Commercial | 01-ALC-AllCommercial-IntLight | 0 |  |  |  |  | 221.37 | 95.5 | 0 | 0 | 0 | 125.87 | 1499.5759 |  | kWh | 0.47213 | 0 | Commercial | [7 empty] | 8 | 0.84 |  |  |  | 0 | 20 | 0 | 0 | 0 | 0 | 0 | 0 | 0 | 0 | 0 | 0 | 2009 Qtr 1: 0; 2009 Qtr 2: 0; 2009 Qtr 3: 20; 2009 Qtr 4: 0; 2010 Qtr 1: 0; 2010 Qtr 2: 0; 2010 Qtr 3: 0; 2010 Qtr 4: 0; 2011 Qtr 1: 0; 2011 Qtr 2: 0; 2011 Qtr 3: 0; 2011 Qtr 4: 0 | 20
0 | 234312-Lighting-Screw in 14-26 Watt Lamp - Tr1 |  | System | Commercial | [6 empty] | 9.3196 | 10.3931 | 0 | 0 | 0 | -1.0734 | 194.1729 |  | 0 | 0.038993 | -2.6224 | Commercial |  | Annual | [5 empty] | 2.47 | 0.81 |  |  |  | 0 | 350.2333 | 0 | 0 | 0 | 0 | 0 | 0 | 0 | 0 | 0 | 0 | 2009 Qtr 1: 0; 2009 Qtr 2: 0; 2009 Qtr 3: 350.2333; 2009 Qtr 4: 0; 2010 Qtr 1: 0; 2010 Qtr 2: 0; 2010 Qtr 3: 0; 2010 Qtr 4: 0; 2011 Qtr 1: 0; 2011 Qtr 2: 0; 2011 Qtr 3: 0; 2011 Qtr 4: 0 | 350.2333
0 | 234216-Lighting-Hrdwr Incan Base 27-65w Flrscnt Fxtr -Tr1 |  | System | Commercial | 01-ALC-AllCommercial-IntLight | 0 |  |  |  |  | 43.4669 | 43.5 | 0 | 0 | 0 | -0.033141 | 600.1416 |  | kWh | 0.1231 | 0 | Commercial | [7 empty] | 15 | 0.77 |  |  |  | 0 | 135 | 0 | 0 | 0 | 0 | 0 | 0 | 0 | 0 | 0 | 0 | 2009 Qtr 1: 0; 2009 Qtr 2: 0; 2009 Qtr 3: 135; 2009 Qtr 4: 0; 2010 Qtr 1: 0; 2010 Qtr 2: 0; 2010 Qtr 3: 0; 2010 Qtr 4: 0; 2011 Qtr 1: 0; 2011 Qtr 2: 0; 2011 Qtr 3: 0; 2011 Qtr 4: 0 | 135
0 | 234330-Premium T8 with T12 40 Watt Baseline - Tr1 |  | System | Commercial | 01-ALC-AllCommercial-IntLight | 0 |  |  |  |  | 27.6532 | 13.1897 | 0 | 0 | 0 | 14.4636 | 83.5202 |  | kWh | 0.017351 | 0 | Commercial | [7 empty] | 15 | 0.78 |  |  |  | 0 | 23.6549 | 0 | 0 | 0 | 0 | 0 | 0 | 0 | 0 | 0 | 0 | 2009 Qtr 1: 0; 2009 Qtr 2: 0; 2009 Qtr 3: 23.6549; 2009 Qtr 4: 0; 2010 Qtr 1: 0; 2010 Qtr 2: 0; 2010 Qtr 3: 0; 2010 Qtr 4: 0; 2011 Qtr 1: 0; 2011 Qtr 2: 0; 2011 Qtr 3: 0; 2011 Qtr 4: 0 | 23.6549
0 | 234207-Lighting-8 Ft T-8 with Elec Ballast-Tr1 |  | System | Commercial | 01-ALC-AllCommercial-IntLight | 0 |  |  |  |  | 35.6901 | 21.9828 | 0 | 0 | 0 | 13.7073 | 45.8368 |  | kWh | 0.0098893 | 0 | Commercial | [7 empty] | 15 | 0.78 |  |  |  | 0 | 20.0156 | 0 | 0 | 0 | 0 | 0 | 0 | 0 | 0 | 0 | 0 | 2009 Qtr 1: 0; 2009 Qtr 2: 0; 2009 Qtr 3: 20.0156; 2009 Qtr 4: 0; 2010 Qtr 1: 0; 2010 Qtr 2: 0; 2010 Qtr 3: 0; 2010 Qtr 4: 0; 2011 Qtr 1: 0; 2011 Qtr 2: 0; 2011 Qtr 3: 0; 2011 Qtr 4: 0 | 20.0156
0 | 234303-Lighting-Remove 4 Ft Lamp (De-Lamp) - Tr1 |  | System | Commercial | [6 empty] | 12.3596 | 16.4871 | 0 | 0 | 0 | -4.1275 | 137.2559 |  | 0 | 0.026384 | -2.5676 | Commercial |  | Winter Only | [5 empty] | 15 | 0.77 |  |  |  | 0 | 9.098 | 0 | 0 | 0 | 0 | 0 | 0 | 0 | 0 | 0 | 0 | 2009 Qtr 1: 0; 2009 Qtr 2: 0; 2009 Qtr 3: 9.098; 2009 Qtr 4: 0; 2010 Qtr 1: 0; 2010 Qtr 2: 0; 2010 Qtr 3: 0; 2010 Qtr 4: 0; 2011 Qtr 1: 0; 2011 Qtr 2: 0; 2011 Qtr 3: 0; 2011 Qtr 4: 0 | 9.098
0 | 234140-Low Flow Showerhead |  | System | Commercial | 36-GST-Lodging-GuestRooms-Vent/Fan | 0 |  |  |  |  | 37.9464 | 20 | 0 | 0 | 0 | 17.9464 | 57.8762 |  | kWh | 0.012733 | 6.664 | Commercial |  | Annual | [5 empty] | 10 | 0.7 |  |  |  | 0 | 129 | 0 | 0 | 0 | 0 | 0 | 0 | 0 | 0 | 0 | 0 | 2009 Qtr 1: 0; 2009 Qtr 2: 0; 2009 Qtr 3: 129; 2009 Qtr 4: 0; 2010 Qtr 1: 0; 2010 Qtr 2: 0; 2010 Qtr 3: 0; 2010 Qtr 4: 0; 2011 Qtr 1: 0; 2011 Qtr 2: 0; 2011 Qtr 3: 0; 2011 Qtr 4: 0 | 129
0 | 234285-Lighting-Occpncy Snsr-Hi-Bay integrated Snsr-Tr1 |  | System | Commercial | 01-ALC-AllCommercial-IntLight | 0 |  |  |  |  | 221.2703 | 95.5 | 0 | 0 | 0 | 125.7703 | 2503.6304 |  | kWh | 0.48559 | 0 | Commercial | [7 empty] | 8 | 0.84 |  |  |  | 0 | 13 | 0 | 0 | 0 | 0 | 0 | 0 | 0 | 0 | 0 | 0 | 2009 Qtr 1: 0; 2009 Qtr 2: 0; 2009 Qtr 3: 13; 2009 Qtr 4: 0; 2010 Qtr 1: 0; 2010 Qtr 2: 0; 2010 Qtr 3: 0; 2010 Qtr 4: 0; 2011 Qtr 1: 0; 2011 Qtr 2: 0; 2011 Qtr 3: 0; 2011 Qtr 4: 0 | 13
0 | 234286-Lighting-Occpncy Snsr-Hi-Bay integrated Snsr-Tr2 |  | System | Commercial | 01-ALC-AllCommercial-IntLight | 0 |  |  |  |  | 221.37 | 95.5 | 0 | 0 | 0 | 125.87 | 1499.5759 |  | kWh | 0.47213 | 0 | Commercial | [7 empty] | 8 | 0.84 |  |  |  | 0 | 11 | 0 | 0 | 0 | 0 | 0 | 0 | 0 | 0 | 0 | 0 | 2009 Qtr 1: 0; 2009 Qtr 2: 0; 2009 Qtr 3: 11; 2009 Qtr 4: 0; 2010 Qtr 1: 0; 2010 Qtr 2: 0; 2010 Qtr 3: 0; 2010 Qtr 4: 0; 2011 Qtr 1: 0; 2011 Qtr 2: 0; 2011 Qtr 3: 0; 2011 Qtr 4: 0 | 11
0 | 234330-Premium T8 with T12 40 Watt Baseline - Tr1 |  | System | Commercial | 01-ALC-AllCommercial-IntLight | 0 |  |  |  |  | 27.6532 | 13.1897 | 0 | 0 | 0 | 14.4636 | 83.5202 |  | kWh | 0.017351 | 0 | Commercial | [7 empty] | 15 | 0.78 |  |  |  | 0 | 116.4547 | 0 | 0 | 0 | 0 | 0 | 0 | 0 | 0 | 0 | 0 | 2009 Qtr 1: 0; 2009 Qtr 2: 0; 2009 Qtr 3: 0; 2009 Qtr 4: 116.4547; 2010 Qtr 1: 0; 2010 Qtr 2: 0; 2010 Qtr 3: 0; 2010 Qtr 4: 0; 2011 Qtr 1: 0; 2011 Qtr 2: 0; 2011 Qtr 3: 0; 2011 Qtr 4: 0 | 116.4547
0 | 234294-Lighting-Occupancy Sensor-Wallbox Lghtng Snsr-Tr1 |  | System | Commercial | 23-RTL-Retail–SingleStorylarge-LIT_INT | 0 |  |  |  |  | 42.262 | 40 | 0 | 0 | 0 | 2.262 | 213.759 |  | kWh | 0.17617 | 0 | Commercial | [7 empty] | 8 | 0.84 |  |  |  | 0 | 13 | 0 | 0 | 0 | 0 | 0 | 0 | 0 | 0 | 0 | 0 | 2009 Qtr 1: 0; 2009 Qtr 2: 0; 2009 Qtr 3: 0; 2009 Qtr 4: 13; 2010 Qtr 1: 0; 2010 Qtr 2: 0; 2010 Qtr 3: 0; 2010 Qtr 4: 0; 2011 Qtr 1: 0; 2011 Qtr 2: 0; 2011 Qtr 3: 0; 2011 Qtr 4: 0 | 13
0 | 234285-Lighting-Occpncy Snsr-Hi-Bay integrated Snsr-Tr1 |  | System | Commercial | 01-ALC-AllCommercial-IntLight | 0 |  |  |  |  | 221.2703 | 95.5 | 0 | 0 | 0 | 125.7703 | 2503.6304 |  | kWh | 0.48559 | 0 | Commercial | [7 empty] | 8 | 0.84 |  |  |  | 0 | 48 | 0 | 0 | 0 | 0 | 0 | 0 | 0 | 0 | 0 | 0 | 2009 Qtr 1: 0; 2009 Qtr 2: 0; 2009 Qtr 3: 0; 2009 Qtr 4: 48; 2010 Qtr 1: 0; 2010 Qtr 2: 0; 2010 Qtr 3: 0; 2010 Qtr 4: 0; 2011 Qtr 1: 0; 2011 Qtr 2: 0; 2011 Qtr 3: 0; 2011 Qtr 4: 0 | 48
0 | 234360-Lighting-IntrHiByLnrFlscntFxtr244wrplc400w(TrI)Tr1 |  | System | Commercial | [6 empty] | 282.4319 | 153.8404 | 0 | 0 | 0 | 128.5914 | 0 |  | 0 | 0.224 | -7.1132 | Commercial |  | Winter Only | [5 empty] | 15 | 0.78 |  |  |  | 0 | 3.9001 | 0 | 0 | 0 | 0 | 0 | 0 | 0 | 0 | 0 | 0 | 2009 Qtr 1: 0; 2009 Qtr 2: 0; 2009 Qtr 3: 3.9001; 2009 Qtr 4: 0; 2010 Qtr 1: 0; 2010 Qtr 2: 0; 2010 Qtr 3: 0; 2010 Qtr 4: 0; 2011 Qtr 1: 0; 2011 Qtr 2: 0; 2011 Qtr 3: 0; 2011 Qtr 4: 0 | 3.9001
0 | 234285-Lighting-Occpncy Snsr-Hi-Bay integrated Snsr-Tr1 |  | System | Commercial | 01-ALC-AllCommercial-IntLight | 0 |  |  |  |  | 221.2703 | 95.5 | 0 | 0 | 0 | 125.7703 | 2503.6304 |  | kWh | 0.48559 | 0 | Commercial | [7 empty] | 8 | 0.84 |  |  |  | 0 | 4 | 0 | 0 | 0 | 0 | 0 | 0 | 0 | 0 | 0 | 0 | 2009 Qtr 1: 0; 2009 Qtr 2: 0; 2009 Qtr 3: 4; 2009 Qtr 4: 0; 2010 Qtr 1: 0; 2010 Qtr 2: 0; 2010 Qtr 3: 0; 2010 Qtr 4: 0; 2011 Qtr 1: 0; 2011 Qtr 2: 0; 2011 Qtr 3: 0; 2011 Qtr 4: 0 | 4
0 | 234330-Premium T8 with T12 40 Watt Baseline - Tr1 |  | System | Commercial | 01-ALC-AllCommercial-IntLight | 0 |  |  |  |  | 27.6532 | 13.1897 | 0 | 0 | 0 | 14.4636 | 83.5202 |  | kWh | 0.017351 | 0 | Commercial | [7 empty] | 15 | 0.78 |  |  |  | 0 | 29.1137 | 0 | 0 | 0 | 0 | 0 | 0 | 0 | 0 | 0 | 0 | 2009 Qtr 1: 0; 2009 Qtr 2: 0; 2009 Qtr 3: 29.1137; 2009 Qtr 4: 0; 2010 Qtr 1: 0; 2010 Qtr 2: 0; 2010 Qtr 3: 0; 2010 Qtr 4: 0; 2011 Qtr 1: 0; 2011 Qtr 2: 0; 2011 Qtr 3: 0; 2011 Qtr 4: 0 | 29.1137
0 | 234331-Premium T8 with T12 40 Watt Baseline - Tr2 |  | System | Commercial | 01-ALC-AllCommercial-IntLight | 0 |  |  |  |  | 27.653 | 9.8923 | 0 | 0 | 0 | 17.7607 | 58.062 |  | kWh | 0.017133 | 0 | Commercial | [7 empty] | 15 | 0.78 |  |  |  | 0 | 50.9489 | 0 | 0 | 0 | 0 | 0 | 0 | 0 | 0 | 0 | 0 | 2009 Qtr 1: 0; 2009 Qtr 2: 0; 2009 Qtr 3: 50.9489; 2009 Qtr 4: 0; 2010 Qtr 1: 0; 2010 Qtr 2: 0; 2010 Qtr 3: 0; 2010 Qtr 4: 0; 2011 Qtr 1: 0; 2011 Qtr 2: 0; 2011 Qtr 3: 0; 2011 Qtr 4: 0 | 50.9489
0 | 234330-Premium T8 with T12 40 Watt Baseline - Tr1 |  | System | Commercial | 01-ALC-AllCommercial-IntLight | 0 |  |  |  |  | 27.6532 | 13.1897 | 0 | 0 | 0 | 14.4636 | 83.5202 |  | kWh | 0.017351 | 0 | Commercial | [7 empty] | 15 | 0.78 |  |  |  | 0 | 140.1095 | 0 | 0 | 0 | 0 | 0 | 0 | 0 | 0 | 0 | 0 | 2009 Qtr 1: 0; 2009 Qtr 2: 0; 2009 Qtr 3: 140.1095; 2009 Qtr 4: 0; 2010 Qtr 1: 0; 2010 Qtr 2: 0; 2010 Qtr 3: 0; 2010 Qtr 4: 0; 2011 Qtr 1: 0; 2011 Qtr 2: 0; 2011 Qtr 3: 0; 2011 Qtr 4: 0 | 140.1095
0 | 234049-Lighting-LED Exit Sign New Sign |  | System | Commercial | 25-SCN-Storage–Conditioned-Exit | 0 |  |  |  |  | 64.8921 | 0 | 0 | 0 | 0 | 64.8921 | 0 |  | kWh | 0 | 0 | Commercial | [7 empty] | 16 | 0.85 |  |  |  | 0 | 1 | 0 | 0 | 0 | 0 | 0 | 0 | 0 | 0 | 0 | 0 | 2009 Qtr 1: 0; 2009 Qtr 2: 0; 2009 Qtr 3: 1; 2009 Qtr 4: 0; 2010 Qtr 1: 0; 2010 Qtr 2: 0; 2010 Qtr 3: 0; 2010 Qtr 4: 0; 2011 Qtr 1: 0; 2011 Qtr 2: 0; 2011 Qtr 3: 0; 2011 Qtr 4: 0 | 1
0 | 234332-Premium T8 with T12 40 Watt Baseline - Tr3 |  | System | Commercial | 01-ALC-AllCommercial-IntLight | 0 |  |  |  |  | 13.9591 | 7.1444 | 0 | 0 | 0 | 6.8147 | 44.0947 |  | kWh | 0.016509 | 0 | Commercial | [7 empty] | 15 | 0.78 |  |  |  | 0 | 16.3764 | 0 | 0 | 0 | 0 | 0 | 0 | 0 | 0 | 0 | 0 | 2009 Qtr 1: 0; 2009 Qtr 2: 0; 2009 Qtr 3: 16.3764; 2009 Qtr 4: 0; 2010 Qtr 1: 0; 2010 Qtr 2: 0; 2010 Qtr 3: 0; 2010 Qtr 4: 0; 2011 Qtr 1: 0; 2011 Qtr 2: 0; 2011 Qtr 3: 0; 2011 Qtr 4: 0 | 16.3764
0 | 234201-Lighting-2 Ft 2nd Gen T-8 with Elec Ballast-Tr1 |  | System | Commercial | 01-ALC-AllCommercial-IntLight | 0 |  |  |  |  | 23.0819 | 10.9914 | 0 | 0 | 0 | 12.0905 | 56.0027 |  | kWh | 0.010616 | 0 | Commercial | [7 empty] | 15 | 0.78 |  |  |  | 0 | 80.0626 | 0 | 0 | 0 | 0 | 0 | 0 | 0 | 0 | 0 | 0 | 2009 Qtr 1: 0; 2009 Qtr 2: 0; 2009 Qtr 3: 80.0626; 2009 Qtr 4: 0; 2010 Qtr 1: 0; 2010 Qtr 2: 0; 2010 Qtr 3: 0; 2010 Qtr 4: 0; 2011 Qtr 1: 0; 2011 Qtr 2: 0; 2011 Qtr 3: 0; 2011 Qtr 4: 0 | 80.0626
0 | 234330-Premium T8 with T12 40 Watt Baseline - Tr1 |  | System | Commercial | 01-ALC-AllCommercial-IntLight | 0 |  |  |  |  | 27.6532 | 13.1897 | 0 | 0 | 0 | 14.4636 | 83.5202 |  | kWh | 0.017351 | 0 | Commercial | [7 empty] | 15 | 0.78 |  |  |  | 0 | 207.4349 | 0 | 0 | 0 | 0 | 0 | 0 | 0 | 0 | 0 | 0 | 2009 Qtr 1: 0; 2009 Qtr 2: 0; 2009 Qtr 3: 207.4349; 2009 Qtr 4: 0; 2010 Qtr 1: 0; 2010 Qtr 2: 0; 2010 Qtr 3: 0; 2010 Qtr 4: 0; 2011 Qtr 1: 0; 2011 Qtr 2: 0; 2011 Qtr 3: 0; 2011 Qtr 4: 0 | 207.4349
0 | 234286-Lighting-Occpncy Snsr-Hi-Bay integrated Snsr-Tr2 |  | System | Commercial | 01-ALC-AllCommercial-IntLight | 0 |  |  |  |  | 221.37 | 95.5 | 0 | 0 | 0 | 125.87 | 1499.5759 |  | kWh | 0.47213 | 0 | Commercial | [7 empty] | 8 | 0.84 |  |  |  | 0 | 4 | 0 | 0 | 0 | 0 | 0 | 0 | 0 | 0 | 0 | 0 | 2009 Qtr 1: 0; 2009 Qtr 2: 0; 2009 Qtr 3: 0; 2009 Qtr 4: 4; 2010 Qtr 1: 0; 2010 Qtr 2: 0; 2010 Qtr 3: 0; 2010 Qtr 4: 0; 2011 Qtr 1: 0; 2011 Qtr 2: 0; 2011 Qtr 3: 0; 2011 Qtr 4: 0 | 4
0 | 234201-Lighting-2 Ft 2nd Gen T-8 with Elec Ballast-Tr1 |  | System | Commercial | 01-ALC-AllCommercial-IntLight | 0 |  |  |  |  | 23.0819 | 10.9914 | 0 | 0 | 0 | 12.0905 | 56.0027 |  | kWh | 0.010616 | 0 | Commercial | [7 empty] | 15 | 0.78 |  |  |  | 0 | 10.9176 | 0 | 0 | 0 | 0 | 0 | 0 | 0 | 0 | 0 | 0 | 2009 Qtr 1: 0; 2009 Qtr 2: 0; 2009 Qtr 3: 10.9176; 2009 Qtr 4: 0; 2010 Qtr 1: 0; 2010 Qtr 2: 0; 2010 Qtr 3: 0; 2010 Qtr 4: 0; 2011 Qtr 1: 0; 2011 Qtr 2: 0; 2011 Qtr 3: 0; 2011 Qtr 4: 0 | 10.9176
0 | 234330-Premium T8 with T12 40 Watt Baseline - Tr1 |  | System | Commercial | 01-ALC-AllCommercial-IntLight | 0 |  |  |  |  | 27.6532 | 13.1897 | 0 | 0 | 0 | 14.4636 | 83.5202 |  | kWh | 0.017351 | 0 | Commercial | [7 empty] | 15 | 0.78 |  |  |  | 0 | 131.0115 | 0 | 0 | 0 | 0 | 0 | 0 | 0 | 0 | 0 | 0 | 2009 Qtr 1: 0; 2009 Qtr 2: 0; 2009 Qtr 3: 131.0115; 2009 Qtr 4: 0; 2010 Qtr 1: 0; 2010 Qtr 2: 0; 2010 Qtr 3: 0; 2010 Qtr 4: 0; 2011 Qtr 1: 0; 2011 Qtr 2: 0; 2011 Qtr 3: 0; 2011 Qtr 4: 0 | 131.0115
0 | 234330-Premium T8 with T12 40 Watt Baseline - Tr1 |  | System | Commercial | 01-ALC-AllCommercial-IntLight | 0 |  |  |  |  | 27.6532 | 13.1897 | 0 | 0 | 0 | 14.4636 | 83.5202 |  | kWh | 0.017351 | 0 | Commercial | [7 empty] | 15 | 0.78 |  |  |  | 0 | 65.5058 | 0 | 0 | 0 | 0 | 0 | 0 | 0 | 0 | 0 | 0 | 2009 Qtr 1: 0; 2009 Qtr 2: 0; 2009 Qtr 3: 65.5058; 2009 Qtr 4: 0; 2010 Qtr 1: 0; 2010 Qtr 2: 0; 2010 Qtr 3: 0; 2010 Qtr 4: 0; 2011 Qtr 1: 0; 2011 Qtr 2: 0; 2011 Qtr 3: 0; 2011 Qtr 4: 0 | 65.5058
0 | 234303-Lighting-Remove 4 Ft Lamp (De-Lamp) - Tr1 |  | System | Commercial | [6 empty] | 12.3596 | 16.4871 | 0 | 0 | 0 | -4.1275 | 137.2559 |  | 0 | 0.026384 | -2.5676 | Commercial |  | Winter Only | [5 empty] | 15 | 0.77 |  |  |  | 0 | 23.6549 | 0 | 0 | 0 | 0 | 0 | 0 | 0 | 0 | 0 | 0 | 2009 Qtr 1: 0; 2009 Qtr 2: 0; 2009 Qtr 3: 23.6549; 2009 Qtr 4: 0; 2010 Qtr 1: 0; 2010 Qtr 2: 0; 2010 Qtr 3: 0; 2010 Qtr 4: 0; 2011 Qtr 1: 0; 2011 Qtr 2: 0; 2011 Qtr 3: 0; 2011 Qtr 4: 0 | 23.6549
0 | 234360-Lighting-IntrHiByLnrFlscntFxtr244wrplc400w(TrI)Tr1 |  | System | Commercial | [6 empty] | 282.4319 | 153.8404 | 0 | 0 | 0 | 128.5914 | 0 |  | 0 | 0.224 | -7.1132 | Commercial |  | Winter Only | [5 empty] | 15 | 0.78 |  |  |  | 0 | 7.8003 | 0 | 0 | 0 | 0 | 0 | 0 | 0 | 0 | 0 | 0 | 2009 Qtr 1: 0; 2009 Qtr 2: 0; 2009 Qtr 3: 7.8003; 2009 Qtr 4: 0; 2010 Qtr 1: 0; 2010 Qtr 2: 0; 2010 Qtr 3: 0; 2010 Qtr 4: 0; 2011 Qtr 1: 0; 2011 Qtr 2: 0; 2011 Qtr 3: 0; 2011 Qtr 4: 0 | 7.8003
0 | 234285-Lighting-Occpncy Snsr-Hi-Bay integrated Snsr-Tr1 |  | System | Commercial | 01-ALC-AllCommercial-IntLight | 0 |  |  |  |  | 221.2703 | 95.5 | 0 | 0 | 0 | 125.7703 | 2503.6304 |  | kWh | 0.48559 | 0 | Commercial | [7 empty] | 8 | 0.84 |  |  |  | 0 | 8 | 0 | 0 | 0 | 0 | 0 | 0 | 0 | 0 | 0 | 0 | 2009 Qtr 1: 0; 2009 Qtr 2: 0; 2009 Qtr 3: 8; 2009 Qtr 4: 0; 2010 Qtr 1: 0; 2010 Qtr 2: 0; 2010 Qtr 3: 0; 2010 Qtr 4: 0; 2011 Qtr 1: 0; 2011 Qtr 2: 0; 2011 Qtr 3: 0; 2011 Qtr 4: 0 | 8
0 | 234330-Premium T8 with T12 40 Watt Baseline - Tr1 |  | System | Commercial | 01-ALC-AllCommercial-IntLight | 0 |  |  |  |  | 27.6532 | 13.1897 | 0 | 0 | 0 | 14.4636 | 83.5202 |  | kWh | 0.017351 | 0 | Commercial | [7 empty] | 15 | 0.78 |  |  |  | 0 | 3.6392 | 0 | 0 | 0 | 0 | 0 | 0 | 0 | 0 | 0 | 0 | 2009 Qtr 1: 0; 2009 Qtr 2: 0; 2009 Qtr 3: 0; 2009 Qtr 4: 3.6392; 2010 Qtr 1: 0; 2010 Qtr 2: 0; 2010 Qtr 3: 0; 2010 Qtr 4: 0; 2011 Qtr 1: 0; 2011 Qtr 2: 0; 2011 Qtr 3: 0; 2011 Qtr 4: 0 | 3.6392
0 | 234294-Lighting-Occupancy Sensor-Wallbox Lghtng Snsr-Tr1 |  | System | Commercial | 23-RTL-Retail–SingleStorylarge-LIT_INT | 0 |  |  |  |  | 42.262 | 0 | 0 | 0 | 0 | 42.262 | 0 |  | kWh | 0 | 0 | Commercial | [7 empty] | 8 | 0.84 |  |  |  | 0 | 1 | 0 | 0 | 0 | 0 | 0 | 0 | 0 | 0 | 0 | 0 | 2009 Qtr 1: 0; 2009 Qtr 2: 0; 2009 Qtr 3: 0; 2009 Qtr 4: 1; 2010 Qtr 1: 0; 2010 Qtr 2: 0; 2010 Qtr 3: 0; 2010 Qtr 4: 0; 2011 Qtr 1: 0; 2011 Qtr 2: 0; 2011 Qtr 3: 0; 2011 Qtr 4: 0 | 1
0 | 234285-Lighting-Occpncy Snsr-Hi-Bay integrated Snsr-Tr1 |  | System | Commercial | 01-ALC-AllCommercial-IntLight | 0 |  |  |  |  | 221.2703 | 95.5 | 0 | 0 | 0 | 125.7703 | 2503.6304 |  | kWh | 0.48559 | 0 | Commercial | [7 empty] | 8 | 0.84 |  |  |  | 0 | 11 | 0 | 0 | 0 | 0 | 0 | 0 | 0 | 0 | 0 | 0 | 2009 Qtr 1: 0; 2009 Qtr 2: 0; 2009 Qtr 3: 0; 2009 Qtr 4: 11; 2010 Qtr 1: 0; 2010 Qtr 2: 0; 2010 Qtr 3: 0; 2010 Qtr 4: 0; 2011 Qtr 1: 0; 2011 Qtr 2: 0; 2011 Qtr 3: 0; 2011 Qtr 4: 0 | 11
0 | 234084-Refrigeration -Cooler/Freezer Door Gaskets - Solid Doors: Cooler |  | System | Commercial | 09-GRO-Grocery-REFG | 0 |  |  |  |  | 2.2498 | 4.0206 | 0 | 0 | 0 | -1.7708 | 104.55 |  | kWh | 0.01195 | 0 | Commercial | [7 empty] | 4 | 0.76 |  |  |  | 0 | 33 | 0 | 0 | 0 | 0 | 0 | 0 | 0 | 0 | 0 | 0 | 2009 Qtr 1: 0; 2009 Qtr 2: 0; 2009 Qtr 3: 0; 2009 Qtr 4: 33; 2010 Qtr 1: 0; 2010 Qtr 2: 0; 2010 Qtr 3: 0; 2010 Qtr 4: 0; 2011 Qtr 1: 0; 2011 Qtr 2: 0; 2011 Qtr 3: 0; 2011 Qtr 4: 0 | 33
0 | 234084-Refrigeration -Cooler/Freezer Door Gaskets - Solid Doors: Cooler |  | System | Commercial | 09-GRO-Grocery-REFG | 0 |  |  |  |  | 2.2498 | 4.0154 | 0 | 0 | 0 | -1.7656 | 104.55 |  | kWh | 0.01195 | 0 | Commercial | [7 empty] | 4 | 0.76 |  |  |  | 0 | 65 | 0 | 0 | 0 | 0 | 0 | 0 | 0 | 0 | 0 | 0 | 2009 Qtr 1: 0; 2009 Qtr 2: 0; 2009 Qtr 3: 0; 2009 Qtr 4: 65; 2010 Qtr 1: 0; 2010 Qtr 2: 0; 2010 Qtr 3: 0; 2010 Qtr 4: 0; 2011 Qtr 1: 0; 2011 Qtr 2: 0; 2011 Qtr 3: 0; 2011 Qtr 4: 0 | 65
0 | 234085-Refrigeration -Strip Curtains for Walk-ins |  | System | Commercial | 20-RFF-Restaurant–FastFood-Refrig | 0 |  |  |  |  | 10.214 | 0 | 0 | 0 | 0 | 10.214 | 0 |  | kWh | 0 | 0 | Commercial | [7 empty] | 4 | 0.46 |  |  |  | 0 | 1 | 0 | 0 | 0 | 0 | 0 | 0 | 0 | 0 | 0 | 0 | 2009 Qtr 1: 0; 2009 Qtr 2: 0; 2009 Qtr 3: 1; 2009 Qtr 4: 0; 2010 Qtr 1: 0; 2010 Qtr 2: 0; 2010 Qtr 3: 0; 2010 Qtr 4: 0; 2011 Qtr 1: 0; 2011 Qtr 2: 0; 2011 Qtr 3: 0; 2011 Qtr 4: 0 | 1
0 | 234084-Refrigeration -Cooler/Freezer Door Gaskets - Solid Doors: Cooler |  | System | Commercial | 09-GRO-Grocery-REFG | 0 |  |  |  |  | 2.2498 | 4.0271 | 0 | 0 | 0 | -1.7773 | 104.55 |  | kWh | 0.01195 | 0 | Commercial | [7 empty] | 4 | 0.76 |  |  |  | 0 | 56 | 0 | 0 | 0 | 0 | 0 | 0 | 0 | 0 | 0 | 0 | 2009 Qtr 1: 0; 2009 Qtr 2: 0; 2009 Qtr 3: 56; 2009 Qtr 4: 0; 2010 Qtr 1: 0; 2010 Qtr 2: 0; 2010 Qtr 3: 0; 2010 Qtr 4: 0; 2011 Qtr 1: 0; 2011 Qtr 2: 0; 2011 Qtr 3: 0; 2011 Qtr 4: 0 | 56
0 | 234084-Refrigeration -Cooler/Freezer Door Gaskets - Solid Doors: Cooler |  | System | Commercial | 09-GRO-Grocery-REFG | 0 |  |  |  |  | 2.2498 | 4.0163 | 0 | 0 | 0 | -1.7665 | 104.55 |  | kWh | 0.01195 | 0 | Commercial | [7 empty] | 4 | 0.76 |  |  |  | 0 | 118 | 0 | 0 | 0 | 0 | 0 | 0 | 0 | 0 | 0 | 0 | 2009 Qtr 1: 0; 2009 Qtr 2: 0; 2009 Qtr 3: 118; 2009 Qtr 4: 0; 2010 Qtr 1: 0; 2010 Qtr 2: 0; 2010 Qtr 3: 0; 2010 Qtr 4: 0; 2011 Qtr 1: 0; 2011 Qtr 2: 0; 2011 Qtr 3: 0; 2011 Qtr 4: 0 | 118
0 | 234084-Refrigeration -Cooler/Freezer Door Gaskets - Solid Doors: Cooler |  | System | Commercial | 09-GRO-Grocery-REFG | 0 |  |  |  |  | 2.2498 | 4.0164 | 0 | 0 | 0 | -1.7666 | 104.55 |  | kWh | 0.01195 | 0 | Commercial | [7 empty] | 4 | 0.76 |  |  |  | 0 | 95 | 0 | 0 | 0 | 0 | 0 | 0 | 0 | 0 | 0 | 0 | 2009 Qtr 1: 0; 2009 Qtr 2: 0; 2009 Qtr 3: 95; 2009 Qtr 4: 0; 2010 Qtr 1: 0; 2010 Qtr 2: 0; 2010 Qtr 3: 0; 2010 Qtr 4: 0; 2011 Qtr 1: 0; 2011 Qtr 2: 0; 2011 Qtr 3: 0; 2011 Qtr 4: 0 | 95
0 | 234116-Refrigeration -Cooler/Freezer Door Gaskets - Solid Doors: Freezer |  | System | Commercial | 09-GRO-Grocery-REFG | 0 |  |  |  |  | 3.9975 | 4.1277 | 0 | 0 | 0 | -0.13017 | 104.55 |  | kWh | 0.01195 | 0 | Commercial | [7 empty] | 4 | 0.76 |  |  |  | 0 | 26 | 0 | 0 | 0 | 0 | 0 | 0 | 0 | 0 | 0 | 0 | 2009 Qtr 1: 0; 2009 Qtr 2: 0; 2009 Qtr 3: 26; 2009 Qtr 4: 0; 2010 Qtr 1: 0; 2010 Qtr 2: 0; 2010 Qtr 3: 0; 2010 Qtr 4: 0; 2011 Qtr 1: 0; 2011 Qtr 2: 0; 2011 Qtr 3: 0; 2011 Qtr 4: 0 | 26
0 | 234084-Refrigeration -Cooler/Freezer Door Gaskets - Solid Doors: Cooler |  | System | Commercial | 09-GRO-Grocery-REFG | 0 |  |  |  |  | 2.2498 | 4.0166 | 0 | 0 | 0 | -1.7668 | 104.55 |  | kWh | 0.01195 | 0 | Commercial | [7 empty] | 4 | 0.76 |  |  |  | 0 | 41 | 0 | 0 | 0 | 0 | 0 | 0 | 0 | 0 | 0 | 0 | 2009 Qtr 1: 0; 2009 Qtr 2: 0; 2009 Qtr 3: 41; 2009 Qtr 4: 0; 2010 Qtr 1: 0; 2010 Qtr 2: 0; 2010 Qtr 3: 0; 2010 Qtr 4: 0; 2011 Qtr 1: 0; 2011 Qtr 2: 0; 2011 Qtr 3: 0; 2011 Qtr 4: 0 | 41
0 | 234116-Refrigeration -Cooler/Freezer Door Gaskets - Solid Doors: Freezer |  | System | Commercial | 09-GRO-Grocery-REFG | 0 |  |  |  |  | 3.9975 | 4.365 | 0 | 0 | 0 | -0.36748 | 104.55 |  | kWh | 0.01195 | 0 | Commercial | [7 empty] | 4 | 0.76 |  |  |  | 0 | 8 | 0 | 0 | 0 | 0 | 0 | 0 | 0 | 0 | 0 | 0 | 2009 Qtr 1: 0; 2009 Qtr 2: 0; 2009 Qtr 3: 8; 2009 Qtr 4: 0; 2010 Qtr 1: 0; 2010 Qtr 2: 0; 2010 Qtr 3: 0; 2010 Qtr 4: 0; 2011 Qtr 1: 0; 2011 Qtr 2: 0; 2011 Qtr 3: 0; 2011 Qtr 4: 0 | 8
0 | 234067-Refrigeration - Food Service -Auto Closer for Main Cooler Doors |  | System | Commercial | 09-GRO-Grocery-REFG | 0 |  |  |  |  | 382.5103 | 103 | 0 | 0 | 0 | 279.5103 | 1075.009 |  | kWh | 0.20794 | -0.053375 | Commercial |  | Annual | [5 empty] | 8 | 0.7 |  |  |  | 0 | 1 | 0 | 0 | 0 | 0 | 0 | 0 | 0 | 0 | 0 | 0 | 2009 Qtr 1: 0; 2009 Qtr 2: 0; 2009 Qtr 3: 1; 2009 Qtr 4: 0; 2010 Qtr 1: 0; 2010 Qtr 2: 0; 2010 Qtr 3: 0; 2010 Qtr 4: 0; 2011 Qtr 1: 0; 2011 Qtr 2: 0; 2011 Qtr 3: 0; 2011 Qtr 4: 0 | 1
0 | 234085-Refrigeration -Strip Curtains for Walk-ins |  | System | Commercial | 20-RFF-Restaurant–FastFood-Refrig | 0 |  |  |  |  | 10.214 | 3.0072 | 0 | 0 | 0 | 7.2068 | 465 |  | kWh | 0.053 | 0 | Commercial | [7 empty] | 4 | 0.46 |  |  |  | 0 | 25 | 0 | 0 | 0 | 0 | 0 | 0 | 0 | 0 | 0 | 0 | 2009 Qtr 1: 0; 2009 Qtr 2: 0; 2009 Qtr 3: 25; 2009 Qtr 4: 0; 2010 Qtr 1: 0; 2010 Qtr 2: 0; 2010 Qtr 3: 0; 2010 Qtr 4: 0; 2011 Qtr 1: 0; 2011 Qtr 2: 0; 2011 Qtr 3: 0; 2011 Qtr 4: 0 | 25
0 | 234084-Refrigeration -Cooler/Freezer Door Gaskets - Solid Doors: Cooler |  | System | Commercial | 09-GRO-Grocery-REFG | 0 |  |  |  |  | 2.2498 | 4.0752 | 0 | 0 | 0 | -1.8254 | 104.55 |  | kWh | 0.01195 | 0 | Commercial | [7 empty] | 4 | 0.76 |  |  |  | 0 | 50 | 0 | 0 | 0 | 0 | 0 | 0 | 0 | 0 | 0 | 0 | 2009 Qtr 1: 0; 2009 Qtr 2: 0; 2009 Qtr 3: 50; 2009 Qtr 4: 0; 2010 Qtr 1: 0; 2010 Qtr 2: 0; 2010 Qtr 3: 0; 2010 Qtr 4: 0; 2011 Qtr 1: 0; 2011 Qtr 2: 0; 2011 Qtr 3: 0; 2011 Qtr 4: 0 | 50
0 | 234067-Refrigeration - Food Service -Auto Closer for Main Cooler Doors |  | System | Commercial | 09-GRO-Grocery-REFG | 0 |  |  |  |  | 382.5103 | 103 | 0 | 0 | 0 | 279.5103 | 1075.009 |  | kWh | 0.20794 | -0.053375 | Commercial |  | Annual | [5 empty] | 8 | 0.7 |  |  |  | 0 | 1 | 0 | 0 | 0 | 0 | 0 | 0 | 0 | 0 | 0 | 0 | 2009 Qtr 1: 0; 2009 Qtr 2: 0; 2009 Qtr 3: 1; 2009 Qtr 4: 0; 2010 Qtr 1: 0; 2010 Qtr 2: 0; 2010 Qtr 3: 0; 2010 Qtr 4: 0; 2011 Qtr 1: 0; 2011 Qtr 2: 0; 2011 Qtr 3: 0; 2011 Qtr 4: 0 | 1
0 | 234330-Premium T8 with T12 40 Watt Baseline - Tr1 |  | System | Commercial | 01-ALC-AllCommercial-IntLight | 0 |  |  |  |  | 27.6532 | 13.1897 | 0 | 0 | 0 | 14.4636 | 83.5202 |  | kWh | 0.017351 | 0 | Commercial | [7 empty] | 15 | 0.78 |  |  |  | 0 | 21.8353 | 0 | 0 | 0 | 0 | 0 | 0 | 0 | 0 | 0 | 0 | 2009 Qtr 1: 0; 2009 Qtr 2: 0; 2009 Qtr 3: 21.8353; 2009 Qtr 4: 0; 2010 Qtr 1: 0; 2010 Qtr 2: 0; 2010 Qtr 3: 0; 2010 Qtr 4: 0; 2011 Qtr 1: 0; 2011 Qtr 2: 0; 2011 Qtr 3: 0; 2011 Qtr 4: 0 | 21.8353
0 | 234014-Lighting-Exterior >176w Incan Base HID |  | System | Commercial | 23-RTL-Retail–SingleStorylarge-LIT_EXT | 0 |  |  |  |  | 144 | 144 | 0 | 0 | 0 | 0 | 2996.647 |  | kWh | 0 | 0 | Commercial | [7 empty] | 15 | 0.77 |  |  |  | 0 | 12 | 0 | 0 | 0 | 0 | 0 | 0 | 0 | 0 | 0 | 0 | 2009 Qtr 1: 0; 2009 Qtr 2: 0; 2009 Qtr 3: 12; 2009 Qtr 4: 0; 2010 Qtr 1: 0; 2010 Qtr 2: 0; 2010 Qtr 3: 0; 2010 Qtr 4: 0; 2011 Qtr 1: 0; 2011 Qtr 2: 0; 2011 Qtr 3: 0; 2011 Qtr 4: 0 | 12
0 | 234287-Lighting-Occpncy Snsr-Hi-Bay integrated Snsr-Tr3 |  | System | Commercial | 01-ALC-AllCommercial-IntLight | 0 |  |  |  |  | 221.1826 | 95.5 | 0 | 0 | 0 | 125.6826 | 1661 |  | kWh | 0.39312 | 0 | Commercial | [7 empty] | 8 | 0.84 |  |  |  | 0 | 17 | 0 | 0 | 0 | 0 | 0 | 0 | 0 | 0 | 0 | 0 | 2009 Qtr 1: 0; 2009 Qtr 2: 0; 2009 Qtr 3: 17; 2009 Qtr 4: 0; 2010 Qtr 1: 0; 2010 Qtr 2: 0; 2010 Qtr 3: 0; 2010 Qtr 4: 0; 2011 Qtr 1: 0; 2011 Qtr 2: 0; 2011 Qtr 3: 0; 2011 Qtr 4: 0 | 17
0 | 234085-Refrigeration -Strip Curtains for Walk-ins |  | System | Commercial | 20-RFF-Restaurant–FastFood-Refrig | 0 |  |  |  |  | 10.214 | 3.0987 | 0 | 0 | 0 | 7.1153 | 465 |  | kWh | 0.053 | 0 | Commercial | [7 empty] | 4 | 0.46 |  |  |  | 0 | 24 | 0 | 0 | 0 | 0 | 0 | 0 | 0 | 0 | 0 | 0 | 2009 Qtr 1: 0; 2009 Qtr 2: 0; 2009 Qtr 3: 24; 2009 Qtr 4: 0; 2010 Qtr 1: 0; 2010 Qtr 2: 0; 2010 Qtr 3: 0; 2010 Qtr 4: 0; 2011 Qtr 1: 0; 2011 Qtr 2: 0; 2011 Qtr 3: 0; 2011 Qtr 4: 0 | 24
0 | 234084-Refrigeration -Cooler/Freezer Door Gaskets - Solid Doors: Cooler |  | System | Commercial | 09-GRO-Grocery-REFG | 0 |  |  |  |  | 2.2498 | 4.0234 | 0 | 0 | 0 | -1.7736 | 104.55 |  | kWh | 0.01195 | 0 | Commercial | [7 empty] | 4 | 0.76 |  |  |  | 0 | 41 | 0 | 0 | 0 | 0 | 0 | 0 | 0 | 0 | 0 | 0 | 2009 Qtr 1: 0; 2009 Qtr 2: 0; 2009 Qtr 3: 41; 2009 Qtr 4: 0; 2010 Qtr 1: 0; 2010 Qtr 2: 0; 2010 Qtr 3: 0; 2010 Qtr 4: 0; 2011 Qtr 1: 0; 2011 Qtr 2: 0; 2011 Qtr 3: 0; 2011 Qtr 4: 0 | 41
0 | 234067-Refrigeration - Food Service -Auto Closer for Main Cooler Doors |  | System | Commercial | 09-GRO-Grocery-REFG | 0 |  |  |  |  | 382.5103 | 103 | 0 | 0 | 0 | 279.5103 | 1075.009 |  | kWh | 0.20794 | -0.053375 | Commercial |  | Annual | [5 empty] | 8 | 0.7 |  |  |  | 0 | 1 | 0 | 0 | 0 | 0 | 0 | 0 | 0 | 0 | 0 | 0 | 2009 Qtr 1: 0; 2009 Qtr 2: 0; 2009 Qtr 3: 1; 2009 Qtr 4: 0; 2010 Qtr 1: 0; 2010 Qtr 2: 0; 2010 Qtr 3: 0; 2010 Qtr 4: 0; 2011 Qtr 1: 0; 2011 Qtr 2: 0; 2011 Qtr 3: 0; 2011 Qtr 4: 0 | 1
0 | 234085-Refrigeration -Strip Curtains for Walk-ins |  | System | Commercial | 20-RFF-Restaurant–FastFood-Refrig | 0 |  |  |  |  | 10.214 | 3.0088 | 0 | 0 | 0 | 7.2052 | 465 |  | kWh | 0.053 | 0 | Commercial | [7 empty] | 4 | 0.46 |  |  |  | 0 | 41 | 0 | 0 | 0 | 0 | 0 | 0 | 0 | 0 | 0 | 0 | 2009 Qtr 1: 0; 2009 Qtr 2: 0; 2009 Qtr 3: 0; 2009 Qtr 4: 41; 2010 Qtr 1: 0; 2010 Qtr 2: 0; 2010 Qtr 3: 0; 2010 Qtr 4: 0; 2011 Qtr 1: 0; 2011 Qtr 2: 0; 2011 Qtr 3: 0; 2011 Qtr 4: 0 | 41
0 | 234084-Refrigeration -Cooler/Freezer Door Gaskets - Solid Doors: Cooler |  | System | Commercial | 09-GRO-Grocery-REFG | 0 |  |  |  |  | 2.2498 | 4.0454 | 0 | 0 | 0 | -1.7956 | 104.55 |  | kWh | 0.01195 | 0 | Commercial | [7 empty] | 4 | 0.76 |  |  |  | 0 | 67 | 0 | 0 | 0 | 0 | 0 | 0 | 0 | 0 | 0 | 0 | 2009 Qtr 1: 0; 2009 Qtr 2: 0; 2009 Qtr 3: 0; 2009 Qtr 4: 67; 2010 Qtr 1: 0; 2010 Qtr 2: 0; 2010 Qtr 3: 0; 2010 Qtr 4: 0; 2011 Qtr 1: 0; 2011 Qtr 2: 0; 2011 Qtr 3: 0; 2011 Qtr 4: 0 | 67
0 | 234116-Refrigeration -Cooler/Freezer Door Gaskets - Solid Doors: Freezer |  | System | Commercial | 09-GRO-Grocery-REFG | 0 |  |  |  |  | 3.9975 | 4.18 | 0 | 0 | 0 | -0.18248 | 104.55 |  | kWh | 0.01195 | 0 | Commercial | [7 empty] | 4 | 0.76 |  |  |  | 0 | 18 | 0 | 0 | 0 | 0 | 0 | 0 | 0 | 0 | 0 | 0 | 2009 Qtr 1: 0; 2009 Qtr 2: 0; 2009 Qtr 3: 0; 2009 Qtr 4: 18; 2010 Qtr 1: 0; 2010 Qtr 2: 0; 2010 Qtr 3: 0; 2010 Qtr 4: 0; 2011 Qtr 1: 0; 2011 Qtr 2: 0; 2011 Qtr 3: 0; 2011 Qtr 4: 0 | 18
0 | 234084-Refrigeration -Cooler/Freezer Door Gaskets - Solid Doors: Cooler |  | System | Commercial | 09-GRO-Grocery-REFG | 0 |  |  |  |  | 2.2498 | 4.0436 | 0 | 0 | 0 | -1.7938 | 104.55 |  | kWh | 0.01195 | 0 | Commercial | [7 empty] | 4 | 0.76 |  |  |  | 0 | 77 | 0 | 0 | 0 | 0 | 0 | 0 | 0 | 0 | 0 | 0 | 2009 Qtr 1: 0; 2009 Qtr 2: 0; 2009 Qtr 3: 77; 2009 Qtr 4: 0; 2010 Qtr 1: 0; 2010 Qtr 2: 0; 2010 Qtr 3: 0; 2010 Qtr 4: 0; 2011 Qtr 1: 0; 2011 Qtr 2: 0; 2011 Qtr 3: 0; 2011 Qtr 4: 0 | 77
0 | 234116-Refrigeration -Cooler/Freezer Door Gaskets - Solid Doors: Freezer |  | System | Commercial | 09-GRO-Grocery-REFG | 0 |  |  |  |  | 3.9975 | 4.0708 | 0 | 0 | 0 | -0.073245 | 104.55 |  | kWh | 0.01195 | 0 | Commercial | [7 empty] | 4 | 0.76 |  |  |  | 0 | 13 | 0 | 0 | 0 | 0 | 0 | 0 | 0 | 0 | 0 | 0 | 2009 Qtr 1: 0; 2009 Qtr 2: 0; 2009 Qtr 3: 13; 2009 Qtr 4: 0; 2010 Qtr 1: 0; 2010 Qtr 2: 0; 2010 Qtr 3: 0; 2010 Qtr 4: 0; 2011 Qtr 1: 0; 2011 Qtr 2: 0; 2011 Qtr 3: 0; 2011 Qtr 4: 0 | 13
0 | 234389-Ice Machines 301-400 - Energy Star |  | System | Commercial | 01-ALC-AllCommercial-Refrig | 0 |  |  |  |  | 281 | 75 | 0 | 0 | 0 | 206 | 685 |  | kWh | 0.07 | 0 | Commercial | [7 empty] | 10 | 0.7 |  |  |  | 0 | 1 | 0 | 0 | 0 | 0 | 0 | 0 | 0 | 0 | 0 | 0 | 2009 Qtr 1: 1; 2009 Qtr 2: 0; 2009 Qtr 3: 0; 2009 Qtr 4: 0; 2010 Qtr 1: 0; 2010 Qtr 2: 0; 2010 Qtr 3: 0; 2010 Qtr 4: 0; 2011 Qtr 1: 0; 2011 Qtr 2: 0; 2011 Qtr 3: 0; 2011 Qtr 4: 0 | 1
0 | 234379-Ice Machines 1001-1500 - CEE Tier III |  | System | Commercial | 01-ALC-AllCommercial-Refrig | 0 |  |  |  |  | 839 | 400 | 0 | 0 | 0 | 439 | 2601 |  | kWh | 0.267 | 0 | Commercial | [7 empty] | 10 | 0.7 |  |  |  | 0 | 1 | 0 | 0 | 0 | 0 | 0 | 0 | 0 | 0 | 0 | 0 | 2009 Qtr 1: 0; 2009 Qtr 2: 0; 2009 Qtr 3: 0; 2009 Qtr 4: 1; 2010 Qtr 1: 0; 2010 Qtr 2: 0; 2010 Qtr 3: 0; 2010 Qtr 4: 0; 2011 Qtr 1: 0; 2011 Qtr 2: 0; 2011 Qtr 3: 0; 2011 Qtr 4: 0 | 1
0 | 234331-Premium T8 with T12 40 Watt Baseline - Tr2 |  | System | Commercial | 01-ALC-AllCommercial-IntLight | 0 |  |  |  |  | 27.653 | 9.8923 | 0 | 0 | 0 | 17.7607 | 58.062 |  | kWh | 0.017133 | 0 | Commercial | [7 empty] | 15 | 0.78 |  |  |  | 0 | 83.7018 | 0 | 0 | 0 | 0 | 0 | 0 | 0 | 0 | 0 | 0 | 2009 Qtr 1: 0; 2009 Qtr 2: 0; 2009 Qtr 3: 0; 2009 Qtr 4: 83.7018; 2010 Qtr 1: 0; 2010 Qtr 2: 0; 2010 Qtr 3: 0; 2010 Qtr 4: 0; 2011 Qtr 1: 0; 2011 Qtr 2: 0; 2011 Qtr 3: 0; 2011 Qtr 4: 0 | 83.7018
0 | 234328-Premium T8 with T12 34Watt Baseline - Tr2 |  | System | Commercial | 01-ALC-AllCommercial-IntLight | 0 |  |  |  |  | 27.4748 | 0 | 0 | 0 | 0 | 27.4748 | 0 |  | kWh | 0 | 0 | Commercial | [7 empty] | 15 | 0.78 |  |  |  | 0 | 0.9098 | 0 | 0 | 0 | 0 | 0 | 0 | 0 | 0 | 0 | 0 | 2009 Qtr 1: 0; 2009 Qtr 2: 0; 2009 Qtr 3: 0; 2009 Qtr 4: 0.9098; 2010 Qtr 1: 0; 2010 Qtr 2: 0; 2010 Qtr 3: 0; 2010 Qtr 4: 0; 2011 Qtr 1: 0; 2011 Qtr 2: 0; 2011 Qtr 3: 0; 2011 Qtr 4: 0 | 0.9098
0 | 234304-Lighting-Remove 4 Ft Lamp (De-Lamp) - Tr2 |  | System | Commercial | [6 empty] | 12.3587 | 0 | 0 | 0 | 0 | 12.3587 | 0 |  | 0 | 0 | 0 | Commercial | [7 empty] | 15 | 0.77 |  |  |  | 0 | 0.9098 | 0 | 0 | 0 | 0 | 0 | 0 | 0 | 0 | 0 | 0 | 2009 Qtr 1: 0; 2009 Qtr 2: 0; 2009 Qtr 3: 0; 2009 Qtr 4: 0.9098; 2010 Qtr 1: 0; 2010 Qtr 2: 0; 2010 Qtr 3: 0; 2010 Qtr 4: 0; 2011 Qtr 1: 0; 2011 Qtr 2: 0; 2011 Qtr 3: 0; 2011 Qtr 4: 0 | 0.9098
0 | 234330-Premium T8 with T12 40 Watt Baseline - Tr1 |  | System | Commercial | 01-ALC-AllCommercial-IntLight | 0 |  |  |  |  | 27.6532 | 13.1897 | 0 | 0 | 0 | 14.4636 | 83.5202 |  | kWh | 0.017351 | 0 | Commercial | [7 empty] | 15 | 0.78 |  |  |  | 0 | 29.1137 | 0 | 0 | 0 | 0 | 0 | 0 | 0 | 0 | 0 | 0 | 2009 Qtr 1: 0; 2009 Qtr 2: 0; 2009 Qtr 3: 29.1137; 2009 Qtr 4: 0; 2010 Qtr 1: 0; 2010 Qtr 2: 0; 2010 Qtr 3: 0; 2010 Qtr 4: 0; 2011 Qtr 1: 0; 2011 Qtr 2: 0; 2011 Qtr 3: 0; 2011 Qtr 4: 0 | 29.1137
0 | 234303-Lighting-Remove 4 Ft Lamp (De-Lamp) - Tr1 |  | System | Commercial | [6 empty] | 12.3596 | 16.4871 | 0 | 0 | 0 | -4.1275 | 137.2559 |  | 0 | 0.026384 | -2.5676 | Commercial |  | Winter Only | [5 empty] | 15 | 0.77 |  |  |  | 0 | 29.1137 | 0 | 0 | 0 | 0 | 0 | 0 | 0 | 0 | 0 | 0 | 2009 Qtr 1: 0; 2009 Qtr 2: 0; 2009 Qtr 3: 29.1137; 2009 Qtr 4: 0; 2010 Qtr 1: 0; 2010 Qtr 2: 0; 2010 Qtr 3: 0; 2010 Qtr 4: 0; 2011 Qtr 1: 0; 2011 Qtr 2: 0; 2011 Qtr 3: 0; 2011 Qtr 4: 0 | 29.1137
0 | 234085-Refrigeration -Strip Curtains for Walk-ins |  | System | Commercial | 20-RFF-Restaurant–FastFood-Refrig | 0 |  |  |  |  | 10.214 | 3.0625 | 0 | 0 | 0 | 7.1515 | 465 |  | kWh | 0.053 | 0 | Commercial | [7 empty] | 4 | 0.46 |  |  |  | 0 | 24 | 0 | 0 | 0 | 0 | 0 | 0 | 0 | 0 | 0 | 0 | 2009 Qtr 1: 0; 2009 Qtr 2: 0; 2009 Qtr 3: 0; 2009 Qtr 4: 24; 2010 Qtr 1: 0; 2010 Qtr 2: 0; 2010 Qtr 3: 0; 2010 Qtr 4: 0; 2011 Qtr 1: 0; 2011 Qtr 2: 0; 2011 Qtr 3: 0; 2011 Qtr 4: 0 | 24
0 | 234084-Refrigeration -Cooler/Freezer Door Gaskets - Solid Doors: Cooler |  | System | Commercial | 09-GRO-Grocery-REFG | 0 |  |  |  |  | 2.2498 | 4.0293 | 0 | 0 | 0 | -1.7795 | 104.55 |  | kWh | 0.01195 | 0 | Commercial | [7 empty] | 4 | 0.76 |  |  |  | 0 | 41 | 0 | 0 | 0 | 0 | 0 | 0 | 0 | 0 | 0 | 0 | 2009 Qtr 1: 0; 2009 Qtr 2: 0; 2009 Qtr 3: 0; 2009 Qtr 4: 41; 2010 Qtr 1: 0; 2010 Qtr 2: 0; 2010 Qtr 3: 0; 2010 Qtr 4: 0; 2011 Qtr 1: 0; 2011 Qtr 2: 0; 2011 Qtr 3: 0; 2011 Qtr 4: 0 | 41
0 | 234330-Premium T8 with T12 40 Watt Baseline - Tr1 |  | System | Commercial | 01-ALC-AllCommercial-IntLight | 0 |  |  |  |  | 27.6532 | 13.1897 | 0 | 0 | 0 | 14.4636 | 83.5202 |  | kWh | 0.017351 | 0 | Commercial | [7 empty] | 15 | 0.78 |  |  |  | 0 | 29.1137 | 0 | 0 | 0 | 0 | 0 | 0 | 0 | 0 | 0 | 0 | 2009 Qtr 1: 0; 2009 Qtr 2: 0; 2009 Qtr 3: 29.1137; 2009 Qtr 4: 0; 2010 Qtr 1: 0; 2010 Qtr 2: 0; 2010 Qtr 3: 0; 2010 Qtr 4: 0; 2011 Qtr 1: 0; 2011 Qtr 2: 0; 2011 Qtr 3: 0; 2011 Qtr 4: 0 | 29.1137
0 | 234303-Lighting-Remove 4 Ft Lamp (De-Lamp) - Tr1 |  | System | Commercial | [6 empty] | 12.3596 | 16.4871 | 0 | 0 | 0 | -4.1275 | 137.2559 |  | 0 | 0.026384 | -2.5676 | Commercial |  | Winter Only | [5 empty] | 15 | 0.77 |  |  |  | 0 | 21.8353 | 0 | 0 | 0 | 0 | 0 | 0 | 0 | 0 | 0 | 0 | 2009 Qtr 1: 0; 2009 Qtr 2: 0; 2009 Qtr 3: 21.8353; 2009 Qtr 4: 0; 2010 Qtr 1: 0; 2010 Qtr 2: 0; 2010 Qtr 3: 0; 2010 Qtr 4: 0; 2011 Qtr 1: 0; 2011 Qtr 2: 0; 2011 Qtr 3: 0; 2011 Qtr 4: 0 | 21.8353
0 | 234285-Lighting-Occpncy Snsr-Hi-Bay integrated Snsr-Tr1 |  | System | Commercial | 01-ALC-AllCommercial-IntLight | 0 |  |  |  |  | 221.2703 | 95.5 | 0 | 0 | 0 | 125.7703 | 2503.6304 |  | kWh | 0.48559 | 0 | Commercial | [7 empty] | 8 | 0.84 |  |  |  | 0 | 21 | 0 | 0 | 0 | 0 | 0 | 0 | 0 | 0 | 0 | 0 | 2009 Qtr 1: 0; 2009 Qtr 2: 0; 2009 Qtr 3: 21; 2009 Qtr 4: 0; 2010 Qtr 1: 0; 2010 Qtr 2: 0; 2010 Qtr 3: 0; 2010 Qtr 4: 0; 2011 Qtr 1: 0; 2011 Qtr 2: 0; 2011 Qtr 3: 0; 2011 Qtr 4: 0 | 21
0 | 234084-Refrigeration -Cooler/Freezer Door Gaskets - Solid Doors: Cooler |  | System | Commercial | 09-GRO-Grocery-REFG | 0 |  |  |  |  | 2.2498 | 4.0371 | 0 | 0 | 0 | -1.7873 | 104.55 |  | kWh | 0.01195 | 0 | Commercial | [7 empty] | 4 | 0.76 |  |  |  | 0 | 56 | 0 | 0 | 0 | 0 | 0 | 0 | 0 | 0 | 0 | 0 | 2009 Qtr 1: 0; 2009 Qtr 2: 0; 2009 Qtr 3: 56; 2009 Qtr 4: 0; 2010 Qtr 1: 0; 2010 Qtr 2: 0; 2010 Qtr 3: 0; 2010 Qtr 4: 0; 2011 Qtr 1: 0; 2011 Qtr 2: 0; 2011 Qtr 3: 0; 2011 Qtr 4: 0 | 56
0 | 234084-Refrigeration -Cooler/Freezer Door Gaskets - Solid Doors: Cooler |  | System | Commercial | 09-GRO-Grocery-REFG | 0 |  |  |  |  | 2.2498 | 4.0117 | 0 | 0 | 0 | -1.7619 | 104.55 |  | kWh | 0.01195 | 0 | Commercial | [7 empty] | 4 | 0.76 |  |  |  | 0 | 65 | 0 | 0 | 0 | 0 | 0 | 0 | 0 | 0 | 0 | 0 | 2009 Qtr 1: 0; 2009 Qtr 2: 0; 2009 Qtr 3: 0; 2009 Qtr 4: 65; 2010 Qtr 1: 0; 2010 Qtr 2: 0; 2010 Qtr 3: 0; 2010 Qtr 4: 0; 2011 Qtr 1: 0; 2011 Qtr 2: 0; 2011 Qtr 3: 0; 2011 Qtr 4: 0 | 65
0 | 234285-Lighting-Occpncy Snsr-Hi-Bay integrated Snsr-Tr1 |  | System | Commercial | 01-ALC-AllCommercial-IntLight | 0 |  |  |  |  | 221.2703 | 95.5 | 0 | 0 | 0 | 125.7703 | 2503.6304 |  | kWh | 0.48559 | 0 | Commercial | [7 empty] | 8 | 0.84 |  |  |  | 0 | 388 | 0 | 0 | 0 | 0 | 0 | 0 | 0 | 0 | 0 | 0 | 2009 Qtr 1: 0; 2009 Qtr 2: 0; 2009 Qtr 3: 0; 2009 Qtr 4: 388; 2010 Qtr 1: 0; 2010 Qtr 2: 0; 2010 Qtr 3: 0; 2010 Qtr 4: 0; 2011 Qtr 1: 0; 2011 Qtr 2: 0; 2011 Qtr 3: 0; 2011 Qtr 4: 0 | 388
0 | 234330-Premium T8 with T12 40 Watt Baseline - Tr1 |  | System | Commercial | 01-ALC-AllCommercial-IntLight | 0 |  |  |  |  | 27.6532 | 13.1897 | 0 | 0 | 0 | 14.4636 | 83.5202 |  | kWh | 0.017351 | 0 | Commercial | [7 empty] | 15 | 0.78 |  |  |  | 0 | 69.145 | 0 | 0 | 0 | 0 | 0 | 0 | 0 | 0 | 0 | 0 | 2009 Qtr 1: 0; 2009 Qtr 2: 0; 2009 Qtr 3: 69.145; 2009 Qtr 4: 0; 2010 Qtr 1: 0; 2010 Qtr 2: 0; 2010 Qtr 3: 0; 2010 Qtr 4: 0; 2011 Qtr 1: 0; 2011 Qtr 2: 0; 2011 Qtr 3: 0; 2011 Qtr 4: 0 | 69.145
0 | 234330-Premium T8 with T12 40 Watt Baseline - Tr1 |  | System | Commercial | 01-ALC-AllCommercial-IntLight | 0 |  |  |  |  | 27.6532 | 13.1897 | 0 | 0 | 0 | 14.4636 | 83.5202 |  | kWh | 0.017351 | 0 | Commercial | [7 empty] | 15 | 0.78 |  |  |  | 0 | 21.8353 | 0 | 0 | 0 | 0 | 0 | 0 | 0 | 0 | 0 | 0 | 2009 Qtr 1: 0; 2009 Qtr 2: 0; 2009 Qtr 3: 21.8353; 2009 Qtr 4: 0; 2010 Qtr 1: 0; 2010 Qtr 2: 0; 2010 Qtr 3: 0; 2010 Qtr 4: 0; 2011 Qtr 1: 0; 2011 Qtr 2: 0; 2011 Qtr 3: 0; 2011 Qtr 4: 0 | 21.8353
0 | 234303-Lighting-Remove 4 Ft Lamp (De-Lamp) - Tr1 |  | System | Commercial | [6 empty] | 12.3596 | 16.4871 | 0 | 0 | 0 | -4.1275 | 137.2559 |  | 0 | 0.026384 | -2.5676 | Commercial |  | Winter Only | [5 empty] | 15 | 0.77 |  |  |  | 0 | 21.8353 | 0 | 0 | 0 | 0 | 0 | 0 | 0 | 0 | 0 | 0 | 2009 Qtr 1: 0; 2009 Qtr 2: 0; 2009 Qtr 3: 21.8353; 2009 Qtr 4: 0; 2010 Qtr 1: 0; 2010 Qtr 2: 0; 2010 Qtr 3: 0; 2010 Qtr 4: 0; 2011 Qtr 1: 0; 2011 Qtr 2: 0; 2011 Qtr 3: 0; 2011 Qtr 4: 0 | 21.8353
0 | 234330-Premium T8 with T12 40 Watt Baseline - Tr1 |  | System | Commercial | 01-ALC-AllCommercial-IntLight | 0 |  |  |  |  | 27.6532 | 13.1897 | 0 | 0 | 0 | 14.4636 | 83.5202 |  | kWh | 0.017351 | 0 | Commercial | [7 empty] | 15 | 0.78 |  |  |  | 0 | 38.2117 | 0 | 0 | 0 | 0 | 0 | 0 | 0 | 0 | 0 | 0 | 2009 Qtr 1: 0; 2009 Qtr 2: 0; 2009 Qtr 3: 38.2117; 2009 Qtr 4: 0; 2010 Qtr 1: 0; 2010 Qtr 2: 0; 2010 Qtr 3: 0; 2010 Qtr 4: 0; 2011 Qtr 1: 0; 2011 Qtr 2: 0; 2011 Qtr 3: 0; 2011 Qtr 4: 0 | 38.2117
0 | 234303-Lighting-Remove 4 Ft Lamp (De-Lamp) - Tr1 |  | System | Commercial | [6 empty] | 12.3596 | 16.4871 | 0 | 0 | 0 | -4.1275 | 137.2559 |  | 0 | 0.026384 | -2.5676 | Commercial |  | Winter Only | [5 empty] | 15 | 0.77 |  |  |  | 0 | 38.2117 | 0 | 0 | 0 | 0 | 0 | 0 | 0 | 0 | 0 | 0 | 2009 Qtr 1: 0; 2009 Qtr 2: 0; 2009 Qtr 3: 38.2117; 2009 Qtr 4: 0; 2010 Qtr 1: 0; 2010 Qtr 2: 0; 2010 Qtr 3: 0; 2010 Qtr 4: 0; 2011 Qtr 1: 0; 2011 Qtr 2: 0; 2011 Qtr 3: 0; 2011 Qtr 4: 0 | 38.2117
0 | 234294-Lighting-Occupancy Sensor-Wallbox Lghtng Snsr-Tr1 |  | System | Commercial | 23-RTL-Retail–SingleStorylarge-LIT_INT | 0 |  |  |  |  | 42.262 | 40 | 0 | 0 | 0 | 2.262 | 213.759 |  | kWh | 0.17617 | 0 | Commercial | [7 empty] | 8 | 0.84 |  |  |  | 0 | 313 | 0 | 0 | 0 | 0 | 0 | 0 | 0 | 0 | 0 | 0 | 2009 Qtr 1: 0; 2009 Qtr 2: 0; 2009 Qtr 3: 0; 2009 Qtr 4: 313; 2010 Qtr 1: 0; 2010 Qtr 2: 0; 2010 Qtr 3: 0; 2010 Qtr 4: 0; 2011 Qtr 1: 0; 2011 Qtr 2: 0; 2011 Qtr 3: 0; 2011 Qtr 4: 0 | 313
0 | 234330-Premium T8 with T12 40 Watt Baseline - Tr1 |  | System | Commercial | 01-ALC-AllCommercial-IntLight | 0 |  |  |  |  | 27.6532 | 13.1897 | 0 | 0 | 0 | 14.4636 | 83.5202 |  | kWh | 0.017351 | 0 | Commercial | [7 empty] | 15 | 0.78 |  |  |  | 0 | 12.7372 | 0 | 0 | 0 | 0 | 0 | 0 | 0 | 0 | 0 | 0 | 2009 Qtr 1: 0; 2009 Qtr 2: 0; 2009 Qtr 3: 12.7372; 2009 Qtr 4: 0; 2010 Qtr 1: 0; 2010 Qtr 2: 0; 2010 Qtr 3: 0; 2010 Qtr 4: 0; 2011 Qtr 1: 0; 2011 Qtr 2: 0; 2011 Qtr 3: 0; 2011 Qtr 4: 0 | 12.7372
0 | 234303-Lighting-Remove 4 Ft Lamp (De-Lamp) - Tr1 |  | System | Commercial | [6 empty] | 12.3596 | 16.4871 | 0 | 0 | 0 | -4.1275 | 137.2559 |  | 0 | 0.026384 | -2.5676 | Commercial |  | Winter Only | [5 empty] | 15 | 0.77 |  |  |  | 0 | 12.7372 | 0 | 0 | 0 | 0 | 0 | 0 | 0 | 0 | 0 | 0 | 2009 Qtr 1: 0; 2009 Qtr 2: 0; 2009 Qtr 3: 12.7372; 2009 Qtr 4: 0; 2010 Qtr 1: 0; 2010 Qtr 2: 0; 2010 Qtr 3: 0; 2010 Qtr 4: 0; 2011 Qtr 1: 0; 2011 Qtr 2: 0; 2011 Qtr 3: 0; 2011 Qtr 4: 0 | 12.7372
0 | 234331-Premium T8 with T12 40 Watt Baseline - Tr2 |  | System | Commercial | 01-ALC-AllCommercial-IntLight | 0 |  |  |  |  | 27.653 | 9.8923 | 0 | 0 | 0 | 17.7607 | 58.062 |  | kWh | 0.017133 | 0 | Commercial | [7 empty] | 15 | 0.78 |  |  |  | 0 | 7.2784 | 0 | 0 | 0 | 0 | 0 | 0 | 0 | 0 | 0 | 0 | 2009 Qtr 1: 0; 2009 Qtr 2: 0; 2009 Qtr 3: 7.2784; 2009 Qtr 4: 0; 2010 Qtr 1: 0; 2010 Qtr 2: 0; 2010 Qtr 3: 0; 2010 Qtr 4: 0; 2011 Qtr 1: 0; 2011 Qtr 2: 0; 2011 Qtr 3: 0; 2011 Qtr 4: 0 | 7.2784
0 | 234330-Premium T8 with T12 40 Watt Baseline - Tr1 |  | System | Commercial | 01-ALC-AllCommercial-IntLight | 0 |  |  |  |  | 27.6532 | 13.1897 | 0 | 0 | 0 | 14.4636 | 83.5202 |  | kWh | 0.017351 | 0 | Commercial | [7 empty] | 15 | 0.78 |  |  |  | 0 | 10.9176 | 0 | 0 | 0 | 0 | 0 | 0 | 0 | 0 | 0 | 0 | 2009 Qtr 1: 0; 2009 Qtr 2: 0; 2009 Qtr 3: 10.9176; 2009 Qtr 4: 0; 2010 Qtr 1: 0; 2010 Qtr 2: 0; 2010 Qtr 3: 0; 2010 Qtr 4: 0; 2011 Qtr 1: 0; 2011 Qtr 2: 0; 2011 Qtr 3: 0; 2011 Qtr 4: 0 | 10.9176
0 | 234303-Lighting-Remove 4 Ft Lamp (De-Lamp) - Tr1 |  | System | Commercial | [6 empty] | 12.3596 | 0 | 0 | 0 | 0 | 12.3596 | 0 |  | 0 | 0 | 0 | Commercial |  | Winter Only | [5 empty] | 15 | 0.77 |  |  |  | 0 | 0.9098 | 0 | 0 | 0 | 0 | 0 | 0 | 0 | 0 | 0 | 0 | 2009 Qtr 1: 0; 2009 Qtr 2: 0; 2009 Qtr 3: 0.9098; 2009 Qtr 4: 0; 2010 Qtr 1: 0; 2010 Qtr 2: 0; 2010 Qtr 3: 0; 2010 Qtr 4: 0; 2011 Qtr 1: 0; 2011 Qtr 2: 0; 2011 Qtr 3: 0; 2011 Qtr 4: 0 | 0.9098
0 | 234330-Premium T8 with T12 40 Watt Baseline - Tr1 |  | System | Commercial | 01-ALC-AllCommercial-IntLight | 0 |  |  |  |  | 27.6532 | 13.1897 | 0 | 0 | 0 | 14.4636 | 83.5202 |  | kWh | 0.017351 | 0 | Commercial | [7 empty] | 15 | 0.78 |  |  |  | 0 | 94.6194 | 0 | 0 | 0 | 0 | 0 | 0 | 0 | 0 | 0 | 0 | 2009 Qtr 1: 0; 2009 Qtr 2: 0; 2009 Qtr 3: 94.6194; 2009 Qtr 4: 0; 2010 Qtr 1: 0; 2010 Qtr 2: 0; 2010 Qtr 3: 0; 2010 Qtr 4: 0; 2011 Qtr 1: 0; 2011 Qtr 2: 0; 2011 Qtr 3: 0; 2011 Qtr 4: 0 | 94.6194
0 | 234330-Premium T8 with T12 40 Watt Baseline - Tr1 |  | System | Commercial | 01-ALC-AllCommercial-IntLight | 0 |  |  |  |  | 27.6532 | 13.1897 | 0 | 0 | 0 | 14.4636 | 83.5202 |  | kWh | 0.017351 | 0 | Commercial | [7 empty] | 15 | 0.78 |  |  |  | 0 | 21.8353 | 0 | 0 | 0 | 0 | 0 | 0 | 0 | 0 | 0 | 0 | 2009 Qtr 1: 0; 2009 Qtr 2: 0; 2009 Qtr 3: 21.8353; 2009 Qtr 4: 0; 2010 Qtr 1: 0; 2010 Qtr 2: 0; 2010 Qtr 3: 0; 2010 Qtr 4: 0; 2011 Qtr 1: 0; 2011 Qtr 2: 0; 2011 Qtr 3: 0; 2011 Qtr 4: 0 | 21.8353
0 | 234207-Lighting-8 Ft T-8 with Elec Ballast-Tr1 |  | System | Commercial | 01-ALC-AllCommercial-IntLight | 0 |  |  |  |  | 35.6901 | 21.9828 | 0 | 0 | 0 | 13.7073 | 45.8368 |  | kWh | 0.0098893 | 0 | Commercial | [7 empty] | 15 | 0.78 |  |  |  | 0 | 10.9176 | 0 | 0 | 0 | 0 | 0 | 0 | 0 | 0 | 0 | 0 | 2009 Qtr 1: 0; 2009 Qtr 2: 0; 2009 Qtr 3: 10.9176; 2009 Qtr 4: 0; 2010 Qtr 1: 0; 2010 Qtr 2: 0; 2010 Qtr 3: 0; 2010 Qtr 4: 0; 2011 Qtr 1: 0; 2011 Qtr 2: 0; 2011 Qtr 3: 0; 2011 Qtr 4: 0 | 10.9176
0 | 234085-Refrigeration -Strip Curtains for Walk-ins |  | System | Commercial | 20-RFF-Restaurant–FastFood-Refrig | 0 |  |  |  |  | 10.214 | 3.0268 | 0 | 0 | 0 | 7.1872 | 465 |  | kWh | 0.053 | 0 | Commercial | [7 empty] | 4 | 0.46 |  |  |  | 0 | 84 | 0 | 0 | 0 | 0 | 0 | 0 | 0 | 0 | 0 | 0 | 2009 Qtr 1: 0; 2009 Qtr 2: 0; 2009 Qtr 3: 0; 2009 Qtr 4: 84; 2010 Qtr 1: 0; 2010 Qtr 2: 0; 2010 Qtr 3: 0; 2010 Qtr 4: 0; 2011 Qtr 1: 0; 2011 Qtr 2: 0; 2011 Qtr 3: 0; 2011 Qtr 4: 0 | 84
0 | 234084-Refrigeration -Cooler/Freezer Door Gaskets - Solid Doors: Cooler |  | System | Commercial | 09-GRO-Grocery-REFG | 0 |  |  |  |  | 2.2498 | 4.0183 | 0 | 0 | 0 | -1.7685 | 104.55 |  | kWh | 0.01195 | 0 | Commercial | [7 empty] | 4 | 0.76 |  |  |  | 0 | 140 | 0 | 0 | 0 | 0 | 0 | 0 | 0 | 0 | 0 | 0 | 2009 Qtr 1: 0; 2009 Qtr 2: 0; 2009 Qtr 3: 0; 2009 Qtr 4: 140; 2010 Qtr 1: 0; 2010 Qtr 2: 0; 2010 Qtr 3: 0; 2010 Qtr 4: 0; 2011 Qtr 1: 0; 2011 Qtr 2: 0; 2011 Qtr 3: 0; 2011 Qtr 4: 0 | 140
0 | 234116-Refrigeration -Cooler/Freezer Door Gaskets - Solid Doors: Freezer |  | System | Commercial | 09-GRO-Grocery-REFG | 0 |  |  |  |  | 3.9975 | 4.0724 | 0 | 0 | 0 | -0.074908 | 104.55 |  | kWh | 0.01195 | 0 | Commercial | [7 empty] | 4 | 0.76 |  |  |  | 0 | 37 | 0 | 0 | 0 | 0 | 0 | 0 | 0 | 0 | 0 | 0 | 2009 Qtr 1: 0; 2009 Qtr 2: 0; 2009 Qtr 3: 0; 2009 Qtr 4: 37; 2010 Qtr 1: 0; 2010 Qtr 2: 0; 2010 Qtr 3: 0; 2010 Qtr 4: 0; 2011 Qtr 1: 0; 2011 Qtr 2: 0; 2011 Qtr 3: 0; 2011 Qtr 4: 0 | 37
0 | 234067-Refrigeration - Food Service -Auto Closer for Main Cooler Doors |  | System | Commercial | 09-GRO-Grocery-REFG | 0 |  |  |  |  | 382.5103 | 103 | 0 | 0 | 0 | 279.5103 | 1075.009 |  | kWh | 0.20794 | -0.053375 | Commercial |  | Annual | [5 empty] | 8 | 0.7 |  |  |  | 0 | 5 | 0 | 0 | 0 | 0 | 0 | 0 | 0 | 0 | 0 | 0 | 2009 Qtr 1: 0; 2009 Qtr 2: 0; 2009 Qtr 3: 0; 2009 Qtr 4: 5; 2010 Qtr 1: 0; 2010 Qtr 2: 0; 2010 Qtr 3: 0; 2010 Qtr 4: 0; 2011 Qtr 1: 0; 2011 Qtr 2: 0; 2011 Qtr 3: 0; 2011 Qtr 4: 0 | 5
0 | 234085-Refrigeration -Strip Curtains for Walk-ins |  | System | Commercial | 20-RFF-Restaurant–FastFood-Refrig | 0 |  |  |  |  | 10.214 | 3.12 | 0 | 0 | 0 | 7.094 | 465 |  | kWh | 0.053 | 0 | Commercial | [7 empty] | 4 | 0.46 |  |  |  | 0 | 23 | 0 | 0 | 0 | 0 | 0 | 0 | 0 | 0 | 0 | 0 | 2009 Qtr 1: 0; 2009 Qtr 2: 0; 2009 Qtr 3: 23; 2009 Qtr 4: 0; 2010 Qtr 1: 0; 2010 Qtr 2: 0; 2010 Qtr 3: 0; 2010 Qtr 4: 0; 2011 Qtr 1: 0; 2011 Qtr 2: 0; 2011 Qtr 3: 0; 2011 Qtr 4: 0 | 23
0 | 234084-Refrigeration -Cooler/Freezer Door Gaskets - Solid Doors: Cooler |  | System | Commercial | 09-GRO-Grocery-REFG | 0 |  |  |  |  | 2.2498 | 4.0241 | 0 | 0 | 0 | -1.7743 | 104.55 |  | kWh | 0.01195 | 0 | Commercial | [7 empty] | 4 | 0.76 |  |  |  | 0 | 121 | 0 | 0 | 0 | 0 | 0 | 0 | 0 | 0 | 0 | 0 | 2009 Qtr 1: 0; 2009 Qtr 2: 0; 2009 Qtr 3: 121; 2009 Qtr 4: 0; 2010 Qtr 1: 0; 2010 Qtr 2: 0; 2010 Qtr 3: 0; 2010 Qtr 4: 0; 2011 Qtr 1: 0; 2011 Qtr 2: 0; 2011 Qtr 3: 0; 2011 Qtr 4: 0 | 121
0 | 234116-Refrigeration -Cooler/Freezer Door Gaskets - Solid Doors: Freezer |  | System | Commercial | 09-GRO-Grocery-REFG | 0 |  |  |  |  | 3.9975 | 4.015 | 0 | 0 | 0 | -0.017476 | 104.55 |  | kWh | 0.01195 | 0 | Commercial | [7 empty] | 4 | 0.76 |  |  |  | 0 | 88 | 0 | 0 | 0 | 0 | 0 | 0 | 0 | 0 | 0 | 0 | 2009 Qtr 1: 0; 2009 Qtr 2: 0; 2009 Qtr 3: 88; 2009 Qtr 4: 0; 2010 Qtr 1: 0; 2010 Qtr 2: 0; 2010 Qtr 3: 0; 2010 Qtr 4: 0; 2011 Qtr 1: 0; 2011 Qtr 2: 0; 2011 Qtr 3: 0; 2011 Qtr 4: 0 | 88
0 | 234067-Refrigeration - Food Service -Auto Closer for Main Cooler Doors |  | System | Commercial | 09-GRO-Grocery-REFG | 0 |  |  |  |  | 382.5103 | 103 | 0 | 0 | 0 | 279.5103 | 1075.009 |  | kWh | 0.20794 | -0.053375 | Commercial |  | Annual | [5 empty] | 8 | 0.7 |  |  |  | 0 | 1 | 0 | 0 | 0 | 0 | 0 | 0 | 0 | 0 | 0 | 0 | 2009 Qtr 1: 0; 2009 Qtr 2: 0; 2009 Qtr 3: 1; 2009 Qtr 4: 0; 2010 Qtr 1: 0; 2010 Qtr 2: 0; 2010 Qtr 3: 0; 2010 Qtr 4: 0; 2011 Qtr 1: 0; 2011 Qtr 2: 0; 2011 Qtr 3: 0; 2011 Qtr 4: 0 | 1
0 | 234084-Refrigeration -Cooler/Freezer Door Gaskets - Solid Doors: Cooler |  | System | Commercial | 09-GRO-Grocery-REFG | 0 |  |  |  |  | 2.2498 | 4.041 | 0 | 0 | 0 | -1.7912 | 104.55 |  | kWh | 0.01195 | 0 | Commercial | [7 empty] | 4 | 0.76 |  |  |  | 0 | 82 | 0 | 0 | 0 | 0 | 0 | 0 | 0 | 0 | 0 | 0 | 2009 Qtr 1: 0; 2009 Qtr 2: 0; 2009 Qtr 3: 82; 2009 Qtr 4: 0; 2010 Qtr 1: 0; 2010 Qtr 2: 0; 2010 Qtr 3: 0; 2010 Qtr 4: 0; 2011 Qtr 1: 0; 2011 Qtr 2: 0; 2011 Qtr 3: 0; 2011 Qtr 4: 0 | 82
0 | 234116-Refrigeration -Cooler/Freezer Door Gaskets - Solid Doors: Freezer |  | System | Commercial | 09-GRO-Grocery-REFG | 0 |  |  |  |  | 3.9975 | 4.0193 | 0 | 0 | 0 | -0.021735 | 104.55 |  | kWh | 0.01195 | 0 | Commercial | [7 empty] | 4 | 0.76 |  |  |  | 0 | 27 | 0 | 0 | 0 | 0 | 0 | 0 | 0 | 0 | 0 | 0 | 2009 Qtr 1: 0; 2009 Qtr 2: 0; 2009 Qtr 3: 27; 2009 Qtr 4: 0; 2010 Qtr 1: 0; 2010 Qtr 2: 0; 2010 Qtr 3: 0; 2010 Qtr 4: 0; 2011 Qtr 1: 0; 2011 Qtr 2: 0; 2011 Qtr 3: 0; 2011 Qtr 4: 0 | 27
0 | 234331-Premium T8 with T12 40 Watt Baseline - Tr2 |  | System | Commercial | 01-ALC-AllCommercial-IntLight | 0 |  |  |  |  | 27.653 | 9.8923 | 0 | 0 | 0 | 17.7607 | 58.062 |  | kWh | 0.017133 | 0 | Commercial | [7 empty] | 15 | 0.78 |  |  |  | 0 | 3.6392 | 0 | 0 | 0 | 0 | 0 | 0 | 0 | 0 | 0 | 0 | 2009 Qtr 1: 0; 2009 Qtr 2: 0; 2009 Qtr 3: 3.6392; 2009 Qtr 4: 0; 2010 Qtr 1: 0; 2010 Qtr 2: 0; 2010 Qtr 3: 0; 2010 Qtr 4: 0; 2011 Qtr 1: 0; 2011 Qtr 2: 0; 2011 Qtr 3: 0; 2011 Qtr 4: 0 | 3.6392
0 | 234085-Refrigeration -Strip Curtains for Walk-ins |  | System | Commercial | 20-RFF-Restaurant–FastFood-Refrig | 0 |  |  |  |  | 10.214 | 3.068 | 0 | 0 | 0 | 7.146 | 465 |  | kWh | 0.053 | 0 | Commercial | [7 empty] | 4 | 0.46 |  |  |  | 0 | 41 | 0 | 0 | 0 | 0 | 0 | 0 | 0 | 0 | 0 | 0 | 2009 Qtr 1: 0; 2009 Qtr 2: 0; 2009 Qtr 3: 0; 2009 Qtr 4: 41; 2010 Qtr 1: 0; 2010 Qtr 2: 0; 2010 Qtr 3: 0; 2010 Qtr 4: 0; 2011 Qtr 1: 0; 2011 Qtr 2: 0; 2011 Qtr 3: 0; 2011 Qtr 4: 0 | 41
0 | 234084-Refrigeration -Cooler/Freezer Door Gaskets - Solid Doors: Cooler |  | System | Commercial | 09-GRO-Grocery-REFG | 0 |  |  |  |  | 2.2498 | 4.0256 | 0 | 0 | 0 | -1.7758 | 104.55 |  | kWh | 0.01195 | 0 | Commercial | [7 empty] | 4 | 0.76 |  |  |  | 0 | 61 | 0 | 0 | 0 | 0 | 0 | 0 | 0 | 0 | 0 | 0 | 2009 Qtr 1: 0; 2009 Qtr 2: 0; 2009 Qtr 3: 0; 2009 Qtr 4: 61; 2010 Qtr 1: 0; 2010 Qtr 2: 0; 2010 Qtr 3: 0; 2010 Qtr 4: 0; 2011 Qtr 1: 0; 2011 Qtr 2: 0; 2011 Qtr 3: 0; 2011 Qtr 4: 0 | 61
0 | 234116-Refrigeration -Cooler/Freezer Door Gaskets - Solid Doors: Freezer |  | System | Commercial | 09-GRO-Grocery-REFG | 0 |  |  |  |  | 3.9975 | 4.0178 | 0 | 0 | 0 | -0.020254 | 104.55 |  | kWh | 0.01195 | 0 | Commercial | [7 empty] | 4 | 0.76 |  |  |  | 0 | 18 | 0 | 0 | 0 | 0 | 0 | 0 | 0 | 0 | 0 | 0 | 2009 Qtr 1: 0; 2009 Qtr 2: 0; 2009 Qtr 3: 0; 2009 Qtr 4: 18; 2010 Qtr 1: 0; 2010 Qtr 2: 0; 2010 Qtr 3: 0; 2010 Qtr 4: 0; 2011 Qtr 1: 0; 2011 Qtr 2: 0; 2011 Qtr 3: 0; 2011 Qtr 4: 0 | 18
0 | 234067-Refrigeration - Food Service -Auto Closer for Main Cooler Doors |  | System | Commercial | 09-GRO-Grocery-REFG | 0 |  |  |  |  | 382.5103 | 103 | 0 | 0 | 0 | 279.5103 | 1075.009 |  | kWh | 0.20794 | -0.053375 | Commercial |  | Annual | [5 empty] | 8 | 0.7 |  |  |  | 0 | 2 | 0 | 0 | 0 | 0 | 0 | 0 | 0 | 0 | 0 | 0 | 2009 Qtr 1: 0; 2009 Qtr 2: 0; 2009 Qtr 3: 0; 2009 Qtr 4: 2; 2010 Qtr 1: 0; 2010 Qtr 2: 0; 2010 Qtr 3: 0; 2010 Qtr 4: 0; 2011 Qtr 1: 0; 2011 Qtr 2: 0; 2011 Qtr 3: 0; 2011 Qtr 4: 0 | 2
0 | 234084-Refrigeration -Cooler/Freezer Door Gaskets - Solid Doors: Cooler |  | System | Commercial | 09-GRO-Grocery-REFG | 0 |  |  |  |  | 2.2498 | 4.0862 | 0 | 0 | 0 | -1.8364 | 104.55 |  | kWh | 0.01195 | 0 | Commercial | [7 empty] | 4 | 0.76 |  |  |  | 0 | 45 | 0 | 0 | 0 | 0 | 0 | 0 | 0 | 0 | 0 | 0 | 2009 Qtr 1: 0; 2009 Qtr 2: 0; 2009 Qtr 3: 0; 2009 Qtr 4: 45; 2010 Qtr 1: 0; 2010 Qtr 2: 0; 2010 Qtr 3: 0; 2010 Qtr 4: 0; 2011 Qtr 1: 0; 2011 Qtr 2: 0; 2011 Qtr 3: 0; 2011 Qtr 4: 0 | 45
0 | 234331-Premium T8 with T12 40 Watt Baseline - Tr2 |  | System | Commercial | 01-ALC-AllCommercial-IntLight | 0 |  |  |  |  | 27.653 | 0 | 0 | 0 | 0 | 27.653 | 0 |  | kWh | 0 | 0 | Commercial | [7 empty] | 15 | 0.78 |  |  |  | 0 | 0.9098 | 0 | 0 | 0 | 0 | 0 | 0 | 0 | 0 | 0 | 0 | 2009 Qtr 1: 0; 2009 Qtr 2: 0; 2009 Qtr 3: 0; 2009 Qtr 4: 0.9098; 2010 Qtr 1: 0; 2010 Qtr 2: 0; 2010 Qtr 3: 0; 2010 Qtr 4: 0; 2011 Qtr 1: 0; 2011 Qtr 2: 0; 2011 Qtr 3: 0; 2011 Qtr 4: 0 | 0.9098
0 | 234286-Lighting-Occpncy Snsr-Hi-Bay integrated Snsr-Tr2 |  | System | Commercial | 01-ALC-AllCommercial-IntLight | 0 |  |  |  |  | 221.37 | 95.5 | 0 | 0 | 0 | 125.87 | 1499.5759 |  | kWh | 0.47213 | 0 | Commercial | [7 empty] | 8 | 0.84 |  |  |  | 0 | 18 | 0 | 0 | 0 | 0 | 0 | 0 | 0 | 0 | 0 | 0 | 2009 Qtr 1: 0; 2009 Qtr 2: 0; 2009 Qtr 3: 0; 2009 Qtr 4: 18; 2010 Qtr 1: 0; 2010 Qtr 2: 0; 2010 Qtr 3: 0; 2010 Qtr 4: 0; 2011 Qtr 1: 0; 2011 Qtr 2: 0; 2011 Qtr 3: 0; 2011 Qtr 4: 0 | 18
0 | 234287-Lighting-Occpncy Snsr-Hi-Bay integrated Snsr-Tr3 |  | System | Commercial | 01-ALC-AllCommercial-IntLight | 0 |  |  |  |  | 221.1826 | 95.5 | 0 | 0 | 0 | 125.6826 | 1661 |  | kWh | 0.39312 | 0 | Commercial | [7 empty] | 8 | 0.84 |  |  |  | 0 | 19 | 0 | 0 | 0 | 0 | 0 | 0 | 0 | 0 | 0 | 0 | 2009 Qtr 1: 0; 2009 Qtr 2: 0; 2009 Qtr 3: 19; 2009 Qtr 4: 0; 2010 Qtr 1: 0; 2010 Qtr 2: 0; 2010 Qtr 3: 0; 2010 Qtr 4: 0; 2011 Qtr 1: 0; 2011 Qtr 2: 0; 2011 Qtr 3: 0; 2011 Qtr 4: 0 | 19
0 | 234140-Low Flow Showerhead |  | System | Commercial | 36-GST-Lodging-GuestRooms-Vent/Fan | 0 |  |  |  |  | 37.9464 | 20 | 0 | 0 | 0 | 17.9464 | 57.8762 |  | kWh | 0.012733 | 6.664 | Commercial |  | Annual | [5 empty] | 10 | 0.7 |  |  |  | 0 | 46 | 0 | 0 | 0 | 0 | 0 | 0 | 0 | 0 | 0 | 0 | 2009 Qtr 1: 0; 2009 Qtr 2: 0; 2009 Qtr 3: 46; 2009 Qtr 4: 0; 2010 Qtr 1: 0; 2010 Qtr 2: 0; 2010 Qtr 3: 0; 2010 Qtr 4: 0; 2011 Qtr 1: 0; 2011 Qtr 2: 0; 2011 Qtr 3: 0; 2011 Qtr 4: 0 | 46
0 | 234287-Lighting-Occpncy Snsr-Hi-Bay integrated Snsr-Tr3 |  | System | Commercial | 01-ALC-AllCommercial-IntLight | 0 |  |  |  |  | 221.1826 | 95.5 | 0 | 0 | 0 | 125.6826 | 1661 |  | kWh | 0.39312 | 0 | Commercial | [7 empty] | 8 | 0.84 |  |  |  | 0 | 32 | 0 | 0 | 0 | 0 | 0 | 0 | 0 | 0 | 0 | 0 | 2009 Qtr 1: 0; 2009 Qtr 2: 0; 2009 Qtr 3: 32; 2009 Qtr 4: 0; 2010 Qtr 1: 0; 2010 Qtr 2: 0; 2010 Qtr 3: 0; 2010 Qtr 4: 0; 2011 Qtr 1: 0; 2011 Qtr 2: 0; 2011 Qtr 3: 0; 2011 Qtr 4: 0 | 32
0 | 234285-Lighting-Occpncy Snsr-Hi-Bay integrated Snsr-Tr1 |  | System | Commercial | 01-ALC-AllCommercial-IntLight | 0 |  |  |  |  | 221.2703 | 95.5 | 0 | 0 | 0 | 125.7703 | 2503.6304 |  | kWh | 0.48559 | 0 | Commercial | [7 empty] | 8 | 0.84 |  |  |  | 0 | 15 | 0 | 0 | 0 | 0 | 0 | 0 | 0 | 0 | 0 | 0 | 2009 Qtr 1: 0; 2009 Qtr 2: 0; 2009 Qtr 3: 15; 2009 Qtr 4: 0; 2010 Qtr 1: 0; 2010 Qtr 2: 0; 2010 Qtr 3: 0; 2010 Qtr 4: 0; 2011 Qtr 1: 0; 2011 Qtr 2: 0; 2011 Qtr 3: 0; 2011 Qtr 4: 0 | 15
0 | 234287-Lighting-Occpncy Snsr-Hi-Bay integrated Snsr-Tr3 |  | System | Commercial | 01-ALC-AllCommercial-IntLight | 0 |  |  |  |  | 221.1826 | 95.5 | 0 | 0 | 0 | 125.6826 | 1661 |  | kWh | 0.39312 | 0 | Commercial | [7 empty] | 8 | 0.84 |  |  |  | 0 | 24 | 0 | 0 | 0 | 0 | 0 | 0 | 0 | 0 | 0 | 0 | 2009 Qtr 1: 0; 2009 Qtr 2: 0; 2009 Qtr 3: 24; 2009 Qtr 4: 0; 2010 Qtr 1: 0; 2010 Qtr 2: 0; 2010 Qtr 3: 0; 2010 Qtr 4: 0; 2011 Qtr 1: 0; 2011 Qtr 2: 0; 2011 Qtr 3: 0; 2011 Qtr 4: 0 | 24
0 | 234330-Premium T8 with T12 40 Watt Baseline - Tr1 |  | System | Commercial | 01-ALC-AllCommercial-IntLight | 0 |  |  |  |  | 27.6532 | 13.1897 | 0 | 0 | 0 | 14.4636 | 83.5202 |  | kWh | 0.017351 | 0 | Commercial | [7 empty] | 15 | 0.78 |  |  |  | 0 | 29.1137 | 0 | 0 | 0 | 0 | 0 | 0 | 0 | 0 | 0 | 0 | 2009 Qtr 1: 0; 2009 Qtr 2: 0; 2009 Qtr 3: 29.1137; 2009 Qtr 4: 0; 2010 Qtr 1: 0; 2010 Qtr 2: 0; 2010 Qtr 3: 0; 2010 Qtr 4: 0; 2011 Qtr 1: 0; 2011 Qtr 2: 0; 2011 Qtr 3: 0; 2011 Qtr 4: 0 | 29.1137
0 | 234285-Lighting-Occpncy Snsr-Hi-Bay integrated Snsr-Tr1 |  | System | Commercial | 01-ALC-AllCommercial-IntLight | 0 |  |  |  |  | 221.2703 | 95.5 | 0 | 0 | 0 | 125.7703 | 2503.6304 |  | kWh | 0.48559 | 0 | Commercial | [7 empty] | 8 | 0.84 |  |  |  | 0 | 8 | 0 | 0 | 0 | 0 | 0 | 0 | 0 | 0 | 0 | 0 | 2009 Qtr 1: 0; 2009 Qtr 2: 0; 2009 Qtr 3: 8; 2009 Qtr 4: 0; 2010 Qtr 1: 0; 2010 Qtr 2: 0; 2010 Qtr 3: 0; 2010 Qtr 4: 0; 2011 Qtr 1: 0; 2011 Qtr 2: 0; 2011 Qtr 3: 0; 2011 Qtr 4: 0 | 8
0 | 234287-Lighting-Occpncy Snsr-Hi-Bay integrated Snsr-Tr3 |  | System | Commercial | 01-ALC-AllCommercial-IntLight | 0 |  |  |  |  | 221.1826 | 95.5 | 0 | 0 | 0 | 125.6826 | 1661 |  | kWh | 0.39312 | 0 | Commercial | [7 empty] | 8 | 0.84 |  |  |  | 0 | 26 | 0 | 0 | 0 | 0 | 0 | 0 | 0 | 0 | 0 | 0 | 2009 Qtr 1: 0; 2009 Qtr 2: 0; 2009 Qtr 3: 26; 2009 Qtr 4: 0; 2010 Qtr 1: 0; 2010 Qtr 2: 0; 2010 Qtr 3: 0; 2010 Qtr 4: 0; 2011 Qtr 1: 0; 2011 Qtr 2: 0; 2011 Qtr 3: 0; 2011 Qtr 4: 0 | 26
0 | 234085-Refrigeration -Strip Curtains for Walk-ins |  | System | Commercial | 20-RFF-Restaurant–FastFood-Refrig | 0 |  |  |  |  | 10.214 | 3.0558 | 0 | 0 | 0 | 7.1582 | 465 |  | kWh | 0.053 | 0 | Commercial | [7 empty] | 4 | 0.46 |  |  |  | 0 | 43 | 0 | 0 | 0 | 0 | 0 | 0 | 0 | 0 | 0 | 0 | 2009 Qtr 1: 0; 2009 Qtr 2: 0; 2009 Qtr 3: 43; 2009 Qtr 4: 0; 2010 Qtr 1: 0; 2010 Qtr 2: 0; 2010 Qtr 3: 0; 2010 Qtr 4: 0; 2011 Qtr 1: 0; 2011 Qtr 2: 0; 2011 Qtr 3: 0; 2011 Qtr 4: 0 | 43
0 | 234084-Refrigeration -Cooler/Freezer Door Gaskets - Solid Doors: Cooler |  | System | Commercial | 09-GRO-Grocery-REFG | 0 |  |  |  |  | 2.2498 | 4.08 | 0 | 0 | 0 | -1.8302 | 104.55 |  | kWh | 0.01195 | 0 | Commercial | [7 empty] | 4 | 0.76 |  |  |  | 0 | 26 | 0 | 0 | 0 | 0 | 0 | 0 | 0 | 0 | 0 | 0 | 2009 Qtr 1: 0; 2009 Qtr 2: 0; 2009 Qtr 3: 26; 2009 Qtr 4: 0; 2010 Qtr 1: 0; 2010 Qtr 2: 0; 2010 Qtr 3: 0; 2010 Qtr 4: 0; 2011 Qtr 1: 0; 2011 Qtr 2: 0; 2011 Qtr 3: 0; 2011 Qtr 4: 0 | 26
0 | 234084-Refrigeration -Cooler/Freezer Door Gaskets - Solid Doors: Cooler |  | System | Commercial | 09-GRO-Grocery-REFG | 0 |  |  |  |  | 2.2498 | 4 | 0 | 0 | 0 | -1.7502 | 104.55 |  | kWh | 0.01195 | 0 | Commercial | [7 empty] | 4 | 0.76 |  |  |  | 0 | 66 | 0 | 0 | 0 | 0 | 0 | 0 | 0 | 0 | 0 | 0 | 2009 Qtr 1: 0; 2009 Qtr 2: 0; 2009 Qtr 3: 66; 2009 Qtr 4: 0; 2010 Qtr 1: 0; 2010 Qtr 2: 0; 2010 Qtr 3: 0; 2010 Qtr 4: 0; 2011 Qtr 1: 0; 2011 Qtr 2: 0; 2011 Qtr 3: 0; 2011 Qtr 4: 0 | 66
0 | 234084-Refrigeration -Cooler/Freezer Door Gaskets - Solid Doors: Cooler |  | System | Commercial | 09-GRO-Grocery-REFG | 0 |  |  |  |  | 2.2498 | 4.0265 | 0 | 0 | 0 | -1.7767 | 104.55 |  | kWh | 0.01195 | 0 | Commercial | [7 empty] | 4 | 0.76 |  |  |  | 0 | 77 | 0 | 0 | 0 | 0 | 0 | 0 | 0 | 0 | 0 | 0 | 2009 Qtr 1: 0; 2009 Qtr 2: 0; 2009 Qtr 3: 77; 2009 Qtr 4: 0; 2010 Qtr 1: 0; 2010 Qtr 2: 0; 2010 Qtr 3: 0; 2010 Qtr 4: 0; 2011 Qtr 1: 0; 2011 Qtr 2: 0; 2011 Qtr 3: 0; 2011 Qtr 4: 0 | 77
0 | 234085-Refrigeration -Strip Curtains for Walk-ins |  | System | Commercial | 20-RFF-Restaurant–FastFood-Refrig | 0 |  |  |  |  | 10.214 | 3 | 0 | 0 | 0 | 7.214 | 465 |  | kWh | 0.053 | 0 | Commercial | [7 empty] | 4 | 0.46 |  |  |  | 0 | 18 | 0 | 0 | 0 | 0 | 0 | 0 | 0 | 0 | 0 | 0 | 2009 Qtr 1: 0; 2009 Qtr 2: 0; 2009 Qtr 3: 18; 2009 Qtr 4: 0; 2010 Qtr 1: 0; 2010 Qtr 2: 0; 2010 Qtr 3: 0; 2010 Qtr 4: 0; 2011 Qtr 1: 0; 2011 Qtr 2: 0; 2011 Qtr 3: 0; 2011 Qtr 4: 0 | 18
0 | 234084-Refrigeration -Cooler/Freezer Door Gaskets - Solid Doors: Cooler |  | System | Commercial | 09-GRO-Grocery-REFG | 0 |  |  |  |  | 2.2498 | 4.0224 | 0 | 0 | 0 | -1.7726 | 104.55 |  | kWh | 0.01195 | 0 | Commercial | [7 empty] | 4 | 0.76 |  |  |  | 0 | 166 | 0 | 0 | 0 | 0 | 0 | 0 | 0 | 0 | 0 | 0 | 2009 Qtr 1: 0; 2009 Qtr 2: 0; 2009 Qtr 3: 166; 2009 Qtr 4: 0; 2010 Qtr 1: 0; 2010 Qtr 2: 0; 2010 Qtr 3: 0; 2010 Qtr 4: 0; 2011 Qtr 1: 0; 2011 Qtr 2: 0; 2011 Qtr 3: 0; 2011 Qtr 4: 0 | 166
0 | 234083-Refrigeration -Cooler/Freezer Door Gaskets - Glass Doors |  | System | Commercial | 09-GRO-Grocery-REFG | 0 |  |  |  |  | 2.25 | 4.0454 | 0 | 0 | 0 | -1.7954 | 104.55 |  | kWh | 0.01195 | 0 | Commercial | [7 empty] | 4 | 0.76 |  |  |  | 0 | 37 | 0 | 0 | 0 | 0 | 0 | 0 | 0 | 0 | 0 | 0 | 2009 Qtr 1: 0; 2009 Qtr 2: 0; 2009 Qtr 3: 37; 2009 Qtr 4: 0; 2010 Qtr 1: 0; 2010 Qtr 2: 0; 2010 Qtr 3: 0; 2010 Qtr 4: 0; 2011 Qtr 1: 0; 2011 Qtr 2: 0; 2011 Qtr 3: 0; 2011 Qtr 4: 0 | 37
0 | 234067-Refrigeration - Food Service -Auto Closer for Main Cooler Doors |  | System | Commercial | 09-GRO-Grocery-REFG | 0 |  |  |  |  | 382.5103 | 103 | 0 | 0 | 0 | 279.5103 | 1075.009 |  | kWh | 0.20794 | -0.053375 | Commercial |  | Annual | [5 empty] | 8 | 0.7 |  |  |  | 0 | 1 | 0 | 0 | 0 | 0 | 0 | 0 | 0 | 0 | 0 | 0 | 2009 Qtr 1: 0; 2009 Qtr 2: 0; 2009 Qtr 3: 1; 2009 Qtr 4: 0; 2010 Qtr 1: 0; 2010 Qtr 2: 0; 2010 Qtr 3: 0; 2010 Qtr 4: 0; 2011 Qtr 1: 0; 2011 Qtr 2: 0; 2011 Qtr 3: 0; 2011 Qtr 4: 0 | 1
0 | 234085-Refrigeration -Strip Curtains for Walk-ins |  | System | Commercial | 20-RFF-Restaurant–FastFood-Refrig | 0 |  |  |  |  | 10.214 | 3.0882 | 0 | 0 | 0 | 7.1258 | 465 |  | kWh | 0.053 | 0 | Commercial | [7 empty] | 4 | 0.46 |  |  |  | 0 | 33 | 0 | 0 | 0 | 0 | 0 | 0 | 0 | 0 | 0 | 0 | 2009 Qtr 1: 0; 2009 Qtr 2: 0; 2009 Qtr 3: 33; 2009 Qtr 4: 0; 2010 Qtr 1: 0; 2010 Qtr 2: 0; 2010 Qtr 3: 0; 2010 Qtr 4: 0; 2011 Qtr 1: 0; 2011 Qtr 2: 0; 2011 Qtr 3: 0; 2011 Qtr 4: 0 | 33
0 | 234084-Refrigeration -Cooler/Freezer Door Gaskets - Solid Doors: Cooler |  | System | Commercial | 09-GRO-Grocery-REFG | 0 |  |  |  |  | 2.2498 | 4.0064 | 0 | 0 | 0 | -1.7566 | 104.55 |  | kWh | 0.01195 | 0 | Commercial | [7 empty] | 4 | 0.76 |  |  |  | 0 | 132 | 0 | 0 | 0 | 0 | 0 | 0 | 0 | 0 | 0 | 0 | 2009 Qtr 1: 0; 2009 Qtr 2: 0; 2009 Qtr 3: 132; 2009 Qtr 4: 0; 2010 Qtr 1: 0; 2010 Qtr 2: 0; 2010 Qtr 3: 0; 2010 Qtr 4: 0; 2011 Qtr 1: 0; 2011 Qtr 2: 0; 2011 Qtr 3: 0; 2011 Qtr 4: 0 | 132
0 | 234067-Refrigeration - Food Service -Auto Closer for Main Cooler Doors |  | System | Commercial | 09-GRO-Grocery-REFG | 0 |  |  |  |  | 382.5103 | 103 | 0 | 0 | 0 | 279.5103 | 1075.009 |  | kWh | 0.20794 | -0.053375 | Commercial |  | Annual | [5 empty] | 8 | 0.7 |  |  |  | 0 | 1 | 0 | 0 | 0 | 0 | 0 | 0 | 0 | 0 | 0 | 0 | 2009 Qtr 1: 0; 2009 Qtr 2: 0; 2009 Qtr 3: 1; 2009 Qtr 4: 0; 2010 Qtr 1: 0; 2010 Qtr 2: 0; 2010 Qtr 3: 0; 2010 Qtr 4: 0; 2011 Qtr 1: 0; 2011 Qtr 2: 0; 2011 Qtr 3: 0; 2011 Qtr 4: 0 | 1
0 | 234330-Premium T8 with T12 40 Watt Baseline - Tr1 |  | System | Commercial | 01-ALC-AllCommercial-IntLight | 0 |  |  |  |  | 27.6532 | 13.1897 | 0 | 0 | 0 | 14.4636 | 83.5202 |  | kWh | 0.017351 | 0 | Commercial | [7 empty] | 15 | 0.78 |  |  |  | 0 | 107.3567 | 0 | 0 | 0 | 0 | 0 | 0 | 0 | 0 | 0 | 0 | 2009 Qtr 1: 0; 2009 Qtr 2: 0; 2009 Qtr 3: 107.3567; 2009 Qtr 4: 0; 2010 Qtr 1: 0; 2010 Qtr 2: 0; 2010 Qtr 3: 0; 2010 Qtr 4: 0; 2011 Qtr 1: 0; 2011 Qtr 2: 0; 2011 Qtr 3: 0; 2011 Qtr 4: 0 | 107.3567
0 | 234303-Lighting-Remove 4 Ft Lamp (De-Lamp) - Tr1 |  | System | Commercial | [6 empty] | 12.3596 | 16.4871 | 0 | 0 | 0 | -4.1275 | 137.2559 |  | 0 | 0.026384 | -2.5676 | Commercial |  | Winter Only | [5 empty] | 15 | 0.77 |  |  |  | 0 | 32.7529 | 0 | 0 | 0 | 0 | 0 | 0 | 0 | 0 | 0 | 0 | 2009 Qtr 1: 0; 2009 Qtr 2: 0; 2009 Qtr 3: 32.7529; 2009 Qtr 4: 0; 2010 Qtr 1: 0; 2010 Qtr 2: 0; 2010 Qtr 3: 0; 2010 Qtr 4: 0; 2011 Qtr 1: 0; 2011 Qtr 2: 0; 2011 Qtr 3: 0; 2011 Qtr 4: 0 | 32.7529
0 | 234360-Lighting-IntrHiByLnrFlscntFxtr244wrplc400w(TrI)Tr1 |  | System | Commercial | [6 empty] | 282.4319 | 153.8404 | 0 | 0 | 0 | 128.5914 | 0 |  | 0 | 0.224 | -7.1132 | Commercial |  | Winter Only | [5 empty] | 15 | 0.78 |  |  |  | 0 | 6.8253 | 0 | 0 | 0 | 0 | 0 | 0 | 0 | 0 | 0 | 0 | 2009 Qtr 1: 0; 2009 Qtr 2: 0; 2009 Qtr 3: 6.8253; 2009 Qtr 4: 0; 2010 Qtr 1: 0; 2010 Qtr 2: 0; 2010 Qtr 3: 0; 2010 Qtr 4: 0; 2011 Qtr 1: 0; 2011 Qtr 2: 0; 2011 Qtr 3: 0; 2011 Qtr 4: 0 | 6.8253
0 | 234285-Lighting-Occpncy Snsr-Hi-Bay integrated Snsr-Tr1 |  | System | Commercial | 01-ALC-AllCommercial-IntLight | 0 |  |  |  |  | 221.2703 | 95.5 | 0 | 0 | 0 | 125.7703 | 2503.6304 |  | kWh | 0.48559 | 0 | Commercial | [7 empty] | 8 | 0.84 |  |  |  | 0 | 26 | 0 | 0 | 0 | 0 | 0 | 0 | 0 | 0 | 0 | 0 | 2009 Qtr 1: 0; 2009 Qtr 2: 0; 2009 Qtr 3: 26; 2009 Qtr 4: 0; 2010 Qtr 1: 0; 2010 Qtr 2: 0; 2010 Qtr 3: 0; 2010 Qtr 4: 0; 2011 Qtr 1: 0; 2011 Qtr 2: 0; 2011 Qtr 3: 0; 2011 Qtr 4: 0 | 26
0 | 234286-Lighting-Occpncy Snsr-Hi-Bay integrated Snsr-Tr2 |  | System | Commercial | 01-ALC-AllCommercial-IntLight | 0 |  |  |  |  | 221.37 | 95.5 | 0 | 0 | 0 | 125.87 | 1499.5759 |  | kWh | 0.47213 | 0 | Commercial | [7 empty] | 8 | 0.84 |  |  |  | 0 | 71 | 0 | 0 | 0 | 0 | 0 | 0 | 0 | 0 | 0 | 0 | 2009 Qtr 1: 0; 2009 Qtr 2: 0; 2009 Qtr 3: 71; 2009 Qtr 4: 0; 2010 Qtr 1: 0; 2010 Qtr 2: 0; 2010 Qtr 3: 0; 2010 Qtr 4: 0; 2011 Qtr 1: 0; 2011 Qtr 2: 0; 2011 Qtr 3: 0; 2011 Qtr 4: 0 | 71
0 | 234312-Lighting-Screw in 14-26 Watt Lamp - Tr1 |  | System | Commercial | [6 empty] | 9.3196 | 10.3931 | 0 | 0 | 0 | -1.0734 | 194.1729 |  | 0 | 0.038993 | -2.6224 | Commercial |  | Annual | [5 empty] | 2.47 | 0.81 |  |  |  | 0 | 10.7764 | 0 | 0 | 0 | 0 | 0 | 0 | 0 | 0 | 0 | 0 | 2009 Qtr 1: 0; 2009 Qtr 2: 0; 2009 Qtr 3: 10.7764; 2009 Qtr 4: 0; 2010 Qtr 1: 0; 2010 Qtr 2: 0; 2010 Qtr 3: 0; 2010 Qtr 4: 0; 2011 Qtr 1: 0; 2011 Qtr 2: 0; 2011 Qtr 3: 0; 2011 Qtr 4: 0 | 10.7764
0 | 234330-Premium T8 with T12 40 Watt Baseline - Tr1 |  | System | Commercial | 01-ALC-AllCommercial-IntLight | 0 |  |  |  |  | 27.6532 | 13.1897 | 0 | 0 | 0 | 14.4636 | 83.5202 |  | kWh | 0.017351 | 0 | Commercial | [7 empty] | 15 | 0.78 |  |  |  | 0 | 25.4745 | 0 | 0 | 0 | 0 | 0 | 0 | 0 | 0 | 0 | 0 | 2009 Qtr 1: 0; 2009 Qtr 2: 0; 2009 Qtr 3: 25.4745; 2009 Qtr 4: 0; 2010 Qtr 1: 0; 2010 Qtr 2: 0; 2010 Qtr 3: 0; 2010 Qtr 4: 0; 2011 Qtr 1: 0; 2011 Qtr 2: 0; 2011 Qtr 3: 0; 2011 Qtr 4: 0 | 25.4745
0 | 234303-Lighting-Remove 4 Ft Lamp (De-Lamp) - Tr1 |  | System | Commercial | [6 empty] | 12.3596 | 16.4871 | 0 | 0 | 0 | -4.1275 | 137.2559 |  | 0 | 0.026384 | -2.5676 | Commercial |  | Winter Only | [5 empty] | 15 | 0.77 |  |  |  | 0 | 18.196 | 0 | 0 | 0 | 0 | 0 | 0 | 0 | 0 | 0 | 0 | 2009 Qtr 1: 0; 2009 Qtr 2: 0; 2009 Qtr 3: 18.196; 2009 Qtr 4: 0; 2010 Qtr 1: 0; 2010 Qtr 2: 0; 2010 Qtr 3: 0; 2010 Qtr 4: 0; 2011 Qtr 1: 0; 2011 Qtr 2: 0; 2011 Qtr 3: 0; 2011 Qtr 4: 0 | 18.196
0 | 234294-Lighting-Occupancy Sensor-Wallbox Lghtng Snsr-Tr1 |  | System | Commercial | 23-RTL-Retail–SingleStorylarge-LIT_INT | 0 |  |  |  |  | 42.262 | 40 | 0 | 0 | 0 | 2.262 | 213.759 |  | kWh | 0.17617 | 0 | Commercial | [7 empty] | 8 | 0.84 |  |  |  | 0 | 4 | 0 | 0 | 0 | 0 | 0 | 0 | 0 | 0 | 0 | 0 | 2009 Qtr 1: 0; 2009 Qtr 2: 0; 2009 Qtr 3: 0; 2009 Qtr 4: 4; 2010 Qtr 1: 0; 2010 Qtr 2: 0; 2010 Qtr 3: 0; 2010 Qtr 4: 0; 2011 Qtr 1: 0; 2011 Qtr 2: 0; 2011 Qtr 3: 0; 2011 Qtr 4: 0 | 4
0 | 234285-Lighting-Occpncy Snsr-Hi-Bay integrated Snsr-Tr1 |  | System | Commercial | 01-ALC-AllCommercial-IntLight | 0 |  |  |  |  | 221.2703 | 95.5 | 0 | 0 | 0 | 125.7703 | 2503.6304 |  | kWh | 0.48559 | 0 | Commercial | [7 empty] | 8 | 0.84 |  |  |  | 0 | 15 | 0 | 0 | 0 | 0 | 0 | 0 | 0 | 0 | 0 | 0 | 2009 Qtr 1: 0; 2009 Qtr 2: 0; 2009 Qtr 3: 0; 2009 Qtr 4: 15; 2010 Qtr 1: 0; 2010 Qtr 2: 0; 2010 Qtr 3: 0; 2010 Qtr 4: 0; 2011 Qtr 1: 0; 2011 Qtr 2: 0; 2011 Qtr 3: 0; 2011 Qtr 4: 0 | 15
0 | 234085-Refrigeration -Strip Curtains for Walk-ins |  | System | Commercial | 20-RFF-Restaurant–FastFood-Refrig | 0 |  |  |  |  | 10.214 | 3.0208 | 0 | 0 | 0 | 7.1932 | 465 |  | kWh | 0.053 | 0 | Commercial | [7 empty] | 4 | 0.46 |  |  |  | 0 | 62 | 0 | 0 | 0 | 0 | 0 | 0 | 0 | 0 | 0 | 0 | 2009 Qtr 1: 0; 2009 Qtr 2: 0; 2009 Qtr 3: 62; 2009 Qtr 4: 0; 2010 Qtr 1: 0; 2010 Qtr 2: 0; 2010 Qtr 3: 0; 2010 Qtr 4: 0; 2011 Qtr 1: 0; 2011 Qtr 2: 0; 2011 Qtr 3: 0; 2011 Qtr 4: 0 | 62
0 | 234084-Refrigeration -Cooler/Freezer Door Gaskets - Solid Doors: Cooler |  | System | Commercial | 09-GRO-Grocery-REFG | 0 |  |  |  |  | 2.2498 | 4.0118 | 0 | 0 | 0 | -1.762 | 104.55 |  | kWh | 0.01195 | 0 | Commercial | [7 empty] | 4 | 0.76 |  |  |  | 0 | 156 | 0 | 0 | 0 | 0 | 0 | 0 | 0 | 0 | 0 | 0 | 2009 Qtr 1: 0; 2009 Qtr 2: 0; 2009 Qtr 3: 156; 2009 Qtr 4: 0; 2010 Qtr 1: 0; 2010 Qtr 2: 0; 2010 Qtr 3: 0; 2010 Qtr 4: 0; 2011 Qtr 1: 0; 2011 Qtr 2: 0; 2011 Qtr 3: 0; 2011 Qtr 4: 0 | 156
0 | 234067-Refrigeration - Food Service -Auto Closer for Main Cooler Doors |  | System | Commercial | 09-GRO-Grocery-REFG | 0 |  |  |  |  | 382.5103 | 103 | 0 | 0 | 0 | 279.5103 | 1075.009 |  | kWh | 0.20794 | -0.053375 | Commercial |  | Annual | [5 empty] | 8 | 0.7 |  |  |  | 0 | 2 | 0 | 0 | 0 | 0 | 0 | 0 | 0 | 0 | 0 | 0 | 2009 Qtr 1: 0; 2009 Qtr 2: 0; 2009 Qtr 3: 2; 2009 Qtr 4: 0; 2010 Qtr 1: 0; 2010 Qtr 2: 0; 2010 Qtr 3: 0; 2010 Qtr 4: 0; 2011 Qtr 1: 0; 2011 Qtr 2: 0; 2011 Qtr 3: 0; 2011 Qtr 4: 0 | 2
0 | 234068-Refrigeration - Food Service -Auto Closer for Main Freezer Doors |  | System | Commercial | 09-GRO-Grocery-REFG | 0 |  |  |  |  | 372.7723 | 160.5 | 0 | 0 | 0 | 212.2723 | 2785.8135 |  | kWh | 0.27593 | -0.026688 | Commercial |  | Annual | [5 empty] | 8 | 0.7 |  |  |  | 0 | 1 | 0 | 0 | 0 | 0 | 0 | 0 | 0 | 0 | 0 | 0 | 2009 Qtr 1: 0; 2009 Qtr 2: 0; 2009 Qtr 3: 1; 2009 Qtr 4: 0; 2010 Qtr 1: 0; 2010 Qtr 2: 0; 2010 Qtr 3: 0; 2010 Qtr 4: 0; 2011 Qtr 1: 0; 2011 Qtr 2: 0; 2011 Qtr 3: 0; 2011 Qtr 4: 0 | 1
0 | 234285-Lighting-Occpncy Snsr-Hi-Bay integrated Snsr-Tr1 |  | System | Commercial | 01-ALC-AllCommercial-IntLight | 0 |  |  |  |  | 221.2703 | 95.5 | 0 | 0 | 0 | 125.7703 | 2503.6304 |  | kWh | 0.48559 | 0 | Commercial | [7 empty] | 8 | 0.84 |  |  |  | 0 | 11 | 0 | 0 | 0 | 0 | 0 | 0 | 0 | 0 | 0 | 0 | 2009 Qtr 1: 0; 2009 Qtr 2: 0; 2009 Qtr 3: 0; 2009 Qtr 4: 11; 2010 Qtr 1: 0; 2010 Qtr 2: 0; 2010 Qtr 3: 0; 2010 Qtr 4: 0; 2011 Qtr 1: 0; 2011 Qtr 2: 0; 2011 Qtr 3: 0; 2011 Qtr 4: 0 | 11
0 | 234330-Premium T8 with T12 40 Watt Baseline - Tr1 |  | System | Commercial | 01-ALC-AllCommercial-IntLight | 0 |  |  |  |  | 27.6532 | 13.1897 | 0 | 0 | 0 | 14.4636 | 83.5202 |  | kWh | 0.017351 | 0 | Commercial | [7 empty] | 15 | 0.78 |  |  |  | 0 | 5.4588 | 0 | 0 | 0 | 0 | 0 | 0 | 0 | 0 | 0 | 0 | 2009 Qtr 1: 0; 2009 Qtr 2: 0; 2009 Qtr 3: 5.4588; 2009 Qtr 4: 0; 2010 Qtr 1: 0; 2010 Qtr 2: 0; 2010 Qtr 3: 0; 2010 Qtr 4: 0; 2011 Qtr 1: 0; 2011 Qtr 2: 0; 2011 Qtr 3: 0; 2011 Qtr 4: 0 | 5.4588
0 | 234285-Lighting-Occpncy Snsr-Hi-Bay integrated Snsr-Tr1 |  | System | Commercial | 01-ALC-AllCommercial-IntLight | 0 |  |  |  |  | 221.2703 | 95.5 | 0 | 0 | 0 | 125.7703 | 2503.6304 |  | kWh | 0.48559 | 0 | Commercial | [7 empty] | 8 | 0.84 |  |  |  | 0 | 10 | 0 | 0 | 0 | 0 | 0 | 0 | 0 | 0 | 0 | 0 | 2009 Qtr 1: 0; 2009 Qtr 2: 0; 2009 Qtr 3: 10; 2009 Qtr 4: 0; 2010 Qtr 1: 0; 2010 Qtr 2: 0; 2010 Qtr 3: 0; 2010 Qtr 4: 0; 2011 Qtr 1: 0; 2011 Qtr 2: 0; 2011 Qtr 3: 0; 2011 Qtr 4: 0 | 10
0 | 234285-Lighting-Occpncy Snsr-Hi-Bay integrated Snsr-Tr1 |  | System | Commercial | 01-ALC-AllCommercial-IntLight | 0 |  |  |  |  | 221.2703 | 95.5 | 0 | 0 | 0 | 125.7703 | 2503.6304 |  | kWh | 0.48559 | 0 | Commercial | [7 empty] | 8 | 0.84 |  |  |  | 0 | 2 | 0 | 0 | 0 | 0 | 0 | 0 | 0 | 0 | 0 | 0 | 2009 Qtr 1: 0; 2009 Qtr 2: 0; 2009 Qtr 3: 0; 2009 Qtr 4: 2; 2010 Qtr 1: 0; 2010 Qtr 2: 0; 2010 Qtr 3: 0; 2010 Qtr 4: 0; 2011 Qtr 1: 0; 2011 Qtr 2: 0; 2011 Qtr 3: 0; 2011 Qtr 4: 0 | 2
0 | 234330-Premium T8 with T12 40 Watt Baseline - Tr1 |  | System | Commercial | 01-ALC-AllCommercial-IntLight | 0 |  |  |  |  | 27.6532 | 13.1897 | 0 | 0 | 0 | 14.4636 | 83.5202 |  | kWh | 0.017351 | 0 | Commercial | [7 empty] | 15 | 0.78 |  |  |  | 0 | 45.4901 | 0 | 0 | 0 | 0 | 0 | 0 | 0 | 0 | 0 | 0 | 2009 Qtr 1: 0; 2009 Qtr 2: 0; 2009 Qtr 3: 45.4901; 2009 Qtr 4: 0; 2010 Qtr 1: 0; 2010 Qtr 2: 0; 2010 Qtr 3: 0; 2010 Qtr 4: 0; 2011 Qtr 1: 0; 2011 Qtr 2: 0; 2011 Qtr 3: 0; 2011 Qtr 4: 0 | 45.4901
0 | 234207-Lighting-8 Ft T-8 with Elec Ballast-Tr1 |  | System | Commercial | 01-ALC-AllCommercial-IntLight | 0 |  |  |  |  | 35.6901 | 21.9828 | 0 | 0 | 0 | 13.7073 | 45.8368 |  | kWh | 0.0098893 | 0 | Commercial | [7 empty] | 15 | 0.78 |  |  |  | 0 | 3.6392 | 0 | 0 | 0 | 0 | 0 | 0 | 0 | 0 | 0 | 0 | 2009 Qtr 1: 0; 2009 Qtr 2: 0; 2009 Qtr 3: 3.6392; 2009 Qtr 4: 0; 2010 Qtr 1: 0; 2010 Qtr 2: 0; 2010 Qtr 3: 0; 2010 Qtr 4: 0; 2011 Qtr 1: 0; 2011 Qtr 2: 0; 2011 Qtr 3: 0; 2011 Qtr 4: 0 | 3.6392
0 | 234306-Lighting-Remove 8 Ft Lamp (De-Lamp) - Tr1 |  | System | Commercial | 23-RTL-Retail–SingleStorylarge-LIT_INT | 0 |  |  |  |  | 28.4369 | 27.4785 | 0 | 0 | 0 | 0.95836 | 366.7521 |  | kWh | 0.077777 | 0 | Commercial | [7 empty] | 15 | 0.77 |  |  |  | 0 | 3.6392 | 0 | 0 | 0 | 0 | 0 | 0 | 0 | 0 | 0 | 0 | 2009 Qtr 1: 0; 2009 Qtr 2: 0; 2009 Qtr 3: 3.6392; 2009 Qtr 4: 0; 2010 Qtr 1: 0; 2010 Qtr 2: 0; 2010 Qtr 3: 0; 2010 Qtr 4: 0; 2011 Qtr 1: 0; 2011 Qtr 2: 0; 2011 Qtr 3: 0; 2011 Qtr 4: 0 | 3.6392
0 | 234285-Lighting-Occpncy Snsr-Hi-Bay integrated Snsr-Tr1 |  | System | Commercial | 01-ALC-AllCommercial-IntLight | 0 |  |  |  |  | 221.2703 | 95.5 | 0 | 0 | 0 | 125.7703 | 2503.6304 |  | kWh | 0.48559 | 0 | Commercial | [7 empty] | 8 | 0.84 |  |  |  | 0 | 8 | 0 | 0 | 0 | 0 | 0 | 0 | 0 | 0 | 0 | 0 | 2009 Qtr 1: 0; 2009 Qtr 2: 0; 2009 Qtr 3: 8; 2009 Qtr 4: 0; 2010 Qtr 1: 0; 2010 Qtr 2: 0; 2010 Qtr 3: 0; 2010 Qtr 4: 0; 2011 Qtr 1: 0; 2011 Qtr 2: 0; 2011 Qtr 3: 0; 2011 Qtr 4: 0 | 8
0 | 234085-Refrigeration -Strip Curtains for Walk-ins |  | System | Commercial | 20-RFF-Restaurant–FastFood-Refrig | 0 |  |  |  |  | 10.214 | 3.0242 | 0 | 0 | 0 | 7.1898 | 465 |  | kWh | 0.053 | 0 | Commercial | [7 empty] | 4 | 0.46 |  |  |  | 0 | 31 | 0 | 0 | 0 | 0 | 0 | 0 | 0 | 0 | 0 | 0 | 2009 Qtr 1: 0; 2009 Qtr 2: 0; 2009 Qtr 3: 31; 2009 Qtr 4: 0; 2010 Qtr 1: 0; 2010 Qtr 2: 0; 2010 Qtr 3: 0; 2010 Qtr 4: 0; 2011 Qtr 1: 0; 2011 Qtr 2: 0; 2011 Qtr 3: 0; 2011 Qtr 4: 0 | 31
0 | 234084-Refrigeration -Cooler/Freezer Door Gaskets - Solid Doors: Cooler |  | System | Commercial | 09-GRO-Grocery-REFG | 0 |  |  |  |  | 2.2498 | 4.0242 | 0 | 0 | 0 | -1.7744 | 104.55 |  | kWh | 0.01195 | 0 | Commercial | [7 empty] | 4 | 0.76 |  |  |  | 0 | 132 | 0 | 0 | 0 | 0 | 0 | 0 | 0 | 0 | 0 | 0 | 2009 Qtr 1: 0; 2009 Qtr 2: 0; 2009 Qtr 3: 132; 2009 Qtr 4: 0; 2010 Qtr 1: 0; 2010 Qtr 2: 0; 2010 Qtr 3: 0; 2010 Qtr 4: 0; 2011 Qtr 1: 0; 2011 Qtr 2: 0; 2011 Qtr 3: 0; 2011 Qtr 4: 0 | 132
0 | 234067-Refrigeration - Food Service -Auto Closer for Main Cooler Doors |  | System | Commercial | 09-GRO-Grocery-REFG | 0 |  |  |  |  | 382.5103 | 0 | 0 | 0 | 0 | 382.5103 | 0 |  | kWh | 0 | 0 | Commercial |  | Annual | [5 empty] | 8 | 0.7 |  |  |  | 0 | 1 | 0 | 0 | 0 | 0 | 0 | 0 | 0 | 0 | 0 | 0 | 2009 Qtr 1: 0; 2009 Qtr 2: 0; 2009 Qtr 3: 1; 2009 Qtr 4: 0; 2010 Qtr 1: 0; 2010 Qtr 2: 0; 2010 Qtr 3: 0; 2010 Qtr 4: 0; 2011 Qtr 1: 0; 2011 Qtr 2: 0; 2011 Qtr 3: 0; 2011 Qtr 4: 0 | 1
0 | 234126-Refrigeration - Efficient Evap Fan Motor Electronically Commutated Motor (ECM) |  | System | Commercial | 09-GRO-Grocery-REFG | 0 |  |  |  |  | 6.7904 | 150 | 0 | 0 | 0 | -143.2096 | 116.369 |  | kWh | 0.015845 | -0.11528 | Commercial |  | Annual | [5 empty] | 15 | 0.7 |  |  |  | 0 | 2 | 0 | 0 | 0 | 0 | 0 | 0 | 0 | 0 | 0 | 0 | 2009 Qtr 1: 0; 2009 Qtr 2: 0; 2009 Qtr 3: 2; 2009 Qtr 4: 0; 2010 Qtr 1: 0; 2010 Qtr 2: 0; 2010 Qtr 3: 0; 2010 Qtr 4: 0; 2011 Qtr 1: 0; 2011 Qtr 2: 0; 2011 Qtr 3: 0; 2011 Qtr 4: 0 | 2
0 | 234360-Lighting-IntrHiByLnrFlscntFxtr244wrplc400w(TrI)Tr1 |  | System | Commercial | [6 empty] | 282.4319 | 153.8404 | 0 | 0 | 0 | 128.5914 | 0 |  | 0 | 0.224 | -7.1132 | Commercial |  | Winter Only | [5 empty] | 15 | 0.78 |  |  |  | 0 | 4.8752 | 0 | 0 | 0 | 0 | 0 | 0 | 0 | 0 | 0 | 0 | 2009 Qtr 1: 0; 2009 Qtr 2: 0; 2009 Qtr 3: 4.8752; 2009 Qtr 4: 0; 2010 Qtr 1: 0; 2010 Qtr 2: 0; 2010 Qtr 3: 0; 2010 Qtr 4: 0; 2011 Qtr 1: 0; 2011 Qtr 2: 0; 2011 Qtr 3: 0; 2011 Qtr 4: 0 | 4.8752
0 | 234285-Lighting-Occpncy Snsr-Hi-Bay integrated Snsr-Tr1 |  | System | Commercial | 01-ALC-AllCommercial-IntLight | 0 |  |  |  |  | 221.2703 | 95.5 | 0 | 0 | 0 | 125.7703 | 2503.6304 |  | kWh | 0.48559 | 0 | Commercial | [7 empty] | 8 | 0.84 |  |  |  | 0 | 5 | 0 | 0 | 0 | 0 | 0 | 0 | 0 | 0 | 0 | 0 | 2009 Qtr 1: 0; 2009 Qtr 2: 0; 2009 Qtr 3: 5; 2009 Qtr 4: 0; 2010 Qtr 1: 0; 2010 Qtr 2: 0; 2010 Qtr 3: 0; 2010 Qtr 4: 0; 2011 Qtr 1: 0; 2011 Qtr 2: 0; 2011 Qtr 3: 0; 2011 Qtr 4: 0 | 5
0 | 234286-Lighting-Occpncy Snsr-Hi-Bay integrated Snsr-Tr2 |  | System | Commercial | 01-ALC-AllCommercial-IntLight | 0 |  |  |  |  | 221.37 | 95.5 | 0 | 0 | 0 | 125.87 | 1499.5759 |  | kWh | 0.47213 | 0 | Commercial | [7 empty] | 8 | 0.84 |  |  |  | 0 | 30 | 0 | 0 | 0 | 0 | 0 | 0 | 0 | 0 | 0 | 0 | 2009 Qtr 1: 0; 2009 Qtr 2: 0; 2009 Qtr 3: 30; 2009 Qtr 4: 0; 2010 Qtr 1: 0; 2010 Qtr 2: 0; 2010 Qtr 3: 0; 2010 Qtr 4: 0; 2011 Qtr 1: 0; 2011 Qtr 2: 0; 2011 Qtr 3: 0; 2011 Qtr 4: 0 | 30
0 | 234330-Premium T8 with T12 40 Watt Baseline - Tr1 |  | System | Commercial | 01-ALC-AllCommercial-IntLight | 0 |  |  |  |  | 27.6532 | 13.1897 | 0 | 0 | 0 | 14.4636 | 83.5202 |  | kWh | 0.017351 | 0 | Commercial | [7 empty] | 15 | 0.78 |  |  |  | 0 | 45.4901 | 0 | 0 | 0 | 0 | 0 | 0 | 0 | 0 | 0 | 0 | 2009 Qtr 1: 0; 2009 Qtr 2: 0; 2009 Qtr 3: 45.4901; 2009 Qtr 4: 0; 2010 Qtr 1: 0; 2010 Qtr 2: 0; 2010 Qtr 3: 0; 2010 Qtr 4: 0; 2011 Qtr 1: 0; 2011 Qtr 2: 0; 2011 Qtr 3: 0; 2011 Qtr 4: 0 | 45.4901
0 | 234303-Lighting-Remove 4 Ft Lamp (De-Lamp) - Tr1 |  | System | Commercial | [6 empty] | 12.3596 | 16.4871 | 0 | 0 | 0 | -4.1275 | 137.2559 |  | 0 | 0.026384 | -2.5676 | Commercial |  | Winter Only | [5 empty] | 15 | 0.77 |  |  |  | 0 | 1.8196 | 0 | 0 | 0 | 0 | 0 | 0 | 0 | 0 | 0 | 0 | 2009 Qtr 1: 0; 2009 Qtr 2: 0; 2009 Qtr 3: 1.8196; 2009 Qtr 4: 0; 2010 Qtr 1: 0; 2010 Qtr 2: 0; 2010 Qtr 3: 0; 2010 Qtr 4: 0; 2011 Qtr 1: 0; 2011 Qtr 2: 0; 2011 Qtr 3: 0; 2011 Qtr 4: 0 | 1.8196
0 | 234286-Lighting-Occpncy Snsr-Hi-Bay integrated Snsr-Tr2 |  | System | Commercial | 01-ALC-AllCommercial-IntLight | 0 |  |  |  |  | 221.37 | 95.5 | 0 | 0 | 0 | 125.87 | 1499.5759 |  | kWh | 0.47213 | 0 | Commercial | [7 empty] | 8 | 0.84 |  |  |  | 0 | 24 | 0 | 0 | 0 | 0 | 0 | 0 | 0 | 0 | 0 | 0 | 2009 Qtr 1: 0; 2009 Qtr 2: 0; 2009 Qtr 3: 24; 2009 Qtr 4: 0; 2010 Qtr 1: 0; 2010 Qtr 2: 0; 2010 Qtr 3: 0; 2010 Qtr 4: 0; 2011 Qtr 1: 0; 2011 Qtr 2: 0; 2011 Qtr 3: 0; 2011 Qtr 4: 0 | 24
0 | 234286-Lighting-Occpncy Snsr-Hi-Bay integrated Snsr-Tr2 |  | System | Commercial | 01-ALC-AllCommercial-IntLight | 0 |  |  |  |  | 221.37 | 95.5 | 0 | 0 | 0 | 125.87 | 1499.5759 |  | kWh | 0.47213 | 0 | Commercial | [7 empty] | 8 | 0.84 |  |  |  | 0 | 56 | 0 | 0 | 0 | 0 | 0 | 0 | 0 | 0 | 0 | 0 | 2009 Qtr 1: 0; 2009 Qtr 2: 0; 2009 Qtr 3: 56; 2009 Qtr 4: 0; 2010 Qtr 1: 0; 2010 Qtr 2: 0; 2010 Qtr 3: 0; 2010 Qtr 4: 0; 2011 Qtr 1: 0; 2011 Qtr 2: 0; 2011 Qtr 3: 0; 2011 Qtr 4: 0 | 56
0 | 234085-Refrigeration -Strip Curtains for Walk-ins |  | System | Commercial | 20-RFF-Restaurant–FastFood-Refrig | 0 |  |  |  |  | 10.214 | 3.0157 | 0 | 0 | 0 | 7.1983 | 465 |  | kWh | 0.053 | 0 | Commercial | [7 empty] | 4 | 0.46 |  |  |  | 0 | 21 | 0 | 0 | 0 | 0 | 0 | 0 | 0 | 0 | 0 | 0 | 2009 Qtr 1: 0; 2009 Qtr 2: 0; 2009 Qtr 3: 0; 2009 Qtr 4: 21; 2010 Qtr 1: 0; 2010 Qtr 2: 0; 2010 Qtr 3: 0; 2010 Qtr 4: 0; 2011 Qtr 1: 0; 2011 Qtr 2: 0; 2011 Qtr 3: 0; 2011 Qtr 4: 0 | 21
0 | 234084-Refrigeration -Cooler/Freezer Door Gaskets - Solid Doors: Cooler |  | System | Commercial | 09-GRO-Grocery-REFG | 0 |  |  |  |  | 2.2498 | 4.0141 | 0 | 0 | 0 | -1.7643 | 104.55 |  | kWh | 0.01195 | 0 | Commercial | [7 empty] | 4 | 0.76 |  |  |  | 0 | 218 | 0 | 0 | 0 | 0 | 0 | 0 | 0 | 0 | 0 | 0 | 2009 Qtr 1: 0; 2009 Qtr 2: 0; 2009 Qtr 3: 0; 2009 Qtr 4: 218; 2010 Qtr 1: 0; 2010 Qtr 2: 0; 2010 Qtr 3: 0; 2010 Qtr 4: 0; 2011 Qtr 1: 0; 2011 Qtr 2: 0; 2011 Qtr 3: 0; 2011 Qtr 4: 0 | 218
0 | 234067-Refrigeration - Food Service -Auto Closer for Main Cooler Doors |  | System | Commercial | 09-GRO-Grocery-REFG | 0 |  |  |  |  | 382.5103 | 103 | 0 | 0 | 0 | 279.5103 | 1075.009 |  | kWh | 0.20794 | -0.053375 | Commercial |  | Annual | [5 empty] | 8 | 0.7 |  |  |  | 0 | 1 | 0 | 0 | 0 | 0 | 0 | 0 | 0 | 0 | 0 | 0 | 2009 Qtr 1: 0; 2009 Qtr 2: 0; 2009 Qtr 3: 0; 2009 Qtr 4: 1; 2010 Qtr 1: 0; 2010 Qtr 2: 0; 2010 Qtr 3: 0; 2010 Qtr 4: 0; 2011 Qtr 1: 0; 2011 Qtr 2: 0; 2011 Qtr 3: 0; 2011 Qtr 4: 0 | 1
0 | 234084-Refrigeration -Cooler/Freezer Door Gaskets - Solid Doors: Cooler |  | System | Commercial | 09-GRO-Grocery-REFG | 0 |  |  |  |  | 2.2498 | 4.0098 | 0 | 0 | 0 | -1.76 | 104.55 |  | kWh | 0.01195 | 0 | Commercial | [7 empty] | 4 | 0.76 |  |  |  | 0 | 167 | 0 | 0 | 0 | 0 | 0 | 0 | 0 | 0 | 0 | 0 | 2009 Qtr 1: 0; 2009 Qtr 2: 0; 2009 Qtr 3: 0; 2009 Qtr 4: 167; 2010 Qtr 1: 0; 2010 Qtr 2: 0; 2010 Qtr 3: 0; 2010 Qtr 4: 0; 2011 Qtr 1: 0; 2011 Qtr 2: 0; 2011 Qtr 3: 0; 2011 Qtr 4: 0 | 167
0 | 234360-Lighting-IntrHiByLnrFlscntFxtr244wrplc400w(TrI)Tr1 |  | System | Commercial | [6 empty] | 282.4319 | 153.8404 | 0 | 0 | 0 | 128.5914 | 0 |  | 0 | 0.224 | -7.1132 | Commercial |  | Winter Only | [5 empty] | 15 | 0.78 |  |  |  | 0 | 20.4758 | 0 | 0 | 0 | 0 | 0 | 0 | 0 | 0 | 0 | 0 | 2009 Qtr 1: 0; 2009 Qtr 2: 0; 2009 Qtr 3: 20.4758; 2009 Qtr 4: 0; 2010 Qtr 1: 0; 2010 Qtr 2: 0; 2010 Qtr 3: 0; 2010 Qtr 4: 0; 2011 Qtr 1: 0; 2011 Qtr 2: 0; 2011 Qtr 3: 0; 2011 Qtr 4: 0 | 20.4758
0 | 234285-Lighting-Occpncy Snsr-Hi-Bay integrated Snsr-Tr1 |  | System | Commercial | 01-ALC-AllCommercial-IntLight | 0 |  |  |  |  | 221.2703 | 95.5 | 0 | 0 | 0 | 125.7703 | 2503.6304 |  | kWh | 0.48559 | 0 | Commercial | [7 empty] | 8 | 0.84 |  |  |  | 0 | 21 | 0 | 0 | 0 | 0 | 0 | 0 | 0 | 0 | 0 | 0 | 2009 Qtr 1: 0; 2009 Qtr 2: 0; 2009 Qtr 3: 21; 2009 Qtr 4: 0; 2010 Qtr 1: 0; 2010 Qtr 2: 0; 2010 Qtr 3: 0; 2010 Qtr 4: 0; 2011 Qtr 1: 0; 2011 Qtr 2: 0; 2011 Qtr 3: 0; 2011 Qtr 4: 0 | 21
0 | 234360-Lighting-IntrHiByLnrFlscntFxtr244wrplc400w(TrI)Tr1 |  | System | Commercial | [6 empty] | 282.4319 | 153.8404 | 0 | 0 | 0 | 128.5914 | 0 |  | 0 | 0.224 | -7.1132 | Commercial |  | Winter Only | [5 empty] | 15 | 0.78 |  |  |  | 0 | 0.97504 | 0 | 0 | 0 | 0 | 0 | 0 | 0 | 0 | 0 | 0 | 2009 Qtr 1: 0; 2009 Qtr 2: 0; 2009 Qtr 3: 0.97504; 2009 Qtr 4: 0; 2010 Qtr 1: 0; 2010 Qtr 2: 0; 2010 Qtr 3: 0; 2010 Qtr 4: 0; 2011 Qtr 1: 0; 2011 Qtr 2: 0; 2011 Qtr 3: 0; 2011 Qtr 4: 0 | 0.97504
0 | 234285-Lighting-Occpncy Snsr-Hi-Bay integrated Snsr-Tr1 |  | System | Commercial | 01-ALC-AllCommercial-IntLight | 0 |  |  |  |  | 221.2703 | 95.5 | 0 | 0 | 0 | 125.7703 | 2503.6304 |  | kWh | 0.48559 | 0 | Commercial | [7 empty] | 8 | 0.84 |  |  |  | 0 | 59 | 0 | 0 | 0 | 0 | 0 | 0 | 0 | 0 | 0 | 0 | 2009 Qtr 1: 0; 2009 Qtr 2: 0; 2009 Qtr 3: 59; 2009 Qtr 4: 0; 2010 Qtr 1: 0; 2010 Qtr 2: 0; 2010 Qtr 3: 0; 2010 Qtr 4: 0; 2011 Qtr 1: 0; 2011 Qtr 2: 0; 2011 Qtr 3: 0; 2011 Qtr 4: 0 | 59
0 | 234330-Premium T8 with T12 40 Watt Baseline - Tr1 |  | System | Commercial | 01-ALC-AllCommercial-IntLight | 0 |  |  |  |  | 27.6532 | 13.1897 | 0 | 0 | 0 | 14.4636 | 83.5202 |  | kWh | 0.017351 | 0 | Commercial | [7 empty] | 15 | 0.78 |  |  |  | 0 | 120.0939 | 0 | 0 | 0 | 0 | 0 | 0 | 0 | 0 | 0 | 0 | 2009 Qtr 1: 0; 2009 Qtr 2: 0; 2009 Qtr 3: 120.0939; 2009 Qtr 4: 0; 2010 Qtr 1: 0; 2010 Qtr 2: 0; 2010 Qtr 3: 0; 2010 Qtr 4: 0; 2011 Qtr 1: 0; 2011 Qtr 2: 0; 2011 Qtr 3: 0; 2011 Qtr 4: 0 | 120.0939
0 | 234360-Lighting-IntrHiByLnrFlscntFxtr244wrplc400w(TrI)Tr1 |  | System | Commercial | [6 empty] | 282.4319 | 153.8404 | 0 | 0 | 0 | 128.5914 | 0 |  | 0 | 0.224 | -7.1132 | Commercial |  | Winter Only | [5 empty] | 15 | 0.78 |  |  |  | 0 | 4.8752 | 0 | 0 | 0 | 0 | 0 | 0 | 0 | 0 | 0 | 0 | 2009 Qtr 1: 0; 2009 Qtr 2: 0; 2009 Qtr 3: 4.8752; 2009 Qtr 4: 0; 2010 Qtr 1: 0; 2010 Qtr 2: 0; 2010 Qtr 3: 0; 2010 Qtr 4: 0; 2011 Qtr 1: 0; 2011 Qtr 2: 0; 2011 Qtr 3: 0; 2011 Qtr 4: 0 | 4.8752
0 | 234285-Lighting-Occpncy Snsr-Hi-Bay integrated Snsr-Tr1 |  | System | Commercial | 01-ALC-AllCommercial-IntLight | 0 |  |  |  |  | 221.2703 | 95.5 | 0 | 0 | 0 | 125.7703 | 2503.6304 |  | kWh | 0.48559 | 0 | Commercial | [7 empty] | 8 | 0.84 |  |  |  | 0 | 74 | 0 | 0 | 0 | 0 | 0 | 0 | 0 | 0 | 0 | 0 | 2009 Qtr 1: 0; 2009 Qtr 2: 0; 2009 Qtr 3: 74; 2009 Qtr 4: 0; 2010 Qtr 1: 0; 2010 Qtr 2: 0; 2010 Qtr 3: 0; 2010 Qtr 4: 0; 2011 Qtr 1: 0; 2011 Qtr 2: 0; 2011 Qtr 3: 0; 2011 Qtr 4: 0 | 74
0 | 234330-Premium T8 with T12 40 Watt Baseline - Tr1 |  | System | Commercial | 01-ALC-AllCommercial-IntLight | 0 |  |  |  |  | 27.6532 | 13.1897 | 0 | 0 | 0 | 14.4636 | 83.5202 |  | kWh | 0.017351 | 0 | Commercial | [7 empty] | 15 | 0.78 |  |  |  | 0 | 185.5996 | 0 | 0 | 0 | 0 | 0 | 0 | 0 | 0 | 0 | 0 | 2009 Qtr 1: 0; 2009 Qtr 2: 0; 2009 Qtr 3: 185.5996; 2009 Qtr 4: 0; 2010 Qtr 1: 0; 2010 Qtr 2: 0; 2010 Qtr 3: 0; 2010 Qtr 4: 0; 2011 Qtr 1: 0; 2011 Qtr 2: 0; 2011 Qtr 3: 0; 2011 Qtr 4: 0 | 185.5996
0 | 234285-Lighting-Occpncy Snsr-Hi-Bay integrated Snsr-Tr1 |  | System | Commercial | 01-ALC-AllCommercial-IntLight | 0 |  |  |  |  | 221.2703 | 95.5 | 0 | 0 | 0 | 125.7703 | 2503.6304 |  | kWh | 0.48559 | 0 | Commercial | [7 empty] | 8 | 0.84 |  |  |  | 0 | 51 | 0 | 0 | 0 | 0 | 0 | 0 | 0 | 0 | 0 | 0 | 2009 Qtr 1: 0; 2009 Qtr 2: 0; 2009 Qtr 3: 51; 2009 Qtr 4: 0; 2010 Qtr 1: 0; 2010 Qtr 2: 0; 2010 Qtr 3: 0; 2010 Qtr 4: 0; 2011 Qtr 1: 0; 2011 Qtr 2: 0; 2011 Qtr 3: 0; 2011 Qtr 4: 0 | 51
0 | 234330-Premium T8 with T12 40 Watt Baseline - Tr1 |  | System | Commercial | 01-ALC-AllCommercial-IntLight | 0 |  |  |  |  | 27.6532 | 13.1897 | 0 | 0 | 0 | 14.4636 | 83.5202 |  | kWh | 0.017351 | 0 | Commercial | [7 empty] | 15 | 0.78 |  |  |  | 0 | 143.7487 | 0 | 0 | 0 | 0 | 0 | 0 | 0 | 0 | 0 | 0 | 2009 Qtr 1: 0; 2009 Qtr 2: 0; 2009 Qtr 3: 143.7487; 2009 Qtr 4: 0; 2010 Qtr 1: 0; 2010 Qtr 2: 0; 2010 Qtr 3: 0; 2010 Qtr 4: 0; 2011 Qtr 1: 0; 2011 Qtr 2: 0; 2011 Qtr 3: 0; 2011 Qtr 4: 0 | 143.7487
0 | 234360-Lighting-IntrHiByLnrFlscntFxtr244wrplc400w(TrI)Tr1 |  | System | Commercial | [6 empty] | 282.4319 | 153.8404 | 0 | 0 | 0 | 128.5914 | 0 |  | 0 | 0.224 | -7.1132 | Commercial |  | Winter Only | [5 empty] | 15 | 0.78 |  |  |  | 0 | 8.7753 | 0 | 0 | 0 | 0 | 0 | 0 | 0 | 0 | 0 | 0 | 2009 Qtr 1: 0; 2009 Qtr 2: 0; 2009 Qtr 3: 8.7753; 2009 Qtr 4: 0; 2010 Qtr 1: 0; 2010 Qtr 2: 0; 2010 Qtr 3: 0; 2010 Qtr 4: 0; 2011 Qtr 1: 0; 2011 Qtr 2: 0; 2011 Qtr 3: 0; 2011 Qtr 4: 0 | 8.7753
0 | 234285-Lighting-Occpncy Snsr-Hi-Bay integrated Snsr-Tr1 |  | System | Commercial | 01-ALC-AllCommercial-IntLight | 0 |  |  |  |  | 221.2703 | 95.5 | 0 | 0 | 0 | 125.7703 | 2503.6304 |  | kWh | 0.48559 | 0 | Commercial | [7 empty] | 8 | 0.84 |  |  |  | 0 | 50 | 0 | 0 | 0 | 0 | 0 | 0 | 0 | 0 | 0 | 0 | 2009 Qtr 1: 0; 2009 Qtr 2: 0; 2009 Qtr 3: 50; 2009 Qtr 4: 0; 2010 Qtr 1: 0; 2010 Qtr 2: 0; 2010 Qtr 3: 0; 2010 Qtr 4: 0; 2011 Qtr 1: 0; 2011 Qtr 2: 0; 2011 Qtr 3: 0; 2011 Qtr 4: 0 | 50
0 | 234330-Premium T8 with T12 40 Watt Baseline - Tr1 |  | System | Commercial | 01-ALC-AllCommercial-IntLight | 0 |  |  |  |  | 27.6532 | 13.1897 | 0 | 0 | 0 | 14.4636 | 83.5202 |  | kWh | 0.017351 | 0 | Commercial | [7 empty] | 15 | 0.78 |  |  |  | 0 | 262.023 | 0 | 0 | 0 | 0 | 0 | 0 | 0 | 0 | 0 | 0 | 2009 Qtr 1: 0; 2009 Qtr 2: 0; 2009 Qtr 3: 262.023; 2009 Qtr 4: 0; 2010 Qtr 1: 0; 2010 Qtr 2: 0; 2010 Qtr 3: 0; 2010 Qtr 4: 0; 2011 Qtr 1: 0; 2011 Qtr 2: 0; 2011 Qtr 3: 0; 2011 Qtr 4: 0 | 262.023
0 | 234360-Lighting-IntrHiByLnrFlscntFxtr244wrplc400w(TrI)Tr1 |  | System | Commercial | [6 empty] | 282.4319 | 153.8404 | 0 | 0 | 0 | 128.5914 | 0 |  | 0 | 0.224 | -7.1132 | Commercial |  | Winter Only | [5 empty] | 15 | 0.78 |  |  |  | 0 | 8.7753 | 0 | 0 | 0 | 0 | 0 | 0 | 0 | 0 | 0 | 0 | 2009 Qtr 1: 0; 2009 Qtr 2: 0; 2009 Qtr 3: 8.7753; 2009 Qtr 4: 0; 2010 Qtr 1: 0; 2010 Qtr 2: 0; 2010 Qtr 3: 0; 2010 Qtr 4: 0; 2011 Qtr 1: 0; 2011 Qtr 2: 0; 2011 Qtr 3: 0; 2011 Qtr 4: 0 | 8.7753
0 | 234285-Lighting-Occpncy Snsr-Hi-Bay integrated Snsr-Tr1 |  | System | Commercial | 01-ALC-AllCommercial-IntLight | 0 |  |  |  |  | 221.2703 | 95.5 | 0 | 0 | 0 | 125.7703 | 2503.6304 |  | kWh | 0.48559 | 0 | Commercial | [7 empty] | 8 | 0.84 |  |  |  | 0 | 87 | 0 | 0 | 0 | 0 | 0 | 0 | 0 | 0 | 0 | 0 | 2009 Qtr 1: 0; 2009 Qtr 2: 0; 2009 Qtr 3: 87; 2009 Qtr 4: 0; 2010 Qtr 1: 0; 2010 Qtr 2: 0; 2010 Qtr 3: 0; 2010 Qtr 4: 0; 2011 Qtr 1: 0; 2011 Qtr 2: 0; 2011 Qtr 3: 0; 2011 Qtr 4: 0 | 87
0 | 234360-Lighting-IntrHiByLnrFlscntFxtr244wrplc400w(TrI)Tr1 |  | System | Commercial | [6 empty] | 282.4319 | 153.8404 | 0 | 0 | 0 | 128.5914 | 0 |  | 0 | 0.224 | -7.1132 | Commercial |  | Winter Only | [5 empty] | 15 | 0.78 |  |  |  | 0 | 2.9251 | 0 | 0 | 0 | 0 | 0 | 0 | 0 | 0 | 0 | 0 | 2009 Qtr 1: 0; 2009 Qtr 2: 0; 2009 Qtr 3: 2.9251; 2009 Qtr 4: 0; 2010 Qtr 1: 0; 2010 Qtr 2: 0; 2010 Qtr 3: 0; 2010 Qtr 4: 0; 2011 Qtr 1: 0; 2011 Qtr 2: 0; 2011 Qtr 3: 0; 2011 Qtr 4: 0 | 2.9251
0 | 234285-Lighting-Occpncy Snsr-Hi-Bay integrated Snsr-Tr1 |  | System | Commercial | 01-ALC-AllCommercial-IntLight | 0 |  |  |  |  | 221.2703 | 95.5 | 0 | 0 | 0 | 125.7703 | 2503.6304 |  | kWh | 0.48559 | 0 | Commercial | [7 empty] | 8 | 0.84 |  |  |  | 0 | 109 | 0 | 0 | 0 | 0 | 0 | 0 | 0 | 0 | 0 | 0 | 2009 Qtr 1: 0; 2009 Qtr 2: 0; 2009 Qtr 3: 109; 2009 Qtr 4: 0; 2010 Qtr 1: 0; 2010 Qtr 2: 0; 2010 Qtr 3: 0; 2010 Qtr 4: 0; 2011 Qtr 1: 0; 2011 Qtr 2: 0; 2011 Qtr 3: 0; 2011 Qtr 4: 0 | 109
0 | 234286-Lighting-Occpncy Snsr-Hi-Bay integrated Snsr-Tr2 |  | System | Commercial | 01-ALC-AllCommercial-IntLight | 0 |  |  |  |  | 221.37 | 95.5 | 0 | 0 | 0 | 125.87 | 1499.5759 |  | kWh | 0.47213 | 0 | Commercial | [7 empty] | 8 | 0.84 |  |  |  | 0 | 25 | 0 | 0 | 0 | 0 | 0 | 0 | 0 | 0 | 0 | 0 | 2009 Qtr 1: 0; 2009 Qtr 2: 0; 2009 Qtr 3: 0; 2009 Qtr 4: 25; 2010 Qtr 1: 0; 2010 Qtr 2: 0; 2010 Qtr 3: 0; 2010 Qtr 4: 0; 2011 Qtr 1: 0; 2011 Qtr 2: 0; 2011 Qtr 3: 0; 2011 Qtr 4: 0 | 25
0 | 234330-Premium T8 with T12 40 Watt Baseline - Tr1 |  | System | Commercial | 01-ALC-AllCommercial-IntLight | 0 |  |  |  |  | 27.6532 | 13.1897 | 0 | 0 | 0 | 14.4636 | 83.5202 |  | kWh | 0.017351 | 0 | Commercial | [7 empty] | 15 | 0.78 |  |  |  | 0 | 90.9802 | 0 | 0 | 0 | 0 | 0 | 0 | 0 | 0 | 0 | 0 | 2009 Qtr 1: 0; 2009 Qtr 2: 0; 2009 Qtr 3: 0; 2009 Qtr 4: 90.9802; 2010 Qtr 1: 0; 2010 Qtr 2: 0; 2010 Qtr 3: 0; 2010 Qtr 4: 0; 2011 Qtr 1: 0; 2011 Qtr 2: 0; 2011 Qtr 3: 0; 2011 Qtr 4: 0 | 90.9802
0 | 234303-Lighting-Remove 4 Ft Lamp (De-Lamp) - Tr1 |  | System | Commercial | [6 empty] | 12.3596 | 0 | 0 | 0 | 0 | 12.3596 | 0 |  | 0 | 0 | 0 | Commercial |  | Winter Only | [5 empty] | 15 | 0.77 |  |  |  | 0 | 0.9098 | 0 | 0 | 0 | 0 | 0 | 0 | 0 | 0 | 0 | 0 | 2009 Qtr 1: 0; 2009 Qtr 2: 0; 2009 Qtr 3: 0; 2009 Qtr 4: 0.9098; 2010 Qtr 1: 0; 2010 Qtr 2: 0; 2010 Qtr 3: 0; 2010 Qtr 4: 0; 2011 Qtr 1: 0; 2011 Qtr 2: 0; 2011 Qtr 3: 0; 2011 Qtr 4: 0 | 0.9098
0 | 234285-Lighting-Occpncy Snsr-Hi-Bay integrated Snsr-Tr1 |  | System | Commercial | 01-ALC-AllCommercial-IntLight | 0 |  |  |  |  | 221.2703 | 95.5 | 0 | 0 | 0 | 125.7703 | 2503.6304 |  | kWh | 0.48559 | 0 | Commercial | [7 empty] | 8 | 0.84 |  |  |  | 0 | 28 | 0 | 0 | 0 | 0 | 0 | 0 | 0 | 0 | 0 | 0 | 2009 Qtr 1: 0; 2009 Qtr 2: 0; 2009 Qtr 3: 0; 2009 Qtr 4: 28; 2010 Qtr 1: 0; 2010 Qtr 2: 0; 2010 Qtr 3: 0; 2010 Qtr 4: 0; 2011 Qtr 1: 0; 2011 Qtr 2: 0; 2011 Qtr 3: 0; 2011 Qtr 4: 0 | 28
0 | 234330-Premium T8 with T12 40 Watt Baseline - Tr1 |  | System | Commercial | 01-ALC-AllCommercial-IntLight | 0 |  |  |  |  | 27.6532 | 11.8707 | 0 | 0 | 0 | 15.7825 | 83.5202 |  | kWh | 0.017351 | 0 | Commercial | [7 empty] | 15 | 0.78 |  |  |  | 0 | 154.6664 | 0 | 0 | 0 | 0 | 0 | 0 | 0 | 0 | 0 | 0 | 2009 Qtr 1: 0; 2009 Qtr 2: 0; 2009 Qtr 3: 154.6664; 2009 Qtr 4: 0; 2010 Qtr 1: 0; 2010 Qtr 2: 0; 2010 Qtr 3: 0; 2010 Qtr 4: 0; 2011 Qtr 1: 0; 2011 Qtr 2: 0; 2011 Qtr 3: 0; 2011 Qtr 4: 0 | 154.6664
0 | 234303-Lighting-Remove 4 Ft Lamp (De-Lamp) - Tr1 |  | System | Commercial | [6 empty] | 12.3596 | 14.8384 | 0 | 0 | 0 | -2.4788 | 137.2559 |  | 0 | 0.026384 | -2.5676 | Commercial |  | Winter Only | [5 empty] | 15 | 0.77 |  |  |  | 0 | 3.6392 | 0 | 0 | 0 | 0 | 0 | 0 | 0 | 0 | 0 | 0 | 2009 Qtr 1: 0; 2009 Qtr 2: 0; 2009 Qtr 3: 3.6392; 2009 Qtr 4: 0; 2010 Qtr 1: 0; 2010 Qtr 2: 0; 2010 Qtr 3: 0; 2010 Qtr 4: 0; 2011 Qtr 1: 0; 2011 Qtr 2: 0; 2011 Qtr 3: 0; 2011 Qtr 4: 0 | 3.6392
0 | 234003-A/C - Reflective Window Film Inland |  | System | Commercial | 18-OFS-Office–Small-Cooling | 0 |  |  |  |  | 3.12 | 2 | 0 | 0 | 0 | 1.12 | 15.27 |  | kWh | 0.0023 | 0 | Commercial | [7 empty] | 10 | 0.85 |  |  |  | 0 | 2559 | 0 | 0 | 0 | 0 | 0 | 0 | 0 | 0 | 0 | 0 | 2009 Qtr 1: 0; 2009 Qtr 2: 0; 2009 Qtr 3: 2559; 2009 Qtr 4: 0; 2010 Qtr 1: 0; 2010 Qtr 2: 0; 2010 Qtr 3: 0; 2010 Qtr 4: 0; 2011 Qtr 1: 0; 2011 Qtr 2: 0; 2011 Qtr 3: 0; 2011 Qtr 4: 0 | 2559
0 | 234330-Premium T8 with T12 40 Watt Baseline - Tr1 |  | System | Commercial | 01-ALC-AllCommercial-IntLight | 0 |  |  |  |  | 27.6532 | 13.1897 | 0 | 0 | 0 | 14.4636 | 83.5202 |  | kWh | 0.017351 | 0 | Commercial | [7 empty] | 15 | 0.78 |  |  |  | 0 | 25.4745 | 0 | 0 | 0 | 0 | 0 | 0 | 0 | 0 | 0 | 0 | 2009 Qtr 1: 0; 2009 Qtr 2: 0; 2009 Qtr 3: 25.4745; 2009 Qtr 4: 0; 2010 Qtr 1: 0; 2010 Qtr 2: 0; 2010 Qtr 3: 0; 2010 Qtr 4: 0; 2011 Qtr 1: 0; 2011 Qtr 2: 0; 2011 Qtr 3: 0; 2011 Qtr 4: 0 | 25.4745
0 | 234303-Lighting-Remove 4 Ft Lamp (De-Lamp) - Tr1 |  | System | Commercial | [6 empty] | 12.3596 | 16.4871 | 0 | 0 | 0 | -4.1275 | 137.2559 |  | 0 | 0.026384 | -2.5676 | Commercial |  | Winter Only | [5 empty] | 15 | 0.77 |  |  |  | 0 | 3.6392 | 0 | 0 | 0 | 0 | 0 | 0 | 0 | 0 | 0 | 0 | 2009 Qtr 1: 0; 2009 Qtr 2: 0; 2009 Qtr 3: 3.6392; 2009 Qtr 4: 0; 2010 Qtr 1: 0; 2010 Qtr 2: 0; 2010 Qtr 3: 0; 2010 Qtr 4: 0; 2011 Qtr 1: 0; 2011 Qtr 2: 0; 2011 Qtr 3: 0; 2011 Qtr 4: 0 | 3.6392
0 | 234172-Food Service - Convection Oven-Gas |  | System | Commercial | [6 empty] | 3144 | 500 | 0 | 0 | 0 | 2644 | 0 |  | 0 | 0 | 323 | Commercial |  | Annual | [5 empty] | 12 | 0.7 |  |  |  | 0 | 1 | 0 | 0 | 0 | 0 | 0 | 0 | 0 | 0 | 0 | 0 | 2009 Qtr 1: 0; 2009 Qtr 2: 0; 2009 Qtr 3: 0; 2009 Qtr 4: 1; 2010 Qtr 1: 0; 2010 Qtr 2: 0; 2010 Qtr 3: 0; 2010 Qtr 4: 0; 2011 Qtr 1: 0; 2011 Qtr 2: 0; 2011 Qtr 3: 0; 2011 Qtr 4: 0 | 1
0 | 234330-Premium T8 with T12 40 Watt Baseline - Tr1 |  | System | Commercial | 01-ALC-AllCommercial-IntLight | 0 |  |  |  |  | 27.6532 | 13.1897 | 0 | 0 | 0 | 14.4636 | 83.5202 |  | kWh | 0.017351 | 0 | Commercial | [7 empty] | 15 | 0.78 |  |  |  | 0 | 3.6392 | 0 | 0 | 0 | 0 | 0 | 0 | 0 | 0 | 0 | 0 | 2009 Qtr 1: 0; 2009 Qtr 2: 0; 2009 Qtr 3: 3.6392; 2009 Qtr 4: 0; 2010 Qtr 1: 0; 2010 Qtr 2: 0; 2010 Qtr 3: 0; 2010 Qtr 4: 0; 2011 Qtr 1: 0; 2011 Qtr 2: 0; 2011 Qtr 3: 0; 2011 Qtr 4: 0 | 3.6392
0 | 234285-Lighting-Occpncy Snsr-Hi-Bay integrated Snsr-Tr1 |  | System | Commercial | 01-ALC-AllCommercial-IntLight | 0 |  |  |  |  | 221.2703 | 95.5 | 0 | 0 | 0 | 125.7703 | 2503.6304 |  | kWh | 0.48559 | 0 | Commercial | [7 empty] | 8 | 0.84 |  |  |  | 0 | 24 | 0 | 0 | 0 | 0 | 0 | 0 | 0 | 0 | 0 | 0 | 2009 Qtr 1: 0; 2009 Qtr 2: 0; 2009 Qtr 3: 24; 2009 Qtr 4: 0; 2010 Qtr 1: 0; 2010 Qtr 2: 0; 2010 Qtr 3: 0; 2010 Qtr 4: 0; 2011 Qtr 1: 0; 2011 Qtr 2: 0; 2011 Qtr 3: 0; 2011 Qtr 4: 0 | 24
0 | 234330-Premium T8 with T12 40 Watt Baseline - Tr1 |  | System | Commercial | 01-ALC-AllCommercial-IntLight | 0 |  |  |  |  | 27.6532 | 13.1897 | 0 | 0 | 0 | 14.4636 | 83.5202 |  | kWh | 0.017351 | 0 | Commercial | [7 empty] | 15 | 0.78 |  |  |  | 0 | 25.4745 | 0 | 0 | 0 | 0 | 0 | 0 | 0 | 0 | 0 | 0 | 2009 Qtr 1: 0; 2009 Qtr 2: 0; 2009 Qtr 3: 25.4745; 2009 Qtr 4: 0; 2010 Qtr 1: 0; 2010 Qtr 2: 0; 2010 Qtr 3: 0; 2010 Qtr 4: 0; 2011 Qtr 1: 0; 2011 Qtr 2: 0; 2011 Qtr 3: 0; 2011 Qtr 4: 0 | 25.4745
0 | 234285-Lighting-Occpncy Snsr-Hi-Bay integrated Snsr-Tr1 |  | System | Commercial | 01-ALC-AllCommercial-IntLight | 0 |  |  |  |  | 221.2703 | 95.5 | 0 | 0 | 0 | 125.7703 | 2503.6304 |  | kWh | 0.48559 | 0 | Commercial | [7 empty] | 8 | 0.84 |  |  |  | 0 | 6 | 0 | 0 | 0 | 0 | 0 | 0 | 0 | 0 | 0 | 0 | 2009 Qtr 1: 0; 2009 Qtr 2: 0; 2009 Qtr 3: 6; 2009 Qtr 4: 0; 2010 Qtr 1: 0; 2010 Qtr 2: 0; 2010 Qtr 3: 0; 2010 Qtr 4: 0; 2011 Qtr 1: 0; 2011 Qtr 2: 0; 2011 Qtr 3: 0; 2011 Qtr 4: 0 | 6
0 | 234330-Premium T8 with T12 40 Watt Baseline - Tr1 |  | System | Commercial | 01-ALC-AllCommercial-IntLight | 0 |  |  |  |  | 27.6532 | 13.1897 | 0 | 0 | 0 | 14.4636 | 83.5202 |  | kWh | 0.017351 | 0 | Commercial | [7 empty] | 15 | 0.78 |  |  |  | 0 | 94.6194 | 0 | 0 | 0 | 0 | 0 | 0 | 0 | 0 | 0 | 0 | 2009 Qtr 1: 0; 2009 Qtr 2: 0; 2009 Qtr 3: 94.6194; 2009 Qtr 4: 0; 2010 Qtr 1: 0; 2010 Qtr 2: 0; 2010 Qtr 3: 0; 2010 Qtr 4: 0; 2011 Qtr 1: 0; 2011 Qtr 2: 0; 2011 Qtr 3: 0; 2011 Qtr 4: 0 | 94.6194
0 | 234303-Lighting-Remove 4 Ft Lamp (De-Lamp) - Tr1 |  | System | Commercial | [6 empty] | 12.3596 | 16.4871 | 0 | 0 | 0 | -4.1275 | 137.2559 |  | 0 | 0.026384 | -2.5676 | Commercial |  | Winter Only | [5 empty] | 15 | 0.77 |  |  |  | 0 | 18.196 | 0 | 0 | 0 | 0 | 0 | 0 | 0 | 0 | 0 | 0 | 2009 Qtr 1: 0; 2009 Qtr 2: 0; 2009 Qtr 3: 18.196; 2009 Qtr 4: 0; 2010 Qtr 1: 0; 2010 Qtr 2: 0; 2010 Qtr 3: 0; 2010 Qtr 4: 0; 2011 Qtr 1: 0; 2011 Qtr 2: 0; 2011 Qtr 3: 0; 2011 Qtr 4: 0 | 18.196
0 | 234285-Lighting-Occpncy Snsr-Hi-Bay integrated Snsr-Tr1 |  | System | Commercial | 01-ALC-AllCommercial-IntLight | 0 |  |  |  |  | 221.2703 | 95.5 | 0 | 0 | 0 | 125.7703 | 2503.6304 |  | kWh | 0.48559 | 0 | Commercial | [7 empty] | 8 | 0.84 |  |  |  | 0 | 2 | 0 | 0 | 0 | 0 | 0 | 0 | 0 | 0 | 0 | 0 | 2009 Qtr 1: 0; 2009 Qtr 2: 0; 2009 Qtr 3: 2; 2009 Qtr 4: 0; 2010 Qtr 1: 0; 2010 Qtr 2: 0; 2010 Qtr 3: 0; 2010 Qtr 4: 0; 2011 Qtr 1: 0; 2011 Qtr 2: 0; 2011 Qtr 3: 0; 2011 Qtr 4: 0 | 2
0 | 234312-Lighting-Screw in 14-26 Watt Lamp - Tr1 |  | System | Commercial | [6 empty] | 9.3196 | 10.3931 | 0 | 0 | 0 | -1.0734 | 194.1729 |  | 0 | 0.038993 | -2.6224 | Commercial |  | Annual | [5 empty] | 2.47 | 0.81 |  |  |  | 0 | 1.3471 | 0 | 0 | 0 | 0 | 0 | 0 | 0 | 0 | 0 | 0 | 2009 Qtr 1: 0; 2009 Qtr 2: 0; 2009 Qtr 3: 1.3471; 2009 Qtr 4: 0; 2010 Qtr 1: 0; 2010 Qtr 2: 0; 2010 Qtr 3: 0; 2010 Qtr 4: 0; 2011 Qtr 1: 0; 2011 Qtr 2: 0; 2011 Qtr 3: 0; 2011 Qtr 4: 0 | 1.3471
0 | 234312-Lighting-Screw in 14-26 Watt Lamp - Tr1 |  | System | Commercial | [6 empty] | 9.3196 | 10.3931 | 0 | 0 | 0 | -1.0734 | 194.1729 |  | 0 | 0.038993 | -2.6224 | Commercial |  | Annual | [5 empty] | 2.47 | 0.81 |  |  |  | 0 | 2.0206 | 0 | 0 | 0 | 0 | 0 | 0 | 0 | 0 | 0 | 0 | 2009 Qtr 1: 0; 2009 Qtr 2: 0; 2009 Qtr 3: 2.0206; 2009 Qtr 4: 0; 2010 Qtr 1: 0; 2010 Qtr 2: 0; 2010 Qtr 3: 0; 2010 Qtr 4: 0; 2011 Qtr 1: 0; 2011 Qtr 2: 0; 2011 Qtr 3: 0; 2011 Qtr 4: 0 | 2.0206
0 | 234312-Lighting-Screw in 14-26 Watt Lamp - Tr1 |  | System | Commercial | [6 empty] | 9.3196 | 10.3931 | 0 | 0 | 0 | -1.0734 | 194.1729 |  | 0 | 0.038993 | -2.6224 | Commercial |  | Annual | [5 empty] | 2.47 | 0.81 |  |  |  | 0 | 4.7147 | 0 | 0 | 0 | 0 | 0 | 0 | 0 | 0 | 0 | 0 | 2009 Qtr 1: 0; 2009 Qtr 2: 0; 2009 Qtr 3: 4.7147; 2009 Qtr 4: 0; 2010 Qtr 1: 0; 2010 Qtr 2: 0; 2010 Qtr 3: 0; 2010 Qtr 4: 0; 2011 Qtr 1: 0; 2011 Qtr 2: 0; 2011 Qtr 3: 0; 2011 Qtr 4: 0 | 4.7147
0 | 234312-Lighting-Screw in 14-26 Watt Lamp - Tr1 |  | System | Commercial | [6 empty] | 9.3196 | 10.3931 | 0 | 0 | 0 | -1.0734 | 194.1729 |  | 0 | 0.038993 | -2.6224 | Commercial |  | Annual | [5 empty] | 2.47 | 0.81 |  |  |  | 0 | 1.3471 | 0 | 0 | 0 | 0 | 0 | 0 | 0 | 0 | 0 | 0 | 2009 Qtr 1: 0; 2009 Qtr 2: 0; 2009 Qtr 3: 1.3471; 2009 Qtr 4: 0; 2010 Qtr 1: 0; 2010 Qtr 2: 0; 2010 Qtr 3: 0; 2010 Qtr 4: 0; 2011 Qtr 1: 0; 2011 Qtr 2: 0; 2011 Qtr 3: 0; 2011 Qtr 4: 0 | 1.3471
0 | 234312-Lighting-Screw in 14-26 Watt Lamp - Tr1 |  | System | Commercial | [6 empty] | 9.3196 | 10.3931 | 0 | 0 | 0 | -1.0734 | 194.1729 |  | 0 | 0.038993 | -2.6224 | Commercial |  | Annual | [5 empty] | 2.47 | 0.81 |  |  |  | 0 | 2.6941 | 0 | 0 | 0 | 0 | 0 | 0 | 0 | 0 | 0 | 0 | 2009 Qtr 1: 0; 2009 Qtr 2: 0; 2009 Qtr 3: 2.6941; 2009 Qtr 4: 0; 2010 Qtr 1: 0; 2010 Qtr 2: 0; 2010 Qtr 3: 0; 2010 Qtr 4: 0; 2011 Qtr 1: 0; 2011 Qtr 2: 0; 2011 Qtr 3: 0; 2011 Qtr 4: 0 | 2.6941
0 | 234312-Lighting-Screw in 14-26 Watt Lamp - Tr1 |  | System | Commercial | [6 empty] | 9.3196 | 10.3931 | 0 | 0 | 0 | -1.0734 | 194.1729 |  | 0 | 0.038993 | -2.6224 | Commercial |  | Annual | [5 empty] | 2.47 | 0.81 |  |  |  | 0 | 2.0206 | 0 | 0 | 0 | 0 | 0 | 0 | 0 | 0 | 0 | 0 | 2009 Qtr 1: 0; 2009 Qtr 2: 0; 2009 Qtr 3: 0; 2009 Qtr 4: 2.0206; 2010 Qtr 1: 0; 2010 Qtr 2: 0; 2010 Qtr 3: 0; 2010 Qtr 4: 0; 2011 Qtr 1: 0; 2011 Qtr 2: 0; 2011 Qtr 3: 0; 2011 Qtr 4: 0 | 2.0206
0 | 234312-Lighting-Screw in 14-26 Watt Lamp - Tr1 |  | System | Commercial | [6 empty] | 9.3196 | 10.3931 | 0 | 0 | 0 | -1.0734 | 194.1729 |  | 0 | 0.038993 | -2.6224 | Commercial |  | Annual | [5 empty] | 2.47 | 0.81 |  |  |  | 0 | 2.0206 | 0 | 0 | 0 | 0 | 0 | 0 | 0 | 0 | 0 | 0 | 2009 Qtr 1: 0; 2009 Qtr 2: 0; 2009 Qtr 3: 2.0206; 2009 Qtr 4: 0; 2010 Qtr 1: 0; 2010 Qtr 2: 0; 2010 Qtr 3: 0; 2010 Qtr 4: 0; 2011 Qtr 1: 0; 2011 Qtr 2: 0; 2011 Qtr 3: 0; 2011 Qtr 4: 0 | 2.0206
0 | 234312-Lighting-Screw in 14-26 Watt Lamp - Tr1 |  | System | Commercial | [6 empty] | 9.3196 | 10.3931 | 0 | 0 | 0 | -1.0734 | 194.1729 |  | 0 | 0.038993 | -2.6224 | Commercial |  | Annual | [5 empty] | 2.47 | 0.81 |  |  |  | 0 | 4.7147 | 0 | 0 | 0 | 0 | 0 | 0 | 0 | 0 | 0 | 0 | 2009 Qtr 1: 0; 2009 Qtr 2: 0; 2009 Qtr 3: 4.7147; 2009 Qtr 4: 0; 2010 Qtr 1: 0; 2010 Qtr 2: 0; 2010 Qtr 3: 0; 2010 Qtr 4: 0; 2011 Qtr 1: 0; 2011 Qtr 2: 0; 2011 Qtr 3: 0; 2011 Qtr 4: 0 | 4.7147
0 | 234312-Lighting-Screw in 14-26 Watt Lamp - Tr1 |  | System | Commercial | [6 empty] | 9.3196 | 10.3931 | 0 | 0 | 0 | -1.0734 | 194.1729 |  | 0 | 0.038993 | -2.6224 | Commercial |  | Annual | [5 empty] | 2.47 | 0.81 |  |  |  | 0 | 1.3471 | 0 | 0 | 0 | 0 | 0 | 0 | 0 | 0 | 0 | 0 | 2009 Qtr 1: 0; 2009 Qtr 2: 0; 2009 Qtr 3: 1.3471; 2009 Qtr 4: 0; 2010 Qtr 1: 0; 2010 Qtr 2: 0; 2010 Qtr 3: 0; 2010 Qtr 4: 0; 2011 Qtr 1: 0; 2011 Qtr 2: 0; 2011 Qtr 3: 0; 2011 Qtr 4: 0 | 1.3471
0 | 234312-Lighting-Screw in 14-26 Watt Lamp - Tr1 |  | System | Commercial | [6 empty] | 9.3196 | 10.3931 | 0 | 0 | 0 | -1.0734 | 194.1729 |  | 0 | 0.038993 | -2.6224 | Commercial |  | Annual | [5 empty] | 2.47 | 0.81 |  |  |  | 0 | 1.3471 | 0 | 0 | 0 | 0 | 0 | 0 | 0 | 0 | 0 | 0 | 2009 Qtr 1: 0; 2009 Qtr 2: 0; 2009 Qtr 3: 1.3471; 2009 Qtr 4: 0; 2010 Qtr 1: 0; 2010 Qtr 2: 0; 2010 Qtr 3: 0; 2010 Qtr 4: 0; 2011 Qtr 1: 0; 2011 Qtr 2: 0; 2011 Qtr 3: 0; 2011 Qtr 4: 0 | 1.3471
0 | 234312-Lighting-Screw in 14-26 Watt Lamp - Tr1 |  | System | Commercial | [6 empty] | 9.3196 | 10.3931 | 0 | 0 | 0 | -1.0734 | 194.1729 |  | 0 | 0.038993 | -2.6224 | Commercial |  | Annual | [5 empty] | 2.47 | 0.81 |  |  |  | 0 | 7.4088 | 0 | 0 | 0 | 0 | 0 | 0 | 0 | 0 | 0 | 0 | 2009 Qtr 1: 0; 2009 Qtr 2: 0; 2009 Qtr 3: 7.4088; 2009 Qtr 4: 0; 2010 Qtr 1: 0; 2010 Qtr 2: 0; 2010 Qtr 3: 0; 2010 Qtr 4: 0; 2011 Qtr 1: 0; 2011 Qtr 2: 0; 2011 Qtr 3: 0; 2011 Qtr 4: 0 | 7.4088
0 | 234312-Lighting-Screw in 14-26 Watt Lamp - Tr1 |  | System | Commercial | [6 empty] | 9.3196 | 10.3931 | 0 | 0 | 0 | -1.0734 | 194.1729 |  | 0 | 0.038993 | -2.6224 | Commercial |  | Annual | [5 empty] | 2.47 | 0.81 |  |  |  | 0 | 5.3882 | 0 | 0 | 0 | 0 | 0 | 0 | 0 | 0 | 0 | 0 | 2009 Qtr 1: 0; 2009 Qtr 2: 0; 2009 Qtr 3: 5.3882; 2009 Qtr 4: 0; 2010 Qtr 1: 0; 2010 Qtr 2: 0; 2010 Qtr 3: 0; 2010 Qtr 4: 0; 2011 Qtr 1: 0; 2011 Qtr 2: 0; 2011 Qtr 3: 0; 2011 Qtr 4: 0 | 5.3882
0 | 234312-Lighting-Screw in 14-26 Watt Lamp - Tr1 |  | System | Commercial | [6 empty] | 9.3196 | 10.3931 | 0 | 0 | 0 | -1.0734 | 194.1729 |  | 0 | 0.038993 | -2.6224 | Commercial |  | Annual | [5 empty] | 2.47 | 0.81 |  |  |  | 0 | 257.2868 | 0 | 0 | 0 | 0 | 0 | 0 | 0 | 0 | 0 | 0 | 2009 Qtr 1: 0; 2009 Qtr 2: 0; 2009 Qtr 3: 257.2868; 2009 Qtr 4: 0; 2010 Qtr 1: 0; 2010 Qtr 2: 0; 2010 Qtr 3: 0; 2010 Qtr 4: 0; 2011 Qtr 1: 0; 2011 Qtr 2: 0; 2011 Qtr 3: 0; 2011 Qtr 4: 0 | 257.2868
0 | 234140-Low Flow Showerhead |  | System | Commercial | 36-GST-Lodging-GuestRooms-Vent/Fan | 0 |  |  |  |  | 37.9464 | 20 | 0 | 0 | 0 | 17.9464 | 57.8762 |  | kWh | 0.012733 | 6.664 | Commercial |  | Annual | [5 empty] | 10 | 0.7 |  |  |  | 0 | 89 | 0 | 0 | 0 | 0 | 0 | 0 | 0 | 0 | 0 | 0 | 2009 Qtr 1: 0; 2009 Qtr 2: 0; 2009 Qtr 3: 89; 2009 Qtr 4: 0; 2010 Qtr 1: 0; 2010 Qtr 2: 0; 2010 Qtr 3: 0; 2010 Qtr 4: 0; 2011 Qtr 1: 0; 2011 Qtr 2: 0; 2011 Qtr 3: 0; 2011 Qtr 4: 0 | 89
0 | 234216-Lighting-Hrdwr Incan Base 27-65w Flrscnt Fxtr -Tr1 |  | System | Commercial | 01-ALC-AllCommercial-IntLight | 0 |  |  |  |  | 43.4669 | 43.5 | 0 | 0 | 0 | -0.033141 | 600.1416 |  | kWh | 0.1231 | 0 | Commercial | [7 empty] | 15 | 0.77 |  |  |  | 0 | 102 | 0 | 0 | 0 | 0 | 0 | 0 | 0 | 0 | 0 | 0 | 2009 Qtr 1: 0; 2009 Qtr 2: 0; 2009 Qtr 3: 102; 2009 Qtr 4: 0; 2010 Qtr 1: 0; 2010 Qtr 2: 0; 2010 Qtr 3: 0; 2010 Qtr 4: 0; 2011 Qtr 1: 0; 2011 Qtr 2: 0; 2011 Qtr 3: 0; 2011 Qtr 4: 0 | 102
0 | 234330-Premium T8 with T12 40 Watt Baseline - Tr1 |  | System | Commercial | 01-ALC-AllCommercial-IntLight | 0 |  |  |  |  | 27.6532 | 13.1897 | 0 | 0 | 0 | 14.4636 | 83.5202 |  | kWh | 0.017351 | 0 | Commercial | [7 empty] | 15 | 0.78 |  |  |  | 0 | 54.5881 | 0 | 0 | 0 | 0 | 0 | 0 | 0 | 0 | 0 | 0 | 2009 Qtr 1: 0; 2009 Qtr 2: 0; 2009 Qtr 3: 54.5881; 2009 Qtr 4: 0; 2010 Qtr 1: 0; 2010 Qtr 2: 0; 2010 Qtr 3: 0; 2010 Qtr 4: 0; 2011 Qtr 1: 0; 2011 Qtr 2: 0; 2011 Qtr 3: 0; 2011 Qtr 4: 0 | 54.5881
0 | 234207-Lighting-8 Ft T-8 with Elec Ballast-Tr1 |  | System | Commercial | 01-ALC-AllCommercial-IntLight | 0 |  |  |  |  | 35.6901 | 21.9828 | 0 | 0 | 0 | 13.7073 | 45.8368 |  | kWh | 0.0098893 | 0 | Commercial | [7 empty] | 15 | 0.78 |  |  |  | 0 | 9.098 | 0 | 0 | 0 | 0 | 0 | 0 | 0 | 0 | 0 | 0 | 2009 Qtr 1: 0; 2009 Qtr 2: 0; 2009 Qtr 3: 9.098; 2009 Qtr 4: 0; 2010 Qtr 1: 0; 2010 Qtr 2: 0; 2010 Qtr 3: 0; 2010 Qtr 4: 0; 2011 Qtr 1: 0; 2011 Qtr 2: 0; 2011 Qtr 3: 0; 2011 Qtr 4: 0 | 9.098
0 | 234330-Premium T8 with T12 40 Watt Baseline - Tr1 |  | System | Commercial | 01-ALC-AllCommercial-IntLight | 0 |  |  |  |  | 27.6532 | 13.1897 | 0 | 0 | 0 | 14.4636 | 83.5202 |  | kWh | 0.017351 | 0 | Commercial | [7 empty] | 15 | 0.78 |  |  |  | 0 | 211.0741 | 0 | 0 | 0 | 0 | 0 | 0 | 0 | 0 | 0 | 0 | 2009 Qtr 1: 0; 2009 Qtr 2: 0; 2009 Qtr 3: 211.0741; 2009 Qtr 4: 0; 2010 Qtr 1: 0; 2010 Qtr 2: 0; 2010 Qtr 3: 0; 2010 Qtr 4: 0; 2011 Qtr 1: 0; 2011 Qtr 2: 0; 2011 Qtr 3: 0; 2011 Qtr 4: 0 | 211.0741
0 | 234303-Lighting-Remove 4 Ft Lamp (De-Lamp) - Tr1 |  | System | Commercial | [6 empty] | 12.3596 | 16.4871 | 0 | 0 | 0 | -4.1275 | 137.2559 |  | 0 | 0.026384 | -2.5676 | Commercial |  | Winter Only | [5 empty] | 15 | 0.77 |  |  |  | 0 | 98.2586 | 0 | 0 | 0 | 0 | 0 | 0 | 0 | 0 | 0 | 0 | 2009 Qtr 1: 0; 2009 Qtr 2: 0; 2009 Qtr 3: 98.2586; 2009 Qtr 4: 0; 2010 Qtr 1: 0; 2010 Qtr 2: 0; 2010 Qtr 3: 0; 2010 Qtr 4: 0; 2011 Qtr 1: 0; 2011 Qtr 2: 0; 2011 Qtr 3: 0; 2011 Qtr 4: 0 | 98.2586
0 | 234360-Lighting-IntrHiByLnrFlscntFxtr244wrplc400w(TrI)Tr1 |  | System | Commercial | [6 empty] | 282.4319 | 153.8404 | 0 | 0 | 0 | 128.5914 | 0 |  | 0 | 0.224 | -7.1132 | Commercial |  | Winter Only | [5 empty] | 15 | 0.78 |  |  |  | 0 | 7.8003 | 0 | 0 | 0 | 0 | 0 | 0 | 0 | 0 | 0 | 0 | 2009 Qtr 1: 0; 2009 Qtr 2: 0; 2009 Qtr 3: 7.8003; 2009 Qtr 4: 0; 2010 Qtr 1: 0; 2010 Qtr 2: 0; 2010 Qtr 3: 0; 2010 Qtr 4: 0; 2011 Qtr 1: 0; 2011 Qtr 2: 0; 2011 Qtr 3: 0; 2011 Qtr 4: 0 | 7.8003
0 | 234285-Lighting-Occpncy Snsr-Hi-Bay integrated Snsr-Tr1 |  | System | Commercial | 01-ALC-AllCommercial-IntLight | 0 |  |  |  |  | 221.2703 | 95.5 | 0 | 0 | 0 | 125.7703 | 2503.6304 |  | kWh | 0.48559 | 0 | Commercial | [7 empty] | 8 | 0.84 |  |  |  | 0 | 61 | 0 | 0 | 0 | 0 | 0 | 0 | 0 | 0 | 0 | 0 | 2009 Qtr 1: 0; 2009 Qtr 2: 0; 2009 Qtr 3: 61; 2009 Qtr 4: 0; 2010 Qtr 1: 0; 2010 Qtr 2: 0; 2010 Qtr 3: 0; 2010 Qtr 4: 0; 2011 Qtr 1: 0; 2011 Qtr 2: 0; 2011 Qtr 3: 0; 2011 Qtr 4: 0 | 61
0 | 234330-Premium T8 with T12 40 Watt Baseline - Tr1 |  | System | Commercial | 01-ALC-AllCommercial-IntLight | 0 |  |  |  |  | 27.6532 | 13.1897 | 0 | 0 | 0 | 14.4636 | 83.5202 |  | kWh | 0.017351 | 0 | Commercial | [7 empty] | 15 | 0.78 |  |  |  | 0 | 9.098 | 0 | 0 | 0 | 0 | 0 | 0 | 0 | 0 | 0 | 0 | 2009 Qtr 1: 0; 2009 Qtr 2: 0; 2009 Qtr 3: 9.098; 2009 Qtr 4: 0; 2010 Qtr 1: 0; 2010 Qtr 2: 0; 2010 Qtr 3: 0; 2010 Qtr 4: 0; 2011 Qtr 1: 0; 2011 Qtr 2: 0; 2011 Qtr 3: 0; 2011 Qtr 4: 0 | 9.098
0 | 234207-Lighting-8 Ft T-8 with Elec Ballast-Tr1 |  | System | Commercial | 01-ALC-AllCommercial-IntLight | 0 |  |  |  |  | 35.6901 | 21.9828 | 0 | 0 | 0 | 13.7073 | 45.8368 |  | kWh | 0.0098893 | 0 | Commercial | [7 empty] | 15 | 0.78 |  |  |  | 0 | 47.3097 | 0 | 0 | 0 | 0 | 0 | 0 | 0 | 0 | 0 | 0 | 2009 Qtr 1: 0; 2009 Qtr 2: 0; 2009 Qtr 3: 47.3097; 2009 Qtr 4: 0; 2010 Qtr 1: 0; 2010 Qtr 2: 0; 2010 Qtr 3: 0; 2010 Qtr 4: 0; 2011 Qtr 1: 0; 2011 Qtr 2: 0; 2011 Qtr 3: 0; 2011 Qtr 4: 0 | 47.3097
0 | 234303-Lighting-Remove 4 Ft Lamp (De-Lamp) - Tr1 |  | System | Commercial | [6 empty] | 12.3596 | 16.4871 | 0 | 0 | 0 | -4.1275 | 137.2559 |  | 0 | 0.026384 | -2.5676 | Commercial |  | Winter Only | [5 empty] | 15 | 0.77 |  |  |  | 0 | 9.098 | 0 | 0 | 0 | 0 | 0 | 0 | 0 | 0 | 0 | 0 | 2009 Qtr 1: 0; 2009 Qtr 2: 0; 2009 Qtr 3: 9.098; 2009 Qtr 4: 0; 2010 Qtr 1: 0; 2010 Qtr 2: 0; 2010 Qtr 3: 0; 2010 Qtr 4: 0; 2011 Qtr 1: 0; 2011 Qtr 2: 0; 2011 Qtr 3: 0; 2011 Qtr 4: 0 | 9.098
0 | 234306-Lighting-Remove 8 Ft Lamp (De-Lamp) - Tr1 |  | System | Commercial | 23-RTL-Retail–SingleStorylarge-LIT_INT | 0 |  |  |  |  | 28.4369 | 27.4785 | 0 | 0 | 0 | 0.95836 | 366.7521 |  | kWh | 0.077777 | 0 | Commercial | [7 empty] | 15 | 0.77 |  |  |  | 0 | 3.6392 | 0 | 0 | 0 | 0 | 0 | 0 | 0 | 0 | 0 | 0 | 2009 Qtr 1: 0; 2009 Qtr 2: 0; 2009 Qtr 3: 3.6392; 2009 Qtr 4: 0; 2010 Qtr 1: 0; 2010 Qtr 2: 0; 2010 Qtr 3: 0; 2010 Qtr 4: 0; 2011 Qtr 1: 0; 2011 Qtr 2: 0; 2011 Qtr 3: 0; 2011 Qtr 4: 0 | 3.6392
0 | 234312-Lighting-Screw in 14-26 Watt Lamp - Tr1 |  | System | Commercial | [6 empty] | 9.3196 | 10.3931 | 0 | 0 | 0 | -1.0734 | 194.1729 |  | 0 | 0.038993 | -2.6224 | Commercial |  | Annual | [5 empty] | 2.47 | 0.81 |  |  |  | 0 | 24.2469 | 0 | 0 | 0 | 0 | 0 | 0 | 0 | 0 | 0 | 0 | 2009 Qtr 1: 0; 2009 Qtr 2: 0; 2009 Qtr 3: 24.2469; 2009 Qtr 4: 0; 2010 Qtr 1: 0; 2010 Qtr 2: 0; 2010 Qtr 3: 0; 2010 Qtr 4: 0; 2011 Qtr 1: 0; 2011 Qtr 2: 0; 2011 Qtr 3: 0; 2011 Qtr 4: 0 | 24.2469
0 | 234330-Premium T8 with T12 40 Watt Baseline - Tr1 |  | System | Commercial | 01-ALC-AllCommercial-IntLight | 0 |  |  |  |  | 27.6532 | 13.1897 | 0 | 0 | 0 | 14.4636 | 83.5202 |  | kWh | 0.017351 | 0 | Commercial | [7 empty] | 15 | 0.78 |  |  |  | 0 | 21.8353 | 0 | 0 | 0 | 0 | 0 | 0 | 0 | 0 | 0 | 0 | 2009 Qtr 1: 0; 2009 Qtr 2: 0; 2009 Qtr 3: 21.8353; 2009 Qtr 4: 0; 2010 Qtr 1: 0; 2010 Qtr 2: 0; 2010 Qtr 3: 0; 2010 Qtr 4: 0; 2011 Qtr 1: 0; 2011 Qtr 2: 0; 2011 Qtr 3: 0; 2011 Qtr 4: 0 | 21.8353
0 | 234207-Lighting-8 Ft T-8 with Elec Ballast-Tr1 |  | System | Commercial | 01-ALC-AllCommercial-IntLight | 0 |  |  |  |  | 35.6901 | 21.9828 | 0 | 0 | 0 | 13.7073 | 45.8368 |  | kWh | 0.0098893 | 0 | Commercial | [7 empty] | 15 | 0.78 |  |  |  | 0 | 3.6392 | 0 | 0 | 0 | 0 | 0 | 0 | 0 | 0 | 0 | 0 | 2009 Qtr 1: 0; 2009 Qtr 2: 0; 2009 Qtr 3: 3.6392; 2009 Qtr 4: 0; 2010 Qtr 1: 0; 2010 Qtr 2: 0; 2010 Qtr 3: 0; 2010 Qtr 4: 0; 2011 Qtr 1: 0; 2011 Qtr 2: 0; 2011 Qtr 3: 0; 2011 Qtr 4: 0 | 3.6392
0 | 234303-Lighting-Remove 4 Ft Lamp (De-Lamp) - Tr1 |  | System | Commercial | [6 empty] | 12.3596 | 16.4871 | 0 | 0 | 0 | -4.1275 | 137.2559 |  | 0 | 0.026384 | -2.5676 | Commercial |  | Winter Only | [5 empty] | 15 | 0.77 |  |  |  | 0 | 18.196 | 0 | 0 | 0 | 0 | 0 | 0 | 0 | 0 | 0 | 0 | 2009 Qtr 1: 0; 2009 Qtr 2: 0; 2009 Qtr 3: 18.196; 2009 Qtr 4: 0; 2010 Qtr 1: 0; 2010 Qtr 2: 0; 2010 Qtr 3: 0; 2010 Qtr 4: 0; 2011 Qtr 1: 0; 2011 Qtr 2: 0; 2011 Qtr 3: 0; 2011 Qtr 4: 0 | 18.196
0 | 234202-Lighting-2 Ft 2nd Gen T-8 with Elec Ballast-Tr2 |  | System | Commercial | 01-ALC-AllCommercial-IntLight | 0 |  |  |  |  | 23.0819 | 8.2436 | 0 | 0 | 0 | 14.8384 | 34.6629 |  | kWh | 0.011115 | 0 | Commercial | [7 empty] | 15 | 0.78 |  |  |  | 0 | 3.6392 | 0 | 0 | 0 | 0 | 0 | 0 | 0 | 0 | 0 | 0 | 2009 Qtr 1: 0; 2009 Qtr 2: 0; 2009 Qtr 3: 3.6392; 2009 Qtr 4: 0; 2010 Qtr 1: 0; 2010 Qtr 2: 0; 2010 Qtr 3: 0; 2010 Qtr 4: 0; 2011 Qtr 1: 0; 2011 Qtr 2: 0; 2011 Qtr 3: 0; 2011 Qtr 4: 0 | 3.6392
0 | 234331-Premium T8 with T12 40 Watt Baseline - Tr2 |  | System | Commercial | 01-ALC-AllCommercial-IntLight | 0 |  |  |  |  | 27.653 | 9.8923 | 0 | 0 | 0 | 17.7607 | 58.062 |  | kWh | 0.017133 | 0 | Commercial | [7 empty] | 15 | 0.78 |  |  |  | 0 | 120.0939 | 0 | 0 | 0 | 0 | 0 | 0 | 0 | 0 | 0 | 0 | 2009 Qtr 1: 0; 2009 Qtr 2: 0; 2009 Qtr 3: 120.0939; 2009 Qtr 4: 0; 2010 Qtr 1: 0; 2010 Qtr 2: 0; 2010 Qtr 3: 0; 2010 Qtr 4: 0; 2011 Qtr 1: 0; 2011 Qtr 2: 0; 2011 Qtr 3: 0; 2011 Qtr 4: 0 | 120.0939
0 | 234310-Lighting-Screw in >27 Watt Lamp - Tr2 |  | System | Commercial | 18-OFS-Office–Small-IntLight | 0 |  |  |  |  | 10.4273 | 0 | 0 | 0 | 0 | 10.4273 | 0 |  | kWh | 0 | 0 | Commercial | [7 empty] | 2.77 | 0.81 |  |  |  | 0 | 0.67353 | 0 | 0 | 0 | 0 | 0 | 0 | 0 | 0 | 0 | 0 | 2009 Qtr 1: 0; 2009 Qtr 2: 0; 2009 Qtr 3: 0.67353; 2009 Qtr 4: 0; 2010 Qtr 1: 0; 2010 Qtr 2: 0; 2010 Qtr 3: 0; 2010 Qtr 4: 0; 2011 Qtr 1: 0; 2011 Qtr 2: 0; 2011 Qtr 3: 0; 2011 Qtr 4: 0 | 0.67353
0 | 234286-Lighting-Occpncy Snsr-Hi-Bay integrated Snsr-Tr2 |  | System | Commercial | 01-ALC-AllCommercial-IntLight | 0 |  |  |  |  | 221.37 | 95.5 | 0 | 0 | 0 | 125.87 | 1499.5759 |  | kWh | 0.47213 | 0 | Commercial | [7 empty] | 8 | 0.84 |  |  |  | 0 | 12 | 0 | 0 | 0 | 0 | 0 | 0 | 0 | 0 | 0 | 0 | 2009 Qtr 1: 0; 2009 Qtr 2: 0; 2009 Qtr 3: 12; 2009 Qtr 4: 0; 2010 Qtr 1: 0; 2010 Qtr 2: 0; 2010 Qtr 3: 0; 2010 Qtr 4: 0; 2011 Qtr 1: 0; 2011 Qtr 2: 0; 2011 Qtr 3: 0; 2011 Qtr 4: 0 | 12
0 | 234285-Lighting-Occpncy Snsr-Hi-Bay integrated Snsr-Tr1 |  | System | Commercial | 01-ALC-AllCommercial-IntLight | 0 |  |  |  |  | 221.2703 | 95.5 | 0 | 0 | 0 | 125.7703 | 2503.6304 |  | kWh | 0.48559 | 0 | Commercial | [7 empty] | 8 | 0.84 |  |  |  | 0 | 11 | 0 | 0 | 0 | 0 | 0 | 0 | 0 | 0 | 0 | 0 | 2009 Qtr 1: 0; 2009 Qtr 2: 0; 2009 Qtr 3: 11; 2009 Qtr 4: 0; 2010 Qtr 1: 0; 2010 Qtr 2: 0; 2010 Qtr 3: 0; 2010 Qtr 4: 0; 2011 Qtr 1: 0; 2011 Qtr 2: 0; 2011 Qtr 3: 0; 2011 Qtr 4: 0 | 11
0 | 234285-Lighting-Occpncy Snsr-Hi-Bay integrated Snsr-Tr1 |  | System | Commercial | 01-ALC-AllCommercial-IntLight | 0 |  |  |  |  | 221.2703 | 95.5 | 0 | 0 | 0 | 125.7703 | 2503.6304 |  | kWh | 0.48559 | 0 | Commercial | [7 empty] | 8 | 0.84 |  |  |  | 0 | 3 | 0 | 0 | 0 | 0 | 0 | 0 | 0 | 0 | 0 | 0 | 2009 Qtr 1: 0; 2009 Qtr 2: 0; 2009 Qtr 3: 3; 2009 Qtr 4: 0; 2010 Qtr 1: 0; 2010 Qtr 2: 0; 2010 Qtr 3: 0; 2010 Qtr 4: 0; 2011 Qtr 1: 0; 2011 Qtr 2: 0; 2011 Qtr 3: 0; 2011 Qtr 4: 0 | 3
0 | 234067-Refrigeration - Food Service -Auto Closer for Main Cooler Doors |  | System | Commercial | 09-GRO-Grocery-REFG | 0 |  |  |  |  | 382.5103 | 103 | 0 | 0 | 0 | 279.5103 | 1075.009 |  | kWh | 0.20794 | -0.053375 | Commercial |  | Annual | [5 empty] | 8 | 0.7 |  |  |  | 0 | 1 | 0 | 0 | 0 | 0 | 0 | 0 | 0 | 0 | 0 | 0 | 2009 Qtr 1: 0; 2009 Qtr 2: 0; 2009 Qtr 3: 0; 2009 Qtr 4: 1; 2010 Qtr 1: 0; 2010 Qtr 2: 0; 2010 Qtr 3: 0; 2010 Qtr 4: 0; 2011 Qtr 1: 0; 2011 Qtr 2: 0; 2011 Qtr 3: 0; 2011 Qtr 4: 0 | 1
0 | 234126-Refrigeration - Efficient Evap Fan Motor Electronically Commutated Motor (ECM) |  | System | Commercial | 09-GRO-Grocery-REFG | 0 |  |  |  |  | 6.7904 | 150 | 0 | 0 | 0 | -143.2096 | 116.369 |  | kWh | 0.015845 | -0.11528 | Commercial |  | Annual | [5 empty] | 15 | 0.7 |  |  |  | 0 | 3 | 0 | 0 | 0 | 0 | 0 | 0 | 0 | 0 | 0 | 0 | 2009 Qtr 1: 0; 2009 Qtr 2: 0; 2009 Qtr 3: 0; 2009 Qtr 4: 3; 2010 Qtr 1: 0; 2010 Qtr 2: 0; 2010 Qtr 3: 0; 2010 Qtr 4: 0; 2011 Qtr 1: 0; 2011 Qtr 2: 0; 2011 Qtr 3: 0; 2011 Qtr 4: 0 | 3
0 | 234330-Premium T8 with T12 40 Watt Baseline - Tr1 |  | System | Commercial | 01-ALC-AllCommercial-IntLight | 0 |  |  |  |  | 27.6532 | 13.1897 | 0 | 0 | 0 | 14.4636 | 83.5202 |  | kWh | 0.017351 | 0 | Commercial | [7 empty] | 15 | 0.78 |  |  |  | 0 | 32.7529 | 0 | 0 | 0 | 0 | 0 | 0 | 0 | 0 | 0 | 0 | 2009 Qtr 1: 0; 2009 Qtr 2: 0; 2009 Qtr 3: 0; 2009 Qtr 4: 32.7529; 2010 Qtr 1: 0; 2010 Qtr 2: 0; 2010 Qtr 3: 0; 2010 Qtr 4: 0; 2011 Qtr 1: 0; 2011 Qtr 2: 0; 2011 Qtr 3: 0; 2011 Qtr 4: 0 | 32.7529
0 | 234360-Lighting-IntrHiByLnrFlscntFxtr244wrplc400w(TrI)Tr1 |  | System | Commercial | [6 empty] | 282.4319 | 153.8404 | 0 | 0 | 0 | 128.5914 | 0 |  | 0 | 0.224 | -7.1132 | Commercial |  | Winter Only | [5 empty] | 15 | 0.78 |  |  |  | 0 | 2.9251 | 0 | 0 | 0 | 0 | 0 | 0 | 0 | 0 | 0 | 0 | 2009 Qtr 1: 0; 2009 Qtr 2: 0; 2009 Qtr 3: 0; 2009 Qtr 4: 2.9251; 2010 Qtr 1: 0; 2010 Qtr 2: 0; 2010 Qtr 3: 0; 2010 Qtr 4: 0; 2011 Qtr 1: 0; 2011 Qtr 2: 0; 2011 Qtr 3: 0; 2011 Qtr 4: 0 | 2.9251
0 | 234285-Lighting-Occpncy Snsr-Hi-Bay integrated Snsr-Tr1 |  | System | Commercial | 01-ALC-AllCommercial-IntLight | 0 |  |  |  |  | 221.2703 | 95.5 | 0 | 0 | 0 | 125.7703 | 2503.6304 |  | kWh | 0.48559 | 0 | Commercial | [7 empty] | 8 | 0.84 |  |  |  | 0 | 3 | 0 | 0 | 0 | 0 | 0 | 0 | 0 | 0 | 0 | 0 | 2009 Qtr 1: 0; 2009 Qtr 2: 0; 2009 Qtr 3: 0; 2009 Qtr 4: 3; 2010 Qtr 1: 0; 2010 Qtr 2: 0; 2010 Qtr 3: 0; 2010 Qtr 4: 0; 2011 Qtr 1: 0; 2011 Qtr 2: 0; 2011 Qtr 3: 0; 2011 Qtr 4: 0 | 3
0 | 234330-Premium T8 with T12 40 Watt Baseline - Tr1 |  | System | Commercial | 01-ALC-AllCommercial-IntLight | 0 |  |  |  |  | 27.6532 | 13.1897 | 0 | 0 | 0 | 14.4636 | 83.5202 |  | kWh | 0.017351 | 0 | Commercial | [7 empty] | 15 | 0.78 |  |  |  | 0 | 32.7529 | 0 | 0 | 0 | 0 | 0 | 0 | 0 | 0 | 0 | 0 | 2009 Qtr 1: 0; 2009 Qtr 2: 0; 2009 Qtr 3: 32.7529; 2009 Qtr 4: 0; 2010 Qtr 1: 0; 2010 Qtr 2: 0; 2010 Qtr 3: 0; 2010 Qtr 4: 0; 2011 Qtr 1: 0; 2011 Qtr 2: 0; 2011 Qtr 3: 0; 2011 Qtr 4: 0 | 32.7529
0 | 234303-Lighting-Remove 4 Ft Lamp (De-Lamp) - Tr1 |  | System | Commercial | [6 empty] | 12.3596 | 16.4871 | 0 | 0 | 0 | -4.1275 | 137.2559 |  | 0 | 0.026384 | -2.5676 | Commercial |  | Winter Only | [5 empty] | 15 | 0.77 |  |  |  | 0 | 32.7529 | 0 | 0 | 0 | 0 | 0 | 0 | 0 | 0 | 0 | 0 | 2009 Qtr 1: 0; 2009 Qtr 2: 0; 2009 Qtr 3: 32.7529; 2009 Qtr 4: 0; 2010 Qtr 1: 0; 2010 Qtr 2: 0; 2010 Qtr 3: 0; 2010 Qtr 4: 0; 2011 Qtr 1: 0; 2011 Qtr 2: 0; 2011 Qtr 3: 0; 2011 Qtr 4: 0 | 32.7529
0 | 234330-Premium T8 with T12 40 Watt Baseline - Tr1 |  | System | Commercial | 01-ALC-AllCommercial-IntLight | 0 |  |  |  |  | 27.6532 | 13.1897 | 0 | 0 | 0 | 14.4636 | 83.5202 |  | kWh | 0.017351 | 0 | Commercial | [7 empty] | 15 | 0.78 |  |  |  | 0 | 25.4745 | 0 | 0 | 0 | 0 | 0 | 0 | 0 | 0 | 0 | 0 | 2009 Qtr 1: 0; 2009 Qtr 2: 0; 2009 Qtr 3: 25.4745; 2009 Qtr 4: 0; 2010 Qtr 1: 0; 2010 Qtr 2: 0; 2010 Qtr 3: 0; 2010 Qtr 4: 0; 2011 Qtr 1: 0; 2011 Qtr 2: 0; 2011 Qtr 3: 0; 2011 Qtr 4: 0 | 25.4745
0 | 234303-Lighting-Remove 4 Ft Lamp (De-Lamp) - Tr1 |  | System | Commercial | [6 empty] | 12.3596 | 0 | 0 | 0 | 0 | 12.3596 | 0 |  | 0 | 0 | 0 | Commercial |  | Winter Only | [5 empty] | 15 | 0.77 |  |  |  | 0 | 0.9098 | 0 | 0 | 0 | 0 | 0 | 0 | 0 | 0 | 0 | 0 | 2009 Qtr 1: 0; 2009 Qtr 2: 0; 2009 Qtr 3: 0.9098; 2009 Qtr 4: 0; 2010 Qtr 1: 0; 2010 Qtr 2: 0; 2010 Qtr 3: 0; 2010 Qtr 4: 0; 2011 Qtr 1: 0; 2011 Qtr 2: 0; 2011 Qtr 3: 0; 2011 Qtr 4: 0 | 0.9098
0 | 234331-Premium T8 with T12 40 Watt Baseline - Tr2 |  | System | Commercial | 01-ALC-AllCommercial-IntLight | 0 |  |  |  |  | 27.653 | 9.8923 | 0 | 0 | 0 | 17.7607 | 58.062 |  | kWh | 0.017133 | 0 | Commercial | [7 empty] | 15 | 0.78 |  |  |  | 0 | 23.6549 | 0 | 0 | 0 | 0 | 0 | 0 | 0 | 0 | 0 | 0 | 2009 Qtr 1: 0; 2009 Qtr 2: 0; 2009 Qtr 3: 23.6549; 2009 Qtr 4: 0; 2010 Qtr 1: 0; 2010 Qtr 2: 0; 2010 Qtr 3: 0; 2010 Qtr 4: 0; 2011 Qtr 1: 0; 2011 Qtr 2: 0; 2011 Qtr 3: 0; 2011 Qtr 4: 0 | 23.6549
0 | 234304-Lighting-Remove 4 Ft Lamp (De-Lamp) - Tr2 |  | System | Commercial | [6 empty] | 12.3587 | 12.3653 | 0 | 0 | 0 | -0.0066231 | 137.2559 |  | 0 | 0.026384 | -2.5676 | Commercial | [7 empty] | 15 | 0.77 |  |  |  | 0 | 23.6549 | 0 | 0 | 0 | 0 | 0 | 0 | 0 | 0 | 0 | 0 | 2009 Qtr 1: 0; 2009 Qtr 2: 0; 2009 Qtr 3: 23.6549; 2009 Qtr 4: 0; 2010 Qtr 1: 0; 2010 Qtr 2: 0; 2010 Qtr 3: 0; 2010 Qtr 4: 0; 2011 Qtr 1: 0; 2011 Qtr 2: 0; 2011 Qtr 3: 0; 2011 Qtr 4: 0 | 23.6549
0 | 234330-Premium T8 with T12 40 Watt Baseline - Tr1 |  | System | Commercial | 01-ALC-AllCommercial-IntLight | 0 |  |  |  |  | 27.6532 | 13.1897 | 0 | 0 | 0 | 14.4636 | 83.5202 |  | kWh | 0.017351 | 0 | Commercial | [7 empty] | 15 | 0.78 |  |  |  | 0 | 100.0782 | 0 | 0 | 0 | 0 | 0 | 0 | 0 | 0 | 0 | 0 | 2009 Qtr 1: 0; 2009 Qtr 2: 0; 2009 Qtr 3: 100.0782; 2009 Qtr 4: 0; 2010 Qtr 1: 0; 2010 Qtr 2: 0; 2010 Qtr 3: 0; 2010 Qtr 4: 0; 2011 Qtr 1: 0; 2011 Qtr 2: 0; 2011 Qtr 3: 0; 2011 Qtr 4: 0 | 100.0782
0 | 234303-Lighting-Remove 4 Ft Lamp (De-Lamp) - Tr1 |  | System | Commercial | [6 empty] | 12.3596 | 16.4871 | 0 | 0 | 0 | -4.1275 | 137.2559 |  | 0 | 0.026384 | -2.5676 | Commercial |  | Winter Only | [5 empty] | 15 | 0.77 |  |  |  | 0 | 100.0782 | 0 | 0 | 0 | 0 | 0 | 0 | 0 | 0 | 0 | 0 | 2009 Qtr 1: 0; 2009 Qtr 2: 0; 2009 Qtr 3: 100.0782; 2009 Qtr 4: 0; 2010 Qtr 1: 0; 2010 Qtr 2: 0; 2010 Qtr 3: 0; 2010 Qtr 4: 0; 2011 Qtr 1: 0; 2011 Qtr 2: 0; 2011 Qtr 3: 0; 2011 Qtr 4: 0 | 100.0782
0 | 234330-Premium T8 with T12 40 Watt Baseline - Tr1 |  | System | Commercial | 01-ALC-AllCommercial-IntLight | 0 |  |  |  |  | 27.6532 | 13.1897 | 0 | 0 | 0 | 14.4636 | 83.5202 |  | kWh | 0.017351 | 0 | Commercial | [7 empty] | 15 | 0.78 |  |  |  | 0 | 10.9176 | 0 | 0 | 0 | 0 | 0 | 0 | 0 | 0 | 0 | 0 | 2009 Qtr 1: 0; 2009 Qtr 2: 0; 2009 Qtr 3: 10.9176; 2009 Qtr 4: 0; 2010 Qtr 1: 0; 2010 Qtr 2: 0; 2010 Qtr 3: 0; 2010 Qtr 4: 0; 2011 Qtr 1: 0; 2011 Qtr 2: 0; 2011 Qtr 3: 0; 2011 Qtr 4: 0 | 10.9176
0 | 234303-Lighting-Remove 4 Ft Lamp (De-Lamp) - Tr1 |  | System | Commercial | [6 empty] | 12.3596 | 16.4871 | 0 | 0 | 0 | -4.1275 | 137.2559 |  | 0 | 0.026384 | -2.5676 | Commercial |  | Winter Only | [5 empty] | 15 | 0.77 |  |  |  | 0 | 10.9176 | 0 | 0 | 0 | 0 | 0 | 0 | 0 | 0 | 0 | 0 | 2009 Qtr 1: 0; 2009 Qtr 2: 0; 2009 Qtr 3: 10.9176; 2009 Qtr 4: 0; 2010 Qtr 1: 0; 2010 Qtr 2: 0; 2010 Qtr 3: 0; 2010 Qtr 4: 0; 2011 Qtr 1: 0; 2011 Qtr 2: 0; 2011 Qtr 3: 0; 2011 Qtr 4: 0 | 10.9176
0 | 234330-Premium T8 with T12 40 Watt Baseline - Tr1 |  | System | Commercial | 01-ALC-AllCommercial-IntLight | 0 |  |  |  |  | 27.6532 | 13.1897 | 0 | 0 | 0 | 14.4636 | 83.5202 |  | kWh | 0.017351 | 0 | Commercial | [7 empty] | 15 | 0.78 |  |  |  | 0 | 18.196 | 0 | 0 | 0 | 0 | 0 | 0 | 0 | 0 | 0 | 0 | 2009 Qtr 1: 0; 2009 Qtr 2: 0; 2009 Qtr 3: 18.196; 2009 Qtr 4: 0; 2010 Qtr 1: 0; 2010 Qtr 2: 0; 2010 Qtr 3: 0; 2010 Qtr 4: 0; 2011 Qtr 1: 0; 2011 Qtr 2: 0; 2011 Qtr 3: 0; 2011 Qtr 4: 0 | 18.196
0 | 234330-Premium T8 with T12 40 Watt Baseline - Tr1 |  | System | Commercial | 01-ALC-AllCommercial-IntLight | 0 |  |  |  |  | 27.6532 | 13.1897 | 0 | 0 | 0 | 14.4636 | 83.5202 |  | kWh | 0.017351 | 0 | Commercial | [7 empty] | 15 | 0.78 |  |  |  | 0 | 20.0156 | 0 | 0 | 0 | 0 | 0 | 0 | 0 | 0 | 0 | 0 | 2009 Qtr 1: 0; 2009 Qtr 2: 0; 2009 Qtr 3: 20.0156; 2009 Qtr 4: 0; 2010 Qtr 1: 0; 2010 Qtr 2: 0; 2010 Qtr 3: 0; 2010 Qtr 4: 0; 2011 Qtr 1: 0; 2011 Qtr 2: 0; 2011 Qtr 3: 0; 2011 Qtr 4: 0 | 20.0156
0 | 234303-Lighting-Remove 4 Ft Lamp (De-Lamp) - Tr1 |  | System | Commercial | [6 empty] | 12.3596 | 16.4871 | 0 | 0 | 0 | -4.1275 | 137.2559 |  | 0 | 0.026384 | -2.5676 | Commercial |  | Winter Only | [5 empty] | 15 | 0.77 |  |  |  | 0 | 18.196 | 0 | 0 | 0 | 0 | 0 | 0 | 0 | 0 | 0 | 0 | 2009 Qtr 1: 0; 2009 Qtr 2: 0; 2009 Qtr 3: 18.196; 2009 Qtr 4: 0; 2010 Qtr 1: 0; 2010 Qtr 2: 0; 2010 Qtr 3: 0; 2010 Qtr 4: 0; 2011 Qtr 1: 0; 2011 Qtr 2: 0; 2011 Qtr 3: 0; 2011 Qtr 4: 0 | 18.196
0 | 234312-Lighting-Screw in 14-26 Watt Lamp - Tr1 |  | System | Commercial | [6 empty] | 9.3196 | 10.3931 | 0 | 0 | 0 | -1.0734 | 194.1729 |  | 0 | 0.038993 | -2.6224 | Commercial |  | Annual | [5 empty] | 2.47 | 0.81 |  |  |  | 0 | 20.2058 | 0 | 0 | 0 | 0 | 0 | 0 | 0 | 0 | 0 | 0 | 2009 Qtr 1: 0; 2009 Qtr 2: 0; 2009 Qtr 3: 20.2058; 2009 Qtr 4: 0; 2010 Qtr 1: 0; 2010 Qtr 2: 0; 2010 Qtr 3: 0; 2010 Qtr 4: 0; 2011 Qtr 1: 0; 2011 Qtr 2: 0; 2011 Qtr 3: 0; 2011 Qtr 4: 0 | 20.2058
0 | 234332-Premium T8 with T12 40 Watt Baseline - Tr3 |  | System | Commercial | 01-ALC-AllCommercial-IntLight | 0 |  |  |  |  | 13.9591 | 7.1444 | 0 | 0 | 0 | 6.8147 | 44.0947 |  | kWh | 0.016509 | 0 | Commercial | [7 empty] | 15 | 0.78 |  |  |  | 0 | 10.9176 | 0 | 0 | 0 | 0 | 0 | 0 | 0 | 0 | 0 | 0 | 2009 Qtr 1: 0; 2009 Qtr 2: 0; 2009 Qtr 3: 0; 2009 Qtr 4: 10.9176; 2010 Qtr 1: 0; 2010 Qtr 2: 0; 2010 Qtr 3: 0; 2010 Qtr 4: 0; 2011 Qtr 1: 0; 2011 Qtr 2: 0; 2011 Qtr 3: 0; 2011 Qtr 4: 0 | 10.9176
0 | 234305-Lighting-Remove 4 Ft Lamp (De-Lamp) - Tr3 |  | System | Commercial | 01-ALC-AllCommercial-IntLight | 0 |  |  |  |  | 28.1828 | 8.7931 | 0 | 0 | 0 | 19.3897 | 129.7131 |  | kWh | 0.050038 | 0 | Commercial | [7 empty] | 15 | 0.77 |  |  |  | 0 | 10.9176 | 0 | 0 | 0 | 0 | 0 | 0 | 0 | 0 | 0 | 0 | 2009 Qtr 1: 0; 2009 Qtr 2: 0; 2009 Qtr 3: 0; 2009 Qtr 4: 10.9176; 2010 Qtr 1: 0; 2010 Qtr 2: 0; 2010 Qtr 3: 0; 2010 Qtr 4: 0; 2011 Qtr 1: 0; 2011 Qtr 2: 0; 2011 Qtr 3: 0; 2011 Qtr 4: 0 | 10.9176
0 | 234308-Lighting-Remove 8 Ft Lamp (De-Lamp) - Tr3 |  | System | Commercial | 23-RTL-Retail–SingleStorylarge-LIT_INT | 0 |  |  |  |  | 28.1519 | 0 | 0 | 0 | 0 | 28.1519 | 0 |  | kWh | 0 | 0 | Commercial | [7 empty] | 15 | 0.77 |  |  |  | 0 | 0.9098 | 0 | 0 | 0 | 0 | 0 | 0 | 0 | 0 | 0 | 0 | 2009 Qtr 1: 0; 2009 Qtr 2: 0; 2009 Qtr 3: 0; 2009 Qtr 4: 0.9098; 2010 Qtr 1: 0; 2010 Qtr 2: 0; 2010 Qtr 3: 0; 2010 Qtr 4: 0; 2011 Qtr 1: 0; 2011 Qtr 2: 0; 2011 Qtr 3: 0; 2011 Qtr 4: 0 | 0.9098
0 | 234296-Lighting-Occupancy Sensor-Wallbox Lghtng Snsr-Tr3 |  | System | Commercial | 01-ALC-AllCommercial-IntLight | 0 |  |  |  |  | 37.5852 | 0 | 0 | 0 | 0 | 37.5852 | 0 |  | kWh | 0 | 0 | Commercial | [7 empty] | 8 | 0.84 |  |  |  | 0 | 1 | 0 | 0 | 0 | 0 | 0 | 0 | 0 | 0 | 0 | 0 | 2009 Qtr 1: 0; 2009 Qtr 2: 0; 2009 Qtr 3: 0; 2009 Qtr 4: 1; 2010 Qtr 1: 0; 2010 Qtr 2: 0; 2010 Qtr 3: 0; 2010 Qtr 4: 0; 2011 Qtr 1: 0; 2011 Qtr 2: 0; 2011 Qtr 3: 0; 2011 Qtr 4: 0 | 1
0 | 234287-Lighting-Occpncy Snsr-Hi-Bay integrated Snsr-Tr3 |  | System | Commercial | 01-ALC-AllCommercial-IntLight | 0 |  |  |  |  | 221.1826 | 0 | 0 | 0 | 0 | 221.1826 | 0 |  | kWh | 0 | 0 | Commercial | [7 empty] | 8 | 0.84 |  |  |  | 0 | 1 | 0 | 0 | 0 | 0 | 0 | 0 | 0 | 0 | 0 | 0 | 2009 Qtr 1: 0; 2009 Qtr 2: 0; 2009 Qtr 3: 0; 2009 Qtr 4: 1; 2010 Qtr 1: 0; 2010 Qtr 2: 0; 2010 Qtr 3: 0; 2010 Qtr 4: 0; 2011 Qtr 1: 0; 2011 Qtr 2: 0; 2011 Qtr 3: 0; 2011 Qtr 4: 0 | 1
0 | 234312-Lighting-Screw in 14-26 Watt Lamp - Tr1 |  | System | Commercial | [6 empty] | 9.3196 | 10.3931 | 0 | 0 | 0 | -1.0734 | 194.1729 |  | 0 | 0.038993 | -2.6224 | Commercial |  | Annual | [5 empty] | 2.47 | 0.81 |  |  |  | 0 | 9.4294 | 0 | 0 | 0 | 0 | 0 | 0 | 0 | 0 | 0 | 0 | 2009 Qtr 1: 0; 2009 Qtr 2: 0; 2009 Qtr 3: 9.4294; 2009 Qtr 4: 0; 2010 Qtr 1: 0; 2010 Qtr 2: 0; 2010 Qtr 3: 0; 2010 Qtr 4: 0; 2011 Qtr 1: 0; 2011 Qtr 2: 0; 2011 Qtr 3: 0; 2011 Qtr 4: 0 | 9.4294
0 | 234312-Lighting-Screw in 14-26 Watt Lamp - Tr1 |  | System | Commercial | [6 empty] | 9.3196 | 10.3931 | 0 | 0 | 0 | -1.0734 | 194.1729 |  | 0 | 0.038993 | -2.6224 | Commercial |  | Annual | [5 empty] | 2.47 | 0.81 |  |  |  | 0 | 6.7353 | 0 | 0 | 0 | 0 | 0 | 0 | 0 | 0 | 0 | 0 | 2009 Qtr 1: 0; 2009 Qtr 2: 0; 2009 Qtr 3: 6.7353; 2009 Qtr 4: 0; 2010 Qtr 1: 0; 2010 Qtr 2: 0; 2010 Qtr 3: 0; 2010 Qtr 4: 0; 2011 Qtr 1: 0; 2011 Qtr 2: 0; 2011 Qtr 3: 0; 2011 Qtr 4: 0 | 6.7353
0 | 234312-Lighting-Screw in 14-26 Watt Lamp - Tr1 |  | System | Commercial | [6 empty] | 9.3196 | 10.3931 | 0 | 0 | 0 | -1.0734 | 194.1729 |  | 0 | 0.038993 | -2.6224 | Commercial |  | Annual | [5 empty] | 2.47 | 0.81 |  |  |  | 0 | 14.144 | 0 | 0 | 0 | 0 | 0 | 0 | 0 | 0 | 0 | 0 | 2009 Qtr 1: 0; 2009 Qtr 2: 0; 2009 Qtr 3: 14.144; 2009 Qtr 4: 0; 2010 Qtr 1: 0; 2010 Qtr 2: 0; 2010 Qtr 3: 0; 2010 Qtr 4: 0; 2011 Qtr 1: 0; 2011 Qtr 2: 0; 2011 Qtr 3: 0; 2011 Qtr 4: 0 | 14.144
0 | 234312-Lighting-Screw in 14-26 Watt Lamp - Tr1 |  | System | Commercial | [6 empty] | 9.3196 | 10.3931 | 0 | 0 | 0 | -1.0734 | 194.1729 |  | 0 | 0.038993 | -2.6224 | Commercial |  | Annual | [5 empty] | 2.47 | 0.81 |  |  |  | 0 | 10.1029 | 0 | 0 | 0 | 0 | 0 | 0 | 0 | 0 | 0 | 0 | 2009 Qtr 1: 0; 2009 Qtr 2: 0; 2009 Qtr 3: 10.1029; 2009 Qtr 4: 0; 2010 Qtr 1: 0; 2010 Qtr 2: 0; 2010 Qtr 3: 0; 2010 Qtr 4: 0; 2011 Qtr 1: 0; 2011 Qtr 2: 0; 2011 Qtr 3: 0; 2011 Qtr 4: 0 | 10.1029
0 | 234312-Lighting-Screw in 14-26 Watt Lamp - Tr1 |  | System | Commercial | [6 empty] | 9.3196 | 10.3931 | 0 | 0 | 0 | -1.0734 | 194.1729 |  | 0 | 0.038993 | -2.6224 | Commercial |  | Annual | [5 empty] | 2.47 | 0.81 |  |  |  | 0 | 20.2058 | 0 | 0 | 0 | 0 | 0 | 0 | 0 | 0 | 0 | 0 | 2009 Qtr 1: 0; 2009 Qtr 2: 0; 2009 Qtr 3: 20.2058; 2009 Qtr 4: 0; 2010 Qtr 1: 0; 2010 Qtr 2: 0; 2010 Qtr 3: 0; 2010 Qtr 4: 0; 2011 Qtr 1: 0; 2011 Qtr 2: 0; 2011 Qtr 3: 0; 2011 Qtr 4: 0 | 20.2058
0 | 234312-Lighting-Screw in 14-26 Watt Lamp - Tr1 |  | System | Commercial | [6 empty] | 9.3196 | 10.3931 | 0 | 0 | 0 | -1.0734 | 194.1729 |  | 0 | 0.038993 | -2.6224 | Commercial |  | Annual | [5 empty] | 2.47 | 0.81 |  |  |  | 0 | 4.0412 | 0 | 0 | 0 | 0 | 0 | 0 | 0 | 0 | 0 | 0 | 2009 Qtr 1: 0; 2009 Qtr 2: 0; 2009 Qtr 3: 4.0412; 2009 Qtr 4: 0; 2010 Qtr 1: 0; 2010 Qtr 2: 0; 2010 Qtr 3: 0; 2010 Qtr 4: 0; 2011 Qtr 1: 0; 2011 Qtr 2: 0; 2011 Qtr 3: 0; 2011 Qtr 4: 0 | 4.0412
0 | 234312-Lighting-Screw in 14-26 Watt Lamp - Tr1 |  | System | Commercial | [6 empty] | 9.3196 | 10.3931 | 0 | 0 | 0 | -1.0734 | 194.1729 |  | 0 | 0.038993 | -2.6224 | Commercial |  | Annual | [5 empty] | 2.47 | 0.81 |  |  |  | 0 | 37.7174 | 0 | 0 | 0 | 0 | 0 | 0 | 0 | 0 | 0 | 0 | 2009 Qtr 1: 0; 2009 Qtr 2: 0; 2009 Qtr 3: 37.7174; 2009 Qtr 4: 0; 2010 Qtr 1: 0; 2010 Qtr 2: 0; 2010 Qtr 3: 0; 2010 Qtr 4: 0; 2011 Qtr 1: 0; 2011 Qtr 2: 0; 2011 Qtr 3: 0; 2011 Qtr 4: 0 | 37.7174
0 | 234312-Lighting-Screw in 14-26 Watt Lamp - Tr1 |  | System | Commercial | [6 empty] | 9.3196 | 10.3931 | 0 | 0 | 0 | -1.0734 | 194.1729 |  | 0 | 0.038993 | -2.6224 | Commercial |  | Annual | [5 empty] | 2.47 | 0.81 |  |  |  | 0 | 10.1029 | 0 | 0 | 0 | 0 | 0 | 0 | 0 | 0 | 0 | 0 | 2009 Qtr 1: 0; 2009 Qtr 2: 0; 2009 Qtr 3: 10.1029; 2009 Qtr 4: 0; 2010 Qtr 1: 0; 2010 Qtr 2: 0; 2010 Qtr 3: 0; 2010 Qtr 4: 0; 2011 Qtr 1: 0; 2011 Qtr 2: 0; 2011 Qtr 3: 0; 2011 Qtr 4: 0 | 10.1029
0 | 234312-Lighting-Screw in 14-26 Watt Lamp - Tr1 |  | System | Commercial | [6 empty] | 9.3196 | 10.3931 | 0 | 0 | 0 | -1.0734 | 194.1729 |  | 0 | 0.038993 | -2.6224 | Commercial |  | Annual | [5 empty] | 2.47 | 0.81 |  |  |  | 0 | 5.3882 | 0 | 0 | 0 | 0 | 0 | 0 | 0 | 0 | 0 | 0 | 2009 Qtr 1: 0; 2009 Qtr 2: 0; 2009 Qtr 3: 5.3882; 2009 Qtr 4: 0; 2010 Qtr 1: 0; 2010 Qtr 2: 0; 2010 Qtr 3: 0; 2010 Qtr 4: 0; 2011 Qtr 1: 0; 2011 Qtr 2: 0; 2011 Qtr 3: 0; 2011 Qtr 4: 0 | 5.3882
0 | 234312-Lighting-Screw in 14-26 Watt Lamp - Tr1 |  | System | Commercial | [6 empty] | 9.3196 | 10.3931 | 0 | 0 | 0 | -1.0734 | 194.1729 |  | 0 | 0.038993 | -2.6224 | Commercial |  | Annual | [5 empty] | 2.47 | 0.81 |  |  |  | 0 | 2.6941 | 0 | 0 | 0 | 0 | 0 | 0 | 0 | 0 | 0 | 0 | 2009 Qtr 1: 0; 2009 Qtr 2: 0; 2009 Qtr 3: 2.6941; 2009 Qtr 4: 0; 2010 Qtr 1: 0; 2010 Qtr 2: 0; 2010 Qtr 3: 0; 2010 Qtr 4: 0; 2011 Qtr 1: 0; 2011 Qtr 2: 0; 2011 Qtr 3: 0; 2011 Qtr 4: 0 | 2.6941
0 | 234330-Premium T8 with T12 40 Watt Baseline - Tr1 |  | System | Commercial | 01-ALC-AllCommercial-IntLight | 0 |  |  |  |  | 27.6532 | 13.1897 | 0 | 0 | 0 | 14.4636 | 83.5202 |  | kWh | 0.017351 | 0 | Commercial | [7 empty] | 15 | 0.78 |  |  |  | 0 | 41.8509 | 0 | 0 | 0 | 0 | 0 | 0 | 0 | 0 | 0 | 0 | 2009 Qtr 1: 0; 2009 Qtr 2: 0; 2009 Qtr 3: 41.8509; 2009 Qtr 4: 0; 2010 Qtr 1: 0; 2010 Qtr 2: 0; 2010 Qtr 3: 0; 2010 Qtr 4: 0; 2011 Qtr 1: 0; 2011 Qtr 2: 0; 2011 Qtr 3: 0; 2011 Qtr 4: 0 | 41.8509
0 | 234303-Lighting-Remove 4 Ft Lamp (De-Lamp) - Tr1 |  | System | Commercial | [6 empty] | 12.3596 | 16.4871 | 0 | 0 | 0 | -4.1275 | 137.2559 |  | 0 | 0.026384 | -2.5676 | Commercial |  | Winter Only | [5 empty] | 15 | 0.77 |  |  |  | 0 | 20.0156 | 0 | 0 | 0 | 0 | 0 | 0 | 0 | 0 | 0 | 0 | 2009 Qtr 1: 0; 2009 Qtr 2: 0; 2009 Qtr 3: 20.0156; 2009 Qtr 4: 0; 2010 Qtr 1: 0; 2010 Qtr 2: 0; 2010 Qtr 3: 0; 2010 Qtr 4: 0; 2011 Qtr 1: 0; 2011 Qtr 2: 0; 2011 Qtr 3: 0; 2011 Qtr 4: 0 | 20.0156
0 | 234285-Lighting-Occpncy Snsr-Hi-Bay integrated Snsr-Tr1 |  | System | Commercial | 01-ALC-AllCommercial-IntLight | 0 |  |  |  |  | 221.2703 | 95.5 | 0 | 0 | 0 | 125.7703 | 2503.6304 |  | kWh | 0.48559 | 0 | Commercial | [7 empty] | 8 | 0.84 |  |  |  | 0 | 6 | 0 | 0 | 0 | 0 | 0 | 0 | 0 | 0 | 0 | 0 | 2009 Qtr 1: 0; 2009 Qtr 2: 0; 2009 Qtr 3: 6; 2009 Qtr 4: 0; 2010 Qtr 1: 0; 2010 Qtr 2: 0; 2010 Qtr 3: 0; 2010 Qtr 4: 0; 2011 Qtr 1: 0; 2011 Qtr 2: 0; 2011 Qtr 3: 0; 2011 Qtr 4: 0 | 6
0 | 234312-Lighting-Screw in 14-26 Watt Lamp - Tr1 |  | System | Commercial | [6 empty] | 9.3196 | 10.3931 | 0 | 0 | 0 | -1.0734 | 194.1729 |  | 0 | 0.038993 | -2.6224 | Commercial |  | Annual | [5 empty] | 2.47 | 0.81 |  |  |  | 0 | 11.4499 | 0 | 0 | 0 | 0 | 0 | 0 | 0 | 0 | 0 | 0 | 2009 Qtr 1: 0; 2009 Qtr 2: 0; 2009 Qtr 3: 11.4499; 2009 Qtr 4: 0; 2010 Qtr 1: 0; 2010 Qtr 2: 0; 2010 Qtr 3: 0; 2010 Qtr 4: 0; 2011 Qtr 1: 0; 2011 Qtr 2: 0; 2011 Qtr 3: 0; 2011 Qtr 4: 0 | 11.4499
0 | 234330-Premium T8 with T12 40 Watt Baseline - Tr1 |  | System | Commercial | 01-ALC-AllCommercial-IntLight | 0 |  |  |  |  | 27.6532 | 13.1897 | 0 | 0 | 0 | 14.4636 | 83.5202 |  | kWh | 0.017351 | 0 | Commercial | [7 empty] | 15 | 0.78 |  |  |  | 0 | 40.0313 | 0 | 0 | 0 | 0 | 0 | 0 | 0 | 0 | 0 | 0 | 2009 Qtr 1: 0; 2009 Qtr 2: 0; 2009 Qtr 3: 40.0313; 2009 Qtr 4: 0; 2010 Qtr 1: 0; 2010 Qtr 2: 0; 2010 Qtr 3: 0; 2010 Qtr 4: 0; 2011 Qtr 1: 0; 2011 Qtr 2: 0; 2011 Qtr 3: 0; 2011 Qtr 4: 0 | 40.0313
0 | 234303-Lighting-Remove 4 Ft Lamp (De-Lamp) - Tr1 |  | System | Commercial | [6 empty] | 12.3596 | 16.4871 | 0 | 0 | 0 | -4.1275 | 137.2559 |  | 0 | 0.026384 | -2.5676 | Commercial |  | Winter Only | [5 empty] | 15 | 0.77 |  |  |  | 0 | 7.2784 | 0 | 0 | 0 | 0 | 0 | 0 | 0 | 0 | 0 | 0 | 2009 Qtr 1: 0; 2009 Qtr 2: 0; 2009 Qtr 3: 7.2784; 2009 Qtr 4: 0; 2010 Qtr 1: 0; 2010 Qtr 2: 0; 2010 Qtr 3: 0; 2010 Qtr 4: 0; 2011 Qtr 1: 0; 2011 Qtr 2: 0; 2011 Qtr 3: 0; 2011 Qtr 4: 0 | 7.2784
0 | 234285-Lighting-Occpncy Snsr-Hi-Bay integrated Snsr-Tr1 |  | System | Commercial | 01-ALC-AllCommercial-IntLight | 0 |  |  |  |  | 221.2703 | 95.5 | 0 | 0 | 0 | 125.7703 | 2503.6304 |  | kWh | 0.48559 | 0 | Commercial | [7 empty] | 8 | 0.84 |  |  |  | 0 | 9 | 0 | 0 | 0 | 0 | 0 | 0 | 0 | 0 | 0 | 0 | 2009 Qtr 1: 0; 2009 Qtr 2: 0; 2009 Qtr 3: 9; 2009 Qtr 4: 0; 2010 Qtr 1: 0; 2010 Qtr 2: 0; 2010 Qtr 3: 0; 2010 Qtr 4: 0; 2011 Qtr 1: 0; 2011 Qtr 2: 0; 2011 Qtr 3: 0; 2011 Qtr 4: 0 | 9
0 | 234312-Lighting-Screw in 14-26 Watt Lamp - Tr1 |  | System | Commercial | [6 empty] | 9.3196 | 10.3931 | 0 | 0 | 0 | -1.0734 | 194.1729 |  | 0 | 0.038993 | -2.6224 | Commercial |  | Annual | [5 empty] | 2.47 | 0.81 |  |  |  | 0 | 2.6941 | 0 | 0 | 0 | 0 | 0 | 0 | 0 | 0 | 0 | 0 | 2009 Qtr 1: 0; 2009 Qtr 2: 0; 2009 Qtr 3: 2.6941; 2009 Qtr 4: 0; 2010 Qtr 1: 0; 2010 Qtr 2: 0; 2010 Qtr 3: 0; 2010 Qtr 4: 0; 2011 Qtr 1: 0; 2011 Qtr 2: 0; 2011 Qtr 3: 0; 2011 Qtr 4: 0 | 2.6941
0 | 234312-Lighting-Screw in 14-26 Watt Lamp - Tr1 |  | System | Commercial | [6 empty] | 9.3196 | 10.3931 | 0 | 0 | 0 | -1.0734 | 194.1729 |  | 0 | 0.038993 | -2.6224 | Commercial |  | Annual | [5 empty] | 2.47 | 0.81 |  |  |  | 0 | 13.4705 | 0 | 0 | 0 | 0 | 0 | 0 | 0 | 0 | 0 | 0 | 2009 Qtr 1: 0; 2009 Qtr 2: 0; 2009 Qtr 3: 13.4705; 2009 Qtr 4: 0; 2010 Qtr 1: 0; 2010 Qtr 2: 0; 2010 Qtr 3: 0; 2010 Qtr 4: 0; 2011 Qtr 1: 0; 2011 Qtr 2: 0; 2011 Qtr 3: 0; 2011 Qtr 4: 0 | 13.4705
0 | 234330-Premium T8 with T12 40 Watt Baseline - Tr1 |  | System | Commercial | 01-ALC-AllCommercial-IntLight | 0 |  |  |  |  | 27.6532 | 13.1897 | 0 | 0 | 0 | 14.4636 | 83.5202 |  | kWh | 0.017351 | 0 | Commercial | [7 empty] | 15 | 0.78 |  |  |  | 0 | 45.4901 | 0 | 0 | 0 | 0 | 0 | 0 | 0 | 0 | 0 | 0 | 2009 Qtr 1: 0; 2009 Qtr 2: 0; 2009 Qtr 3: 45.4901; 2009 Qtr 4: 0; 2010 Qtr 1: 0; 2010 Qtr 2: 0; 2010 Qtr 3: 0; 2010 Qtr 4: 0; 2011 Qtr 1: 0; 2011 Qtr 2: 0; 2011 Qtr 3: 0; 2011 Qtr 4: 0 | 45.4901
0 | 234303-Lighting-Remove 4 Ft Lamp (De-Lamp) - Tr1 |  | System | Commercial | [6 empty] | 12.3596 | 16.4871 | 0 | 0 | 0 | -4.1275 | 137.2559 |  | 0 | 0.026384 | -2.5676 | Commercial |  | Winter Only | [5 empty] | 15 | 0.77 |  |  |  | 0 | 45.4901 | 0 | 0 | 0 | 0 | 0 | 0 | 0 | 0 | 0 | 0 | 2009 Qtr 1: 0; 2009 Qtr 2: 0; 2009 Qtr 3: 45.4901; 2009 Qtr 4: 0; 2010 Qtr 1: 0; 2010 Qtr 2: 0; 2010 Qtr 3: 0; 2010 Qtr 4: 0; 2011 Qtr 1: 0; 2011 Qtr 2: 0; 2011 Qtr 3: 0; 2011 Qtr 4: 0 | 45.4901
0 | 234063-Refrigeration - Anti-Sweat Heater Controls |  | System | Commercial | 09-GRO-Grocery-REFG | 0 |  |  |  |  | 56 | 26.5 | 0 | 0 | 0 | 29.5 | 343 |  | kWh | 0.022 | 0 | Commercial | [7 empty] | 12 | 0.7 |  |  |  | 0 | 64 | 0 | 0 | 0 | 0 | 0 | 0 | 0 | 0 | 0 | 0 | 2009 Qtr 1: 64; 2009 Qtr 2: 0; 2009 Qtr 3: 0; 2009 Qtr 4: 0; 2010 Qtr 1: 0; 2010 Qtr 2: 0; 2010 Qtr 3: 0; 2010 Qtr 4: 0; 2011 Qtr 1: 0; 2011 Qtr 2: 0; 2011 Qtr 3: 0; 2011 Qtr 4: 0 | 64
0 | 234331-Premium T8 with T12 40 Watt Baseline - Tr2 |  | System | Commercial | 01-ALC-AllCommercial-IntLight | 0 |  |  |  |  | 27.653 | 9.8923 | 0 | 0 | 0 | 17.7607 | 58.062 |  | kWh | 0.017133 | 0 | Commercial | [7 empty] | 15 | 0.78 |  |  |  | 0 | 21.8353 | 0 | 0 | 0 | 0 | 0 | 0 | 0 | 0 | 0 | 0 | 2009 Qtr 1: 21.8353; 2009 Qtr 2: 0; 2009 Qtr 3: 0; 2009 Qtr 4: 0; 2010 Qtr 1: 0; 2010 Qtr 2: 0; 2010 Qtr 3: 0; 2010 Qtr 4: 0; 2011 Qtr 1: 0; 2011 Qtr 2: 0; 2011 Qtr 3: 0; 2011 Qtr 4: 0 | 21.8353
0 | 234304-Lighting-Remove 4 Ft Lamp (De-Lamp) - Tr2 |  | System | Commercial | [6 empty] | 12.3587 | 12.3653 | 0 | 0 | 0 | -0.0066231 | 137.2559 |  | 0 | 0.026384 | -2.5676 | Commercial | [7 empty] | 15 | 0.77 |  |  |  | 0 | 10.0078 | 0 | 0 | 0 | 0 | 0 | 0 | 0 | 0 | 0 | 0 | 2009 Qtr 1: 10.0078; 2009 Qtr 2: 0; 2009 Qtr 3: 0; 2009 Qtr 4: 0; 2010 Qtr 1: 0; 2010 Qtr 2: 0; 2010 Qtr 3: 0; 2010 Qtr 4: 0; 2011 Qtr 1: 0; 2011 Qtr 2: 0; 2011 Qtr 3: 0; 2011 Qtr 4: 0 | 10.0078
0 | 234312-Lighting-Screw in 14-26 Watt Lamp - Tr1 |  | System | Commercial | [6 empty] | 9.3196 | 10.3931 | 0 | 0 | 0 | -1.0734 | 194.1729 |  | 0 | 0.038993 | -2.6224 | Commercial |  | Annual | [5 empty] | 2.47 | 0.81 |  |  |  | 0 | 30.9822 | 0 | 0 | 0 | 0 | 0 | 0 | 0 | 0 | 0 | 0 | 2009 Qtr 1: 0; 2009 Qtr 2: 0; 2009 Qtr 3: 30.9822; 2009 Qtr 4: 0; 2010 Qtr 1: 0; 2010 Qtr 2: 0; 2010 Qtr 3: 0; 2010 Qtr 4: 0; 2011 Qtr 1: 0; 2011 Qtr 2: 0; 2011 Qtr 3: 0; 2011 Qtr 4: 0 | 30.9822
0 | 234294-Lighting-Occupancy Sensor-Wallbox Lghtng Snsr-Tr1 |  | System | Commercial | 23-RTL-Retail–SingleStorylarge-LIT_INT | 0 |  |  |  |  | 42.262 | 40 | 0 | 0 | 0 | 2.262 | 213.759 |  | kWh | 0.17617 | 0 | Commercial | [7 empty] | 8 | 0.84 |  |  |  | 0 | 129 | 0 | 0 | 0 | 0 | 0 | 0 | 0 | 0 | 0 | 0 | 2009 Qtr 1: 0; 2009 Qtr 2: 0; 2009 Qtr 3: 0; 2009 Qtr 4: 129; 2010 Qtr 1: 0; 2010 Qtr 2: 0; 2010 Qtr 3: 0; 2010 Qtr 4: 0; 2011 Qtr 1: 0; 2011 Qtr 2: 0; 2011 Qtr 3: 0; 2011 Qtr 4: 0 | 129
0 | 234330-Premium T8 with T12 40 Watt Baseline - Tr1 |  | System | Commercial | 01-ALC-AllCommercial-IntLight | 0 |  |  |  |  | 27.6532 | 13.1897 | 0 | 0 | 0 | 14.4636 | 83.5202 |  | kWh | 0.017351 | 0 | Commercial | [7 empty] | 15 | 0.78 |  |  |  | 0 | 21.8353 | 0 | 0 | 0 | 0 | 0 | 0 | 0 | 0 | 0 | 0 | 2009 Qtr 1: 0; 2009 Qtr 2: 0; 2009 Qtr 3: 0; 2009 Qtr 4: 21.8353; 2010 Qtr 1: 0; 2010 Qtr 2: 0; 2010 Qtr 3: 0; 2010 Qtr 4: 0; 2011 Qtr 1: 0; 2011 Qtr 2: 0; 2011 Qtr 3: 0; 2011 Qtr 4: 0 | 21.8353
0 | 234330-Premium T8 with T12 40 Watt Baseline - Tr1 |  | System | Commercial | 01-ALC-AllCommercial-IntLight | 0 |  |  |  |  | 27.6532 | 13.1897 | 0 | 0 | 0 | 14.4636 | 83.5202 |  | kWh | 0.017351 | 0 | Commercial | [7 empty] | 15 | 0.78 |  |  |  | 0 | 5.4588 | 0 | 0 | 0 | 0 | 0 | 0 | 0 | 0 | 0 | 0 | 2009 Qtr 1: 0; 2009 Qtr 2: 0; 2009 Qtr 3: 5.4588; 2009 Qtr 4: 0; 2010 Qtr 1: 0; 2010 Qtr 2: 0; 2010 Qtr 3: 0; 2010 Qtr 4: 0; 2011 Qtr 1: 0; 2011 Qtr 2: 0; 2011 Qtr 3: 0; 2011 Qtr 4: 0 | 5.4588
0 | 234303-Lighting-Remove 4 Ft Lamp (De-Lamp) - Tr1 |  | System | Commercial | [6 empty] | 12.3596 | 16.4871 | 0 | 0 | 0 | -4.1275 | 137.2559 |  | 0 | 0.026384 | -2.5676 | Commercial |  | Winter Only | [5 empty] | 15 | 0.77 |  |  |  | 0 | 5.4588 | 0 | 0 | 0 | 0 | 0 | 0 | 0 | 0 | 0 | 0 | 2009 Qtr 1: 0; 2009 Qtr 2: 0; 2009 Qtr 3: 5.4588; 2009 Qtr 4: 0; 2010 Qtr 1: 0; 2010 Qtr 2: 0; 2010 Qtr 3: 0; 2010 Qtr 4: 0; 2011 Qtr 1: 0; 2011 Qtr 2: 0; 2011 Qtr 3: 0; 2011 Qtr 4: 0 | 5.4588
0 | 234331-Premium T8 with T12 40 Watt Baseline - Tr2 |  | System | Commercial | 01-ALC-AllCommercial-IntLight | 0 |  |  |  |  | 27.653 | 9.8923 | 0 | 0 | 0 | 17.7607 | 58.062 |  | kWh | 0.017133 | 0 | Commercial | [7 empty] | 15 | 0.78 |  |  |  | 0 | 29.1137 | 0 | 0 | 0 | 0 | 0 | 0 | 0 | 0 | 0 | 0 | 2009 Qtr 1: 0; 2009 Qtr 2: 0; 2009 Qtr 3: 29.1137; 2009 Qtr 4: 0; 2010 Qtr 1: 0; 2010 Qtr 2: 0; 2010 Qtr 3: 0; 2010 Qtr 4: 0; 2011 Qtr 1: 0; 2011 Qtr 2: 0; 2011 Qtr 3: 0; 2011 Qtr 4: 0 | 29.1137
0 | 234330-Premium T8 with T12 40 Watt Baseline - Tr1 |  | System | Commercial | 01-ALC-AllCommercial-IntLight | 0 |  |  |  |  | 27.6532 | 13.1897 | 0 | 0 | 0 | 14.4636 | 83.5202 |  | kWh | 0.017351 | 0 | Commercial | [7 empty] | 15 | 0.78 |  |  |  | 0 | 21.8353 | 0 | 0 | 0 | 0 | 0 | 0 | 0 | 0 | 0 | 0 | 2009 Qtr 1: 0; 2009 Qtr 2: 0; 2009 Qtr 3: 21.8353; 2009 Qtr 4: 0; 2010 Qtr 1: 0; 2010 Qtr 2: 0; 2010 Qtr 3: 0; 2010 Qtr 4: 0; 2011 Qtr 1: 0; 2011 Qtr 2: 0; 2011 Qtr 3: 0; 2011 Qtr 4: 0 | 21.8353
0 | 234330-Premium T8 with T12 40 Watt Baseline - Tr1 |  | System | Commercial | 01-ALC-AllCommercial-IntLight | 0 |  |  |  |  | 27.6532 | 13.1897 | 0 | 0 | 0 | 14.4636 | 83.5202 |  | kWh | 0.017351 | 0 | Commercial | [7 empty] | 15 | 0.78 |  |  |  | 0 | 16.3764 | 0 | 0 | 0 | 0 | 0 | 0 | 0 | 0 | 0 | 0 | 2009 Qtr 1: 0; 2009 Qtr 2: 0; 2009 Qtr 3: 16.3764; 2009 Qtr 4: 0; 2010 Qtr 1: 0; 2010 Qtr 2: 0; 2010 Qtr 3: 0; 2010 Qtr 4: 0; 2011 Qtr 1: 0; 2011 Qtr 2: 0; 2011 Qtr 3: 0; 2011 Qtr 4: 0 | 16.3764
0 | 234303-Lighting-Remove 4 Ft Lamp (De-Lamp) - Tr1 |  | System | Commercial | [6 empty] | 12.3596 | 16.4871 | 0 | 0 | 0 | -4.1275 | 137.2559 |  | 0 | 0.026384 | -2.5676 | Commercial |  | Winter Only | [5 empty] | 15 | 0.77 |  |  |  | 0 | 16.3764 | 0 | 0 | 0 | 0 | 0 | 0 | 0 | 0 | 0 | 0 | 2009 Qtr 1: 0; 2009 Qtr 2: 0; 2009 Qtr 3: 16.3764; 2009 Qtr 4: 0; 2010 Qtr 1: 0; 2010 Qtr 2: 0; 2010 Qtr 3: 0; 2010 Qtr 4: 0; 2011 Qtr 1: 0; 2011 Qtr 2: 0; 2011 Qtr 3: 0; 2011 Qtr 4: 0 | 16.3764
0 | 234330-Premium T8 with T12 40 Watt Baseline - Tr1 |  | System | Commercial | 01-ALC-AllCommercial-IntLight | 0 |  |  |  |  | 27.6532 | 13.1897 | 0 | 0 | 0 | 14.4636 | 83.5202 |  | kWh | 0.017351 | 0 | Commercial | [7 empty] | 15 | 0.78 |  |  |  | 0 | 29.1137 | 0 | 0 | 0 | 0 | 0 | 0 | 0 | 0 | 0 | 0 | 2009 Qtr 1: 0; 2009 Qtr 2: 0; 2009 Qtr 3: 29.1137; 2009 Qtr 4: 0; 2010 Qtr 1: 0; 2010 Qtr 2: 0; 2010 Qtr 3: 0; 2010 Qtr 4: 0; 2011 Qtr 1: 0; 2011 Qtr 2: 0; 2011 Qtr 3: 0; 2011 Qtr 4: 0 | 29.1137
0 | 234330-Premium T8 with T12 40 Watt Baseline - Tr1 |  | System | Commercial | 01-ALC-AllCommercial-IntLight | 0 |  |  |  |  | 27.6532 | 13.1897 | 0 | 0 | 0 | 14.4636 | 83.5202 |  | kWh | 0.017351 | 0 | Commercial | [7 empty] | 15 | 0.78 |  |  |  | 0 | 14.5568 | 0 | 0 | 0 | 0 | 0 | 0 | 0 | 0 | 0 | 0 | 2009 Qtr 1: 0; 2009 Qtr 2: 0; 2009 Qtr 3: 14.5568; 2009 Qtr 4: 0; 2010 Qtr 1: 0; 2010 Qtr 2: 0; 2010 Qtr 3: 0; 2010 Qtr 4: 0; 2011 Qtr 1: 0; 2011 Qtr 2: 0; 2011 Qtr 3: 0; 2011 Qtr 4: 0 | 14.5568
0 | 234303-Lighting-Remove 4 Ft Lamp (De-Lamp) - Tr1 |  | System | Commercial | [6 empty] | 12.3596 | 16.4871 | 0 | 0 | 0 | -4.1275 | 137.2559 |  | 0 | 0.026384 | -2.5676 | Commercial |  | Winter Only | [5 empty] | 15 | 0.77 |  |  |  | 0 | 3.6392 | 0 | 0 | 0 | 0 | 0 | 0 | 0 | 0 | 0 | 0 | 2009 Qtr 1: 0; 2009 Qtr 2: 0; 2009 Qtr 3: 3.6392; 2009 Qtr 4: 0; 2010 Qtr 1: 0; 2010 Qtr 2: 0; 2010 Qtr 3: 0; 2010 Qtr 4: 0; 2011 Qtr 1: 0; 2011 Qtr 2: 0; 2011 Qtr 3: 0; 2011 Qtr 4: 0 | 3.6392
0 | 234294-Lighting-Occupancy Sensor-Wallbox Lghtng Snsr-Tr1 |  | System | Commercial | 23-RTL-Retail–SingleStorylarge-LIT_INT | 0 |  |  |  |  | 42.262 | 40 | 0 | 0 | 0 | 2.262 | 213.759 |  | kWh | 0.17617 | 0 | Commercial | [7 empty] | 8 | 0.84 |  |  |  | 0 | 152 | 0 | 0 | 0 | 0 | 0 | 0 | 0 | 0 | 0 | 0 | 2009 Qtr 1: 0; 2009 Qtr 2: 0; 2009 Qtr 3: 0; 2009 Qtr 4: 152; 2010 Qtr 1: 0; 2010 Qtr 2: 0; 2010 Qtr 3: 0; 2010 Qtr 4: 0; 2011 Qtr 1: 0; 2011 Qtr 2: 0; 2011 Qtr 3: 0; 2011 Qtr 4: 0 | 152
0 | 234330-Premium T8 with T12 40 Watt Baseline - Tr1 |  | System | Commercial | 01-ALC-AllCommercial-IntLight | 0 |  |  |  |  | 27.6532 | 13.1897 | 0 | 0 | 0 | 14.4636 | 83.5202 |  | kWh | 0.017351 | 0 | Commercial | [7 empty] | 15 | 0.78 |  |  |  | 0 | 14.5568 | 0 | 0 | 0 | 0 | 0 | 0 | 0 | 0 | 0 | 0 | 2009 Qtr 1: 0; 2009 Qtr 2: 0; 2009 Qtr 3: 0; 2009 Qtr 4: 14.5568; 2010 Qtr 1: 0; 2010 Qtr 2: 0; 2010 Qtr 3: 0; 2010 Qtr 4: 0; 2011 Qtr 1: 0; 2011 Qtr 2: 0; 2011 Qtr 3: 0; 2011 Qtr 4: 0 | 14.5568
0 | 234303-Lighting-Remove 4 Ft Lamp (De-Lamp) - Tr1 |  | System | Commercial | [6 empty] | 12.3596 | 16.4871 | 0 | 0 | 0 | -4.1275 | 137.2559 |  | 0 | 0.026384 | -2.5676 | Commercial |  | Winter Only | [5 empty] | 15 | 0.77 |  |  |  | 0 | 7.2784 | 0 | 0 | 0 | 0 | 0 | 0 | 0 | 0 | 0 | 0 | 2009 Qtr 1: 0; 2009 Qtr 2: 0; 2009 Qtr 3: 0; 2009 Qtr 4: 7.2784; 2010 Qtr 1: 0; 2010 Qtr 2: 0; 2010 Qtr 3: 0; 2010 Qtr 4: 0; 2011 Qtr 1: 0; 2011 Qtr 2: 0; 2011 Qtr 3: 0; 2011 Qtr 4: 0 | 7.2784
0 | 234285-Lighting-Occpncy Snsr-Hi-Bay integrated Snsr-Tr1 |  | System | Commercial | 01-ALC-AllCommercial-IntLight | 0 |  |  |  |  | 221.2703 | 95.5 | 0 | 0 | 0 | 125.7703 | 2503.6304 |  | kWh | 0.48559 | 0 | Commercial | [7 empty] | 8 | 0.84 |  |  |  | 0 | 25 | 0 | 0 | 0 | 0 | 0 | 0 | 0 | 0 | 0 | 0 | 2009 Qtr 1: 0; 2009 Qtr 2: 0; 2009 Qtr 3: 0; 2009 Qtr 4: 25; 2010 Qtr 1: 0; 2010 Qtr 2: 0; 2010 Qtr 3: 0; 2010 Qtr 4: 0; 2011 Qtr 1: 0; 2011 Qtr 2: 0; 2011 Qtr 3: 0; 2011 Qtr 4: 0 | 25
0 | 234287-Lighting-Occpncy Snsr-Hi-Bay integrated Snsr-Tr3 |  | System | Commercial | 01-ALC-AllCommercial-IntLight | 0 |  |  |  |  | 221.1826 | 95.5 | 0 | 0 | 0 | 125.6826 | 1661 |  | kWh | 0.39312 | 0 | Commercial | [7 empty] | 8 | 0.84 |  |  |  | 0 | 13 | 0 | 0 | 0 | 0 | 0 | 0 | 0 | 0 | 0 | 0 | 2009 Qtr 1: 0; 2009 Qtr 2: 0; 2009 Qtr 3: 0; 2009 Qtr 4: 13; 2010 Qtr 1: 0; 2010 Qtr 2: 0; 2010 Qtr 3: 0; 2010 Qtr 4: 0; 2011 Qtr 1: 0; 2011 Qtr 2: 0; 2011 Qtr 3: 0; 2011 Qtr 4: 0 | 13
0 | 234140-Low Flow Showerhead |  | System | Commercial | 36-GST-Lodging-GuestRooms-Vent/Fan | 0 |  |  |  |  | 37.9464 | 20 | 0 | 0 | 0 | 17.9464 | 57.8762 |  | kWh | 0.012733 | 6.664 | Commercial |  | Annual | [5 empty] | 10 | 0.7 |  |  |  | 0 | 69 | 0 | 0 | 0 | 0 | 0 | 0 | 0 | 0 | 0 | 0 | 2009 Qtr 1: 0; 2009 Qtr 2: 0; 2009 Qtr 3: 0; 2009 Qtr 4: 69; 2010 Qtr 1: 0; 2010 Qtr 2: 0; 2010 Qtr 3: 0; 2010 Qtr 4: 0; 2011 Qtr 1: 0; 2011 Qtr 2: 0; 2011 Qtr 3: 0; 2011 Qtr 4: 0 | 69
0 | 234285-Lighting-Occpncy Snsr-Hi-Bay integrated Snsr-Tr1 |  | System | Commercial | 01-ALC-AllCommercial-IntLight | 0 |  |  |  |  | 221.2703 | 95.5 | 0 | 0 | 0 | 125.7703 | 2503.6304 |  | kWh | 0.48559 | 0 | Commercial | [7 empty] | 8 | 0.84 |  |  |  | 0 | 37 | 0 | 0 | 0 | 0 | 0 | 0 | 0 | 0 | 0 | 0 | 2009 Qtr 1: 0; 2009 Qtr 2: 0; 2009 Qtr 3: 37; 2009 Qtr 4: 0; 2010 Qtr 1: 0; 2010 Qtr 2: 0; 2010 Qtr 3: 0; 2010 Qtr 4: 0; 2011 Qtr 1: 0; 2011 Qtr 2: 0; 2011 Qtr 3: 0; 2011 Qtr 4: 0 | 37
0 | 234370-Lighting-Occpncy Snsr-Wll/Cl Mnt Lght Snsr<500-Tr2 |  | System | Commercial | 01-ALC-AllCommercial-IntLight | 0 |  |  |  |  | 141 | 35.5 | 0 | 0 | 0 | 105.5 | 334 |  | kWh | 0 | 0 | Commercial | [7 empty] | 8 | 0.84 |  |  |  | 0 | 8 | 0 | 0 | 0 | 0 | 0 | 0 | 0 | 0 | 0 | 0 | 2009 Qtr 1: 0; 2009 Qtr 2: 0; 2009 Qtr 3: 0; 2009 Qtr 4: 8; 2010 Qtr 1: 0; 2010 Qtr 2: 0; 2010 Qtr 3: 0; 2010 Qtr 4: 0; 2011 Qtr 1: 0; 2011 Qtr 2: 0; 2011 Qtr 3: 0; 2011 Qtr 4: 0 | 8
0 | 234292-Lighting-Ocpncy Snsr-Wll/Cl Mntd Lght Snsr>=500Tr2 |  | System | Commercial | 01-ALC-AllCommercial-IntLight | 0 |  |  |  |  | 141 | 64.5 | 0 | 0 | 0 | 76.5 | 1041.1 |  | kWh | 0 | 0 | Commercial | [7 empty] | 8 | 0.84 |  |  |  | 0 | 7 | 0 | 0 | 0 | 0 | 0 | 0 | 0 | 0 | 0 | 0 | 2009 Qtr 1: 0; 2009 Qtr 2: 0; 2009 Qtr 3: 0; 2009 Qtr 4: 7; 2010 Qtr 1: 0; 2010 Qtr 2: 0; 2010 Qtr 3: 0; 2010 Qtr 4: 0; 2011 Qtr 1: 0; 2011 Qtr 2: 0; 2011 Qtr 3: 0; 2011 Qtr 4: 0 | 7
0 | 234286-Lighting-Occpncy Snsr-Hi-Bay integrated Snsr-Tr2 |  | System | Commercial | 01-ALC-AllCommercial-IntLight | 0 |  |  |  |  | 221.37 | 95.5 | 0 | 0 | 0 | 125.87 | 1499.5759 |  | kWh | 0.47213 | 0 | Commercial | [7 empty] | 8 | 0.84 |  |  |  | 0 | 58 | 0 | 0 | 0 | 0 | 0 | 0 | 0 | 0 | 0 | 0 | 2009 Qtr 1: 0; 2009 Qtr 2: 0; 2009 Qtr 3: 0; 2009 Qtr 4: 58; 2010 Qtr 1: 0; 2010 Qtr 2: 0; 2010 Qtr 3: 0; 2010 Qtr 4: 0; 2011 Qtr 1: 0; 2011 Qtr 2: 0; 2011 Qtr 3: 0; 2011 Qtr 4: 0 | 58
0 | 234294-Lighting-Occupancy Sensor-Wallbox Lghtng Snsr-Tr1 |  | System | Commercial | 23-RTL-Retail–SingleStorylarge-LIT_INT | 0 |  |  |  |  | 42.262 | 40 | 0 | 0 | 0 | 2.262 | 213.759 |  | kWh | 0.17617 | 0 | Commercial | [7 empty] | 8 | 0.84 |  |  |  | 0 | 2 | 0 | 0 | 0 | 0 | 0 | 0 | 0 | 0 | 0 | 0 | 2009 Qtr 1: 0; 2009 Qtr 2: 0; 2009 Qtr 3: 0; 2009 Qtr 4: 2; 2010 Qtr 1: 0; 2010 Qtr 2: 0; 2010 Qtr 3: 0; 2010 Qtr 4: 0; 2011 Qtr 1: 0; 2011 Qtr 2: 0; 2011 Qtr 3: 0; 2011 Qtr 4: 0 | 2
0 | 234285-Lighting-Occpncy Snsr-Hi-Bay integrated Snsr-Tr1 |  | System | Commercial | 01-ALC-AllCommercial-IntLight | 0 |  |  |  |  | 221.2703 | 95.5 | 0 | 0 | 0 | 125.7703 | 2503.6304 |  | kWh | 0.48559 | 0 | Commercial | [7 empty] | 8 | 0.84 |  |  |  | 0 | 20 | 0 | 0 | 0 | 0 | 0 | 0 | 0 | 0 | 0 | 0 | 2009 Qtr 1: 0; 2009 Qtr 2: 0; 2009 Qtr 3: 0; 2009 Qtr 4: 20; 2010 Qtr 1: 0; 2010 Qtr 2: 0; 2010 Qtr 3: 0; 2010 Qtr 4: 0; 2011 Qtr 1: 0; 2011 Qtr 2: 0; 2011 Qtr 3: 0; 2011 Qtr 4: 0 | 20
0 | 234312-Lighting-Screw in 14-26 Watt Lamp - Tr1 |  | System | Commercial | [6 empty] | 9.3196 | 10.3931 | 0 | 0 | 0 | -1.0734 | 194.1729 |  | 0 | 0.038993 | -2.6224 | Commercial |  | Annual | [5 empty] | 2.47 | 0.81 |  |  |  | 0 | 2.6941 | 0 | 0 | 0 | 0 | 0 | 0 | 0 | 0 | 0 | 0 | 2009 Qtr 1: 0; 2009 Qtr 2: 0; 2009 Qtr 3: 0; 2009 Qtr 4: 2.6941; 2010 Qtr 1: 0; 2010 Qtr 2: 0; 2010 Qtr 3: 0; 2010 Qtr 4: 0; 2011 Qtr 1: 0; 2011 Qtr 2: 0; 2011 Qtr 3: 0; 2011 Qtr 4: 0 | 2.6941
0 | 234330-Premium T8 with T12 40 Watt Baseline - Tr1 |  | System | Commercial | 01-ALC-AllCommercial-IntLight | 0 |  |  |  |  | 27.6532 | 13.1897 | 0 | 0 | 0 | 14.4636 | 83.5202 |  | kWh | 0.017351 | 0 | Commercial | [7 empty] | 15 | 0.78 |  |  |  | 0 | 3.6392 | 0 | 0 | 0 | 0 | 0 | 0 | 0 | 0 | 0 | 0 | 2009 Qtr 1: 0; 2009 Qtr 2: 0; 2009 Qtr 3: 0; 2009 Qtr 4: 3.6392; 2010 Qtr 1: 0; 2010 Qtr 2: 0; 2010 Qtr 3: 0; 2010 Qtr 4: 0; 2011 Qtr 1: 0; 2011 Qtr 2: 0; 2011 Qtr 3: 0; 2011 Qtr 4: 0 | 3.6392
0 | 234294-Lighting-Occupancy Sensor-Wallbox Lghtng Snsr-Tr1 |  | System | Commercial | 23-RTL-Retail–SingleStorylarge-LIT_INT | 0 |  |  |  |  | 42.262 | 40 | 0 | 0 | 0 | 2.262 | 213.759 |  | kWh | 0.17617 | 0 | Commercial | [7 empty] | 8 | 0.84 |  |  |  | 0 | 1 | 0 | 0 | 0 | 0 | 0 | 0 | 0 | 0 | 0 | 0 | 2009 Qtr 1: 0; 2009 Qtr 2: 0; 2009 Qtr 3: 0; 2009 Qtr 4: 1; 2010 Qtr 1: 0; 2010 Qtr 2: 0; 2010 Qtr 3: 0; 2010 Qtr 4: 0; 2011 Qtr 1: 0; 2011 Qtr 2: 0; 2011 Qtr 3: 0; 2011 Qtr 4: 0 | 1
0 | 234285-Lighting-Occpncy Snsr-Hi-Bay integrated Snsr-Tr1 |  | System | Commercial | 01-ALC-AllCommercial-IntLight | 0 |  |  |  |  | 221.2703 | 95.5 | 0 | 0 | 0 | 125.7703 | 2503.6304 |  | kWh | 0.48559 | 0 | Commercial | [7 empty] | 8 | 0.84 |  |  |  | 0 | 21 | 0 | 0 | 0 | 0 | 0 | 0 | 0 | 0 | 0 | 0 | 2009 Qtr 1: 0; 2009 Qtr 2: 0; 2009 Qtr 3: 0; 2009 Qtr 4: 21; 2010 Qtr 1: 0; 2010 Qtr 2: 0; 2010 Qtr 3: 0; 2010 Qtr 4: 0; 2011 Qtr 1: 0; 2011 Qtr 2: 0; 2011 Qtr 3: 0; 2011 Qtr 4: 0 | 21
0 | 234312-Lighting-Screw in 14-26 Watt Lamp - Tr1 |  | System | Commercial | [6 empty] | 9.3196 | 10.3931 | 0 | 0 | 0 | -1.0734 | 194.1729 |  | 0 | 0.038993 | -2.6224 | Commercial |  | Annual | [5 empty] | 2.47 | 0.81 |  |  |  | 0 | 0.67353 | 0 | 0 | 0 | 0 | 0 | 0 | 0 | 0 | 0 | 0 | 2009 Qtr 1: 0; 2009 Qtr 2: 0; 2009 Qtr 3: 0; 2009 Qtr 4: 0.67353; 2010 Qtr 1: 0; 2010 Qtr 2: 0; 2010 Qtr 3: 0; 2010 Qtr 4: 0; 2011 Qtr 1: 0; 2011 Qtr 2: 0; 2011 Qtr 3: 0; 2011 Qtr 4: 0 | 0.67353
0 | 234330-Premium T8 with T12 40 Watt Baseline - Tr1 |  | System | Commercial | 01-ALC-AllCommercial-IntLight | 0 |  |  |  |  | 27.6532 | 13.1897 | 0 | 0 | 0 | 14.4636 | 83.5202 |  | kWh | 0.017351 | 0 | Commercial | [7 empty] | 15 | 0.78 |  |  |  | 0 | 14.5568 | 0 | 0 | 0 | 0 | 0 | 0 | 0 | 0 | 0 | 0 | 2009 Qtr 1: 0; 2009 Qtr 2: 0; 2009 Qtr 3: 0; 2009 Qtr 4: 14.5568; 2010 Qtr 1: 0; 2010 Qtr 2: 0; 2010 Qtr 3: 0; 2010 Qtr 4: 0; 2011 Qtr 1: 0; 2011 Qtr 2: 0; 2011 Qtr 3: 0; 2011 Qtr 4: 0 | 14.5568
0 | 234294-Lighting-Occupancy Sensor-Wallbox Lghtng Snsr-Tr1 |  | System | Commercial | 23-RTL-Retail–SingleStorylarge-LIT_INT | 0 |  |  |  |  | 42.262 | 40 | 0 | 0 | 0 | 2.262 | 213.759 |  | kWh | 0.17617 | 0 | Commercial | [7 empty] | 8 | 0.84 |  |  |  | 0 | 1 | 0 | 0 | 0 | 0 | 0 | 0 | 0 | 0 | 0 | 0 | 2009 Qtr 1: 0; 2009 Qtr 2: 0; 2009 Qtr 3: 0; 2009 Qtr 4: 1; 2010 Qtr 1: 0; 2010 Qtr 2: 0; 2010 Qtr 3: 0; 2010 Qtr 4: 0; 2011 Qtr 1: 0; 2011 Qtr 2: 0; 2011 Qtr 3: 0; 2011 Qtr 4: 0 | 1
0 | 234360-Lighting-IntrHiByLnrFlscntFxtr244wrplc400w(TrI)Tr1 |  | System | Commercial | [6 empty] | 282.4319 | 153.8404 | 0 | 0 | 0 | 128.5914 | 0 |  | 0 | 0.224 | -7.1132 | Commercial |  | Winter Only | [5 empty] | 15 | 0.78 |  |  |  | 0 | 1.9501 | 0 | 0 | 0 | 0 | 0 | 0 | 0 | 0 | 0 | 0 | 2009 Qtr 1: 0; 2009 Qtr 2: 0; 2009 Qtr 3: 0; 2009 Qtr 4: 1.9501; 2010 Qtr 1: 0; 2010 Qtr 2: 0; 2010 Qtr 3: 0; 2010 Qtr 4: 0; 2011 Qtr 1: 0; 2011 Qtr 2: 0; 2011 Qtr 3: 0; 2011 Qtr 4: 0 | 1.9501
0 | 234285-Lighting-Occpncy Snsr-Hi-Bay integrated Snsr-Tr1 |  | System | Commercial | 01-ALC-AllCommercial-IntLight | 0 |  |  |  |  | 221.2703 | 95.5 | 0 | 0 | 0 | 125.7703 | 2503.6304 |  | kWh | 0.48559 | 0 | Commercial | [7 empty] | 8 | 0.84 |  |  |  | 0 | 7 | 0 | 0 | 0 | 0 | 0 | 0 | 0 | 0 | 0 | 0 | 2009 Qtr 1: 0; 2009 Qtr 2: 0; 2009 Qtr 3: 0; 2009 Qtr 4: 7; 2010 Qtr 1: 0; 2010 Qtr 2: 0; 2010 Qtr 3: 0; 2010 Qtr 4: 0; 2011 Qtr 1: 0; 2011 Qtr 2: 0; 2011 Qtr 3: 0; 2011 Qtr 4: 0 | 7
0 | 234330-Premium T8 with T12 40 Watt Baseline - Tr1 |  | System | Commercial | 01-ALC-AllCommercial-IntLight | 0 |  |  |  |  | 27.6532 | 13.1897 | 0 | 0 | 0 | 14.4636 | 83.5202 |  | kWh | 0.017351 | 0 | Commercial | [7 empty] | 15 | 0.78 |  |  |  | 0 | 25.4745 | 0 | 0 | 0 | 0 | 0 | 0 | 0 | 0 | 0 | 0 | 2009 Qtr 1: 0; 2009 Qtr 2: 0; 2009 Qtr 3: 0; 2009 Qtr 4: 25.4745; 2010 Qtr 1: 0; 2010 Qtr 2: 0; 2010 Qtr 3: 0; 2010 Qtr 4: 0; 2011 Qtr 1: 0; 2011 Qtr 2: 0; 2011 Qtr 3: 0; 2011 Qtr 4: 0 | 25.4745
0 | 234285-Lighting-Occpncy Snsr-Hi-Bay integrated Snsr-Tr1 |  | System | Commercial | 01-ALC-AllCommercial-IntLight | 0 |  |  |  |  | 221.2703 | 95.5 | 0 | 0 | 0 | 125.7703 | 2503.6304 |  | kWh | 0.48559 | 0 | Commercial | [7 empty] | 8 | 0.84 |  |  |  | 0 | 10 | 0 | 0 | 0 | 0 | 0 | 0 | 0 | 0 | 0 | 0 | 2009 Qtr 1: 0; 2009 Qtr 2: 0; 2009 Qtr 3: 0; 2009 Qtr 4: 10; 2010 Qtr 1: 0; 2010 Qtr 2: 0; 2010 Qtr 3: 0; 2010 Qtr 4: 0; 2011 Qtr 1: 0; 2011 Qtr 2: 0; 2011 Qtr 3: 0; 2011 Qtr 4: 0 | 10
0 | 234330-Premium T8 with T12 40 Watt Baseline - Tr1 |  | System | Commercial | 01-ALC-AllCommercial-IntLight | 0 |  |  |  |  | 27.6532 | 13.1897 | 0 | 0 | 0 | 14.4636 | 83.5202 |  | kWh | 0.017351 | 0 | Commercial | [7 empty] | 15 | 0.78 |  |  |  | 0 | 72.7842 | 0 | 0 | 0 | 0 | 0 | 0 | 0 | 0 | 0 | 0 | 2009 Qtr 1: 0; 2009 Qtr 2: 0; 2009 Qtr 3: 72.7842; 2009 Qtr 4: 0; 2010 Qtr 1: 0; 2010 Qtr 2: 0; 2010 Qtr 3: 0; 2010 Qtr 4: 0; 2011 Qtr 1: 0; 2011 Qtr 2: 0; 2011 Qtr 3: 0; 2011 Qtr 4: 0 | 72.7842
0 | 234303-Lighting-Remove 4 Ft Lamp (De-Lamp) - Tr1 |  | System | Commercial | [6 empty] | 12.3596 | 16.4871 | 0 | 0 | 0 | -4.1275 | 137.2559 |  | 0 | 0.026384 | -2.5676 | Commercial |  | Winter Only | [5 empty] | 15 | 0.77 |  |  |  | 0 | 23.6549 | 0 | 0 | 0 | 0 | 0 | 0 | 0 | 0 | 0 | 0 | 2009 Qtr 1: 0; 2009 Qtr 2: 0; 2009 Qtr 3: 23.6549; 2009 Qtr 4: 0; 2010 Qtr 1: 0; 2010 Qtr 2: 0; 2010 Qtr 3: 0; 2010 Qtr 4: 0; 2011 Qtr 1: 0; 2011 Qtr 2: 0; 2011 Qtr 3: 0; 2011 Qtr 4: 0 | 23.6549
0 | 234285-Lighting-Occpncy Snsr-Hi-Bay integrated Snsr-Tr1 |  | System | Commercial | 01-ALC-AllCommercial-IntLight | 0 |  |  |  |  | 221.2703 | 95.5 | 0 | 0 | 0 | 125.7703 | 2503.6304 |  | kWh | 0.48559 | 0 | Commercial | [7 empty] | 8 | 0.84 |  |  |  | 0 | 7 | 0 | 0 | 0 | 0 | 0 | 0 | 0 | 0 | 0 | 0 | 2009 Qtr 1: 0; 2009 Qtr 2: 0; 2009 Qtr 3: 7; 2009 Qtr 4: 0; 2010 Qtr 1: 0; 2010 Qtr 2: 0; 2010 Qtr 3: 0; 2010 Qtr 4: 0; 2011 Qtr 1: 0; 2011 Qtr 2: 0; 2011 Qtr 3: 0; 2011 Qtr 4: 0 | 7
0 | 234330-Premium T8 with T12 40 Watt Baseline - Tr1 |  | System | Commercial | 01-ALC-AllCommercial-IntLight | 0 |  |  |  |  | 27.6532 | 13.1897 | 0 | 0 | 0 | 14.4636 | 83.5202 |  | kWh | 0.017351 | 0 | Commercial | [7 empty] | 15 | 0.78 |  |  |  | 0 | 14.5568 | 0 | 0 | 0 | 0 | 0 | 0 | 0 | 0 | 0 | 0 | 2009 Qtr 1: 0; 2009 Qtr 2: 0; 2009 Qtr 3: 14.5568; 2009 Qtr 4: 0; 2010 Qtr 1: 0; 2010 Qtr 2: 0; 2010 Qtr 3: 0; 2010 Qtr 4: 0; 2011 Qtr 1: 0; 2011 Qtr 2: 0; 2011 Qtr 3: 0; 2011 Qtr 4: 0 | 14.5568
0 | 234285-Lighting-Occpncy Snsr-Hi-Bay integrated Snsr-Tr1 |  | System | Commercial | 01-ALC-AllCommercial-IntLight | 0 |  |  |  |  | 221.2703 | 95.5 | 0 | 0 | 0 | 125.7703 | 2503.6304 |  | kWh | 0.48559 | 0 | Commercial | [7 empty] | 8 | 0.84 |  |  |  | 0 | 4 | 0 | 0 | 0 | 0 | 0 | 0 | 0 | 0 | 0 | 0 | 2009 Qtr 1: 0; 2009 Qtr 2: 0; 2009 Qtr 3: 4; 2009 Qtr 4: 0; 2010 Qtr 1: 0; 2010 Qtr 2: 0; 2010 Qtr 3: 0; 2010 Qtr 4: 0; 2011 Qtr 1: 0; 2011 Qtr 2: 0; 2011 Qtr 3: 0; 2011 Qtr 4: 0 | 4
0 | 234331-Premium T8 with T12 40 Watt Baseline - Tr2 |  | System | Commercial | 01-ALC-AllCommercial-IntLight | 0 |  |  |  |  | 27.653 | 9.8923 | 0 | 0 | 0 | 17.7607 | 58.062 |  | kWh | 0.017133 | 0 | Commercial | [7 empty] | 15 | 0.78 |  |  |  | 0 | 127.3723 | 0 | 0 | 0 | 0 | 0 | 0 | 0 | 0 | 0 | 0 | 2009 Qtr 1: 0; 2009 Qtr 2: 0; 2009 Qtr 3: 127.3723; 2009 Qtr 4: 0; 2010 Qtr 1: 0; 2010 Qtr 2: 0; 2010 Qtr 3: 0; 2010 Qtr 4: 0; 2011 Qtr 1: 0; 2011 Qtr 2: 0; 2011 Qtr 3: 0; 2011 Qtr 4: 0 | 127.3723
0 | 234286-Lighting-Occpncy Snsr-Hi-Bay integrated Snsr-Tr2 |  | System | Commercial | 01-ALC-AllCommercial-IntLight | 0 |  |  |  |  | 221.37 | 95.5 | 0 | 0 | 0 | 125.87 | 1499.5759 |  | kWh | 0.47213 | 0 | Commercial | [7 empty] | 8 | 0.84 |  |  |  | 0 | 2 | 0 | 0 | 0 | 0 | 0 | 0 | 0 | 0 | 0 | 0 | 2009 Qtr 1: 0; 2009 Qtr 2: 0; 2009 Qtr 3: 2; 2009 Qtr 4: 0; 2010 Qtr 1: 0; 2010 Qtr 2: 0; 2010 Qtr 3: 0; 2010 Qtr 4: 0; 2011 Qtr 1: 0; 2011 Qtr 2: 0; 2011 Qtr 3: 0; 2011 Qtr 4: 0 | 2
0 | 234330-Premium T8 with T12 40 Watt Baseline - Tr1 |  | System | Commercial | 01-ALC-AllCommercial-IntLight | 0 |  |  |  |  | 27.6532 | 13.1897 | 0 | 0 | 0 | 14.4636 | 83.5202 |  | kWh | 0.017351 | 0 | Commercial | [7 empty] | 15 | 0.78 |  |  |  | 0 | 3.6392 | 0 | 0 | 0 | 0 | 0 | 0 | 0 | 0 | 0 | 0 | 2009 Qtr 1: 3.6392; 2009 Qtr 2: 0; 2009 Qtr 3: 0; 2009 Qtr 4: 0; 2010 Qtr 1: 0; 2010 Qtr 2: 0; 2010 Qtr 3: 0; 2010 Qtr 4: 0; 2011 Qtr 1: 0; 2011 Qtr 2: 0; 2011 Qtr 3: 0; 2011 Qtr 4: 0 | 3.6392
0 | 234286-Lighting-Occpncy Snsr-Hi-Bay integrated Snsr-Tr2 |  | System | Commercial | 01-ALC-AllCommercial-IntLight | 0 |  |  |  |  | 221.37 | 95.5 | 0 | 0 | 0 | 125.87 | 1499.5759 |  | kWh | 0.47213 | 0 | Commercial | [7 empty] | 8 | 0.84 |  |  |  | 0 | 17 | 0 | 0 | 0 | 0 | 0 | 0 | 0 | 0 | 0 | 0 | 2009 Qtr 1: 0; 2009 Qtr 2: 0; 2009 Qtr 3: 0; 2009 Qtr 4: 17; 2010 Qtr 1: 0; 2010 Qtr 2: 0; 2010 Qtr 3: 0; 2010 Qtr 4: 0; 2011 Qtr 1: 0; 2011 Qtr 2: 0; 2011 Qtr 3: 0; 2011 Qtr 4: 0 | 17
0 | 234330-Premium T8 with T12 40 Watt Baseline - Tr1 |  | System | Commercial | 01-ALC-AllCommercial-IntLight | 0 |  |  |  |  | 27.6532 | 13.1897 | 0 | 0 | 0 | 14.4636 | 83.5202 |  | kWh | 0.017351 | 0 | Commercial | [7 empty] | 15 | 0.78 |  |  |  | 0 | 3.6392 | 0 | 0 | 0 | 0 | 0 | 0 | 0 | 0 | 0 | 0 | 2009 Qtr 1: 0; 2009 Qtr 2: 0; 2009 Qtr 3: 3.6392; 2009 Qtr 4: 0; 2010 Qtr 1: 0; 2010 Qtr 2: 0; 2010 Qtr 3: 0; 2010 Qtr 4: 0; 2011 Qtr 1: 0; 2011 Qtr 2: 0; 2011 Qtr 3: 0; 2011 Qtr 4: 0 | 3.6392
0 | 234360-Lighting-IntrHiByLnrFlscntFxtr244wrplc400w(TrI)Tr1 |  | System | Commercial | [6 empty] | 282.4319 | 153.8404 | 0 | 0 | 0 | 128.5914 | 0 |  | 0 | 0.224 | -7.1132 | Commercial |  | Winter Only | [5 empty] | 15 | 0.78 |  |  |  | 0 | 3.9001 | 0 | 0 | 0 | 0 | 0 | 0 | 0 | 0 | 0 | 0 | 2009 Qtr 1: 0; 2009 Qtr 2: 0; 2009 Qtr 3: 3.9001; 2009 Qtr 4: 0; 2010 Qtr 1: 0; 2010 Qtr 2: 0; 2010 Qtr 3: 0; 2010 Qtr 4: 0; 2011 Qtr 1: 0; 2011 Qtr 2: 0; 2011 Qtr 3: 0; 2011 Qtr 4: 0 | 3.9001
0 | 234294-Lighting-Occupancy Sensor-Wallbox Lghtng Snsr-Tr1 |  | System | Commercial | 23-RTL-Retail–SingleStorylarge-LIT_INT | 0 |  |  |  |  | 42.262 | 40 | 0 | 0 | 0 | 2.262 | 213.759 |  | kWh | 0.17617 | 0 | Commercial | [7 empty] | 8 | 0.84 |  |  |  | 0 | 2 | 0 | 0 | 0 | 0 | 0 | 0 | 0 | 0 | 0 | 0 | 2009 Qtr 1: 0; 2009 Qtr 2: 0; 2009 Qtr 3: 2; 2009 Qtr 4: 0; 2010 Qtr 1: 0; 2010 Qtr 2: 0; 2010 Qtr 3: 0; 2010 Qtr 4: 0; 2011 Qtr 1: 0; 2011 Qtr 2: 0; 2011 Qtr 3: 0; 2011 Qtr 4: 0 | 2
0 | 234285-Lighting-Occpncy Snsr-Hi-Bay integrated Snsr-Tr1 |  | System | Commercial | 01-ALC-AllCommercial-IntLight | 0 |  |  |  |  | 221.2703 | 95.5 | 0 | 0 | 0 | 125.7703 | 2503.6304 |  | kWh | 0.48559 | 0 | Commercial | [7 empty] | 8 | 0.84 |  |  |  | 0 | 25 | 0 | 0 | 0 | 0 | 0 | 0 | 0 | 0 | 0 | 0 | 2009 Qtr 1: 0; 2009 Qtr 2: 0; 2009 Qtr 3: 25; 2009 Qtr 4: 0; 2010 Qtr 1: 0; 2010 Qtr 2: 0; 2010 Qtr 3: 0; 2010 Qtr 4: 0; 2011 Qtr 1: 0; 2011 Qtr 2: 0; 2011 Qtr 3: 0; 2011 Qtr 4: 0 | 25
0 | 234287-Lighting-Occpncy Snsr-Hi-Bay integrated Snsr-Tr3 |  | System | Commercial | 01-ALC-AllCommercial-IntLight | 0 |  |  |  |  | 221.1826 | 95.5 | 0 | 0 | 0 | 125.6826 | 1661 |  | kWh | 0.39312 | 0 | Commercial | [7 empty] | 8 | 0.84 |  |  |  | 0 | 13 | 0 | 0 | 0 | 0 | 0 | 0 | 0 | 0 | 0 | 0 | 2009 Qtr 1: 0; 2009 Qtr 2: 0; 2009 Qtr 3: 13; 2009 Qtr 4: 0; 2010 Qtr 1: 0; 2010 Qtr 2: 0; 2010 Qtr 3: 0; 2010 Qtr 4: 0; 2011 Qtr 1: 0; 2011 Qtr 2: 0; 2011 Qtr 3: 0; 2011 Qtr 4: 0 | 13
0 | 234285-Lighting-Occpncy Snsr-Hi-Bay integrated Snsr-Tr1 |  | System | Commercial | 01-ALC-AllCommercial-IntLight | 0 |  |  |  |  | 221.2703 | 95.5 | 0 | 0 | 0 | 125.7703 | 2503.6304 |  | kWh | 0.48559 | 0 | Commercial | [7 empty] | 8 | 0.84 |  |  |  | 0 | 40 | 0 | 0 | 0 | 0 | 0 | 0 | 0 | 0 | 0 | 0 | 2009 Qtr 1: 0; 2009 Qtr 2: 0; 2009 Qtr 3: 0; 2009 Qtr 4: 40; 2010 Qtr 1: 0; 2010 Qtr 2: 0; 2010 Qtr 3: 0; 2010 Qtr 4: 0; 2011 Qtr 1: 0; 2011 Qtr 2: 0; 2011 Qtr 3: 0; 2011 Qtr 4: 0 | 40
0 | 234287-Lighting-Occpncy Snsr-Hi-Bay integrated Snsr-Tr3 |  | System | Commercial | 01-ALC-AllCommercial-IntLight | 0 |  |  |  |  | 221.1826 | 95.5 | 0 | 0 | 0 | 125.6826 | 1661 |  | kWh | 0.39312 | 0 | Commercial | [7 empty] | 8 | 0.84 |  |  |  | 0 | 22 | 0 | 0 | 0 | 0 | 0 | 0 | 0 | 0 | 0 | 0 | 2009 Qtr 1: 0; 2009 Qtr 2: 0; 2009 Qtr 3: 22; 2009 Qtr 4: 0; 2010 Qtr 1: 0; 2010 Qtr 2: 0; 2010 Qtr 3: 0; 2010 Qtr 4: 0; 2011 Qtr 1: 0; 2011 Qtr 2: 0; 2011 Qtr 3: 0; 2011 Qtr 4: 0 | 22
0 | 234330-Premium T8 with T12 40 Watt Baseline - Tr1 |  | System | Commercial | 01-ALC-AllCommercial-IntLight | 0 |  |  |  |  | 27.6532 | 13.1897 | 0 | 0 | 0 | 14.4636 | 83.5202 |  | kWh | 0.017351 | 0 | Commercial | [7 empty] | 15 | 0.78 |  |  |  | 0 | 30.9333 | 0 | 0 | 0 | 0 | 0 | 0 | 0 | 0 | 0 | 0 | 2009 Qtr 1: 0; 2009 Qtr 2: 0; 2009 Qtr 3: 30.9333; 2009 Qtr 4: 0; 2010 Qtr 1: 0; 2010 Qtr 2: 0; 2010 Qtr 3: 0; 2010 Qtr 4: 0; 2011 Qtr 1: 0; 2011 Qtr 2: 0; 2011 Qtr 3: 0; 2011 Qtr 4: 0 | 30.9333
0 | 234207-Lighting-8 Ft T-8 with Elec Ballast-Tr1 |  | System | Commercial | 01-ALC-AllCommercial-IntLight | 0 |  |  |  |  | 35.6901 | 21.9828 | 0 | 0 | 0 | 13.7073 | 45.8368 |  | kWh | 0.0098893 | 0 | Commercial | [7 empty] | 15 | 0.78 |  |  |  | 0 | 29.1137 | 0 | 0 | 0 | 0 | 0 | 0 | 0 | 0 | 0 | 0 | 2009 Qtr 1: 0; 2009 Qtr 2: 0; 2009 Qtr 3: 29.1137; 2009 Qtr 4: 0; 2010 Qtr 1: 0; 2010 Qtr 2: 0; 2010 Qtr 3: 0; 2010 Qtr 4: 0; 2011 Qtr 1: 0; 2011 Qtr 2: 0; 2011 Qtr 3: 0; 2011 Qtr 4: 0 | 29.1137
0 | 234303-Lighting-Remove 4 Ft Lamp (De-Lamp) - Tr1 |  | System | Commercial | [6 empty] | 12.3596 | 16.4871 | 0 | 0 | 0 | -4.1275 | 137.2559 |  | 0 | 0.026384 | -2.5676 | Commercial |  | Winter Only | [5 empty] | 15 | 0.77 |  |  |  | 0 | 21.8353 | 0 | 0 | 0 | 0 | 0 | 0 | 0 | 0 | 0 | 0 | 2009 Qtr 1: 0; 2009 Qtr 2: 0; 2009 Qtr 3: 21.8353; 2009 Qtr 4: 0; 2010 Qtr 1: 0; 2010 Qtr 2: 0; 2010 Qtr 3: 0; 2010 Qtr 4: 0; 2011 Qtr 1: 0; 2011 Qtr 2: 0; 2011 Qtr 3: 0; 2011 Qtr 4: 0 | 21.8353
0 | 234306-Lighting-Remove 8 Ft Lamp (De-Lamp) - Tr1 |  | System | Commercial | 23-RTL-Retail–SingleStorylarge-LIT_INT | 0 |  |  |  |  | 28.4369 | 27.4785 | 0 | 0 | 0 | 0.95836 | 366.7521 |  | kWh | 0.077777 | 0 | Commercial | [7 empty] | 15 | 0.77 |  |  |  | 0 | 29.1137 | 0 | 0 | 0 | 0 | 0 | 0 | 0 | 0 | 0 | 0 | 2009 Qtr 1: 0; 2009 Qtr 2: 0; 2009 Qtr 3: 29.1137; 2009 Qtr 4: 0; 2010 Qtr 1: 0; 2010 Qtr 2: 0; 2010 Qtr 3: 0; 2010 Qtr 4: 0; 2011 Qtr 1: 0; 2011 Qtr 2: 0; 2011 Qtr 3: 0; 2011 Qtr 4: 0 | 29.1137
0 | 234294-Lighting-Occupancy Sensor-Wallbox Lghtng Snsr-Tr1 |  | System | Commercial | 23-RTL-Retail–SingleStorylarge-LIT_INT | 0 |  |  |  |  | 42.262 | 40 | 0 | 0 | 0 | 2.262 | 213.759 |  | kWh | 0.17617 | 0 | Commercial | [7 empty] | 8 | 0.84 |  |  |  | 0 | 1 | 0 | 0 | 0 | 0 | 0 | 0 | 0 | 0 | 0 | 0 | 2009 Qtr 1: 0; 2009 Qtr 2: 0; 2009 Qtr 3: 1; 2009 Qtr 4: 0; 2010 Qtr 1: 0; 2010 Qtr 2: 0; 2010 Qtr 3: 0; 2010 Qtr 4: 0; 2011 Qtr 1: 0; 2011 Qtr 2: 0; 2011 Qtr 3: 0; 2011 Qtr 4: 0 | 1
0 | 234049-Lighting-LED Exit Sign New Sign |  | System | Commercial | 25-SCN-Storage–Conditioned-Exit | 0 |  |  |  |  | 64.8921 | 45 | 0 | 0 | 0 | 19.8921 | 351.311 |  | kWh | 0 | 0 | Commercial | [7 empty] | 16 | 0.85 |  |  |  | 0 | 1 | 0 | 0 | 0 | 0 | 0 | 0 | 0 | 0 | 0 | 0 | 2009 Qtr 1: 0; 2009 Qtr 2: 0; 2009 Qtr 3: 1; 2009 Qtr 4: 0; 2010 Qtr 1: 0; 2010 Qtr 2: 0; 2010 Qtr 3: 0; 2010 Qtr 4: 0; 2011 Qtr 1: 0; 2011 Qtr 2: 0; 2011 Qtr 3: 0; 2011 Qtr 4: 0 | 1
0 | 234330-Premium T8 with T12 40 Watt Baseline - Tr1 |  | System | Commercial | 01-ALC-AllCommercial-IntLight | 0 |  |  |  |  | 27.6532 | 13.1897 | 0 | 0 | 0 | 14.4636 | 83.5202 |  | kWh | 0.017351 | 0 | Commercial | [7 empty] | 15 | 0.78 |  |  |  | 0 | 38.2117 | 0 | 0 | 0 | 0 | 0 | 0 | 0 | 0 | 0 | 0 | 2009 Qtr 1: 0; 2009 Qtr 2: 0; 2009 Qtr 3: 38.2117; 2009 Qtr 4: 0; 2010 Qtr 1: 0; 2010 Qtr 2: 0; 2010 Qtr 3: 0; 2010 Qtr 4: 0; 2011 Qtr 1: 0; 2011 Qtr 2: 0; 2011 Qtr 3: 0; 2011 Qtr 4: 0 | 38.2117
0 | 234303-Lighting-Remove 4 Ft Lamp (De-Lamp) - Tr1 |  | System | Commercial | [6 empty] | 12.3596 | 16.4871 | 0 | 0 | 0 | -4.1275 | 137.2559 |  | 0 | 0.026384 | -2.5676 | Commercial |  | Winter Only | [5 empty] | 15 | 0.77 |  |  |  | 0 | 1.8196 | 0 | 0 | 0 | 0 | 0 | 0 | 0 | 0 | 0 | 0 | 2009 Qtr 1: 0; 2009 Qtr 2: 0; 2009 Qtr 3: 1.8196; 2009 Qtr 4: 0; 2010 Qtr 1: 0; 2010 Qtr 2: 0; 2010 Qtr 3: 0; 2010 Qtr 4: 0; 2011 Qtr 1: 0; 2011 Qtr 2: 0; 2011 Qtr 3: 0; 2011 Qtr 4: 0 | 1.8196
0 | 234332-Premium T8 with T12 40 Watt Baseline - Tr3 |  | System | Commercial | 01-ALC-AllCommercial-IntLight | 0 |  |  |  |  | 13.9591 | 7.1444 | 0 | 0 | 0 | 6.8147 | 44.0947 |  | kWh | 0.016509 | 0 | Commercial | [7 empty] | 15 | 0.78 |  |  |  | 0 | 88.2508 | 0 | 0 | 0 | 0 | 0 | 0 | 0 | 0 | 0 | 0 | 2009 Qtr 1: 0; 2009 Qtr 2: 0; 2009 Qtr 3: 88.2508; 2009 Qtr 4: 0; 2010 Qtr 1: 0; 2010 Qtr 2: 0; 2010 Qtr 3: 0; 2010 Qtr 4: 0; 2011 Qtr 1: 0; 2011 Qtr 2: 0; 2011 Qtr 3: 0; 2011 Qtr 4: 0 | 88.2508
0 | 234305-Lighting-Remove 4 Ft Lamp (De-Lamp) - Tr3 |  | System | Commercial | 01-ALC-AllCommercial-IntLight | 0 |  |  |  |  | 28.1828 | 8.7931 | 0 | 0 | 0 | 19.3897 | 129.7131 |  | kWh | 0.050038 | 0 | Commercial | [7 empty] | 15 | 0.77 |  |  |  | 0 | 73.694 | 0 | 0 | 0 | 0 | 0 | 0 | 0 | 0 | 0 | 0 | 2009 Qtr 1: 0; 2009 Qtr 2: 0; 2009 Qtr 3: 73.694; 2009 Qtr 4: 0; 2010 Qtr 1: 0; 2010 Qtr 2: 0; 2010 Qtr 3: 0; 2010 Qtr 4: 0; 2011 Qtr 1: 0; 2011 Qtr 2: 0; 2011 Qtr 3: 0; 2011 Qtr 4: 0 | 73.694
0 | 234308-Lighting-Remove 8 Ft Lamp (De-Lamp) - Tr3 |  | System | Commercial | 23-RTL-Retail–SingleStorylarge-LIT_INT | 0 |  |  |  |  | 28.1519 | 11.8158 | 0 | 0 | 0 | 16.3362 | 178.7383 |  | kWh | 0.075633 | 0 | Commercial | [7 empty] | 15 | 0.77 |  |  |  | 0 | 7.2784 | 0 | 0 | 0 | 0 | 0 | 0 | 0 | 0 | 0 | 0 | 2009 Qtr 1: 0; 2009 Qtr 2: 0; 2009 Qtr 3: 7.2784; 2009 Qtr 4: 0; 2010 Qtr 1: 0; 2010 Qtr 2: 0; 2010 Qtr 3: 0; 2010 Qtr 4: 0; 2011 Qtr 1: 0; 2011 Qtr 2: 0; 2011 Qtr 3: 0; 2011 Qtr 4: 0 | 7.2784
0 | 234330-Premium T8 with T12 40 Watt Baseline - Tr1 |  | System | Commercial | 01-ALC-AllCommercial-IntLight | 0 |  |  |  |  | 27.6532 | 13.1897 | 0 | 0 | 0 | 14.4636 | 83.5202 |  | kWh | 0.017351 | 0 | Commercial | [7 empty] | 15 | 0.78 |  |  |  | 0 | 7.2784 | 0 | 0 | 0 | 0 | 0 | 0 | 0 | 0 | 0 | 0 | 2009 Qtr 1: 0; 2009 Qtr 2: 0; 2009 Qtr 3: 0; 2009 Qtr 4: 7.2784; 2010 Qtr 1: 0; 2010 Qtr 2: 0; 2010 Qtr 3: 0; 2010 Qtr 4: 0; 2011 Qtr 1: 0; 2011 Qtr 2: 0; 2011 Qtr 3: 0; 2011 Qtr 4: 0 | 7.2784
0 | 234360-Lighting-IntrHiByLnrFlscntFxtr244wrplc400w(TrI)Tr1 |  | System | Commercial | [6 empty] | 282.4319 | 153.8404 | 0 | 0 | 0 | 128.5914 | 0 |  | 0 | 0.224 | -7.1132 | Commercial |  | Winter Only | [5 empty] | 15 | 0.78 |  |  |  | 0 | 21.4508 | 0 | 0 | 0 | 0 | 0 | 0 | 0 | 0 | 0 | 0 | 2009 Qtr 1: 0; 2009 Qtr 2: 0; 2009 Qtr 3: 0; 2009 Qtr 4: 21.4508; 2010 Qtr 1: 0; 2010 Qtr 2: 0; 2010 Qtr 3: 0; 2010 Qtr 4: 0; 2011 Qtr 1: 0; 2011 Qtr 2: 0; 2011 Qtr 3: 0; 2011 Qtr 4: 0 | 21.4508
0 | 234294-Lighting-Occupancy Sensor-Wallbox Lghtng Snsr-Tr1 |  | System | Commercial | 23-RTL-Retail–SingleStorylarge-LIT_INT | 0 |  |  |  |  | 42.262 | 40 | 0 | 0 | 0 | 2.262 | 213.759 |  | kWh | 0.17617 | 0 | Commercial | [7 empty] | 8 | 0.84 |  |  |  | 0 | 5 | 0 | 0 | 0 | 0 | 0 | 0 | 0 | 0 | 0 | 0 | 2009 Qtr 1: 0; 2009 Qtr 2: 0; 2009 Qtr 3: 0; 2009 Qtr 4: 5; 2010 Qtr 1: 0; 2010 Qtr 2: 0; 2010 Qtr 3: 0; 2010 Qtr 4: 0; 2011 Qtr 1: 0; 2011 Qtr 2: 0; 2011 Qtr 3: 0; 2011 Qtr 4: 0 | 5
0 | 234285-Lighting-Occpncy Snsr-Hi-Bay integrated Snsr-Tr1 |  | System | Commercial | 01-ALC-AllCommercial-IntLight | 0 |  |  |  |  | 221.2703 | 95.5 | 0 | 0 | 0 | 125.7703 | 2503.6304 |  | kWh | 0.48559 | 0 | Commercial | [7 empty] | 8 | 0.84 |  |  |  | 0 | 30 | 0 | 0 | 0 | 0 | 0 | 0 | 0 | 0 | 0 | 0 | 2009 Qtr 1: 0; 2009 Qtr 2: 0; 2009 Qtr 3: 0; 2009 Qtr 4: 30; 2010 Qtr 1: 0; 2010 Qtr 2: 0; 2010 Qtr 3: 0; 2010 Qtr 4: 0; 2011 Qtr 1: 0; 2011 Qtr 2: 0; 2011 Qtr 3: 0; 2011 Qtr 4: 0 | 30
0 | 234312-Lighting-Screw in 14-26 Watt Lamp - Tr1 |  | System | Commercial | [6 empty] | 9.3196 | 10.3931 | 0 | 0 | 0 | -1.0734 | 194.1729 |  | 0 | 0.038993 | -2.6224 | Commercial |  | Annual | [5 empty] | 2.47 | 0.81 |  |  |  | 0 | 3.3676 | 0 | 0 | 0 | 0 | 0 | 0 | 0 | 0 | 0 | 0 | 2009 Qtr 1: 0; 2009 Qtr 2: 0; 2009 Qtr 3: 3.3676; 2009 Qtr 4: 0; 2010 Qtr 1: 0; 2010 Qtr 2: 0; 2010 Qtr 3: 0; 2010 Qtr 4: 0; 2011 Qtr 1: 0; 2011 Qtr 2: 0; 2011 Qtr 3: 0; 2011 Qtr 4: 0 | 3.3676
0 | 234330-Premium T8 with T12 40 Watt Baseline - Tr1 |  | System | Commercial | 01-ALC-AllCommercial-IntLight | 0 |  |  |  |  | 27.6532 | 13.1897 | 0 | 0 | 0 | 14.4636 | 83.5202 |  | kWh | 0.017351 | 0 | Commercial | [7 empty] | 15 | 0.78 |  |  |  | 0 | 1.8196 | 0 | 0 | 0 | 0 | 0 | 0 | 0 | 0 | 0 | 0 | 2009 Qtr 1: 0; 2009 Qtr 2: 0; 2009 Qtr 3: 1.8196; 2009 Qtr 4: 0; 2010 Qtr 1: 0; 2010 Qtr 2: 0; 2010 Qtr 3: 0; 2010 Qtr 4: 0; 2011 Qtr 1: 0; 2011 Qtr 2: 0; 2011 Qtr 3: 0; 2011 Qtr 4: 0 | 1.8196
0 | 234303-Lighting-Remove 4 Ft Lamp (De-Lamp) - Tr1 |  | System | Commercial | [6 empty] | 12.3596 | 16.4871 | 0 | 0 | 0 | -4.1275 | 137.2559 |  | 0 | 0.026384 | -2.5676 | Commercial |  | Winter Only | [5 empty] | 15 | 0.77 |  |  |  | 0 | 1.8196 | 0 | 0 | 0 | 0 | 0 | 0 | 0 | 0 | 0 | 0 | 2009 Qtr 1: 0; 2009 Qtr 2: 0; 2009 Qtr 3: 1.8196; 2009 Qtr 4: 0; 2010 Qtr 1: 0; 2010 Qtr 2: 0; 2010 Qtr 3: 0; 2010 Qtr 4: 0; 2011 Qtr 1: 0; 2011 Qtr 2: 0; 2011 Qtr 3: 0; 2011 Qtr 4: 0 | 1.8196
0 | 234360-Lighting-IntrHiByLnrFlscntFxtr244wrplc400w(TrI)Tr1 |  | System | Commercial | [6 empty] | 282.4319 | 153.8404 | 0 | 0 | 0 | 128.5914 | 0 |  | 0 | 0.224 | -7.1132 | Commercial |  | Winter Only | [5 empty] | 15 | 0.78 |  |  |  | 0 | 6.8253 | 0 | 0 | 0 | 0 | 0 | 0 | 0 | 0 | 0 | 0 | 2009 Qtr 1: 0; 2009 Qtr 2: 0; 2009 Qtr 3: 6.8253; 2009 Qtr 4: 0; 2010 Qtr 1: 0; 2010 Qtr 2: 0; 2010 Qtr 3: 0; 2010 Qtr 4: 0; 2011 Qtr 1: 0; 2011 Qtr 2: 0; 2011 Qtr 3: 0; 2011 Qtr 4: 0 | 6.8253
0 | 234285-Lighting-Occpncy Snsr-Hi-Bay integrated Snsr-Tr1 |  | System | Commercial | 01-ALC-AllCommercial-IntLight | 0 |  |  |  |  | 221.2703 | 95.5 | 0 | 0 | 0 | 125.7703 | 2503.6304 |  | kWh | 0.48559 | 0 | Commercial | [7 empty] | 8 | 0.84 |  |  |  | 0 | 7 | 0 | 0 | 0 | 0 | 0 | 0 | 0 | 0 | 0 | 0 | 2009 Qtr 1: 0; 2009 Qtr 2: 0; 2009 Qtr 3: 7; 2009 Qtr 4: 0; 2010 Qtr 1: 0; 2010 Qtr 2: 0; 2010 Qtr 3: 0; 2010 Qtr 4: 0; 2011 Qtr 1: 0; 2011 Qtr 2: 0; 2011 Qtr 3: 0; 2011 Qtr 4: 0 | 7
0 | 234294-Lighting-Occupancy Sensor-Wallbox Lghtng Snsr-Tr1 |  | System | Commercial | 23-RTL-Retail–SingleStorylarge-LIT_INT | 0 |  |  |  |  | 42.262 | 40 | 0 | 0 | 0 | 2.262 | 213.759 |  | kWh | 0.17617 | 0 | Commercial | [7 empty] | 8 | 0.84 |  |  |  | 0 | 239 | 0 | 0 | 0 | 0 | 0 | 0 | 0 | 0 | 0 | 0 | 2009 Qtr 1: 0; 2009 Qtr 2: 0; 2009 Qtr 3: 239; 2009 Qtr 4: 0; 2010 Qtr 1: 0; 2010 Qtr 2: 0; 2010 Qtr 3: 0; 2010 Qtr 4: 0; 2011 Qtr 1: 0; 2011 Qtr 2: 0; 2011 Qtr 3: 0; 2011 Qtr 4: 0 | 239
0 | 234286-Lighting-Occpncy Snsr-Hi-Bay integrated Snsr-Tr2 |  | System | Commercial | 01-ALC-AllCommercial-IntLight | 0 |  |  |  |  | 221.37 | 95.5 | 0 | 0 | 0 | 125.87 | 1499.5759 |  | kWh | 0.47213 | 0 | Commercial | [7 empty] | 8 | 0.84 |  |  |  | 0 | 54 | 0 | 0 | 0 | 0 | 0 | 0 | 0 | 0 | 0 | 0 | 2009 Qtr 1: 0; 2009 Qtr 2: 0; 2009 Qtr 3: 54; 2009 Qtr 4: 0; 2010 Qtr 1: 0; 2010 Qtr 2: 0; 2010 Qtr 3: 0; 2010 Qtr 4: 0; 2011 Qtr 1: 0; 2011 Qtr 2: 0; 2011 Qtr 3: 0; 2011 Qtr 4: 0 | 54
0 | 234286-Lighting-Occpncy Snsr-Hi-Bay integrated Snsr-Tr2 |  | System | Commercial | 01-ALC-AllCommercial-IntLight | 0 |  |  |  |  | 221.37 | 95.5 | 0 | 0 | 0 | 125.87 | 1499.5759 |  | kWh | 0.47213 | 0 | Commercial | [7 empty] | 8 | 0.84 |  |  |  | 0 | 57 | 0 | 0 | 0 | 0 | 0 | 0 | 0 | 0 | 0 | 0 | 2009 Qtr 1: 0; 2009 Qtr 2: 0; 2009 Qtr 3: 57; 2009 Qtr 4: 0; 2010 Qtr 1: 0; 2010 Qtr 2: 0; 2010 Qtr 3: 0; 2010 Qtr 4: 0; 2011 Qtr 1: 0; 2011 Qtr 2: 0; 2011 Qtr 3: 0; 2011 Qtr 4: 0 | 57
0 | 234084-Refrigeration -Cooler/Freezer Door Gaskets - Solid Doors: Cooler |  | System | Commercial | 09-GRO-Grocery-REFG | 0 |  |  |  |  | 2.2498 | 4 | 0 | 0 | 0 | -1.7502 | 104.55 |  | kWh | 0.01195 | 0 | Commercial | [7 empty] | 4 | 0.76 |  |  |  | 0 | 115 | 0 | 0 | 0 | 0 | 0 | 0 | 0 | 0 | 0 | 0 | 2009 Qtr 1: 0; 2009 Qtr 2: 0; 2009 Qtr 3: 0; 2009 Qtr 4: 115; 2010 Qtr 1: 0; 2010 Qtr 2: 0; 2010 Qtr 3: 0; 2010 Qtr 4: 0; 2011 Qtr 1: 0; 2011 Qtr 2: 0; 2011 Qtr 3: 0; 2011 Qtr 4: 0 | 115
0 | 234312-Lighting-Screw in 14-26 Watt Lamp - Tr1 |  | System | Commercial | [6 empty] | 9.3196 | 10.3931 | 0 | 0 | 0 | -1.0734 | 194.1729 |  | 0 | 0.038993 | -2.6224 | Commercial |  | Annual | [5 empty] | 2.47 | 0.81 |  |  |  | 0 | 507.8383 | 0 | 0 | 0 | 0 | 0 | 0 | 0 | 0 | 0 | 0 | 2009 Qtr 1: 0; 2009 Qtr 2: 0; 2009 Qtr 3: 0; 2009 Qtr 4: 507.8383; 2010 Qtr 1: 0; 2010 Qtr 2: 0; 2010 Qtr 3: 0; 2010 Qtr 4: 0; 2011 Qtr 1: 0; 2011 Qtr 2: 0; 2011 Qtr 3: 0; 2011 Qtr 4: 0 | 507.8383
0 | 234294-Lighting-Occupancy Sensor-Wallbox Lghtng Snsr-Tr1 |  | System | Commercial | 23-RTL-Retail–SingleStorylarge-LIT_INT | 0 |  |  |  |  | 42.262 | 40 | 0 | 0 | 0 | 2.262 | 213.759 |  | kWh | 0.17617 | 0 | Commercial | [7 empty] | 8 | 0.84 |  |  |  | 0 | 319 | 0 | 0 | 0 | 0 | 0 | 0 | 0 | 0 | 0 | 0 | 2009 Qtr 1: 0; 2009 Qtr 2: 0; 2009 Qtr 3: 0; 2009 Qtr 4: 319; 2010 Qtr 1: 0; 2010 Qtr 2: 0; 2010 Qtr 3: 0; 2010 Qtr 4: 0; 2011 Qtr 1: 0; 2011 Qtr 2: 0; 2011 Qtr 3: 0; 2011 Qtr 4: 0 | 319
0 | 234312-Lighting-Screw in 14-26 Watt Lamp - Tr1 |  | System | Commercial | [6 empty] | 9.3196 | 0 | 0 | 0 | 0 | 9.3196 | 0 |  | 0 | 0 | 0 | Commercial |  | Annual | [5 empty] | 2.47 | 0.81 |  |  |  | 0 | 0.67353 | 0 | 0 | 0 | 0 | 0 | 0 | 0 | 0 | 0 | 0 | 2009 Qtr 1: 0; 2009 Qtr 2: 0; 2009 Qtr 3: 0.67353; 2009 Qtr 4: 0; 2010 Qtr 1: 0; 2010 Qtr 2: 0; 2010 Qtr 3: 0; 2010 Qtr 4: 0; 2011 Qtr 1: 0; 2011 Qtr 2: 0; 2011 Qtr 3: 0; 2011 Qtr 4: 0 | 0.67353
0 | 234294-Lighting-Occupancy Sensor-Wallbox Lghtng Snsr-Tr1 |  | System | Commercial | 23-RTL-Retail–SingleStorylarge-LIT_INT | 0 |  |  |  |  | 42.262 | 40 | 0 | 0 | 0 | 2.262 | 213.759 |  | kWh | 0.17617 | 0 | Commercial | [7 empty] | 8 | 0.84 |  |  |  | 0 | 185 | 0 | 0 | 0 | 0 | 0 | 0 | 0 | 0 | 0 | 0 | 2009 Qtr 1: 0; 2009 Qtr 2: 0; 2009 Qtr 3: 185; 2009 Qtr 4: 0; 2010 Qtr 1: 0; 2010 Qtr 2: 0; 2010 Qtr 3: 0; 2010 Qtr 4: 0; 2011 Qtr 1: 0; 2011 Qtr 2: 0; 2011 Qtr 3: 0; 2011 Qtr 4: 0 | 185
0 | 234126-Refrigeration - Efficient Evap Fan Motor Electronically Commutated Motor (ECM) |  | System | Commercial | 09-GRO-Grocery-REFG | 0 |  |  |  |  | 6.7904 | 150 | 0 | 0 | 0 | -143.2096 | 116.369 |  | kWh | 0.015845 | -0.11528 | Commercial |  | Annual | [5 empty] | 15 | 0.7 |  |  |  | 0 | 2 | 0 | 0 | 0 | 0 | 0 | 0 | 0 | 0 | 0 | 0 | 2009 Qtr 1: 0; 2009 Qtr 2: 0; 2009 Qtr 3: 2; 2009 Qtr 4: 0; 2010 Qtr 1: 0; 2010 Qtr 2: 0; 2010 Qtr 3: 0; 2010 Qtr 4: 0; 2011 Qtr 1: 0; 2011 Qtr 2: 0; 2011 Qtr 3: 0; 2011 Qtr 4: 0 | 2
0 | 234286-Lighting-Occpncy Snsr-Hi-Bay integrated Snsr-Tr2 |  | System | Commercial | 01-ALC-AllCommercial-IntLight | 0 |  |  |  |  | 221.37 | 95.5 | 0 | 0 | 0 | 125.87 | 1499.5759 |  | kWh | 0.47213 | 0 | Commercial | [7 empty] | 8 | 0.84 |  |  |  | 0 | 24 | 0 | 0 | 0 | 0 | 0 | 0 | 0 | 0 | 0 | 0 | 2009 Qtr 1: 0; 2009 Qtr 2: 0; 2009 Qtr 3: 0; 2009 Qtr 4: 24; 2010 Qtr 1: 0; 2010 Qtr 2: 0; 2010 Qtr 3: 0; 2010 Qtr 4: 0; 2011 Qtr 1: 0; 2011 Qtr 2: 0; 2011 Qtr 3: 0; 2011 Qtr 4: 0 | 24
0 | 234312-Lighting-Screw in 14-26 Watt Lamp - Tr1 |  | System | Commercial | [6 empty] | 9.3196 | 10.3931 | 0 | 0 | 0 | -1.0734 | 194.1729 |  | 0 | 0.038993 | -2.6224 | Commercial |  | Annual | [5 empty] | 2.47 | 0.81 |  |  |  | 0 | 0.67353 | 0 | 0 | 0 | 0 | 0 | 0 | 0 | 0 | 0 | 0 | 2009 Qtr 1: 0; 2009 Qtr 2: 0; 2009 Qtr 3: 0; 2009 Qtr 4: 0.67353; 2010 Qtr 1: 0; 2010 Qtr 2: 0; 2010 Qtr 3: 0; 2010 Qtr 4: 0; 2011 Qtr 1: 0; 2011 Qtr 2: 0; 2011 Qtr 3: 0; 2011 Qtr 4: 0 | 0.67353
0 | 234330-Premium T8 with T12 40 Watt Baseline - Tr1 |  | System | Commercial | 01-ALC-AllCommercial-IntLight | 0 |  |  |  |  | 27.6532 | 13.1897 | 0 | 0 | 0 | 14.4636 | 83.5202 |  | kWh | 0.017351 | 0 | Commercial | [7 empty] | 15 | 0.78 |  |  |  | 0 | 29.1137 | 0 | 0 | 0 | 0 | 0 | 0 | 0 | 0 | 0 | 0 | 2009 Qtr 1: 0; 2009 Qtr 2: 0; 2009 Qtr 3: 0; 2009 Qtr 4: 29.1137; 2010 Qtr 1: 0; 2010 Qtr 2: 0; 2010 Qtr 3: 0; 2010 Qtr 4: 0; 2011 Qtr 1: 0; 2011 Qtr 2: 0; 2011 Qtr 3: 0; 2011 Qtr 4: 0 | 29.1137
0 | 234312-Lighting-Screw in 14-26 Watt Lamp - Tr1 |  | System | Commercial | [6 empty] | 9.3196 | 10.3931 | 0 | 0 | 0 | -1.0734 | 194.1729 |  | 0 | 0.038993 | -2.6224 | Commercial |  | Annual | [5 empty] | 2.47 | 0.81 |  |  |  | 0 | 0.67353 | 0 | 0 | 0 | 0 | 0 | 0 | 0 | 0 | 0 | 0 | 2009 Qtr 1: 0; 2009 Qtr 2: 0; 2009 Qtr 3: 0; 2009 Qtr 4: 0.67353; 2010 Qtr 1: 0; 2010 Qtr 2: 0; 2010 Qtr 3: 0; 2010 Qtr 4: 0; 2011 Qtr 1: 0; 2011 Qtr 2: 0; 2011 Qtr 3: 0; 2011 Qtr 4: 0 | 0.67353
0 | 234330-Premium T8 with T12 40 Watt Baseline - Tr1 |  | System | Commercial | 01-ALC-AllCommercial-IntLight | 0 |  |  |  |  | 27.6532 | 13.1897 | 0 | 0 | 0 | 14.4636 | 83.5202 |  | kWh | 0.017351 | 0 | Commercial | [7 empty] | 15 | 0.78 |  |  |  | 0 | 56.4077 | 0 | 0 | 0 | 0 | 0 | 0 | 0 | 0 | 0 | 0 | 2009 Qtr 1: 0; 2009 Qtr 2: 0; 2009 Qtr 3: 0; 2009 Qtr 4: 56.4077; 2010 Qtr 1: 0; 2010 Qtr 2: 0; 2010 Qtr 3: 0; 2010 Qtr 4: 0; 2011 Qtr 1: 0; 2011 Qtr 2: 0; 2011 Qtr 3: 0; 2011 Qtr 4: 0 | 56.4077
0 | 234303-Lighting-Remove 4 Ft Lamp (De-Lamp) - Tr1 |  | System | Commercial | [6 empty] | 12.3596 | 16.4871 | 0 | 0 | 0 | -4.1275 | 137.2559 |  | 0 | 0.026384 | -2.5676 | Commercial |  | Winter Only | [5 empty] | 15 | 0.77 |  |  |  | 0 | 10.0078 | 0 | 0 | 0 | 0 | 0 | 0 | 0 | 0 | 0 | 0 | 2009 Qtr 1: 0; 2009 Qtr 2: 0; 2009 Qtr 3: 0; 2009 Qtr 4: 10.0078; 2010 Qtr 1: 0; 2010 Qtr 2: 0; 2010 Qtr 3: 0; 2010 Qtr 4: 0; 2011 Qtr 1: 0; 2011 Qtr 2: 0; 2011 Qtr 3: 0; 2011 Qtr 4: 0 | 10.0078
0 | 234330-Premium T8 with T12 40 Watt Baseline - Tr1 |  | System | Commercial | 01-ALC-AllCommercial-IntLight | 0 |  |  |  |  | 27.6532 | 13.1897 | 0 | 0 | 0 | 14.4636 | 83.5202 |  | kWh | 0.017351 | 0 | Commercial | [7 empty] | 15 | 0.78 |  |  |  | 0 | 38.2117 | 0 | 0 | 0 | 0 | 0 | 0 | 0 | 0 | 0 | 0 | 2009 Qtr 1: 0; 2009 Qtr 2: 0; 2009 Qtr 3: 38.2117; 2009 Qtr 4: 0; 2010 Qtr 1: 0; 2010 Qtr 2: 0; 2010 Qtr 3: 0; 2010 Qtr 4: 0; 2011 Qtr 1: 0; 2011 Qtr 2: 0; 2011 Qtr 3: 0; 2011 Qtr 4: 0 | 38.2117
0 | 234285-Lighting-Occpncy Snsr-Hi-Bay integrated Snsr-Tr1 |  | System | Commercial | 01-ALC-AllCommercial-IntLight | 0 |  |  |  |  | 221.2703 | 95.5 | 0 | 0 | 0 | 125.7703 | 2503.6304 |  | kWh | 0.48559 | 0 | Commercial | [7 empty] | 8 | 0.84 |  |  |  | 0 | 9 | 0 | 0 | 0 | 0 | 0 | 0 | 0 | 0 | 0 | 0 | 2009 Qtr 1: 0; 2009 Qtr 2: 0; 2009 Qtr 3: 9; 2009 Qtr 4: 0; 2010 Qtr 1: 0; 2010 Qtr 2: 0; 2010 Qtr 3: 0; 2010 Qtr 4: 0; 2011 Qtr 1: 0; 2011 Qtr 2: 0; 2011 Qtr 3: 0; 2011 Qtr 4: 0 | 9
0 | 234330-Premium T8 with T12 40 Watt Baseline - Tr1 |  | System | Commercial | 01-ALC-AllCommercial-IntLight | 0 |  |  |  |  | 27.6532 | 13.1897 | 0 | 0 | 0 | 14.4636 | 83.5202 |  | kWh | 0.017351 | 0 | Commercial | [7 empty] | 15 | 0.78 |  |  |  | 0 | 45.4901 | 0 | 0 | 0 | 0 | 0 | 0 | 0 | 0 | 0 | 0 | 2009 Qtr 1: 0; 2009 Qtr 2: 0; 2009 Qtr 3: 45.4901; 2009 Qtr 4: 0; 2010 Qtr 1: 0; 2010 Qtr 2: 0; 2010 Qtr 3: 0; 2010 Qtr 4: 0; 2011 Qtr 1: 0; 2011 Qtr 2: 0; 2011 Qtr 3: 0; 2011 Qtr 4: 0 | 45.4901
0 | 234303-Lighting-Remove 4 Ft Lamp (De-Lamp) - Tr1 |  | System | Commercial | [6 empty] | 12.3596 | 16.4871 | 0 | 0 | 0 | -4.1275 | 137.2559 |  | 0 | 0.026384 | -2.5676 | Commercial |  | Winter Only | [5 empty] | 15 | 0.77 |  |  |  | 0 | 1.8196 | 0 | 0 | 0 | 0 | 0 | 0 | 0 | 0 | 0 | 0 | 2009 Qtr 1: 0; 2009 Qtr 2: 0; 2009 Qtr 3: 1.8196; 2009 Qtr 4: 0; 2010 Qtr 1: 0; 2010 Qtr 2: 0; 2010 Qtr 3: 0; 2010 Qtr 4: 0; 2011 Qtr 1: 0; 2011 Qtr 2: 0; 2011 Qtr 3: 0; 2011 Qtr 4: 0 | 1.8196
0 | 234331-Premium T8 with T12 40 Watt Baseline - Tr2 |  | System | Commercial | 01-ALC-AllCommercial-IntLight | 0 |  |  |  |  | 27.653 | 9.8923 | 0 | 0 | 0 | 17.7607 | 58.062 |  | kWh | 0.017133 | 0 | Commercial | [7 empty] | 15 | 0.78 |  |  |  | 0 | 32.7529 | 0 | 0 | 0 | 0 | 0 | 0 | 0 | 0 | 0 | 0 | 2009 Qtr 1: 0; 2009 Qtr 2: 0; 2009 Qtr 3: 32.7529; 2009 Qtr 4: 0; 2010 Qtr 1: 0; 2010 Qtr 2: 0; 2010 Qtr 3: 0; 2010 Qtr 4: 0; 2011 Qtr 1: 0; 2011 Qtr 2: 0; 2011 Qtr 3: 0; 2011 Qtr 4: 0 | 32.7529
0 | 234304-Lighting-Remove 4 Ft Lamp (De-Lamp) - Tr2 |  | System | Commercial | [6 empty] | 12.3587 | 12.3653 | 0 | 0 | 0 | -0.0066231 | 137.2559 |  | 0 | 0.026384 | -2.5676 | Commercial | [7 empty] | 15 | 0.77 |  |  |  | 0 | 5.4588 | 0 | 0 | 0 | 0 | 0 | 0 | 0 | 0 | 0 | 0 | 2009 Qtr 1: 0; 2009 Qtr 2: 0; 2009 Qtr 3: 5.4588; 2009 Qtr 4: 0; 2010 Qtr 1: 0; 2010 Qtr 2: 0; 2010 Qtr 3: 0; 2010 Qtr 4: 0; 2011 Qtr 1: 0; 2011 Qtr 2: 0; 2011 Qtr 3: 0; 2011 Qtr 4: 0 | 5.4588
0 | 234330-Premium T8 with T12 40 Watt Baseline - Tr1 |  | System | Commercial | 01-ALC-AllCommercial-IntLight | 0 |  |  |  |  | 27.6532 | 13.1897 | 0 | 0 | 0 | 14.4636 | 83.5202 |  | kWh | 0.017351 | 0 | Commercial | [7 empty] | 15 | 0.78 |  |  |  | 0 | 87.341 | 0 | 0 | 0 | 0 | 0 | 0 | 0 | 0 | 0 | 0 | 2009 Qtr 1: 0; 2009 Qtr 2: 0; 2009 Qtr 3: 87.341; 2009 Qtr 4: 0; 2010 Qtr 1: 0; 2010 Qtr 2: 0; 2010 Qtr 3: 0; 2010 Qtr 4: 0; 2011 Qtr 1: 0; 2011 Qtr 2: 0; 2011 Qtr 3: 0; 2011 Qtr 4: 0 | 87.341
0 | 234303-Lighting-Remove 4 Ft Lamp (De-Lamp) - Tr1 |  | System | Commercial | [6 empty] | 12.3596 | 16.4871 | 0 | 0 | 0 | -4.1275 | 137.2559 |  | 0 | 0.026384 | -2.5676 | Commercial |  | Winter Only | [5 empty] | 15 | 0.77 |  |  |  | 0 | 7.2784 | 0 | 0 | 0 | 0 | 0 | 0 | 0 | 0 | 0 | 0 | 2009 Qtr 1: 0; 2009 Qtr 2: 0; 2009 Qtr 3: 7.2784; 2009 Qtr 4: 0; 2010 Qtr 1: 0; 2010 Qtr 2: 0; 2010 Qtr 3: 0; 2010 Qtr 4: 0; 2011 Qtr 1: 0; 2011 Qtr 2: 0; 2011 Qtr 3: 0; 2011 Qtr 4: 0 | 7.2784
0 | 234213-Lighting-Hrdwr Incan Base>90 w Flrscnt Fxtre-Tr1 |  | System | Commercial | 01-ALC-AllCommercial-IntLight | 0 |  |  |  |  | 173 | 173 | 0 | 0 | 0 | 0 | 3070.076 |  | kWh | 0.38844 | 0 | Commercial | [7 empty] | 15 | 0.77 |  |  |  | 0 | 9 | 0 | 0 | 0 | 0 | 0 | 0 | 0 | 0 | 0 | 0 | 2009 Qtr 1: 0; 2009 Qtr 2: 0; 2009 Qtr 3: 9; 2009 Qtr 4: 0; 2010 Qtr 1: 0; 2010 Qtr 2: 0; 2010 Qtr 3: 0; 2010 Qtr 4: 0; 2011 Qtr 1: 0; 2011 Qtr 2: 0; 2011 Qtr 3: 0; 2011 Qtr 4: 0 | 9
0 | 234333-Lighting-Photocell Tr1 |  | System | Commercial | 18-OFS-Office–Small-ExtLight | 0 |  |  |  |  | 59.8075 | 15 | 0 | 0 | 0 | 44.8075 | 106.4 |  | kWh | 0 | 0 | Commercial | [7 empty] | 8 | 0.64 |  |  |  | 0 | 9 | 0 | 0 | 0 | 0 | 0 | 0 | 0 | 0 | 0 | 0 | 2009 Qtr 1: 0; 2009 Qtr 2: 0; 2009 Qtr 3: 9; 2009 Qtr 4: 0; 2010 Qtr 1: 0; 2010 Qtr 2: 0; 2010 Qtr 3: 0; 2010 Qtr 4: 0; 2011 Qtr 1: 0; 2011 Qtr 2: 0; 2011 Qtr 3: 0; 2011 Qtr 4: 0 | 9
0 | 234331-Premium T8 with T12 40 Watt Baseline - Tr2 |  | System | Commercial | 01-ALC-AllCommercial-IntLight | 0 |  |  |  |  | 27.653 | 9.8923 | 0 | 0 | 0 | 17.7607 | 58.062 |  | kWh | 0.017133 | 0 | Commercial | [7 empty] | 15 | 0.78 |  |  |  | 0 | 21.8353 | 0 | 0 | 0 | 0 | 0 | 0 | 0 | 0 | 0 | 0 | 2009 Qtr 1: 0; 2009 Qtr 2: 0; 2009 Qtr 3: 0; 2009 Qtr 4: 21.8353; 2010 Qtr 1: 0; 2010 Qtr 2: 0; 2010 Qtr 3: 0; 2010 Qtr 4: 0; 2011 Qtr 1: 0; 2011 Qtr 2: 0; 2011 Qtr 3: 0; 2011 Qtr 4: 0 | 21.8353
0 | 234304-Lighting-Remove 4 Ft Lamp (De-Lamp) - Tr2 |  | System | Commercial | [6 empty] | 12.3587 | 12.3653 | 0 | 0 | 0 | -0.0066231 | 137.2559 |  | 0 | 0.026384 | -2.5676 | Commercial | [7 empty] | 15 | 0.77 |  |  |  | 0 | 7.2784 | 0 | 0 | 0 | 0 | 0 | 0 | 0 | 0 | 0 | 0 | 2009 Qtr 1: 0; 2009 Qtr 2: 0; 2009 Qtr 3: 0; 2009 Qtr 4: 7.2784; 2010 Qtr 1: 0; 2010 Qtr 2: 0; 2010 Qtr 3: 0; 2010 Qtr 4: 0; 2011 Qtr 1: 0; 2011 Qtr 2: 0; 2011 Qtr 3: 0; 2011 Qtr 4: 0 | 7.2784
0 | 234361-Lighting-IntrHiByLnrFlscntFxtr244wrplc400w(TrI)Tr2 |  | System | Commercial | 01-ALC-AllCommercial-IntLight | 0 |  |  |  |  | 327.8836 | 115.3803 | 0 | 0 | 0 | 212.5033 | 698.8643 |  | kWh | 0.2203 | 0 | Commercial | [7 empty] | 15 | 0.78 |  |  |  | 0 | 10.7254 | 0 | 0 | 0 | 0 | 0 | 0 | 0 | 0 | 0 | 0 | 2009 Qtr 1: 0; 2009 Qtr 2: 0; 2009 Qtr 3: 0; 2009 Qtr 4: 10.7254; 2010 Qtr 1: 0; 2010 Qtr 2: 0; 2010 Qtr 3: 0; 2010 Qtr 4: 0; 2011 Qtr 1: 0; 2011 Qtr 2: 0; 2011 Qtr 3: 0; 2011 Qtr 4: 0 | 10.7254
0 | 234286-Lighting-Occpncy Snsr-Hi-Bay integrated Snsr-Tr2 |  | System | Commercial | 01-ALC-AllCommercial-IntLight | 0 |  |  |  |  | 221.37 | 95.5 | 0 | 0 | 0 | 125.87 | 1499.5759 |  | kWh | 0.47213 | 0 | Commercial | [7 empty] | 8 | 0.84 |  |  |  | 0 | 11 | 0 | 0 | 0 | 0 | 0 | 0 | 0 | 0 | 0 | 0 | 2009 Qtr 1: 0; 2009 Qtr 2: 0; 2009 Qtr 3: 0; 2009 Qtr 4: 11; 2010 Qtr 1: 0; 2010 Qtr 2: 0; 2010 Qtr 3: 0; 2010 Qtr 4: 0; 2011 Qtr 1: 0; 2011 Qtr 2: 0; 2011 Qtr 3: 0; 2011 Qtr 4: 0 | 11
0 | 234330-Premium T8 with T12 40 Watt Baseline - Tr1 |  | System | Commercial | 01-ALC-AllCommercial-IntLight | 0 |  |  |  |  | 27.6532 | 13.1897 | 0 | 0 | 0 | 14.4636 | 83.5202 |  | kWh | 0.017351 | 0 | Commercial | [7 empty] | 15 | 0.78 |  |  |  | 0 | 87.341 | 0 | 0 | 0 | 0 | 0 | 0 | 0 | 0 | 0 | 0 | 2009 Qtr 1: 0; 2009 Qtr 2: 0; 2009 Qtr 3: 0; 2009 Qtr 4: 87.341; 2010 Qtr 1: 0; 2010 Qtr 2: 0; 2010 Qtr 3: 0; 2010 Qtr 4: 0; 2011 Qtr 1: 0; 2011 Qtr 2: 0; 2011 Qtr 3: 0; 2011 Qtr 4: 0 | 87.341
0 | 234331-Premium T8 with T12 40 Watt Baseline - Tr2 |  | System | Commercial | 01-ALC-AllCommercial-IntLight | 0 |  |  |  |  | 27.653 | 9.8923 | 0 | 0 | 0 | 17.7607 | 58.062 |  | kWh | 0.017133 | 0 | Commercial | [7 empty] | 15 | 0.78 |  |  |  | 0 | 18.196 | 0 | 0 | 0 | 0 | 0 | 0 | 0 | 0 | 0 | 0 | 2009 Qtr 1: 0; 2009 Qtr 2: 0; 2009 Qtr 3: 0; 2009 Qtr 4: 18.196; 2010 Qtr 1: 0; 2010 Qtr 2: 0; 2010 Qtr 3: 0; 2010 Qtr 4: 0; 2011 Qtr 1: 0; 2011 Qtr 2: 0; 2011 Qtr 3: 0; 2011 Qtr 4: 0 | 18.196
0 | 234287-Lighting-Occpncy Snsr-Hi-Bay integrated Snsr-Tr3 |  | System | Commercial | 01-ALC-AllCommercial-IntLight | 0 |  |  |  |  | 221.1826 | 95.5 | 0 | 0 | 0 | 125.6826 | 1661 |  | kWh | 0.39312 | 0 | Commercial | [7 empty] | 8 | 0.84 |  |  |  | 0 | 56 | 0 | 0 | 0 | 0 | 0 | 0 | 0 | 0 | 0 | 0 | 2009 Qtr 1: 0; 2009 Qtr 2: 0; 2009 Qtr 3: 0; 2009 Qtr 4: 56; 2010 Qtr 1: 0; 2010 Qtr 2: 0; 2010 Qtr 3: 0; 2010 Qtr 4: 0; 2011 Qtr 1: 0; 2011 Qtr 2: 0; 2011 Qtr 3: 0; 2011 Qtr 4: 0 | 56
0 | 234240-Lighting-Induction Fixture >100 watts - Tr1 |  | System | Commercial | 01-ALC-AllCommercial-IntLight | 0 |  |  |  |  | 290 | 100 | 0 | 0 | 0 | 190 | 518.7 |  | kWh | 0.13167 | 0 | Commercial | [7 empty] | 15 | 0.77 |  |  |  | 0 | 1 | 0 | 0 | 0 | 0 | 0 | 0 | 0 | 0 | 0 | 0 | 2009 Qtr 1: 0; 2009 Qtr 2: 0; 2009 Qtr 3: 1; 2009 Qtr 4: 0; 2010 Qtr 1: 0; 2010 Qtr 2: 0; 2010 Qtr 3: 0; 2010 Qtr 4: 0; 2011 Qtr 1: 0; 2011 Qtr 2: 0; 2011 Qtr 3: 0; 2011 Qtr 4: 0 | 1
0 | 234333-Lighting-Photocell Tr1 |  | System | Commercial | 18-OFS-Office–Small-ExtLight | 0 |  |  |  |  | 59.8075 | 15 | 0 | 0 | 0 | 44.8075 | 106.4 |  | kWh | 0 | 0 | Commercial | [7 empty] | 8 | 0.64 |  |  |  | 0 | 1 | 0 | 0 | 0 | 0 | 0 | 0 | 0 | 0 | 0 | 0 | 2009 Qtr 1: 0; 2009 Qtr 2: 0; 2009 Qtr 3: 1; 2009 Qtr 4: 0; 2010 Qtr 1: 0; 2010 Qtr 2: 0; 2010 Qtr 3: 0; 2010 Qtr 4: 0; 2011 Qtr 1: 0; 2011 Qtr 2: 0; 2011 Qtr 3: 0; 2011 Qtr 4: 0 | 1
0 | 234393-Conveyor Oven lg >25" total conveyor width |  | System | Commercial | [6 empty] | 4731 | 750 | 0 | 0 | 0 | 3981 | 0 |  | 0 | 0 | 845 | Commercial | [7 empty] | 12 | 0.7 |  |  |  | 0 | 2 | 0 | 0 | 0 | 0 | 0 | 0 | 0 | 0 | 0 | 0 | 2009 Qtr 1: 0; 2009 Qtr 2: 0; 2009 Qtr 3: 0; 2009 Qtr 4: 2; 2010 Qtr 1: 0; 2010 Qtr 2: 0; 2010 Qtr 3: 0; 2010 Qtr 4: 0; 2011 Qtr 1: 0; 2011 Qtr 2: 0; 2011 Qtr 3: 0; 2011 Qtr 4: 0 | 2
0 | 234084-Refrigeration -Cooler/Freezer Door Gaskets - Solid Doors: Cooler |  | System | Commercial | 09-GRO-Grocery-REFG | 0 |  |  |  |  | 2.2498 | 4 | 0 | 0 | 0 | -1.7502 | 104.55 |  | kWh | 0.01195 | 0 | Commercial | [7 empty] | 4 | 0.76 |  |  |  | 0 | 17 | 0 | 0 | 0 | 0 | 0 | 0 | 0 | 0 | 0 | 0 | 2009 Qtr 1: 0; 2009 Qtr 2: 0; 2009 Qtr 3: 17; 2009 Qtr 4: 0; 2010 Qtr 1: 0; 2010 Qtr 2: 0; 2010 Qtr 3: 0; 2010 Qtr 4: 0; 2011 Qtr 1: 0; 2011 Qtr 2: 0; 2011 Qtr 3: 0; 2011 Qtr 4: 0 | 17
0 | 234083-Refrigeration -Cooler/Freezer Door Gaskets - Glass Doors |  | System | Commercial | 09-GRO-Grocery-REFG | 0 |  |  |  |  | 2.25 | 4 | 0 | 0 | 0 | -1.75 | 104.55 |  | kWh | 0.01195 | 0 | Commercial | [7 empty] | 4 | 0.76 |  |  |  | 0 | 204 | 0 | 0 | 0 | 0 | 0 | 0 | 0 | 0 | 0 | 0 | 2009 Qtr 1: 0; 2009 Qtr 2: 0; 2009 Qtr 3: 204; 2009 Qtr 4: 0; 2010 Qtr 1: 0; 2010 Qtr 2: 0; 2010 Qtr 3: 0; 2010 Qtr 4: 0; 2011 Qtr 1: 0; 2011 Qtr 2: 0; 2011 Qtr 3: 0; 2011 Qtr 4: 0 | 204
0 | 234126-Refrigeration - Efficient Evap Fan Motor Electronically Commutated Motor (ECM) |  | System | Commercial | 09-GRO-Grocery-REFG | 0 |  |  |  |  | 6.7904 | 150 | 0 | 0 | 0 | -143.2096 | 116.369 |  | kWh | 0.015845 | -0.11528 | Commercial |  | Annual | [5 empty] | 15 | 0.7 |  |  |  | 0 | 3 | 0 | 0 | 0 | 0 | 0 | 0 | 0 | 0 | 0 | 0 | 2009 Qtr 1: 0; 2009 Qtr 2: 0; 2009 Qtr 3: 3; 2009 Qtr 4: 0; 2010 Qtr 1: 0; 2010 Qtr 2: 0; 2010 Qtr 3: 0; 2010 Qtr 4: 0; 2011 Qtr 1: 0; 2011 Qtr 2: 0; 2011 Qtr 3: 0; 2011 Qtr 4: 0 | 3
0 | 234084-Refrigeration -Cooler/Freezer Door Gaskets - Solid Doors: Cooler |  | System | Commercial | 09-GRO-Grocery-REFG | 0 |  |  |  |  | 2.2498 | 4.006 | 0 | 0 | 0 | -1.7562 | 104.55 |  | kWh | 0.01195 | 0 | Commercial | [7 empty] | 4 | 0.76 |  |  |  | 0 | 40 | 0 | 0 | 0 | 0 | 0 | 0 | 0 | 0 | 0 | 0 | 2009 Qtr 1: 0; 2009 Qtr 2: 0; 2009 Qtr 3: 40; 2009 Qtr 4: 0; 2010 Qtr 1: 0; 2010 Qtr 2: 0; 2010 Qtr 3: 0; 2010 Qtr 4: 0; 2011 Qtr 1: 0; 2011 Qtr 2: 0; 2011 Qtr 3: 0; 2011 Qtr 4: 0 | 40
0 | 234067-Refrigeration - Food Service -Auto Closer for Main Cooler Doors |  | System | Commercial | 09-GRO-Grocery-REFG | 0 |  |  |  |  | 382.5103 | 0 | 0 | 0 | 0 | 382.5103 | 0 |  | kWh | 0 | 0 | Commercial |  | Annual | [5 empty] | 8 | 0.7 |  |  |  | 0 | 1 | 0 | 0 | 0 | 0 | 0 | 0 | 0 | 0 | 0 | 0 | 2009 Qtr 1: 0; 2009 Qtr 2: 0; 2009 Qtr 3: 1; 2009 Qtr 4: 0; 2010 Qtr 1: 0; 2010 Qtr 2: 0; 2010 Qtr 3: 0; 2010 Qtr 4: 0; 2011 Qtr 1: 0; 2011 Qtr 2: 0; 2011 Qtr 3: 0; 2011 Qtr 4: 0 | 1
0 | 234084-Refrigeration -Cooler/Freezer Door Gaskets - Solid Doors: Cooler |  | System | Commercial | 09-GRO-Grocery-REFG | 0 |  |  |  |  | 2.2498 | 4.0384 | 0 | 0 | 0 | -1.7886 | 104.55 |  | kWh | 0.01195 | 0 | Commercial | [7 empty] | 4 | 0.76 |  |  |  | 0 | 75 | 0 | 0 | 0 | 0 | 0 | 0 | 0 | 0 | 0 | 0 | 2009 Qtr 1: 0; 2009 Qtr 2: 0; 2009 Qtr 3: 75; 2009 Qtr 4: 0; 2010 Qtr 1: 0; 2010 Qtr 2: 0; 2010 Qtr 3: 0; 2010 Qtr 4: 0; 2011 Qtr 1: 0; 2011 Qtr 2: 0; 2011 Qtr 3: 0; 2011 Qtr 4: 0 | 75
0 | 234067-Refrigeration - Food Service -Auto Closer for Main Cooler Doors |  | System | Commercial | 09-GRO-Grocery-REFG | 0 |  |  |  |  | 382.5103 | 103 | 0 | 0 | 0 | 279.5103 | 1075.009 |  | kWh | 0.20794 | -0.053375 | Commercial |  | Annual | [5 empty] | 8 | 0.7 |  |  |  | 0 | 1 | 0 | 0 | 0 | 0 | 0 | 0 | 0 | 0 | 0 | 0 | 2009 Qtr 1: 0; 2009 Qtr 2: 0; 2009 Qtr 3: 1; 2009 Qtr 4: 0; 2010 Qtr 1: 0; 2010 Qtr 2: 0; 2010 Qtr 3: 0; 2010 Qtr 4: 0; 2011 Qtr 1: 0; 2011 Qtr 2: 0; 2011 Qtr 3: 0; 2011 Qtr 4: 0 | 1
0 | 234084-Refrigeration -Cooler/Freezer Door Gaskets - Solid Doors: Cooler |  | System | Commercial | 09-GRO-Grocery-REFG | 0 |  |  |  |  | 2.2498 | 4.0083 | 0 | 0 | 0 | -1.7585 | 104.55 |  | kWh | 0.01195 | 0 | Commercial | [7 empty] | 4 | 0.76 |  |  |  | 0 | 160 | 0 | 0 | 0 | 0 | 0 | 0 | 0 | 0 | 0 | 0 | 2009 Qtr 1: 0; 2009 Qtr 2: 0; 2009 Qtr 3: 160; 2009 Qtr 4: 0; 2010 Qtr 1: 0; 2010 Qtr 2: 0; 2010 Qtr 3: 0; 2010 Qtr 4: 0; 2011 Qtr 1: 0; 2011 Qtr 2: 0; 2011 Qtr 3: 0; 2011 Qtr 4: 0 | 160
0 | 234330-Premium T8 with T12 40 Watt Baseline - Tr1 |  | System | Commercial | 01-ALC-AllCommercial-IntLight | 0 |  |  |  |  | 27.6532 | 13.1897 | 0 | 0 | 0 | 14.4636 | 83.5202 |  | kWh | 0.017351 | 0 | Commercial | [7 empty] | 15 | 0.78 |  |  |  | 0 | 20.0156 | 0 | 0 | 0 | 0 | 0 | 0 | 0 | 0 | 0 | 0 | 2009 Qtr 1: 0; 2009 Qtr 2: 0; 2009 Qtr 3: 0; 2009 Qtr 4: 20.0156; 2010 Qtr 1: 0; 2010 Qtr 2: 0; 2010 Qtr 3: 0; 2010 Qtr 4: 0; 2011 Qtr 1: 0; 2011 Qtr 2: 0; 2011 Qtr 3: 0; 2011 Qtr 4: 0 | 20.0156
0 | 234207-Lighting-8 Ft T-8 with Elec Ballast-Tr1 |  | System | Commercial | 01-ALC-AllCommercial-IntLight | 0 |  |  |  |  | 35.6901 | 21.9828 | 0 | 0 | 0 | 13.7073 | 45.8368 |  | kWh | 0.0098893 | 0 | Commercial | [7 empty] | 15 | 0.78 |  |  |  | 0 | 12.7372 | 0 | 0 | 0 | 0 | 0 | 0 | 0 | 0 | 0 | 0 | 2009 Qtr 1: 0; 2009 Qtr 2: 0; 2009 Qtr 3: 0; 2009 Qtr 4: 12.7372; 2010 Qtr 1: 0; 2010 Qtr 2: 0; 2010 Qtr 3: 0; 2010 Qtr 4: 0; 2011 Qtr 1: 0; 2011 Qtr 2: 0; 2011 Qtr 3: 0; 2011 Qtr 4: 0 | 12.7372
0 | 234303-Lighting-Remove 4 Ft Lamp (De-Lamp) - Tr1 |  | System | Commercial | [6 empty] | 12.3596 | 16.4871 | 0 | 0 | 0 | -4.1275 | 137.2559 |  | 0 | 0.026384 | -2.5676 | Commercial |  | Winter Only | [5 empty] | 15 | 0.77 |  |  |  | 0 | 13.647 | 0 | 0 | 0 | 0 | 0 | 0 | 0 | 0 | 0 | 0 | 2009 Qtr 1: 0; 2009 Qtr 2: 0; 2009 Qtr 3: 0; 2009 Qtr 4: 13.647; 2010 Qtr 1: 0; 2010 Qtr 2: 0; 2010 Qtr 3: 0; 2010 Qtr 4: 0; 2011 Qtr 1: 0; 2011 Qtr 2: 0; 2011 Qtr 3: 0; 2011 Qtr 4: 0 | 13.647
0 | 234306-Lighting-Remove 8 Ft Lamp (De-Lamp) - Tr1 |  | System | Commercial | 23-RTL-Retail–SingleStorylarge-LIT_INT | 0 |  |  |  |  | 28.4369 | 27.4785 | 0 | 0 | 0 | 0.95836 | 366.7521 |  | kWh | 0.077777 | 0 | Commercial | [7 empty] | 15 | 0.77 |  |  |  | 0 | 12.7372 | 0 | 0 | 0 | 0 | 0 | 0 | 0 | 0 | 0 | 0 | 2009 Qtr 1: 0; 2009 Qtr 2: 0; 2009 Qtr 3: 0; 2009 Qtr 4: 12.7372; 2010 Qtr 1: 0; 2010 Qtr 2: 0; 2010 Qtr 3: 0; 2010 Qtr 4: 0; 2011 Qtr 1: 0; 2011 Qtr 2: 0; 2011 Qtr 3: 0; 2011 Qtr 4: 0 | 12.7372
0 | 234085-Refrigeration -Strip Curtains for Walk-ins |  | System | Commercial | 20-RFF-Restaurant–FastFood-Refrig | 0 |  |  |  |  | 10.214 | 3.0757 | 0 | 0 | 0 | 7.1383 | 465 |  | kWh | 0.053 | 0 | Commercial | [7 empty] | 4 | 0.46 |  |  |  | 0 | 21 | 0 | 0 | 0 | 0 | 0 | 0 | 0 | 0 | 0 | 0 | 2009 Qtr 1: 0; 2009 Qtr 2: 0; 2009 Qtr 3: 21; 2009 Qtr 4: 0; 2010 Qtr 1: 0; 2010 Qtr 2: 0; 2010 Qtr 3: 0; 2010 Qtr 4: 0; 2011 Qtr 1: 0; 2011 Qtr 2: 0; 2011 Qtr 3: 0; 2011 Qtr 4: 0 | 21
0 | 234084-Refrigeration -Cooler/Freezer Door Gaskets - Solid Doors: Cooler |  | System | Commercial | 09-GRO-Grocery-REFG | 0 |  |  |  |  | 2.2498 | 4.0222 | 0 | 0 | 0 | -1.7724 | 104.55 |  | kWh | 0.01195 | 0 | Commercial | [7 empty] | 4 | 0.76 |  |  |  | 0 | 157 | 0 | 0 | 0 | 0 | 0 | 0 | 0 | 0 | 0 | 0 | 2009 Qtr 1: 0; 2009 Qtr 2: 0; 2009 Qtr 3: 157; 2009 Qtr 4: 0; 2010 Qtr 1: 0; 2010 Qtr 2: 0; 2010 Qtr 3: 0; 2010 Qtr 4: 0; 2011 Qtr 1: 0; 2011 Qtr 2: 0; 2011 Qtr 3: 0; 2011 Qtr 4: 0 | 157
0 | 234067-Refrigeration - Food Service -Auto Closer for Main Cooler Doors |  | System | Commercial | 09-GRO-Grocery-REFG | 0 |  |  |  |  | 382.5103 | 103 | 0 | 0 | 0 | 279.5103 | 1075.009 |  | kWh | 0.20794 | -0.053375 | Commercial |  | Annual | [5 empty] | 8 | 0.7 |  |  |  | 0 | 1 | 0 | 0 | 0 | 0 | 0 | 0 | 0 | 0 | 0 | 0 | 2009 Qtr 1: 0; 2009 Qtr 2: 0; 2009 Qtr 3: 1; 2009 Qtr 4: 0; 2010 Qtr 1: 0; 2010 Qtr 2: 0; 2010 Qtr 3: 0; 2010 Qtr 4: 0; 2011 Qtr 1: 0; 2011 Qtr 2: 0; 2011 Qtr 3: 0; 2011 Qtr 4: 0 | 1
0 | 234068-Refrigeration - Food Service -Auto Closer for Main Freezer Doors |  | System | Commercial | 09-GRO-Grocery-REFG | 0 |  |  |  |  | 372.7723 | 160.5 | 0 | 0 | 0 | 212.2723 | 2785.8135 |  | kWh | 0.27593 | -0.026688 | Commercial |  | Annual | [5 empty] | 8 | 0.7 |  |  |  | 0 | 1 | 0 | 0 | 0 | 0 | 0 | 0 | 0 | 0 | 0 | 0 | 2009 Qtr 1: 0; 2009 Qtr 2: 0; 2009 Qtr 3: 1; 2009 Qtr 4: 0; 2010 Qtr 1: 0; 2010 Qtr 2: 0; 2010 Qtr 3: 0; 2010 Qtr 4: 0; 2011 Qtr 1: 0; 2011 Qtr 2: 0; 2011 Qtr 3: 0; 2011 Qtr 4: 0 | 1
0 | 234330-Premium T8 with T12 40 Watt Baseline - Tr1 |  | System | Commercial | 01-ALC-AllCommercial-IntLight | 0 |  |  |  |  | 27.6532 | 13.1897 | 0 | 0 | 0 | 14.4636 | 83.5202 |  | kWh | 0.017351 | 0 | Commercial | [7 empty] | 15 | 0.78 |  |  |  | 0 | 21.8353 | 0 | 0 | 0 | 0 | 0 | 0 | 0 | 0 | 0 | 0 | 2009 Qtr 1: 0; 2009 Qtr 2: 0; 2009 Qtr 3: 21.8353; 2009 Qtr 4: 0; 2010 Qtr 1: 0; 2010 Qtr 2: 0; 2010 Qtr 3: 0; 2010 Qtr 4: 0; 2011 Qtr 1: 0; 2011 Qtr 2: 0; 2011 Qtr 3: 0; 2011 Qtr 4: 0 | 21.8353
0 | 234303-Lighting-Remove 4 Ft Lamp (De-Lamp) - Tr1 |  | System | Commercial | [6 empty] | 12.3596 | 16.4871 | 0 | 0 | 0 | -4.1275 | 137.2559 |  | 0 | 0.026384 | -2.5676 | Commercial |  | Winter Only | [5 empty] | 15 | 0.77 |  |  |  | 0 | 21.8353 | 0 | 0 | 0 | 0 | 0 | 0 | 0 | 0 | 0 | 0 | 2009 Qtr 1: 0; 2009 Qtr 2: 0; 2009 Qtr 3: 21.8353; 2009 Qtr 4: 0; 2010 Qtr 1: 0; 2010 Qtr 2: 0; 2010 Qtr 3: 0; 2010 Qtr 4: 0; 2011 Qtr 1: 0; 2011 Qtr 2: 0; 2011 Qtr 3: 0; 2011 Qtr 4: 0 | 21.8353
0 | 234049-Lighting-LED Exit Sign New Sign |  | System | Commercial | 25-SCN-Storage–Conditioned-Exit | 0 |  |  |  |  | 64.8921 | 45 | 0 | 0 | 0 | 19.8921 | 351.311 |  | kWh | 0 | 0 | Commercial | [7 empty] | 16 | 0.85 |  |  |  | 0 | 2 | 0 | 0 | 0 | 0 | 0 | 0 | 0 | 0 | 0 | 0 | 2009 Qtr 1: 0; 2009 Qtr 2: 0; 2009 Qtr 3: 2; 2009 Qtr 4: 0; 2010 Qtr 1: 0; 2010 Qtr 2: 0; 2010 Qtr 3: 0; 2010 Qtr 4: 0; 2011 Qtr 1: 0; 2011 Qtr 2: 0; 2011 Qtr 3: 0; 2011 Qtr 4: 0 | 2
0 | 234126-Refrigeration - Efficient Evap Fan Motor Electronically Commutated Motor (ECM) |  | System | Commercial | 09-GRO-Grocery-REFG | 0 |  |  |  |  | 6.7904 | 150 | 0 | 0 | 0 | -143.2096 | 116.369 |  | kWh | 0.015845 | -0.11528 | Commercial |  | Annual | [5 empty] | 15 | 0.7 |  |  |  | 0 | 8 | 0 | 0 | 0 | 0 | 0 | 0 | 0 | 0 | 0 | 0 | 2009 Qtr 1: 8; 2009 Qtr 2: 0; 2009 Qtr 3: 0; 2009 Qtr 4: 0; 2010 Qtr 1: 0; 2010 Qtr 2: 0; 2010 Qtr 3: 0; 2010 Qtr 4: 0; 2011 Qtr 1: 0; 2011 Qtr 2: 0; 2011 Qtr 3: 0; 2011 Qtr 4: 0 | 8
0 | 234312-Lighting-Screw in 14-26 Watt Lamp - Tr1 |  | System | Commercial | [6 empty] | 9.3196 | 10.3931 | 0 | 0 | 0 | -1.0734 | 194.1729 |  | 0 | 0.038993 | -2.6224 | Commercial |  | Annual | [5 empty] | 2.47 | 0.81 |  |  |  | 0 | 1.3471 | 0 | 0 | 0 | 0 | 0 | 0 | 0 | 0 | 0 | 0 | 2009 Qtr 1: 0; 2009 Qtr 2: 0; 2009 Qtr 3: 1.3471; 2009 Qtr 4: 0; 2010 Qtr 1: 0; 2010 Qtr 2: 0; 2010 Qtr 3: 0; 2010 Qtr 4: 0; 2011 Qtr 1: 0; 2011 Qtr 2: 0; 2011 Qtr 3: 0; 2011 Qtr 4: 0 | 1.3471
0 | 234330-Premium T8 with T12 40 Watt Baseline - Tr1 |  | System | Commercial | 01-ALC-AllCommercial-IntLight | 0 |  |  |  |  | 27.6532 | 13.1897 | 0 | 0 | 0 | 14.4636 | 83.5202 |  | kWh | 0.017351 | 0 | Commercial | [7 empty] | 15 | 0.78 |  |  |  | 0 | 21.8353 | 0 | 0 | 0 | 0 | 0 | 0 | 0 | 0 | 0 | 0 | 2009 Qtr 1: 0; 2009 Qtr 2: 0; 2009 Qtr 3: 21.8353; 2009 Qtr 4: 0; 2010 Qtr 1: 0; 2010 Qtr 2: 0; 2010 Qtr 3: 0; 2010 Qtr 4: 0; 2011 Qtr 1: 0; 2011 Qtr 2: 0; 2011 Qtr 3: 0; 2011 Qtr 4: 0 | 21.8353
0 | 234303-Lighting-Remove 4 Ft Lamp (De-Lamp) - Tr1 |  | System | Commercial | [6 empty] | 12.3596 | 16.4871 | 0 | 0 | 0 | -4.1275 | 137.2559 |  | 0 | 0.026384 | -2.5676 | Commercial |  | Winter Only | [5 empty] | 15 | 0.77 |  |  |  | 0 | 21.8353 | 0 | 0 | 0 | 0 | 0 | 0 | 0 | 0 | 0 | 0 | 2009 Qtr 1: 0; 2009 Qtr 2: 0; 2009 Qtr 3: 21.8353; 2009 Qtr 4: 0; 2010 Qtr 1: 0; 2010 Qtr 2: 0; 2010 Qtr 3: 0; 2010 Qtr 4: 0; 2011 Qtr 1: 0; 2011 Qtr 2: 0; 2011 Qtr 3: 0; 2011 Qtr 4: 0 | 21.8353
0 | 234126-Refrigeration - Efficient Evap Fan Motor Electronically Commutated Motor (ECM) |  | System | Commercial | 09-GRO-Grocery-REFG | 0 |  |  |  |  | 6.7904 | 150 | 0 | 0 | 0 | -143.2096 | 116.369 |  | kWh | 0.015845 | -0.11528 | Commercial |  | Annual | [5 empty] | 15 | 0.7 |  |  |  | 0 | 4 | 0 | 0 | 0 | 0 | 0 | 0 | 0 | 0 | 0 | 0 | 2009 Qtr 1: 0; 2009 Qtr 2: 0; 2009 Qtr 3: 4; 2009 Qtr 4: 0; 2010 Qtr 1: 0; 2010 Qtr 2: 0; 2010 Qtr 3: 0; 2010 Qtr 4: 0; 2011 Qtr 1: 0; 2011 Qtr 2: 0; 2011 Qtr 3: 0; 2011 Qtr 4: 0 | 4
0 | 234126-Refrigeration - Efficient Evap Fan Motor Electronically Commutated Motor (ECM) |  | System | Commercial | 09-GRO-Grocery-REFG | 0 |  |  |  |  | 6.7904 | 150 | 0 | 0 | 0 | -143.2096 | 116.369 |  | kWh | 0.015845 | -0.11528 | Commercial |  | Annual | [5 empty] | 15 | 0.7 |  |  |  | 0 | 2 | 0 | 0 | 0 | 0 | 0 | 0 | 0 | 0 | 0 | 0 | 2009 Qtr 1: 0; 2009 Qtr 2: 0; 2009 Qtr 3: 2; 2009 Qtr 4: 0; 2010 Qtr 1: 0; 2010 Qtr 2: 0; 2010 Qtr 3: 0; 2010 Qtr 4: 0; 2011 Qtr 1: 0; 2011 Qtr 2: 0; 2011 Qtr 3: 0; 2011 Qtr 4: 0 | 2
0 | 234084-Refrigeration -Cooler/Freezer Door Gaskets - Solid Doors: Cooler |  | System | Commercial | 09-GRO-Grocery-REFG | 0 |  |  |  |  | 2.2498 | 4.0236 | 0 | 0 | 0 | -1.7738 | 104.55 |  | kWh | 0.01195 | 0 | Commercial | [7 empty] | 4 | 0.76 |  |  |  | 0 | 56 | 0 | 0 | 0 | 0 | 0 | 0 | 0 | 0 | 0 | 0 | 2009 Qtr 1: 0; 2009 Qtr 2: 0; 2009 Qtr 3: 56; 2009 Qtr 4: 0; 2010 Qtr 1: 0; 2010 Qtr 2: 0; 2010 Qtr 3: 0; 2010 Qtr 4: 0; 2011 Qtr 1: 0; 2011 Qtr 2: 0; 2011 Qtr 3: 0; 2011 Qtr 4: 0 | 56
0 | 234067-Refrigeration - Food Service -Auto Closer for Main Cooler Doors |  | System | Commercial | 09-GRO-Grocery-REFG | 0 |  |  |  |  | 382.5103 | 103 | 0 | 0 | 0 | 279.5103 | 1075.009 |  | kWh | 0.20794 | -0.053375 | Commercial |  | Annual | [5 empty] | 8 | 0.7 |  |  |  | 0 | 1 | 0 | 0 | 0 | 0 | 0 | 0 | 0 | 0 | 0 | 0 | 2009 Qtr 1: 0; 2009 Qtr 2: 0; 2009 Qtr 3: 1; 2009 Qtr 4: 0; 2010 Qtr 1: 0; 2010 Qtr 2: 0; 2010 Qtr 3: 0; 2010 Qtr 4: 0; 2011 Qtr 1: 0; 2011 Qtr 2: 0; 2011 Qtr 3: 0; 2011 Qtr 4: 0 | 1
0 | 234084-Refrigeration -Cooler/Freezer Door Gaskets - Solid Doors: Cooler |  | System | Commercial | 09-GRO-Grocery-REFG | 0 |  |  |  |  | 2.2498 | 4.0104 | 0 | 0 | 0 | -1.7606 | 104.55 |  | kWh | 0.01195 | 0 | Commercial | [7 empty] | 4 | 0.76 |  |  |  | 0 | 50 | 0 | 0 | 0 | 0 | 0 | 0 | 0 | 0 | 0 | 0 | 2009 Qtr 1: 0; 2009 Qtr 2: 0; 2009 Qtr 3: 50; 2009 Qtr 4: 0; 2010 Qtr 1: 0; 2010 Qtr 2: 0; 2010 Qtr 3: 0; 2010 Qtr 4: 0; 2011 Qtr 1: 0; 2011 Qtr 2: 0; 2011 Qtr 3: 0; 2011 Qtr 4: 0 | 50
0 | 234126-Refrigeration - Efficient Evap Fan Motor Electronically Commutated Motor (ECM) |  | System | Commercial | 09-GRO-Grocery-REFG | 0 |  |  |  |  | 6.7904 | 150 | 0 | 0 | 0 | -143.2096 | 116.369 |  | kWh | 0.015845 | -0.11528 | Commercial |  | Annual | [5 empty] | 15 | 0.7 |  |  |  | 0 | 2 | 0 | 0 | 0 | 0 | 0 | 0 | 0 | 0 | 0 | 0 | 2009 Qtr 1: 0; 2009 Qtr 2: 0; 2009 Qtr 3: 2; 2009 Qtr 4: 0; 2010 Qtr 1: 0; 2010 Qtr 2: 0; 2010 Qtr 3: 0; 2010 Qtr 4: 0; 2011 Qtr 1: 0; 2011 Qtr 2: 0; 2011 Qtr 3: 0; 2011 Qtr 4: 0 | 2
0 | 234084-Refrigeration -Cooler/Freezer Door Gaskets - Solid Doors: Cooler |  | System | Commercial | 09-GRO-Grocery-REFG | 0 |  |  |  |  | 2.2498 | 4.0131 | 0 | 0 | 0 | -1.7633 | 104.55 |  | kWh | 0.01195 | 0 | Commercial | [7 empty] | 4 | 0.76 |  |  |  | 0 | 119 | 0 | 0 | 0 | 0 | 0 | 0 | 0 | 0 | 0 | 0 | 2009 Qtr 1: 0; 2009 Qtr 2: 0; 2009 Qtr 3: 119; 2009 Qtr 4: 0; 2010 Qtr 1: 0; 2010 Qtr 2: 0; 2010 Qtr 3: 0; 2010 Qtr 4: 0; 2011 Qtr 1: 0; 2011 Qtr 2: 0; 2011 Qtr 3: 0; 2011 Qtr 4: 0 | 119
0 | 234067-Refrigeration - Food Service -Auto Closer for Main Cooler Doors |  | System | Commercial | 09-GRO-Grocery-REFG | 0 |  |  |  |  | 382.5103 | 103 | 0 | 0 | 0 | 279.5103 | 1075.009 |  | kWh | 0.20794 | -0.053375 | Commercial |  | Annual | [5 empty] | 8 | 0.7 |  |  |  | 0 | 1 | 0 | 0 | 0 | 0 | 0 | 0 | 0 | 0 | 0 | 0 | 2009 Qtr 1: 0; 2009 Qtr 2: 0; 2009 Qtr 3: 1; 2009 Qtr 4: 0; 2010 Qtr 1: 0; 2010 Qtr 2: 0; 2010 Qtr 3: 0; 2010 Qtr 4: 0; 2011 Qtr 1: 0; 2011 Qtr 2: 0; 2011 Qtr 3: 0; 2011 Qtr 4: 0 | 1
0 | 234068-Refrigeration - Food Service -Auto Closer for Main Freezer Doors |  | System | Commercial | 09-GRO-Grocery-REFG | 0 |  |  |  |  | 372.7723 | 160.5 | 0 | 0 | 0 | 212.2723 | 2785.8135 |  | kWh | 0.27593 | -0.026688 | Commercial |  | Annual | [5 empty] | 8 | 0.7 |  |  |  | 0 | 1 | 0 | 0 | 0 | 0 | 0 | 0 | 0 | 0 | 0 | 0 | 2009 Qtr 1: 0; 2009 Qtr 2: 0; 2009 Qtr 3: 1; 2009 Qtr 4: 0; 2010 Qtr 1: 0; 2010 Qtr 2: 0; 2010 Qtr 3: 0; 2010 Qtr 4: 0; 2011 Qtr 1: 0; 2011 Qtr 2: 0; 2011 Qtr 3: 0; 2011 Qtr 4: 0 | 1
0 | 234084-Refrigeration -Cooler/Freezer Door Gaskets - Solid Doors: Cooler |  | System | Commercial | 09-GRO-Grocery-REFG | 0 |  |  |  |  | 2.2498 | 4.0369 | 0 | 0 | 0 | -1.7871 | 104.55 |  | kWh | 0.01195 | 0 | Commercial | [7 empty] | 4 | 0.76 |  |  |  | 0 | 90 | 0 | 0 | 0 | 0 | 0 | 0 | 0 | 0 | 0 | 0 | 2009 Qtr 1: 0; 2009 Qtr 2: 0; 2009 Qtr 3: 90; 2009 Qtr 4: 0; 2010 Qtr 1: 0; 2010 Qtr 2: 0; 2010 Qtr 3: 0; 2010 Qtr 4: 0; 2011 Qtr 1: 0; 2011 Qtr 2: 0; 2011 Qtr 3: 0; 2011 Qtr 4: 0 | 90
0 | 234084-Refrigeration -Cooler/Freezer Door Gaskets - Solid Doors: Cooler |  | System | Commercial | 09-GRO-Grocery-REFG | 0 |  |  |  |  | 2.2498 | 4.1117 | 0 | 0 | 0 | -1.8619 | 104.55 |  | kWh | 0.01195 | 0 | Commercial | [7 empty] | 4 | 0.76 |  |  |  | 0 | 29 | 0 | 0 | 0 | 0 | 0 | 0 | 0 | 0 | 0 | 0 | 2009 Qtr 1: 0; 2009 Qtr 2: 0; 2009 Qtr 3: 29; 2009 Qtr 4: 0; 2010 Qtr 1: 0; 2010 Qtr 2: 0; 2010 Qtr 3: 0; 2010 Qtr 4: 0; 2011 Qtr 1: 0; 2011 Qtr 2: 0; 2011 Qtr 3: 0; 2011 Qtr 4: 0 | 29
0 | 234084-Refrigeration -Cooler/Freezer Door Gaskets - Solid Doors: Cooler |  | System | Commercial | 09-GRO-Grocery-REFG | 0 |  |  |  |  | 2.2498 | 4.0675 | 0 | 0 | 0 | -1.8177 | 104.55 |  | kWh | 0.01195 | 0 | Commercial | [7 empty] | 4 | 0.76 |  |  |  | 0 | 16 | 0 | 0 | 0 | 0 | 0 | 0 | 0 | 0 | 0 | 0 | 2009 Qtr 1: 0; 2009 Qtr 2: 0; 2009 Qtr 3: 16; 2009 Qtr 4: 0; 2010 Qtr 1: 0; 2010 Qtr 2: 0; 2010 Qtr 3: 0; 2010 Qtr 4: 0; 2011 Qtr 1: 0; 2011 Qtr 2: 0; 2011 Qtr 3: 0; 2011 Qtr 4: 0 | 16
0 | 234085-Refrigeration -Strip Curtains for Walk-ins |  | System | Commercial | 20-RFF-Restaurant–FastFood-Refrig | 0 |  |  |  |  | 10.214 | 0 | 0 | 0 | 0 | 10.214 | 0 |  | kWh | 0 | 0 | Commercial | [7 empty] | 4 | 0.46 |  |  |  | 0 | 1 | 0 | 0 | 0 | 0 | 0 | 0 | 0 | 0 | 0 | 0 | 2009 Qtr 1: 0; 2009 Qtr 2: 0; 2009 Qtr 3: 1; 2009 Qtr 4: 0; 2010 Qtr 1: 0; 2010 Qtr 2: 0; 2010 Qtr 3: 0; 2010 Qtr 4: 0; 2011 Qtr 1: 0; 2011 Qtr 2: 0; 2011 Qtr 3: 0; 2011 Qtr 4: 0 | 1
0 | 234084-Refrigeration -Cooler/Freezer Door Gaskets - Solid Doors: Cooler |  | System | Commercial | 09-GRO-Grocery-REFG | 0 |  |  |  |  | 2.2498 | 4.0559 | 0 | 0 | 0 | -1.8061 | 104.55 |  | kWh | 0.01195 | 0 | Commercial | [7 empty] | 4 | 0.76 |  |  |  | 0 | 58 | 0 | 0 | 0 | 0 | 0 | 0 | 0 | 0 | 0 | 0 | 2009 Qtr 1: 0; 2009 Qtr 2: 0; 2009 Qtr 3: 58; 2009 Qtr 4: 0; 2010 Qtr 1: 0; 2010 Qtr 2: 0; 2010 Qtr 3: 0; 2010 Qtr 4: 0; 2011 Qtr 1: 0; 2011 Qtr 2: 0; 2011 Qtr 3: 0; 2011 Qtr 4: 0 | 58
0 | 234085-Refrigeration -Strip Curtains for Walk-ins |  | System | Commercial | 20-RFF-Restaurant–FastFood-Refrig | 0 |  |  |  |  | 10.214 | 3.102 | 0 | 0 | 0 | 7.112 | 465 |  | kWh | 0.053 | 0 | Commercial | [7 empty] | 4 | 0.46 |  |  |  | 0 | 20 | 0 | 0 | 0 | 0 | 0 | 0 | 0 | 0 | 0 | 0 | 2009 Qtr 1: 0; 2009 Qtr 2: 0; 2009 Qtr 3: 20; 2009 Qtr 4: 0; 2010 Qtr 1: 0; 2010 Qtr 2: 0; 2010 Qtr 3: 0; 2010 Qtr 4: 0; 2011 Qtr 1: 0; 2011 Qtr 2: 0; 2011 Qtr 3: 0; 2011 Qtr 4: 0 | 20
0 | 234084-Refrigeration -Cooler/Freezer Door Gaskets - Solid Doors: Cooler |  | System | Commercial | 09-GRO-Grocery-REFG | 0 |  |  |  |  | 2.2498 | 4.064 | 0 | 0 | 0 | -1.8142 | 104.55 |  | kWh | 0.01195 | 0 | Commercial | [7 empty] | 4 | 0.76 |  |  |  | 0 | 30 | 0 | 0 | 0 | 0 | 0 | 0 | 0 | 0 | 0 | 0 | 2009 Qtr 1: 0; 2009 Qtr 2: 0; 2009 Qtr 3: 30; 2009 Qtr 4: 0; 2010 Qtr 1: 0; 2010 Qtr 2: 0; 2010 Qtr 3: 0; 2010 Qtr 4: 0; 2011 Qtr 1: 0; 2011 Qtr 2: 0; 2011 Qtr 3: 0; 2011 Qtr 4: 0 | 30
0 | 234067-Refrigeration - Food Service -Auto Closer for Main Cooler Doors |  | System | Commercial | 09-GRO-Grocery-REFG | 0 |  |  |  |  | 382.5103 | 103 | 0 | 0 | 0 | 279.5103 | 1075.009 |  | kWh | 0.20794 | -0.053375 | Commercial |  | Annual | [5 empty] | 8 | 0.7 |  |  |  | 0 | 1 | 0 | 0 | 0 | 0 | 0 | 0 | 0 | 0 | 0 | 0 | 2009 Qtr 1: 0; 2009 Qtr 2: 0; 2009 Qtr 3: 1; 2009 Qtr 4: 0; 2010 Qtr 1: 0; 2010 Qtr 2: 0; 2010 Qtr 3: 0; 2010 Qtr 4: 0; 2011 Qtr 1: 0; 2011 Qtr 2: 0; 2011 Qtr 3: 0; 2011 Qtr 4: 0 | 1
0 | 234085-Refrigeration -Strip Curtains for Walk-ins |  | System | Commercial | 20-RFF-Restaurant–FastFood-Refrig | 0 |  |  |  |  | 10.214 | 3.0568 | 0 | 0 | 0 | 7.1572 | 465 |  | kWh | 0.053 | 0 | Commercial | [7 empty] | 4 | 0.46 |  |  |  | 0 | 38 | 0 | 0 | 0 | 0 | 0 | 0 | 0 | 0 | 0 | 0 | 2009 Qtr 1: 0; 2009 Qtr 2: 0; 2009 Qtr 3: 38; 2009 Qtr 4: 0; 2010 Qtr 1: 0; 2010 Qtr 2: 0; 2010 Qtr 3: 0; 2010 Qtr 4: 0; 2011 Qtr 1: 0; 2011 Qtr 2: 0; 2011 Qtr 3: 0; 2011 Qtr 4: 0 | 38
0 | 234084-Refrigeration -Cooler/Freezer Door Gaskets - Solid Doors: Cooler |  | System | Commercial | 09-GRO-Grocery-REFG | 0 |  |  |  |  | 2.2498 | 4.0017 | 0 | 0 | 0 | -1.7519 | 104.55 |  | kWh | 0.01195 | 0 | Commercial | [7 empty] | 4 | 0.76 |  |  |  | 0 | 239 | 0 | 0 | 0 | 0 | 0 | 0 | 0 | 0 | 0 | 0 | 2009 Qtr 1: 0; 2009 Qtr 2: 0; 2009 Qtr 3: 239; 2009 Qtr 4: 0; 2010 Qtr 1: 0; 2010 Qtr 2: 0; 2010 Qtr 3: 0; 2010 Qtr 4: 0; 2011 Qtr 1: 0; 2011 Qtr 2: 0; 2011 Qtr 3: 0; 2011 Qtr 4: 0 | 239
0 | 234067-Refrigeration - Food Service -Auto Closer for Main Cooler Doors |  | System | Commercial | 09-GRO-Grocery-REFG | 0 |  |  |  |  | 382.5103 | 103 | 0 | 0 | 0 | 279.5103 | 1075.009 |  | kWh | 0.20794 | -0.053375 | Commercial |  | Annual | [5 empty] | 8 | 0.7 |  |  |  | 0 | 1 | 0 | 0 | 0 | 0 | 0 | 0 | 0 | 0 | 0 | 0 | 2009 Qtr 1: 0; 2009 Qtr 2: 0; 2009 Qtr 3: 1; 2009 Qtr 4: 0; 2010 Qtr 1: 0; 2010 Qtr 2: 0; 2010 Qtr 3: 0; 2010 Qtr 4: 0; 2011 Qtr 1: 0; 2011 Qtr 2: 0; 2011 Qtr 3: 0; 2011 Qtr 4: 0 | 1
0 | 234068-Refrigeration - Food Service -Auto Closer for Main Freezer Doors |  | System | Commercial | 09-GRO-Grocery-REFG | 0 |  |  |  |  | 372.7723 | 160.5 | 0 | 0 | 0 | 212.2723 | 2785.8135 |  | kWh | 0.27593 | -0.026688 | Commercial |  | Annual | [5 empty] | 8 | 0.7 |  |  |  | 0 | 1 | 0 | 0 | 0 | 0 | 0 | 0 | 0 | 0 | 0 | 0 | 2009 Qtr 1: 0; 2009 Qtr 2: 0; 2009 Qtr 3: 1; 2009 Qtr 4: 0; 2010 Qtr 1: 0; 2010 Qtr 2: 0; 2010 Qtr 3: 0; 2010 Qtr 4: 0; 2011 Qtr 1: 0; 2011 Qtr 2: 0; 2011 Qtr 3: 0; 2011 Qtr 4: 0 | 1
0 | 234085-Refrigeration -Strip Curtains for Walk-ins |  | System | Commercial | 20-RFF-Restaurant–FastFood-Refrig | 0 |  |  |  |  | 10.214 | 3.0078 | 0 | 0 | 0 | 7.2062 | 465 |  | kWh | 0.053 | 0 | Commercial | [7 empty] | 4 | 0.46 |  |  |  | 0 | 23 | 0 | 0 | 0 | 0 | 0 | 0 | 0 | 0 | 0 | 0 | 2009 Qtr 1: 0; 2009 Qtr 2: 0; 2009 Qtr 3: 23; 2009 Qtr 4: 0; 2010 Qtr 1: 0; 2010 Qtr 2: 0; 2010 Qtr 3: 0; 2010 Qtr 4: 0; 2011 Qtr 1: 0; 2011 Qtr 2: 0; 2011 Qtr 3: 0; 2011 Qtr 4: 0 | 23
0 | 234084-Refrigeration -Cooler/Freezer Door Gaskets - Solid Doors: Cooler |  | System | Commercial | 09-GRO-Grocery-REFG | 0 |  |  |  |  | 2.2498 | 4.0725 | 0 | 0 | 0 | -1.8227 | 104.55 |  | kWh | 0.01195 | 0 | Commercial | [7 empty] | 4 | 0.76 |  |  |  | 0 | 16 | 0 | 0 | 0 | 0 | 0 | 0 | 0 | 0 | 0 | 0 | 2009 Qtr 1: 0; 2009 Qtr 2: 0; 2009 Qtr 3: 16; 2009 Qtr 4: 0; 2010 Qtr 1: 0; 2010 Qtr 2: 0; 2010 Qtr 3: 0; 2010 Qtr 4: 0; 2011 Qtr 1: 0; 2011 Qtr 2: 0; 2011 Qtr 3: 0; 2011 Qtr 4: 0 | 16
0 | 234084-Refrigeration -Cooler/Freezer Door Gaskets - Solid Doors: Cooler |  | System | Commercial | 09-GRO-Grocery-REFG | 0 |  |  |  |  | 2.2498 | 4 | 0 | 0 | 0 | -1.7502 | 104.55 |  | kWh | 0.01195 | 0 | Commercial | [7 empty] | 4 | 0.76 |  |  |  | 0 | 16 | 0 | 0 | 0 | 0 | 0 | 0 | 0 | 0 | 0 | 0 | 2009 Qtr 1: 0; 2009 Qtr 2: 0; 2009 Qtr 3: 16; 2009 Qtr 4: 0; 2010 Qtr 1: 0; 2010 Qtr 2: 0; 2010 Qtr 3: 0; 2010 Qtr 4: 0; 2011 Qtr 1: 0; 2011 Qtr 2: 0; 2011 Qtr 3: 0; 2011 Qtr 4: 0 | 16
0 | 234067-Refrigeration - Food Service -Auto Closer for Main Cooler Doors |  | System | Commercial | 09-GRO-Grocery-REFG | 0 |  |  |  |  | 382.5103 | 0 | 0 | 0 | 0 | 382.5103 | 0 |  | kWh | 0 | 0 | Commercial |  | Annual | [5 empty] | 8 | 0.7 |  |  |  | 0 | 1 | 0 | 0 | 0 | 0 | 0 | 0 | 0 | 0 | 0 | 0 | 2009 Qtr 1: 0; 2009 Qtr 2: 0; 2009 Qtr 3: 1; 2009 Qtr 4: 0; 2010 Qtr 1: 0; 2010 Qtr 2: 0; 2010 Qtr 3: 0; 2010 Qtr 4: 0; 2011 Qtr 1: 0; 2011 Qtr 2: 0; 2011 Qtr 3: 0; 2011 Qtr 4: 0 | 1
0 | 234084-Refrigeration -Cooler/Freezer Door Gaskets - Solid Doors: Cooler |  | System | Commercial | 09-GRO-Grocery-REFG | 0 |  |  |  |  | 2.2498 | 4.18 | 0 | 0 | 0 | -1.9302 | 104.55 |  | kWh | 0.01195 | 0 | Commercial | [7 empty] | 4 | 0.76 |  |  |  | 0 | 12 | 0 | 0 | 0 | 0 | 0 | 0 | 0 | 0 | 0 | 0 | 2009 Qtr 1: 0; 2009 Qtr 2: 0; 2009 Qtr 3: 12; 2009 Qtr 4: 0; 2010 Qtr 1: 0; 2010 Qtr 2: 0; 2010 Qtr 3: 0; 2010 Qtr 4: 0; 2011 Qtr 1: 0; 2011 Qtr 2: 0; 2011 Qtr 3: 0; 2011 Qtr 4: 0 | 12
0 | 234084-Refrigeration -Cooler/Freezer Door Gaskets - Solid Doors: Cooler |  | System | Commercial | 09-GRO-Grocery-REFG | 0 |  |  |  |  | 2.2498 | 4.0036 | 0 | 0 | 0 | -1.7538 | 104.55 |  | kWh | 0.01195 | 0 | Commercial | [7 empty] | 4 | 0.76 |  |  |  | 0 | 256 | 0 | 0 | 0 | 0 | 0 | 0 | 0 | 0 | 0 | 0 | 2009 Qtr 1: 0; 2009 Qtr 2: 0; 2009 Qtr 3: 256; 2009 Qtr 4: 0; 2010 Qtr 1: 0; 2010 Qtr 2: 0; 2010 Qtr 3: 0; 2010 Qtr 4: 0; 2011 Qtr 1: 0; 2011 Qtr 2: 0; 2011 Qtr 3: 0; 2011 Qtr 4: 0 | 256
0 | 234084-Refrigeration -Cooler/Freezer Door Gaskets - Solid Doors: Cooler |  | System | Commercial | 09-GRO-Grocery-REFG | 0 |  |  |  |  | 2.2498 | 4.0154 | 0 | 0 | 0 | -1.7656 | 104.55 |  | kWh | 0.01195 | 0 | Commercial | [7 empty] | 4 | 0.76 |  |  |  | 0 | 109 | 0 | 0 | 0 | 0 | 0 | 0 | 0 | 0 | 0 | 0 | 2009 Qtr 1: 0; 2009 Qtr 2: 0; 2009 Qtr 3: 109; 2009 Qtr 4: 0; 2010 Qtr 1: 0; 2010 Qtr 2: 0; 2010 Qtr 3: 0; 2010 Qtr 4: 0; 2011 Qtr 1: 0; 2011 Qtr 2: 0; 2011 Qtr 3: 0; 2011 Qtr 4: 0 | 109
0 | 234085-Refrigeration -Strip Curtains for Walk-ins |  | System | Commercial | 20-RFF-Restaurant–FastFood-Refrig | 0 |  |  |  |  | 10.214 | 3.0562 | 0 | 0 | 0 | 7.1578 | 465 |  | kWh | 0.053 | 0 | Commercial | [7 empty] | 4 | 0.46 |  |  |  | 0 | 40 | 0 | 0 | 0 | 0 | 0 | 0 | 0 | 0 | 0 | 0 | 2009 Qtr 1: 0; 2009 Qtr 2: 0; 2009 Qtr 3: 40; 2009 Qtr 4: 0; 2010 Qtr 1: 0; 2010 Qtr 2: 0; 2010 Qtr 3: 0; 2010 Qtr 4: 0; 2011 Qtr 1: 0; 2011 Qtr 2: 0; 2011 Qtr 3: 0; 2011 Qtr 4: 0 | 40
0 | 234084-Refrigeration -Cooler/Freezer Door Gaskets - Solid Doors: Cooler |  | System | Commercial | 09-GRO-Grocery-REFG | 0 |  |  |  |  | 2.2498 | 4.025 | 0 | 0 | 0 | -1.7752 | 104.55 |  | kWh | 0.01195 | 0 | Commercial | [7 empty] | 4 | 0.76 |  |  |  | 0 | 144 | 0 | 0 | 0 | 0 | 0 | 0 | 0 | 0 | 0 | 0 | 2009 Qtr 1: 0; 2009 Qtr 2: 0; 2009 Qtr 3: 144; 2009 Qtr 4: 0; 2010 Qtr 1: 0; 2010 Qtr 2: 0; 2010 Qtr 3: 0; 2010 Qtr 4: 0; 2011 Qtr 1: 0; 2011 Qtr 2: 0; 2011 Qtr 3: 0; 2011 Qtr 4: 0 | 144
0 | 234067-Refrigeration - Food Service -Auto Closer for Main Cooler Doors |  | System | Commercial | 09-GRO-Grocery-REFG | 0 |  |  |  |  | 382.5103 | 103 | 0 | 0 | 0 | 279.5103 | 1075.009 |  | kWh | 0.20794 | -0.053375 | Commercial |  | Annual | [5 empty] | 8 | 0.7 |  |  |  | 0 | 2 | 0 | 0 | 0 | 0 | 0 | 0 | 0 | 0 | 0 | 0 | 2009 Qtr 1: 0; 2009 Qtr 2: 0; 2009 Qtr 3: 2; 2009 Qtr 4: 0; 2010 Qtr 1: 0; 2010 Qtr 2: 0; 2010 Qtr 3: 0; 2010 Qtr 4: 0; 2011 Qtr 1: 0; 2011 Qtr 2: 0; 2011 Qtr 3: 0; 2011 Qtr 4: 0 | 2
0 | 234085-Refrigeration -Strip Curtains for Walk-ins |  | System | Commercial | 20-RFF-Restaurant–FastFood-Refrig | 0 |  |  |  |  | 10.214 | 3.0026 | 0 | 0 | 0 | 7.2114 | 465 |  | kWh | 0.053 | 0 | Commercial | [7 empty] | 4 | 0.46 |  |  |  | 0 | 46 | 0 | 0 | 0 | 0 | 0 | 0 | 0 | 0 | 0 | 0 | 2009 Qtr 1: 0; 2009 Qtr 2: 0; 2009 Qtr 3: 46; 2009 Qtr 4: 0; 2010 Qtr 1: 0; 2010 Qtr 2: 0; 2010 Qtr 3: 0; 2010 Qtr 4: 0; 2011 Qtr 1: 0; 2011 Qtr 2: 0; 2011 Qtr 3: 0; 2011 Qtr 4: 0 | 46
0 | 234084-Refrigeration -Cooler/Freezer Door Gaskets - Solid Doors: Cooler |  | System | Commercial | 09-GRO-Grocery-REFG | 0 |  |  |  |  | 2.2498 | 4.0933 | 0 | 0 | 0 | -1.8435 | 104.55 |  | kWh | 0.01195 | 0 | Commercial | [7 empty] | 4 | 0.76 |  |  |  | 0 | 39 | 0 | 0 | 0 | 0 | 0 | 0 | 0 | 0 | 0 | 0 | 2009 Qtr 1: 0; 2009 Qtr 2: 0; 2009 Qtr 3: 39; 2009 Qtr 4: 0; 2010 Qtr 1: 0; 2010 Qtr 2: 0; 2010 Qtr 3: 0; 2010 Qtr 4: 0; 2011 Qtr 1: 0; 2011 Qtr 2: 0; 2011 Qtr 3: 0; 2011 Qtr 4: 0 | 39
0 | 234084-Refrigeration -Cooler/Freezer Door Gaskets - Solid Doors: Cooler |  | System | Commercial | 09-GRO-Grocery-REFG | 0 |  |  |  |  | 2.2498 | 4.0274 | 0 | 0 | 0 | -1.7776 | 104.55 |  | kWh | 0.01195 | 0 | Commercial | [7 empty] | 4 | 0.76 |  |  |  | 0 | 54 | 0 | 0 | 0 | 0 | 0 | 0 | 0 | 0 | 0 | 0 | 2009 Qtr 1: 0; 2009 Qtr 2: 0; 2009 Qtr 3: 54; 2009 Qtr 4: 0; 2010 Qtr 1: 0; 2010 Qtr 2: 0; 2010 Qtr 3: 0; 2010 Qtr 4: 0; 2011 Qtr 1: 0; 2011 Qtr 2: 0; 2011 Qtr 3: 0; 2011 Qtr 4: 0 | 54
0 | 234067-Refrigeration - Food Service -Auto Closer for Main Cooler Doors |  | System | Commercial | 09-GRO-Grocery-REFG | 0 |  |  |  |  | 382.5103 | 103 | 0 | 0 | 0 | 279.5103 | 1075.009 |  | kWh | 0.20794 | -0.053375 | Commercial |  | Annual | [5 empty] | 8 | 0.7 |  |  |  | 0 | 1 | 0 | 0 | 0 | 0 | 0 | 0 | 0 | 0 | 0 | 0 | 2009 Qtr 1: 0; 2009 Qtr 2: 0; 2009 Qtr 3: 1; 2009 Qtr 4: 0; 2010 Qtr 1: 0; 2010 Qtr 2: 0; 2010 Qtr 3: 0; 2010 Qtr 4: 0; 2011 Qtr 1: 0; 2011 Qtr 2: 0; 2011 Qtr 3: 0; 2011 Qtr 4: 0 | 1
0 | 234068-Refrigeration - Food Service -Auto Closer for Main Freezer Doors |  | System | Commercial | 09-GRO-Grocery-REFG | 0 |  |  |  |  | 372.7723 | 160.5 | 0 | 0 | 0 | 212.2723 | 2785.8135 |  | kWh | 0.27593 | -0.026688 | Commercial |  | Annual | [5 empty] | 8 | 0.7 |  |  |  | 0 | 1 | 0 | 0 | 0 | 0 | 0 | 0 | 0 | 0 | 0 | 0 | 2009 Qtr 1: 0; 2009 Qtr 2: 0; 2009 Qtr 3: 1; 2009 Qtr 4: 0; 2010 Qtr 1: 0; 2010 Qtr 2: 0; 2010 Qtr 3: 0; 2010 Qtr 4: 0; 2011 Qtr 1: 0; 2011 Qtr 2: 0; 2011 Qtr 3: 0; 2011 Qtr 4: 0 | 1
0 | 234330-Premium T8 with T12 40 Watt Baseline - Tr1 |  | System | Commercial | 01-ALC-AllCommercial-IntLight | 0 |  |  |  |  | 27.6532 | 13.1897 | 0 | 0 | 0 | 14.4636 | 83.5202 |  | kWh | 0.017351 | 0 | Commercial | [7 empty] | 15 | 0.78 |  |  |  | 0 | 16.3764 | 0 | 0 | 0 | 0 | 0 | 0 | 0 | 0 | 0 | 0 | 2009 Qtr 1: 0; 2009 Qtr 2: 0; 2009 Qtr 3: 16.3764; 2009 Qtr 4: 0; 2010 Qtr 1: 0; 2010 Qtr 2: 0; 2010 Qtr 3: 0; 2010 Qtr 4: 0; 2011 Qtr 1: 0; 2011 Qtr 2: 0; 2011 Qtr 3: 0; 2011 Qtr 4: 0 | 16.3764
0 | 234303-Lighting-Remove 4 Ft Lamp (De-Lamp) - Tr1 |  | System | Commercial | [6 empty] | 12.3596 | 16.4871 | 0 | 0 | 0 | -4.1275 | 137.2559 |  | 0 | 0.026384 | -2.5676 | Commercial |  | Winter Only | [5 empty] | 15 | 0.77 |  |  |  | 0 | 16.3764 | 0 | 0 | 0 | 0 | 0 | 0 | 0 | 0 | 0 | 0 | 2009 Qtr 1: 0; 2009 Qtr 2: 0; 2009 Qtr 3: 16.3764; 2009 Qtr 4: 0; 2010 Qtr 1: 0; 2010 Qtr 2: 0; 2010 Qtr 3: 0; 2010 Qtr 4: 0; 2011 Qtr 1: 0; 2011 Qtr 2: 0; 2011 Qtr 3: 0; 2011 Qtr 4: 0 | 16.3764
0 | 234330-Premium T8 with T12 40 Watt Baseline - Tr1 |  | System | Commercial | 01-ALC-AllCommercial-IntLight | 0 |  |  |  |  | 27.6532 | 13.1897 | 0 | 0 | 0 | 14.4636 | 83.5202 |  | kWh | 0.017351 | 0 | Commercial | [7 empty] | 15 | 0.78 |  |  |  | 0 | 16.3764 | 0 | 0 | 0 | 0 | 0 | 0 | 0 | 0 | 0 | 0 | 2009 Qtr 1: 0; 2009 Qtr 2: 0; 2009 Qtr 3: 16.3764; 2009 Qtr 4: 0; 2010 Qtr 1: 0; 2010 Qtr 2: 0; 2010 Qtr 3: 0; 2010 Qtr 4: 0; 2011 Qtr 1: 0; 2011 Qtr 2: 0; 2011 Qtr 3: 0; 2011 Qtr 4: 0 | 16.3764
0 | 234303-Lighting-Remove 4 Ft Lamp (De-Lamp) - Tr1 |  | System | Commercial | [6 empty] | 12.3596 | 16.4871 | 0 | 0 | 0 | -4.1275 | 137.2559 |  | 0 | 0.026384 | -2.5676 | Commercial |  | Winter Only | [5 empty] | 15 | 0.77 |  |  |  | 0 | 16.3764 | 0 | 0 | 0 | 0 | 0 | 0 | 0 | 0 | 0 | 0 | 2009 Qtr 1: 0; 2009 Qtr 2: 0; 2009 Qtr 3: 16.3764; 2009 Qtr 4: 0; 2010 Qtr 1: 0; 2010 Qtr 2: 0; 2010 Qtr 3: 0; 2010 Qtr 4: 0; 2011 Qtr 1: 0; 2011 Qtr 2: 0; 2011 Qtr 3: 0; 2011 Qtr 4: 0 | 16.3764
0 | 234085-Refrigeration -Strip Curtains for Walk-ins |  | System | Commercial | 20-RFF-Restaurant–FastFood-Refrig | 0 |  |  |  |  | 10.214 | 3.1376 | 0 | 0 | 0 | 7.0764 | 465 |  | kWh | 0.053 | 0 | Commercial | [7 empty] | 4 | 0.46 |  |  |  | 0 | 17 | 0 | 0 | 0 | 0 | 0 | 0 | 0 | 0 | 0 | 0 | 2009 Qtr 1: 0; 2009 Qtr 2: 0; 2009 Qtr 3: 17; 2009 Qtr 4: 0; 2010 Qtr 1: 0; 2010 Qtr 2: 0; 2010 Qtr 3: 0; 2010 Qtr 4: 0; 2011 Qtr 1: 0; 2011 Qtr 2: 0; 2011 Qtr 3: 0; 2011 Qtr 4: 0 | 17
0 | 234084-Refrigeration -Cooler/Freezer Door Gaskets - Solid Doors: Cooler |  | System | Commercial | 09-GRO-Grocery-REFG | 0 |  |  |  |  | 2.2498 | 0 | 0 | 0 | 0 | 2.2498 | 0 |  | kWh | 0 | 0 | Commercial | [7 empty] | 4 | 0.76 |  |  |  | 0 | 1 | 0 | 0 | 0 | 0 | 0 | 0 | 0 | 0 | 0 | 0 | 2009 Qtr 1: 0; 2009 Qtr 2: 0; 2009 Qtr 3: 1; 2009 Qtr 4: 0; 2010 Qtr 1: 0; 2010 Qtr 2: 0; 2010 Qtr 3: 0; 2010 Qtr 4: 0; 2011 Qtr 1: 0; 2011 Qtr 2: 0; 2011 Qtr 3: 0; 2011 Qtr 4: 0 | 1
0 | 234067-Refrigeration - Food Service -Auto Closer for Main Cooler Doors |  | System | Commercial | 09-GRO-Grocery-REFG | 0 |  |  |  |  | 382.5103 | 0 | 0 | 0 | 0 | 382.5103 | 0 |  | kWh | 0 | 0 | Commercial |  | Annual | [5 empty] | 8 | 0.7 |  |  |  | 0 | 1 | 0 | 0 | 0 | 0 | 0 | 0 | 0 | 0 | 0 | 0 | 2009 Qtr 1: 0; 2009 Qtr 2: 0; 2009 Qtr 3: 1; 2009 Qtr 4: 0; 2010 Qtr 1: 0; 2010 Qtr 2: 0; 2010 Qtr 3: 0; 2010 Qtr 4: 0; 2011 Qtr 1: 0; 2011 Qtr 2: 0; 2011 Qtr 3: 0; 2011 Qtr 4: 0 | 1
0 | 234085-Refrigeration -Strip Curtains for Walk-ins |  | System | Commercial | 20-RFF-Restaurant–FastFood-Refrig | 0 |  |  |  |  | 10.214 | 3.043 | 0 | 0 | 0 | 7.171 | 465 |  | kWh | 0.053 | 0 | Commercial | [7 empty] | 4 | 0.46 |  |  |  | 0 | 23 | 0 | 0 | 0 | 0 | 0 | 0 | 0 | 0 | 0 | 0 | 2009 Qtr 1: 0; 2009 Qtr 2: 0; 2009 Qtr 3: 23; 2009 Qtr 4: 0; 2010 Qtr 1: 0; 2010 Qtr 2: 0; 2010 Qtr 3: 0; 2010 Qtr 4: 0; 2011 Qtr 1: 0; 2011 Qtr 2: 0; 2011 Qtr 3: 0; 2011 Qtr 4: 0 | 23
0 | 234084-Refrigeration -Cooler/Freezer Door Gaskets - Solid Doors: Cooler |  | System | Commercial | 09-GRO-Grocery-REFG | 0 |  |  |  |  | 2.2498 | 4.0587 | 0 | 0 | 0 | -1.8089 | 104.55 |  | kWh | 0.01195 | 0 | Commercial | [7 empty] | 4 | 0.76 |  |  |  | 0 | 60 | 0 | 0 | 0 | 0 | 0 | 0 | 0 | 0 | 0 | 0 | 2009 Qtr 1: 0; 2009 Qtr 2: 0; 2009 Qtr 3: 60; 2009 Qtr 4: 0; 2010 Qtr 1: 0; 2010 Qtr 2: 0; 2010 Qtr 3: 0; 2010 Qtr 4: 0; 2011 Qtr 1: 0; 2011 Qtr 2: 0; 2011 Qtr 3: 0; 2011 Qtr 4: 0 | 60
0 | 234083-Refrigeration -Cooler/Freezer Door Gaskets - Glass Doors |  | System | Commercial | 09-GRO-Grocery-REFG | 0 |  |  |  |  | 2.25 | 4 | 0 | 0 | 0 | -1.75 | 104.55 |  | kWh | 0.01195 | 0 | Commercial | [7 empty] | 4 | 0.76 |  |  |  | 0 | 306 | 0 | 0 | 0 | 0 | 0 | 0 | 0 | 0 | 0 | 0 | 2009 Qtr 1: 0; 2009 Qtr 2: 0; 2009 Qtr 3: 306; 2009 Qtr 4: 0; 2010 Qtr 1: 0; 2010 Qtr 2: 0; 2010 Qtr 3: 0; 2010 Qtr 4: 0; 2011 Qtr 1: 0; 2011 Qtr 2: 0; 2011 Qtr 3: 0; 2011 Qtr 4: 0 | 306
0 | 234331-Premium T8 with T12 40 Watt Baseline - Tr2 |  | System | Commercial | 01-ALC-AllCommercial-IntLight | 0 |  |  |  |  | 27.653 | 9.8923 | 0 | 0 | 0 | 17.7607 | 58.062 |  | kWh | 0.017133 | 0 | Commercial | [7 empty] | 15 | 0.78 |  |  |  | 0 | 374.8385 | 0 | 0 | 0 | 0 | 0 | 0 | 0 | 0 | 0 | 0 | 2009 Qtr 1: 0; 2009 Qtr 2: 0; 2009 Qtr 3: 374.8385; 2009 Qtr 4: 0; 2010 Qtr 1: 0; 2010 Qtr 2: 0; 2010 Qtr 3: 0; 2010 Qtr 4: 0; 2011 Qtr 1: 0; 2011 Qtr 2: 0; 2011 Qtr 3: 0; 2011 Qtr 4: 0 | 374.8385
0 | 234286-Lighting-Occpncy Snsr-Hi-Bay integrated Snsr-Tr2 |  | System | Commercial | 01-ALC-AllCommercial-IntLight | 0 |  |  |  |  | 221.37 | 95.5 | 0 | 0 | 0 | 125.87 | 1499.5759 |  | kWh | 0.47213 | 0 | Commercial | [7 empty] | 8 | 0.84 |  |  |  | 0 | 92 | 0 | 0 | 0 | 0 | 0 | 0 | 0 | 0 | 0 | 0 | 2009 Qtr 1: 0; 2009 Qtr 2: 0; 2009 Qtr 3: 92; 2009 Qtr 4: 0; 2010 Qtr 1: 0; 2010 Qtr 2: 0; 2010 Qtr 3: 0; 2010 Qtr 4: 0; 2011 Qtr 1: 0; 2011 Qtr 2: 0; 2011 Qtr 3: 0; 2011 Qtr 4: 0 | 92
0 | 234331-Premium T8 with T12 40 Watt Baseline - Tr2 |  | System | Commercial | 01-ALC-AllCommercial-IntLight | 0 |  |  |  |  | 27.653 | 9.8923 | 0 | 0 | 0 | 17.7607 | 58.062 |  | kWh | 0.017133 | 0 | Commercial | [7 empty] | 15 | 0.78 |  |  |  | 0 | 262.023 | 0 | 0 | 0 | 0 | 0 | 0 | 0 | 0 | 0 | 0 | 2009 Qtr 1: 0; 2009 Qtr 2: 0; 2009 Qtr 3: 262.023; 2009 Qtr 4: 0; 2010 Qtr 1: 0; 2010 Qtr 2: 0; 2010 Qtr 3: 0; 2010 Qtr 4: 0; 2011 Qtr 1: 0; 2011 Qtr 2: 0; 2011 Qtr 3: 0; 2011 Qtr 4: 0 | 262.023
0 | 234304-Lighting-Remove 4 Ft Lamp (De-Lamp) - Tr2 |  | System | Commercial | [6 empty] | 12.3587 | 12.3653 | 0 | 0 | 0 | -0.0066231 | 137.2559 |  | 0 | 0.026384 | -2.5676 | Commercial | [7 empty] | 15 | 0.77 |  |  |  | 0 | 3.6392 | 0 | 0 | 0 | 0 | 0 | 0 | 0 | 0 | 0 | 0 | 2009 Qtr 1: 0; 2009 Qtr 2: 0; 2009 Qtr 3: 3.6392; 2009 Qtr 4: 0; 2010 Qtr 1: 0; 2010 Qtr 2: 0; 2010 Qtr 3: 0; 2010 Qtr 4: 0; 2011 Qtr 1: 0; 2011 Qtr 2: 0; 2011 Qtr 3: 0; 2011 Qtr 4: 0 | 3.6392
0 | 234286-Lighting-Occpncy Snsr-Hi-Bay integrated Snsr-Tr2 |  | System | Commercial | 01-ALC-AllCommercial-IntLight | 0 |  |  |  |  | 221.37 | 95.5 | 0 | 0 | 0 | 125.87 | 1499.5759 |  | kWh | 0.47213 | 0 | Commercial | [7 empty] | 8 | 0.84 |  |  |  | 0 | 96 | 0 | 0 | 0 | 0 | 0 | 0 | 0 | 0 | 0 | 0 | 2009 Qtr 1: 0; 2009 Qtr 2: 0; 2009 Qtr 3: 96; 2009 Qtr 4: 0; 2010 Qtr 1: 0; 2010 Qtr 2: 0; 2010 Qtr 3: 0; 2010 Qtr 4: 0; 2011 Qtr 1: 0; 2011 Qtr 2: 0; 2011 Qtr 3: 0; 2011 Qtr 4: 0 | 96
0 | 234330-Premium T8 with T12 40 Watt Baseline - Tr1 |  | System | Commercial | 01-ALC-AllCommercial-IntLight | 0 |  |  |  |  | 27.6532 | 13.1897 | 0 | 0 | 0 | 14.4636 | 83.5202 |  | kWh | 0.017351 | 0 | Commercial | [7 empty] | 15 | 0.78 |  |  |  | 0 | 40.0313 | 0 | 0 | 0 | 0 | 0 | 0 | 0 | 0 | 0 | 0 | 2009 Qtr 1: 0; 2009 Qtr 2: 0; 2009 Qtr 3: 40.0313; 2009 Qtr 4: 0; 2010 Qtr 1: 0; 2010 Qtr 2: 0; 2010 Qtr 3: 0; 2010 Qtr 4: 0; 2011 Qtr 1: 0; 2011 Qtr 2: 0; 2011 Qtr 3: 0; 2011 Qtr 4: 0 | 40.0313
0 | 234285-Lighting-Occpncy Snsr-Hi-Bay integrated Snsr-Tr1 |  | System | Commercial | 01-ALC-AllCommercial-IntLight | 0 |  |  |  |  | 221.2703 | 95.5 | 0 | 0 | 0 | 125.7703 | 2503.6304 |  | kWh | 0.48559 | 0 | Commercial | [7 empty] | 8 | 0.84 |  |  |  | 0 | 9 | 0 | 0 | 0 | 0 | 0 | 0 | 0 | 0 | 0 | 0 | 2009 Qtr 1: 0; 2009 Qtr 2: 0; 2009 Qtr 3: 9; 2009 Qtr 4: 0; 2010 Qtr 1: 0; 2010 Qtr 2: 0; 2010 Qtr 3: 0; 2010 Qtr 4: 0; 2011 Qtr 1: 0; 2011 Qtr 2: 0; 2011 Qtr 3: 0; 2011 Qtr 4: 0 | 9
0 | 234330-Premium T8 with T12 40 Watt Baseline - Tr1 |  | System | Commercial | 01-ALC-AllCommercial-IntLight | 0 |  |  |  |  | 27.6532 | 13.1897 | 0 | 0 | 0 | 14.4636 | 83.5202 |  | kWh | 0.017351 | 0 | Commercial | [7 empty] | 15 | 0.78 |  |  |  | 0 | 27.2941 | 0 | 0 | 0 | 0 | 0 | 0 | 0 | 0 | 0 | 0 | 2009 Qtr 1: 0; 2009 Qtr 2: 0; 2009 Qtr 3: 27.2941; 2009 Qtr 4: 0; 2010 Qtr 1: 0; 2010 Qtr 2: 0; 2010 Qtr 3: 0; 2010 Qtr 4: 0; 2011 Qtr 1: 0; 2011 Qtr 2: 0; 2011 Qtr 3: 0; 2011 Qtr 4: 0 | 27.2941
0 | 234285-Lighting-Occpncy Snsr-Hi-Bay integrated Snsr-Tr1 |  | System | Commercial | 01-ALC-AllCommercial-IntLight | 0 |  |  |  |  | 221.2703 | 95.5 | 0 | 0 | 0 | 125.7703 | 2503.6304 |  | kWh | 0.48559 | 0 | Commercial | [7 empty] | 8 | 0.84 |  |  |  | 0 | 10 | 0 | 0 | 0 | 0 | 0 | 0 | 0 | 0 | 0 | 0 | 2009 Qtr 1: 0; 2009 Qtr 2: 0; 2009 Qtr 3: 10; 2009 Qtr 4: 0; 2010 Qtr 1: 0; 2010 Qtr 2: 0; 2010 Qtr 3: 0; 2010 Qtr 4: 0; 2011 Qtr 1: 0; 2011 Qtr 2: 0; 2011 Qtr 3: 0; 2011 Qtr 4: 0 | 10
0 | 234219-Lighting-Hrdwr Incan Base 66-90w Flrscnt Fxtr -Tr1 |  | System | Commercial | 01-ALC-AllCommercial-IntLight | 0 |  |  |  |  | 137 | 100 | 0 | 0 | 0 | 37 | 867.8016 |  | kWh | 0.1855 | 0 | Commercial | [7 empty] | 15 | 0.77 |  |  |  | 0 | 30 | 0 | 0 | 0 | 0 | 0 | 0 | 0 | 0 | 0 | 0 | 2009 Qtr 1: 0; 2009 Qtr 2: 0; 2009 Qtr 3: 30; 2009 Qtr 4: 0; 2010 Qtr 1: 0; 2010 Qtr 2: 0; 2010 Qtr 3: 0; 2010 Qtr 4: 0; 2011 Qtr 1: 0; 2011 Qtr 2: 0; 2011 Qtr 3: 0; 2011 Qtr 4: 0 | 30
0 | 234002-A/C-Reflective Window Film Coastal |  | System | Commercial | 18-OFS-Office–Small-Cooling | 0 |  |  |  |  | 3.12 | 2.0048 | 0 | 0 | 0 | 1.1152 | 12.44 |  | kWh | 0.0023 | 0 | Commercial | [7 empty] | 10 | 0.85 |  |  |  | 0 | 246 | 0 | 0 | 0 | 0 | 0 | 0 | 0 | 0 | 0 | 0 | 2009 Qtr 1: 0; 2009 Qtr 2: 0; 2009 Qtr 3: 0; 2009 Qtr 4: 246; 2010 Qtr 1: 0; 2010 Qtr 2: 0; 2010 Qtr 3: 0; 2010 Qtr 4: 0; 2011 Qtr 1: 0; 2011 Qtr 2: 0; 2011 Qtr 3: 0; 2011 Qtr 4: 0 | 246
0 | 234059-Motors - VFD - HVAC Fans (per Hp) |  | System | Commercial | 18-OFS-Office–Small-Vent/Fan | 0 |  |  |  |  | 202 | 100 | 0 | 0 | 0 | 102 | 753 |  | kWh | 0 | 0 | Commercial | [7 empty] | 15 | 0.5 |  |  |  | 0 | 10 | 0 | 0 | 0 | 0 | 0 | 0 | 0 | 0 | 0 | 0 | 2009 Qtr 1: 0; 2009 Qtr 2: 0; 2009 Qtr 3: 0; 2009 Qtr 4: 10; 2010 Qtr 1: 0; 2010 Qtr 2: 0; 2010 Qtr 3: 0; 2010 Qtr 4: 0; 2011 Qtr 1: 0; 2011 Qtr 2: 0; 2011 Qtr 3: 0; 2011 Qtr 4: 0 | 10
0 | 234002-A/C-Reflective Window Film Coastal |  | System | Commercial | 18-OFS-Office–Small-Cooling | 0 |  |  |  |  | 3.12 | 2 | 0 | 0 | 0 | 1.12 | 12.44 |  | kWh | 0.0023 | 0 | Commercial | [7 empty] | 10 | 0.85 |  |  |  | 0 | 474 | 0 | 0 | 0 | 0 | 0 | 0 | 0 | 0 | 0 | 0 | 2009 Qtr 1: 0; 2009 Qtr 2: 0; 2009 Qtr 3: 0; 2009 Qtr 4: 474; 2010 Qtr 1: 0; 2010 Qtr 2: 0; 2010 Qtr 3: 0; 2010 Qtr 4: 0; 2011 Qtr 1: 0; 2011 Qtr 2: 0; 2011 Qtr 3: 0; 2011 Qtr 4: 0 | 474
0 | 234286-Lighting-Occpncy Snsr-Hi-Bay integrated Snsr-Tr2 |  | System | Commercial | 01-ALC-AllCommercial-IntLight | 0 |  |  |  |  | 221.37 | 95.5 | 0 | 0 | 0 | 125.87 | 1499.5759 |  | kWh | 0.47213 | 0 | Commercial | [7 empty] | 8 | 0.84 |  |  |  | 0 | 32 | 0 | 0 | 0 | 0 | 0 | 0 | 0 | 0 | 0 | 0 | 2009 Qtr 1: 0; 2009 Qtr 2: 0; 2009 Qtr 3: 32; 2009 Qtr 4: 0; 2010 Qtr 1: 0; 2010 Qtr 2: 0; 2010 Qtr 3: 0; 2010 Qtr 4: 0; 2011 Qtr 1: 0; 2011 Qtr 2: 0; 2011 Qtr 3: 0; 2011 Qtr 4: 0 | 32
0 | 234084-Refrigeration -Cooler/Freezer Door Gaskets - Solid Doors: Cooler |  | System | Commercial | 09-GRO-Grocery-REFG | 0 |  |  |  |  | 2.2498 | 4.0715 | 0 | 0 | 0 | -1.8217 | 104.55 |  | kWh | 0.01195 | 0 | Commercial | [7 empty] | 4 | 0.76 |  |  |  | 0 | 47 | 0 | 0 | 0 | 0 | 0 | 0 | 0 | 0 | 0 | 0 | 2009 Qtr 1: 0; 2009 Qtr 2: 0; 2009 Qtr 3: 47; 2009 Qtr 4: 0; 2010 Qtr 1: 0; 2010 Qtr 2: 0; 2010 Qtr 3: 0; 2010 Qtr 4: 0; 2011 Qtr 1: 0; 2011 Qtr 2: 0; 2011 Qtr 3: 0; 2011 Qtr 4: 0 | 47
0 | 234084-Refrigeration -Cooler/Freezer Door Gaskets - Solid Doors: Cooler |  | System | Commercial | 09-GRO-Grocery-REFG | 0 |  |  |  |  | 2.2498 | 4.0126 | 0 | 0 | 0 | -1.7628 | 104.55 |  | kWh | 0.01195 | 0 | Commercial | [7 empty] | 4 | 0.76 |  |  |  | 0 | 168 | 0 | 0 | 0 | 0 | 0 | 0 | 0 | 0 | 0 | 0 | 2009 Qtr 1: 0; 2009 Qtr 2: 0; 2009 Qtr 3: 168; 2009 Qtr 4: 0; 2010 Qtr 1: 0; 2010 Qtr 2: 0; 2010 Qtr 3: 0; 2010 Qtr 4: 0; 2011 Qtr 1: 0; 2011 Qtr 2: 0; 2011 Qtr 3: 0; 2011 Qtr 4: 0 | 168
0 | 234002-A/C-Reflective Window Film Coastal |  | System | Commercial | 18-OFS-Office–Small-Cooling | 0 |  |  |  |  | 3.12 | 2 | 0 | 0 | 0 | 1.12 | 12.44 |  | kWh | 0.0023 | 0 | Commercial | [7 empty] | 10 | 0.85 |  |  |  | 0 | 247 | 0 | 0 | 0 | 0 | 0 | 0 | 0 | 0 | 0 | 0 | 2009 Qtr 1: 0; 2009 Qtr 2: 0; 2009 Qtr 3: 0; 2009 Qtr 4: 247; 2010 Qtr 1: 0; 2010 Qtr 2: 0; 2010 Qtr 3: 0; 2010 Qtr 4: 0; 2011 Qtr 1: 0; 2011 Qtr 2: 0; 2011 Qtr 3: 0; 2011 Qtr 4: 0 | 247
0 | 234330-Premium T8 with T12 40 Watt Baseline - Tr1 |  | System | Commercial | 01-ALC-AllCommercial-IntLight | 0 |  |  |  |  | 27.6532 | 13.1897 | 0 | 0 | 0 | 14.4636 | 83.5202 |  | kWh | 0.017351 | 0 | Commercial | [7 empty] | 15 | 0.78 |  |  |  | 0 | 54.5881 | 0 | 0 | 0 | 0 | 0 | 0 | 0 | 0 | 0 | 0 | 2009 Qtr 1: 0; 2009 Qtr 2: 0; 2009 Qtr 3: 54.5881; 2009 Qtr 4: 0; 2010 Qtr 1: 0; 2010 Qtr 2: 0; 2010 Qtr 3: 0; 2010 Qtr 4: 0; 2011 Qtr 1: 0; 2011 Qtr 2: 0; 2011 Qtr 3: 0; 2011 Qtr 4: 0 | 54.5881
0 | 234303-Lighting-Remove 4 Ft Lamp (De-Lamp) - Tr1 |  | System | Commercial | [6 empty] | 12.3596 | 16.4871 | 0 | 0 | 0 | -4.1275 | 137.2559 |  | 0 | 0.026384 | -2.5676 | Commercial |  | Winter Only | [5 empty] | 15 | 0.77 |  |  |  | 0 | 52.7685 | 0 | 0 | 0 | 0 | 0 | 0 | 0 | 0 | 0 | 0 | 2009 Qtr 1: 0; 2009 Qtr 2: 0; 2009 Qtr 3: 52.7685; 2009 Qtr 4: 0; 2010 Qtr 1: 0; 2010 Qtr 2: 0; 2010 Qtr 3: 0; 2010 Qtr 4: 0; 2011 Qtr 1: 0; 2011 Qtr 2: 0; 2011 Qtr 3: 0; 2011 Qtr 4: 0 | 52.7685
0 | 234049-Lighting-LED Exit Sign New Sign |  | System | Commercial | 25-SCN-Storage–Conditioned-Exit | 0 |  |  |  |  | 64.8921 | 45 | 0 | 0 | 0 | 19.8921 | 351.311 |  | kWh | 0 | 0 | Commercial | [7 empty] | 16 | 0.85 |  |  |  | 0 | 1 | 0 | 0 | 0 | 0 | 0 | 0 | 0 | 0 | 0 | 0 | 2009 Qtr 1: 0; 2009 Qtr 2: 0; 2009 Qtr 3: 1; 2009 Qtr 4: 0; 2010 Qtr 1: 0; 2010 Qtr 2: 0; 2010 Qtr 3: 0; 2010 Qtr 4: 0; 2011 Qtr 1: 0; 2011 Qtr 2: 0; 2011 Qtr 3: 0; 2011 Qtr 4: 0 | 1
0 | 234294-Lighting-Occupancy Sensor-Wallbox Lghtng Snsr-Tr1 |  | System | Commercial | 23-RTL-Retail–SingleStorylarge-LIT_INT | 0 |  |  |  |  | 42.262 | 40 | 0 | 0 | 0 | 2.262 | 213.759 |  | kWh | 0.17617 | 0 | Commercial | [7 empty] | 8 | 0.84 |  |  |  | 0 | 41 | 0 | 0 | 0 | 0 | 0 | 0 | 0 | 0 | 0 | 0 | 2009 Qtr 1: 0; 2009 Qtr 2: 0; 2009 Qtr 3: 0; 2009 Qtr 4: 41; 2010 Qtr 1: 0; 2010 Qtr 2: 0; 2010 Qtr 3: 0; 2010 Qtr 4: 0; 2011 Qtr 1: 0; 2011 Qtr 2: 0; 2011 Qtr 3: 0; 2011 Qtr 4: 0 | 41
0 | 234330-Premium T8 with T12 40 Watt Baseline - Tr1 |  | System | Commercial | 01-ALC-AllCommercial-IntLight | 0 |  |  |  |  | 27.6532 | 13.1897 | 0 | 0 | 0 | 14.4636 | 83.5202 |  | kWh | 0.017351 | 0 | Commercial | [7 empty] | 15 | 0.78 |  |  |  | 0 | 87.341 | 0 | 0 | 0 | 0 | 0 | 0 | 0 | 0 | 0 | 0 | 2009 Qtr 1: 0; 2009 Qtr 2: 0; 2009 Qtr 3: 0; 2009 Qtr 4: 87.341; 2010 Qtr 1: 0; 2010 Qtr 2: 0; 2010 Qtr 3: 0; 2010 Qtr 4: 0; 2011 Qtr 1: 0; 2011 Qtr 2: 0; 2011 Qtr 3: 0; 2011 Qtr 4: 0 | 87.341
0 | 234303-Lighting-Remove 4 Ft Lamp (De-Lamp) - Tr1 |  | System | Commercial | [6 empty] | 12.3596 | 16.4871 | 0 | 0 | 0 | -4.1275 | 137.2559 |  | 0 | 0.026384 | -2.5676 | Commercial |  | Winter Only | [5 empty] | 15 | 0.77 |  |  |  | 0 | 40.0313 | 0 | 0 | 0 | 0 | 0 | 0 | 0 | 0 | 0 | 0 | 2009 Qtr 1: 0; 2009 Qtr 2: 0; 2009 Qtr 3: 0; 2009 Qtr 4: 40.0313; 2010 Qtr 1: 0; 2010 Qtr 2: 0; 2010 Qtr 3: 0; 2010 Qtr 4: 0; 2011 Qtr 1: 0; 2011 Qtr 2: 0; 2011 Qtr 3: 0; 2011 Qtr 4: 0 | 40.0313
0 | 234294-Lighting-Occupancy Sensor-Wallbox Lghtng Snsr-Tr1 |  | System | Commercial | 23-RTL-Retail–SingleStorylarge-LIT_INT | 0 |  |  |  |  | 42.262 | 40 | 0 | 0 | 0 | 2.262 | 213.759 |  | kWh | 0.17617 | 0 | Commercial | [7 empty] | 8 | 0.84 |  |  |  | 0 | 4 | 0 | 0 | 0 | 0 | 0 | 0 | 0 | 0 | 0 | 0 | 2009 Qtr 1: 0; 2009 Qtr 2: 0; 2009 Qtr 3: 0; 2009 Qtr 4: 4; 2010 Qtr 1: 0; 2010 Qtr 2: 0; 2010 Qtr 3: 0; 2010 Qtr 4: 0; 2011 Qtr 1: 0; 2011 Qtr 2: 0; 2011 Qtr 3: 0; 2011 Qtr 4: 0 | 4
0 | 234285-Lighting-Occpncy Snsr-Hi-Bay integrated Snsr-Tr1 |  | System | Commercial | 01-ALC-AllCommercial-IntLight | 0 |  |  |  |  | 221.2703 | 95.5 | 0 | 0 | 0 | 125.7703 | 2503.6304 |  | kWh | 0.48559 | 0 | Commercial | [7 empty] | 8 | 0.84 |  |  |  | 0 | 12 | 0 | 0 | 0 | 0 | 0 | 0 | 0 | 0 | 0 | 0 | 2009 Qtr 1: 0; 2009 Qtr 2: 0; 2009 Qtr 3: 0; 2009 Qtr 4: 12; 2010 Qtr 1: 0; 2010 Qtr 2: 0; 2010 Qtr 3: 0; 2010 Qtr 4: 0; 2011 Qtr 1: 0; 2011 Qtr 2: 0; 2011 Qtr 3: 0; 2011 Qtr 4: 0 | 12
0 | 234285-Lighting-Occpncy Snsr-Hi-Bay integrated Snsr-Tr1 |  | System | Commercial | 01-ALC-AllCommercial-IntLight | 0 |  |  |  |  | 221.2703 | 95.5 | 0 | 0 | 0 | 125.7703 | 2503.6304 |  | kWh | 0.48559 | 0 | Commercial | [7 empty] | 8 | 0.84 |  |  |  | 0 | 21 | 0 | 0 | 0 | 0 | 0 | 0 | 0 | 0 | 0 | 0 | 2009 Qtr 1: 0; 2009 Qtr 2: 0; 2009 Qtr 3: 21; 2009 Qtr 4: 0; 2010 Qtr 1: 0; 2010 Qtr 2: 0; 2010 Qtr 3: 0; 2010 Qtr 4: 0; 2011 Qtr 1: 0; 2011 Qtr 2: 0; 2011 Qtr 3: 0; 2011 Qtr 4: 0 | 21
0 | 234129-Software Plug Load Sensors |  | System | Commercial | 18-OFS-Office–Small-OffEquip | 0 |  |  |  |  | 5 | 15 | 0 | 0 | 0 | -10 | 227.001 |  | kWh | 0 | 0 | Commercial | [7 empty] | 5 | 0.7 |  |  |  | 0 | 137 | 0 | 0 | 0 | 0 | 0 | 0 | 0 | 0 | 0 | 0 | 2009 Qtr 1: 0; 2009 Qtr 2: 0; 2009 Qtr 3: 137; 2009 Qtr 4: 0; 2010 Qtr 1: 0; 2010 Qtr 2: 0; 2010 Qtr 3: 0; 2010 Qtr 4: 0; 2011 Qtr 1: 0; 2011 Qtr 2: 0; 2011 Qtr 3: 0; 2011 Qtr 4: 0 | 137
0 | 234129-Software Plug Load Sensors |  | System | Commercial | 18-OFS-Office–Small-OffEquip | 0 |  |  |  |  | 5 | 15 | 0 | 0 | 0 | -10 | 227.001 |  | kWh | 0 | 0 | Commercial | [7 empty] | 5 | 0.7 |  |  |  | 0 | 22 | 0 | 0 | 0 | 0 | 0 | 0 | 0 | 0 | 0 | 0 | 2009 Qtr 1: 0; 2009 Qtr 2: 0; 2009 Qtr 3: 22; 2009 Qtr 4: 0; 2010 Qtr 1: 0; 2010 Qtr 2: 0; 2010 Qtr 3: 0; 2010 Qtr 4: 0; 2011 Qtr 1: 0; 2011 Qtr 2: 0; 2011 Qtr 3: 0; 2011 Qtr 4: 0 | 22
0 | 234287-Lighting-Occpncy Snsr-Hi-Bay integrated Snsr-Tr3 |  | System | Commercial | 01-ALC-AllCommercial-IntLight | 0 |  |  |  |  | 221.1826 | 95.5 | 0 | 0 | 0 | 125.6826 | 1661 |  | kWh | 0.39312 | 0 | Commercial | [7 empty] | 8 | 0.84 |  |  |  | 0 | 105 | 0 | 0 | 0 | 0 | 0 | 0 | 0 | 0 | 0 | 0 | 2009 Qtr 1: 0; 2009 Qtr 2: 0; 2009 Qtr 3: 0; 2009 Qtr 4: 105; 2010 Qtr 1: 0; 2010 Qtr 2: 0; 2010 Qtr 3: 0; 2010 Qtr 4: 0; 2011 Qtr 1: 0; 2011 Qtr 2: 0; 2011 Qtr 3: 0; 2011 Qtr 4: 0 | 105
0 | 234314-Lighting-Screw in 14-26 Watt Lamp - Tr3 |  | System | Commercial | 18-OFS-Office–Small-IntLight | 0 |  |  |  |  | 10.5136 | 5.1965 | 0 | 0 | 0 | 5.3171 | 104.0094 |  | kWh | 0.047234 | 0 | Commercial | [7 empty] | 4.6 | 0.81 |  |  |  | 0 | 3.3676 | 0 | 0 | 0 | 0 | 0 | 0 | 0 | 0 | 0 | 0 | 2009 Qtr 1: 0; 2009 Qtr 2: 0; 2009 Qtr 3: 0; 2009 Qtr 4: 3.3676; 2010 Qtr 1: 0; 2010 Qtr 2: 0; 2010 Qtr 3: 0; 2010 Qtr 4: 0; 2011 Qtr 1: 0; 2011 Qtr 2: 0; 2011 Qtr 3: 0; 2011 Qtr 4: 0 | 3.3676
0 | 234332-Premium T8 with T12 40 Watt Baseline - Tr3 |  | System | Commercial | 01-ALC-AllCommercial-IntLight | 0 |  |  |  |  | 13.9591 | 7.1444 | 0 | 0 | 0 | 6.8147 | 44.0947 |  | kWh | 0.016509 | 0 | Commercial | [7 empty] | 15 | 0.78 |  |  |  | 0 | 12.7372 | 0 | 0 | 0 | 0 | 0 | 0 | 0 | 0 | 0 | 0 | 2009 Qtr 1: 0; 2009 Qtr 2: 0; 2009 Qtr 3: 0; 2009 Qtr 4: 12.7372; 2010 Qtr 1: 0; 2010 Qtr 2: 0; 2010 Qtr 3: 0; 2010 Qtr 4: 0; 2011 Qtr 1: 0; 2011 Qtr 2: 0; 2011 Qtr 3: 0; 2011 Qtr 4: 0 | 12.7372
0 | 234305-Lighting-Remove 4 Ft Lamp (De-Lamp) - Tr3 |  | System | Commercial | 01-ALC-AllCommercial-IntLight | 0 |  |  |  |  | 28.1828 | 8.7931 | 0 | 0 | 0 | 19.3897 | 129.7131 |  | kWh | 0.050038 | 0 | Commercial | [7 empty] | 15 | 0.77 |  |  |  | 0 | 12.7372 | 0 | 0 | 0 | 0 | 0 | 0 | 0 | 0 | 0 | 0 | 2009 Qtr 1: 0; 2009 Qtr 2: 0; 2009 Qtr 3: 0; 2009 Qtr 4: 12.7372; 2010 Qtr 1: 0; 2010 Qtr 2: 0; 2010 Qtr 3: 0; 2010 Qtr 4: 0; 2011 Qtr 1: 0; 2011 Qtr 2: 0; 2011 Qtr 3: 0; 2011 Qtr 4: 0 | 12.7372
0 | 234362-Lighting-IntrHiByLnrFlscntFxtr244wrplc400w(TrI)Tr3 |  | System | Commercial | 01-ALC-AllCommercial-IntLight | 0 |  |  |  |  | 324.5054 | 0 | 0 | 0 | 0 | 324.5054 | 0 |  | kWh | 0 | 0 | Commercial | [7 empty] | 15 | 0.78 |  |  |  | 0 | 0.97504 | 0 | 0 | 0 | 0 | 0 | 0 | 0 | 0 | 0 | 0 | 2009 Qtr 1: 0; 2009 Qtr 2: 0; 2009 Qtr 3: 0; 2009 Qtr 4: 0.97504; 2010 Qtr 1: 0; 2010 Qtr 2: 0; 2010 Qtr 3: 0; 2010 Qtr 4: 0; 2011 Qtr 1: 0; 2011 Qtr 2: 0; 2011 Qtr 3: 0; 2011 Qtr 4: 0 | 0.97504
0 | 234332-Premium T8 with T12 40 Watt Baseline - Tr3 |  | System | Commercial | 01-ALC-AllCommercial-IntLight | 0 |  |  |  |  | 13.9591 | 7.1444 | 0 | 0 | 0 | 6.8147 | 44.0947 |  | kWh | 0.016509 | 0 | Commercial | [7 empty] | 15 | 0.78 |  |  |  | 0 | 12.7372 | 0 | 0 | 0 | 0 | 0 | 0 | 0 | 0 | 0 | 0 | 2009 Qtr 1: 0; 2009 Qtr 2: 0; 2009 Qtr 3: 0; 2009 Qtr 4: 12.7372; 2010 Qtr 1: 0; 2010 Qtr 2: 0; 2010 Qtr 3: 0; 2010 Qtr 4: 0; 2011 Qtr 1: 0; 2011 Qtr 2: 0; 2011 Qtr 3: 0; 2011 Qtr 4: 0 | 12.7372
0 | 234305-Lighting-Remove 4 Ft Lamp (De-Lamp) - Tr3 |  | System | Commercial | 01-ALC-AllCommercial-IntLight | 0 |  |  |  |  | 28.1828 | 8.7931 | 0 | 0 | 0 | 19.3897 | 129.7131 |  | kWh | 0.050038 | 0 | Commercial | [7 empty] | 15 | 0.77 |  |  |  | 0 | 12.7372 | 0 | 0 | 0 | 0 | 0 | 0 | 0 | 0 | 0 | 0 | 2009 Qtr 1: 0; 2009 Qtr 2: 0; 2009 Qtr 3: 0; 2009 Qtr 4: 12.7372; 2010 Qtr 1: 0; 2010 Qtr 2: 0; 2010 Qtr 3: 0; 2010 Qtr 4: 0; 2011 Qtr 1: 0; 2011 Qtr 2: 0; 2011 Qtr 3: 0; 2011 Qtr 4: 0 | 12.7372
0 | 234287-Lighting-Occpncy Snsr-Hi-Bay integrated Snsr-Tr3 |  | System | Commercial | 01-ALC-AllCommercial-IntLight | 0 |  |  |  |  | 221.1826 | 0 | 0 | 0 | 0 | 221.1826 | 0 |  | kWh | 0 | 0 | Commercial | [7 empty] | 8 | 0.84 |  |  |  | 0 | 1 | 0 | 0 | 0 | 0 | 0 | 0 | 0 | 0 | 0 | 0 | 2009 Qtr 1: 0; 2009 Qtr 2: 0; 2009 Qtr 3: 0; 2009 Qtr 4: 1; 2010 Qtr 1: 0; 2010 Qtr 2: 0; 2010 Qtr 3: 0; 2010 Qtr 4: 0; 2011 Qtr 1: 0; 2011 Qtr 2: 0; 2011 Qtr 3: 0; 2011 Qtr 4: 0 | 1
0 | 234129-Software Plug Load Sensors |  | System | Commercial | 18-OFS-Office–Small-OffEquip | 0 |  |  |  |  | 5 | 15 | 0 | 0 | 0 | -10 | 227.001 |  | kWh | 0 | 0 | Commercial | [7 empty] | 5 | 0.7 |  |  |  | 0 | 146 | 0 | 0 | 0 | 0 | 0 | 0 | 0 | 0 | 0 | 0 | 2009 Qtr 1: 0; 2009 Qtr 2: 0; 2009 Qtr 3: 146; 2009 Qtr 4: 0; 2010 Qtr 1: 0; 2010 Qtr 2: 0; 2010 Qtr 3: 0; 2010 Qtr 4: 0; 2011 Qtr 1: 0; 2011 Qtr 2: 0; 2011 Qtr 3: 0; 2011 Qtr 4: 0 | 146
0 | 234085-Refrigeration -Strip Curtains for Walk-ins |  | System | Commercial | 20-RFF-Restaurant–FastFood-Refrig | 0 |  |  |  |  | 10.214 | 3.07 | 0 | 0 | 0 | 7.144 | 465 |  | kWh | 0.053 | 0 | Commercial | [7 empty] | 4 | 0.46 |  |  |  | 0 | 18 | 0 | 0 | 0 | 0 | 0 | 0 | 0 | 0 | 0 | 0 | 2009 Qtr 1: 0; 2009 Qtr 2: 0; 2009 Qtr 3: 18; 2009 Qtr 4: 0; 2010 Qtr 1: 0; 2010 Qtr 2: 0; 2010 Qtr 3: 0; 2010 Qtr 4: 0; 2011 Qtr 1: 0; 2011 Qtr 2: 0; 2011 Qtr 3: 0; 2011 Qtr 4: 0 | 18
0 | 234294-Lighting-Occupancy Sensor-Wallbox Lghtng Snsr-Tr1 |  | System | Commercial | 23-RTL-Retail–SingleStorylarge-LIT_INT | 0 |  |  |  |  | 42.262 | 40 | 0 | 0 | 0 | 2.262 | 213.759 |  | kWh | 0.17617 | 0 | Commercial | [7 empty] | 8 | 0.84 |  |  |  | 0 | 28 | 0 | 0 | 0 | 0 | 0 | 0 | 0 | 0 | 0 | 0 | 2009 Qtr 1: 0; 2009 Qtr 2: 0; 2009 Qtr 3: 0; 2009 Qtr 4: 28; 2010 Qtr 1: 0; 2010 Qtr 2: 0; 2010 Qtr 3: 0; 2010 Qtr 4: 0; 2011 Qtr 1: 0; 2011 Qtr 2: 0; 2011 Qtr 3: 0; 2011 Qtr 4: 0 | 28
0 | 234331-Premium T8 with T12 40 Watt Baseline - Tr2 |  | System | Commercial | 01-ALC-AllCommercial-IntLight | 0 |  |  |  |  | 27.653 | 9.8923 | 0 | 0 | 0 | 17.7607 | 58.062 |  | kWh | 0.017133 | 0 | Commercial | [7 empty] | 15 | 0.78 |  |  |  | 0 | 16.3764 | 0 | 0 | 0 | 0 | 0 | 0 | 0 | 0 | 0 | 0 | 2009 Qtr 1: 0; 2009 Qtr 2: 0; 2009 Qtr 3: 16.3764; 2009 Qtr 4: 0; 2010 Qtr 1: 0; 2010 Qtr 2: 0; 2010 Qtr 3: 0; 2010 Qtr 4: 0; 2011 Qtr 1: 0; 2011 Qtr 2: 0; 2011 Qtr 3: 0; 2011 Qtr 4: 0 | 16.3764
0 | 234390-Ice Machines >1500 - Energy Star |  | System | Commercial | 01-ALC-AllCommercial-Refrig | 0 |  |  |  |  | 866 | 250 | 0 | 0 | 0 | 616 | 2204 |  | kWh | 0.226 | 0 | Commercial | [7 empty] | 10 | 0.7 |  |  |  | 0 | 1 | 0 | 0 | 0 | 0 | 0 | 0 | 0 | 0 | 0 | 0 | 2009 Qtr 1: 0; 2009 Qtr 2: 0; 2009 Qtr 3: 0; 2009 Qtr 4: 1; 2010 Qtr 1: 0; 2010 Qtr 2: 0; 2010 Qtr 3: 0; 2010 Qtr 4: 0; 2011 Qtr 1: 0; 2011 Qtr 2: 0; 2011 Qtr 3: 0; 2011 Qtr 4: 0 | 1
0 | 234163-Food Service - Steamer-Electric |  | System | Commercial | 21-RSD-Restaurant–SitDown-PROC_OTH | 0 |  |  |  |  | 4150 | 750 | 0 | 0 | 0 | 3400 | 11166 |  | kWh | 2.5 | 0 | Commercial | [7 empty] | 12 | 0.7 |  |  |  | 0 | 1 | 0 | 0 | 0 | 0 | 0 | 0 | 0 | 0 | 0 | 0 | 2009 Qtr 1: 0; 2009 Qtr 2: 0; 2009 Qtr 3: 0; 2009 Qtr 4: 1; 2010 Qtr 1: 0; 2010 Qtr 2: 0; 2010 Qtr 3: 0; 2010 Qtr 4: 0; 2011 Qtr 1: 0; 2011 Qtr 2: 0; 2011 Qtr 3: 0; 2011 Qtr 4: 0 | 1
0 | 234294-Lighting-Occupancy Sensor-Wallbox Lghtng Snsr-Tr1 |  | System | Commercial | 23-RTL-Retail–SingleStorylarge-LIT_INT | 0 |  |  |  |  | 42.262 | 40 | 0 | 0 | 0 | 2.262 | 213.759 |  | kWh | 0.17617 | 0 | Commercial | [7 empty] | 8 | 0.84 |  |  |  | 0 | 222 | 0 | 0 | 0 | 0 | 0 | 0 | 0 | 0 | 0 | 0 | 2009 Qtr 1: 0; 2009 Qtr 2: 0; 2009 Qtr 3: 0; 2009 Qtr 4: 222; 2010 Qtr 1: 0; 2010 Qtr 2: 0; 2010 Qtr 3: 0; 2010 Qtr 4: 0; 2011 Qtr 1: 0; 2011 Qtr 2: 0; 2011 Qtr 3: 0; 2011 Qtr 4: 0 | 222
0 | 234331-Premium T8 with T12 40 Watt Baseline - Tr2 |  | System | Commercial | 01-ALC-AllCommercial-IntLight | 0 |  |  |  |  | 27.653 | 9.8923 | 0 | 0 | 0 | 17.7607 | 58.062 |  | kWh | 0.017133 | 0 | Commercial | [7 empty] | 15 | 0.78 |  |  |  | 0 | 40.0313 | 0 | 0 | 0 | 0 | 0 | 0 | 0 | 0 | 0 | 0 | 2009 Qtr 1: 0; 2009 Qtr 2: 0; 2009 Qtr 3: 0; 2009 Qtr 4: 40.0313; 2010 Qtr 1: 0; 2010 Qtr 2: 0; 2010 Qtr 3: 0; 2010 Qtr 4: 0; 2011 Qtr 1: 0; 2011 Qtr 2: 0; 2011 Qtr 3: 0; 2011 Qtr 4: 0 | 40.0313
0 | 234304-Lighting-Remove 4 Ft Lamp (De-Lamp) - Tr2 |  | System | Commercial | [6 empty] | 12.3587 | 12.3653 | 0 | 0 | 0 | -0.0066231 | 137.2559 |  | 0 | 0.026384 | -2.5676 | Commercial | [7 empty] | 15 | 0.77 |  |  |  | 0 | 26.3843 | 0 | 0 | 0 | 0 | 0 | 0 | 0 | 0 | 0 | 0 | 2009 Qtr 1: 0; 2009 Qtr 2: 0; 2009 Qtr 3: 0; 2009 Qtr 4: 26.3843; 2010 Qtr 1: 0; 2010 Qtr 2: 0; 2010 Qtr 3: 0; 2010 Qtr 4: 0; 2011 Qtr 1: 0; 2011 Qtr 2: 0; 2011 Qtr 3: 0; 2011 Qtr 4: 0 | 26.3843
0 | 234331-Premium T8 with T12 40 Watt Baseline - Tr2 |  | System | Commercial | 01-ALC-AllCommercial-IntLight | 0 |  |  |  |  | 27.653 | 9.8923 | 0 | 0 | 0 | 17.7607 | 58.062 |  | kWh | 0.017133 | 0 | Commercial | [7 empty] | 15 | 0.78 |  |  |  | 0 | 20.9254 | 0 | 0 | 0 | 0 | 0 | 0 | 0 | 0 | 0 | 0 | 2009 Qtr 1: 0; 2009 Qtr 2: 0; 2009 Qtr 3: 0; 2009 Qtr 4: 20.9254; 2010 Qtr 1: 0; 2010 Qtr 2: 0; 2010 Qtr 3: 0; 2010 Qtr 4: 0; 2011 Qtr 1: 0; 2011 Qtr 2: 0; 2011 Qtr 3: 0; 2011 Qtr 4: 0 | 20.9254
0 | 234304-Lighting-Remove 4 Ft Lamp (De-Lamp) - Tr2 |  | System | Commercial | [6 empty] | 12.3587 | 12.3653 | 0 | 0 | 0 | -0.0066231 | 137.2559 |  | 0 | 0.026384 | -2.5676 | Commercial | [7 empty] | 15 | 0.77 |  |  |  | 0 | 18.196 | 0 | 0 | 0 | 0 | 0 | 0 | 0 | 0 | 0 | 0 | 2009 Qtr 1: 0; 2009 Qtr 2: 0; 2009 Qtr 3: 0; 2009 Qtr 4: 18.196; 2010 Qtr 1: 0; 2010 Qtr 2: 0; 2010 Qtr 3: 0; 2010 Qtr 4: 0; 2011 Qtr 1: 0; 2011 Qtr 2: 0; 2011 Qtr 3: 0; 2011 Qtr 4: 0 | 18.196
0 | 234312-Lighting-Screw in 14-26 Watt Lamp - Tr1 |  | System | Commercial | [6 empty] | 9.3196 | 10.3931 | 0 | 0 | 0 | -1.0734 | 194.1729 |  | 0 | 0.038993 | -2.6224 | Commercial |  | Annual | [5 empty] | 2.47 | 0.81 |  |  |  | 0 | 16.8381 | 0 | 0 | 0 | 0 | 0 | 0 | 0 | 0 | 0 | 0 | 2009 Qtr 1: 0; 2009 Qtr 2: 0; 2009 Qtr 3: 16.8381; 2009 Qtr 4: 0; 2010 Qtr 1: 0; 2010 Qtr 2: 0; 2010 Qtr 3: 0; 2010 Qtr 4: 0; 2011 Qtr 1: 0; 2011 Qtr 2: 0; 2011 Qtr 3: 0; 2011 Qtr 4: 0 | 16.8381
0 | 234312-Lighting-Screw in 14-26 Watt Lamp - Tr1 |  | System | Commercial | [6 empty] | 9.3196 | 10.3931 | 0 | 0 | 0 | -1.0734 | 194.1729 |  | 0 | 0.038993 | -2.6224 | Commercial |  | Annual | [5 empty] | 2.47 | 0.81 |  |  |  | 0 | 0.67353 | 0 | 0 | 0 | 0 | 0 | 0 | 0 | 0 | 0 | 0 | 2009 Qtr 1: 0; 2009 Qtr 2: 0; 2009 Qtr 3: 0.67353; 2009 Qtr 4: 0; 2010 Qtr 1: 0; 2010 Qtr 2: 0; 2010 Qtr 3: 0; 2010 Qtr 4: 0; 2011 Qtr 1: 0; 2011 Qtr 2: 0; 2011 Qtr 3: 0; 2011 Qtr 4: 0 | 0.67353
0 | 234312-Lighting-Screw in 14-26 Watt Lamp - Tr1 |  | System | Commercial | [6 empty] | 9.3196 | 10.3931 | 0 | 0 | 0 | -1.0734 | 194.1729 |  | 0 | 0.038993 | -2.6224 | Commercial |  | Annual | [5 empty] | 2.47 | 0.81 |  |  |  | 0 | 16.8381 | 0 | 0 | 0 | 0 | 0 | 0 | 0 | 0 | 0 | 0 | 2009 Qtr 1: 0; 2009 Qtr 2: 0; 2009 Qtr 3: 16.8381; 2009 Qtr 4: 0; 2010 Qtr 1: 0; 2010 Qtr 2: 0; 2010 Qtr 3: 0; 2010 Qtr 4: 0; 2011 Qtr 1: 0; 2011 Qtr 2: 0; 2011 Qtr 3: 0; 2011 Qtr 4: 0 | 16.8381
0 | 234312-Lighting-Screw in 14-26 Watt Lamp - Tr1 |  | System | Commercial | [6 empty] | 9.3196 | 10.3931 | 0 | 0 | 0 | -1.0734 | 194.1729 |  | 0 | 0.038993 | -2.6224 | Commercial |  | Annual | [5 empty] | 2.47 | 0.81 |  |  |  | 0 | 5.3882 | 0 | 0 | 0 | 0 | 0 | 0 | 0 | 0 | 0 | 0 | 2009 Qtr 1: 0; 2009 Qtr 2: 0; 2009 Qtr 3: 5.3882; 2009 Qtr 4: 0; 2010 Qtr 1: 0; 2010 Qtr 2: 0; 2010 Qtr 3: 0; 2010 Qtr 4: 0; 2011 Qtr 1: 0; 2011 Qtr 2: 0; 2011 Qtr 3: 0; 2011 Qtr 4: 0 | 5.3882
0 | 234312-Lighting-Screw in 14-26 Watt Lamp - Tr1 |  | System | Commercial | [6 empty] | 9.3196 | 10.3931 | 0 | 0 | 0 | -1.0734 | 194.1729 |  | 0 | 0.038993 | -2.6224 | Commercial |  | Annual | [5 empty] | 2.47 | 0.81 |  |  |  | 0 | 6.7353 | 0 | 0 | 0 | 0 | 0 | 0 | 0 | 0 | 0 | 0 | 2009 Qtr 1: 0; 2009 Qtr 2: 0; 2009 Qtr 3: 6.7353; 2009 Qtr 4: 0; 2010 Qtr 1: 0; 2010 Qtr 2: 0; 2010 Qtr 3: 0; 2010 Qtr 4: 0; 2011 Qtr 1: 0; 2011 Qtr 2: 0; 2011 Qtr 3: 0; 2011 Qtr 4: 0 | 6.7353
0 | 234085-Refrigeration -Strip Curtains for Walk-ins |  | System | Commercial | 20-RFF-Restaurant–FastFood-Refrig | 0 |  |  |  |  | 10.214 | 3.0078 | 0 | 0 | 0 | 7.2062 | 465 |  | kWh | 0.053 | 0 | Commercial | [7 empty] | 4 | 0.46 |  |  |  | 0 | 23 | 0 | 0 | 0 | 0 | 0 | 0 | 0 | 0 | 0 | 0 | 2009 Qtr 1: 0; 2009 Qtr 2: 0; 2009 Qtr 3: 23; 2009 Qtr 4: 0; 2010 Qtr 1: 0; 2010 Qtr 2: 0; 2010 Qtr 3: 0; 2010 Qtr 4: 0; 2011 Qtr 1: 0; 2011 Qtr 2: 0; 2011 Qtr 3: 0; 2011 Qtr 4: 0 | 23
0 | 234084-Refrigeration -Cooler/Freezer Door Gaskets - Solid Doors: Cooler |  | System | Commercial | 09-GRO-Grocery-REFG | 0 |  |  |  |  | 2.2498 | 4.0104 | 0 | 0 | 0 | -1.7606 | 104.55 |  | kWh | 0.01195 | 0 | Commercial | [7 empty] | 4 | 0.76 |  |  |  | 0 | 261 | 0 | 0 | 0 | 0 | 0 | 0 | 0 | 0 | 0 | 0 | 2009 Qtr 1: 0; 2009 Qtr 2: 0; 2009 Qtr 3: 261; 2009 Qtr 4: 0; 2010 Qtr 1: 0; 2010 Qtr 2: 0; 2010 Qtr 3: 0; 2010 Qtr 4: 0; 2011 Qtr 1: 0; 2011 Qtr 2: 0; 2011 Qtr 3: 0; 2011 Qtr 4: 0 | 261
0 | 234067-Refrigeration - Food Service -Auto Closer for Main Cooler Doors |  | System | Commercial | 09-GRO-Grocery-REFG | 0 |  |  |  |  | 382.5103 | 103 | 0 | 0 | 0 | 279.5103 | 1075.009 |  | kWh | 0.20794 | -0.053375 | Commercial |  | Annual | [5 empty] | 8 | 0.7 |  |  |  | 0 | 1 | 0 | 0 | 0 | 0 | 0 | 0 | 0 | 0 | 0 | 0 | 2009 Qtr 1: 0; 2009 Qtr 2: 0; 2009 Qtr 3: 1; 2009 Qtr 4: 0; 2010 Qtr 1: 0; 2010 Qtr 2: 0; 2010 Qtr 3: 0; 2010 Qtr 4: 0; 2011 Qtr 1: 0; 2011 Qtr 2: 0; 2011 Qtr 3: 0; 2011 Qtr 4: 0 | 1
0 | 234068-Refrigeration - Food Service -Auto Closer for Main Freezer Doors |  | System | Commercial | 09-GRO-Grocery-REFG | 0 |  |  |  |  | 372.7723 | 160.5 | 0 | 0 | 0 | 212.2723 | 2785.8135 |  | kWh | 0.27593 | -0.026688 | Commercial |  | Annual | [5 empty] | 8 | 0.7 |  |  |  | 0 | 1 | 0 | 0 | 0 | 0 | 0 | 0 | 0 | 0 | 0 | 0 | 2009 Qtr 1: 0; 2009 Qtr 2: 0; 2009 Qtr 3: 1; 2009 Qtr 4: 0; 2010 Qtr 1: 0; 2010 Qtr 2: 0; 2010 Qtr 3: 0; 2010 Qtr 4: 0; 2011 Qtr 1: 0; 2011 Qtr 2: 0; 2011 Qtr 3: 0; 2011 Qtr 4: 0 | 1
0 | 234285-Lighting-Occpncy Snsr-Hi-Bay integrated Snsr-Tr1 |  | System | Commercial | 01-ALC-AllCommercial-IntLight | 0 |  |  |  |  | 221.2703 | 95.5 | 0 | 0 | 0 | 125.7703 | 2503.6304 |  | kWh | 0.48559 | 0 | Commercial | [7 empty] | 8 | 0.84 |  |  |  | 0 | 27 | 0 | 0 | 0 | 0 | 0 | 0 | 0 | 0 | 0 | 0 | 2009 Qtr 1: 0; 2009 Qtr 2: 0; 2009 Qtr 3: 27; 2009 Qtr 4: 0; 2010 Qtr 1: 0; 2010 Qtr 2: 0; 2010 Qtr 3: 0; 2010 Qtr 4: 0; 2011 Qtr 1: 0; 2011 Qtr 2: 0; 2011 Qtr 3: 0; 2011 Qtr 4: 0 | 27
0 | 234285-Lighting-Occpncy Snsr-Hi-Bay integrated Snsr-Tr1 |  | System | Commercial | 01-ALC-AllCommercial-IntLight | 0 |  |  |  |  | 221.2703 | 95.5 | 0 | 0 | 0 | 125.7703 | 2503.6304 |  | kWh | 0.48559 | 0 | Commercial | [7 empty] | 8 | 0.84 |  |  |  | 0 | 20 | 0 | 0 | 0 | 0 | 0 | 0 | 0 | 0 | 0 | 0 | 2009 Qtr 1: 0; 2009 Qtr 2: 0; 2009 Qtr 3: 20; 2009 Qtr 4: 0; 2010 Qtr 1: 0; 2010 Qtr 2: 0; 2010 Qtr 3: 0; 2010 Qtr 4: 0; 2011 Qtr 1: 0; 2011 Qtr 2: 0; 2011 Qtr 3: 0; 2011 Qtr 4: 0 | 20
0 | 234285-Lighting-Occpncy Snsr-Hi-Bay integrated Snsr-Tr1 |  | System | Commercial | 01-ALC-AllCommercial-IntLight | 0 |  |  |  |  | 221.2703 | 95.5 | 0 | 0 | 0 | 125.7703 | 2503.6304 |  | kWh | 0.48559 | 0 | Commercial | [7 empty] | 8 | 0.84 |  |  |  | 0 | 12 | 0 | 0 | 0 | 0 | 0 | 0 | 0 | 0 | 0 | 0 | 2009 Qtr 1: 0; 2009 Qtr 2: 0; 2009 Qtr 3: 12; 2009 Qtr 4: 0; 2010 Qtr 1: 0; 2010 Qtr 2: 0; 2010 Qtr 3: 0; 2010 Qtr 4: 0; 2011 Qtr 1: 0; 2011 Qtr 2: 0; 2011 Qtr 3: 0; 2011 Qtr 4: 0 | 12
0 | 234330-Premium T8 with T12 40 Watt Baseline - Tr1 |  | System | Commercial | 01-ALC-AllCommercial-IntLight | 0 |  |  |  |  | 27.6532 | 13.1897 | 0 | 0 | 0 | 14.4636 | 83.5202 |  | kWh | 0.017351 | 0 | Commercial | [7 empty] | 15 | 0.78 |  |  |  | 0 | 56.4077 | 0 | 0 | 0 | 0 | 0 | 0 | 0 | 0 | 0 | 0 | 2009 Qtr 1: 0; 2009 Qtr 2: 0; 2009 Qtr 3: 56.4077; 2009 Qtr 4: 0; 2010 Qtr 1: 0; 2010 Qtr 2: 0; 2010 Qtr 3: 0; 2010 Qtr 4: 0; 2011 Qtr 1: 0; 2011 Qtr 2: 0; 2011 Qtr 3: 0; 2011 Qtr 4: 0 | 56.4077
0 | 234306-Lighting-Remove 8 Ft Lamp (De-Lamp) - Tr1 |  | System | Commercial | 23-RTL-Retail–SingleStorylarge-LIT_INT | 0 |  |  |  |  | 28.4369 | 27.4785 | 0 | 0 | 0 | 0.95836 | 366.7521 |  | kWh | 0.077777 | 0 | Commercial | [7 empty] | 15 | 0.77 |  |  |  | 0 | 1.8196 | 0 | 0 | 0 | 0 | 0 | 0 | 0 | 0 | 0 | 0 | 2009 Qtr 1: 0; 2009 Qtr 2: 0; 2009 Qtr 3: 1.8196; 2009 Qtr 4: 0; 2010 Qtr 1: 0; 2010 Qtr 2: 0; 2010 Qtr 3: 0; 2010 Qtr 4: 0; 2011 Qtr 1: 0; 2011 Qtr 2: 0; 2011 Qtr 3: 0; 2011 Qtr 4: 0 | 1.8196
0 | 234360-Lighting-IntrHiByLnrFlscntFxtr244wrplc400w(TrI)Tr1 |  | System | Commercial | [6 empty] | 282.4319 | 153.8404 | 0 | 0 | 0 | 128.5914 | 0 |  | 0 | 0.224 | -7.1132 | Commercial |  | Winter Only | [5 empty] | 15 | 0.78 |  |  |  | 0 | 6.8253 | 0 | 0 | 0 | 0 | 0 | 0 | 0 | 0 | 0 | 0 | 2009 Qtr 1: 0; 2009 Qtr 2: 0; 2009 Qtr 3: 6.8253; 2009 Qtr 4: 0; 2010 Qtr 1: 0; 2010 Qtr 2: 0; 2010 Qtr 3: 0; 2010 Qtr 4: 0; 2011 Qtr 1: 0; 2011 Qtr 2: 0; 2011 Qtr 3: 0; 2011 Qtr 4: 0 | 6.8253
0 | 234285-Lighting-Occpncy Snsr-Hi-Bay integrated Snsr-Tr1 |  | System | Commercial | 01-ALC-AllCommercial-IntLight | 0 |  |  |  |  | 221.2703 | 95.5 | 0 | 0 | 0 | 125.7703 | 2503.6304 |  | kWh | 0.48559 | 0 | Commercial | [7 empty] | 8 | 0.84 |  |  |  | 0 | 3 | 0 | 0 | 0 | 0 | 0 | 0 | 0 | 0 | 0 | 0 | 2009 Qtr 1: 0; 2009 Qtr 2: 0; 2009 Qtr 3: 3; 2009 Qtr 4: 0; 2010 Qtr 1: 0; 2010 Qtr 2: 0; 2010 Qtr 3: 0; 2010 Qtr 4: 0; 2011 Qtr 1: 0; 2011 Qtr 2: 0; 2011 Qtr 3: 0; 2011 Qtr 4: 0 | 3
0 | 234330-Premium T8 with T12 40 Watt Baseline - Tr1 |  | System | Commercial | 01-ALC-AllCommercial-IntLight | 0 |  |  |  |  | 27.6532 | 13.1897 | 0 | 0 | 0 | 14.4636 | 83.5202 |  | kWh | 0.017351 | 0 | Commercial | [7 empty] | 15 | 0.78 |  |  |  | 0 | 72.7842 | 0 | 0 | 0 | 0 | 0 | 0 | 0 | 0 | 0 | 0 | 2009 Qtr 1: 0; 2009 Qtr 2: 0; 2009 Qtr 3: 72.7842; 2009 Qtr 4: 0; 2010 Qtr 1: 0; 2010 Qtr 2: 0; 2010 Qtr 3: 0; 2010 Qtr 4: 0; 2011 Qtr 1: 0; 2011 Qtr 2: 0; 2011 Qtr 3: 0; 2011 Qtr 4: 0 | 72.7842
0 | 234306-Lighting-Remove 8 Ft Lamp (De-Lamp) - Tr1 |  | System | Commercial | 23-RTL-Retail–SingleStorylarge-LIT_INT | 0 |  |  |  |  | 28.4369 | 27.4785 | 0 | 0 | 0 | 0.95836 | 366.7521 |  | kWh | 0.077777 | 0 | Commercial | [7 empty] | 15 | 0.77 |  |  |  | 0 | 9.098 | 0 | 0 | 0 | 0 | 0 | 0 | 0 | 0 | 0 | 0 | 2009 Qtr 1: 0; 2009 Qtr 2: 0; 2009 Qtr 3: 9.098; 2009 Qtr 4: 0; 2010 Qtr 1: 0; 2010 Qtr 2: 0; 2010 Qtr 3: 0; 2010 Qtr 4: 0; 2011 Qtr 1: 0; 2011 Qtr 2: 0; 2011 Qtr 3: 0; 2011 Qtr 4: 0 | 9.098
0 | 234285-Lighting-Occpncy Snsr-Hi-Bay integrated Snsr-Tr1 |  | System | Commercial | 01-ALC-AllCommercial-IntLight | 0 |  |  |  |  | 221.2703 | 95.5 | 0 | 0 | 0 | 125.7703 | 2503.6304 |  | kWh | 0.48559 | 0 | Commercial | [7 empty] | 8 | 0.84 |  |  |  | 0 | 13 | 0 | 0 | 0 | 0 | 0 | 0 | 0 | 0 | 0 | 0 | 2009 Qtr 1: 0; 2009 Qtr 2: 0; 2009 Qtr 3: 13; 2009 Qtr 4: 0; 2010 Qtr 1: 0; 2010 Qtr 2: 0; 2010 Qtr 3: 0; 2010 Qtr 4: 0; 2011 Qtr 1: 0; 2011 Qtr 2: 0; 2011 Qtr 3: 0; 2011 Qtr 4: 0 | 13
0 | 234330-Premium T8 with T12 40 Watt Baseline - Tr1 |  | System | Commercial | 01-ALC-AllCommercial-IntLight | 0 |  |  |  |  | 27.6532 | 13.1897 | 0 | 0 | 0 | 14.4636 | 83.5202 |  | kWh | 0.017351 | 0 | Commercial | [7 empty] | 15 | 0.78 |  |  |  | 0 | 12.7372 | 0 | 0 | 0 | 0 | 0 | 0 | 0 | 0 | 0 | 0 | 2009 Qtr 1: 0; 2009 Qtr 2: 0; 2009 Qtr 3: 12.7372; 2009 Qtr 4: 0; 2010 Qtr 1: 0; 2010 Qtr 2: 0; 2010 Qtr 3: 0; 2010 Qtr 4: 0; 2011 Qtr 1: 0; 2011 Qtr 2: 0; 2011 Qtr 3: 0; 2011 Qtr 4: 0 | 12.7372
0 | 234303-Lighting-Remove 4 Ft Lamp (De-Lamp) - Tr1 |  | System | Commercial | [6 empty] | 12.3596 | 16.4871 | 0 | 0 | 0 | -4.1275 | 137.2559 |  | 0 | 0.026384 | -2.5676 | Commercial |  | Winter Only | [5 empty] | 15 | 0.77 |  |  |  | 0 | 12.7372 | 0 | 0 | 0 | 0 | 0 | 0 | 0 | 0 | 0 | 0 | 2009 Qtr 1: 0; 2009 Qtr 2: 0; 2009 Qtr 3: 12.7372; 2009 Qtr 4: 0; 2010 Qtr 1: 0; 2010 Qtr 2: 0; 2010 Qtr 3: 0; 2010 Qtr 4: 0; 2011 Qtr 1: 0; 2011 Qtr 2: 0; 2011 Qtr 3: 0; 2011 Qtr 4: 0 | 12.7372
0 | 234285-Lighting-Occpncy Snsr-Hi-Bay integrated Snsr-Tr1 |  | System | Commercial | 01-ALC-AllCommercial-IntLight | 0 |  |  |  |  | 221.2703 | 95.5 | 0 | 0 | 0 | 125.7703 | 2503.6304 |  | kWh | 0.48559 | 0 | Commercial | [7 empty] | 8 | 0.84 |  |  |  | 0 | 58 | 0 | 0 | 0 | 0 | 0 | 0 | 0 | 0 | 0 | 0 | 2009 Qtr 1: 0; 2009 Qtr 2: 0; 2009 Qtr 3: 58; 2009 Qtr 4: 0; 2010 Qtr 1: 0; 2010 Qtr 2: 0; 2010 Qtr 3: 0; 2010 Qtr 4: 0; 2011 Qtr 1: 0; 2011 Qtr 2: 0; 2011 Qtr 3: 0; 2011 Qtr 4: 0 | 58
0 | 234285-Lighting-Occpncy Snsr-Hi-Bay integrated Snsr-Tr1 |  | System | Commercial | 01-ALC-AllCommercial-IntLight | 0 |  |  |  |  | 221.2703 | 95.5 | 0 | 0 | 0 | 125.7703 | 2503.6304 |  | kWh | 0.48559 | 0 | Commercial | [7 empty] | 8 | 0.84 |  |  |  | 0 | 20 | 0 | 0 | 0 | 0 | 0 | 0 | 0 | 0 | 0 | 0 | 2009 Qtr 1: 0; 2009 Qtr 2: 0; 2009 Qtr 3: 20; 2009 Qtr 4: 0; 2010 Qtr 1: 0; 2010 Qtr 2: 0; 2010 Qtr 3: 0; 2010 Qtr 4: 0; 2011 Qtr 1: 0; 2011 Qtr 2: 0; 2011 Qtr 3: 0; 2011 Qtr 4: 0 | 20
0 | 234285-Lighting-Occpncy Snsr-Hi-Bay integrated Snsr-Tr1 |  | System | Commercial | 01-ALC-AllCommercial-IntLight | 0 |  |  |  |  | 221.2703 | 95.5 | 0 | 0 | 0 | 125.7703 | 2503.6304 |  | kWh | 0.48559 | 0 | Commercial | [7 empty] | 8 | 0.84 |  |  |  | 0 | 10 | 0 | 0 | 0 | 0 | 0 | 0 | 0 | 0 | 0 | 0 | 2009 Qtr 1: 0; 2009 Qtr 2: 0; 2009 Qtr 3: 10; 2009 Qtr 4: 0; 2010 Qtr 1: 0; 2010 Qtr 2: 0; 2010 Qtr 3: 0; 2010 Qtr 4: 0; 2011 Qtr 1: 0; 2011 Qtr 2: 0; 2011 Qtr 3: 0; 2011 Qtr 4: 0 | 10
0 | 234285-Lighting-Occpncy Snsr-Hi-Bay integrated Snsr-Tr1 |  | System | Commercial | 01-ALC-AllCommercial-IntLight | 0 |  |  |  |  | 221.2703 | 95.5 | 0 | 0 | 0 | 125.7703 | 2503.6304 |  | kWh | 0.48559 | 0 | Commercial | [7 empty] | 8 | 0.84 |  |  |  | 0 | 28 | 0 | 0 | 0 | 0 | 0 | 0 | 0 | 0 | 0 | 0 | 2009 Qtr 1: 0; 2009 Qtr 2: 0; 2009 Qtr 3: 28; 2009 Qtr 4: 0; 2010 Qtr 1: 0; 2010 Qtr 2: 0; 2010 Qtr 3: 0; 2010 Qtr 4: 0; 2011 Qtr 1: 0; 2011 Qtr 2: 0; 2011 Qtr 3: 0; 2011 Qtr 4: 0 | 28
0 | 234085-Refrigeration -Strip Curtains for Walk-ins |  | System | Commercial | 20-RFF-Restaurant–FastFood-Refrig | 0 |  |  |  |  | 10.214 | 3.028 | 0 | 0 | 0 | 7.186 | 465 |  | kWh | 0.053 | 0 | Commercial | [7 empty] | 4 | 0.46 |  |  |  | 0 | 61 | 0 | 0 | 0 | 0 | 0 | 0 | 0 | 0 | 0 | 0 | 2009 Qtr 1: 0; 2009 Qtr 2: 0; 2009 Qtr 3: 61; 2009 Qtr 4: 0; 2010 Qtr 1: 0; 2010 Qtr 2: 0; 2010 Qtr 3: 0; 2010 Qtr 4: 0; 2011 Qtr 1: 0; 2011 Qtr 2: 0; 2011 Qtr 3: 0; 2011 Qtr 4: 0 | 61
0 | 234084-Refrigeration -Cooler/Freezer Door Gaskets - Solid Doors: Cooler |  | System | Commercial | 09-GRO-Grocery-REFG | 0 |  |  |  |  | 2.2498 | 4.0072 | 0 | 0 | 0 | -1.7574 | 104.55 |  | kWh | 0.01195 | 0 | Commercial | [7 empty] | 4 | 0.76 |  |  |  | 0 | 218 | 0 | 0 | 0 | 0 | 0 | 0 | 0 | 0 | 0 | 0 | 2009 Qtr 1: 0; 2009 Qtr 2: 0; 2009 Qtr 3: 218; 2009 Qtr 4: 0; 2010 Qtr 1: 0; 2010 Qtr 2: 0; 2010 Qtr 3: 0; 2010 Qtr 4: 0; 2011 Qtr 1: 0; 2011 Qtr 2: 0; 2011 Qtr 3: 0; 2011 Qtr 4: 0 | 218
0 | 234067-Refrigeration - Food Service -Auto Closer for Main Cooler Doors |  | System | Commercial | 09-GRO-Grocery-REFG | 0 |  |  |  |  | 382.5103 | 103 | 0 | 0 | 0 | 279.5103 | 1075.009 |  | kWh | 0.20794 | -0.053375 | Commercial |  | Annual | [5 empty] | 8 | 0.7 |  |  |  | 0 | 2 | 0 | 0 | 0 | 0 | 0 | 0 | 0 | 0 | 0 | 0 | 2009 Qtr 1: 0; 2009 Qtr 2: 0; 2009 Qtr 3: 2; 2009 Qtr 4: 0; 2010 Qtr 1: 0; 2010 Qtr 2: 0; 2010 Qtr 3: 0; 2010 Qtr 4: 0; 2011 Qtr 1: 0; 2011 Qtr 2: 0; 2011 Qtr 3: 0; 2011 Qtr 4: 0 | 2
0 | 234068-Refrigeration - Food Service -Auto Closer for Main Freezer Doors |  | System | Commercial | 09-GRO-Grocery-REFG | 0 |  |  |  |  | 372.7723 | 160.5 | 0 | 0 | 0 | 212.2723 | 2785.8135 |  | kWh | 0.27593 | -0.026688 | Commercial |  | Annual | [5 empty] | 8 | 0.7 |  |  |  | 0 | 1 | 0 | 0 | 0 | 0 | 0 | 0 | 0 | 0 | 0 | 0 | 2009 Qtr 1: 0; 2009 Qtr 2: 0; 2009 Qtr 3: 1; 2009 Qtr 4: 0; 2010 Qtr 1: 0; 2010 Qtr 2: 0; 2010 Qtr 3: 0; 2010 Qtr 4: 0; 2011 Qtr 1: 0; 2011 Qtr 2: 0; 2011 Qtr 3: 0; 2011 Qtr 4: 0 | 1
0 | 234085-Refrigeration -Strip Curtains for Walk-ins |  | System | Commercial | 20-RFF-Restaurant–FastFood-Refrig | 0 |  |  |  |  | 10.214 | 3 | 0 | 0 | 0 | 7.214 | 465 |  | kWh | 0.053 | 0 | Commercial | [7 empty] | 4 | 0.46 |  |  |  | 0 | 20 | 0 | 0 | 0 | 0 | 0 | 0 | 0 | 0 | 0 | 0 | 2009 Qtr 1: 0; 2009 Qtr 2: 0; 2009 Qtr 3: 20; 2009 Qtr 4: 0; 2010 Qtr 1: 0; 2010 Qtr 2: 0; 2010 Qtr 3: 0; 2010 Qtr 4: 0; 2011 Qtr 1: 0; 2011 Qtr 2: 0; 2011 Qtr 3: 0; 2011 Qtr 4: 0 | 20
0 | 234084-Refrigeration -Cooler/Freezer Door Gaskets - Solid Doors: Cooler |  | System | Commercial | 09-GRO-Grocery-REFG | 0 |  |  |  |  | 2.2498 | 4.003 | 0 | 0 | 0 | -1.7532 | 104.55 |  | kWh | 0.01195 | 0 | Commercial | [7 empty] | 4 | 0.76 |  |  |  | 0 | 79 | 0 | 0 | 0 | 0 | 0 | 0 | 0 | 0 | 0 | 0 | 2009 Qtr 1: 0; 2009 Qtr 2: 0; 2009 Qtr 3: 79; 2009 Qtr 4: 0; 2010 Qtr 1: 0; 2010 Qtr 2: 0; 2010 Qtr 3: 0; 2010 Qtr 4: 0; 2011 Qtr 1: 0; 2011 Qtr 2: 0; 2011 Qtr 3: 0; 2011 Qtr 4: 0 | 79
0 | 234067-Refrigeration - Food Service -Auto Closer for Main Cooler Doors |  | System | Commercial | 09-GRO-Grocery-REFG | 0 |  |  |  |  | 382.5103 | 103 | 0 | 0 | 0 | 279.5103 | 1075.009 |  | kWh | 0.20794 | -0.053375 | Commercial |  | Annual | [5 empty] | 8 | 0.7 |  |  |  | 0 | 1 | 0 | 0 | 0 | 0 | 0 | 0 | 0 | 0 | 0 | 0 | 2009 Qtr 1: 0; 2009 Qtr 2: 0; 2009 Qtr 3: 1; 2009 Qtr 4: 0; 2010 Qtr 1: 0; 2010 Qtr 2: 0; 2010 Qtr 3: 0; 2010 Qtr 4: 0; 2011 Qtr 1: 0; 2011 Qtr 2: 0; 2011 Qtr 3: 0; 2011 Qtr 4: 0 | 1
0 | 234085-Refrigeration -Strip Curtains for Walk-ins |  | System | Commercial | 20-RFF-Restaurant–FastFood-Refrig | 0 |  |  |  |  | 10.214 | 3.0152 | 0 | 0 | 0 | 7.1988 | 465 |  | kWh | 0.053 | 0 | Commercial | [7 empty] | 4 | 0.46 |  |  |  | 0 | 75 | 0 | 0 | 0 | 0 | 0 | 0 | 0 | 0 | 0 | 0 | 2009 Qtr 1: 0; 2009 Qtr 2: 0; 2009 Qtr 3: 75; 2009 Qtr 4: 0; 2010 Qtr 1: 0; 2010 Qtr 2: 0; 2010 Qtr 3: 0; 2010 Qtr 4: 0; 2011 Qtr 1: 0; 2011 Qtr 2: 0; 2011 Qtr 3: 0; 2011 Qtr 4: 0 | 75
0 | 234084-Refrigeration -Cooler/Freezer Door Gaskets - Solid Doors: Cooler |  | System | Commercial | 09-GRO-Grocery-REFG | 0 |  |  |  |  | 2.2498 | 4.0121 | 0 | 0 | 0 | -1.7623 | 104.55 |  | kWh | 0.01195 | 0 | Commercial | [7 empty] | 4 | 0.76 |  |  |  | 0 | 298 | 0 | 0 | 0 | 0 | 0 | 0 | 0 | 0 | 0 | 0 | 2009 Qtr 1: 0; 2009 Qtr 2: 0; 2009 Qtr 3: 298; 2009 Qtr 4: 0; 2010 Qtr 1: 0; 2010 Qtr 2: 0; 2010 Qtr 3: 0; 2010 Qtr 4: 0; 2011 Qtr 1: 0; 2011 Qtr 2: 0; 2011 Qtr 3: 0; 2011 Qtr 4: 0 | 298
0 | 234067-Refrigeration - Food Service -Auto Closer for Main Cooler Doors |  | System | Commercial | 09-GRO-Grocery-REFG | 0 |  |  |  |  | 382.5103 | 103 | 0 | 0 | 0 | 279.5103 | 1075.009 |  | kWh | 0.20794 | -0.053375 | Commercial |  | Annual | [5 empty] | 8 | 0.7 |  |  |  | 0 | 2 | 0 | 0 | 0 | 0 | 0 | 0 | 0 | 0 | 0 | 0 | 2009 Qtr 1: 0; 2009 Qtr 2: 0; 2009 Qtr 3: 2; 2009 Qtr 4: 0; 2010 Qtr 1: 0; 2010 Qtr 2: 0; 2010 Qtr 3: 0; 2010 Qtr 4: 0; 2011 Qtr 1: 0; 2011 Qtr 2: 0; 2011 Qtr 3: 0; 2011 Qtr 4: 0 | 2
0 | 234068-Refrigeration - Food Service -Auto Closer for Main Freezer Doors |  | System | Commercial | 09-GRO-Grocery-REFG | 0 |  |  |  |  | 372.7723 | 160.5 | 0 | 0 | 0 | 212.2723 | 2785.8135 |  | kWh | 0.27593 | -0.026688 | Commercial |  | Annual | [5 empty] | 8 | 0.7 |  |  |  | 0 | 1 | 0 | 0 | 0 | 0 | 0 | 0 | 0 | 0 | 0 | 0 | 2009 Qtr 1: 0; 2009 Qtr 2: 0; 2009 Qtr 3: 1; 2009 Qtr 4: 0; 2010 Qtr 1: 0; 2010 Qtr 2: 0; 2010 Qtr 3: 0; 2010 Qtr 4: 0; 2011 Qtr 1: 0; 2011 Qtr 2: 0; 2011 Qtr 3: 0; 2011 Qtr 4: 0 | 1
0 | 234294-Lighting-Occupancy Sensor-Wallbox Lghtng Snsr-Tr1 |  | System | Commercial | 23-RTL-Retail–SingleStorylarge-LIT_INT | 0 |  |  |  |  | 42.262 | 40 | 0 | 0 | 0 | 2.262 | 213.759 |  | kWh | 0.17617 | 0 | Commercial | [7 empty] | 8 | 0.84 |  |  |  | 0 | 327 | 0 | 0 | 0 | 0 | 0 | 0 | 0 | 0 | 0 | 0 | 2009 Qtr 1: 0; 2009 Qtr 2: 0; 2009 Qtr 3: 327; 2009 Qtr 4: 0; 2010 Qtr 1: 0; 2010 Qtr 2: 0; 2010 Qtr 3: 0; 2010 Qtr 4: 0; 2011 Qtr 1: 0; 2011 Qtr 2: 0; 2011 Qtr 3: 0; 2011 Qtr 4: 0 | 327
0 | 234287-Lighting-Occpncy Snsr-Hi-Bay integrated Snsr-Tr3 |  | System | Commercial | 01-ALC-AllCommercial-IntLight | 0 |  |  |  |  | 221.1826 | 95.5 | 0 | 0 | 0 | 125.6826 | 1661 |  | kWh | 0.39312 | 0 | Commercial | [7 empty] | 8 | 0.84 |  |  |  | 0 | 34 | 0 | 0 | 0 | 0 | 0 | 0 | 0 | 0 | 0 | 0 | 2009 Qtr 1: 0; 2009 Qtr 2: 0; 2009 Qtr 3: 0; 2009 Qtr 4: 34; 2010 Qtr 1: 0; 2010 Qtr 2: 0; 2010 Qtr 3: 0; 2010 Qtr 4: 0; 2011 Qtr 1: 0; 2011 Qtr 2: 0; 2011 Qtr 3: 0; 2011 Qtr 4: 0 | 34
0 | 234312-Lighting-Screw in 14-26 Watt Lamp - Tr1 |  | System | Commercial | [6 empty] | 9.3196 | 10.3931 | 0 | 0 | 0 | -1.0734 | 194.1729 |  | 0 | 0.038993 | -2.6224 | Commercial |  | Annual | [5 empty] | 2.47 | 0.81 |  |  |  | 0 | 1.3471 | 0 | 0 | 0 | 0 | 0 | 0 | 0 | 0 | 0 | 0 | 2009 Qtr 1: 0; 2009 Qtr 2: 0; 2009 Qtr 3: 0; 2009 Qtr 4: 1.3471; 2010 Qtr 1: 0; 2010 Qtr 2: 0; 2010 Qtr 3: 0; 2010 Qtr 4: 0; 2011 Qtr 1: 0; 2011 Qtr 2: 0; 2011 Qtr 3: 0; 2011 Qtr 4: 0 | 1.3471
0 | 234312-Lighting-Screw in 14-26 Watt Lamp - Tr1 |  | System | Commercial | [6 empty] | 9.3196 | 10.3931 | 0 | 0 | 0 | -1.0734 | 194.1729 |  | 0 | 0.038993 | -2.6224 | Commercial |  | Annual | [5 empty] | 2.47 | 0.81 |  |  |  | 0 | 13.4705 | 0 | 0 | 0 | 0 | 0 | 0 | 0 | 0 | 0 | 0 | 2009 Qtr 1: 0; 2009 Qtr 2: 0; 2009 Qtr 3: 13.4705; 2009 Qtr 4: 0; 2010 Qtr 1: 0; 2010 Qtr 2: 0; 2010 Qtr 3: 0; 2010 Qtr 4: 0; 2011 Qtr 1: 0; 2011 Qtr 2: 0; 2011 Qtr 3: 0; 2011 Qtr 4: 0 | 13.4705
0 | 234157-Pipe Insulation - Low Pressure Steam Applic. (LF) 1 in |  | System | Commercial | 01-ALC-AllCommercial-Vent/Fan | 0 |  |  |  |  | 5.22 | 3 | 0 | 0 | 0 | 2.22 | 0 |  | kWh | 0 | 13.4 | Commercial |  | Annual | [5 empty] | 20 | 0.7 |  |  |  | 0 | 351 | 0 | 0 | 0 | 0 | 0 | 0 | 0 | 0 | 0 | 0 | 2009 Qtr 1: 0; 2009 Qtr 2: 0; 2009 Qtr 3: 351; 2009 Qtr 4: 0; 2010 Qtr 1: 0; 2010 Qtr 2: 0; 2010 Qtr 3: 0; 2010 Qtr 4: 0; 2011 Qtr 1: 0; 2011 Qtr 2: 0; 2011 Qtr 3: 0; 2011 Qtr 4: 0 | 351
0 | 234172-Food Service - Convection Oven-Gas |  | System | Commercial | [6 empty] | 3144 | 500 | 0 | 0 | 0 | 2644 | 0 |  | 0 | 0 | 323 | Commercial |  | Annual | [5 empty] | 12 | 0.7 |  |  |  | 0 | 1 | 0 | 0 | 0 | 0 | 0 | 0 | 0 | 0 | 0 | 0 | 2009 Qtr 1: 0; 2009 Qtr 2: 0; 2009 Qtr 3: 1; 2009 Qtr 4: 0; 2010 Qtr 1: 0; 2010 Qtr 2: 0; 2010 Qtr 3: 0; 2010 Qtr 4: 0; 2011 Qtr 1: 0; 2011 Qtr 2: 0; 2011 Qtr 3: 0; 2011 Qtr 4: 0 | 1
0 | 234330-Premium T8 with T12 40 Watt Baseline - Tr1 |  | System | Commercial | 01-ALC-AllCommercial-IntLight | 0 |  |  |  |  | 27.6532 | 13.1897 | 0 | 0 | 0 | 14.4636 | 83.5202 |  | kWh | 0.017351 | 0 | Commercial | [7 empty] | 15 | 0.78 |  |  |  | 0 | 32.7529 | 0 | 0 | 0 | 0 | 0 | 0 | 0 | 0 | 0 | 0 | 2009 Qtr 1: 0; 2009 Qtr 2: 0; 2009 Qtr 3: 32.7529; 2009 Qtr 4: 0; 2010 Qtr 1: 0; 2010 Qtr 2: 0; 2010 Qtr 3: 0; 2010 Qtr 4: 0; 2011 Qtr 1: 0; 2011 Qtr 2: 0; 2011 Qtr 3: 0; 2011 Qtr 4: 0 | 32.7529
0 | 234303-Lighting-Remove 4 Ft Lamp (De-Lamp) - Tr1 |  | System | Commercial | [6 empty] | 12.3596 | 16.4871 | 0 | 0 | 0 | -4.1275 | 137.2559 |  | 0 | 0.026384 | -2.5676 | Commercial |  | Winter Only | [5 empty] | 15 | 0.77 |  |  |  | 0 | 10.9176 | 0 | 0 | 0 | 0 | 0 | 0 | 0 | 0 | 0 | 0 | 2009 Qtr 1: 0; 2009 Qtr 2: 0; 2009 Qtr 3: 10.9176; 2009 Qtr 4: 0; 2010 Qtr 1: 0; 2010 Qtr 2: 0; 2010 Qtr 3: 0; 2010 Qtr 4: 0; 2011 Qtr 1: 0; 2011 Qtr 2: 0; 2011 Qtr 3: 0; 2011 Qtr 4: 0 | 10.9176
0 | 234312-Lighting-Screw in 14-26 Watt Lamp - Tr1 |  | System | Commercial | [6 empty] | 9.3196 | 10.3931 | 0 | 0 | 0 | -1.0734 | 194.1729 |  | 0 | 0.038993 | -2.6224 | Commercial |  | Annual | [5 empty] | 2.47 | 0.81 |  |  |  | 0 | 3.3676 | 0 | 0 | 0 | 0 | 0 | 0 | 0 | 0 | 0 | 0 | 2009 Qtr 1: 0; 2009 Qtr 2: 0; 2009 Qtr 3: 3.3676; 2009 Qtr 4: 0; 2010 Qtr 1: 0; 2010 Qtr 2: 0; 2010 Qtr 3: 0; 2010 Qtr 4: 0; 2011 Qtr 1: 0; 2011 Qtr 2: 0; 2011 Qtr 3: 0; 2011 Qtr 4: 0 | 3.3676
0 | 234330-Premium T8 with T12 40 Watt Baseline - Tr1 |  | System | Commercial | 01-ALC-AllCommercial-IntLight | 0 |  |  |  |  | 27.6532 | 13.1897 | 0 | 0 | 0 | 14.4636 | 83.5202 |  | kWh | 0.017351 | 0 | Commercial | [7 empty] | 15 | 0.78 |  |  |  | 0 | 36.3921 | 0 | 0 | 0 | 0 | 0 | 0 | 0 | 0 | 0 | 0 | 2009 Qtr 1: 0; 2009 Qtr 2: 0; 2009 Qtr 3: 36.3921; 2009 Qtr 4: 0; 2010 Qtr 1: 0; 2010 Qtr 2: 0; 2010 Qtr 3: 0; 2010 Qtr 4: 0; 2011 Qtr 1: 0; 2011 Qtr 2: 0; 2011 Qtr 3: 0; 2011 Qtr 4: 0 | 36.3921
0 | 234303-Lighting-Remove 4 Ft Lamp (De-Lamp) - Tr1 |  | System | Commercial | [6 empty] | 12.3596 | 16.4871 | 0 | 0 | 0 | -4.1275 | 137.2559 |  | 0 | 0.026384 | -2.5676 | Commercial |  | Winter Only | [5 empty] | 15 | 0.77 |  |  |  | 0 | 21.8353 | 0 | 0 | 0 | 0 | 0 | 0 | 0 | 0 | 0 | 0 | 2009 Qtr 1: 0; 2009 Qtr 2: 0; 2009 Qtr 3: 21.8353; 2009 Qtr 4: 0; 2010 Qtr 1: 0; 2010 Qtr 2: 0; 2010 Qtr 3: 0; 2010 Qtr 4: 0; 2011 Qtr 1: 0; 2011 Qtr 2: 0; 2011 Qtr 3: 0; 2011 Qtr 4: 0 | 21.8353
0 | 234330-Premium T8 with T12 40 Watt Baseline - Tr1 |  | System | Commercial | 01-ALC-AllCommercial-IntLight | 0 |  |  |  |  | 27.6532 | 13.1897 | 0 | 0 | 0 | 14.4636 | 83.5202 |  | kWh | 0.017351 | 0 | Commercial | [7 empty] | 15 | 0.78 |  |  |  | 0 | 81.8822 | 0 | 0 | 0 | 0 | 0 | 0 | 0 | 0 | 0 | 0 | 2009 Qtr 1: 0; 2009 Qtr 2: 0; 2009 Qtr 3: 81.8822; 2009 Qtr 4: 0; 2010 Qtr 1: 0; 2010 Qtr 2: 0; 2010 Qtr 3: 0; 2010 Qtr 4: 0; 2011 Qtr 1: 0; 2011 Qtr 2: 0; 2011 Qtr 3: 0; 2011 Qtr 4: 0 | 81.8822
0 | 234303-Lighting-Remove 4 Ft Lamp (De-Lamp) - Tr1 |  | System | Commercial | [6 empty] | 12.3596 | 16.4871 | 0 | 0 | 0 | -4.1275 | 137.2559 |  | 0 | 0.026384 | -2.5676 | Commercial |  | Winter Only | [5 empty] | 15 | 0.77 |  |  |  | 0 | 67.3254 | 0 | 0 | 0 | 0 | 0 | 0 | 0 | 0 | 0 | 0 | 2009 Qtr 1: 0; 2009 Qtr 2: 0; 2009 Qtr 3: 67.3254; 2009 Qtr 4: 0; 2010 Qtr 1: 0; 2010 Qtr 2: 0; 2010 Qtr 3: 0; 2010 Qtr 4: 0; 2011 Qtr 1: 0; 2011 Qtr 2: 0; 2011 Qtr 3: 0; 2011 Qtr 4: 0 | 67.3254
0 | 234285-Lighting-Occpncy Snsr-Hi-Bay integrated Snsr-Tr1 |  | System | Commercial | 01-ALC-AllCommercial-IntLight | 0 |  |  |  |  | 221.2703 | 95.5 | 0 | 0 | 0 | 125.7703 | 2503.6304 |  | kWh | 0.48559 | 0 | Commercial | [7 empty] | 8 | 0.84 |  |  |  | 0 | 15 | 0 | 0 | 0 | 0 | 0 | 0 | 0 | 0 | 0 | 0 | 2009 Qtr 1: 0; 2009 Qtr 2: 0; 2009 Qtr 3: 15; 2009 Qtr 4: 0; 2010 Qtr 1: 0; 2010 Qtr 2: 0; 2010 Qtr 3: 0; 2010 Qtr 4: 0; 2011 Qtr 1: 0; 2011 Qtr 2: 0; 2011 Qtr 3: 0; 2011 Qtr 4: 0 | 15
0 | 234148-Premium T8 with T12 40 Watt Baseline |  | System | Commercial | 18-OFS-Office–Small-IntLight | 0 |  |  |  |  | 27.6544 | 13.1897 | 0 | 0 | 0 | 14.4647 | 94.2079 |  | kWh | 0.016987 | 0 | Commercial | [7 empty] | 15 | 0.78 |  |  |  | 0 | 27.2941 | 0 | 0 | 0 | 0 | 0 | 0 | 0 | 0 | 0 | 0 | 2009 Qtr 1: 0; 2009 Qtr 2: 0; 2009 Qtr 3: 27.2941; 2009 Qtr 4: 0; 2010 Qtr 1: 0; 2010 Qtr 2: 0; 2010 Qtr 3: 0; 2010 Qtr 4: 0; 2011 Qtr 1: 0; 2011 Qtr 2: 0; 2011 Qtr 3: 0; 2011 Qtr 4: 0 | 27.2941
0 | 234053-Lighting-Remove 4 Ft Lamp (De-Lamp) |  | System | Commercial | 18-OFS-Office–Small-IntLight | 0 |  |  |  |  | 24.7307 | 16.4871 | 0 | 0 | 0 | 8.2436 | 78.8486 |  | kWh | 0.050805 | 0 | Commercial | [7 empty] | 15 | 0.77 |  |  |  | 0 | 27.2941 | 0 | 0 | 0 | 0 | 0 | 0 | 0 | 0 | 0 | 0 | 2009 Qtr 1: 0; 2009 Qtr 2: 0; 2009 Qtr 3: 27.2941; 2009 Qtr 4: 0; 2010 Qtr 1: 0; 2010 Qtr 2: 0; 2010 Qtr 3: 0; 2010 Qtr 4: 0; 2011 Qtr 1: 0; 2011 Qtr 2: 0; 2011 Qtr 3: 0; 2011 Qtr 4: 0 | 27.2941
0 | 234330-Premium T8 with T12 40 Watt Baseline - Tr1 |  | System | Commercial | 01-ALC-AllCommercial-IntLight | 0 |  |  |  |  | 27.6532 | 13.1897 | 0 | 0 | 0 | 14.4636 | 83.5202 |  | kWh | 0.017351 | 0 | Commercial | [7 empty] | 15 | 0.78 |  |  |  | 0 | 36.3921 | 0 | 0 | 0 | 0 | 0 | 0 | 0 | 0 | 0 | 0 | 2009 Qtr 1: 0; 2009 Qtr 2: 0; 2009 Qtr 3: 36.3921; 2009 Qtr 4: 0; 2010 Qtr 1: 0; 2010 Qtr 2: 0; 2010 Qtr 3: 0; 2010 Qtr 4: 0; 2011 Qtr 1: 0; 2011 Qtr 2: 0; 2011 Qtr 3: 0; 2011 Qtr 4: 0 | 36.3921
0 | 234303-Lighting-Remove 4 Ft Lamp (De-Lamp) - Tr1 |  | System | Commercial | [6 empty] | 12.3596 | 16.4871 | 0 | 0 | 0 | -4.1275 | 137.2559 |  | 0 | 0.026384 | -2.5676 | Commercial |  | Winter Only | [5 empty] | 15 | 0.77 |  |  |  | 0 | 27.2941 | 0 | 0 | 0 | 0 | 0 | 0 | 0 | 0 | 0 | 0 | 2009 Qtr 1: 0; 2009 Qtr 2: 0; 2009 Qtr 3: 27.2941; 2009 Qtr 4: 0; 2010 Qtr 1: 0; 2010 Qtr 2: 0; 2010 Qtr 3: 0; 2010 Qtr 4: 0; 2011 Qtr 1: 0; 2011 Qtr 2: 0; 2011 Qtr 3: 0; 2011 Qtr 4: 0 | 27.2941
0 | 234330-Premium T8 with T12 40 Watt Baseline - Tr1 |  | System | Commercial | 01-ALC-AllCommercial-IntLight | 0 |  |  |  |  | 27.6532 | 13.1897 | 0 | 0 | 0 | 14.4636 | 83.5202 |  | kWh | 0.017351 | 0 | Commercial | [7 empty] | 15 | 0.78 |  |  |  | 0 | 38.2117 | 0 | 0 | 0 | 0 | 0 | 0 | 0 | 0 | 0 | 0 | 2009 Qtr 1: 0; 2009 Qtr 2: 0; 2009 Qtr 3: 38.2117; 2009 Qtr 4: 0; 2010 Qtr 1: 0; 2010 Qtr 2: 0; 2010 Qtr 3: 0; 2010 Qtr 4: 0; 2011 Qtr 1: 0; 2011 Qtr 2: 0; 2011 Qtr 3: 0; 2011 Qtr 4: 0 | 38.2117
0 | 234303-Lighting-Remove 4 Ft Lamp (De-Lamp) - Tr1 |  | System | Commercial | [6 empty] | 12.3596 | 16.4871 | 0 | 0 | 0 | -4.1275 | 137.2559 |  | 0 | 0.026384 | -2.5676 | Commercial |  | Winter Only | [5 empty] | 15 | 0.77 |  |  |  | 0 | 27.2941 | 0 | 0 | 0 | 0 | 0 | 0 | 0 | 0 | 0 | 0 | 2009 Qtr 1: 0; 2009 Qtr 2: 0; 2009 Qtr 3: 27.2941; 2009 Qtr 4: 0; 2010 Qtr 1: 0; 2010 Qtr 2: 0; 2010 Qtr 3: 0; 2010 Qtr 4: 0; 2011 Qtr 1: 0; 2011 Qtr 2: 0; 2011 Qtr 3: 0; 2011 Qtr 4: 0 | 27.2941
0 | 234285-Lighting-Occpncy Snsr-Hi-Bay integrated Snsr-Tr1 |  | System | Commercial | 01-ALC-AllCommercial-IntLight | 0 |  |  |  |  | 221.2703 | 95.5 | 0 | 0 | 0 | 125.7703 | 2503.6304 |  | kWh | 0.48559 | 0 | Commercial | [7 empty] | 8 | 0.84 |  |  |  | 0 | 3 | 0 | 0 | 0 | 0 | 0 | 0 | 0 | 0 | 0 | 0 | 2009 Qtr 1: 0; 2009 Qtr 2: 0; 2009 Qtr 3: 3; 2009 Qtr 4: 0; 2010 Qtr 1: 0; 2010 Qtr 2: 0; 2010 Qtr 3: 0; 2010 Qtr 4: 0; 2011 Qtr 1: 0; 2011 Qtr 2: 0; 2011 Qtr 3: 0; 2011 Qtr 4: 0 | 3
0 | 234330-Premium T8 with T12 40 Watt Baseline - Tr1 |  | System | Commercial | 01-ALC-AllCommercial-IntLight | 0 |  |  |  |  | 27.6532 | 13.1897 | 0 | 0 | 0 | 14.4636 | 83.5202 |  | kWh | 0.017351 | 0 | Commercial | [7 empty] | 15 | 0.78 |  |  |  | 0 | 27.2941 | 0 | 0 | 0 | 0 | 0 | 0 | 0 | 0 | 0 | 0 | 2009 Qtr 1: 0; 2009 Qtr 2: 0; 2009 Qtr 3: 27.2941; 2009 Qtr 4: 0; 2010 Qtr 1: 0; 2010 Qtr 2: 0; 2010 Qtr 3: 0; 2010 Qtr 4: 0; 2011 Qtr 1: 0; 2011 Qtr 2: 0; 2011 Qtr 3: 0; 2011 Qtr 4: 0 | 27.2941
0 | 234303-Lighting-Remove 4 Ft Lamp (De-Lamp) - Tr1 |  | System | Commercial | [6 empty] | 12.3596 | 16.4871 | 0 | 0 | 0 | -4.1275 | 137.2559 |  | 0 | 0.026384 | -2.5676 | Commercial |  | Winter Only | [5 empty] | 15 | 0.77 |  |  |  | 0 | 27.2941 | 0 | 0 | 0 | 0 | 0 | 0 | 0 | 0 | 0 | 0 | 2009 Qtr 1: 0; 2009 Qtr 2: 0; 2009 Qtr 3: 27.2941; 2009 Qtr 4: 0; 2010 Qtr 1: 0; 2010 Qtr 2: 0; 2010 Qtr 3: 0; 2010 Qtr 4: 0; 2011 Qtr 1: 0; 2011 Qtr 2: 0; 2011 Qtr 3: 0; 2011 Qtr 4: 0 | 27.2941
0 | 234330-Premium T8 with T12 40 Watt Baseline - Tr1 |  | System | Commercial | 01-ALC-AllCommercial-IntLight | 0 |  |  |  |  | 27.6532 | 13.1897 | 0 | 0 | 0 | 14.4636 | 83.5202 |  | kWh | 0.017351 | 0 | Commercial | [7 empty] | 15 | 0.78 |  |  |  | 0 | 34.5725 | 0 | 0 | 0 | 0 | 0 | 0 | 0 | 0 | 0 | 0 | 2009 Qtr 1: 0; 2009 Qtr 2: 0; 2009 Qtr 3: 34.5725; 2009 Qtr 4: 0; 2010 Qtr 1: 0; 2010 Qtr 2: 0; 2010 Qtr 3: 0; 2010 Qtr 4: 0; 2011 Qtr 1: 0; 2011 Qtr 2: 0; 2011 Qtr 3: 0; 2011 Qtr 4: 0 | 34.5725
0 | 234303-Lighting-Remove 4 Ft Lamp (De-Lamp) - Tr1 |  | System | Commercial | [6 empty] | 12.3596 | 16.4871 | 0 | 0 | 0 | -4.1275 | 137.2559 |  | 0 | 0.026384 | -2.5676 | Commercial |  | Winter Only | [5 empty] | 15 | 0.77 |  |  |  | 0 | 27.2941 | 0 | 0 | 0 | 0 | 0 | 0 | 0 | 0 | 0 | 0 | 2009 Qtr 1: 0; 2009 Qtr 2: 0; 2009 Qtr 3: 27.2941; 2009 Qtr 4: 0; 2010 Qtr 1: 0; 2010 Qtr 2: 0; 2010 Qtr 3: 0; 2010 Qtr 4: 0; 2011 Qtr 1: 0; 2011 Qtr 2: 0; 2011 Qtr 3: 0; 2011 Qtr 4: 0 | 27.2941
0 | 234330-Premium T8 with T12 40 Watt Baseline - Tr1 |  | System | Commercial | 01-ALC-AllCommercial-IntLight | 0 |  |  |  |  | 27.6532 | 13.1897 | 0 | 0 | 0 | 14.4636 | 83.5202 |  | kWh | 0.017351 | 0 | Commercial | [7 empty] | 15 | 0.78 |  |  |  | 0 | 36.3921 | 0 | 0 | 0 | 0 | 0 | 0 | 0 | 0 | 0 | 0 | 2009 Qtr 1: 0; 2009 Qtr 2: 0; 2009 Qtr 3: 0; 2009 Qtr 4: 36.3921; 2010 Qtr 1: 0; 2010 Qtr 2: 0; 2010 Qtr 3: 0; 2010 Qtr 4: 0; 2011 Qtr 1: 0; 2011 Qtr 2: 0; 2011 Qtr 3: 0; 2011 Qtr 4: 0 | 36.3921
0 | 234207-Lighting-8 Ft T-8 with Elec Ballast-Tr1 |  | System | Commercial | 01-ALC-AllCommercial-IntLight | 0 |  |  |  |  | 35.6901 | 21.9828 | 0 | 0 | 0 | 13.7073 | 45.8368 |  | kWh | 0.0098893 | 0 | Commercial | [7 empty] | 15 | 0.78 |  |  |  | 0 | 7.2784 | 0 | 0 | 0 | 0 | 0 | 0 | 0 | 0 | 0 | 0 | 2009 Qtr 1: 0; 2009 Qtr 2: 0; 2009 Qtr 3: 0; 2009 Qtr 4: 7.2784; 2010 Qtr 1: 0; 2010 Qtr 2: 0; 2010 Qtr 3: 0; 2010 Qtr 4: 0; 2011 Qtr 1: 0; 2011 Qtr 2: 0; 2011 Qtr 3: 0; 2011 Qtr 4: 0 | 7.2784
0 | 234306-Lighting-Remove 8 Ft Lamp (De-Lamp) - Tr1 |  | System | Commercial | 23-RTL-Retail–SingleStorylarge-LIT_INT | 0 |  |  |  |  | 28.4369 | 27.4785 | 0 | 0 | 0 | 0.95836 | 366.7521 |  | kWh | 0.077777 | 0 | Commercial | [7 empty] | 15 | 0.77 |  |  |  | 0 | 7.2784 | 0 | 0 | 0 | 0 | 0 | 0 | 0 | 0 | 0 | 0 | 2009 Qtr 1: 0; 2009 Qtr 2: 0; 2009 Qtr 3: 0; 2009 Qtr 4: 7.2784; 2010 Qtr 1: 0; 2010 Qtr 2: 0; 2010 Qtr 3: 0; 2010 Qtr 4: 0; 2011 Qtr 1: 0; 2011 Qtr 2: 0; 2011 Qtr 3: 0; 2011 Qtr 4: 0 | 7.2784
0 | 234330-Premium T8 with T12 40 Watt Baseline - Tr1 |  | System | Commercial | 01-ALC-AllCommercial-IntLight | 0 |  |  |  |  | 27.6532 | 13.1897 | 0 | 0 | 0 | 14.4636 | 83.5202 |  | kWh | 0.017351 | 0 | Commercial | [7 empty] | 15 | 0.78 |  |  |  | 0 | 23.6549 | 0 | 0 | 0 | 0 | 0 | 0 | 0 | 0 | 0 | 0 | 2009 Qtr 1: 0; 2009 Qtr 2: 0; 2009 Qtr 3: 23.6549; 2009 Qtr 4: 0; 2010 Qtr 1: 0; 2010 Qtr 2: 0; 2010 Qtr 3: 0; 2010 Qtr 4: 0; 2011 Qtr 1: 0; 2011 Qtr 2: 0; 2011 Qtr 3: 0; 2011 Qtr 4: 0 | 23.6549
0 | 234303-Lighting-Remove 4 Ft Lamp (De-Lamp) - Tr1 |  | System | Commercial | [6 empty] | 12.3596 | 16.4871 | 0 | 0 | 0 | -4.1275 | 137.2559 |  | 0 | 0.026384 | -2.5676 | Commercial |  | Winter Only | [5 empty] | 15 | 0.77 |  |  |  | 0 | 16.3764 | 0 | 0 | 0 | 0 | 0 | 0 | 0 | 0 | 0 | 0 | 2009 Qtr 1: 0; 2009 Qtr 2: 0; 2009 Qtr 3: 16.3764; 2009 Qtr 4: 0; 2010 Qtr 1: 0; 2010 Qtr 2: 0; 2010 Qtr 3: 0; 2010 Qtr 4: 0; 2011 Qtr 1: 0; 2011 Qtr 2: 0; 2011 Qtr 3: 0; 2011 Qtr 4: 0 | 16.3764
0 | 234049-Lighting-LED Exit Sign New Sign |  | System | Commercial | 25-SCN-Storage–Conditioned-Exit | 0 |  |  |  |  | 64.8921 | 45 | 0 | 0 | 0 | 19.8921 | 351.311 |  | kWh | 0 | 0 | Commercial | [7 empty] | 16 | 0.85 |  |  |  | 0 | 4 | 0 | 0 | 0 | 0 | 0 | 0 | 0 | 0 | 0 | 0 | 2009 Qtr 1: 0; 2009 Qtr 2: 0; 2009 Qtr 3: 4; 2009 Qtr 4: 0; 2010 Qtr 1: 0; 2010 Qtr 2: 0; 2010 Qtr 3: 0; 2010 Qtr 4: 0; 2011 Qtr 1: 0; 2011 Qtr 2: 0; 2011 Qtr 3: 0; 2011 Qtr 4: 0 | 4
0 | 234330-Premium T8 with T12 40 Watt Baseline - Tr1 |  | System | Commercial | 01-ALC-AllCommercial-IntLight | 0 |  |  |  |  | 27.6532 | 13.1897 | 0 | 0 | 0 | 14.4636 | 83.5202 |  | kWh | 0.017351 | 0 | Commercial | [7 empty] | 15 | 0.78 |  |  |  | 0 | 76.4234 | 0 | 0 | 0 | 0 | 0 | 0 | 0 | 0 | 0 | 0 | 2009 Qtr 1: 0; 2009 Qtr 2: 0; 2009 Qtr 3: 76.4234; 2009 Qtr 4: 0; 2010 Qtr 1: 0; 2010 Qtr 2: 0; 2010 Qtr 3: 0; 2010 Qtr 4: 0; 2011 Qtr 1: 0; 2011 Qtr 2: 0; 2011 Qtr 3: 0; 2011 Qtr 4: 0 | 76.4234
0 | 234303-Lighting-Remove 4 Ft Lamp (De-Lamp) - Tr1 |  | System | Commercial | [6 empty] | 12.3596 | 16.4871 | 0 | 0 | 0 | -4.1275 | 137.2559 |  | 0 | 0.026384 | -2.5676 | Commercial |  | Winter Only | [5 empty] | 15 | 0.77 |  |  |  | 0 | 76.4234 | 0 | 0 | 0 | 0 | 0 | 0 | 0 | 0 | 0 | 0 | 2009 Qtr 1: 0; 2009 Qtr 2: 0; 2009 Qtr 3: 76.4234; 2009 Qtr 4: 0; 2010 Qtr 1: 0; 2010 Qtr 2: 0; 2010 Qtr 3: 0; 2010 Qtr 4: 0; 2011 Qtr 1: 0; 2011 Qtr 2: 0; 2011 Qtr 3: 0; 2011 Qtr 4: 0 | 76.4234
0 | 234049-Lighting-LED Exit Sign New Sign |  | System | Commercial | 25-SCN-Storage–Conditioned-Exit | 0 |  |  |  |  | 64.8921 | 45 | 0 | 0 | 0 | 19.8921 | 351.311 |  | kWh | 0 | 0 | Commercial | [7 empty] | 16 | 0.85 |  |  |  | 0 | 3 | 0 | 0 | 0 | 0 | 0 | 0 | 0 | 0 | 0 | 0 | 2009 Qtr 1: 0; 2009 Qtr 2: 0; 2009 Qtr 3: 3; 2009 Qtr 4: 0; 2010 Qtr 1: 0; 2010 Qtr 2: 0; 2010 Qtr 3: 0; 2010 Qtr 4: 0; 2011 Qtr 1: 0; 2011 Qtr 2: 0; 2011 Qtr 3: 0; 2011 Qtr 4: 0 | 3
0 | 234312-Lighting-Screw in 14-26 Watt Lamp - Tr1 |  | System | Commercial | [6 empty] | 9.3196 | 10.3931 | 0 | 0 | 0 | -1.0734 | 194.1729 |  | 0 | 0.038993 | -2.6224 | Commercial |  | Annual | [5 empty] | 2.47 | 0.81 |  |  |  | 0 | 2.6941 | 0 | 0 | 0 | 0 | 0 | 0 | 0 | 0 | 0 | 0 | 2009 Qtr 1: 0; 2009 Qtr 2: 0; 2009 Qtr 3: 2.6941; 2009 Qtr 4: 0; 2010 Qtr 1: 0; 2010 Qtr 2: 0; 2010 Qtr 3: 0; 2010 Qtr 4: 0; 2011 Qtr 1: 0; 2011 Qtr 2: 0; 2011 Qtr 3: 0; 2011 Qtr 4: 0 | 2.6941
0 | 234330-Premium T8 with T12 40 Watt Baseline - Tr1 |  | System | Commercial | 01-ALC-AllCommercial-IntLight | 0 |  |  |  |  | 27.6532 | 13.1897 | 0 | 0 | 0 | 14.4636 | 83.5202 |  | kWh | 0.017351 | 0 | Commercial | [7 empty] | 15 | 0.78 |  |  |  | 0 | 78.243 | 0 | 0 | 0 | 0 | 0 | 0 | 0 | 0 | 0 | 0 | 2009 Qtr 1: 0; 2009 Qtr 2: 0; 2009 Qtr 3: 78.243; 2009 Qtr 4: 0; 2010 Qtr 1: 0; 2010 Qtr 2: 0; 2010 Qtr 3: 0; 2010 Qtr 4: 0; 2011 Qtr 1: 0; 2011 Qtr 2: 0; 2011 Qtr 3: 0; 2011 Qtr 4: 0 | 78.243
0 | 234207-Lighting-8 Ft T-8 with Elec Ballast-Tr1 |  | System | Commercial | 01-ALC-AllCommercial-IntLight | 0 |  |  |  |  | 35.6901 | 21.9828 | 0 | 0 | 0 | 13.7073 | 45.8368 |  | kWh | 0.0098893 | 0 | Commercial | [7 empty] | 15 | 0.78 |  |  |  | 0 | 3.6392 | 0 | 0 | 0 | 0 | 0 | 0 | 0 | 0 | 0 | 0 | 2009 Qtr 1: 0; 2009 Qtr 2: 0; 2009 Qtr 3: 3.6392; 2009 Qtr 4: 0; 2010 Qtr 1: 0; 2010 Qtr 2: 0; 2010 Qtr 3: 0; 2010 Qtr 4: 0; 2011 Qtr 1: 0; 2011 Qtr 2: 0; 2011 Qtr 3: 0; 2011 Qtr 4: 0 | 3.6392
0 | 234303-Lighting-Remove 4 Ft Lamp (De-Lamp) - Tr1 |  | System | Commercial | [6 empty] | 12.3596 | 16.4871 | 0 | 0 | 0 | -4.1275 | 137.2559 |  | 0 | 0.026384 | -2.5676 | Commercial |  | Winter Only | [5 empty] | 15 | 0.77 |  |  |  | 0 | 14.5568 | 0 | 0 | 0 | 0 | 0 | 0 | 0 | 0 | 0 | 0 | 2009 Qtr 1: 0; 2009 Qtr 2: 0; 2009 Qtr 3: 14.5568; 2009 Qtr 4: 0; 2010 Qtr 1: 0; 2010 Qtr 2: 0; 2010 Qtr 3: 0; 2010 Qtr 4: 0; 2011 Qtr 1: 0; 2011 Qtr 2: 0; 2011 Qtr 3: 0; 2011 Qtr 4: 0 | 14.5568
0 | 234306-Lighting-Remove 8 Ft Lamp (De-Lamp) - Tr1 |  | System | Commercial | 23-RTL-Retail–SingleStorylarge-LIT_INT | 0 |  |  |  |  | 28.4369 | 27.4785 | 0 | 0 | 0 | 0.95836 | 366.7521 |  | kWh | 0.077777 | 0 | Commercial | [7 empty] | 15 | 0.77 |  |  |  | 0 | 3.6392 | 0 | 0 | 0 | 0 | 0 | 0 | 0 | 0 | 0 | 0 | 2009 Qtr 1: 0; 2009 Qtr 2: 0; 2009 Qtr 3: 3.6392; 2009 Qtr 4: 0; 2010 Qtr 1: 0; 2010 Qtr 2: 0; 2010 Qtr 3: 0; 2010 Qtr 4: 0; 2011 Qtr 1: 0; 2011 Qtr 2: 0; 2011 Qtr 3: 0; 2011 Qtr 4: 0 | 3.6392
0 | 234285-Lighting-Occpncy Snsr-Hi-Bay integrated Snsr-Tr1 |  | System | Commercial | 01-ALC-AllCommercial-IntLight | 0 |  |  |  |  | 221.2703 | 95.5 | 0 | 0 | 0 | 125.7703 | 2503.6304 |  | kWh | 0.48559 | 0 | Commercial | [7 empty] | 8 | 0.84 |  |  |  | 0 | 17 | 0 | 0 | 0 | 0 | 0 | 0 | 0 | 0 | 0 | 0 | 2009 Qtr 1: 0; 2009 Qtr 2: 0; 2009 Qtr 3: 17; 2009 Qtr 4: 0; 2010 Qtr 1: 0; 2010 Qtr 2: 0; 2010 Qtr 3: 0; 2010 Qtr 4: 0; 2011 Qtr 1: 0; 2011 Qtr 2: 0; 2011 Qtr 3: 0; 2011 Qtr 4: 0 | 17
0 | 234294-Lighting-Occupancy Sensor-Wallbox Lghtng Snsr-Tr1 |  | System | Commercial | 23-RTL-Retail–SingleStorylarge-LIT_INT | 0 |  |  |  |  | 42.262 | 40 | 0 | 0 | 0 | 2.262 | 213.759 |  | kWh | 0.17617 | 0 | Commercial | [7 empty] | 8 | 0.84 |  |  |  | 0 | 114 | 0 | 0 | 0 | 0 | 0 | 0 | 0 | 0 | 0 | 0 | 2009 Qtr 1: 0; 2009 Qtr 2: 0; 2009 Qtr 3: 114; 2009 Qtr 4: 0; 2010 Qtr 1: 0; 2010 Qtr 2: 0; 2010 Qtr 3: 0; 2010 Qtr 4: 0; 2011 Qtr 1: 0; 2011 Qtr 2: 0; 2011 Qtr 3: 0; 2011 Qtr 4: 0 | 114
0 | 234330-Premium T8 with T12 40 Watt Baseline - Tr1 |  | System | Commercial | 01-ALC-AllCommercial-IntLight | 0 |  |  |  |  | 27.6532 | 13.1897 | 0 | 0 | 0 | 14.4636 | 83.5202 |  | kWh | 0.017351 | 0 | Commercial | [7 empty] | 15 | 0.78 |  |  |  | 0 | 101.8978 | 0 | 0 | 0 | 0 | 0 | 0 | 0 | 0 | 0 | 0 | 2009 Qtr 1: 0; 2009 Qtr 2: 0; 2009 Qtr 3: 0; 2009 Qtr 4: 101.8978; 2010 Qtr 1: 0; 2010 Qtr 2: 0; 2010 Qtr 3: 0; 2010 Qtr 4: 0; 2011 Qtr 1: 0; 2011 Qtr 2: 0; 2011 Qtr 3: 0; 2011 Qtr 4: 0 | 101.8978
0 | 234303-Lighting-Remove 4 Ft Lamp (De-Lamp) - Tr1 |  | System | Commercial | [6 empty] | 12.3596 | 16.4871 | 0 | 0 | 0 | -4.1275 | 137.2559 |  | 0 | 0.026384 | -2.5676 | Commercial |  | Winter Only | [5 empty] | 15 | 0.77 |  |  |  | 0 | 50.9489 | 0 | 0 | 0 | 0 | 0 | 0 | 0 | 0 | 0 | 0 | 2009 Qtr 1: 0; 2009 Qtr 2: 0; 2009 Qtr 3: 0; 2009 Qtr 4: 50.9489; 2010 Qtr 1: 0; 2010 Qtr 2: 0; 2010 Qtr 3: 0; 2010 Qtr 4: 0; 2011 Qtr 1: 0; 2011 Qtr 2: 0; 2011 Qtr 3: 0; 2011 Qtr 4: 0 | 50.9489
0 | 234285-Lighting-Occpncy Snsr-Hi-Bay integrated Snsr-Tr1 |  | System | Commercial | 01-ALC-AllCommercial-IntLight | 0 |  |  |  |  | 221.2703 | 95.5 | 0 | 0 | 0 | 125.7703 | 2503.6304 |  | kWh | 0.48559 | 0 | Commercial | [7 empty] | 8 | 0.84 |  |  |  | 0 | 6 | 0 | 0 | 0 | 0 | 0 | 0 | 0 | 0 | 0 | 0 | 2009 Qtr 1: 0; 2009 Qtr 2: 0; 2009 Qtr 3: 0; 2009 Qtr 4: 6; 2010 Qtr 1: 0; 2010 Qtr 2: 0; 2010 Qtr 3: 0; 2010 Qtr 4: 0; 2011 Qtr 1: 0; 2011 Qtr 2: 0; 2011 Qtr 3: 0; 2011 Qtr 4: 0 | 6
0 | 234330-Premium T8 with T12 40 Watt Baseline - Tr1 |  | System | Commercial | 01-ALC-AllCommercial-IntLight | 0 |  |  |  |  | 27.6532 | 13.1897 | 0 | 0 | 0 | 14.4636 | 83.5202 |  | kWh | 0.017351 | 0 | Commercial | [7 empty] | 15 | 0.78 |  |  |  | 0 | 16.3764 | 0 | 0 | 0 | 0 | 0 | 0 | 0 | 0 | 0 | 0 | 2009 Qtr 1: 0; 2009 Qtr 2: 0; 2009 Qtr 3: 16.3764; 2009 Qtr 4: 0; 2010 Qtr 1: 0; 2010 Qtr 2: 0; 2010 Qtr 3: 0; 2010 Qtr 4: 0; 2011 Qtr 1: 0; 2011 Qtr 2: 0; 2011 Qtr 3: 0; 2011 Qtr 4: 0 | 16.3764
0 | 234303-Lighting-Remove 4 Ft Lamp (De-Lamp) - Tr1 |  | System | Commercial | [6 empty] | 12.3596 | 16.4871 | 0 | 0 | 0 | -4.1275 | 137.2559 |  | 0 | 0.026384 | -2.5676 | Commercial |  | Winter Only | [5 empty] | 15 | 0.77 |  |  |  | 0 | 16.3764 | 0 | 0 | 0 | 0 | 0 | 0 | 0 | 0 | 0 | 0 | 2009 Qtr 1: 0; 2009 Qtr 2: 0; 2009 Qtr 3: 16.3764; 2009 Qtr 4: 0; 2010 Qtr 1: 0; 2010 Qtr 2: 0; 2010 Qtr 3: 0; 2010 Qtr 4: 0; 2011 Qtr 1: 0; 2011 Qtr 2: 0; 2011 Qtr 3: 0; 2011 Qtr 4: 0 | 16.3764
0 | 234201-Lighting-2 Ft 2nd Gen T-8 with Elec Ballast-Tr1 |  | System | Commercial | 01-ALC-AllCommercial-IntLight | 0 |  |  |  |  | 23.0819 | 10.9914 | 0 | 0 | 0 | 12.0905 | 56.0027 |  | kWh | 0.010616 | 0 | Commercial | [7 empty] | 15 | 0.78 |  |  |  | 0 | 47.3097 | 0 | 0 | 0 | 0 | 0 | 0 | 0 | 0 | 0 | 0 | 2009 Qtr 1: 0; 2009 Qtr 2: 0; 2009 Qtr 3: 47.3097; 2009 Qtr 4: 0; 2010 Qtr 1: 0; 2010 Qtr 2: 0; 2010 Qtr 3: 0; 2010 Qtr 4: 0; 2011 Qtr 1: 0; 2011 Qtr 2: 0; 2011 Qtr 3: 0; 2011 Qtr 4: 0 | 47.3097
0 | 234330-Premium T8 with T12 40 Watt Baseline - Tr1 |  | System | Commercial | 01-ALC-AllCommercial-IntLight | 0 |  |  |  |  | 27.6532 | 13.1897 | 0 | 0 | 0 | 14.4636 | 83.5202 |  | kWh | 0.017351 | 0 | Commercial | [7 empty] | 15 | 0.78 |  |  |  | 0 | 1.8196 | 0 | 0 | 0 | 0 | 0 | 0 | 0 | 0 | 0 | 0 | 2009 Qtr 1: 0; 2009 Qtr 2: 0; 2009 Qtr 3: 1.8196; 2009 Qtr 4: 0; 2010 Qtr 1: 0; 2010 Qtr 2: 0; 2010 Qtr 3: 0; 2010 Qtr 4: 0; 2011 Qtr 1: 0; 2011 Qtr 2: 0; 2011 Qtr 3: 0; 2011 Qtr 4: 0 | 1.8196
0 | 234285-Lighting-Occpncy Snsr-Hi-Bay integrated Snsr-Tr1 |  | System | Commercial | 01-ALC-AllCommercial-IntLight | 0 |  |  |  |  | 221.2703 | 95.5 | 0 | 0 | 0 | 125.7703 | 2503.6304 |  | kWh | 0.48559 | 0 | Commercial | [7 empty] | 8 | 0.84 |  |  |  | 0 | 7 | 0 | 0 | 0 | 0 | 0 | 0 | 0 | 0 | 0 | 0 | 2009 Qtr 1: 0; 2009 Qtr 2: 0; 2009 Qtr 3: 7; 2009 Qtr 4: 0; 2010 Qtr 1: 0; 2010 Qtr 2: 0; 2010 Qtr 3: 0; 2010 Qtr 4: 0; 2011 Qtr 1: 0; 2011 Qtr 2: 0; 2011 Qtr 3: 0; 2011 Qtr 4: 0 | 7
0 | 234312-Lighting-Screw in 14-26 Watt Lamp - Tr1 |  | System | Commercial | [6 empty] | 9.3196 | 10.3931 | 0 | 0 | 0 | -1.0734 | 194.1729 |  | 0 | 0.038993 | -2.6224 | Commercial |  | Annual | [5 empty] | 2.47 | 0.81 |  |  |  | 0 | 59.2703 | 0 | 0 | 0 | 0 | 0 | 0 | 0 | 0 | 0 | 0 | 2009 Qtr 1: 0; 2009 Qtr 2: 0; 2009 Qtr 3: 59.2703; 2009 Qtr 4: 0; 2010 Qtr 1: 0; 2010 Qtr 2: 0; 2010 Qtr 3: 0; 2010 Qtr 4: 0; 2011 Qtr 1: 0; 2011 Qtr 2: 0; 2011 Qtr 3: 0; 2011 Qtr 4: 0 | 59.2703
0 | 234315-Lighting-Screw in 14-26 Watt Reflector Lamp-Tr1 |  | System | Commercial | [6 empty] | 18.0648 | 9.6507 | 0 | 0 | 0 | 8.4141 | 194.1729 |  | 0 | 0.038993 | -2.6224 | Commercial |  | Winter Only | [5 empty] | 2.47 | 0.81 |  |  |  | 0 | 10.7764 | 0 | 0 | 0 | 0 | 0 | 0 | 0 | 0 | 0 | 0 | 2009 Qtr 1: 0; 2009 Qtr 2: 0; 2009 Qtr 3: 10.7764; 2009 Qtr 4: 0; 2010 Qtr 1: 0; 2010 Qtr 2: 0; 2010 Qtr 3: 0; 2010 Qtr 4: 0; 2011 Qtr 1: 0; 2011 Qtr 2: 0; 2011 Qtr 3: 0; 2011 Qtr 4: 0 | 10.7764
0 | 234330-Premium T8 with T12 40 Watt Baseline - Tr1 |  | System | Commercial | 01-ALC-AllCommercial-IntLight | 0 |  |  |  |  | 27.6532 | 13.1897 | 0 | 0 | 0 | 14.4636 | 83.5202 |  | kWh | 0.017351 | 0 | Commercial | [7 empty] | 15 | 0.78 |  |  |  | 0 | 50.9489 | 0 | 0 | 0 | 0 | 0 | 0 | 0 | 0 | 0 | 0 | 2009 Qtr 1: 0; 2009 Qtr 2: 0; 2009 Qtr 3: 50.9489; 2009 Qtr 4: 0; 2010 Qtr 1: 0; 2010 Qtr 2: 0; 2010 Qtr 3: 0; 2010 Qtr 4: 0; 2011 Qtr 1: 0; 2011 Qtr 2: 0; 2011 Qtr 3: 0; 2011 Qtr 4: 0 | 50.9489
0 | 234085-Refrigeration -Strip Curtains for Walk-ins |  | System | Commercial | 20-RFF-Restaurant–FastFood-Refrig | 0 |  |  |  |  | 10.214 | 3.0392 | 0 | 0 | 0 | 7.1748 | 465 |  | kWh | 0.053 | 0 | Commercial | [7 empty] | 4 | 0.46 |  |  |  | 0 | 62 | 0 | 0 | 0 | 0 | 0 | 0 | 0 | 0 | 0 | 0 | 2009 Qtr 1: 0; 2009 Qtr 2: 0; 2009 Qtr 3: 62; 2009 Qtr 4: 0; 2010 Qtr 1: 0; 2010 Qtr 2: 0; 2010 Qtr 3: 0; 2010 Qtr 4: 0; 2011 Qtr 1: 0; 2011 Qtr 2: 0; 2011 Qtr 3: 0; 2011 Qtr 4: 0 | 62
0 | 234084-Refrigeration -Cooler/Freezer Door Gaskets - Solid Doors: Cooler |  | System | Commercial | 09-GRO-Grocery-REFG | 0 |  |  |  |  | 2.2498 | 4.0243 | 0 | 0 | 0 | -1.7745 | 104.55 |  | kWh | 0.01195 | 0 | Commercial | [7 empty] | 4 | 0.76 |  |  |  | 0 | 120 | 0 | 0 | 0 | 0 | 0 | 0 | 0 | 0 | 0 | 0 | 2009 Qtr 1: 0; 2009 Qtr 2: 0; 2009 Qtr 3: 120; 2009 Qtr 4: 0; 2010 Qtr 1: 0; 2010 Qtr 2: 0; 2010 Qtr 3: 0; 2010 Qtr 4: 0; 2011 Qtr 1: 0; 2011 Qtr 2: 0; 2011 Qtr 3: 0; 2011 Qtr 4: 0 | 120
0 | 234129-Software Plug Load Sensors |  | System | Commercial | 18-OFS-Office–Small-OffEquip | 0 |  |  |  |  | 5 | 15 | 0 | 0 | 0 | -10 | 227.001 |  | kWh | 0 | 0 | Commercial | [7 empty] | 5 | 0.7 |  |  |  | 0 | 322 | 0 | 0 | 0 | 0 | 0 | 0 | 0 | 0 | 0 | 0 | 2009 Qtr 1: 0; 2009 Qtr 2: 0; 2009 Qtr 3: 322; 2009 Qtr 4: 0; 2010 Qtr 1: 0; 2010 Qtr 2: 0; 2010 Qtr 3: 0; 2010 Qtr 4: 0; 2011 Qtr 1: 0; 2011 Qtr 2: 0; 2011 Qtr 3: 0; 2011 Qtr 4: 0 | 322
0 | 234330-Premium T8 with T12 40 Watt Baseline - Tr1 |  | System | Commercial | 01-ALC-AllCommercial-IntLight | 0 |  |  |  |  | 27.6532 | 13.1897 | 0 | 0 | 0 | 14.4636 | 83.5202 |  | kWh | 0.017351 | 0 | Commercial | [7 empty] | 15 | 0.78 |  |  |  | 0 | 27.2941 | 0 | 0 | 0 | 0 | 0 | 0 | 0 | 0 | 0 | 0 | 2009 Qtr 1: 0; 2009 Qtr 2: 0; 2009 Qtr 3: 27.2941; 2009 Qtr 4: 0; 2010 Qtr 1: 0; 2010 Qtr 2: 0; 2010 Qtr 3: 0; 2010 Qtr 4: 0; 2011 Qtr 1: 0; 2011 Qtr 2: 0; 2011 Qtr 3: 0; 2011 Qtr 4: 0 | 27.2941
0 | 234303-Lighting-Remove 4 Ft Lamp (De-Lamp) - Tr1 |  | System | Commercial | [6 empty] | 12.3596 | 16.4871 | 0 | 0 | 0 | -4.1275 | 137.2559 |  | 0 | 0.026384 | -2.5676 | Commercial |  | Winter Only | [5 empty] | 15 | 0.77 |  |  |  | 0 | 1.8196 | 0 | 0 | 0 | 0 | 0 | 0 | 0 | 0 | 0 | 0 | 2009 Qtr 1: 0; 2009 Qtr 2: 0; 2009 Qtr 3: 1.8196; 2009 Qtr 4: 0; 2010 Qtr 1: 0; 2010 Qtr 2: 0; 2010 Qtr 3: 0; 2010 Qtr 4: 0; 2011 Qtr 1: 0; 2011 Qtr 2: 0; 2011 Qtr 3: 0; 2011 Qtr 4: 0 | 1.8196
0 | 234330-Premium T8 with T12 40 Watt Baseline - Tr1 |  | System | Commercial | 01-ALC-AllCommercial-IntLight | 0 |  |  |  |  | 27.6532 | 13.1897 | 0 | 0 | 0 | 14.4636 | 83.5202 |  | kWh | 0.017351 | 0 | Commercial | [7 empty] | 15 | 0.78 |  |  |  | 0 | 45.4901 | 0 | 0 | 0 | 0 | 0 | 0 | 0 | 0 | 0 | 0 | 2009 Qtr 1: 0; 2009 Qtr 2: 0; 2009 Qtr 3: 45.4901; 2009 Qtr 4: 0; 2010 Qtr 1: 0; 2010 Qtr 2: 0; 2010 Qtr 3: 0; 2010 Qtr 4: 0; 2011 Qtr 1: 0; 2011 Qtr 2: 0; 2011 Qtr 3: 0; 2011 Qtr 4: 0 | 45.4901
0 | 234303-Lighting-Remove 4 Ft Lamp (De-Lamp) - Tr1 |  | System | Commercial | [6 empty] | 12.3596 | 16.4871 | 0 | 0 | 0 | -4.1275 | 137.2559 |  | 0 | 0.026384 | -2.5676 | Commercial |  | Winter Only | [5 empty] | 15 | 0.77 |  |  |  | 0 | 45.4901 | 0 | 0 | 0 | 0 | 0 | 0 | 0 | 0 | 0 | 0 | 2009 Qtr 1: 0; 2009 Qtr 2: 0; 2009 Qtr 3: 45.4901; 2009 Qtr 4: 0; 2010 Qtr 1: 0; 2010 Qtr 2: 0; 2010 Qtr 3: 0; 2010 Qtr 4: 0; 2011 Qtr 1: 0; 2011 Qtr 2: 0; 2011 Qtr 3: 0; 2011 Qtr 4: 0 | 45.4901
0 | 234331-Premium T8 with T12 40 Watt Baseline - Tr2 |  | System | Commercial | 01-ALC-AllCommercial-IntLight | 0 |  |  |  |  | 27.653 | 9.8923 | 0 | 0 | 0 | 17.7607 | 58.062 |  | kWh | 0.017133 | 0 | Commercial | [7 empty] | 15 | 0.78 |  |  |  | 0 | 18.196 | 0 | 0 | 0 | 0 | 0 | 0 | 0 | 0 | 0 | 0 | 2009 Qtr 1: 0; 2009 Qtr 2: 0; 2009 Qtr 3: 18.196; 2009 Qtr 4: 0; 2010 Qtr 1: 0; 2010 Qtr 2: 0; 2010 Qtr 3: 0; 2010 Qtr 4: 0; 2011 Qtr 1: 0; 2011 Qtr 2: 0; 2011 Qtr 3: 0; 2011 Qtr 4: 0 | 18.196
0 | 234330-Premium T8 with T12 40 Watt Baseline - Tr1 |  | System | Commercial | 01-ALC-AllCommercial-IntLight | 0 |  |  |  |  | 27.6532 | 13.1897 | 0 | 0 | 0 | 14.4636 | 83.5202 |  | kWh | 0.017351 | 0 | Commercial | [7 empty] | 15 | 0.78 |  |  |  | 0 | 69.145 | 0 | 0 | 0 | 0 | 0 | 0 | 0 | 0 | 0 | 0 | 2009 Qtr 1: 0; 2009 Qtr 2: 0; 2009 Qtr 3: 69.145; 2009 Qtr 4: 0; 2010 Qtr 1: 0; 2010 Qtr 2: 0; 2010 Qtr 3: 0; 2010 Qtr 4: 0; 2011 Qtr 1: 0; 2011 Qtr 2: 0; 2011 Qtr 3: 0; 2011 Qtr 4: 0 | 69.145
0 | 234303-Lighting-Remove 4 Ft Lamp (De-Lamp) - Tr1 |  | System | Commercial | [6 empty] | 12.3596 | 16.4871 | 0 | 0 | 0 | -4.1275 | 137.2559 |  | 0 | 0.026384 | -2.5676 | Commercial |  | Winter Only | [5 empty] | 15 | 0.77 |  |  |  | 0 | 21.8353 | 0 | 0 | 0 | 0 | 0 | 0 | 0 | 0 | 0 | 0 | 2009 Qtr 1: 0; 2009 Qtr 2: 0; 2009 Qtr 3: 21.8353; 2009 Qtr 4: 0; 2010 Qtr 1: 0; 2010 Qtr 2: 0; 2010 Qtr 3: 0; 2010 Qtr 4: 0; 2011 Qtr 1: 0; 2011 Qtr 2: 0; 2011 Qtr 3: 0; 2011 Qtr 4: 0 | 21.8353
0 | 234360-Lighting-IntrHiByLnrFlscntFxtr244wrplc400w(TrI)Tr1 |  | System | Commercial | [6 empty] | 282.4319 | 0 | 0 | 0 | 0 | 282.4319 | 0 |  | 0 | 0 | 0 | Commercial |  | Winter Only | [5 empty] | 15 | 0.78 |  |  |  | 0 | 0.97504 | 0 | 0 | 0 | 0 | 0 | 0 | 0 | 0 | 0 | 0 | 2009 Qtr 1: 0; 2009 Qtr 2: 0; 2009 Qtr 3: 0.97504; 2009 Qtr 4: 0; 2010 Qtr 1: 0; 2010 Qtr 2: 0; 2010 Qtr 3: 0; 2010 Qtr 4: 0; 2011 Qtr 1: 0; 2011 Qtr 2: 0; 2011 Qtr 3: 0; 2011 Qtr 4: 0 | 0.97504
0 | 234285-Lighting-Occpncy Snsr-Hi-Bay integrated Snsr-Tr1 |  | System | Commercial | 01-ALC-AllCommercial-IntLight | 0 |  |  |  |  | 221.2703 | 0 | 0 | 0 | 0 | 221.2703 | 0 |  | kWh | 0 | 0 | Commercial | [7 empty] | 8 | 0.84 |  |  |  | 0 | 1 | 0 | 0 | 0 | 0 | 0 | 0 | 0 | 0 | 0 | 0 | 2009 Qtr 1: 0; 2009 Qtr 2: 0; 2009 Qtr 3: 1; 2009 Qtr 4: 0; 2010 Qtr 1: 0; 2010 Qtr 2: 0; 2010 Qtr 3: 0; 2010 Qtr 4: 0; 2011 Qtr 1: 0; 2011 Qtr 2: 0; 2011 Qtr 3: 0; 2011 Qtr 4: 0 | 1
0 | 234330-Premium T8 with T12 40 Watt Baseline - Tr1 |  | System | Commercial | 01-ALC-AllCommercial-IntLight | 0 |  |  |  |  | 27.6532 | 13.1897 | 0 | 0 | 0 | 14.4636 | 83.5202 |  | kWh | 0.017351 | 0 | Commercial | [7 empty] | 15 | 0.78 |  |  |  | 0 | 272.9406 | 0 | 0 | 0 | 0 | 0 | 0 | 0 | 0 | 0 | 0 | 2009 Qtr 1: 0; 2009 Qtr 2: 0; 2009 Qtr 3: 272.9406; 2009 Qtr 4: 0; 2010 Qtr 1: 0; 2010 Qtr 2: 0; 2010 Qtr 3: 0; 2010 Qtr 4: 0; 2011 Qtr 1: 0; 2011 Qtr 2: 0; 2011 Qtr 3: 0; 2011 Qtr 4: 0 | 272.9406
0 | 234303-Lighting-Remove 4 Ft Lamp (De-Lamp) - Tr1 |  | System | Commercial | [6 empty] | 12.3596 | 0 | 0 | 0 | 0 | 12.3596 | 0 |  | 0 | 0 | 0 | Commercial |  | Winter Only | [5 empty] | 15 | 0.77 |  |  |  | 0 | 0.9098 | 0 | 0 | 0 | 0 | 0 | 0 | 0 | 0 | 0 | 0 | 2009 Qtr 1: 0; 2009 Qtr 2: 0; 2009 Qtr 3: 0.9098; 2009 Qtr 4: 0; 2010 Qtr 1: 0; 2010 Qtr 2: 0; 2010 Qtr 3: 0; 2010 Qtr 4: 0; 2011 Qtr 1: 0; 2011 Qtr 2: 0; 2011 Qtr 3: 0; 2011 Qtr 4: 0 | 0.9098
0 | 234286-Lighting-Occpncy Snsr-Hi-Bay integrated Snsr-Tr2 |  | System | Commercial | 01-ALC-AllCommercial-IntLight | 0 |  |  |  |  | 221.37 | 95.5 | 0 | 0 | 0 | 125.87 | 1499.5759 |  | kWh | 0.47213 | 0 | Commercial | [7 empty] | 8 | 0.84 |  |  |  | 0 | 21 | 0 | 0 | 0 | 0 | 0 | 0 | 0 | 0 | 0 | 0 | 2009 Qtr 1: 0; 2009 Qtr 2: 0; 2009 Qtr 3: 0; 2009 Qtr 4: 21; 2010 Qtr 1: 0; 2010 Qtr 2: 0; 2010 Qtr 3: 0; 2010 Qtr 4: 0; 2011 Qtr 1: 0; 2011 Qtr 2: 0; 2011 Qtr 3: 0; 2011 Qtr 4: 0 | 21
0 | 234085-Refrigeration -Strip Curtains for Walk-ins |  | System | Commercial | 20-RFF-Restaurant–FastFood-Refrig | 0 |  |  |  |  | 10.214 | 3.0688 | 0 | 0 | 0 | 7.1452 | 465 |  | kWh | 0.053 | 0 | Commercial | [7 empty] | 4 | 0.46 |  |  |  | 0 | 41 | 0 | 0 | 0 | 0 | 0 | 0 | 0 | 0 | 0 | 0 | 2009 Qtr 1: 0; 2009 Qtr 2: 0; 2009 Qtr 3: 41; 2009 Qtr 4: 0; 2010 Qtr 1: 0; 2010 Qtr 2: 0; 2010 Qtr 3: 0; 2010 Qtr 4: 0; 2011 Qtr 1: 0; 2011 Qtr 2: 0; 2011 Qtr 3: 0; 2011 Qtr 4: 0 | 41
0 | 234084-Refrigeration -Cooler/Freezer Door Gaskets - Solid Doors: Cooler |  | System | Commercial | 09-GRO-Grocery-REFG | 0 |  |  |  |  | 2.2498 | 4.0362 | 0 | 0 | 0 | -1.7865 | 104.55 |  | kWh | 0.01195 | 0 | Commercial | [7 empty] | 4 | 0.76 |  |  |  | 0 | 32 | 0 | 0 | 0 | 0 | 0 | 0 | 0 | 0 | 0 | 0 | 2009 Qtr 1: 0; 2009 Qtr 2: 0; 2009 Qtr 3: 32; 2009 Qtr 4: 0; 2010 Qtr 1: 0; 2010 Qtr 2: 0; 2010 Qtr 3: 0; 2010 Qtr 4: 0; 2011 Qtr 1: 0; 2011 Qtr 2: 0; 2011 Qtr 3: 0; 2011 Qtr 4: 0 | 32
0 | 234067-Refrigeration - Food Service -Auto Closer for Main Cooler Doors |  | System | Commercial | 09-GRO-Grocery-REFG | 0 |  |  |  |  | 382.5103 | 103 | 0 | 0 | 0 | 279.5103 | 1075.009 |  | kWh | 0.20794 | -0.053375 | Commercial |  | Annual | [5 empty] | 8 | 0.7 |  |  |  | 0 | 2 | 0 | 0 | 0 | 0 | 0 | 0 | 0 | 0 | 0 | 0 | 2009 Qtr 1: 0; 2009 Qtr 2: 0; 2009 Qtr 3: 2; 2009 Qtr 4: 0; 2010 Qtr 1: 0; 2010 Qtr 2: 0; 2010 Qtr 3: 0; 2010 Qtr 4: 0; 2011 Qtr 1: 0; 2011 Qtr 2: 0; 2011 Qtr 3: 0; 2011 Qtr 4: 0 | 2
0 | 234084-Refrigeration -Cooler/Freezer Door Gaskets - Solid Doors: Cooler |  | System | Commercial | 09-GRO-Grocery-REFG | 0 |  |  |  |  | 2.2498 | 4.2123 | 0 | 0 | 0 | -1.9625 | 104.55 |  | kWh | 0.01195 | 0 | Commercial | [7 empty] | 4 | 0.76 |  |  |  | 0 | 13 | 0 | 0 | 0 | 0 | 0 | 0 | 0 | 0 | 0 | 0 | 2009 Qtr 1: 0; 2009 Qtr 2: 0; 2009 Qtr 3: 13; 2009 Qtr 4: 0; 2010 Qtr 1: 0; 2010 Qtr 2: 0; 2010 Qtr 3: 0; 2010 Qtr 4: 0; 2011 Qtr 1: 0; 2011 Qtr 2: 0; 2011 Qtr 3: 0; 2011 Qtr 4: 0 | 13
0 | 234330-Premium T8 with T12 40 Watt Baseline - Tr1 |  | System | Commercial | 01-ALC-AllCommercial-IntLight | 0 |  |  |  |  | 27.6532 | 13.1897 | 0 | 0 | 0 | 14.4636 | 83.5202 |  | kWh | 0.017351 | 0 | Commercial | [7 empty] | 15 | 0.78 |  |  |  | 0 | 56.4077 | 0 | 0 | 0 | 0 | 0 | 0 | 0 | 0 | 0 | 0 | 2009 Qtr 1: 0; 2009 Qtr 2: 0; 2009 Qtr 3: 0; 2009 Qtr 4: 56.4077; 2010 Qtr 1: 0; 2010 Qtr 2: 0; 2010 Qtr 3: 0; 2010 Qtr 4: 0; 2011 Qtr 1: 0; 2011 Qtr 2: 0; 2011 Qtr 3: 0; 2011 Qtr 4: 0 | 56.4077
0 | 234331-Premium T8 with T12 40 Watt Baseline - Tr2 |  | System | Commercial | 01-ALC-AllCommercial-IntLight | 0 |  |  |  |  | 27.653 | 9.8923 | 0 | 0 | 0 | 17.7607 | 58.062 |  | kWh | 0.017133 | 0 | Commercial | [7 empty] | 15 | 0.78 |  |  |  | 0 | 83.7018 | 0 | 0 | 0 | 0 | 0 | 0 | 0 | 0 | 0 | 0 | 2009 Qtr 1: 0; 2009 Qtr 2: 0; 2009 Qtr 3: 0; 2009 Qtr 4: 83.7018; 2010 Qtr 1: 0; 2010 Qtr 2: 0; 2010 Qtr 3: 0; 2010 Qtr 4: 0; 2011 Qtr 1: 0; 2011 Qtr 2: 0; 2011 Qtr 3: 0; 2011 Qtr 4: 0 | 83.7018
0 | 234304-Lighting-Remove 4 Ft Lamp (De-Lamp) - Tr2 |  | System | Commercial | [6 empty] | 12.3587 | 12.3653 | 0 | 0 | 0 | -0.0066231 | 137.2559 |  | 0 | 0.026384 | -2.5676 | Commercial | [7 empty] | 15 | 0.77 |  |  |  | 0 | 8.1882 | 0 | 0 | 0 | 0 | 0 | 0 | 0 | 0 | 0 | 0 | 2009 Qtr 1: 0; 2009 Qtr 2: 0; 2009 Qtr 3: 0; 2009 Qtr 4: 8.1882; 2010 Qtr 1: 0; 2010 Qtr 2: 0; 2010 Qtr 3: 0; 2010 Qtr 4: 0; 2011 Qtr 1: 0; 2011 Qtr 2: 0; 2011 Qtr 3: 0; 2011 Qtr 4: 0 | 8.1882
0 | 234331-Premium T8 with T12 40 Watt Baseline - Tr2 |  | System | Commercial | 01-ALC-AllCommercial-IntLight | 0 |  |  |  |  | 27.653 | 9.8923 | 0 | 0 | 0 | 17.7607 | 58.062 |  | kWh | 0.017133 | 0 | Commercial | [7 empty] | 15 | 0.78 |  |  |  | 0 | 90.9802 | 0 | 0 | 0 | 0 | 0 | 0 | 0 | 0 | 0 | 0 | 2009 Qtr 1: 0; 2009 Qtr 2: 0; 2009 Qtr 3: 90.9802; 2009 Qtr 4: 0; 2010 Qtr 1: 0; 2010 Qtr 2: 0; 2010 Qtr 3: 0; 2010 Qtr 4: 0; 2011 Qtr 1: 0; 2011 Qtr 2: 0; 2011 Qtr 3: 0; 2011 Qtr 4: 0 | 90.9802
0 | 234304-Lighting-Remove 4 Ft Lamp (De-Lamp) - Tr2 |  | System | Commercial | [6 empty] | 12.3587 | 12.3653 | 0 | 0 | 0 | -0.0066231 | 137.2559 |  | 0 | 0.026384 | -2.5676 | Commercial | [7 empty] | 15 | 0.77 |  |  |  | 0 | 55.4979 | 0 | 0 | 0 | 0 | 0 | 0 | 0 | 0 | 0 | 0 | 2009 Qtr 1: 0; 2009 Qtr 2: 0; 2009 Qtr 3: 55.4979; 2009 Qtr 4: 0; 2010 Qtr 1: 0; 2010 Qtr 2: 0; 2010 Qtr 3: 0; 2010 Qtr 4: 0; 2011 Qtr 1: 0; 2011 Qtr 2: 0; 2011 Qtr 3: 0; 2011 Qtr 4: 0 | 55.4979
0 | 234312-Lighting-Screw in 14-26 Watt Lamp - Tr1 |  | System | Commercial | [6 empty] | 9.3196 | 10.3931 | 0 | 0 | 0 | -1.0734 | 194.1729 |  | 0 | 0.038993 | -2.6224 | Commercial |  | Annual | [5 empty] | 2.47 | 0.81 |  |  |  | 0 | 4.0412 | 0 | 0 | 0 | 0 | 0 | 0 | 0 | 0 | 0 | 0 | 2009 Qtr 1: 0; 2009 Qtr 2: 0; 2009 Qtr 3: 0; 2009 Qtr 4: 4.0412; 2010 Qtr 1: 0; 2010 Qtr 2: 0; 2010 Qtr 3: 0; 2010 Qtr 4: 0; 2011 Qtr 1: 0; 2011 Qtr 2: 0; 2011 Qtr 3: 0; 2011 Qtr 4: 0 | 4.0412
0 | 234330-Premium T8 with T12 40 Watt Baseline - Tr1 |  | System | Commercial | 01-ALC-AllCommercial-IntLight | 0 |  |  |  |  | 27.6532 | 13.1897 | 0 | 0 | 0 | 14.4636 | 83.5202 |  | kWh | 0.017351 | 0 | Commercial | [7 empty] | 15 | 0.78 |  |  |  | 0 | 110.9959 | 0 | 0 | 0 | 0 | 0 | 0 | 0 | 0 | 0 | 0 | 2009 Qtr 1: 0; 2009 Qtr 2: 0; 2009 Qtr 3: 0; 2009 Qtr 4: 110.9959; 2010 Qtr 1: 0; 2010 Qtr 2: 0; 2010 Qtr 3: 0; 2010 Qtr 4: 0; 2011 Qtr 1: 0; 2011 Qtr 2: 0; 2011 Qtr 3: 0; 2011 Qtr 4: 0 | 110.9959
0 | 234303-Lighting-Remove 4 Ft Lamp (De-Lamp) - Tr1 |  | System | Commercial | [6 empty] | 12.3596 | 16.4871 | 0 | 0 | 0 | -4.1275 | 137.2559 |  | 0 | 0.026384 | -2.5676 | Commercial |  | Winter Only | [5 empty] | 15 | 0.77 |  |  |  | 0 | 49.1293 | 0 | 0 | 0 | 0 | 0 | 0 | 0 | 0 | 0 | 0 | 2009 Qtr 1: 0; 2009 Qtr 2: 0; 2009 Qtr 3: 0; 2009 Qtr 4: 49.1293; 2010 Qtr 1: 0; 2010 Qtr 2: 0; 2010 Qtr 3: 0; 2010 Qtr 4: 0; 2011 Qtr 1: 0; 2011 Qtr 2: 0; 2011 Qtr 3: 0; 2011 Qtr 4: 0 | 49.1293
0 | 234294-Lighting-Occupancy Sensor-Wallbox Lghtng Snsr-Tr1 |  | System | Commercial | 23-RTL-Retail–SingleStorylarge-LIT_INT | 0 |  |  |  |  | 42.262 | 40 | 0 | 0 | 0 | 2.262 | 213.759 |  | kWh | 0.17617 | 0 | Commercial | [7 empty] | 8 | 0.84 |  |  |  | 0 | 3 | 0 | 0 | 0 | 0 | 0 | 0 | 0 | 0 | 0 | 0 | 2009 Qtr 1: 0; 2009 Qtr 2: 0; 2009 Qtr 3: 0; 2009 Qtr 4: 3; 2010 Qtr 1: 0; 2010 Qtr 2: 0; 2010 Qtr 3: 0; 2010 Qtr 4: 0; 2011 Qtr 1: 0; 2011 Qtr 2: 0; 2011 Qtr 3: 0; 2011 Qtr 4: 0 | 3
0 | 234285-Lighting-Occpncy Snsr-Hi-Bay integrated Snsr-Tr1 |  | System | Commercial | 01-ALC-AllCommercial-IntLight | 0 |  |  |  |  | 221.2703 | 95.5 | 0 | 0 | 0 | 125.7703 | 2503.6304 |  | kWh | 0.48559 | 0 | Commercial | [7 empty] | 8 | 0.84 |  |  |  | 0 | 7 | 0 | 0 | 0 | 0 | 0 | 0 | 0 | 0 | 0 | 0 | 2009 Qtr 1: 0; 2009 Qtr 2: 0; 2009 Qtr 3: 0; 2009 Qtr 4: 7; 2010 Qtr 1: 0; 2010 Qtr 2: 0; 2010 Qtr 3: 0; 2010 Qtr 4: 0; 2011 Qtr 1: 0; 2011 Qtr 2: 0; 2011 Qtr 3: 0; 2011 Qtr 4: 0 | 7
0 | 234084-Refrigeration -Cooler/Freezer Door Gaskets - Solid Doors: Cooler |  | System | Commercial | 09-GRO-Grocery-REFG | 0 |  |  |  |  | 2.2498 | 4.1096 | 0 | 0 | 0 | -1.8598 | 104.55 |  | kWh | 0.01195 | 0 | Commercial | [7 empty] | 4 | 0.76 |  |  |  | 0 | 23 | 0 | 0 | 0 | 0 | 0 | 0 | 0 | 0 | 0 | 0 | 2009 Qtr 1: 0; 2009 Qtr 2: 0; 2009 Qtr 3: 23; 2009 Qtr 4: 0; 2010 Qtr 1: 0; 2010 Qtr 2: 0; 2010 Qtr 3: 0; 2010 Qtr 4: 0; 2011 Qtr 1: 0; 2011 Qtr 2: 0; 2011 Qtr 3: 0; 2011 Qtr 4: 0 | 23
0 | 234331-Premium T8 with T12 40 Watt Baseline - Tr2 |  | System | Commercial | 01-ALC-AllCommercial-IntLight | 0 |  |  |  |  | 27.653 | 9.8923 | 0 | 0 | 0 | 17.7607 | 58.062 |  | kWh | 0.017133 | 0 | Commercial | [7 empty] | 15 | 0.78 |  |  |  | 0 | 232.9094 | 0 | 0 | 0 | 0 | 0 | 0 | 0 | 0 | 0 | 0 | 2009 Qtr 1: 0; 2009 Qtr 2: 0; 2009 Qtr 3: 232.9094; 2009 Qtr 4: 0; 2010 Qtr 1: 0; 2010 Qtr 2: 0; 2010 Qtr 3: 0; 2010 Qtr 4: 0; 2011 Qtr 1: 0; 2011 Qtr 2: 0; 2011 Qtr 3: 0; 2011 Qtr 4: 0 | 232.9094
0 | 234286-Lighting-Occpncy Snsr-Hi-Bay integrated Snsr-Tr2 |  | System | Commercial | 01-ALC-AllCommercial-IntLight | 0 |  |  |  |  | 221.37 | 95.5 | 0 | 0 | 0 | 125.87 | 1499.5759 |  | kWh | 0.47213 | 0 | Commercial | [7 empty] | 8 | 0.84 |  |  |  | 0 | 90 | 0 | 0 | 0 | 0 | 0 | 0 | 0 | 0 | 0 | 0 | 2009 Qtr 1: 0; 2009 Qtr 2: 0; 2009 Qtr 3: 90; 2009 Qtr 4: 0; 2010 Qtr 1: 0; 2010 Qtr 2: 0; 2010 Qtr 3: 0; 2010 Qtr 4: 0; 2011 Qtr 1: 0; 2011 Qtr 2: 0; 2011 Qtr 3: 0; 2011 Qtr 4: 0 | 90
0 | 234331-Premium T8 with T12 40 Watt Baseline - Tr2 |  | System | Commercial | 01-ALC-AllCommercial-IntLight | 0 |  |  |  |  | 27.653 | 9.8923 | 0 | 0 | 0 | 17.7607 | 58.062 |  | kWh | 0.017133 | 0 | Commercial | [7 empty] | 15 | 0.78 |  |  |  | 0 | 48.2195 | 0 | 0 | 0 | 0 | 0 | 0 | 0 | 0 | 0 | 0 | 2009 Qtr 1: 0; 2009 Qtr 2: 0; 2009 Qtr 3: 0; 2009 Qtr 4: 48.2195; 2010 Qtr 1: 0; 2010 Qtr 2: 0; 2010 Qtr 3: 0; 2010 Qtr 4: 0; 2011 Qtr 1: 0; 2011 Qtr 2: 0; 2011 Qtr 3: 0; 2011 Qtr 4: 0 | 48.2195
0 | 234286-Lighting-Occpncy Snsr-Hi-Bay integrated Snsr-Tr2 |  | System | Commercial | 01-ALC-AllCommercial-IntLight | 0 |  |  |  |  | 221.37 | 95.5 | 0 | 0 | 0 | 125.87 | 1499.5759 |  | kWh | 0.47213 | 0 | Commercial | [7 empty] | 8 | 0.84 |  |  |  | 0 | 11 | 0 | 0 | 0 | 0 | 0 | 0 | 0 | 0 | 0 | 0 | 2009 Qtr 1: 0; 2009 Qtr 2: 0; 2009 Qtr 3: 0; 2009 Qtr 4: 11; 2010 Qtr 1: 0; 2010 Qtr 2: 0; 2010 Qtr 3: 0; 2010 Qtr 4: 0; 2011 Qtr 1: 0; 2011 Qtr 2: 0; 2011 Qtr 3: 0; 2011 Qtr 4: 0 | 11
0 | 234330-Premium T8 with T12 40 Watt Baseline - Tr1 |  | System | Commercial | 01-ALC-AllCommercial-IntLight | 0 |  |  |  |  | 27.6532 | 13.1897 | 0 | 0 | 0 | 14.4636 | 83.5202 |  | kWh | 0.017351 | 0 | Commercial | [7 empty] | 15 | 0.78 |  |  |  | 0 | 10.9176 | 0 | 0 | 0 | 0 | 0 | 0 | 0 | 0 | 0 | 0 | 2009 Qtr 1: 0; 2009 Qtr 2: 0; 2009 Qtr 3: 10.9176; 2009 Qtr 4: 0; 2010 Qtr 1: 0; 2010 Qtr 2: 0; 2010 Qtr 3: 0; 2010 Qtr 4: 0; 2011 Qtr 1: 0; 2011 Qtr 2: 0; 2011 Qtr 3: 0; 2011 Qtr 4: 0 | 10.9176
0 | 234285-Lighting-Occpncy Snsr-Hi-Bay integrated Snsr-Tr1 |  | System | Commercial | 01-ALC-AllCommercial-IntLight | 0 |  |  |  |  | 221.2703 | 95.5 | 0 | 0 | 0 | 125.7703 | 2503.6304 |  | kWh | 0.48559 | 0 | Commercial | [7 empty] | 8 | 0.84 |  |  |  | 0 | 8 | 0 | 0 | 0 | 0 | 0 | 0 | 0 | 0 | 0 | 0 | 2009 Qtr 1: 0; 2009 Qtr 2: 0; 2009 Qtr 3: 8; 2009 Qtr 4: 0; 2010 Qtr 1: 0; 2010 Qtr 2: 0; 2010 Qtr 3: 0; 2010 Qtr 4: 0; 2011 Qtr 1: 0; 2011 Qtr 2: 0; 2011 Qtr 3: 0; 2011 Qtr 4: 0 | 8
0 | 234330-Premium T8 with T12 40 Watt Baseline - Tr1 |  | System | Commercial | 01-ALC-AllCommercial-IntLight | 0 |  |  |  |  | 27.6532 | 13.1897 | 0 | 0 | 0 | 14.4636 | 83.5202 |  | kWh | 0.017351 | 0 | Commercial | [7 empty] | 15 | 0.78 |  |  |  | 0 | 72.7842 | 0 | 0 | 0 | 0 | 0 | 0 | 0 | 0 | 0 | 0 | 2009 Qtr 1: 0; 2009 Qtr 2: 0; 2009 Qtr 3: 72.7842; 2009 Qtr 4: 0; 2010 Qtr 1: 0; 2010 Qtr 2: 0; 2010 Qtr 3: 0; 2010 Qtr 4: 0; 2011 Qtr 1: 0; 2011 Qtr 2: 0; 2011 Qtr 3: 0; 2011 Qtr 4: 0 | 72.7842
0 | 234360-Lighting-IntrHiByLnrFlscntFxtr244wrplc400w(TrI)Tr1 |  | System | Commercial | [6 empty] | 282.4319 | 153.8404 | 0 | 0 | 0 | 128.5914 | 0 |  | 0 | 0.224 | -7.1132 | Commercial |  | Winter Only | [5 empty] | 15 | 0.78 |  |  |  | 0 | 21.4508 | 0 | 0 | 0 | 0 | 0 | 0 | 0 | 0 | 0 | 0 | 2009 Qtr 1: 0; 2009 Qtr 2: 0; 2009 Qtr 3: 21.4508; 2009 Qtr 4: 0; 2010 Qtr 1: 0; 2010 Qtr 2: 0; 2010 Qtr 3: 0; 2010 Qtr 4: 0; 2011 Qtr 1: 0; 2011 Qtr 2: 0; 2011 Qtr 3: 0; 2011 Qtr 4: 0 | 21.4508
0 | 234285-Lighting-Occpncy Snsr-Hi-Bay integrated Snsr-Tr1 |  | System | Commercial | 01-ALC-AllCommercial-IntLight | 0 |  |  |  |  | 221.2703 | 95.5 | 0 | 0 | 0 | 125.7703 | 2503.6304 |  | kWh | 0.48559 | 0 | Commercial | [7 empty] | 8 | 0.84 |  |  |  | 0 | 24 | 0 | 0 | 0 | 0 | 0 | 0 | 0 | 0 | 0 | 0 | 2009 Qtr 1: 0; 2009 Qtr 2: 0; 2009 Qtr 3: 24; 2009 Qtr 4: 0; 2010 Qtr 1: 0; 2010 Qtr 2: 0; 2010 Qtr 3: 0; 2010 Qtr 4: 0; 2011 Qtr 1: 0; 2011 Qtr 2: 0; 2011 Qtr 3: 0; 2011 Qtr 4: 0 | 24
0 | 234330-Premium T8 with T12 40 Watt Baseline - Tr1 |  | System | Commercial | 01-ALC-AllCommercial-IntLight | 0 |  |  |  |  | 27.6532 | 0 | 0 | 0 | 0 | 27.6532 | 0 |  | kWh | 0 | 0 | Commercial | [7 empty] | 15 | 0.78 |  |  |  | 0 | 0.9098 | 0 | 0 | 0 | 0 | 0 | 0 | 0 | 0 | 0 | 0 | 2009 Qtr 1: 0; 2009 Qtr 2: 0; 2009 Qtr 3: 0.9098; 2009 Qtr 4: 0; 2010 Qtr 1: 0; 2010 Qtr 2: 0; 2010 Qtr 3: 0; 2010 Qtr 4: 0; 2011 Qtr 1: 0; 2011 Qtr 2: 0; 2011 Qtr 3: 0; 2011 Qtr 4: 0 | 0.9098
0 | 234303-Lighting-Remove 4 Ft Lamp (De-Lamp) - Tr1 |  | System | Commercial | [6 empty] | 12.3596 | 0 | 0 | 0 | 0 | 12.3596 | 0 |  | 0 | 0 | 0 | Commercial |  | Winter Only | [5 empty] | 15 | 0.77 |  |  |  | 0 | 0.9098 | 0 | 0 | 0 | 0 | 0 | 0 | 0 | 0 | 0 | 0 | 2009 Qtr 1: 0; 2009 Qtr 2: 0; 2009 Qtr 3: 0.9098; 2009 Qtr 4: 0; 2010 Qtr 1: 0; 2010 Qtr 2: 0; 2010 Qtr 3: 0; 2010 Qtr 4: 0; 2011 Qtr 1: 0; 2011 Qtr 2: 0; 2011 Qtr 3: 0; 2011 Qtr 4: 0 | 0.9098
0 | 234049-Lighting-LED Exit Sign New Sign |  | System | Commercial | 25-SCN-Storage–Conditioned-Exit | 0 |  |  |  |  | 64.8921 | 45 | 0 | 0 | 0 | 19.8921 | 351.311 |  | kWh | 0 | 0 | Commercial | [7 empty] | 16 | 0.85 |  |  |  | 0 | 2 | 0 | 0 | 0 | 0 | 0 | 0 | 0 | 0 | 0 | 0 | 2009 Qtr 1: 0; 2009 Qtr 2: 0; 2009 Qtr 3: 2; 2009 Qtr 4: 0; 2010 Qtr 1: 0; 2010 Qtr 2: 0; 2010 Qtr 3: 0; 2010 Qtr 4: 0; 2011 Qtr 1: 0; 2011 Qtr 2: 0; 2011 Qtr 3: 0; 2011 Qtr 4: 0 | 2
0 | 234286-Lighting-Occpncy Snsr-Hi-Bay integrated Snsr-Tr2 |  | System | Commercial | 01-ALC-AllCommercial-IntLight | 0 |  |  |  |  | 221.37 | 95.5 | 0 | 0 | 0 | 125.87 | 1499.5759 |  | kWh | 0.47213 | 0 | Commercial | [7 empty] | 8 | 0.84 |  |  |  | 0 | 21 | 0 | 0 | 0 | 0 | 0 | 0 | 0 | 0 | 0 | 0 | 2009 Qtr 1: 0; 2009 Qtr 2: 0; 2009 Qtr 3: 21; 2009 Qtr 4: 0; 2010 Qtr 1: 0; 2010 Qtr 2: 0; 2010 Qtr 3: 0; 2010 Qtr 4: 0; 2011 Qtr 1: 0; 2011 Qtr 2: 0; 2011 Qtr 3: 0; 2011 Qtr 4: 0 | 21
0 | 234085-Refrigeration -Strip Curtains for Walk-ins |  | System | Commercial | 20-RFF-Restaurant–FastFood-Refrig | 0 |  |  |  |  | 10.214 | 3.0626 | 0 | 0 | 0 | 7.1514 | 465 |  | kWh | 0.053 | 0 | Commercial | [7 empty] | 4 | 0.46 |  |  |  | 0 | 46 | 0 | 0 | 0 | 0 | 0 | 0 | 0 | 0 | 0 | 0 | 2009 Qtr 1: 0; 2009 Qtr 2: 0; 2009 Qtr 3: 46; 2009 Qtr 4: 0; 2010 Qtr 1: 0; 2010 Qtr 2: 0; 2010 Qtr 3: 0; 2010 Qtr 4: 0; 2011 Qtr 1: 0; 2011 Qtr 2: 0; 2011 Qtr 3: 0; 2011 Qtr 4: 0 | 46
0 | 234084-Refrigeration -Cooler/Freezer Door Gaskets - Solid Doors: Cooler |  | System | Commercial | 09-GRO-Grocery-REFG | 0 |  |  |  |  | 2.2498 | 4.0122 | 0 | 0 | 0 | -1.7624 | 104.55 |  | kWh | 0.01195 | 0 | Commercial | [7 empty] | 4 | 0.76 |  |  |  | 0 | 148 | 0 | 0 | 0 | 0 | 0 | 0 | 0 | 0 | 0 | 0 | 2009 Qtr 1: 0; 2009 Qtr 2: 0; 2009 Qtr 3: 148; 2009 Qtr 4: 0; 2010 Qtr 1: 0; 2010 Qtr 2: 0; 2010 Qtr 3: 0; 2010 Qtr 4: 0; 2011 Qtr 1: 0; 2011 Qtr 2: 0; 2011 Qtr 3: 0; 2011 Qtr 4: 0 | 148
0 | 234067-Refrigeration - Food Service -Auto Closer for Main Cooler Doors |  | System | Commercial | 09-GRO-Grocery-REFG | 0 |  |  |  |  | 382.5103 | 103 | 0 | 0 | 0 | 279.5103 | 1075.009 |  | kWh | 0.20794 | -0.053375 | Commercial |  | Annual | [5 empty] | 8 | 0.7 |  |  |  | 0 | 1 | 0 | 0 | 0 | 0 | 0 | 0 | 0 | 0 | 0 | 0 | 2009 Qtr 1: 0; 2009 Qtr 2: 0; 2009 Qtr 3: 1; 2009 Qtr 4: 0; 2010 Qtr 1: 0; 2010 Qtr 2: 0; 2010 Qtr 3: 0; 2010 Qtr 4: 0; 2011 Qtr 1: 0; 2011 Qtr 2: 0; 2011 Qtr 3: 0; 2011 Qtr 4: 0 | 1
0 | 234068-Refrigeration - Food Service -Auto Closer for Main Freezer Doors |  | System | Commercial | 09-GRO-Grocery-REFG | 0 |  |  |  |  | 372.7723 | 0 | 0 | 0 | 0 | 372.7723 | 0 |  | kWh | 0 | 0 | Commercial |  | Annual | [5 empty] | 8 | 0.7 |  |  |  | 0 | 1 | 0 | 0 | 0 | 0 | 0 | 0 | 0 | 0 | 0 | 0 | 2009 Qtr 1: 0; 2009 Qtr 2: 0; 2009 Qtr 3: 1; 2009 Qtr 4: 0; 2010 Qtr 1: 0; 2010 Qtr 2: 0; 2010 Qtr 3: 0; 2010 Qtr 4: 0; 2011 Qtr 1: 0; 2011 Qtr 2: 0; 2011 Qtr 3: 0; 2011 Qtr 4: 0 | 1
0 | 234085-Refrigeration -Strip Curtains for Walk-ins |  | System | Commercial | 20-RFF-Restaurant–FastFood-Refrig | 0 |  |  |  |  | 10.214 | 3.0373 | 0 | 0 | 0 | 7.1767 | 465 |  | kWh | 0.053 | 0 | Commercial | [7 empty] | 4 | 0.46 |  |  |  | 0 | 62 | 0 | 0 | 0 | 0 | 0 | 0 | 0 | 0 | 0 | 0 | 2009 Qtr 1: 0; 2009 Qtr 2: 0; 2009 Qtr 3: 62; 2009 Qtr 4: 0; 2010 Qtr 1: 0; 2010 Qtr 2: 0; 2010 Qtr 3: 0; 2010 Qtr 4: 0; 2011 Qtr 1: 0; 2011 Qtr 2: 0; 2011 Qtr 3: 0; 2011 Qtr 4: 0 | 62
0 | 234084-Refrigeration -Cooler/Freezer Door Gaskets - Solid Doors: Cooler |  | System | Commercial | 09-GRO-Grocery-REFG | 0 |  |  |  |  | 2.2498 | 4.0187 | 0 | 0 | 0 | -1.7689 | 104.55 |  | kWh | 0.01195 | 0 | Commercial | [7 empty] | 4 | 0.76 |  |  |  | 0 | 154 | 0 | 0 | 0 | 0 | 0 | 0 | 0 | 0 | 0 | 0 | 2009 Qtr 1: 0; 2009 Qtr 2: 0; 2009 Qtr 3: 154; 2009 Qtr 4: 0; 2010 Qtr 1: 0; 2010 Qtr 2: 0; 2010 Qtr 3: 0; 2010 Qtr 4: 0; 2011 Qtr 1: 0; 2011 Qtr 2: 0; 2011 Qtr 3: 0; 2011 Qtr 4: 0 | 154
0 | 234067-Refrigeration - Food Service -Auto Closer for Main Cooler Doors |  | System | Commercial | 09-GRO-Grocery-REFG | 0 |  |  |  |  | 382.5103 | 103 | 0 | 0 | 0 | 279.5103 | 1075.009 |  | kWh | 0.20794 | -0.053375 | Commercial |  | Annual | [5 empty] | 8 | 0.7 |  |  |  | 0 | 2 | 0 | 0 | 0 | 0 | 0 | 0 | 0 | 0 | 0 | 0 | 2009 Qtr 1: 0; 2009 Qtr 2: 0; 2009 Qtr 3: 2; 2009 Qtr 4: 0; 2010 Qtr 1: 0; 2010 Qtr 2: 0; 2010 Qtr 3: 0; 2010 Qtr 4: 0; 2011 Qtr 1: 0; 2011 Qtr 2: 0; 2011 Qtr 3: 0; 2011 Qtr 4: 0 | 2
0 | 234068-Refrigeration - Food Service -Auto Closer for Main Freezer Doors |  | System | Commercial | 09-GRO-Grocery-REFG | 0 |  |  |  |  | 372.7723 | 160.5 | 0 | 0 | 0 | 212.2723 | 2785.8135 |  | kWh | 0.27593 | -0.026688 | Commercial |  | Annual | [5 empty] | 8 | 0.7 |  |  |  | 0 | 1 | 0 | 0 | 0 | 0 | 0 | 0 | 0 | 0 | 0 | 0 | 2009 Qtr 1: 0; 2009 Qtr 2: 0; 2009 Qtr 3: 1; 2009 Qtr 4: 0; 2010 Qtr 1: 0; 2010 Qtr 2: 0; 2010 Qtr 3: 0; 2010 Qtr 4: 0; 2011 Qtr 1: 0; 2011 Qtr 2: 0; 2011 Qtr 3: 0; 2011 Qtr 4: 0 | 1
0 | 234285-Lighting-Occpncy Snsr-Hi-Bay integrated Snsr-Tr1 |  | System | Commercial | 01-ALC-AllCommercial-IntLight | 0 |  |  |  |  | 221.2703 | 95.5 | 0 | 0 | 0 | 125.7703 | 2503.6304 |  | kWh | 0.48559 | 0 | Commercial | [7 empty] | 8 | 0.84 |  |  |  | 0 | 117 | 0 | 0 | 0 | 0 | 0 | 0 | 0 | 0 | 0 | 0 | 2009 Qtr 1: 0; 2009 Qtr 2: 0; 2009 Qtr 3: 117; 2009 Qtr 4: 0; 2010 Qtr 1: 0; 2010 Qtr 2: 0; 2010 Qtr 3: 0; 2010 Qtr 4: 0; 2011 Qtr 1: 0; 2011 Qtr 2: 0; 2011 Qtr 3: 0; 2011 Qtr 4: 0 | 117
0 | 234330-Premium T8 with T12 40 Watt Baseline - Tr1 |  | System | Commercial | 01-ALC-AllCommercial-IntLight | 0 |  |  |  |  | 27.6532 | 13.1897 | 0 | 0 | 0 | 14.4636 | 83.5202 |  | kWh | 0.017351 | 0 | Commercial | [7 empty] | 15 | 0.78 |  |  |  | 0 | 38.2117 | 0 | 0 | 0 | 0 | 0 | 0 | 0 | 0 | 0 | 0 | 2009 Qtr 1: 0; 2009 Qtr 2: 0; 2009 Qtr 3: 0; 2009 Qtr 4: 38.2117; 2010 Qtr 1: 0; 2010 Qtr 2: 0; 2010 Qtr 3: 0; 2010 Qtr 4: 0; 2011 Qtr 1: 0; 2011 Qtr 2: 0; 2011 Qtr 3: 0; 2011 Qtr 4: 0 | 38.2117
0 | 234303-Lighting-Remove 4 Ft Lamp (De-Lamp) - Tr1 |  | System | Commercial | [6 empty] | 12.3596 | 16.4871 | 0 | 0 | 0 | -4.1275 | 137.2559 |  | 0 | 0.026384 | -2.5676 | Commercial |  | Winter Only | [5 empty] | 15 | 0.77 |  |  |  | 0 | 16.3764 | 0 | 0 | 0 | 0 | 0 | 0 | 0 | 0 | 0 | 0 | 2009 Qtr 1: 0; 2009 Qtr 2: 0; 2009 Qtr 3: 0; 2009 Qtr 4: 16.3764; 2010 Qtr 1: 0; 2010 Qtr 2: 0; 2010 Qtr 3: 0; 2010 Qtr 4: 0; 2011 Qtr 1: 0; 2011 Qtr 2: 0; 2011 Qtr 3: 0; 2011 Qtr 4: 0 | 16.3764
0 | 234172-Food Service - Convection Oven-Gas |  | System | Commercial | [6 empty] | 3144 | 500 | 0 | 0 | 0 | 2644 | 0 |  | 0 | 0 | 323 | Commercial |  | Annual | [5 empty] | 12 | 0.7 |  |  |  | 0 | 6 | 0 | 0 | 0 | 0 | 0 | 0 | 0 | 0 | 0 | 0 | 2009 Qtr 1: 0; 2009 Qtr 2: 0; 2009 Qtr 3: 6; 2009 Qtr 4: 0; 2010 Qtr 1: 0; 2010 Qtr 2: 0; 2010 Qtr 3: 0; 2010 Qtr 4: 0; 2011 Qtr 1: 0; 2011 Qtr 2: 0; 2011 Qtr 3: 0; 2011 Qtr 4: 0 | 6
0 | 234332-Premium T8 with T12 40 Watt Baseline - Tr3 |  | System | Commercial | 01-ALC-AllCommercial-IntLight | 0 |  |  |  |  | 13.9591 | 7.1444 | 0 | 0 | 0 | 6.8147 | 44.0947 |  | kWh | 0.016509 | 0 | Commercial | [7 empty] | 15 | 0.78 |  |  |  | 0 | 40.0313 | 0 | 0 | 0 | 0 | 0 | 0 | 0 | 0 | 0 | 0 | 2009 Qtr 1: 0; 2009 Qtr 2: 0; 2009 Qtr 3: 40.0313; 2009 Qtr 4: 0; 2010 Qtr 1: 0; 2010 Qtr 2: 0; 2010 Qtr 3: 0; 2010 Qtr 4: 0; 2011 Qtr 1: 0; 2011 Qtr 2: 0; 2011 Qtr 3: 0; 2011 Qtr 4: 0 | 40.0313
0 | 234209-Lighting-8 Ft T-8 with Elec Ballast-Tr3 |  | System | Commercial | 01-ALC-AllCommercial-IntLight | 0 |  |  |  |  | 35.7221 | 11.541 | 0 | 0 | 0 | 24.1811 | 23.9851 |  | kWh | 0.010079 | 0 | Commercial | [7 empty] | 15 | 0.78 |  |  |  | 0 | 11.8274 | 0 | 0 | 0 | 0 | 0 | 0 | 0 | 0 | 0 | 0 | 2009 Qtr 1: 0; 2009 Qtr 2: 0; 2009 Qtr 3: 11.8274; 2009 Qtr 4: 0; 2010 Qtr 1: 0; 2010 Qtr 2: 0; 2010 Qtr 3: 0; 2010 Qtr 4: 0; 2011 Qtr 1: 0; 2011 Qtr 2: 0; 2011 Qtr 3: 0; 2011 Qtr 4: 0 | 11.8274
0 | 234305-Lighting-Remove 4 Ft Lamp (De-Lamp) - Tr3 |  | System | Commercial | 01-ALC-AllCommercial-IntLight | 0 |  |  |  |  | 28.1828 | 8.7931 | 0 | 0 | 0 | 19.3897 | 129.7131 |  | kWh | 0.050038 | 0 | Commercial | [7 empty] | 15 | 0.77 |  |  |  | 0 | 19.1058 | 0 | 0 | 0 | 0 | 0 | 0 | 0 | 0 | 0 | 0 | 2009 Qtr 1: 0; 2009 Qtr 2: 0; 2009 Qtr 3: 19.1058; 2009 Qtr 4: 0; 2010 Qtr 1: 0; 2010 Qtr 2: 0; 2010 Qtr 3: 0; 2010 Qtr 4: 0; 2011 Qtr 1: 0; 2011 Qtr 2: 0; 2011 Qtr 3: 0; 2011 Qtr 4: 0 | 19.1058
0 | 234308-Lighting-Remove 8 Ft Lamp (De-Lamp) - Tr3 |  | System | Commercial | 23-RTL-Retail–SingleStorylarge-LIT_INT | 0 |  |  |  |  | 28.1519 | 0 | 0 | 0 | 0 | 28.1519 | 0 |  | kWh | 0 | 0 | Commercial | [7 empty] | 15 | 0.77 |  |  |  | 0 | 0.9098 | 0 | 0 | 0 | 0 | 0 | 0 | 0 | 0 | 0 | 0 | 2009 Qtr 1: 0; 2009 Qtr 2: 0; 2009 Qtr 3: 0.9098; 2009 Qtr 4: 0; 2010 Qtr 1: 0; 2010 Qtr 2: 0; 2010 Qtr 3: 0; 2010 Qtr 4: 0; 2011 Qtr 1: 0; 2011 Qtr 2: 0; 2011 Qtr 3: 0; 2011 Qtr 4: 0 | 0.9098
0 | 234287-Lighting-Occpncy Snsr-Hi-Bay integrated Snsr-Tr3 |  | System | Commercial | 01-ALC-AllCommercial-IntLight | 0 |  |  |  |  | 221.1826 | 95.5 | 0 | 0 | 0 | 125.6826 | 1661 |  | kWh | 0.39312 | 0 | Commercial | [7 empty] | 8 | 0.84 |  |  |  | 0 | 34 | 0 | 0 | 0 | 0 | 0 | 0 | 0 | 0 | 0 | 0 | 2009 Qtr 1: 0; 2009 Qtr 2: 0; 2009 Qtr 3: 34; 2009 Qtr 4: 0; 2010 Qtr 1: 0; 2010 Qtr 2: 0; 2010 Qtr 3: 0; 2010 Qtr 4: 0; 2011 Qtr 1: 0; 2011 Qtr 2: 0; 2011 Qtr 3: 0; 2011 Qtr 4: 0 | 34
0 | 234330-Premium T8 with T12 40 Watt Baseline - Tr1 |  | System | Commercial | 01-ALC-AllCommercial-IntLight | 0 |  |  |  |  | 27.6532 | 13.1897 | 0 | 0 | 0 | 14.4636 | 83.5202 |  | kWh | 0.017351 | 0 | Commercial | [7 empty] | 15 | 0.78 |  |  |  | 0 | 47.3097 | 0 | 0 | 0 | 0 | 0 | 0 | 0 | 0 | 0 | 0 | 2009 Qtr 1: 0; 2009 Qtr 2: 0; 2009 Qtr 3: 47.3097; 2009 Qtr 4: 0; 2010 Qtr 1: 0; 2010 Qtr 2: 0; 2010 Qtr 3: 0; 2010 Qtr 4: 0; 2011 Qtr 1: 0; 2011 Qtr 2: 0; 2011 Qtr 3: 0; 2011 Qtr 4: 0 | 47.3097
0 | 234049-Lighting-LED Exit Sign New Sign |  | System | Commercial | 25-SCN-Storage–Conditioned-Exit | 0 |  |  |  |  | 64.8921 | 45 | 0 | 0 | 0 | 19.8921 | 351.311 |  | kWh | 0 | 0 | Commercial | [7 empty] | 16 | 0.85 |  |  |  | 0 | 1 | 0 | 0 | 0 | 0 | 0 | 0 | 0 | 0 | 0 | 0 | 2009 Qtr 1: 0; 2009 Qtr 2: 0; 2009 Qtr 3: 1; 2009 Qtr 4: 0; 2010 Qtr 1: 0; 2010 Qtr 2: 0; 2010 Qtr 3: 0; 2010 Qtr 4: 0; 2011 Qtr 1: 0; 2011 Qtr 2: 0; 2011 Qtr 3: 0; 2011 Qtr 4: 0 | 1
0 | 234085-Refrigeration -Strip Curtains for Walk-ins |  | System | Commercial | 20-RFF-Restaurant–FastFood-Refrig | 0 |  |  |  |  | 10.214 | 3.0078 | 0 | 0 | 0 | 7.2062 | 465 |  | kWh | 0.053 | 0 | Commercial | [7 empty] | 4 | 0.46 |  |  |  | 0 | 23 | 0 | 0 | 0 | 0 | 0 | 0 | 0 | 0 | 0 | 0 | 2009 Qtr 1: 0; 2009 Qtr 2: 0; 2009 Qtr 3: 23; 2009 Qtr 4: 0; 2010 Qtr 1: 0; 2010 Qtr 2: 0; 2010 Qtr 3: 0; 2010 Qtr 4: 0; 2011 Qtr 1: 0; 2011 Qtr 2: 0; 2011 Qtr 3: 0; 2011 Qtr 4: 0 | 23
0 | 234084-Refrigeration -Cooler/Freezer Door Gaskets - Solid Doors: Cooler |  | System | Commercial | 09-GRO-Grocery-REFG | 0 |  |  |  |  | 2.2498 | 4.0103 | 0 | 0 | 0 | -1.7605 | 104.55 |  | kWh | 0.01195 | 0 | Commercial | [7 empty] | 4 | 0.76 |  |  |  | 0 | 101 | 0 | 0 | 0 | 0 | 0 | 0 | 0 | 0 | 0 | 0 | 2009 Qtr 1: 0; 2009 Qtr 2: 0; 2009 Qtr 3: 101; 2009 Qtr 4: 0; 2010 Qtr 1: 0; 2010 Qtr 2: 0; 2010 Qtr 3: 0; 2010 Qtr 4: 0; 2011 Qtr 1: 0; 2011 Qtr 2: 0; 2011 Qtr 3: 0; 2011 Qtr 4: 0 | 101
0 | 234312-Lighting-Screw in 14-26 Watt Lamp - Tr1 |  | System | Commercial | [6 empty] | 9.3196 | 10.3931 | 0 | 0 | 0 | -1.0734 | 194.1729 |  | 0 | 0.038993 | -2.6224 | Commercial |  | Annual | [5 empty] | 2.47 | 0.81 |  |  |  | 0 | 10.1029 | 0 | 0 | 0 | 0 | 0 | 0 | 0 | 0 | 0 | 0 | 2009 Qtr 1: 0; 2009 Qtr 2: 0; 2009 Qtr 3: 10.1029; 2009 Qtr 4: 0; 2010 Qtr 1: 0; 2010 Qtr 2: 0; 2010 Qtr 3: 0; 2010 Qtr 4: 0; 2011 Qtr 1: 0; 2011 Qtr 2: 0; 2011 Qtr 3: 0; 2011 Qtr 4: 0 | 10.1029
0 | 234330-Premium T8 with T12 40 Watt Baseline - Tr1 |  | System | Commercial | 01-ALC-AllCommercial-IntLight | 0 |  |  |  |  | 27.6532 | 13.1897 | 0 | 0 | 0 | 14.4636 | 83.5202 |  | kWh | 0.017351 | 0 | Commercial | [7 empty] | 15 | 0.78 |  |  |  | 0 | 60.0469 | 0 | 0 | 0 | 0 | 0 | 0 | 0 | 0 | 0 | 0 | 2009 Qtr 1: 0; 2009 Qtr 2: 0; 2009 Qtr 3: 60.0469; 2009 Qtr 4: 0; 2010 Qtr 1: 0; 2010 Qtr 2: 0; 2010 Qtr 3: 0; 2010 Qtr 4: 0; 2011 Qtr 1: 0; 2011 Qtr 2: 0; 2011 Qtr 3: 0; 2011 Qtr 4: 0 | 60.0469
0 | 234303-Lighting-Remove 4 Ft Lamp (De-Lamp) - Tr1 |  | System | Commercial | [6 empty] | 12.3596 | 16.4871 | 0 | 0 | 0 | -4.1275 | 137.2559 |  | 0 | 0.026384 | -2.5676 | Commercial |  | Winter Only | [5 empty] | 15 | 0.77 |  |  |  | 0 | 12.7372 | 0 | 0 | 0 | 0 | 0 | 0 | 0 | 0 | 0 | 0 | 2009 Qtr 1: 0; 2009 Qtr 2: 0; 2009 Qtr 3: 12.7372; 2009 Qtr 4: 0; 2010 Qtr 1: 0; 2010 Qtr 2: 0; 2010 Qtr 3: 0; 2010 Qtr 4: 0; 2011 Qtr 1: 0; 2011 Qtr 2: 0; 2011 Qtr 3: 0; 2011 Qtr 4: 0 | 12.7372
0 | 234285-Lighting-Occpncy Snsr-Hi-Bay integrated Snsr-Tr1 |  | System | Commercial | 01-ALC-AllCommercial-IntLight | 0 |  |  |  |  | 221.2703 | 95.5 | 0 | 0 | 0 | 125.7703 | 2503.6304 |  | kWh | 0.48559 | 0 | Commercial | [7 empty] | 8 | 0.84 |  |  |  | 0 | 12 | 0 | 0 | 0 | 0 | 0 | 0 | 0 | 0 | 0 | 0 | 2009 Qtr 1: 0; 2009 Qtr 2: 0; 2009 Qtr 3: 12; 2009 Qtr 4: 0; 2010 Qtr 1: 0; 2010 Qtr 2: 0; 2010 Qtr 3: 0; 2010 Qtr 4: 0; 2011 Qtr 1: 0; 2011 Qtr 2: 0; 2011 Qtr 3: 0; 2011 Qtr 4: 0 | 12
0 | 234049-Lighting-LED Exit Sign New Sign |  | System | Commercial | 25-SCN-Storage–Conditioned-Exit | 0 |  |  |  |  | 64.8921 | 45 | 0 | 0 | 0 | 19.8921 | 351.311 |  | kWh | 0 | 0 | Commercial | [7 empty] | 16 | 0.85 |  |  |  | 0 | 1 | 0 | 0 | 0 | 0 | 0 | 0 | 0 | 0 | 0 | 0 | 2009 Qtr 1: 0; 2009 Qtr 2: 0; 2009 Qtr 3: 1; 2009 Qtr 4: 0; 2010 Qtr 1: 0; 2010 Qtr 2: 0; 2010 Qtr 3: 0; 2010 Qtr 4: 0; 2011 Qtr 1: 0; 2011 Qtr 2: 0; 2011 Qtr 3: 0; 2011 Qtr 4: 0 | 1
0 | 234330-Premium T8 with T12 40 Watt Baseline - Tr1 |  | System | Commercial | 01-ALC-AllCommercial-IntLight | 0 |  |  |  |  | 27.6532 | 13.1897 | 0 | 0 | 0 | 14.4636 | 83.5202 |  | kWh | 0.017351 | 0 | Commercial | [7 empty] | 15 | 0.78 |  |  |  | 0 | 81.8822 | 0 | 0 | 0 | 0 | 0 | 0 | 0 | 0 | 0 | 0 | 2009 Qtr 1: 0; 2009 Qtr 2: 0; 2009 Qtr 3: 81.8822; 2009 Qtr 4: 0; 2010 Qtr 1: 0; 2010 Qtr 2: 0; 2010 Qtr 3: 0; 2010 Qtr 4: 0; 2011 Qtr 1: 0; 2011 Qtr 2: 0; 2011 Qtr 3: 0; 2011 Qtr 4: 0 | 81.8822
0 | 234303-Lighting-Remove 4 Ft Lamp (De-Lamp) - Tr1 |  | System | Commercial | [6 empty] | 12.3596 | 16.4871 | 0 | 0 | 0 | -4.1275 | 137.2559 |  | 0 | 0.026384 | -2.5676 | Commercial |  | Winter Only | [5 empty] | 15 | 0.77 |  |  |  | 0 | 81.8822 | 0 | 0 | 0 | 0 | 0 | 0 | 0 | 0 | 0 | 0 | 2009 Qtr 1: 0; 2009 Qtr 2: 0; 2009 Qtr 3: 81.8822; 2009 Qtr 4: 0; 2010 Qtr 1: 0; 2010 Qtr 2: 0; 2010 Qtr 3: 0; 2010 Qtr 4: 0; 2011 Qtr 1: 0; 2011 Qtr 2: 0; 2011 Qtr 3: 0; 2011 Qtr 4: 0 | 81.8822
0 | 234291-Lighting-Ocpncy Snsr-Wll/Cl Mntd Lght Snsr>=500Tr1 |  | System | Commercial | 01-ALC-AllCommercial-IntLight | 0 |  |  |  |  | 221.37 | 75 | 0 | 0 | 0 | 146.37 | 626 |  | kWh | 0.145 | 0 | Commercial | [7 empty] | 8 | 0.84 |  |  |  | 0 | 65 | 0 | 0 | 0 | 0 | 0 | 0 | 0 | 0 | 0 | 0 | 2009 Qtr 1: 0; 2009 Qtr 2: 0; 2009 Qtr 3: 65; 2009 Qtr 4: 0; 2010 Qtr 1: 0; 2010 Qtr 2: 0; 2010 Qtr 3: 0; 2010 Qtr 4: 0; 2011 Qtr 1: 0; 2011 Qtr 2: 0; 2011 Qtr 3: 0; 2011 Qtr 4: 0 | 65
0 | 234330-Premium T8 with T12 40 Watt Baseline - Tr1 |  | System | Commercial | 01-ALC-AllCommercial-IntLight | 0 |  |  |  |  | 27.6532 | 13.1897 | 0 | 0 | 0 | 14.4636 | 83.5202 |  | kWh | 0.017351 | 0 | Commercial | [7 empty] | 15 | 0.78 |  |  |  | 0 | 127.3723 | 0 | 0 | 0 | 0 | 0 | 0 | 0 | 0 | 0 | 0 | 2009 Qtr 1: 0; 2009 Qtr 2: 0; 2009 Qtr 3: 0; 2009 Qtr 4: 127.3723; 2010 Qtr 1: 0; 2010 Qtr 2: 0; 2010 Qtr 3: 0; 2010 Qtr 4: 0; 2011 Qtr 1: 0; 2011 Qtr 2: 0; 2011 Qtr 3: 0; 2011 Qtr 4: 0 | 127.3723
0 | 234303-Lighting-Remove 4 Ft Lamp (De-Lamp) - Tr1 |  | System | Commercial | [6 empty] | 12.3596 | 16.4871 | 0 | 0 | 0 | -4.1275 | 137.2559 |  | 0 | 0.026384 | -2.5676 | Commercial |  | Winter Only | [5 empty] | 15 | 0.77 |  |  |  | 0 | 61.8665 | 0 | 0 | 0 | 0 | 0 | 0 | 0 | 0 | 0 | 0 | 2009 Qtr 1: 0; 2009 Qtr 2: 0; 2009 Qtr 3: 0; 2009 Qtr 4: 61.8665; 2010 Qtr 1: 0; 2010 Qtr 2: 0; 2010 Qtr 3: 0; 2010 Qtr 4: 0; 2011 Qtr 1: 0; 2011 Qtr 2: 0; 2011 Qtr 3: 0; 2011 Qtr 4: 0 | 61.8665
0 | 234306-Lighting-Remove 8 Ft Lamp (De-Lamp) - Tr1 |  | System | Commercial | 23-RTL-Retail–SingleStorylarge-LIT_INT | 0 |  |  |  |  | 28.4369 | 27.4785 | 0 | 0 | 0 | 0.95836 | 366.7521 |  | kWh | 0.077777 | 0 | Commercial | [7 empty] | 15 | 0.77 |  |  |  | 0 | 38.2117 | 0 | 0 | 0 | 0 | 0 | 0 | 0 | 0 | 0 | 0 | 2009 Qtr 1: 0; 2009 Qtr 2: 0; 2009 Qtr 3: 0; 2009 Qtr 4: 38.2117; 2010 Qtr 1: 0; 2010 Qtr 2: 0; 2010 Qtr 3: 0; 2010 Qtr 4: 0; 2011 Qtr 1: 0; 2011 Qtr 2: 0; 2011 Qtr 3: 0; 2011 Qtr 4: 0 | 38.2117
0 | 234291-Lighting-Ocpncy Snsr-Wll/Cl Mntd Lght Snsr>=500Tr1 |  | System | Commercial | 01-ALC-AllCommercial-IntLight | 0 |  |  |  |  | 221.37 | 75 | 0 | 0 | 0 | 146.37 | 626 |  | kWh | 0.145 | 0 | Commercial | [7 empty] | 8 | 0.84 |  |  |  | 0 | 15 | 0 | 0 | 0 | 0 | 0 | 0 | 0 | 0 | 0 | 0 | 2009 Qtr 1: 0; 2009 Qtr 2: 0; 2009 Qtr 3: 0; 2009 Qtr 4: 15; 2010 Qtr 1: 0; 2010 Qtr 2: 0; 2010 Qtr 3: 0; 2010 Qtr 4: 0; 2011 Qtr 1: 0; 2011 Qtr 2: 0; 2011 Qtr 3: 0; 2011 Qtr 4: 0 | 15
0 | 234330-Premium T8 with T12 40 Watt Baseline - Tr1 |  | System | Commercial | 01-ALC-AllCommercial-IntLight | 0 |  |  |  |  | 27.6532 | 13.1897 | 0 | 0 | 0 | 14.4636 | 83.5202 |  | kWh | 0.017351 | 0 | Commercial | [7 empty] | 15 | 0.78 |  |  |  | 0 | 27.2941 | 0 | 0 | 0 | 0 | 0 | 0 | 0 | 0 | 0 | 0 | 2009 Qtr 1: 0; 2009 Qtr 2: 0; 2009 Qtr 3: 27.2941; 2009 Qtr 4: 0; 2010 Qtr 1: 0; 2010 Qtr 2: 0; 2010 Qtr 3: 0; 2010 Qtr 4: 0; 2011 Qtr 1: 0; 2011 Qtr 2: 0; 2011 Qtr 3: 0; 2011 Qtr 4: 0 | 27.2941
0 | 234303-Lighting-Remove 4 Ft Lamp (De-Lamp) - Tr1 |  | System | Commercial | [6 empty] | 12.3596 | 16.4871 | 0 | 0 | 0 | -4.1275 | 137.2559 |  | 0 | 0.026384 | -2.5676 | Commercial |  | Winter Only | [5 empty] | 15 | 0.77 |  |  |  | 0 | 5.4588 | 0 | 0 | 0 | 0 | 0 | 0 | 0 | 0 | 0 | 0 | 2009 Qtr 1: 0; 2009 Qtr 2: 0; 2009 Qtr 3: 5.4588; 2009 Qtr 4: 0; 2010 Qtr 1: 0; 2010 Qtr 2: 0; 2010 Qtr 3: 0; 2010 Qtr 4: 0; 2011 Qtr 1: 0; 2011 Qtr 2: 0; 2011 Qtr 3: 0; 2011 Qtr 4: 0 | 5.4588
0 | 234312-Lighting-Screw in 14-26 Watt Lamp - Tr1 |  | System | Commercial | [6 empty] | 9.3196 | 10.3931 | 0 | 0 | 0 | -1.0734 | 194.1729 |  | 0 | 0.038993 | -2.6224 | Commercial |  | Annual | [5 empty] | 2.47 | 0.81 |  |  |  | 0 | 3.3676 | 0 | 0 | 0 | 0 | 0 | 0 | 0 | 0 | 0 | 0 | 2009 Qtr 1: 0; 2009 Qtr 2: 0; 2009 Qtr 3: 3.3676; 2009 Qtr 4: 0; 2010 Qtr 1: 0; 2010 Qtr 2: 0; 2010 Qtr 3: 0; 2010 Qtr 4: 0; 2011 Qtr 1: 0; 2011 Qtr 2: 0; 2011 Qtr 3: 0; 2011 Qtr 4: 0 | 3.3676
0 | 234330-Premium T8 with T12 40 Watt Baseline - Tr1 |  | System | Commercial | 01-ALC-AllCommercial-IntLight | 0 |  |  |  |  | 27.6532 | 13.1897 | 0 | 0 | 0 | 14.4636 | 83.5202 |  | kWh | 0.017351 | 0 | Commercial | [7 empty] | 15 | 0.78 |  |  |  | 0 | 110.9959 | 0 | 0 | 0 | 0 | 0 | 0 | 0 | 0 | 0 | 0 | 2009 Qtr 1: 0; 2009 Qtr 2: 0; 2009 Qtr 3: 110.9959; 2009 Qtr 4: 0; 2010 Qtr 1: 0; 2010 Qtr 2: 0; 2010 Qtr 3: 0; 2010 Qtr 4: 0; 2011 Qtr 1: 0; 2011 Qtr 2: 0; 2011 Qtr 3: 0; 2011 Qtr 4: 0 | 110.9959
0 | 234303-Lighting-Remove 4 Ft Lamp (De-Lamp) - Tr1 |  | System | Commercial | [6 empty] | 12.3596 | 16.4871 | 0 | 0 | 0 | -4.1275 | 137.2559 |  | 0 | 0.026384 | -2.5676 | Commercial |  | Winter Only | [5 empty] | 15 | 0.77 |  |  |  | 0 | 96.439 | 0 | 0 | 0 | 0 | 0 | 0 | 0 | 0 | 0 | 0 | 2009 Qtr 1: 0; 2009 Qtr 2: 0; 2009 Qtr 3: 96.439; 2009 Qtr 4: 0; 2010 Qtr 1: 0; 2010 Qtr 2: 0; 2010 Qtr 3: 0; 2010 Qtr 4: 0; 2011 Qtr 1: 0; 2011 Qtr 2: 0; 2011 Qtr 3: 0; 2011 Qtr 4: 0 | 96.439
0 | 234306-Lighting-Remove 8 Ft Lamp (De-Lamp) - Tr1 |  | System | Commercial | 23-RTL-Retail–SingleStorylarge-LIT_INT | 0 |  |  |  |  | 28.4369 | 27.4785 | 0 | 0 | 0 | 0.95836 | 366.7521 |  | kWh | 0.077777 | 0 | Commercial | [7 empty] | 15 | 0.77 |  |  |  | 0 | 7.2784 | 0 | 0 | 0 | 0 | 0 | 0 | 0 | 0 | 0 | 0 | 2009 Qtr 1: 0; 2009 Qtr 2: 0; 2009 Qtr 3: 7.2784; 2009 Qtr 4: 0; 2010 Qtr 1: 0; 2010 Qtr 2: 0; 2010 Qtr 3: 0; 2010 Qtr 4: 0; 2011 Qtr 1: 0; 2011 Qtr 2: 0; 2011 Qtr 3: 0; 2011 Qtr 4: 0 | 7.2784
0 | 234291-Lighting-Ocpncy Snsr-Wll/Cl Mntd Lght Snsr>=500Tr1 |  | System | Commercial | 01-ALC-AllCommercial-IntLight | 0 |  |  |  |  | 221.37 | 75 | 0 | 0 | 0 | 146.37 | 626 |  | kWh | 0.145 | 0 | Commercial | [7 empty] | 8 | 0.84 |  |  |  | 0 | 14 | 0 | 0 | 0 | 0 | 0 | 0 | 0 | 0 | 0 | 0 | 2009 Qtr 1: 0; 2009 Qtr 2: 0; 2009 Qtr 3: 14; 2009 Qtr 4: 0; 2010 Qtr 1: 0; 2010 Qtr 2: 0; 2010 Qtr 3: 0; 2010 Qtr 4: 0; 2011 Qtr 1: 0; 2011 Qtr 2: 0; 2011 Qtr 3: 0; 2011 Qtr 4: 0 | 14
0 | 234330-Premium T8 with T12 40 Watt Baseline - Tr1 |  | System | Commercial | 01-ALC-AllCommercial-IntLight | 0 |  |  |  |  | 27.6532 | 13.1897 | 0 | 0 | 0 | 14.4636 | 83.5202 |  | kWh | 0.017351 | 0 | Commercial | [7 empty] | 15 | 0.78 |  |  |  | 0 | 14.5568 | 0 | 0 | 0 | 0 | 0 | 0 | 0 | 0 | 0 | 0 | 2009 Qtr 1: 0; 2009 Qtr 2: 0; 2009 Qtr 3: 0; 2009 Qtr 4: 14.5568; 2010 Qtr 1: 0; 2010 Qtr 2: 0; 2010 Qtr 3: 0; 2010 Qtr 4: 0; 2011 Qtr 1: 0; 2011 Qtr 2: 0; 2011 Qtr 3: 0; 2011 Qtr 4: 0 | 14.5568
0 | 234303-Lighting-Remove 4 Ft Lamp (De-Lamp) - Tr1 |  | System | Commercial | [6 empty] | 12.3596 | 16.4871 | 0 | 0 | 0 | -4.1275 | 137.2559 |  | 0 | 0.026384 | -2.5676 | Commercial |  | Winter Only | [5 empty] | 15 | 0.77 |  |  |  | 0 | 14.5568 | 0 | 0 | 0 | 0 | 0 | 0 | 0 | 0 | 0 | 0 | 2009 Qtr 1: 0; 2009 Qtr 2: 0; 2009 Qtr 3: 0; 2009 Qtr 4: 14.5568; 2010 Qtr 1: 0; 2010 Qtr 2: 0; 2010 Qtr 3: 0; 2010 Qtr 4: 0; 2011 Qtr 1: 0; 2011 Qtr 2: 0; 2011 Qtr 3: 0; 2011 Qtr 4: 0 | 14.5568
0 | 234330-Premium T8 with T12 40 Watt Baseline - Tr1 |  | System | Commercial | 01-ALC-AllCommercial-IntLight | 0 |  |  |  |  | 27.6532 | 13.1897 | 0 | 0 | 0 | 14.4636 | 83.5202 |  | kWh | 0.017351 | 0 | Commercial | [7 empty] | 15 | 0.78 |  |  |  | 0 | 32.7529 | 0 | 0 | 0 | 0 | 0 | 0 | 0 | 0 | 0 | 0 | 2009 Qtr 1: 0; 2009 Qtr 2: 0; 2009 Qtr 3: 0; 2009 Qtr 4: 32.7529; 2010 Qtr 1: 0; 2010 Qtr 2: 0; 2010 Qtr 3: 0; 2010 Qtr 4: 0; 2011 Qtr 1: 0; 2011 Qtr 2: 0; 2011 Qtr 3: 0; 2011 Qtr 4: 0 | 32.7529
0 | 234330-Premium T8 with T12 40 Watt Baseline - Tr1 |  | System | Commercial | 01-ALC-AllCommercial-IntLight | 0 |  |  |  |  | 27.6532 | 13.1897 | 0 | 0 | 0 | 14.4636 | 83.5202 |  | kWh | 0.017351 | 0 | Commercial | [7 empty] | 15 | 0.78 |  |  |  | 0 | 21.8353 | 0 | 0 | 0 | 0 | 0 | 0 | 0 | 0 | 0 | 0 | 2009 Qtr 1: 0; 2009 Qtr 2: 0; 2009 Qtr 3: 0; 2009 Qtr 4: 21.8353; 2010 Qtr 1: 0; 2010 Qtr 2: 0; 2010 Qtr 3: 0; 2010 Qtr 4: 0; 2011 Qtr 1: 0; 2011 Qtr 2: 0; 2011 Qtr 3: 0; 2011 Qtr 4: 0 | 21.8353
0 | 234303-Lighting-Remove 4 Ft Lamp (De-Lamp) - Tr1 |  | System | Commercial | [6 empty] | 12.3596 | 16.4871 | 0 | 0 | 0 | -4.1275 | 137.2559 |  | 0 | 0.026384 | -2.5676 | Commercial |  | Winter Only | [5 empty] | 15 | 0.77 |  |  |  | 0 | 21.8353 | 0 | 0 | 0 | 0 | 0 | 0 | 0 | 0 | 0 | 0 | 2009 Qtr 1: 0; 2009 Qtr 2: 0; 2009 Qtr 3: 0; 2009 Qtr 4: 21.8353; 2010 Qtr 1: 0; 2010 Qtr 2: 0; 2010 Qtr 3: 0; 2010 Qtr 4: 0; 2011 Qtr 1: 0; 2011 Qtr 2: 0; 2011 Qtr 3: 0; 2011 Qtr 4: 0 | 21.8353
0 | 234312-Lighting-Screw in 14-26 Watt Lamp - Tr1 |  | System | Commercial | [6 empty] | 9.3196 | 10.3931 | 0 | 0 | 0 | -1.0734 | 194.1729 |  | 0 | 0.038993 | -2.6224 | Commercial |  | Annual | [5 empty] | 2.47 | 0.81 |  |  |  | 0 | 14.8176 | 0 | 0 | 0 | 0 | 0 | 0 | 0 | 0 | 0 | 0 | 2009 Qtr 1: 0; 2009 Qtr 2: 0; 2009 Qtr 3: 0; 2009 Qtr 4: 14.8176; 2010 Qtr 1: 0; 2010 Qtr 2: 0; 2010 Qtr 3: 0; 2010 Qtr 4: 0; 2011 Qtr 1: 0; 2011 Qtr 2: 0; 2011 Qtr 3: 0; 2011 Qtr 4: 0 | 14.8176
0 | 234330-Premium T8 with T12 40 Watt Baseline - Tr1 |  | System | Commercial | 01-ALC-AllCommercial-IntLight | 0 |  |  |  |  | 27.6532 | 13.1897 | 0 | 0 | 0 | 14.4636 | 83.5202 |  | kWh | 0.017351 | 0 | Commercial | [7 empty] | 15 | 0.78 |  |  |  | 0 | 49.1293 | 0 | 0 | 0 | 0 | 0 | 0 | 0 | 0 | 0 | 0 | 2009 Qtr 1: 0; 2009 Qtr 2: 0; 2009 Qtr 3: 0; 2009 Qtr 4: 49.1293; 2010 Qtr 1: 0; 2010 Qtr 2: 0; 2010 Qtr 3: 0; 2010 Qtr 4: 0; 2011 Qtr 1: 0; 2011 Qtr 2: 0; 2011 Qtr 3: 0; 2011 Qtr 4: 0 | 49.1293
0 | 234207-Lighting-8 Ft T-8 with Elec Ballast-Tr1 |  | System | Commercial | 01-ALC-AllCommercial-IntLight | 0 |  |  |  |  | 35.6901 | 21.9828 | 0 | 0 | 0 | 13.7073 | 45.8368 |  | kWh | 0.0098893 | 0 | Commercial | [7 empty] | 15 | 0.78 |  |  |  | 0 | 7.2784 | 0 | 0 | 0 | 0 | 0 | 0 | 0 | 0 | 0 | 0 | 2009 Qtr 1: 0; 2009 Qtr 2: 0; 2009 Qtr 3: 0; 2009 Qtr 4: 7.2784; 2010 Qtr 1: 0; 2010 Qtr 2: 0; 2010 Qtr 3: 0; 2010 Qtr 4: 0; 2011 Qtr 1: 0; 2011 Qtr 2: 0; 2011 Qtr 3: 0; 2011 Qtr 4: 0 | 7.2784
0 | 234303-Lighting-Remove 4 Ft Lamp (De-Lamp) - Tr1 |  | System | Commercial | [6 empty] | 12.3596 | 16.4871 | 0 | 0 | 0 | -4.1275 | 137.2559 |  | 0 | 0.026384 | -2.5676 | Commercial |  | Winter Only | [5 empty] | 15 | 0.77 |  |  |  | 0 | 20.0156 | 0 | 0 | 0 | 0 | 0 | 0 | 0 | 0 | 0 | 0 | 2009 Qtr 1: 0; 2009 Qtr 2: 0; 2009 Qtr 3: 0; 2009 Qtr 4: 20.0156; 2010 Qtr 1: 0; 2010 Qtr 2: 0; 2010 Qtr 3: 0; 2010 Qtr 4: 0; 2011 Qtr 1: 0; 2011 Qtr 2: 0; 2011 Qtr 3: 0; 2011 Qtr 4: 0 | 20.0156
0 | 234306-Lighting-Remove 8 Ft Lamp (De-Lamp) - Tr1 |  | System | Commercial | 23-RTL-Retail–SingleStorylarge-LIT_INT | 0 |  |  |  |  | 28.4369 | 27.4785 | 0 | 0 | 0 | 0.95836 | 366.7521 |  | kWh | 0.077777 | 0 | Commercial | [7 empty] | 15 | 0.77 |  |  |  | 0 | 29.1137 | 0 | 0 | 0 | 0 | 0 | 0 | 0 | 0 | 0 | 0 | 2009 Qtr 1: 0; 2009 Qtr 2: 0; 2009 Qtr 3: 0; 2009 Qtr 4: 29.1137; 2010 Qtr 1: 0; 2010 Qtr 2: 0; 2010 Qtr 3: 0; 2010 Qtr 4: 0; 2011 Qtr 1: 0; 2011 Qtr 2: 0; 2011 Qtr 3: 0; 2011 Qtr 4: 0 | 29.1137
0 | 234291-Lighting-Ocpncy Snsr-Wll/Cl Mntd Lght Snsr>=500Tr1 |  | System | Commercial | 01-ALC-AllCommercial-IntLight | 0 |  |  |  |  | 221.37 | 75 | 0 | 0 | 0 | 146.37 | 626 |  | kWh | 0.145 | 0 | Commercial | [7 empty] | 8 | 0.84 |  |  |  | 0 | 14 | 0 | 0 | 0 | 0 | 0 | 0 | 0 | 0 | 0 | 0 | 2009 Qtr 1: 0; 2009 Qtr 2: 0; 2009 Qtr 3: 0; 2009 Qtr 4: 14; 2010 Qtr 1: 0; 2010 Qtr 2: 0; 2010 Qtr 3: 0; 2010 Qtr 4: 0; 2011 Qtr 1: 0; 2011 Qtr 2: 0; 2011 Qtr 3: 0; 2011 Qtr 4: 0 | 14
0 | 234049-Lighting-LED Exit Sign New Sign |  | System | Commercial | 25-SCN-Storage–Conditioned-Exit | 0 |  |  |  |  | 64.8921 | 45 | 0 | 0 | 0 | 19.8921 | 351.311 |  | kWh | 0 | 0 | Commercial | [7 empty] | 16 | 0.85 |  |  |  | 0 | 3 | 0 | 0 | 0 | 0 | 0 | 0 | 0 | 0 | 0 | 0 | 2009 Qtr 1: 0; 2009 Qtr 2: 0; 2009 Qtr 3: 0; 2009 Qtr 4: 3; 2010 Qtr 1: 0; 2010 Qtr 2: 0; 2010 Qtr 3: 0; 2010 Qtr 4: 0; 2011 Qtr 1: 0; 2011 Qtr 2: 0; 2011 Qtr 3: 0; 2011 Qtr 4: 0 | 3
0 | 234330-Premium T8 with T12 40 Watt Baseline - Tr1 |  | System | Commercial | 01-ALC-AllCommercial-IntLight | 0 |  |  |  |  | 27.6532 | 13.1897 | 0 | 0 | 0 | 14.4636 | 83.5202 |  | kWh | 0.017351 | 0 | Commercial | [7 empty] | 15 | 0.78 |  |  |  | 0 | 67.3254 | 0 | 0 | 0 | 0 | 0 | 0 | 0 | 0 | 0 | 0 | 2009 Qtr 1: 0; 2009 Qtr 2: 0; 2009 Qtr 3: 0; 2009 Qtr 4: 67.3254; 2010 Qtr 1: 0; 2010 Qtr 2: 0; 2010 Qtr 3: 0; 2010 Qtr 4: 0; 2011 Qtr 1: 0; 2011 Qtr 2: 0; 2011 Qtr 3: 0; 2011 Qtr 4: 0 | 67.3254
0 | 234303-Lighting-Remove 4 Ft Lamp (De-Lamp) - Tr1 |  | System | Commercial | [6 empty] | 12.3596 | 16.4871 | 0 | 0 | 0 | -4.1275 | 137.2559 |  | 0 | 0.026384 | -2.5676 | Commercial |  | Winter Only | [5 empty] | 15 | 0.77 |  |  |  | 0 | 67.3254 | 0 | 0 | 0 | 0 | 0 | 0 | 0 | 0 | 0 | 0 | 2009 Qtr 1: 0; 2009 Qtr 2: 0; 2009 Qtr 3: 0; 2009 Qtr 4: 67.3254; 2010 Qtr 1: 0; 2010 Qtr 2: 0; 2010 Qtr 3: 0; 2010 Qtr 4: 0; 2011 Qtr 1: 0; 2011 Qtr 2: 0; 2011 Qtr 3: 0; 2011 Qtr 4: 0 | 67.3254
0 | 234330-Premium T8 with T12 40 Watt Baseline - Tr1 |  | System | Commercial | 01-ALC-AllCommercial-IntLight | 0 |  |  |  |  | 27.6532 | 13.1897 | 0 | 0 | 0 | 14.4636 | 83.5202 |  | kWh | 0.017351 | 0 | Commercial | [7 empty] | 15 | 0.78 |  |  |  | 0 | 60.0469 | 0 | 0 | 0 | 0 | 0 | 0 | 0 | 0 | 0 | 0 | 2009 Qtr 1: 0; 2009 Qtr 2: 0; 2009 Qtr 3: 0; 2009 Qtr 4: 60.0469; 2010 Qtr 1: 0; 2010 Qtr 2: 0; 2010 Qtr 3: 0; 2010 Qtr 4: 0; 2011 Qtr 1: 0; 2011 Qtr 2: 0; 2011 Qtr 3: 0; 2011 Qtr 4: 0 | 60.0469
0 | 234303-Lighting-Remove 4 Ft Lamp (De-Lamp) - Tr1 |  | System | Commercial | [6 empty] | 12.3596 | 16.4871 | 0 | 0 | 0 | -4.1275 | 137.2559 |  | 0 | 0.026384 | -2.5676 | Commercial |  | Winter Only | [5 empty] | 15 | 0.77 |  |  |  | 0 | 25.4745 | 0 | 0 | 0 | 0 | 0 | 0 | 0 | 0 | 0 | 0 | 2009 Qtr 1: 0; 2009 Qtr 2: 0; 2009 Qtr 3: 0; 2009 Qtr 4: 25.4745; 2010 Qtr 1: 0; 2010 Qtr 2: 0; 2010 Qtr 3: 0; 2010 Qtr 4: 0; 2011 Qtr 1: 0; 2011 Qtr 2: 0; 2011 Qtr 3: 0; 2011 Qtr 4: 0 | 25.4745
0 | 234330-Premium T8 with T12 40 Watt Baseline - Tr1 |  | System | Commercial | 01-ALC-AllCommercial-IntLight | 0 |  |  |  |  | 27.6532 | 13.1897 | 0 | 0 | 0 | 14.4636 | 83.5202 |  | kWh | 0.017351 | 0 | Commercial | [7 empty] | 15 | 0.78 |  |  |  | 0 | 21.8353 | 0 | 0 | 0 | 0 | 0 | 0 | 0 | 0 | 0 | 0 | 2009 Qtr 1: 0; 2009 Qtr 2: 0; 2009 Qtr 3: 0; 2009 Qtr 4: 21.8353; 2010 Qtr 1: 0; 2010 Qtr 2: 0; 2010 Qtr 3: 0; 2010 Qtr 4: 0; 2011 Qtr 1: 0; 2011 Qtr 2: 0; 2011 Qtr 3: 0; 2011 Qtr 4: 0 | 21.8353
0 | 234303-Lighting-Remove 4 Ft Lamp (De-Lamp) - Tr1 |  | System | Commercial | [6 empty] | 12.3596 | 16.4871 | 0 | 0 | 0 | -4.1275 | 137.2559 |  | 0 | 0.026384 | -2.5676 | Commercial |  | Winter Only | [5 empty] | 15 | 0.77 |  |  |  | 0 | 21.8353 | 0 | 0 | 0 | 0 | 0 | 0 | 0 | 0 | 0 | 0 | 2009 Qtr 1: 0; 2009 Qtr 2: 0; 2009 Qtr 3: 0; 2009 Qtr 4: 21.8353; 2010 Qtr 1: 0; 2010 Qtr 2: 0; 2010 Qtr 3: 0; 2010 Qtr 4: 0; 2011 Qtr 1: 0; 2011 Qtr 2: 0; 2011 Qtr 3: 0; 2011 Qtr 4: 0 | 21.8353
0 | 234330-Premium T8 with T12 40 Watt Baseline - Tr1 |  | System | Commercial | 01-ALC-AllCommercial-IntLight | 0 |  |  |  |  | 27.6532 | 13.1897 | 0 | 0 | 0 | 14.4636 | 83.5202 |  | kWh | 0.017351 | 0 | Commercial | [7 empty] | 15 | 0.78 |  |  |  | 0 | 18.196 | 0 | 0 | 0 | 0 | 0 | 0 | 0 | 0 | 0 | 0 | 2009 Qtr 1: 0; 2009 Qtr 2: 0; 2009 Qtr 3: 0; 2009 Qtr 4: 18.196; 2010 Qtr 1: 0; 2010 Qtr 2: 0; 2010 Qtr 3: 0; 2010 Qtr 4: 0; 2011 Qtr 1: 0; 2011 Qtr 2: 0; 2011 Qtr 3: 0; 2011 Qtr 4: 0 | 18.196
0 | 234303-Lighting-Remove 4 Ft Lamp (De-Lamp) - Tr1 |  | System | Commercial | [6 empty] | 12.3596 | 16.4871 | 0 | 0 | 0 | -4.1275 | 137.2559 |  | 0 | 0.026384 | -2.5676 | Commercial |  | Winter Only | [5 empty] | 15 | 0.77 |  |  |  | 0 | 18.196 | 0 | 0 | 0 | 0 | 0 | 0 | 0 | 0 | 0 | 0 | 2009 Qtr 1: 0; 2009 Qtr 2: 0; 2009 Qtr 3: 0; 2009 Qtr 4: 18.196; 2010 Qtr 1: 0; 2010 Qtr 2: 0; 2010 Qtr 3: 0; 2010 Qtr 4: 0; 2011 Qtr 1: 0; 2011 Qtr 2: 0; 2011 Qtr 3: 0; 2011 Qtr 4: 0 | 18.196
0 | 234285-Lighting-Occpncy Snsr-Hi-Bay integrated Snsr-Tr1 |  | System | Commercial | 01-ALC-AllCommercial-IntLight | 0 |  |  |  |  | 221.2703 | 95.5 | 0 | 0 | 0 | 125.7703 | 2503.6304 |  | kWh | 0.48559 | 0 | Commercial | [7 empty] | 8 | 0.84 |  |  |  | 0 | 13 | 0 | 0 | 0 | 0 | 0 | 0 | 0 | 0 | 0 | 0 | 2009 Qtr 1: 0; 2009 Qtr 2: 0; 2009 Qtr 3: 13; 2009 Qtr 4: 0; 2010 Qtr 1: 0; 2010 Qtr 2: 0; 2010 Qtr 3: 0; 2010 Qtr 4: 0; 2011 Qtr 1: 0; 2011 Qtr 2: 0; 2011 Qtr 3: 0; 2011 Qtr 4: 0 | 13
0 | 234315-Lighting-Screw in 14-26 Watt Reflector Lamp-Tr1 |  | System | Commercial | [6 empty] | 18.0648 | 9.6507 | 0 | 0 | 0 | 8.4141 | 194.1729 |  | 0 | 0.038993 | -2.6224 | Commercial |  | Winter Only | [5 empty] | 2.47 | 0.81 |  |  |  | 0 | 6.7353 | 0 | 0 | 0 | 0 | 0 | 0 | 0 | 0 | 0 | 0 | 2009 Qtr 1: 0; 2009 Qtr 2: 0; 2009 Qtr 3: 0; 2009 Qtr 4: 6.7353; 2010 Qtr 1: 0; 2010 Qtr 2: 0; 2010 Qtr 3: 0; 2010 Qtr 4: 0; 2011 Qtr 1: 0; 2011 Qtr 2: 0; 2011 Qtr 3: 0; 2011 Qtr 4: 0 | 6.7353
0 | 234330-Premium T8 with T12 40 Watt Baseline - Tr1 |  | System | Commercial | 01-ALC-AllCommercial-IntLight | 0 |  |  |  |  | 27.6532 | 13.1897 | 0 | 0 | 0 | 14.4636 | 83.5202 |  | kWh | 0.017351 | 0 | Commercial | [7 empty] | 15 | 0.78 |  |  |  | 0 | 103.7174 | 0 | 0 | 0 | 0 | 0 | 0 | 0 | 0 | 0 | 0 | 2009 Qtr 1: 0; 2009 Qtr 2: 0; 2009 Qtr 3: 0; 2009 Qtr 4: 103.7174; 2010 Qtr 1: 0; 2010 Qtr 2: 0; 2010 Qtr 3: 0; 2010 Qtr 4: 0; 2011 Qtr 1: 0; 2011 Qtr 2: 0; 2011 Qtr 3: 0; 2011 Qtr 4: 0 | 103.7174
0 | 234294-Lighting-Occupancy Sensor-Wallbox Lghtng Snsr-Tr1 |  | System | Commercial | 23-RTL-Retail–SingleStorylarge-LIT_INT | 0 |  |  |  |  | 42.262 | 40 | 0 | 0 | 0 | 2.262 | 213.759 |  | kWh | 0.17617 | 0 | Commercial | [7 empty] | 8 | 0.84 |  |  |  | 0 | 2 | 0 | 0 | 0 | 0 | 0 | 0 | 0 | 0 | 0 | 0 | 2009 Qtr 1: 0; 2009 Qtr 2: 0; 2009 Qtr 3: 0; 2009 Qtr 4: 2; 2010 Qtr 1: 0; 2010 Qtr 2: 0; 2010 Qtr 3: 0; 2010 Qtr 4: 0; 2011 Qtr 1: 0; 2011 Qtr 2: 0; 2011 Qtr 3: 0; 2011 Qtr 4: 0 | 2
0 | 234285-Lighting-Occpncy Snsr-Hi-Bay integrated Snsr-Tr1 |  | System | Commercial | 01-ALC-AllCommercial-IntLight | 0 |  |  |  |  | 221.2703 | 95.5 | 0 | 0 | 0 | 125.7703 | 2503.6304 |  | kWh | 0.48559 | 0 | Commercial | [7 empty] | 8 | 0.84 |  |  |  | 0 | 13 | 0 | 0 | 0 | 0 | 0 | 0 | 0 | 0 | 0 | 0 | 2009 Qtr 1: 0; 2009 Qtr 2: 0; 2009 Qtr 3: 0; 2009 Qtr 4: 13; 2010 Qtr 1: 0; 2010 Qtr 2: 0; 2010 Qtr 3: 0; 2010 Qtr 4: 0; 2011 Qtr 1: 0; 2011 Qtr 2: 0; 2011 Qtr 3: 0; 2011 Qtr 4: 0 | 13
0 | 234286-Lighting-Occpncy Snsr-Hi-Bay integrated Snsr-Tr2 |  | System | Commercial | 01-ALC-AllCommercial-IntLight | 0 |  |  |  |  | 221.37 | 95.5 | 0 | 0 | 0 | 125.87 | 1499.5759 |  | kWh | 0.47213 | 0 | Commercial | [7 empty] | 8 | 0.84 |  |  |  | 0 | 14 | 0 | 0 | 0 | 0 | 0 | 0 | 0 | 0 | 0 | 0 | 2009 Qtr 1: 0; 2009 Qtr 2: 0; 2009 Qtr 3: 14; 2009 Qtr 4: 0; 2010 Qtr 1: 0; 2010 Qtr 2: 0; 2010 Qtr 3: 0; 2010 Qtr 4: 0; 2011 Qtr 1: 0; 2011 Qtr 2: 0; 2011 Qtr 3: 0; 2011 Qtr 4: 0 | 14
0 | 234313-Lighting-Screw in 14-26 Watt Lamp - Tr2 |  | System | Commercial | 18-OFS-Office–Small-IntLight | 0 |  |  |  |  | 10.4935 | 7.4236 | 0 | 0 | 0 | 3.0699 | 188.4597 |  | kWh | 0.055757 | 0 | Commercial | [7 empty] | 2.62 | 0.81 |  |  |  | 0 | 2.0206 | 0 | 0 | 0 | 0 | 0 | 0 | 0 | 0 | 0 | 0 | 2009 Qtr 1: 0; 2009 Qtr 2: 0; 2009 Qtr 3: 2.0206; 2009 Qtr 4: 0; 2010 Qtr 1: 0; 2010 Qtr 2: 0; 2010 Qtr 3: 0; 2010 Qtr 4: 0; 2011 Qtr 1: 0; 2011 Qtr 2: 0; 2011 Qtr 3: 0; 2011 Qtr 4: 0 | 2.0206
0 | 234286-Lighting-Occpncy Snsr-Hi-Bay integrated Snsr-Tr2 |  | System | Commercial | 01-ALC-AllCommercial-IntLight | 0 |  |  |  |  | 221.37 | 95.5 | 0 | 0 | 0 | 125.87 | 1499.5759 |  | kWh | 0.47213 | 0 | Commercial | [7 empty] | 8 | 0.84 |  |  |  | 0 | 23 | 0 | 0 | 0 | 0 | 0 | 0 | 0 | 0 | 0 | 0 | 2009 Qtr 1: 0; 2009 Qtr 2: 0; 2009 Qtr 3: 23; 2009 Qtr 4: 0; 2010 Qtr 1: 0; 2010 Qtr 2: 0; 2010 Qtr 3: 0; 2010 Qtr 4: 0; 2011 Qtr 1: 0; 2011 Qtr 2: 0; 2011 Qtr 3: 0; 2011 Qtr 4: 0 | 23
0 | 234286-Lighting-Occpncy Snsr-Hi-Bay integrated Snsr-Tr2 |  | System | Commercial | 01-ALC-AllCommercial-IntLight | 0 |  |  |  |  | 221.37 | 95.5 | 0 | 0 | 0 | 125.87 | 1499.5759 |  | kWh | 0.47213 | 0 | Commercial | [7 empty] | 8 | 0.84 |  |  |  | 0 | 11 | 0 | 0 | 0 | 0 | 0 | 0 | 0 | 0 | 0 | 0 | 2009 Qtr 1: 0; 2009 Qtr 2: 0; 2009 Qtr 3: 11; 2009 Qtr 4: 0; 2010 Qtr 1: 0; 2010 Qtr 2: 0; 2010 Qtr 3: 0; 2010 Qtr 4: 0; 2011 Qtr 1: 0; 2011 Qtr 2: 0; 2011 Qtr 3: 0; 2011 Qtr 4: 0 | 11
0 | 234330-Premium T8 with T12 40 Watt Baseline - Tr1 |  | System | Commercial | 01-ALC-AllCommercial-IntLight | 0 |  |  |  |  | 27.6532 | 13.1897 | 0 | 0 | 0 | 14.4636 | 83.5202 |  | kWh | 0.017351 | 0 | Commercial | [7 empty] | 15 | 0.78 |  |  |  | 0 | 72.7842 | 0 | 0 | 0 | 0 | 0 | 0 | 0 | 0 | 0 | 0 | 2009 Qtr 1: 0; 2009 Qtr 2: 0; 2009 Qtr 3: 72.7842; 2009 Qtr 4: 0; 2010 Qtr 1: 0; 2010 Qtr 2: 0; 2010 Qtr 3: 0; 2010 Qtr 4: 0; 2011 Qtr 1: 0; 2011 Qtr 2: 0; 2011 Qtr 3: 0; 2011 Qtr 4: 0 | 72.7842
0 | 234285-Lighting-Occpncy Snsr-Hi-Bay integrated Snsr-Tr1 |  | System | Commercial | 01-ALC-AllCommercial-IntLight | 0 |  |  |  |  | 221.2703 | 95.5 | 0 | 0 | 0 | 125.7703 | 2503.6304 |  | kWh | 0.48559 | 0 | Commercial | [7 empty] | 8 | 0.84 |  |  |  | 0 | 18 | 0 | 0 | 0 | 0 | 0 | 0 | 0 | 0 | 0 | 0 | 2009 Qtr 1: 0; 2009 Qtr 2: 0; 2009 Qtr 3: 18; 2009 Qtr 4: 0; 2010 Qtr 1: 0; 2010 Qtr 2: 0; 2010 Qtr 3: 0; 2010 Qtr 4: 0; 2011 Qtr 1: 0; 2011 Qtr 2: 0; 2011 Qtr 3: 0; 2011 Qtr 4: 0 | 18
0 | 234049-Lighting-LED Exit Sign New Sign |  | System | Commercial | 25-SCN-Storage–Conditioned-Exit | 0 |  |  |  |  | 64.8921 | 45 | 0 | 0 | 0 | 19.8921 | 351.311 |  | kWh | 0 | 0 | Commercial | [7 empty] | 16 | 0.85 |  |  |  | 0 | 1 | 0 | 0 | 0 | 0 | 0 | 0 | 0 | 0 | 0 | 0 | 2009 Qtr 1: 0; 2009 Qtr 2: 0; 2009 Qtr 3: 1; 2009 Qtr 4: 0; 2010 Qtr 1: 0; 2010 Qtr 2: 0; 2010 Qtr 3: 0; 2010 Qtr 4: 0; 2011 Qtr 1: 0; 2011 Qtr 2: 0; 2011 Qtr 3: 0; 2011 Qtr 4: 0 | 1
0 | 234286-Lighting-Occpncy Snsr-Hi-Bay integrated Snsr-Tr2 |  | System | Commercial | 01-ALC-AllCommercial-IntLight | 0 |  |  |  |  | 221.37 | 95.5 | 0 | 0 | 0 | 125.87 | 1499.5759 |  | kWh | 0.47213 | 0 | Commercial | [7 empty] | 8 | 0.84 |  |  |  | 0 | 77 | 0 | 0 | 0 | 0 | 0 | 0 | 0 | 0 | 0 | 0 | 2009 Qtr 1: 0; 2009 Qtr 2: 0; 2009 Qtr 3: 77; 2009 Qtr 4: 0; 2010 Qtr 1: 0; 2010 Qtr 2: 0; 2010 Qtr 3: 0; 2010 Qtr 4: 0; 2011 Qtr 1: 0; 2011 Qtr 2: 0; 2011 Qtr 3: 0; 2011 Qtr 4: 0 | 77
0 | 234330-Premium T8 with T12 40 Watt Baseline - Tr1 |  | System | Commercial | 01-ALC-AllCommercial-IntLight | 0 |  |  |  |  | 27.6532 | 13.1897 | 0 | 0 | 0 | 14.4636 | 83.5202 |  | kWh | 0.017351 | 0 | Commercial | [7 empty] | 15 | 0.78 |  |  |  | 0 | 156.486 | 0 | 0 | 0 | 0 | 0 | 0 | 0 | 0 | 0 | 0 | 2009 Qtr 1: 0; 2009 Qtr 2: 0; 2009 Qtr 3: 156.486; 2009 Qtr 4: 0; 2010 Qtr 1: 0; 2010 Qtr 2: 0; 2010 Qtr 3: 0; 2010 Qtr 4: 0; 2011 Qtr 1: 0; 2011 Qtr 2: 0; 2011 Qtr 3: 0; 2011 Qtr 4: 0 | 156.486
0 | 234285-Lighting-Occpncy Snsr-Hi-Bay integrated Snsr-Tr1 |  | System | Commercial | 01-ALC-AllCommercial-IntLight | 0 |  |  |  |  | 221.2703 | 95.5 | 0 | 0 | 0 | 125.7703 | 2503.6304 |  | kWh | 0.48559 | 0 | Commercial | [7 empty] | 8 | 0.84 |  |  |  | 0 | 43 | 0 | 0 | 0 | 0 | 0 | 0 | 0 | 0 | 0 | 0 | 2009 Qtr 1: 0; 2009 Qtr 2: 0; 2009 Qtr 3: 43; 2009 Qtr 4: 0; 2010 Qtr 1: 0; 2010 Qtr 2: 0; 2010 Qtr 3: 0; 2010 Qtr 4: 0; 2011 Qtr 1: 0; 2011 Qtr 2: 0; 2011 Qtr 3: 0; 2011 Qtr 4: 0 | 43
0 | 234330-Premium T8 with T12 40 Watt Baseline - Tr1 |  | System | Commercial | 01-ALC-AllCommercial-IntLight | 0 |  |  |  |  | 27.6532 | 13.1897 | 0 | 0 | 0 | 14.4636 | 83.5202 |  | kWh | 0.017351 | 0 | Commercial | [7 empty] | 15 | 0.78 |  |  |  | 0 | 389.3953 | 0 | 0 | 0 | 0 | 0 | 0 | 0 | 0 | 0 | 0 | 2009 Qtr 1: 0; 2009 Qtr 2: 0; 2009 Qtr 3: 389.3953; 2009 Qtr 4: 0; 2010 Qtr 1: 0; 2010 Qtr 2: 0; 2010 Qtr 3: 0; 2010 Qtr 4: 0; 2011 Qtr 1: 0; 2011 Qtr 2: 0; 2011 Qtr 3: 0; 2011 Qtr 4: 0 | 389.3953
0 | 234303-Lighting-Remove 4 Ft Lamp (De-Lamp) - Tr1 |  | System | Commercial | [6 empty] | 12.3596 | 16.4871 | 0 | 0 | 0 | -4.1275 | 137.2559 |  | 0 | 0.026384 | -2.5676 | Commercial |  | Winter Only | [5 empty] | 15 | 0.77 |  |  |  | 0 | 61.8665 | 0 | 0 | 0 | 0 | 0 | 0 | 0 | 0 | 0 | 0 | 2009 Qtr 1: 0; 2009 Qtr 2: 0; 2009 Qtr 3: 61.8665; 2009 Qtr 4: 0; 2010 Qtr 1: 0; 2010 Qtr 2: 0; 2010 Qtr 3: 0; 2010 Qtr 4: 0; 2011 Qtr 1: 0; 2011 Qtr 2: 0; 2011 Qtr 3: 0; 2011 Qtr 4: 0 | 61.8665
0 | 234285-Lighting-Occpncy Snsr-Hi-Bay integrated Snsr-Tr1 |  | System | Commercial | 01-ALC-AllCommercial-IntLight | 0 |  |  |  |  | 221.2703 | 95.5 | 0 | 0 | 0 | 125.7703 | 2503.6304 |  | kWh | 0.48559 | 0 | Commercial | [7 empty] | 8 | 0.84 |  |  |  | 0 | 38 | 0 | 0 | 0 | 0 | 0 | 0 | 0 | 0 | 0 | 0 | 2009 Qtr 1: 0; 2009 Qtr 2: 0; 2009 Qtr 3: 38; 2009 Qtr 4: 0; 2010 Qtr 1: 0; 2010 Qtr 2: 0; 2010 Qtr 3: 0; 2010 Qtr 4: 0; 2011 Qtr 1: 0; 2011 Qtr 2: 0; 2011 Qtr 3: 0; 2011 Qtr 4: 0 | 38
0 | 234286-Lighting-Occpncy Snsr-Hi-Bay integrated Snsr-Tr2 |  | System | Commercial | 01-ALC-AllCommercial-IntLight | 0 |  |  |  |  | 221.37 | 95.5 | 0 | 0 | 0 | 125.87 | 1499.5759 |  | kWh | 0.47213 | 0 | Commercial | [7 empty] | 8 | 0.84 |  |  |  | 0 | 29 | 0 | 0 | 0 | 0 | 0 | 0 | 0 | 0 | 0 | 0 | 2009 Qtr 1: 0; 2009 Qtr 2: 0; 2009 Qtr 3: 0; 2009 Qtr 4: 29; 2010 Qtr 1: 0; 2010 Qtr 2: 0; 2010 Qtr 3: 0; 2010 Qtr 4: 0; 2011 Qtr 1: 0; 2011 Qtr 2: 0; 2011 Qtr 3: 0; 2011 Qtr 4: 0 | 29
0 | 234312-Lighting-Screw in 14-26 Watt Lamp - Tr1 |  | System | Commercial | [6 empty] | 9.3196 | 10.3931 | 0 | 0 | 0 | -1.0734 | 194.1729 |  | 0 | 0.038993 | -2.6224 | Commercial |  | Annual | [5 empty] | 2.47 | 0.81 |  |  |  | 0 | 59.2703 | 0 | 0 | 0 | 0 | 0 | 0 | 0 | 0 | 0 | 0 | 2009 Qtr 1: 0; 2009 Qtr 2: 0; 2009 Qtr 3: 59.2703; 2009 Qtr 4: 0; 2010 Qtr 1: 0; 2010 Qtr 2: 0; 2010 Qtr 3: 0; 2010 Qtr 4: 0; 2011 Qtr 1: 0; 2011 Qtr 2: 0; 2011 Qtr 3: 0; 2011 Qtr 4: 0 | 59.2703
0 | 234285-Lighting-Occpncy Snsr-Hi-Bay integrated Snsr-Tr1 |  | System | Commercial | 01-ALC-AllCommercial-IntLight | 0 |  |  |  |  | 221.2703 | 95.5 | 0 | 0 | 0 | 125.7703 | 2503.6304 |  | kWh | 0.48559 | 0 | Commercial | [7 empty] | 8 | 0.84 |  |  |  | 0 | 46 | 0 | 0 | 0 | 0 | 0 | 0 | 0 | 0 | 0 | 0 | 2009 Qtr 1: 0; 2009 Qtr 2: 0; 2009 Qtr 3: 0; 2009 Qtr 4: 46; 2010 Qtr 1: 0; 2010 Qtr 2: 0; 2010 Qtr 3: 0; 2010 Qtr 4: 0; 2011 Qtr 1: 0; 2011 Qtr 2: 0; 2011 Qtr 3: 0; 2011 Qtr 4: 0 | 46
0 | 234360-Lighting-IntrHiByLnrFlscntFxtr244wrplc400w(TrI)Tr1 |  | System | Commercial | [6 empty] | 282.4319 | 153.8404 | 0 | 0 | 0 | 128.5914 | 0 |  | 0 | 0.224 | -7.1132 | Commercial |  | Winter Only | [5 empty] | 15 | 0.78 |  |  |  | 0 | 89.7033 | 0 | 0 | 0 | 0 | 0 | 0 | 0 | 0 | 0 | 0 | 2009 Qtr 1: 0; 2009 Qtr 2: 0; 2009 Qtr 3: 0; 2009 Qtr 4: 89.7033; 2010 Qtr 1: 0; 2010 Qtr 2: 0; 2010 Qtr 3: 0; 2010 Qtr 4: 0; 2011 Qtr 1: 0; 2011 Qtr 2: 0; 2011 Qtr 3: 0; 2011 Qtr 4: 0 | 89.7033
0 | 234312-Lighting-Screw in 14-26 Watt Lamp - Tr1 |  | System | Commercial | [6 empty] | 9.3196 | 10.3931 | 0 | 0 | 0 | -1.0734 | 194.1729 |  | 0 | 0.038993 | -2.6224 | Commercial |  | Annual | [5 empty] | 2.47 | 0.81 |  |  |  | 0 | 33.6763 | 0 | 0 | 0 | 0 | 0 | 0 | 0 | 0 | 0 | 0 | 2009 Qtr 1: 0; 2009 Qtr 2: 0; 2009 Qtr 3: 33.6763; 2009 Qtr 4: 0; 2010 Qtr 1: 0; 2010 Qtr 2: 0; 2010 Qtr 3: 0; 2010 Qtr 4: 0; 2011 Qtr 1: 0; 2011 Qtr 2: 0; 2011 Qtr 3: 0; 2011 Qtr 4: 0 | 33.6763
0 | 234312-Lighting-Screw in 14-26 Watt Lamp - Tr1 |  | System | Commercial | [6 empty] | 9.3196 | 10.3931 | 0 | 0 | 0 | -1.0734 | 194.1729 |  | 0 | 0.038993 | -2.6224 | Commercial |  | Annual | [5 empty] | 2.47 | 0.81 |  |  |  | 0 | 15.4911 | 0 | 0 | 0 | 0 | 0 | 0 | 0 | 0 | 0 | 0 | 2009 Qtr 1: 0; 2009 Qtr 2: 0; 2009 Qtr 3: 15.4911; 2009 Qtr 4: 0; 2010 Qtr 1: 0; 2010 Qtr 2: 0; 2010 Qtr 3: 0; 2010 Qtr 4: 0; 2011 Qtr 1: 0; 2011 Qtr 2: 0; 2011 Qtr 3: 0; 2011 Qtr 4: 0 | 15.4911
0 | 234312-Lighting-Screw in 14-26 Watt Lamp - Tr1 |  | System | Commercial | [6 empty] | 9.3196 | 10.3931 | 0 | 0 | 0 | -1.0734 | 194.1729 |  | 0 | 0.038993 | -2.6224 | Commercial |  | Annual | [5 empty] | 2.47 | 0.81 |  |  |  | 0 | 17.5117 | 0 | 0 | 0 | 0 | 0 | 0 | 0 | 0 | 0 | 0 | 2009 Qtr 1: 0; 2009 Qtr 2: 0; 2009 Qtr 3: 17.5117; 2009 Qtr 4: 0; 2010 Qtr 1: 0; 2010 Qtr 2: 0; 2010 Qtr 3: 0; 2010 Qtr 4: 0; 2011 Qtr 1: 0; 2011 Qtr 2: 0; 2011 Qtr 3: 0; 2011 Qtr 4: 0 | 17.5117
0 | 234312-Lighting-Screw in 14-26 Watt Lamp - Tr1 |  | System | Commercial | [6 empty] | 9.3196 | 10.3931 | 0 | 0 | 0 | -1.0734 | 194.1729 |  | 0 | 0.038993 | -2.6224 | Commercial |  | Annual | [5 empty] | 2.47 | 0.81 |  |  |  | 0 | 13.4705 | 0 | 0 | 0 | 0 | 0 | 0 | 0 | 0 | 0 | 0 | 2009 Qtr 1: 0; 2009 Qtr 2: 0; 2009 Qtr 3: 13.4705; 2009 Qtr 4: 0; 2010 Qtr 1: 0; 2010 Qtr 2: 0; 2010 Qtr 3: 0; 2010 Qtr 4: 0; 2011 Qtr 1: 0; 2011 Qtr 2: 0; 2011 Qtr 3: 0; 2011 Qtr 4: 0 | 13.4705
0 | 234330-Premium T8 with T12 40 Watt Baseline - Tr1 |  | System | Commercial | 01-ALC-AllCommercial-IntLight | 0 |  |  |  |  | 27.6532 | 13.1897 | 0 | 0 | 0 | 14.4636 | 83.5202 |  | kWh | 0.017351 | 0 | Commercial | [7 empty] | 15 | 0.78 |  |  |  | 0 | 18.196 | 0 | 0 | 0 | 0 | 0 | 0 | 0 | 0 | 0 | 0 | 2009 Qtr 1: 0; 2009 Qtr 2: 0; 2009 Qtr 3: 18.196; 2009 Qtr 4: 0; 2010 Qtr 1: 0; 2010 Qtr 2: 0; 2010 Qtr 3: 0; 2010 Qtr 4: 0; 2011 Qtr 1: 0; 2011 Qtr 2: 0; 2011 Qtr 3: 0; 2011 Qtr 4: 0 | 18.196
0 | 234330-Premium T8 with T12 40 Watt Baseline - Tr1 |  | System | Commercial | 01-ALC-AllCommercial-IntLight | 0 |  |  |  |  | 27.6532 | 13.1897 | 0 | 0 | 0 | 14.4636 | 83.5202 |  | kWh | 0.017351 | 0 | Commercial | [7 empty] | 15 | 0.78 |  |  |  | 0 | 54.5881 | 0 | 0 | 0 | 0 | 0 | 0 | 0 | 0 | 0 | 0 | 2009 Qtr 1: 0; 2009 Qtr 2: 0; 2009 Qtr 3: 54.5881; 2009 Qtr 4: 0; 2010 Qtr 1: 0; 2010 Qtr 2: 0; 2010 Qtr 3: 0; 2010 Qtr 4: 0; 2011 Qtr 1: 0; 2011 Qtr 2: 0; 2011 Qtr 3: 0; 2011 Qtr 4: 0 | 54.5881
0 | 234330-Premium T8 with T12 40 Watt Baseline - Tr1 |  | System | Commercial | 01-ALC-AllCommercial-IntLight | 0 |  |  |  |  | 27.6532 | 13.1897 | 0 | 0 | 0 | 14.4636 | 83.5202 |  | kWh | 0.017351 | 0 | Commercial | [7 empty] | 15 | 0.78 |  |  |  | 0 | 21.8353 | 0 | 0 | 0 | 0 | 0 | 0 | 0 | 0 | 0 | 0 | 2009 Qtr 1: 0; 2009 Qtr 2: 0; 2009 Qtr 3: 0; 2009 Qtr 4: 21.8353; 2010 Qtr 1: 0; 2010 Qtr 2: 0; 2010 Qtr 3: 0; 2010 Qtr 4: 0; 2011 Qtr 1: 0; 2011 Qtr 2: 0; 2011 Qtr 3: 0; 2011 Qtr 4: 0 | 21.8353
0 | 234285-Lighting-Occpncy Snsr-Hi-Bay integrated Snsr-Tr1 |  | System | Commercial | 01-ALC-AllCommercial-IntLight | 0 |  |  |  |  | 221.2703 | 95.5 | 0 | 0 | 0 | 125.7703 | 2503.6304 |  | kWh | 0.48559 | 0 | Commercial | [7 empty] | 8 | 0.84 |  |  |  | 0 | 9 | 0 | 0 | 0 | 0 | 0 | 0 | 0 | 0 | 0 | 0 | 2009 Qtr 1: 0; 2009 Qtr 2: 0; 2009 Qtr 3: 9; 2009 Qtr 4: 0; 2010 Qtr 1: 0; 2010 Qtr 2: 0; 2010 Qtr 3: 0; 2010 Qtr 4: 0; 2011 Qtr 1: 0; 2011 Qtr 2: 0; 2011 Qtr 3: 0; 2011 Qtr 4: 0 | 9
0 | 234330-Premium T8 with T12 40 Watt Baseline - Tr1 |  | System | Commercial | 01-ALC-AllCommercial-IntLight | 0 |  |  |  |  | 27.6532 | 13.1897 | 0 | 0 | 0 | 14.4636 | 83.5202 |  | kWh | 0.017351 | 0 | Commercial | [7 empty] | 15 | 0.78 |  |  |  | 0 | 54.5881 | 0 | 0 | 0 | 0 | 0 | 0 | 0 | 0 | 0 | 0 | 2009 Qtr 1: 0; 2009 Qtr 2: 0; 2009 Qtr 3: 54.5881; 2009 Qtr 4: 0; 2010 Qtr 1: 0; 2010 Qtr 2: 0; 2010 Qtr 3: 0; 2010 Qtr 4: 0; 2011 Qtr 1: 0; 2011 Qtr 2: 0; 2011 Qtr 3: 0; 2011 Qtr 4: 0 | 54.5881
0 | 234285-Lighting-Occpncy Snsr-Hi-Bay integrated Snsr-Tr1 |  | System | Commercial | 01-ALC-AllCommercial-IntLight | 0 |  |  |  |  | 221.2703 | 95.5 | 0 | 0 | 0 | 125.7703 | 2503.6304 |  | kWh | 0.48559 | 0 | Commercial | [7 empty] | 8 | 0.84 |  |  |  | 0 | 14 | 0 | 0 | 0 | 0 | 0 | 0 | 0 | 0 | 0 | 0 | 2009 Qtr 1: 0; 2009 Qtr 2: 0; 2009 Qtr 3: 14; 2009 Qtr 4: 0; 2010 Qtr 1: 0; 2010 Qtr 2: 0; 2010 Qtr 3: 0; 2010 Qtr 4: 0; 2011 Qtr 1: 0; 2011 Qtr 2: 0; 2011 Qtr 3: 0; 2011 Qtr 4: 0 | 14
0 | 234303-Lighting-Remove 4 Ft Lamp (De-Lamp) - Tr1 |  | System | Commercial | [6 empty] | 12.3596 | 16.4871 | 0 | 0 | 0 | -4.1275 | 137.2559 |  | 0 | 0.026384 | -2.5676 | Commercial |  | Winter Only | [5 empty] | 15 | 0.77 |  |  |  | 0 | 34.5725 | 0 | 0 | 0 | 0 | 0 | 0 | 0 | 0 | 0 | 0 | 2009 Qtr 1: 0; 2009 Qtr 2: 0; 2009 Qtr 3: 0; 2009 Qtr 4: 34.5725; 2010 Qtr 1: 0; 2010 Qtr 2: 0; 2010 Qtr 3: 0; 2010 Qtr 4: 0; 2011 Qtr 1: 0; 2011 Qtr 2: 0; 2011 Qtr 3: 0; 2011 Qtr 4: 0 | 34.5725
0 | 234286-Lighting-Occpncy Snsr-Hi-Bay integrated Snsr-Tr2 |  | System | Commercial | 01-ALC-AllCommercial-IntLight | 0 |  |  |  |  | 221.37 | 95.5 | 0 | 0 | 0 | 125.87 | 1499.5759 |  | kWh | 0.47213 | 0 | Commercial | [7 empty] | 8 | 0.84 |  |  |  | 0 | 6 | 0 | 0 | 0 | 0 | 0 | 0 | 0 | 0 | 0 | 0 | 2009 Qtr 1: 0; 2009 Qtr 2: 0; 2009 Qtr 3: 6; 2009 Qtr 4: 0; 2010 Qtr 1: 0; 2010 Qtr 2: 0; 2010 Qtr 3: 0; 2010 Qtr 4: 0; 2011 Qtr 1: 0; 2011 Qtr 2: 0; 2011 Qtr 3: 0; 2011 Qtr 4: 0 | 6
0 | 234331-Premium T8 with T12 40 Watt Baseline - Tr2 |  | System | Commercial | 01-ALC-AllCommercial-IntLight | 0 |  |  |  |  | 27.653 | 9.8923 | 0 | 0 | 0 | 17.7607 | 58.062 |  | kWh | 0.017133 | 0 | Commercial | [7 empty] | 15 | 0.78 |  |  |  | 0 | 14.5568 | 0 | 0 | 0 | 0 | 0 | 0 | 0 | 0 | 0 | 0 | 2009 Qtr 1: 0; 2009 Qtr 2: 0; 2009 Qtr 3: 0; 2009 Qtr 4: 14.5568; 2010 Qtr 1: 0; 2010 Qtr 2: 0; 2010 Qtr 3: 0; 2010 Qtr 4: 0; 2011 Qtr 1: 0; 2011 Qtr 2: 0; 2011 Qtr 3: 0; 2011 Qtr 4: 0 | 14.5568
0 | 234304-Lighting-Remove 4 Ft Lamp (De-Lamp) - Tr2 |  | System | Commercial | [6 empty] | 12.3587 | 12.3653 | 0 | 0 | 0 | -0.0066231 | 137.2559 |  | 0 | 0.026384 | -2.5676 | Commercial | [7 empty] | 15 | 0.77 |  |  |  | 0 | 40.9411 | 0 | 0 | 0 | 0 | 0 | 0 | 0 | 0 | 0 | 0 | 2009 Qtr 1: 0; 2009 Qtr 2: 0; 2009 Qtr 3: 0; 2009 Qtr 4: 40.9411; 2010 Qtr 1: 0; 2010 Qtr 2: 0; 2010 Qtr 3: 0; 2010 Qtr 4: 0; 2011 Qtr 1: 0; 2011 Qtr 2: 0; 2011 Qtr 3: 0; 2011 Qtr 4: 0 | 40.9411
0 | 234303-Lighting-Remove 4 Ft Lamp (De-Lamp) - Tr1 |  | System | Commercial | [6 empty] | 12.3596 | 16.4871 | 0 | 0 | 0 | -4.1275 | 137.2559 |  | 0 | 0.026384 | -2.5676 | Commercial |  | Winter Only | [5 empty] | 15 | 0.77 |  |  |  | 0 | 37.3019 | 0 | 0 | 0 | 0 | 0 | 0 | 0 | 0 | 0 | 0 | 2009 Qtr 1: 0; 2009 Qtr 2: 0; 2009 Qtr 3: 0; 2009 Qtr 4: 37.3019; 2010 Qtr 1: 0; 2010 Qtr 2: 0; 2010 Qtr 3: 0; 2010 Qtr 4: 0; 2011 Qtr 1: 0; 2011 Qtr 2: 0; 2011 Qtr 3: 0; 2011 Qtr 4: 0 | 37.3019
0 | 234306-Lighting-Remove 8 Ft Lamp (De-Lamp) - Tr1 |  | System | Commercial | 23-RTL-Retail–SingleStorylarge-LIT_INT | 0 |  |  |  |  | 28.4369 | 27.4785 | 0 | 0 | 0 | 0.95836 | 366.7521 |  | kWh | 0.077777 | 0 | Commercial | [7 empty] | 15 | 0.77 |  |  |  | 0 | 17.2862 | 0 | 0 | 0 | 0 | 0 | 0 | 0 | 0 | 0 | 0 | 2009 Qtr 1: 0; 2009 Qtr 2: 0; 2009 Qtr 3: 0; 2009 Qtr 4: 17.2862; 2010 Qtr 1: 0; 2010 Qtr 2: 0; 2010 Qtr 3: 0; 2010 Qtr 4: 0; 2011 Qtr 1: 0; 2011 Qtr 2: 0; 2011 Qtr 3: 0; 2011 Qtr 4: 0 | 17.2862
0 | 234208-Lighting-8 Ft T-8 with Elec Ballast-Tr2 |  | System | Commercial | 01-ALC-AllCommercial-IntLight | 0 |  |  |  |  | 35.6904 | 16.4871 | 0 | 0 | 0 | 19.2033 | 32.3258 |  | kWh | 0.009599 | 0 | Commercial | [7 empty] | 15 | 0.78 |  |  |  | 0 | 1.8196 | 0 | 0 | 0 | 0 | 0 | 0 | 0 | 0 | 0 | 0 | 2009 Qtr 1: 0; 2009 Qtr 2: 0; 2009 Qtr 3: 1.8196; 2009 Qtr 4: 0; 2010 Qtr 1: 0; 2010 Qtr 2: 0; 2010 Qtr 3: 0; 2010 Qtr 4: 0; 2011 Qtr 1: 0; 2011 Qtr 2: 0; 2011 Qtr 3: 0; 2011 Qtr 4: 0 | 1.8196
0 | 234286-Lighting-Occpncy Snsr-Hi-Bay integrated Snsr-Tr2 |  | System | Commercial | 01-ALC-AllCommercial-IntLight | 0 |  |  |  |  | 221.37 | 95.5 | 0 | 0 | 0 | 125.87 | 1499.5759 |  | kWh | 0.47213 | 0 | Commercial | [7 empty] | 8 | 0.84 |  |  |  | 0 | 14 | 0 | 0 | 0 | 0 | 0 | 0 | 0 | 0 | 0 | 0 | 2009 Qtr 1: 0; 2009 Qtr 2: 0; 2009 Qtr 3: 14; 2009 Qtr 4: 0; 2010 Qtr 1: 0; 2010 Qtr 2: 0; 2010 Qtr 3: 0; 2010 Qtr 4: 0; 2011 Qtr 1: 0; 2011 Qtr 2: 0; 2011 Qtr 3: 0; 2011 Qtr 4: 0 | 14
0 | 234084-Refrigeration -Cooler/Freezer Door Gaskets - Solid Doors: Cooler |  | System | Commercial | 09-GRO-Grocery-REFG | 0 |  |  |  |  | 2.2498 | 4.0136 | 0 | 0 | 0 | -1.7638 | 104.55 |  | kWh | 0.01195 | 0 | Commercial | [7 empty] | 4 | 0.76 |  |  |  | 0 | 56 | 0 | 0 | 0 | 0 | 0 | 0 | 0 | 0 | 0 | 0 | 2009 Qtr 1: 0; 2009 Qtr 2: 0; 2009 Qtr 3: 0; 2009 Qtr 4: 56; 2010 Qtr 1: 0; 2010 Qtr 2: 0; 2010 Qtr 3: 0; 2010 Qtr 4: 0; 2011 Qtr 1: 0; 2011 Qtr 2: 0; 2011 Qtr 3: 0; 2011 Qtr 4: 0 | 56
0 | 234084-Refrigeration -Cooler/Freezer Door Gaskets - Solid Doors: Cooler |  | System | Commercial | 09-GRO-Grocery-REFG | 0 |  |  |  |  | 2.2498 | 4.0182 | 0 | 0 | 0 | -1.7685 | 104.55 |  | kWh | 0.01195 | 0 | Commercial | [7 empty] | 4 | 0.76 |  |  |  | 0 | 171 | 0 | 0 | 0 | 0 | 0 | 0 | 0 | 0 | 0 | 0 | 2009 Qtr 1: 0; 2009 Qtr 2: 0; 2009 Qtr 3: 0; 2009 Qtr 4: 171; 2010 Qtr 1: 0; 2010 Qtr 2: 0; 2010 Qtr 3: 0; 2010 Qtr 4: 0; 2011 Qtr 1: 0; 2011 Qtr 2: 0; 2011 Qtr 3: 0; 2011 Qtr 4: 0 | 171
0 | 234330-Premium T8 with T12 40 Watt Baseline - Tr1 |  | System | Commercial | 01-ALC-AllCommercial-IntLight | 0 |  |  |  |  | 27.6532 | 13.1897 | 0 | 0 | 0 | 14.4636 | 83.5202 |  | kWh | 0.017351 | 0 | Commercial | [7 empty] | 15 | 0.78 |  |  |  | 0 | 58.2273 | 0 | 0 | 0 | 0 | 0 | 0 | 0 | 0 | 0 | 0 | 2009 Qtr 1: 0; 2009 Qtr 2: 0; 2009 Qtr 3: 58.2273; 2009 Qtr 4: 0; 2010 Qtr 1: 0; 2010 Qtr 2: 0; 2010 Qtr 3: 0; 2010 Qtr 4: 0; 2011 Qtr 1: 0; 2011 Qtr 2: 0; 2011 Qtr 3: 0; 2011 Qtr 4: 0 | 58.2273
0 | 234303-Lighting-Remove 4 Ft Lamp (De-Lamp) - Tr1 |  | System | Commercial | [6 empty] | 12.3596 | 16.4871 | 0 | 0 | 0 | -4.1275 | 137.2559 |  | 0 | 0.026384 | -2.5676 | Commercial |  | Winter Only | [5 empty] | 15 | 0.77 |  |  |  | 0 | 7.2784 | 0 | 0 | 0 | 0 | 0 | 0 | 0 | 0 | 0 | 0 | 2009 Qtr 1: 0; 2009 Qtr 2: 0; 2009 Qtr 3: 7.2784; 2009 Qtr 4: 0; 2010 Qtr 1: 0; 2010 Qtr 2: 0; 2010 Qtr 3: 0; 2010 Qtr 4: 0; 2011 Qtr 1: 0; 2011 Qtr 2: 0; 2011 Qtr 3: 0; 2011 Qtr 4: 0 | 7.2784
0 | 234285-Lighting-Occpncy Snsr-Hi-Bay integrated Snsr-Tr1 |  | System | Commercial | 01-ALC-AllCommercial-IntLight | 0 |  |  |  |  | 221.2703 | 95.5 | 0 | 0 | 0 | 125.7703 | 2503.6304 |  | kWh | 0.48559 | 0 | Commercial | [7 empty] | 8 | 0.84 |  |  |  | 0 | 14 | 0 | 0 | 0 | 0 | 0 | 0 | 0 | 0 | 0 | 0 | 2009 Qtr 1: 0; 2009 Qtr 2: 0; 2009 Qtr 3: 14; 2009 Qtr 4: 0; 2010 Qtr 1: 0; 2010 Qtr 2: 0; 2010 Qtr 3: 0; 2010 Qtr 4: 0; 2011 Qtr 1: 0; 2011 Qtr 2: 0; 2011 Qtr 3: 0; 2011 Qtr 4: 0 | 14
0 | 234285-Lighting-Occpncy Snsr-Hi-Bay integrated Snsr-Tr1 |  | System | Commercial | 01-ALC-AllCommercial-IntLight | 0 |  |  |  |  | 221.2703 | 95.5 | 0 | 0 | 0 | 125.7703 | 2503.6304 |  | kWh | 0.48559 | 0 | Commercial | [7 empty] | 8 | 0.84 |  |  |  | 0 | 9 | 0 | 0 | 0 | 0 | 0 | 0 | 0 | 0 | 0 | 0 | 2009 Qtr 1: 0; 2009 Qtr 2: 0; 2009 Qtr 3: 9; 2009 Qtr 4: 0; 2010 Qtr 1: 0; 2010 Qtr 2: 0; 2010 Qtr 3: 0; 2010 Qtr 4: 0; 2011 Qtr 1: 0; 2011 Qtr 2: 0; 2011 Qtr 3: 0; 2011 Qtr 4: 0 | 9
0 | 234084-Refrigeration -Cooler/Freezer Door Gaskets - Solid Doors: Cooler |  | System | Commercial | 09-GRO-Grocery-REFG | 0 |  |  |  |  | 2.2498 | 4.2554 | 0 | 0 | 0 | -2.0056 | 104.55 |  | kWh | 0.01195 | 0 | Commercial | [7 empty] | 4 | 0.76 |  |  |  | 0 | 13 | 0 | 0 | 0 | 0 | 0 | 0 | 0 | 0 | 0 | 0 | 2009 Qtr 1: 0; 2009 Qtr 2: 0; 2009 Qtr 3: 0; 2009 Qtr 4: 13; 2010 Qtr 1: 0; 2010 Qtr 2: 0; 2010 Qtr 3: 0; 2010 Qtr 4: 0; 2011 Qtr 1: 0; 2011 Qtr 2: 0; 2011 Qtr 3: 0; 2011 Qtr 4: 0 | 13
0 | 234085-Refrigeration -Strip Curtains for Walk-ins |  | System | Commercial | 20-RFF-Restaurant–FastFood-Refrig | 0 |  |  |  |  | 10.214 | 3.0252 | 0 | 0 | 0 | 7.1888 | 465 |  | kWh | 0.053 | 0 | Commercial | [7 empty] | 4 | 0.46 |  |  |  | 0 | 107 | 0 | 0 | 0 | 0 | 0 | 0 | 0 | 0 | 0 | 0 | 2009 Qtr 1: 0; 2009 Qtr 2: 0; 2009 Qtr 3: 107; 2009 Qtr 4: 0; 2010 Qtr 1: 0; 2010 Qtr 2: 0; 2010 Qtr 3: 0; 2010 Qtr 4: 0; 2011 Qtr 1: 0; 2011 Qtr 2: 0; 2011 Qtr 3: 0; 2011 Qtr 4: 0 | 107
0 | 234084-Refrigeration -Cooler/Freezer Door Gaskets - Solid Doors: Cooler |  | System | Commercial | 09-GRO-Grocery-REFG | 0 |  |  |  |  | 2.2498 | 4.0059 | 0 | 0 | 0 | -1.7561 | 104.55 |  | kWh | 0.01195 | 0 | Commercial | [7 empty] | 4 | 0.76 |  |  |  | 0 | 278 | 0 | 0 | 0 | 0 | 0 | 0 | 0 | 0 | 0 | 0 | 2009 Qtr 1: 0; 2009 Qtr 2: 0; 2009 Qtr 3: 278; 2009 Qtr 4: 0; 2010 Qtr 1: 0; 2010 Qtr 2: 0; 2010 Qtr 3: 0; 2010 Qtr 4: 0; 2011 Qtr 1: 0; 2011 Qtr 2: 0; 2011 Qtr 3: 0; 2011 Qtr 4: 0 | 278
0 | 234067-Refrigeration - Food Service -Auto Closer for Main Cooler Doors |  | System | Commercial | 09-GRO-Grocery-REFG | 0 |  |  |  |  | 382.5103 | 103 | 0 | 0 | 0 | 279.5103 | 1075.009 |  | kWh | 0.20794 | -0.053375 | Commercial |  | Annual | [5 empty] | 8 | 0.7 |  |  |  | 0 | 2 | 0 | 0 | 0 | 0 | 0 | 0 | 0 | 0 | 0 | 0 | 2009 Qtr 1: 0; 2009 Qtr 2: 0; 2009 Qtr 3: 2; 2009 Qtr 4: 0; 2010 Qtr 1: 0; 2010 Qtr 2: 0; 2010 Qtr 3: 0; 2010 Qtr 4: 0; 2011 Qtr 1: 0; 2011 Qtr 2: 0; 2011 Qtr 3: 0; 2011 Qtr 4: 0 | 2
0 | 234068-Refrigeration - Food Service -Auto Closer for Main Freezer Doors |  | System | Commercial | 09-GRO-Grocery-REFG | 0 |  |  |  |  | 372.7723 | 160.5 | 0 | 0 | 0 | 212.2723 | 2785.8135 |  | kWh | 0.27593 | -0.026688 | Commercial |  | Annual | [5 empty] | 8 | 0.7 |  |  |  | 0 | 2 | 0 | 0 | 0 | 0 | 0 | 0 | 0 | 0 | 0 | 0 | 2009 Qtr 1: 0; 2009 Qtr 2: 0; 2009 Qtr 3: 2; 2009 Qtr 4: 0; 2010 Qtr 1: 0; 2010 Qtr 2: 0; 2010 Qtr 3: 0; 2010 Qtr 4: 0; 2011 Qtr 1: 0; 2011 Qtr 2: 0; 2011 Qtr 3: 0; 2011 Qtr 4: 0 | 2
0 | 234085-Refrigeration -Strip Curtains for Walk-ins |  | System | Commercial | 20-RFF-Restaurant–FastFood-Refrig | 0 |  |  |  |  | 10.214 | 3.0789 | 0 | 0 | 0 | 7.1351 | 465 |  | kWh | 0.053 | 0 | Commercial | [7 empty] | 4 | 0.46 |  |  |  | 0 | 19 | 0 | 0 | 0 | 0 | 0 | 0 | 0 | 0 | 0 | 0 | 2009 Qtr 1: 0; 2009 Qtr 2: 0; 2009 Qtr 3: 19; 2009 Qtr 4: 0; 2010 Qtr 1: 0; 2010 Qtr 2: 0; 2010 Qtr 3: 0; 2010 Qtr 4: 0; 2011 Qtr 1: 0; 2011 Qtr 2: 0; 2011 Qtr 3: 0; 2011 Qtr 4: 0 | 19
0 | 234084-Refrigeration -Cooler/Freezer Door Gaskets - Solid Doors: Cooler |  | System | Commercial | 09-GRO-Grocery-REFG | 0 |  |  |  |  | 2.2498 | 4.0063 | 0 | 0 | 0 | -1.7565 | 104.55 |  | kWh | 0.01195 | 0 | Commercial | [7 empty] | 4 | 0.76 |  |  |  | 0 | 317 | 0 | 0 | 0 | 0 | 0 | 0 | 0 | 0 | 0 | 0 | 2009 Qtr 1: 0; 2009 Qtr 2: 0; 2009 Qtr 3: 317; 2009 Qtr 4: 0; 2010 Qtr 1: 0; 2010 Qtr 2: 0; 2010 Qtr 3: 0; 2010 Qtr 4: 0; 2011 Qtr 1: 0; 2011 Qtr 2: 0; 2011 Qtr 3: 0; 2011 Qtr 4: 0 | 317
0 | 234067-Refrigeration - Food Service -Auto Closer for Main Cooler Doors |  | System | Commercial | 09-GRO-Grocery-REFG | 0 |  |  |  |  | 382.5103 | 0 | 0 | 0 | 0 | 382.5103 | 0 |  | kWh | 0 | 0 | Commercial |  | Annual | [5 empty] | 8 | 0.7 |  |  |  | 0 | 1 | 0 | 0 | 0 | 0 | 0 | 0 | 0 | 0 | 0 | 0 | 2009 Qtr 1: 0; 2009 Qtr 2: 0; 2009 Qtr 3: 1; 2009 Qtr 4: 0; 2010 Qtr 1: 0; 2010 Qtr 2: 0; 2010 Qtr 3: 0; 2010 Qtr 4: 0; 2011 Qtr 1: 0; 2011 Qtr 2: 0; 2011 Qtr 3: 0; 2011 Qtr 4: 0 | 1
0 | 234068-Refrigeration - Food Service -Auto Closer for Main Freezer Doors |  | System | Commercial | 09-GRO-Grocery-REFG | 0 |  |  |  |  | 372.7723 | 0 | 0 | 0 | 0 | 372.7723 | 0 |  | kWh | 0 | 0 | Commercial |  | Annual | [5 empty] | 8 | 0.7 |  |  |  | 0 | 1 | 0 | 0 | 0 | 0 | 0 | 0 | 0 | 0 | 0 | 0 | 2009 Qtr 1: 0; 2009 Qtr 2: 0; 2009 Qtr 3: 1; 2009 Qtr 4: 0; 2010 Qtr 1: 0; 2010 Qtr 2: 0; 2010 Qtr 3: 0; 2010 Qtr 4: 0; 2011 Qtr 1: 0; 2011 Qtr 2: 0; 2011 Qtr 3: 0; 2011 Qtr 4: 0 | 1
0 | 234083-Refrigeration -Cooler/Freezer Door Gaskets - Glass Doors |  | System | Commercial | 09-GRO-Grocery-REFG | 0 |  |  |  |  | 2.25 | 4 | 0 | 0 | 0 | -1.75 | 104.55 |  | kWh | 0.01195 | 0 | Commercial | [7 empty] | 4 | 0.76 |  |  |  | 0 | 68 | 0 | 0 | 0 | 0 | 0 | 0 | 0 | 0 | 0 | 0 | 2009 Qtr 1: 0; 2009 Qtr 2: 0; 2009 Qtr 3: 0; 2009 Qtr 4: 68; 2010 Qtr 1: 0; 2010 Qtr 2: 0; 2010 Qtr 3: 0; 2010 Qtr 4: 0; 2011 Qtr 1: 0; 2011 Qtr 2: 0; 2011 Qtr 3: 0; 2011 Qtr 4: 0 | 68
0 | 234084-Refrigeration -Cooler/Freezer Door Gaskets - Solid Doors: Cooler |  | System | Commercial | 09-GRO-Grocery-REFG | 0 |  |  |  |  | 2.2498 | 4.0267 | 0 | 0 | 0 | -1.7769 | 104.55 |  | kWh | 0.01195 | 0 | Commercial | [7 empty] | 4 | 0.76 |  |  |  | 0 | 51 | 0 | 0 | 0 | 0 | 0 | 0 | 0 | 0 | 0 | 0 | 2009 Qtr 1: 0; 2009 Qtr 2: 0; 2009 Qtr 3: 0; 2009 Qtr 4: 51; 2010 Qtr 1: 0; 2010 Qtr 2: 0; 2010 Qtr 3: 0; 2010 Qtr 4: 0; 2011 Qtr 1: 0; 2011 Qtr 2: 0; 2011 Qtr 3: 0; 2011 Qtr 4: 0 | 51
0 | 234168-Food Service - Hot Food Holding Cabinet-Half-Size |  | System | Commercial | 21-RSD-Restaurant–SitDown-PROC_OTH | 0 |  |  |  |  | 3153 | 200 | 0 | 0 | 0 | 2953 | 1095 |  | kWh | 0.2 | 0 | Commercial | [7 empty] | 12 | 0.7 |  |  |  | 0 | 1 | 0 | 0 | 0 | 0 | 0 | 0 | 0 | 0 | 0 | 0 | 2009 Qtr 1: 1; 2009 Qtr 2: 0; 2009 Qtr 3: 0; 2009 Qtr 4: 0; 2010 Qtr 1: 0; 2010 Qtr 2: 0; 2010 Qtr 3: 0; 2010 Qtr 4: 0; 2011 Qtr 1: 0; 2011 Qtr 2: 0; 2011 Qtr 3: 0; 2011 Qtr 4: 0 | 1
Do NOT enter program data in this row or below. The Spreadsheet will not evaluate any such data. | bar: 2012 Qtr 1; 2014 Qtr 2 to 2014 Qtr 4; 2016 Qtr 2 to 2016 Qtr 4; 2018 Qtr 2 to 2018 Qtr 4
Lists of Dimensions and their Labels
|  |  | Climate Zones | Sectors | End Use Validation List |  | Measure Types for Measure Life | Measure Types for NTGR | Gas Sector | Gas Savings Profile | Combustor Type
|  |  | 7 | RES | res:DEER:Indoor_CFL_Ltg |  | NONRESIDENTIAL MEASURES: |  | Residential | Summer Only | Large Boilers (>100 MMBtu/hr Heat Input):Uncontrolled
|  |  | 10 | NON_RES | res:DEER:Indoor_CFL_Ltg |  | **************************************************************** | Appliance early retirement and replacement 0.80 | Commercial | Winter Only | Large Boilers (>100 MMBtu/hr Heat Input):Controlled Low NOx Burner
|  |  | 14 | Residential | res:DEER:Indoor_CFL_Ltg |  | Ballast – Dimmable: NR - 11 | California Home Energy Efficiency Rating System (CHEERS) | Core | Annual | Large Boilers (>100 MMBtu/hr Heat Input):Controlled – Flue Gas Recirculation
|  |  | 15 | Commercial | res:DEER:Indoor_CFL_Ltg |  | Ballast – Electronic: NR - 11 | Residential Audits 0.72 |  |  | Small Boilers (<100 MMBtu/hr Heat Input):Uncontrolled
|  |  | System | Industrial | res:DEER:Indoor_CFL_Ltg |  | Fluorescent Fixture – T8: C/I/A - 11 | Refrigerator Recycling 0.35 |  |  | Small Boilers (<100 MMBtu/hr Heat Input):Controlled Low NOx Burner
|  |  |  | Agricultural | res:DEER:RefgFrzr_HighEff |  | Fixture: T8 Lamp & Electronic Ballast: C/I/A - 11 | Freezer Recycling 0.54 |  |  | Small Boilers (<100 MMBtu/hr Heat Input):Controlled – Flue Gas Recirculation
|  |  |  | Not Used | res:DEER:RefgFrzr_HighEff |  | T8 Fixtures – 17 Watt Lamp, 2ft or 32-watt Lamp, 4ft 11 | Residential Contractor Program 0.89 |  |  | Residential Furnaces (<0.3):Uncontrolled
[5 empty] | res:DEER:RefgFrzr_HighEff |  | T8 Lamps: C/I/A - 5 | Emerging Technologies 0.83
[5 empty] | res:DEER:RefgFrzr_HighEff |  | High Efficiency Lighting (HID): NR - 16 | All other residential programs 0.80
[5 empty] | res:DEER:RefgFrzr_HighEff |  | High Output T5 Fixture: NR - 16 |  | Electric Rate | Gas Rate
[5 empty] | res:DEER:RefgFrzr_Recyc-Conditioned |  | Indoor or Outdoor Lighting System Modification: NR - 13.5 | Advanced water heating systems 1.00 | Residential | 0
[5 empty] | res:DEER:RefgFrzr_Recyc-Conditioned |  | Lighting Controls: NR - 16 | Agricultural and Dairy Incentives 0.75 | Commercial | Residential
[5 empty] | res:DEER:RefgFrzr_Recyc-Conditioned |  | Daylighting Controls; NR - 16 | Coin Laundry and Dry Cleaner Education 0.70 | Not Used | Not Used
[5 empty] | res:DEER:RefgFrzr_Recyc-Conditioned |  | Lighting Power Density: NR - 11 | Commercial and agricultural information, tools, or design assistance services | Not Used
[5 empty] | res:DEER:RefgFrzr_Recyc-Conditioned |  | Exit Sign – CF Hardware Kit/LED/ Electro-Luminescent: NR - 16 | Comprehensive Space Conditioning 1.00 | Not Used
[5 empty] | res:DEER:RefgFrzr_Recyc-UnConditioned |  | Occupancy Sensor: NR - 8 | Lodging Education 0.70
[5 empty] | res:DEER:RefgFrzr_Recyc-UnConditioned |  | Photocell: NR - 8 | Express Efficiency (rebates) 0.96
[5 empty] | res:DEER:RefgFrzr_Recyc-UnConditioned |  | Time Clock – Lighting: NR - 8 | Energy Management Services, including audits (for small and medium customers)
[5 empty] | res:DEER:RefgFrzr_Recyc-UnConditioned |  | Induction Lamps: NR - 2 | Food Services Equipment Retrofit 1.00
[5 empty] | res:DEER:RefgFrzr_Recyc-UnConditioned |  | Induction Fixture: NR - 16 | Industrial Information and Services 0.74
[5 empty] | res:DEER:HVAC_Eff_AC |  | Delamp/reflectors: C/I - 11 | Large Standard Performance Contract 0.70
[5 empty] | res:DEER:HVAC_Eff_AC |  | Optical Reflectors- new construction: Ind, NRNC - 12 | All other nonresidential programs 0.80
[5 empty] | res:DEER:HVAC_Eff_AC |  | Optical Reflectors- retrofit: NR - 10 | New Construction
[5 empty] | res:DEER:HVAC_Eff_AC |  | HID fixture: Interior, >= 176 Watts lamp: Ind - 16 | Industrial and Agricultural Process 0.94
[5 empty] | res:DEER:HVAC_Eff_AC |  | HID fixture: Interior, 251-400 Watt lamp: Com - 16 | Industrial new construction incentives 0.62
[5 empty] | res:DEER:HVAC_Duct_Sealing |  | CFL Fixture: Pin based CFL fixture: Com - 12.0 | Savings by Design 0.82
[5 empty] | res:DEER:HVAC_Duct_Sealing |  | Screw-in CFL: Education - Primary School: NR - 5.6 | All other new construction programs 0.80
[5 empty] | res:DEER:HVAC_Duct_Sealing |  | Screw-in CFL: Education - Secondary School: NR - 3.5 | Large Standard Performance Contract 0.7011
[5 empty] | res:DEER:HVAC_Duct_Sealing |  | Screw-in CFL: Education - Community College: NR - 2.1 | Savings by Design 0.8212
[5 empty] | res:DEER:HVAC_Duct_Sealing |  | Screw-in CFL: Education - University: NR - 2.6 | Codes and Standards
[5 empty] | res:DEER:HVAC_Refrig_Charge |  | Screw-in CFL: Grocery: NR - 1.4
[5 empty] | res:DEER:HVAC_Refrig_Charge |  | Screw-in CFL: Health/Medical - Hospital: NR - 0.9
[5 empty] | res:DEER:HVAC_Refrig_Charge |  | Screw-in CFL: Health/Medical - Nursing Home: NR - 0.9
[5 empty] | res:DEER:HVAC_Refrig_Charge |  | Screw-in CFL: Lodging - Hotel: NR - 0.9
[5 empty] | res:DEER:HVAC_Refrig_Charge |  | Screw-in CFL: Lodging - Motel: NR - 0.9
[5 empty] | res:DEER:Refg_Chrg_Duct_Seal |  | Screw-in CFL: Lodging - Guest Rooms: NR - 7.0
[5 empty] | res:DEER:Refg_Chrg_Duct_Seal |  | Screw-in CFL: Manufacturing - Light Industrial: NR - 2.8
[5 empty] | res:DEER:Refg_Chrg_Duct_Seal |  | Screw-in CFL: Office - Large: NR - 2.9
[5 empty] | res:DEER:Refg_Chrg_Duct_Seal |  | Screw-in CFL: Office - Small: NR - 3.2
[5 empty] | res:DEER:Refg_Chrg_Duct_Seal |  | Screw-in CFL: Restaurant - Sit-Down: NR - 2.3
[5 empty] | res:DEER:RefgFrzr_Recycling |  | Screw-in CFL: Restaurant - Fast-Food: NR - 1.3
[5 empty] | res:DEER:RefgFrzr_Recycling |  | Screw-in CFL: Retail - 3-Story Large: NR - 1.9
[5 empty] | res:DEER:RefgFrzr_Recycling |  | Screw-in CFL: Retail - Single-Story Large: NR - 1.8
[5 empty] | res:DEER:RefgFrzr_Recycling |  | Screw-in CFL: Retail - Small: NR - 2.1
[5 empty] | res:DEER:RefgFrzr_Recycling |  | Screw-in CFL: Storage - Conditioned: NR - 2.8
[5 empty] | NON_res:DEER:Indoor_CFL_Ltg |  | Screw-in CFL: Storage - Unconditioned: NR - 2.8
[5 empty] | NON_res:DEER:Indoor_CFL_Ltg |  | Screw-in CFL: Warehouse - Refrigerated: NR - 3.1
NON_res:DEER:Indoor_CFL_Ltg
[5 empty] | NON_res:DEER:Indoor_CFL_Ltg |  | HVAC/Refrigeration – SPC: NR - 16
[5 empty] | NON_res:DEER:Indoor_CFL_Ltg |  | Chiller – High Efficiency: NR - 20
[5 empty] | NON_res:DEER:Indoor_Non-CFL_Ltg |  | Chiller – Variable Speed Drive: NR - 20
[5 empty] | NON_res:DEER:Indoor_Non-CFL_Ltg |  | Water Cooled Chillers: NR - 20
[5 empty] | NON_res:DEER:Indoor_Non-CFL_Ltg |  | Air Conditioners – High Efficiency: NR - 15
[5 empty] | NON_res:DEER:Indoor_Non-CFL_Ltg |  | Packaged HVAC Systems: NR - 15
[5 empty] | NON_res:DEER:Indoor_Non-CFL_Ltg |  | Install HVAC EMS: Com - 14
[5 empty] | NON_res:DEER:HVAC_Chillers |  | AC Packaged Terminal Units: NR - 15
[5 empty] | NON_res:DEER:HVAC_Chillers |  | Evaporative Coolers: NR - 15
[5 empty] | NON_res:DEER:HVAC_Chillers |  | Boiler – High Efficiency: NR - 20
[5 empty] | NON_res:DEER:HVAC_Chillers |  | Cooling Towers/Evaporative Condenser: NR - 15
[5 empty] | NON_res:DEER:HVAC_Chillers |  | Heat Pump – Split System: NR - 15
[5 empty] | NON_res:DEER:HVAC_Refrig_Charge |  | Heat Pump with Integrated Water Heating: NR - 10
[5 empty] | NON_res:DEER:HVAC_Refrig_Charge |  | Ground Source Heat Pump: NR - 15
[5 empty] | NON_res:DEER:HVAC_Refrig_Charge |  | Reduce Internal Load: NR - 15
[5 empty] | NON_res:DEER:HVAC_Refrig_Charge |  | Insulation: NR - 20
[5 empty] | NON_res:DEER:HVAC_Refrig_Charge |  | Insulation Package: NR - 20
[5 empty] | NON_res:DEER:HVAC_Split-Package_AC |  | Reflective Window Film: NR - 10
[5 empty] | NON_res:DEER:HVAC_Split-Package_AC |  | Bypass/Delay Timer(lighting): NR - 8
[5 empty] | NON_res:DEER:HVAC_Split-Package_AC |  | Set-Back Thermostat: NR - 11
[5 empty] | NON_res:DEER:HVAC_Split-Package_AC |  | Time Clock - HVAC: NR - 10
[5 empty] | NON_res:DEER:HVAC_Split-Package_AC |  | HVAC/Space Heating/Efficiency (Gas): NR - 18
[5 empty] | NON_res:DEER:HVAC_Duct_Sealing |  | Nonresidential Gas – AC: NR - 20
NON_res:DEER:HVAC_Duct_Sealing
[5 empty] | NON_res:DEER:HVAC_Duct_Sealing |  | Adjustable speed drive, application unknown: Ag - 10
[5 empty] | NON_res:DEER:HVAC_Duct_Sealing |  | Adjustable speed drive, application unknown: Com - 10
[5 empty] | NON_res:DEER:HVAC_Duct_Sealing |  | Adjustable Speed Drive: HVAC fan, 50 HP Max: Com - 10
[5 empty] | 01-ALC-AllCommercial-Cooling |  | Pump repair: Ag - 11
[5 empty] | 01-ALC-AllCommercial-ExtLight |  | Injection molding machines: Ind - 15
[5 empty] | 01-ALC-AllCommercial-IntLight |  | Plastic extusion equipment: Ind - 15
[5 empty] | 01-ALC-AllCommercial-OffEquip |  | Process cooling: Ind - 15
[5 empty] | 01-ALC-AllCommercial-Refrig |  | Process equipment insulation: Ind - 15
01-ALC-AllCommercial-Vent/Fan
[5 empty] | 02-ASM-Assembly-Cooling |  | Horizontal Clothes Washer: NR - 10
[5 empty] | 02-ASM-Assembly-Exit |  | Efficient Dishwashing: NR - 5
[5 empty] | 02-ASM-Assembly-ExtLight |  | Water Heater Controls: NR - 15
[5 empty] | 02-ASM-Assembly-IntLight |  | Cooking measures , Assorted: Com - 12
[5 empty] | 03-BCR-BothResidentialandCommercial-COOL |  | Water Heater – Gas: NR - 15
[5 empty] | 03-BCR-BothResidentialandCommercial-LIT_INT |  | Domestic Hot Water Boiler (Gas): NR - 20
03-BCR-BothResidentialandCommercial-OFF_EQ
[5 empty] | 03-BCR-BothResidentialandCommercial-LIT_EXT |  | Auto Closer for Cooler/Freezer: NR - 8
[5 empty] | 03-BCR-BothResidentialandCommercial-REFG |  | Door Gaskets: NR - 4
[5 empty] | 03-BCR-BothResidentialandCommercial-VENT |  | Floating Head Pressure: NR - 16
[5 empty] | 04-DMO-ResidentialMobileHome–DoubleWide-CL_DRY |  | Heatless Door: NR - 16
[5 empty] | 04-DMO-ResidentialMobileHome–DoubleWide-CL_WASH |  | Humidistat Control for Anti-Sweat Heater: NR - 12
[5 empty] | 04-DMO-ResidentialMobileHome–DoubleWide-DSH_WASH |  | Insulation on Refrigeration Suction Line: NR - 11
[5 empty] | 04-DMO-ResidentialMobileHome–DoubleWide-FREEZ |  | Night Covers for Display Cases: NR - 5
[5 empty] | 04-DMO-ResidentialMobileHome–DoubleWide-LIGHT |  | PSC Evaporator Motor – Walkin/ Display: NR - 15
[5 empty] | 04-DMO-ResidentialMobileHome–DoubleWide-POOL_PMP |  | Refrigeration Case Doors – Glass/Acrylic: NR - 12
[5 empty] | 04-DMO-ResidentialMobileHome–DoubleWide-REFG |  | Refrigerator Case with Doors: NR - 12
[5 empty] | 04-DMO-ResidentialMobileHome–DoubleWide-SP_COOL |  | Refrigerator Condensate Evaporator – Elec/Non Elec: NR - 8
[5 empty] | 04-DMO-ResidentialMobileHome–DoubleWide-SP_HEAT |  | Strip Curtains for Walk-Ins: NR - 4
[5 empty] | 04-DMO-ResidentialMobileHome–DoubleWide-WAT_HEAT |  | Ballast: Electronic, for display case: NR - 11
[5 empty] | 05-ECC-Education–CommunityCollege-COOL |  | Defrost: NR - 16
[5 empty] | 05-ECC-Education–CommunityCollege-LIT_INT |  | FHP & EFF Conditioner: NR - 16
[5 empty] | 05-ECC-Education–CommunityCollege-OFF_EQ |  | High-efficiency Liquid Suction Heat Exchangers: NR - 16
[5 empty] | 05-ECC-Education–CommunityCollege-LIT_EXT |  | Night Shields on Refrigerator and Freezer Cases: NR - 5
[5 empty] | 05-ECC-Education–CommunityCollege-REFG |  | Walk-in Refrigerator or Freezer: Evaporative Fan Controller: NR - 5
[5 empty] | 05-ECC-Education–CommunityCollege-VENT |  | Multiplec Refrigeration Systems/Supermarket Systems: NR - 10
06-EPR-Education–PrimarySchool-COOL
[5 empty] | 06-EPR-Education–PrimarySchool-LIT_INT |  | Kiln/Oven/Furnace: NR - 18
[5 empty] | 06-EPR-Education–PrimarySchool-OFF_EQ |  | Thermal Night Curtains: NR - 5
[5 empty] | 06-EPR-Education–PrimarySchool-LIT_EXT |  | Custom Measures – SPC: NR - 15
[5 empty] | 06-EPR-Education–PrimarySchool-REFG |  | Local Government Partnership: NR - 11
[5 empty] | 06-EPR-Education–PrimarySchool-VENT |  | Audits: NR - 3
[5 empty] | 07-ESE-Education–SecondarySchool-COOL |  | Plug Load Sensor: NR - 10
[5 empty] | 07-ESE-Education–SecondarySchool-LIT_INT |  | Information: NR - 1
[5 empty] | 07-ESE-Education–SecondarySchool-OFF_EQ |  | High Efficiency Motors: NR - 15
[5 empty] | 07-ESE-Education–SecondarySchool-LIT_EXT |  | Process Overhaul: NR - 20
[5 empty] | 07-ESE-Education–SecondarySchool-REFG |  | System Controls: NR - 15
07-ESE-Education–SecondarySchool-VENT
08-EUN-Education–University-COOL
[5 empty] | 08-EUN-Education–University-LIT_INT |  | RESIDENTIAL MEASURES
[5 empty] | 08-EUN-Education–University-OFF_EQ |  | ****************************************************************
[5 empty] | 08-EUN-Education–University-LIT_EXT |  | T8 Fixtures ; lamp or ballast: Res - 15
[5 empty] | 08-EUN-Education–University-REFG |  | Pin based CFL Fixture: Res - 16
[5 empty] | 08-EUN-Education–University-VENT |  | CFL: Indoor Screw in: Res - 9.4
[5 empty] | 09-GRO-Grocery-COOL |  | CFL: Outdoor Screw in: Res - 7
[5 empty] | 09-GRO-Grocery-LIT_INT |  | Torchiere: Res - 9
09-GRO-Grocery-OFF_EQ
[5 empty] | 09-GRO-Grocery-LIT_EXT |  | Air Conditioners with SEER >= 11.0: Res - 18
[5 empty] | 09-GRO-Grocery-REFG |  | Central Air Conditioners: Res - 18
[5 empty] | 09-GRO-Grocery-VENT |  | Duct Testing: Res NC - 18
[5 empty] | 10-HSP-Health/Medical–Hospital-COOL |  | High Energy Efficiency Ducts: Res - 18
[5 empty] | 10-HSP-Health/Medical–Hospital-LIT_INT |  | Whole House Fan: Res - 15
[5 empty] | 10-HSP-Health/Medical–Hospital-OFF_EQ |  | Evaporative Cooler: Res - 15
[5 empty] | 10-HSP-Health/Medical–Hospital-LIT_EXT |  | Glazing - Low E Double / Low Shade Coefficient: Res - 20
[5 empty] | 10-HSP-Health/Medical–Hospital-REFG |  | Heat Pump - Electric: Res - 15
[5 empty] | 10-HSP-Health/Medical–Hospital-VENT |  | Insulation - Ceiling / Floor / Walls: Res - 20
[5 empty] | 11-HTL-Lodging–Hotel(GuestRooms)-COOL |  | A/C with Integrated Water Heating: Res - 10
[5 empty] | 11-HTL-Lodging–Hotel(GuestRooms)-LIT_INT |  | Programmable Thermostat: Res - 12
11-HTL-Lodging–Hotel(GuestRooms)-OFF_EQ
[5 empty] | 11-HTL-Lodging–Hotel(GuestRooms)-LIT_EXT |  | Audits: Res - 3
[5 empty] | 11-HTL-Lodging–Hotel(GuestRooms)-REFG |  | Gas Cooktops: Res - 20
[5 empty] | 11-HTL-Lodging–Hotel(GuestRooms)-VENT |  | Gas Dryer Stub: Res - 18
[5 empty] | 12-MBT-Manufacturing–Bio/Tech-AG_PUMP |  | Energy-Efficient Furnaces: Res - 18
12-MBT-Manufacturing–Bio/Tech-COMP_AIR
[5 empty] | 12-MBT-Manufacturing–Bio/Tech-COOL |  | Refrigerator Recycling: Res - 10
[5 empty] | 12-MBT-Manufacturing–Bio/Tech-LIGHT |  | Refrigerator - Energy Efficient; 20% more efficient: Res - 18
[5 empty] | 12-MBT-Manufacturing–Bio/Tech-MOTOR |  | Refrigerators: Res - 18
12-MBT-Manufacturing–Bio/Tech-PROC_OTH
13-MFM-ResidentialMulti-family-CL_DRY
[5 empty] | 13-MFM-ResidentialMulti-family-CL_WASH |  | GENERIC USEFUL LIVES:
[5 empty] | 13-MFM-ResidentialMulti-family-DSH_WASH |  | ****************************************************************
[5 empty] | 13-MFM-ResidentialMulti-family-FREEZ |  | 0.1
[5 empty] | 13-MFM-ResidentialMulti-family-LIGHT |  | 0.2
[5 empty] | 13-MFM-ResidentialMulti-family-POOL_PMP |  | 0.3
[5 empty] | 13-MFM-ResidentialMulti-family-REFG |  | 0.4
[5 empty] | 13-MFM-ResidentialMulti-family-SP_COOL |  | 0.5
[5 empty] | 13-MFM-ResidentialMulti-family-SP_HEAT |  | 0.6
[5 empty] | 13-MFM-ResidentialMulti-family-WAT_HEAT |  | 0.7
[5 empty] | 14-MLI-Manufacturing–LightIndustry-AG_PUMP |  | 0.8
[5 empty] | 14-MLI-Manufacturing–LightIndustry-COMP_AIR |  | 0.9
[5 empty] | 14-MLI-Manufacturing–LightIndustry-COOL |  | 1
[5 empty] | 14-MLI-Manufacturing–LightIndustry-LIGHT |  | 1.1
[5 empty] | 14-MLI-Manufacturing–LightIndustry-MOTOR |  | 1.2
[5 empty] | 14-MLI-Manufacturing–LightIndustry-PROC_OTH |  | 1.3
[5 empty] | 15-MTL-Lodging–Motel-COOL |  | 1.4
[5 empty] | 15-MTL-Lodging–Motel-LIT_INT |  | 1.5
[5 empty] | 15-MTL-Lodging–Motel-OFF_EQ |  | 1.6
[5 empty] | 15-MTL-Lodging–Motel-LIT_EXT |  | 1.7
[5 empty] | 15-MTL-Lodging–Motel-REFG |  | 1.8
[5 empty] | 15-MTL-Lodging–Motel-VENT |  | 1.9
[5 empty] | 16-NRS-Health/Medical–Clinic-COOL |  | 2
[5 empty] | 16-NRS-Health/Medical–Clinic-LIT_INT |  | 2.1
[5 empty] | 16-NRS-Health/Medical–Clinic-OFF_EQ |  | 2.2
[5 empty] | 16-NRS-Health/Medical–Clinic-LIT_EXT |  | 2.3
[5 empty] | 16-NRS-Health/Medical–Clinic-REFG |  | 2.4
[5 empty] | 16-NRS-Health/Medical–Clinic-VENT |  | 2.5
[5 empty] | 17-OFL-Office–Large-Cooling |  | 2.6
[5 empty] | 17-OFL-Office–Large-ExtLight |  | 2.7
[5 empty] | 17-OFL-Office–Large-IntLight |  | 2.8
[5 empty] | 17-OFL-Office–Large-OffEquip |  | 2.9
[5 empty] | 17-OFL-Office–Large-Refrig |  | 3
[5 empty] | 17-OFL-Office–Large-Vent/Fan |  | 3.1
[5 empty] | 18-OFS-Office–Small-Cooling |  | 3.2
[5 empty] | 18-OFS-Office–Small-ExtLight |  | 3.3
[5 empty] | 18-OFS-Office–Small-IntLight |  | 3.4
[5 empty] | 18-OFS-Office–Small-OffEquip |  | 3.5
[5 empty] | 18-OFS-Office–Small-Refrig |  | 3.6
[5 empty] | 18-OFS-Office–Small-Vent/Fan |  | 3.7
[5 empty] | 19-RES-AllResidential-CL_DRY |  | 3.8
[5 empty] | 19-RES-AllResidential-CL_WASH |  | 3.9
[5 empty] | 19-RES-AllResidential-DSH_WASH |  | 4
[5 empty] | 19-RES-AllResidential-FREEZ |  | 4.1
[5 empty] | 19-RES-AllResidential-LIGHT |  | 4.2
[5 empty] | 19-RES-AllResidential-POOL_PMP |  | 4.3
[5 empty] | 19-RES-AllResidential-REFG |  | 4.4
[5 empty] | 19-RES-AllResidential-SP_COOL |  | 4.5
[5 empty] | 19-RES-AllResidential-SP_HEAT |  | 4.6
[5 empty] | 19-RES-AllResidential-WAT_HEAT |  | 4.7
[5 empty] | 20-RFF-Restaurant–FastFood-Cooling |  | 4.8
[5 empty] | 20-RFF-Restaurant–FastFood-ExtLight |  | 4.9
[5 empty] | 20-RFF-Restaurant–FastFood-IntLight |  | 5
[5 empty] | 20-RFF-Restaurant–FastFood-OffEquip |  | 5.1
[5 empty] | 20-RFF-Restaurant–FastFood-Refrig |  | 5.2
[5 empty] | 20-RFF-Restaurant–FastFood-Vent/Fan |  | 5.3
[5 empty] | 21-RSD-Restaurant–SitDown-COOL |  | 5.4
[5 empty] | 21-RSD-Restaurant–SitDown-LIT_INT |  | 5.5
[5 empty] | 21-RSD-Restaurant–SitDown-OFF_EQ |  | 5.6
[5 empty] | 21-RSD-Restaurant–SitDown-LIT_EXT |  | 5.7
[5 empty] | 21-RSD-Restaurant–SitDown-PROC_OTH |  | 5.8
[5 empty] | 21-RSD-Restaurant–SitDown-REFG |  | 5.9
[5 empty] | 21-RSD-Restaurant–SitDown-VENT |  | 6
[5 empty] | 22-RT3-Retail–3StoryLarge-COOL |  | 6.1
[5 empty] | 22-RT3-Retail–3StoryLarge-LIT_INT |  | 6.2
[5 empty] | 22-RT3-Retail–3StoryLarge-OFF_EQ |  | 6.3
[5 empty] | 22-RT3-Retail–3StoryLarge-LIT_EXT |  | 6.4
[5 empty] | 22-RT3-Retail–3StoryLarge-REFG |  | 6.5
[5 empty] | 22-RT3-Retail–3StoryLarge-VENT |  | 6.6
[5 empty] | 23-RTL-Retail–SingleStorylarge-COOL |  | 6.7
[5 empty] | 23-RTL-Retail–SingleStorylarge-LIT_INT |  | 6.8
[5 empty] | 23-RTL-Retail–SingleStorylarge-OFF_EQ |  | 6.9
[5 empty] | 23-RTL-Retail–SingleStorylarge-LIT_EXT |  | 7
[5 empty] | 23-RTL-Retail–SingleStorylarge-REFG |  | 7.1
[5 empty] | 23-RTL-Retail–SingleStorylarge-VENT |  | 7.2
[5 empty] | 24-RTS-Retail–Small-COOL |  | 7.3
[5 empty] | 24-RTS-Retail–Small-LIT_INT |  | 7.4
[5 empty] | 24-RTS-Retail–Small-OFF_EQ |  | 7.5
[5 empty] | 24-RTS-Retail–Small-LIT_EXT |  | 7.6
[5 empty] | 24-RTS-Retail–Small-REFG |  | 7.7
[5 empty] | 24-RTS-Retail–Small-VENT |  | 7.8
[5 empty] | 25-SCN-Storage–Conditioned-Cooling |  | 7.9
[5 empty] | 25-SCN-Storage–Conditioned-Exit |  | 8
[5 empty] | 25-SCN-Storage–Conditioned-ExtLight |  | 8.1
[5 empty] | 26-SFM-ResidentialSingleFamily-CL_DRY |  | 8.2
[5 empty] | 26-SFM-ResidentialSingleFamily-CL_WASH |  | 8.3
[5 empty] | 26-SFM-ResidentialSingleFamily-DSH_WASH |  | 8.4
[5 empty] | 26-SFM-ResidentialSingleFamily-FREEZ |  | 8.5
[5 empty] | 26-SFM-ResidentialSingleFamily-LIGHT |  | 8.6
[5 empty] | 26-SFM-ResidentialSingleFamily-POOL_PMP |  | 8.7
[5 empty] | 26-SFM-ResidentialSingleFamily-REFG |  | 8.8
[5 empty] | 26-SFM-ResidentialSingleFamily-SP_COOL |  | 8.9
[5 empty] | 26-SFM-ResidentialSingleFamily-SP_HEAT |  | 9
[5 empty] | 26-SFM-ResidentialSingleFamily-WAT_HEAT |  | 9.1
[5 empty] | 27-SMO-ResidentialMobileHome–SingleWide-CL_DRY |  | 9.2
[5 empty] | 27-SMO-ResidentialMobileHome–SingleWide-CL_WASH |  | 9.3
[5 empty] | 27-SMO-ResidentialMobileHome–SingleWide-DSH_WASH |  | 9.4
[5 empty] | 27-SMO-ResidentialMobileHome–SingleWide-FREEZ |  | 9.5
[5 empty] | 27-SMO-ResidentialMobileHome–SingleWide-LIGHT |  | 9.6
[5 empty] | 27-SMO-ResidentialMobileHome–SingleWide-POOL_PMP |  | 9.7
[5 empty] | 27-SMO-ResidentialMobileHome–SingleWide-REFG |  | 9.8
[5 empty] | 27-SMO-ResidentialMobileHome–SingleWide-SP_COOL |  | 9.9
[5 empty] | 27-SMO-ResidentialMobileHome–SingleWide-SP_HEAT |  | 10
[5 empty] | 27-SMO-ResidentialMobileHome–SingleWide-WAT_HEAT |  | 10.1
[5 empty] | 28-SUN-Storage–Unconditioned-Exit |  | 10.2
[5 empty] | 28-SUN-Storage–Unconditioned-ExtLight |  | 10.3
[5 empty] | 29-WRF-Storage–Refrigerated-Cooling |  | 10.4
[5 empty] | 29-WRF-Storage–Refrigerated-Exit |  | 10.5
[5 empty] | 29-WRF-Storage–Refrigerated-ExtLight |  | 10.6
[5 empty] | 30-S20-SIC20Food&KindredProducts-AG_PUMP |  | 10.7
[5 empty] | 30-S20-SIC20Food&KindredProducts-COMP_AIR |  | 10.8
[5 empty] | 30-S20-SIC20Food&KindredProducts-COOL |  | 10.9
[5 empty] | 30-S20-SIC20Food&KindredProducts-LIGHT |  | 11
[5 empty] | 30-S20-SIC20Food&KindredProducts-MOTOR |  | 11.1
[5 empty] | 30-S20-SIC20Food&KindredProducts-PROC_OTH |  | 11.2
[5 empty] | 31-S26-SIC26Paper&AlliedProducts-AG_PUMP |  | 11.3
[5 empty] | 31-S26-SIC26Paper&AlliedProducts-COMP_AIR |  | 11.4
[5 empty] | 31-S26-SIC26Paper&AlliedProducts-COOL |  | 11.5
[5 empty] | 31-S26-SIC26Paper&AlliedProducts-LIGHT |  | 11.6
[5 empty] | 31-S26-SIC26Paper&AlliedProducts-MOTOR |  | 11.7
[5 empty] | 31-S26-SIC26Paper&AlliedProducts-PROC_OTH |  | 11.8
[5 empty] | 32-S28-SIC28Chemicals&AlliedProducts-AG_PUMP |  | 11.9
[5 empty] | 32-S28-SIC28Chemicals&AlliedProducts-COMP_AIR |  | 12
[5 empty] | 32-S28-SIC28Chemicals&AlliedProducts-COOL |  | 12.1
[5 empty] | 32-S28-SIC28Chemicals&AlliedProducts-LIGHT |  | 12.2
[5 empty] | 32-S28-SIC28Chemicals&AlliedProducts-MOTOR |  | 12.3
[5 empty] | 32-S28-SIC28Chemicals&AlliedProducts-PROC_OTH |  | 12.4
[5 empty] | 33-S29-SIC29Petroleum&CoalProducts-AG_PUMP |  | 12.5
[5 empty] | 33-S29-SIC29Petroleum&CoalProducts-COMP_AIR |  | 12.6
[5 empty] | 33-S29-SIC29Petroleum&CoalProducts-COOL |  | 12.7
[5 empty] | 33-S29-SIC29Petroleum&CoalProducts-LIGHT |  | 12.8
[5 empty] | 33-S29-SIC29Petroleum&CoalProducts-MOTOR |  | 12.9
[5 empty] | 33-S29-SIC29Petroleum&CoalProducts-PROC_OTH |  | 13
[5 empty] | 34-S33-SIC33Metals-AG_PUMP |  | 13.1
[5 empty] | 34-S33-SIC33Metals-COMP_AIR |  | 13.2
[5 empty] | 34-S33-SIC33Metals-COOL |  | 13.3
[5 empty] | 34-S33-SIC33Metals-LIGHT |  | 13.4
[5 empty] | 34-S33-SIC33Metals-MOTOR |  | 13.5
[5 empty] | 34-S33-SIC33Metals-PROC_OTH |  | 13.6
[5 empty] | 35-OTI-OtherIndustrial-AG_PUMP |  | 13.7
[5 empty] | 35-OTI-OtherIndustrial-COMP_AIR |  | 13.8
[5 empty] | 35-OTI-OtherIndustrial-COOL |  | 13.9
[5 empty] | 35-OTI-OtherIndustrial-LIGHT |  | 14
[5 empty] | 35-OTI-OtherIndustrial-MOTOR |  | 14.1
[5 empty] | 35-OTI-OtherIndustrial-PROC_OTH |  | 14.2
[5 empty] | 36-GST-Lodging-GuestRooms-Cooling |  | 14.3
[5 empty] | 36-GST-Lodging-GuestRooms-ExtLight |  | 14.4
[5 empty] | 36-GST-Lodging-GuestRooms-IntLight |  | 14.5
[5 empty] | 36-GST-Lodging-GuestRooms-OffEquip |  | 14.6
[5 empty] | 36-GST-Lodging-GuestRooms-Refrig |  | 14.7
[5 empty] | 36-GST-Lodging-GuestRooms-Vent/Fan |  | 14.8
14.9
15
15.1
15.2
15.3
15.4
15.5
15.6
15.7
15.8
15.9
16
16.1
16.2
16.3
16.4
16.5
16.6
16.7
16.8
16.9
17
17.1
17.2
17.3
17.4
17.5
17.6
17.7
17.8
17.9
18
18.1
18.2
18.3
18.4
18.5
18.6
18.7
18.8
18.9
19
19.1
19.2
19.3
19.4
19.5
19.6
19.7
19.8
19.9
20
21
22
23
24
25
26
27
28
29
30
Last Row Used is above