## Export
PROGRAM NAME | 0
BUDGET
Administrative Costs
Overhead and G&A | 0
Other Administrative Costs | 0
Marketing/Outreach | 0
Direct Implementation
d.i. User Input Incentive (No rebates) | 0
d.ii. Rebate | 488297.99
d.iii. Direct Install Labor | 0
d.iv. Direct Install Materials | 0
d.v. Upstream payments | 0
Activity | 0
Installation | 0
Hardware & Materials | 0
Rebate Processing & Inspection | 0
EM&V Costs | 0
Budget | 488297.99
Costs recovered from other sources | 0
Budget (plus other costs) | 488297.99
PROGRAM IMPACTS
Program Reductions for Measures installed through 2011
User Entered kW (kW) | 944.6486
Net Jul-Sept Peak (kW) | 623.5076
Net Dec-Feb Peak (kW) | 414.5234
Net NCP (kW) | 624.8385
Net CEC (kW) | 0
Annual Net kWh | 3912167.7517
Lifecycle Net kWh | 34716594.2415
Annual Net Therms | -5598.0062
Lifecycle Net Therms | -67163.6741
Cost Effectiveness for all measures installed through 2015
TRC
Costs | 723716.3183
Electric Benefits | 2432670.334
Gas Benefits | -40432.4687
Net Benefits (NPV) | 1668521.547
BC Ratio | 3.3055
PAC
Costs | 453529.1578
Electric Benefits | 2432670.334
Gas Benefits | -40432.4687
Net Benefits (NPV) | 1938708.7074
BC Ratio | 5.2747
Levelized Cost
Levelized Cost TRC ($/kWh )
Discounted kWh | 22524450.7382
Cost | 0.022755
Benefits | 0.108
Benefit-Cost | 0.085247
Levelized Cost PAC ($/kWh)
Discounted kWh | 22524450.7382
Cost | 0.015034
Benefits | 0.108
Benefit-Cost | 0.092967
Levelized Cost TRC ($/therm)
Discounted Therms | -35354.1937
Cost | -5.9231
Benefits | 1.1436
Benefit-Cost | 7.0668
Levelized Cost PAC ($/therm)
Discounted Therms | -35354.1937
Cost | -3.2418
Benefits | 1.1436
Benefit-Cost | 4.3854
Emission Annual Reductions (2009-2011) |  | Energy Division File sheet "Attachment II" Total Electricity and Gas Emission Reductions
Electric Annual CO2 (tons) - 2009 | 1925.285 |  | 2009 | 2010 | 2011 | 2012 | 2013 | 2014 | 2015
2010 | 0 |  | Total | Total | Total | Total | Total | Total | Total
2011 | 0 | Annual CO2 Emission Reductions (tons) | 1892.5367 | 0 | 0 | 0 | 0 | 0 | 0
Electric Lifecycle CO2 (tons) - 2009 | 16684.8307 | Lifecycle CO2 Emission Reductions (tons) | 16291.9232 | 0 | 0 | 0 | 0 | 0 | 0
2010 | 0 | Annual NOx Emission Reductions (tons) | 0.23417 | 0 | 0 | 0 | 0 | 0 | 0
2011 | 0 | Lifecycle NOx Emission Reductions (tons) | 1.9543 | 0 | 0 | 0 | 0 | 0 | 0
Electric Annual NOX (tons) - 2009 | 0.25992 | Annual SO2 Emission Reductions (tons)
2010 | 0 | Lifecycle SO2 Emission Reductions (tons)
2011 | 0
Electric Lifecycle NOX (tons) - 2009 | 2.2632
2010 | 0
2011 | 0
Electric Annual SO2 (lbs) - 2009
2010
2011
Electric Lifecycle SO2 (lbs) - 2009
2010
2011
Gas Annual CO2 (tons) - 2009 | -32.7483
2010 | 0
2011 | 0
Gas Lifecycle CO2 (tons) - 2009 | -392.9075
2010 | 0
2011 | 0
Gas Annual NOX (tons) - 2009 | -0.025751
2010 | 0
2011 | 0
Gas Lifecycle NOX (tons) - 2009 | -0.30895
2010 | 0
2011 | 0
Gas Annual SO2 (lbs) - 2009
2010
2011
Gas Lifecycle SO2 (lbs) - 2009
2010
2011
Data below not currently used in Energy Division workbook
Levelized Cost RIM ($/therm)
Discounted Therms | -35354.1937
Cost | 0.21682
Benefits | 1.1436
Benefit-Cost | 0.92682
Levelized Cost RIM ($/kWh)
Discounted kWh | 22524450.7382
Cost | 0.020475
Benefits | 0.108
Benefit-Cost | 0.92682
RIM
Costs | 453529.1578
Electric Benefits | 2432670.334
Gas Benefits | -40432.4687
Net Benefits (NPV) | 1938708.7074
BC Ratio | 5.2747
Impacts for all programs installed trhough 2019
Net July-Sept Peak (kW)
Clothes Dryer | 0
Clothes Washer | 0
Consumer Electronics | 0
Cooking | 0
Dishwasher | 0
Net Dec-Feb Pk (kW)
Clothes Dryer | 0
Clothes Washer | 0
Consumer Electronics | 0
Cooking | 0
Dishwasher | 0
0
Clothes Dryer | 0
Clothes Washer | 0
Consumer Electronics | 0
Cooking | 0
Dishwasher | 0
Annual Net kWh
Clothes Dryer | 0
Clothes Washer | 0
Consumer Electronics | 0
Cooking | 0
Dishwasher | 0
Lifecycle Net kWh
Clothes Dryer | 0
Clothes Washer | 0
Consumer Electronics | 0
Cooking | 0
Dishwasher | 0
Annual Net Therms
Clothes Dryer | 0
Clothes Washer | 0
Consumer Electronics | 0
Cooking | 0
Dishwasher | 0
Lifecycle Net Therms
Clothes Dryer | 0
Clothes Washer | 0
Consumer Electronics | 0
Cooking | 0
Dishwasher | 0

## Output by Measure
0
0
SDG&E | [7 empty] | Levelized Benefits less Costs (TRC) |  |  |  | Levelized Benefits less Costs (PAC) |  |  |  | Benefit Cost Ratios
Net Impacts by Measure | [7 empty] | No Allocated Admin |  | w/ Allocated Admin |  | No Allocated Admin |  | w/ Allocated Admin |  | No Allocated Admin |  | w/ Allocated Admin
| Net Avg Jul-Sep (kW) | Net Dec-Feb Pk (kW) | Net User Entered kW | Annual kWh adj for Net to gross | Lifecycle kWh (Annual * Measure Life) | Annual Therms | Lifecycle Therms | Electric ($/kWh) | Gas ($/Th) | Electric ($/kWh) | Gas ($/Th) | Electric ($/kWh) | Gas ($/Th) | Electric ($/kWh) | Gas ($/Th) | TRC | PAC | TRC | PAC
Total or Average | 623.5076 | 414.5234 | 944.6486 | 3912167.7517 | 34716594.2415 | -5598.0062 | -67163.6741 | 0.085247 | 7.0668 | 0.085247 | 7.0668 | 0.092967 | 4.3854 | 0.092967 | 4.3854
234390-Ice Machines >1500 - Energy Star | 0.35575 | 0.27531 | 0.3164 | 3085.6 | 30856 | 0 | 0 | 0.04558 | 0 | 0.04558 | 0 | 0.084701 | 0 | 0.084701 | 0 | 1.7375 | 4.7344 | 1.7375 | 4.7344
234312-Lighting-Screw in 14-26 Watt Lamp - Tr1 | 0 | 0 | 0.44673 | 2224.5755 | 5494.7014 | -30.0442 | -74.2092 | 0 | 2.7417 | 0 | 2.7417 | 0 | 2.9173 | 0 | 2.9173 | -0.42547 | -0.38987 | -0.42547 | -0.38987
234315-Lighting-Screw in 14-26 Watt Reflector Lamp-Tr1 | 0 | 0 | 0.55309 | 2754.2363 | 6802.9636 | -37.1976 | -91.8781 | 0 | 4.4304 | 0 | 4.4304 | 0 | 3.0539 | 0 | 3.0539 | -0.33225 | -0.56688 | -0.33225 | -0.56688
234330-Premium T8 with T12 40 Watt Baseline - Tr1 | 1.8779 | 1.2109 | 1.9701 | 9483.158 | 142247.3694 | 0 | 0 | 0.091878 | 0 | 0.091878 | 0 | 0.111 | 0 | 0.111 | 0 | 3.215 | 5.965 | 3.215 | 5.965
234303-Lighting-Remove 4 Ft Lamp (De-Lamp) - Tr1 | 0 | 0 | 0.59146 | 3076.9365 | 46154.0474 | -57.5591 | -863.3871 | 0 | 1.8697 | 0 | 1.8697 | 0 | 2.0472 | 0 | 2.0472 | -1.5153 | -1.2232 | -1.5153 | -1.2232
234285-Lighting-Occpncy Snsr-Hi-Bay integrated Snsr-Tr1 | 3.3317 | 2.1484 | 3.2632 | 16824.3965 | 134595.172 | 0 | 0 | 0.10991 | 0 | 0.10991 | 0 | 0.1181 | 0 | 0.1181 | 0 | 8.051 | 16.9575 | 8.051 | 16.9575
234003-A/C - Reflective Window Film Inland | 1.4237 | 0.6542 | 0.55327 | 3673.1985 | 36731.985 | 0 | 0 | 0.12453 | 0 | 0.12453 | 0 | 0.13479 | 0 | 0.13479 | 0 | 4.9116 | 7.2496 | 4.9116 | 7.2496
234084-Refrigeration -Cooler/Freezer Door Gaskets - Solid Doors: Cooler | 0.13686 | 0.11446 | 0.11807 | 1032.954 | 4131.816 | 0 | 0 | 0.097678 | 0 | 0.097678 | 0 | 0.092321 | 0 | 0.092321 | 0 | 11.1238 | 7.1523 | 11.1238 | 7.1523
234361-Lighting-IntrHiByLnrFlscntFxtr244wrplc400w(TrI)Tr2 | 0.84202 | 0.54296 | 1.3403 | 4252.0482 | 63780.7233 | 0 | 0 | 0.076408 | 0 | 0.076408 | 0 | 0.10998 | 0 | 0.10998 | 0 | 2.3417 | 5.7057 | 2.3417 | 5.7057
234286-Lighting-Occpncy Snsr-Hi-Bay integrated Snsr-Tr2 | 1.9956 | 1.2868 | 3.1727 | 10077.1504 | 80617.203 | 0 | 0 | 0.099462 | 0 | 0.099462 | 0 | 0.11314 | 0 | 0.11314 | 0 | 4.8202 | 10.1569 | 4.8202 | 10.1569
234084-Refrigeration -Cooler/Freezer Door Gaskets - Solid Doors: Cooler | 0.46323 | 0.3874 | 0.39961 | 3496.152 | 13984.608 | 0 | 0 | 0.097878 | 0 | 0.097878 | 0 | 0.093155 | 0 | 0.093155 | 0 | 11.3594 | 7.5732 | 11.3594 | 7.5732
234084-Refrigeration -Cooler/Freezer Door Gaskets - Solid Doors: Cooler | 0.69485 | 0.5811 | 0.59941 | 5244.228 | 20976.912 | 0 | 0 | 0.097858 | 0 | 0.097858 | 0 | 0.093071 | 0 | 0.093071 | 0 | 11.3354 | 7.5288 | 11.3354 | 7.5288
234330-Premium T8 with T12 40 Watt Baseline - Tr1 | 0.46948 | 0.30273 | 0.49253 | 2370.7895 | 35561.8424 | 0 | 0 | 0.091878 | 0 | 0.091878 | 0 | 0.111 | 0 | 0.111 | 0 | 3.215 | 5.965 | 3.215 | 5.965
234294-Lighting-Occupancy Sensor-Wallbox Lghtng Snsr-Tr1 | 0.033242 | 0.020617 | 0.14799 | 179.5576 | 1436.4605 | 0 | 0 | 0.086393 | 0 | 0.086393 | 0 | 0.088118 | 0 | 0.088118 | 0 | 3.2717 | 3.4271 | 3.2717 | 3.4271
234285-Lighting-Occpncy Snsr-Hi-Bay integrated Snsr-Tr1 | 4.9975 | 3.2226 | 4.8948 | 25236.5948 | 201892.758 | 0 | 0 | 0.1116 | 0 | 0.1116 | 0 | 0.11979 | 0 | 0.11979 | 0 | 8.1595 | 17.186 | 8.1595 | 17.186
234330-Premium T8 with T12 40 Watt Baseline - Tr1 | 1.6432 | 1.0596 | 1.7238 | 8297.7632 | 124466.4482 | 0 | 0 | 0.093473 | 0 | 0.093473 | 0 | 0.1126 | 0 | 0.1126 | 0 | 3.2535 | 6.0363 | 3.2535 | 6.0363
234294-Lighting-Occupancy Sensor-Wallbox Lghtng Snsr-Tr1 | 0.73133 | 0.45358 | 3.2557 | 3950.2663 | 31602.1306 | 0 | 0 | 0.086393 | 0 | 0.086393 | 0 | 0.088118 | 0 | 0.088118 | 0 | 3.2717 | 3.4271 | 3.2717 | 3.4271
234285-Lighting-Occpncy Snsr-Hi-Bay integrated Snsr-Tr1 | 11.2445 | 7.2507 | 11.0133 | 56782.3382 | 454258.7055 | 0 | 0 | 0.1116 | 0 | 0.1116 | 0 | 0.11979 | 0 | 0.11979 | 0 | 8.1595 | 17.186 | 8.1595 | 17.186
234360-Lighting-IntrHiByLnrFlscntFxtr244wrplc400w(TrI)Tr1 | 0 | 0 | 5.9625 | 0 | 0 | -189.3415 | -2840.1219 | 0 | 6.1863 | 0 | 6.1863 | 0 | 4.1901 | 0 | 4.1901 | -0.22308 | -0.36852 | -0.22308 | -0.36852
234294-Lighting-Occupancy Sensor-Wallbox Lghtng Snsr-Tr1 | 0.96403 | 0.5979 | 4.2916 | 5207.1692 | 41657.3539 | 0 | 0 | 0.086393 | 0 | 0.086393 | 0 | 0.088118 | 0 | 0.088118 | 0 | 3.2717 | 3.4271 | 3.2717 | 3.4271
234285-Lighting-Occpncy Snsr-Hi-Bay integrated Snsr-Tr1 | 11.2445 | 7.2507 | 11.0133 | 56782.3382 | 454258.7055 | 0 | 0 | 0.1116 | 0 | 0.1116 | 0 | 0.11979 | 0 | 0.11979 | 0 | 8.1595 | 17.186 | 8.1595 | 17.186
234309-Lighting-Screw in >27 Watt Lamp - Tr1 | 0 | 0 | 0 | 0 | 0 | 0 | 0 | 0 | 0 | 0 | 0 | 0 | 0 | 0 | 0 | 0 | 0 | 0 | 0
234285-Lighting-Occpncy Snsr-Hi-Bay integrated Snsr-Tr1 | 12.9103 | 8.3249 | 12.6449 | 65194.5364 | 521556.2915 | 0 | 0 | 0.10991 | 0 | 0.10991 | 0 | 0.1181 | 0 | 0.1181 | 0 | 8.051 | 16.9575 | 8.051 | 16.9575
234309-Lighting-Screw in >27 Watt Lamp - Tr1 | 0 | 0 | 0 | 0 | 0 | 0 | 0 | 0 | 0 | 0 | 0 | 0 | 0 | 0 | 0 | 0 | 0 | 0 | 0
234285-Lighting-Occpncy Snsr-Hi-Bay integrated Snsr-Tr1 | 3.7482 | 2.4169 | 3.6711 | 18927.4461 | 151419.5685 | 0 | 0 | 0.10991 | 0 | 0.10991 | 0 | 0.1181 | 0 | 0.1181 | 0 | 8.051 | 16.9575 | 8.051 | 16.9575
234330-Premium T8 with T12 40 Watt Baseline - Tr1 | 0.16432 | 0.10596 | 0.17238 | 829.7763 | 12446.6448 | 0 | 0 | 0.091878 | 0 | 0.091878 | 0 | 0.111 | 0 | 0.111 | 0 | 3.215 | 5.965 | 3.215 | 5.965
234294-Lighting-Occupancy Sensor-Wallbox Lghtng Snsr-Tr1 | 0.099727 | 0.061852 | 0.44396 | 538.6727 | 4309.3814 | 0 | 0 | 0.08477 | 0 | 0.08477 | 0 | 0.086495 | 0 | 0.086495 | 0 | 3.229 | 3.3824 | 3.229 | 3.3824
234285-Lighting-Occpncy Snsr-Hi-Bay integrated Snsr-Tr1 | 16.242 | 10.4733 | 15.9081 | 82018.9329 | 656151.4635 | 0 | 0 | 0.10991 | 0 | 0.10991 | 0 | 0.1181 | 0 | 0.1181 | 0 | 8.051 | 16.9575 | 8.051 | 16.9575
234330-Premium T8 with T12 40 Watt Baseline - Tr1 | 0.046948 | 0.030273 | 0.049253 | 237.0789 | 3556.1842 | 0 | 0 | 0.093473 | 0 | 0.093473 | 0 | 0.1126 | 0 | 0.1126 | 0 | 3.2535 | 6.0363 | 3.2535 | 6.0363
234294-Lighting-Occupancy Sensor-Wallbox Lghtng Snsr-Tr1 | 0.033242 | 0.020617 | 0.14799 | 179.5576 | 1436.4605 | 0 | 0 | 0.086393 | 0 | 0.086393 | 0 | 0.088118 | 0 | 0.088118 | 0 | 3.2717 | 3.4271 | 3.2717 | 3.4271
234285-Lighting-Occpncy Snsr-Hi-Bay integrated Snsr-Tr1 | 3.7482 | 2.4169 | 3.6711 | 18927.4461 | 151419.5685 | 0 | 0 | 0.1116 | 0 | 0.1116 | 0 | 0.11979 | 0 | 0.11979 | 0 | 8.1595 | 17.186 | 8.1595 | 17.186
234312-Lighting-Screw in 14-26 Watt Lamp - Tr1 | 0 | 0 | 0.042546 | 211.8643 | 523.3049 | -2.8614 | -7.0675 | 0 | 2.7417 | 0 | 2.7417 | 0 | 2.9173 | 0 | 2.9173 | -0.42547 | -0.38987 | -0.42547 | -0.38987
234330-Premium T8 with T12 40 Watt Baseline - Tr1 | 9.0845 | 5.8579 | 9.5304 | 45874.7766 | 688121.6496 | 0 | 0 | 0.091878 | 0 | 0.091878 | 0 | 0.111 | 0 | 0.111 | 0 | 3.215 | 5.965 | 3.215 | 5.965
234303-Lighting-Remove 4 Ft Lamp (De-Lamp) - Tr1 | 0 | 0 | 3.253 | 16923.1507 | 253847.2605 | -316.5753 | -4748.629 | 0 | 1.8697 | 0 | 1.8697 | 0 | 2.0472 | 0 | 2.0472 | -1.5153 | -1.2232 | -1.5153 | -1.2232
234360-Lighting-IntrHiByLnrFlscntFxtr244wrplc400w(TrI)Tr1 | 0 | 0 | 6.8143 | 0 | 0 | -216.3902 | -3245.8537 | 0 | 6.1844 | 0 | 6.1844 | 0 | 4.1881 | 0 | 4.1881 | -0.22269 | -0.36788 | -0.22269 | -0.36788
234294-Lighting-Occupancy Sensor-Wallbox Lghtng Snsr-Tr1 | 0.13297 | 0.082469 | 0.59195 | 718.2302 | 5745.8419 | 0 | 0 | 0.08477 | 0 | 0.08477 | 0 | 0.086495 | 0 | 0.086495 | 0 | 3.229 | 3.3824 | 3.229 | 3.3824
234285-Lighting-Occpncy Snsr-Hi-Bay integrated Snsr-Tr1 | 16.6585 | 10.7418 | 16.316 | 84121.9825 | 672975.86 | 0 | 0 | 0.10991 | 0 | 0.10991 | 0 | 0.1181 | 0 | 0.1181 | 0 | 8.051 | 16.9575 | 8.051 | 16.9575
234312-Lighting-Screw in 14-26 Watt Lamp - Tr1 | 0 | 0 | 0.702 | 3495.7614 | 8634.5307 | -47.2123 | -116.6145 | 0 | 2.7433 | 0 | 2.7433 | 0 | 2.9189 | 0 | 2.9189 | -0.4263 | -0.39063 | -0.4263 | -0.39063
234330-Premium T8 with T12 40 Watt Baseline - Tr1 | 3.5211 | 2.2705 | 3.694 | 17780.9212 | 266713.8177 | 0 | 0 | 0.093473 | 0 | 0.093473 | 0 | 0.1126 | 0 | 0.1126 | 0 | 3.2535 | 6.0363 | 3.2535 | 6.0363
234303-Lighting-Remove 4 Ft Lamp (De-Lamp) - Tr1 | 0 | 0 | 2.2919 | 11923.1289 | 178846.9335 | -223.0417 | -3345.625 | 0 | 1.8717 | 0 | 1.8717 | 0 | 2.0492 | 0 | 2.0492 | -1.5179 | -1.2253 | -1.5179 | -1.2253
234360-Lighting-IntrHiByLnrFlscntFxtr244wrplc400w(TrI)Tr1 | 0 | 0 | 0 | 0 | 0 | 0 | 0 | 0 | 0 | 0 | 0 | 0 | 0 | 0 | 0 | 0 | 0 | 0 | 0
234294-Lighting-Occupancy Sensor-Wallbox Lghtng Snsr-Tr1 | 0.19945 | 0.1237 | 0.88792 | 1077.3454 | 8618.7629 | 0 | 0 | 0.086393 | 0 | 0.086393 | 0 | 0.088118 | 0 | 0.088118 | 0 | 3.2717 | 3.4271 | 3.2717 | 3.4271
234285-Lighting-Occpncy Snsr-Hi-Bay integrated Snsr-Tr1 | 14.1597 | 9.1306 | 13.8686 | 71503.6851 | 572029.481 | 0 | 0 | 0.1116 | 0 | 0.1116 | 0 | 0.11979 | 0 | 0.11979 | 0 | 8.1595 | 17.186 | 8.1595 | 17.186
234330-Premium T8 with T12 40 Watt Baseline - Tr1 | 0.65728 | 0.42383 | 0.68954 | 3319.1053 | 49786.5793 | 0 | 0 | 0.093473 | 0 | 0.093473 | 0 | 0.1126 | 0 | 0.1126 | 0 | 3.2535 | 6.0363 | 3.2535 | 6.0363
234294-Lighting-Occupancy Sensor-Wallbox Lghtng Snsr-Tr1 | 0.033242 | 0.020617 | 0.14799 | 179.5576 | 1436.4605 | 0 | 0 | 0.086393 | 0 | 0.086393 | 0 | 0.088118 | 0 | 0.088118 | 0 | 3.2717 | 3.4271 | 3.2717 | 3.4271
234285-Lighting-Occpncy Snsr-Hi-Bay integrated Snsr-Tr1 | 4.1646 | 2.6855 | 4.079 | 21030.4956 | 168243.965 | 0 | 0 | 0.1116 | 0 | 0.1116 | 0 | 0.11979 | 0 | 0.11979 | 0 | 8.1595 | 17.186 | 8.1595 | 17.186
234330-Premium T8 with T12 40 Watt Baseline - Tr1 | 0.28169 | 0.18164 | 0.29552 | 1422.4737 | 21337.1054 | 0 | 0 | 0.093473 | 0 | 0.093473 | 0 | 0.1126 | 0 | 0.1126 | 0 | 3.2535 | 6.0363 | 3.2535 | 6.0363
234294-Lighting-Occupancy Sensor-Wallbox Lghtng Snsr-Tr1 | 0.033242 | 0.020617 | 0.14799 | 179.5576 | 1436.4605 | 0 | 0 | 0.086393 | 0 | 0.086393 | 0 | 0.088118 | 0 | 0.088118 | 0 | 3.2717 | 3.4271 | 3.2717 | 3.4271
234285-Lighting-Occpncy Snsr-Hi-Bay integrated Snsr-Tr1 | 2.4988 | 1.6113 | 2.4474 | 12618.2974 | 100946.379 | 0 | 0 | 0.1116 | 0 | 0.1116 | 0 | 0.11979 | 0 | 0.11979 | 0 | 8.1595 | 17.186 | 8.1595 | 17.186
234330-Premium T8 with T12 40 Watt Baseline - Tr1 | 0.046948 | 0.030273 | 0.049253 | 237.0789 | 3556.1842 | 0 | 0 | 0.093473 | 0 | 0.093473 | 0 | 0.1126 | 0 | 0.1126 | 0 | 3.2535 | 6.0363 | 3.2535 | 6.0363
234285-Lighting-Occpncy Snsr-Hi-Bay integrated Snsr-Tr1 | 2.4988 | 1.6113 | 2.4474 | 12618.2974 | 100946.379 | 0 | 0 | 0.1116 | 0 | 0.1116 | 0 | 0.11979 | 0 | 0.11979 | 0 | 8.1595 | 17.186 | 8.1595 | 17.186
234331-Premium T8 with T12 40 Watt Baseline - Tr2 | 0.44061 | 0.28412 | 0.65653 | 2224.9848 | 33374.7715 | 0 | 0 | 0.07546 | 0 | 0.07546 | 0 | 0.10924 | 0 | 0.10924 | 0 | 2.3033 | 5.529 | 2.3033 | 5.529
234304-Lighting-Remove 4 Ft Lamp (De-Lamp) - Tr2 | 0 | 0 | 0.25876 | 1346.1597 | 20192.3957 | -25.1821 | -377.7319 | 0 | 0.69035 | 0 | 0.69035 | 0 | 0.69063 | 0 | 0.69063 | 0 | 0 | 0 | 0
234084-Refrigeration -Cooler/Freezer Door Gaskets - Solid Doors: Cooler | 0.16845 | 0.14087 | 0.14531 | 1271.328 | 5085.312 | 0 | 0 | 0.097785 | 0 | 0.097785 | 0 | 0.092765 | 0 | 0.092765 | 0 | 11.248 | 7.3704 | 11.248 | 7.3704
234084-Refrigeration -Cooler/Freezer Door Gaskets - Solid Doors: Cooler | 0.88436 | 0.73958 | 0.76289 | 6674.472 | 26697.888 | 0 | 0 | 0.096098 | 0 | 0.096098 | 0 | 0.091349 | 0 | 0.091349 | 0 | 11.1624 | 7.4307 | 11.1624 | 7.4307
234330-Premium T8 with T12 40 Watt Baseline - Tr1 | 0.46948 | 0.30273 | 0.49253 | 2370.7895 | 35561.8424 | 0 | 0 | 0.091878 | 0 | 0.091878 | 0 | 0.111 | 0 | 0.111 | 0 | 3.215 | 5.965 | 3.215 | 5.965
234330-Premium T8 with T12 40 Watt Baseline - Tr1 | 0.58685 | 0.37842 | 0.61566 | 2963.4869 | 44452.3029 | 0 | 0 | 0.091878 | 0 | 0.091878 | 0 | 0.111 | 0 | 0.111 | 0 | 3.215 | 5.965 | 3.215 | 5.965
234303-Lighting-Remove 4 Ft Lamp (De-Lamp) - Tr1 | 0 | 0 | 0.92416 | 4807.7133 | 72115.699 | -89.9362 | -1349.0423 | 0 | 1.8697 | 0 | 1.8697 | 0 | 2.0472 | 0 | 2.0472 | -1.5153 | -1.2232 | -1.5153 | -1.2232
234330-Premium T8 with T12 40 Watt Baseline - Tr1 | 1.9249 | 1.2412 | 2.0194 | 9720.2369 | 145803.5537 | 0 | 0 | 0.091878 | 0 | 0.091878 | 0 | 0.111 | 0 | 0.111 | 0 | 3.215 | 5.965 | 3.215 | 5.965
234303-Lighting-Remove 4 Ft Lamp (De-Lamp) - Tr1 | 0 | 0 | 1.1829 | 6153.873 | 92308.0947 | -115.1183 | -1726.7742 | 0 | 1.8697 | 0 | 1.8697 | 0 | 2.0472 | 0 | 2.0472 | -1.5153 | -1.2232 | -1.5153 | -1.2232
234330-Premium T8 with T12 40 Watt Baseline - Tr1 | 0.65728 | 0.42383 | 0.68954 | 3319.1053 | 49786.5793 | 0 | 0 | 0.093473 | 0 | 0.093473 | 0 | 0.1126 | 0 | 0.1126 | 0 | 3.2535 | 6.0363 | 3.2535 | 6.0363
234312-Lighting-Screw in 14-26 Watt Lamp - Tr1 | 0 | 0 | 0.021273 | 105.9322 | 261.6524 | -1.4307 | -3.5338 | 0 | 2.7417 | 0 | 2.7417 | 0 | 2.9173 | 0 | 2.9173 | -0.42547 | -0.38987 | -0.42547 | -0.38987
234315-Lighting-Screw in 14-26 Watt Reflector Lamp-Tr1 | 0 | 0 | 0.021273 | 105.9322 | 261.6524 | -1.4307 | -3.5338 | 0 | 4.4304 | 0 | 4.4304 | 0 | 3.0539 | 0 | 3.0539 | -0.33225 | -0.56688 | -0.33225 | -0.56688
234330-Premium T8 with T12 40 Watt Baseline - Tr1 | 0.5399 | 0.34814 | 0.56641 | 2726.4079 | 40896.1187 | 0 | 0 | 0.091878 | 0 | 0.091878 | 0 | 0.111 | 0 | 0.111 | 0 | 3.215 | 5.965 | 3.215 | 5.965
234285-Lighting-Occpncy Snsr-Hi-Bay integrated Snsr-Tr1 | 1.2494 | 0.80564 | 1.2237 | 6309.1487 | 50473.1895 | 0 | 0 | 0.10991 | 0 | 0.10991 | 0 | 0.1181 | 0 | 0.1181 | 0 | 8.051 | 16.9575 | 8.051 | 16.9575
234303-Lighting-Remove 4 Ft Lamp (De-Lamp) - Tr1 | 0 | 0 | 0.1109 | 576.9256 | 8653.8839 | -10.7923 | -161.8851 | 0 | 1.8697 | 0 | 1.8697 | 0 | 2.0472 | 0 | 2.0472 | -1.5153 | -1.2232 | -1.5153 | -1.2232
234084-Refrigeration -Cooler/Freezer Door Gaskets - Solid Doors: Cooler | 0.16845 | 0.14087 | 0.14531 | 1271.328 | 5085.312 | 0 | 0 | 0.096112 | 0 | 0.096112 | 0 | 0.091408 | 0 | 0.091408 | 0 | 11.1791 | 7.4616 | 11.1791 | 7.4616
234083-Refrigeration -Cooler/Freezer Door Gaskets - Glass Doors | 3.2742 | 2.7382 | 2.8245 | 24711.438 | 98845.752 | 0 | 0 | 0.096112 | 0 | 0.096112 | 0 | 0.091408 | 0 | 0.091408 | 0 | 11.1785 | 7.4616 | 11.1785 | 7.4616
234330-Premium T8 with T12 40 Watt Baseline - Tr1 | 0.25822 | 0.1665 | 0.27089 | 1303.9342 | 19559.0133 | 0 | 0 | 0.093473 | 0 | 0.093473 | 0 | 0.1126 | 0 | 0.1126 | 0 | 3.2535 | 6.0363 | 3.2535 | 6.0363
234330-Premium T8 with T12 40 Watt Baseline - Tr1 | 0.84507 | 0.54492 | 0.88655 | 4267.4211 | 64011.3162 | 0 | 0 | 0.091878 | 0 | 0.091878 | 0 | 0.111 | 0 | 0.111 | 0 | 3.215 | 5.965 | 3.215 | 5.965
234312-Lighting-Screw in 14-26 Watt Lamp - Tr1 | 0 | 0 | 0.063818 | 317.7965 | 784.9573 | -4.292 | -10.6013 | 0 | 2.7433 | 0 | 2.7433 | 0 | 2.9189 | 0 | 2.9189 | -0.4263 | -0.39063 | -0.4263 | -0.39063
234330-Premium T8 with T12 40 Watt Baseline - Tr1 | 0.75117 | 0.48438 | 0.78804 | 3793.2632 | 56898.9478 | 0 | 0 | 0.093473 | 0 | 0.093473 | 0 | 0.1126 | 0 | 0.1126 | 0 | 3.2535 | 6.0363 | 3.2535 | 6.0363
234303-Lighting-Remove 4 Ft Lamp (De-Lamp) - Tr1 | 0 | 0 | 1.1829 | 6153.873 | 92308.0947 | -115.1183 | -1726.7742 | 0 | 1.8717 | 0 | 1.8717 | 0 | 2.0492 | 0 | 2.0492 | -1.5179 | -1.2253 | -1.5179 | -1.2253
234049-Lighting-LED Exit Sign New Sign | 0.068174 | 0.067731 | 0 | 597.2288 | 9555.6603 | 0 | 0 | 0.094675 | 0 | 0.094675 | 0 | 0.10073 | 0 | 0.10073 | 0 | 5.2718 | 7.2526 | 5.2718 | 7.2526
234330-Premium T8 with T12 40 Watt Baseline - Tr1 | 0.23474 | 0.15137 | 0.24626 | 1185.3947 | 17780.9212 | 0 | 0 | 0.091878 | 0 | 0.091878 | 0 | 0.111 | 0 | 0.111 | 0 | 3.215 | 5.965 | 3.215 | 5.965
234303-Lighting-Remove 4 Ft Lamp (De-Lamp) - Tr1 | 0 | 0 | 0.073933 | 384.6171 | 5769.2559 | -7.1949 | -107.9234 | 0 | 1.8697 | 0 | 1.8697 | 0 | 2.0472 | 0 | 2.0472 | -1.5153 | -1.2232 | -1.5153 | -1.2232
234332-Premium T8 with T12 40 Watt Baseline - Tr3 | 0.28504 | 0.1838 | 0.53892 | 1439.413 | 21591.1943 | 0 | 0 | 0.093354 | 0 | 0.093354 | 0 | 0.11042 | 0 | 0.11042 | 0 | 3.3337 | 5.8139 | 3.3337 | 5.8139
234305-Lighting-Remove 4 Ft Lamp (De-Lamp) - Tr3 | 0.82776 | 0.53376 | 1.6125 | 4180.0282 | 62700.4236 | 0 | 0 | 0.10713 | 0 | 0.10713 | 0 | 0.12364 | 0 | 0.12364 | 0 | 5.0846 | 13.7179 | 5.0846 | 13.7179
234331-Premium T8 with T12 40 Watt Baseline - Tr2 | 1.5013 | 0.9681 | 2.2371 | 7581.4296 | 113721.4438 | 0 | 0 | 0.07546 | 0 | 0.07546 | 0 | 0.10924 | 0 | 0.10924 | 0 | 2.3033 | 5.529 | 2.3033 | 5.529
234304-Lighting-Remove 4 Ft Lamp (De-Lamp) - Tr2 | 0 | 0 | 0.14787 | 769.2341 | 11538.5118 | -14.3898 | -215.8468 | 0 | 0.69035 | 0 | 0.69035 | 0 | 0.69063 | 0 | 0.69063 | 0 | 0 | 0 | 0
234361-Lighting-IntrHiByLnrFlscntFxtr244wrplc400w(TrI)Tr2 | 0.31576 | 0.20361 | 0.50262 | 1594.5181 | 23917.7712 | 0 | 0 | 0.076408 | 0 | 0.076408 | 0 | 0.10998 | 0 | 0.10998 | 0 | 2.3417 | 5.7057 | 2.3417 | 5.7057
234286-Lighting-Occpncy Snsr-Hi-Bay integrated Snsr-Tr2 | 0.74833 | 0.48255 | 1.1898 | 3778.9314 | 30231.4511 | 0 | 0 | 0.099462 | 0 | 0.099462 | 0 | 0.11314 | 0 | 0.11314 | 0 | 4.8202 | 10.1569 | 4.8202 | 10.1569
234295-Lighting-Occupancy Sensor-Wallbox Lghtng Snsr-Tr2 | 1.3512 | 0.87128 | 5.6235 | 6823.1873 | 54585.4982 | 0 | 0 | 0.090697 | 0 | 0.090697 | 0 | 0.09996 | 0 | 0.09996 | 0 | 3.4854 | 4.671 | 3.4854 | 4.671
234330-Premium T8 with T12 40 Watt Baseline - Tr1 | 0.37559 | 0.24219 | 0.39402 | 1896.6316 | 28449.4739 | 0 | 0 | 0.091878 | 0 | 0.091878 | 0 | 0.111 | 0 | 0.111 | 0 | 3.215 | 5.965 | 3.215 | 5.965
234303-Lighting-Remove 4 Ft Lamp (De-Lamp) - Tr1 | 0 | 0 | 0.073933 | 384.6171 | 5769.2559 | -7.1949 | -107.9234 | 0 | 1.8697 | 0 | 1.8697 | 0 | 2.0472 | 0 | 2.0472 | -1.5153 | -1.2232 | -1.5153 | -1.2232
234295-Lighting-Occupancy Sensor-Wallbox Lghtng Snsr-Tr2 | 0.32002 | 0.20636 | 1.3319 | 1616.018 | 12928.1443 | 0 | 0 | 0.090697 | 0 | 0.090697 | 0 | 0.09996 | 0 | 0.09996 | 0 | 3.4854 | 4.671 | 3.4854 | 4.671
234295-Lighting-Occupancy Sensor-Wallbox Lghtng Snsr-Tr2 | 0.28446 | 0.18343 | 1.1839 | 1436.4605 | 11491.6838 | 0 | 0 | 0.090697 | 0 | 0.090697 | 0 | 0.09996 | 0 | 0.09996 | 0 | 3.4854 | 4.671 | 3.4854 | 4.671
234330-Premium T8 with T12 40 Watt Baseline - Tr1 | 1.4319 | 0.92334 | 1.5022 | 7230.9079 | 108463.6192 | 0 | 0 | 0.091878 | 0 | 0.091878 | 0 | 0.111 | 0 | 0.111 | 0 | 3.215 | 5.965 | 3.215 | 5.965
234303-Lighting-Remove 4 Ft Lamp (De-Lamp) - Tr1 | 0 | 0 | 0.18483 | 961.5427 | 14423.1398 | -17.9872 | -269.8085 | 0 | 1.8697 | 0 | 1.8697 | 0 | 2.0472 | 0 | 2.0472 | -1.5153 | -1.2232 | -1.5153 | -1.2232
234312-Lighting-Screw in 14-26 Watt Lamp - Tr1 | 0 | 0 | 0.021273 | 105.9322 | 261.6524 | -1.4307 | -3.5338 | 0 | 2.7417 | 0 | 2.7417 | 0 | 2.9173 | 0 | 2.9173 | -0.42547 | -0.38987 | -0.42547 | -0.38987
234049-Lighting-LED Exit Sign New Sign | 0.068174 | 0.067731 | 0 | 597.2288 | 9555.6603 | 0 | 0 | 0.093414 | 0 | 0.093414 | 0 | 0.099467 | 0 | 0.099467 | 0 | 5.2149 | 7.1743 | 5.2149 | 7.1743
234312-Lighting-Screw in 14-26 Watt Lamp - Tr1 | 0 | 0 | 0.10636 | 529.6608 | 1308.2622 | -7.1534 | -17.6689 | 0 | 2.7417 | 0 | 2.7417 | 0 | 2.9173 | 0 | 2.9173 | -0.42547 | -0.38987 | -0.42547 | -0.38987
234330-Premium T8 with T12 40 Watt Baseline - Tr1 | 1.9014 | 1.2261 | 1.9947 | 9601.6974 | 144025.4615 | 0 | 0 | 0.091878 | 0 | 0.091878 | 0 | 0.111 | 0 | 0.111 | 0 | 3.215 | 5.965 | 3.215 | 5.965
234303-Lighting-Remove 4 Ft Lamp (De-Lamp) - Tr1 | 0 | 0 | 2.8834 | 15000.0654 | 225000.9809 | -280.6008 | -4209.0121 | 0 | 1.8697 | 0 | 1.8697 | 0 | 2.0472 | 0 | 2.0472 | -1.5153 | -1.2232 | -1.5153 | -1.2232
234360-Lighting-IntrHiByLnrFlscntFxtr244wrplc400w(TrI)Tr1 | 0 | 0 | 6.8143 | 0 | 0 | -216.3902 | -3245.8537 | 0 | 6.1844 | 0 | 6.1844 | 0 | 4.1881 | 0 | 4.1881 | -0.22269 | -0.36788 | -0.22269 | -0.36788
234294-Lighting-Occupancy Sensor-Wallbox Lghtng Snsr-Tr1 | 0.19945 | 0.1237 | 0.88792 | 1077.3454 | 8618.7629 | 0 | 0 | 0.08477 | 0 | 0.08477 | 0 | 0.086495 | 0 | 0.086495 | 0 | 3.229 | 3.3824 | 3.229 | 3.3824
234285-Lighting-Occpncy Snsr-Hi-Bay integrated Snsr-Tr1 | 16.6585 | 10.7418 | 16.316 | 84121.9825 | 672975.86 | 0 | 0 | 0.10991 | 0 | 0.10991 | 0 | 0.1181 | 0 | 0.1181 | 0 | 8.051 | 16.9575 | 8.051 | 16.9575
234295-Lighting-Occupancy Sensor-Wallbox Lghtng Snsr-Tr2 | 0.67559 | 0.43564 | 2.8118 | 3411.5936 | 27292.7491 | 0 | 0 | 0.090697 | 0 | 0.090697 | 0 | 0.09996 | 0 | 0.09996 | 0 | 3.4854 | 4.671 | 3.4854 | 4.671
234330-Premium T8 with T12 40 Watt Baseline - Tr1 | 0.16432 | 0.10596 | 0.17238 | 829.7763 | 12446.6448 | 0 | 0 | 0.091878 | 0 | 0.091878 | 0 | 0.111 | 0 | 0.111 | 0 | 3.215 | 5.965 | 3.215 | 5.965
234303-Lighting-Remove 4 Ft Lamp (De-Lamp) - Tr1 | 0 | 0 | 0.25876 | 1346.1597 | 20192.3957 | -25.1821 | -377.7319 | 0 | 1.8697 | 0 | 1.8697 | 0 | 2.0472 | 0 | 2.0472 | -1.5153 | -1.2232 | -1.5153 | -1.2232
234201-Lighting-2 Ft 2nd Gen T-8 with Elec Ballast-Tr1 | 0.03148 | 0.020299 | 0.030135 | 158.9683 | 2384.5246 | 0 | 0 | 0.081733 | 0 | 0.081733 | 0 | 0.10557 | 0 | 0.10557 | 0 | 2.5832 | 4.7996 | 2.5832 | 4.7996
234330-Premium T8 with T12 40 Watt Baseline - Tr1 | 0.51643 | 0.33301 | 0.54178 | 2607.8684 | 39118.0266 | 0 | 0 | 0.091878 | 0 | 0.091878 | 0 | 0.111 | 0 | 0.111 | 0 | 3.215 | 5.965 | 3.215 | 5.965
234049-Lighting-LED Exit Sign New Sign | 0.068174 | 0.067731 | 0 | 597.2288 | 9555.6603 | 0 | 0 | 0.093414 | 0 | 0.093414 | 0 | 0.099467 | 0 | 0.099467 | 0 | 5.2149 | 7.1743 | 5.2149 | 7.1743
234294-Lighting-Occupancy Sensor-Wallbox Lghtng Snsr-Tr1 | 0.066485 | 0.041235 | 0.29597 | 359.1151 | 2872.921 | 0 | 0 | 0.08477 | 0 | 0.08477 | 0 | 0.086495 | 0 | 0.086495 | 0 | 3.229 | 3.3824 | 3.229 | 3.3824
234315-Lighting-Screw in 14-26 Watt Reflector Lamp-Tr1 | 0 | 0 | 0.36164 | 1800.8468 | 4448.0916 | -24.3215 | -60.0741 | 0 | 4.4304 | 0 | 4.4304 | 0 | 3.0539 | 0 | 3.0539 | -0.33225 | -0.56688 | -0.33225 | -0.56688
234369-Lighting-Occpncy Snsr-Wll/Cl Mnt Lght Snsr<500-Tr1 | 0.055559 | 0.035826 | 0 | 280.56 | 2244.48 | 0 | 0 | 0.053398 | 0 | 0.053398 | 0 | 0.10488 | 0 | 0.10488 | 0 | 1.7406 | 6.0857 | 1.7406 | 6.0857
234294-Lighting-Occupancy Sensor-Wallbox Lghtng Snsr-Tr1 | 4.7536 | 2.9483 | 21.1621 | 25676.7311 | 205413.8486 | 0 | 0 | 0.086393 | 0 | 0.086393 | 0 | 0.088118 | 0 | 0.088118 | 0 | 3.2717 | 3.4271 | 3.2717 | 3.4271
234330-Premium T8 with T12 40 Watt Baseline - Tr1 | 0.21127 | 0.13623 | 0.22164 | 1066.8553 | 16002.8291 | 0 | 0 | 0.093473 | 0 | 0.093473 | 0 | 0.1126 | 0 | 0.1126 | 0 | 3.2535 | 6.0363 | 3.2535 | 6.0363
234303-Lighting-Remove 4 Ft Lamp (De-Lamp) - Tr1 | 0 | 0 | 0 | 0 | 0 | 0 | 0 | 0 | 0 | 0 | 0 | 0 | 0 | 0 | 0 | 0 | 0 | 0 | 0
234312-Lighting-Screw in 14-26 Watt Lamp - Tr1 | 0 | 0 | 0.234 | 1165.2538 | 2878.1769 | -15.7374 | -38.8715 | 0 | 2.7417 | 0 | 2.7417 | 0 | 2.9173 | 0 | 2.9173 | -0.42547 | -0.38987 | -0.42547 | -0.38987
234312-Lighting-Screw in 14-26 Watt Lamp - Tr1 | 0 | 0 | 0.10636 | 529.6608 | 1308.2622 | -7.1534 | -17.6689 | 0 | 2.7417 | 0 | 2.7417 | 0 | 2.9173 | 0 | 2.9173 | -0.42547 | -0.38987 | -0.42547 | -0.38987
234312-Lighting-Screw in 14-26 Watt Lamp - Tr1 | 0 | 0 | 0.17018 | 847.4573 | 2093.2196 | -11.4454 | -28.2702 | 0 | 2.7417 | 0 | 2.7417 | 0 | 2.9173 | 0 | 2.9173 | -0.42547 | -0.38987 | -0.42547 | -0.38987
234312-Lighting-Screw in 14-26 Watt Lamp - Tr1 | 0 | 0 | 0.17018 | 847.4573 | 2093.2196 | -11.4454 | -28.2702 | 0 | 2.7417 | 0 | 2.7417 | 0 | 2.9173 | 0 | 2.9173 | -0.42547 | -0.38987 | -0.42547 | -0.38987
234312-Lighting-Screw in 14-26 Watt Lamp - Tr1 | 0 | 0 | 0.234 | 1165.2538 | 2878.1769 | -15.7374 | -38.8715 | 0 | 2.7417 | 0 | 2.7417 | 0 | 2.9173 | 0 | 2.9173 | -0.42547 | -0.38987 | -0.42547 | -0.38987
234312-Lighting-Screw in 14-26 Watt Lamp - Tr1 | 0 | 0 | 0.25527 | 1271.186 | 3139.8294 | -17.1681 | -42.4053 | 0 | 2.7417 | 0 | 2.7417 | 0 | 2.9173 | 0 | 2.9173 | -0.42547 | -0.38987 | -0.42547 | -0.38987
234312-Lighting-Screw in 14-26 Watt Lamp - Tr1 | 0 | 0 | 0.51055 | 2542.372 | 6279.6587 | -34.3363 | -84.8105 | 0 | 2.7417 | 0 | 2.7417 | 0 | 2.9173 | 0 | 2.9173 | -0.42547 | -0.38987 | -0.42547 | -0.38987
234312-Lighting-Screw in 14-26 Watt Lamp - Tr1 | 0 | 0 | 0.29782 | 1483.0503 | 3663.1343 | -20.0295 | -49.4728 | 0 | 2.7417 | 0 | 2.7417 | 0 | 2.9173 | 0 | 2.9173 | -0.42547 | -0.38987 | -0.42547 | -0.38987
234314-Lighting-Screw in 14-26 Watt Lamp - Tr3 | 0.14264 | 0.08919 | 0.33499 | 737.658 | 3393.227 | 0 | 0 | 0.089507 | 0 | 0.089507 | 0 | 0.10229 | 0 | 0.10229 | 0 | 4.174 | 7.6334 | 4.174 | 7.6334
234294-Lighting-Occupancy Sensor-Wallbox Lghtng Snsr-Tr1 | 8.1444 | 5.0512 | 36.2568 | 43991.6022 | 351932.8176 | 0 | 0 | 0.086393 | 0 | 0.086393 | 0 | 0.088118 | 0 | 0.088118 | 0 | 3.2717 | 3.4271 | 3.2717 | 3.4271
234002-A/C-Reflective Window Film Coastal | 0.27459 | 0.12618 | 0.13098 | 708.458 | 7084.58 | 0 | 0 | 0.11728 | 0 | 0.11728 | 0 | 0.12989 | 0 | 0.12989 | 0 | 4.0014 | 5.906 | 4.0014 | 5.906
234085-Refrigeration -Strip Curtains for Walk-ins | 1.125 | 0.80551 | 0.8533 | 7486.5 | 29946 | 0 | 0 | 0.099406 | 0 | 0.099406 | 0 | 0.10373 | 0 | 0.10373 | 0 | 12.9075 | 26.7444 | 12.9075 | 26.7444
234085-Refrigeration -Strip Curtains for Walk-ins | 1.125 | 0.80551 | 0.8533 | 7486.5 | 29946 | 0 | 0 | 0.09942 | 0 | 0.09942 | 0 | 0.10375 | 0 | 0.10375 | 0 | 12.9282 | 26.9098 | 12.9282 | 26.9098
234082-Refrigeration - Vending Machine Controller | 0.14951 | 0.12503 | 0 | 1128.4 | 5642 | 0 | 0 | 0.066239 | 0 | 0.066239 | 0 | 0.075002 | 0 | 0.075002 | 0 | 2.6221 | 3.3385 | 2.6221 | 3.3385
234294-Lighting-Occupancy Sensor-Wallbox Lghtng Snsr-Tr1 | 0.69809 | 0.43296 | 3.1077 | 3770.7088 | 30165.6701 | 0 | 0 | 0.086393 | 0 | 0.086393 | 0 | 0.088118 | 0 | 0.088118 | 0 | 3.2717 | 3.4271 | 3.2717 | 3.4271
234285-Lighting-Occpncy Snsr-Hi-Bay integrated Snsr-Tr1 | 2.9152 | 1.8798 | 2.8553 | 14721.3469 | 117770.7755 | 0 | 0 | 0.10991 | 0 | 0.10991 | 0 | 0.1181 | 0 | 0.1181 | 0 | 8.051 | 16.9575 | 8.051 | 16.9575
234332-Premium T8 with T12 40 Watt Baseline - Tr3 | 0.31603 | 0.20378 | 0.5975 | 1595.8709 | 23938.0633 | 0 | 0 | 0.094949 | 0 | 0.094949 | 0 | 0.11201 | 0 | 0.11201 | 0 | 3.3735 | 5.8835 | 3.3735 | 5.8835
234305-Lighting-Remove 4 Ft Lamp (De-Lamp) - Tr3 | 0.91774 | 0.59178 | 1.7878 | 4634.3791 | 69515.6871 | 0 | 0 | 0.10872 | 0 | 0.10872 | 0 | 0.12523 | 0 | 0.12523 | 0 | 5.1454 | 13.882 | 5.1454 | 13.882
234330-Premium T8 with T12 40 Watt Baseline - Tr1 | 0.46948 | 0.30273 | 0.49253 | 2370.7895 | 35561.8424 | 0 | 0 | 0.090475 | 0 | 0.090475 | 0 | 0.1096 | 0 | 0.1096 | 0 | 3.1812 | 5.9022 | 3.1812 | 5.9022
234303-Lighting-Remove 4 Ft Lamp (De-Lamp) - Tr1 | 0 | 0 | 0.73933 | 3846.1706 | 57692.5592 | -71.9489 | -1079.2339 | 0 | 1.8238 | 0 | 1.8238 | 0 | 2.0013 | 0 | 2.0013 | -1.4536 | -1.1734 | -1.4536 | -1.1734
234313-Lighting-Screw in 14-26 Watt Lamp - Tr2 | 0.21869 | 0.13674 | 0.3346 | 1130.968 | 2963.1362 | 0 | 0 | 0.085534 | 0 | 0.085534 | 0 | 0.09216 | 0 | 0.09216 | 0 | 4.2387 | 5.6585 | 4.2387 | 5.6585
234312-Lighting-Screw in 14-26 Watt Lamp - Tr1 | 0 | 0 | 0.21273 | 1059.3216 | 2616.5245 | -14.3068 | -35.3377 | 0 | 2.7417 | 0 | 2.7417 | 0 | 2.9173 | 0 | 2.9173 | -0.42547 | -0.38987 | -0.42547 | -0.38987
234313-Lighting-Screw in 14-26 Watt Lamp - Tr2 | 0.059643 | 0.037294 | 0.091255 | 308.4458 | 808.128 | 0 | 0 | 0.085534 | 0 | 0.085534 | 0 | 0.09216 | 0 | 0.09216 | 0 | 4.2387 | 5.6585 | 4.2387 | 5.6585
234331-Premium T8 with T12 40 Watt Baseline - Tr2 | 1.4687 | 0.94705 | 2.1884 | 7416.6159 | 111249.2385 | 0 | 0 | 0.077055 | 0 | 0.077055 | 0 | 0.11083 | 0 | 0.11083 | 0 | 2.3309 | 5.5951 | 2.3309 | 5.5951
234310-Lighting-Screw in >27 Watt Lamp - Tr2 | 0.28491 | 0.17815 | 0.46516 | 1473.4177 | 4081.367 | 0 | 0 | 0.09918 | 0 | 0.09918 | 0 | 0.10179 | 0 | 0.10179 | 0 | 5.6078 | 6.3823 | 5.6078 | 6.3823
234172-Food Service - Convection Oven-Gas | 0 | 0 | 0 | 0 | 0 | 452.2 | 5426.4 | 0 | -0.36395 | 0 | -0.36395 | 0 | 0.65896 | 0 | 0.65896 | 0.71988 | 3.3846 | 0.71988 | 3.3846
234003-A/C - Reflective Window Film Inland | 2.8927 | 1.3292 | 1.1241 | 7463.2125 | 74632.125 | 0 | 0 | 0.12696 | 0 | 0.12696 | 0 | 0.13722 | 0 | 0.13722 | 0 | 4.988 | 7.3623 | 4.988 | 7.3623
234391-Ice Machines 101-200 - Energy Star | 0.026713 | 0.020673 | 0.0238 | 231.7 | 2317 | 0 | 0 | 0.020076 | 0 | 0.020076 | 0 | 0.078856 | 0 | 0.078856 | 0 | 1.2256 | 3.6107 | 1.2256 | 3.6107
234323-Lighting-Time Clocks - Tr3 | 0.012574 | 0.022129 | 0 | 607.0272 | 4856.2176 | 0 | 0 | -0.0040965 | 0 | -0.0040965 | 0 | 0.05841 | 0 | 0.05841 | 0 | 0.95626 | 2.8755 | 0.95626 | 2.8755
234312-Lighting-Screw in 14-26 Watt Lamp - Tr1 | 0 | 0 | 0.021273 | 105.9322 | 261.6524 | -1.4307 | -3.5338 | 0 | 2.7417 | 0 | 2.7417 | 0 | 2.9173 | 0 | 2.9173 | -0.42547 | -0.38987 | -0.42547 | -0.38987
234330-Premium T8 with T12 40 Watt Baseline - Tr1 | 0.35211 | 0.22705 | 0.3694 | 1778.0921 | 26671.3818 | 0 | 0 | 0.091878 | 0 | 0.091878 | 0 | 0.111 | 0 | 0.111 | 0 | 3.215 | 5.965 | 3.215 | 5.965
234303-Lighting-Remove 4 Ft Lamp (De-Lamp) - Tr1 | 0 | 0 | 0.40663 | 2115.3938 | 31730.9076 | -39.5719 | -593.5786 | 0 | 1.8697 | 0 | 1.8697 | 0 | 2.0472 | 0 | 2.0472 | -1.5153 | -1.2232 | -1.5153 | -1.2232
234330-Premium T8 with T12 40 Watt Baseline - Tr1 | 0.11737 | 0.075684 | 0.12313 | 592.6974 | 8890.4606 | 0 | 0 | 0.091878 | 0 | 0.091878 | 0 | 0.111 | 0 | 0.111 | 0 | 3.215 | 5.965 | 3.215 | 5.965
234303-Lighting-Remove 4 Ft Lamp (De-Lamp) - Tr1 | 0 | 0 | 0.18483 | 961.5427 | 14423.1398 | -17.9872 | -269.8085 | 0 | 1.8697 | 0 | 1.8697 | 0 | 2.0472 | 0 | 2.0472 | -1.5153 | -1.2232 | -1.5153 | -1.2232
234330-Premium T8 with T12 40 Watt Baseline - Tr1 | 1.9718 | 1.2715 | 2.0686 | 9957.3159 | 149359.7379 | 0 | 0 | 0.093473 | 0 | 0.093473 | 0 | 0.1126 | 0 | 0.1126 | 0 | 3.2535 | 6.0363 | 3.2535 | 6.0363
234330-Premium T8 with T12 40 Watt Baseline - Tr1 | 0.44601 | 0.2876 | 0.4679 | 2252.25 | 33783.7502 | 0 | 0 | 0.091878 | 0 | 0.091878 | 0 | 0.111 | 0 | 0.111 | 0 | 3.215 | 5.965 | 3.215 | 5.965
234303-Lighting-Remove 4 Ft Lamp (De-Lamp) - Tr1 | 0 | 0 | 0.036966 | 192.3085 | 2884.628 | -3.5974 | -53.9617 | 0 | 1.8697 | 0 | 1.8697 | 0 | 2.0472 | 0 | 2.0472 | -1.5153 | -1.2232 | -1.5153 | -1.2232
234331-Premium T8 with T12 40 Watt Baseline - Tr2 | 0.24478 | 0.15784 | 0.36474 | 1236.1026 | 18541.5397 | 0 | 0 | 0.07546 | 0 | 0.07546 | 0 | 0.10924 | 0 | 0.10924 | 0 | 2.3033 | 5.529 | 2.3033 | 5.529
234304-Lighting-Remove 4 Ft Lamp (De-Lamp) - Tr2 | 0 | 0 | 0.1109 | 576.9256 | 8653.8839 | -10.7923 | -161.8851 | 0 | 0.69035 | 0 | 0.69035 | 0 | 0.69063 | 0 | 0.69063 | 0 | 0 | 0 | 0
234330-Premium T8 with T12 40 Watt Baseline - Tr1 | 0.16432 | 0.10596 | 0.17238 | 829.7763 | 12446.6448 | 0 | 0 | 0.093473 | 0 | 0.093473 | 0 | 0.1126 | 0 | 0.1126 | 0 | 3.2535 | 6.0363 | 3.2535 | 6.0363
234201-Lighting-2 Ft 2nd Gen T-8 with Elec Ballast-Tr1 | 0.11018 | 0.071047 | 0.10547 | 556.3891 | 8345.8362 | 0 | 0 | 0.081733 | 0 | 0.081733 | 0 | 0.10557 | 0 | 0.10557 | 0 | 2.5832 | 4.7996 | 2.5832 | 4.7996
234330-Premium T8 with T12 40 Watt Baseline - Tr1 | 1.0329 | 0.66602 | 1.0836 | 5215.7369 | 78236.0532 | 0 | 0 | 0.091878 | 0 | 0.091878 | 0 | 0.111 | 0 | 0.111 | 0 | 3.215 | 5.965 | 3.215 | 5.965
234303-Lighting-Remove 4 Ft Lamp (De-Lamp) - Tr1 | 0 | 0 | 1.5896 | 8269.2668 | 124039.0023 | -154.6902 | -2320.3528 | 0 | 1.8697 | 0 | 1.8697 | 0 | 2.0472 | 0 | 2.0472 | -1.5153 | -1.2232 | -1.5153 | -1.2232
234294-Lighting-Occupancy Sensor-Wallbox Lghtng Snsr-Tr1 | 0.066485 | 0.041235 | 0.29597 | 359.1151 | 2872.921 | 0 | 0 | 0.08477 | 0 | 0.08477 | 0 | 0.086495 | 0 | 0.086495 | 0 | 3.229 | 3.3824 | 3.229 | 3.3824
234049-Lighting-LED Exit Sign New Sign | 0.13635 | 0.13546 | 0 | 1194.4575 | 19111.3206 | 0 | 0 | 0.093414 | 0 | 0.093414 | 0 | 0.099467 | 0 | 0.099467 | 0 | 5.2149 | 7.1743 | 5.2149 | 7.1743
234330-Premium T8 with T12 40 Watt Baseline - Tr1 | 0.79812 | 0.51465 | 0.8373 | 4030.3421 | 60455.132 | 0 | 0 | 0.093473 | 0 | 0.093473 | 0 | 0.1126 | 0 | 0.1126 | 0 | 3.2535 | 6.0363 | 3.2535 | 6.0363
234303-Lighting-Remove 4 Ft Lamp (De-Lamp) - Tr1 | 0 | 0 | 1.2569 | 6538.49 | 98077.3506 | -122.3132 | -1834.6976 | 0 | 1.8717 | 0 | 1.8717 | 0 | 2.0492 | 0 | 2.0492 | -1.5179 | -1.2253 | -1.5179 | -1.2253
234084-Refrigeration -Cooler/Freezer Door Gaskets - Solid Doors: Cooler | 0.68432 | 0.57229 | 0.59033 | 5164.77 | 20659.08 | 0 | 0 | 0.096112 | 0 | 0.096112 | 0 | 0.091408 | 0 | 0.091408 | 0 | 11.1791 | 7.4616 | 11.1791 | 7.4616
234084-Refrigeration -Cooler/Freezer Door Gaskets - Solid Doors: Cooler | 0.29479 | 0.24653 | 0.2543 | 2224.824 | 8899.296 | 0 | 0 | 0.097875 | 0 | 0.097875 | 0 | 0.09314 | 0 | 0.09314 | 0 | 11.3552 | 7.5653 | 11.3552 | 7.5653
234085-Refrigeration -Strip Curtains for Walk-ins | 0.70712 | 0.50632 | 0.53636 | 4705.8 | 18823.2 | 0 | 0 | 0.099378 | 0 | 0.099378 | 0 | 0.10367 | 0 | 0.10367 | 0 | 12.8643 | 26.4042 | 12.8643 | 26.4042
234084-Refrigeration -Cooler/Freezer Door Gaskets - Solid Doors: Cooler | 0 | 0 | 0 | 0 | 0 | 0 | 0 | 0 | 0 | 0 | 0 | 0 | 0 | 0 | 0 | 0 | 0 | 0 | 0
234201-Lighting-2 Ft 2nd Gen T-8 with Elec Ballast-Tr1 | 0.04722 | 0.030449 | 0.045202 | 238.4525 | 3576.787 | 0 | 0 | 0.083327 | 0 | 0.083327 | 0 | 0.10717 | 0 | 0.10717 | 0 | 2.6141 | 4.857 | 2.6141 | 4.857
234330-Premium T8 with T12 40 Watt Baseline - Tr1 | 0.69249 | 0.44653 | 0.72648 | 3496.9145 | 52453.7175 | 0 | 0 | 0.093473 | 0 | 0.093473 | 0 | 0.1126 | 0 | 0.1126 | 0 | 3.2535 | 6.0363 | 3.2535 | 6.0363
234303-Lighting-Remove 4 Ft Lamp (De-Lamp) - Tr1 | 0 | 0 | 0.51753 | 2692.3194 | 40384.7914 | -50.3642 | -755.4637 | 0 | 1.8717 | 0 | 1.8717 | 0 | 2.0492 | 0 | 2.0492 | -1.5179 | -1.2253 | -1.5179 | -1.2253
234294-Lighting-Occupancy Sensor-Wallbox Lghtng Snsr-Tr1 | 0.066485 | 0.041235 | 0.29597 | 359.1151 | 2872.921 | 0 | 0 | 0.086393 | 0 | 0.086393 | 0 | 0.088118 | 0 | 0.088118 | 0 | 3.2717 | 3.4271 | 3.2717 | 3.4271
234360-Lighting-IntrHiByLnrFlscntFxtr244wrplc400w(TrI)Tr1 | 0 | 0 | 11.414 | 0 | 0 | -362.4537 | -5436.8049 | 0 | 6.1844 | 0 | 6.1844 | 0 | 4.1881 | 0 | 4.1881 | -0.22269 | -0.36788 | -0.22269 | -0.36788
234285-Lighting-Occpncy Snsr-Hi-Bay integrated Snsr-Tr1 | 27.903 | 17.9926 | 27.3293 | 140904.3207 | 1127234.5655 | 0 | 0 | 0.10991 | 0 | 0.10991 | 0 | 0.1181 | 0 | 0.1181 | 0 | 8.051 | 16.9575 | 8.051 | 16.9575
234049-Lighting-LED Exit Sign New Sign | 0.20452 | 0.20319 | 0 | 1791.6863 | 28666.9809 | 0 | 0 | 0.093414 | 0 | 0.093414 | 0 | 0.099467 | 0 | 0.099467 | 0 | 5.2149 | 7.1743 | 5.2149 | 7.1743
234330-Premium T8 with T12 40 Watt Baseline - Tr1 | 1.4437 | 0.93091 | 1.5145 | 7290.1777 | 109352.6652 | 0 | 0 | 0.091878 | 0 | 0.091878 | 0 | 0.111 | 0 | 0.111 | 0 | 3.215 | 5.965 | 3.215 | 5.965
234360-Lighting-IntrHiByLnrFlscntFxtr244wrplc400w(TrI)Tr1 | 0 | 0 | 1.7036 | 0 | 0 | -54.0976 | -811.4634 | 0 | 6.1844 | 0 | 6.1844 | 0 | 4.1881 | 0 | 4.1881 | -0.22269 | -0.36788 | -0.22269 | -0.36788
234369-Lighting-Occpncy Snsr-Wll/Cl Mnt Lght Snsr<500-Tr1 | 0.61115 | 0.39408 | 0 | 3086.16 | 24689.28 | 0 | 0 | 0.053398 | 0 | 0.053398 | 0 | 0.10488 | 0 | 0.10488 | 0 | 1.7406 | 6.0857 | 1.7406 | 6.0857
234285-Lighting-Occpncy Snsr-Hi-Bay integrated Snsr-Tr1 | 4.1646 | 2.6855 | 4.079 | 21030.4956 | 168243.965 | 0 | 0 | 0.10991 | 0 | 0.10991 | 0 | 0.1181 | 0 | 0.1181 | 0 | 8.051 | 16.9575 | 8.051 | 16.9575
234049-Lighting-LED Exit Sign New Sign | 0.13635 | 0.13546 | 0 | 1194.4575 | 19111.3206 | 0 | 0 | 0.093414 | 0 | 0.093414 | 0 | 0.099467 | 0 | 0.099467 | 0 | 5.2149 | 7.1743 | 5.2149 | 7.1743
234126-Refrigeration - Efficient Evap Fan Motor Electronically Commutated Motor (ECM) | 0.043172 | 0.036105 | 0.044366 | 325.8332 | 4887.498 | -0.32279 | -4.8419 | 0.050018 | 0.96773 | 0.050018 | 0.96773 | -0.085874 | 0.96773 | -0.085874 | 0.96773 | 1.7274 | 0.57296 | 1.7274 | 0.57296
234330-Premium T8 with T12 40 Watt Baseline - Tr1 | 0.18779 | 0.12109 | 0.19701 | 948.3158 | 14224.7369 | 0 | 0 | 0.091878 | 0 | 0.091878 | 0 | 0.111 | 0 | 0.111 | 0 | 3.215 | 5.965 | 3.215 | 5.965
234303-Lighting-Remove 4 Ft Lamp (De-Lamp) - Tr1 | 0 | 0 | 0.14787 | 769.2341 | 11538.5118 | -14.3898 | -215.8468 | 0 | 1.8697 | 0 | 1.8697 | 0 | 2.0472 | 0 | 2.0472 | -1.5153 | -1.2232 | -1.5153 | -1.2232
234084-Refrigeration -Cooler/Freezer Door Gaskets - Solid Doors: Cooler | 0.31584 | 0.26414 | 0.27246 | 2383.74 | 9534.96 | 0 | 0 | 0.097885 | 0 | 0.097885 | 0 | 0.09318 | 0 | 0.09318 | 0 | 11.3668 | 7.5869 | 11.3668 | 7.5869
234330-Premium T8 with T12 40 Watt Baseline - Tr1 | 0.16432 | 0.10596 | 0.17238 | 829.7763 | 12446.6448 | 0 | 0 | 0.093473 | 0 | 0.093473 | 0 | 0.1126 | 0 | 0.1126 | 0 | 3.2535 | 6.0363 | 3.2535 | 6.0363
234303-Lighting-Remove 4 Ft Lamp (De-Lamp) - Tr1 | 0 | 0 | 0.18483 | 961.5427 | 14423.1398 | -17.9872 | -269.8085 | 0 | 1.8717 | 0 | 1.8717 | 0 | 2.0492 | 0 | 2.0492 | -1.5179 | -1.2253 | -1.5179 | -1.2253
234330-Premium T8 with T12 40 Watt Baseline - Tr1 | 0.39906 | 0.25732 | 0.41865 | 2015.1711 | 30227.566 | 0 | 0 | 0.091878 | 0 | 0.091878 | 0 | 0.111 | 0 | 0.111 | 0 | 3.215 | 5.965 | 3.215 | 5.965
234303-Lighting-Remove 4 Ft Lamp (De-Lamp) - Tr1 | 0 | 0 | 0.31421 | 1634.6225 | 24519.3377 | -30.5783 | -458.6744 | 0 | 1.8697 | 0 | 1.8697 | 0 | 2.0472 | 0 | 2.0472 | -1.5153 | -1.2232 | -1.5153 | -1.2232
234330-Premium T8 with T12 40 Watt Baseline - Tr1 | 0.28169 | 0.18164 | 0.29552 | 1422.4737 | 21337.1054 | 0 | 0 | 0.093473 | 0 | 0.093473 | 0 | 0.1126 | 0 | 0.1126 | 0 | 3.2535 | 6.0363 | 3.2535 | 6.0363
234303-Lighting-Remove 4 Ft Lamp (De-Lamp) - Tr1 | 0 | 0 | 0.2218 | 1153.8512 | 17307.7678 | -21.5847 | -323.7702 | 0 | 1.8717 | 0 | 1.8717 | 0 | 2.0492 | 0 | 2.0492 | -1.5179 | -1.2253 | -1.5179 | -1.2253
234330-Premium T8 with T12 40 Watt Baseline - Tr1 | 0.58685 | 0.37842 | 0.61566 | 2963.4869 | 44452.3029 | 0 | 0 | 0.093473 | 0 | 0.093473 | 0 | 0.1126 | 0 | 0.1126 | 0 | 3.2535 | 6.0363 | 3.2535 | 6.0363
234303-Lighting-Remove 4 Ft Lamp (De-Lamp) - Tr1 | 0 | 0 | 0.036966 | 192.3085 | 2884.628 | -3.5974 | -53.9617 | 0 | 1.8717 | 0 | 1.8717 | 0 | 2.0492 | 0 | 2.0492 | -1.5179 | -1.2253 | -1.5179 | -1.2253
234312-Lighting-Screw in 14-26 Watt Lamp - Tr1 | 0 | 0 | 0.21273 | 1059.3216 | 2616.5245 | -14.3068 | -35.3377 | 0 | 2.7433 | 0 | 2.7433 | 0 | 2.9189 | 0 | 2.9189 | -0.4263 | -0.39063 | -0.4263 | -0.39063
234330-Premium T8 with T12 40 Watt Baseline - Tr1 | 0.61033 | 0.39355 | 0.64029 | 3082.0263 | 46230.3951 | 0 | 0 | 0.093473 | 0 | 0.093473 | 0 | 0.1126 | 0 | 0.1126 | 0 | 3.2535 | 6.0363 | 3.2535 | 6.0363
234303-Lighting-Remove 4 Ft Lamp (De-Lamp) - Tr1 | 0 | 0 | 0.5545 | 2884.628 | 43269.4194 | -53.9617 | -809.4254 | 0 | 1.8717 | 0 | 1.8717 | 0 | 2.0492 | 0 | 2.0492 | -1.5179 | -1.2253 | -1.5179 | -1.2253
234312-Lighting-Screw in 14-26 Watt Lamp - Tr1 | 0 | 0 | 0.55309 | 2754.2363 | 6802.9636 | -37.1976 | -91.8781 | 0 | 2.7433 | 0 | 2.7433 | 0 | 2.9189 | 0 | 2.9189 | -0.4263 | -0.39063 | -0.4263 | -0.39063
234330-Premium T8 with T12 40 Watt Baseline - Tr1 | 1.0094 | 0.65088 | 1.0589 | 5097.1974 | 76457.9611 | 0 | 0 | 0.093473 | 0 | 0.093473 | 0 | 0.1126 | 0 | 0.1126 | 0 | 3.2535 | 6.0363 | 3.2535 | 6.0363
234303-Lighting-Remove 4 Ft Lamp (De-Lamp) - Tr1 | 0 | 0 | 0.14787 | 769.2341 | 11538.5118 | -14.3898 | -215.8468 | 0 | 1.8717 | 0 | 1.8717 | 0 | 2.0492 | 0 | 2.0492 | -1.5179 | -1.2253 | -1.5179 | -1.2253
234330-Premium T8 with T12 40 Watt Baseline - Tr1 | 0.42253 | 0.27246 | 0.44327 | 2133.7105 | 32005.6581 | 0 | 0 | 0.093473 | 0 | 0.093473 | 0 | 0.1126 | 0 | 0.1126 | 0 | 3.2535 | 6.0363 | 3.2535 | 6.0363
234303-Lighting-Remove 4 Ft Lamp (De-Lamp) - Tr1 | 0 | 0 | 0.6654 | 3461.5536 | 51923.3033 | -64.754 | -971.3105 | 0 | 1.8717 | 0 | 1.8717 | 0 | 2.0492 | 0 | 2.0492 | -1.5179 | -1.2253 | -1.5179 | -1.2253
234360-Lighting-IntrHiByLnrFlscntFxtr244wrplc400w(TrI)Tr1 | 0 | 0 | 1.7036 | 0 | 0 | -54.0976 | -811.4634 | 0 | 6.1863 | 0 | 6.1863 | 0 | 4.1901 | 0 | 4.1901 | -0.22308 | -0.36852 | -0.22308 | -0.36852
234285-Lighting-Occpncy Snsr-Hi-Bay integrated Snsr-Tr1 | 4.1646 | 2.6855 | 4.079 | 21030.4956 | 168243.965 | 0 | 0 | 0.1116 | 0 | 0.1116 | 0 | 0.11979 | 0 | 0.11979 | 0 | 8.1595 | 17.186 | 8.1595 | 17.186
234330-Premium T8 with T12 40 Watt Baseline - Tr1 | 0.093896 | 0.060547 | 0.098505 | 474.1579 | 7112.3685 | 0 | 0 | 0.091878 | 0 | 0.091878 | 0 | 0.111 | 0 | 0.111 | 0 | 3.215 | 5.965 | 3.215 | 5.965
234360-Lighting-IntrHiByLnrFlscntFxtr244wrplc400w(TrI)Tr1 | 0 | 0 | 1.7036 | 0 | 0 | -54.0976 | -811.4634 | 0 | 6.1844 | 0 | 6.1844 | 0 | 4.1881 | 0 | 4.1881 | -0.22269 | -0.36788 | -0.22269 | -0.36788
234285-Lighting-Occpncy Snsr-Hi-Bay integrated Snsr-Tr1 | 4.1646 | 2.6855 | 4.079 | 21030.4956 | 168243.965 | 0 | 0 | 0.10991 | 0 | 0.10991 | 0 | 0.1181 | 0 | 0.1181 | 0 | 8.051 | 16.9575 | 8.051 | 16.9575
234330-Premium T8 with T12 40 Watt Baseline - Tr1 | 0.37559 | 0.24219 | 0.39402 | 1896.6316 | 28449.4739 | 0 | 0 | 0.091878 | 0 | 0.091878 | 0 | 0.111 | 0 | 0.111 | 0 | 3.215 | 5.965 | 3.215 | 5.965
234330-Premium T8 with T12 40 Watt Baseline - Tr1 | 1.5962 | 1.0293 | 1.6746 | 8060.6843 | 120910.264 | 0 | 0 | 0.091878 | 0 | 0.091878 | 0 | 0.111 | 0 | 0.111 | 0 | 3.215 | 5.965 | 3.215 | 5.965
234330-Premium T8 with T12 40 Watt Baseline - Tr1 | 0.65728 | 0.42383 | 0.68954 | 3319.1053 | 49786.5793 | 0 | 0 | 0.091878 | 0 | 0.091878 | 0 | 0.111 | 0 | 0.111 | 0 | 3.215 | 5.965 | 3.215 | 5.965
234330-Premium T8 with T12 40 Watt Baseline - Tr1 | 0.37559 | 0.24219 | 0.39402 | 1896.6316 | 28449.4739 | 0 | 0 | 0.091878 | 0 | 0.091878 | 0 | 0.111 | 0 | 0.111 | 0 | 3.215 | 5.965 | 3.215 | 5.965
234330-Premium T8 with T12 40 Watt Baseline - Tr1 | 0.42253 | 0.27246 | 0.44327 | 2133.7105 | 32005.6581 | 0 | 0 | 0.091878 | 0 | 0.091878 | 0 | 0.111 | 0 | 0.111 | 0 | 3.215 | 5.965 | 3.215 | 5.965
234331-Premium T8 with T12 40 Watt Baseline - Tr2 | 0.65275 | 0.42091 | 0.97264 | 3296.2737 | 49444.106 | 0 | 0 | 0.07546 | 0 | 0.07546 | 0 | 0.10924 | 0 | 0.10924 | 0 | 2.3033 | 5.529 | 2.3033 | 5.529
234330-Premium T8 with T12 40 Watt Baseline - Tr1 | 0.49296 | 0.31787 | 0.51715 | 2489.329 | 37339.9345 | 0 | 0 | 0.091878 | 0 | 0.091878 | 0 | 0.111 | 0 | 0.111 | 0 | 3.215 | 5.965 | 3.215 | 5.965
234303-Lighting-Remove 4 Ft Lamp (De-Lamp) - Tr1 | 0 | 0 | 0.77629 | 4038.4791 | 60577.1872 | -75.5464 | -1133.1956 | 0 | 1.8697 | 0 | 1.8697 | 0 | 2.0472 | 0 | 2.0472 | -1.5153 | -1.2232 | -1.5153 | -1.2232
234330-Premium T8 with T12 40 Watt Baseline - Tr1 | 0.51643 | 0.33301 | 0.54178 | 2607.8684 | 39118.0266 | 0 | 0 | 0.091878 | 0 | 0.091878 | 0 | 0.111 | 0 | 0.111 | 0 | 3.215 | 5.965 | 3.215 | 5.965
234312-Lighting-Screw in 14-26 Watt Lamp - Tr1 | 0 | 0 | 0.085091 | 423.7287 | 1046.6098 | -5.7227 | -14.1351 | 0 | 2.7433 | 0 | 2.7433 | 0 | 2.9189 | 0 | 2.9189 | -0.4263 | -0.39063 | -0.4263 | -0.39063
234330-Premium T8 with T12 40 Watt Baseline - Tr1 | 0.18779 | 0.12109 | 0.19701 | 948.3158 | 14224.7369 | 0 | 0 | 0.093473 | 0 | 0.093473 | 0 | 0.1126 | 0 | 0.1126 | 0 | 3.2535 | 6.0363 | 3.2535 | 6.0363
234303-Lighting-Remove 4 Ft Lamp (De-Lamp) - Tr1 | 0 | 0 | 0.29573 | 1538.4682 | 23077.0237 | -28.7796 | -431.6935 | 0 | 1.8717 | 0 | 1.8717 | 0 | 2.0492 | 0 | 2.0492 | -1.5179 | -1.2253 | -1.5179 | -1.2253
234330-Premium T8 with T12 40 Watt Baseline - Tr1 | 0.023474 | 0.015137 | 0.024626 | 118.5395 | 1778.0921 | 0 | 0 | 0.093473 | 0 | 0.093473 | 0 | 0.1126 | 0 | 0.1126 | 0 | 3.2535 | 6.0363 | 3.2535 | 6.0363
234303-Lighting-Remove 4 Ft Lamp (De-Lamp) - Tr1 | 0 | 0 | 0.036966 | 192.3085 | 2884.628 | -3.5974 | -53.9617 | 0 | 1.8717 | 0 | 1.8717 | 0 | 2.0492 | 0 | 2.0492 | -1.5179 | -1.2253 | -1.5179 | -1.2253
234360-Lighting-IntrHiByLnrFlscntFxtr244wrplc400w(TrI)Tr1 | 0 | 0 | 1.1925 | 0 | 0 | -37.8683 | -568.0244 | 0 | 6.1863 | 0 | 6.1863 | 0 | 4.1901 | 0 | 4.1901 | -0.22308 | -0.36852 | -0.22308 | -0.36852
234285-Lighting-Occpncy Snsr-Hi-Bay integrated Snsr-Tr1 | 2.9152 | 1.8798 | 2.8553 | 14721.3469 | 117770.7755 | 0 | 0 | 0.1116 | 0 | 0.1116 | 0 | 0.11979 | 0 | 0.11979 | 0 | 8.1595 | 17.186 | 8.1595 | 17.186
234360-Lighting-IntrHiByLnrFlscntFxtr244wrplc400w(TrI)Tr1 | 0 | 0 | 1.0221 | 0 | 0 | -32.4585 | -486.878 | 0 | 6.1863 | 0 | 6.1863 | 0 | 4.1901 | 0 | 4.1901 | -0.22308 | -0.36852 | -0.22308 | -0.36852
234285-Lighting-Occpncy Snsr-Hi-Bay integrated Snsr-Tr1 | 2.4988 | 1.6113 | 2.4474 | 12618.2974 | 100946.379 | 0 | 0 | 0.1116 | 0 | 0.1116 | 0 | 0.11979 | 0 | 0.11979 | 0 | 8.1595 | 17.186 | 8.1595 | 17.186
234084-Refrigeration -Cooler/Freezer Door Gaskets - Solid Doors: Cooler | 0.27373 | 0.22892 | 0.23613 | 2065.908 | 8263.632 | 0 | 0 | 0.097847 | 0 | 0.097847 | 0 | 0.093023 | 0 | 0.093023 | 0 | 11.3214 | 7.5032 | 11.3214 | 7.5032
234084-Refrigeration -Cooler/Freezer Door Gaskets - Solid Doors: Cooler | 0.69485 | 0.5811 | 0.59941 | 5244.228 | 20976.912 | 0 | 0 | 0.097847 | 0 | 0.097847 | 0 | 0.093022 | 0 | 0.093022 | 0 | 11.3212 | 7.5028 | 11.3212 | 7.5028
234085-Refrigeration -Strip Curtains for Walk-ins | 0.61069 | 0.43728 | 0.46322 | 4064.1 | 16256.4 | 0 | 0 | 0.10122 | 0 | 0.10122 | 0 | 0.10553 | 0 | 0.10553 | 0 | 13.1215 | 27.1707 | 13.1215 | 27.1707
234084-Refrigeration -Cooler/Freezer Door Gaskets - Solid Doors: Cooler | 1.5687 | 1.3119 | 1.3532 | 11839.242 | 47356.968 | 0 | 0 | 0.097876 | 0 | 0.097876 | 0 | 0.093144 | 0 | 0.093144 | 0 | 11.3564 | 7.5676 | 11.3564 | 7.5676
234116-Refrigeration -Cooler/Freezer Door Gaskets - Solid Doors: Freezer | 0.15792 | 0.13207 | 0.13623 | 1191.87 | 4767.48 | 0 | 0 | 0.092974 | 0 | 0.092974 | 0 | 0.092294 | 0 | 0.092294 | 0 | 7.478 | 7.1395 | 7.478 | 7.1395
234085-Refrigeration -Strip Curtains for Walk-ins | 0.48213 | 0.34522 | 0.3657 | 3208.5 | 12834 | 0 | 0 | 0.10125 | 0 | 0.10125 | 0 | 0.1056 | 0 | 0.1056 | 0 | 13.1747 | 27.5976 | 13.1747 | 27.5976
234084-Refrigeration -Cooler/Freezer Door Gaskets - Solid Doors: Cooler | 0.49482 | 0.41381 | 0.42685 | 3734.526 | 14938.104 | 0 | 0 | 0.097842 | 0 | 0.097842 | 0 | 0.093003 | 0 | 0.093003 | 0 | 11.3158 | 7.4929 | 11.3158 | 7.4929
234085-Refrigeration -Strip Curtains for Walk-ins | 0.67498 | 0.48331 | 0.51198 | 4491.9 | 17967.6 | 0 | 0 | 0.10126 | 0 | 0.10126 | 0 | 0.10561 | 0 | 0.10561 | 0 | 13.1882 | 27.7076 | 13.1882 | 27.7076
234084-Refrigeration -Cooler/Freezer Door Gaskets - Solid Doors: Cooler | 0.5264 | 0.44023 | 0.4541 | 3972.9 | 15891.6 | 0 | 0 | 0.097869 | 0 | 0.097869 | 0 | 0.093115 | 0 | 0.093115 | 0 | 11.3481 | 7.5522 | 11.3481 | 7.5522
234116-Refrigeration -Cooler/Freezer Door Gaskets - Solid Doors: Freezer | 0.28426 | 0.23772 | 0.24521 | 2145.366 | 8581.464 | 0 | 0 | 0.093152 | 0 | 0.093152 | 0 | 0.093034 | 0 | 0.093034 | 0 | 7.5716 | 7.5091 | 7.5716 | 7.5091
234330-Premium T8 with T12 40 Watt Baseline - Tr1 | 0.23474 | 0.15137 | 0.24626 | 1185.3947 | 17780.9212 | 0 | 0 | 0.093473 | 0 | 0.093473 | 0 | 0.1126 | 0 | 0.1126 | 0 | 3.2535 | 6.0363 | 3.2535 | 6.0363
234303-Lighting-Remove 4 Ft Lamp (De-Lamp) - Tr1 | 0 | 0 | 0.36966 | 1923.0853 | 28846.2796 | -35.9745 | -539.6169 | 0 | 1.8717 | 0 | 1.8717 | 0 | 2.0492 | 0 | 2.0492 | -1.5179 | -1.2253 | -1.5179 | -1.2253
234360-Lighting-IntrHiByLnrFlscntFxtr244wrplc400w(TrI)Tr1 | 0 | 0 | 1.0221 | 0 | 0 | -32.4585 | -486.878 | 0 | 6.1863 | 0 | 6.1863 | 0 | 4.1901 | 0 | 4.1901 | -0.22308 | -0.36852 | -0.22308 | -0.36852
234285-Lighting-Occpncy Snsr-Hi-Bay integrated Snsr-Tr1 | 2.4988 | 1.6113 | 2.4474 | 12618.2974 | 100946.379 | 0 | 0 | 0.1116 | 0 | 0.1116 | 0 | 0.11979 | 0 | 0.11979 | 0 | 8.1595 | 17.186 | 8.1595 | 17.186
234084-Refrigeration -Cooler/Freezer Door Gaskets - Solid Doors: Cooler | 0.48429 | 0.40501 | 0.41777 | 3655.068 | 14620.272 | 0 | 0 | 0.097865 | 0 | 0.097865 | 0 | 0.093097 | 0 | 0.093097 | 0 | 11.3429 | 7.5427 | 11.3429 | 7.5427
234084-Refrigeration -Cooler/Freezer Door Gaskets - Solid Doors: Cooler | 0.40007 | 0.33457 | 0.34512 | 3019.404 | 12077.616 | 0 | 0 | 0.097818 | 0 | 0.097818 | 0 | 0.092901 | 0 | 0.092901 | 0 | 11.2867 | 7.4401 | 11.2867 | 7.4401
234084-Refrigeration -Cooler/Freezer Door Gaskets - Solid Doors: Cooler | 1.4739 | 1.2326 | 1.2715 | 11124.12 | 44496.48 | 0 | 0 | 0.097884 | 0 | 0.097884 | 0 | 0.093179 | 0 | 0.093179 | 0 | 11.3666 | 7.5864 | 11.3666 | 7.5864
234331-Premium T8 with T12 40 Watt Baseline - Tr2 | 0.32638 | 0.21046 | 0.48632 | 1648.1369 | 24722.053 | 0 | 0 | 0.074057 | 0 | 0.074057 | 0 | 0.10783 | 0 | 0.10783 | 0 | 2.2791 | 5.4708 | 2.2791 | 5.4708
234208-Lighting-8 Ft T-8 with Elec Ballast-Tr2 | 0.081769 | 0.052727 | 0.12261 | 412.9171 | 6193.7562 | 0 | 0 | -0.0058472 | 0 | -0.0058472 | 0 | 0.05975 | 0 | 0.05975 | 0 | 0.95757 | 1.8275 | 0.95757 | 1.8275
234304-Lighting-Remove 4 Ft Lamp (De-Lamp) - Tr2 | 0 | 0 | 0.73933 | 3846.1706 | 57692.5592 | -71.9489 | -1079.2339 | 0 | 0.69035 | 0 | 0.69035 | 0 | 0.69063 | 0 | 0.69063 | 0 | 0 | 0 | 0
234307-Lighting-Remove 8 Ft Lamp (De-Lamp) - Tr2 | 0.59277 | 0.36765 | 0.97464 | 3201.858 | 48027.8701 | 0 | 0 | 0.11454 | 0 | 0.11454 | 0 | 0.11972 | 0 | 0.11972 | 0 | 8.9029 | 13.8571 | 8.9029 | 13.8571
234331-Premium T8 with T12 40 Watt Baseline - Tr2 | 0.21214 | 0.1368 | 0.31611 | 1071.289 | 16069.3344 | 0 | 0 | 0.077055 | 0 | 0.077055 | 0 | 0.11083 | 0 | 0.11083 | 0 | 2.3309 | 5.5951 | 2.3309 | 5.5951
234304-Lighting-Remove 4 Ft Lamp (De-Lamp) - Tr2 | 0 | 0 | 0.48056 | 2500.0109 | 37500.1635 | -46.7668 | -701.502 | 0 | 0.69035 | 0 | 0.69035 | 0 | 0.69063 | 0 | 0.69063 | 0 | 0 | 0 | 0
234330-Premium T8 with T12 40 Watt Baseline - Tr1 | 4.5305 | 2.9214 | 4.7529 | 22878.1186 | 343171.7787 | 0 | 0 | 0.091878 | 0 | 0.091878 | 0 | 0.111 | 0 | 0.111 | 0 | 3.215 | 5.965 | 3.215 | 5.965
234303-Lighting-Remove 4 Ft Lamp (De-Lamp) - Tr1 | 0 | 0 | 1.6635 | 8653.8839 | 129808.2582 | -161.8851 | -2428.2762 | 0 | 1.8697 | 0 | 1.8697 | 0 | 2.0472 | 0 | 2.0472 | -1.5153 | -1.2232 | -1.5153 | -1.2232
234049-Lighting-LED Exit Sign New Sign | 0.068174 | 0.067731 | 0 | 597.2288 | 9555.6603 | 0 | 0 | 0.093414 | 0 | 0.093414 | 0 | 0.099467 | 0 | 0.099467 | 0 | 5.2149 | 7.1743 | 5.2149 | 7.1743
234330-Premium T8 with T12 40 Watt Baseline - Tr1 | 0.89202 | 0.5752 | 0.9358 | 4504.5 | 67567.5005 | 0 | 0 | 0.093473 | 0 | 0.093473 | 0 | 0.1126 | 0 | 0.1126 | 0 | 3.2535 | 6.0363 | 3.2535 | 6.0363
234303-Lighting-Remove 4 Ft Lamp (De-Lamp) - Tr1 | 0 | 0 | 1.2384 | 6442.3358 | 96635.0367 | -120.5144 | -1807.7167 | 0 | 1.8717 | 0 | 1.8717 | 0 | 2.0492 | 0 | 2.0492 | -1.5179 | -1.2253 | -1.5179 | -1.2253
234286-Lighting-Occpncy Snsr-Hi-Bay integrated Snsr-Tr2 | 3.2428 | 2.091 | 5.1556 | 16375.3694 | 131002.9548 | 0 | 0 | 0.099462 | 0 | 0.099462 | 0 | 0.11314 | 0 | 0.11314 | 0 | 4.8202 | 10.1569 | 4.8202 | 10.1569
234126-Refrigeration - Efficient Evap Fan Motor Electronically Commutated Motor (ECM) | 0.053965 | 0.045131 | 0.055457 | 407.2915 | 6109.3725 | -0.40349 | -6.0524 | 0.048552 | 0.93798 | 0.048552 | 0.93798 | -0.08734 | 0.93798 | -0.08734 | 0.93798 | 1.7061 | 0.5659 | 1.7061 | 0.5659
234126-Refrigeration - Efficient Evap Fan Motor Electronically Commutated Motor (ECM) | 0.032379 | 0.027079 | 0.033274 | 244.3749 | 3665.6235 | -0.24209 | -3.6314 | 0.050018 | 0.96773 | 0.050018 | 0.96773 | -0.085874 | 0.96773 | -0.085874 | 0.96773 | 1.7274 | 0.57296 | 1.7274 | 0.57296
234126-Refrigeration - Efficient Evap Fan Motor Electronically Commutated Motor (ECM) | 0.064759 | 0.054157 | 0.066549 | 488.7498 | 7331.247 | -0.48419 | -7.2628 | 0.050018 | 0.96773 | 0.050018 | 0.96773 | -0.085874 | 0.96773 | -0.085874 | 0.96773 | 1.7274 | 0.57296 | 1.7274 | 0.57296
234312-Lighting-Screw in 14-26 Watt Lamp - Tr1 | 0 | 0 | 0.38291 | 1906.779 | 4709.744 | -25.7522 | -63.6079 | 0 | 2.7433 | 0 | 2.7433 | 0 | 2.9189 | 0 | 2.9189 | -0.4263 | -0.39063 | -0.4263 | -0.39063
234330-Premium T8 with T12 40 Watt Baseline - Tr1 | 0.30516 | 0.19678 | 0.32014 | 1541.0132 | 23115.1975 | 0 | 0 | 0.093473 | 0 | 0.093473 | 0 | 0.1126 | 0 | 0.1126 | 0 | 3.2535 | 6.0363 | 3.2535 | 6.0363
234303-Lighting-Remove 4 Ft Lamp (De-Lamp) - Tr1 | 0 | 0 | 0.25876 | 1346.1597 | 20192.3957 | -25.1821 | -377.7319 | 0 | 1.8717 | 0 | 1.8717 | 0 | 2.0492 | 0 | 2.0492 | -1.5179 | -1.2253 | -1.5179 | -1.2253
234330-Premium T8 with T12 40 Watt Baseline - Tr1 | 0.18779 | 0.12109 | 0.19701 | 948.3158 | 14224.7369 | 0 | 0 | 0.093473 | 0 | 0.093473 | 0 | 0.1126 | 0 | 0.1126 | 0 | 3.2535 | 6.0363 | 3.2535 | 6.0363
234303-Lighting-Remove 4 Ft Lamp (De-Lamp) - Tr1 | 0 | 0 | 0.51753 | 2692.3194 | 40384.7914 | -50.3642 | -755.4637 | 0 | 1.8717 | 0 | 1.8717 | 0 | 2.0492 | 0 | 2.0492 | -1.5179 | -1.2253 | -1.5179 | -1.2253
234303-Lighting-Remove 4 Ft Lamp (De-Lamp) - Tr1 | 0 | 0 | 0.14787 | 769.2341 | 11538.5118 | -14.3898 | -215.8468 | 0 | 1.8717 | 0 | 1.8717 | 0 | 2.0492 | 0 | 2.0492 | -1.5179 | -1.2253 | -1.5179 | -1.2253
234303-Lighting-Remove 4 Ft Lamp (De-Lamp) - Tr1 | 0 | 0 | 0.14787 | 769.2341 | 11538.5118 | -14.3898 | -215.8468 | 0 | 1.8717 | 0 | 1.8717 | 0 | 2.0492 | 0 | 2.0492 | -1.5179 | -1.2253 | -1.5179 | -1.2253
234330-Premium T8 with T12 40 Watt Baseline - Tr1 | 0.14084 | 0.09082 | 0.14776 | 711.2368 | 10668.5527 | 0 | 0 | 0.093473 | 0 | 0.093473 | 0 | 0.1126 | 0 | 0.1126 | 0 | 3.2535 | 6.0363 | 3.2535 | 6.0363
234330-Premium T8 with T12 40 Watt Baseline - Tr1 | 0.046948 | 0.030273 | 0.049253 | 237.0789 | 3556.1842 | 0 | 0 | 0.093473 | 0 | 0.093473 | 0 | 0.1126 | 0 | 0.1126 | 0 | 3.2535 | 6.0363 | 3.2535 | 6.0363
234303-Lighting-Remove 4 Ft Lamp (De-Lamp) - Tr1 | 0 | 0 | 0.29573 | 1538.4682 | 23077.0237 | -28.7796 | -431.6935 | 0 | 1.8717 | 0 | 1.8717 | 0 | 2.0492 | 0 | 2.0492 | -1.5179 | -1.2253 | -1.5179 | -1.2253
234084-Refrigeration -Cooler/Freezer Door Gaskets - Solid Doors: Cooler | 0.36848 | 0.30816 | 0.31787 | 2781.03 | 11124.12 | 0 | 0 | 0.097848 | 0 | 0.097848 | 0 | 0.093027 | 0 | 0.093027 | 0 | 11.3226 | 7.5054 | 11.3226 | 7.5054
234312-Lighting-Screw in 14-26 Watt Lamp - Tr1 | 0 | 0 | 2.6591 | 13241.5206 | 32706.5559 | -178.8347 | -441.7216 | 0 | 2.7433 | 0 | 2.7433 | 0 | 2.9189 | 0 | 2.9189 | -0.4263 | -0.39063 | -0.4263 | -0.39063
234315-Lighting-Screw in 14-26 Watt Reflector Lamp-Tr1 | 0 | 0 | 0.234 | 1165.2538 | 2878.1769 | -15.7374 | -38.8715 | 0 | 4.3024 | 0 | 4.3024 | 0 | 2.926 | 0 | 2.926 | -0.29377 | -0.50123 | -0.29377 | -0.50123
234330-Premium T8 with T12 40 Watt Baseline - Tr1 | 0.28169 | 0.18164 | 0.29552 | 1422.4737 | 21337.1054 | 0 | 0 | 0.093473 | 0 | 0.093473 | 0 | 0.1126 | 0 | 0.1126 | 0 | 3.2535 | 6.0363 | 3.2535 | 6.0363
234084-Refrigeration -Cooler/Freezer Door Gaskets - Solid Doors: Cooler | 0.27373 | 0.22892 | 0.23613 | 2065.908 | 8263.632 | 0 | 0 | 0.097787 | 0 | 0.097787 | 0 | 0.092772 | 0 | 0.092772 | 0 | 11.2502 | 7.3742 | 11.2502 | 7.3742
234294-Lighting-Occupancy Sensor-Wallbox Lghtng Snsr-Tr1 | 1.5291 | 0.9484 | 6.8074 | 8259.6478 | 66077.1821 | 0 | 0 | 0.08477 | 0 | 0.08477 | 0 | 0.086495 | 0 | 0.086495 | 0 | 3.229 | 3.3824 | 3.229 | 3.3824
234330-Premium T8 with T12 40 Watt Baseline - Tr1 | 0.14084 | 0.09082 | 0.14776 | 711.2368 | 10668.5527 | 0 | 0 | 0.093473 | 0 | 0.093473 | 0 | 0.1126 | 0 | 0.1126 | 0 | 3.2535 | 6.0363 | 3.2535 | 6.0363
234084-Refrigeration -Cooler/Freezer Door Gaskets - Solid Doors: Cooler | 0.27373 | 0.22892 | 0.23613 | 2065.908 | 8263.632 | 0 | 0 | 0.097776 | 0 | 0.097776 | 0 | 0.092729 | 0 | 0.092729 | 0 | 11.2379 | 7.3522 | 11.2379 | 7.3522
234294-Lighting-Occupancy Sensor-Wallbox Lghtng Snsr-Tr1 | 1.1635 | 0.72161 | 5.1795 | 6284.5146 | 50276.1168 | 0 | 0 | 0.08477 | 0 | 0.08477 | 0 | 0.086495 | 0 | 0.086495 | 0 | 3.229 | 3.3824 | 3.229 | 3.3824
234085-Refrigeration -Strip Curtains for Walk-ins | 1.3821 | 0.98963 | 1.0483 | 9197.7 | 36790.8 | 0 | 0 | 0.10123 | 0 | 0.10123 | 0 | 0.10557 | 0 | 0.10557 | 0 | 13.1508 | 27.4048 | 13.1508 | 27.4048
234084-Refrigeration -Cooler/Freezer Door Gaskets - Solid Doors: Cooler | 1.0002 | 0.83643 | 0.86279 | 7548.51 | 30194.04 | 0 | 0 | 0.097882 | 0 | 0.097882 | 0 | 0.09317 | 0 | 0.09317 | 0 | 11.3638 | 7.5813 | 11.3638 | 7.5813
234116-Refrigeration -Cooler/Freezer Door Gaskets - Solid Doors: Freezer | 0.16845 | 0.14087 | 0.14531 | 1271.328 | 5085.312 | 0 | 0 | 0.093147 | 0 | 0.093147 | 0 | 0.093012 | 0 | 0.093012 | 0 | 7.5689 | 7.4979 | 7.5689 | 7.4979
234085-Refrigeration -Strip Curtains for Walk-ins | 1.2214 | 0.87456 | 0.92644 | 8128.2 | 32512.8 | 0 | 0 | 0.10124 | 0 | 0.10124 | 0 | 0.10557 | 0 | 0.10557 | 0 | 13.1533 | 27.4247 | 13.1533 | 27.4247
234084-Refrigeration -Cooler/Freezer Door Gaskets - Solid Doors: Cooler | 0.073696 | 0.061632 | 0.063574 | 556.206 | 2224.824 | 0 | 0 | 0.097725 | 0 | 0.097725 | 0 | 0.092514 | 0 | 0.092514 | 0 | 11.1774 | 7.2454 | 11.1774 | 7.2454
234126-Refrigeration - Efficient Evap Fan Motor Electronically Commutated Motor (ECM) | 0.10793 | 0.090262 | 0.11091 | 814.583 | 12218.745 | -0.80698 | -12.1047 | 0.05134 | 0.97721 | 0.05134 | 0.97721 | -0.084552 | 0.97721 | -0.084552 | 0.97721 | 1.7469 | 0.57941 | 1.7469 | 0.57941
234084-Refrigeration -Cooler/Freezer Door Gaskets - Solid Doors: Cooler | 3.1479 | 2.6326 | 2.7155 | 23757.942 | 95031.768 | 0 | 0 | 0.096112 | 0 | 0.096112 | 0 | 0.091408 | 0 | 0.091408 | 0 | 11.1791 | 7.4616 | 11.1791 | 7.4616
234126-Refrigeration - Efficient Evap Fan Motor Electronically Commutated Motor (ECM) | 0.021586 | 0.018052 | 0.022183 | 162.9166 | 2443.749 | -0.1614 | -2.4209 | 0.048552 | 0.93798 | 0.048552 | 0.93798 | -0.08734 | 0.93798 | -0.08734 | 0.93798 | 1.7061 | 0.5659 | 1.7061 | 0.5659
234084-Refrigeration -Cooler/Freezer Door Gaskets - Solid Doors: Cooler | 0.41059 | 0.34338 | 0.3542 | 3098.862 | 12395.448 | 0 | 0 | 0.097841 | 0 | 0.097841 | 0 | 0.092999 | 0 | 0.092999 | 0 | 11.3147 | 7.4909 | 11.3147 | 7.4909
234084-Refrigeration -Cooler/Freezer Door Gaskets - Solid Doors: Cooler | 0.8633 | 0.72197 | 0.74472 | 6515.556 | 26062.224 | 0 | 0 | 0.09787 | 0 | 0.09787 | 0 | 0.09312 | 0 | 0.09312 | 0 | 11.3494 | 7.5547 | 11.3494 | 7.5547
234085-Refrigeration -Strip Curtains for Walk-ins | 1.3821 | 0.98963 | 1.0483 | 9197.7 | 36790.8 | 0 | 0 | 0.10126 | 0 | 0.10126 | 0 | 0.10562 | 0 | 0.10562 | 0 | 13.1931 | 27.7483 | 13.1931 | 27.7483
234084-Refrigeration -Cooler/Freezer Door Gaskets - Solid Doors: Cooler | 0.83172 | 0.69556 | 0.71748 | 6277.182 | 25108.728 | 0 | 0 | 0.097854 | 0 | 0.097854 | 0 | 0.093052 | 0 | 0.093052 | 0 | 11.3297 | 7.5184 | 11.3297 | 7.5184
234116-Refrigeration -Cooler/Freezer Door Gaskets - Solid Doors: Freezer | 0.28426 | 0.23772 | 0.24521 | 2145.366 | 8581.464 | 0 | 0 | 0.093166 | 0 | 0.093166 | 0 | 0.093091 | 0 | 0.093091 | 0 | 7.579 | 7.5395 | 7.579 | 7.5395
234085-Refrigeration -Strip Curtains for Walk-ins | 0.96425 | 0.69044 | 0.7314 | 6417 | 25668 | 0 | 0 | 0.10122 | 0 | 0.10122 | 0 | 0.10553 | 0 | 0.10553 | 0 | 13.1221 | 27.1749 | 13.1221 | 27.1749
234084-Refrigeration -Cooler/Freezer Door Gaskets - Solid Doors: Cooler | 0.937 | 0.7836 | 0.8083 | 7071.762 | 28287.048 | 0 | 0 | 0.097858 | 0 | 0.097858 | 0 | 0.093071 | 0 | 0.093071 | 0 | 11.3352 | 7.5286 | 11.3352 | 7.5286
234067-Refrigeration - Food Service -Auto Closer for Main Cooler Doors | 0.099706 | 0.083383 | 0.14556 | 752.5063 | 6020.0504 | -0.037362 | -0.2989 | 0.047246 | 0.89663 | 0.047246 | 0.89663 | 0.089621 | 0.89663 | 0.089621 | 0.89663 | 1.7297 | 5.0155 | 1.7297 | 5.0155
234085-Refrigeration -Strip Curtains for Walk-ins | 0.80355 | 0.57537 | 0.6095 | 5347.5 | 21390 | 0 | 0 | 0.10123 | 0 | 0.10123 | 0 | 0.10556 | 0 | 0.10556 | 0 | 13.1482 | 27.3837 | 13.1482 | 27.3837
234084-Refrigeration -Cooler/Freezer Door Gaskets - Solid Doors: Cooler | 0.27373 | 0.22892 | 0.23613 | 2065.908 | 8263.632 | 0 | 0 | 0.097814 | 0 | 0.097814 | 0 | 0.092887 | 0 | 0.092887 | 0 | 11.2826 | 7.4326 | 11.2826 | 7.4326
234303-Lighting-Remove 4 Ft Lamp (De-Lamp) - Tr1 | 0 | 0 | 1.0166 | 5288.4846 | 79327.2689 | -98.9298 | -1483.9466 | 0 | 1.8238 | 0 | 1.8238 | 0 | 2.0013 | 0 | 2.0013 | -1.4536 | -1.1734 | -1.4536 | -1.1734
234312-Lighting-Screw in 14-26 Watt Lamp - Tr1 | 0 | 0 | 0.042546 | 211.8643 | 523.3049 | -2.8614 | -7.0675 | 0 | 2.7433 | 0 | 2.7433 | 0 | 2.9189 | 0 | 2.9189 | -0.4263 | -0.39063 | -0.4263 | -0.39063
234330-Premium T8 with T12 40 Watt Baseline - Tr1 | 0.23474 | 0.15137 | 0.24626 | 1185.3947 | 17780.9212 | 0 | 0 | 0.093473 | 0 | 0.093473 | 0 | 0.1126 | 0 | 0.1126 | 0 | 3.2535 | 6.0363 | 3.2535 | 6.0363
234303-Lighting-Remove 4 Ft Lamp (De-Lamp) - Tr1 | 0 | 0 | 0.073933 | 384.6171 | 5769.2559 | -7.1949 | -107.9234 | 0 | 1.8717 | 0 | 1.8717 | 0 | 2.0492 | 0 | 2.0492 | -1.5179 | -1.2253 | -1.5179 | -1.2253
234360-Lighting-IntrHiByLnrFlscntFxtr244wrplc400w(TrI)Tr1 | 0 | 0 | 1.3629 | 0 | 0 | -43.278 | -649.1707 | 0 | 6.1863 | 0 | 6.1863 | 0 | 4.1901 | 0 | 4.1901 | -0.22308 | -0.36852 | -0.22308 | -0.36852
234285-Lighting-Occpncy Snsr-Hi-Bay integrated Snsr-Tr1 | 3.3317 | 2.1484 | 3.2632 | 16824.3965 | 134595.172 | 0 | 0 | 0.1116 | 0 | 0.1116 | 0 | 0.11979 | 0 | 0.11979 | 0 | 8.1595 | 17.186 | 8.1595 | 17.186
234312-Lighting-Screw in 14-26 Watt Lamp - Tr1 | 0 | 0 | 0.10636 | 529.6608 | 1308.2622 | -7.1534 | -17.6689 | 0 | 2.7433 | 0 | 2.7433 | 0 | 2.9189 | 0 | 2.9189 | -0.4263 | -0.39063 | -0.4263 | -0.39063
234330-Premium T8 with T12 40 Watt Baseline - Tr1 | 1.2911 | 0.83252 | 1.3544 | 6519.6711 | 97795.0665 | 0 | 0 | 0.093473 | 0 | 0.093473 | 0 | 0.1126 | 0 | 0.1126 | 0 | 3.2535 | 6.0363 | 3.2535 | 6.0363
234312-Lighting-Screw in 14-26 Watt Lamp - Tr1 | 0 | 0 | 0.702 | 3495.7614 | 8634.5307 | -47.2123 | -116.6145 | 0 | 2.7433 | 0 | 2.7433 | 0 | 2.9189 | 0 | 2.9189 | -0.4263 | -0.39063 | -0.4263 | -0.39063
234330-Premium T8 with T12 40 Watt Baseline - Tr1 | 2.9108 | 1.877 | 3.0537 | 14698.8948 | 220483.4226 | 0 | 0 | 0.093473 | 0 | 0.093473 | 0 | 0.1126 | 0 | 0.1126 | 0 | 3.2535 | 6.0363 | 3.2535 | 6.0363
234207-Lighting-8 Ft T-8 with Elec Ballast-Tr1 | 0.064414 | 0.041536 | 0.070179 | 325.2786 | 4879.179 | 0 | 0 | 0.034036 | 0 | 0.034036 | 0 | 0.067057 | 0 | 0.067057 | 0 | 1.3373 | 1.9877 | 1.3373 | 1.9877
234303-Lighting-Remove 4 Ft Lamp (De-Lamp) - Tr1 | 0 | 0 | 0 | 0 | 0 | 0 | 0 | 0 | 0 | 0 | 0 | 0 | 0 | 0 | 0 | 0 | 0 | 0 | 0
234306-Lighting-Remove 8 Ft Lamp (De-Lamp) - Tr1 | 0 | 0 | 0 | 0 | 0 | 0 | 0 | 0 | 0 | 0 | 0 | 0 | 0 | 0 | 0 | 0 | 0 | 0 | 0
234291-Lighting-Ocpncy Snsr-Wll/Cl Mntd Lght Snsr>=500Tr1 | 4.2694 | 2.753 | 4.9938 | 21559.44 | 172475.52 | 0 | 0 | 0.065838 | 0 | 0.065838 | 0 | 0.10394 | 0 | 0.10394 | 0 | 2.0731 | 5.4717 | 2.0731 | 5.4717
234312-Lighting-Screw in 14-26 Watt Lamp - Tr1 | 0 | 0 | 0.74455 | 3707.6258 | 9157.8356 | -50.0737 | -123.682 | 0 | 2.7018 | 0 | 2.7018 | 0 | 2.7074 | 0 | 2.7074 | -0.43448 | -0.43319 | -0.43448 | -0.43319
234207-Lighting-8 Ft T-8 with Elec Ballast-Tr1 | 0.43802 | 0.28244 | 0.47722 | 2211.8945 | 33178.4175 | 0 | 0 | 0.033935 | 0 | 0.033935 | 0 | 0.072252 | 0 | 0.072252 | 0 | 1.3413 | 2.1824 | 1.3413 | 2.1824
234063-Refrigeration - Anti-Sweat Heater Controls | 1.018 | 0.85135 | 0.4928 | 7683.2 | 92198.4 | 0 | 0 | 0.091546 | 0 | 0.091546 | 0 | 0.10229 | 0 | 0.10229 | 0 | 4.7306 | 8.4168 | 4.7306 | 8.4168
234126-Refrigeration - Efficient Evap Fan Motor Electronically Commutated Motor (ECM) | 0.086345 | 0.072209 | 0.088732 | 651.6664 | 9774.996 | -0.64558 | -9.6838 | 0.05134 | 0.97721 | 0.05134 | 0.97721 | -0.084552 | 0.97721 | -0.084552 | 0.97721 | 1.7469 | 0.57941 | 1.7469 | 0.57941
234084-Refrigeration -Cooler/Freezer Door Gaskets - Solid Doors: Cooler | 0.69485 | 0.5811 | 0.59941 | 5244.228 | 20976.912 | 0 | 0 | 0.097882 | 0 | 0.097882 | 0 | 0.093168 | 0 | 0.093168 | 0 | 11.3631 | 7.58 | 11.3631 | 7.58
234085-Refrigeration -Strip Curtains for Walk-ins | 1.4142 | 1.0126 | 1.0727 | 9411.6 | 37646.4 | 0 | 0 | 0.10122 | 0 | 0.10122 | 0 | 0.10554 | 0 | 0.10554 | 0 | 13.1237 | 27.1882 | 13.1237 | 27.1882
234084-Refrigeration -Cooler/Freezer Door Gaskets - Solid Doors: Cooler | 0.90541 | 0.75719 | 0.78105 | 6833.388 | 27333.552 | 0 | 0 | 0.09785 | 0 | 0.09785 | 0 | 0.093037 | 0 | 0.093037 | 0 | 11.3256 | 7.5109 | 11.3256 | 7.5109
234116-Refrigeration -Cooler/Freezer Door Gaskets - Solid Doors: Freezer | 0.16845 | 0.14087 | 0.14531 | 1271.328 | 5085.312 | 0 | 0 | 0.093136 | 0 | 0.093136 | 0 | 0.092968 | 0 | 0.092968 | 0 | 7.5633 | 7.4748 | 7.5633 | 7.4748
234085-Refrigeration -Strip Curtains for Walk-ins | 0.7714 | 0.55235 | 0.58512 | 5133.6 | 20534.4 | 0 | 0 | 0.10125 | 0 | 0.10125 | 0 | 0.10559 | 0 | 0.10559 | 0 | 13.1727 | 27.5816 | 13.1727 | 27.5816
234084-Refrigeration -Cooler/Freezer Door Gaskets - Solid Doors: Cooler | 0.45271 | 0.37859 | 0.39053 | 3416.694 | 13666.776 | 0 | 0 | 0.097843 | 0 | 0.097843 | 0 | 0.093006 | 0 | 0.093006 | 0 | 11.3167 | 7.4946 | 11.3167 | 7.4946
234116-Refrigeration -Cooler/Freezer Door Gaskets - Solid Doors: Freezer | 0.45271 | 0.37859 | 0.39053 | 3416.694 | 13666.776 | 0 | 0 | 0.093184 | 0 | 0.093184 | 0 | 0.093167 | 0 | 0.093167 | 0 | 7.5888 | 7.5799 | 7.5888 | 7.5799
234067-Refrigeration - Food Service -Auto Closer for Main Cooler Doors | 0.099706 | 0.083383 | 0.14556 | 752.5063 | 6020.0504 | -0.037362 | -0.2989 | 0.047246 | 0.89663 | 0.047246 | 0.89663 | 0.089621 | 0.89663 | 0.089621 | 0.89663 | 1.7297 | 5.0155 | 1.7297 | 5.0155
234330-Premium T8 with T12 40 Watt Baseline - Tr1 | 0.23474 | 0.15137 | 0.24626 | 1185.3947 | 17780.9212 | 0 | 0 | 0.093473 | 0 | 0.093473 | 0 | 0.1126 | 0 | 0.1126 | 0 | 3.2535 | 6.0363 | 3.2535 | 6.0363
234303-Lighting-Remove 4 Ft Lamp (De-Lamp) - Tr1 | 0 | 0 | 0 | 0 | 0 | 0 | 0 | 0 | 0 | 0 | 0 | 0 | 0 | 0 | 0 | 0 | 0 | 0 | 0
234330-Premium T8 with T12 40 Watt Baseline - Tr1 | 0.42253 | 0.27246 | 0.44327 | 2133.7105 | 32005.6581 | 0 | 0 | 0.091878 | 0 | 0.091878 | 0 | 0.111 | 0 | 0.111 | 0 | 3.215 | 5.965 | 3.215 | 5.965
234303-Lighting-Remove 4 Ft Lamp (De-Lamp) - Tr1 | 0 | 0 | 0.12938 | 673.0799 | 10096.1979 | -12.5911 | -188.8659 | 0 | 1.8697 | 0 | 1.8697 | 0 | 2.0472 | 0 | 2.0472 | -1.5153 | -1.2232 | -1.5153 | -1.2232
234084-Refrigeration -Cooler/Freezer Door Gaskets - Solid Doors: Cooler | 0.73696 | 0.61632 | 0.63574 | 5562.06 | 22248.24 | 0 | 0 | 0.096097 | 0 | 0.096097 | 0 | 0.091345 | 0 | 0.091345 | 0 | 11.1614 | 7.4287 | 11.1614 | 7.4287
234330-Premium T8 with T12 40 Watt Baseline - Tr1 | 0.28169 | 0.18164 | 0.29552 | 1422.4737 | 21337.1054 | 0 | 0 | 0.090475 | 0 | 0.090475 | 0 | 0.1096 | 0 | 0.1096 | 0 | 3.1812 | 5.9022 | 3.1812 | 5.9022
234303-Lighting-Remove 4 Ft Lamp (De-Lamp) - Tr1 | 0 | 0 | 0.25876 | 1346.1597 | 20192.3957 | -25.1821 | -377.7319 | 0 | 1.8238 | 0 | 1.8238 | 0 | 2.0013 | 0 | 2.0013 | -1.4536 | -1.1734 | -1.4536 | -1.1734
234331-Premium T8 with T12 40 Watt Baseline - Tr2 | 0.048957 | 0.031568 | 0.072948 | 247.2205 | 3708.3079 | 0 | 0 | 0.074057 | 0 | 0.074057 | 0 | 0.10783 | 0 | 0.10783 | 0 | 2.2791 | 5.4708 | 2.2791 | 5.4708
234208-Lighting-8 Ft T-8 with Elec Ballast-Tr2 | 0.018171 | 0.011717 | 0.027247 | 91.7594 | 1376.3903 | 0 | 0 | -0.0058472 | 0 | -0.0058472 | 0 | 0.05975 | 0 | 0.05975 | 0 | 0.95757 | 1.8275 | 0.95757 | 1.8275
234307-Lighting-Remove 8 Ft Lamp (De-Lamp) - Tr2 | 0.065864 | 0.04085 | 0.10829 | 355.762 | 5336.43 | 0 | 0 | 0.11454 | 0 | 0.11454 | 0 | 0.11972 | 0 | 0.11972 | 0 | 8.9029 | 13.8571 | 8.9029 | 13.8571
234360-Lighting-IntrHiByLnrFlscntFxtr244wrplc400w(TrI)Tr1 | 0 | 0 | 3.0664 | 0 | 0 | -97.3756 | -1460.6341 | 0 | 6.1385 | 0 | 6.1385 | 0 | 4.1423 | 0 | 4.1423 | -0.21362 | -0.3529 | -0.21362 | -0.3529
234285-Lighting-Occpncy Snsr-Hi-Bay integrated Snsr-Tr1 | 7.4963 | 4.8338 | 7.3422 | 37854.8921 | 302839.137 | 0 | 0 | 0.1082 | 0 | 0.1082 | 0 | 0.11639 | 0 | 0.11639 | 0 | 7.9412 | 16.7262 | 7.9412 | 16.7262
234312-Lighting-Screw in 14-26 Watt Lamp - Tr1 | 0 | 0 | 0.25527 | 1271.186 | 3139.8294 | -17.1681 | -42.4053 | 0 | 2.7433 | 0 | 2.7433 | 0 | 2.9189 | 0 | 2.9189 | -0.4263 | -0.39063 | -0.4263 | -0.39063
234330-Premium T8 with T12 40 Watt Baseline - Tr1 | 0.25822 | 0.1665 | 0.27089 | 1303.9342 | 19559.0133 | 0 | 0 | 0.093473 | 0 | 0.093473 | 0 | 0.1126 | 0 | 0.1126 | 0 | 3.2535 | 6.0363 | 3.2535 | 6.0363
234303-Lighting-Remove 4 Ft Lamp (De-Lamp) - Tr1 | 0 | 0 | 0.40663 | 2115.3938 | 31730.9076 | -39.5719 | -593.5786 | 0 | 1.8717 | 0 | 1.8717 | 0 | 2.0492 | 0 | 2.0492 | -1.5179 | -1.2253 | -1.5179 | -1.2253
234312-Lighting-Screw in 14-26 Watt Lamp - Tr1 | 0 | 0 | 0.55309 | 2754.2363 | 6802.9636 | -37.1976 | -91.8781 | 0 | 2.7433 | 0 | 2.7433 | 0 | 2.9189 | 0 | 2.9189 | -0.4263 | -0.39063 | -0.4263 | -0.39063
234330-Premium T8 with T12 40 Watt Baseline - Tr1 | 0.42253 | 0.27246 | 0.44327 | 2133.7105 | 32005.6581 | 0 | 0 | 0.093473 | 0 | 0.093473 | 0 | 0.1126 | 0 | 0.1126 | 0 | 3.2535 | 6.0363 | 3.2535 | 6.0363
234312-Lighting-Screw in 14-26 Watt Lamp - Tr1 | 0 | 0 | 0.80837 | 4025.4223 | 9942.793 | -54.3657 | -134.2834 | 0 | 2.7433 | 0 | 2.7433 | 0 | 2.9189 | 0 | 2.9189 | -0.4263 | -0.39063 | -0.4263 | -0.39063
234330-Premium T8 with T12 40 Watt Baseline - Tr1 | 0.25822 | 0.1665 | 0.27089 | 1303.9342 | 19559.0133 | 0 | 0 | 0.093473 | 0 | 0.093473 | 0 | 0.1126 | 0 | 0.1126 | 0 | 3.2535 | 6.0363 | 3.2535 | 6.0363
234303-Lighting-Remove 4 Ft Lamp (De-Lamp) - Tr1 | 0 | 0 | 0.40663 | 2115.3938 | 31730.9076 | -39.5719 | -593.5786 | 0 | 1.8717 | 0 | 1.8717 | 0 | 2.0492 | 0 | 2.0492 | -1.5179 | -1.2253 | -1.5179 | -1.2253
234126-Refrigeration - Efficient Evap Fan Motor Electronically Commutated Motor (ECM) | 0.010793 | 0.0090262 | 0.011091 | 81.4583 | 1221.8745 | -0.080698 | -1.2105 | 0.050018 | 0.96773 | 0.050018 | 0.96773 | -0.085874 | 0.96773 | -0.085874 | 0.96773 | 1.7274 | 0.57296 | 1.7274 | 0.57296
234126-Refrigeration - Efficient Evap Fan Motor Electronically Commutated Motor (ECM) | 0.021586 | 0.018052 | 0.022183 | 162.9166 | 2443.749 | -0.1614 | -2.4209 | 0.050018 | 0.96773 | 0.050018 | 0.96773 | -0.085874 | 0.96773 | -0.085874 | 0.96773 | 1.7274 | 0.57296 | 1.7274 | 0.57296
234126-Refrigeration - Efficient Evap Fan Motor Electronically Commutated Motor (ECM) | 0.086345 | 0.072209 | 0.088732 | 651.6664 | 9774.996 | -0.64558 | -9.6838 | 0.050018 | 0.96773 | 0.050018 | 0.96773 | -0.085874 | 0.96773 | -0.085874 | 0.96773 | 1.7274 | 0.57296 | 1.7274 | 0.57296
234312-Lighting-Screw in 14-26 Watt Lamp - Tr1 | 0 | 0 | 0.042546 | 211.8643 | 523.3049 | -2.8614 | -7.0675 | 0 | 2.7433 | 0 | 2.7433 | 0 | 2.9189 | 0 | 2.9189 | -0.4263 | -0.39063 | -0.4263 | -0.39063
234330-Premium T8 with T12 40 Watt Baseline - Tr1 | 0.70422 | 0.4541 | 0.73879 | 3556.1842 | 53342.7635 | 0 | 0 | 0.093473 | 0 | 0.093473 | 0 | 0.1126 | 0 | 0.1126 | 0 | 3.2535 | 6.0363 | 3.2535 | 6.0363
234294-Lighting-Occupancy Sensor-Wallbox Lghtng Snsr-Tr1 | 0.033242 | 0.020617 | 0.14799 | 179.5576 | 1436.4605 | 0 | 0 | 0.086393 | 0 | 0.086393 | 0 | 0.088118 | 0 | 0.088118 | 0 | 3.2717 | 3.4271 | 3.2717 | 3.4271
234285-Lighting-Occpncy Snsr-Hi-Bay integrated Snsr-Tr1 | 0 | 0 | 0 | 0 | 0 | 0 | 0 | 0 | 0 | 0 | 0 | 0 | 0 | 0 | 0 | 0 | 0 | 0 | 0
234312-Lighting-Screw in 14-26 Watt Lamp - Tr1 | 0 | 0 | 0.085091 | 423.7287 | 1046.6098 | -5.7227 | -14.1351 | 0 | 2.7433 | 0 | 2.7433 | 0 | 2.9189 | 0 | 2.9189 | -0.4263 | -0.39063 | -0.4263 | -0.39063
234330-Premium T8 with T12 40 Watt Baseline - Tr1 | 1.2207 | 0.78711 | 1.2806 | 6164.0527 | 92460.7901 | 0 | 0 | 0.093473 | 0 | 0.093473 | 0 | 0.1126 | 0 | 0.1126 | 0 | 3.2535 | 6.0363 | 3.2535 | 6.0363
234303-Lighting-Remove 4 Ft Lamp (De-Lamp) - Tr1 | 0 | 0 | 1.7744 | 9230.8095 | 138462.1421 | -172.6774 | -2590.1613 | 0 | 1.8717 | 0 | 1.8717 | 0 | 2.0492 | 0 | 2.0492 | -1.5179 | -1.2253 | -1.5179 | -1.2253
234312-Lighting-Screw in 14-26 Watt Lamp - Tr1 | 0 | 0 | 0.042546 | 211.8643 | 523.3049 | -2.8614 | -7.0675 | 0 | 2.7433 | 0 | 2.7433 | 0 | 2.9189 | 0 | 2.9189 | -0.4263 | -0.39063 | -0.4263 | -0.39063
234330-Premium T8 with T12 40 Watt Baseline - Tr1 | 1.0563 | 0.68115 | 1.1082 | 5334.2764 | 80014.1453 | 0 | 0 | 0.093473 | 0 | 0.093473 | 0 | 0.1126 | 0 | 0.1126 | 0 | 3.2535 | 6.0363 | 3.2535 | 6.0363
234303-Lighting-Remove 4 Ft Lamp (De-Lamp) - Tr1 | 0 | 0 | 1.6265 | 8461.5753 | 126923.6302 | -158.2876 | -2374.3145 | 0 | 1.8717 | 0 | 1.8717 | 0 | 2.0492 | 0 | 2.0492 | -1.5179 | -1.2253 | -1.5179 | -1.2253
234294-Lighting-Occupancy Sensor-Wallbox Lghtng Snsr-Tr1 | 0.033242 | 0.020617 | 0.14799 | 179.5576 | 1436.4605 | 0 | 0 | 0.086393 | 0 | 0.086393 | 0 | 0.088118 | 0 | 0.088118 | 0 | 3.2717 | 3.4271 | 3.2717 | 3.4271
234330-Premium T8 with T12 40 Watt Baseline - Tr1 | 0.91549 | 0.59033 | 0.96043 | 4623.0395 | 69345.5926 | 0 | 0 | 0.093473 | 0 | 0.093473 | 0 | 0.1126 | 0 | 0.1126 | 0 | 3.2535 | 6.0363 | 3.2535 | 6.0363
234303-Lighting-Remove 4 Ft Lamp (De-Lamp) - Tr1 | 0 | 0 | 1.3678 | 7115.4156 | 106731.2345 | -133.1055 | -1996.5827 | 0 | 1.8717 | 0 | 1.8717 | 0 | 2.0492 | 0 | 2.0492 | -1.5179 | -1.2253 | -1.5179 | -1.2253
234330-Premium T8 with T12 40 Watt Baseline - Tr1 | 0.23474 | 0.15137 | 0.24626 | 1185.3947 | 17780.9212 | 0 | 0 | 0.093473 | 0 | 0.093473 | 0 | 0.1126 | 0 | 0.1126 | 0 | 3.2535 | 6.0363 | 3.2535 | 6.0363
234201-Lighting-2 Ft 2nd Gen T-8 with Elec Ballast-Tr1 | 0.06296 | 0.040598 | 0.060269 | 317.9366 | 4769.0493 | 0 | 0 | 0.083327 | 0 | 0.083327 | 0 | 0.10717 | 0 | 0.10717 | 0 | 2.6141 | 4.857 | 2.6141 | 4.857
234330-Premium T8 with T12 40 Watt Baseline - Tr1 | 1.3615 | 0.87793 | 1.4283 | 6875.2895 | 103129.3428 | 0 | 0 | 0.093473 | 0 | 0.093473 | 0 | 0.1126 | 0 | 0.1126 | 0 | 3.2535 | 6.0363 | 3.2535 | 6.0363
234049-Lighting-LED Exit Sign New Sign | 0.068174 | 0.067731 | 0 | 597.2288 | 9555.6603 | 0 | 0 | 0.094675 | 0 | 0.094675 | 0 | 0.10073 | 0 | 0.10073 | 0 | 5.2718 | 7.2526 | 5.2718 | 7.2526
234360-Lighting-IntrHiByLnrFlscntFxtr244wrplc400w(TrI)Tr1 | 0 | 0 | 2.385 | 0 | 0 | -75.7366 | -1136.0488 | 0 | 6.1863 | 0 | 6.1863 | 0 | 4.1901 | 0 | 4.1901 | -0.22308 | -0.36852 | -0.22308 | -0.36852
234285-Lighting-Occpncy Snsr-Hi-Bay integrated Snsr-Tr1 | 5.8305 | 3.7596 | 5.7106 | 29442.6939 | 235541.551 | 0 | 0 | 0.1116 | 0 | 0.1116 | 0 | 0.11979 | 0 | 0.11979 | 0 | 8.1595 | 17.186 | 8.1595 | 17.186
234330-Premium T8 with T12 40 Watt Baseline - Tr1 | 0.56338 | 0.36328 | 0.59103 | 2844.9474 | 42674.2108 | 0 | 0 | 0.093473 | 0 | 0.093473 | 0 | 0.1126 | 0 | 0.1126 | 0 | 3.2535 | 6.0363 | 3.2535 | 6.0363
234312-Lighting-Screw in 14-26 Watt Lamp - Tr1 | 0 | 0 | 0.57437 | 2860.1684 | 7064.6161 | -38.6283 | -95.4119 | 0 | 2.7433 | 0 | 2.7433 | 0 | 2.9189 | 0 | 2.9189 | -0.4263 | -0.39063 | -0.4263 | -0.39063
234331-Premium T8 with T12 40 Watt Baseline - Tr2 | 0.79962 | 0.51562 | 1.1915 | 4037.9353 | 60569.0298 | 0 | 0 | 0.077055 | 0 | 0.077055 | 0 | 0.11083 | 0 | 0.11083 | 0 | 2.3309 | 5.5951 | 2.3309 | 5.5951
234304-Lighting-Remove 4 Ft Lamp (De-Lamp) - Tr2 | 0 | 0 | 1.8114 | 9423.118 | 141346.77 | -176.2749 | -2644.123 | 0 | 0.69035 | 0 | 0.69035 | 0 | 0.69063 | 0 | 0.69063 | 0 | 0 | 0 | 0
234331-Premium T8 with T12 40 Watt Baseline - Tr2 | 0.55484 | 0.35778 | 0.82675 | 2801.8327 | 42027.4901 | 0 | 0 | 0.077055 | 0 | 0.077055 | 0 | 0.11083 | 0 | 0.11083 | 0 | 2.3309 | 5.5951 | 2.3309 | 5.5951
234304-Lighting-Remove 4 Ft Lamp (De-Lamp) - Tr2 | 0 | 0 | 0.2218 | 1153.8512 | 17307.7678 | -21.5847 | -323.7702 | 0 | 0.69035 | 0 | 0.69035 | 0 | 0.69063 | 0 | 0.69063 | 0 | 0 | 0 | 0
234331-Premium T8 with T12 40 Watt Baseline - Tr2 | 0.5222 | 0.33673 | 0.77811 | 2637.019 | 39555.2848 | 0 | 0 | 0.077055 | 0 | 0.077055 | 0 | 0.11083 | 0 | 0.11083 | 0 | 2.3309 | 5.5951 | 2.3309 | 5.5951
234304-Lighting-Remove 4 Ft Lamp (De-Lamp) - Tr2 | 0 | 0 | 0.2218 | 1153.8512 | 17307.7678 | -21.5847 | -323.7702 | 0 | 0.69035 | 0 | 0.69035 | 0 | 0.69063 | 0 | 0.69063 | 0 | 0 | 0 | 0
234085-Refrigeration -Strip Curtains for Walk-ins | 0.73926 | 0.52934 | 0.56074 | 4919.7 | 19678.8 | 0 | 0 | 0.10123 | 0 | 0.10123 | 0 | 0.10557 | 0 | 0.10557 | 0 | 13.1511 | 27.4067 | 13.1511 | 27.4067
234084-Refrigeration -Cooler/Freezer Door Gaskets - Solid Doors: Cooler | 0.31584 | 0.26414 | 0.27246 | 2383.74 | 9534.96 | 0 | 0 | 0.09787 | 0 | 0.09787 | 0 | 0.093119 | 0 | 0.093119 | 0 | 11.3492 | 7.5542 | 11.3492 | 7.5542
234084-Refrigeration -Cooler/Freezer Door Gaskets - Solid Doors: Cooler | 0.21056 | 0.17609 | 0.18164 | 1589.16 | 6356.64 | 0 | 0 | 0.097791 | 0 | 0.097791 | 0 | 0.092791 | 0 | 0.092791 | 0 | 11.2555 | 7.3839 | 11.2555 | 7.3839
234083-Refrigeration -Cooler/Freezer Door Gaskets - Glass Doors | 1.5371 | 1.2855 | 1.326 | 11600.868 | 46403.472 | 0 | 0 | 0.097884 | 0 | 0.097884 | 0 | 0.09318 | 0 | 0.09318 | 0 | 11.3662 | 7.5869 | 11.3662 | 7.5869
234084-Refrigeration -Cooler/Freezer Door Gaskets - Solid Doors: Cooler | 0.34743 | 0.29055 | 0.29971 | 2622.114 | 10488.456 | 0 | 0 | 0.097874 | 0 | 0.097874 | 0 | 0.093138 | 0 | 0.093138 | 0 | 11.3545 | 7.564 | 11.3545 | 7.564
234084-Refrigeration -Cooler/Freezer Door Gaskets - Solid Doors: Cooler | 0.65274 | 0.54588 | 0.56308 | 4926.396 | 19705.584 | 0 | 0 | 0.097868 | 0 | 0.097868 | 0 | 0.093112 | 0 | 0.093112 | 0 | 11.3471 | 7.5504 | 11.3471 | 7.5504
234084-Refrigeration -Cooler/Freezer Door Gaskets - Solid Doors: Cooler | 0.72644 | 0.60751 | 0.62666 | 5482.602 | 21930.408 | 0 | 0 | 0.097844 | 0 | 0.097844 | 0 | 0.09301 | 0 | 0.09301 | 0 | 11.3179 | 7.4967 | 11.3179 | 7.4967
234294-Lighting-Occupancy Sensor-Wallbox Lghtng Snsr-Tr1 | 6.6485 | 4.1235 | 29.5974 | 35911.512 | 287292.096 | 0 | 0 | 0.08477 | 0 | 0.08477 | 0 | 0.086495 | 0 | 0.086495 | 0 | 3.229 | 3.3824 | 3.229 | 3.3824
234312-Lighting-Screw in 14-26 Watt Lamp - Tr1 | 0 | 0 | 1.4253 | 7097.455 | 17530.7139 | -95.8554 | -236.7628 | 0 | 2.7417 | 0 | 2.7417 | 0 | 2.9173 | 0 | 2.9173 | -0.42547 | -0.38987 | -0.42547 | -0.38987
234002-A/C-Reflective Window Film Coastal | 2.0738 | 0.95293 | 0.98923 | 5350.444 | 53504.44 | 0 | 0 | 0.11972 | 0 | 0.11972 | 0 | 0.13232 | 0 | 0.13232 | 0 | 4.0636 | 5.9979 | 4.0636 | 5.9979
234330-Premium T8 with T12 40 Watt Baseline - Tr1 | 0.64554 | 0.41626 | 0.67722 | 3259.8355 | 48897.5332 | 0 | 0 | 0.093473 | 0 | 0.093473 | 0 | 0.1126 | 0 | 0.1126 | 0 | 3.2535 | 6.0363 | 3.2535 | 6.0363
234331-Premium T8 with T12 40 Watt Baseline - Tr2 | 0.016319 | 0.010523 | 0.024316 | 82.4068 | 1236.1026 | 0 | 0 | 0.07546 | 0 | 0.07546 | 0 | 0.10924 | 0 | 0.10924 | 0 | 2.3033 | 5.529 | 2.3033 | 5.529
234315-Lighting-Screw in 14-26 Watt Reflector Lamp-Tr1 | 0 | 0 | 0.27655 | 1377.1181 | 3401.4818 | -18.5988 | -45.939 | 0 | 4.4304 | 0 | 4.4304 | 0 | 3.0539 | 0 | 3.0539 | -0.33225 | -0.56688 | -0.33225 | -0.56688
234330-Premium T8 with T12 40 Watt Baseline - Tr1 | 0.18779 | 0.12109 | 0.19701 | 948.3158 | 14224.7369 | 0 | 0 | 0.091878 | 0 | 0.091878 | 0 | 0.111 | 0 | 0.111 | 0 | 3.215 | 5.965 | 3.215 | 5.965
234327-Premium T8 with T12 34Watt Baseline - Tr1 | 0.51836 | 0.33425 | 0.42353 | 2617.5978 | 39263.9668 | 0 | 0 | 0.087559 | 0 | 0.087559 | 0 | 0.11521 | 0 | 0.11521 | 0 | 2.8475 | 6.8356 | 2.8475 | 6.8356
234126-Refrigeration - Efficient Evap Fan Motor Electronically Commutated Motor (ECM) | 0.053965 | 0.045131 | 0.055457 | 407.2915 | 6109.3725 | -0.40349 | -6.0524 | 0.050018 | 0.96773 | 0.050018 | 0.96773 | -0.085874 | 0.96773 | -0.085874 | 0.96773 | 1.7274 | 0.57296 | 1.7274 | 0.57296
234126-Refrigeration - Efficient Evap Fan Motor Electronically Commutated Motor (ECM) | 0.043172 | 0.036105 | 0.044366 | 325.8332 | 4887.498 | -0.32279 | -4.8419 | 0.050018 | 0.96773 | 0.050018 | 0.96773 | -0.085874 | 0.96773 | -0.085874 | 0.96773 | 1.7274 | 0.57296 | 1.7274 | 0.57296
234126-Refrigeration - Efficient Evap Fan Motor Electronically Commutated Motor (ECM) | 0.043172 | 0.036105 | 0.044366 | 325.8332 | 4887.498 | -0.32279 | -4.8419 | 0.050018 | 0.96773 | 0.050018 | 0.96773 | -0.085874 | 0.96773 | -0.085874 | 0.96773 | 1.7274 | 0.57296 | 1.7274 | 0.57296
234126-Refrigeration - Efficient Evap Fan Motor Electronically Commutated Motor (ECM) | 0.043172 | 0.036105 | 0.044366 | 325.8332 | 4887.498 | -0.32279 | -4.8419 | 0.050018 | 0.96773 | 0.050018 | 0.96773 | -0.085874 | 0.96773 | -0.085874 | 0.96773 | 1.7274 | 0.57296 | 1.7274 | 0.57296
234067-Refrigeration - Food Service -Auto Closer for Main Cooler Doors | 0.099706 | 0.083383 | 0.14556 | 752.5063 | 6020.0504 | -0.037362 | -0.2989 | 0.045823 | 0.88635 | 0.045823 | 0.88635 | 0.088197 | 0.88635 | 0.088197 | 0.88635 | 1.7077 | 4.9518 | 1.7077 | 4.9518
234068-Refrigeration - Food Service -Auto Closer for Main Freezer Doors | 0.25838 | 0.21608 | 0.19315 | 1950.0694 | 15600.5556 | -0.018681 | -0.14945 | 0.084673 | 0.88635 | 0.084673 | 0.88635 | 0.097091 | 0.88635 | 0.097091 | 0.88635 | 4.2775 | 8.2376 | 4.2775 | 8.2376
234126-Refrigeration - Efficient Evap Fan Motor Electronically Commutated Motor (ECM) | 0.043172 | 0.036105 | 0.044366 | 325.8332 | 4887.498 | -0.32279 | -4.8419 | 0.050018 | 0.96773 | 0.050018 | 0.96773 | -0.085874 | 0.96773 | -0.085874 | 0.96773 | 1.7274 | 0.57296 | 1.7274 | 0.57296
234126-Refrigeration - Efficient Evap Fan Motor Electronically Commutated Motor (ECM) | 0.043172 | 0.036105 | 0.044366 | 325.8332 | 4887.498 | -0.32279 | -4.8419 | 0.050018 | 0.96773 | 0.050018 | 0.96773 | -0.085874 | 0.96773 | -0.085874 | 0.96773 | 1.7274 | 0.57296 | 1.7274 | 0.57296
234294-Lighting-Occupancy Sensor-Wallbox Lghtng Snsr-Tr1 | 0.89754 | 0.55667 | 3.9956 | 4848.0541 | 38784.433 | 0 | 0 | 0.086393 | 0 | 0.086393 | 0 | 0.088118 | 0 | 0.088118 | 0 | 3.2717 | 3.4271 | 3.2717 | 3.4271
234126-Refrigeration - Efficient Evap Fan Motor Electronically Commutated Motor (ECM) | 0.053965 | 0.045131 | 0.055457 | 407.2915 | 6109.3725 | -0.40349 | -6.0524 | 0.050018 | 0.96773 | 0.050018 | 0.96773 | -0.085874 | 0.96773 | -0.085874 | 0.96773 | 1.7274 | 0.57296 | 1.7274 | 0.57296
234294-Lighting-Occupancy Sensor-Wallbox Lghtng Snsr-Tr1 | 7.413 | 4.5977 | 33.0011 | 40041.3359 | 320330.687 | 0 | 0 | 0.086393 | 0 | 0.086393 | 0 | 0.088118 | 0 | 0.088118 | 0 | 3.2717 | 3.4271 | 3.2717 | 3.4271
234084-Refrigeration -Cooler/Freezer Door Gaskets - Solid Doors: Cooler | 0.3369 | 0.28174 | 0.29062 | 2542.656 | 10170.624 | 0 | 0 | 0.097842 | 0 | 0.097842 | 0 | 0.093004 | 0 | 0.093004 | 0 | 11.316 | 7.4933 | 11.316 | 7.4933
234084-Refrigeration -Cooler/Freezer Door Gaskets - Solid Doors: Cooler | 0.53693 | 0.44903 | 0.46318 | 4052.358 | 16209.432 | 0 | 0 | 0.097843 | 0 | 0.097843 | 0 | 0.093008 | 0 | 0.093008 | 0 | 11.3174 | 7.4958 | 11.3174 | 7.4958
234084-Refrigeration -Cooler/Freezer Door Gaskets - Solid Doors: Cooler | 0.16845 | 0.14087 | 0.14531 | 1271.328 | 5085.312 | 0 | 0 | 0.097842 | 0 | 0.097842 | 0 | 0.093004 | 0 | 0.093004 | 0 | 11.316 | 7.4933 | 11.316 | 7.4933
234084-Refrigeration -Cooler/Freezer Door Gaskets - Solid Doors: Cooler | 0.89488 | 0.74838 | 0.77197 | 6753.93 | 27015.72 | 0 | 0 | 0.097884 | 0 | 0.097884 | 0 | 0.093177 | 0 | 0.093177 | 0 | 11.3659 | 7.5851 | 11.3659 | 7.5851
234336-Food Service-Commercial Gas Large Vat Fryer | 0 | 0 | 0 | 0 | 0 | 404.6 | 4855.2 | 0 | 0.22384 | 0 | 0.22384 | 0 | 0.7907 | 0 | 0.7907 | 1.3103 | 6.1203 | 1.3103 | 6.1203
234003-A/C - Reflective Window Film Inland | 33.2127 | 15.2617 | 12.9069 | 85690.659 | 856906.59 | 0 | 0 | 0.12453 | 0 | 0.12453 | 0 | 0.13479 | 0 | 0.13479 | 0 | 4.9116 | 7.2496 | 4.9116 | 7.2496
234084-Refrigeration -Cooler/Freezer Door Gaskets - Solid Doors: Cooler | 0.35795 | 0.29935 | 0.30879 | 2701.572 | 10806.288 | 0 | 0 | 0.097816 | 0 | 0.097816 | 0 | 0.092893 | 0 | 0.092893 | 0 | 11.2845 | 7.436 | 11.2845 | 7.436
234399-2006-2008 Incentive Adjustment (per $) | 0 | 0 | 0 | 0 | 0 | 0 | 0 | 0 | 0 | 0 | 0 | 0 | 0 | 0 | 0 | 0 | 0 | 0 | 0
234331-Premium T8 with T12 40 Watt Baseline - Tr2 | 0.22846 | 0.14732 | 0.34042 | 1153.6958 | 17305.4371 | 0 | 0 | 0.077055 | 0 | 0.077055 | 0 | 0.11083 | 0 | 0.11083 | 0 | 2.3309 | 5.5951 | 2.3309 | 5.5951
234304-Lighting-Remove 4 Ft Lamp (De-Lamp) - Tr2 | 0 | 0 | 0.51753 | 2692.3194 | 40384.7914 | -50.3642 | -755.4637 | 0 | 0.69035 | 0 | 0.69035 | 0 | 0.69063 | 0 | 0.69063 | 0 | 0 | 0 | 0
234330-Premium T8 with T12 40 Watt Baseline - Tr1 | 0.7277 | 0.46924 | 0.76342 | 3674.7237 | 55120.8556 | 0 | 0 | 0.091878 | 0 | 0.091878 | 0 | 0.111 | 0 | 0.111 | 0 | 3.215 | 5.965 | 3.215 | 5.965
234303-Lighting-Remove 4 Ft Lamp (De-Lamp) - Tr1 | 0 | 0 | 1.072 | 5576.9474 | 83654.2108 | -104.3259 | -1564.8891 | 0 | 1.8697 | 0 | 1.8697 | 0 | 2.0472 | 0 | 2.0472 | -1.5153 | -1.2232 | -1.5153 | -1.2232
234294-Lighting-Occupancy Sensor-Wallbox Lghtng Snsr-Tr1 | 0.066485 | 0.041235 | 0.29597 | 359.1151 | 2872.921 | 0 | 0 | 0.08477 | 0 | 0.08477 | 0 | 0.086495 | 0 | 0.086495 | 0 | 3.229 | 3.3824 | 3.229 | 3.3824
234002-A/C-Reflective Window Film Coastal | 0.70082 | 0.32204 | 0.33431 | 1808.154 | 18081.54 | 0 | 0 | 0.11727 | 0 | 0.11727 | 0 | 0.12981 | 0 | 0.12981 | 0 | 4.0002 | 5.8888 | 4.0002 | 5.8888
234312-Lighting-Screw in 14-26 Watt Lamp - Tr1 | 0 | 0 | 0.14891 | 741.5252 | 1831.5671 | -10.0147 | -24.7364 | 0 | 2.7433 | 0 | 2.7433 | 0 | 2.9189 | 0 | 2.9189 | -0.4263 | -0.39063 | -0.4263 | -0.39063
234330-Premium T8 with T12 40 Watt Baseline - Tr1 | 1.1502 | 0.7417 | 1.2067 | 5808.4343 | 87126.5138 | 0 | 0 | 0.093473 | 0 | 0.093473 | 0 | 0.1126 | 0 | 0.1126 | 0 | 3.2535 | 6.0363 | 3.2535 | 6.0363
234303-Lighting-Remove 4 Ft Lamp (De-Lamp) - Tr1 | 0 | 0 | 1.072 | 5576.9474 | 83654.2108 | -104.3259 | -1564.8891 | 0 | 1.8717 | 0 | 1.8717 | 0 | 2.0492 | 0 | 2.0492 | -1.5179 | -1.2253 | -1.5179 | -1.2253
234312-Lighting-Screw in 14-26 Watt Lamp - Tr1 | 0 | 0 | 0.12764 | 635.593 | 1569.9147 | -8.5841 | -21.2026 | 0 | 2.7433 | 0 | 2.7433 | 0 | 2.9189 | 0 | 2.9189 | -0.4263 | -0.39063 | -0.4263 | -0.39063
234330-Premium T8 with T12 40 Watt Baseline - Tr1 | 0.6338 | 0.40869 | 0.66491 | 3200.5658 | 48008.4872 | 0 | 0 | 0.093473 | 0 | 0.093473 | 0 | 0.1126 | 0 | 0.1126 | 0 | 3.2535 | 6.0363 | 3.2535 | 6.0363
234303-Lighting-Remove 4 Ft Lamp (De-Lamp) - Tr1 | 0 | 0 | 0.2218 | 1153.8512 | 17307.7678 | -21.5847 | -323.7702 | 0 | 1.8717 | 0 | 1.8717 | 0 | 2.0492 | 0 | 2.0492 | -1.5179 | -1.2253 | -1.5179 | -1.2253
234360-Lighting-IntrHiByLnrFlscntFxtr244wrplc400w(TrI)Tr1 | 0 | 0 | 1.3629 | 0 | 0 | -43.278 | -649.1707 | 0 | 6.1863 | 0 | 6.1863 | 0 | 4.1901 | 0 | 4.1901 | -0.22308 | -0.36852 | -0.22308 | -0.36852
234285-Lighting-Occpncy Snsr-Hi-Bay integrated Snsr-Tr1 | 3.3317 | 2.1484 | 3.2632 | 16824.3965 | 134595.172 | 0 | 0 | 0.1116 | 0 | 0.1116 | 0 | 0.11979 | 0 | 0.11979 | 0 | 8.1595 | 17.186 | 8.1595 | 17.186
234312-Lighting-Screw in 14-26 Watt Lamp - Tr1 | 0 | 0 | 0.12764 | 635.593 | 1569.9147 | -8.5841 | -21.2026 | 0 | 2.7433 | 0 | 2.7433 | 0 | 2.9189 | 0 | 2.9189 | -0.4263 | -0.39063 | -0.4263 | -0.39063
234330-Premium T8 with T12 40 Watt Baseline - Tr1 | 1.3146 | 0.84766 | 1.3791 | 6638.2106 | 99573.1586 | 0 | 0 | 0.093473 | 0 | 0.093473 | 0 | 0.1126 | 0 | 0.1126 | 0 | 3.2535 | 6.0363 | 3.2535 | 6.0363
234303-Lighting-Remove 4 Ft Lamp (De-Lamp) - Tr1 | 0 | 0 | 0.62843 | 3269.245 | 49038.6753 | -61.1566 | -917.3488 | 0 | 1.8717 | 0 | 1.8717 | 0 | 2.0492 | 0 | 2.0492 | -1.5179 | -1.2253 | -1.5179 | -1.2253
234360-Lighting-IntrHiByLnrFlscntFxtr244wrplc400w(TrI)Tr1 | 0 | 0 | 0.51107 | 0 | 0 | -16.2293 | -243.439 | 0 | 6.1863 | 0 | 6.1863 | 0 | 4.1901 | 0 | 4.1901 | -0.22308 | -0.36852 | -0.22308 | -0.36852
234285-Lighting-Occpncy Snsr-Hi-Bay integrated Snsr-Tr1 | 1.2494 | 0.80564 | 1.2237 | 6309.1487 | 50473.1895 | 0 | 0 | 0.1116 | 0 | 0.1116 | 0 | 0.11979 | 0 | 0.11979 | 0 | 8.1595 | 17.186 | 8.1595 | 17.186
234294-Lighting-Occupancy Sensor-Wallbox Lghtng Snsr-Tr1 | 1.7286 | 1.0721 | 7.6953 | 9336.9931 | 74695.945 | 0 | 0 | 0.086393 | 0 | 0.086393 | 0 | 0.088118 | 0 | 0.088118 | 0 | 3.2717 | 3.4271 | 3.2717 | 3.4271
234338-Food Service-Commercial Gas Rack Oven -Single | 0 | 0 | 0 | 0 | 0 | 1447.6 | 17371.2 | 0 | -0.11002 | 0 | -0.11002 | 0 | 0.76265 | 0 | 0.76265 | 0.89475 | 5.4174 | 0.89475 | 5.4174
234126-Refrigeration - Efficient Evap Fan Motor Electronically Commutated Motor (ECM) | 0.021586 | 0.018052 | 0.022183 | 162.9166 | 2443.749 | -0.1614 | -2.4209 | 0.05134 | 0.97721 | 0.05134 | 0.97721 | -0.084552 | 0.97721 | -0.084552 | 0.97721 | 1.7469 | 0.57941 | 1.7469 | 0.57941
234312-Lighting-Screw in 14-26 Watt Lamp - Tr1 | 0 | 0 | 5.3395 | 26588.9733 | 65674.7642 | -359.1 | -886.977 | 0 | 2.7433 | 0 | 2.7433 | 0 | 2.9189 | 0 | 2.9189 | -0.4263 | -0.39063 | -0.4263 | -0.39063
234309-Lighting-Screw in >27 Watt Lamp - Tr1 | 0.19351 | 0.121 | 0.15481 | 1000.7228 | 2041.4745 | 0 | 0 | 0.097544 | 0 | 0.097544 | 0 | 0.096031 | 0 | 0.096031 | 0 | 6.1602 | 5.7039 | 6.1602 | 5.7039
234315-Lighting-Screw in 14-26 Watt Reflector Lamp-Tr1 | 0 | 0 | 0.42546 | 2118.6433 | 5233.0489 | -28.6135 | -70.6755 | 0 | 4.3024 | 0 | 4.3024 | 0 | 2.926 | 0 | 2.926 | -0.29377 | -0.50123 | -0.29377 | -0.50123
234049-Lighting-LED Exit Sign New Sign | 0.068174 | 0.067731 | 0 | 597.2288 | 9555.6603 | 0 | 0 | 0.094675 | 0 | 0.094675 | 0 | 0.10073 | 0 | 0.10073 | 0 | 5.2718 | 7.2526 | 5.2718 | 7.2526
234315-Lighting-Screw in 14-26 Watt Reflector Lamp-Tr1 | 0 | 0 | 0.063818 | 317.7965 | 784.9573 | -4.292 | -10.6013 | 0 | 4.3024 | 0 | 4.3024 | 0 | 2.926 | 0 | 2.926 | -0.29377 | -0.50123 | -0.29377 | -0.50123
234201-Lighting-2 Ft 2nd Gen T-8 with Elec Ballast-Tr1 | 0.03148 | 0.020299 | 0.030135 | 158.9683 | 2384.5246 | 0 | 0 | 0.083327 | 0 | 0.083327 | 0 | 0.10717 | 0 | 0.10717 | 0 | 2.6141 | 4.857 | 2.6141 | 4.857
234330-Premium T8 with T12 40 Watt Baseline - Tr1 | 0.61033 | 0.39355 | 0.64029 | 3082.0263 | 46230.3951 | 0 | 0 | 0.093473 | 0 | 0.093473 | 0 | 0.1126 | 0 | 0.1126 | 0 | 3.2535 | 6.0363 | 3.2535 | 6.0363
234294-Lighting-Occupancy Sensor-Wallbox Lghtng Snsr-Tr1 | 0.066485 | 0.041235 | 0.29597 | 359.1151 | 2872.921 | 0 | 0 | 0.086393 | 0 | 0.086393 | 0 | 0.088118 | 0 | 0.088118 | 0 | 3.2717 | 3.4271 | 3.2717 | 3.4271
234330-Premium T8 with T12 40 Watt Baseline - Tr1 | 0.3169 | 0.20435 | 0.33246 | 1600.2829 | 24004.2436 | 0 | 0 | 0.093473 | 0 | 0.093473 | 0 | 0.1126 | 0 | 0.1126 | 0 | 3.2535 | 6.0363 | 3.2535 | 6.0363
234049-Lighting-LED Exit Sign New Sign | 0.034087 | 0.033866 | 0 | 298.6144 | 4777.8301 | 0 | 0 | 0.094675 | 0 | 0.094675 | 0 | 0.10073 | 0 | 0.10073 | 0 | 5.2718 | 7.2526 | 5.2718 | 7.2526
234294-Lighting-Occupancy Sensor-Wallbox Lghtng Snsr-Tr1 | 0.066485 | 0.041235 | 0.29597 | 359.1151 | 2872.921 | 0 | 0 | 0.086393 | 0 | 0.086393 | 0 | 0.088118 | 0 | 0.088118 | 0 | 3.2717 | 3.4271 | 3.2717 | 3.4271
234330-Premium T8 with T12 40 Watt Baseline - Tr1 | 1.385 | 0.89307 | 1.453 | 6993.829 | 104907.4349 | 0 | 0 | 0.093473 | 0 | 0.093473 | 0 | 0.1126 | 0 | 0.1126 | 0 | 3.2535 | 6.0363 | 3.2535 | 6.0363
234303-Lighting-Remove 4 Ft Lamp (De-Lamp) - Tr1 | 0 | 0 | 0.92416 | 4807.7133 | 72115.699 | -89.9362 | -1349.0423 | 0 | 1.8717 | 0 | 1.8717 | 0 | 2.0492 | 0 | 2.0492 | -1.5179 | -1.2253 | -1.5179 | -1.2253
234294-Lighting-Occupancy Sensor-Wallbox Lghtng Snsr-Tr1 | 0.033242 | 0.020617 | 0.14799 | 179.5576 | 1436.4605 | 0 | 0 | 0.086393 | 0 | 0.086393 | 0 | 0.088118 | 0 | 0.088118 | 0 | 3.2717 | 3.4271 | 3.2717 | 3.4271
234312-Lighting-Screw in 14-26 Watt Lamp - Tr1 | 0 | 0 | 1.5955 | 7944.9124 | 19623.9335 | -107.3008 | -265.033 | 0 | 2.7417 | 0 | 2.7417 | 0 | 2.9173 | 0 | 2.9173 | -0.42547 | -0.38987 | -0.42547 | -0.38987
234003-A/C - Reflective Window Film Inland | 0.3773 | 0.17338 | 0.14663 | 973.4625 | 9734.625 | 0 | 0 | 0.12453 | 0 | 0.12453 | 0 | 0.13479 | 0 | 0.13479 | 0 | 4.9116 | 7.2496 | 4.9116 | 7.2496
234084-Refrigeration -Cooler/Freezer Door Gaskets - Solid Doors: Cooler | 0.5264 | 0.44023 | 0.4541 | 3972.9 | 15891.6 | 0 | 0 | 0.097822 | 0 | 0.097822 | 0 | 0.092917 | 0 | 0.092917 | 0 | 11.2913 | 7.4484 | 11.2913 | 7.4484
234386-Ice Machines 501-1000 - Energy Star | 0.10193 | 0.078882 | 0.091 | 884.1 | 8841 | 0 | 0 | 0.053696 | 0 | 0.053696 | 0 | 0.089271 | 0 | 0.089271 | 0 | 1.9699 | 5.5109 | 1.9699 | 5.5109
234332-Premium T8 with T12 40 Watt Baseline - Tr3 | 0.53291 | 0.34363 | 1.0076 | 2691.0764 | 40366.1459 | 0 | 0 | 0.094949 | 0 | 0.094949 | 0 | 0.11201 | 0 | 0.11201 | 0 | 3.3735 | 5.8835 | 3.3735 | 5.8835
234305-Lighting-Remove 4 Ft Lamp (De-Lamp) - Tr3 | 0.10797 | 0.069621 | 0.21033 | 545.2211 | 8178.3161 | 0 | 0 | 0.10872 | 0 | 0.10872 | 0 | 0.12523 | 0 | 0.12523 | 0 | 5.1454 | 13.882 | 5.1454 | 13.882
234312-Lighting-Screw in 14-26 Watt Lamp - Tr1 | 0 | 0 | 0 | 0 | 0 | 0 | 0 | 0 | 0 | 0 | 0 | 0 | 0 | 0 | 0 | 0 | 0 | 0 | 0
234294-Lighting-Occupancy Sensor-Wallbox Lghtng Snsr-Tr1 | 12.4326 | 7.7109 | 55.3471 | 67154.5274 | 537236.2195 | 0 | 0 | 0.086393 | 0 | 0.086393 | 0 | 0.088118 | 0 | 0.088118 | 0 | 3.2717 | 3.4271 | 3.2717 | 3.4271
234330-Premium T8 with T12 40 Watt Baseline - Tr1 | 0.38732 | 0.24976 | 0.40633 | 1955.9013 | 29338.5199 | 0 | 0 | 0.093473 | 0 | 0.093473 | 0 | 0.1126 | 0 | 0.1126 | 0 | 3.2535 | 6.0363 | 3.2535 | 6.0363
234331-Premium T8 with T12 40 Watt Baseline - Tr2 | 0.27742 | 0.17889 | 0.41337 | 1400.9163 | 21013.745 | 0 | 0 | 0.077055 | 0 | 0.077055 | 0 | 0.11083 | 0 | 0.11083 | 0 | 2.3309 | 5.5951 | 2.3309 | 5.5951
234304-Lighting-Remove 4 Ft Lamp (De-Lamp) - Tr2 | 0 | 0 | 0.3327 | 1730.7768 | 25961.6516 | -32.377 | -485.6552 | 0 | 0.69035 | 0 | 0.69035 | 0 | 0.69063 | 0 | 0.69063 | 0 | 0 | 0 | 0
234330-Premium T8 with T12 40 Watt Baseline - Tr1 | 0.77465 | 0.49951 | 0.81267 | 3911.8027 | 58677.0399 | 0 | 0 | 0.093473 | 0 | 0.093473 | 0 | 0.1126 | 0 | 0.1126 | 0 | 3.2535 | 6.0363 | 3.2535 | 6.0363
234303-Lighting-Remove 4 Ft Lamp (De-Lamp) - Tr1 | 0 | 0 | 0.79478 | 4134.6334 | 62019.5011 | -77.3451 | -1160.1764 | 0 | 1.8717 | 0 | 1.8717 | 0 | 2.0492 | 0 | 2.0492 | -1.5179 | -1.2253 | -1.5179 | -1.2253
234330-Premium T8 with T12 40 Watt Baseline - Tr1 | 1.4554 | 0.93848 | 1.5268 | 7349.4474 | 110241.7113 | 0 | 0 | 0.093473 | 0 | 0.093473 | 0 | 0.1126 | 0 | 0.1126 | 0 | 3.2535 | 6.0363 | 3.2535 | 6.0363
234303-Lighting-Remove 4 Ft Lamp (De-Lamp) - Tr1 | 0 | 0 | 2.1441 | 11153.8948 | 167308.4217 | -208.6519 | -3129.7782 | 0 | 1.8717 | 0 | 1.8717 | 0 | 2.0492 | 0 | 2.0492 | -1.5179 | -1.2253 | -1.5179 | -1.2253
234330-Premium T8 with T12 40 Watt Baseline - Tr1 | 0.39906 | 0.25732 | 0.41865 | 2015.1711 | 30227.566 | 0 | 0 | 0.093473 | 0 | 0.093473 | 0 | 0.1126 | 0 | 0.1126 | 0 | 3.2535 | 6.0363 | 3.2535 | 6.0363
234303-Lighting-Remove 4 Ft Lamp (De-Lamp) - Tr1 | 0 | 0 | 0.62843 | 3269.245 | 49038.6753 | -61.1566 | -917.3488 | 0 | 1.8717 | 0 | 1.8717 | 0 | 2.0492 | 0 | 2.0492 | -1.5179 | -1.2253 | -1.5179 | -1.2253
234330-Premium T8 with T12 40 Watt Baseline - Tr1 | 0.093896 | 0.060547 | 0.098505 | 474.1579 | 7112.3685 | 0 | 0 | 0.093473 | 0 | 0.093473 | 0 | 0.1126 | 0 | 0.1126 | 0 | 3.2535 | 6.0363 | 3.2535 | 6.0363
234303-Lighting-Remove 4 Ft Lamp (De-Lamp) - Tr1 | 0 | 0 | 0.14787 | 769.2341 | 11538.5118 | -14.3898 | -215.8468 | 0 | 1.8717 | 0 | 1.8717 | 0 | 2.0492 | 0 | 2.0492 | -1.5179 | -1.2253 | -1.5179 | -1.2253
234330-Premium T8 with T12 40 Watt Baseline - Tr1 | 0.32864 | 0.21191 | 0.34477 | 1659.5526 | 24893.2896 | 0 | 0 | 0.093473 | 0 | 0.093473 | 0 | 0.1126 | 0 | 0.1126 | 0 | 3.2535 | 6.0363 | 3.2535 | 6.0363
234303-Lighting-Remove 4 Ft Lamp (De-Lamp) - Tr1 | 0 | 0 | 0.1109 | 576.9256 | 8653.8839 | -10.7923 | -161.8851 | 0 | 1.8717 | 0 | 1.8717 | 0 | 2.0492 | 0 | 2.0492 | -1.5179 | -1.2253 | -1.5179 | -1.2253
234330-Premium T8 with T12 40 Watt Baseline - Tr1 | 0.28169 | 0.18164 | 0.29552 | 1422.4737 | 21337.1054 | 0 | 0 | 0.093473 | 0 | 0.093473 | 0 | 0.1126 | 0 | 0.1126 | 0 | 3.2535 | 6.0363 | 3.2535 | 6.0363
234303-Lighting-Remove 4 Ft Lamp (De-Lamp) - Tr1 | 0 | 0 | 0.1109 | 576.9256 | 8653.8839 | -10.7923 | -161.8851 | 0 | 1.8717 | 0 | 1.8717 | 0 | 2.0492 | 0 | 2.0492 | -1.5179 | -1.2253 | -1.5179 | -1.2253
234360-Lighting-IntrHiByLnrFlscntFxtr244wrplc400w(TrI)Tr1 | 0 | 0 | 0.51107 | 0 | 0 | -16.2293 | -243.439 | 0 | 6.1863 | 0 | 6.1863 | 0 | 4.1901 | 0 | 4.1901 | -0.22308 | -0.36852 | -0.22308 | -0.36852
234285-Lighting-Occpncy Snsr-Hi-Bay integrated Snsr-Tr1 | 1.2494 | 0.80564 | 1.2237 | 6309.1487 | 50473.1895 | 0 | 0 | 0.1116 | 0 | 0.1116 | 0 | 0.11979 | 0 | 0.11979 | 0 | 8.1595 | 17.186 | 8.1595 | 17.186
234312-Lighting-Screw in 14-26 Watt Lamp - Tr1 | 0 | 0 | 2.1273 | 10593.2165 | 26165.2447 | -143.0677 | -353.3773 | 0 | 2.7433 | 0 | 2.7433 | 0 | 2.9189 | 0 | 2.9189 | -0.4263 | -0.39063 | -0.4263 | -0.39063
234216-Lighting-Hrdwr Incan Base 27-65w Flrscnt Fxtr -Tr1 | 0 | 0 | 0 | 0 | 0 | 0 | 0 | 0 | 0 | 0 | 0 | 0 | 0 | 0 | 0 | 0 | 0 | 0 | 0
234330-Premium T8 with T12 40 Watt Baseline - Tr1 | 0.093896 | 0.060547 | 0.098505 | 474.1579 | 7112.3685 | 0 | 0 | 0.093473 | 0 | 0.093473 | 0 | 0.1126 | 0 | 0.1126 | 0 | 3.2535 | 6.0363 | 3.2535 | 6.0363
234140-Low Flow Showerhead | 0.12723 | 0.116 | 0.21391 | 972.3204 | 9723.2043 | 111.9552 | 1119.552 | 0.057436 | 0.45522 | 0.057436 | 0.45522 | 0.08013 | 0.63508 | 0.08013 | 0.63508 | 1.9764 | 3.2179 | 1.9764 | 3.2179
234330-Premium T8 with T12 40 Watt Baseline - Tr1 | 0.14084 | 0.09082 | 0.14776 | 711.2368 | 10668.5527 | 0 | 0 | 0.093473 | 0 | 0.093473 | 0 | 0.1126 | 0 | 0.1126 | 0 | 3.2535 | 6.0363 | 3.2535 | 6.0363
234286-Lighting-Occpncy Snsr-Hi-Bay integrated Snsr-Tr2 | 1.4967 | 0.96509 | 2.3795 | 7557.8628 | 60462.9022 | 0 | 0 | 0.10115 | 0 | 0.10115 | 0 | 0.11483 | 0 | 0.11483 | 0 | 4.8852 | 10.2937 | 4.8852 | 10.2937
234169-Food Service - French Fryer-Gas | 0 | 0 | 0 | 0 | 0 | 353.5 | 4242 | 0 | -0.047211 | 0 | -0.047211 | 0 | 0.76838 | 0 | 0.76838 | 0.95242 | 5.3473 | 0.95242 | 5.3473
234173-Food Service - Combination Oven-Gas | 0 | 0 | 0 | 0 | 0 | 282.1 | 3385.2 | 0 | -5.9133 | 0 | -5.9133 | 0 | 0.6129 | 0 | 0.6129 | 0.13781 | 2.8448 | 0.13781 | 2.8448
234294-Lighting-Occupancy Sensor-Wallbox Lghtng Snsr-Tr1 | 4.0888 | 2.5359 | 18.2024 | 22085.5799 | 176684.639 | 0 | 0 | 0.08477 | 0 | 0.08477 | 0 | 0.086495 | 0 | 0.086495 | 0 | 3.229 | 3.3824 | 3.229 | 3.3824
234063-Refrigeration - Anti-Sweat Heater Controls | 1.1135 | 0.93117 | 0.539 | 8403.5 | 100842 | 0 | 0 | 0.091546 | 0 | 0.091546 | 0 | 0.10229 | 0 | 0.10229 | 0 | 4.7306 | 8.4168 | 4.7306 | 8.4168
234126-Refrigeration - Efficient Evap Fan Motor Electronically Commutated Motor (ECM) | 0.097138 | 0.081236 | 0.099823 | 733.1247 | 10996.8705 | -0.72628 | -10.8942 | 0.05134 | 0.97721 | 0.05134 | 0.97721 | -0.084552 | 0.97721 | -0.084552 | 0.97721 | 1.7469 | 0.57941 | 1.7469 | 0.57941
234331-Premium T8 with T12 40 Watt Baseline - Tr2 | 1.2892 | 0.8313 | 1.921 | 6510.1406 | 97652.1093 | 0 | 0 | 0.077055 | 0 | 0.077055 | 0 | 0.11083 | 0 | 0.11083 | 0 | 2.3309 | 5.5951 | 2.3309 | 5.5951
234312-Lighting-Screw in 14-26 Watt Lamp - Tr1 | 0 | 0 | 1.17 | 5826.2691 | 14390.8846 | -78.6872 | -194.3575 | 0 | 2.7433 | 0 | 2.7433 | 0 | 2.9189 | 0 | 2.9189 | -0.4263 | -0.39063 | -0.4263 | -0.39063
234330-Premium T8 with T12 40 Watt Baseline - Tr1 | 0.21127 | 0.13623 | 0.22164 | 1066.8553 | 16002.8291 | 0 | 0 | 0.093473 | 0 | 0.093473 | 0 | 0.1126 | 0 | 0.1126 | 0 | 3.2535 | 6.0363 | 3.2535 | 6.0363
234303-Lighting-Remove 4 Ft Lamp (De-Lamp) - Tr1 | 0 | 0 | 0.29573 | 1538.4682 | 23077.0237 | -28.7796 | -431.6935 | 0 | 1.8717 | 0 | 1.8717 | 0 | 2.0492 | 0 | 2.0492 | -1.5179 | -1.2253 | -1.5179 | -1.2253
234049-Lighting-LED Exit Sign New Sign | 0.13635 | 0.13546 | 0 | 1194.4575 | 19111.3206 | 0 | 0 | 0.094675 | 0 | 0.094675 | 0 | 0.10073 | 0 | 0.10073 | 0 | 5.2718 | 7.2526 | 5.2718 | 7.2526
234312-Lighting-Screw in 14-26 Watt Lamp - Tr1 | 0 | 0 | 1.17 | 5826.2691 | 14390.8846 | -78.6872 | -194.3575 | 0 | 2.7433 | 0 | 2.7433 | 0 | 2.9189 | 0 | 2.9189 | -0.4263 | -0.39063 | -0.4263 | -0.39063
234330-Premium T8 with T12 40 Watt Baseline - Tr1 | 0.30516 | 0.19678 | 0.32014 | 1541.0132 | 23115.1975 | 0 | 0 | 0.093473 | 0 | 0.093473 | 0 | 0.1126 | 0 | 0.1126 | 0 | 3.2535 | 6.0363 | 3.2535 | 6.0363
234303-Lighting-Remove 4 Ft Lamp (De-Lamp) - Tr1 | 0 | 0 | 0.073933 | 384.6171 | 5769.2559 | -7.1949 | -107.9234 | 0 | 1.8717 | 0 | 1.8717 | 0 | 2.0492 | 0 | 2.0492 | -1.5179 | -1.2253 | -1.5179 | -1.2253
234049-Lighting-LED Exit Sign New Sign | 0.10226 | 0.1016 | 0 | 895.8432 | 14333.4904 | 0 | 0 | 0.094675 | 0 | 0.094675 | 0 | 0.10073 | 0 | 0.10073 | 0 | 5.2718 | 7.2526 | 5.2718 | 7.2526
234084-Refrigeration -Cooler/Freezer Door Gaskets - Solid Doors: Cooler | 0.42112 | 0.35218 | 0.36328 | 3178.32 | 12713.28 | 0 | 0 | 0.097818 | 0 | 0.097818 | 0 | 0.092905 | 0 | 0.092905 | 0 | 11.2877 | 7.4418 | 11.2877 | 7.4418
234084-Refrigeration -Cooler/Freezer Door Gaskets - Solid Doors: Cooler | 0.16845 | 0.14087 | 0.14531 | 1271.328 | 5085.312 | 0 | 0 | 0.097776 | 0 | 0.097776 | 0 | 0.09273 | 0 | 0.09273 | 0 | 11.238 | 7.3526 | 11.238 | 7.3526
234084-Refrigeration -Cooler/Freezer Door Gaskets - Solid Doors: Cooler | 0.56851 | 0.47544 | 0.49043 | 4290.732 | 17162.928 | 0 | 0 | 0.097854 | 0 | 0.097854 | 0 | 0.093055 | 0 | 0.093055 | 0 | 11.3306 | 7.5201 | 11.3306 | 7.5201
234361-Lighting-IntrHiByLnrFlscntFxtr244wrplc400w(TrI)Tr2 | 1.0525 | 0.6787 | 1.6754 | 5315.0603 | 79725.9041 | 0 | 0 | 0.078003 | 0 | 0.078003 | 0 | 0.11158 | 0 | 0.11158 | 0 | 2.3697 | 5.774 | 2.3697 | 5.774
234286-Lighting-Occpncy Snsr-Hi-Bay integrated Snsr-Tr2 | 2.4944 | 1.6085 | 3.9659 | 12596.438 | 100771.5037 | 0 | 0 | 0.10115 | 0 | 0.10115 | 0 | 0.11483 | 0 | 0.11483 | 0 | 4.8852 | 10.2937 | 4.8852 | 10.2937
234316-Lighting-Screw in 14-26 Watt Reflector Lamp-Tr2 | 0.084175 | 0.052633 | 0.15711 | 435.3118 | 1075.22 | 0 | 0 | 0.086753 | 0 | 0.086753 | 0 | 0.094629 | 0 | 0.094629 | 0 | 3.8871 | 5.2677 | 3.8871 | 5.2677
234331-Premium T8 with T12 40 Watt Baseline - Tr2 | 0.94649 | 0.61032 | 1.4103 | 4779.5969 | 71693.9537 | 0 | 0 | 0.077055 | 0 | 0.077055 | 0 | 0.11083 | 0 | 0.11083 | 0 | 2.3309 | 5.5951 | 2.3309 | 5.5951
234304-Lighting-Remove 4 Ft Lamp (De-Lamp) - Tr2 | 0 | 0 | 0.88719 | 4615.4047 | 69231.071 | -86.3387 | -1295.0806 | 0 | 0.69035 | 0 | 0.69035 | 0 | 0.69063 | 0 | 0.69063 | 0 | 0 | 0 | 0
234085-Refrigeration -Strip Curtains for Walk-ins | 0.73926 | 0.52934 | 0.56074 | 4919.7 | 19678.8 | 0 | 0 | 0.099368 | 0 | 0.099368 | 0 | 0.10366 | 0 | 0.10366 | 0 | 12.8495 | 26.2888 | 12.8495 | 26.2888
234084-Refrigeration -Cooler/Freezer Door Gaskets - Solid Doors: Cooler | 1.0528 | 0.88045 | 0.9082 | 7945.8 | 31783.2 | 0 | 0 | 0.09611 | 0 | 0.09611 | 0 | 0.0914 | 0 | 0.0914 | 0 | 11.1767 | 7.4572 | 11.1767 | 7.4572
234067-Refrigeration - Food Service -Auto Closer for Main Cooler Doors | 0 | 0 | 0 | 0 | 0 | 0 | 0 | 0 | 0 | 0 | 0 | 0 | 0 | 0 | 0 | 0 | 0 | 0 | 0
234085-Refrigeration -Strip Curtains for Walk-ins | 0.54641 | 0.39125 | 0.41446 | 3636.3 | 14545.2 | 0 | 0 | 0.10125 | 0 | 0.10125 | 0 | 0.1056 | 0 | 0.1056 | 0 | 13.1776 | 27.6212 | 13.1776 | 27.6212
234084-Refrigeration -Cooler/Freezer Door Gaskets - Solid Doors: Cooler | 0.45271 | 0.37859 | 0.39053 | 3416.694 | 13666.776 | 0 | 0 | 0.09782 | 0 | 0.09782 | 0 | 0.092911 | 0 | 0.092911 | 0 | 11.2894 | 7.445 | 11.2894 | 7.445
234084-Refrigeration -Cooler/Freezer Door Gaskets - Solid Doors: Cooler | 0.45271 | 0.37859 | 0.39053 | 3416.694 | 13666.776 | 0 | 0 | 0.09786 | 0 | 0.09786 | 0 | 0.093078 | 0 | 0.093078 | 0 | 11.3375 | 7.5326 | 11.3375 | 7.5326
234084-Refrigeration -Cooler/Freezer Door Gaskets - Solid Doors: Cooler | 0.45271 | 0.37859 | 0.39053 | 3416.694 | 13666.776 | 0 | 0 | 0.097866 | 0 | 0.097866 | 0 | 0.093105 | 0 | 0.093105 | 0 | 11.345 | 7.5466 | 11.345 | 7.5466
234084-Refrigeration -Cooler/Freezer Door Gaskets - Solid Doors: Cooler | 1.0107 | 0.84523 | 0.87187 | 7627.968 | 30511.872 | 0 | 0 | 0.097858 | 0 | 0.097858 | 0 | 0.09307 | 0 | 0.09307 | 0 | 11.335 | 7.5281 | 11.335 | 7.5281
234084-Refrigeration -Cooler/Freezer Door Gaskets - Solid Doors: Cooler | 1.1476 | 0.95969 | 0.98994 | 8660.922 | 34643.688 | 0 | 0 | 0.097878 | 0 | 0.097878 | 0 | 0.093155 | 0 | 0.093155 | 0 | 11.3594 | 7.573 | 11.3594 | 7.573
234084-Refrigeration -Cooler/Freezer Door Gaskets - Solid Doors: Cooler | 0.82119 | 0.68675 | 0.7084 | 6197.724 | 24790.896 | 0 | 0 | 0.097861 | 0 | 0.097861 | 0 | 0.093083 | 0 | 0.093083 | 0 | 11.3386 | 7.5348 | 11.3386 | 7.5348
234084-Refrigeration -Cooler/Freezer Door Gaskets - Solid Doors: Cooler | 0.98964 | 0.82763 | 0.85371 | 7469.052 | 29876.208 | 0 | 0 | 0.097851 | 0 | 0.097851 | 0 | 0.093042 | 0 | 0.093042 | 0 | 11.327 | 7.5134 | 11.327 | 7.5134
234084-Refrigeration -Cooler/Freezer Door Gaskets - Solid Doors: Cooler | 1.2844 | 1.0742 | 1.108 | 9693.876 | 38775.504 | 0 | 0 | 0.097877 | 0 | 0.097877 | 0 | 0.093148 | 0 | 0.093148 | 0 | 11.3575 | 7.5696 | 11.3575 | 7.5696
234084-Refrigeration -Cooler/Freezer Door Gaskets - Solid Doors: Cooler | 0.29479 | 0.24653 | 0.2543 | 2224.824 | 8899.296 | 0 | 0 | 0.097864 | 0 | 0.097864 | 0 | 0.093095 | 0 | 0.093095 | 0 | 11.3421 | 7.5411 | 11.3421 | 7.5411
234084-Refrigeration -Cooler/Freezer Door Gaskets - Solid Doors: Cooler | 0.5264 | 0.44023 | 0.4541 | 3972.9 | 15891.6 | 0 | 0 | 0.097874 | 0 | 0.097874 | 0 | 0.093138 | 0 | 0.093138 | 0 | 11.3546 | 7.5642 | 11.3546 | 7.5642
234330-Premium T8 with T12 40 Watt Baseline - Tr1 | 0.18779 | 0.12109 | 0.19701 | 948.3158 | 14224.7369 | 0 | 0 | 0.093473 | 0 | 0.093473 | 0 | 0.1126 | 0 | 0.1126 | 0 | 3.2535 | 6.0363 | 3.2535 | 6.0363
234207-Lighting-8 Ft T-8 with Elec Ballast-Tr1 | 0.077297 | 0.049843 | 0.084215 | 390.3343 | 5855.0148 | 0 | 0 | 0.034036 | 0 | 0.034036 | 0 | 0.067057 | 0 | 0.067057 | 0 | 1.3373 | 1.9877 | 1.3373 | 1.9877
234303-Lighting-Remove 4 Ft Lamp (De-Lamp) - Tr1 | 0 | 0 | 0.036966 | 192.3085 | 2884.628 | -3.5974 | -53.9617 | 0 | 1.8717 | 0 | 1.8717 | 0 | 2.0492 | 0 | 2.0492 | -1.5179 | -1.2253 | -1.5179 | -1.2253
234312-Lighting-Screw in 14-26 Watt Lamp - Tr1 | 0 | 0 | 0.36164 | 1800.8468 | 4448.0916 | -24.3215 | -60.0741 | 0 | 2.7433 | 0 | 2.7433 | 0 | 2.9189 | 0 | 2.9189 | -0.4263 | -0.39063 | -0.4263 | -0.39063
234330-Premium T8 with T12 40 Watt Baseline - Tr1 | 0.93896 | 0.60547 | 0.98505 | 4741.579 | 71123.6847 | 0 | 0 | 0.093473 | 0 | 0.093473 | 0 | 0.1126 | 0 | 0.1126 | 0 | 3.2535 | 6.0363 | 3.2535 | 6.0363
234303-Lighting-Remove 4 Ft Lamp (De-Lamp) - Tr1 | 0 | 0 | 0.18483 | 961.5427 | 14423.1398 | -17.9872 | -269.8085 | 0 | 1.8717 | 0 | 1.8717 | 0 | 2.0492 | 0 | 2.0492 | -1.5179 | -1.2253 | -1.5179 | -1.2253
234306-Lighting-Remove 8 Ft Lamp (De-Lamp) - Tr1 | 0.1427 | 0.088503 | 0.16346 | 770.7819 | 11561.7282 | 0 | 0 | 0.121 | 0 | 0.121 | 0 | 0.12129 | 0 | 0.12129 | 0 | 11.9671 | 12.2885 | 11.9671 | 12.2885
234285-Lighting-Occpncy Snsr-Hi-Bay integrated Snsr-Tr1 | 2.0823 | 1.3427 | 2.0395 | 10515.2478 | 84121.9825 | 0 | 0 | 0.1116 | 0 | 0.1116 | 0 | 0.11979 | 0 | 0.11979 | 0 | 8.1595 | 17.186 | 8.1595 | 17.186
234084-Refrigeration -Cooler/Freezer Door Gaskets - Solid Doors: Cooler | 0.98964 | 0.82763 | 0.85371 | 7469.052 | 29876.208 | 0 | 0 | 0.097852 | 0 | 0.097852 | 0 | 0.093044 | 0 | 0.093044 | 0 | 11.3274 | 7.5142 | 11.3274 | 7.5142
234330-Premium T8 with T12 40 Watt Baseline - Tr1 | 0.61033 | 0.39355 | 0.64029 | 3082.0263 | 46230.3951 | 0 | 0 | 0.091878 | 0 | 0.091878 | 0 | 0.111 | 0 | 0.111 | 0 | 3.215 | 5.965 | 3.215 | 5.965
234330-Premium T8 with T12 40 Watt Baseline - Tr1 | 0.32864 | 0.21191 | 0.34477 | 1659.5526 | 24893.2896 | 0 | 0 | 0.093473 | 0 | 0.093473 | 0 | 0.1126 | 0 | 0.1126 | 0 | 3.2535 | 6.0363 | 3.2535 | 6.0363
234303-Lighting-Remove 4 Ft Lamp (De-Lamp) - Tr1 | 0 | 0 | 0.073933 | 384.6171 | 5769.2559 | -7.1949 | -107.9234 | 0 | 1.8717 | 0 | 1.8717 | 0 | 2.0492 | 0 | 2.0492 | -1.5179 | -1.2253 | -1.5179 | -1.2253
234330-Premium T8 with T12 40 Watt Baseline - Tr1 | 0.14084 | 0.09082 | 0.14776 | 711.2368 | 10668.5527 | 0 | 0 | 0.093473 | 0 | 0.093473 | 0 | 0.1126 | 0 | 0.1126 | 0 | 3.2535 | 6.0363 | 3.2535 | 6.0363
234330-Premium T8 with T12 40 Watt Baseline - Tr1 | 0.65728 | 0.42383 | 0.68954 | 3319.1053 | 49786.5793 | 0 | 0 | 0.093473 | 0 | 0.093473 | 0 | 0.1126 | 0 | 0.1126 | 0 | 3.2535 | 6.0363 | 3.2535 | 6.0363
234330-Premium T8 with T12 40 Watt Baseline - Tr1 | 0.32864 | 0.21191 | 0.34477 | 1659.5526 | 24893.2896 | 0 | 0 | 0.093473 | 0 | 0.093473 | 0 | 0.1126 | 0 | 0.1126 | 0 | 3.2535 | 6.0363 | 3.2535 | 6.0363
234303-Lighting-Remove 4 Ft Lamp (De-Lamp) - Tr1 | 0 | 0 | 0.51753 | 2692.3194 | 40384.7914 | -50.3642 | -755.4637 | 0 | 1.8717 | 0 | 1.8717 | 0 | 2.0492 | 0 | 2.0492 | -1.5179 | -1.2253 | -1.5179 | -1.2253
234330-Premium T8 with T12 40 Watt Baseline - Tr1 | 0.82159 | 0.52979 | 0.86192 | 4148.8816 | 62233.2241 | 0 | 0 | 0.093473 | 0 | 0.093473 | 0 | 0.1126 | 0 | 0.1126 | 0 | 3.2535 | 6.0363 | 3.2535 | 6.0363
234303-Lighting-Remove 4 Ft Lamp (De-Lamp) - Tr1 | 0 | 0 | 0.99809 | 5192.3303 | 77884.9549 | -97.131 | -1456.9657 | 0 | 1.8717 | 0 | 1.8717 | 0 | 2.0492 | 0 | 2.0492 | -1.5179 | -1.2253 | -1.5179 | -1.2253
234330-Premium T8 with T12 40 Watt Baseline - Tr1 | 1.9014 | 1.2261 | 1.9947 | 9601.6974 | 144025.4615 | 0 | 0 | 0.093473 | 0 | 0.093473 | 0 | 0.1126 | 0 | 0.1126 | 0 | 3.2535 | 6.0363 | 3.2535 | 6.0363
234303-Lighting-Remove 4 Ft Lamp (De-Lamp) - Tr1 | 0 | 0 | 0.036966 | 192.3085 | 2884.628 | -3.5974 | -53.9617 | 0 | 1.8717 | 0 | 1.8717 | 0 | 2.0492 | 0 | 2.0492 | -1.5179 | -1.2253 | -1.5179 | -1.2253
234312-Lighting-Screw in 14-26 Watt Lamp - Tr1 | 0 | 0 | 0.234 | 1165.2538 | 2878.1769 | -15.7374 | -38.8715 | 0 | 2.7433 | 0 | 2.7433 | 0 | 2.9189 | 0 | 2.9189 | -0.4263 | -0.39063 | -0.4263 | -0.39063
234330-Premium T8 with T12 40 Watt Baseline - Tr1 | 3.4037 | 2.1948 | 3.5708 | 17188.2238 | 257823.3571 | 0 | 0 | 0.093473 | 0 | 0.093473 | 0 | 0.1126 | 0 | 0.1126 | 0 | 3.2535 | 6.0363 | 3.2535 | 6.0363
234360-Lighting-IntrHiByLnrFlscntFxtr244wrplc400w(TrI)Tr1 | 0 | 0 | 1.7036 | 0 | 0 | -54.0976 | -811.4634 | 0 | 6.1863 | 0 | 6.1863 | 0 | 4.1901 | 0 | 4.1901 | -0.22308 | -0.36852 | -0.22308 | -0.36852
234285-Lighting-Occpncy Snsr-Hi-Bay integrated Snsr-Tr1 | 4.1646 | 2.6855 | 4.079 | 21030.4956 | 168243.965 | 0 | 0 | 0.1116 | 0 | 0.1116 | 0 | 0.11979 | 0 | 0.11979 | 0 | 8.1595 | 17.186 | 8.1595 | 17.186
234049-Lighting-LED Exit Sign New Sign | 0.23861 | 0.23706 | 0 | 2090.3007 | 33444.811 | 0 | 0 | 0.094675 | 0 | 0.094675 | 0 | 0.10073 | 0 | 0.10073 | 0 | 5.2718 | 7.2526 | 5.2718 | 7.2526
234330-Premium T8 with T12 40 Watt Baseline - Tr1 | 0.58685 | 0.37842 | 0.61566 | 2963.4869 | 44452.3029 | 0 | 0 | 0.090475 | 0 | 0.090475 | 0 | 0.1096 | 0 | 0.1096 | 0 | 3.1812 | 5.9022 | 3.1812 | 5.9022
234306-Lighting-Remove 8 Ft Lamp (De-Lamp) - Tr1 | 1.1892 | 0.73753 | 1.3622 | 6423.1823 | 96347.7351 | 0 | 0 | 0.118 | 0 | 0.118 | 0 | 0.11829 | 0 | 0.11829 | 0 | 11.6949 | 12.0089 | 11.6949 | 12.0089
234330-Premium T8 with T12 40 Watt Baseline - Tr1 | 0.42253 | 0.27246 | 0.44327 | 2133.7105 | 32005.6581 | 0 | 0 | 0.091878 | 0 | 0.091878 | 0 | 0.111 | 0 | 0.111 | 0 | 3.215 | 5.965 | 3.215 | 5.965
234303-Lighting-Remove 4 Ft Lamp (De-Lamp) - Tr1 | 0 | 0 | 0.12938 | 673.0799 | 10096.1979 | -12.5911 | -188.8659 | 0 | 1.8697 | 0 | 1.8697 | 0 | 2.0472 | 0 | 2.0472 | -1.5153 | -1.2232 | -1.5153 | -1.2232
234312-Lighting-Screw in 14-26 Watt Lamp - Tr1 | 0 | 0 | 4.1269 | 20550.84 | 50760.5747 | -277.5514 | -685.5519 | 0 | 2.7417 | 0 | 2.7417 | 0 | 2.9173 | 0 | 2.9173 | -0.42547 | -0.38987 | -0.42547 | -0.38987
234309-Lighting-Screw in >27 Watt Lamp - Tr1 | 5.1086 | 3.1943 | 4.0871 | 26419.0814 | 53894.926 | 0 | 0 | 0.09499 | 0 | 0.09499 | 0 | 0.093478 | 0 | 0.093478 | 0 | 6.0251 | 5.5788 | 6.0251 | 5.5788
234315-Lighting-Screw in 14-26 Watt Reflector Lamp-Tr1 | 0 | 0 | 1.3189 | 6567.7942 | 16222.4517 | -88.702 | -219.0939 | 0 | 4.4304 | 0 | 4.4304 | 0 | 3.0539 | 0 | 3.0539 | -0.33225 | -0.56688 | -0.33225 | -0.56688
234312-Lighting-Screw in 14-26 Watt Lamp - Tr1 | 0 | 0 | 3.8078 | 18961.8575 | 46835.788 | -256.0912 | -632.5453 | 0 | 2.7417 | 0 | 2.7417 | 0 | 2.9173 | 0 | 2.9173 | -0.42547 | -0.38987 | -0.42547 | -0.38987
234309-Lighting-Screw in >27 Watt Lamp - Tr1 | 3.0961 | 1.9359 | 2.477 | 16011.5645 | 32663.5915 | 0 | 0 | 0.09499 | 0 | 0.09499 | 0 | 0.093478 | 0 | 0.093478 | 0 | 6.0251 | 5.5788 | 6.0251 | 5.5788
234084-Refrigeration -Cooler/Freezer Door Gaskets - Solid Doors: Cooler | 1.1265 | 0.94208 | 0.97177 | 8502.006 | 34008.024 | 0 | 0 | 0.097855 | 0 | 0.097855 | 0 | 0.093056 | 0 | 0.093056 | 0 | 11.3311 | 7.5209 | 11.3311 | 7.5209
234126-Refrigeration - Efficient Evap Fan Motor Electronically Commutated Motor (ECM) | 0.053965 | 0.045131 | 0.055457 | 407.2915 | 6109.3725 | -0.40349 | -6.0524 | 0.050018 | 0.96773 | 0.050018 | 0.96773 | -0.085874 | 0.96773 | -0.085874 | 0.96773 | 1.7274 | 0.57296 | 1.7274 | 0.57296
234084-Refrigeration -Cooler/Freezer Door Gaskets - Solid Doors: Cooler | 0.84224 | 0.70436 | 0.72656 | 6356.64 | 25426.56 | 0 | 0 | 0.097878 | 0 | 0.097878 | 0 | 0.093154 | 0 | 0.093154 | 0 | 11.3592 | 7.5727 | 11.3592 | 7.5727
234084-Refrigeration -Cooler/Freezer Door Gaskets - Solid Doors: Cooler | 1.4213 | 1.1886 | 1.2261 | 10726.83 | 42907.32 | 0 | 0 | 0.097861 | 0 | 0.097861 | 0 | 0.09308 | 0 | 0.09308 | 0 | 11.3379 | 7.5334 | 11.3379 | 7.5334
234084-Refrigeration -Cooler/Freezer Door Gaskets - Solid Doors: Cooler | 0.84224 | 0.70436 | 0.72656 | 6356.64 | 25426.56 | 0 | 0 | 0.097878 | 0 | 0.097878 | 0 | 0.093154 | 0 | 0.093154 | 0 | 11.3592 | 7.5727 | 11.3592 | 7.5727
234126-Refrigeration - Efficient Evap Fan Motor Electronically Commutated Motor (ECM) | 0.043172 | 0.036105 | 0.044366 | 325.8332 | 4887.498 | -0.32279 | -4.8419 | 0.050018 | 0.96773 | 0.050018 | 0.96773 | -0.085874 | 0.96773 | -0.085874 | 0.96773 | 1.7274 | 0.57296 | 1.7274 | 0.57296
234126-Refrigeration - Efficient Evap Fan Motor Electronically Commutated Motor (ECM) | 0.053965 | 0.045131 | 0.055457 | 407.2915 | 6109.3725 | -0.40349 | -6.0524 | 0.050018 | 0.96773 | 0.050018 | 0.96773 | -0.085874 | 0.96773 | -0.085874 | 0.96773 | 1.7274 | 0.57296 | 1.7274 | 0.57296
234126-Refrigeration - Efficient Evap Fan Motor Electronically Commutated Motor (ECM) | 0.064759 | 0.054157 | 0.066549 | 488.7498 | 7331.247 | -0.48419 | -7.2628 | 0.050018 | 0.96773 | 0.050018 | 0.96773 | -0.085874 | 0.96773 | -0.085874 | 0.96773 | 1.7274 | 0.57296 | 1.7274 | 0.57296
234126-Refrigeration - Efficient Evap Fan Motor Electronically Commutated Motor (ECM) | 0.053965 | 0.045131 | 0.055457 | 407.2915 | 6109.3725 | -0.40349 | -6.0524 | 0.050018 | 0.96773 | 0.050018 | 0.96773 | -0.085874 | 0.96773 | -0.085874 | 0.96773 | 1.7274 | 0.57296 | 1.7274 | 0.57296
234126-Refrigeration - Efficient Evap Fan Motor Electronically Commutated Motor (ECM) | 0.043172 | 0.036105 | 0.044366 | 325.8332 | 4887.498 | -0.32279 | -4.8419 | 0.050018 | 0.96773 | 0.050018 | 0.96773 | -0.085874 | 0.96773 | -0.085874 | 0.96773 | 1.7274 | 0.57296 | 1.7274 | 0.57296
234067-Refrigeration - Food Service -Auto Closer for Main Cooler Doors | 0.099706 | 0.083383 | 0.14556 | 752.5063 | 6020.0504 | -0.037362 | -0.2989 | 0.045823 | 0.88635 | 0.045823 | 0.88635 | 0.088197 | 0.88635 | 0.088197 | 0.88635 | 1.7077 | 4.9518 | 1.7077 | 4.9518
234068-Refrigeration - Food Service -Auto Closer for Main Freezer Doors | 0.25838 | 0.21608 | 0.19315 | 1950.0694 | 15600.5556 | -0.018681 | -0.14945 | 0.084673 | 0.88635 | 0.084673 | 0.88635 | 0.097091 | 0.88635 | 0.097091 | 0.88635 | 4.2775 | 8.2376 | 4.2775 | 8.2376
234126-Refrigeration - Efficient Evap Fan Motor Electronically Commutated Motor (ECM) | 0.053965 | 0.045131 | 0.055457 | 407.2915 | 6109.3725 | -0.40349 | -6.0524 | 0.050018 | 0.96773 | 0.050018 | 0.96773 | -0.085874 | 0.96773 | -0.085874 | 0.96773 | 1.7274 | 0.57296 | 1.7274 | 0.57296
234126-Refrigeration - Efficient Evap Fan Motor Electronically Commutated Motor (ECM) | 0.086345 | 0.072209 | 0.088732 | 651.6664 | 9774.996 | -0.64558 | -9.6838 | 0.05134 | 0.97721 | 0.05134 | 0.97721 | -0.084552 | 0.97721 | -0.084552 | 0.97721 | 1.7469 | 0.57941 | 1.7469 | 0.57941
234084-Refrigeration -Cooler/Freezer Door Gaskets - Solid Doors: Cooler | 0.3369 | 0.28174 | 0.29062 | 2542.656 | 10170.624 | 0 | 0 | 0.097799 | 0 | 0.097799 | 0 | 0.092822 | 0 | 0.092822 | 0 | 11.2643 | 7.3996 | 11.2643 | 7.3996
234169-Food Service - French Fryer-Gas | 0 | 0 | 0 | 0 | 0 | 707 | 8484 | 0 | -0.087878 | 0 | -0.087878 | 0 | 0.72771 | 0 | 0.72771 | 0.91144 | 5.1172 | 0.91144 | 5.1172
234170-Food Service - Griddle-Gas | 0 | 0 | 0 | 0 | 0 | 61.6 | 739.2 | 0 | -5.6682 | 0 | -5.6682 | 0 | 0.65089 | 0 | 0.65089 | 0.13761 | 3.5668 | 0.13761 | 3.5668
234172-Food Service - Convection Oven-Gas | 0 | 0 | 0 | 0 | 0 | 452.2 | 5426.4 | 0 | -0.39478 | 0 | -0.39478 | 0 | 0.62812 | 0 | 0.62812 | 0.69614 | 3.273 | 0.69614 | 3.273
234084-Refrigeration -Cooler/Freezer Door Gaskets - Solid Doors: Cooler | 0.42112 | 0.35218 | 0.36328 | 3178.32 | 12713.28 | 0 | 0 | 0.09781 | 0 | 0.09781 | 0 | 0.092869 | 0 | 0.092869 | 0 | 11.2776 | 7.4236 | 11.2776 | 7.4236
234084-Refrigeration -Cooler/Freezer Door Gaskets - Solid Doors: Cooler | 0.15792 | 0.13207 | 0.13623 | 1191.87 | 4767.48 | 0 | 0 | 0.09767 | 0 | 0.09767 | 0 | 0.092285 | 0 | 0.092285 | 0 | 11.1138 | 7.135 | 11.1138 | 7.135
234084-Refrigeration -Cooler/Freezer Door Gaskets - Solid Doors: Cooler | 0.58957 | 0.49305 | 0.50859 | 4449.648 | 17798.592 | 0 | 0 | 0.097846 | 0 | 0.097846 | 0 | 0.093021 | 0 | 0.093021 | 0 | 11.321 | 7.5025 | 11.321 | 7.5025
234116-Refrigeration -Cooler/Freezer Door Gaskets - Solid Doors: Freezer | 0.31584 | 0.26414 | 0.27246 | 2383.74 | 9534.96 | 0 | 0 | 0.093127 | 0 | 0.093127 | 0 | 0.092931 | 0 | 0.092931 | 0 | 7.5584 | 7.4552 | 7.5584 | 7.4552
234067-Refrigeration - Food Service -Auto Closer for Main Cooler Doors | 0.099706 | 0.083383 | 0.14556 | 752.5063 | 6020.0504 | -0.037362 | -0.2989 | 0.047246 | 0.89663 | 0.047246 | 0.89663 | 0.089621 | 0.89663 | 0.089621 | 0.89663 | 1.7297 | 5.0155 | 1.7297 | 5.0155
234330-Premium T8 with T12 40 Watt Baseline - Tr1 | 0.093896 | 0.060547 | 0.098505 | 474.1579 | 7112.3685 | 0 | 0 | 0.093473 | 0 | 0.093473 | 0 | 0.1126 | 0 | 0.1126 | 0 | 3.2535 | 6.0363 | 3.2535 | 6.0363
234330-Premium T8 with T12 40 Watt Baseline - Tr1 | 0.21127 | 0.13623 | 0.22164 | 1066.8553 | 16002.8291 | 0 | 0 | 0.093473 | 0 | 0.093473 | 0 | 0.1126 | 0 | 0.1126 | 0 | 3.2535 | 6.0363 | 3.2535 | 6.0363
234002-A/C-Reflective Window Film Coastal | 0.34426 | 0.15819 | 0.16422 | 888.216 | 8882.16 | 0 | 0 | 0.11728 | 0 | 0.11728 | 0 | 0.12989 | 0 | 0.12989 | 0 | 4.0014 | 5.906 | 4.0014 | 5.906
234084-Refrigeration -Cooler/Freezer Door Gaskets - Solid Doors: Cooler | 0.45271 | 0.37859 | 0.39053 | 3416.694 | 13666.776 | 0 | 0 | 0.097828 | 0 | 0.097828 | 0 | 0.092944 | 0 | 0.092944 | 0 | 11.2988 | 7.462 | 11.2988 | 7.462
234116-Refrigeration -Cooler/Freezer Door Gaskets - Solid Doors: Freezer | 0.65274 | 0.54588 | 0.56308 | 4926.396 | 19705.584 | 0 | 0 | 0.093148 | 0 | 0.093148 | 0 | 0.093018 | 0 | 0.093018 | 0 | 7.5697 | 7.501 | 7.5697 | 7.501
234084-Refrigeration -Cooler/Freezer Door Gaskets - Solid Doors: Cooler | 0.24215 | 0.2025 | 0.20889 | 1827.534 | 7310.136 | 0 | 0 | 0.097829 | 0 | 0.097829 | 0 | 0.092947 | 0 | 0.092947 | 0 | 11.2997 | 7.4636 | 11.2997 | 7.4636
234084-Refrigeration -Cooler/Freezer Door Gaskets - Solid Doors: Cooler | 0.44218 | 0.36979 | 0.38144 | 3337.236 | 13348.944 | 0 | 0 | 0.097822 | 0 | 0.097822 | 0 | 0.092918 | 0 | 0.092918 | 0 | 11.2914 | 7.4486 | 11.2914 | 7.4486
234172-Food Service - Convection Oven-Gas | 0 | 0 | 0 | 0 | 0 | 452.2 | 5426.4 | 0 | -0.35412 | 0 | -0.35412 | 0 | 0.66879 | 0 | 0.66879 | 0.72744 | 3.4201 | 0.72744 | 3.4201
234330-Premium T8 with T12 40 Watt Baseline - Tr1 | 0.61033 | 0.39355 | 0.64029 | 3082.0263 | 46230.3951 | 0 | 0 | 0.093473 | 0 | 0.093473 | 0 | 0.1126 | 0 | 0.1126 | 0 | 3.2535 | 6.0363 | 3.2535 | 6.0363
234207-Lighting-8 Ft T-8 with Elec Ballast-Tr1 | 0.3736 | 0.24091 | 0.40704 | 1886.6159 | 28299.2384 | 0 | 0 | 0.034036 | 0 | 0.034036 | 0 | 0.067057 | 0 | 0.067057 | 0 | 1.3373 | 1.9877 | 1.3373 | 1.9877
234360-Lighting-IntrHiByLnrFlscntFxtr244wrplc400w(TrI)Tr1 | 0 | 0 | 1.3629 | 0 | 0 | -43.278 | -649.1707 | 0 | 6.1863 | 0 | 6.1863 | 0 | 4.1901 | 0 | 4.1901 | -0.22308 | -0.36852 | -0.22308 | -0.36852
234312-Lighting-Screw in 14-26 Watt Lamp - Tr1 | 0 | 0 | 0.80837 | 4025.4223 | 9942.793 | -54.3657 | -134.2834 | 0 | 2.7433 | 0 | 2.7433 | 0 | 2.9189 | 0 | 2.9189 | -0.4263 | -0.39063 | -0.4263 | -0.39063
234330-Premium T8 with T12 40 Watt Baseline - Tr1 | 0.70422 | 0.4541 | 0.73879 | 3556.1842 | 53342.7635 | 0 | 0 | 0.093473 | 0 | 0.093473 | 0 | 0.1126 | 0 | 0.1126 | 0 | 3.2535 | 6.0363 | 3.2535 | 6.0363
234294-Lighting-Occupancy Sensor-Wallbox Lghtng Snsr-Tr1 | 0.066485 | 0.041235 | 0.29597 | 359.1151 | 2872.921 | 0 | 0 | 0.086393 | 0 | 0.086393 | 0 | 0.088118 | 0 | 0.088118 | 0 | 3.2717 | 3.4271 | 3.2717 | 3.4271
234312-Lighting-Screw in 14-26 Watt Lamp - Tr1 | 0 | 0 | 0.12764 | 635.593 | 1569.9147 | -8.5841 | -21.2026 | 0 | 2.7433 | 0 | 2.7433 | 0 | 2.9189 | 0 | 2.9189 | -0.4263 | -0.39063 | -0.4263 | -0.39063
234330-Premium T8 with T12 40 Watt Baseline - Tr1 | 0.93896 | 0.60547 | 0.98505 | 4741.579 | 71123.6847 | 0 | 0 | 0.093473 | 0 | 0.093473 | 0 | 0.1126 | 0 | 0.1126 | 0 | 3.2535 | 6.0363 | 3.2535 | 6.0363
234294-Lighting-Occupancy Sensor-Wallbox Lghtng Snsr-Tr1 | 0.033242 | 0.020617 | 0.14799 | 179.5576 | 1436.4605 | 0 | 0 | 0.086393 | 0 | 0.086393 | 0 | 0.088118 | 0 | 0.088118 | 0 | 3.2717 | 3.4271 | 3.2717 | 3.4271
234084-Refrigeration -Cooler/Freezer Door Gaskets - Solid Doors: Cooler | 1.8529 | 1.5496 | 1.5984 | 13984.608 | 55938.432 | 0 | 0 | 0.096109 | 0 | 0.096109 | 0 | 0.091394 | 0 | 0.091394 | 0 | 11.1753 | 7.4544 | 11.1753 | 7.4544
234116-Refrigeration -Cooler/Freezer Door Gaskets - Solid Doors: Freezer | 0.28426 | 0.23772 | 0.24521 | 2145.366 | 8581.464 | 0 | 0 | 0.091398 | 0 | 0.091398 | 0 | 0.09134 | 0 | 0.09134 | 0 | 7.4565 | 7.4259 | 7.4565 | 7.4259
234330-Premium T8 with T12 40 Watt Baseline - Tr1 | 0.25822 | 0.1665 | 0.27089 | 1303.9342 | 19559.0133 | 0 | 0 | 0.093473 | 0 | 0.093473 | 0 | 0.1126 | 0 | 0.1126 | 0 | 3.2535 | 6.0363 | 3.2535 | 6.0363
234303-Lighting-Remove 4 Ft Lamp (De-Lamp) - Tr1 | 0 | 0 | 0.40663 | 2115.3938 | 31730.9076 | -39.5719 | -593.5786 | 0 | 1.8717 | 0 | 1.8717 | 0 | 2.0492 | 0 | 2.0492 | -1.5179 | -1.2253 | -1.5179 | -1.2253
234330-Premium T8 with T12 40 Watt Baseline - Tr1 | 0.44601 | 0.2876 | 0.4679 | 2252.25 | 33783.7502 | 0 | 0 | 0.093473 | 0 | 0.093473 | 0 | 0.1126 | 0 | 0.1126 | 0 | 3.2535 | 6.0363 | 3.2535 | 6.0363
234303-Lighting-Remove 4 Ft Lamp (De-Lamp) - Tr1 | 0 | 0 | 0.70236 | 3653.8621 | 54807.9312 | -68.3515 | -1025.2722 | 0 | 1.8717 | 0 | 1.8717 | 0 | 2.0492 | 0 | 2.0492 | -1.5179 | -1.2253 | -1.5179 | -1.2253
234330-Premium T8 with T12 40 Watt Baseline - Tr1 | 0.89202 | 0.5752 | 0.9358 | 4504.5 | 67567.5005 | 0 | 0 | 0.093473 | 0 | 0.093473 | 0 | 0.1126 | 0 | 0.1126 | 0 | 3.2535 | 6.0363 | 3.2535 | 6.0363
234303-Lighting-Remove 4 Ft Lamp (De-Lamp) - Tr1 | 0 | 0 | 1.4047 | 7307.7242 | 109615.8625 | -136.703 | -2050.5443 | 0 | 1.8717 | 0 | 1.8717 | 0 | 2.0492 | 0 | 2.0492 | -1.5179 | -1.2253 | -1.5179 | -1.2253
234330-Premium T8 with T12 40 Watt Baseline - Tr1 | 0.46948 | 0.30273 | 0.49253 | 2370.7895 | 35561.8424 | 0 | 0 | 0.093473 | 0 | 0.093473 | 0 | 0.1126 | 0 | 0.1126 | 0 | 3.2535 | 6.0363 | 3.2535 | 6.0363
234085-Refrigeration -Strip Curtains for Walk-ins | 0.7714 | 0.55235 | 0.58512 | 5133.6 | 20534.4 | 0 | 0 | 0.10125 | 0 | 0.10125 | 0 | 0.10559 | 0 | 0.10559 | 0 | 13.1727 | 27.5816 | 13.1727 | 27.5816
234084-Refrigeration -Cooler/Freezer Door Gaskets - Solid Doors: Cooler | 0.55799 | 0.46664 | 0.48135 | 4211.274 | 16845.096 | 0 | 0 | 0.097848 | 0 | 0.097848 | 0 | 0.093028 | 0 | 0.093028 | 0 | 11.3231 | 7.5062 | 11.3231 | 7.5062
234331-Premium T8 with T12 40 Watt Baseline - Tr2 | 0.29374 | 0.18941 | 0.43769 | 1483.3232 | 22249.8477 | 0 | 0 | 0.077055 | 0 | 0.077055 | 0 | 0.11083 | 0 | 0.11083 | 0 | 2.3309 | 5.5951 | 2.3309 | 5.5951
234330-Premium T8 with T12 40 Watt Baseline - Tr1 | 0.75117 | 0.48438 | 0.78804 | 3793.2632 | 56898.9478 | 0 | 0 | 0.093473 | 0 | 0.093473 | 0 | 0.1126 | 0 | 0.1126 | 0 | 3.2535 | 6.0363 | 3.2535 | 6.0363
234303-Lighting-Remove 4 Ft Lamp (De-Lamp) - Tr1 | 0 | 0 | 0.14787 | 769.2341 | 11538.5118 | -14.3898 | -215.8468 | 0 | 1.8717 | 0 | 1.8717 | 0 | 2.0492 | 0 | 2.0492 | -1.5179 | -1.2253 | -1.5179 | -1.2253
234330-Premium T8 with T12 40 Watt Baseline - Tr1 | 0.89202 | 0.5752 | 0.9358 | 4504.5 | 67567.5005 | 0 | 0 | 0.093473 | 0 | 0.093473 | 0 | 0.1126 | 0 | 0.1126 | 0 | 3.2535 | 6.0363 | 3.2535 | 6.0363
234303-Lighting-Remove 4 Ft Lamp (De-Lamp) - Tr1 | 0 | 0 | 0.29573 | 1538.4682 | 23077.0237 | -28.7796 | -431.6935 | 0 | 1.8717 | 0 | 1.8717 | 0 | 2.0492 | 0 | 2.0492 | -1.5179 | -1.2253 | -1.5179 | -1.2253
234085-Refrigeration -Strip Curtains for Walk-ins | 0.80355 | 0.57537 | 0.6095 | 5347.5 | 21390 | 0 | 0 | 0.10118 | 0 | 0.10118 | 0 | 0.10548 | 0 | 0.10548 | 0 | 13.0734 | 26.7925 | 13.0734 | 26.7925
234084-Refrigeration -Cooler/Freezer Door Gaskets - Solid Doors: Cooler | 0.41059 | 0.34338 | 0.3542 | 3098.862 | 12395.448 | 0 | 0 | 0.097837 | 0 | 0.097837 | 0 | 0.092981 | 0 | 0.092981 | 0 | 11.3095 | 7.4814 | 11.3095 | 7.4814
234067-Refrigeration - Food Service -Auto Closer for Main Cooler Doors | 0 | 0 | 0 | 0 | 0 | 0 | 0 | 0 | 0 | 0 | 0 | 0 | 0 | 0 | 0 | 0 | 0 | 0 | 0
234084-Refrigeration -Cooler/Freezer Door Gaskets - Solid Doors: Cooler | 0.41059 | 0.34338 | 0.3542 | 3098.862 | 12395.448 | 0 | 0 | 0.097818 | 0 | 0.097818 | 0 | 0.092901 | 0 | 0.092901 | 0 | 11.2867 | 7.44 | 11.2867 | 7.44
234067-Refrigeration - Food Service -Auto Closer for Main Cooler Doors | 0.099706 | 0.083383 | 0.14556 | 752.5063 | 6020.0504 | -0.037362 | -0.2989 | 0.047246 | 0.89663 | 0.047246 | 0.89663 | 0.089621 | 0.89663 | 0.089621 | 0.89663 | 1.7297 | 5.0155 | 1.7297 | 5.0155
234330-Premium T8 with T12 40 Watt Baseline - Tr1 | 0.28169 | 0.18164 | 0.29552 | 1422.4737 | 21337.1054 | 0 | 0 | 0.093473 | 0 | 0.093473 | 0 | 0.1126 | 0 | 0.1126 | 0 | 3.2535 | 6.0363 | 3.2535 | 6.0363
234085-Refrigeration -Strip Curtains for Walk-ins | 0.70712 | 0.50632 | 0.53636 | 4705.8 | 18823.2 | 0 | 0 | 0.10118 | 0 | 0.10118 | 0 | 0.10546 | 0 | 0.10546 | 0 | 13.0624 | 26.7074 | 13.0624 | 26.7074
234084-Refrigeration -Cooler/Freezer Door Gaskets - Solid Doors: Cooler | 0.16845 | 0.14087 | 0.14531 | 1271.328 | 5085.312 | 0 | 0 | 0.097821 | 0 | 0.097821 | 0 | 0.092915 | 0 | 0.092915 | 0 | 11.2907 | 7.4473 | 11.2907 | 7.4473
234330-Premium T8 with T12 40 Watt Baseline - Tr1 | 0.25822 | 0.1665 | 0.27089 | 1303.9342 | 19559.0133 | 0 | 0 | 0.093473 | 0 | 0.093473 | 0 | 0.1126 | 0 | 0.1126 | 0 | 3.2535 | 6.0363 | 3.2535 | 6.0363
234303-Lighting-Remove 4 Ft Lamp (De-Lamp) - Tr1 | 0 | 0 | 0.20332 | 1057.6969 | 15865.4538 | -19.786 | -296.7893 | 0 | 1.8717 | 0 | 1.8717 | 0 | 2.0492 | 0 | 2.0492 | -1.5179 | -1.2253 | -1.5179 | -1.2253
234330-Premium T8 with T12 40 Watt Baseline - Tr1 | 0.23474 | 0.15137 | 0.24626 | 1185.3947 | 17780.9212 | 0 | 0 | 0.093473 | 0 | 0.093473 | 0 | 0.1126 | 0 | 0.1126 | 0 | 3.2535 | 6.0363 | 3.2535 | 6.0363
234330-Premium T8 with T12 40 Watt Baseline - Tr1 | 0.23474 | 0.15137 | 0.24626 | 1185.3947 | 17780.9212 | 0 | 0 | 0.093473 | 0 | 0.093473 | 0 | 0.1126 | 0 | 0.1126 | 0 | 3.2535 | 6.0363 | 3.2535 | 6.0363
234330-Premium T8 with T12 40 Watt Baseline - Tr1 | 0.28169 | 0.18164 | 0.29552 | 1422.4737 | 21337.1054 | 0 | 0 | 0.093473 | 0 | 0.093473 | 0 | 0.1126 | 0 | 0.1126 | 0 | 3.2535 | 6.0363 | 3.2535 | 6.0363
234085-Refrigeration -Strip Curtains for Walk-ins | 0 | 0 | 0 | 0 | 0 | 0 | 0 | 0 | 0 | 0 | 0 | 0 | 0 | 0 | 0 | 0 | 0 | 0 | 0
234084-Refrigeration -Cooler/Freezer Door Gaskets - Solid Doors: Cooler | 0.50535 | 0.42262 | 0.43594 | 3813.984 | 15255.936 | 0 | 0 | 0.097875 | 0 | 0.097875 | 0 | 0.093139 | 0 | 0.093139 | 0 | 11.3549 | 7.5649 | 11.3549 | 7.5649
234067-Refrigeration - Food Service -Auto Closer for Main Cooler Doors | 0 | 0 | 0 | 0 | 0 | 0 | 0 | 0 | 0 | 0 | 0 | 0 | 0 | 0 | 0 | 0 | 0 | 0 | 0
234084-Refrigeration -Cooler/Freezer Door Gaskets - Solid Doors: Cooler | 0.61063 | 0.51066 | 0.52676 | 4608.564 | 18434.256 | 0 | 0 | 0.097849 | 0 | 0.097849 | 0 | 0.093032 | 0 | 0.093032 | 0 | 11.324 | 7.508 | 11.324 | 7.508
234067-Refrigeration - Food Service -Auto Closer for Main Cooler Doors | 0.099706 | 0.083383 | 0.14556 | 752.5063 | 6020.0504 | -0.037362 | -0.2989 | 0.047246 | 0.89663 | 0.047246 | 0.89663 | 0.089621 | 0.89663 | 0.089621 | 0.89663 | 1.7297 | 5.0155 | 1.7297 | 5.0155
234084-Refrigeration -Cooler/Freezer Door Gaskets - Solid Doors: Cooler | 1.1476 | 0.95969 | 0.98994 | 8660.922 | 34643.688 | 0 | 0 | 0.097866 | 0 | 0.097866 | 0 | 0.093101 | 0 | 0.093101 | 0 | 11.344 | 7.5447 | 11.344 | 7.5447
234116-Refrigeration -Cooler/Freezer Door Gaskets - Solid Doors: Freezer | 0.2632 | 0.22011 | 0.22705 | 1986.45 | 7945.8 | 0 | 0 | 0.093136 | 0 | 0.093136 | 0 | 0.092965 | 0 | 0.092965 | 0 | 7.5629 | 7.4733 | 7.5629 | 7.4733
234330-Premium T8 with T12 40 Watt Baseline - Tr1 | 0.32864 | 0.21191 | 0.34477 | 1659.5526 | 24893.2896 | 0 | 0 | 0.093473 | 0 | 0.093473 | 0 | 0.1126 | 0 | 0.1126 | 0 | 3.2535 | 6.0363 | 3.2535 | 6.0363
234303-Lighting-Remove 4 Ft Lamp (De-Lamp) - Tr1 | 0 | 0 | 0.51753 | 2692.3194 | 40384.7914 | -50.3642 | -755.4637 | 0 | 1.8717 | 0 | 1.8717 | 0 | 2.0492 | 0 | 2.0492 | -1.5179 | -1.2253 | -1.5179 | -1.2253
234330-Premium T8 with T12 40 Watt Baseline - Tr1 | 0.39906 | 0.25732 | 0.41865 | 2015.1711 | 30227.566 | 0 | 0 | 0.093473 | 0 | 0.093473 | 0 | 0.1126 | 0 | 0.1126 | 0 | 3.2535 | 6.0363 | 3.2535 | 6.0363
234303-Lighting-Remove 4 Ft Lamp (De-Lamp) - Tr1 | 0 | 0 | 0.62843 | 3269.245 | 49038.6753 | -61.1566 | -917.3488 | 0 | 1.8717 | 0 | 1.8717 | 0 | 2.0492 | 0 | 2.0492 | -1.5179 | -1.2253 | -1.5179 | -1.2253
234331-Premium T8 with T12 40 Watt Baseline - Tr2 | 1.3055 | 0.84183 | 1.9453 | 6592.5475 | 98888.212 | 0 | 0 | 0.077055 | 0 | 0.077055 | 0 | 0.11083 | 0 | 0.11083 | 0 | 2.3309 | 5.5951 | 2.3309 | 5.5951
234084-Refrigeration -Cooler/Freezer Door Gaskets - Solid Doors: Cooler | 0.15792 | 0.13207 | 0.13623 | 1191.87 | 4767.48 | 0 | 0 | 0.097733 | 0 | 0.097733 | 0 | 0.092549 | 0 | 0.092549 | 0 | 11.1872 | 7.2625 | 11.1872 | 7.2625
234084-Refrigeration -Cooler/Freezer Door Gaskets - Solid Doors: Cooler | 0.13686 | 0.11446 | 0.11807 | 1032.954 | 4131.816 | 0 | 0 | 0.097851 | 0 | 0.097851 | 0 | 0.093039 | 0 | 0.093039 | 0 | 11.3261 | 7.5118 | 11.3261 | 7.5118
234116-Refrigeration -Cooler/Freezer Door Gaskets - Solid Doors: Freezer | 0.46323 | 0.3874 | 0.39961 | 3496.152 | 13984.608 | 0 | 0 | 0.093135 | 0 | 0.093135 | 0 | 0.092965 | 0 | 0.092965 | 0 | 7.5628 | 7.4731 | 7.5628 | 7.4731
234324-Lighting-Ceramic Metal Halide Fixture - Tr1 | 3.1103 | 1.929 | 3.6285 | 16799.9832 | 251999.748 | 0 | 0 | 0.076413 | 0 | 0.076413 | 0 | 0.10246 | 0 | 0.10246 | 0 | 2.3738 | 4.464 | 2.3738 | 4.464
234201-Lighting-2 Ft 2nd Gen T-8 with Elec Ballast-Tr1 | 0.03148 | 0.020299 | 0.030135 | 158.9683 | 2384.5246 | 0 | 0 | 0.087912 | 0 | 0.087912 | 0 | 0.12801 | 0 | 0.12801 | 0 | 2.8689 | 19.4281 | 2.8689 | 19.4281
234330-Premium T8 with T12 40 Watt Baseline - Tr1 | 1.2911 | 0.83252 | 1.3544 | 6519.6711 | 97795.0665 | 0 | 0 | 0.097161 | 0 | 0.097161 | 0 | 0.12936 | 0 | 0.12936 | 0 | 3.5711 | 24.1452 | 3.5711 | 24.1452
234303-Lighting-Remove 4 Ft Lamp (De-Lamp) - Tr1 | 0 | 0 | 1.9592 | 10192.3521 | 152885.2819 | -190.6646 | -2859.9697 | 0 | 1.7128 | 0 | 1.7128 | 0 | 1.3585 | 0 | 1.3585 | -1.9304 | -4.9012 | -1.9304 | -4.9012
234294-Lighting-Occupancy Sensor-Wallbox Lghtng Snsr-Tr1 | 0.033242 | 0.020617 | 0.14799 | 179.5576 | 1436.4605 | 0 | 0 | 0.09075 | 0 | 0.09075 | 0 | 0.11535 | 0 | 0.11535 | 0 | 3.695 | 13.7083 | 3.695 | 13.7083
234049-Lighting-LED Exit Sign New Sign | 0 | 0 | 0 | 0 | 0 | 0 | 0 | 0 | 0 | 0 | 0 | 0 | 0 | 0 | 0 | 0 | 0 | 0 | 0
234084-Refrigeration -Cooler/Freezer Door Gaskets - Solid Doors: Cooler | 1.8529 | 1.5496 | 1.5984 | 13984.608 | 55938.432 | 0 | 0 | 0.097885 | 0 | 0.097885 | 0 | 0.09318 | 0 | 0.09318 | 0 | 11.3668 | 7.5869 | 11.3668 | 7.5869
234084-Refrigeration -Cooler/Freezer Door Gaskets - Solid Doors: Cooler | 1.2107 | 1.0125 | 1.0444 | 9137.67 | 36550.68 | 0 | 0 | 0.097885 | 0 | 0.097885 | 0 | 0.09318 | 0 | 0.09318 | 0 | 11.3668 | 7.5869 | 11.3668 | 7.5869
234003-A/C - Reflective Window Film Inland | 0.3773 | 0.17338 | 0.14663 | 973.4625 | 9734.625 | 0 | 0 | 0.12453 | 0 | 0.12453 | 0 | 0.13479 | 0 | 0.13479 | 0 | 4.9116 | 7.2496 | 4.9116 | 7.2496
234003-A/C - Reflective Window Film Inland | 0.3773 | 0.17338 | 0.14663 | 973.4625 | 9734.625 | 0 | 0 | 0.12453 | 0 | 0.12453 | 0 | 0.13479 | 0 | 0.13479 | 0 | 4.9116 | 7.2496 | 4.9116 | 7.2496
234003-A/C - Reflective Window Film Inland | 0.75461 | 0.34675 | 0.29325 | 1946.925 | 19469.25 | 0 | 0 | 0.12453 | 0 | 0.12453 | 0 | 0.13479 | 0 | 0.13479 | 0 | 4.9116 | 7.2496 | 4.9116 | 7.2496
234201-Lighting-2 Ft 2nd Gen T-8 with Elec Ballast-Tr1 | 0.04722 | 0.030449 | 0.045202 | 238.4525 | 3576.787 | 0 | 0 | 0.083327 | 0 | 0.083327 | 0 | 0.10717 | 0 | 0.10717 | 0 | 2.6141 | 4.857 | 2.6141 | 4.857
234330-Premium T8 with T12 40 Watt Baseline - Tr1 | 0.65728 | 0.42383 | 0.68954 | 3319.1053 | 49786.5793 | 0 | 0 | 0.093473 | 0 | 0.093473 | 0 | 0.1126 | 0 | 0.1126 | 0 | 3.2535 | 6.0363 | 3.2535 | 6.0363
234303-Lighting-Remove 4 Ft Lamp (De-Lamp) - Tr1 | 0 | 0 | 0.05545 | 288.4628 | 4326.9419 | -5.3962 | -80.9425 | 0 | 1.8717 | 0 | 1.8717 | 0 | 2.0492 | 0 | 2.0492 | -1.5179 | -1.2253 | -1.5179 | -1.2253
234306-Lighting-Remove 8 Ft Lamp (De-Lamp) - Tr1 | 0.57079 | 0.35401 | 0.65384 | 3083.1275 | 46246.9128 | 0 | 0 | 0.121 | 0 | 0.121 | 0 | 0.12129 | 0 | 0.12129 | 0 | 11.9671 | 12.2885 | 11.9671 | 12.2885
234003-A/C - Reflective Window Film Inland | 0.39743 | 0.18262 | 0.15444 | 1025.3805 | 10253.805 | 0 | 0 | 0.12453 | 0 | 0.12453 | 0 | 0.13479 | 0 | 0.13479 | 0 | 4.9116 | 7.2496 | 4.9116 | 7.2496
234332-Premium T8 with T12 40 Watt Baseline - Tr3 | 0.11154 | 0.071923 | 0.21088 | 563.2485 | 8448.7282 | 0 | 0 | 0.094949 | 0 | 0.094949 | 0 | 0.11201 | 0 | 0.11201 | 0 | 3.3735 | 5.8835 | 3.3735 | 5.8835
234305-Lighting-Remove 4 Ft Lamp (De-Lamp) - Tr3 | 0.10797 | 0.069621 | 0.21033 | 545.2211 | 8178.3161 | 0 | 0 | 0.10872 | 0 | 0.10872 | 0 | 0.12523 | 0 | 0.12523 | 0 | 5.1454 | 13.882 | 5.1454 | 13.882
234308-Lighting-Remove 8 Ft Lamp (De-Lamp) - Tr3 | 0.046363 | 0.028755 | 0.10597 | 250.4295 | 3756.4419 | 0 | 0 | 0.11246 | 0 | 0.11246 | 0 | 0.12255 | 0 | 0.12255 | 0 | 6.746 | 13.9276 | 6.746 | 13.9276
234330-Premium T8 with T12 40 Watt Baseline - Tr1 | 0.18779 | 0.12109 | 0.19701 | 948.3158 | 14224.7369 | 0 | 0 | 0.093473 | 0 | 0.093473 | 0 | 0.1126 | 0 | 0.1126 | 0 | 3.2535 | 6.0363 | 3.2535 | 6.0363
234303-Lighting-Remove 4 Ft Lamp (De-Lamp) - Tr1 | 0 | 0 | 0.29573 | 1538.4682 | 23077.0237 | -28.7796 | -431.6935 | 0 | 1.8717 | 0 | 1.8717 | 0 | 2.0492 | 0 | 2.0492 | -1.5179 | -1.2253 | -1.5179 | -1.2253
234331-Premium T8 with T12 40 Watt Baseline - Tr2 | 0.13055 | 0.084183 | 0.19453 | 659.2547 | 9888.8212 | 0 | 0 | 0.077055 | 0 | 0.077055 | 0 | 0.11083 | 0 | 0.11083 | 0 | 2.3309 | 5.5951 | 2.3309 | 5.5951
234304-Lighting-Remove 4 Ft Lamp (De-Lamp) - Tr2 | 0 | 0 | 0.29573 | 1538.4682 | 23077.0237 | -28.7796 | -431.6935 | 0 | 0.69035 | 0 | 0.69035 | 0 | 0.69063 | 0 | 0.69063 | 0 | 0 | 0 | 0
234084-Refrigeration -Cooler/Freezer Door Gaskets - Solid Doors: Cooler | 0.58957 | 0.49305 | 0.50859 | 4449.648 | 17798.592 | 0 | 0 | 0.097864 | 0 | 0.097864 | 0 | 0.093095 | 0 | 0.093095 | 0 | 11.3421 | 7.5411 | 11.3421 | 7.5411
234330-Premium T8 with T12 40 Watt Baseline - Tr1 | 0.14084 | 0.09082 | 0.14776 | 711.2368 | 10668.5527 | 0 | 0 | 0.093473 | 0 | 0.093473 | 0 | 0.1126 | 0 | 0.1126 | 0 | 3.2535 | 6.0363 | 3.2535 | 6.0363
234303-Lighting-Remove 4 Ft Lamp (De-Lamp) - Tr1 | 0 | 0 | 0.073933 | 384.6171 | 5769.2559 | -7.1949 | -107.9234 | 0 | 1.8717 | 0 | 1.8717 | 0 | 2.0492 | 0 | 2.0492 | -1.5179 | -1.2253 | -1.5179 | -1.2253
234331-Premium T8 with T12 40 Watt Baseline - Tr2 | 0.081594 | 0.052614 | 0.12158 | 412.0342 | 6180.5132 | 0 | 0 | 0.077055 | 0 | 0.077055 | 0 | 0.11083 | 0 | 0.11083 | 0 | 2.3309 | 5.5951 | 2.3309 | 5.5951
234307-Lighting-Remove 8 Ft Lamp (De-Lamp) - Tr2 | 0.13173 | 0.081699 | 0.21659 | 711.524 | 10672.86 | 0 | 0 | 0.11754 | 0 | 0.11754 | 0 | 0.12272 | 0 | 0.12272 | 0 | 9.1102 | 14.1797 | 9.1102 | 14.1797
234332-Premium T8 with T12 40 Watt Baseline - Tr3 | 0.024786 | 0.015983 | 0.046863 | 125.1663 | 1877.4952 | 0 | 0 | 0.094949 | 0 | 0.094949 | 0 | 0.11201 | 0 | 0.11201 | 0 | 3.3735 | 5.8835 | 3.3735 | 5.8835
234308-Lighting-Remove 8 Ft Lamp (De-Lamp) - Tr3 | 0.046363 | 0.028755 | 0.10597 | 250.4295 | 3756.4419 | 0 | 0 | 0.11246 | 0 | 0.11246 | 0 | 0.12255 | 0 | 0.12255 | 0 | 6.746 | 13.9276 | 6.746 | 13.9276
234332-Premium T8 with T12 40 Watt Baseline - Tr3 | 0.074359 | 0.047949 | 0.14059 | 375.499 | 5632.4855 | 0 | 0 | 0.094949 | 0 | 0.094949 | 0 | 0.11201 | 0 | 0.11201 | 0 | 3.3735 | 5.8835 | 3.3735 | 5.8835
234305-Lighting-Remove 4 Ft Lamp (De-Lamp) - Tr3 | 0.03599 | 0.023207 | 0.070108 | 181.7404 | 2726.1054 | 0 | 0 | 0.10872 | 0 | 0.10872 | 0 | 0.12523 | 0 | 0.12523 | 0 | 5.1454 | 13.882 | 5.1454 | 13.882
234308-Lighting-Remove 8 Ft Lamp (De-Lamp) - Tr3 | 0.069545 | 0.043132 | 0.15895 | 375.6442 | 5634.6629 | 0 | 0 | 0.11246 | 0 | 0.11246 | 0 | 0.12255 | 0 | 0.12255 | 0 | 6.746 | 13.9276 | 6.746 | 13.9276
234332-Premium T8 with T12 40 Watt Baseline - Tr3 | 0.03718 | 0.023974 | 0.070294 | 187.7495 | 2816.2427 | 0 | 0 | 0.094949 | 0 | 0.094949 | 0 | 0.11201 | 0 | 0.11201 | 0 | 3.3735 | 5.8835 | 3.3735 | 5.8835
234308-Lighting-Remove 8 Ft Lamp (De-Lamp) - Tr3 | 0.069545 | 0.043132 | 0.15895 | 375.6442 | 5634.6629 | 0 | 0 | 0.11246 | 0 | 0.11246 | 0 | 0.12255 | 0 | 0.12255 | 0 | 6.746 | 13.9276 | 6.746 | 13.9276
234332-Premium T8 with T12 40 Watt Baseline - Tr3 | 0.074359 | 0.047949 | 0.14059 | 375.499 | 5632.4855 | 0 | 0 | 0.094949 | 0 | 0.094949 | 0 | 0.11201 | 0 | 0.11201 | 0 | 3.3735 | 5.8835 | 3.3735 | 5.8835
234308-Lighting-Remove 8 Ft Lamp (De-Lamp) - Tr3 | 0.13909 | 0.086265 | 0.31791 | 751.2884 | 11269.3257 | 0 | 0 | 0.11246 | 0 | 0.11246 | 0 | 0.12255 | 0 | 0.12255 | 0 | 6.746 | 13.9276 | 6.746 | 13.9276
234330-Premium T8 with T12 40 Watt Baseline - Tr1 | 0.18779 | 0.12109 | 0.19701 | 948.3158 | 14224.7369 | 0 | 0 | 0.093473 | 0 | 0.093473 | 0 | 0.1126 | 0 | 0.1126 | 0 | 3.2535 | 6.0363 | 3.2535 | 6.0363
234303-Lighting-Remove 4 Ft Lamp (De-Lamp) - Tr1 | 0 | 0 | 0.036966 | 192.3085 | 2884.628 | -3.5974 | -53.9617 | 0 | 1.8717 | 0 | 1.8717 | 0 | 2.0492 | 0 | 2.0492 | -1.5179 | -1.2253 | -1.5179 | -1.2253
234306-Lighting-Remove 8 Ft Lamp (De-Lamp) - Tr1 | 0.2854 | 0.17701 | 0.32692 | 1541.5638 | 23123.4564 | 0 | 0 | 0.121 | 0 | 0.121 | 0 | 0.12129 | 0 | 0.12129 | 0 | 11.9671 | 12.2885 | 11.9671 | 12.2885
234084-Refrigeration -Cooler/Freezer Door Gaskets - Solid Doors: Cooler | 1.9582 | 1.6376 | 1.6893 | 14779.188 | 59116.752 | 0 | 0 | 0.097885 | 0 | 0.097885 | 0 | 0.09318 | 0 | 0.09318 | 0 | 11.3668 | 7.5869 | 11.3668 | 7.5869
234084-Refrigeration -Cooler/Freezer Door Gaskets - Solid Doors: Cooler | 3.2848 | 2.747 | 2.8336 | 24790.896 | 99163.584 | 0 | 0 | 0.097885 | 0 | 0.097885 | 0 | 0.09318 | 0 | 0.09318 | 0 | 11.3668 | 7.5869 | 11.3668 | 7.5869
234084-Refrigeration -Cooler/Freezer Door Gaskets - Solid Doors: Cooler | 1.874 | 1.5672 | 1.6166 | 14143.524 | 56574.096 | 0 | 0 | 0.097885 | 0 | 0.097885 | 0 | 0.09318 | 0 | 0.09318 | 0 | 11.3668 | 7.5869 | 11.3668 | 7.5869
234084-Refrigeration -Cooler/Freezer Door Gaskets - Solid Doors: Cooler | 1.9687 | 1.6464 | 1.6983 | 14858.646 | 59434.584 | 0 | 0 | 0.097885 | 0 | 0.097885 | 0 | 0.09318 | 0 | 0.09318 | 0 | 11.3668 | 7.5869 | 11.3668 | 7.5869
234084-Refrigeration -Cooler/Freezer Door Gaskets - Solid Doors: Cooler | 3.369 | 2.8174 | 2.9062 | 25426.56 | 101706.24 | 0 | 0 | 0.097885 | 0 | 0.097885 | 0 | 0.09318 | 0 | 0.09318 | 0 | 11.3668 | 7.5869 | 11.3668 | 7.5869
234084-Refrigeration -Cooler/Freezer Door Gaskets - Solid Doors: Cooler | 2.8215 | 2.3596 | 2.434 | 21294.744 | 85178.976 | 0 | 0 | 0.097885 | 0 | 0.097885 | 0 | 0.09318 | 0 | 0.09318 | 0 | 11.3668 | 7.5869 | 11.3668 | 7.5869
234084-Refrigeration -Cooler/Freezer Door Gaskets - Solid Doors: Cooler | 2.1793 | 1.8225 | 1.88 | 16447.806 | 65791.224 | 0 | 0 | 0.097885 | 0 | 0.097885 | 0 | 0.09318 | 0 | 0.09318 | 0 | 11.3668 | 7.5869 | 11.3668 | 7.5869
234084-Refrigeration -Cooler/Freezer Door Gaskets - Solid Doors: Cooler | 2.2319 | 1.8666 | 1.9254 | 16845.096 | 67380.384 | 0 | 0 | 0.097885 | 0 | 0.097885 | 0 | 0.09318 | 0 | 0.09318 | 0 | 11.3668 | 7.5869 | 11.3668 | 7.5869
234084-Refrigeration -Cooler/Freezer Door Gaskets - Solid Doors: Cooler | 2.5267 | 2.1131 | 2.1797 | 19069.92 | 76279.68 | 0 | 0 | 0.097885 | 0 | 0.097885 | 0 | 0.09318 | 0 | 0.09318 | 0 | 11.3668 | 7.5869 | 11.3668 | 7.5869
234126-Refrigeration - Efficient Evap Fan Motor Electronically Commutated Motor (ECM) | 0.24824 | 0.2076 | 0.2551 | 1873.5409 | 28103.1135 | -1.8561 | -27.8408 | 0.05134 | 0.97721 | 0.05134 | 0.97721 | -0.084552 | 0.97721 | -0.084552 | 0.97721 | 1.7469 | 0.57941 | 1.7469 | 0.57941
234173-Food Service - Combination Oven-Gas | 0 | 0 | 0 | 0 | 0 | 564.2 | 6770.4 | 0 | -5.9231 | 0 | -5.9231 | 0 | 0.60307 | 0 | 0.60307 | 0.13637 | 2.8152 | 0.13637 | 2.8152
234085-Refrigeration -Strip Curtains for Walk-ins | 0.64284 | 0.46029 | 0.4876 | 4278 | 17112 | 0 | 0 | 0.10121 | 0 | 0.10121 | 0 | 0.10552 | 0 | 0.10552 | 0 | 13.1104 | 27.0823 | 13.1104 | 27.0823
234084-Refrigeration -Cooler/Freezer Door Gaskets - Solid Doors: Cooler | 0.80013 | 0.66914 | 0.69023 | 6038.808 | 24155.232 | 0 | 0 | 0.097851 | 0 | 0.097851 | 0 | 0.093041 | 0 | 0.093041 | 0 | 11.3267 | 7.5128 | 11.3267 | 7.5128
234084-Refrigeration -Cooler/Freezer Door Gaskets - Solid Doors: Cooler | 0.90541 | 0.75719 | 0.78105 | 6833.388 | 27333.552 | 0 | 0 | 0.097858 | 0 | 0.097858 | 0 | 0.09307 | 0 | 0.09307 | 0 | 11.3351 | 7.5283 | 11.3351 | 7.5283
234084-Refrigeration -Cooler/Freezer Door Gaskets - Solid Doors: Cooler | 0.3369 | 0.28174 | 0.29062 | 2542.656 | 10170.624 | 0 | 0 | 0.09786 | 0 | 0.09786 | 0 | 0.093079 | 0 | 0.093079 | 0 | 11.3375 | 7.5328 | 11.3375 | 7.5328
234330-Premium T8 with T12 40 Watt Baseline - Tr1 | 0.46948 | 0.30273 | 0.49253 | 2370.7895 | 35561.8424 | 0 | 0 | 0.093473 | 0 | 0.093473 | 0 | 0.1126 | 0 | 0.1126 | 0 | 3.2535 | 6.0363 | 3.2535 | 6.0363
234306-Lighting-Remove 8 Ft Lamp (De-Lamp) - Tr1 | 0.19026 | 0.118 | 0.21795 | 1027.7092 | 15415.6376 | 0 | 0 | 0.121 | 0 | 0.121 | 0 | 0.12129 | 0 | 0.12129 | 0 | 11.9671 | 12.2885 | 11.9671 | 12.2885
234126-Refrigeration - Efficient Evap Fan Motor Electronically Commutated Motor (ECM) | 0.10793 | 0.090262 | 0.11091 | 814.583 | 12218.745 | -0.80698 | -12.1047 | 0.05134 | 0.97721 | 0.05134 | 0.97721 | -0.084552 | 0.97721 | -0.084552 | 0.97721 | 1.7469 | 0.57941 | 1.7469 | 0.57941
234126-Refrigeration - Efficient Evap Fan Motor Electronically Commutated Motor (ECM) | 0.12952 | 0.10831 | 0.1331 | 977.4996 | 14662.494 | -0.96838 | -14.5256 | 0.05134 | 0.97721 | 0.05134 | 0.97721 | -0.084552 | 0.97721 | -0.084552 | 0.97721 | 1.7469 | 0.57941 | 1.7469 | 0.57941
234126-Refrigeration - Efficient Evap Fan Motor Electronically Commutated Motor (ECM) | 0.10793 | 0.090262 | 0.11091 | 814.583 | 12218.745 | -0.80698 | -12.1047 | 0.05134 | 0.97721 | 0.05134 | 0.97721 | -0.084552 | 0.97721 | -0.084552 | 0.97721 | 1.7469 | 0.57941 | 1.7469 | 0.57941
234330-Premium T8 with T12 40 Watt Baseline - Tr1 | 0.42253 | 0.27246 | 0.44327 | 2133.7105 | 32005.6581 | 0 | 0 | 0.093473 | 0 | 0.093473 | 0 | 0.1126 | 0 | 0.1126 | 0 | 3.2535 | 6.0363 | 3.2535 | 6.0363
234303-Lighting-Remove 4 Ft Lamp (De-Lamp) - Tr1 | 0 | 0 | 0.036966 | 192.3085 | 2884.628 | -3.5974 | -53.9617 | 0 | 1.8717 | 0 | 1.8717 | 0 | 2.0492 | 0 | 2.0492 | -1.5179 | -1.2253 | -1.5179 | -1.2253
234330-Premium T8 with T12 40 Watt Baseline - Tr1 | 1.0094 | 0.65088 | 1.0589 | 5097.1974 | 76457.9611 | 0 | 0 | 0.093473 | 0 | 0.093473 | 0 | 0.1126 | 0 | 0.1126 | 0 | 3.2535 | 6.0363 | 3.2535 | 6.0363
234303-Lighting-Remove 4 Ft Lamp (De-Lamp) - Tr1 | 0 | 0 | 1.5156 | 7884.6498 | 118269.7464 | -147.4953 | -2212.4294 | 0 | 1.8717 | 0 | 1.8717 | 0 | 2.0492 | 0 | 2.0492 | -1.5179 | -1.2253 | -1.5179 | -1.2253
234330-Premium T8 with T12 40 Watt Baseline - Tr1 | 0.28169 | 0.18164 | 0.29552 | 1422.4737 | 21337.1054 | 0 | 0 | 0.093473 | 0 | 0.093473 | 0 | 0.1126 | 0 | 0.1126 | 0 | 3.2535 | 6.0363 | 3.2535 | 6.0363
234303-Lighting-Remove 4 Ft Lamp (De-Lamp) - Tr1 | 0 | 0 | 0.40663 | 2115.3938 | 31730.9076 | -39.5719 | -593.5786 | 0 | 1.8717 | 0 | 1.8717 | 0 | 2.0492 | 0 | 2.0492 | -1.5179 | -1.2253 | -1.5179 | -1.2253
234330-Premium T8 with T12 40 Watt Baseline - Tr1 | 0.23474 | 0.15137 | 0.24626 | 1185.3947 | 17780.9212 | 0 | 0 | 0.093473 | 0 | 0.093473 | 0 | 0.1126 | 0 | 0.1126 | 0 | 3.2535 | 6.0363 | 3.2535 | 6.0363
234303-Lighting-Remove 4 Ft Lamp (De-Lamp) - Tr1 | 0 | 0 | 0.3327 | 1730.7768 | 25961.6516 | -32.377 | -485.6552 | 0 | 1.8717 | 0 | 1.8717 | 0 | 2.0492 | 0 | 2.0492 | -1.5179 | -1.2253 | -1.5179 | -1.2253
234330-Premium T8 with T12 40 Watt Baseline - Tr1 | 0.9507 | 0.61304 | 0.99737 | 4800.8487 | 72012.7308 | 0 | 0 | 0.093473 | 0 | 0.093473 | 0 | 0.1126 | 0 | 0.1126 | 0 | 3.2535 | 6.0363 | 3.2535 | 6.0363
234303-Lighting-Remove 4 Ft Lamp (De-Lamp) - Tr1 | 0 | 0 | 1.4047 | 7307.7242 | 109615.8625 | -136.703 | -2050.5443 | 0 | 1.8717 | 0 | 1.8717 | 0 | 2.0492 | 0 | 2.0492 | -1.5179 | -1.2253 | -1.5179 | -1.2253
234330-Premium T8 with T12 40 Watt Baseline - Tr1 | 0.36385 | 0.23462 | 0.38171 | 1837.3619 | 27560.4278 | 0 | 0 | 0.093473 | 0 | 0.093473 | 0 | 0.1126 | 0 | 0.1126 | 0 | 3.2535 | 6.0363 | 3.2535 | 6.0363
234303-Lighting-Remove 4 Ft Lamp (De-Lamp) - Tr1 | 0 | 0 | 0.4436 | 2307.7024 | 34615.5355 | -43.1694 | -647.5403 | 0 | 1.8717 | 0 | 1.8717 | 0 | 2.0492 | 0 | 2.0492 | -1.5179 | -1.2253 | -1.5179 | -1.2253
234084-Refrigeration -Cooler/Freezer Door Gaskets - Solid Doors: Cooler | 0.90541 | 0.75719 | 0.78105 | 6833.388 | 27333.552 | 0 | 0 | 0.096101 | 0 | 0.096101 | 0 | 0.09136 | 0 | 0.09136 | 0 | 11.1656 | 7.4366 | 11.1656 | 7.4366
234116-Refrigeration -Cooler/Freezer Door Gaskets - Solid Doors: Freezer | 0.35795 | 0.29935 | 0.30879 | 2701.572 | 10806.288 | 0 | 0 | 0.091332 | 0 | 0.091332 | 0 | 0.091063 | 0 | 0.091063 | 0 | 7.4216 | 7.2838 | 7.4216 | 7.2838
234084-Refrigeration -Cooler/Freezer Door Gaskets - Solid Doors: Cooler | 0.16845 | 0.14087 | 0.14531 | 1271.328 | 5085.312 | 0 | 0 | 0.096074 | 0 | 0.096074 | 0 | 0.091249 | 0 | 0.091249 | 0 | 11.1341 | 7.3786 | 11.1341 | 7.3786
234084-Refrigeration -Cooler/Freezer Door Gaskets - Solid Doors: Cooler | 0.15792 | 0.13207 | 0.13623 | 1191.87 | 4767.48 | 0 | 0 | 0.095888 | 0 | 0.095888 | 0 | 0.090474 | 0 | 0.090474 | 0 | 10.92 | 6.9997 | 10.92 | 6.9997
234084-Refrigeration -Cooler/Freezer Door Gaskets - Solid Doors: Cooler | 0.15792 | 0.13207 | 0.13623 | 1191.87 | 4767.48 | 0 | 0 | 0.095929 | 0 | 0.095929 | 0 | 0.090644 | 0 | 0.090644 | 0 | 10.9662 | 7.0794 | 10.9662 | 7.0794
234085-Refrigeration -Strip Curtains for Walk-ins | 0.70712 | 0.50632 | 0.53636 | 4705.8 | 18823.2 | 0 | 0 | 0.099405 | 0 | 0.099405 | 0 | 0.10372 | 0 | 0.10372 | 0 | 12.906 | 26.7328 | 12.906 | 26.7328
234084-Refrigeration -Cooler/Freezer Door Gaskets - Solid Doors: Cooler | 0.15792 | 0.13207 | 0.13623 | 1191.87 | 4767.48 | 0 | 0 | 0.095893 | 0 | 0.095893 | 0 | 0.090493 | 0 | 0.090493 | 0 | 10.9251 | 7.0084 | 10.9251 | 7.0084
234116-Refrigeration -Cooler/Freezer Door Gaskets - Solid Doors: Freezer | 0.15792 | 0.13207 | 0.13623 | 1191.87 | 4767.48 | 0 | 0 | 0.091252 | 0 | 0.091252 | 0 | 0.090729 | 0 | 0.090729 | 0 | 7.3801 | 7.1199 | 7.3801 | 7.1199
234067-Refrigeration - Food Service -Auto Closer for Main Cooler Doors | 0.099706 | 0.083383 | 0.14556 | 752.5063 | 6020.0504 | -0.037362 | -0.2989 | 0.045823 | 0.88635 | 0.045823 | 0.88635 | 0.088197 | 0.88635 | 0.088197 | 0.88635 | 1.7077 | 4.9518 | 1.7077 | 4.9518
234084-Refrigeration -Cooler/Freezer Door Gaskets - Solid Doors: Cooler | 0.2632 | 0.22011 | 0.22705 | 1986.45 | 7945.8 | 0 | 0 | 0.096039 | 0 | 0.096039 | 0 | 0.091103 | 0 | 0.091103 | 0 | 11.093 | 7.3039 | 11.093 | 7.3039
234116-Refrigeration -Cooler/Freezer Door Gaskets - Solid Doors: Freezer | 0.16845 | 0.14087 | 0.14531 | 1271.328 | 5085.312 | 0 | 0 | 0.09134 | 0 | 0.09134 | 0 | 0.091099 | 0 | 0.091099 | 0 | 7.4261 | 7.3019 | 7.4261 | 7.3019
234084-Refrigeration -Cooler/Freezer Door Gaskets - Solid Doors: Cooler | 0.38954 | 0.32577 | 0.33603 | 2939.946 | 11759.784 | 0 | 0 | 0.097873 | 0 | 0.097873 | 0 | 0.093131 | 0 | 0.093131 | 0 | 11.3525 | 7.5604 | 11.3525 | 7.5604
234084-Refrigeration -Cooler/Freezer Door Gaskets - Solid Doors: Cooler | 1.1265 | 0.94208 | 0.97177 | 8502.006 | 34008.024 | 0 | 0 | 0.097875 | 0 | 0.097875 | 0 | 0.093142 | 0 | 0.093142 | 0 | 11.3558 | 7.5664 | 11.3558 | 7.5664
234084-Refrigeration -Cooler/Freezer Door Gaskets - Solid Doors: Cooler | 0.48429 | 0.40501 | 0.41777 | 3655.068 | 14620.272 | 0 | 0 | 0.097885 | 0 | 0.097885 | 0 | 0.09318 | 0 | 0.09318 | 0 | 11.3668 | 7.5869 | 11.3668 | 7.5869
234303-Lighting-Remove 4 Ft Lamp (De-Lamp) - Tr1 | 0 | 0 | 0.36966 | 1923.0853 | 28846.2796 | -35.9745 | -539.6169 | 0 | 1.8717 | 0 | 1.8717 | 0 | 2.0492 | 0 | 2.0492 | -1.5179 | -1.2253 | -1.5179 | -1.2253
234330-Premium T8 with T12 40 Watt Baseline - Tr1 | 0.23474 | 0.15137 | 0.24626 | 1185.3947 | 17780.9212 | 0 | 0 | 0.093473 | 0 | 0.093473 | 0 | 0.1126 | 0 | 0.1126 | 0 | 3.2535 | 6.0363 | 3.2535 | 6.0363
234084-Refrigeration -Cooler/Freezer Door Gaskets - Solid Doors: Cooler | 1.1581 | 0.9685 | 0.99902 | 8740.38 | 34961.52 | 0 | 0 | 0.09787 | 0 | 0.09787 | 0 | 0.093121 | 0 | 0.093121 | 0 | 11.3498 | 7.5553 | 11.3498 | 7.5553
234085-Refrigeration -Strip Curtains for Walk-ins | 0.61069 | 0.43728 | 0.46322 | 4064.1 | 16256.4 | 0 | 0 | 0.10126 | 0 | 0.10126 | 0 | 0.10561 | 0 | 0.10561 | 0 | 13.1905 | 27.727 | 13.1905 | 27.727
234084-Refrigeration -Cooler/Freezer Door Gaskets - Solid Doors: Cooler | 0.32637 | 0.27294 | 0.28154 | 2463.198 | 9852.792 | 0 | 0 | 0.097843 | 0 | 0.097843 | 0 | 0.093007 | 0 | 0.093007 | 0 | 11.317 | 7.4951 | 11.317 | 7.4951
234116-Refrigeration -Cooler/Freezer Door Gaskets - Solid Doors: Freezer | 0.30531 | 0.25533 | 0.26338 | 2304.282 | 9217.128 | 0 | 0 | 0.093163 | 0 | 0.093163 | 0 | 0.093078 | 0 | 0.093078 | 0 | 7.5773 | 7.5324 | 7.5773 | 7.5324
234067-Refrigeration - Food Service -Auto Closer for Main Cooler Doors | 0.099706 | 0.083383 | 0.14556 | 752.5063 | 6020.0504 | -0.037362 | -0.2989 | 0.047246 | 0.89663 | 0.047246 | 0.89663 | 0.089621 | 0.89663 | 0.089621 | 0.89663 | 1.7297 | 5.0155 | 1.7297 | 5.0155
234068-Refrigeration - Food Service -Auto Closer for Main Freezer Doors | 0 | 0 | 0 | 0 | 0 | 0 | 0 | 0 | 0 | 0 | 0 | 0 | 0 | 0 | 0 | 0 | 0 | 0 | 0
234085-Refrigeration -Strip Curtains for Walk-ins | 0.64284 | 0.46029 | 0.4876 | 4278 | 17112 | 0 | 0 | 0.10118 | 0 | 0.10118 | 0 | 0.10548 | 0 | 0.10548 | 0 | 13.0737 | 26.7951 | 13.0737 | 26.7951
234084-Refrigeration -Cooler/Freezer Door Gaskets - Solid Doors: Cooler | 0.30531 | 0.25533 | 0.26338 | 2304.282 | 9217.128 | 0 | 0 | 0.097777 | 0 | 0.097777 | 0 | 0.092732 | 0 | 0.092732 | 0 | 11.2386 | 7.3536 | 11.2386 | 7.3536
234332-Premium T8 with T12 40 Watt Baseline - Tr3 | 0.099146 | 0.063932 | 0.18745 | 500.6654 | 7509.9806 | 0 | 0 | 0.093354 | 0 | 0.093354 | 0 | 0.11042 | 0 | 0.11042 | 0 | 3.3337 | 5.8139 | 3.3337 | 5.8139
234116-Refrigeration -Cooler/Freezer Door Gaskets - Solid Doors: Freezer | 0.15792 | 0.13207 | 0.13623 | 1191.87 | 4767.48 | 0 | 0 | 0.093078 | 0 | 0.093078 | 0 | 0.092728 | 0 | 0.092728 | 0 | 7.5326 | 7.3517 | 7.5326 | 7.3517
234085-Refrigeration -Strip Curtains for Walk-ins | 1.3178 | 0.9436 | 0.99958 | 8769.9 | 35079.6 | 0 | 0 | 0.10126 | 0 | 0.10126 | 0 | 0.10562 | 0 | 0.10562 | 0 | 13.1994 | 27.7999 | 13.1994 | 27.7999
234084-Refrigeration -Cooler/Freezer Door Gaskets - Solid Doors: Cooler | 0.6001 | 0.50186 | 0.51767 | 4529.106 | 18116.424 | 0 | 0 | 0.09786 | 0 | 0.09786 | 0 | 0.093076 | 0 | 0.093076 | 0 | 11.3368 | 7.5314 | 11.3368 | 7.5314
234213-Lighting-Hrdwr Incan Base>90 w Flrscnt Fxtre-Tr1 | 9.3626 | 6.0372 | 5.982 | 47279.1711 | 709187.5666 | 0 | 0 | 0.12687 | 0 | 0.12687 | 0 | 0.12687 | 0 | 0.12687 | 0 | 16.6999 | 16.6999 | 16.6999 | 16.6999
234315-Lighting-Screw in 14-26 Watt Reflector Lamp-Tr1 | 0 | 0 | 0.085091 | 423.7287 | 1046.6098 | -5.7227 | -14.1351 | 0 | 4.3024 | 0 | 4.3024 | 0 | 2.926 | 0 | 2.926 | -0.29377 | -0.50123 | -0.29377 | -0.50123
234330-Premium T8 with T12 40 Watt Baseline - Tr1 | 0.10563 | 0.068115 | 0.11082 | 533.4276 | 8001.4145 | 0 | 0 | 0.093473 | 0 | 0.093473 | 0 | 0.1126 | 0 | 0.1126 | 0 | 3.2535 | 6.0363 | 3.2535 | 6.0363
234294-Lighting-Occupancy Sensor-Wallbox Lghtng Snsr-Tr1 | 0.033242 | 0.020617 | 0.14799 | 179.5576 | 1436.4605 | 0 | 0 | 0.086393 | 0 | 0.086393 | 0 | 0.088118 | 0 | 0.088118 | 0 | 3.2717 | 3.4271 | 3.2717 | 3.4271
234312-Lighting-Screw in 14-26 Watt Lamp - Tr1 | 0 | 0 | 0.063818 | 317.7965 | 784.9573 | -4.292 | -10.6013 | 0 | 2.7433 | 0 | 2.7433 | 0 | 2.9189 | 0 | 2.9189 | -0.4263 | -0.39063 | -0.4263 | -0.39063
234330-Premium T8 with T12 40 Watt Baseline - Tr1 | 0.011737 | 0.0075684 | 0.012313 | 59.2697 | 889.0461 | 0 | 0 | 0.093473 | 0 | 0.093473 | 0 | 0.1126 | 0 | 0.1126 | 0 | 3.2535 | 6.0363 | 3.2535 | 6.0363
234294-Lighting-Occupancy Sensor-Wallbox Lghtng Snsr-Tr1 | 0.033242 | 0.020617 | 0.14799 | 179.5576 | 1436.4605 | 0 | 0 | 0.086393 | 0 | 0.086393 | 0 | 0.088118 | 0 | 0.088118 | 0 | 3.2717 | 3.4271 | 3.2717 | 3.4271
234330-Premium T8 with T12 40 Watt Baseline - Tr1 | 1.0798 | 0.69629 | 1.1328 | 5452.8158 | 81792.2374 | 0 | 0 | 0.093473 | 0 | 0.093473 | 0 | 0.1126 | 0 | 0.1126 | 0 | 3.2535 | 6.0363 | 3.2535 | 6.0363
234303-Lighting-Remove 4 Ft Lamp (De-Lamp) - Tr1 | 0 | 0 | 0.036966 | 192.3085 | 2884.628 | -3.5974 | -53.9617 | 0 | 1.8717 | 0 | 1.8717 | 0 | 2.0492 | 0 | 2.0492 | -1.5179 | -1.2253 | -1.5179 | -1.2253
234315-Lighting-Screw in 14-26 Watt Reflector Lamp-Tr1 | 0 | 0 | 1.0636 | 5296.6082 | 13082.6223 | -71.5339 | -176.6886 | 0 | 4.4304 | 0 | 4.4304 | 0 | 3.0539 | 0 | 3.0539 | -0.33225 | -0.56688 | -0.33225 | -0.56688
234332-Premium T8 with T12 40 Watt Baseline - Tr3 | 0.1859 | 0.11987 | 0.35147 | 938.7476 | 14081.2137 | 0 | 0 | 0.094949 | 0 | 0.094949 | 0 | 0.11201 | 0 | 0.11201 | 0 | 3.3735 | 5.8835 | 3.3735 | 5.8835
234209-Lighting-8 Ft T-8 with Elec Ballast-Tr3 | 0.0067412 | 0.0043469 | 0.014305 | 34.0418 | 510.6269 | 0 | 0 | -0.044492 | 0 | -0.044492 | 0 | 0.066833 | 0 | 0.066833 | 0 | 0.75205 | 1.9811 | 0.75205 | 1.9811
234305-Lighting-Remove 4 Ft Lamp (De-Lamp) - Tr3 | 0.53984 | 0.34811 | 1.0516 | 2726.1054 | 40891.5806 | 0 | 0 | 0.10872 | 0 | 0.10872 | 0 | 0.12523 | 0 | 0.12523 | 0 | 5.1454 | 13.882 | 5.1454 | 13.882
234312-Lighting-Screw in 14-26 Watt Lamp - Tr1 | 0 | 0 | 0.40418 | 2012.7111 | 4971.3965 | -27.1829 | -67.1417 | 0 | 2.7417 | 0 | 2.7417 | 0 | 2.9173 | 0 | 2.9173 | -0.42547 | -0.38987 | -0.42547 | -0.38987
234003-A/C - Reflective Window Film Inland | 0.54835 | 0.25197 | 0.2131 | 1414.7655 | 14147.655 | 0 | 0 | 0.12453 | 0 | 0.12453 | 0 | 0.13479 | 0 | 0.13479 | 0 | 4.9116 | 7.2496 | 4.9116 | 7.2496
234389-Ice Machines 301-400 - Energy Star | 0.055283 | 0.042782 | 0.049 | 479.5 | 4795 | 0 | 0 | 0.046386 | 0 | 0.046386 | 0 | 0.088479 | 0 | 0.088479 | 0 | 1.7249 | 5.0414 | 1.7249 | 5.0414
234330-Premium T8 with T12 40 Watt Baseline - Tr1 | 0.023474 | 0.015137 | 0.024626 | 118.5395 | 1778.0921 | 0 | 0 | 0.093473 | 0 | 0.093473 | 0 | 0.1126 | 0 | 0.1126 | 0 | 3.2535 | 6.0363 | 3.2535 | 6.0363
234303-Lighting-Remove 4 Ft Lamp (De-Lamp) - Tr1 | 0 | 0 | 0.036966 | 192.3085 | 2884.628 | -3.5974 | -53.9617 | 0 | 1.8717 | 0 | 1.8717 | 0 | 2.0492 | 0 | 2.0492 | -1.5179 | -1.2253 | -1.5179 | -1.2253
234360-Lighting-IntrHiByLnrFlscntFxtr244wrplc400w(TrI)Tr1 | 0 | 0 | 1.3629 | 0 | 0 | -43.278 | -649.1707 | 0 | 6.1863 | 0 | 6.1863 | 0 | 4.1901 | 0 | 4.1901 | -0.22308 | -0.36852 | -0.22308 | -0.36852
234285-Lighting-Occpncy Snsr-Hi-Bay integrated Snsr-Tr1 | 3.3317 | 2.1484 | 3.2632 | 16824.3965 | 134595.172 | 0 | 0 | 0.1116 | 0 | 0.1116 | 0 | 0.11979 | 0 | 0.11979 | 0 | 8.1595 | 17.186 | 8.1595 | 17.186
234330-Premium T8 with T12 40 Watt Baseline - Tr1 | 0.023474 | 0.015137 | 0.024626 | 118.5395 | 1778.0921 | 0 | 0 | 0.093473 | 0 | 0.093473 | 0 | 0.1126 | 0 | 0.1126 | 0 | 3.2535 | 6.0363 | 3.2535 | 6.0363
234360-Lighting-IntrHiByLnrFlscntFxtr244wrplc400w(TrI)Tr1 | 0 | 0 | 1.3629 | 0 | 0 | -43.278 | -649.1707 | 0 | 6.1863 | 0 | 6.1863 | 0 | 4.1901 | 0 | 4.1901 | -0.22308 | -0.36852 | -0.22308 | -0.36852
234285-Lighting-Occpncy Snsr-Hi-Bay integrated Snsr-Tr1 | 3.3317 | 2.1484 | 3.2632 | 16824.3965 | 134595.172 | 0 | 0 | 0.1116 | 0 | 0.1116 | 0 | 0.11979 | 0 | 0.11979 | 0 | 8.1595 | 17.186 | 8.1595 | 17.186
234330-Premium T8 with T12 40 Watt Baseline - Tr1 | 0.46948 | 0.30273 | 0.49253 | 2370.7895 | 35561.8424 | 0 | 0 | 0.093473 | 0 | 0.093473 | 0 | 0.1126 | 0 | 0.1126 | 0 | 3.2535 | 6.0363 | 3.2535 | 6.0363
234303-Lighting-Remove 4 Ft Lamp (De-Lamp) - Tr1 | 0 | 0 | 0.14787 | 769.2341 | 11538.5118 | -14.3898 | -215.8468 | 0 | 1.8717 | 0 | 1.8717 | 0 | 2.0492 | 0 | 2.0492 | -1.5179 | -1.2253 | -1.5179 | -1.2253
234306-Lighting-Remove 8 Ft Lamp (De-Lamp) - Tr1 | 0.76106 | 0.47202 | 0.87179 | 4110.8367 | 61662.5505 | 0 | 0 | 0.121 | 0 | 0.121 | 0 | 0.12129 | 0 | 0.12129 | 0 | 11.9671 | 12.2885 | 11.9671 | 12.2885
234330-Premium T8 with T12 40 Watt Baseline - Tr1 | 0.5399 | 0.34814 | 0.56641 | 2726.4079 | 40896.1187 | 0 | 0 | 0.093473 | 0 | 0.093473 | 0 | 0.1126 | 0 | 0.1126 | 0 | 3.2535 | 6.0363 | 3.2535 | 6.0363
234306-Lighting-Remove 8 Ft Lamp (De-Lamp) - Tr1 | 1.0465 | 0.64902 | 1.1987 | 5652.4005 | 84786.0069 | 0 | 0 | 0.121 | 0 | 0.121 | 0 | 0.12129 | 0 | 0.12129 | 0 | 11.9671 | 12.2885 | 11.9671 | 12.2885
234309-Lighting-Screw in >27 Watt Lamp - Tr1 | 0.077403 | 0.048399 | 0.061925 | 400.2891 | 816.5898 | 0 | 0 | 0.097544 | 0 | 0.097544 | 0 | 0.096031 | 0 | 0.096031 | 0 | 6.1602 | 5.7039 | 6.1602 | 5.7039
234330-Premium T8 with T12 40 Watt Baseline - Tr1 | 0.77465 | 0.49951 | 0.81267 | 3911.8027 | 58677.0399 | 0 | 0 | 0.093473 | 0 | 0.093473 | 0 | 0.1126 | 0 | 0.1126 | 0 | 3.2535 | 6.0363 | 3.2535 | 6.0363
234303-Lighting-Remove 4 Ft Lamp (De-Lamp) - Tr1 | 0 | 0 | 0.036966 | 192.3085 | 2884.628 | -3.5974 | -53.9617 | 0 | 1.8717 | 0 | 1.8717 | 0 | 2.0492 | 0 | 2.0492 | -1.5179 | -1.2253 | -1.5179 | -1.2253
234306-Lighting-Remove 8 Ft Lamp (De-Lamp) - Tr1 | 1.5221 | 0.94403 | 1.7436 | 8221.6734 | 123325.1009 | 0 | 0 | 0.121 | 0 | 0.121 | 0 | 0.12129 | 0 | 0.12129 | 0 | 11.9671 | 12.2885 | 11.9671 | 12.2885
234330-Premium T8 with T12 40 Watt Baseline - Tr1 | 0.61033 | 0.39355 | 0.64029 | 3082.0263 | 46230.3951 | 0 | 0 | 0.093473 | 0 | 0.093473 | 0 | 0.1126 | 0 | 0.1126 | 0 | 3.2535 | 6.0363 | 3.2535 | 6.0363
234306-Lighting-Remove 8 Ft Lamp (De-Lamp) - Tr1 | 0.19026 | 0.118 | 0.21795 | 1027.7092 | 15415.6376 | 0 | 0 | 0.121 | 0 | 0.121 | 0 | 0.12129 | 0 | 0.12129 | 0 | 11.9671 | 12.2885 | 11.9671 | 12.2885
234360-Lighting-IntrHiByLnrFlscntFxtr244wrplc400w(TrI)Tr1 | 0 | 0 | 1.3629 | 0 | 0 | -43.278 | -649.1707 | 0 | 6.1863 | 0 | 6.1863 | 0 | 4.1901 | 0 | 4.1901 | -0.22308 | -0.36852 | -0.22308 | -0.36852
234285-Lighting-Occpncy Snsr-Hi-Bay integrated Snsr-Tr1 | 3.3317 | 2.1484 | 3.2632 | 16824.3965 | 134595.172 | 0 | 0 | 0.1116 | 0 | 0.1116 | 0 | 0.11979 | 0 | 0.11979 | 0 | 8.1595 | 17.186 | 8.1595 | 17.186
234309-Lighting-Screw in >27 Watt Lamp - Tr1 | 0.038701 | 0.024199 | 0.030963 | 200.1446 | 408.2949 | 0 | 0 | 0.097544 | 0 | 0.097544 | 0 | 0.096031 | 0 | 0.096031 | 0 | 6.1602 | 5.7039 | 6.1602 | 5.7039
234330-Premium T8 with T12 40 Watt Baseline - Tr1 | 0.30516 | 0.19678 | 0.32014 | 1541.0132 | 23115.1975 | 0 | 0 | 0.093473 | 0 | 0.093473 | 0 | 0.1126 | 0 | 0.1126 | 0 | 3.2535 | 6.0363 | 3.2535 | 6.0363
234306-Lighting-Remove 8 Ft Lamp (De-Lamp) - Tr1 | 0.47566 | 0.29501 | 0.54487 | 2569.2729 | 38539.094 | 0 | 0 | 0.121 | 0 | 0.121 | 0 | 0.12129 | 0 | 0.12129 | 0 | 11.9671 | 12.2885 | 11.9671 | 12.2885
234330-Premium T8 with T12 40 Watt Baseline - Tr1 | 0.30516 | 0.19678 | 0.32014 | 1541.0132 | 23115.1975 | 0 | 0 | 0.093473 | 0 | 0.093473 | 0 | 0.1126 | 0 | 0.1126 | 0 | 3.2535 | 6.0363 | 3.2535 | 6.0363
234303-Lighting-Remove 4 Ft Lamp (De-Lamp) - Tr1 | 0 | 0 | 0.036966 | 192.3085 | 2884.628 | -3.5974 | -53.9617 | 0 | 1.8717 | 0 | 1.8717 | 0 | 2.0492 | 0 | 2.0492 | -1.5179 | -1.2253 | -1.5179 | -1.2253
234306-Lighting-Remove 8 Ft Lamp (De-Lamp) - Tr1 | 0.47566 | 0.29501 | 0.54487 | 2569.2729 | 38539.094 | 0 | 0 | 0.121 | 0 | 0.121 | 0 | 0.12129 | 0 | 0.12129 | 0 | 11.9671 | 12.2885 | 11.9671 | 12.2885
234360-Lighting-IntrHiByLnrFlscntFxtr244wrplc400w(TrI)Tr1 | 0 | 0 | 0.17036 | 0 | 0 | -5.4098 | -81.1463 | 0 | 6.1863 | 0 | 6.1863 | 0 | 4.1901 | 0 | 4.1901 | -0.22308 | -0.36852 | -0.22308 | -0.36852
234285-Lighting-Occpncy Snsr-Hi-Bay integrated Snsr-Tr1 | 0.41646 | 0.26855 | 0.4079 | 2103.0496 | 16824.3965 | 0 | 0 | 0.1116 | 0 | 0.1116 | 0 | 0.11979 | 0 | 0.11979 | 0 | 8.1595 | 17.186 | 8.1595 | 17.186
234330-Premium T8 with T12 40 Watt Baseline - Tr1 | 1.3615 | 0.87793 | 1.4283 | 6875.2895 | 103129.3428 | 0 | 0 | 0.095567 | 0 | 0.095567 | 0 | 0.12777 | 0 | 0.12777 | 0 | 3.5289 | 23.8599 | 3.5289 | 23.8599
234207-Lighting-8 Ft T-8 with Elec Ballast-Tr1 | 0.051531 | 0.033229 | 0.056143 | 260.2229 | 3903.3432 | 0 | 0 | 0.043644 | 0 | 0.043644 | 0 | 0.11638 | 0 | 0.11638 | 0 | 1.4865 | 7.8567 | 1.4865 | 7.8567
234306-Lighting-Remove 8 Ft Lamp (De-Lamp) - Tr1 | 0.38053 | 0.23601 | 0.43589 | 2055.4183 | 30831.2752 | 0 | 0 | 0.12096 | 0 | 0.12096 | 0 | 0.12622 | 0 | 0.12622 | 0 | 13.6659 | 30.3676 | 13.6659 | 30.3676
234084-Refrigeration -Cooler/Freezer Door Gaskets - Solid Doors: Cooler | 0.15792 | 0.13207 | 0.13623 | 1191.87 | 4767.48 | 0 | 0 | 0.097733 | 0 | 0.097733 | 0 | 0.092549 | 0 | 0.092549 | 0 | 11.1872 | 7.2625 | 11.1872 | 7.2625
234116-Refrigeration -Cooler/Freezer Door Gaskets - Solid Doors: Freezer | 0.29479 | 0.24653 | 0.2543 | 2224.824 | 8899.296 | 0 | 0 | 0.093106 | 0 | 0.093106 | 0 | 0.092842 | 0 | 0.092842 | 0 | 7.5471 | 7.4096 | 7.5471 | 7.4096
234084-Refrigeration -Cooler/Freezer Door Gaskets - Solid Doors: Cooler | 0.14739 | 0.12326 | 0.12715 | 1112.412 | 4449.648 | 0 | 0 | 0.097722 | 0 | 0.097722 | 0 | 0.092503 | 0 | 0.092503 | 0 | 11.1746 | 7.2404 | 11.1746 | 7.2404
234085-Refrigeration -Strip Curtains for Walk-ins | 0.73926 | 0.52934 | 0.56074 | 4919.7 | 19678.8 | 0 | 0 | 0.10126 | 0 | 0.10126 | 0 | 0.10561 | 0 | 0.10561 | 0 | 13.1906 | 27.7276 | 13.1906 | 27.7276
234084-Refrigeration -Cooler/Freezer Door Gaskets - Solid Doors: Cooler | 1.7792 | 1.488 | 1.5349 | 13428.402 | 53713.608 | 0 | 0 | 0.097873 | 0 | 0.097873 | 0 | 0.093132 | 0 | 0.093132 | 0 | 11.3528 | 7.561 | 11.3528 | 7.561
234085-Refrigeration -Strip Curtains for Walk-ins | 0.51427 | 0.36823 | 0.39008 | 3422.4 | 13689.6 | 0 | 0 | 0.10118 | 0 | 0.10118 | 0 | 0.10546 | 0 | 0.10546 | 0 | 13.0592 | 26.6826 | 13.0592 | 26.6826
234084-Refrigeration -Cooler/Freezer Door Gaskets - Solid Doors: Cooler | 0.13686 | 0.11446 | 0.11807 | 1032.954 | 4131.816 | 0 | 0 | 0.097699 | 0 | 0.097699 | 0 | 0.092408 | 0 | 0.092408 | 0 | 11.1479 | 7.194 | 11.1479 | 7.194
234116-Refrigeration -Cooler/Freezer Door Gaskets - Solid Doors: Freezer | 0.3369 | 0.28174 | 0.29062 | 2542.656 | 10170.624 | 0 | 0 | 0.093101 | 0 | 0.093101 | 0 | 0.092822 | 0 | 0.092822 | 0 | 7.5446 | 7.3996 | 7.5446 | 7.3996
234330-Premium T8 with T12 40 Watt Baseline - Tr1 | 0.11737 | 0.075684 | 0.12313 | 592.6974 | 8890.4606 | 0 | 0 | 0.093473 | 0 | 0.093473 | 0 | 0.1126 | 0 | 0.1126 | 0 | 3.2535 | 6.0363 | 3.2535 | 6.0363
234303-Lighting-Remove 4 Ft Lamp (De-Lamp) - Tr1 | 0 | 0 | 0.092416 | 480.7713 | 7211.5699 | -8.9936 | -134.9042 | 0 | 1.8717 | 0 | 1.8717 | 0 | 2.0492 | 0 | 2.0492 | -1.5179 | -1.2253 | -1.5179 | -1.2253
234067-Refrigeration - Food Service -Auto Closer for Main Cooler Doors | 0 | 0 | 0 | 0 | 0 | 0 | 0 | 0 | 0 | 0 | 0 | 0 | 0 | 0 | 0 | 0 | 0 | 0 | 0
234126-Refrigeration - Efficient Evap Fan Motor Electronically Commutated Motor (ECM) | 0.021586 | 0.018052 | 0.022183 | 162.9166 | 2443.749 | -0.1614 | -2.4209 | 0.05134 | 0.97721 | 0.05134 | 0.97721 | -0.084552 | 0.97721 | -0.084552 | 0.97721 | 1.7469 | 0.57941 | 1.7469 | 0.57941
234084-Refrigeration -Cooler/Freezer Door Gaskets - Solid Doors: Cooler | 1.1054 | 0.92448 | 0.95361 | 8343.09 | 33372.36 | 0 | 0 | 0.097864 | 0 | 0.097864 | 0 | 0.093096 | 0 | 0.093096 | 0 | 11.3424 | 7.5417 | 11.3424 | 7.5417
234067-Refrigeration - Food Service -Auto Closer for Main Cooler Doors | 0.099706 | 0.083383 | 0.14556 | 752.5063 | 6020.0504 | -0.037362 | -0.2989 | 0.047246 | 0.89663 | 0.047246 | 0.89663 | 0.089621 | 0.89663 | 0.089621 | 0.89663 | 1.7297 | 5.0155 | 1.7297 | 5.0155
234330-Premium T8 with T12 40 Watt Baseline - Tr1 | 1.5728 | 1.0142 | 1.65 | 7942.1448 | 119132.1719 | 0 | 0 | 0.093473 | 0 | 0.093473 | 0 | 0.1126 | 0 | 0.1126 | 0 | 3.2535 | 6.0363 | 3.2535 | 6.0363
234303-Lighting-Remove 4 Ft Lamp (De-Lamp) - Tr1 | 0 | 0 | 0.99809 | 5192.3303 | 77884.9549 | -97.131 | -1456.9657 | 0 | 1.8717 | 0 | 1.8717 | 0 | 2.0492 | 0 | 2.0492 | -1.5179 | -1.2253 | -1.5179 | -1.2253
234330-Premium T8 with T12 40 Watt Baseline - Tr1 | 0.44601 | 0.2876 | 0.4679 | 2252.25 | 33783.7502 | 0 | 0 | 0.093473 | 0 | 0.093473 | 0 | 0.1126 | 0 | 0.1126 | 0 | 3.2535 | 6.0363 | 3.2535 | 6.0363
234303-Lighting-Remove 4 Ft Lamp (De-Lamp) - Tr1 | 0 | 0 | 0 | 0 | 0 | 0 | 0 | 0 | 0 | 0 | 0 | 0 | 0 | 0 | 0 | 0 | 0 | 0 | 0
234330-Premium T8 with T12 40 Watt Baseline - Tr1 | 0.21127 | 0.13623 | 0.22164 | 1066.8553 | 16002.8291 | 0 | 0 | 0.093473 | 0 | 0.093473 | 0 | 0.1126 | 0 | 0.1126 | 0 | 3.2535 | 6.0363 | 3.2535 | 6.0363
234303-Lighting-Remove 4 Ft Lamp (De-Lamp) - Tr1 | 0 | 0 | 0.18483 | 961.5427 | 14423.1398 | -17.9872 | -269.8085 | 0 | 1.8717 | 0 | 1.8717 | 0 | 2.0492 | 0 | 2.0492 | -1.5179 | -1.2253 | -1.5179 | -1.2253
234085-Refrigeration -Strip Curtains for Walk-ins | 1.1892 | 0.85154 | 0.90206 | 7914.3 | 31657.2 | 0 | 0 | 0.10122 | 0 | 0.10122 | 0 | 0.10553 | 0 | 0.10553 | 0 | 13.1221 | 27.1756 | 13.1221 | 27.1756
234116-Refrigeration -Cooler/Freezer Door Gaskets - Solid Doors: Freezer | 0.69485 | 0.5811 | 0.59941 | 5244.228 | 20976.912 | 0 | 0 | 0.093167 | 0 | 0.093167 | 0 | 0.093097 | 0 | 0.093097 | 0 | 7.5797 | 7.5424 | 7.5797 | 7.5424
234330-Premium T8 with T12 40 Watt Baseline - Tr1 | 0.42253 | 0.27246 | 0.44327 | 2133.7105 | 32005.6581 | 0 | 0 | 0.093473 | 0 | 0.093473 | 0 | 0.1126 | 0 | 0.1126 | 0 | 3.2535 | 6.0363 | 3.2535 | 6.0363
234303-Lighting-Remove 4 Ft Lamp (De-Lamp) - Tr1 | 0 | 0 | 0.31421 | 1634.6225 | 24519.3377 | -30.5783 | -458.6744 | 0 | 1.8717 | 0 | 1.8717 | 0 | 2.0492 | 0 | 2.0492 | -1.5179 | -1.2253 | -1.5179 | -1.2253
234330-Premium T8 with T12 40 Watt Baseline - Tr1 | 0.070422 | 0.04541 | 0.073879 | 355.6184 | 5334.2764 | 0 | 0 | 0.093473 | 0 | 0.093473 | 0 | 0.1126 | 0 | 0.1126 | 0 | 3.2535 | 6.0363 | 3.2535 | 6.0363
234294-Lighting-Occupancy Sensor-Wallbox Lghtng Snsr-Tr1 | 0.033242 | 0.020617 | 0.14799 | 179.5576 | 1436.4605 | 0 | 0 | 0.086393 | 0 | 0.086393 | 0 | 0.088118 | 0 | 0.088118 | 0 | 3.2717 | 3.4271 | 3.2717 | 3.4271
234330-Premium T8 with T12 40 Watt Baseline - Tr1 | 2.5822 | 1.665 | 2.7089 | 13039.3422 | 195590.133 | 0 | 0 | 0.093473 | 0 | 0.093473 | 0 | 0.1126 | 0 | 0.1126 | 0 | 3.2535 | 6.0363 | 3.2535 | 6.0363
234303-Lighting-Remove 4 Ft Lamp (De-Lamp) - Tr1 | 0 | 0 | 3.6597 | 19038.5445 | 285578.168 | -356.1472 | -5342.2076 | 0 | 1.8717 | 0 | 1.8717 | 0 | 2.0492 | 0 | 2.0492 | -1.5179 | -1.2253 | -1.5179 | -1.2253
234294-Lighting-Occupancy Sensor-Wallbox Lghtng Snsr-Tr1 | 0.36567 | 0.22679 | 1.6279 | 1975.1332 | 15801.0653 | 0 | 0 | 0.086393 | 0 | 0.086393 | 0 | 0.088118 | 0 | 0.088118 | 0 | 3.2717 | 3.4271 | 3.2717 | 3.4271
234330-Premium T8 with T12 40 Watt Baseline - Tr1 | 0 | 0 | 0 | 0 | 0 | 0 | 0 | 0 | 0 | 0 | 0 | 0 | 0 | 0 | 0 | 0 | 0 | 0 | 0
234294-Lighting-Occupancy Sensor-Wallbox Lghtng Snsr-Tr1 | 0.033242 | 0.020617 | 0.14799 | 179.5576 | 1436.4605 | 0 | 0 | 0.086393 | 0 | 0.086393 | 0 | 0.088118 | 0 | 0.088118 | 0 | 3.2717 | 3.4271 | 3.2717 | 3.4271
234330-Premium T8 with T12 40 Watt Baseline - Tr1 | 0.98591 | 0.63574 | 1.0343 | 4978.6579 | 74679.8689 | 0 | 0 | 0.093473 | 0 | 0.093473 | 0 | 0.1126 | 0 | 0.1126 | 0 | 3.2535 | 6.0363 | 3.2535 | 6.0363
234294-Lighting-Occupancy Sensor-Wallbox Lghtng Snsr-Tr1 | 0.033242 | 0.020617 | 0.14799 | 179.5576 | 1436.4605 | 0 | 0 | 0.086393 | 0 | 0.086393 | 0 | 0.088118 | 0 | 0.088118 | 0 | 3.2717 | 3.4271 | 3.2717 | 3.4271
234330-Premium T8 with T12 40 Watt Baseline - Tr1 | 0.68075 | 0.43897 | 0.71416 | 3437.6448 | 51564.6714 | 0 | 0 | 0.093473 | 0 | 0.093473 | 0 | 0.1126 | 0 | 0.1126 | 0 | 3.2535 | 6.0363 | 3.2535 | 6.0363
234303-Lighting-Remove 4 Ft Lamp (De-Lamp) - Tr1 | 0 | 0 | 0.36966 | 1923.0853 | 28846.2796 | -35.9745 | -539.6169 | 0 | 1.8717 | 0 | 1.8717 | 0 | 2.0492 | 0 | 2.0492 | -1.5179 | -1.2253 | -1.5179 | -1.2253
234330-Premium T8 with T12 40 Watt Baseline - Tr1 | 0.18779 | 0.12109 | 0.19701 | 948.3158 | 14224.7369 | 0 | 0 | 0.093473 | 0 | 0.093473 | 0 | 0.1126 | 0 | 0.1126 | 0 | 3.2535 | 6.0363 | 3.2535 | 6.0363
234303-Lighting-Remove 4 Ft Lamp (De-Lamp) - Tr1 | 0 | 0 | 0.29573 | 1538.4682 | 23077.0237 | -28.7796 | -431.6935 | 0 | 1.8717 | 0 | 1.8717 | 0 | 2.0492 | 0 | 2.0492 | -1.5179 | -1.2253 | -1.5179 | -1.2253
234084-Refrigeration -Cooler/Freezer Door Gaskets - Solid Doors: Cooler | 1.3265 | 1.1094 | 1.1443 | 10011.708 | 40046.832 | 0 | 0 | 0.097881 | 0 | 0.097881 | 0 | 0.093164 | 0 | 0.093164 | 0 | 11.362 | 7.5779 | 11.362 | 7.5779

## Output
Program Summary |  | Nominal | Present Value | [5 empty] | Avoided Cost Version
Proposer Name |  | 0 | [6 empty] | 2010-05-04
Program Name |  | 0 | [6 empty] | 2010-05-04
Total Program Budget ($) |  | 488297.99 | 453529.1578 | [5 empty] | Base Year
2009
Net Participant Cost ($) |  | 289759.2208 | 270187.1605 | [5 empty] | SDG&E 09-11 4g3.xls
Program Impacts | [9 empty] | Program Impacts (Gross)
| Annual Net kWh | Lifecycle Net kWh | Annual Net Therms | Lifecycle Net Therms | Net Jul-Sept Pk (kW) | Net Dec-Feb Pk (kW) | Net CEC (kW) | User Entered kW |  |  | Annual Gross kWh | Lifecycle Gross kWh | Annual Gross Therms | Lifecycle Gross Therms | User Entered kW
2009-2011 | 3912167.7517 | 34716594.2415 | -5598.0062 | -67163.6741 | 623.5076 | 414.5234 | 0 | 944.6486 |  | 2009-2011 | 5035691.4822 | 44125538.1546 | -6387.3561 | -78182.9012 | 1184.1225
2012-2015 | 0 | 0 | 0 | 0 | 0 | 0 | 0 | 0 |  | 2012-2015 | 0 | 0 | 0 | 0 | 0
2016-2019 | 0 | 0 | 0 | 0 | 0 | 0 | 0 | 0 |  | 2016-2019 | 0 | 0 | 0 | 0 | 0
Cost Effectiveness (Lifecycle Present Value Dollars)
|  | Benefits |  |  | Benefit - Cost
| Cost | Electric | Gas | Incentives | NPV | B/C Ratio | Notes
Program TRC ($) | 723716.3183 | 2432670.334 | -40432.4687 | NA | 1668521.547 | 3.3055 | *1
Program PAC ($) | 453529.1578 | 2432670.334 | -40432.4687 | NA | 1938708.7074 | 5.2747 | *1,2
Program RIM ($) | 453529.1578 | 2432670.334 | -40432.4687 | NA | 1938708.7074 | 5.2747 | *1
*1 B/C Ratio is an approximation because any supply cost increases are treated as negative benefits rather than as a cost as in the Standard Practice Manual
*2 PAC benefits include environmental costs. This is to be consistent with the TRC benefits, but is not strictly consistent with the Standard Practice Manual.
Levelized Cost and Benefit (All Measures Installed through 2019)
| Discounted Savings |  |  |  | Benefit - Cost
| kWh | Therms | Cost | Benefits | NPV
TRC ($/kWh ) | 22524450.7382 |  | 0.022755 | 0.108 | 0.085247
PAC ($/kWh) | 22524450.7382 |  | 0.015034 | 0.108 | 0.092967
RIM ($/kWh) | 22524450.7382 |  | 0.020475 | 0.108 | 0.087526
TRC ($/therm) |  | -35354.1937 | -5.9231 | 1.1436 | 7.0668
PAC ($/therm) |  | -35354.1937 | -3.2418 | 1.1436 | 4.3854
RIM ($/therm) |  | -35354.1937 | 0.21682 | 1.1436 | 0.92682
Emissions Reductions | [9 empty] | Emissions Reductions (Gross)
| Electric Reductions |  |  | Gas Reductions | [6 empty] | Electric Reductions |  |  | Gas Reductions
Annual Reductions | CO2 (tons) | NOX (lbs) | PM-10 (lbs) | CO2 (tons) | NOX (lbs) |  |  |  |  | Annual Reductions | CO2 (tons) | NOX (lbs) | PM-10 (lbs) | CO2 (tons) | NOX (lbs)
2009 | 1925.285 | 519.8406 | 247.396 | -32.7483 | -51.5017 | * annual reductions are the units |  |  |  | 2009 | 2477.906 | 668.2195 | 318.5118 | -37.366 | -58.7637 | * annual reductions are the units
2010 | 0 | 0 | 0 | 0 | 0 | implemented in the year, times |  |  |  | 2010 | 0 | 0 | 0 | 0 | 0 | implemented in the year, times
2011 | 0 | 0 | 0 | 0 | 0 | the annual emission reduction |  |  |  | 2011 | 0 | 0 | 0 | 0 | 0 | the annual emission reduction
2012 | 0 | 0 | 0 | 0 | 0 | for the measure. |  |  |  | 2012 | 0 | 0 | 0 | 0 | 0 | for the measure.
2013 | 0 | 0 | 0 | 0 | 0 |  |  |  |  | 2013 | 0 | 0 | 0 | 0 | 0
2014 | 0 | 0 | 0 | 0 | 0 |  |  |  |  | 2014 | 0 | 0 | 0 | 0 | 0
2015 | 0 | 0 | 0 | 0 | 0 |  |  |  |  | 2015 | 0 | 0 | 0 | 0 | 0
2016 | 0 | 0 | 0 | 0 | 0 |  |  |  |  | 2016 | 0 | 0 | 0 | 0 | 0
2017 | 0 | 0 | 0 | 0 | 0 |  |  |  |  | 2017 | 0 | 0 | 0 | 0 | 0
2018 | 0 | 0 | 0 | 0 | 0 |  |  |  |  | 2018 | 0 | 0 | 0 | 0 | 0
2019 | 0 | 0 | 0 | 0 | 0 |  |  |  |  | 2019 | 0 | 0 | 0 | 0 | 0
Total Annual | 1925.285 | 519.8406 | 247.396 | -32.7483 | -51.5017 |  |  |  |  | Total Annual | 2477.906 | 668.2195 | 318.5118 | -37.366 | -58.7637
Lifecycle Reductions | [9 empty] | Lifecycle Reductions
2009 | 16684.8307 | 4526.4117 | 2141.2791 | -392.9075 | -617.9058 |  |  |  |  | 2009 | 21114.7345 | 5723.9974 | 2710.3281 | -457.37 | -719.2827
2010 | 0 | 0 | 0 | 0 | 0 |  |  |  |  | 2010 | 0 | 0 | 0 | 0 | 0
2011 | 0 | 0 | 0 | 0 | 0 |  |  |  |  | 2011 | 0 | 0 | 0 | 0 | 0
2012 | 0 | 0 | 0 | 0 | 0 |  |  |  |  | 2012 | 0 | 0 | 0 | 0 | 0
2013 | 0 | 0 | 0 | 0 | 0 |  |  |  |  | 2013 | 0 | 0 | 0 | 0 | 0
2014 | 0 | 0 | 0 | 0 | 0 |  |  |  |  | 2014 | 0 | 0 | 0 | 0 | 0
2015 | 0 | 0 | 0 | 0 | 0 |  |  |  |  | 2015 | 0 | 0 | 0 | 0 | 0
2016 | 0 | 0 | 0 | 0 | 0 |  |  |  |  | 2016 | 0 | 0 | 0 | 0 | 0
2017 | 0 | 0 | 0 | 0 | 0 |  |  |  |  | 2017 | 0 | 0 | 0 | 0 | 0
2018 | 0 | 0 | 0 | 0 | 0 |  |  |  |  | 2018 | 0 | 0 | 0 | 0 | 0
2019 | 0 | 0 | 0 | 0 | 0 |  |  |  |  | 2019 | 0 | 0 | 0 | 0 | 0
Total Lifecycle | 16684.8307 | 4526.4117 | 2141.2791 | -392.9075 | -617.9058 |  |  |  |  | Total Lifecycle | 21114.7345 | 5723.9974 | 2710.3281 | -457.37 | -719.2827
Reductions based on total annual installations | [9 empty] | Reductions based on total annual installations (Gross)
| Annual Net kWh | Lifecycle Net kWh | Annual Net Therms | Lifecycle Net Therms | Net July-Sept Peak (kW) | Net Dec-Feb (kW) |  | User Entered kW | Net Annual NCP (kW) |  | Annual Gross kWh | Lifecycle Gross kWh | Annual Gross Therms | Lifecycle Gross Therms | User Entered kW
2009 | 3912167.7517 | 34716594.2415 | -5598.0062 | -67163.6741 | 623.5076 | 414.5234 |  | 944.6486 | 249.7381 | 2009 | 5035691.4822 | 44125538.1546 | -6387.3561 | -78182.9012 | 1184.1225
2010 | 0 | 0 | 0 | 0 | 0 | 0 |  | 0 | 375.1005 | 2010 | 0 | 0 | 0 | 0 | 0
2011 | 0 | 0 | 0 | 0 | 0 | 0 |  | 0 | 0 | 2011 | 0 | 0 | 0 | 0 | 0
2012 | 0 | 0 | 0 | 0 | 0 | 0 |  | 0 | -9.5466 | 2012 | 0 | 0 | 0 | 0 | 0
2013 | 0 | 0 | 0 | 0 | 0 | 0 |  | 0 | -0.76348 | 2013 | 0 | 0 | 0 | 0 | 0
2014 | 0 | 0 | 0 | 0 | 0 | 0 |  | 0 | -110.1598 | 2014 | 0 | 0 | 0 | 0 | 0
2015 | 0 | 0 | 0 | 0 | 0 | 0 |  | 0 | -0.30341 | 2015 | 0 | 0 | 0 | 0 | 0
2016 | 0 | 0 | 0 | 0 | 0 | 0 |  | 0 | 0 | 2016 | 0 | 0 | 0 | 0 | 0
2017 | 0 | 0 | 0 | 0 | 0 | 0 |  | 0 | 0 | 2017 | 0 | 0 | 0 | 0 | 0
2018 | 0 | 0 | 0 | 0 | 0 | 0 |  | 0 | -300.2719 | 2018 | 0 | 0 | 0 | 0 | 0
2019 | 0 | 0 | 0 | 0 | 0 | 0 |  | 0 | -0.37415 | 2019 | 0 | 0 | 0 | 0 | 0
Total | 3912167.7517 | 34716594.2415 | -5598.0062 | -67163.6741 | 623.5076 | 414.5234 |  | 944.6486 | 203.4192 | Total | 5035691.4822 | 44125538.1546 | -6387.3561 | -78182.9012 | 1184.1225
Net Impacts by Sector (All Measures Installed through 2019)
| Annual Net kWh | Lifecycle Net kWh | Annual Net Therms | Lifecycle Net Therms | Net July-Sept Peak (kW) | Net Dec-Feb (kW) |  | User Entered kW | TRC Lifecycle Net Benefits* ($)
Total | 3912167.7517 | 34716594.2415 | -5598.0062 | -67163.6741 | 623.5076 | 414.5234 |  | 944.6486 | 1668521.547
RES | 0 | 0 | 0 | 0 | 0 | 0 |  | 0 | 0
NON_RES | 0 | 0 | 0 | 0 | 0 | 0 |  | 0 | 0
Residential | 0 | 0 | 0 | 0 | 0 | 0 |  | 0 | 0
Commercial | 3912167.7517 | 34716594.2415 | -5598.0062 | -67163.6741 | 623.5076 | 414.5234 |  | 944.6486 | 1668521.547
Industrial | 0 | 0 | 0 | 0 | 0 | 0 |  | 0 | 0
Agricultural | 0 | 0 | 0 | 0 | 0 | 0 |  | 0 | 0
Not Used | 0 | 0 | 0 | 0 | 0 | 0 |  | 0 | 0
0 | 0 | 0 | 0 | 0 | 0 | 0 |  | 0 | 0
0 | 0 | 0 | 0 | 0 | 0 | 0 |  | 0 | 0
0 | 0 | 0 | 0 | 0 | 0 | 0 |  | 0 | 0
0 | 0 | 0 | 0 | 0 | 0 | 0 |  | 0 | 0
0 | 0 | 0 | 0 | 0 | 0 | 0 |  | 0 | 0
0 |  |  | 0 |  |  |  |  | 0 | 0
0 |  |  | 0 |  |  |  |  | 0 | 0
0 |  |  | 0 |  |  |  |  | 0 | 0
0 |  |  | 0 |  |  |  |  | 0 | 0
0 |  |  | 0 |  |  |  |  | 0 | 0
0 |  |  | 0 |  |  |  |  | 0 | 0
0 |  |  | 0 |  |  |  |  | 0 | 0
0 |  |  | 0 |  |  |  |  | 0 | 0
0 |  |  | 0 |  |  |  |  | 0 | 0
0 |  |  | 0 |  |  |  |  | 0 | 0
0 |  |  | 0 |  |  |  |  | 0 | 0
Other and unspecified | 0 | 0 | 0 | 0 | 0 | 0 | 0 | 0 | 0
* Include program-level and admin costs allocated based to total gas and electric programs at the measure level.
Net Impacts by CPUC End Use Categories (All Measures Installed through 2019)
| Annual Net kWh | Lifecycle Net kWh | Annual Net Therms | Lifecycle Net Therms | Net July-Sept Peak (kW) | Net Dec-Feb Pk (kW) |  | User Entered kW | TRC Lifecycle Net Benefits* ($)
Total | 3912167.7517 | 34716594.2415 | -5598.0062 | -67163.6741 | 623.5076 | 414.5234 |  | 944.6486 | 1668521.547
Clothes Dryer | 0 | 0 | 0 | 0 | 0 | 0 |  | 0 | 0
Clothes Washer | 0 | 0 | 0 | 0 | 0 | 0 |  | 0 | 0
Consumer Electronics | 0 | 0 | 0 | 0 | 0 | 0 |  | 0 | 0
Cooking | 0 | 0 | 0 | 0 | 0 | 0 |  | 0 | 0
Dishwasher | 0 | 0 | 0 | 0 | 0 | 0 |  | 0 | 0
Other Appliance | 0 | 0 | 0 | 0 | 0 | 0 |  | 0 | 0
Office Equipment | 48117.6036 | 102145.955 | 0 | 0 | 9.3043 | 5.8179 |  | 8.1949 | 8645.5632
Building shell | 0 | 0 | 0 | 0 | 0 | 0 |  | 0 | 0
Space Cooling | 112889.8005 | 1128898.005 | 0 | 0 | 43.7547 | 20.1059 |  | 17.3037 | 93925.8469
Space Heating | 0 | 0 | 0 | 0 | 0 | 0 |  | 0 | 0
Ventilation | 972.3204 | 9723.2043 | 111.9552 | 1119.552 | 0.12723 | 0.116 |  | 0.21391 | 702.2183
Interior Lighting | 2245360.6986 | 23426027.7 | 0 | 0 | 440.1433 | 282.2254 |  | 648.9178 | 1493346.9664
Exterior Lighting | 607.0272 | 4856.2176 | 0 | 0 | 0.012574 | 0.022129 |  | 0 | -14.0408
Daylighting | 0 | 0 | 0 | 0 | 0 | 0 |  | 0 | 0
Motors | 0 | 0 | 0 | 0 | 0 | 0 |  | 0 | 0
Process | 0 | 0 | 0 | 0 | 0 | 0 |  | 0 | 0
Compressed Air | 0 | 0 | 0 | 0 | 0 | 0 |  | 0 | 0
Food Processor | 0 | 0 | 0 | 0 | 0 | 0 |  | 0 | 0
Refrigeration | 951628.5426 | 4179474.1837 | -15.6629 | -232.0668 | 128.7678 | 104.8475 |  | 108.6026 | 312234.6956
Freezers | 0 | 0 | 0 | 0 | 0 | 0 |  | 0 | 0
Pumps | 0 | 0 | 0 | 0 | 0 | 0 |  | 0 | 0
Pool Pump | 0 | 0 | 0 | 0 | 0 | 0 |  | 0 | 0
Domestic Hot Water | 0 | 0 | 0 | 0 | 0 | 0 |  | 0 | 0
Water Heating | 0 | 0 | 0 | 0 | 0 | 0 |  | 0 | 0
Other and unspecified | 552591.7587 | 5865468.976 | -5694.2985 | -68051.1594 | 1.3976 | 1.3885 | 0 | 161.4157 | -240319.7026
* Include program-level and admin costs allocated based to total gas and electric programs at the measure level.
Net Impacts by Climate Zone (All Measures Installed through 2016)
| Annual Net kWh | Lifecycle Net kWh | Annual Net Therms | Lifecycle Net Therms | Net July-Sept Peak (kW) | Net dec-Feb Pk (kW) |  | User Entered kW | TRC Lifecycle Net Benefits* ($)
Total | 3912167.7517 | 34716594.2415 | -5598.0062 | -67163.6741 | 623.5076 | 414.5234 |  | 944.6486 | 1668521.547
7 | 0 | 0 | 0 | 0 | 0 | 0 |  | 0 | 0
10 | 0 | 0 | 0 | 0 | 0 | 0 |  | 0 | 0
14 | 0 | 0 | 0 | 0 | 0 | 0 |  | 0 | 0
15 | 0 | 0 | 0 | 0 | 0 | 0 |  | 0 | 0
System | 3912167.7517 | 34716594.2415 | -5598.0062 | -67163.6741 | 623.5076 | 414.5234 |  | 944.6486 | 1668521.547
0 | 0 | 0 | 0 | 0 | 0 | 0 |  | 0
0 | 0 | 0 | 0 | 0 | 0 | 0 |  | 0
0 | 0 | 0 | 0 | 0 | 0 | 0 |  | 0
0 | 0 | 0 | 0 | 0 | 0 | 0 |  | 0
0 | 0 | 0 | 0 | 0 | 0 | 0 |  | 0
0 | 0 | 0 | 0 | 0 | 0 | 0 |  | 0
* Include program-level and admin costs allocated based to total gas and electric programs at the measure level.
Persistent reductions in the summer (3rd Qtr) or winter (4th Qtr) of each year
| Net Juy-Sept Peak (kW) | Net Annual Dec-Feb (kW)
2009 | 11.5887 | 414.5234
2010 | 623.5076 | 414.5234
2011 | 623.5076 | 409.3931
2012 | 614.6308 | 408.7947
2013 | 614.3459 | 309.2443
2014 | 491.8098 | 309.0301
2015 | 491.6603 | 309.0301
2016 | 491.6603 | 309.0301
2017 | 484.164 | 124.3752
2018 | 203.7401 | 124.3752
2019 | 203.3844 | 103.7356
2020 | 159.3185 | 103.7356
Monthly Impacts
First Year for Impact Table: | 2009
| Quarter | Monthly Five Hour Avg or TOU Peak | Net Monthly NCP (kW) |  | Monthly Net kWh | Monthly Net Therms
2009-01-01 | 1 | 0 | 0 |  | 0 | 0
2009-02-01 | 1 | 0 | 0 |  | 0 | 0
2009-03-01 | 1 | 0 | 0 |  | 0 | 0
2009-04-01 | 2 | 7.4876 | 12.5498 |  | 5030.2278 | 101.6863
2009-05-01 | 2 | 11.5887 | 11.6071 |  | 5087.6615 | 101.6863
2009-06-01 | 2 | 11.5887 | 11.6071 |  | 5087.6615 | 101.6863
2009-07-01 | 3 | 11.5887 | 11.6071 |  | 5087.6615 | 101.6863
2009-08-01 | 3 | 11.5887 | 11.6071 |  | 5087.6615 | 101.6863
2009-09-01 | 3 | 11.5887 | 11.6071 |  | 5087.6615 | 101.6863
2009-10-01 | 4 | 160.4408 | 249.7381 |  | 102016.3291 | -296.875
2009-11-01 | 4 | 160.4408 | 249.7381 |  | 102016.3291 | -296.875
2009-12-01 | 4 | 160.4408 | 249.7381 |  | 102016.3291 | -296.875
2010-01-01 | 5 | 414.5234 | 624.8385 |  | 277021.6948 | -1178.3635
2010-02-01 | 5 | 414.5234 | 624.8385 |  | 277021.6948 | -1178.3635
2010-03-01 | 5 | 414.5234 | 624.8385 |  | 277021.6948 | -1178.3635
2010-04-01 | 6 | 414.5234 | 624.8385 |  | 277021.6948 | 245.3625
2010-05-01 | 6 | 623.5076 | 623.6901 |  | 286539.6699 | 245.3625
2010-06-01 | 6 | 623.5076 | 623.6901 |  | 286539.6699 | 245.3625
2010-07-01 | 7 | 623.5076 | 623.6901 |  | 286539.6699 | 245.3625
2010-08-01 | 7 | 623.5076 | 623.6901 |  | 286539.6699 | 245.3625
2010-09-01 | 7 | 623.5076 | 623.6901 |  | 286539.6699 | 245.3625
2010-10-01 | 8 | 414.5234 | 624.8385 |  | 277021.6948 | -1178.3635
2010-11-01 | 8 | 414.5234 | 624.8385 |  | 277021.6948 | -1178.3635
2010-12-01 | 8 | 414.5234 | 624.8385 |  | 277021.6948 | -1178.3635
2011-01-01 | 9 | 414.5234 | 624.8385 |  | 277021.6948 | -1178.3635
2011-02-01 | 9 | 414.5234 | 624.8385 |  | 277021.6948 | -1178.3635
2011-03-01 | 9 | 414.5234 | 624.8385 |  | 277021.6948 | -1178.3635
2011-04-01 | 10 | 414.5234 | 624.8385 |  | 277021.6948 | 245.3625
2011-05-01 | 10 | 623.5076 | 623.6901 |  | 286539.6699 | 245.3625
2011-06-01 | 10 | 623.5076 | 623.6901 |  | 286539.6699 | 245.3625
2011-07-01 | 11 | 623.5076 | 623.6901 |  | 286539.6699 | 245.3625
2011-08-01 | 11 | 623.5076 | 623.6901 |  | 286539.6699 | 245.3625
2011-09-01 | 11 | 623.5076 | 623.6901 |  | 286539.6699 | 245.3625
2011-10-01 | 12 | 414.5234 | 624.8385 |  | 277021.6948 | -1178.3635
2011-11-01 | 12 | 414.5234 | 624.8385 |  | 277021.6948 | -1178.3635
2011-12-01 | 12 | 414.5234 | 624.8385 |  | 277021.6948 | -1178.3635
2012-01-01 | 13 | 409.3931 | 615.2919 |  | 273507.225 | -1178.3635
2012-02-01 | 13 | 409.3931 | 615.2919 |  | 273507.225 | -1178.3635
2012-03-01 | 13 | 409.3931 | 615.2919 |  | 273507.225 | -1178.3635
2012-04-01 | 14 | 409.1995 | 614.9317 |  | 273374.6035 | 329.1763
2012-05-01 | 14 | 614.9933 | 615.1759 |  | 282840.1179 | 329.1763
2012-06-01 | 14 | 614.9933 | 615.1759 |  | 282840.1179 | 329.1763
2012-07-01 | 15 | 614.6308 | 614.8133 |  | 282682.6034 | 439.4577
2012-08-01 | 15 | 614.6308 | 614.8133 |  | 282682.6034 | 439.4577
2012-09-01 | 15 | 614.6308 | 614.8133 |  | 282682.6034 | 439.4577
2012-10-01 | 16 | 408.9728 | 614.5099 |  | 273219.3227 | -934.9099
2012-11-01 | 16 | 408.9728 | 614.5099 |  | 273219.3227 | -934.9099
2012-12-01 | 16 | 408.9728 | 614.5099 |  | 273219.3227 | -934.9099
2013-01-01 | 17 | 408.7947 | 614.1784 |  | 273097.2816 | -934.9099
2013-02-01 | 17 | 408.7947 | 614.1784 |  | 273097.2816 | -934.9099
2013-03-01 | 17 | 408.7947 | 614.1784 |  | 273097.2816 | -934.9099
2013-04-01 | 18 | 408.7947 | 614.1784 |  | 273097.2816 | 439.4577
2013-05-01 | 18 | 614.3459 | 614.5284 |  | 282558.8069 | 439.4577
2013-06-01 | 18 | 614.3459 | 614.5284 |  | 282558.8069 | 439.4577
2013-07-01 | 19 | 614.3459 | 614.5284 |  | 282558.8069 | 439.4577
2013-08-01 | 19 | 614.3459 | 614.5284 |  | 282558.8069 | 439.4577
2013-09-01 | 19 | 614.3459 | 614.5284 |  | 282558.8069 | 439.4577
2013-10-01 | 20 | 393.4474 | 597.2363 |  | 261654.7102 | -934.9099
2013-11-01 | 20 | 393.4474 | 597.2363 |  | 261654.7102 | -934.9099
2013-12-01 | 20 | 393.4474 | 597.2363 |  | 261654.7102 | -934.9099
2014-01-01 | 21 | 309.2443 | 504.3687 |  | 198997.1331 | -934.9099
2014-02-01 | 21 | 309.2443 | 504.3687 |  | 198997.1331 | -934.9099
2014-03-01 | 21 | 309.2443 | 504.3687 |  | 198997.1331 | -934.9099
2014-04-01 | 22 | 309.2443 | 504.3687 |  | 198997.1331 | 439.4577
2014-05-01 | 22 | 491.9524 | 492.135 |  | 205716.6703 | 439.4577
2014-06-01 | 22 | 491.9524 | 492.135 |  | 205716.6703 | 439.4577
2014-07-01 | 23 | 491.8098 | 491.9924 |  | 205654.6923 | 439.4577
2014-08-01 | 23 | 491.8098 | 491.9924 |  | 205654.6923 | 439.4577
2014-09-01 | 23 | 491.8098 | 491.9924 |  | 205654.6923 | 439.4577
2014-10-01 | 24 | 309.0301 | 504.0652 |  | 198843.6503 | -934.9099
2014-11-01 | 24 | 309.0301 | 504.0652 |  | 198843.6503 | -934.9099
2014-12-01 | 24 | 309.0301 | 504.0652 |  | 198843.6503 | -934.9099
2015-01-01 | 25 | 309.0301 | 504.0652 |  | 198843.6503 | -934.9099
2015-02-01 | 25 | 309.0301 | 504.0652 |  | 198843.6503 | -934.9099
2015-03-01 | 25 | 309.0301 | 504.0652 |  | 198843.6503 | -934.9099
2015-04-01 | 26 | 309.0301 | 504.0652 |  | 198843.6503 | 439.4577
2015-05-01 | 26 | 491.6603 | 491.8429 |  | 205558.3495 | 439.4577
2015-06-01 | 26 | 491.6603 | 491.8429 |  | 205558.3495 | 439.4577
2015-07-01 | 27 | 491.6603 | 491.8429 |  | 205558.3495 | 439.4577
2015-08-01 | 27 | 491.6603 | 491.8429 |  | 205558.3495 | 439.4577
2015-09-01 | 27 | 491.6603 | 491.8429 |  | 205558.3495 | 439.4577
2015-10-01 | 28 | 309.0301 | 504.0652 |  | 198843.6503 | -934.9099
2015-11-01 | 28 | 309.0301 | 504.0652 |  | 198843.6503 | -934.9099
2015-12-01 | 28 | 309.0301 | 504.0652 |  | 198843.6503 | -934.9099
2016-01-01 | 29 | 309.0301 | 504.0652 |  | 198843.6503 | -934.9099
2016-02-01 | 29 | 309.0301 | 504.0652 |  | 198843.6503 | -934.9099
2016-03-01 | 29 | 309.0301 | 504.0652 |  | 198843.6503 | -934.9099
2016-04-01 | 30 | 309.0301 | 504.0652 |  | 198843.6503 | 439.4577
2016-05-01 | 30 | 491.6603 | 491.8429 |  | 205558.3495 | 439.4577
2016-06-01 | 30 | 491.6603 | 491.8429 |  | 205558.3495 | 439.4577
2016-07-01 | 31 | 491.6603 | 491.8429 |  | 205558.3495 | 439.4577
2016-08-01 | 31 | 491.6603 | 491.8429 |  | 205558.3495 | 439.4577
2016-09-01 | 31 | 491.6603 | 491.8429 |  | 205558.3495 | 439.4577
2016-10-01 | 32 | 309.0301 | 504.0652 |  | 198843.6503 | -934.9099
2016-11-01 | 32 | 309.0301 | 504.0652 |  | 198843.6503 | -934.9099
2016-12-01 | 32 | 309.0301 | 504.0652 |  | 198843.6503 | -934.9099
2017-01-01 | 33 | 309.0301 | 504.0652 |  | 198843.6503 | -934.9099
2017-02-01 | 33 | 309.0301 | 504.0652 |  | 198843.6503 | -934.9099
2017-03-01 | 33 | 309.0301 | 504.0652 |  | 198843.6503 | -934.9099
2017-04-01 | 34 | 304.1962 | 495.835 |  | 195708.1836 | 439.4577
2017-05-01 | 34 | 484.164 | 484.3465 |  | 202377.0243 | 439.4577
2017-06-01 | 34 | 484.164 | 484.3465 |  | 202377.0243 | 439.4577
2017-07-01 | 35 | 484.164 | 484.3465 |  | 202377.0243 | 439.4577
2017-08-01 | 35 | 484.164 | 484.3465 |  | 202377.0243 | 439.4577
2017-09-01 | 35 | 484.164 | 484.3465 |  | 202377.0243 | 439.4577
2017-10-01 | 36 | 219.6064 | 353.1239 |  | 140092.2521 | -934.8975
2017-11-01 | 36 | 219.6064 | 353.1239 |  | 140092.2521 | -934.8975
2017-12-01 | 36 | 219.6064 | 353.1239 |  | 140092.2521 | -934.8975
2018-01-01 | 37 | 124.3752 | 193.7721 |  | 76325.981 | -934.8757
2018-02-01 | 37 | 124.3752 | 193.7721 |  | 76325.981 | -934.8757
2018-03-01 | 37 | 124.3752 | 193.7721 |  | 76325.981 | -934.8757
2018-04-01 | 38 | 124.3752 | 193.7721 |  | 76325.981 | 439.4919
2018-05-01 | 38 | 203.7401 | 203.7934 |  | 81688.5368 | 439.4919
2018-06-01 | 38 | 203.7401 | 203.7934 |  | 81688.5368 | 439.4919
2018-07-01 | 39 | 203.7401 | 203.7934 |  | 81688.5368 | 439.4919
2018-08-01 | 39 | 203.7401 | 203.7934 |  | 81688.5368 | 439.4919
2018-09-01 | 39 | 203.7401 | 203.7934 |  | 81688.5368 | 439.4919
2018-10-01 | 40 | 124.3752 | 193.7721 |  | 76325.981 | -934.8757
2018-11-01 | 40 | 124.3752 | 193.7721 |  | 76325.981 | -934.8757
2018-12-01 | 40 | 124.3752 | 193.7721 |  | 76325.981 | -934.8757
2019-01-01 | 41 | 124.3752 | 193.7721 |  | 76325.981 | -934.8757
2019-02-01 | 41 | 124.3752 | 193.7721 |  | 76325.981 | -934.8757
2019-03-01 | 41 | 124.3752 | 193.7721 |  | 76325.981 | -934.8757
2019-04-01 | 42 | 124.0999 | 193.3455 |  | 76069.744 | 439.4919
2019-05-01 | 42 | 203.3844 | 203.4192 |  | 81430.0252 | 439.4919
2019-06-01 | 42 | 203.3844 | 203.4192 |  | 81430.0252 | 439.4919
2019-07-01 | 43 | 203.3844 | 203.4192 |  | 81430.0252 | 439.4919
2019-08-01 | 43 | 203.3844 | 203.4192 |  | 81430.0252 | 439.4919
2019-09-01 | 43 | 203.3844 | 203.4192 |  | 81430.0252 | 439.4919
2019-10-01 | 44 | 106.1766 | 175.3674 |  | 69259.1162 | -934.8757
2019-11-01 | 44 | 106.1766 | 175.3674 |  | 69259.1162 | -934.8757
2019-12-01 | 44 | 106.1766 | 175.3674 |  | 69259.1162 | -934.8757

## Input
| SDG&E 09-11 4g3.xls |  |  |  | Program Budget ($) |  |  | NPV Factor for lump-sum admin costs: | 100%
a. Administrative Costs
| Proposer General Information |  |  |  | a.i. Overhead and G&A |  | d. Incentives and Rebates ($) | Nominal | NPV
| Proposer Name |  |  |  | a.ii. Other Admin costs |  | d.i. User Input Incentive |  | 0 | Note: User Input Incentives are treated like Admin costs and are NOT adjusted by the net to gross ratio in the TRC test.
| Program Name |  |  |  | b. Marketing/Outreach |  | d.ii. Rebate | 488297.99 | 453529.1578
| Service Territory |  | SDG&E |  | c. Direct Implementation (non incentive) |  | d.iii. Direct Install Labor | 0 | 0
| First Year of Program Implementation |  |  | 2009 | c.i. Activity |  | d.iv. Direct Install Materials | 0 | 0
| Contact Information |  |  |  | c.ii. Installation |  | d.v. Upstream payments | 0 | 0
| Name |  |  |  | c.iii. Hardware & Materials |  | Subtotal Direct Install | 488297.99 | 453529.1578
| Address |  |  |  | c.iv. Rebate Processing and Inspection | [41 empty] | Formulas for spreading annual installations to quarters
| ZIP code |  |  |  | d. Total Incentives and Rebates | 488297.99 | [40 empty] | 0 | 0 | 0 | 0 | 0 | 0 | 0 | 0 | 0 | 0 | 0 | 0 | 0 | 0 | 0 | 0 | 0 | 0 | 0 | 0 | 0 | 0 | 0 | 0 | 0 | 0 | 0 | 0 | 0 | 0 | 0 | 0 | 0 | 0 | 0 | 0 | 0 | 0 | 0 | 0 | 0 | 0 | 0 | 0
| Telephone |  |  |  | e. EM&V |  | f. Costs recovered from other sources |  | 0
| Email |  |  |  | Total | 488297.99 | Program Budget w/ Other Costs (a to f) | 488297.99 | 453529.1578
Quarterly Installation Schedule
| Program Inputs | [10 empty] | Transfer | Admin | Admin | Admin | Participant | [8 empty] | Placeholders, not currently used | [10 empty] | Annual Installation Schedule | [10 empty] | 2009 |  |  |  | 2010 |  |  |  | 2011 |  |  |  | 2012 |  |  |  | 2013 |  |  |  | 2014 |  |  |  | 2015 |  |  |  | 2016 |  |  |  | 2017 |  |  |  | 2018 |  |  |  | 2019
| Measure Name | DEER RunID | Climate Zone | Target sector | Measure Electric End Use Shape | CZ, Sector, Measure combination found? | Measure Type (To Look up Measure Life) | Program Type (To look up Net-to-gross Ratio) | Unit Definition (e.g. homes) | Program Type (NEW/ROB or Early Repl(RET)) | Gross Measure Cost ($/unit) | Rebate to end use customer or its assignee ($/unit) | Incentives to entities other than the end use customer or its assignee($/unit) | Direct Install Labor ($/unit) | Direct Install Material ($/unit) | Participant cost ($/unit) | Gross Unit Annual Electricity Savings (kwh/unit) | Electric Rate Schedule | Demand Scaler | User Entered kW Savings per unit (kW/unit) | Gross Unit Annual Gas Savings (therm/unit) | Gas Sector | Gas Rate Schedule | Gas Savings Profile | Avg remaining life on replaced units (yrs) | Early retrofit incremental kWh savings (kWh/unit) | Early retrofit incremental kW savings (kW/unit) | Early retrofit incremental Th savings (Th/unit) | Combustion Type | Effective Useful Life (years) | Net-to-Gross Ratio | Net-to-Gross Ratio - kW | Net-to-Gross Ratio - Therms | Net-to-Gross Ratio - Costs | % Eligible for TOU AC adjustment | 2009 | 2010 | 2011 | 2012 | 2013 | 2014 | 2015 | 2016 | 2017 | 2018 | 2019 | Qtr 1 | Qtr 2 | Qtr 3 | Qtr 4 | Qtr 1 | Qtr 2 | Qtr 3 | Qtr 4 | Qtr 1 | Qtr 2 | Qtr 3 | Qtr 4 | Qtr 1 | Qtr 2 | Qtr 3 | Qtr 4 | Qtr 1 | Qtr 2 | Qtr 3 | Qtr 4 | Qtr 1 | Qtr 2 | Qtr 3 | Qtr 4 | Qtr 1 | Qtr 2 | Qtr 3 | Qtr 4 | Qtr 1 | Qtr 2 | Qtr 3 | Qtr 4 | Qtr 1 | Qtr 2 | Qtr 3 | Qtr 4 | Qtr 1 | Qtr 2 | Qtr 3 | Qtr 4 | Qtr 1 | Qtr 2 | Qtr 3 | Qtr 4 | Total Number of Units | Comments
0 | 234390-Ice Machines >1500 - Energy Star |  | System | Commercial | 01-ALC-AllCommercial-Refrig | 0 |  |  |  |  | 866 | 250 | 0 | 0 | 0 | 616 | 2204 |  | kWh | 0.226 | 0 | Commercial | [7 empty] | 10 | 0.7 |  |  |  | 0 | 2 | 0 | 0 | 0 | 0 | 0 | 0 | 0 | 0 | 0 | 0 | 2009 Qtr 1: 2; 2009 Qtr 2: 0; 2009 Qtr 3: 0; 2009 Qtr 4: 0; 2010 Qtr 1: 0; 2010 Qtr 2: 0; 2010 Qtr 3: 0; 2010 Qtr 4: 0; 2011 Qtr 1: 0; 2011 Qtr 2: 0; 2011 Qtr 3: 0; 2011 Qtr 4: 0 | 2
0 | 234312-Lighting-Screw in 14-26 Watt Lamp - Tr1 |  | System | Commercial | [6 empty] | 9.3196 | 10.3931 | 0 | 0 | 0 | -1.0734 | 194.1729 |  | 0 | 0.038993 | -2.6224 | Commercial |  | Annual | [5 empty] | 2.47 | 0.81 |  |  |  | 0 | 14.144 | 0 | 0 | 0 | 0 | 0 | 0 | 0 | 0 | 0 | 0 | 2009 Qtr 1: 0; 2009 Qtr 2: 0; 2009 Qtr 3: 14.144; 2009 Qtr 4: 0; 2010 Qtr 1: 0; 2010 Qtr 2: 0; 2010 Qtr 3: 0; 2010 Qtr 4: 0; 2011 Qtr 1: 0; 2011 Qtr 2: 0; 2011 Qtr 3: 0; 2011 Qtr 4: 0 | 14.144
0 | 234315-Lighting-Screw in 14-26 Watt Reflector Lamp-Tr1 |  | System | Commercial | [6 empty] | 18.0648 | 9.6507 | 0 | 0 | 0 | 8.4141 | 194.1729 |  | 0 | 0.038993 | -2.6224 | Commercial |  | Winter Only | [5 empty] | 2.47 | 0.81 |  |  |  | 0 | 17.5117 | 0 | 0 | 0 | 0 | 0 | 0 | 0 | 0 | 0 | 0 | 2009 Qtr 1: 0; 2009 Qtr 2: 0; 2009 Qtr 3: 17.5117; 2009 Qtr 4: 0; 2010 Qtr 1: 0; 2010 Qtr 2: 0; 2010 Qtr 3: 0; 2010 Qtr 4: 0; 2011 Qtr 1: 0; 2011 Qtr 2: 0; 2011 Qtr 3: 0; 2011 Qtr 4: 0 | 17.5117
0 | 234330-Premium T8 with T12 40 Watt Baseline - Tr1 |  | System | Commercial | 01-ALC-AllCommercial-IntLight | 0 |  |  |  |  | 27.6532 | 13.1897 | 0 | 0 | 0 | 14.4636 | 83.5202 |  | kWh | 0.017351 | 0 | Commercial | [7 empty] | 15 | 0.78 |  |  |  | 0 | 145.5683 | 0 | 0 | 0 | 0 | 0 | 0 | 0 | 0 | 0 | 0 | 2009 Qtr 1: 0; 2009 Qtr 2: 0; 2009 Qtr 3: 145.5683; 2009 Qtr 4: 0; 2010 Qtr 1: 0; 2010 Qtr 2: 0; 2010 Qtr 3: 0; 2010 Qtr 4: 0; 2011 Qtr 1: 0; 2011 Qtr 2: 0; 2011 Qtr 3: 0; 2011 Qtr 4: 0 | 145.5683
0 | 234303-Lighting-Remove 4 Ft Lamp (De-Lamp) - Tr1 |  | System | Commercial | [6 empty] | 12.3596 | 16.4871 | 0 | 0 | 0 | -4.1275 | 137.2559 |  | 0 | 0.026384 | -2.5676 | Commercial |  | Winter Only | [5 empty] | 15 | 0.77 |  |  |  | 0 | 29.1137 | 0 | 0 | 0 | 0 | 0 | 0 | 0 | 0 | 0 | 0 | 2009 Qtr 1: 0; 2009 Qtr 2: 0; 2009 Qtr 3: 29.1137; 2009 Qtr 4: 0; 2010 Qtr 1: 0; 2010 Qtr 2: 0; 2010 Qtr 3: 0; 2010 Qtr 4: 0; 2011 Qtr 1: 0; 2011 Qtr 2: 0; 2011 Qtr 3: 0; 2011 Qtr 4: 0 | 29.1137
0 | 234285-Lighting-Occpncy Snsr-Hi-Bay integrated Snsr-Tr1 |  | System | Commercial | 01-ALC-AllCommercial-IntLight | 0 |  |  |  |  | 221.2703 | 95.5 | 0 | 0 | 0 | 125.7703 | 2503.6304 |  | kWh | 0.48559 | 0 | Commercial | [7 empty] | 8 | 0.84 |  |  |  | 0 | 8 | 0 | 0 | 0 | 0 | 0 | 0 | 0 | 0 | 0 | 0 | 2009 Qtr 1: 0; 2009 Qtr 2: 0; 2009 Qtr 3: 8; 2009 Qtr 4: 0; 2010 Qtr 1: 0; 2010 Qtr 2: 0; 2010 Qtr 3: 0; 2010 Qtr 4: 0; 2011 Qtr 1: 0; 2011 Qtr 2: 0; 2011 Qtr 3: 0; 2011 Qtr 4: 0 | 8
0 | 234003-A/C - Reflective Window Film Inland |  | System | Commercial | 18-OFS-Office–Small-Cooling | 0 |  |  |  |  | 3.12 | 2 | 0 | 0 | 0 | 1.12 | 15.27 |  | kWh | 0.0023 | 0 | Commercial | [7 empty] | 10 | 0.85 |  |  |  | 0 | 283 | 0 | 0 | 0 | 0 | 0 | 0 | 0 | 0 | 0 | 0 | 2009 Qtr 1: 0; 2009 Qtr 2: 0; 2009 Qtr 3: 283; 2009 Qtr 4: 0; 2010 Qtr 1: 0; 2010 Qtr 2: 0; 2010 Qtr 3: 0; 2010 Qtr 4: 0; 2011 Qtr 1: 0; 2011 Qtr 2: 0; 2011 Qtr 3: 0; 2011 Qtr 4: 0 | 283
0 | 234084-Refrigeration -Cooler/Freezer Door Gaskets - Solid Doors: Cooler |  | System | Commercial | 09-GRO-Grocery-REFG | 0 |  |  |  |  | 2.2498 | 4.2431 | 0 | 0 | 0 | -1.9933 | 104.55 |  | kWh | 0.01195 | 0 | Commercial | [7 empty] | 4 | 0.76 |  |  |  | 0 | 13 | 0 | 0 | 0 | 0 | 0 | 0 | 0 | 0 | 0 | 0 | 2009 Qtr 1: 0; 2009 Qtr 2: 0; 2009 Qtr 3: 0; 2009 Qtr 4: 13; 2010 Qtr 1: 0; 2010 Qtr 2: 0; 2010 Qtr 3: 0; 2010 Qtr 4: 0; 2011 Qtr 1: 0; 2011 Qtr 2: 0; 2011 Qtr 3: 0; 2011 Qtr 4: 0 | 13
0 | 234361-Lighting-IntrHiByLnrFlscntFxtr244wrplc400w(TrI)Tr2 |  | System | Commercial | 01-ALC-AllCommercial-IntLight | 0 |  |  |  |  | 327.8836 | 115.3803 | 0 | 0 | 0 | 212.5033 | 698.8643 |  | kWh | 0.2203 | 0 | Commercial | [7 empty] | 15 | 0.78 |  |  |  | 0 | 7.8003 | 0 | 0 | 0 | 0 | 0 | 0 | 0 | 0 | 0 | 0 | 2009 Qtr 1: 0; 2009 Qtr 2: 0; 2009 Qtr 3: 7.8003; 2009 Qtr 4: 0; 2010 Qtr 1: 0; 2010 Qtr 2: 0; 2010 Qtr 3: 0; 2010 Qtr 4: 0; 2011 Qtr 1: 0; 2011 Qtr 2: 0; 2011 Qtr 3: 0; 2011 Qtr 4: 0 | 7.8003
0 | 234286-Lighting-Occpncy Snsr-Hi-Bay integrated Snsr-Tr2 |  | System | Commercial | 01-ALC-AllCommercial-IntLight | 0 |  |  |  |  | 221.37 | 95.5 | 0 | 0 | 0 | 125.87 | 1499.5759 |  | kWh | 0.47213 | 0 | Commercial | [7 empty] | 8 | 0.84 |  |  |  | 0 | 8 | 0 | 0 | 0 | 0 | 0 | 0 | 0 | 0 | 0 | 0 | 2009 Qtr 1: 0; 2009 Qtr 2: 0; 2009 Qtr 3: 8; 2009 Qtr 4: 0; 2010 Qtr 1: 0; 2010 Qtr 2: 0; 2010 Qtr 3: 0; 2010 Qtr 4: 0; 2011 Qtr 1: 0; 2011 Qtr 2: 0; 2011 Qtr 3: 0; 2011 Qtr 4: 0 | 8
0 | 234084-Refrigeration -Cooler/Freezer Door Gaskets - Solid Doors: Cooler |  | System | Commercial | 09-GRO-Grocery-REFG | 0 |  |  |  |  | 2.2498 | 4.0073 | 0 | 0 | 0 | -1.7575 | 104.55 |  | kWh | 0.01195 | 0 | Commercial | [7 empty] | 4 | 0.76 |  |  |  | 0 | 44 | 0 | 0 | 0 | 0 | 0 | 0 | 0 | 0 | 0 | 0 | 2009 Qtr 1: 0; 2009 Qtr 2: 0; 2009 Qtr 3: 0; 2009 Qtr 4: 44; 2010 Qtr 1: 0; 2010 Qtr 2: 0; 2010 Qtr 3: 0; 2010 Qtr 4: 0; 2011 Qtr 1: 0; 2011 Qtr 2: 0; 2011 Qtr 3: 0; 2011 Qtr 4: 0 | 44
0 | 234084-Refrigeration -Cooler/Freezer Door Gaskets - Solid Doors: Cooler |  | System | Commercial | 09-GRO-Grocery-REFG | 0 |  |  |  |  | 2.2498 | 4.0309 | 0 | 0 | 0 | -1.7811 | 104.55 |  | kWh | 0.01195 | 0 | Commercial | [7 empty] | 4 | 0.76 |  |  |  | 0 | 66 | 0 | 0 | 0 | 0 | 0 | 0 | 0 | 0 | 0 | 0 | 2009 Qtr 1: 0; 2009 Qtr 2: 0; 2009 Qtr 3: 0; 2009 Qtr 4: 66; 2010 Qtr 1: 0; 2010 Qtr 2: 0; 2010 Qtr 3: 0; 2010 Qtr 4: 0; 2011 Qtr 1: 0; 2011 Qtr 2: 0; 2011 Qtr 3: 0; 2011 Qtr 4: 0 | 66
0 | 234330-Premium T8 with T12 40 Watt Baseline - Tr1 |  | System | Commercial | 01-ALC-AllCommercial-IntLight | 0 |  |  |  |  | 27.6532 | 13.1897 | 0 | 0 | 0 | 14.4636 | 83.5202 |  | kWh | 0.017351 | 0 | Commercial | [7 empty] | 15 | 0.78 |  |  |  | 0 | 36.3921 | 0 | 0 | 0 | 0 | 0 | 0 | 0 | 0 | 0 | 0 | 2009 Qtr 1: 0; 2009 Qtr 2: 0; 2009 Qtr 3: 36.3921; 2009 Qtr 4: 0; 2010 Qtr 1: 0; 2010 Qtr 2: 0; 2010 Qtr 3: 0; 2010 Qtr 4: 0; 2011 Qtr 1: 0; 2011 Qtr 2: 0; 2011 Qtr 3: 0; 2011 Qtr 4: 0 | 36.3921
0 | 234294-Lighting-Occupancy Sensor-Wallbox Lghtng Snsr-Tr1 |  | System | Commercial | 23-RTL-Retail–SingleStorylarge-LIT_INT | 0 |  |  |  |  | 42.262 | 40 | 0 | 0 | 0 | 2.262 | 213.759 |  | kWh | 0.17617 | 0 | Commercial | [7 empty] | 8 | 0.84 |  |  |  | 0 | 1 | 0 | 0 | 0 | 0 | 0 | 0 | 0 | 0 | 0 | 0 | 2009 Qtr 1: 0; 2009 Qtr 2: 0; 2009 Qtr 3: 0; 2009 Qtr 4: 1; 2010 Qtr 1: 0; 2010 Qtr 2: 0; 2010 Qtr 3: 0; 2010 Qtr 4: 0; 2011 Qtr 1: 0; 2011 Qtr 2: 0; 2011 Qtr 3: 0; 2011 Qtr 4: 0 | 1
0 | 234285-Lighting-Occpncy Snsr-Hi-Bay integrated Snsr-Tr1 |  | System | Commercial | 01-ALC-AllCommercial-IntLight | 0 |  |  |  |  | 221.2703 | 95.5 | 0 | 0 | 0 | 125.7703 | 2503.6304 |  | kWh | 0.48559 | 0 | Commercial | [7 empty] | 8 | 0.84 |  |  |  | 0 | 12 | 0 | 0 | 0 | 0 | 0 | 0 | 0 | 0 | 0 | 0 | 2009 Qtr 1: 0; 2009 Qtr 2: 0; 2009 Qtr 3: 0; 2009 Qtr 4: 12; 2010 Qtr 1: 0; 2010 Qtr 2: 0; 2010 Qtr 3: 0; 2010 Qtr 4: 0; 2011 Qtr 1: 0; 2011 Qtr 2: 0; 2011 Qtr 3: 0; 2011 Qtr 4: 0 | 12
0 | 234330-Premium T8 with T12 40 Watt Baseline - Tr1 |  | System | Commercial | 01-ALC-AllCommercial-IntLight | 0 |  |  |  |  | 27.6532 | 13.1897 | 0 | 0 | 0 | 14.4636 | 83.5202 |  | kWh | 0.017351 | 0 | Commercial | [7 empty] | 15 | 0.78 |  |  |  | 0 | 127.3723 | 0 | 0 | 0 | 0 | 0 | 0 | 0 | 0 | 0 | 0 | 2009 Qtr 1: 0; 2009 Qtr 2: 0; 2009 Qtr 3: 0; 2009 Qtr 4: 127.3723; 2010 Qtr 1: 0; 2010 Qtr 2: 0; 2010 Qtr 3: 0; 2010 Qtr 4: 0; 2011 Qtr 1: 0; 2011 Qtr 2: 0; 2011 Qtr 3: 0; 2011 Qtr 4: 0 | 127.3723
0 | 234294-Lighting-Occupancy Sensor-Wallbox Lghtng Snsr-Tr1 |  | System | Commercial | 23-RTL-Retail–SingleStorylarge-LIT_INT | 0 |  |  |  |  | 42.262 | 40 | 0 | 0 | 0 | 2.262 | 213.759 |  | kWh | 0.17617 | 0 | Commercial | [7 empty] | 8 | 0.84 |  |  |  | 0 | 22 | 0 | 0 | 0 | 0 | 0 | 0 | 0 | 0 | 0 | 0 | 2009 Qtr 1: 0; 2009 Qtr 2: 0; 2009 Qtr 3: 0; 2009 Qtr 4: 22; 2010 Qtr 1: 0; 2010 Qtr 2: 0; 2010 Qtr 3: 0; 2010 Qtr 4: 0; 2011 Qtr 1: 0; 2011 Qtr 2: 0; 2011 Qtr 3: 0; 2011 Qtr 4: 0 | 22
0 | 234285-Lighting-Occpncy Snsr-Hi-Bay integrated Snsr-Tr1 |  | System | Commercial | 01-ALC-AllCommercial-IntLight | 0 |  |  |  |  | 221.2703 | 95.5 | 0 | 0 | 0 | 125.7703 | 2503.6304 |  | kWh | 0.48559 | 0 | Commercial | [7 empty] | 8 | 0.84 |  |  |  | 0 | 27 | 0 | 0 | 0 | 0 | 0 | 0 | 0 | 0 | 0 | 0 | 2009 Qtr 1: 0; 2009 Qtr 2: 0; 2009 Qtr 3: 0; 2009 Qtr 4: 27; 2010 Qtr 1: 0; 2010 Qtr 2: 0; 2010 Qtr 3: 0; 2010 Qtr 4: 0; 2011 Qtr 1: 0; 2011 Qtr 2: 0; 2011 Qtr 3: 0; 2011 Qtr 4: 0 | 27
0 | 234360-Lighting-IntrHiByLnrFlscntFxtr244wrplc400w(TrI)Tr1 |  | System | Commercial | [6 empty] | 282.4319 | 153.8404 | 0 | 0 | 0 | 128.5914 | 0 |  | 0 | 0.224 | -7.1132 | Commercial |  | Winter Only | [5 empty] | 15 | 0.78 |  |  |  | 0 | 34.1263 | 0 | 0 | 0 | 0 | 0 | 0 | 0 | 0 | 0 | 0 | 2009 Qtr 1: 0; 2009 Qtr 2: 0; 2009 Qtr 3: 0; 2009 Qtr 4: 34.1263; 2010 Qtr 1: 0; 2010 Qtr 2: 0; 2010 Qtr 3: 0; 2010 Qtr 4: 0; 2011 Qtr 1: 0; 2011 Qtr 2: 0; 2011 Qtr 3: 0; 2011 Qtr 4: 0 | 34.1263
0 | 234294-Lighting-Occupancy Sensor-Wallbox Lghtng Snsr-Tr1 |  | System | Commercial | 23-RTL-Retail–SingleStorylarge-LIT_INT | 0 |  |  |  |  | 42.262 | 40 | 0 | 0 | 0 | 2.262 | 213.759 |  | kWh | 0.17617 | 0 | Commercial | [7 empty] | 8 | 0.84 |  |  |  | 0 | 29 | 0 | 0 | 0 | 0 | 0 | 0 | 0 | 0 | 0 | 0 | 2009 Qtr 1: 0; 2009 Qtr 2: 0; 2009 Qtr 3: 0; 2009 Qtr 4: 29; 2010 Qtr 1: 0; 2010 Qtr 2: 0; 2010 Qtr 3: 0; 2010 Qtr 4: 0; 2011 Qtr 1: 0; 2011 Qtr 2: 0; 2011 Qtr 3: 0; 2011 Qtr 4: 0 | 29
0 | 234285-Lighting-Occpncy Snsr-Hi-Bay integrated Snsr-Tr1 |  | System | Commercial | 01-ALC-AllCommercial-IntLight | 0 |  |  |  |  | 221.2703 | 95.5 | 0 | 0 | 0 | 125.7703 | 2503.6304 |  | kWh | 0.48559 | 0 | Commercial | [7 empty] | 8 | 0.84 |  |  |  | 0 | 27 | 0 | 0 | 0 | 0 | 0 | 0 | 0 | 0 | 0 | 0 | 2009 Qtr 1: 0; 2009 Qtr 2: 0; 2009 Qtr 3: 0; 2009 Qtr 4: 27; 2010 Qtr 1: 0; 2010 Qtr 2: 0; 2010 Qtr 3: 0; 2010 Qtr 4: 0; 2011 Qtr 1: 0; 2011 Qtr 2: 0; 2011 Qtr 3: 0; 2011 Qtr 4: 0 | 27
0 | 234309-Lighting-Screw in >27 Watt Lamp - Tr1 |  | System | Commercial | 18-OFS-Office–Small-IntLight | 0 |  |  |  |  | 10.7915 | 0 | 0 | 0 | 0 | 10.7915 | 0 |  | kWh | 0 | 0 | Commercial | [7 empty] | 2.04 | 0.81 |  |  |  | 0 | 0.67353 | 0 | 0 | 0 | 0 | 0 | 0 | 0 | 0 | 0 | 0 | 2009 Qtr 1: 0; 2009 Qtr 2: 0; 2009 Qtr 3: 0.67353; 2009 Qtr 4: 0; 2010 Qtr 1: 0; 2010 Qtr 2: 0; 2010 Qtr 3: 0; 2010 Qtr 4: 0; 2011 Qtr 1: 0; 2011 Qtr 2: 0; 2011 Qtr 3: 0; 2011 Qtr 4: 0 | 0.67353
0 | 234285-Lighting-Occpncy Snsr-Hi-Bay integrated Snsr-Tr1 |  | System | Commercial | 01-ALC-AllCommercial-IntLight | 0 |  |  |  |  | 221.2703 | 95.5 | 0 | 0 | 0 | 125.7703 | 2503.6304 |  | kWh | 0.48559 | 0 | Commercial | [7 empty] | 8 | 0.84 |  |  |  | 0 | 31 | 0 | 0 | 0 | 0 | 0 | 0 | 0 | 0 | 0 | 0 | 2009 Qtr 1: 0; 2009 Qtr 2: 0; 2009 Qtr 3: 31; 2009 Qtr 4: 0; 2010 Qtr 1: 0; 2010 Qtr 2: 0; 2010 Qtr 3: 0; 2010 Qtr 4: 0; 2011 Qtr 1: 0; 2011 Qtr 2: 0; 2011 Qtr 3: 0; 2011 Qtr 4: 0 | 31
0 | 234309-Lighting-Screw in >27 Watt Lamp - Tr1 |  | System | Commercial | 18-OFS-Office–Small-IntLight | 0 |  |  |  |  | 10.7915 | 0 | 0 | 0 | 0 | 10.7915 | 0 |  | kWh | 0 | 0 | Commercial | [7 empty] | 2.04 | 0.81 |  |  |  | 0 | 0.67353 | 0 | 0 | 0 | 0 | 0 | 0 | 0 | 0 | 0 | 0 | 2009 Qtr 1: 0; 2009 Qtr 2: 0; 2009 Qtr 3: 0.67353; 2009 Qtr 4: 0; 2010 Qtr 1: 0; 2010 Qtr 2: 0; 2010 Qtr 3: 0; 2010 Qtr 4: 0; 2011 Qtr 1: 0; 2011 Qtr 2: 0; 2011 Qtr 3: 0; 2011 Qtr 4: 0 | 0.67353
0 | 234285-Lighting-Occpncy Snsr-Hi-Bay integrated Snsr-Tr1 |  | System | Commercial | 01-ALC-AllCommercial-IntLight | 0 |  |  |  |  | 221.2703 | 95.5 | 0 | 0 | 0 | 125.7703 | 2503.6304 |  | kWh | 0.48559 | 0 | Commercial | [7 empty] | 8 | 0.84 |  |  |  | 0 | 9 | 0 | 0 | 0 | 0 | 0 | 0 | 0 | 0 | 0 | 0 | 2009 Qtr 1: 0; 2009 Qtr 2: 0; 2009 Qtr 3: 9; 2009 Qtr 4: 0; 2010 Qtr 1: 0; 2010 Qtr 2: 0; 2010 Qtr 3: 0; 2010 Qtr 4: 0; 2011 Qtr 1: 0; 2011 Qtr 2: 0; 2011 Qtr 3: 0; 2011 Qtr 4: 0 | 9
0 | 234330-Premium T8 with T12 40 Watt Baseline - Tr1 |  | System | Commercial | 01-ALC-AllCommercial-IntLight | 0 |  |  |  |  | 27.6532 | 13.1897 | 0 | 0 | 0 | 14.4636 | 83.5202 |  | kWh | 0.017351 | 0 | Commercial | [7 empty] | 15 | 0.78 |  |  |  | 0 | 12.7372 | 0 | 0 | 0 | 0 | 0 | 0 | 0 | 0 | 0 | 0 | 2009 Qtr 1: 0; 2009 Qtr 2: 0; 2009 Qtr 3: 12.7372; 2009 Qtr 4: 0; 2010 Qtr 1: 0; 2010 Qtr 2: 0; 2010 Qtr 3: 0; 2010 Qtr 4: 0; 2011 Qtr 1: 0; 2011 Qtr 2: 0; 2011 Qtr 3: 0; 2011 Qtr 4: 0 | 12.7372
0 | 234294-Lighting-Occupancy Sensor-Wallbox Lghtng Snsr-Tr1 |  | System | Commercial | 23-RTL-Retail–SingleStorylarge-LIT_INT | 0 |  |  |  |  | 42.262 | 40 | 0 | 0 | 0 | 2.262 | 213.759 |  | kWh | 0.17617 | 0 | Commercial | [7 empty] | 8 | 0.84 |  |  |  | 0 | 3 | 0 | 0 | 0 | 0 | 0 | 0 | 0 | 0 | 0 | 0 | 2009 Qtr 1: 0; 2009 Qtr 2: 0; 2009 Qtr 3: 3; 2009 Qtr 4: 0; 2010 Qtr 1: 0; 2010 Qtr 2: 0; 2010 Qtr 3: 0; 2010 Qtr 4: 0; 2011 Qtr 1: 0; 2011 Qtr 2: 0; 2011 Qtr 3: 0; 2011 Qtr 4: 0 | 3
0 | 234285-Lighting-Occpncy Snsr-Hi-Bay integrated Snsr-Tr1 |  | System | Commercial | 01-ALC-AllCommercial-IntLight | 0 |  |  |  |  | 221.2703 | 95.5 | 0 | 0 | 0 | 125.7703 | 2503.6304 |  | kWh | 0.48559 | 0 | Commercial | [7 empty] | 8 | 0.84 |  |  |  | 0 | 39 | 0 | 0 | 0 | 0 | 0 | 0 | 0 | 0 | 0 | 0 | 2009 Qtr 1: 0; 2009 Qtr 2: 0; 2009 Qtr 3: 39; 2009 Qtr 4: 0; 2010 Qtr 1: 0; 2010 Qtr 2: 0; 2010 Qtr 3: 0; 2010 Qtr 4: 0; 2011 Qtr 1: 0; 2011 Qtr 2: 0; 2011 Qtr 3: 0; 2011 Qtr 4: 0 | 39
0 | 234330-Premium T8 with T12 40 Watt Baseline - Tr1 |  | System | Commercial | 01-ALC-AllCommercial-IntLight | 0 |  |  |  |  | 27.6532 | 13.1897 | 0 | 0 | 0 | 14.4636 | 83.5202 |  | kWh | 0.017351 | 0 | Commercial | [7 empty] | 15 | 0.78 |  |  |  | 0 | 3.6392 | 0 | 0 | 0 | 0 | 0 | 0 | 0 | 0 | 0 | 0 | 2009 Qtr 1: 0; 2009 Qtr 2: 0; 2009 Qtr 3: 0; 2009 Qtr 4: 3.6392; 2010 Qtr 1: 0; 2010 Qtr 2: 0; 2010 Qtr 3: 0; 2010 Qtr 4: 0; 2011 Qtr 1: 0; 2011 Qtr 2: 0; 2011 Qtr 3: 0; 2011 Qtr 4: 0 | 3.6392
0 | 234294-Lighting-Occupancy Sensor-Wallbox Lghtng Snsr-Tr1 |  | System | Commercial | 23-RTL-Retail–SingleStorylarge-LIT_INT | 0 |  |  |  |  | 42.262 | 40 | 0 | 0 | 0 | 2.262 | 213.759 |  | kWh | 0.17617 | 0 | Commercial | [7 empty] | 8 | 0.84 |  |  |  | 0 | 1 | 0 | 0 | 0 | 0 | 0 | 0 | 0 | 0 | 0 | 0 | 2009 Qtr 1: 0; 2009 Qtr 2: 0; 2009 Qtr 3: 0; 2009 Qtr 4: 1; 2010 Qtr 1: 0; 2010 Qtr 2: 0; 2010 Qtr 3: 0; 2010 Qtr 4: 0; 2011 Qtr 1: 0; 2011 Qtr 2: 0; 2011 Qtr 3: 0; 2011 Qtr 4: 0 | 1
0 | 234285-Lighting-Occpncy Snsr-Hi-Bay integrated Snsr-Tr1 |  | System | Commercial | 01-ALC-AllCommercial-IntLight | 0 |  |  |  |  | 221.2703 | 95.5 | 0 | 0 | 0 | 125.7703 | 2503.6304 |  | kWh | 0.48559 | 0 | Commercial | [7 empty] | 8 | 0.84 |  |  |  | 0 | 9 | 0 | 0 | 0 | 0 | 0 | 0 | 0 | 0 | 0 | 0 | 2009 Qtr 1: 0; 2009 Qtr 2: 0; 2009 Qtr 3: 0; 2009 Qtr 4: 9; 2010 Qtr 1: 0; 2010 Qtr 2: 0; 2010 Qtr 3: 0; 2010 Qtr 4: 0; 2011 Qtr 1: 0; 2011 Qtr 2: 0; 2011 Qtr 3: 0; 2011 Qtr 4: 0 | 9
0 | 234312-Lighting-Screw in 14-26 Watt Lamp - Tr1 |  | System | Commercial | [6 empty] | 9.3196 | 10.3931 | 0 | 0 | 0 | -1.0734 | 194.1729 |  | 0 | 0.038993 | -2.6224 | Commercial |  | Annual | [5 empty] | 2.47 | 0.81 |  |  |  | 0 | 1.3471 | 0 | 0 | 0 | 0 | 0 | 0 | 0 | 0 | 0 | 0 | 2009 Qtr 1: 0; 2009 Qtr 2: 0; 2009 Qtr 3: 1.3471; 2009 Qtr 4: 0; 2010 Qtr 1: 0; 2010 Qtr 2: 0; 2010 Qtr 3: 0; 2010 Qtr 4: 0; 2011 Qtr 1: 0; 2011 Qtr 2: 0; 2011 Qtr 3: 0; 2011 Qtr 4: 0 | 1.3471
0 | 234330-Premium T8 with T12 40 Watt Baseline - Tr1 |  | System | Commercial | 01-ALC-AllCommercial-IntLight | 0 |  |  |  |  | 27.6532 | 13.1897 | 0 | 0 | 0 | 14.4636 | 83.5202 |  | kWh | 0.017351 | 0 | Commercial | [7 empty] | 15 | 0.78 |  |  |  | 0 | 704.1869 | 0 | 0 | 0 | 0 | 0 | 0 | 0 | 0 | 0 | 0 | 2009 Qtr 1: 0; 2009 Qtr 2: 0; 2009 Qtr 3: 704.1869; 2009 Qtr 4: 0; 2010 Qtr 1: 0; 2010 Qtr 2: 0; 2010 Qtr 3: 0; 2010 Qtr 4: 0; 2011 Qtr 1: 0; 2011 Qtr 2: 0; 2011 Qtr 3: 0; 2011 Qtr 4: 0 | 704.1869
0 | 234303-Lighting-Remove 4 Ft Lamp (De-Lamp) - Tr1 |  | System | Commercial | [6 empty] | 12.3596 | 16.4871 | 0 | 0 | 0 | -4.1275 | 137.2559 |  | 0 | 0.026384 | -2.5676 | Commercial |  | Winter Only | [5 empty] | 15 | 0.77 |  |  |  | 0 | 160.1252 | 0 | 0 | 0 | 0 | 0 | 0 | 0 | 0 | 0 | 0 | 2009 Qtr 1: 0; 2009 Qtr 2: 0; 2009 Qtr 3: 160.1252; 2009 Qtr 4: 0; 2010 Qtr 1: 0; 2010 Qtr 2: 0; 2010 Qtr 3: 0; 2010 Qtr 4: 0; 2011 Qtr 1: 0; 2011 Qtr 2: 0; 2011 Qtr 3: 0; 2011 Qtr 4: 0 | 160.1252
0 | 234360-Lighting-IntrHiByLnrFlscntFxtr244wrplc400w(TrI)Tr1 |  | System | Commercial | [6 empty] | 282.4319 | 153.8404 | 0 | 0 | 0 | 128.5914 | 0 |  | 0 | 0.224 | -7.1132 | Commercial |  | Winter Only | [5 empty] | 15 | 0.78 |  |  |  | 0 | 39.0014 | 0 | 0 | 0 | 0 | 0 | 0 | 0 | 0 | 0 | 0 | 2009 Qtr 1: 0; 2009 Qtr 2: 0; 2009 Qtr 3: 39.0014; 2009 Qtr 4: 0; 2010 Qtr 1: 0; 2010 Qtr 2: 0; 2010 Qtr 3: 0; 2010 Qtr 4: 0; 2011 Qtr 1: 0; 2011 Qtr 2: 0; 2011 Qtr 3: 0; 2011 Qtr 4: 0 | 39.0014
0 | 234294-Lighting-Occupancy Sensor-Wallbox Lghtng Snsr-Tr1 |  | System | Commercial | 23-RTL-Retail–SingleStorylarge-LIT_INT | 0 |  |  |  |  | 42.262 | 40 | 0 | 0 | 0 | 2.262 | 213.759 |  | kWh | 0.17617 | 0 | Commercial | [7 empty] | 8 | 0.84 |  |  |  | 0 | 4 | 0 | 0 | 0 | 0 | 0 | 0 | 0 | 0 | 0 | 0 | 2009 Qtr 1: 0; 2009 Qtr 2: 0; 2009 Qtr 3: 4; 2009 Qtr 4: 0; 2010 Qtr 1: 0; 2010 Qtr 2: 0; 2010 Qtr 3: 0; 2010 Qtr 4: 0; 2011 Qtr 1: 0; 2011 Qtr 2: 0; 2011 Qtr 3: 0; 2011 Qtr 4: 0 | 4
0 | 234285-Lighting-Occpncy Snsr-Hi-Bay integrated Snsr-Tr1 |  | System | Commercial | 01-ALC-AllCommercial-IntLight | 0 |  |  |  |  | 221.2703 | 95.5 | 0 | 0 | 0 | 125.7703 | 2503.6304 |  | kWh | 0.48559 | 0 | Commercial | [7 empty] | 8 | 0.84 |  |  |  | 0 | 40 | 0 | 0 | 0 | 0 | 0 | 0 | 0 | 0 | 0 | 0 | 2009 Qtr 1: 0; 2009 Qtr 2: 0; 2009 Qtr 3: 40; 2009 Qtr 4: 0; 2010 Qtr 1: 0; 2010 Qtr 2: 0; 2010 Qtr 3: 0; 2010 Qtr 4: 0; 2011 Qtr 1: 0; 2011 Qtr 2: 0; 2011 Qtr 3: 0; 2011 Qtr 4: 0 | 40
0 | 234312-Lighting-Screw in 14-26 Watt Lamp - Tr1 |  | System | Commercial | [6 empty] | 9.3196 | 10.3931 | 0 | 0 | 0 | -1.0734 | 194.1729 |  | 0 | 0.038993 | -2.6224 | Commercial |  | Annual | [5 empty] | 2.47 | 0.81 |  |  |  | 0 | 22.2263 | 0 | 0 | 0 | 0 | 0 | 0 | 0 | 0 | 0 | 0 | 2009 Qtr 1: 0; 2009 Qtr 2: 0; 2009 Qtr 3: 0; 2009 Qtr 4: 22.2263; 2010 Qtr 1: 0; 2010 Qtr 2: 0; 2010 Qtr 3: 0; 2010 Qtr 4: 0; 2011 Qtr 1: 0; 2011 Qtr 2: 0; 2011 Qtr 3: 0; 2011 Qtr 4: 0 | 22.2263
0 | 234330-Premium T8 with T12 40 Watt Baseline - Tr1 |  | System | Commercial | 01-ALC-AllCommercial-IntLight | 0 |  |  |  |  | 27.6532 | 13.1897 | 0 | 0 | 0 | 14.4636 | 83.5202 |  | kWh | 0.017351 | 0 | Commercial | [7 empty] | 15 | 0.78 |  |  |  | 0 | 272.9406 | 0 | 0 | 0 | 0 | 0 | 0 | 0 | 0 | 0 | 0 | 2009 Qtr 1: 0; 2009 Qtr 2: 0; 2009 Qtr 3: 0; 2009 Qtr 4: 272.9406; 2010 Qtr 1: 0; 2010 Qtr 2: 0; 2010 Qtr 3: 0; 2010 Qtr 4: 0; 2011 Qtr 1: 0; 2011 Qtr 2: 0; 2011 Qtr 3: 0; 2011 Qtr 4: 0 | 272.9406
0 | 234303-Lighting-Remove 4 Ft Lamp (De-Lamp) - Tr1 |  | System | Commercial | [6 empty] | 12.3596 | 16.4871 | 0 | 0 | 0 | -4.1275 | 137.2559 |  | 0 | 0.026384 | -2.5676 | Commercial |  | Winter Only | [5 empty] | 15 | 0.77 |  |  |  | 0 | 112.8155 | 0 | 0 | 0 | 0 | 0 | 0 | 0 | 0 | 0 | 0 | 2009 Qtr 1: 0; 2009 Qtr 2: 0; 2009 Qtr 3: 0; 2009 Qtr 4: 112.8155; 2010 Qtr 1: 0; 2010 Qtr 2: 0; 2010 Qtr 3: 0; 2010 Qtr 4: 0; 2011 Qtr 1: 0; 2011 Qtr 2: 0; 2011 Qtr 3: 0; 2011 Qtr 4: 0 | 112.8155
0 | 234360-Lighting-IntrHiByLnrFlscntFxtr244wrplc400w(TrI)Tr1 |  | System | Commercial | [6 empty] | 282.4319 | 0 | 0 | 0 | 0 | 282.4319 | 0 |  | 0 | 0 | 0 | Commercial |  | Winter Only | [5 empty] | 15 | 0.78 |  |  |  | 0 | 0.97504 | 0 | 0 | 0 | 0 | 0 | 0 | 0 | 0 | 0 | 0 | 2009 Qtr 1: 0; 2009 Qtr 2: 0; 2009 Qtr 3: 0; 2009 Qtr 4: 0.97504; 2010 Qtr 1: 0; 2010 Qtr 2: 0; 2010 Qtr 3: 0; 2010 Qtr 4: 0; 2011 Qtr 1: 0; 2011 Qtr 2: 0; 2011 Qtr 3: 0; 2011 Qtr 4: 0 | 0.97504
0 | 234294-Lighting-Occupancy Sensor-Wallbox Lghtng Snsr-Tr1 |  | System | Commercial | 23-RTL-Retail–SingleStorylarge-LIT_INT | 0 |  |  |  |  | 42.262 | 40 | 0 | 0 | 0 | 2.262 | 213.759 |  | kWh | 0.17617 | 0 | Commercial | [7 empty] | 8 | 0.84 |  |  |  | 0 | 6 | 0 | 0 | 0 | 0 | 0 | 0 | 0 | 0 | 0 | 0 | 2009 Qtr 1: 0; 2009 Qtr 2: 0; 2009 Qtr 3: 0; 2009 Qtr 4: 6; 2010 Qtr 1: 0; 2010 Qtr 2: 0; 2010 Qtr 3: 0; 2010 Qtr 4: 0; 2011 Qtr 1: 0; 2011 Qtr 2: 0; 2011 Qtr 3: 0; 2011 Qtr 4: 0 | 6
0 | 234285-Lighting-Occpncy Snsr-Hi-Bay integrated Snsr-Tr1 |  | System | Commercial | 01-ALC-AllCommercial-IntLight | 0 |  |  |  |  | 221.2703 | 95.5 | 0 | 0 | 0 | 125.7703 | 2503.6304 |  | kWh | 0.48559 | 0 | Commercial | [7 empty] | 8 | 0.84 |  |  |  | 0 | 34 | 0 | 0 | 0 | 0 | 0 | 0 | 0 | 0 | 0 | 0 | 2009 Qtr 1: 0; 2009 Qtr 2: 0; 2009 Qtr 3: 0; 2009 Qtr 4: 34; 2010 Qtr 1: 0; 2010 Qtr 2: 0; 2010 Qtr 3: 0; 2010 Qtr 4: 0; 2011 Qtr 1: 0; 2011 Qtr 2: 0; 2011 Qtr 3: 0; 2011 Qtr 4: 0 | 34
0 | 234330-Premium T8 with T12 40 Watt Baseline - Tr1 |  | System | Commercial | 01-ALC-AllCommercial-IntLight | 0 |  |  |  |  | 27.6532 | 13.1897 | 0 | 0 | 0 | 14.4636 | 83.5202 |  | kWh | 0.017351 | 0 | Commercial | [7 empty] | 15 | 0.78 |  |  |  | 0 | 50.9489 | 0 | 0 | 0 | 0 | 0 | 0 | 0 | 0 | 0 | 0 | 2009 Qtr 1: 0; 2009 Qtr 2: 0; 2009 Qtr 3: 0; 2009 Qtr 4: 50.9489; 2010 Qtr 1: 0; 2010 Qtr 2: 0; 2010 Qtr 3: 0; 2010 Qtr 4: 0; 2011 Qtr 1: 0; 2011 Qtr 2: 0; 2011 Qtr 3: 0; 2011 Qtr 4: 0 | 50.9489
0 | 234294-Lighting-Occupancy Sensor-Wallbox Lghtng Snsr-Tr1 |  | System | Commercial | 23-RTL-Retail–SingleStorylarge-LIT_INT | 0 |  |  |  |  | 42.262 | 40 | 0 | 0 | 0 | 2.262 | 213.759 |  | kWh | 0.17617 | 0 | Commercial | [7 empty] | 8 | 0.84 |  |  |  | 0 | 1 | 0 | 0 | 0 | 0 | 0 | 0 | 0 | 0 | 0 | 0 | 2009 Qtr 1: 0; 2009 Qtr 2: 0; 2009 Qtr 3: 0; 2009 Qtr 4: 1; 2010 Qtr 1: 0; 2010 Qtr 2: 0; 2010 Qtr 3: 0; 2010 Qtr 4: 0; 2011 Qtr 1: 0; 2011 Qtr 2: 0; 2011 Qtr 3: 0; 2011 Qtr 4: 0 | 1
0 | 234285-Lighting-Occpncy Snsr-Hi-Bay integrated Snsr-Tr1 |  | System | Commercial | 01-ALC-AllCommercial-IntLight | 0 |  |  |  |  | 221.2703 | 95.5 | 0 | 0 | 0 | 125.7703 | 2503.6304 |  | kWh | 0.48559 | 0 | Commercial | [7 empty] | 8 | 0.84 |  |  |  | 0 | 10 | 0 | 0 | 0 | 0 | 0 | 0 | 0 | 0 | 0 | 0 | 2009 Qtr 1: 0; 2009 Qtr 2: 0; 2009 Qtr 3: 0; 2009 Qtr 4: 10; 2010 Qtr 1: 0; 2010 Qtr 2: 0; 2010 Qtr 3: 0; 2010 Qtr 4: 0; 2011 Qtr 1: 0; 2011 Qtr 2: 0; 2011 Qtr 3: 0; 2011 Qtr 4: 0 | 10
0 | 234330-Premium T8 with T12 40 Watt Baseline - Tr1 |  | System | Commercial | 01-ALC-AllCommercial-IntLight | 0 |  |  |  |  | 27.6532 | 13.1897 | 0 | 0 | 0 | 14.4636 | 83.5202 |  | kWh | 0.017351 | 0 | Commercial | [7 empty] | 15 | 0.78 |  |  |  | 0 | 21.8353 | 0 | 0 | 0 | 0 | 0 | 0 | 0 | 0 | 0 | 0 | 2009 Qtr 1: 0; 2009 Qtr 2: 0; 2009 Qtr 3: 0; 2009 Qtr 4: 21.8353; 2010 Qtr 1: 0; 2010 Qtr 2: 0; 2010 Qtr 3: 0; 2010 Qtr 4: 0; 2011 Qtr 1: 0; 2011 Qtr 2: 0; 2011 Qtr 3: 0; 2011 Qtr 4: 0 | 21.8353
0 | 234294-Lighting-Occupancy Sensor-Wallbox Lghtng Snsr-Tr1 |  | System | Commercial | 23-RTL-Retail–SingleStorylarge-LIT_INT | 0 |  |  |  |  | 42.262 | 40 | 0 | 0 | 0 | 2.262 | 213.759 |  | kWh | 0.17617 | 0 | Commercial | [7 empty] | 8 | 0.84 |  |  |  | 0 | 1 | 0 | 0 | 0 | 0 | 0 | 0 | 0 | 0 | 0 | 0 | 2009 Qtr 1: 0; 2009 Qtr 2: 0; 2009 Qtr 3: 0; 2009 Qtr 4: 1; 2010 Qtr 1: 0; 2010 Qtr 2: 0; 2010 Qtr 3: 0; 2010 Qtr 4: 0; 2011 Qtr 1: 0; 2011 Qtr 2: 0; 2011 Qtr 3: 0; 2011 Qtr 4: 0 | 1
0 | 234285-Lighting-Occpncy Snsr-Hi-Bay integrated Snsr-Tr1 |  | System | Commercial | 01-ALC-AllCommercial-IntLight | 0 |  |  |  |  | 221.2703 | 95.5 | 0 | 0 | 0 | 125.7703 | 2503.6304 |  | kWh | 0.48559 | 0 | Commercial | [7 empty] | 8 | 0.84 |  |  |  | 0 | 6 | 0 | 0 | 0 | 0 | 0 | 0 | 0 | 0 | 0 | 0 | 2009 Qtr 1: 0; 2009 Qtr 2: 0; 2009 Qtr 3: 0; 2009 Qtr 4: 6; 2010 Qtr 1: 0; 2010 Qtr 2: 0; 2010 Qtr 3: 0; 2010 Qtr 4: 0; 2011 Qtr 1: 0; 2011 Qtr 2: 0; 2011 Qtr 3: 0; 2011 Qtr 4: 0 | 6
0 | 234330-Premium T8 with T12 40 Watt Baseline - Tr1 |  | System | Commercial | 01-ALC-AllCommercial-IntLight | 0 |  |  |  |  | 27.6532 | 13.1897 | 0 | 0 | 0 | 14.4636 | 83.5202 |  | kWh | 0.017351 | 0 | Commercial | [7 empty] | 15 | 0.78 |  |  |  | 0 | 3.6392 | 0 | 0 | 0 | 0 | 0 | 0 | 0 | 0 | 0 | 0 | 2009 Qtr 1: 0; 2009 Qtr 2: 0; 2009 Qtr 3: 0; 2009 Qtr 4: 3.6392; 2010 Qtr 1: 0; 2010 Qtr 2: 0; 2010 Qtr 3: 0; 2010 Qtr 4: 0; 2011 Qtr 1: 0; 2011 Qtr 2: 0; 2011 Qtr 3: 0; 2011 Qtr 4: 0 | 3.6392
0 | 234285-Lighting-Occpncy Snsr-Hi-Bay integrated Snsr-Tr1 |  | System | Commercial | 01-ALC-AllCommercial-IntLight | 0 |  |  |  |  | 221.2703 | 95.5 | 0 | 0 | 0 | 125.7703 | 2503.6304 |  | kWh | 0.48559 | 0 | Commercial | [7 empty] | 8 | 0.84 |  |  |  | 0 | 6 | 0 | 0 | 0 | 0 | 0 | 0 | 0 | 0 | 0 | 0 | 2009 Qtr 1: 0; 2009 Qtr 2: 0; 2009 Qtr 3: 0; 2009 Qtr 4: 6; 2010 Qtr 1: 0; 2010 Qtr 2: 0; 2010 Qtr 3: 0; 2010 Qtr 4: 0; 2011 Qtr 1: 0; 2011 Qtr 2: 0; 2011 Qtr 3: 0; 2011 Qtr 4: 0 | 6
0 | 234331-Premium T8 with T12 40 Watt Baseline - Tr2 |  | System | Commercial | 01-ALC-AllCommercial-IntLight | 0 |  |  |  |  | 27.653 | 9.8923 | 0 | 0 | 0 | 17.7607 | 58.062 |  | kWh | 0.017133 | 0 | Commercial | [7 empty] | 15 | 0.78 |  |  |  | 0 | 49.1293 | 0 | 0 | 0 | 0 | 0 | 0 | 0 | 0 | 0 | 0 | 2009 Qtr 1: 0; 2009 Qtr 2: 0; 2009 Qtr 3: 49.1293; 2009 Qtr 4: 0; 2010 Qtr 1: 0; 2010 Qtr 2: 0; 2010 Qtr 3: 0; 2010 Qtr 4: 0; 2011 Qtr 1: 0; 2011 Qtr 2: 0; 2011 Qtr 3: 0; 2011 Qtr 4: 0 | 49.1293
0 | 234304-Lighting-Remove 4 Ft Lamp (De-Lamp) - Tr2 |  | System | Commercial | [6 empty] | 12.3587 | 12.3653 | 0 | 0 | 0 | -0.0066231 | 137.2559 |  | 0 | 0.026384 | -2.5676 | Commercial | [7 empty] | 15 | 0.77 |  |  |  | 0 | 12.7372 | 0 | 0 | 0 | 0 | 0 | 0 | 0 | 0 | 0 | 0 | 2009 Qtr 1: 0; 2009 Qtr 2: 0; 2009 Qtr 3: 12.7372; 2009 Qtr 4: 0; 2010 Qtr 1: 0; 2010 Qtr 2: 0; 2010 Qtr 3: 0; 2010 Qtr 4: 0; 2011 Qtr 1: 0; 2011 Qtr 2: 0; 2011 Qtr 3: 0; 2011 Qtr 4: 0 | 12.7372
0 | 234084-Refrigeration -Cooler/Freezer Door Gaskets - Solid Doors: Cooler |  | System | Commercial | 09-GRO-Grocery-REFG | 0 |  |  |  |  | 2.2498 | 4.1175 | 0 | 0 | 0 | -1.8677 | 104.55 |  | kWh | 0.01195 | 0 | Commercial | [7 empty] | 4 | 0.76 |  |  |  | 0 | 16 | 0 | 0 | 0 | 0 | 0 | 0 | 0 | 0 | 0 | 0 | 2009 Qtr 1: 0; 2009 Qtr 2: 0; 2009 Qtr 3: 0; 2009 Qtr 4: 16; 2010 Qtr 1: 0; 2010 Qtr 2: 0; 2010 Qtr 3: 0; 2010 Qtr 4: 0; 2011 Qtr 1: 0; 2011 Qtr 2: 0; 2011 Qtr 3: 0; 2011 Qtr 4: 0 | 16
0 | 234084-Refrigeration -Cooler/Freezer Door Gaskets - Solid Doors: Cooler |  | System | Commercial | 09-GRO-Grocery-REFG | 0 |  |  |  |  | 2.2498 | 4.0167 | 0 | 0 | 0 | -1.7669 | 104.55 |  | kWh | 0.01195 | 0 | Commercial | [7 empty] | 4 | 0.76 |  |  |  | 0 | 84 | 0 | 0 | 0 | 0 | 0 | 0 | 0 | 0 | 0 | 0 | 2009 Qtr 1: 0; 2009 Qtr 2: 0; 2009 Qtr 3: 84; 2009 Qtr 4: 0; 2010 Qtr 1: 0; 2010 Qtr 2: 0; 2010 Qtr 3: 0; 2010 Qtr 4: 0; 2011 Qtr 1: 0; 2011 Qtr 2: 0; 2011 Qtr 3: 0; 2011 Qtr 4: 0 | 84
0 | 234330-Premium T8 with T12 40 Watt Baseline - Tr1 |  | System | Commercial | 01-ALC-AllCommercial-IntLight | 0 |  |  |  |  | 27.6532 | 13.1897 | 0 | 0 | 0 | 14.4636 | 83.5202 |  | kWh | 0.017351 | 0 | Commercial | [7 empty] | 15 | 0.78 |  |  |  | 0 | 36.3921 | 0 | 0 | 0 | 0 | 0 | 0 | 0 | 0 | 0 | 0 | 2009 Qtr 1: 0; 2009 Qtr 2: 0; 2009 Qtr 3: 36.3921; 2009 Qtr 4: 0; 2010 Qtr 1: 0; 2010 Qtr 2: 0; 2010 Qtr 3: 0; 2010 Qtr 4: 0; 2011 Qtr 1: 0; 2011 Qtr 2: 0; 2011 Qtr 3: 0; 2011 Qtr 4: 0 | 36.3921
0 | 234330-Premium T8 with T12 40 Watt Baseline - Tr1 |  | System | Commercial | 01-ALC-AllCommercial-IntLight | 0 |  |  |  |  | 27.6532 | 13.1897 | 0 | 0 | 0 | 14.4636 | 83.5202 |  | kWh | 0.017351 | 0 | Commercial | [7 empty] | 15 | 0.78 |  |  |  | 0 | 45.4901 | 0 | 0 | 0 | 0 | 0 | 0 | 0 | 0 | 0 | 0 | 2009 Qtr 1: 0; 2009 Qtr 2: 0; 2009 Qtr 3: 45.4901; 2009 Qtr 4: 0; 2010 Qtr 1: 0; 2010 Qtr 2: 0; 2010 Qtr 3: 0; 2010 Qtr 4: 0; 2011 Qtr 1: 0; 2011 Qtr 2: 0; 2011 Qtr 3: 0; 2011 Qtr 4: 0 | 45.4901
0 | 234303-Lighting-Remove 4 Ft Lamp (De-Lamp) - Tr1 |  | System | Commercial | [6 empty] | 12.3596 | 16.4871 | 0 | 0 | 0 | -4.1275 | 137.2559 |  | 0 | 0.026384 | -2.5676 | Commercial |  | Winter Only | [5 empty] | 15 | 0.77 |  |  |  | 0 | 45.4901 | 0 | 0 | 0 | 0 | 0 | 0 | 0 | 0 | 0 | 0 | 2009 Qtr 1: 0; 2009 Qtr 2: 0; 2009 Qtr 3: 45.4901; 2009 Qtr 4: 0; 2010 Qtr 1: 0; 2010 Qtr 2: 0; 2010 Qtr 3: 0; 2010 Qtr 4: 0; 2011 Qtr 1: 0; 2011 Qtr 2: 0; 2011 Qtr 3: 0; 2011 Qtr 4: 0 | 45.4901
0 | 234330-Premium T8 with T12 40 Watt Baseline - Tr1 |  | System | Commercial | 01-ALC-AllCommercial-IntLight | 0 |  |  |  |  | 27.6532 | 13.1897 | 0 | 0 | 0 | 14.4636 | 83.5202 |  | kWh | 0.017351 | 0 | Commercial | [7 empty] | 15 | 0.78 |  |  |  | 0 | 149.2076 | 0 | 0 | 0 | 0 | 0 | 0 | 0 | 0 | 0 | 0 | 2009 Qtr 1: 0; 2009 Qtr 2: 0; 2009 Qtr 3: 149.2076; 2009 Qtr 4: 0; 2010 Qtr 1: 0; 2010 Qtr 2: 0; 2010 Qtr 3: 0; 2010 Qtr 4: 0; 2011 Qtr 1: 0; 2011 Qtr 2: 0; 2011 Qtr 3: 0; 2011 Qtr 4: 0 | 149.2076
0 | 234303-Lighting-Remove 4 Ft Lamp (De-Lamp) - Tr1 |  | System | Commercial | [6 empty] | 12.3596 | 16.4871 | 0 | 0 | 0 | -4.1275 | 137.2559 |  | 0 | 0.026384 | -2.5676 | Commercial |  | Winter Only | [5 empty] | 15 | 0.77 |  |  |  | 0 | 58.2273 | 0 | 0 | 0 | 0 | 0 | 0 | 0 | 0 | 0 | 0 | 2009 Qtr 1: 0; 2009 Qtr 2: 0; 2009 Qtr 3: 58.2273; 2009 Qtr 4: 0; 2010 Qtr 1: 0; 2010 Qtr 2: 0; 2010 Qtr 3: 0; 2010 Qtr 4: 0; 2011 Qtr 1: 0; 2011 Qtr 2: 0; 2011 Qtr 3: 0; 2011 Qtr 4: 0 | 58.2273
0 | 234330-Premium T8 with T12 40 Watt Baseline - Tr1 |  | System | Commercial | 01-ALC-AllCommercial-IntLight | 0 |  |  |  |  | 27.6532 | 13.1897 | 0 | 0 | 0 | 14.4636 | 83.5202 |  | kWh | 0.017351 | 0 | Commercial | [7 empty] | 15 | 0.78 |  |  |  | 0 | 50.9489 | 0 | 0 | 0 | 0 | 0 | 0 | 0 | 0 | 0 | 0 | 2009 Qtr 1: 0; 2009 Qtr 2: 0; 2009 Qtr 3: 0; 2009 Qtr 4: 50.9489; 2010 Qtr 1: 0; 2010 Qtr 2: 0; 2010 Qtr 3: 0; 2010 Qtr 4: 0; 2011 Qtr 1: 0; 2011 Qtr 2: 0; 2011 Qtr 3: 0; 2011 Qtr 4: 0 | 50.9489
0 | 234312-Lighting-Screw in 14-26 Watt Lamp - Tr1 |  | System | Commercial | [6 empty] | 9.3196 | 10.3931 | 0 | 0 | 0 | -1.0734 | 194.1729 |  | 0 | 0.038993 | -2.6224 | Commercial |  | Annual | [5 empty] | 2.47 | 0.81 |  |  |  | 0 | 0.67353 | 0 | 0 | 0 | 0 | 0 | 0 | 0 | 0 | 0 | 0 | 2009 Qtr 1: 0; 2009 Qtr 2: 0; 2009 Qtr 3: 0.67353; 2009 Qtr 4: 0; 2010 Qtr 1: 0; 2010 Qtr 2: 0; 2010 Qtr 3: 0; 2010 Qtr 4: 0; 2011 Qtr 1: 0; 2011 Qtr 2: 0; 2011 Qtr 3: 0; 2011 Qtr 4: 0 | 0.67353
0 | 234315-Lighting-Screw in 14-26 Watt Reflector Lamp-Tr1 |  | System | Commercial | [6 empty] | 18.0648 | 9.6507 | 0 | 0 | 0 | 8.4141 | 194.1729 |  | 0 | 0.038993 | -2.6224 | Commercial |  | Winter Only | [5 empty] | 2.47 | 0.81 |  |  |  | 0 | 0.67353 | 0 | 0 | 0 | 0 | 0 | 0 | 0 | 0 | 0 | 0 | 2009 Qtr 1: 0; 2009 Qtr 2: 0; 2009 Qtr 3: 0.67353; 2009 Qtr 4: 0; 2010 Qtr 1: 0; 2010 Qtr 2: 0; 2010 Qtr 3: 0; 2010 Qtr 4: 0; 2011 Qtr 1: 0; 2011 Qtr 2: 0; 2011 Qtr 3: 0; 2011 Qtr 4: 0 | 0.67353
0 | 234330-Premium T8 with T12 40 Watt Baseline - Tr1 |  | System | Commercial | 01-ALC-AllCommercial-IntLight | 0 |  |  |  |  | 27.6532 | 13.1897 | 0 | 0 | 0 | 14.4636 | 83.5202 |  | kWh | 0.017351 | 0 | Commercial | [7 empty] | 15 | 0.78 |  |  |  | 0 | 41.8509 | 0 | 0 | 0 | 0 | 0 | 0 | 0 | 0 | 0 | 0 | 2009 Qtr 1: 0; 2009 Qtr 2: 0; 2009 Qtr 3: 41.8509; 2009 Qtr 4: 0; 2010 Qtr 1: 0; 2010 Qtr 2: 0; 2010 Qtr 3: 0; 2010 Qtr 4: 0; 2011 Qtr 1: 0; 2011 Qtr 2: 0; 2011 Qtr 3: 0; 2011 Qtr 4: 0 | 41.8509
0 | 234285-Lighting-Occpncy Snsr-Hi-Bay integrated Snsr-Tr1 |  | System | Commercial | 01-ALC-AllCommercial-IntLight | 0 |  |  |  |  | 221.2703 | 95.5 | 0 | 0 | 0 | 125.7703 | 2503.6304 |  | kWh | 0.48559 | 0 | Commercial | [7 empty] | 8 | 0.84 |  |  |  | 0 | 3 | 0 | 0 | 0 | 0 | 0 | 0 | 0 | 0 | 0 | 0 | 2009 Qtr 1: 0; 2009 Qtr 2: 0; 2009 Qtr 3: 3; 2009 Qtr 4: 0; 2010 Qtr 1: 0; 2010 Qtr 2: 0; 2010 Qtr 3: 0; 2010 Qtr 4: 0; 2011 Qtr 1: 0; 2011 Qtr 2: 0; 2011 Qtr 3: 0; 2011 Qtr 4: 0 | 3
0 | 234303-Lighting-Remove 4 Ft Lamp (De-Lamp) - Tr1 |  | System | Commercial | [6 empty] | 12.3596 | 16.4871 | 0 | 0 | 0 | -4.1275 | 137.2559 |  | 0 | 0.026384 | -2.5676 | Commercial |  | Winter Only | [5 empty] | 15 | 0.77 |  |  |  | 0 | 5.4588 | 0 | 0 | 0 | 0 | 0 | 0 | 0 | 0 | 0 | 0 | 2009 Qtr 1: 0; 2009 Qtr 2: 0; 2009 Qtr 3: 5.4588; 2009 Qtr 4: 0; 2010 Qtr 1: 0; 2010 Qtr 2: 0; 2010 Qtr 3: 0; 2010 Qtr 4: 0; 2011 Qtr 1: 0; 2011 Qtr 2: 0; 2011 Qtr 3: 0; 2011 Qtr 4: 0 | 5.4588
0 | 234084-Refrigeration -Cooler/Freezer Door Gaskets - Solid Doors: Cooler |  | System | Commercial | 09-GRO-Grocery-REFG | 0 |  |  |  |  | 2.2498 | 4 | 0 | 0 | 0 | -1.7502 | 104.55 |  | kWh | 0.01195 | 0 | Commercial | [7 empty] | 4 | 0.76 |  |  |  | 0 | 16 | 0 | 0 | 0 | 0 | 0 | 0 | 0 | 0 | 0 | 0 | 2009 Qtr 1: 0; 2009 Qtr 2: 0; 2009 Qtr 3: 16; 2009 Qtr 4: 0; 2010 Qtr 1: 0; 2010 Qtr 2: 0; 2010 Qtr 3: 0; 2010 Qtr 4: 0; 2011 Qtr 1: 0; 2011 Qtr 2: 0; 2011 Qtr 3: 0; 2011 Qtr 4: 0 | 16
0 | 234083-Refrigeration -Cooler/Freezer Door Gaskets - Glass Doors |  | System | Commercial | 09-GRO-Grocery-REFG | 0 |  |  |  |  | 2.25 | 4 | 0 | 0 | 0 | -1.75 | 104.55 |  | kWh | 0.01195 | 0 | Commercial | [7 empty] | 4 | 0.76 |  |  |  | 0 | 311 | 0 | 0 | 0 | 0 | 0 | 0 | 0 | 0 | 0 | 0 | 2009 Qtr 1: 0; 2009 Qtr 2: 0; 2009 Qtr 3: 311; 2009 Qtr 4: 0; 2010 Qtr 1: 0; 2010 Qtr 2: 0; 2010 Qtr 3: 0; 2010 Qtr 4: 0; 2011 Qtr 1: 0; 2011 Qtr 2: 0; 2011 Qtr 3: 0; 2011 Qtr 4: 0 | 311
0 | 234330-Premium T8 with T12 40 Watt Baseline - Tr1 |  | System | Commercial | 01-ALC-AllCommercial-IntLight | 0 |  |  |  |  | 27.6532 | 13.1897 | 0 | 0 | 0 | 14.4636 | 83.5202 |  | kWh | 0.017351 | 0 | Commercial | [7 empty] | 15 | 0.78 |  |  |  | 0 | 20.0156 | 0 | 0 | 0 | 0 | 0 | 0 | 0 | 0 | 0 | 0 | 2009 Qtr 1: 0; 2009 Qtr 2: 0; 2009 Qtr 3: 0; 2009 Qtr 4: 20.0156; 2010 Qtr 1: 0; 2010 Qtr 2: 0; 2010 Qtr 3: 0; 2010 Qtr 4: 0; 2011 Qtr 1: 0; 2011 Qtr 2: 0; 2011 Qtr 3: 0; 2011 Qtr 4: 0 | 20.0156
0 | 234330-Premium T8 with T12 40 Watt Baseline - Tr1 |  | System | Commercial | 01-ALC-AllCommercial-IntLight | 0 |  |  |  |  | 27.6532 | 13.1897 | 0 | 0 | 0 | 14.4636 | 83.5202 |  | kWh | 0.017351 | 0 | Commercial | [7 empty] | 15 | 0.78 |  |  |  | 0 | 65.5058 | 0 | 0 | 0 | 0 | 0 | 0 | 0 | 0 | 0 | 0 | 2009 Qtr 1: 0; 2009 Qtr 2: 0; 2009 Qtr 3: 65.5058; 2009 Qtr 4: 0; 2010 Qtr 1: 0; 2010 Qtr 2: 0; 2010 Qtr 3: 0; 2010 Qtr 4: 0; 2011 Qtr 1: 0; 2011 Qtr 2: 0; 2011 Qtr 3: 0; 2011 Qtr 4: 0 | 65.5058
0 | 234312-Lighting-Screw in 14-26 Watt Lamp - Tr1 |  | System | Commercial | [6 empty] | 9.3196 | 10.3931 | 0 | 0 | 0 | -1.0734 | 194.1729 |  | 0 | 0.038993 | -2.6224 | Commercial |  | Annual | [5 empty] | 2.47 | 0.81 |  |  |  | 0 | 2.0206 | 0 | 0 | 0 | 0 | 0 | 0 | 0 | 0 | 0 | 0 | 2009 Qtr 1: 0; 2009 Qtr 2: 0; 2009 Qtr 3: 0; 2009 Qtr 4: 2.0206; 2010 Qtr 1: 0; 2010 Qtr 2: 0; 2010 Qtr 3: 0; 2010 Qtr 4: 0; 2011 Qtr 1: 0; 2011 Qtr 2: 0; 2011 Qtr 3: 0; 2011 Qtr 4: 0 | 2.0206
0 | 234330-Premium T8 with T12 40 Watt Baseline - Tr1 |  | System | Commercial | 01-ALC-AllCommercial-IntLight | 0 |  |  |  |  | 27.6532 | 13.1897 | 0 | 0 | 0 | 14.4636 | 83.5202 |  | kWh | 0.017351 | 0 | Commercial | [7 empty] | 15 | 0.78 |  |  |  | 0 | 58.2273 | 0 | 0 | 0 | 0 | 0 | 0 | 0 | 0 | 0 | 0 | 2009 Qtr 1: 0; 2009 Qtr 2: 0; 2009 Qtr 3: 0; 2009 Qtr 4: 58.2273; 2010 Qtr 1: 0; 2010 Qtr 2: 0; 2010 Qtr 3: 0; 2010 Qtr 4: 0; 2011 Qtr 1: 0; 2011 Qtr 2: 0; 2011 Qtr 3: 0; 2011 Qtr 4: 0 | 58.2273
0 | 234303-Lighting-Remove 4 Ft Lamp (De-Lamp) - Tr1 |  | System | Commercial | [6 empty] | 12.3596 | 16.4871 | 0 | 0 | 0 | -4.1275 | 137.2559 |  | 0 | 0.026384 | -2.5676 | Commercial |  | Winter Only | [5 empty] | 15 | 0.77 |  |  |  | 0 | 58.2273 | 0 | 0 | 0 | 0 | 0 | 0 | 0 | 0 | 0 | 0 | 2009 Qtr 1: 0; 2009 Qtr 2: 0; 2009 Qtr 3: 0; 2009 Qtr 4: 58.2273; 2010 Qtr 1: 0; 2010 Qtr 2: 0; 2010 Qtr 3: 0; 2010 Qtr 4: 0; 2011 Qtr 1: 0; 2011 Qtr 2: 0; 2011 Qtr 3: 0; 2011 Qtr 4: 0 | 58.2273
0 | 234049-Lighting-LED Exit Sign New Sign |  | System | Commercial | 25-SCN-Storage–Conditioned-Exit | 0 |  |  |  |  | 64.8921 | 45 | 0 | 0 | 0 | 19.8921 | 351.311 |  | kWh | 0 | 0 | Commercial | [7 empty] | 16 | 0.85 |  |  |  | 0 | 2 | 0 | 0 | 0 | 0 | 0 | 0 | 0 | 0 | 0 | 0 | 2009 Qtr 1: 0; 2009 Qtr 2: 0; 2009 Qtr 3: 0; 2009 Qtr 4: 2; 2010 Qtr 1: 0; 2010 Qtr 2: 0; 2010 Qtr 3: 0; 2010 Qtr 4: 0; 2011 Qtr 1: 0; 2011 Qtr 2: 0; 2011 Qtr 3: 0; 2011 Qtr 4: 0 | 2
0 | 234330-Premium T8 with T12 40 Watt Baseline - Tr1 |  | System | Commercial | 01-ALC-AllCommercial-IntLight | 0 |  |  |  |  | 27.6532 | 13.1897 | 0 | 0 | 0 | 14.4636 | 83.5202 |  | kWh | 0.017351 | 0 | Commercial | [7 empty] | 15 | 0.78 |  |  |  | 0 | 18.196 | 0 | 0 | 0 | 0 | 0 | 0 | 0 | 0 | 0 | 0 | 2009 Qtr 1: 0; 2009 Qtr 2: 0; 2009 Qtr 3: 18.196; 2009 Qtr 4: 0; 2010 Qtr 1: 0; 2010 Qtr 2: 0; 2010 Qtr 3: 0; 2010 Qtr 4: 0; 2011 Qtr 1: 0; 2011 Qtr 2: 0; 2011 Qtr 3: 0; 2011 Qtr 4: 0 | 18.196
0 | 234303-Lighting-Remove 4 Ft Lamp (De-Lamp) - Tr1 |  | System | Commercial | [6 empty] | 12.3596 | 16.4871 | 0 | 0 | 0 | -4.1275 | 137.2559 |  | 0 | 0.026384 | -2.5676 | Commercial |  | Winter Only | [5 empty] | 15 | 0.77 |  |  |  | 0 | 3.6392 | 0 | 0 | 0 | 0 | 0 | 0 | 0 | 0 | 0 | 0 | 2009 Qtr 1: 0; 2009 Qtr 2: 0; 2009 Qtr 3: 3.6392; 2009 Qtr 4: 0; 2010 Qtr 1: 0; 2010 Qtr 2: 0; 2010 Qtr 3: 0; 2010 Qtr 4: 0; 2011 Qtr 1: 0; 2011 Qtr 2: 0; 2011 Qtr 3: 0; 2011 Qtr 4: 0 | 3.6392
0 | 234332-Premium T8 with T12 40 Watt Baseline - Tr3 |  | System | Commercial | 01-ALC-AllCommercial-IntLight | 0 |  |  |  |  | 13.9591 | 7.1444 | 0 | 0 | 0 | 6.8147 | 44.0947 |  | kWh | 0.016509 | 0 | Commercial | [7 empty] | 15 | 0.78 |  |  |  | 0 | 41.8509 | 0 | 0 | 0 | 0 | 0 | 0 | 0 | 0 | 0 | 0 | 2009 Qtr 1: 0; 2009 Qtr 2: 0; 2009 Qtr 3: 41.8509; 2009 Qtr 4: 0; 2010 Qtr 1: 0; 2010 Qtr 2: 0; 2010 Qtr 3: 0; 2010 Qtr 4: 0; 2011 Qtr 1: 0; 2011 Qtr 2: 0; 2011 Qtr 3: 0; 2011 Qtr 4: 0 | 41.8509
0 | 234305-Lighting-Remove 4 Ft Lamp (De-Lamp) - Tr3 |  | System | Commercial | 01-ALC-AllCommercial-IntLight | 0 |  |  |  |  | 28.1828 | 8.7931 | 0 | 0 | 0 | 19.3897 | 129.7131 |  | kWh | 0.050038 | 0 | Commercial | [7 empty] | 15 | 0.77 |  |  |  | 0 | 41.8509 | 0 | 0 | 0 | 0 | 0 | 0 | 0 | 0 | 0 | 0 | 2009 Qtr 1: 0; 2009 Qtr 2: 0; 2009 Qtr 3: 41.8509; 2009 Qtr 4: 0; 2010 Qtr 1: 0; 2010 Qtr 2: 0; 2010 Qtr 3: 0; 2010 Qtr 4: 0; 2011 Qtr 1: 0; 2011 Qtr 2: 0; 2011 Qtr 3: 0; 2011 Qtr 4: 0 | 41.8509
0 | 234331-Premium T8 with T12 40 Watt Baseline - Tr2 |  | System | Commercial | 01-ALC-AllCommercial-IntLight | 0 |  |  |  |  | 27.653 | 9.8923 | 0 | 0 | 0 | 17.7607 | 58.062 |  | kWh | 0.017133 | 0 | Commercial | [7 empty] | 15 | 0.78 |  |  |  | 0 | 167.4036 | 0 | 0 | 0 | 0 | 0 | 0 | 0 | 0 | 0 | 0 | 2009 Qtr 1: 0; 2009 Qtr 2: 0; 2009 Qtr 3: 167.4036; 2009 Qtr 4: 0; 2010 Qtr 1: 0; 2010 Qtr 2: 0; 2010 Qtr 3: 0; 2010 Qtr 4: 0; 2011 Qtr 1: 0; 2011 Qtr 2: 0; 2011 Qtr 3: 0; 2011 Qtr 4: 0 | 167.4036
0 | 234304-Lighting-Remove 4 Ft Lamp (De-Lamp) - Tr2 |  | System | Commercial | [6 empty] | 12.3587 | 12.3653 | 0 | 0 | 0 | -0.0066231 | 137.2559 |  | 0 | 0.026384 | -2.5676 | Commercial | [7 empty] | 15 | 0.77 |  |  |  | 0 | 7.2784 | 0 | 0 | 0 | 0 | 0 | 0 | 0 | 0 | 0 | 0 | 2009 Qtr 1: 0; 2009 Qtr 2: 0; 2009 Qtr 3: 7.2784; 2009 Qtr 4: 0; 2010 Qtr 1: 0; 2010 Qtr 2: 0; 2010 Qtr 3: 0; 2010 Qtr 4: 0; 2011 Qtr 1: 0; 2011 Qtr 2: 0; 2011 Qtr 3: 0; 2011 Qtr 4: 0 | 7.2784
0 | 234361-Lighting-IntrHiByLnrFlscntFxtr244wrplc400w(TrI)Tr2 |  | System | Commercial | 01-ALC-AllCommercial-IntLight | 0 |  |  |  |  | 327.8836 | 115.3803 | 0 | 0 | 0 | 212.5033 | 698.8643 |  | kWh | 0.2203 | 0 | Commercial | [7 empty] | 15 | 0.78 |  |  |  | 0 | 2.9251 | 0 | 0 | 0 | 0 | 0 | 0 | 0 | 0 | 0 | 0 | 2009 Qtr 1: 0; 2009 Qtr 2: 0; 2009 Qtr 3: 2.9251; 2009 Qtr 4: 0; 2010 Qtr 1: 0; 2010 Qtr 2: 0; 2010 Qtr 3: 0; 2010 Qtr 4: 0; 2011 Qtr 1: 0; 2011 Qtr 2: 0; 2011 Qtr 3: 0; 2011 Qtr 4: 0 | 2.9251
0 | 234286-Lighting-Occpncy Snsr-Hi-Bay integrated Snsr-Tr2 |  | System | Commercial | 01-ALC-AllCommercial-IntLight | 0 |  |  |  |  | 221.37 | 95.5 | 0 | 0 | 0 | 125.87 | 1499.5759 |  | kWh | 0.47213 | 0 | Commercial | [7 empty] | 8 | 0.84 |  |  |  | 0 | 3 | 0 | 0 | 0 | 0 | 0 | 0 | 0 | 0 | 0 | 0 | 2009 Qtr 1: 0; 2009 Qtr 2: 0; 2009 Qtr 3: 3; 2009 Qtr 4: 0; 2010 Qtr 1: 0; 2010 Qtr 2: 0; 2010 Qtr 3: 0; 2010 Qtr 4: 0; 2011 Qtr 1: 0; 2011 Qtr 2: 0; 2011 Qtr 3: 0; 2011 Qtr 4: 0 | 3
0 | 234295-Lighting-Occupancy Sensor-Wallbox Lghtng Snsr-Tr2 |  | System | Commercial | 01-ALC-AllCommercial-IntLight | 0 |  |  |  |  | 42.1486 | 30 | 0 | 0 | 0 | 12.1486 | 213.759 |  | kWh | 0.17617 | 0 | Commercial | [7 empty] | 8 | 0.84 |  |  |  | 0 | 38 | 0 | 0 | 0 | 0 | 0 | 0 | 0 | 0 | 0 | 0 | 2009 Qtr 1: 0; 2009 Qtr 2: 0; 2009 Qtr 3: 0; 2009 Qtr 4: 38; 2010 Qtr 1: 0; 2010 Qtr 2: 0; 2010 Qtr 3: 0; 2010 Qtr 4: 0; 2011 Qtr 1: 0; 2011 Qtr 2: 0; 2011 Qtr 3: 0; 2011 Qtr 4: 0 | 38
0 | 234330-Premium T8 with T12 40 Watt Baseline - Tr1 |  | System | Commercial | 01-ALC-AllCommercial-IntLight | 0 |  |  |  |  | 27.6532 | 13.1897 | 0 | 0 | 0 | 14.4636 | 83.5202 |  | kWh | 0.017351 | 0 | Commercial | [7 empty] | 15 | 0.78 |  |  |  | 0 | 29.1137 | 0 | 0 | 0 | 0 | 0 | 0 | 0 | 0 | 0 | 0 | 2009 Qtr 1: 0; 2009 Qtr 2: 0; 2009 Qtr 3: 29.1137; 2009 Qtr 4: 0; 2010 Qtr 1: 0; 2010 Qtr 2: 0; 2010 Qtr 3: 0; 2010 Qtr 4: 0; 2011 Qtr 1: 0; 2011 Qtr 2: 0; 2011 Qtr 3: 0; 2011 Qtr 4: 0 | 29.1137
0 | 234303-Lighting-Remove 4 Ft Lamp (De-Lamp) - Tr1 |  | System | Commercial | [6 empty] | 12.3596 | 16.4871 | 0 | 0 | 0 | -4.1275 | 137.2559 |  | 0 | 0.026384 | -2.5676 | Commercial |  | Winter Only | [5 empty] | 15 | 0.77 |  |  |  | 0 | 3.6392 | 0 | 0 | 0 | 0 | 0 | 0 | 0 | 0 | 0 | 0 | 2009 Qtr 1: 0; 2009 Qtr 2: 0; 2009 Qtr 3: 3.6392; 2009 Qtr 4: 0; 2010 Qtr 1: 0; 2010 Qtr 2: 0; 2010 Qtr 3: 0; 2010 Qtr 4: 0; 2011 Qtr 1: 0; 2011 Qtr 2: 0; 2011 Qtr 3: 0; 2011 Qtr 4: 0 | 3.6392
0 | 234295-Lighting-Occupancy Sensor-Wallbox Lghtng Snsr-Tr2 |  | System | Commercial | 01-ALC-AllCommercial-IntLight | 0 |  |  |  |  | 42.1486 | 30 | 0 | 0 | 0 | 12.1486 | 213.759 |  | kWh | 0.17617 | 0 | Commercial | [7 empty] | 8 | 0.84 |  |  |  | 0 | 9 | 0 | 0 | 0 | 0 | 0 | 0 | 0 | 0 | 0 | 0 | 2009 Qtr 1: 0; 2009 Qtr 2: 0; 2009 Qtr 3: 0; 2009 Qtr 4: 9; 2010 Qtr 1: 0; 2010 Qtr 2: 0; 2010 Qtr 3: 0; 2010 Qtr 4: 0; 2011 Qtr 1: 0; 2011 Qtr 2: 0; 2011 Qtr 3: 0; 2011 Qtr 4: 0 | 9
0 | 234295-Lighting-Occupancy Sensor-Wallbox Lghtng Snsr-Tr2 |  | System | Commercial | 01-ALC-AllCommercial-IntLight | 0 |  |  |  |  | 42.1486 | 30 | 0 | 0 | 0 | 12.1486 | 213.759 |  | kWh | 0.17617 | 0 | Commercial | [7 empty] | 8 | 0.84 |  |  |  | 0 | 8 | 0 | 0 | 0 | 0 | 0 | 0 | 0 | 0 | 0 | 0 | 2009 Qtr 1: 0; 2009 Qtr 2: 0; 2009 Qtr 3: 0; 2009 Qtr 4: 8; 2010 Qtr 1: 0; 2010 Qtr 2: 0; 2010 Qtr 3: 0; 2010 Qtr 4: 0; 2011 Qtr 1: 0; 2011 Qtr 2: 0; 2011 Qtr 3: 0; 2011 Qtr 4: 0 | 8
0 | 234330-Premium T8 with T12 40 Watt Baseline - Tr1 |  | System | Commercial | 01-ALC-AllCommercial-IntLight | 0 |  |  |  |  | 27.6532 | 13.1897 | 0 | 0 | 0 | 14.4636 | 83.5202 |  | kWh | 0.017351 | 0 | Commercial | [7 empty] | 15 | 0.78 |  |  |  | 0 | 110.9959 | 0 | 0 | 0 | 0 | 0 | 0 | 0 | 0 | 0 | 0 | 2009 Qtr 1: 0; 2009 Qtr 2: 0; 2009 Qtr 3: 110.9959; 2009 Qtr 4: 0; 2010 Qtr 1: 0; 2010 Qtr 2: 0; 2010 Qtr 3: 0; 2010 Qtr 4: 0; 2011 Qtr 1: 0; 2011 Qtr 2: 0; 2011 Qtr 3: 0; 2011 Qtr 4: 0 | 110.9959
0 | 234303-Lighting-Remove 4 Ft Lamp (De-Lamp) - Tr1 |  | System | Commercial | [6 empty] | 12.3596 | 16.4871 | 0 | 0 | 0 | -4.1275 | 137.2559 |  | 0 | 0.026384 | -2.5676 | Commercial |  | Winter Only | [5 empty] | 15 | 0.77 |  |  |  | 0 | 9.098 | 0 | 0 | 0 | 0 | 0 | 0 | 0 | 0 | 0 | 0 | 2009 Qtr 1: 0; 2009 Qtr 2: 0; 2009 Qtr 3: 9.098; 2009 Qtr 4: 0; 2010 Qtr 1: 0; 2010 Qtr 2: 0; 2010 Qtr 3: 0; 2010 Qtr 4: 0; 2011 Qtr 1: 0; 2011 Qtr 2: 0; 2011 Qtr 3: 0; 2011 Qtr 4: 0 | 9.098
0 | 234312-Lighting-Screw in 14-26 Watt Lamp - Tr1 |  | System | Commercial | [6 empty] | 9.3196 | 10.3931 | 0 | 0 | 0 | -1.0734 | 194.1729 |  | 0 | 0.038993 | -2.6224 | Commercial |  | Annual | [5 empty] | 2.47 | 0.81 |  |  |  | 0 | 0.67353 | 0 | 0 | 0 | 0 | 0 | 0 | 0 | 0 | 0 | 0 | 2009 Qtr 1: 0; 2009 Qtr 2: 0; 2009 Qtr 3: 0.67353; 2009 Qtr 4: 0; 2010 Qtr 1: 0; 2010 Qtr 2: 0; 2010 Qtr 3: 0; 2010 Qtr 4: 0; 2011 Qtr 1: 0; 2011 Qtr 2: 0; 2011 Qtr 3: 0; 2011 Qtr 4: 0 | 0.67353
0 | 234049-Lighting-LED Exit Sign New Sign |  | System | Commercial | 25-SCN-Storage–Conditioned-Exit | 0 |  |  |  |  | 64.8921 | 45 | 0 | 0 | 0 | 19.8921 | 351.311 |  | kWh | 0 | 0 | Commercial | [7 empty] | 16 | 0.85 |  |  |  | 0 | 2 | 0 | 0 | 0 | 0 | 0 | 0 | 0 | 0 | 0 | 0 | 2009 Qtr 1: 0; 2009 Qtr 2: 0; 2009 Qtr 3: 2; 2009 Qtr 4: 0; 2010 Qtr 1: 0; 2010 Qtr 2: 0; 2010 Qtr 3: 0; 2010 Qtr 4: 0; 2011 Qtr 1: 0; 2011 Qtr 2: 0; 2011 Qtr 3: 0; 2011 Qtr 4: 0 | 2
0 | 234312-Lighting-Screw in 14-26 Watt Lamp - Tr1 |  | System | Commercial | [6 empty] | 9.3196 | 10.3931 | 0 | 0 | 0 | -1.0734 | 194.1729 |  | 0 | 0.038993 | -2.6224 | Commercial |  | Annual | [5 empty] | 2.47 | 0.81 |  |  |  | 0 | 3.3676 | 0 | 0 | 0 | 0 | 0 | 0 | 0 | 0 | 0 | 0 | 2009 Qtr 1: 0; 2009 Qtr 2: 0; 2009 Qtr 3: 3.3676; 2009 Qtr 4: 0; 2010 Qtr 1: 0; 2010 Qtr 2: 0; 2010 Qtr 3: 0; 2010 Qtr 4: 0; 2011 Qtr 1: 0; 2011 Qtr 2: 0; 2011 Qtr 3: 0; 2011 Qtr 4: 0 | 3.3676
0 | 234330-Premium T8 with T12 40 Watt Baseline - Tr1 |  | System | Commercial | 01-ALC-AllCommercial-IntLight | 0 |  |  |  |  | 27.6532 | 13.1897 | 0 | 0 | 0 | 14.4636 | 83.5202 |  | kWh | 0.017351 | 0 | Commercial | [7 empty] | 15 | 0.78 |  |  |  | 0 | 147.3879 | 0 | 0 | 0 | 0 | 0 | 0 | 0 | 0 | 0 | 0 | 2009 Qtr 1: 0; 2009 Qtr 2: 0; 2009 Qtr 3: 147.3879; 2009 Qtr 4: 0; 2010 Qtr 1: 0; 2010 Qtr 2: 0; 2010 Qtr 3: 0; 2010 Qtr 4: 0; 2011 Qtr 1: 0; 2011 Qtr 2: 0; 2011 Qtr 3: 0; 2011 Qtr 4: 0 | 147.3879
0 | 234303-Lighting-Remove 4 Ft Lamp (De-Lamp) - Tr1 |  | System | Commercial | [6 empty] | 12.3596 | 16.4871 | 0 | 0 | 0 | -4.1275 | 137.2559 |  | 0 | 0.026384 | -2.5676 | Commercial |  | Winter Only | [5 empty] | 15 | 0.77 |  |  |  | 0 | 141.9291 | 0 | 0 | 0 | 0 | 0 | 0 | 0 | 0 | 0 | 0 | 2009 Qtr 1: 0; 2009 Qtr 2: 0; 2009 Qtr 3: 141.9291; 2009 Qtr 4: 0; 2010 Qtr 1: 0; 2010 Qtr 2: 0; 2010 Qtr 3: 0; 2010 Qtr 4: 0; 2011 Qtr 1: 0; 2011 Qtr 2: 0; 2011 Qtr 3: 0; 2011 Qtr 4: 0 | 141.9291
0 | 234360-Lighting-IntrHiByLnrFlscntFxtr244wrplc400w(TrI)Tr1 |  | System | Commercial | [6 empty] | 282.4319 | 153.8404 | 0 | 0 | 0 | 128.5914 | 0 |  | 0 | 0.224 | -7.1132 | Commercial |  | Winter Only | [5 empty] | 15 | 0.78 |  |  |  | 0 | 39.0014 | 0 | 0 | 0 | 0 | 0 | 0 | 0 | 0 | 0 | 0 | 2009 Qtr 1: 0; 2009 Qtr 2: 0; 2009 Qtr 3: 39.0014; 2009 Qtr 4: 0; 2010 Qtr 1: 0; 2010 Qtr 2: 0; 2010 Qtr 3: 0; 2010 Qtr 4: 0; 2011 Qtr 1: 0; 2011 Qtr 2: 0; 2011 Qtr 3: 0; 2011 Qtr 4: 0 | 39.0014
0 | 234294-Lighting-Occupancy Sensor-Wallbox Lghtng Snsr-Tr1 |  | System | Commercial | 23-RTL-Retail–SingleStorylarge-LIT_INT | 0 |  |  |  |  | 42.262 | 40 | 0 | 0 | 0 | 2.262 | 213.759 |  | kWh | 0.17617 | 0 | Commercial | [7 empty] | 8 | 0.84 |  |  |  | 0 | 6 | 0 | 0 | 0 | 0 | 0 | 0 | 0 | 0 | 0 | 0 | 2009 Qtr 1: 0; 2009 Qtr 2: 0; 2009 Qtr 3: 6; 2009 Qtr 4: 0; 2010 Qtr 1: 0; 2010 Qtr 2: 0; 2010 Qtr 3: 0; 2010 Qtr 4: 0; 2011 Qtr 1: 0; 2011 Qtr 2: 0; 2011 Qtr 3: 0; 2011 Qtr 4: 0 | 6
0 | 234285-Lighting-Occpncy Snsr-Hi-Bay integrated Snsr-Tr1 |  | System | Commercial | 01-ALC-AllCommercial-IntLight | 0 |  |  |  |  | 221.2703 | 95.5 | 0 | 0 | 0 | 125.7703 | 2503.6304 |  | kWh | 0.48559 | 0 | Commercial | [7 empty] | 8 | 0.84 |  |  |  | 0 | 40 | 0 | 0 | 0 | 0 | 0 | 0 | 0 | 0 | 0 | 0 | 2009 Qtr 1: 0; 2009 Qtr 2: 0; 2009 Qtr 3: 40; 2009 Qtr 4: 0; 2010 Qtr 1: 0; 2010 Qtr 2: 0; 2010 Qtr 3: 0; 2010 Qtr 4: 0; 2011 Qtr 1: 0; 2011 Qtr 2: 0; 2011 Qtr 3: 0; 2011 Qtr 4: 0 | 40
0 | 234295-Lighting-Occupancy Sensor-Wallbox Lghtng Snsr-Tr2 |  | System | Commercial | 01-ALC-AllCommercial-IntLight | 0 |  |  |  |  | 42.1486 | 30 | 0 | 0 | 0 | 12.1486 | 213.759 |  | kWh | 0.17617 | 0 | Commercial | [7 empty] | 8 | 0.84 |  |  |  | 0 | 19 | 0 | 0 | 0 | 0 | 0 | 0 | 0 | 0 | 0 | 0 | 2009 Qtr 1: 0; 2009 Qtr 2: 0; 2009 Qtr 3: 0; 2009 Qtr 4: 19; 2010 Qtr 1: 0; 2010 Qtr 2: 0; 2010 Qtr 3: 0; 2010 Qtr 4: 0; 2011 Qtr 1: 0; 2011 Qtr 2: 0; 2011 Qtr 3: 0; 2011 Qtr 4: 0 | 19
0 | 234330-Premium T8 with T12 40 Watt Baseline - Tr1 |  | System | Commercial | 01-ALC-AllCommercial-IntLight | 0 |  |  |  |  | 27.6532 | 13.1897 | 0 | 0 | 0 | 14.4636 | 83.5202 |  | kWh | 0.017351 | 0 | Commercial | [7 empty] | 15 | 0.78 |  |  |  | 0 | 12.7372 | 0 | 0 | 0 | 0 | 0 | 0 | 0 | 0 | 0 | 0 | 2009 Qtr 1: 0; 2009 Qtr 2: 0; 2009 Qtr 3: 12.7372; 2009 Qtr 4: 0; 2010 Qtr 1: 0; 2010 Qtr 2: 0; 2010 Qtr 3: 0; 2010 Qtr 4: 0; 2011 Qtr 1: 0; 2011 Qtr 2: 0; 2011 Qtr 3: 0; 2011 Qtr 4: 0 | 12.7372
0 | 234303-Lighting-Remove 4 Ft Lamp (De-Lamp) - Tr1 |  | System | Commercial | [6 empty] | 12.3596 | 16.4871 | 0 | 0 | 0 | -4.1275 | 137.2559 |  | 0 | 0.026384 | -2.5676 | Commercial |  | Winter Only | [5 empty] | 15 | 0.77 |  |  |  | 0 | 12.7372 | 0 | 0 | 0 | 0 | 0 | 0 | 0 | 0 | 0 | 0 | 2009 Qtr 1: 0; 2009 Qtr 2: 0; 2009 Qtr 3: 12.7372; 2009 Qtr 4: 0; 2010 Qtr 1: 0; 2010 Qtr 2: 0; 2010 Qtr 3: 0; 2010 Qtr 4: 0; 2011 Qtr 1: 0; 2011 Qtr 2: 0; 2011 Qtr 3: 0; 2011 Qtr 4: 0 | 12.7372
0 | 234201-Lighting-2 Ft 2nd Gen T-8 with Elec Ballast-Tr1 |  | System | Commercial | 01-ALC-AllCommercial-IntLight | 0 |  |  |  |  | 23.0819 | 10.9914 | 0 | 0 | 0 | 12.0905 | 56.0027 |  | kWh | 0.010616 | 0 | Commercial | [7 empty] | 15 | 0.78 |  |  |  | 0 | 3.6392 | 0 | 0 | 0 | 0 | 0 | 0 | 0 | 0 | 0 | 0 | 2009 Qtr 1: 0; 2009 Qtr 2: 0; 2009 Qtr 3: 3.6392; 2009 Qtr 4: 0; 2010 Qtr 1: 0; 2010 Qtr 2: 0; 2010 Qtr 3: 0; 2010 Qtr 4: 0; 2011 Qtr 1: 0; 2011 Qtr 2: 0; 2011 Qtr 3: 0; 2011 Qtr 4: 0 | 3.6392
0 | 234330-Premium T8 with T12 40 Watt Baseline - Tr1 |  | System | Commercial | 01-ALC-AllCommercial-IntLight | 0 |  |  |  |  | 27.6532 | 13.1897 | 0 | 0 | 0 | 14.4636 | 83.5202 |  | kWh | 0.017351 | 0 | Commercial | [7 empty] | 15 | 0.78 |  |  |  | 0 | 40.0313 | 0 | 0 | 0 | 0 | 0 | 0 | 0 | 0 | 0 | 0 | 2009 Qtr 1: 0; 2009 Qtr 2: 0; 2009 Qtr 3: 40.0313; 2009 Qtr 4: 0; 2010 Qtr 1: 0; 2010 Qtr 2: 0; 2010 Qtr 3: 0; 2010 Qtr 4: 0; 2011 Qtr 1: 0; 2011 Qtr 2: 0; 2011 Qtr 3: 0; 2011 Qtr 4: 0 | 40.0313
0 | 234049-Lighting-LED Exit Sign New Sign |  | System | Commercial | 25-SCN-Storage–Conditioned-Exit | 0 |  |  |  |  | 64.8921 | 45 | 0 | 0 | 0 | 19.8921 | 351.311 |  | kWh | 0 | 0 | Commercial | [7 empty] | 16 | 0.85 |  |  |  | 0 | 2 | 0 | 0 | 0 | 0 | 0 | 0 | 0 | 0 | 0 | 0 | 2009 Qtr 1: 0; 2009 Qtr 2: 0; 2009 Qtr 3: 2; 2009 Qtr 4: 0; 2010 Qtr 1: 0; 2010 Qtr 2: 0; 2010 Qtr 3: 0; 2010 Qtr 4: 0; 2011 Qtr 1: 0; 2011 Qtr 2: 0; 2011 Qtr 3: 0; 2011 Qtr 4: 0 | 2
0 | 234294-Lighting-Occupancy Sensor-Wallbox Lghtng Snsr-Tr1 |  | System | Commercial | 23-RTL-Retail–SingleStorylarge-LIT_INT | 0 |  |  |  |  | 42.262 | 40 | 0 | 0 | 0 | 2.262 | 213.759 |  | kWh | 0.17617 | 0 | Commercial | [7 empty] | 8 | 0.84 |  |  |  | 0 | 2 | 0 | 0 | 0 | 0 | 0 | 0 | 0 | 0 | 0 | 0 | 2009 Qtr 1: 0; 2009 Qtr 2: 0; 2009 Qtr 3: 2; 2009 Qtr 4: 0; 2010 Qtr 1: 0; 2010 Qtr 2: 0; 2010 Qtr 3: 0; 2010 Qtr 4: 0; 2011 Qtr 1: 0; 2011 Qtr 2: 0; 2011 Qtr 3: 0; 2011 Qtr 4: 0 | 2
0 | 234315-Lighting-Screw in 14-26 Watt Reflector Lamp-Tr1 |  | System | Commercial | [6 empty] | 18.0648 | 9.6507 | 0 | 0 | 0 | 8.4141 | 194.1729 |  | 0 | 0.038993 | -2.6224 | Commercial |  | Winter Only | [5 empty] | 2.47 | 0.81 |  |  |  | 0 | 11.4499 | 0 | 0 | 0 | 0 | 0 | 0 | 0 | 0 | 0 | 0 | 2009 Qtr 1: 0; 2009 Qtr 2: 0; 2009 Qtr 3: 11.4499; 2009 Qtr 4: 0; 2010 Qtr 1: 0; 2010 Qtr 2: 0; 2010 Qtr 3: 0; 2010 Qtr 4: 0; 2011 Qtr 1: 0; 2011 Qtr 2: 0; 2011 Qtr 3: 0; 2011 Qtr 4: 0 | 11.4499
0 | 234369-Lighting-Occpncy Snsr-Wll/Cl Mnt Lght Snsr<500-Tr1 |  | System | Commercial | 01-ALC-AllCommercial-IntLight | 0 |  |  |  |  | 141 | 35.5 | 0 | 0 | 0 | 105.5 | 334 |  | kWh | 0 | 0 | Commercial | [7 empty] | 8 | 0.84 |  |  |  | 0 | 1 | 0 | 0 | 0 | 0 | 0 | 0 | 0 | 0 | 0 | 0 | 2009 Qtr 1: 0; 2009 Qtr 2: 0; 2009 Qtr 3: 1; 2009 Qtr 4: 0; 2010 Qtr 1: 0; 2010 Qtr 2: 0; 2010 Qtr 3: 0; 2010 Qtr 4: 0; 2011 Qtr 1: 0; 2011 Qtr 2: 0; 2011 Qtr 3: 0; 2011 Qtr 4: 0 | 1
0 | 234294-Lighting-Occupancy Sensor-Wallbox Lghtng Snsr-Tr1 |  | System | Commercial | 23-RTL-Retail–SingleStorylarge-LIT_INT | 0 |  |  |  |  | 42.262 | 40 | 0 | 0 | 0 | 2.262 | 213.759 |  | kWh | 0.17617 | 0 | Commercial | [7 empty] | 8 | 0.84 |  |  |  | 0 | 143 | 0 | 0 | 0 | 0 | 0 | 0 | 0 | 0 | 0 | 0 | 2009 Qtr 1: 0; 2009 Qtr 2: 0; 2009 Qtr 3: 0; 2009 Qtr 4: 143; 2010 Qtr 1: 0; 2010 Qtr 2: 0; 2010 Qtr 3: 0; 2010 Qtr 4: 0; 2011 Qtr 1: 0; 2011 Qtr 2: 0; 2011 Qtr 3: 0; 2011 Qtr 4: 0 | 143
0 | 234330-Premium T8 with T12 40 Watt Baseline - Tr1 |  | System | Commercial | 01-ALC-AllCommercial-IntLight | 0 |  |  |  |  | 27.6532 | 13.1897 | 0 | 0 | 0 | 14.4636 | 83.5202 |  | kWh | 0.017351 | 0 | Commercial | [7 empty] | 15 | 0.78 |  |  |  | 0 | 16.3764 | 0 | 0 | 0 | 0 | 0 | 0 | 0 | 0 | 0 | 0 | 2009 Qtr 1: 0; 2009 Qtr 2: 0; 2009 Qtr 3: 0; 2009 Qtr 4: 16.3764; 2010 Qtr 1: 0; 2010 Qtr 2: 0; 2010 Qtr 3: 0; 2010 Qtr 4: 0; 2011 Qtr 1: 0; 2011 Qtr 2: 0; 2011 Qtr 3: 0; 2011 Qtr 4: 0 | 16.3764
0 | 234303-Lighting-Remove 4 Ft Lamp (De-Lamp) - Tr1 |  | System | Commercial | [6 empty] | 12.3596 | 0 | 0 | 0 | 0 | 12.3596 | 0 |  | 0 | 0 | 0 | Commercial |  | Winter Only | [5 empty] | 15 | 0.77 |  |  |  | 0 | 0.9098 | 0 | 0 | 0 | 0 | 0 | 0 | 0 | 0 | 0 | 0 | 2009 Qtr 1: 0; 2009 Qtr 2: 0; 2009 Qtr 3: 0; 2009 Qtr 4: 0.9098; 2010 Qtr 1: 0; 2010 Qtr 2: 0; 2010 Qtr 3: 0; 2010 Qtr 4: 0; 2011 Qtr 1: 0; 2011 Qtr 2: 0; 2011 Qtr 3: 0; 2011 Qtr 4: 0 | 0.9098
0 | 234312-Lighting-Screw in 14-26 Watt Lamp - Tr1 |  | System | Commercial | [6 empty] | 9.3196 | 10.3931 | 0 | 0 | 0 | -1.0734 | 194.1729 |  | 0 | 0.038993 | -2.6224 | Commercial |  | Annual | [5 empty] | 2.47 | 0.81 |  |  |  | 0 | 7.4088 | 0 | 0 | 0 | 0 | 0 | 0 | 0 | 0 | 0 | 0 | 2009 Qtr 1: 0; 2009 Qtr 2: 0; 2009 Qtr 3: 7.4088; 2009 Qtr 4: 0; 2010 Qtr 1: 0; 2010 Qtr 2: 0; 2010 Qtr 3: 0; 2010 Qtr 4: 0; 2011 Qtr 1: 0; 2011 Qtr 2: 0; 2011 Qtr 3: 0; 2011 Qtr 4: 0 | 7.4088
0 | 234312-Lighting-Screw in 14-26 Watt Lamp - Tr1 |  | System | Commercial | [6 empty] | 9.3196 | 10.3931 | 0 | 0 | 0 | -1.0734 | 194.1729 |  | 0 | 0.038993 | -2.6224 | Commercial |  | Annual | [5 empty] | 2.47 | 0.81 |  |  |  | 0 | 3.3676 | 0 | 0 | 0 | 0 | 0 | 0 | 0 | 0 | 0 | 0 | 2009 Qtr 1: 0; 2009 Qtr 2: 0; 2009 Qtr 3: 3.3676; 2009 Qtr 4: 0; 2010 Qtr 1: 0; 2010 Qtr 2: 0; 2010 Qtr 3: 0; 2010 Qtr 4: 0; 2011 Qtr 1: 0; 2011 Qtr 2: 0; 2011 Qtr 3: 0; 2011 Qtr 4: 0 | 3.3676
0 | 234312-Lighting-Screw in 14-26 Watt Lamp - Tr1 |  | System | Commercial | [6 empty] | 9.3196 | 10.3931 | 0 | 0 | 0 | -1.0734 | 194.1729 |  | 0 | 0.038993 | -2.6224 | Commercial |  | Annual | [5 empty] | 2.47 | 0.81 |  |  |  | 0 | 5.3882 | 0 | 0 | 0 | 0 | 0 | 0 | 0 | 0 | 0 | 0 | 2009 Qtr 1: 0; 2009 Qtr 2: 0; 2009 Qtr 3: 5.3882; 2009 Qtr 4: 0; 2010 Qtr 1: 0; 2010 Qtr 2: 0; 2010 Qtr 3: 0; 2010 Qtr 4: 0; 2011 Qtr 1: 0; 2011 Qtr 2: 0; 2011 Qtr 3: 0; 2011 Qtr 4: 0 | 5.3882
0 | 234312-Lighting-Screw in 14-26 Watt Lamp - Tr1 |  | System | Commercial | [6 empty] | 9.3196 | 10.3931 | 0 | 0 | 0 | -1.0734 | 194.1729 |  | 0 | 0.038993 | -2.6224 | Commercial |  | Annual | [5 empty] | 2.47 | 0.81 |  |  |  | 0 | 5.3882 | 0 | 0 | 0 | 0 | 0 | 0 | 0 | 0 | 0 | 0 | 2009 Qtr 1: 0; 2009 Qtr 2: 0; 2009 Qtr 3: 5.3882; 2009 Qtr 4: 0; 2010 Qtr 1: 0; 2010 Qtr 2: 0; 2010 Qtr 3: 0; 2010 Qtr 4: 0; 2011 Qtr 1: 0; 2011 Qtr 2: 0; 2011 Qtr 3: 0; 2011 Qtr 4: 0 | 5.3882
0 | 234312-Lighting-Screw in 14-26 Watt Lamp - Tr1 |  | System | Commercial | [6 empty] | 9.3196 | 10.3931 | 0 | 0 | 0 | -1.0734 | 194.1729 |  | 0 | 0.038993 | -2.6224 | Commercial |  | Annual | [5 empty] | 2.47 | 0.81 |  |  |  | 0 | 7.4088 | 0 | 0 | 0 | 0 | 0 | 0 | 0 | 0 | 0 | 0 | 2009 Qtr 1: 0; 2009 Qtr 2: 0; 2009 Qtr 3: 7.4088; 2009 Qtr 4: 0; 2010 Qtr 1: 0; 2010 Qtr 2: 0; 2010 Qtr 3: 0; 2010 Qtr 4: 0; 2011 Qtr 1: 0; 2011 Qtr 2: 0; 2011 Qtr 3: 0; 2011 Qtr 4: 0 | 7.4088
0 | 234312-Lighting-Screw in 14-26 Watt Lamp - Tr1 |  | System | Commercial | [6 empty] | 9.3196 | 10.3931 | 0 | 0 | 0 | -1.0734 | 194.1729 |  | 0 | 0.038993 | -2.6224 | Commercial |  | Annual | [5 empty] | 2.47 | 0.81 |  |  |  | 0 | 8.0823 | 0 | 0 | 0 | 0 | 0 | 0 | 0 | 0 | 0 | 0 | 2009 Qtr 1: 0; 2009 Qtr 2: 0; 2009 Qtr 3: 8.0823; 2009 Qtr 4: 0; 2010 Qtr 1: 0; 2010 Qtr 2: 0; 2010 Qtr 3: 0; 2010 Qtr 4: 0; 2011 Qtr 1: 0; 2011 Qtr 2: 0; 2011 Qtr 3: 0; 2011 Qtr 4: 0 | 8.0823
0 | 234312-Lighting-Screw in 14-26 Watt Lamp - Tr1 |  | System | Commercial | [6 empty] | 9.3196 | 10.3931 | 0 | 0 | 0 | -1.0734 | 194.1729 |  | 0 | 0.038993 | -2.6224 | Commercial |  | Annual | [5 empty] | 2.47 | 0.81 |  |  |  | 0 | 16.1646 | 0 | 0 | 0 | 0 | 0 | 0 | 0 | 0 | 0 | 0 | 2009 Qtr 1: 0; 2009 Qtr 2: 0; 2009 Qtr 3: 16.1646; 2009 Qtr 4: 0; 2010 Qtr 1: 0; 2010 Qtr 2: 0; 2010 Qtr 3: 0; 2010 Qtr 4: 0; 2011 Qtr 1: 0; 2011 Qtr 2: 0; 2011 Qtr 3: 0; 2011 Qtr 4: 0 | 16.1646
0 | 234312-Lighting-Screw in 14-26 Watt Lamp - Tr1 |  | System | Commercial | [6 empty] | 9.3196 | 10.3931 | 0 | 0 | 0 | -1.0734 | 194.1729 |  | 0 | 0.038993 | -2.6224 | Commercial |  | Annual | [5 empty] | 2.47 | 0.81 |  |  |  | 0 | 9.4294 | 0 | 0 | 0 | 0 | 0 | 0 | 0 | 0 | 0 | 0 | 2009 Qtr 1: 0; 2009 Qtr 2: 0; 2009 Qtr 3: 9.4294; 2009 Qtr 4: 0; 2010 Qtr 1: 0; 2010 Qtr 2: 0; 2010 Qtr 3: 0; 2010 Qtr 4: 0; 2011 Qtr 1: 0; 2011 Qtr 2: 0; 2011 Qtr 3: 0; 2011 Qtr 4: 0 | 9.4294
0 | 234314-Lighting-Screw in 14-26 Watt Lamp - Tr3 |  | System | Commercial | 18-OFS-Office–Small-IntLight | 0 |  |  |  |  | 10.5136 | 5.1965 | 0 | 0 | 0 | 5.3171 | 104.0094 |  | kWh | 0.047234 | 0 | Commercial | [7 empty] | 4.6 | 0.81 |  |  |  | 0 | 8.7558 | 0 | 0 | 0 | 0 | 0 | 0 | 0 | 0 | 0 | 0 | 2009 Qtr 1: 0; 2009 Qtr 2: 0; 2009 Qtr 3: 8.7558; 2009 Qtr 4: 0; 2010 Qtr 1: 0; 2010 Qtr 2: 0; 2010 Qtr 3: 0; 2010 Qtr 4: 0; 2011 Qtr 1: 0; 2011 Qtr 2: 0; 2011 Qtr 3: 0; 2011 Qtr 4: 0 | 8.7558
0 | 234294-Lighting-Occupancy Sensor-Wallbox Lghtng Snsr-Tr1 |  | System | Commercial | 23-RTL-Retail–SingleStorylarge-LIT_INT | 0 |  |  |  |  | 42.262 | 40 | 0 | 0 | 0 | 2.262 | 213.759 |  | kWh | 0.17617 | 0 | Commercial | [7 empty] | 8 | 0.84 |  |  |  | 0 | 245 | 0 | 0 | 0 | 0 | 0 | 0 | 0 | 0 | 0 | 0 | 2009 Qtr 1: 0; 2009 Qtr 2: 0; 2009 Qtr 3: 0; 2009 Qtr 4: 245; 2010 Qtr 1: 0; 2010 Qtr 2: 0; 2010 Qtr 3: 0; 2010 Qtr 4: 0; 2011 Qtr 1: 0; 2011 Qtr 2: 0; 2011 Qtr 3: 0; 2011 Qtr 4: 0 | 245
0 | 234002-A/C-Reflective Window Film Coastal |  | System | Commercial | 18-OFS-Office–Small-Cooling | 0 |  |  |  |  | 3.12 | 2 | 0 | 0 | 0 | 1.12 | 12.44 |  | kWh | 0.0023 | 0 | Commercial | [7 empty] | 10 | 0.85 |  |  |  | 0 | 67 | 0 | 0 | 0 | 0 | 0 | 0 | 0 | 0 | 0 | 0 | 2009 Qtr 1: 0; 2009 Qtr 2: 0; 2009 Qtr 3: 67; 2009 Qtr 4: 0; 2010 Qtr 1: 0; 2010 Qtr 2: 0; 2010 Qtr 3: 0; 2010 Qtr 4: 0; 2011 Qtr 1: 0; 2011 Qtr 2: 0; 2011 Qtr 3: 0; 2011 Qtr 4: 0 | 67
0 | 234085-Refrigeration -Strip Curtains for Walk-ins |  | System | Commercial | 20-RFF-Restaurant–FastFood-Refrig | 0 |  |  |  |  | 10.214 | 3.0669 | 0 | 0 | 0 | 7.1471 | 465 |  | kWh | 0.053 | 0 | Commercial | [7 empty] | 4 | 0.46 |  |  |  | 0 | 35 | 0 | 0 | 0 | 0 | 0 | 0 | 0 | 0 | 0 | 0 | 2009 Qtr 1: 0; 2009 Qtr 2: 0; 2009 Qtr 3: 35; 2009 Qtr 4: 0; 2010 Qtr 1: 0; 2010 Qtr 2: 0; 2010 Qtr 3: 0; 2010 Qtr 4: 0; 2011 Qtr 1: 0; 2011 Qtr 2: 0; 2011 Qtr 3: 0; 2011 Qtr 4: 0 | 35
0 | 234085-Refrigeration -Strip Curtains for Walk-ins |  | System | Commercial | 20-RFF-Restaurant–FastFood-Refrig | 0 |  |  |  |  | 10.214 | 3.048 | 0 | 0 | 0 | 7.166 | 465 |  | kWh | 0.053 | 0 | Commercial | [7 empty] | 4 | 0.46 |  |  |  | 0 | 35 | 0 | 0 | 0 | 0 | 0 | 0 | 0 | 0 | 0 | 0 | 2009 Qtr 1: 0; 2009 Qtr 2: 0; 2009 Qtr 3: 35; 2009 Qtr 4: 0; 2010 Qtr 1: 0; 2010 Qtr 2: 0; 2010 Qtr 3: 0; 2010 Qtr 4: 0; 2011 Qtr 1: 0; 2011 Qtr 2: 0; 2011 Qtr 3: 0; 2011 Qtr 4: 0 | 35
0 | 234082-Refrigeration - Vending Machine Controller |  | System | Commercial | 09-GRO-Grocery-REFG | 0 |  |  |  |  | 215.5 | 155 | 0 | 0 | 0 | 60.5 | 1612 |  | kWh | 0 | 0 | Commercial | [7 empty] | 5 | 0.7 |  |  |  | 0 | 1 | 0 | 0 | 0 | 0 | 0 | 0 | 0 | 0 | 0 | 0 | 2009 Qtr 1: 0; 2009 Qtr 2: 0; 2009 Qtr 3: 1; 2009 Qtr 4: 0; 2010 Qtr 1: 0; 2010 Qtr 2: 0; 2010 Qtr 3: 0; 2010 Qtr 4: 0; 2011 Qtr 1: 0; 2011 Qtr 2: 0; 2011 Qtr 3: 0; 2011 Qtr 4: 0 | 1
0 | 234294-Lighting-Occupancy Sensor-Wallbox Lghtng Snsr-Tr1 |  | System | Commercial | 23-RTL-Retail–SingleStorylarge-LIT_INT | 0 |  |  |  |  | 42.262 | 40 | 0 | 0 | 0 | 2.262 | 213.759 |  | kWh | 0.17617 | 0 | Commercial | [7 empty] | 8 | 0.84 |  |  |  | 0 | 21 | 0 | 0 | 0 | 0 | 0 | 0 | 0 | 0 | 0 | 0 | 2009 Qtr 1: 0; 2009 Qtr 2: 0; 2009 Qtr 3: 0; 2009 Qtr 4: 21; 2010 Qtr 1: 0; 2010 Qtr 2: 0; 2010 Qtr 3: 0; 2010 Qtr 4: 0; 2011 Qtr 1: 0; 2011 Qtr 2: 0; 2011 Qtr 3: 0; 2011 Qtr 4: 0 | 21
0 | 234285-Lighting-Occpncy Snsr-Hi-Bay integrated Snsr-Tr1 |  | System | Commercial | 01-ALC-AllCommercial-IntLight | 0 |  |  |  |  | 221.2703 | 95.5 | 0 | 0 | 0 | 125.7703 | 2503.6304 |  | kWh | 0.48559 | 0 | Commercial | [7 empty] | 8 | 0.84 |  |  |  | 0 | 7 | 0 | 0 | 0 | 0 | 0 | 0 | 0 | 0 | 0 | 0 | 2009 Qtr 1: 0; 2009 Qtr 2: 0; 2009 Qtr 3: 7; 2009 Qtr 4: 0; 2010 Qtr 1: 0; 2010 Qtr 2: 0; 2010 Qtr 3: 0; 2010 Qtr 4: 0; 2011 Qtr 1: 0; 2011 Qtr 2: 0; 2011 Qtr 3: 0; 2011 Qtr 4: 0 | 7
0 | 234332-Premium T8 with T12 40 Watt Baseline - Tr3 |  | System | Commercial | 01-ALC-AllCommercial-IntLight | 0 |  |  |  |  | 13.9591 | 7.1444 | 0 | 0 | 0 | 6.8147 | 44.0947 |  | kWh | 0.016509 | 0 | Commercial | [7 empty] | 15 | 0.78 |  |  |  | 0 | 46.3999 | 0 | 0 | 0 | 0 | 0 | 0 | 0 | 0 | 0 | 0 | 2009 Qtr 1: 0; 2009 Qtr 2: 0; 2009 Qtr 3: 0; 2009 Qtr 4: 46.3999; 2010 Qtr 1: 0; 2010 Qtr 2: 0; 2010 Qtr 3: 0; 2010 Qtr 4: 0; 2011 Qtr 1: 0; 2011 Qtr 2: 0; 2011 Qtr 3: 0; 2011 Qtr 4: 0 | 46.3999
0 | 234305-Lighting-Remove 4 Ft Lamp (De-Lamp) - Tr3 |  | System | Commercial | 01-ALC-AllCommercial-IntLight | 0 |  |  |  |  | 28.1828 | 8.7931 | 0 | 0 | 0 | 19.3897 | 129.7131 |  | kWh | 0.050038 | 0 | Commercial | [7 empty] | 15 | 0.77 |  |  |  | 0 | 46.3999 | 0 | 0 | 0 | 0 | 0 | 0 | 0 | 0 | 0 | 0 | 2009 Qtr 1: 0; 2009 Qtr 2: 0; 2009 Qtr 3: 0; 2009 Qtr 4: 46.3999; 2010 Qtr 1: 0; 2010 Qtr 2: 0; 2010 Qtr 3: 0; 2010 Qtr 4: 0; 2011 Qtr 1: 0; 2011 Qtr 2: 0; 2011 Qtr 3: 0; 2011 Qtr 4: 0 | 46.3999
0 | 234330-Premium T8 with T12 40 Watt Baseline - Tr1 |  | System | Commercial | 01-ALC-AllCommercial-IntLight | 0 |  |  |  |  | 27.6532 | 13.1897 | 0 | 0 | 0 | 14.4636 | 83.5202 |  | kWh | 0.017351 | 0 | Commercial | [7 empty] | 15 | 0.78 |  |  |  | 0 | 36.3921 | 0 | 0 | 0 | 0 | 0 | 0 | 0 | 0 | 0 | 0 | 2009 Qtr 1: 36.3921; 2009 Qtr 2: 0; 2009 Qtr 3: 0; 2009 Qtr 4: 0; 2010 Qtr 1: 0; 2010 Qtr 2: 0; 2010 Qtr 3: 0; 2010 Qtr 4: 0; 2011 Qtr 1: 0; 2011 Qtr 2: 0; 2011 Qtr 3: 0; 2011 Qtr 4: 0 | 36.3921
0 | 234303-Lighting-Remove 4 Ft Lamp (De-Lamp) - Tr1 |  | System | Commercial | [6 empty] | 12.3596 | 16.4871 | 0 | 0 | 0 | -4.1275 | 137.2559 |  | 0 | 0.026384 | -2.5676 | Commercial |  | Winter Only | [5 empty] | 15 | 0.77 |  |  |  | 0 | 36.3921 | 0 | 0 | 0 | 0 | 0 | 0 | 0 | 0 | 0 | 0 | 2009 Qtr 1: 36.3921; 2009 Qtr 2: 0; 2009 Qtr 3: 0; 2009 Qtr 4: 0; 2010 Qtr 1: 0; 2010 Qtr 2: 0; 2010 Qtr 3: 0; 2010 Qtr 4: 0; 2011 Qtr 1: 0; 2011 Qtr 2: 0; 2011 Qtr 3: 0; 2011 Qtr 4: 0 | 36.3921
0 | 234313-Lighting-Screw in 14-26 Watt Lamp - Tr2 |  | System | Commercial | 18-OFS-Office–Small-IntLight | 0 |  |  |  |  | 10.4935 | 7.4236 | 0 | 0 | 0 | 3.0699 | 188.4597 |  | kWh | 0.055757 | 0 | Commercial | [7 empty] | 2.62 | 0.81 |  |  |  | 0 | 7.4088 | 0 | 0 | 0 | 0 | 0 | 0 | 0 | 0 | 0 | 0 | 2009 Qtr 1: 0; 2009 Qtr 2: 0; 2009 Qtr 3: 7.4088; 2009 Qtr 4: 0; 2010 Qtr 1: 0; 2010 Qtr 2: 0; 2010 Qtr 3: 0; 2010 Qtr 4: 0; 2011 Qtr 1: 0; 2011 Qtr 2: 0; 2011 Qtr 3: 0; 2011 Qtr 4: 0 | 7.4088
0 | 234312-Lighting-Screw in 14-26 Watt Lamp - Tr1 |  | System | Commercial | [6 empty] | 9.3196 | 10.3931 | 0 | 0 | 0 | -1.0734 | 194.1729 |  | 0 | 0.038993 | -2.6224 | Commercial |  | Annual | [5 empty] | 2.47 | 0.81 |  |  |  | 0 | 6.7353 | 0 | 0 | 0 | 0 | 0 | 0 | 0 | 0 | 0 | 0 | 2009 Qtr 1: 0; 2009 Qtr 2: 0; 2009 Qtr 3: 6.7353; 2009 Qtr 4: 0; 2010 Qtr 1: 0; 2010 Qtr 2: 0; 2010 Qtr 3: 0; 2010 Qtr 4: 0; 2011 Qtr 1: 0; 2011 Qtr 2: 0; 2011 Qtr 3: 0; 2011 Qtr 4: 0 | 6.7353
0 | 234313-Lighting-Screw in 14-26 Watt Lamp - Tr2 |  | System | Commercial | 18-OFS-Office–Small-IntLight | 0 |  |  |  |  | 10.4935 | 7.4236 | 0 | 0 | 0 | 3.0699 | 188.4597 |  | kWh | 0.055757 | 0 | Commercial | [7 empty] | 2.62 | 0.81 |  |  |  | 0 | 2.0206 | 0 | 0 | 0 | 0 | 0 | 0 | 0 | 0 | 0 | 0 | 2009 Qtr 1: 0; 2009 Qtr 2: 0; 2009 Qtr 3: 2.0206; 2009 Qtr 4: 0; 2010 Qtr 1: 0; 2010 Qtr 2: 0; 2010 Qtr 3: 0; 2010 Qtr 4: 0; 2011 Qtr 1: 0; 2011 Qtr 2: 0; 2011 Qtr 3: 0; 2011 Qtr 4: 0 | 2.0206
0 | 234331-Premium T8 with T12 40 Watt Baseline - Tr2 |  | System | Commercial | 01-ALC-AllCommercial-IntLight | 0 |  |  |  |  | 27.653 | 9.8923 | 0 | 0 | 0 | 17.7607 | 58.062 |  | kWh | 0.017133 | 0 | Commercial | [7 empty] | 15 | 0.78 |  |  |  | 0 | 163.7644 | 0 | 0 | 0 | 0 | 0 | 0 | 0 | 0 | 0 | 0 | 2009 Qtr 1: 0; 2009 Qtr 2: 0; 2009 Qtr 3: 0; 2009 Qtr 4: 163.7644; 2010 Qtr 1: 0; 2010 Qtr 2: 0; 2010 Qtr 3: 0; 2010 Qtr 4: 0; 2011 Qtr 1: 0; 2011 Qtr 2: 0; 2011 Qtr 3: 0; 2011 Qtr 4: 0 | 163.7644
0 | 234310-Lighting-Screw in >27 Watt Lamp - Tr2 |  | System | Commercial | 18-OFS-Office–Small-IntLight | 0 |  |  |  |  | 10.4273 | 8.9083 | 0 | 0 | 0 | 1.5189 | 225.0637 |  | kWh | 0.071053 | 0 | Commercial | [7 empty] | 2.77 | 0.81 |  |  |  | 0 | 8.0823 | 0 | 0 | 0 | 0 | 0 | 0 | 0 | 0 | 0 | 0 | 2009 Qtr 1: 0; 2009 Qtr 2: 0; 2009 Qtr 3: 0; 2009 Qtr 4: 8.0823; 2010 Qtr 1: 0; 2010 Qtr 2: 0; 2010 Qtr 3: 0; 2010 Qtr 4: 0; 2011 Qtr 1: 0; 2011 Qtr 2: 0; 2011 Qtr 3: 0; 2011 Qtr 4: 0 | 8.0823
0 | 234172-Food Service - Convection Oven-Gas |  | System | Commercial | [6 empty] | 3144 | 500 | 0 | 0 | 0 | 2644 | 0 |  | 0 | 0 | 323 | Commercial |  | Annual | [5 empty] | 12 | 0.7 |  |  |  | 0 | 2 | 0 | 0 | 0 | 0 | 0 | 0 | 0 | 0 | 0 | 0 | 2009 Qtr 1: 0; 2009 Qtr 2: 0; 2009 Qtr 3: 2; 2009 Qtr 4: 0; 2010 Qtr 1: 0; 2010 Qtr 2: 0; 2010 Qtr 3: 0; 2010 Qtr 4: 0; 2011 Qtr 1: 0; 2011 Qtr 2: 0; 2011 Qtr 3: 0; 2011 Qtr 4: 0 | 2
0 | 234003-A/C - Reflective Window Film Inland |  | System | Commercial | 18-OFS-Office–Small-Cooling | 0 |  |  |  |  | 3.12 | 2 | 0 | 0 | 0 | 1.12 | 15.27 |  | kWh | 0.0023 | 0 | Commercial | [7 empty] | 10 | 0.85 |  |  |  | 0 | 575 | 0 | 0 | 0 | 0 | 0 | 0 | 0 | 0 | 0 | 0 | 2009 Qtr 1: 0; 2009 Qtr 2: 0; 2009 Qtr 3: 0; 2009 Qtr 4: 575; 2010 Qtr 1: 0; 2010 Qtr 2: 0; 2010 Qtr 3: 0; 2010 Qtr 4: 0; 2011 Qtr 1: 0; 2011 Qtr 2: 0; 2011 Qtr 3: 0; 2011 Qtr 4: 0 | 575
0 | 234391-Ice Machines 101-200 - Energy Star |  | System | Commercial | 01-ALC-AllCommercial-Refrig | 0 |  |  |  |  | 189 | 50 | 0 | 0 | 0 | 139 | 331 |  | kWh | 0.034 | 0 | Commercial | [7 empty] | 10 | 0.7 |  |  |  | 0 | 1 | 0 | 0 | 0 | 0 | 0 | 0 | 0 | 0 | 0 | 0 | 2009 Qtr 1: 0; 2009 Qtr 2: 0; 2009 Qtr 3: 1; 2009 Qtr 4: 0; 2010 Qtr 1: 0; 2010 Qtr 2: 0; 2010 Qtr 3: 0; 2010 Qtr 4: 0; 2011 Qtr 1: 0; 2011 Qtr 2: 0; 2011 Qtr 3: 0; 2011 Qtr 4: 0 | 1
0 | 234323-Lighting-Time Clocks - Tr3 |  | System | Commercial | 01-ALC-AllCommercial-ExtLight | 0 |  |  |  |  | 239.8875 | 58 | 0 | 0 | 0 | 181.8875 | 474.24 |  | kWh | 0 | 0 | Commercial | [7 empty] | 8 | 0.64 |  |  |  | 0 | 2 | 0 | 0 | 0 | 0 | 0 | 0 | 0 | 0 | 0 | 0 | 2009 Qtr 1: 0; 2009 Qtr 2: 0; 2009 Qtr 3: 0; 2009 Qtr 4: 2; 2010 Qtr 1: 0; 2010 Qtr 2: 0; 2010 Qtr 3: 0; 2010 Qtr 4: 0; 2011 Qtr 1: 0; 2011 Qtr 2: 0; 2011 Qtr 3: 0; 2011 Qtr 4: 0 | 2
0 | 234312-Lighting-Screw in 14-26 Watt Lamp - Tr1 |  | System | Commercial | [6 empty] | 9.3196 | 10.3931 | 0 | 0 | 0 | -1.0734 | 194.1729 |  | 0 | 0.038993 | -2.6224 | Commercial |  | Annual | [5 empty] | 2.47 | 0.81 |  |  |  | 0 | 0.67353 | 0 | 0 | 0 | 0 | 0 | 0 | 0 | 0 | 0 | 0 | 2009 Qtr 1: 0; 2009 Qtr 2: 0; 2009 Qtr 3: 0.67353; 2009 Qtr 4: 0; 2010 Qtr 1: 0; 2010 Qtr 2: 0; 2010 Qtr 3: 0; 2010 Qtr 4: 0; 2011 Qtr 1: 0; 2011 Qtr 2: 0; 2011 Qtr 3: 0; 2011 Qtr 4: 0 | 0.67353
0 | 234330-Premium T8 with T12 40 Watt Baseline - Tr1 |  | System | Commercial | 01-ALC-AllCommercial-IntLight | 0 |  |  |  |  | 27.6532 | 13.1897 | 0 | 0 | 0 | 14.4636 | 83.5202 |  | kWh | 0.017351 | 0 | Commercial | [7 empty] | 15 | 0.78 |  |  |  | 0 | 27.2941 | 0 | 0 | 0 | 0 | 0 | 0 | 0 | 0 | 0 | 0 | 2009 Qtr 1: 0; 2009 Qtr 2: 0; 2009 Qtr 3: 27.2941; 2009 Qtr 4: 0; 2010 Qtr 1: 0; 2010 Qtr 2: 0; 2010 Qtr 3: 0; 2010 Qtr 4: 0; 2011 Qtr 1: 0; 2011 Qtr 2: 0; 2011 Qtr 3: 0; 2011 Qtr 4: 0 | 27.2941
0 | 234303-Lighting-Remove 4 Ft Lamp (De-Lamp) - Tr1 |  | System | Commercial | [6 empty] | 12.3596 | 16.4871 | 0 | 0 | 0 | -4.1275 | 137.2559 |  | 0 | 0.026384 | -2.5676 | Commercial |  | Winter Only | [5 empty] | 15 | 0.77 |  |  |  | 0 | 20.0156 | 0 | 0 | 0 | 0 | 0 | 0 | 0 | 0 | 0 | 0 | 2009 Qtr 1: 0; 2009 Qtr 2: 0; 2009 Qtr 3: 20.0156; 2009 Qtr 4: 0; 2010 Qtr 1: 0; 2010 Qtr 2: 0; 2010 Qtr 3: 0; 2010 Qtr 4: 0; 2011 Qtr 1: 0; 2011 Qtr 2: 0; 2011 Qtr 3: 0; 2011 Qtr 4: 0 | 20.0156
0 | 234330-Premium T8 with T12 40 Watt Baseline - Tr1 |  | System | Commercial | 01-ALC-AllCommercial-IntLight | 0 |  |  |  |  | 27.6532 | 13.1897 | 0 | 0 | 0 | 14.4636 | 83.5202 |  | kWh | 0.017351 | 0 | Commercial | [7 empty] | 15 | 0.78 |  |  |  | 0 | 9.098 | 0 | 0 | 0 | 0 | 0 | 0 | 0 | 0 | 0 | 0 | 2009 Qtr 1: 0; 2009 Qtr 2: 0; 2009 Qtr 3: 9.098; 2009 Qtr 4: 0; 2010 Qtr 1: 0; 2010 Qtr 2: 0; 2010 Qtr 3: 0; 2010 Qtr 4: 0; 2011 Qtr 1: 0; 2011 Qtr 2: 0; 2011 Qtr 3: 0; 2011 Qtr 4: 0 | 9.098
0 | 234303-Lighting-Remove 4 Ft Lamp (De-Lamp) - Tr1 |  | System | Commercial | [6 empty] | 12.3596 | 16.4871 | 0 | 0 | 0 | -4.1275 | 137.2559 |  | 0 | 0.026384 | -2.5676 | Commercial |  | Winter Only | [5 empty] | 15 | 0.77 |  |  |  | 0 | 9.098 | 0 | 0 | 0 | 0 | 0 | 0 | 0 | 0 | 0 | 0 | 2009 Qtr 1: 0; 2009 Qtr 2: 0; 2009 Qtr 3: 9.098; 2009 Qtr 4: 0; 2010 Qtr 1: 0; 2010 Qtr 2: 0; 2010 Qtr 3: 0; 2010 Qtr 4: 0; 2011 Qtr 1: 0; 2011 Qtr 2: 0; 2011 Qtr 3: 0; 2011 Qtr 4: 0 | 9.098
0 | 234330-Premium T8 with T12 40 Watt Baseline - Tr1 |  | System | Commercial | 01-ALC-AllCommercial-IntLight | 0 |  |  |  |  | 27.6532 | 13.1897 | 0 | 0 | 0 | 14.4636 | 83.5202 |  | kWh | 0.017351 | 0 | Commercial | [7 empty] | 15 | 0.78 |  |  |  | 0 | 152.8468 | 0 | 0 | 0 | 0 | 0 | 0 | 0 | 0 | 0 | 0 | 2009 Qtr 1: 0; 2009 Qtr 2: 0; 2009 Qtr 3: 0; 2009 Qtr 4: 152.8468; 2010 Qtr 1: 0; 2010 Qtr 2: 0; 2010 Qtr 3: 0; 2010 Qtr 4: 0; 2011 Qtr 1: 0; 2011 Qtr 2: 0; 2011 Qtr 3: 0; 2011 Qtr 4: 0 | 152.8468
0 | 234330-Premium T8 with T12 40 Watt Baseline - Tr1 |  | System | Commercial | 01-ALC-AllCommercial-IntLight | 0 |  |  |  |  | 27.6532 | 13.1897 | 0 | 0 | 0 | 14.4636 | 83.5202 |  | kWh | 0.017351 | 0 | Commercial | [7 empty] | 15 | 0.78 |  |  |  | 0 | 34.5725 | 0 | 0 | 0 | 0 | 0 | 0 | 0 | 0 | 0 | 0 | 2009 Qtr 1: 0; 2009 Qtr 2: 0; 2009 Qtr 3: 34.5725; 2009 Qtr 4: 0; 2010 Qtr 1: 0; 2010 Qtr 2: 0; 2010 Qtr 3: 0; 2010 Qtr 4: 0; 2011 Qtr 1: 0; 2011 Qtr 2: 0; 2011 Qtr 3: 0; 2011 Qtr 4: 0 | 34.5725
0 | 234303-Lighting-Remove 4 Ft Lamp (De-Lamp) - Tr1 |  | System | Commercial | [6 empty] | 12.3596 | 16.4871 | 0 | 0 | 0 | -4.1275 | 137.2559 |  | 0 | 0.026384 | -2.5676 | Commercial |  | Winter Only | [5 empty] | 15 | 0.77 |  |  |  | 0 | 1.8196 | 0 | 0 | 0 | 0 | 0 | 0 | 0 | 0 | 0 | 0 | 2009 Qtr 1: 0; 2009 Qtr 2: 0; 2009 Qtr 3: 1.8196; 2009 Qtr 4: 0; 2010 Qtr 1: 0; 2010 Qtr 2: 0; 2010 Qtr 3: 0; 2010 Qtr 4: 0; 2011 Qtr 1: 0; 2011 Qtr 2: 0; 2011 Qtr 3: 0; 2011 Qtr 4: 0 | 1.8196
0 | 234331-Premium T8 with T12 40 Watt Baseline - Tr2 |  | System | Commercial | 01-ALC-AllCommercial-IntLight | 0 |  |  |  |  | 27.653 | 9.8923 | 0 | 0 | 0 | 17.7607 | 58.062 |  | kWh | 0.017133 | 0 | Commercial | [7 empty] | 15 | 0.78 |  |  |  | 0 | 27.2941 | 0 | 0 | 0 | 0 | 0 | 0 | 0 | 0 | 0 | 0 | 2009 Qtr 1: 0; 2009 Qtr 2: 0; 2009 Qtr 3: 27.2941; 2009 Qtr 4: 0; 2010 Qtr 1: 0; 2010 Qtr 2: 0; 2010 Qtr 3: 0; 2010 Qtr 4: 0; 2011 Qtr 1: 0; 2011 Qtr 2: 0; 2011 Qtr 3: 0; 2011 Qtr 4: 0 | 27.2941
0 | 234304-Lighting-Remove 4 Ft Lamp (De-Lamp) - Tr2 |  | System | Commercial | [6 empty] | 12.3587 | 12.3653 | 0 | 0 | 0 | -0.0066231 | 137.2559 |  | 0 | 0.026384 | -2.5676 | Commercial | [7 empty] | 15 | 0.77 |  |  |  | 0 | 5.4588 | 0 | 0 | 0 | 0 | 0 | 0 | 0 | 0 | 0 | 0 | 2009 Qtr 1: 0; 2009 Qtr 2: 0; 2009 Qtr 3: 5.4588; 2009 Qtr 4: 0; 2010 Qtr 1: 0; 2010 Qtr 2: 0; 2010 Qtr 3: 0; 2010 Qtr 4: 0; 2011 Qtr 1: 0; 2011 Qtr 2: 0; 2011 Qtr 3: 0; 2011 Qtr 4: 0 | 5.4588
0 | 234330-Premium T8 with T12 40 Watt Baseline - Tr1 |  | System | Commercial | 01-ALC-AllCommercial-IntLight | 0 |  |  |  |  | 27.6532 | 13.1897 | 0 | 0 | 0 | 14.4636 | 83.5202 |  | kWh | 0.017351 | 0 | Commercial | [7 empty] | 15 | 0.78 |  |  |  | 0 | 12.7372 | 0 | 0 | 0 | 0 | 0 | 0 | 0 | 0 | 0 | 0 | 2009 Qtr 1: 0; 2009 Qtr 2: 0; 2009 Qtr 3: 0; 2009 Qtr 4: 12.7372; 2010 Qtr 1: 0; 2010 Qtr 2: 0; 2010 Qtr 3: 0; 2010 Qtr 4: 0; 2011 Qtr 1: 0; 2011 Qtr 2: 0; 2011 Qtr 3: 0; 2011 Qtr 4: 0 | 12.7372
0 | 234201-Lighting-2 Ft 2nd Gen T-8 with Elec Ballast-Tr1 |  | System | Commercial | 01-ALC-AllCommercial-IntLight | 0 |  |  |  |  | 23.0819 | 10.9914 | 0 | 0 | 0 | 12.0905 | 56.0027 |  | kWh | 0.010616 | 0 | Commercial | [7 empty] | 15 | 0.78 |  |  |  | 0 | 12.7372 | 0 | 0 | 0 | 0 | 0 | 0 | 0 | 0 | 0 | 0 | 2009 Qtr 1: 0; 2009 Qtr 2: 0; 2009 Qtr 3: 12.7372; 2009 Qtr 4: 0; 2010 Qtr 1: 0; 2010 Qtr 2: 0; 2010 Qtr 3: 0; 2010 Qtr 4: 0; 2011 Qtr 1: 0; 2011 Qtr 2: 0; 2011 Qtr 3: 0; 2011 Qtr 4: 0 | 12.7372
0 | 234330-Premium T8 with T12 40 Watt Baseline - Tr1 |  | System | Commercial | 01-ALC-AllCommercial-IntLight | 0 |  |  |  |  | 27.6532 | 13.1897 | 0 | 0 | 0 | 14.4636 | 83.5202 |  | kWh | 0.017351 | 0 | Commercial | [7 empty] | 15 | 0.78 |  |  |  | 0 | 80.0626 | 0 | 0 | 0 | 0 | 0 | 0 | 0 | 0 | 0 | 0 | 2009 Qtr 1: 0; 2009 Qtr 2: 0; 2009 Qtr 3: 80.0626; 2009 Qtr 4: 0; 2010 Qtr 1: 0; 2010 Qtr 2: 0; 2010 Qtr 3: 0; 2010 Qtr 4: 0; 2011 Qtr 1: 0; 2011 Qtr 2: 0; 2011 Qtr 3: 0; 2011 Qtr 4: 0 | 80.0626
0 | 234303-Lighting-Remove 4 Ft Lamp (De-Lamp) - Tr1 |  | System | Commercial | [6 empty] | 12.3596 | 16.4871 | 0 | 0 | 0 | -4.1275 | 137.2559 |  | 0 | 0.026384 | -2.5676 | Commercial |  | Winter Only | [5 empty] | 15 | 0.77 |  |  |  | 0 | 78.243 | 0 | 0 | 0 | 0 | 0 | 0 | 0 | 0 | 0 | 0 | 2009 Qtr 1: 0; 2009 Qtr 2: 0; 2009 Qtr 3: 78.243; 2009 Qtr 4: 0; 2010 Qtr 1: 0; 2010 Qtr 2: 0; 2010 Qtr 3: 0; 2010 Qtr 4: 0; 2011 Qtr 1: 0; 2011 Qtr 2: 0; 2011 Qtr 3: 0; 2011 Qtr 4: 0 | 78.243
0 | 234294-Lighting-Occupancy Sensor-Wallbox Lghtng Snsr-Tr1 |  | System | Commercial | 23-RTL-Retail–SingleStorylarge-LIT_INT | 0 |  |  |  |  | 42.262 | 40 | 0 | 0 | 0 | 2.262 | 213.759 |  | kWh | 0.17617 | 0 | Commercial | [7 empty] | 8 | 0.84 |  |  |  | 0 | 2 | 0 | 0 | 0 | 0 | 0 | 0 | 0 | 0 | 0 | 0 | 2009 Qtr 1: 0; 2009 Qtr 2: 0; 2009 Qtr 3: 2; 2009 Qtr 4: 0; 2010 Qtr 1: 0; 2010 Qtr 2: 0; 2010 Qtr 3: 0; 2010 Qtr 4: 0; 2011 Qtr 1: 0; 2011 Qtr 2: 0; 2011 Qtr 3: 0; 2011 Qtr 4: 0 | 2
0 | 234049-Lighting-LED Exit Sign New Sign |  | System | Commercial | 25-SCN-Storage–Conditioned-Exit | 0 |  |  |  |  | 64.8921 | 45 | 0 | 0 | 0 | 19.8921 | 351.311 |  | kWh | 0 | 0 | Commercial | [7 empty] | 16 | 0.85 |  |  |  | 0 | 4 | 0 | 0 | 0 | 0 | 0 | 0 | 0 | 0 | 0 | 0 | 2009 Qtr 1: 0; 2009 Qtr 2: 0; 2009 Qtr 3: 4; 2009 Qtr 4: 0; 2010 Qtr 1: 0; 2010 Qtr 2: 0; 2010 Qtr 3: 0; 2010 Qtr 4: 0; 2011 Qtr 1: 0; 2011 Qtr 2: 0; 2011 Qtr 3: 0; 2011 Qtr 4: 0 | 4
0 | 234330-Premium T8 with T12 40 Watt Baseline - Tr1 |  | System | Commercial | 01-ALC-AllCommercial-IntLight | 0 |  |  |  |  | 27.6532 | 13.1897 | 0 | 0 | 0 | 14.4636 | 83.5202 |  | kWh | 0.017351 | 0 | Commercial | [7 empty] | 15 | 0.78 |  |  |  | 0 | 61.8665 | 0 | 0 | 0 | 0 | 0 | 0 | 0 | 0 | 0 | 0 | 2009 Qtr 1: 0; 2009 Qtr 2: 0; 2009 Qtr 3: 0; 2009 Qtr 4: 61.8665; 2010 Qtr 1: 0; 2010 Qtr 2: 0; 2010 Qtr 3: 0; 2010 Qtr 4: 0; 2011 Qtr 1: 0; 2011 Qtr 2: 0; 2011 Qtr 3: 0; 2011 Qtr 4: 0 | 61.8665
0 | 234303-Lighting-Remove 4 Ft Lamp (De-Lamp) - Tr1 |  | System | Commercial | [6 empty] | 12.3596 | 16.4871 | 0 | 0 | 0 | -4.1275 | 137.2559 |  | 0 | 0.026384 | -2.5676 | Commercial |  | Winter Only | [5 empty] | 15 | 0.77 |  |  |  | 0 | 61.8665 | 0 | 0 | 0 | 0 | 0 | 0 | 0 | 0 | 0 | 0 | 2009 Qtr 1: 0; 2009 Qtr 2: 0; 2009 Qtr 3: 0; 2009 Qtr 4: 61.8665; 2010 Qtr 1: 0; 2010 Qtr 2: 0; 2010 Qtr 3: 0; 2010 Qtr 4: 0; 2011 Qtr 1: 0; 2011 Qtr 2: 0; 2011 Qtr 3: 0; 2011 Qtr 4: 0 | 61.8665
0 | 234084-Refrigeration -Cooler/Freezer Door Gaskets - Solid Doors: Cooler |  | System | Commercial | 09-GRO-Grocery-REFG | 0 |  |  |  |  | 2.2498 | 4 | 0 | 0 | 0 | -1.7502 | 104.55 |  | kWh | 0.01195 | 0 | Commercial | [7 empty] | 4 | 0.76 |  |  |  | 0 | 65 | 0 | 0 | 0 | 0 | 0 | 0 | 0 | 0 | 0 | 0 | 2009 Qtr 1: 0; 2009 Qtr 2: 0; 2009 Qtr 3: 65; 2009 Qtr 4: 0; 2010 Qtr 1: 0; 2010 Qtr 2: 0; 2010 Qtr 3: 0; 2010 Qtr 4: 0; 2011 Qtr 1: 0; 2011 Qtr 2: 0; 2011 Qtr 3: 0; 2011 Qtr 4: 0 | 65
0 | 234084-Refrigeration -Cooler/Freezer Door Gaskets - Solid Doors: Cooler |  | System | Commercial | 09-GRO-Grocery-REFG | 0 |  |  |  |  | 2.2498 | 4.0114 | 0 | 0 | 0 | -1.7616 | 104.55 |  | kWh | 0.01195 | 0 | Commercial | [7 empty] | 4 | 0.76 |  |  |  | 0 | 28 | 0 | 0 | 0 | 0 | 0 | 0 | 0 | 0 | 0 | 0 | 2009 Qtr 1: 0; 2009 Qtr 2: 0; 2009 Qtr 3: 0; 2009 Qtr 4: 28; 2010 Qtr 1: 0; 2010 Qtr 2: 0; 2010 Qtr 3: 0; 2010 Qtr 4: 0; 2011 Qtr 1: 0; 2011 Qtr 2: 0; 2011 Qtr 3: 0; 2011 Qtr 4: 0 | 28
0 | 234085-Refrigeration -Strip Curtains for Walk-ins |  | System | Commercial | 20-RFF-Restaurant–FastFood-Refrig | 0 |  |  |  |  | 10.214 | 3.1064 | 0 | 0 | 0 | 7.1076 | 465 |  | kWh | 0.053 | 0 | Commercial | [7 empty] | 4 | 0.46 |  |  |  | 0 | 22 | 0 | 0 | 0 | 0 | 0 | 0 | 0 | 0 | 0 | 0 | 2009 Qtr 1: 0; 2009 Qtr 2: 0; 2009 Qtr 3: 22; 2009 Qtr 4: 0; 2010 Qtr 1: 0; 2010 Qtr 2: 0; 2010 Qtr 3: 0; 2010 Qtr 4: 0; 2011 Qtr 1: 0; 2011 Qtr 2: 0; 2011 Qtr 3: 0; 2011 Qtr 4: 0 | 22
0 | 234084-Refrigeration -Cooler/Freezer Door Gaskets - Solid Doors: Cooler |  | System | Commercial | 09-GRO-Grocery-REFG | 0 |  |  |  |  | 2.2498 | 0 | 0 | 0 | 0 | 2.2498 | 0 |  | kWh | 0 | 0 | Commercial | [7 empty] | 4 | 0.76 |  |  |  | 0 | 1 | 0 | 0 | 0 | 0 | 0 | 0 | 0 | 0 | 0 | 0 | 2009 Qtr 1: 0; 2009 Qtr 2: 0; 2009 Qtr 3: 1; 2009 Qtr 4: 0; 2010 Qtr 1: 0; 2010 Qtr 2: 0; 2010 Qtr 3: 0; 2010 Qtr 4: 0; 2011 Qtr 1: 0; 2011 Qtr 2: 0; 2011 Qtr 3: 0; 2011 Qtr 4: 0 | 1
0 | 234201-Lighting-2 Ft 2nd Gen T-8 with Elec Ballast-Tr1 |  | System | Commercial | 01-ALC-AllCommercial-IntLight | 0 |  |  |  |  | 23.0819 | 10.9914 | 0 | 0 | 0 | 12.0905 | 56.0027 |  | kWh | 0.010616 | 0 | Commercial | [7 empty] | 15 | 0.78 |  |  |  | 0 | 5.4588 | 0 | 0 | 0 | 0 | 0 | 0 | 0 | 0 | 0 | 0 | 2009 Qtr 1: 0; 2009 Qtr 2: 0; 2009 Qtr 3: 0; 2009 Qtr 4: 5.4588; 2010 Qtr 1: 0; 2010 Qtr 2: 0; 2010 Qtr 3: 0; 2010 Qtr 4: 0; 2011 Qtr 1: 0; 2011 Qtr 2: 0; 2011 Qtr 3: 0; 2011 Qtr 4: 0 | 5.4588
0 | 234330-Premium T8 with T12 40 Watt Baseline - Tr1 |  | System | Commercial | 01-ALC-AllCommercial-IntLight | 0 |  |  |  |  | 27.6532 | 13.1897 | 0 | 0 | 0 | 14.4636 | 83.5202 |  | kWh | 0.017351 | 0 | Commercial | [7 empty] | 15 | 0.78 |  |  |  | 0 | 53.6783 | 0 | 0 | 0 | 0 | 0 | 0 | 0 | 0 | 0 | 0 | 2009 Qtr 1: 0; 2009 Qtr 2: 0; 2009 Qtr 3: 0; 2009 Qtr 4: 53.6783; 2010 Qtr 1: 0; 2010 Qtr 2: 0; 2010 Qtr 3: 0; 2010 Qtr 4: 0; 2011 Qtr 1: 0; 2011 Qtr 2: 0; 2011 Qtr 3: 0; 2011 Qtr 4: 0 | 53.6783
0 | 234303-Lighting-Remove 4 Ft Lamp (De-Lamp) - Tr1 |  | System | Commercial | [6 empty] | 12.3596 | 16.4871 | 0 | 0 | 0 | -4.1275 | 137.2559 |  | 0 | 0.026384 | -2.5676 | Commercial |  | Winter Only | [5 empty] | 15 | 0.77 |  |  |  | 0 | 25.4745 | 0 | 0 | 0 | 0 | 0 | 0 | 0 | 0 | 0 | 0 | 2009 Qtr 1: 0; 2009 Qtr 2: 0; 2009 Qtr 3: 0; 2009 Qtr 4: 25.4745; 2010 Qtr 1: 0; 2010 Qtr 2: 0; 2010 Qtr 3: 0; 2010 Qtr 4: 0; 2011 Qtr 1: 0; 2011 Qtr 2: 0; 2011 Qtr 3: 0; 2011 Qtr 4: 0 | 25.4745
0 | 234294-Lighting-Occupancy Sensor-Wallbox Lghtng Snsr-Tr1 |  | System | Commercial | 23-RTL-Retail–SingleStorylarge-LIT_INT | 0 |  |  |  |  | 42.262 | 40 | 0 | 0 | 0 | 2.262 | 213.759 |  | kWh | 0.17617 | 0 | Commercial | [7 empty] | 8 | 0.84 |  |  |  | 0 | 2 | 0 | 0 | 0 | 0 | 0 | 0 | 0 | 0 | 0 | 0 | 2009 Qtr 1: 0; 2009 Qtr 2: 0; 2009 Qtr 3: 0; 2009 Qtr 4: 2; 2010 Qtr 1: 0; 2010 Qtr 2: 0; 2010 Qtr 3: 0; 2010 Qtr 4: 0; 2011 Qtr 1: 0; 2011 Qtr 2: 0; 2011 Qtr 3: 0; 2011 Qtr 4: 0 | 2
0 | 234360-Lighting-IntrHiByLnrFlscntFxtr244wrplc400w(TrI)Tr1 |  | System | Commercial | [6 empty] | 282.4319 | 153.8404 | 0 | 0 | 0 | 128.5914 | 0 |  | 0 | 0.224 | -7.1132 | Commercial |  | Winter Only | [5 empty] | 15 | 0.78 |  |  |  | 0 | 65.3274 | 0 | 0 | 0 | 0 | 0 | 0 | 0 | 0 | 0 | 0 | 2009 Qtr 1: 0; 2009 Qtr 2: 0; 2009 Qtr 3: 65.3274; 2009 Qtr 4: 0; 2010 Qtr 1: 0; 2010 Qtr 2: 0; 2010 Qtr 3: 0; 2010 Qtr 4: 0; 2011 Qtr 1: 0; 2011 Qtr 2: 0; 2011 Qtr 3: 0; 2011 Qtr 4: 0 | 65.3274
0 | 234285-Lighting-Occpncy Snsr-Hi-Bay integrated Snsr-Tr1 |  | System | Commercial | 01-ALC-AllCommercial-IntLight | 0 |  |  |  |  | 221.2703 | 95.5 | 0 | 0 | 0 | 125.7703 | 2503.6304 |  | kWh | 0.48559 | 0 | Commercial | [7 empty] | 8 | 0.84 |  |  |  | 0 | 67 | 0 | 0 | 0 | 0 | 0 | 0 | 0 | 0 | 0 | 0 | 2009 Qtr 1: 0; 2009 Qtr 2: 0; 2009 Qtr 3: 67; 2009 Qtr 4: 0; 2010 Qtr 1: 0; 2010 Qtr 2: 0; 2010 Qtr 3: 0; 2010 Qtr 4: 0; 2011 Qtr 1: 0; 2011 Qtr 2: 0; 2011 Qtr 3: 0; 2011 Qtr 4: 0 | 67
0 | 234049-Lighting-LED Exit Sign New Sign |  | System | Commercial | 25-SCN-Storage–Conditioned-Exit | 0 |  |  |  |  | 64.8921 | 45 | 0 | 0 | 0 | 19.8921 | 351.311 |  | kWh | 0 | 0 | Commercial | [7 empty] | 16 | 0.85 |  |  |  | 0 | 6 | 0 | 0 | 0 | 0 | 0 | 0 | 0 | 0 | 0 | 0 | 2009 Qtr 1: 0; 2009 Qtr 2: 0; 2009 Qtr 3: 6; 2009 Qtr 4: 0; 2010 Qtr 1: 0; 2010 Qtr 2: 0; 2010 Qtr 3: 0; 2010 Qtr 4: 0; 2011 Qtr 1: 0; 2011 Qtr 2: 0; 2011 Qtr 3: 0; 2011 Qtr 4: 0 | 6
0 | 234330-Premium T8 with T12 40 Watt Baseline - Tr1 |  | System | Commercial | 01-ALC-AllCommercial-IntLight | 0 |  |  |  |  | 27.6532 | 13.1897 | 0 | 0 | 0 | 14.4636 | 83.5202 |  | kWh | 0.017351 | 0 | Commercial | [7 empty] | 15 | 0.78 |  |  |  | 0 | 111.9057 | 0 | 0 | 0 | 0 | 0 | 0 | 0 | 0 | 0 | 0 | 2009 Qtr 1: 0; 2009 Qtr 2: 0; 2009 Qtr 3: 111.9057; 2009 Qtr 4: 0; 2010 Qtr 1: 0; 2010 Qtr 2: 0; 2010 Qtr 3: 0; 2010 Qtr 4: 0; 2011 Qtr 1: 0; 2011 Qtr 2: 0; 2011 Qtr 3: 0; 2011 Qtr 4: 0 | 111.9057
0 | 234360-Lighting-IntrHiByLnrFlscntFxtr244wrplc400w(TrI)Tr1 |  | System | Commercial | [6 empty] | 282.4319 | 153.8404 | 0 | 0 | 0 | 128.5914 | 0 |  | 0 | 0.224 | -7.1132 | Commercial |  | Winter Only | [5 empty] | 15 | 0.78 |  |  |  | 0 | 9.7504 | 0 | 0 | 0 | 0 | 0 | 0 | 0 | 0 | 0 | 0 | 2009 Qtr 1: 0; 2009 Qtr 2: 0; 2009 Qtr 3: 9.7504; 2009 Qtr 4: 0; 2010 Qtr 1: 0; 2010 Qtr 2: 0; 2010 Qtr 3: 0; 2010 Qtr 4: 0; 2011 Qtr 1: 0; 2011 Qtr 2: 0; 2011 Qtr 3: 0; 2011 Qtr 4: 0 | 9.7504
0 | 234369-Lighting-Occpncy Snsr-Wll/Cl Mnt Lght Snsr<500-Tr1 |  | System | Commercial | 01-ALC-AllCommercial-IntLight | 0 |  |  |  |  | 141 | 35.5 | 0 | 0 | 0 | 105.5 | 334 |  | kWh | 0 | 0 | Commercial | [7 empty] | 8 | 0.84 |  |  |  | 0 | 11 | 0 | 0 | 0 | 0 | 0 | 0 | 0 | 0 | 0 | 0 | 2009 Qtr 1: 0; 2009 Qtr 2: 0; 2009 Qtr 3: 11; 2009 Qtr 4: 0; 2010 Qtr 1: 0; 2010 Qtr 2: 0; 2010 Qtr 3: 0; 2010 Qtr 4: 0; 2011 Qtr 1: 0; 2011 Qtr 2: 0; 2011 Qtr 3: 0; 2011 Qtr 4: 0 | 11
0 | 234285-Lighting-Occpncy Snsr-Hi-Bay integrated Snsr-Tr1 |  | System | Commercial | 01-ALC-AllCommercial-IntLight | 0 |  |  |  |  | 221.2703 | 95.5 | 0 | 0 | 0 | 125.7703 | 2503.6304 |  | kWh | 0.48559 | 0 | Commercial | [7 empty] | 8 | 0.84 |  |  |  | 0 | 10 | 0 | 0 | 0 | 0 | 0 | 0 | 0 | 0 | 0 | 0 | 2009 Qtr 1: 0; 2009 Qtr 2: 0; 2009 Qtr 3: 10; 2009 Qtr 4: 0; 2010 Qtr 1: 0; 2010 Qtr 2: 0; 2010 Qtr 3: 0; 2010 Qtr 4: 0; 2011 Qtr 1: 0; 2011 Qtr 2: 0; 2011 Qtr 3: 0; 2011 Qtr 4: 0 | 10
0 | 234049-Lighting-LED Exit Sign New Sign |  | System | Commercial | 25-SCN-Storage–Conditioned-Exit | 0 |  |  |  |  | 64.8921 | 45 | 0 | 0 | 0 | 19.8921 | 351.311 |  | kWh | 0 | 0 | Commercial | [7 empty] | 16 | 0.85 |  |  |  | 0 | 4 | 0 | 0 | 0 | 0 | 0 | 0 | 0 | 0 | 0 | 0 | 2009 Qtr 1: 0; 2009 Qtr 2: 0; 2009 Qtr 3: 4; 2009 Qtr 4: 0; 2010 Qtr 1: 0; 2010 Qtr 2: 0; 2010 Qtr 3: 0; 2010 Qtr 4: 0; 2011 Qtr 1: 0; 2011 Qtr 2: 0; 2011 Qtr 3: 0; 2011 Qtr 4: 0 | 4
0 | 234126-Refrigeration - Efficient Evap Fan Motor Electronically Commutated Motor (ECM) |  | System | Commercial | 09-GRO-Grocery-REFG | 0 |  |  |  |  | 6.7904 | 150 | 0 | 0 | 0 | -143.2096 | 116.369 |  | kWh | 0.015845 | -0.11528 | Commercial |  | Annual | [5 empty] | 15 | 0.7 |  |  |  | 0 | 4 | 0 | 0 | 0 | 0 | 0 | 0 | 0 | 0 | 0 | 0 | 2009 Qtr 1: 0; 2009 Qtr 2: 0; 2009 Qtr 3: 4; 2009 Qtr 4: 0; 2010 Qtr 1: 0; 2010 Qtr 2: 0; 2010 Qtr 3: 0; 2010 Qtr 4: 0; 2011 Qtr 1: 0; 2011 Qtr 2: 0; 2011 Qtr 3: 0; 2011 Qtr 4: 0 | 4
0 | 234330-Premium T8 with T12 40 Watt Baseline - Tr1 |  | System | Commercial | 01-ALC-AllCommercial-IntLight | 0 |  |  |  |  | 27.6532 | 13.1897 | 0 | 0 | 0 | 14.4636 | 83.5202 |  | kWh | 0.017351 | 0 | Commercial | [7 empty] | 15 | 0.78 |  |  |  | 0 | 14.5568 | 0 | 0 | 0 | 0 | 0 | 0 | 0 | 0 | 0 | 0 | 2009 Qtr 1: 0; 2009 Qtr 2: 0; 2009 Qtr 3: 14.5568; 2009 Qtr 4: 0; 2010 Qtr 1: 0; 2010 Qtr 2: 0; 2010 Qtr 3: 0; 2010 Qtr 4: 0; 2011 Qtr 1: 0; 2011 Qtr 2: 0; 2011 Qtr 3: 0; 2011 Qtr 4: 0 | 14.5568
0 | 234303-Lighting-Remove 4 Ft Lamp (De-Lamp) - Tr1 |  | System | Commercial | [6 empty] | 12.3596 | 16.4871 | 0 | 0 | 0 | -4.1275 | 137.2559 |  | 0 | 0.026384 | -2.5676 | Commercial |  | Winter Only | [5 empty] | 15 | 0.77 |  |  |  | 0 | 7.2784 | 0 | 0 | 0 | 0 | 0 | 0 | 0 | 0 | 0 | 0 | 2009 Qtr 1: 0; 2009 Qtr 2: 0; 2009 Qtr 3: 7.2784; 2009 Qtr 4: 0; 2010 Qtr 1: 0; 2010 Qtr 2: 0; 2010 Qtr 3: 0; 2010 Qtr 4: 0; 2011 Qtr 1: 0; 2011 Qtr 2: 0; 2011 Qtr 3: 0; 2011 Qtr 4: 0 | 7.2784
0 | 234084-Refrigeration -Cooler/Freezer Door Gaskets - Solid Doors: Cooler |  | System | Commercial | 09-GRO-Grocery-REFG | 0 |  |  |  |  | 2.2498 | 4 | 0 | 0 | 0 | -1.7502 | 104.55 |  | kWh | 0.01195 | 0 | Commercial | [7 empty] | 4 | 0.76 |  |  |  | 0 | 30 | 0 | 0 | 0 | 0 | 0 | 0 | 0 | 0 | 0 | 0 | 2009 Qtr 1: 0; 2009 Qtr 2: 0; 2009 Qtr 3: 0; 2009 Qtr 4: 30; 2010 Qtr 1: 0; 2010 Qtr 2: 0; 2010 Qtr 3: 0; 2010 Qtr 4: 0; 2011 Qtr 1: 0; 2011 Qtr 2: 0; 2011 Qtr 3: 0; 2011 Qtr 4: 0 | 30
0 | 234330-Premium T8 with T12 40 Watt Baseline - Tr1 |  | System | Commercial | 01-ALC-AllCommercial-IntLight | 0 |  |  |  |  | 27.6532 | 13.1897 | 0 | 0 | 0 | 14.4636 | 83.5202 |  | kWh | 0.017351 | 0 | Commercial | [7 empty] | 15 | 0.78 |  |  |  | 0 | 12.7372 | 0 | 0 | 0 | 0 | 0 | 0 | 0 | 0 | 0 | 0 | 2009 Qtr 1: 0; 2009 Qtr 2: 0; 2009 Qtr 3: 0; 2009 Qtr 4: 12.7372; 2010 Qtr 1: 0; 2010 Qtr 2: 0; 2010 Qtr 3: 0; 2010 Qtr 4: 0; 2011 Qtr 1: 0; 2011 Qtr 2: 0; 2011 Qtr 3: 0; 2011 Qtr 4: 0 | 12.7372
0 | 234303-Lighting-Remove 4 Ft Lamp (De-Lamp) - Tr1 |  | System | Commercial | [6 empty] | 12.3596 | 16.4871 | 0 | 0 | 0 | -4.1275 | 137.2559 |  | 0 | 0.026384 | -2.5676 | Commercial |  | Winter Only | [5 empty] | 15 | 0.77 |  |  |  | 0 | 9.098 | 0 | 0 | 0 | 0 | 0 | 0 | 0 | 0 | 0 | 0 | 2009 Qtr 1: 0; 2009 Qtr 2: 0; 2009 Qtr 3: 0; 2009 Qtr 4: 9.098; 2010 Qtr 1: 0; 2010 Qtr 2: 0; 2010 Qtr 3: 0; 2010 Qtr 4: 0; 2011 Qtr 1: 0; 2011 Qtr 2: 0; 2011 Qtr 3: 0; 2011 Qtr 4: 0 | 9.098
0 | 234330-Premium T8 with T12 40 Watt Baseline - Tr1 |  | System | Commercial | 01-ALC-AllCommercial-IntLight | 0 |  |  |  |  | 27.6532 | 13.1897 | 0 | 0 | 0 | 14.4636 | 83.5202 |  | kWh | 0.017351 | 0 | Commercial | [7 empty] | 15 | 0.78 |  |  |  | 0 | 30.9333 | 0 | 0 | 0 | 0 | 0 | 0 | 0 | 0 | 0 | 0 | 2009 Qtr 1: 0; 2009 Qtr 2: 0; 2009 Qtr 3: 30.9333; 2009 Qtr 4: 0; 2010 Qtr 1: 0; 2010 Qtr 2: 0; 2010 Qtr 3: 0; 2010 Qtr 4: 0; 2011 Qtr 1: 0; 2011 Qtr 2: 0; 2011 Qtr 3: 0; 2011 Qtr 4: 0 | 30.9333
0 | 234303-Lighting-Remove 4 Ft Lamp (De-Lamp) - Tr1 |  | System | Commercial | [6 empty] | 12.3596 | 16.4871 | 0 | 0 | 0 | -4.1275 | 137.2559 |  | 0 | 0.026384 | -2.5676 | Commercial |  | Winter Only | [5 empty] | 15 | 0.77 |  |  |  | 0 | 15.4666 | 0 | 0 | 0 | 0 | 0 | 0 | 0 | 0 | 0 | 0 | 2009 Qtr 1: 0; 2009 Qtr 2: 0; 2009 Qtr 3: 15.4666; 2009 Qtr 4: 0; 2010 Qtr 1: 0; 2010 Qtr 2: 0; 2010 Qtr 3: 0; 2010 Qtr 4: 0; 2011 Qtr 1: 0; 2011 Qtr 2: 0; 2011 Qtr 3: 0; 2011 Qtr 4: 0 | 15.4666
0 | 234330-Premium T8 with T12 40 Watt Baseline - Tr1 |  | System | Commercial | 01-ALC-AllCommercial-IntLight | 0 |  |  |  |  | 27.6532 | 13.1897 | 0 | 0 | 0 | 14.4636 | 83.5202 |  | kWh | 0.017351 | 0 | Commercial | [7 empty] | 15 | 0.78 |  |  |  | 0 | 21.8353 | 0 | 0 | 0 | 0 | 0 | 0 | 0 | 0 | 0 | 0 | 2009 Qtr 1: 0; 2009 Qtr 2: 0; 2009 Qtr 3: 0; 2009 Qtr 4: 21.8353; 2010 Qtr 1: 0; 2010 Qtr 2: 0; 2010 Qtr 3: 0; 2010 Qtr 4: 0; 2011 Qtr 1: 0; 2011 Qtr 2: 0; 2011 Qtr 3: 0; 2011 Qtr 4: 0 | 21.8353
0 | 234303-Lighting-Remove 4 Ft Lamp (De-Lamp) - Tr1 |  | System | Commercial | [6 empty] | 12.3596 | 16.4871 | 0 | 0 | 0 | -4.1275 | 137.2559 |  | 0 | 0.026384 | -2.5676 | Commercial |  | Winter Only | [5 empty] | 15 | 0.77 |  |  |  | 0 | 10.9176 | 0 | 0 | 0 | 0 | 0 | 0 | 0 | 0 | 0 | 0 | 2009 Qtr 1: 0; 2009 Qtr 2: 0; 2009 Qtr 3: 0; 2009 Qtr 4: 10.9176; 2010 Qtr 1: 0; 2010 Qtr 2: 0; 2010 Qtr 3: 0; 2010 Qtr 4: 0; 2011 Qtr 1: 0; 2011 Qtr 2: 0; 2011 Qtr 3: 0; 2011 Qtr 4: 0 | 10.9176
0 | 234330-Premium T8 with T12 40 Watt Baseline - Tr1 |  | System | Commercial | 01-ALC-AllCommercial-IntLight | 0 |  |  |  |  | 27.6532 | 13.1897 | 0 | 0 | 0 | 14.4636 | 83.5202 |  | kWh | 0.017351 | 0 | Commercial | [7 empty] | 15 | 0.78 |  |  |  | 0 | 45.4901 | 0 | 0 | 0 | 0 | 0 | 0 | 0 | 0 | 0 | 0 | 2009 Qtr 1: 0; 2009 Qtr 2: 0; 2009 Qtr 3: 0; 2009 Qtr 4: 45.4901; 2010 Qtr 1: 0; 2010 Qtr 2: 0; 2010 Qtr 3: 0; 2010 Qtr 4: 0; 2011 Qtr 1: 0; 2011 Qtr 2: 0; 2011 Qtr 3: 0; 2011 Qtr 4: 0 | 45.4901
0 | 234303-Lighting-Remove 4 Ft Lamp (De-Lamp) - Tr1 |  | System | Commercial | [6 empty] | 12.3596 | 16.4871 | 0 | 0 | 0 | -4.1275 | 137.2559 |  | 0 | 0.026384 | -2.5676 | Commercial |  | Winter Only | [5 empty] | 15 | 0.77 |  |  |  | 0 | 1.8196 | 0 | 0 | 0 | 0 | 0 | 0 | 0 | 0 | 0 | 0 | 2009 Qtr 1: 0; 2009 Qtr 2: 0; 2009 Qtr 3: 0; 2009 Qtr 4: 1.8196; 2010 Qtr 1: 0; 2010 Qtr 2: 0; 2010 Qtr 3: 0; 2010 Qtr 4: 0; 2011 Qtr 1: 0; 2011 Qtr 2: 0; 2011 Qtr 3: 0; 2011 Qtr 4: 0 | 1.8196
0 | 234312-Lighting-Screw in 14-26 Watt Lamp - Tr1 |  | System | Commercial | [6 empty] | 9.3196 | 10.3931 | 0 | 0 | 0 | -1.0734 | 194.1729 |  | 0 | 0.038993 | -2.6224 | Commercial |  | Annual | [5 empty] | 2.47 | 0.81 |  |  |  | 0 | 6.7353 | 0 | 0 | 0 | 0 | 0 | 0 | 0 | 0 | 0 | 0 | 2009 Qtr 1: 0; 2009 Qtr 2: 0; 2009 Qtr 3: 0; 2009 Qtr 4: 6.7353; 2010 Qtr 1: 0; 2010 Qtr 2: 0; 2010 Qtr 3: 0; 2010 Qtr 4: 0; 2011 Qtr 1: 0; 2011 Qtr 2: 0; 2011 Qtr 3: 0; 2011 Qtr 4: 0 | 6.7353
0 | 234330-Premium T8 with T12 40 Watt Baseline - Tr1 |  | System | Commercial | 01-ALC-AllCommercial-IntLight | 0 |  |  |  |  | 27.6532 | 13.1897 | 0 | 0 | 0 | 14.4636 | 83.5202 |  | kWh | 0.017351 | 0 | Commercial | [7 empty] | 15 | 0.78 |  |  |  | 0 | 47.3097 | 0 | 0 | 0 | 0 | 0 | 0 | 0 | 0 | 0 | 0 | 2009 Qtr 1: 0; 2009 Qtr 2: 0; 2009 Qtr 3: 0; 2009 Qtr 4: 47.3097; 2010 Qtr 1: 0; 2010 Qtr 2: 0; 2010 Qtr 3: 0; 2010 Qtr 4: 0; 2011 Qtr 1: 0; 2011 Qtr 2: 0; 2011 Qtr 3: 0; 2011 Qtr 4: 0 | 47.3097
0 | 234303-Lighting-Remove 4 Ft Lamp (De-Lamp) - Tr1 |  | System | Commercial | [6 empty] | 12.3596 | 16.4871 | 0 | 0 | 0 | -4.1275 | 137.2559 |  | 0 | 0.026384 | -2.5676 | Commercial |  | Winter Only | [5 empty] | 15 | 0.77 |  |  |  | 0 | 27.2941 | 0 | 0 | 0 | 0 | 0 | 0 | 0 | 0 | 0 | 0 | 2009 Qtr 1: 0; 2009 Qtr 2: 0; 2009 Qtr 3: 0; 2009 Qtr 4: 27.2941; 2010 Qtr 1: 0; 2010 Qtr 2: 0; 2010 Qtr 3: 0; 2010 Qtr 4: 0; 2011 Qtr 1: 0; 2011 Qtr 2: 0; 2011 Qtr 3: 0; 2011 Qtr 4: 0 | 27.2941
0 | 234312-Lighting-Screw in 14-26 Watt Lamp - Tr1 |  | System | Commercial | [6 empty] | 9.3196 | 10.3931 | 0 | 0 | 0 | -1.0734 | 194.1729 |  | 0 | 0.038993 | -2.6224 | Commercial |  | Annual | [5 empty] | 2.47 | 0.81 |  |  |  | 0 | 17.5117 | 0 | 0 | 0 | 0 | 0 | 0 | 0 | 0 | 0 | 0 | 2009 Qtr 1: 0; 2009 Qtr 2: 0; 2009 Qtr 3: 0; 2009 Qtr 4: 17.5117; 2010 Qtr 1: 0; 2010 Qtr 2: 0; 2010 Qtr 3: 0; 2010 Qtr 4: 0; 2011 Qtr 1: 0; 2011 Qtr 2: 0; 2011 Qtr 3: 0; 2011 Qtr 4: 0 | 17.5117
0 | 234330-Premium T8 with T12 40 Watt Baseline - Tr1 |  | System | Commercial | 01-ALC-AllCommercial-IntLight | 0 |  |  |  |  | 27.6532 | 13.1897 | 0 | 0 | 0 | 14.4636 | 83.5202 |  | kWh | 0.017351 | 0 | Commercial | [7 empty] | 15 | 0.78 |  |  |  | 0 | 78.243 | 0 | 0 | 0 | 0 | 0 | 0 | 0 | 0 | 0 | 0 | 2009 Qtr 1: 0; 2009 Qtr 2: 0; 2009 Qtr 3: 0; 2009 Qtr 4: 78.243; 2010 Qtr 1: 0; 2010 Qtr 2: 0; 2010 Qtr 3: 0; 2010 Qtr 4: 0; 2011 Qtr 1: 0; 2011 Qtr 2: 0; 2011 Qtr 3: 0; 2011 Qtr 4: 0 | 78.243
0 | 234303-Lighting-Remove 4 Ft Lamp (De-Lamp) - Tr1 |  | System | Commercial | [6 empty] | 12.3596 | 16.4871 | 0 | 0 | 0 | -4.1275 | 137.2559 |  | 0 | 0.026384 | -2.5676 | Commercial |  | Winter Only | [5 empty] | 15 | 0.77 |  |  |  | 0 | 7.2784 | 0 | 0 | 0 | 0 | 0 | 0 | 0 | 0 | 0 | 0 | 2009 Qtr 1: 0; 2009 Qtr 2: 0; 2009 Qtr 3: 0; 2009 Qtr 4: 7.2784; 2010 Qtr 1: 0; 2010 Qtr 2: 0; 2010 Qtr 3: 0; 2010 Qtr 4: 0; 2011 Qtr 1: 0; 2011 Qtr 2: 0; 2011 Qtr 3: 0; 2011 Qtr 4: 0 | 7.2784
0 | 234330-Premium T8 with T12 40 Watt Baseline - Tr1 |  | System | Commercial | 01-ALC-AllCommercial-IntLight | 0 |  |  |  |  | 27.6532 | 13.1897 | 0 | 0 | 0 | 14.4636 | 83.5202 |  | kWh | 0.017351 | 0 | Commercial | [7 empty] | 15 | 0.78 |  |  |  | 0 | 32.7529 | 0 | 0 | 0 | 0 | 0 | 0 | 0 | 0 | 0 | 0 | 2009 Qtr 1: 0; 2009 Qtr 2: 0; 2009 Qtr 3: 0; 2009 Qtr 4: 32.7529; 2010 Qtr 1: 0; 2010 Qtr 2: 0; 2010 Qtr 3: 0; 2010 Qtr 4: 0; 2011 Qtr 1: 0; 2011 Qtr 2: 0; 2011 Qtr 3: 0; 2011 Qtr 4: 0 | 32.7529
0 | 234303-Lighting-Remove 4 Ft Lamp (De-Lamp) - Tr1 |  | System | Commercial | [6 empty] | 12.3596 | 16.4871 | 0 | 0 | 0 | -4.1275 | 137.2559 |  | 0 | 0.026384 | -2.5676 | Commercial |  | Winter Only | [5 empty] | 15 | 0.77 |  |  |  | 0 | 32.7529 | 0 | 0 | 0 | 0 | 0 | 0 | 0 | 0 | 0 | 0 | 2009 Qtr 1: 0; 2009 Qtr 2: 0; 2009 Qtr 3: 0; 2009 Qtr 4: 32.7529; 2010 Qtr 1: 0; 2010 Qtr 2: 0; 2010 Qtr 3: 0; 2010 Qtr 4: 0; 2011 Qtr 1: 0; 2011 Qtr 2: 0; 2011 Qtr 3: 0; 2011 Qtr 4: 0 | 32.7529
0 | 234360-Lighting-IntrHiByLnrFlscntFxtr244wrplc400w(TrI)Tr1 |  | System | Commercial | [6 empty] | 282.4319 | 153.8404 | 0 | 0 | 0 | 128.5914 | 0 |  | 0 | 0.224 | -7.1132 | Commercial |  | Winter Only | [5 empty] | 15 | 0.78 |  |  |  | 0 | 9.7504 | 0 | 0 | 0 | 0 | 0 | 0 | 0 | 0 | 0 | 0 | 2009 Qtr 1: 0; 2009 Qtr 2: 0; 2009 Qtr 3: 0; 2009 Qtr 4: 9.7504; 2010 Qtr 1: 0; 2010 Qtr 2: 0; 2010 Qtr 3: 0; 2010 Qtr 4: 0; 2011 Qtr 1: 0; 2011 Qtr 2: 0; 2011 Qtr 3: 0; 2011 Qtr 4: 0 | 9.7504
0 | 234285-Lighting-Occpncy Snsr-Hi-Bay integrated Snsr-Tr1 |  | System | Commercial | 01-ALC-AllCommercial-IntLight | 0 |  |  |  |  | 221.2703 | 95.5 | 0 | 0 | 0 | 125.7703 | 2503.6304 |  | kWh | 0.48559 | 0 | Commercial | [7 empty] | 8 | 0.84 |  |  |  | 0 | 10 | 0 | 0 | 0 | 0 | 0 | 0 | 0 | 0 | 0 | 0 | 2009 Qtr 1: 0; 2009 Qtr 2: 0; 2009 Qtr 3: 0; 2009 Qtr 4: 10; 2010 Qtr 1: 0; 2010 Qtr 2: 0; 2010 Qtr 3: 0; 2010 Qtr 4: 0; 2011 Qtr 1: 0; 2011 Qtr 2: 0; 2011 Qtr 3: 0; 2011 Qtr 4: 0 | 10
0 | 234330-Premium T8 with T12 40 Watt Baseline - Tr1 |  | System | Commercial | 01-ALC-AllCommercial-IntLight | 0 |  |  |  |  | 27.6532 | 13.1897 | 0 | 0 | 0 | 14.4636 | 83.5202 |  | kWh | 0.017351 | 0 | Commercial | [7 empty] | 15 | 0.78 |  |  |  | 0 | 7.2784 | 0 | 0 | 0 | 0 | 0 | 0 | 0 | 0 | 0 | 0 | 2009 Qtr 1: 0; 2009 Qtr 2: 0; 2009 Qtr 3: 7.2784; 2009 Qtr 4: 0; 2010 Qtr 1: 0; 2010 Qtr 2: 0; 2010 Qtr 3: 0; 2010 Qtr 4: 0; 2011 Qtr 1: 0; 2011 Qtr 2: 0; 2011 Qtr 3: 0; 2011 Qtr 4: 0 | 7.2784
0 | 234360-Lighting-IntrHiByLnrFlscntFxtr244wrplc400w(TrI)Tr1 |  | System | Commercial | [6 empty] | 282.4319 | 153.8404 | 0 | 0 | 0 | 128.5914 | 0 |  | 0 | 0.224 | -7.1132 | Commercial |  | Winter Only | [5 empty] | 15 | 0.78 |  |  |  | 0 | 9.7504 | 0 | 0 | 0 | 0 | 0 | 0 | 0 | 0 | 0 | 0 | 2009 Qtr 1: 0; 2009 Qtr 2: 0; 2009 Qtr 3: 9.7504; 2009 Qtr 4: 0; 2010 Qtr 1: 0; 2010 Qtr 2: 0; 2010 Qtr 3: 0; 2010 Qtr 4: 0; 2011 Qtr 1: 0; 2011 Qtr 2: 0; 2011 Qtr 3: 0; 2011 Qtr 4: 0 | 9.7504
0 | 234285-Lighting-Occpncy Snsr-Hi-Bay integrated Snsr-Tr1 |  | System | Commercial | 01-ALC-AllCommercial-IntLight | 0 |  |  |  |  | 221.2703 | 95.5 | 0 | 0 | 0 | 125.7703 | 2503.6304 |  | kWh | 0.48559 | 0 | Commercial | [7 empty] | 8 | 0.84 |  |  |  | 0 | 10 | 0 | 0 | 0 | 0 | 0 | 0 | 0 | 0 | 0 | 0 | 2009 Qtr 1: 0; 2009 Qtr 2: 0; 2009 Qtr 3: 10; 2009 Qtr 4: 0; 2010 Qtr 1: 0; 2010 Qtr 2: 0; 2010 Qtr 3: 0; 2010 Qtr 4: 0; 2011 Qtr 1: 0; 2011 Qtr 2: 0; 2011 Qtr 3: 0; 2011 Qtr 4: 0 | 10
0 | 234330-Premium T8 with T12 40 Watt Baseline - Tr1 |  | System | Commercial | 01-ALC-AllCommercial-IntLight | 0 |  |  |  |  | 27.6532 | 13.1897 | 0 | 0 | 0 | 14.4636 | 83.5202 |  | kWh | 0.017351 | 0 | Commercial | [7 empty] | 15 | 0.78 |  |  |  | 0 | 29.1137 | 0 | 0 | 0 | 0 | 0 | 0 | 0 | 0 | 0 | 0 | 2009 Qtr 1: 0; 2009 Qtr 2: 0; 2009 Qtr 3: 29.1137; 2009 Qtr 4: 0; 2010 Qtr 1: 0; 2010 Qtr 2: 0; 2010 Qtr 3: 0; 2010 Qtr 4: 0; 2011 Qtr 1: 0; 2011 Qtr 2: 0; 2011 Qtr 3: 0; 2011 Qtr 4: 0 | 29.1137
0 | 234330-Premium T8 with T12 40 Watt Baseline - Tr1 |  | System | Commercial | 01-ALC-AllCommercial-IntLight | 0 |  |  |  |  | 27.6532 | 13.1897 | 0 | 0 | 0 | 14.4636 | 83.5202 |  | kWh | 0.017351 | 0 | Commercial | [7 empty] | 15 | 0.78 |  |  |  | 0 | 123.7331 | 0 | 0 | 0 | 0 | 0 | 0 | 0 | 0 | 0 | 0 | 2009 Qtr 1: 0; 2009 Qtr 2: 0; 2009 Qtr 3: 123.7331; 2009 Qtr 4: 0; 2010 Qtr 1: 0; 2010 Qtr 2: 0; 2010 Qtr 3: 0; 2010 Qtr 4: 0; 2011 Qtr 1: 0; 2011 Qtr 2: 0; 2011 Qtr 3: 0; 2011 Qtr 4: 0 | 123.7331
0 | 234330-Premium T8 with T12 40 Watt Baseline - Tr1 |  | System | Commercial | 01-ALC-AllCommercial-IntLight | 0 |  |  |  |  | 27.6532 | 13.1897 | 0 | 0 | 0 | 14.4636 | 83.5202 |  | kWh | 0.017351 | 0 | Commercial | [7 empty] | 15 | 0.78 |  |  |  | 0 | 50.9489 | 0 | 0 | 0 | 0 | 0 | 0 | 0 | 0 | 0 | 0 | 2009 Qtr 1: 0; 2009 Qtr 2: 0; 2009 Qtr 3: 50.9489; 2009 Qtr 4: 0; 2010 Qtr 1: 0; 2010 Qtr 2: 0; 2010 Qtr 3: 0; 2010 Qtr 4: 0; 2011 Qtr 1: 0; 2011 Qtr 2: 0; 2011 Qtr 3: 0; 2011 Qtr 4: 0 | 50.9489
0 | 234330-Premium T8 with T12 40 Watt Baseline - Tr1 |  | System | Commercial | 01-ALC-AllCommercial-IntLight | 0 |  |  |  |  | 27.6532 | 13.1897 | 0 | 0 | 0 | 14.4636 | 83.5202 |  | kWh | 0.017351 | 0 | Commercial | [7 empty] | 15 | 0.78 |  |  |  | 0 | 29.1137 | 0 | 0 | 0 | 0 | 0 | 0 | 0 | 0 | 0 | 0 | 2009 Qtr 1: 0; 2009 Qtr 2: 0; 2009 Qtr 3: 29.1137; 2009 Qtr 4: 0; 2010 Qtr 1: 0; 2010 Qtr 2: 0; 2010 Qtr 3: 0; 2010 Qtr 4: 0; 2011 Qtr 1: 0; 2011 Qtr 2: 0; 2011 Qtr 3: 0; 2011 Qtr 4: 0 | 29.1137
0 | 234330-Premium T8 with T12 40 Watt Baseline - Tr1 |  | System | Commercial | 01-ALC-AllCommercial-IntLight | 0 |  |  |  |  | 27.6532 | 13.1897 | 0 | 0 | 0 | 14.4636 | 83.5202 |  | kWh | 0.017351 | 0 | Commercial | [7 empty] | 15 | 0.78 |  |  |  | 0 | 32.7529 | 0 | 0 | 0 | 0 | 0 | 0 | 0 | 0 | 0 | 0 | 2009 Qtr 1: 0; 2009 Qtr 2: 0; 2009 Qtr 3: 32.7529; 2009 Qtr 4: 0; 2010 Qtr 1: 0; 2010 Qtr 2: 0; 2010 Qtr 3: 0; 2010 Qtr 4: 0; 2011 Qtr 1: 0; 2011 Qtr 2: 0; 2011 Qtr 3: 0; 2011 Qtr 4: 0 | 32.7529
0 | 234331-Premium T8 with T12 40 Watt Baseline - Tr2 |  | System | Commercial | 01-ALC-AllCommercial-IntLight | 0 |  |  |  |  | 27.653 | 9.8923 | 0 | 0 | 0 | 17.7607 | 58.062 |  | kWh | 0.017133 | 0 | Commercial | [7 empty] | 15 | 0.78 |  |  |  | 0 | 72.7842 | 0 | 0 | 0 | 0 | 0 | 0 | 0 | 0 | 0 | 0 | 2009 Qtr 1: 0; 2009 Qtr 2: 0; 2009 Qtr 3: 72.7842; 2009 Qtr 4: 0; 2010 Qtr 1: 0; 2010 Qtr 2: 0; 2010 Qtr 3: 0; 2010 Qtr 4: 0; 2011 Qtr 1: 0; 2011 Qtr 2: 0; 2011 Qtr 3: 0; 2011 Qtr 4: 0 | 72.7842
0 | 234330-Premium T8 with T12 40 Watt Baseline - Tr1 |  | System | Commercial | 01-ALC-AllCommercial-IntLight | 0 |  |  |  |  | 27.6532 | 13.1897 | 0 | 0 | 0 | 14.4636 | 83.5202 |  | kWh | 0.017351 | 0 | Commercial | [7 empty] | 15 | 0.78 |  |  |  | 0 | 38.2117 | 0 | 0 | 0 | 0 | 0 | 0 | 0 | 0 | 0 | 0 | 2009 Qtr 1: 0; 2009 Qtr 2: 0; 2009 Qtr 3: 38.2117; 2009 Qtr 4: 0; 2010 Qtr 1: 0; 2010 Qtr 2: 0; 2010 Qtr 3: 0; 2010 Qtr 4: 0; 2011 Qtr 1: 0; 2011 Qtr 2: 0; 2011 Qtr 3: 0; 2011 Qtr 4: 0 | 38.2117
0 | 234303-Lighting-Remove 4 Ft Lamp (De-Lamp) - Tr1 |  | System | Commercial | [6 empty] | 12.3596 | 16.4871 | 0 | 0 | 0 | -4.1275 | 137.2559 |  | 0 | 0.026384 | -2.5676 | Commercial |  | Winter Only | [5 empty] | 15 | 0.77 |  |  |  | 0 | 38.2117 | 0 | 0 | 0 | 0 | 0 | 0 | 0 | 0 | 0 | 0 | 2009 Qtr 1: 0; 2009 Qtr 2: 0; 2009 Qtr 3: 38.2117; 2009 Qtr 4: 0; 2010 Qtr 1: 0; 2010 Qtr 2: 0; 2010 Qtr 3: 0; 2010 Qtr 4: 0; 2011 Qtr 1: 0; 2011 Qtr 2: 0; 2011 Qtr 3: 0; 2011 Qtr 4: 0 | 38.2117
0 | 234330-Premium T8 with T12 40 Watt Baseline - Tr1 |  | System | Commercial | 01-ALC-AllCommercial-IntLight | 0 |  |  |  |  | 27.6532 | 13.1897 | 0 | 0 | 0 | 14.4636 | 83.5202 |  | kWh | 0.017351 | 0 | Commercial | [7 empty] | 15 | 0.78 |  |  |  | 0 | 40.0313 | 0 | 0 | 0 | 0 | 0 | 0 | 0 | 0 | 0 | 0 | 2009 Qtr 1: 0; 2009 Qtr 2: 0; 2009 Qtr 3: 40.0313; 2009 Qtr 4: 0; 2010 Qtr 1: 0; 2010 Qtr 2: 0; 2010 Qtr 3: 0; 2010 Qtr 4: 0; 2011 Qtr 1: 0; 2011 Qtr 2: 0; 2011 Qtr 3: 0; 2011 Qtr 4: 0 | 40.0313
0 | 234312-Lighting-Screw in 14-26 Watt Lamp - Tr1 |  | System | Commercial | [6 empty] | 9.3196 | 10.3931 | 0 | 0 | 0 | -1.0734 | 194.1729 |  | 0 | 0.038993 | -2.6224 | Commercial |  | Annual | [5 empty] | 2.47 | 0.81 |  |  |  | 0 | 2.6941 | 0 | 0 | 0 | 0 | 0 | 0 | 0 | 0 | 0 | 0 | 2009 Qtr 1: 0; 2009 Qtr 2: 0; 2009 Qtr 3: 0; 2009 Qtr 4: 2.6941; 2010 Qtr 1: 0; 2010 Qtr 2: 0; 2010 Qtr 3: 0; 2010 Qtr 4: 0; 2011 Qtr 1: 0; 2011 Qtr 2: 0; 2011 Qtr 3: 0; 2011 Qtr 4: 0 | 2.6941
0 | 234330-Premium T8 with T12 40 Watt Baseline - Tr1 |  | System | Commercial | 01-ALC-AllCommercial-IntLight | 0 |  |  |  |  | 27.6532 | 13.1897 | 0 | 0 | 0 | 14.4636 | 83.5202 |  | kWh | 0.017351 | 0 | Commercial | [7 empty] | 15 | 0.78 |  |  |  | 0 | 14.5568 | 0 | 0 | 0 | 0 | 0 | 0 | 0 | 0 | 0 | 0 | 2009 Qtr 1: 0; 2009 Qtr 2: 0; 2009 Qtr 3: 0; 2009 Qtr 4: 14.5568; 2010 Qtr 1: 0; 2010 Qtr 2: 0; 2010 Qtr 3: 0; 2010 Qtr 4: 0; 2011 Qtr 1: 0; 2011 Qtr 2: 0; 2011 Qtr 3: 0; 2011 Qtr 4: 0 | 14.5568
0 | 234303-Lighting-Remove 4 Ft Lamp (De-Lamp) - Tr1 |  | System | Commercial | [6 empty] | 12.3596 | 16.4871 | 0 | 0 | 0 | -4.1275 | 137.2559 |  | 0 | 0.026384 | -2.5676 | Commercial |  | Winter Only | [5 empty] | 15 | 0.77 |  |  |  | 0 | 14.5568 | 0 | 0 | 0 | 0 | 0 | 0 | 0 | 0 | 0 | 0 | 2009 Qtr 1: 0; 2009 Qtr 2: 0; 2009 Qtr 3: 0; 2009 Qtr 4: 14.5568; 2010 Qtr 1: 0; 2010 Qtr 2: 0; 2010 Qtr 3: 0; 2010 Qtr 4: 0; 2011 Qtr 1: 0; 2011 Qtr 2: 0; 2011 Qtr 3: 0; 2011 Qtr 4: 0 | 14.5568
0 | 234330-Premium T8 with T12 40 Watt Baseline - Tr1 |  | System | Commercial | 01-ALC-AllCommercial-IntLight | 0 |  |  |  |  | 27.6532 | 13.1897 | 0 | 0 | 0 | 14.4636 | 83.5202 |  | kWh | 0.017351 | 0 | Commercial | [7 empty] | 15 | 0.78 |  |  |  | 0 | 1.8196 | 0 | 0 | 0 | 0 | 0 | 0 | 0 | 0 | 0 | 0 | 2009 Qtr 1: 0; 2009 Qtr 2: 0; 2009 Qtr 3: 0; 2009 Qtr 4: 1.8196; 2010 Qtr 1: 0; 2010 Qtr 2: 0; 2010 Qtr 3: 0; 2010 Qtr 4: 0; 2011 Qtr 1: 0; 2011 Qtr 2: 0; 2011 Qtr 3: 0; 2011 Qtr 4: 0 | 1.8196
0 | 234303-Lighting-Remove 4 Ft Lamp (De-Lamp) - Tr1 |  | System | Commercial | [6 empty] | 12.3596 | 16.4871 | 0 | 0 | 0 | -4.1275 | 137.2559 |  | 0 | 0.026384 | -2.5676 | Commercial |  | Winter Only | [5 empty] | 15 | 0.77 |  |  |  | 0 | 1.8196 | 0 | 0 | 0 | 0 | 0 | 0 | 0 | 0 | 0 | 0 | 2009 Qtr 1: 0; 2009 Qtr 2: 0; 2009 Qtr 3: 0; 2009 Qtr 4: 1.8196; 2010 Qtr 1: 0; 2010 Qtr 2: 0; 2010 Qtr 3: 0; 2010 Qtr 4: 0; 2011 Qtr 1: 0; 2011 Qtr 2: 0; 2011 Qtr 3: 0; 2011 Qtr 4: 0 | 1.8196
0 | 234360-Lighting-IntrHiByLnrFlscntFxtr244wrplc400w(TrI)Tr1 |  | System | Commercial | [6 empty] | 282.4319 | 153.8404 | 0 | 0 | 0 | 128.5914 | 0 |  | 0 | 0.224 | -7.1132 | Commercial |  | Winter Only | [5 empty] | 15 | 0.78 |  |  |  | 0 | 6.8253 | 0 | 0 | 0 | 0 | 0 | 0 | 0 | 0 | 0 | 0 | 2009 Qtr 1: 0; 2009 Qtr 2: 0; 2009 Qtr 3: 0; 2009 Qtr 4: 6.8253; 2010 Qtr 1: 0; 2010 Qtr 2: 0; 2010 Qtr 3: 0; 2010 Qtr 4: 0; 2011 Qtr 1: 0; 2011 Qtr 2: 0; 2011 Qtr 3: 0; 2011 Qtr 4: 0 | 6.8253
0 | 234285-Lighting-Occpncy Snsr-Hi-Bay integrated Snsr-Tr1 |  | System | Commercial | 01-ALC-AllCommercial-IntLight | 0 |  |  |  |  | 221.2703 | 95.5 | 0 | 0 | 0 | 125.7703 | 2503.6304 |  | kWh | 0.48559 | 0 | Commercial | [7 empty] | 8 | 0.84 |  |  |  | 0 | 7 | 0 | 0 | 0 | 0 | 0 | 0 | 0 | 0 | 0 | 0 | 2009 Qtr 1: 0; 2009 Qtr 2: 0; 2009 Qtr 3: 0; 2009 Qtr 4: 7; 2010 Qtr 1: 0; 2010 Qtr 2: 0; 2010 Qtr 3: 0; 2010 Qtr 4: 0; 2011 Qtr 1: 0; 2011 Qtr 2: 0; 2011 Qtr 3: 0; 2011 Qtr 4: 0 | 7
0 | 234360-Lighting-IntrHiByLnrFlscntFxtr244wrplc400w(TrI)Tr1 |  | System | Commercial | [6 empty] | 282.4319 | 153.8404 | 0 | 0 | 0 | 128.5914 | 0 |  | 0 | 0.224 | -7.1132 | Commercial |  | Winter Only | [5 empty] | 15 | 0.78 |  |  |  | 0 | 5.8502 | 0 | 0 | 0 | 0 | 0 | 0 | 0 | 0 | 0 | 0 | 2009 Qtr 1: 0; 2009 Qtr 2: 0; 2009 Qtr 3: 0; 2009 Qtr 4: 5.8502; 2010 Qtr 1: 0; 2010 Qtr 2: 0; 2010 Qtr 3: 0; 2010 Qtr 4: 0; 2011 Qtr 1: 0; 2011 Qtr 2: 0; 2011 Qtr 3: 0; 2011 Qtr 4: 0 | 5.8502
0 | 234285-Lighting-Occpncy Snsr-Hi-Bay integrated Snsr-Tr1 |  | System | Commercial | 01-ALC-AllCommercial-IntLight | 0 |  |  |  |  | 221.2703 | 95.5 | 0 | 0 | 0 | 125.7703 | 2503.6304 |  | kWh | 0.48559 | 0 | Commercial | [7 empty] | 8 | 0.84 |  |  |  | 0 | 6 | 0 | 0 | 0 | 0 | 0 | 0 | 0 | 0 | 0 | 0 | 2009 Qtr 1: 0; 2009 Qtr 2: 0; 2009 Qtr 3: 0; 2009 Qtr 4: 6; 2010 Qtr 1: 0; 2010 Qtr 2: 0; 2010 Qtr 3: 0; 2010 Qtr 4: 0; 2011 Qtr 1: 0; 2011 Qtr 2: 0; 2011 Qtr 3: 0; 2011 Qtr 4: 0 | 6
0 | 234084-Refrigeration -Cooler/Freezer Door Gaskets - Solid Doors: Cooler |  | System | Commercial | 09-GRO-Grocery-REFG | 0 |  |  |  |  | 2.2498 | 4.0446 | 0 | 0 | 0 | -1.7948 | 104.55 |  | kWh | 0.01195 | 0 | Commercial | [7 empty] | 4 | 0.76 |  |  |  | 0 | 26 | 0 | 0 | 0 | 0 | 0 | 0 | 0 | 0 | 0 | 0 | 2009 Qtr 1: 0; 2009 Qtr 2: 0; 2009 Qtr 3: 0; 2009 Qtr 4: 26; 2010 Qtr 1: 0; 2010 Qtr 2: 0; 2010 Qtr 3: 0; 2010 Qtr 4: 0; 2011 Qtr 1: 0; 2011 Qtr 2: 0; 2011 Qtr 3: 0; 2011 Qtr 4: 0 | 26
0 | 234084-Refrigeration -Cooler/Freezer Door Gaskets - Solid Doors: Cooler |  | System | Commercial | 09-GRO-Grocery-REFG | 0 |  |  |  |  | 2.2498 | 4.0448 | 0 | 0 | 0 | -1.7951 | 104.55 |  | kWh | 0.01195 | 0 | Commercial | [7 empty] | 4 | 0.76 |  |  |  | 0 | 66 | 0 | 0 | 0 | 0 | 0 | 0 | 0 | 0 | 0 | 0 | 2009 Qtr 1: 0; 2009 Qtr 2: 0; 2009 Qtr 3: 0; 2009 Qtr 4: 66; 2010 Qtr 1: 0; 2010 Qtr 2: 0; 2010 Qtr 3: 0; 2010 Qtr 4: 0; 2011 Qtr 1: 0; 2011 Qtr 2: 0; 2011 Qtr 3: 0; 2011 Qtr 4: 0 | 66
0 | 234085-Refrigeration -Strip Curtains for Walk-ins |  | System | Commercial | 20-RFF-Restaurant–FastFood-Refrig | 0 |  |  |  |  | 10.214 | 3.0695 | 0 | 0 | 0 | 7.1445 | 465 |  | kWh | 0.053 | 0 | Commercial | [7 empty] | 4 | 0.46 |  |  |  | 0 | 19 | 0 | 0 | 0 | 0 | 0 | 0 | 0 | 0 | 0 | 0 | 2009 Qtr 1: 0; 2009 Qtr 2: 0; 2009 Qtr 3: 0; 2009 Qtr 4: 19; 2010 Qtr 1: 0; 2010 Qtr 2: 0; 2010 Qtr 3: 0; 2010 Qtr 4: 0; 2011 Qtr 1: 0; 2011 Qtr 2: 0; 2011 Qtr 3: 0; 2011 Qtr 4: 0 | 19
0 | 234084-Refrigeration -Cooler/Freezer Door Gaskets - Solid Doors: Cooler |  | System | Commercial | 09-GRO-Grocery-REFG | 0 |  |  |  |  | 2.2498 | 4.0102 | 0 | 0 | 0 | -1.7604 | 104.55 |  | kWh | 0.01195 | 0 | Commercial | [7 empty] | 4 | 0.76 |  |  |  | 0 | 149 | 0 | 0 | 0 | 0 | 0 | 0 | 0 | 0 | 0 | 0 | 2009 Qtr 1: 0; 2009 Qtr 2: 0; 2009 Qtr 3: 0; 2009 Qtr 4: 149; 2010 Qtr 1: 0; 2010 Qtr 2: 0; 2010 Qtr 3: 0; 2010 Qtr 4: 0; 2011 Qtr 1: 0; 2011 Qtr 2: 0; 2011 Qtr 3: 0; 2011 Qtr 4: 0 | 149
0 | 234116-Refrigeration -Cooler/Freezer Door Gaskets - Solid Doors: Freezer |  | System | Commercial | 09-GRO-Grocery-REFG | 0 |  |  |  |  | 3.9975 | 4.2507 | 0 | 0 | 0 | -0.25314 | 104.55 |  | kWh | 0.01195 | 0 | Commercial | [7 empty] | 4 | 0.76 |  |  |  | 0 | 15 | 0 | 0 | 0 | 0 | 0 | 0 | 0 | 0 | 0 | 0 | 2009 Qtr 1: 0; 2009 Qtr 2: 0; 2009 Qtr 3: 0; 2009 Qtr 4: 15; 2010 Qtr 1: 0; 2010 Qtr 2: 0; 2010 Qtr 3: 0; 2010 Qtr 4: 0; 2011 Qtr 1: 0; 2011 Qtr 2: 0; 2011 Qtr 3: 0; 2011 Qtr 4: 0 | 15
0 | 234085-Refrigeration -Strip Curtains for Walk-ins |  | System | Commercial | 20-RFF-Restaurant–FastFood-Refrig | 0 |  |  |  |  | 10.214 | 3.022 | 0 | 0 | 0 | 7.192 | 465 |  | kWh | 0.053 | 0 | Commercial | [7 empty] | 4 | 0.46 |  |  |  | 0 | 15 | 0 | 0 | 0 | 0 | 0 | 0 | 0 | 0 | 0 | 0 | 2009 Qtr 1: 0; 2009 Qtr 2: 0; 2009 Qtr 3: 0; 2009 Qtr 4: 15; 2010 Qtr 1: 0; 2010 Qtr 2: 0; 2010 Qtr 3: 0; 2010 Qtr 4: 0; 2011 Qtr 1: 0; 2011 Qtr 2: 0; 2011 Qtr 3: 0; 2011 Qtr 4: 0 | 15
0 | 234084-Refrigeration -Cooler/Freezer Door Gaskets - Solid Doors: Cooler |  | System | Commercial | 09-GRO-Grocery-REFG | 0 |  |  |  |  | 2.2498 | 4.0502 | 0 | 0 | 0 | -1.8004 | 104.55 |  | kWh | 0.01195 | 0 | Commercial | [7 empty] | 4 | 0.76 |  |  |  | 0 | 47 | 0 | 0 | 0 | 0 | 0 | 0 | 0 | 0 | 0 | 0 | 2009 Qtr 1: 0; 2009 Qtr 2: 0; 2009 Qtr 3: 0; 2009 Qtr 4: 47; 2010 Qtr 1: 0; 2010 Qtr 2: 0; 2010 Qtr 3: 0; 2010 Qtr 4: 0; 2011 Qtr 1: 0; 2011 Qtr 2: 0; 2011 Qtr 3: 0; 2011 Qtr 4: 0 | 47
0 | 234085-Refrigeration -Strip Curtains for Walk-ins |  | System | Commercial | 20-RFF-Restaurant–FastFood-Refrig | 0 |  |  |  |  | 10.214 | 3.01 | 0 | 0 | 0 | 7.204 | 465 |  | kWh | 0.053 | 0 | Commercial | [7 empty] | 4 | 0.46 |  |  |  | 0 | 21 | 0 | 0 | 0 | 0 | 0 | 0 | 0 | 0 | 0 | 0 | 2009 Qtr 1: 0; 2009 Qtr 2: 0; 2009 Qtr 3: 0; 2009 Qtr 4: 21; 2010 Qtr 1: 0; 2010 Qtr 2: 0; 2010 Qtr 3: 0; 2010 Qtr 4: 0; 2011 Qtr 1: 0; 2011 Qtr 2: 0; 2011 Qtr 3: 0; 2011 Qtr 4: 0 | 21
0 | 234084-Refrigeration -Cooler/Freezer Door Gaskets - Solid Doors: Cooler |  | System | Commercial | 09-GRO-Grocery-REFG | 0 |  |  |  |  | 2.2498 | 4.0184 | 0 | 0 | 0 | -1.7686 | 104.55 |  | kWh | 0.01195 | 0 | Commercial | [7 empty] | 4 | 0.76 |  |  |  | 0 | 50 | 0 | 0 | 0 | 0 | 0 | 0 | 0 | 0 | 0 | 0 | 2009 Qtr 1: 0; 2009 Qtr 2: 0; 2009 Qtr 3: 0; 2009 Qtr 4: 50; 2010 Qtr 1: 0; 2010 Qtr 2: 0; 2010 Qtr 3: 0; 2010 Qtr 4: 0; 2011 Qtr 1: 0; 2011 Qtr 2: 0; 2011 Qtr 3: 0; 2011 Qtr 4: 0 | 50
0 | 234116-Refrigeration -Cooler/Freezer Door Gaskets - Solid Doors: Freezer |  | System | Commercial | 09-GRO-Grocery-REFG | 0 |  |  |  |  | 3.9975 | 4.0415 | 0 | 0 | 0 | -0.043957 | 104.55 |  | kWh | 0.01195 | 0 | Commercial | [7 empty] | 4 | 0.76 |  |  |  | 0 | 27 | 0 | 0 | 0 | 0 | 0 | 0 | 0 | 0 | 0 | 0 | 2009 Qtr 1: 0; 2009 Qtr 2: 0; 2009 Qtr 3: 0; 2009 Qtr 4: 27; 2010 Qtr 1: 0; 2010 Qtr 2: 0; 2010 Qtr 3: 0; 2010 Qtr 4: 0; 2011 Qtr 1: 0; 2011 Qtr 2: 0; 2011 Qtr 3: 0; 2011 Qtr 4: 0 | 27
0 | 234330-Premium T8 with T12 40 Watt Baseline - Tr1 |  | System | Commercial | 01-ALC-AllCommercial-IntLight | 0 |  |  |  |  | 27.6532 | 13.1897 | 0 | 0 | 0 | 14.4636 | 83.5202 |  | kWh | 0.017351 | 0 | Commercial | [7 empty] | 15 | 0.78 |  |  |  | 0 | 18.196 | 0 | 0 | 0 | 0 | 0 | 0 | 0 | 0 | 0 | 0 | 2009 Qtr 1: 0; 2009 Qtr 2: 0; 2009 Qtr 3: 0; 2009 Qtr 4: 18.196; 2010 Qtr 1: 0; 2010 Qtr 2: 0; 2010 Qtr 3: 0; 2010 Qtr 4: 0; 2011 Qtr 1: 0; 2011 Qtr 2: 0; 2011 Qtr 3: 0; 2011 Qtr 4: 0 | 18.196
0 | 234303-Lighting-Remove 4 Ft Lamp (De-Lamp) - Tr1 |  | System | Commercial | [6 empty] | 12.3596 | 16.4871 | 0 | 0 | 0 | -4.1275 | 137.2559 |  | 0 | 0.026384 | -2.5676 | Commercial |  | Winter Only | [5 empty] | 15 | 0.77 |  |  |  | 0 | 18.196 | 0 | 0 | 0 | 0 | 0 | 0 | 0 | 0 | 0 | 0 | 2009 Qtr 1: 0; 2009 Qtr 2: 0; 2009 Qtr 3: 0; 2009 Qtr 4: 18.196; 2010 Qtr 1: 0; 2010 Qtr 2: 0; 2010 Qtr 3: 0; 2010 Qtr 4: 0; 2011 Qtr 1: 0; 2011 Qtr 2: 0; 2011 Qtr 3: 0; 2011 Qtr 4: 0 | 18.196
0 | 234360-Lighting-IntrHiByLnrFlscntFxtr244wrplc400w(TrI)Tr1 |  | System | Commercial | [6 empty] | 282.4319 | 153.8404 | 0 | 0 | 0 | 128.5914 | 0 |  | 0 | 0.224 | -7.1132 | Commercial |  | Winter Only | [5 empty] | 15 | 0.78 |  |  |  | 0 | 5.8502 | 0 | 0 | 0 | 0 | 0 | 0 | 0 | 0 | 0 | 0 | 2009 Qtr 1: 0; 2009 Qtr 2: 0; 2009 Qtr 3: 0; 2009 Qtr 4: 5.8502; 2010 Qtr 1: 0; 2010 Qtr 2: 0; 2010 Qtr 3: 0; 2010 Qtr 4: 0; 2011 Qtr 1: 0; 2011 Qtr 2: 0; 2011 Qtr 3: 0; 2011 Qtr 4: 0 | 5.8502
0 | 234285-Lighting-Occpncy Snsr-Hi-Bay integrated Snsr-Tr1 |  | System | Commercial | 01-ALC-AllCommercial-IntLight | 0 |  |  |  |  | 221.2703 | 95.5 | 0 | 0 | 0 | 125.7703 | 2503.6304 |  | kWh | 0.48559 | 0 | Commercial | [7 empty] | 8 | 0.84 |  |  |  | 0 | 6 | 0 | 0 | 0 | 0 | 0 | 0 | 0 | 0 | 0 | 0 | 2009 Qtr 1: 0; 2009 Qtr 2: 0; 2009 Qtr 3: 0; 2009 Qtr 4: 6; 2010 Qtr 1: 0; 2010 Qtr 2: 0; 2010 Qtr 3: 0; 2010 Qtr 4: 0; 2011 Qtr 1: 0; 2011 Qtr 2: 0; 2011 Qtr 3: 0; 2011 Qtr 4: 0 | 6
0 | 234084-Refrigeration -Cooler/Freezer Door Gaskets - Solid Doors: Cooler |  | System | Commercial | 09-GRO-Grocery-REFG | 0 |  |  |  |  | 2.2498 | 4.0235 | 0 | 0 | 0 | -1.7737 | 104.55 |  | kWh | 0.01195 | 0 | Commercial | [7 empty] | 4 | 0.76 |  |  |  | 0 | 46 | 0 | 0 | 0 | 0 | 0 | 0 | 0 | 0 | 0 | 0 | 2009 Qtr 1: 0; 2009 Qtr 2: 0; 2009 Qtr 3: 0; 2009 Qtr 4: 46; 2010 Qtr 1: 0; 2010 Qtr 2: 0; 2010 Qtr 3: 0; 2010 Qtr 4: 0; 2011 Qtr 1: 0; 2011 Qtr 2: 0; 2011 Qtr 3: 0; 2011 Qtr 4: 0 | 46
0 | 234084-Refrigeration -Cooler/Freezer Door Gaskets - Solid Doors: Cooler |  | System | Commercial | 09-GRO-Grocery-REFG | 0 |  |  |  |  | 2.2498 | 4.0789 | 0 | 0 | 0 | -1.8292 | 104.55 |  | kWh | 0.01195 | 0 | Commercial | [7 empty] | 4 | 0.76 |  |  |  | 0 | 38 | 0 | 0 | 0 | 0 | 0 | 0 | 0 | 0 | 0 | 0 | 2009 Qtr 1: 0; 2009 Qtr 2: 0; 2009 Qtr 3: 0; 2009 Qtr 4: 38; 2010 Qtr 1: 0; 2010 Qtr 2: 0; 2010 Qtr 3: 0; 2010 Qtr 4: 0; 2011 Qtr 1: 0; 2011 Qtr 2: 0; 2011 Qtr 3: 0; 2011 Qtr 4: 0 | 38
0 | 234084-Refrigeration -Cooler/Freezer Door Gaskets - Solid Doors: Cooler |  | System | Commercial | 09-GRO-Grocery-REFG | 0 |  |  |  |  | 2.2498 | 4.0003 | 0 | 0 | 0 | -1.7505 | 104.55 |  | kWh | 0.01195 | 0 | Commercial | [7 empty] | 4 | 0.76 |  |  |  | 0 | 140 | 0 | 0 | 0 | 0 | 0 | 0 | 0 | 0 | 0 | 0 | 2009 Qtr 1: 0; 2009 Qtr 2: 0; 2009 Qtr 3: 0; 2009 Qtr 4: 140; 2010 Qtr 1: 0; 2010 Qtr 2: 0; 2010 Qtr 3: 0; 2010 Qtr 4: 0; 2011 Qtr 1: 0; 2011 Qtr 2: 0; 2011 Qtr 3: 0; 2011 Qtr 4: 0 | 140
0 | 234331-Premium T8 with T12 40 Watt Baseline - Tr2 |  | System | Commercial | 01-ALC-AllCommercial-IntLight | 0 |  |  |  |  | 27.653 | 9.8923 | 0 | 0 | 0 | 17.7607 | 58.062 |  | kWh | 0.017133 | 0 | Commercial | [7 empty] | 15 | 0.78 |  |  |  | 0 | 36.3921 | 0 | 0 | 0 | 0 | 0 | 0 | 0 | 0 | 0 | 0 | 2009 Qtr 1: 36.3921; 2009 Qtr 2: 0; 2009 Qtr 3: 0; 2009 Qtr 4: 0; 2010 Qtr 1: 0; 2010 Qtr 2: 0; 2010 Qtr 3: 0; 2010 Qtr 4: 0; 2011 Qtr 1: 0; 2011 Qtr 2: 0; 2011 Qtr 3: 0; 2011 Qtr 4: 0 | 36.3921
0 | 234208-Lighting-8 Ft T-8 with Elec Ballast-Tr2 |  | System | Commercial | 01-ALC-AllCommercial-IntLight | 0 |  |  |  |  | 35.6904 | 16.4871 | 0 | 0 | 0 | 19.2033 | 32.3258 |  | kWh | 0.009599 | 0 | Commercial | [7 empty] | 15 | 0.78 |  |  |  | 0 | 16.3764 | 0 | 0 | 0 | 0 | 0 | 0 | 0 | 0 | 0 | 0 | 2009 Qtr 1: 16.3764; 2009 Qtr 2: 0; 2009 Qtr 3: 0; 2009 Qtr 4: 0; 2010 Qtr 1: 0; 2010 Qtr 2: 0; 2010 Qtr 3: 0; 2010 Qtr 4: 0; 2011 Qtr 1: 0; 2011 Qtr 2: 0; 2011 Qtr 3: 0; 2011 Qtr 4: 0 | 16.3764
0 | 234304-Lighting-Remove 4 Ft Lamp (De-Lamp) - Tr2 |  | System | Commercial | [6 empty] | 12.3587 | 12.3653 | 0 | 0 | 0 | -0.0066231 | 137.2559 |  | 0 | 0.026384 | -2.5676 | Commercial | [7 empty] | 15 | 0.77 |  |  |  | 0 | 36.3921 | 0 | 0 | 0 | 0 | 0 | 0 | 0 | 0 | 0 | 0 | 2009 Qtr 1: 36.3921; 2009 Qtr 2: 0; 2009 Qtr 3: 0; 2009 Qtr 4: 0; 2010 Qtr 1: 0; 2010 Qtr 2: 0; 2010 Qtr 3: 0; 2010 Qtr 4: 0; 2011 Qtr 1: 0; 2011 Qtr 2: 0; 2011 Qtr 3: 0; 2011 Qtr 4: 0 | 36.3921
0 | 234307-Lighting-Remove 8 Ft Lamp (De-Lamp) - Tr2 |  | System | Commercial | 23-RTL-Retail–SingleStorylarge-LIT_INT | 0 |  |  |  |  | 28.4021 | 16.4871 | 0 | 0 | 0 | 11.915 | 253.9171 |  | kWh | 0.077292 | 0 | Commercial | [7 empty] | 15 | 0.77 |  |  |  | 0 | 16.3764 | 0 | 0 | 0 | 0 | 0 | 0 | 0 | 0 | 0 | 0 | 2009 Qtr 1: 16.3764; 2009 Qtr 2: 0; 2009 Qtr 3: 0; 2009 Qtr 4: 0; 2010 Qtr 1: 0; 2010 Qtr 2: 0; 2010 Qtr 3: 0; 2010 Qtr 4: 0; 2011 Qtr 1: 0; 2011 Qtr 2: 0; 2011 Qtr 3: 0; 2011 Qtr 4: 0 | 16.3764
0 | 234331-Premium T8 with T12 40 Watt Baseline - Tr2 |  | System | Commercial | 01-ALC-AllCommercial-IntLight | 0 |  |  |  |  | 27.653 | 9.8923 | 0 | 0 | 0 | 17.7607 | 58.062 |  | kWh | 0.017133 | 0 | Commercial | [7 empty] | 15 | 0.78 |  |  |  | 0 | 23.6549 | 0 | 0 | 0 | 0 | 0 | 0 | 0 | 0 | 0 | 0 | 2009 Qtr 1: 0; 2009 Qtr 2: 0; 2009 Qtr 3: 0; 2009 Qtr 4: 23.6549; 2010 Qtr 1: 0; 2010 Qtr 2: 0; 2010 Qtr 3: 0; 2010 Qtr 4: 0; 2011 Qtr 1: 0; 2011 Qtr 2: 0; 2011 Qtr 3: 0; 2011 Qtr 4: 0 | 23.6549
0 | 234304-Lighting-Remove 4 Ft Lamp (De-Lamp) - Tr2 |  | System | Commercial | [6 empty] | 12.3587 | 12.3653 | 0 | 0 | 0 | -0.0066231 | 137.2559 |  | 0 | 0.026384 | -2.5676 | Commercial | [7 empty] | 15 | 0.77 |  |  |  | 0 | 23.6549 | 0 | 0 | 0 | 0 | 0 | 0 | 0 | 0 | 0 | 0 | 2009 Qtr 1: 0; 2009 Qtr 2: 0; 2009 Qtr 3: 0; 2009 Qtr 4: 23.6549; 2010 Qtr 1: 0; 2010 Qtr 2: 0; 2010 Qtr 3: 0; 2010 Qtr 4: 0; 2011 Qtr 1: 0; 2011 Qtr 2: 0; 2011 Qtr 3: 0; 2011 Qtr 4: 0 | 23.6549
0 | 234330-Premium T8 with T12 40 Watt Baseline - Tr1 |  | System | Commercial | 01-ALC-AllCommercial-IntLight | 0 |  |  |  |  | 27.6532 | 13.1897 | 0 | 0 | 0 | 14.4636 | 83.5202 |  | kWh | 0.017351 | 0 | Commercial | [7 empty] | 15 | 0.78 |  |  |  | 0 | 351.1836 | 0 | 0 | 0 | 0 | 0 | 0 | 0 | 0 | 0 | 0 | 2009 Qtr 1: 0; 2009 Qtr 2: 0; 2009 Qtr 3: 351.1836; 2009 Qtr 4: 0; 2010 Qtr 1: 0; 2010 Qtr 2: 0; 2010 Qtr 3: 0; 2010 Qtr 4: 0; 2011 Qtr 1: 0; 2011 Qtr 2: 0; 2011 Qtr 3: 0; 2011 Qtr 4: 0 | 351.1836
0 | 234303-Lighting-Remove 4 Ft Lamp (De-Lamp) - Tr1 |  | System | Commercial | [6 empty] | 12.3596 | 16.4871 | 0 | 0 | 0 | -4.1275 | 137.2559 |  | 0 | 0.026384 | -2.5676 | Commercial |  | Winter Only | [5 empty] | 15 | 0.77 |  |  |  | 0 | 81.8822 | 0 | 0 | 0 | 0 | 0 | 0 | 0 | 0 | 0 | 0 | 2009 Qtr 1: 0; 2009 Qtr 2: 0; 2009 Qtr 3: 81.8822; 2009 Qtr 4: 0; 2010 Qtr 1: 0; 2010 Qtr 2: 0; 2010 Qtr 3: 0; 2010 Qtr 4: 0; 2011 Qtr 1: 0; 2011 Qtr 2: 0; 2011 Qtr 3: 0; 2011 Qtr 4: 0 | 81.8822
0 | 234049-Lighting-LED Exit Sign New Sign |  | System | Commercial | 25-SCN-Storage–Conditioned-Exit | 0 |  |  |  |  | 64.8921 | 45 | 0 | 0 | 0 | 19.8921 | 351.311 |  | kWh | 0 | 0 | Commercial | [7 empty] | 16 | 0.85 |  |  |  | 0 | 2 | 0 | 0 | 0 | 0 | 0 | 0 | 0 | 0 | 0 | 0 | 2009 Qtr 1: 0; 2009 Qtr 2: 0; 2009 Qtr 3: 2; 2009 Qtr 4: 0; 2010 Qtr 1: 0; 2010 Qtr 2: 0; 2010 Qtr 3: 0; 2010 Qtr 4: 0; 2011 Qtr 1: 0; 2011 Qtr 2: 0; 2011 Qtr 3: 0; 2011 Qtr 4: 0 | 2
0 | 234330-Premium T8 with T12 40 Watt Baseline - Tr1 |  | System | Commercial | 01-ALC-AllCommercial-IntLight | 0 |  |  |  |  | 27.6532 | 13.1897 | 0 | 0 | 0 | 14.4636 | 83.5202 |  | kWh | 0.017351 | 0 | Commercial | [7 empty] | 15 | 0.78 |  |  |  | 0 | 69.145 | 0 | 0 | 0 | 0 | 0 | 0 | 0 | 0 | 0 | 0 | 2009 Qtr 1: 0; 2009 Qtr 2: 0; 2009 Qtr 3: 0; 2009 Qtr 4: 69.145; 2010 Qtr 1: 0; 2010 Qtr 2: 0; 2010 Qtr 3: 0; 2010 Qtr 4: 0; 2011 Qtr 1: 0; 2011 Qtr 2: 0; 2011 Qtr 3: 0; 2011 Qtr 4: 0 | 69.145
0 | 234303-Lighting-Remove 4 Ft Lamp (De-Lamp) - Tr1 |  | System | Commercial | [6 empty] | 12.3596 | 16.4871 | 0 | 0 | 0 | -4.1275 | 137.2559 |  | 0 | 0.026384 | -2.5676 | Commercial |  | Winter Only | [5 empty] | 15 | 0.77 |  |  |  | 0 | 60.9567 | 0 | 0 | 0 | 0 | 0 | 0 | 0 | 0 | 0 | 0 | 2009 Qtr 1: 0; 2009 Qtr 2: 0; 2009 Qtr 3: 0; 2009 Qtr 4: 60.9567; 2010 Qtr 1: 0; 2010 Qtr 2: 0; 2010 Qtr 3: 0; 2010 Qtr 4: 0; 2011 Qtr 1: 0; 2011 Qtr 2: 0; 2011 Qtr 3: 0; 2011 Qtr 4: 0 | 60.9567
0 | 234286-Lighting-Occpncy Snsr-Hi-Bay integrated Snsr-Tr2 |  | System | Commercial | 01-ALC-AllCommercial-IntLight | 0 |  |  |  |  | 221.37 | 95.5 | 0 | 0 | 0 | 125.87 | 1499.5759 |  | kWh | 0.47213 | 0 | Commercial | [7 empty] | 8 | 0.84 |  |  |  | 0 | 13 | 0 | 0 | 0 | 0 | 0 | 0 | 0 | 0 | 0 | 0 | 2009 Qtr 1: 0; 2009 Qtr 2: 0; 2009 Qtr 3: 13; 2009 Qtr 4: 0; 2010 Qtr 1: 0; 2010 Qtr 2: 0; 2010 Qtr 3: 0; 2010 Qtr 4: 0; 2011 Qtr 1: 0; 2011 Qtr 2: 0; 2011 Qtr 3: 0; 2011 Qtr 4: 0 | 13
0 | 234126-Refrigeration - Efficient Evap Fan Motor Electronically Commutated Motor (ECM) |  | System | Commercial | 09-GRO-Grocery-REFG | 0 |  |  |  |  | 6.7904 | 150 | 0 | 0 | 0 | -143.2096 | 116.369 |  | kWh | 0.015845 | -0.11528 | Commercial |  | Annual | [5 empty] | 15 | 0.7 |  |  |  | 0 | 5 | 0 | 0 | 0 | 0 | 0 | 0 | 0 | 0 | 0 | 0 | 2009 Qtr 1: 5; 2009 Qtr 2: 0; 2009 Qtr 3: 0; 2009 Qtr 4: 0; 2010 Qtr 1: 0; 2010 Qtr 2: 0; 2010 Qtr 3: 0; 2010 Qtr 4: 0; 2011 Qtr 1: 0; 2011 Qtr 2: 0; 2011 Qtr 3: 0; 2011 Qtr 4: 0 | 5
0 | 234126-Refrigeration - Efficient Evap Fan Motor Electronically Commutated Motor (ECM) |  | System | Commercial | 09-GRO-Grocery-REFG | 0 |  |  |  |  | 6.7904 | 150 | 0 | 0 | 0 | -143.2096 | 116.369 |  | kWh | 0.015845 | -0.11528 | Commercial |  | Annual | [5 empty] | 15 | 0.7 |  |  |  | 0 | 3 | 0 | 0 | 0 | 0 | 0 | 0 | 0 | 0 | 0 | 0 | 2009 Qtr 1: 0; 2009 Qtr 2: 0; 2009 Qtr 3: 3; 2009 Qtr 4: 0; 2010 Qtr 1: 0; 2010 Qtr 2: 0; 2010 Qtr 3: 0; 2010 Qtr 4: 0; 2011 Qtr 1: 0; 2011 Qtr 2: 0; 2011 Qtr 3: 0; 2011 Qtr 4: 0 | 3
0 | 234126-Refrigeration - Efficient Evap Fan Motor Electronically Commutated Motor (ECM) |  | System | Commercial | 09-GRO-Grocery-REFG | 0 |  |  |  |  | 6.7904 | 150 | 0 | 0 | 0 | -143.2096 | 116.369 |  | kWh | 0.015845 | -0.11528 | Commercial |  | Annual | [5 empty] | 15 | 0.7 |  |  |  | 0 | 6 | 0 | 0 | 0 | 0 | 0 | 0 | 0 | 0 | 0 | 0 | 2009 Qtr 1: 0; 2009 Qtr 2: 0; 2009 Qtr 3: 6; 2009 Qtr 4: 0; 2010 Qtr 1: 0; 2010 Qtr 2: 0; 2010 Qtr 3: 0; 2010 Qtr 4: 0; 2011 Qtr 1: 0; 2011 Qtr 2: 0; 2011 Qtr 3: 0; 2011 Qtr 4: 0 | 6
0 | 234312-Lighting-Screw in 14-26 Watt Lamp - Tr1 |  | System | Commercial | [6 empty] | 9.3196 | 10.3931 | 0 | 0 | 0 | -1.0734 | 194.1729 |  | 0 | 0.038993 | -2.6224 | Commercial |  | Annual | [5 empty] | 2.47 | 0.81 |  |  |  | 0 | 12.1235 | 0 | 0 | 0 | 0 | 0 | 0 | 0 | 0 | 0 | 0 | 2009 Qtr 1: 0; 2009 Qtr 2: 0; 2009 Qtr 3: 0; 2009 Qtr 4: 12.1235; 2010 Qtr 1: 0; 2010 Qtr 2: 0; 2010 Qtr 3: 0; 2010 Qtr 4: 0; 2011 Qtr 1: 0; 2011 Qtr 2: 0; 2011 Qtr 3: 0; 2011 Qtr 4: 0 | 12.1235
0 | 234330-Premium T8 with T12 40 Watt Baseline - Tr1 |  | System | Commercial | 01-ALC-AllCommercial-IntLight | 0 |  |  |  |  | 27.6532 | 13.1897 | 0 | 0 | 0 | 14.4636 | 83.5202 |  | kWh | 0.017351 | 0 | Commercial | [7 empty] | 15 | 0.78 |  |  |  | 0 | 23.6549 | 0 | 0 | 0 | 0 | 0 | 0 | 0 | 0 | 0 | 0 | 2009 Qtr 1: 0; 2009 Qtr 2: 0; 2009 Qtr 3: 0; 2009 Qtr 4: 23.6549; 2010 Qtr 1: 0; 2010 Qtr 2: 0; 2010 Qtr 3: 0; 2010 Qtr 4: 0; 2011 Qtr 1: 0; 2011 Qtr 2: 0; 2011 Qtr 3: 0; 2011 Qtr 4: 0 | 23.6549
0 | 234303-Lighting-Remove 4 Ft Lamp (De-Lamp) - Tr1 |  | System | Commercial | [6 empty] | 12.3596 | 16.4871 | 0 | 0 | 0 | -4.1275 | 137.2559 |  | 0 | 0.026384 | -2.5676 | Commercial |  | Winter Only | [5 empty] | 15 | 0.77 |  |  |  | 0 | 12.7372 | 0 | 0 | 0 | 0 | 0 | 0 | 0 | 0 | 0 | 0 | 2009 Qtr 1: 0; 2009 Qtr 2: 0; 2009 Qtr 3: 0; 2009 Qtr 4: 12.7372; 2010 Qtr 1: 0; 2010 Qtr 2: 0; 2010 Qtr 3: 0; 2010 Qtr 4: 0; 2011 Qtr 1: 0; 2011 Qtr 2: 0; 2011 Qtr 3: 0; 2011 Qtr 4: 0 | 12.7372
0 | 234330-Premium T8 with T12 40 Watt Baseline - Tr1 |  | System | Commercial | 01-ALC-AllCommercial-IntLight | 0 |  |  |  |  | 27.6532 | 13.1897 | 0 | 0 | 0 | 14.4636 | 83.5202 |  | kWh | 0.017351 | 0 | Commercial | [7 empty] | 15 | 0.78 |  |  |  | 0 | 14.5568 | 0 | 0 | 0 | 0 | 0 | 0 | 0 | 0 | 0 | 0 | 2009 Qtr 1: 0; 2009 Qtr 2: 0; 2009 Qtr 3: 0; 2009 Qtr 4: 14.5568; 2010 Qtr 1: 0; 2010 Qtr 2: 0; 2010 Qtr 3: 0; 2010 Qtr 4: 0; 2011 Qtr 1: 0; 2011 Qtr 2: 0; 2011 Qtr 3: 0; 2011 Qtr 4: 0 | 14.5568
0 | 234303-Lighting-Remove 4 Ft Lamp (De-Lamp) - Tr1 |  | System | Commercial | [6 empty] | 12.3596 | 16.4871 | 0 | 0 | 0 | -4.1275 | 137.2559 |  | 0 | 0.026384 | -2.5676 | Commercial |  | Winter Only | [5 empty] | 15 | 0.77 |  |  |  | 0 | 25.4745 | 0 | 0 | 0 | 0 | 0 | 0 | 0 | 0 | 0 | 0 | 2009 Qtr 1: 0; 2009 Qtr 2: 0; 2009 Qtr 3: 0; 2009 Qtr 4: 25.4745; 2010 Qtr 1: 0; 2010 Qtr 2: 0; 2010 Qtr 3: 0; 2010 Qtr 4: 0; 2011 Qtr 1: 0; 2011 Qtr 2: 0; 2011 Qtr 3: 0; 2011 Qtr 4: 0 | 25.4745
0 | 234303-Lighting-Remove 4 Ft Lamp (De-Lamp) - Tr1 |  | System | Commercial | [6 empty] | 12.3596 | 16.4871 | 0 | 0 | 0 | -4.1275 | 137.2559 |  | 0 | 0.026384 | -2.5676 | Commercial |  | Winter Only | [5 empty] | 15 | 0.77 |  |  |  | 0 | 7.2784 | 0 | 0 | 0 | 0 | 0 | 0 | 0 | 0 | 0 | 0 | 2009 Qtr 1: 0; 2009 Qtr 2: 0; 2009 Qtr 3: 0; 2009 Qtr 4: 7.2784; 2010 Qtr 1: 0; 2010 Qtr 2: 0; 2010 Qtr 3: 0; 2010 Qtr 4: 0; 2011 Qtr 1: 0; 2011 Qtr 2: 0; 2011 Qtr 3: 0; 2011 Qtr 4: 0 | 7.2784
0 | 234303-Lighting-Remove 4 Ft Lamp (De-Lamp) - Tr1 |  | System | Commercial | [6 empty] | 12.3596 | 16.4871 | 0 | 0 | 0 | -4.1275 | 137.2559 |  | 0 | 0.026384 | -2.5676 | Commercial |  | Winter Only | [5 empty] | 15 | 0.77 |  |  |  | 0 | 7.2784 | 0 | 0 | 0 | 0 | 0 | 0 | 0 | 0 | 0 | 0 | 2009 Qtr 1: 0; 2009 Qtr 2: 0; 2009 Qtr 3: 0; 2009 Qtr 4: 7.2784; 2010 Qtr 1: 0; 2010 Qtr 2: 0; 2010 Qtr 3: 0; 2010 Qtr 4: 0; 2011 Qtr 1: 0; 2011 Qtr 2: 0; 2011 Qtr 3: 0; 2011 Qtr 4: 0 | 7.2784
0 | 234330-Premium T8 with T12 40 Watt Baseline - Tr1 |  | System | Commercial | 01-ALC-AllCommercial-IntLight | 0 |  |  |  |  | 27.6532 | 13.1897 | 0 | 0 | 0 | 14.4636 | 83.5202 |  | kWh | 0.017351 | 0 | Commercial | [7 empty] | 15 | 0.78 |  |  |  | 0 | 10.9176 | 0 | 0 | 0 | 0 | 0 | 0 | 0 | 0 | 0 | 0 | 2009 Qtr 1: 0; 2009 Qtr 2: 0; 2009 Qtr 3: 0; 2009 Qtr 4: 10.9176; 2010 Qtr 1: 0; 2010 Qtr 2: 0; 2010 Qtr 3: 0; 2010 Qtr 4: 0; 2011 Qtr 1: 0; 2011 Qtr 2: 0; 2011 Qtr 3: 0; 2011 Qtr 4: 0 | 10.9176
0 | 234330-Premium T8 with T12 40 Watt Baseline - Tr1 |  | System | Commercial | 01-ALC-AllCommercial-IntLight | 0 |  |  |  |  | 27.6532 | 13.1897 | 0 | 0 | 0 | 14.4636 | 83.5202 |  | kWh | 0.017351 | 0 | Commercial | [7 empty] | 15 | 0.78 |  |  |  | 0 | 3.6392 | 0 | 0 | 0 | 0 | 0 | 0 | 0 | 0 | 0 | 0 | 2009 Qtr 1: 0; 2009 Qtr 2: 0; 2009 Qtr 3: 0; 2009 Qtr 4: 3.6392; 2010 Qtr 1: 0; 2010 Qtr 2: 0; 2010 Qtr 3: 0; 2010 Qtr 4: 0; 2011 Qtr 1: 0; 2011 Qtr 2: 0; 2011 Qtr 3: 0; 2011 Qtr 4: 0 | 3.6392
0 | 234303-Lighting-Remove 4 Ft Lamp (De-Lamp) - Tr1 |  | System | Commercial | [6 empty] | 12.3596 | 16.4871 | 0 | 0 | 0 | -4.1275 | 137.2559 |  | 0 | 0.026384 | -2.5676 | Commercial |  | Winter Only | [5 empty] | 15 | 0.77 |  |  |  | 0 | 14.5568 | 0 | 0 | 0 | 0 | 0 | 0 | 0 | 0 | 0 | 0 | 2009 Qtr 1: 0; 2009 Qtr 2: 0; 2009 Qtr 3: 0; 2009 Qtr 4: 14.5568; 2010 Qtr 1: 0; 2010 Qtr 2: 0; 2010 Qtr 3: 0; 2010 Qtr 4: 0; 2011 Qtr 1: 0; 2011 Qtr 2: 0; 2011 Qtr 3: 0; 2011 Qtr 4: 0 | 14.5568
0 | 234084-Refrigeration -Cooler/Freezer Door Gaskets - Solid Doors: Cooler |  | System | Commercial | 09-GRO-Grocery-REFG | 0 |  |  |  |  | 2.2498 | 4.0434 | 0 | 0 | 0 | -1.7936 | 104.55 |  | kWh | 0.01195 | 0 | Commercial | [7 empty] | 4 | 0.76 |  |  |  | 0 | 35 | 0 | 0 | 0 | 0 | 0 | 0 | 0 | 0 | 0 | 0 | 2009 Qtr 1: 0; 2009 Qtr 2: 0; 2009 Qtr 3: 0; 2009 Qtr 4: 35; 2010 Qtr 1: 0; 2010 Qtr 2: 0; 2010 Qtr 3: 0; 2010 Qtr 4: 0; 2011 Qtr 1: 0; 2011 Qtr 2: 0; 2011 Qtr 3: 0; 2011 Qtr 4: 0 | 35
0 | 234312-Lighting-Screw in 14-26 Watt Lamp - Tr1 |  | System | Commercial | [6 empty] | 9.3196 | 10.3931 | 0 | 0 | 0 | -1.0734 | 194.1729 |  | 0 | 0.038993 | -2.6224 | Commercial |  | Annual | [5 empty] | 2.47 | 0.81 |  |  |  | 0 | 84.1907 | 0 | 0 | 0 | 0 | 0 | 0 | 0 | 0 | 0 | 0 | 2009 Qtr 1: 0; 2009 Qtr 2: 0; 2009 Qtr 3: 0; 2009 Qtr 4: 84.1907; 2010 Qtr 1: 0; 2010 Qtr 2: 0; 2010 Qtr 3: 0; 2010 Qtr 4: 0; 2011 Qtr 1: 0; 2011 Qtr 2: 0; 2011 Qtr 3: 0; 2011 Qtr 4: 0 | 84.1907
0 | 234315-Lighting-Screw in 14-26 Watt Reflector Lamp-Tr1 |  | System | Commercial | [6 empty] | 18.0648 | 9.6507 | 0 | 0 | 0 | 8.4141 | 194.1729 |  | 0 | 0.038993 | -2.6224 | Commercial |  | Winter Only | [5 empty] | 2.47 | 0.81 |  |  |  | 0 | 7.4088 | 0 | 0 | 0 | 0 | 0 | 0 | 0 | 0 | 0 | 0 | 2009 Qtr 1: 0; 2009 Qtr 2: 0; 2009 Qtr 3: 0; 2009 Qtr 4: 7.4088; 2010 Qtr 1: 0; 2010 Qtr 2: 0; 2010 Qtr 3: 0; 2010 Qtr 4: 0; 2011 Qtr 1: 0; 2011 Qtr 2: 0; 2011 Qtr 3: 0; 2011 Qtr 4: 0 | 7.4088
0 | 234330-Premium T8 with T12 40 Watt Baseline - Tr1 |  | System | Commercial | 01-ALC-AllCommercial-IntLight | 0 |  |  |  |  | 27.6532 | 13.1897 | 0 | 0 | 0 | 14.4636 | 83.5202 |  | kWh | 0.017351 | 0 | Commercial | [7 empty] | 15 | 0.78 |  |  |  | 0 | 21.8353 | 0 | 0 | 0 | 0 | 0 | 0 | 0 | 0 | 0 | 0 | 2009 Qtr 1: 0; 2009 Qtr 2: 0; 2009 Qtr 3: 0; 2009 Qtr 4: 21.8353; 2010 Qtr 1: 0; 2010 Qtr 2: 0; 2010 Qtr 3: 0; 2010 Qtr 4: 0; 2011 Qtr 1: 0; 2011 Qtr 2: 0; 2011 Qtr 3: 0; 2011 Qtr 4: 0 | 21.8353
0 | 234084-Refrigeration -Cooler/Freezer Door Gaskets - Solid Doors: Cooler |  | System | Commercial | 09-GRO-Grocery-REFG | 0 |  |  |  |  | 2.2498 | 4.1154 | 0 | 0 | 0 | -1.8656 | 104.55 |  | kWh | 0.01195 | 0 | Commercial | [7 empty] | 4 | 0.76 |  |  |  | 0 | 26 | 0 | 0 | 0 | 0 | 0 | 0 | 0 | 0 | 0 | 0 | 2009 Qtr 1: 0; 2009 Qtr 2: 0; 2009 Qtr 3: 0; 2009 Qtr 4: 26; 2010 Qtr 1: 0; 2010 Qtr 2: 0; 2010 Qtr 3: 0; 2010 Qtr 4: 0; 2011 Qtr 1: 0; 2011 Qtr 2: 0; 2011 Qtr 3: 0; 2011 Qtr 4: 0 | 26
0 | 234294-Lighting-Occupancy Sensor-Wallbox Lghtng Snsr-Tr1 |  | System | Commercial | 23-RTL-Retail–SingleStorylarge-LIT_INT | 0 |  |  |  |  | 42.262 | 40 | 0 | 0 | 0 | 2.262 | 213.759 |  | kWh | 0.17617 | 0 | Commercial | [7 empty] | 8 | 0.84 |  |  |  | 0 | 46 | 0 | 0 | 0 | 0 | 0 | 0 | 0 | 0 | 0 | 0 | 2009 Qtr 1: 0; 2009 Qtr 2: 0; 2009 Qtr 3: 46; 2009 Qtr 4: 0; 2010 Qtr 1: 0; 2010 Qtr 2: 0; 2010 Qtr 3: 0; 2010 Qtr 4: 0; 2011 Qtr 1: 0; 2011 Qtr 2: 0; 2011 Qtr 3: 0; 2011 Qtr 4: 0 | 46
0 | 234330-Premium T8 with T12 40 Watt Baseline - Tr1 |  | System | Commercial | 01-ALC-AllCommercial-IntLight | 0 |  |  |  |  | 27.6532 | 13.1897 | 0 | 0 | 0 | 14.4636 | 83.5202 |  | kWh | 0.017351 | 0 | Commercial | [7 empty] | 15 | 0.78 |  |  |  | 0 | 10.9176 | 0 | 0 | 0 | 0 | 0 | 0 | 0 | 0 | 0 | 0 | 2009 Qtr 1: 0; 2009 Qtr 2: 0; 2009 Qtr 3: 0; 2009 Qtr 4: 10.9176; 2010 Qtr 1: 0; 2010 Qtr 2: 0; 2010 Qtr 3: 0; 2010 Qtr 4: 0; 2011 Qtr 1: 0; 2011 Qtr 2: 0; 2011 Qtr 3: 0; 2011 Qtr 4: 0 | 10.9176
0 | 234084-Refrigeration -Cooler/Freezer Door Gaskets - Solid Doors: Cooler |  | System | Commercial | 09-GRO-Grocery-REFG | 0 |  |  |  |  | 2.2498 | 4.1277 | 0 | 0 | 0 | -1.8779 | 104.55 |  | kWh | 0.01195 | 0 | Commercial | [7 empty] | 4 | 0.76 |  |  |  | 0 | 26 | 0 | 0 | 0 | 0 | 0 | 0 | 0 | 0 | 0 | 0 | 2009 Qtr 1: 0; 2009 Qtr 2: 0; 2009 Qtr 3: 0; 2009 Qtr 4: 26; 2010 Qtr 1: 0; 2010 Qtr 2: 0; 2010 Qtr 3: 0; 2010 Qtr 4: 0; 2011 Qtr 1: 0; 2011 Qtr 2: 0; 2011 Qtr 3: 0; 2011 Qtr 4: 0 | 26
0 | 234294-Lighting-Occupancy Sensor-Wallbox Lghtng Snsr-Tr1 |  | System | Commercial | 23-RTL-Retail–SingleStorylarge-LIT_INT | 0 |  |  |  |  | 42.262 | 40 | 0 | 0 | 0 | 2.262 | 213.759 |  | kWh | 0.17617 | 0 | Commercial | [7 empty] | 8 | 0.84 |  |  |  | 0 | 35 | 0 | 0 | 0 | 0 | 0 | 0 | 0 | 0 | 0 | 0 | 2009 Qtr 1: 0; 2009 Qtr 2: 0; 2009 Qtr 3: 35; 2009 Qtr 4: 0; 2010 Qtr 1: 0; 2010 Qtr 2: 0; 2010 Qtr 3: 0; 2010 Qtr 4: 0; 2011 Qtr 1: 0; 2011 Qtr 2: 0; 2011 Qtr 3: 0; 2011 Qtr 4: 0 | 35
0 | 234085-Refrigeration -Strip Curtains for Walk-ins |  | System | Commercial | 20-RFF-Restaurant–FastFood-Refrig | 0 |  |  |  |  | 10.214 | 3.0433 | 0 | 0 | 0 | 7.1707 | 465 |  | kWh | 0.053 | 0 | Commercial | [7 empty] | 4 | 0.46 |  |  |  | 0 | 43 | 0 | 0 | 0 | 0 | 0 | 0 | 0 | 0 | 0 | 0 | 2009 Qtr 1: 0; 2009 Qtr 2: 0; 2009 Qtr 3: 0; 2009 Qtr 4: 43; 2010 Qtr 1: 0; 2010 Qtr 2: 0; 2010 Qtr 3: 0; 2010 Qtr 4: 0; 2011 Qtr 1: 0; 2011 Qtr 2: 0; 2011 Qtr 3: 0; 2011 Qtr 4: 0 | 43
0 | 234084-Refrigeration -Cooler/Freezer Door Gaskets - Solid Doors: Cooler |  | System | Commercial | 09-GRO-Grocery-REFG | 0 |  |  |  |  | 2.2498 | 4.0029 | 0 | 0 | 0 | -1.7532 | 104.55 |  | kWh | 0.01195 | 0 | Commercial | [7 empty] | 4 | 0.76 |  |  |  | 0 | 95 | 0 | 0 | 0 | 0 | 0 | 0 | 0 | 0 | 0 | 0 | 2009 Qtr 1: 0; 2009 Qtr 2: 0; 2009 Qtr 3: 0; 2009 Qtr 4: 95; 2010 Qtr 1: 0; 2010 Qtr 2: 0; 2010 Qtr 3: 0; 2010 Qtr 4: 0; 2011 Qtr 1: 0; 2011 Qtr 2: 0; 2011 Qtr 3: 0; 2011 Qtr 4: 0 | 95
0 | 234116-Refrigeration -Cooler/Freezer Door Gaskets - Solid Doors: Freezer |  | System | Commercial | 09-GRO-Grocery-REFG | 0 |  |  |  |  | 3.9975 | 4.0475 | 0 | 0 | 0 | -0.049976 | 104.55 |  | kWh | 0.01195 | 0 | Commercial | [7 empty] | 4 | 0.76 |  |  |  | 0 | 16 | 0 | 0 | 0 | 0 | 0 | 0 | 0 | 0 | 0 | 0 | 2009 Qtr 1: 0; 2009 Qtr 2: 0; 2009 Qtr 3: 0; 2009 Qtr 4: 16; 2010 Qtr 1: 0; 2010 Qtr 2: 0; 2010 Qtr 3: 0; 2010 Qtr 4: 0; 2011 Qtr 1: 0; 2011 Qtr 2: 0; 2011 Qtr 3: 0; 2011 Qtr 4: 0 | 16
0 | 234085-Refrigeration -Strip Curtains for Walk-ins |  | System | Commercial | 20-RFF-Restaurant–FastFood-Refrig | 0 |  |  |  |  | 10.214 | 3.0411 | 0 | 0 | 0 | 7.1729 | 465 |  | kWh | 0.053 | 0 | Commercial | [7 empty] | 4 | 0.46 |  |  |  | 0 | 38 | 0 | 0 | 0 | 0 | 0 | 0 | 0 | 0 | 0 | 0 | 2009 Qtr 1: 0; 2009 Qtr 2: 0; 2009 Qtr 3: 0; 2009 Qtr 4: 38; 2010 Qtr 1: 0; 2010 Qtr 2: 0; 2010 Qtr 3: 0; 2010 Qtr 4: 0; 2011 Qtr 1: 0; 2011 Qtr 2: 0; 2011 Qtr 3: 0; 2011 Qtr 4: 0 | 38
0 | 234084-Refrigeration -Cooler/Freezer Door Gaskets - Solid Doors: Cooler |  | System | Commercial | 09-GRO-Grocery-REFG | 0 |  |  |  |  | 2.2498 | 4.1886 | 0 | 0 | 0 | -1.9388 | 104.55 |  | kWh | 0.01195 | 0 | Commercial | [7 empty] | 4 | 0.76 |  |  |  | 0 | 7 | 0 | 0 | 0 | 0 | 0 | 0 | 0 | 0 | 0 | 0 | 2009 Qtr 1: 0; 2009 Qtr 2: 0; 2009 Qtr 3: 0; 2009 Qtr 4: 7; 2010 Qtr 1: 0; 2010 Qtr 2: 0; 2010 Qtr 3: 0; 2010 Qtr 4: 0; 2011 Qtr 1: 0; 2011 Qtr 2: 0; 2011 Qtr 3: 0; 2011 Qtr 4: 0 | 7
0 | 234126-Refrigeration - Efficient Evap Fan Motor Electronically Commutated Motor (ECM) |  | System | Commercial | 09-GRO-Grocery-REFG | 0 |  |  |  |  | 6.7904 | 150 | 0 | 0 | 0 | -143.2096 | 116.369 |  | kWh | 0.015845 | -0.11528 | Commercial |  | Annual | [5 empty] | 15 | 0.7 |  |  |  | 0 | 10 | 0 | 0 | 0 | 0 | 0 | 0 | 0 | 0 | 0 | 0 | 2009 Qtr 1: 0; 2009 Qtr 2: 0; 2009 Qtr 3: 0; 2009 Qtr 4: 10; 2010 Qtr 1: 0; 2010 Qtr 2: 0; 2010 Qtr 3: 0; 2010 Qtr 4: 0; 2011 Qtr 1: 0; 2011 Qtr 2: 0; 2011 Qtr 3: 0; 2011 Qtr 4: 0 | 10
0 | 234084-Refrigeration -Cooler/Freezer Door Gaskets - Solid Doors: Cooler |  | System | Commercial | 09-GRO-Grocery-REFG | 0 |  |  |  |  | 2.2498 | 4 | 0 | 0 | 0 | -1.7502 | 104.55 |  | kWh | 0.01195 | 0 | Commercial | [7 empty] | 4 | 0.76 |  |  |  | 0 | 299 | 0 | 0 | 0 | 0 | 0 | 0 | 0 | 0 | 0 | 0 | 2009 Qtr 1: 0; 2009 Qtr 2: 0; 2009 Qtr 3: 299; 2009 Qtr 4: 0; 2010 Qtr 1: 0; 2010 Qtr 2: 0; 2010 Qtr 3: 0; 2010 Qtr 4: 0; 2011 Qtr 1: 0; 2011 Qtr 2: 0; 2011 Qtr 3: 0; 2011 Qtr 4: 0 | 299
0 | 234126-Refrigeration - Efficient Evap Fan Motor Electronically Commutated Motor (ECM) |  | System | Commercial | 09-GRO-Grocery-REFG | 0 |  |  |  |  | 6.7904 | 150 | 0 | 0 | 0 | -143.2096 | 116.369 |  | kWh | 0.015845 | -0.11528 | Commercial |  | Annual | [5 empty] | 15 | 0.7 |  |  |  | 0 | 2 | 0 | 0 | 0 | 0 | 0 | 0 | 0 | 0 | 0 | 0 | 2009 Qtr 1: 2; 2009 Qtr 2: 0; 2009 Qtr 3: 0; 2009 Qtr 4: 0; 2010 Qtr 1: 0; 2010 Qtr 2: 0; 2010 Qtr 3: 0; 2010 Qtr 4: 0; 2011 Qtr 1: 0; 2011 Qtr 2: 0; 2011 Qtr 3: 0; 2011 Qtr 4: 0 | 2
0 | 234084-Refrigeration -Cooler/Freezer Door Gaskets - Solid Doors: Cooler |  | System | Commercial | 09-GRO-Grocery-REFG | 0 |  |  |  |  | 2.2498 | 4.0513 | 0 | 0 | 0 | -1.8015 | 104.55 |  | kWh | 0.01195 | 0 | Commercial | [7 empty] | 4 | 0.76 |  |  |  | 0 | 39 | 0 | 0 | 0 | 0 | 0 | 0 | 0 | 0 | 0 | 0 | 2009 Qtr 1: 0; 2009 Qtr 2: 0; 2009 Qtr 3: 0; 2009 Qtr 4: 39; 2010 Qtr 1: 0; 2010 Qtr 2: 0; 2010 Qtr 3: 0; 2010 Qtr 4: 0; 2011 Qtr 1: 0; 2011 Qtr 2: 0; 2011 Qtr 3: 0; 2011 Qtr 4: 0 | 39
0 | 234084-Refrigeration -Cooler/Freezer Door Gaskets - Solid Doors: Cooler |  | System | Commercial | 09-GRO-Grocery-REFG | 0 |  |  |  |  | 2.2498 | 4.0171 | 0 | 0 | 0 | -1.7673 | 104.55 |  | kWh | 0.01195 | 0 | Commercial | [7 empty] | 4 | 0.76 |  |  |  | 0 | 82 | 0 | 0 | 0 | 0 | 0 | 0 | 0 | 0 | 0 | 0 | 2009 Qtr 1: 0; 2009 Qtr 2: 0; 2009 Qtr 3: 0; 2009 Qtr 4: 82; 2010 Qtr 1: 0; 2010 Qtr 2: 0; 2010 Qtr 3: 0; 2010 Qtr 4: 0; 2011 Qtr 1: 0; 2011 Qtr 2: 0; 2011 Qtr 3: 0; 2011 Qtr 4: 0 | 82
0 | 234085-Refrigeration -Strip Curtains for Walk-ins |  | System | Commercial | 20-RFF-Restaurant–FastFood-Refrig | 0 |  |  |  |  | 10.214 | 3.0056 | 0 | 0 | 0 | 7.2084 | 465 |  | kWh | 0.053 | 0 | Commercial | [7 empty] | 4 | 0.46 |  |  |  | 0 | 43 | 0 | 0 | 0 | 0 | 0 | 0 | 0 | 0 | 0 | 0 | 2009 Qtr 1: 0; 2009 Qtr 2: 0; 2009 Qtr 3: 0; 2009 Qtr 4: 43; 2010 Qtr 1: 0; 2010 Qtr 2: 0; 2010 Qtr 3: 0; 2010 Qtr 4: 0; 2011 Qtr 1: 0; 2011 Qtr 2: 0; 2011 Qtr 3: 0; 2011 Qtr 4: 0 | 43
0 | 234084-Refrigeration -Cooler/Freezer Door Gaskets - Solid Doors: Cooler |  | System | Commercial | 09-GRO-Grocery-REFG | 0 |  |  |  |  | 2.2498 | 4.0365 | 0 | 0 | 0 | -1.7867 | 104.55 |  | kWh | 0.01195 | 0 | Commercial | [7 empty] | 4 | 0.76 |  |  |  | 0 | 79 | 0 | 0 | 0 | 0 | 0 | 0 | 0 | 0 | 0 | 0 | 2009 Qtr 1: 0; 2009 Qtr 2: 0; 2009 Qtr 3: 0; 2009 Qtr 4: 79; 2010 Qtr 1: 0; 2010 Qtr 2: 0; 2010 Qtr 3: 0; 2010 Qtr 4: 0; 2011 Qtr 1: 0; 2011 Qtr 2: 0; 2011 Qtr 3: 0; 2011 Qtr 4: 0 | 79
0 | 234116-Refrigeration -Cooler/Freezer Door Gaskets - Solid Doors: Freezer |  | System | Commercial | 09-GRO-Grocery-REFG | 0 |  |  |  |  | 3.9975 | 4.0252 | 0 | 0 | 0 | -0.027661 | 104.55 |  | kWh | 0.01195 | 0 | Commercial | [7 empty] | 4 | 0.76 |  |  |  | 0 | 27 | 0 | 0 | 0 | 0 | 0 | 0 | 0 | 0 | 0 | 0 | 2009 Qtr 1: 0; 2009 Qtr 2: 0; 2009 Qtr 3: 0; 2009 Qtr 4: 27; 2010 Qtr 1: 0; 2010 Qtr 2: 0; 2010 Qtr 3: 0; 2010 Qtr 4: 0; 2011 Qtr 1: 0; 2011 Qtr 2: 0; 2011 Qtr 3: 0; 2011 Qtr 4: 0 | 27
0 | 234085-Refrigeration -Strip Curtains for Walk-ins |  | System | Commercial | 20-RFF-Restaurant–FastFood-Refrig | 0 |  |  |  |  | 10.214 | 3.069 | 0 | 0 | 0 | 7.145 | 465 |  | kWh | 0.053 | 0 | Commercial | [7 empty] | 4 | 0.46 |  |  |  | 0 | 30 | 0 | 0 | 0 | 0 | 0 | 0 | 0 | 0 | 0 | 0 | 2009 Qtr 1: 0; 2009 Qtr 2: 0; 2009 Qtr 3: 0; 2009 Qtr 4: 30; 2010 Qtr 1: 0; 2010 Qtr 2: 0; 2010 Qtr 3: 0; 2010 Qtr 4: 0; 2011 Qtr 1: 0; 2011 Qtr 2: 0; 2011 Qtr 3: 0; 2011 Qtr 4: 0 | 30
0 | 234084-Refrigeration -Cooler/Freezer Door Gaskets - Solid Doors: Cooler |  | System | Commercial | 09-GRO-Grocery-REFG | 0 |  |  |  |  | 2.2498 | 4.031 | 0 | 0 | 0 | -1.7812 | 104.55 |  | kWh | 0.01195 | 0 | Commercial | [7 empty] | 4 | 0.76 |  |  |  | 0 | 89 | 0 | 0 | 0 | 0 | 0 | 0 | 0 | 0 | 0 | 0 | 2009 Qtr 1: 0; 2009 Qtr 2: 0; 2009 Qtr 3: 0; 2009 Qtr 4: 89; 2010 Qtr 1: 0; 2010 Qtr 2: 0; 2010 Qtr 3: 0; 2010 Qtr 4: 0; 2011 Qtr 1: 0; 2011 Qtr 2: 0; 2011 Qtr 3: 0; 2011 Qtr 4: 0 | 89
0 | 234067-Refrigeration - Food Service -Auto Closer for Main Cooler Doors |  | System | Commercial | 09-GRO-Grocery-REFG | 0 |  |  |  |  | 382.5103 | 103 | 0 | 0 | 0 | 279.5103 | 1075.009 |  | kWh | 0.20794 | -0.053375 | Commercial |  | Annual | [5 empty] | 8 | 0.7 |  |  |  | 0 | 1 | 0 | 0 | 0 | 0 | 0 | 0 | 0 | 0 | 0 | 0 | 2009 Qtr 1: 0; 2009 Qtr 2: 0; 2009 Qtr 3: 0; 2009 Qtr 4: 1; 2010 Qtr 1: 0; 2010 Qtr 2: 0; 2010 Qtr 3: 0; 2010 Qtr 4: 0; 2011 Qtr 1: 0; 2011 Qtr 2: 0; 2011 Qtr 3: 0; 2011 Qtr 4: 0 | 1
0 | 234085-Refrigeration -Strip Curtains for Walk-ins |  | System | Commercial | 20-RFF-Restaurant–FastFood-Refrig | 0 |  |  |  |  | 10.214 | 3.0456 | 0 | 0 | 0 | 7.1684 | 465 |  | kWh | 0.053 | 0 | Commercial | [7 empty] | 4 | 0.46 |  |  |  | 0 | 25 | 0 | 0 | 0 | 0 | 0 | 0 | 0 | 0 | 0 | 0 | 2009 Qtr 1: 0; 2009 Qtr 2: 0; 2009 Qtr 3: 0; 2009 Qtr 4: 25; 2010 Qtr 1: 0; 2010 Qtr 2: 0; 2010 Qtr 3: 0; 2010 Qtr 4: 0; 2011 Qtr 1: 0; 2011 Qtr 2: 0; 2011 Qtr 3: 0; 2011 Qtr 4: 0 | 25
0 | 234084-Refrigeration -Cooler/Freezer Door Gaskets - Solid Doors: Cooler |  | System | Commercial | 09-GRO-Grocery-REFG | 0 |  |  |  |  | 2.2498 | 4.0831 | 0 | 0 | 0 | -1.8333 | 104.55 |  | kWh | 0.01195 | 0 | Commercial | [7 empty] | 4 | 0.76 |  |  |  | 0 | 26 | 0 | 0 | 0 | 0 | 0 | 0 | 0 | 0 | 0 | 0 | 2009 Qtr 1: 0; 2009 Qtr 2: 0; 2009 Qtr 3: 0; 2009 Qtr 4: 26; 2010 Qtr 1: 0; 2010 Qtr 2: 0; 2010 Qtr 3: 0; 2010 Qtr 4: 0; 2011 Qtr 1: 0; 2011 Qtr 2: 0; 2011 Qtr 3: 0; 2011 Qtr 4: 0 | 26
0 | 234303-Lighting-Remove 4 Ft Lamp (De-Lamp) - Tr1 |  | System | Commercial | [6 empty] | 12.3596 | 16.4871 | 0 | 0 | 0 | -4.1275 | 137.2559 |  | 0 | 0.026384 | -2.5676 | Commercial |  | Winter Only | [5 empty] | 15 | 0.77 |  |  |  | 0 | 50.0391 | 0 | 0 | 0 | 0 | 0 | 0 | 0 | 0 | 0 | 0 | 2009 Qtr 1: 50.0391; 2009 Qtr 2: 0; 2009 Qtr 3: 0; 2009 Qtr 4: 0; 2010 Qtr 1: 0; 2010 Qtr 2: 0; 2010 Qtr 3: 0; 2010 Qtr 4: 0; 2011 Qtr 1: 0; 2011 Qtr 2: 0; 2011 Qtr 3: 0; 2011 Qtr 4: 0 | 50.0391
0 | 234312-Lighting-Screw in 14-26 Watt Lamp - Tr1 |  | System | Commercial | [6 empty] | 9.3196 | 10.3931 | 0 | 0 | 0 | -1.0734 | 194.1729 |  | 0 | 0.038993 | -2.6224 | Commercial |  | Annual | [5 empty] | 2.47 | 0.81 |  |  |  | 0 | 1.3471 | 0 | 0 | 0 | 0 | 0 | 0 | 0 | 0 | 0 | 0 | 2009 Qtr 1: 0; 2009 Qtr 2: 0; 2009 Qtr 3: 0; 2009 Qtr 4: 1.3471; 2010 Qtr 1: 0; 2010 Qtr 2: 0; 2010 Qtr 3: 0; 2010 Qtr 4: 0; 2011 Qtr 1: 0; 2011 Qtr 2: 0; 2011 Qtr 3: 0; 2011 Qtr 4: 0 | 1.3471
0 | 234330-Premium T8 with T12 40 Watt Baseline - Tr1 |  | System | Commercial | 01-ALC-AllCommercial-IntLight | 0 |  |  |  |  | 27.6532 | 13.1897 | 0 | 0 | 0 | 14.4636 | 83.5202 |  | kWh | 0.017351 | 0 | Commercial | [7 empty] | 15 | 0.78 |  |  |  | 0 | 18.196 | 0 | 0 | 0 | 0 | 0 | 0 | 0 | 0 | 0 | 0 | 2009 Qtr 1: 0; 2009 Qtr 2: 0; 2009 Qtr 3: 0; 2009 Qtr 4: 18.196; 2010 Qtr 1: 0; 2010 Qtr 2: 0; 2010 Qtr 3: 0; 2010 Qtr 4: 0; 2011 Qtr 1: 0; 2011 Qtr 2: 0; 2011 Qtr 3: 0; 2011 Qtr 4: 0 | 18.196
0 | 234303-Lighting-Remove 4 Ft Lamp (De-Lamp) - Tr1 |  | System | Commercial | [6 empty] | 12.3596 | 16.4871 | 0 | 0 | 0 | -4.1275 | 137.2559 |  | 0 | 0.026384 | -2.5676 | Commercial |  | Winter Only | [5 empty] | 15 | 0.77 |  |  |  | 0 | 3.6392 | 0 | 0 | 0 | 0 | 0 | 0 | 0 | 0 | 0 | 0 | 2009 Qtr 1: 0; 2009 Qtr 2: 0; 2009 Qtr 3: 0; 2009 Qtr 4: 3.6392; 2010 Qtr 1: 0; 2010 Qtr 2: 0; 2010 Qtr 3: 0; 2010 Qtr 4: 0; 2011 Qtr 1: 0; 2011 Qtr 2: 0; 2011 Qtr 3: 0; 2011 Qtr 4: 0 | 3.6392
0 | 234360-Lighting-IntrHiByLnrFlscntFxtr244wrplc400w(TrI)Tr1 |  | System | Commercial | [6 empty] | 282.4319 | 153.8404 | 0 | 0 | 0 | 128.5914 | 0 |  | 0 | 0.224 | -7.1132 | Commercial |  | Winter Only | [5 empty] | 15 | 0.78 |  |  |  | 0 | 7.8003 | 0 | 0 | 0 | 0 | 0 | 0 | 0 | 0 | 0 | 0 | 2009 Qtr 1: 0; 2009 Qtr 2: 0; 2009 Qtr 3: 0; 2009 Qtr 4: 7.8003; 2010 Qtr 1: 0; 2010 Qtr 2: 0; 2010 Qtr 3: 0; 2010 Qtr 4: 0; 2011 Qtr 1: 0; 2011 Qtr 2: 0; 2011 Qtr 3: 0; 2011 Qtr 4: 0 | 7.8003
0 | 234285-Lighting-Occpncy Snsr-Hi-Bay integrated Snsr-Tr1 |  | System | Commercial | 01-ALC-AllCommercial-IntLight | 0 |  |  |  |  | 221.2703 | 95.5 | 0 | 0 | 0 | 125.7703 | 2503.6304 |  | kWh | 0.48559 | 0 | Commercial | [7 empty] | 8 | 0.84 |  |  |  | 0 | 8 | 0 | 0 | 0 | 0 | 0 | 0 | 0 | 0 | 0 | 0 | 2009 Qtr 1: 0; 2009 Qtr 2: 0; 2009 Qtr 3: 0; 2009 Qtr 4: 8; 2010 Qtr 1: 0; 2010 Qtr 2: 0; 2010 Qtr 3: 0; 2010 Qtr 4: 0; 2011 Qtr 1: 0; 2011 Qtr 2: 0; 2011 Qtr 3: 0; 2011 Qtr 4: 0 | 8
0 | 234312-Lighting-Screw in 14-26 Watt Lamp - Tr1 |  | System | Commercial | [6 empty] | 9.3196 | 10.3931 | 0 | 0 | 0 | -1.0734 | 194.1729 |  | 0 | 0.038993 | -2.6224 | Commercial |  | Annual | [5 empty] | 2.47 | 0.81 |  |  |  | 0 | 3.3676 | 0 | 0 | 0 | 0 | 0 | 0 | 0 | 0 | 0 | 0 | 2009 Qtr 1: 0; 2009 Qtr 2: 0; 2009 Qtr 3: 0; 2009 Qtr 4: 3.3676; 2010 Qtr 1: 0; 2010 Qtr 2: 0; 2010 Qtr 3: 0; 2010 Qtr 4: 0; 2011 Qtr 1: 0; 2011 Qtr 2: 0; 2011 Qtr 3: 0; 2011 Qtr 4: 0 | 3.3676
0 | 234330-Premium T8 with T12 40 Watt Baseline - Tr1 |  | System | Commercial | 01-ALC-AllCommercial-IntLight | 0 |  |  |  |  | 27.6532 | 13.1897 | 0 | 0 | 0 | 14.4636 | 83.5202 |  | kWh | 0.017351 | 0 | Commercial | [7 empty] | 15 | 0.78 |  |  |  | 0 | 100.0782 | 0 | 0 | 0 | 0 | 0 | 0 | 0 | 0 | 0 | 0 | 2009 Qtr 1: 0; 2009 Qtr 2: 0; 2009 Qtr 3: 0; 2009 Qtr 4: 100.0782; 2010 Qtr 1: 0; 2010 Qtr 2: 0; 2010 Qtr 3: 0; 2010 Qtr 4: 0; 2011 Qtr 1: 0; 2011 Qtr 2: 0; 2011 Qtr 3: 0; 2011 Qtr 4: 0 | 100.0782
0 | 234312-Lighting-Screw in 14-26 Watt Lamp - Tr1 |  | System | Commercial | [6 empty] | 9.3196 | 10.3931 | 0 | 0 | 0 | -1.0734 | 194.1729 |  | 0 | 0.038993 | -2.6224 | Commercial |  | Annual | [5 empty] | 2.47 | 0.81 |  |  |  | 0 | 22.2263 | 0 | 0 | 0 | 0 | 0 | 0 | 0 | 0 | 0 | 0 | 2009 Qtr 1: 0; 2009 Qtr 2: 0; 2009 Qtr 3: 0; 2009 Qtr 4: 22.2263; 2010 Qtr 1: 0; 2010 Qtr 2: 0; 2010 Qtr 3: 0; 2010 Qtr 4: 0; 2011 Qtr 1: 0; 2011 Qtr 2: 0; 2011 Qtr 3: 0; 2011 Qtr 4: 0 | 22.2263
0 | 234330-Premium T8 with T12 40 Watt Baseline - Tr1 |  | System | Commercial | 01-ALC-AllCommercial-IntLight | 0 |  |  |  |  | 27.6532 | 13.1897 | 0 | 0 | 0 | 14.4636 | 83.5202 |  | kWh | 0.017351 | 0 | Commercial | [7 empty] | 15 | 0.78 |  |  |  | 0 | 225.6309 | 0 | 0 | 0 | 0 | 0 | 0 | 0 | 0 | 0 | 0 | 2009 Qtr 1: 0; 2009 Qtr 2: 0; 2009 Qtr 3: 0; 2009 Qtr 4: 225.6309; 2010 Qtr 1: 0; 2010 Qtr 2: 0; 2010 Qtr 3: 0; 2010 Qtr 4: 0; 2011 Qtr 1: 0; 2011 Qtr 2: 0; 2011 Qtr 3: 0; 2011 Qtr 4: 0 | 225.6309
0 | 234207-Lighting-8 Ft T-8 with Elec Ballast-Tr1 |  | System | Commercial | 01-ALC-AllCommercial-IntLight | 0 |  |  |  |  | 35.6901 | 21.9828 | 0 | 0 | 0 | 13.7073 | 45.8368 |  | kWh | 0.0098893 | 0 | Commercial | [7 empty] | 15 | 0.78 |  |  |  | 0 | 9.098 | 0 | 0 | 0 | 0 | 0 | 0 | 0 | 0 | 0 | 0 | 2009 Qtr 1: 0; 2009 Qtr 2: 0; 2009 Qtr 3: 0; 2009 Qtr 4: 9.098; 2010 Qtr 1: 0; 2010 Qtr 2: 0; 2010 Qtr 3: 0; 2010 Qtr 4: 0; 2011 Qtr 1: 0; 2011 Qtr 2: 0; 2011 Qtr 3: 0; 2011 Qtr 4: 0 | 9.098
0 | 234303-Lighting-Remove 4 Ft Lamp (De-Lamp) - Tr1 |  | System | Commercial | [6 empty] | 12.3596 | 0 | 0 | 0 | 0 | 12.3596 | 0 |  | 0 | 0 | 0 | Commercial |  | Winter Only | [5 empty] | 15 | 0.77 |  |  |  | 0 | 0.9098 | 0 | 0 | 0 | 0 | 0 | 0 | 0 | 0 | 0 | 0 | 2009 Qtr 1: 0; 2009 Qtr 2: 0; 2009 Qtr 3: 0; 2009 Qtr 4: 0.9098; 2010 Qtr 1: 0; 2010 Qtr 2: 0; 2010 Qtr 3: 0; 2010 Qtr 4: 0; 2011 Qtr 1: 0; 2011 Qtr 2: 0; 2011 Qtr 3: 0; 2011 Qtr 4: 0 | 0.9098
0 | 234306-Lighting-Remove 8 Ft Lamp (De-Lamp) - Tr1 |  | System | Commercial | 23-RTL-Retail–SingleStorylarge-LIT_INT | 0 |  |  |  |  | 28.4369 | 0 | 0 | 0 | 0 | 28.4369 | 0 |  | kWh | 0 | 0 | Commercial | [7 empty] | 15 | 0.77 |  |  |  | 0 | 0.9098 | 0 | 0 | 0 | 0 | 0 | 0 | 0 | 0 | 0 | 0 | 2009 Qtr 1: 0; 2009 Qtr 2: 0; 2009 Qtr 3: 0; 2009 Qtr 4: 0.9098; 2010 Qtr 1: 0; 2010 Qtr 2: 0; 2010 Qtr 3: 0; 2010 Qtr 4: 0; 2011 Qtr 1: 0; 2011 Qtr 2: 0; 2011 Qtr 3: 0; 2011 Qtr 4: 0 | 0.9098
0 | 234291-Lighting-Ocpncy Snsr-Wll/Cl Mntd Lght Snsr>=500Tr1 |  | System | Commercial | 01-ALC-AllCommercial-IntLight | 0 |  |  |  |  | 221.37 | 75 | 0 | 0 | 0 | 146.37 | 626 |  | kWh | 0.145 | 0 | Commercial | [7 empty] | 8 | 0.84 |  |  |  | 0 | 41 | 0 | 0 | 0 | 0 | 0 | 0 | 0 | 0 | 0 | 0 | 2009 Qtr 1: 0; 2009 Qtr 2: 0; 2009 Qtr 3: 0; 2009 Qtr 4: 41; 2010 Qtr 1: 0; 2010 Qtr 2: 0; 2010 Qtr 3: 0; 2010 Qtr 4: 0; 2011 Qtr 1: 0; 2011 Qtr 2: 0; 2011 Qtr 3: 0; 2011 Qtr 4: 0 | 41
0 | 234312-Lighting-Screw in 14-26 Watt Lamp - Tr1 |  | System | Commercial | [6 empty] | 9.3196 | 9.3538 | 0 | 0 | 0 | -0.034127 | 194.1729 |  | 0 | 0.038993 | -2.6224 | Commercial |  | Annual | [5 empty] | 2.47 | 0.81 |  |  |  | 0 | 23.5734 | 0 | 0 | 0 | 0 | 0 | 0 | 0 | 0 | 0 | 0 | 2009 Qtr 1: 0; 2009 Qtr 2: 0; 2009 Qtr 3: 23.5734; 2009 Qtr 4: 0; 2010 Qtr 1: 0; 2010 Qtr 2: 0; 2010 Qtr 3: 0; 2010 Qtr 4: 0; 2011 Qtr 1: 0; 2011 Qtr 2: 0; 2011 Qtr 3: 0; 2011 Qtr 4: 0 | 23.5734
0 | 234207-Lighting-8 Ft T-8 with Elec Ballast-Tr1 |  | System | Commercial | 01-ALC-AllCommercial-IntLight | 0 |  |  |  |  | 35.6901 | 19.7845 | 0 | 0 | 0 | 15.9056 | 45.8368 |  | kWh | 0.0098893 | 0 | Commercial | [7 empty] | 15 | 0.78 |  |  |  | 0 | 61.8665 | 0 | 0 | 0 | 0 | 0 | 0 | 0 | 0 | 0 | 0 | 2009 Qtr 1: 0; 2009 Qtr 2: 0; 2009 Qtr 3: 61.8665; 2009 Qtr 4: 0; 2010 Qtr 1: 0; 2010 Qtr 2: 0; 2010 Qtr 3: 0; 2010 Qtr 4: 0; 2011 Qtr 1: 0; 2011 Qtr 2: 0; 2011 Qtr 3: 0; 2011 Qtr 4: 0 | 61.8665
0 | 234063-Refrigeration - Anti-Sweat Heater Controls |  | System | Commercial | 09-GRO-Grocery-REFG | 0 |  |  |  |  | 56 | 26.5 | 0 | 0 | 0 | 29.5 | 343 |  | kWh | 0.022 | 0 | Commercial | [7 empty] | 12 | 0.7 |  |  |  | 0 | 32 | 0 | 0 | 0 | 0 | 0 | 0 | 0 | 0 | 0 | 0 | 2009 Qtr 1: 0; 2009 Qtr 2: 0; 2009 Qtr 3: 0; 2009 Qtr 4: 32; 2010 Qtr 1: 0; 2010 Qtr 2: 0; 2010 Qtr 3: 0; 2010 Qtr 4: 0; 2011 Qtr 1: 0; 2011 Qtr 2: 0; 2011 Qtr 3: 0; 2011 Qtr 4: 0 | 32
0 | 234126-Refrigeration - Efficient Evap Fan Motor Electronically Commutated Motor (ECM) |  | System | Commercial | 09-GRO-Grocery-REFG | 0 |  |  |  |  | 6.7904 | 150 | 0 | 0 | 0 | -143.2096 | 116.369 |  | kWh | 0.015845 | -0.11528 | Commercial |  | Annual | [5 empty] | 15 | 0.7 |  |  |  | 0 | 8 | 0 | 0 | 0 | 0 | 0 | 0 | 0 | 0 | 0 | 0 | 2009 Qtr 1: 0; 2009 Qtr 2: 0; 2009 Qtr 3: 0; 2009 Qtr 4: 8; 2010 Qtr 1: 0; 2010 Qtr 2: 0; 2010 Qtr 3: 0; 2010 Qtr 4: 0; 2011 Qtr 1: 0; 2011 Qtr 2: 0; 2011 Qtr 3: 0; 2011 Qtr 4: 0 | 8
0 | 234084-Refrigeration -Cooler/Freezer Door Gaskets - Solid Doors: Cooler |  | System | Commercial | 09-GRO-Grocery-REFG | 0 |  |  |  |  | 2.2498 | 4.0036 | 0 | 0 | 0 | -1.7538 | 104.55 |  | kWh | 0.01195 | 0 | Commercial | [7 empty] | 4 | 0.76 |  |  |  | 0 | 66 | 0 | 0 | 0 | 0 | 0 | 0 | 0 | 0 | 0 | 0 | 2009 Qtr 1: 0; 2009 Qtr 2: 0; 2009 Qtr 3: 0; 2009 Qtr 4: 66; 2010 Qtr 1: 0; 2010 Qtr 2: 0; 2010 Qtr 3: 0; 2010 Qtr 4: 0; 2011 Qtr 1: 0; 2011 Qtr 2: 0; 2011 Qtr 3: 0; 2011 Qtr 4: 0 | 66
0 | 234085-Refrigeration -Strip Curtains for Walk-ins |  | System | Commercial | 20-RFF-Restaurant–FastFood-Refrig | 0 |  |  |  |  | 10.214 | 3.0675 | 0 | 0 | 0 | 7.1465 | 465 |  | kWh | 0.053 | 0 | Commercial | [7 empty] | 4 | 0.46 |  |  |  | 0 | 44 | 0 | 0 | 0 | 0 | 0 | 0 | 0 | 0 | 0 | 0 | 2009 Qtr 1: 0; 2009 Qtr 2: 0; 2009 Qtr 3: 0; 2009 Qtr 4: 44; 2010 Qtr 1: 0; 2010 Qtr 2: 0; 2010 Qtr 3: 0; 2010 Qtr 4: 0; 2011 Qtr 1: 0; 2011 Qtr 2: 0; 2011 Qtr 3: 0; 2011 Qtr 4: 0 | 44
0 | 234084-Refrigeration -Cooler/Freezer Door Gaskets - Solid Doors: Cooler |  | System | Commercial | 09-GRO-Grocery-REFG | 0 |  |  |  |  | 2.2498 | 4.0405 | 0 | 0 | 0 | -1.7907 | 104.55 |  | kWh | 0.01195 | 0 | Commercial | [7 empty] | 4 | 0.76 |  |  |  | 0 | 86 | 0 | 0 | 0 | 0 | 0 | 0 | 0 | 0 | 0 | 0 | 2009 Qtr 1: 0; 2009 Qtr 2: 0; 2009 Qtr 3: 0; 2009 Qtr 4: 86; 2010 Qtr 1: 0; 2010 Qtr 2: 0; 2010 Qtr 3: 0; 2010 Qtr 4: 0; 2011 Qtr 1: 0; 2011 Qtr 2: 0; 2011 Qtr 3: 0; 2011 Qtr 4: 0 | 86
0 | 234116-Refrigeration -Cooler/Freezer Door Gaskets - Solid Doors: Freezer |  | System | Commercial | 09-GRO-Grocery-REFG | 0 |  |  |  |  | 3.9975 | 4.06 | 0 | 0 | 0 | -0.062476 | 104.55 |  | kWh | 0.01195 | 0 | Commercial | [7 empty] | 4 | 0.76 |  |  |  | 0 | 16 | 0 | 0 | 0 | 0 | 0 | 0 | 0 | 0 | 0 | 0 | 2009 Qtr 1: 0; 2009 Qtr 2: 0; 2009 Qtr 3: 0; 2009 Qtr 4: 16; 2010 Qtr 1: 0; 2010 Qtr 2: 0; 2010 Qtr 3: 0; 2010 Qtr 4: 0; 2011 Qtr 1: 0; 2011 Qtr 2: 0; 2011 Qtr 3: 0; 2011 Qtr 4: 0 | 16
0 | 234085-Refrigeration -Strip Curtains for Walk-ins |  | System | Commercial | 20-RFF-Restaurant–FastFood-Refrig | 0 |  |  |  |  | 10.214 | 3.0238 | 0 | 0 | 0 | 7.1903 | 465 |  | kWh | 0.053 | 0 | Commercial | [7 empty] | 4 | 0.46 |  |  |  | 0 | 24 | 0 | 0 | 0 | 0 | 0 | 0 | 0 | 0 | 0 | 0 | 2009 Qtr 1: 0; 2009 Qtr 2: 0; 2009 Qtr 3: 0; 2009 Qtr 4: 24; 2010 Qtr 1: 0; 2010 Qtr 2: 0; 2010 Qtr 3: 0; 2010 Qtr 4: 0; 2011 Qtr 1: 0; 2011 Qtr 2: 0; 2011 Qtr 3: 0; 2011 Qtr 4: 0 | 24
0 | 234084-Refrigeration -Cooler/Freezer Door Gaskets - Solid Doors: Cooler |  | System | Commercial | 09-GRO-Grocery-REFG | 0 |  |  |  |  | 2.2498 | 4.0493 | 0 | 0 | 0 | -1.7995 | 104.55 |  | kWh | 0.01195 | 0 | Commercial | [7 empty] | 4 | 0.76 |  |  |  | 0 | 43 | 0 | 0 | 0 | 0 | 0 | 0 | 0 | 0 | 0 | 0 | 2009 Qtr 1: 0; 2009 Qtr 2: 0; 2009 Qtr 3: 0; 2009 Qtr 4: 43; 2010 Qtr 1: 0; 2010 Qtr 2: 0; 2010 Qtr 3: 0; 2010 Qtr 4: 0; 2011 Qtr 1: 0; 2011 Qtr 2: 0; 2011 Qtr 3: 0; 2011 Qtr 4: 0 | 43
0 | 234116-Refrigeration -Cooler/Freezer Door Gaskets - Solid Doors: Freezer |  | System | Commercial | 09-GRO-Grocery-REFG | 0 |  |  |  |  | 3.9975 | 4.0037 | 0 | 0 | 0 | -0.0061969 | 104.55 |  | kWh | 0.01195 | 0 | Commercial | [7 empty] | 4 | 0.76 |  |  |  | 0 | 43 | 0 | 0 | 0 | 0 | 0 | 0 | 0 | 0 | 0 | 0 | 2009 Qtr 1: 0; 2009 Qtr 2: 0; 2009 Qtr 3: 0; 2009 Qtr 4: 43; 2010 Qtr 1: 0; 2010 Qtr 2: 0; 2010 Qtr 3: 0; 2010 Qtr 4: 0; 2011 Qtr 1: 0; 2011 Qtr 2: 0; 2011 Qtr 3: 0; 2011 Qtr 4: 0 | 43
0 | 234067-Refrigeration - Food Service -Auto Closer for Main Cooler Doors |  | System | Commercial | 09-GRO-Grocery-REFG | 0 |  |  |  |  | 382.5103 | 103 | 0 | 0 | 0 | 279.5103 | 1075.009 |  | kWh | 0.20794 | -0.053375 | Commercial |  | Annual | [5 empty] | 8 | 0.7 |  |  |  | 0 | 1 | 0 | 0 | 0 | 0 | 0 | 0 | 0 | 0 | 0 | 0 | 2009 Qtr 1: 0; 2009 Qtr 2: 0; 2009 Qtr 3: 0; 2009 Qtr 4: 1; 2010 Qtr 1: 0; 2010 Qtr 2: 0; 2010 Qtr 3: 0; 2010 Qtr 4: 0; 2011 Qtr 1: 0; 2011 Qtr 2: 0; 2011 Qtr 3: 0; 2011 Qtr 4: 0 | 1
0 | 234330-Premium T8 with T12 40 Watt Baseline - Tr1 |  | System | Commercial | 01-ALC-AllCommercial-IntLight | 0 |  |  |  |  | 27.6532 | 13.1897 | 0 | 0 | 0 | 14.4636 | 83.5202 |  | kWh | 0.017351 | 0 | Commercial | [7 empty] | 15 | 0.78 |  |  |  | 0 | 18.196 | 0 | 0 | 0 | 0 | 0 | 0 | 0 | 0 | 0 | 0 | 2009 Qtr 1: 0; 2009 Qtr 2: 0; 2009 Qtr 3: 0; 2009 Qtr 4: 18.196; 2010 Qtr 1: 0; 2010 Qtr 2: 0; 2010 Qtr 3: 0; 2010 Qtr 4: 0; 2011 Qtr 1: 0; 2011 Qtr 2: 0; 2011 Qtr 3: 0; 2011 Qtr 4: 0 | 18.196
0 | 234303-Lighting-Remove 4 Ft Lamp (De-Lamp) - Tr1 |  | System | Commercial | [6 empty] | 12.3596 | 0 | 0 | 0 | 0 | 12.3596 | 0 |  | 0 | 0 | 0 | Commercial |  | Winter Only | [5 empty] | 15 | 0.77 |  |  |  | 0 | 0.9098 | 0 | 0 | 0 | 0 | 0 | 0 | 0 | 0 | 0 | 0 | 2009 Qtr 1: 0; 2009 Qtr 2: 0; 2009 Qtr 3: 0; 2009 Qtr 4: 0.9098; 2010 Qtr 1: 0; 2010 Qtr 2: 0; 2010 Qtr 3: 0; 2010 Qtr 4: 0; 2011 Qtr 1: 0; 2011 Qtr 2: 0; 2011 Qtr 3: 0; 2011 Qtr 4: 0 | 0.9098
0 | 234330-Premium T8 with T12 40 Watt Baseline - Tr1 |  | System | Commercial | 01-ALC-AllCommercial-IntLight | 0 |  |  |  |  | 27.6532 | 13.1897 | 0 | 0 | 0 | 14.4636 | 83.5202 |  | kWh | 0.017351 | 0 | Commercial | [7 empty] | 15 | 0.78 |  |  |  | 0 | 32.7529 | 0 | 0 | 0 | 0 | 0 | 0 | 0 | 0 | 0 | 0 | 2009 Qtr 1: 0; 2009 Qtr 2: 0; 2009 Qtr 3: 32.7529; 2009 Qtr 4: 0; 2010 Qtr 1: 0; 2010 Qtr 2: 0; 2010 Qtr 3: 0; 2010 Qtr 4: 0; 2011 Qtr 1: 0; 2011 Qtr 2: 0; 2011 Qtr 3: 0; 2011 Qtr 4: 0 | 32.7529
0 | 234303-Lighting-Remove 4 Ft Lamp (De-Lamp) - Tr1 |  | System | Commercial | [6 empty] | 12.3596 | 16.4871 | 0 | 0 | 0 | -4.1275 | 137.2559 |  | 0 | 0.026384 | -2.5676 | Commercial |  | Winter Only | [5 empty] | 15 | 0.77 |  |  |  | 0 | 6.3686 | 0 | 0 | 0 | 0 | 0 | 0 | 0 | 0 | 0 | 0 | 2009 Qtr 1: 0; 2009 Qtr 2: 0; 2009 Qtr 3: 6.3686; 2009 Qtr 4: 0; 2010 Qtr 1: 0; 2010 Qtr 2: 0; 2010 Qtr 3: 0; 2010 Qtr 4: 0; 2011 Qtr 1: 0; 2011 Qtr 2: 0; 2011 Qtr 3: 0; 2011 Qtr 4: 0 | 6.3686
0 | 234084-Refrigeration -Cooler/Freezer Door Gaskets - Solid Doors: Cooler |  | System | Commercial | 09-GRO-Grocery-REFG | 0 |  |  |  |  | 2.2498 | 4.0177 | 0 | 0 | 0 | -1.7679 | 104.55 |  | kWh | 0.01195 | 0 | Commercial | [7 empty] | 4 | 0.76 |  |  |  | 0 | 70 | 0 | 0 | 0 | 0 | 0 | 0 | 0 | 0 | 0 | 0 | 2009 Qtr 1: 0; 2009 Qtr 2: 0; 2009 Qtr 3: 70; 2009 Qtr 4: 0; 2010 Qtr 1: 0; 2010 Qtr 2: 0; 2010 Qtr 3: 0; 2010 Qtr 4: 0; 2011 Qtr 1: 0; 2011 Qtr 2: 0; 2011 Qtr 3: 0; 2011 Qtr 4: 0 | 70
0 | 234330-Premium T8 with T12 40 Watt Baseline - Tr1 |  | System | Commercial | 01-ALC-AllCommercial-IntLight | 0 |  |  |  |  | 27.6532 | 13.1897 | 0 | 0 | 0 | 14.4636 | 83.5202 |  | kWh | 0.017351 | 0 | Commercial | [7 empty] | 15 | 0.78 |  |  |  | 0 | 21.8353 | 0 | 0 | 0 | 0 | 0 | 0 | 0 | 0 | 0 | 0 | 2009 Qtr 1: 21.8353; 2009 Qtr 2: 0; 2009 Qtr 3: 0; 2009 Qtr 4: 0; 2010 Qtr 1: 0; 2010 Qtr 2: 0; 2010 Qtr 3: 0; 2010 Qtr 4: 0; 2011 Qtr 1: 0; 2011 Qtr 2: 0; 2011 Qtr 3: 0; 2011 Qtr 4: 0 | 21.8353
0 | 234303-Lighting-Remove 4 Ft Lamp (De-Lamp) - Tr1 |  | System | Commercial | [6 empty] | 12.3596 | 16.4871 | 0 | 0 | 0 | -4.1275 | 137.2559 |  | 0 | 0.026384 | -2.5676 | Commercial |  | Winter Only | [5 empty] | 15 | 0.77 |  |  |  | 0 | 12.7372 | 0 | 0 | 0 | 0 | 0 | 0 | 0 | 0 | 0 | 0 | 2009 Qtr 1: 12.7372; 2009 Qtr 2: 0; 2009 Qtr 3: 0; 2009 Qtr 4: 0; 2010 Qtr 1: 0; 2010 Qtr 2: 0; 2010 Qtr 3: 0; 2010 Qtr 4: 0; 2011 Qtr 1: 0; 2011 Qtr 2: 0; 2011 Qtr 3: 0; 2011 Qtr 4: 0 | 12.7372
0 | 234331-Premium T8 with T12 40 Watt Baseline - Tr2 |  | System | Commercial | 01-ALC-AllCommercial-IntLight | 0 |  |  |  |  | 27.653 | 9.8923 | 0 | 0 | 0 | 17.7607 | 58.062 |  | kWh | 0.017133 | 0 | Commercial | [7 empty] | 15 | 0.78 |  |  |  | 0 | 5.4588 | 0 | 0 | 0 | 0 | 0 | 0 | 0 | 0 | 0 | 0 | 2009 Qtr 1: 5.4588; 2009 Qtr 2: 0; 2009 Qtr 3: 0; 2009 Qtr 4: 0; 2010 Qtr 1: 0; 2010 Qtr 2: 0; 2010 Qtr 3: 0; 2010 Qtr 4: 0; 2011 Qtr 1: 0; 2011 Qtr 2: 0; 2011 Qtr 3: 0; 2011 Qtr 4: 0 | 5.4588
0 | 234208-Lighting-8 Ft T-8 with Elec Ballast-Tr2 |  | System | Commercial | 01-ALC-AllCommercial-IntLight | 0 |  |  |  |  | 35.6904 | 16.4871 | 0 | 0 | 0 | 19.2033 | 32.3258 |  | kWh | 0.009599 | 0 | Commercial | [7 empty] | 15 | 0.78 |  |  |  | 0 | 3.6392 | 0 | 0 | 0 | 0 | 0 | 0 | 0 | 0 | 0 | 0 | 2009 Qtr 1: 3.6392; 2009 Qtr 2: 0; 2009 Qtr 3: 0; 2009 Qtr 4: 0; 2010 Qtr 1: 0; 2010 Qtr 2: 0; 2010 Qtr 3: 0; 2010 Qtr 4: 0; 2011 Qtr 1: 0; 2011 Qtr 2: 0; 2011 Qtr 3: 0; 2011 Qtr 4: 0 | 3.6392
0 | 234307-Lighting-Remove 8 Ft Lamp (De-Lamp) - Tr2 |  | System | Commercial | 23-RTL-Retail–SingleStorylarge-LIT_INT | 0 |  |  |  |  | 28.4021 | 16.4871 | 0 | 0 | 0 | 11.915 | 253.9171 |  | kWh | 0.077292 | 0 | Commercial | [7 empty] | 15 | 0.77 |  |  |  | 0 | 1.8196 | 0 | 0 | 0 | 0 | 0 | 0 | 0 | 0 | 0 | 0 | 2009 Qtr 1: 1.8196; 2009 Qtr 2: 0; 2009 Qtr 3: 0; 2009 Qtr 4: 0; 2010 Qtr 1: 0; 2010 Qtr 2: 0; 2010 Qtr 3: 0; 2010 Qtr 4: 0; 2011 Qtr 1: 0; 2011 Qtr 2: 0; 2011 Qtr 3: 0; 2011 Qtr 4: 0 | 1.8196
0 | 234360-Lighting-IntrHiByLnrFlscntFxtr244wrplc400w(TrI)Tr1 |  | System | Commercial | [6 empty] | 282.4319 | 153.8404 | 0 | 0 | 0 | 128.5914 | 0 |  | 0 | 0.224 | -7.1132 | Commercial |  | Winter Only | [5 empty] | 15 | 0.78 |  |  |  | 0 | 17.5507 | 0 | 0 | 0 | 0 | 0 | 0 | 0 | 0 | 0 | 0 | 2009 Qtr 1: 17.5507; 2009 Qtr 2: 0; 2009 Qtr 3: 0; 2009 Qtr 4: 0; 2010 Qtr 1: 0; 2010 Qtr 2: 0; 2010 Qtr 3: 0; 2010 Qtr 4: 0; 2011 Qtr 1: 0; 2011 Qtr 2: 0; 2011 Qtr 3: 0; 2011 Qtr 4: 0 | 17.5507
0 | 234285-Lighting-Occpncy Snsr-Hi-Bay integrated Snsr-Tr1 |  | System | Commercial | 01-ALC-AllCommercial-IntLight | 0 |  |  |  |  | 221.2703 | 95.5 | 0 | 0 | 0 | 125.7703 | 2503.6304 |  | kWh | 0.48559 | 0 | Commercial | [7 empty] | 8 | 0.84 |  |  |  | 0 | 18 | 0 | 0 | 0 | 0 | 0 | 0 | 0 | 0 | 0 | 0 | 2009 Qtr 1: 18; 2009 Qtr 2: 0; 2009 Qtr 3: 0; 2009 Qtr 4: 0; 2010 Qtr 1: 0; 2010 Qtr 2: 0; 2010 Qtr 3: 0; 2010 Qtr 4: 0; 2011 Qtr 1: 0; 2011 Qtr 2: 0; 2011 Qtr 3: 0; 2011 Qtr 4: 0 | 18
0 | 234312-Lighting-Screw in 14-26 Watt Lamp - Tr1 |  | System | Commercial | [6 empty] | 9.3196 | 10.3931 | 0 | 0 | 0 | -1.0734 | 194.1729 |  | 0 | 0.038993 | -2.6224 | Commercial |  | Annual | [5 empty] | 2.47 | 0.81 |  |  |  | 0 | 8.0823 | 0 | 0 | 0 | 0 | 0 | 0 | 0 | 0 | 0 | 0 | 2009 Qtr 1: 0; 2009 Qtr 2: 0; 2009 Qtr 3: 0; 2009 Qtr 4: 8.0823; 2010 Qtr 1: 0; 2010 Qtr 2: 0; 2010 Qtr 3: 0; 2010 Qtr 4: 0; 2011 Qtr 1: 0; 2011 Qtr 2: 0; 2011 Qtr 3: 0; 2011 Qtr 4: 0 | 8.0823
0 | 234330-Premium T8 with T12 40 Watt Baseline - Tr1 |  | System | Commercial | 01-ALC-AllCommercial-IntLight | 0 |  |  |  |  | 27.6532 | 13.1897 | 0 | 0 | 0 | 14.4636 | 83.5202 |  | kWh | 0.017351 | 0 | Commercial | [7 empty] | 15 | 0.78 |  |  |  | 0 | 20.0156 | 0 | 0 | 0 | 0 | 0 | 0 | 0 | 0 | 0 | 0 | 2009 Qtr 1: 0; 2009 Qtr 2: 0; 2009 Qtr 3: 0; 2009 Qtr 4: 20.0156; 2010 Qtr 1: 0; 2010 Qtr 2: 0; 2010 Qtr 3: 0; 2010 Qtr 4: 0; 2011 Qtr 1: 0; 2011 Qtr 2: 0; 2011 Qtr 3: 0; 2011 Qtr 4: 0 | 20.0156
0 | 234303-Lighting-Remove 4 Ft Lamp (De-Lamp) - Tr1 |  | System | Commercial | [6 empty] | 12.3596 | 16.4871 | 0 | 0 | 0 | -4.1275 | 137.2559 |  | 0 | 0.026384 | -2.5676 | Commercial |  | Winter Only | [5 empty] | 15 | 0.77 |  |  |  | 0 | 20.0156 | 0 | 0 | 0 | 0 | 0 | 0 | 0 | 0 | 0 | 0 | 2009 Qtr 1: 0; 2009 Qtr 2: 0; 2009 Qtr 3: 0; 2009 Qtr 4: 20.0156; 2010 Qtr 1: 0; 2010 Qtr 2: 0; 2010 Qtr 3: 0; 2010 Qtr 4: 0; 2011 Qtr 1: 0; 2011 Qtr 2: 0; 2011 Qtr 3: 0; 2011 Qtr 4: 0 | 20.0156
0 | 234312-Lighting-Screw in 14-26 Watt Lamp - Tr1 |  | System | Commercial | [6 empty] | 9.3196 | 10.3931 | 0 | 0 | 0 | -1.0734 | 194.1729 |  | 0 | 0.038993 | -2.6224 | Commercial |  | Annual | [5 empty] | 2.47 | 0.81 |  |  |  | 0 | 17.5117 | 0 | 0 | 0 | 0 | 0 | 0 | 0 | 0 | 0 | 0 | 2009 Qtr 1: 0; 2009 Qtr 2: 0; 2009 Qtr 3: 0; 2009 Qtr 4: 17.5117; 2010 Qtr 1: 0; 2010 Qtr 2: 0; 2010 Qtr 3: 0; 2010 Qtr 4: 0; 2011 Qtr 1: 0; 2011 Qtr 2: 0; 2011 Qtr 3: 0; 2011 Qtr 4: 0 | 17.5117
0 | 234330-Premium T8 with T12 40 Watt Baseline - Tr1 |  | System | Commercial | 01-ALC-AllCommercial-IntLight | 0 |  |  |  |  | 27.6532 | 13.1897 | 0 | 0 | 0 | 14.4636 | 83.5202 |  | kWh | 0.017351 | 0 | Commercial | [7 empty] | 15 | 0.78 |  |  |  | 0 | 32.7529 | 0 | 0 | 0 | 0 | 0 | 0 | 0 | 0 | 0 | 0 | 2009 Qtr 1: 0; 2009 Qtr 2: 0; 2009 Qtr 3: 0; 2009 Qtr 4: 32.7529; 2010 Qtr 1: 0; 2010 Qtr 2: 0; 2010 Qtr 3: 0; 2010 Qtr 4: 0; 2011 Qtr 1: 0; 2011 Qtr 2: 0; 2011 Qtr 3: 0; 2011 Qtr 4: 0 | 32.7529
0 | 234312-Lighting-Screw in 14-26 Watt Lamp - Tr1 |  | System | Commercial | [6 empty] | 9.3196 | 10.3931 | 0 | 0 | 0 | -1.0734 | 194.1729 |  | 0 | 0.038993 | -2.6224 | Commercial |  | Annual | [5 empty] | 2.47 | 0.81 |  |  |  | 0 | 25.594 | 0 | 0 | 0 | 0 | 0 | 0 | 0 | 0 | 0 | 0 | 2009 Qtr 1: 0; 2009 Qtr 2: 0; 2009 Qtr 3: 0; 2009 Qtr 4: 25.594; 2010 Qtr 1: 0; 2010 Qtr 2: 0; 2010 Qtr 3: 0; 2010 Qtr 4: 0; 2011 Qtr 1: 0; 2011 Qtr 2: 0; 2011 Qtr 3: 0; 2011 Qtr 4: 0 | 25.594
0 | 234330-Premium T8 with T12 40 Watt Baseline - Tr1 |  | System | Commercial | 01-ALC-AllCommercial-IntLight | 0 |  |  |  |  | 27.6532 | 13.1897 | 0 | 0 | 0 | 14.4636 | 83.5202 |  | kWh | 0.017351 | 0 | Commercial | [7 empty] | 15 | 0.78 |  |  |  | 0 | 20.0156 | 0 | 0 | 0 | 0 | 0 | 0 | 0 | 0 | 0 | 0 | 2009 Qtr 1: 0; 2009 Qtr 2: 0; 2009 Qtr 3: 0; 2009 Qtr 4: 20.0156; 2010 Qtr 1: 0; 2010 Qtr 2: 0; 2010 Qtr 3: 0; 2010 Qtr 4: 0; 2011 Qtr 1: 0; 2011 Qtr 2: 0; 2011 Qtr 3: 0; 2011 Qtr 4: 0 | 20.0156
0 | 234303-Lighting-Remove 4 Ft Lamp (De-Lamp) - Tr1 |  | System | Commercial | [6 empty] | 12.3596 | 16.4871 | 0 | 0 | 0 | -4.1275 | 137.2559 |  | 0 | 0.026384 | -2.5676 | Commercial |  | Winter Only | [5 empty] | 15 | 0.77 |  |  |  | 0 | 20.0156 | 0 | 0 | 0 | 0 | 0 | 0 | 0 | 0 | 0 | 0 | 2009 Qtr 1: 0; 2009 Qtr 2: 0; 2009 Qtr 3: 0; 2009 Qtr 4: 20.0156; 2010 Qtr 1: 0; 2010 Qtr 2: 0; 2010 Qtr 3: 0; 2010 Qtr 4: 0; 2011 Qtr 1: 0; 2011 Qtr 2: 0; 2011 Qtr 3: 0; 2011 Qtr 4: 0 | 20.0156
0 | 234126-Refrigeration - Efficient Evap Fan Motor Electronically Commutated Motor (ECM) |  | System | Commercial | 09-GRO-Grocery-REFG | 0 |  |  |  |  | 6.7904 | 150 | 0 | 0 | 0 | -143.2096 | 116.369 |  | kWh | 0.015845 | -0.11528 | Commercial |  | Annual | [5 empty] | 15 | 0.7 |  |  |  | 0 | 1 | 0 | 0 | 0 | 0 | 0 | 0 | 0 | 0 | 0 | 0 | 2009 Qtr 1: 0; 2009 Qtr 2: 0; 2009 Qtr 3: 1; 2009 Qtr 4: 0; 2010 Qtr 1: 0; 2010 Qtr 2: 0; 2010 Qtr 3: 0; 2010 Qtr 4: 0; 2011 Qtr 1: 0; 2011 Qtr 2: 0; 2011 Qtr 3: 0; 2011 Qtr 4: 0 | 1
0 | 234126-Refrigeration - Efficient Evap Fan Motor Electronically Commutated Motor (ECM) |  | System | Commercial | 09-GRO-Grocery-REFG | 0 |  |  |  |  | 6.7904 | 150 | 0 | 0 | 0 | -143.2096 | 116.369 |  | kWh | 0.015845 | -0.11528 | Commercial |  | Annual | [5 empty] | 15 | 0.7 |  |  |  | 0 | 2 | 0 | 0 | 0 | 0 | 0 | 0 | 0 | 0 | 0 | 0 | 2009 Qtr 1: 0; 2009 Qtr 2: 0; 2009 Qtr 3: 2; 2009 Qtr 4: 0; 2010 Qtr 1: 0; 2010 Qtr 2: 0; 2010 Qtr 3: 0; 2010 Qtr 4: 0; 2011 Qtr 1: 0; 2011 Qtr 2: 0; 2011 Qtr 3: 0; 2011 Qtr 4: 0 | 2
0 | 234126-Refrigeration - Efficient Evap Fan Motor Electronically Commutated Motor (ECM) |  | System | Commercial | 09-GRO-Grocery-REFG | 0 |  |  |  |  | 6.7904 | 150 | 0 | 0 | 0 | -143.2096 | 116.369 |  | kWh | 0.015845 | -0.11528 | Commercial |  | Annual | [5 empty] | 15 | 0.7 |  |  |  | 0 | 8 | 0 | 0 | 0 | 0 | 0 | 0 | 0 | 0 | 0 | 0 | 2009 Qtr 1: 0; 2009 Qtr 2: 0; 2009 Qtr 3: 8; 2009 Qtr 4: 0; 2010 Qtr 1: 0; 2010 Qtr 2: 0; 2010 Qtr 3: 0; 2010 Qtr 4: 0; 2011 Qtr 1: 0; 2011 Qtr 2: 0; 2011 Qtr 3: 0; 2011 Qtr 4: 0 | 8
0 | 234312-Lighting-Screw in 14-26 Watt Lamp - Tr1 |  | System | Commercial | [6 empty] | 9.3196 | 10.3931 | 0 | 0 | 0 | -1.0734 | 194.1729 |  | 0 | 0.038993 | -2.6224 | Commercial |  | Annual | [5 empty] | 2.47 | 0.81 |  |  |  | 0 | 1.3471 | 0 | 0 | 0 | 0 | 0 | 0 | 0 | 0 | 0 | 0 | 2009 Qtr 1: 0; 2009 Qtr 2: 0; 2009 Qtr 3: 0; 2009 Qtr 4: 1.3471; 2010 Qtr 1: 0; 2010 Qtr 2: 0; 2010 Qtr 3: 0; 2010 Qtr 4: 0; 2011 Qtr 1: 0; 2011 Qtr 2: 0; 2011 Qtr 3: 0; 2011 Qtr 4: 0 | 1.3471
0 | 234330-Premium T8 with T12 40 Watt Baseline - Tr1 |  | System | Commercial | 01-ALC-AllCommercial-IntLight | 0 |  |  |  |  | 27.6532 | 13.1897 | 0 | 0 | 0 | 14.4636 | 83.5202 |  | kWh | 0.017351 | 0 | Commercial | [7 empty] | 15 | 0.78 |  |  |  | 0 | 54.5881 | 0 | 0 | 0 | 0 | 0 | 0 | 0 | 0 | 0 | 0 | 2009 Qtr 1: 0; 2009 Qtr 2: 0; 2009 Qtr 3: 0; 2009 Qtr 4: 54.5881; 2010 Qtr 1: 0; 2010 Qtr 2: 0; 2010 Qtr 3: 0; 2010 Qtr 4: 0; 2011 Qtr 1: 0; 2011 Qtr 2: 0; 2011 Qtr 3: 0; 2011 Qtr 4: 0 | 54.5881
0 | 234294-Lighting-Occupancy Sensor-Wallbox Lghtng Snsr-Tr1 |  | System | Commercial | 23-RTL-Retail–SingleStorylarge-LIT_INT | 0 |  |  |  |  | 42.262 | 40 | 0 | 0 | 0 | 2.262 | 213.759 |  | kWh | 0.17617 | 0 | Commercial | [7 empty] | 8 | 0.84 |  |  |  | 0 | 1 | 0 | 0 | 0 | 0 | 0 | 0 | 0 | 0 | 0 | 0 | 2009 Qtr 1: 0; 2009 Qtr 2: 0; 2009 Qtr 3: 0; 2009 Qtr 4: 1; 2010 Qtr 1: 0; 2010 Qtr 2: 0; 2010 Qtr 3: 0; 2010 Qtr 4: 0; 2011 Qtr 1: 0; 2011 Qtr 2: 0; 2011 Qtr 3: 0; 2011 Qtr 4: 0 | 1
0 | 234285-Lighting-Occpncy Snsr-Hi-Bay integrated Snsr-Tr1 |  | System | Commercial | 01-ALC-AllCommercial-IntLight | 0 |  |  |  |  | 221.2703 | 0 | 0 | 0 | 0 | 221.2703 | 0 |  | kWh | 0 | 0 | Commercial | [7 empty] | 8 | 0.84 |  |  |  | 0 | 1 | 0 | 0 | 0 | 0 | 0 | 0 | 0 | 0 | 0 | 0 | 2009 Qtr 1: 0; 2009 Qtr 2: 0; 2009 Qtr 3: 0; 2009 Qtr 4: 1; 2010 Qtr 1: 0; 2010 Qtr 2: 0; 2010 Qtr 3: 0; 2010 Qtr 4: 0; 2011 Qtr 1: 0; 2011 Qtr 2: 0; 2011 Qtr 3: 0; 2011 Qtr 4: 0 | 1
0 | 234312-Lighting-Screw in 14-26 Watt Lamp - Tr1 |  | System | Commercial | [6 empty] | 9.3196 | 10.3931 | 0 | 0 | 0 | -1.0734 | 194.1729 |  | 0 | 0.038993 | -2.6224 | Commercial |  | Annual | [5 empty] | 2.47 | 0.81 |  |  |  | 0 | 2.6941 | 0 | 0 | 0 | 0 | 0 | 0 | 0 | 0 | 0 | 0 | 2009 Qtr 1: 0; 2009 Qtr 2: 0; 2009 Qtr 3: 0; 2009 Qtr 4: 2.6941; 2010 Qtr 1: 0; 2010 Qtr 2: 0; 2010 Qtr 3: 0; 2010 Qtr 4: 0; 2011 Qtr 1: 0; 2011 Qtr 2: 0; 2011 Qtr 3: 0; 2011 Qtr 4: 0 | 2.6941
0 | 234330-Premium T8 with T12 40 Watt Baseline - Tr1 |  | System | Commercial | 01-ALC-AllCommercial-IntLight | 0 |  |  |  |  | 27.6532 | 13.1897 | 0 | 0 | 0 | 14.4636 | 83.5202 |  | kWh | 0.017351 | 0 | Commercial | [7 empty] | 15 | 0.78 |  |  |  | 0 | 94.6194 | 0 | 0 | 0 | 0 | 0 | 0 | 0 | 0 | 0 | 0 | 2009 Qtr 1: 0; 2009 Qtr 2: 0; 2009 Qtr 3: 0; 2009 Qtr 4: 94.6194; 2010 Qtr 1: 0; 2010 Qtr 2: 0; 2010 Qtr 3: 0; 2010 Qtr 4: 0; 2011 Qtr 1: 0; 2011 Qtr 2: 0; 2011 Qtr 3: 0; 2011 Qtr 4: 0 | 94.6194
0 | 234303-Lighting-Remove 4 Ft Lamp (De-Lamp) - Tr1 |  | System | Commercial | [6 empty] | 12.3596 | 16.4871 | 0 | 0 | 0 | -4.1275 | 137.2559 |  | 0 | 0.026384 | -2.5676 | Commercial |  | Winter Only | [5 empty] | 15 | 0.77 |  |  |  | 0 | 87.341 | 0 | 0 | 0 | 0 | 0 | 0 | 0 | 0 | 0 | 0 | 2009 Qtr 1: 0; 2009 Qtr 2: 0; 2009 Qtr 3: 0; 2009 Qtr 4: 87.341; 2010 Qtr 1: 0; 2010 Qtr 2: 0; 2010 Qtr 3: 0; 2010 Qtr 4: 0; 2011 Qtr 1: 0; 2011 Qtr 2: 0; 2011 Qtr 3: 0; 2011 Qtr 4: 0 | 87.341
0 | 234312-Lighting-Screw in 14-26 Watt Lamp - Tr1 |  | System | Commercial | [6 empty] | 9.3196 | 10.3931 | 0 | 0 | 0 | -1.0734 | 194.1729 |  | 0 | 0.038993 | -2.6224 | Commercial |  | Annual | [5 empty] | 2.47 | 0.81 |  |  |  | 0 | 1.3471 | 0 | 0 | 0 | 0 | 0 | 0 | 0 | 0 | 0 | 0 | 2009 Qtr 1: 0; 2009 Qtr 2: 0; 2009 Qtr 3: 0; 2009 Qtr 4: 1.3471; 2010 Qtr 1: 0; 2010 Qtr 2: 0; 2010 Qtr 3: 0; 2010 Qtr 4: 0; 2011 Qtr 1: 0; 2011 Qtr 2: 0; 2011 Qtr 3: 0; 2011 Qtr 4: 0 | 1.3471
0 | 234330-Premium T8 with T12 40 Watt Baseline - Tr1 |  | System | Commercial | 01-ALC-AllCommercial-IntLight | 0 |  |  |  |  | 27.6532 | 13.1897 | 0 | 0 | 0 | 14.4636 | 83.5202 |  | kWh | 0.017351 | 0 | Commercial | [7 empty] | 15 | 0.78 |  |  |  | 0 | 81.8822 | 0 | 0 | 0 | 0 | 0 | 0 | 0 | 0 | 0 | 0 | 2009 Qtr 1: 0; 2009 Qtr 2: 0; 2009 Qtr 3: 0; 2009 Qtr 4: 81.8822; 2010 Qtr 1: 0; 2010 Qtr 2: 0; 2010 Qtr 3: 0; 2010 Qtr 4: 0; 2011 Qtr 1: 0; 2011 Qtr 2: 0; 2011 Qtr 3: 0; 2011 Qtr 4: 0 | 81.8822
0 | 234303-Lighting-Remove 4 Ft Lamp (De-Lamp) - Tr1 |  | System | Commercial | [6 empty] | 12.3596 | 16.4871 | 0 | 0 | 0 | -4.1275 | 137.2559 |  | 0 | 0.026384 | -2.5676 | Commercial |  | Winter Only | [5 empty] | 15 | 0.77 |  |  |  | 0 | 80.0626 | 0 | 0 | 0 | 0 | 0 | 0 | 0 | 0 | 0 | 0 | 2009 Qtr 1: 0; 2009 Qtr 2: 0; 2009 Qtr 3: 0; 2009 Qtr 4: 80.0626; 2010 Qtr 1: 0; 2010 Qtr 2: 0; 2010 Qtr 3: 0; 2010 Qtr 4: 0; 2011 Qtr 1: 0; 2011 Qtr 2: 0; 2011 Qtr 3: 0; 2011 Qtr 4: 0 | 80.0626
0 | 234294-Lighting-Occupancy Sensor-Wallbox Lghtng Snsr-Tr1 |  | System | Commercial | 23-RTL-Retail–SingleStorylarge-LIT_INT | 0 |  |  |  |  | 42.262 | 40 | 0 | 0 | 0 | 2.262 | 213.759 |  | kWh | 0.17617 | 0 | Commercial | [7 empty] | 8 | 0.84 |  |  |  | 0 | 1 | 0 | 0 | 0 | 0 | 0 | 0 | 0 | 0 | 0 | 0 | 2009 Qtr 1: 0; 2009 Qtr 2: 0; 2009 Qtr 3: 0; 2009 Qtr 4: 1; 2010 Qtr 1: 0; 2010 Qtr 2: 0; 2010 Qtr 3: 0; 2010 Qtr 4: 0; 2011 Qtr 1: 0; 2011 Qtr 2: 0; 2011 Qtr 3: 0; 2011 Qtr 4: 0 | 1
0 | 234330-Premium T8 with T12 40 Watt Baseline - Tr1 |  | System | Commercial | 01-ALC-AllCommercial-IntLight | 0 |  |  |  |  | 27.6532 | 13.1897 | 0 | 0 | 0 | 14.4636 | 83.5202 |  | kWh | 0.017351 | 0 | Commercial | [7 empty] | 15 | 0.78 |  |  |  | 0 | 70.9646 | 0 | 0 | 0 | 0 | 0 | 0 | 0 | 0 | 0 | 0 | 2009 Qtr 1: 0; 2009 Qtr 2: 0; 2009 Qtr 3: 0; 2009 Qtr 4: 70.9646; 2010 Qtr 1: 0; 2010 Qtr 2: 0; 2010 Qtr 3: 0; 2010 Qtr 4: 0; 2011 Qtr 1: 0; 2011 Qtr 2: 0; 2011 Qtr 3: 0; 2011 Qtr 4: 0 | 70.9646
0 | 234303-Lighting-Remove 4 Ft Lamp (De-Lamp) - Tr1 |  | System | Commercial | [6 empty] | 12.3596 | 16.4871 | 0 | 0 | 0 | -4.1275 | 137.2559 |  | 0 | 0.026384 | -2.5676 | Commercial |  | Winter Only | [5 empty] | 15 | 0.77 |  |  |  | 0 | 67.3254 | 0 | 0 | 0 | 0 | 0 | 0 | 0 | 0 | 0 | 0 | 2009 Qtr 1: 0; 2009 Qtr 2: 0; 2009 Qtr 3: 0; 2009 Qtr 4: 67.3254; 2010 Qtr 1: 0; 2010 Qtr 2: 0; 2010 Qtr 3: 0; 2010 Qtr 4: 0; 2011 Qtr 1: 0; 2011 Qtr 2: 0; 2011 Qtr 3: 0; 2011 Qtr 4: 0 | 67.3254
0 | 234330-Premium T8 with T12 40 Watt Baseline - Tr1 |  | System | Commercial | 01-ALC-AllCommercial-IntLight | 0 |  |  |  |  | 27.6532 | 13.1897 | 0 | 0 | 0 | 14.4636 | 83.5202 |  | kWh | 0.017351 | 0 | Commercial | [7 empty] | 15 | 0.78 |  |  |  | 0 | 18.196 | 0 | 0 | 0 | 0 | 0 | 0 | 0 | 0 | 0 | 0 | 2009 Qtr 1: 0; 2009 Qtr 2: 0; 2009 Qtr 3: 0; 2009 Qtr 4: 18.196; 2010 Qtr 1: 0; 2010 Qtr 2: 0; 2010 Qtr 3: 0; 2010 Qtr 4: 0; 2011 Qtr 1: 0; 2011 Qtr 2: 0; 2011 Qtr 3: 0; 2011 Qtr 4: 0 | 18.196
0 | 234201-Lighting-2 Ft 2nd Gen T-8 with Elec Ballast-Tr1 |  | System | Commercial | 01-ALC-AllCommercial-IntLight | 0 |  |  |  |  | 23.0819 | 10.9914 | 0 | 0 | 0 | 12.0905 | 56.0027 |  | kWh | 0.010616 | 0 | Commercial | [7 empty] | 15 | 0.78 |  |  |  | 0 | 7.2784 | 0 | 0 | 0 | 0 | 0 | 0 | 0 | 0 | 0 | 0 | 2009 Qtr 1: 0; 2009 Qtr 2: 0; 2009 Qtr 3: 0; 2009 Qtr 4: 7.2784; 2010 Qtr 1: 0; 2010 Qtr 2: 0; 2010 Qtr 3: 0; 2010 Qtr 4: 0; 2011 Qtr 1: 0; 2011 Qtr 2: 0; 2011 Qtr 3: 0; 2011 Qtr 4: 0 | 7.2784
0 | 234330-Premium T8 with T12 40 Watt Baseline - Tr1 |  | System | Commercial | 01-ALC-AllCommercial-IntLight | 0 |  |  |  |  | 27.6532 | 13.1897 | 0 | 0 | 0 | 14.4636 | 83.5202 |  | kWh | 0.017351 | 0 | Commercial | [7 empty] | 15 | 0.78 |  |  |  | 0 | 105.5371 | 0 | 0 | 0 | 0 | 0 | 0 | 0 | 0 | 0 | 0 | 2009 Qtr 1: 0; 2009 Qtr 2: 0; 2009 Qtr 3: 0; 2009 Qtr 4: 105.5371; 2010 Qtr 1: 0; 2010 Qtr 2: 0; 2010 Qtr 3: 0; 2010 Qtr 4: 0; 2011 Qtr 1: 0; 2011 Qtr 2: 0; 2011 Qtr 3: 0; 2011 Qtr 4: 0 | 105.5371
0 | 234049-Lighting-LED Exit Sign New Sign |  | System | Commercial | 25-SCN-Storage–Conditioned-Exit | 0 |  |  |  |  | 64.8921 | 45 | 0 | 0 | 0 | 19.8921 | 351.311 |  | kWh | 0 | 0 | Commercial | [7 empty] | 16 | 0.85 |  |  |  | 0 | 2 | 0 | 0 | 0 | 0 | 0 | 0 | 0 | 0 | 0 | 0 | 2009 Qtr 1: 0; 2009 Qtr 2: 0; 2009 Qtr 3: 0; 2009 Qtr 4: 2; 2010 Qtr 1: 0; 2010 Qtr 2: 0; 2010 Qtr 3: 0; 2010 Qtr 4: 0; 2011 Qtr 1: 0; 2011 Qtr 2: 0; 2011 Qtr 3: 0; 2011 Qtr 4: 0 | 2
0 | 234360-Lighting-IntrHiByLnrFlscntFxtr244wrplc400w(TrI)Tr1 |  | System | Commercial | [6 empty] | 282.4319 | 153.8404 | 0 | 0 | 0 | 128.5914 | 0 |  | 0 | 0.224 | -7.1132 | Commercial |  | Winter Only | [5 empty] | 15 | 0.78 |  |  |  | 0 | 13.6505 | 0 | 0 | 0 | 0 | 0 | 0 | 0 | 0 | 0 | 0 | 2009 Qtr 1: 0; 2009 Qtr 2: 0; 2009 Qtr 3: 0; 2009 Qtr 4: 13.6505; 2010 Qtr 1: 0; 2010 Qtr 2: 0; 2010 Qtr 3: 0; 2010 Qtr 4: 0; 2011 Qtr 1: 0; 2011 Qtr 2: 0; 2011 Qtr 3: 0; 2011 Qtr 4: 0 | 13.6505
0 | 234285-Lighting-Occpncy Snsr-Hi-Bay integrated Snsr-Tr1 |  | System | Commercial | 01-ALC-AllCommercial-IntLight | 0 |  |  |  |  | 221.2703 | 95.5 | 0 | 0 | 0 | 125.7703 | 2503.6304 |  | kWh | 0.48559 | 0 | Commercial | [7 empty] | 8 | 0.84 |  |  |  | 0 | 14 | 0 | 0 | 0 | 0 | 0 | 0 | 0 | 0 | 0 | 0 | 2009 Qtr 1: 0; 2009 Qtr 2: 0; 2009 Qtr 3: 0; 2009 Qtr 4: 14; 2010 Qtr 1: 0; 2010 Qtr 2: 0; 2010 Qtr 3: 0; 2010 Qtr 4: 0; 2011 Qtr 1: 0; 2011 Qtr 2: 0; 2011 Qtr 3: 0; 2011 Qtr 4: 0 | 14
0 | 234330-Premium T8 with T12 40 Watt Baseline - Tr1 |  | System | Commercial | 01-ALC-AllCommercial-IntLight | 0 |  |  |  |  | 27.6532 | 13.1897 | 0 | 0 | 0 | 14.4636 | 83.5202 |  | kWh | 0.017351 | 0 | Commercial | [7 empty] | 15 | 0.78 |  |  |  | 0 | 43.6705 | 0 | 0 | 0 | 0 | 0 | 0 | 0 | 0 | 0 | 0 | 2009 Qtr 1: 0; 2009 Qtr 2: 0; 2009 Qtr 3: 0; 2009 Qtr 4: 43.6705; 2010 Qtr 1: 0; 2010 Qtr 2: 0; 2010 Qtr 3: 0; 2010 Qtr 4: 0; 2011 Qtr 1: 0; 2011 Qtr 2: 0; 2011 Qtr 3: 0; 2011 Qtr 4: 0 | 43.6705
0 | 234312-Lighting-Screw in 14-26 Watt Lamp - Tr1 |  | System | Commercial | [6 empty] | 9.3196 | 10.3931 | 0 | 0 | 0 | -1.0734 | 194.1729 |  | 0 | 0.038993 | -2.6224 | Commercial |  | Annual | [5 empty] | 2.47 | 0.81 |  |  |  | 0 | 18.1852 | 0 | 0 | 0 | 0 | 0 | 0 | 0 | 0 | 0 | 0 | 2009 Qtr 1: 0; 2009 Qtr 2: 0; 2009 Qtr 3: 0; 2009 Qtr 4: 18.1852; 2010 Qtr 1: 0; 2010 Qtr 2: 0; 2010 Qtr 3: 0; 2010 Qtr 4: 0; 2011 Qtr 1: 0; 2011 Qtr 2: 0; 2011 Qtr 3: 0; 2011 Qtr 4: 0 | 18.1852
0 | 234331-Premium T8 with T12 40 Watt Baseline - Tr2 |  | System | Commercial | 01-ALC-AllCommercial-IntLight | 0 |  |  |  |  | 27.653 | 9.8923 | 0 | 0 | 0 | 17.7607 | 58.062 |  | kWh | 0.017133 | 0 | Commercial | [7 empty] | 15 | 0.78 |  |  |  | 0 | 89.1606 | 0 | 0 | 0 | 0 | 0 | 0 | 0 | 0 | 0 | 0 | 2009 Qtr 1: 0; 2009 Qtr 2: 0; 2009 Qtr 3: 0; 2009 Qtr 4: 89.1606; 2010 Qtr 1: 0; 2010 Qtr 2: 0; 2010 Qtr 3: 0; 2010 Qtr 4: 0; 2011 Qtr 1: 0; 2011 Qtr 2: 0; 2011 Qtr 3: 0; 2011 Qtr 4: 0 | 89.1606
0 | 234304-Lighting-Remove 4 Ft Lamp (De-Lamp) - Tr2 |  | System | Commercial | [6 empty] | 12.3587 | 12.3653 | 0 | 0 | 0 | -0.0066231 | 137.2559 |  | 0 | 0.026384 | -2.5676 | Commercial | [7 empty] | 15 | 0.77 |  |  |  | 0 | 89.1606 | 0 | 0 | 0 | 0 | 0 | 0 | 0 | 0 | 0 | 0 | 2009 Qtr 1: 0; 2009 Qtr 2: 0; 2009 Qtr 3: 0; 2009 Qtr 4: 89.1606; 2010 Qtr 1: 0; 2010 Qtr 2: 0; 2010 Qtr 3: 0; 2010 Qtr 4: 0; 2011 Qtr 1: 0; 2011 Qtr 2: 0; 2011 Qtr 3: 0; 2011 Qtr 4: 0 | 89.1606
0 | 234331-Premium T8 with T12 40 Watt Baseline - Tr2 |  | System | Commercial | 01-ALC-AllCommercial-IntLight | 0 |  |  |  |  | 27.653 | 9.8923 | 0 | 0 | 0 | 17.7607 | 58.062 |  | kWh | 0.017133 | 0 | Commercial | [7 empty] | 15 | 0.78 |  |  |  | 0 | 61.8665 | 0 | 0 | 0 | 0 | 0 | 0 | 0 | 0 | 0 | 0 | 2009 Qtr 1: 0; 2009 Qtr 2: 0; 2009 Qtr 3: 0; 2009 Qtr 4: 61.8665; 2010 Qtr 1: 0; 2010 Qtr 2: 0; 2010 Qtr 3: 0; 2010 Qtr 4: 0; 2011 Qtr 1: 0; 2011 Qtr 2: 0; 2011 Qtr 3: 0; 2011 Qtr 4: 0 | 61.8665
0 | 234304-Lighting-Remove 4 Ft Lamp (De-Lamp) - Tr2 |  | System | Commercial | [6 empty] | 12.3587 | 12.3653 | 0 | 0 | 0 | -0.0066231 | 137.2559 |  | 0 | 0.026384 | -2.5676 | Commercial | [7 empty] | 15 | 0.77 |  |  |  | 0 | 10.9176 | 0 | 0 | 0 | 0 | 0 | 0 | 0 | 0 | 0 | 0 | 2009 Qtr 1: 0; 2009 Qtr 2: 0; 2009 Qtr 3: 0; 2009 Qtr 4: 10.9176; 2010 Qtr 1: 0; 2010 Qtr 2: 0; 2010 Qtr 3: 0; 2010 Qtr 4: 0; 2011 Qtr 1: 0; 2011 Qtr 2: 0; 2011 Qtr 3: 0; 2011 Qtr 4: 0 | 10.9176
0 | 234331-Premium T8 with T12 40 Watt Baseline - Tr2 |  | System | Commercial | 01-ALC-AllCommercial-IntLight | 0 |  |  |  |  | 27.653 | 9.8923 | 0 | 0 | 0 | 17.7607 | 58.062 |  | kWh | 0.017133 | 0 | Commercial | [7 empty] | 15 | 0.78 |  |  |  | 0 | 58.2273 | 0 | 0 | 0 | 0 | 0 | 0 | 0 | 0 | 0 | 0 | 2009 Qtr 1: 0; 2009 Qtr 2: 0; 2009 Qtr 3: 0; 2009 Qtr 4: 58.2273; 2010 Qtr 1: 0; 2010 Qtr 2: 0; 2010 Qtr 3: 0; 2010 Qtr 4: 0; 2011 Qtr 1: 0; 2011 Qtr 2: 0; 2011 Qtr 3: 0; 2011 Qtr 4: 0 | 58.2273
0 | 234304-Lighting-Remove 4 Ft Lamp (De-Lamp) - Tr2 |  | System | Commercial | [6 empty] | 12.3587 | 12.3653 | 0 | 0 | 0 | -0.0066231 | 137.2559 |  | 0 | 0.026384 | -2.5676 | Commercial | [7 empty] | 15 | 0.77 |  |  |  | 0 | 10.9176 | 0 | 0 | 0 | 0 | 0 | 0 | 0 | 0 | 0 | 0 | 2009 Qtr 1: 0; 2009 Qtr 2: 0; 2009 Qtr 3: 0; 2009 Qtr 4: 10.9176; 2010 Qtr 1: 0; 2010 Qtr 2: 0; 2010 Qtr 3: 0; 2010 Qtr 4: 0; 2011 Qtr 1: 0; 2011 Qtr 2: 0; 2011 Qtr 3: 0; 2011 Qtr 4: 0 | 10.9176
0 | 234085-Refrigeration -Strip Curtains for Walk-ins |  | System | Commercial | 20-RFF-Restaurant–FastFood-Refrig | 0 |  |  |  |  | 10.214 | 3.043 | 0 | 0 | 0 | 7.171 | 465 |  | kWh | 0.053 | 0 | Commercial | [7 empty] | 4 | 0.46 |  |  |  | 0 | 23 | 0 | 0 | 0 | 0 | 0 | 0 | 0 | 0 | 0 | 0 | 2009 Qtr 1: 0; 2009 Qtr 2: 0; 2009 Qtr 3: 0; 2009 Qtr 4: 23; 2010 Qtr 1: 0; 2010 Qtr 2: 0; 2010 Qtr 3: 0; 2010 Qtr 4: 0; 2011 Qtr 1: 0; 2011 Qtr 2: 0; 2011 Qtr 3: 0; 2011 Qtr 4: 0 | 23
0 | 234084-Refrigeration -Cooler/Freezer Door Gaskets - Solid Doors: Cooler |  | System | Commercial | 09-GRO-Grocery-REFG | 0 |  |  |  |  | 2.2498 | 4.0173 | 0 | 0 | 0 | -1.7675 | 104.55 |  | kWh | 0.01195 | 0 | Commercial | [7 empty] | 4 | 0.76 |  |  |  | 0 | 30 | 0 | 0 | 0 | 0 | 0 | 0 | 0 | 0 | 0 | 0 | 2009 Qtr 1: 0; 2009 Qtr 2: 0; 2009 Qtr 3: 0; 2009 Qtr 4: 30; 2010 Qtr 1: 0; 2010 Qtr 2: 0; 2010 Qtr 3: 0; 2010 Qtr 4: 0; 2011 Qtr 1: 0; 2011 Qtr 2: 0; 2011 Qtr 3: 0; 2011 Qtr 4: 0 | 30
0 | 234084-Refrigeration -Cooler/Freezer Door Gaskets - Solid Doors: Cooler |  | System | Commercial | 09-GRO-Grocery-REFG | 0 |  |  |  |  | 2.2498 | 4.11 | 0 | 0 | 0 | -1.8602 | 104.55 |  | kWh | 0.01195 | 0 | Commercial | [7 empty] | 4 | 0.76 |  |  |  | 0 | 20 | 0 | 0 | 0 | 0 | 0 | 0 | 0 | 0 | 0 | 0 | 2009 Qtr 1: 0; 2009 Qtr 2: 0; 2009 Qtr 3: 0; 2009 Qtr 4: 20; 2010 Qtr 1: 0; 2010 Qtr 2: 0; 2010 Qtr 3: 0; 2010 Qtr 4: 0; 2011 Qtr 1: 0; 2011 Qtr 2: 0; 2011 Qtr 3: 0; 2011 Qtr 4: 0 | 20
0 | 234083-Refrigeration -Cooler/Freezer Door Gaskets - Glass Doors |  | System | Commercial | 09-GRO-Grocery-REFG | 0 |  |  |  |  | 2.25 | 4 | 0 | 0 | 0 | -1.75 | 104.55 |  | kWh | 0.01195 | 0 | Commercial | [7 empty] | 4 | 0.76 |  |  |  | 0 | 146 | 0 | 0 | 0 | 0 | 0 | 0 | 0 | 0 | 0 | 0 | 2009 Qtr 1: 0; 2009 Qtr 2: 0; 2009 Qtr 3: 0; 2009 Qtr 4: 146; 2010 Qtr 1: 0; 2010 Qtr 2: 0; 2010 Qtr 3: 0; 2010 Qtr 4: 0; 2011 Qtr 1: 0; 2011 Qtr 2: 0; 2011 Qtr 3: 0; 2011 Qtr 4: 0 | 146
0 | 234084-Refrigeration -Cooler/Freezer Door Gaskets - Solid Doors: Cooler |  | System | Commercial | 09-GRO-Grocery-REFG | 0 |  |  |  |  | 2.2498 | 4.0121 | 0 | 0 | 0 | -1.7623 | 104.55 |  | kWh | 0.01195 | 0 | Commercial | [7 empty] | 4 | 0.76 |  |  |  | 0 | 33 | 0 | 0 | 0 | 0 | 0 | 0 | 0 | 0 | 0 | 0 | 2009 Qtr 1: 0; 2009 Qtr 2: 0; 2009 Qtr 3: 0; 2009 Qtr 4: 33; 2010 Qtr 1: 0; 2010 Qtr 2: 0; 2010 Qtr 3: 0; 2010 Qtr 4: 0; 2011 Qtr 1: 0; 2011 Qtr 2: 0; 2011 Qtr 3: 0; 2011 Qtr 4: 0 | 33
0 | 234084-Refrigeration -Cooler/Freezer Door Gaskets - Solid Doors: Cooler |  | System | Commercial | 09-GRO-Grocery-REFG | 0 |  |  |  |  | 2.2498 | 4.0194 | 0 | 0 | 0 | -1.7696 | 104.55 |  | kWh | 0.01195 | 0 | Commercial | [7 empty] | 4 | 0.76 |  |  |  | 0 | 62 | 0 | 0 | 0 | 0 | 0 | 0 | 0 | 0 | 0 | 0 | 2009 Qtr 1: 0; 2009 Qtr 2: 0; 2009 Qtr 3: 0; 2009 Qtr 4: 62; 2010 Qtr 1: 0; 2010 Qtr 2: 0; 2010 Qtr 3: 0; 2010 Qtr 4: 0; 2011 Qtr 1: 0; 2011 Qtr 2: 0; 2011 Qtr 3: 0; 2011 Qtr 4: 0 | 62
0 | 234084-Refrigeration -Cooler/Freezer Door Gaskets - Solid Doors: Cooler |  | System | Commercial | 09-GRO-Grocery-REFG | 0 |  |  |  |  | 2.2498 | 4.0481 | 0 | 0 | 0 | -1.7983 | 104.55 |  | kWh | 0.01195 | 0 | Commercial | [7 empty] | 4 | 0.76 |  |  |  | 0 | 69 | 0 | 0 | 0 | 0 | 0 | 0 | 0 | 0 | 0 | 0 | 2009 Qtr 1: 0; 2009 Qtr 2: 0; 2009 Qtr 3: 0; 2009 Qtr 4: 69; 2010 Qtr 1: 0; 2010 Qtr 2: 0; 2010 Qtr 3: 0; 2010 Qtr 4: 0; 2011 Qtr 1: 0; 2011 Qtr 2: 0; 2011 Qtr 3: 0; 2011 Qtr 4: 0 | 69
0 | 234294-Lighting-Occupancy Sensor-Wallbox Lghtng Snsr-Tr1 |  | System | Commercial | 23-RTL-Retail–SingleStorylarge-LIT_INT | 0 |  |  |  |  | 42.262 | 40 | 0 | 0 | 0 | 2.262 | 213.759 |  | kWh | 0.17617 | 0 | Commercial | [7 empty] | 8 | 0.84 |  |  |  | 0 | 200 | 0 | 0 | 0 | 0 | 0 | 0 | 0 | 0 | 0 | 0 | 2009 Qtr 1: 0; 2009 Qtr 2: 0; 2009 Qtr 3: 200; 2009 Qtr 4: 0; 2010 Qtr 1: 0; 2010 Qtr 2: 0; 2010 Qtr 3: 0; 2010 Qtr 4: 0; 2011 Qtr 1: 0; 2011 Qtr 2: 0; 2011 Qtr 3: 0; 2011 Qtr 4: 0 | 200
0 | 234312-Lighting-Screw in 14-26 Watt Lamp - Tr1 |  | System | Commercial | [6 empty] | 9.3196 | 10.3931 | 0 | 0 | 0 | -1.0734 | 194.1729 |  | 0 | 0.038993 | -2.6224 | Commercial |  | Annual | [5 empty] | 2.47 | 0.81 |  |  |  | 0 | 45.1262 | 0 | 0 | 0 | 0 | 0 | 0 | 0 | 0 | 0 | 0 | 2009 Qtr 1: 0; 2009 Qtr 2: 0; 2009 Qtr 3: 45.1262; 2009 Qtr 4: 0; 2010 Qtr 1: 0; 2010 Qtr 2: 0; 2010 Qtr 3: 0; 2010 Qtr 4: 0; 2011 Qtr 1: 0; 2011 Qtr 2: 0; 2011 Qtr 3: 0; 2011 Qtr 4: 0 | 45.1262
0 | 234002-A/C-Reflective Window Film Coastal |  | System | Commercial | 18-OFS-Office–Small-Cooling | 0 |  |  |  |  | 3.12 | 2 | 0 | 0 | 0 | 1.12 | 12.44 |  | kWh | 0.0023 | 0 | Commercial | [7 empty] | 10 | 0.85 |  |  |  | 0 | 506 | 0 | 0 | 0 | 0 | 0 | 0 | 0 | 0 | 0 | 0 | 2009 Qtr 1: 0; 2009 Qtr 2: 0; 2009 Qtr 3: 0; 2009 Qtr 4: 506; 2010 Qtr 1: 0; 2010 Qtr 2: 0; 2010 Qtr 3: 0; 2010 Qtr 4: 0; 2011 Qtr 1: 0; 2011 Qtr 2: 0; 2011 Qtr 3: 0; 2011 Qtr 4: 0 | 506
0 | 234330-Premium T8 with T12 40 Watt Baseline - Tr1 |  | System | Commercial | 01-ALC-AllCommercial-IntLight | 0 |  |  |  |  | 27.6532 | 13.1897 | 0 | 0 | 0 | 14.4636 | 83.5202 |  | kWh | 0.017351 | 0 | Commercial | [7 empty] | 15 | 0.78 |  |  |  | 0 | 50.0391 | 0 | 0 | 0 | 0 | 0 | 0 | 0 | 0 | 0 | 0 | 2009 Qtr 1: 0; 2009 Qtr 2: 0; 2009 Qtr 3: 0; 2009 Qtr 4: 50.0391; 2010 Qtr 1: 0; 2010 Qtr 2: 0; 2010 Qtr 3: 0; 2010 Qtr 4: 0; 2011 Qtr 1: 0; 2011 Qtr 2: 0; 2011 Qtr 3: 0; 2011 Qtr 4: 0 | 50.0391
0 | 234331-Premium T8 with T12 40 Watt Baseline - Tr2 |  | System | Commercial | 01-ALC-AllCommercial-IntLight | 0 |  |  |  |  | 27.653 | 9.8923 | 0 | 0 | 0 | 17.7607 | 58.062 |  | kWh | 0.017133 | 0 | Commercial | [7 empty] | 15 | 0.78 |  |  |  | 0 | 1.8196 | 0 | 0 | 0 | 0 | 0 | 0 | 0 | 0 | 0 | 0 | 2009 Qtr 1: 0; 2009 Qtr 2: 0; 2009 Qtr 3: 1.8196; 2009 Qtr 4: 0; 2010 Qtr 1: 0; 2010 Qtr 2: 0; 2010 Qtr 3: 0; 2010 Qtr 4: 0; 2011 Qtr 1: 0; 2011 Qtr 2: 0; 2011 Qtr 3: 0; 2011 Qtr 4: 0 | 1.8196
0 | 234315-Lighting-Screw in 14-26 Watt Reflector Lamp-Tr1 |  | System | Commercial | [6 empty] | 18.0648 | 9.6507 | 0 | 0 | 0 | 8.4141 | 194.1729 |  | 0 | 0.038993 | -2.6224 | Commercial |  | Winter Only | [5 empty] | 2.47 | 0.81 |  |  |  | 0 | 8.7558 | 0 | 0 | 0 | 0 | 0 | 0 | 0 | 0 | 0 | 0 | 2009 Qtr 1: 0; 2009 Qtr 2: 0; 2009 Qtr 3: 8.7558; 2009 Qtr 4: 0; 2010 Qtr 1: 0; 2010 Qtr 2: 0; 2010 Qtr 3: 0; 2010 Qtr 4: 0; 2011 Qtr 1: 0; 2011 Qtr 2: 0; 2011 Qtr 3: 0; 2011 Qtr 4: 0 | 8.7558
0 | 234330-Premium T8 with T12 40 Watt Baseline - Tr1 |  | System | Commercial | 01-ALC-AllCommercial-IntLight | 0 |  |  |  |  | 27.6532 | 13.1897 | 0 | 0 | 0 | 14.4636 | 83.5202 |  | kWh | 0.017351 | 0 | Commercial | [7 empty] | 15 | 0.78 |  |  |  | 0 | 14.5568 | 0 | 0 | 0 | 0 | 0 | 0 | 0 | 0 | 0 | 0 | 2009 Qtr 1: 0; 2009 Qtr 2: 0; 2009 Qtr 3: 14.5568; 2009 Qtr 4: 0; 2010 Qtr 1: 0; 2010 Qtr 2: 0; 2010 Qtr 3: 0; 2010 Qtr 4: 0; 2011 Qtr 1: 0; 2011 Qtr 2: 0; 2011 Qtr 3: 0; 2011 Qtr 4: 0 | 14.5568
0 | 234327-Premium T8 with T12 34Watt Baseline - Tr1 |  | System | Commercial | 01-ALC-AllCommercial-IntLight | 0 |  |  |  |  | 27.6544 | 9.8923 | 0 | 0 | 0 | 17.7621 | 70.9346 |  | kWh | 0.011477 | 0 | Commercial | [7 empty] | 15 | 0.78 |  |  |  | 0 | 47.3097 | 0 | 0 | 0 | 0 | 0 | 0 | 0 | 0 | 0 | 0 | 2009 Qtr 1: 0; 2009 Qtr 2: 0; 2009 Qtr 3: 0; 2009 Qtr 4: 47.3097; 2010 Qtr 1: 0; 2010 Qtr 2: 0; 2010 Qtr 3: 0; 2010 Qtr 4: 0; 2011 Qtr 1: 0; 2011 Qtr 2: 0; 2011 Qtr 3: 0; 2011 Qtr 4: 0 | 47.3097
0 | 234126-Refrigeration - Efficient Evap Fan Motor Electronically Commutated Motor (ECM) |  | System | Commercial | 09-GRO-Grocery-REFG | 0 |  |  |  |  | 6.7904 | 150 | 0 | 0 | 0 | -143.2096 | 116.369 |  | kWh | 0.015845 | -0.11528 | Commercial |  | Annual | [5 empty] | 15 | 0.7 |  |  |  | 0 | 5 | 0 | 0 | 0 | 0 | 0 | 0 | 0 | 0 | 0 | 0 | 2009 Qtr 1: 0; 2009 Qtr 2: 0; 2009 Qtr 3: 5; 2009 Qtr 4: 0; 2010 Qtr 1: 0; 2010 Qtr 2: 0; 2010 Qtr 3: 0; 2010 Qtr 4: 0; 2011 Qtr 1: 0; 2011 Qtr 2: 0; 2011 Qtr 3: 0; 2011 Qtr 4: 0 | 5
0 | 234126-Refrigeration - Efficient Evap Fan Motor Electronically Commutated Motor (ECM) |  | System | Commercial | 09-GRO-Grocery-REFG | 0 |  |  |  |  | 6.7904 | 150 | 0 | 0 | 0 | -143.2096 | 116.369 |  | kWh | 0.015845 | -0.11528 | Commercial |  | Annual | [5 empty] | 15 | 0.7 |  |  |  | 0 | 4 | 0 | 0 | 0 | 0 | 0 | 0 | 0 | 0 | 0 | 0 | 2009 Qtr 1: 0; 2009 Qtr 2: 0; 2009 Qtr 3: 4; 2009 Qtr 4: 0; 2010 Qtr 1: 0; 2010 Qtr 2: 0; 2010 Qtr 3: 0; 2010 Qtr 4: 0; 2011 Qtr 1: 0; 2011 Qtr 2: 0; 2011 Qtr 3: 0; 2011 Qtr 4: 0 | 4
0 | 234126-Refrigeration - Efficient Evap Fan Motor Electronically Commutated Motor (ECM) |  | System | Commercial | 09-GRO-Grocery-REFG | 0 |  |  |  |  | 6.7904 | 150 | 0 | 0 | 0 | -143.2096 | 116.369 |  | kWh | 0.015845 | -0.11528 | Commercial |  | Annual | [5 empty] | 15 | 0.7 |  |  |  | 0 | 4 | 0 | 0 | 0 | 0 | 0 | 0 | 0 | 0 | 0 | 0 | 2009 Qtr 1: 0; 2009 Qtr 2: 0; 2009 Qtr 3: 4; 2009 Qtr 4: 0; 2010 Qtr 1: 0; 2010 Qtr 2: 0; 2010 Qtr 3: 0; 2010 Qtr 4: 0; 2011 Qtr 1: 0; 2011 Qtr 2: 0; 2011 Qtr 3: 0; 2011 Qtr 4: 0 | 4
0 | 234126-Refrigeration - Efficient Evap Fan Motor Electronically Commutated Motor (ECM) |  | System | Commercial | 09-GRO-Grocery-REFG | 0 |  |  |  |  | 6.7904 | 150 | 0 | 0 | 0 | -143.2096 | 116.369 |  | kWh | 0.015845 | -0.11528 | Commercial |  | Annual | [5 empty] | 15 | 0.7 |  |  |  | 0 | 4 | 0 | 0 | 0 | 0 | 0 | 0 | 0 | 0 | 0 | 0 | 2009 Qtr 1: 0; 2009 Qtr 2: 0; 2009 Qtr 3: 4; 2009 Qtr 4: 0; 2010 Qtr 1: 0; 2010 Qtr 2: 0; 2010 Qtr 3: 0; 2010 Qtr 4: 0; 2011 Qtr 1: 0; 2011 Qtr 2: 0; 2011 Qtr 3: 0; 2011 Qtr 4: 0 | 4
0 | 234067-Refrigeration - Food Service -Auto Closer for Main Cooler Doors |  | System | Commercial | 09-GRO-Grocery-REFG | 0 |  |  |  |  | 382.5103 | 103 | 0 | 0 | 0 | 279.5103 | 1075.009 |  | kWh | 0.20794 | -0.053375 | Commercial |  | Annual | [5 empty] | 8 | 0.7 |  |  |  | 0 | 1 | 0 | 0 | 0 | 0 | 0 | 0 | 0 | 0 | 0 | 0 | 2009 Qtr 1: 0; 2009 Qtr 2: 0; 2009 Qtr 3: 1; 2009 Qtr 4: 0; 2010 Qtr 1: 0; 2010 Qtr 2: 0; 2010 Qtr 3: 0; 2010 Qtr 4: 0; 2011 Qtr 1: 0; 2011 Qtr 2: 0; 2011 Qtr 3: 0; 2011 Qtr 4: 0 | 1
0 | 234068-Refrigeration - Food Service -Auto Closer for Main Freezer Doors |  | System | Commercial | 09-GRO-Grocery-REFG | 0 |  |  |  |  | 372.7723 | 160.5 | 0 | 0 | 0 | 212.2723 | 2785.8135 |  | kWh | 0.27593 | -0.026688 | Commercial |  | Annual | [5 empty] | 8 | 0.7 |  |  |  | 0 | 1 | 0 | 0 | 0 | 0 | 0 | 0 | 0 | 0 | 0 | 0 | 2009 Qtr 1: 0; 2009 Qtr 2: 0; 2009 Qtr 3: 1; 2009 Qtr 4: 0; 2010 Qtr 1: 0; 2010 Qtr 2: 0; 2010 Qtr 3: 0; 2010 Qtr 4: 0; 2011 Qtr 1: 0; 2011 Qtr 2: 0; 2011 Qtr 3: 0; 2011 Qtr 4: 0 | 1
0 | 234126-Refrigeration - Efficient Evap Fan Motor Electronically Commutated Motor (ECM) |  | System | Commercial | 09-GRO-Grocery-REFG | 0 |  |  |  |  | 6.7904 | 150 | 0 | 0 | 0 | -143.2096 | 116.369 |  | kWh | 0.015845 | -0.11528 | Commercial |  | Annual | [5 empty] | 15 | 0.7 |  |  |  | 0 | 4 | 0 | 0 | 0 | 0 | 0 | 0 | 0 | 0 | 0 | 0 | 2009 Qtr 1: 0; 2009 Qtr 2: 0; 2009 Qtr 3: 4; 2009 Qtr 4: 0; 2010 Qtr 1: 0; 2010 Qtr 2: 0; 2010 Qtr 3: 0; 2010 Qtr 4: 0; 2011 Qtr 1: 0; 2011 Qtr 2: 0; 2011 Qtr 3: 0; 2011 Qtr 4: 0 | 4
0 | 234126-Refrigeration - Efficient Evap Fan Motor Electronically Commutated Motor (ECM) |  | System | Commercial | 09-GRO-Grocery-REFG | 0 |  |  |  |  | 6.7904 | 150 | 0 | 0 | 0 | -143.2096 | 116.369 |  | kWh | 0.015845 | -0.11528 | Commercial |  | Annual | [5 empty] | 15 | 0.7 |  |  |  | 0 | 4 | 0 | 0 | 0 | 0 | 0 | 0 | 0 | 0 | 0 | 0 | 2009 Qtr 1: 0; 2009 Qtr 2: 0; 2009 Qtr 3: 4; 2009 Qtr 4: 0; 2010 Qtr 1: 0; 2010 Qtr 2: 0; 2010 Qtr 3: 0; 2010 Qtr 4: 0; 2011 Qtr 1: 0; 2011 Qtr 2: 0; 2011 Qtr 3: 0; 2011 Qtr 4: 0 | 4
0 | 234294-Lighting-Occupancy Sensor-Wallbox Lghtng Snsr-Tr1 |  | System | Commercial | 23-RTL-Retail–SingleStorylarge-LIT_INT | 0 |  |  |  |  | 42.262 | 40 | 0 | 0 | 0 | 2.262 | 213.759 |  | kWh | 0.17617 | 0 | Commercial | [7 empty] | 8 | 0.84 |  |  |  | 0 | 27 | 0 | 0 | 0 | 0 | 0 | 0 | 0 | 0 | 0 | 0 | 2009 Qtr 1: 0; 2009 Qtr 2: 0; 2009 Qtr 3: 0; 2009 Qtr 4: 27; 2010 Qtr 1: 0; 2010 Qtr 2: 0; 2010 Qtr 3: 0; 2010 Qtr 4: 0; 2011 Qtr 1: 0; 2011 Qtr 2: 0; 2011 Qtr 3: 0; 2011 Qtr 4: 0 | 27
0 | 234126-Refrigeration - Efficient Evap Fan Motor Electronically Commutated Motor (ECM) |  | System | Commercial | 09-GRO-Grocery-REFG | 0 |  |  |  |  | 6.7904 | 150 | 0 | 0 | 0 | -143.2096 | 116.369 |  | kWh | 0.015845 | -0.11528 | Commercial |  | Annual | [5 empty] | 15 | 0.7 |  |  |  | 0 | 5 | 0 | 0 | 0 | 0 | 0 | 0 | 0 | 0 | 0 | 0 | 2009 Qtr 1: 0; 2009 Qtr 2: 0; 2009 Qtr 3: 5; 2009 Qtr 4: 0; 2010 Qtr 1: 0; 2010 Qtr 2: 0; 2010 Qtr 3: 0; 2010 Qtr 4: 0; 2011 Qtr 1: 0; 2011 Qtr 2: 0; 2011 Qtr 3: 0; 2011 Qtr 4: 0 | 5
0 | 234294-Lighting-Occupancy Sensor-Wallbox Lghtng Snsr-Tr1 |  | System | Commercial | 23-RTL-Retail–SingleStorylarge-LIT_INT | 0 |  |  |  |  | 42.262 | 40 | 0 | 0 | 0 | 2.262 | 213.759 |  | kWh | 0.17617 | 0 | Commercial | [7 empty] | 8 | 0.84 |  |  |  | 0 | 223 | 0 | 0 | 0 | 0 | 0 | 0 | 0 | 0 | 0 | 0 | 2009 Qtr 1: 0; 2009 Qtr 2: 0; 2009 Qtr 3: 0; 2009 Qtr 4: 223; 2010 Qtr 1: 0; 2010 Qtr 2: 0; 2010 Qtr 3: 0; 2010 Qtr 4: 0; 2011 Qtr 1: 0; 2011 Qtr 2: 0; 2011 Qtr 3: 0; 2011 Qtr 4: 0 | 223
0 | 234084-Refrigeration -Cooler/Freezer Door Gaskets - Solid Doors: Cooler |  | System | Commercial | 09-GRO-Grocery-REFG | 0 |  |  |  |  | 2.2498 | 4.05 | 0 | 0 | 0 | -1.8002 | 104.55 |  | kWh | 0.01195 | 0 | Commercial | [7 empty] | 4 | 0.76 |  |  |  | 0 | 32 | 0 | 0 | 0 | 0 | 0 | 0 | 0 | 0 | 0 | 0 | 2009 Qtr 1: 0; 2009 Qtr 2: 0; 2009 Qtr 3: 0; 2009 Qtr 4: 32; 2010 Qtr 1: 0; 2010 Qtr 2: 0; 2010 Qtr 3: 0; 2010 Qtr 4: 0; 2011 Qtr 1: 0; 2011 Qtr 2: 0; 2011 Qtr 3: 0; 2011 Qtr 4: 0 | 32
0 | 234084-Refrigeration -Cooler/Freezer Door Gaskets - Solid Doors: Cooler |  | System | Commercial | 09-GRO-Grocery-REFG | 0 |  |  |  |  | 2.2498 | 4.0486 | 0 | 0 | 0 | -1.7988 | 104.55 |  | kWh | 0.01195 | 0 | Commercial | [7 empty] | 4 | 0.76 |  |  |  | 0 | 51 | 0 | 0 | 0 | 0 | 0 | 0 | 0 | 0 | 0 | 0 | 2009 Qtr 1: 0; 2009 Qtr 2: 0; 2009 Qtr 3: 0; 2009 Qtr 4: 51; 2010 Qtr 1: 0; 2010 Qtr 2: 0; 2010 Qtr 3: 0; 2010 Qtr 4: 0; 2011 Qtr 1: 0; 2011 Qtr 2: 0; 2011 Qtr 3: 0; 2011 Qtr 4: 0 | 51
0 | 234084-Refrigeration -Cooler/Freezer Door Gaskets - Solid Doors: Cooler |  | System | Commercial | 09-GRO-Grocery-REFG | 0 |  |  |  |  | 2.2498 | 4.05 | 0 | 0 | 0 | -1.8002 | 104.55 |  | kWh | 0.01195 | 0 | Commercial | [7 empty] | 4 | 0.76 |  |  |  | 0 | 16 | 0 | 0 | 0 | 0 | 0 | 0 | 0 | 0 | 0 | 0 | 2009 Qtr 1: 0; 2009 Qtr 2: 0; 2009 Qtr 3: 0; 2009 Qtr 4: 16; 2010 Qtr 1: 0; 2010 Qtr 2: 0; 2010 Qtr 3: 0; 2010 Qtr 4: 0; 2011 Qtr 1: 0; 2011 Qtr 2: 0; 2011 Qtr 3: 0; 2011 Qtr 4: 0 | 16
0 | 234084-Refrigeration -Cooler/Freezer Door Gaskets - Solid Doors: Cooler |  | System | Commercial | 09-GRO-Grocery-REFG | 0 |  |  |  |  | 2.2498 | 4.0009 | 0 | 0 | 0 | -1.7511 | 104.55 |  | kWh | 0.01195 | 0 | Commercial | [7 empty] | 4 | 0.76 |  |  |  | 0 | 85 | 0 | 0 | 0 | 0 | 0 | 0 | 0 | 0 | 0 | 0 | 2009 Qtr 1: 0; 2009 Qtr 2: 0; 2009 Qtr 3: 0; 2009 Qtr 4: 85; 2010 Qtr 1: 0; 2010 Qtr 2: 0; 2010 Qtr 3: 0; 2010 Qtr 4: 0; 2011 Qtr 1: 0; 2011 Qtr 2: 0; 2011 Qtr 3: 0; 2011 Qtr 4: 0 | 85
0 | 234336-Food Service-Commercial Gas Large Vat Fryer |  | System | Commercial | [6 empty] | 3122 | 500 | 0 | 0 | 0 | 2622 | 0 |  | 0 | 0 | 578 | Commercial |  | Annual | [5 empty] | 12 | 0.7 |  |  |  | 0 | 1 | 0 | 0 | 0 | 0 | 0 | 0 | 0 | 0 | 0 | 0 | 2009 Qtr 1: 0; 2009 Qtr 2: 0; 2009 Qtr 3: 0; 2009 Qtr 4: 1; 2010 Qtr 1: 0; 2010 Qtr 2: 0; 2010 Qtr 3: 0; 2010 Qtr 4: 0; 2011 Qtr 1: 0; 2011 Qtr 2: 0; 2011 Qtr 3: 0; 2011 Qtr 4: 0 | 1
0 | 234003-A/C - Reflective Window Film Inland |  | System | Commercial | 18-OFS-Office–Small-Cooling | 0 |  |  |  |  | 3.12 | 2 | 0 | 0 | 0 | 1.12 | 15.27 |  | kWh | 0.0023 | 0 | Commercial | [7 empty] | 10 | 0.85 |  |  |  | 0 | 6602 | 0 | 0 | 0 | 0 | 0 | 0 | 0 | 0 | 0 | 0 | 2009 Qtr 1: 0; 2009 Qtr 2: 0; 2009 Qtr 3: 6602; 2009 Qtr 4: 0; 2010 Qtr 1: 0; 2010 Qtr 2: 0; 2010 Qtr 3: 0; 2010 Qtr 4: 0; 2011 Qtr 1: 0; 2011 Qtr 2: 0; 2011 Qtr 3: 0; 2011 Qtr 4: 0 | 6602
0 | 234084-Refrigeration -Cooler/Freezer Door Gaskets - Solid Doors: Cooler |  | System | Commercial | 09-GRO-Grocery-REFG | 0 |  |  |  |  | 2.2498 | 4.0812 | 0 | 0 | 0 | -1.8314 | 104.55 |  | kWh | 0.01195 | 0 | Commercial | [7 empty] | 4 | 0.76 |  |  |  | 0 | 34 | 0 | 0 | 0 | 0 | 0 | 0 | 0 | 0 | 0 | 0 | 2009 Qtr 1: 0; 2009 Qtr 2: 0; 2009 Qtr 3: 0; 2009 Qtr 4: 34; 2010 Qtr 1: 0; 2010 Qtr 2: 0; 2010 Qtr 3: 0; 2010 Qtr 4: 0; 2011 Qtr 1: 0; 2011 Qtr 2: 0; 2011 Qtr 3: 0; 2011 Qtr 4: 0 | 34
0 | 234399-2006-2008 Incentive Adjustment (per $) |  | System | Commercial | [6 empty] | 0 | 301.5 | 0 | 0 | 0 | -301.5 | 0 |  | 0 | 0 | 0 | Commercial | [7 empty] | 1 | 1 |  |  |  | 0 | 1 | 0 | 0 | 0 | 0 | 0 | 0 | 0 | 0 | 0 | 0 | 2009 Qtr 1: 0; 2009 Qtr 2: 0; 2009 Qtr 3: 0; 2009 Qtr 4: 1; 2010 Qtr 1: 0; 2010 Qtr 2: 0; 2010 Qtr 3: 0; 2010 Qtr 4: 0; 2011 Qtr 1: 0; 2011 Qtr 2: 0; 2011 Qtr 3: 0; 2011 Qtr 4: 0 | 1
0 | 234331-Premium T8 with T12 40 Watt Baseline - Tr2 |  | System | Commercial | 01-ALC-AllCommercial-IntLight | 0 |  |  |  |  | 27.653 | 9.8923 | 0 | 0 | 0 | 17.7607 | 58.062 |  | kWh | 0.017133 | 0 | Commercial | [7 empty] | 15 | 0.78 |  |  |  | 0 | 25.4745 | 0 | 0 | 0 | 0 | 0 | 0 | 0 | 0 | 0 | 0 | 2009 Qtr 1: 0; 2009 Qtr 2: 0; 2009 Qtr 3: 0; 2009 Qtr 4: 25.4745; 2010 Qtr 1: 0; 2010 Qtr 2: 0; 2010 Qtr 3: 0; 2010 Qtr 4: 0; 2011 Qtr 1: 0; 2011 Qtr 2: 0; 2011 Qtr 3: 0; 2011 Qtr 4: 0 | 25.4745
0 | 234304-Lighting-Remove 4 Ft Lamp (De-Lamp) - Tr2 |  | System | Commercial | [6 empty] | 12.3587 | 12.3653 | 0 | 0 | 0 | -0.0066231 | 137.2559 |  | 0 | 0.026384 | -2.5676 | Commercial | [7 empty] | 15 | 0.77 |  |  |  | 0 | 25.4745 | 0 | 0 | 0 | 0 | 0 | 0 | 0 | 0 | 0 | 0 | 2009 Qtr 1: 0; 2009 Qtr 2: 0; 2009 Qtr 3: 0; 2009 Qtr 4: 25.4745; 2010 Qtr 1: 0; 2010 Qtr 2: 0; 2010 Qtr 3: 0; 2010 Qtr 4: 0; 2011 Qtr 1: 0; 2011 Qtr 2: 0; 2011 Qtr 3: 0; 2011 Qtr 4: 0 | 25.4745
0 | 234330-Premium T8 with T12 40 Watt Baseline - Tr1 |  | System | Commercial | 01-ALC-AllCommercial-IntLight | 0 |  |  |  |  | 27.6532 | 13.1897 | 0 | 0 | 0 | 14.4636 | 83.5202 |  | kWh | 0.017351 | 0 | Commercial | [7 empty] | 15 | 0.78 |  |  |  | 0 | 56.4077 | 0 | 0 | 0 | 0 | 0 | 0 | 0 | 0 | 0 | 0 | 2009 Qtr 1: 0; 2009 Qtr 2: 0; 2009 Qtr 3: 56.4077; 2009 Qtr 4: 0; 2010 Qtr 1: 0; 2010 Qtr 2: 0; 2010 Qtr 3: 0; 2010 Qtr 4: 0; 2011 Qtr 1: 0; 2011 Qtr 2: 0; 2011 Qtr 3: 0; 2011 Qtr 4: 0 | 56.4077
0 | 234303-Lighting-Remove 4 Ft Lamp (De-Lamp) - Tr1 |  | System | Commercial | [6 empty] | 12.3596 | 16.4871 | 0 | 0 | 0 | -4.1275 | 137.2559 |  | 0 | 0.026384 | -2.5676 | Commercial |  | Winter Only | [5 empty] | 15 | 0.77 |  |  |  | 0 | 52.7685 | 0 | 0 | 0 | 0 | 0 | 0 | 0 | 0 | 0 | 0 | 2009 Qtr 1: 0; 2009 Qtr 2: 0; 2009 Qtr 3: 52.7685; 2009 Qtr 4: 0; 2010 Qtr 1: 0; 2010 Qtr 2: 0; 2010 Qtr 3: 0; 2010 Qtr 4: 0; 2011 Qtr 1: 0; 2011 Qtr 2: 0; 2011 Qtr 3: 0; 2011 Qtr 4: 0 | 52.7685
0 | 234294-Lighting-Occupancy Sensor-Wallbox Lghtng Snsr-Tr1 |  | System | Commercial | 23-RTL-Retail–SingleStorylarge-LIT_INT | 0 |  |  |  |  | 42.262 | 40 | 0 | 0 | 0 | 2.262 | 213.759 |  | kWh | 0.17617 | 0 | Commercial | [7 empty] | 8 | 0.84 |  |  |  | 0 | 2 | 0 | 0 | 0 | 0 | 0 | 0 | 0 | 0 | 0 | 0 | 2009 Qtr 1: 0; 2009 Qtr 2: 0; 2009 Qtr 3: 2; 2009 Qtr 4: 0; 2010 Qtr 1: 0; 2010 Qtr 2: 0; 2010 Qtr 3: 0; 2010 Qtr 4: 0; 2011 Qtr 1: 0; 2011 Qtr 2: 0; 2011 Qtr 3: 0; 2011 Qtr 4: 0 | 2
0 | 234002-A/C-Reflective Window Film Coastal |  | System | Commercial | 18-OFS-Office–Small-Cooling | 0 |  |  |  |  | 3.12 | 2.0058 | 0 | 0 | 0 | 1.1142 | 12.44 |  | kWh | 0.0023 | 0 | Commercial | [7 empty] | 10 | 0.85 |  |  |  | 0 | 171 | 0 | 0 | 0 | 0 | 0 | 0 | 0 | 0 | 0 | 0 | 2009 Qtr 1: 0; 2009 Qtr 2: 0; 2009 Qtr 3: 171; 2009 Qtr 4: 0; 2010 Qtr 1: 0; 2010 Qtr 2: 0; 2010 Qtr 3: 0; 2010 Qtr 4: 0; 2011 Qtr 1: 0; 2011 Qtr 2: 0; 2011 Qtr 3: 0; 2011 Qtr 4: 0 | 171
0 | 234312-Lighting-Screw in 14-26 Watt Lamp - Tr1 |  | System | Commercial | [6 empty] | 9.3196 | 10.3931 | 0 | 0 | 0 | -1.0734 | 194.1729 |  | 0 | 0.038993 | -2.6224 | Commercial |  | Annual | [5 empty] | 2.47 | 0.81 |  |  |  | 0 | 4.7147 | 0 | 0 | 0 | 0 | 0 | 0 | 0 | 0 | 0 | 0 | 2009 Qtr 1: 0; 2009 Qtr 2: 0; 2009 Qtr 3: 0; 2009 Qtr 4: 4.7147; 2010 Qtr 1: 0; 2010 Qtr 2: 0; 2010 Qtr 3: 0; 2010 Qtr 4: 0; 2011 Qtr 1: 0; 2011 Qtr 2: 0; 2011 Qtr 3: 0; 2011 Qtr 4: 0 | 4.7147
0 | 234330-Premium T8 with T12 40 Watt Baseline - Tr1 |  | System | Commercial | 01-ALC-AllCommercial-IntLight | 0 |  |  |  |  | 27.6532 | 13.1897 | 0 | 0 | 0 | 14.4636 | 83.5202 |  | kWh | 0.017351 | 0 | Commercial | [7 empty] | 15 | 0.78 |  |  |  | 0 | 89.1606 | 0 | 0 | 0 | 0 | 0 | 0 | 0 | 0 | 0 | 0 | 2009 Qtr 1: 0; 2009 Qtr 2: 0; 2009 Qtr 3: 0; 2009 Qtr 4: 89.1606; 2010 Qtr 1: 0; 2010 Qtr 2: 0; 2010 Qtr 3: 0; 2010 Qtr 4: 0; 2011 Qtr 1: 0; 2011 Qtr 2: 0; 2011 Qtr 3: 0; 2011 Qtr 4: 0 | 89.1606
0 | 234303-Lighting-Remove 4 Ft Lamp (De-Lamp) - Tr1 |  | System | Commercial | [6 empty] | 12.3596 | 16.4871 | 0 | 0 | 0 | -4.1275 | 137.2559 |  | 0 | 0.026384 | -2.5676 | Commercial |  | Winter Only | [5 empty] | 15 | 0.77 |  |  |  | 0 | 52.7685 | 0 | 0 | 0 | 0 | 0 | 0 | 0 | 0 | 0 | 0 | 2009 Qtr 1: 0; 2009 Qtr 2: 0; 2009 Qtr 3: 0; 2009 Qtr 4: 52.7685; 2010 Qtr 1: 0; 2010 Qtr 2: 0; 2010 Qtr 3: 0; 2010 Qtr 4: 0; 2011 Qtr 1: 0; 2011 Qtr 2: 0; 2011 Qtr 3: 0; 2011 Qtr 4: 0 | 52.7685
0 | 234312-Lighting-Screw in 14-26 Watt Lamp - Tr1 |  | System | Commercial | [6 empty] | 9.3196 | 10.3931 | 0 | 0 | 0 | -1.0734 | 194.1729 |  | 0 | 0.038993 | -2.6224 | Commercial |  | Annual | [5 empty] | 2.47 | 0.81 |  |  |  | 0 | 4.0412 | 0 | 0 | 0 | 0 | 0 | 0 | 0 | 0 | 0 | 0 | 2009 Qtr 1: 0; 2009 Qtr 2: 0; 2009 Qtr 3: 0; 2009 Qtr 4: 4.0412; 2010 Qtr 1: 0; 2010 Qtr 2: 0; 2010 Qtr 3: 0; 2010 Qtr 4: 0; 2011 Qtr 1: 0; 2011 Qtr 2: 0; 2011 Qtr 3: 0; 2011 Qtr 4: 0 | 4.0412
0 | 234330-Premium T8 with T12 40 Watt Baseline - Tr1 |  | System | Commercial | 01-ALC-AllCommercial-IntLight | 0 |  |  |  |  | 27.6532 | 13.1897 | 0 | 0 | 0 | 14.4636 | 83.5202 |  | kWh | 0.017351 | 0 | Commercial | [7 empty] | 15 | 0.78 |  |  |  | 0 | 49.1293 | 0 | 0 | 0 | 0 | 0 | 0 | 0 | 0 | 0 | 0 | 2009 Qtr 1: 0; 2009 Qtr 2: 0; 2009 Qtr 3: 0; 2009 Qtr 4: 49.1293; 2010 Qtr 1: 0; 2010 Qtr 2: 0; 2010 Qtr 3: 0; 2010 Qtr 4: 0; 2011 Qtr 1: 0; 2011 Qtr 2: 0; 2011 Qtr 3: 0; 2011 Qtr 4: 0 | 49.1293
0 | 234303-Lighting-Remove 4 Ft Lamp (De-Lamp) - Tr1 |  | System | Commercial | [6 empty] | 12.3596 | 16.4871 | 0 | 0 | 0 | -4.1275 | 137.2559 |  | 0 | 0.026384 | -2.5676 | Commercial |  | Winter Only | [5 empty] | 15 | 0.77 |  |  |  | 0 | 10.9176 | 0 | 0 | 0 | 0 | 0 | 0 | 0 | 0 | 0 | 0 | 2009 Qtr 1: 0; 2009 Qtr 2: 0; 2009 Qtr 3: 0; 2009 Qtr 4: 10.9176; 2010 Qtr 1: 0; 2010 Qtr 2: 0; 2010 Qtr 3: 0; 2010 Qtr 4: 0; 2011 Qtr 1: 0; 2011 Qtr 2: 0; 2011 Qtr 3: 0; 2011 Qtr 4: 0 | 10.9176
0 | 234360-Lighting-IntrHiByLnrFlscntFxtr244wrplc400w(TrI)Tr1 |  | System | Commercial | [6 empty] | 282.4319 | 153.8404 | 0 | 0 | 0 | 128.5914 | 0 |  | 0 | 0.224 | -7.1132 | Commercial |  | Winter Only | [5 empty] | 15 | 0.78 |  |  |  | 0 | 7.8003 | 0 | 0 | 0 | 0 | 0 | 0 | 0 | 0 | 0 | 0 | 2009 Qtr 1: 0; 2009 Qtr 2: 0; 2009 Qtr 3: 0; 2009 Qtr 4: 7.8003; 2010 Qtr 1: 0; 2010 Qtr 2: 0; 2010 Qtr 3: 0; 2010 Qtr 4: 0; 2011 Qtr 1: 0; 2011 Qtr 2: 0; 2011 Qtr 3: 0; 2011 Qtr 4: 0 | 7.8003
0 | 234285-Lighting-Occpncy Snsr-Hi-Bay integrated Snsr-Tr1 |  | System | Commercial | 01-ALC-AllCommercial-IntLight | 0 |  |  |  |  | 221.2703 | 95.5 | 0 | 0 | 0 | 125.7703 | 2503.6304 |  | kWh | 0.48559 | 0 | Commercial | [7 empty] | 8 | 0.84 |  |  |  | 0 | 8 | 0 | 0 | 0 | 0 | 0 | 0 | 0 | 0 | 0 | 0 | 2009 Qtr 1: 0; 2009 Qtr 2: 0; 2009 Qtr 3: 0; 2009 Qtr 4: 8; 2010 Qtr 1: 0; 2010 Qtr 2: 0; 2010 Qtr 3: 0; 2010 Qtr 4: 0; 2011 Qtr 1: 0; 2011 Qtr 2: 0; 2011 Qtr 3: 0; 2011 Qtr 4: 0 | 8
0 | 234312-Lighting-Screw in 14-26 Watt Lamp - Tr1 |  | System | Commercial | [6 empty] | 9.3196 | 10.3931 | 0 | 0 | 0 | -1.0734 | 194.1729 |  | 0 | 0.038993 | -2.6224 | Commercial |  | Annual | [5 empty] | 2.47 | 0.81 |  |  |  | 0 | 4.0412 | 0 | 0 | 0 | 0 | 0 | 0 | 0 | 0 | 0 | 0 | 2009 Qtr 1: 0; 2009 Qtr 2: 0; 2009 Qtr 3: 0; 2009 Qtr 4: 4.0412; 2010 Qtr 1: 0; 2010 Qtr 2: 0; 2010 Qtr 3: 0; 2010 Qtr 4: 0; 2011 Qtr 1: 0; 2011 Qtr 2: 0; 2011 Qtr 3: 0; 2011 Qtr 4: 0 | 4.0412
0 | 234330-Premium T8 with T12 40 Watt Baseline - Tr1 |  | System | Commercial | 01-ALC-AllCommercial-IntLight | 0 |  |  |  |  | 27.6532 | 13.1897 | 0 | 0 | 0 | 14.4636 | 83.5202 |  | kWh | 0.017351 | 0 | Commercial | [7 empty] | 15 | 0.78 |  |  |  | 0 | 101.8978 | 0 | 0 | 0 | 0 | 0 | 0 | 0 | 0 | 0 | 0 | 2009 Qtr 1: 0; 2009 Qtr 2: 0; 2009 Qtr 3: 0; 2009 Qtr 4: 101.8978; 2010 Qtr 1: 0; 2010 Qtr 2: 0; 2010 Qtr 3: 0; 2010 Qtr 4: 0; 2011 Qtr 1: 0; 2011 Qtr 2: 0; 2011 Qtr 3: 0; 2011 Qtr 4: 0 | 101.8978
0 | 234303-Lighting-Remove 4 Ft Lamp (De-Lamp) - Tr1 |  | System | Commercial | [6 empty] | 12.3596 | 16.4871 | 0 | 0 | 0 | -4.1275 | 137.2559 |  | 0 | 0.026384 | -2.5676 | Commercial |  | Winter Only | [5 empty] | 15 | 0.77 |  |  |  | 0 | 30.9333 | 0 | 0 | 0 | 0 | 0 | 0 | 0 | 0 | 0 | 0 | 2009 Qtr 1: 0; 2009 Qtr 2: 0; 2009 Qtr 3: 0; 2009 Qtr 4: 30.9333; 2010 Qtr 1: 0; 2010 Qtr 2: 0; 2010 Qtr 3: 0; 2010 Qtr 4: 0; 2011 Qtr 1: 0; 2011 Qtr 2: 0; 2011 Qtr 3: 0; 2011 Qtr 4: 0 | 30.9333
0 | 234360-Lighting-IntrHiByLnrFlscntFxtr244wrplc400w(TrI)Tr1 |  | System | Commercial | [6 empty] | 282.4319 | 153.8404 | 0 | 0 | 0 | 128.5914 | 0 |  | 0 | 0.224 | -7.1132 | Commercial |  | Winter Only | [5 empty] | 15 | 0.78 |  |  |  | 0 | 2.9251 | 0 | 0 | 0 | 0 | 0 | 0 | 0 | 0 | 0 | 0 | 2009 Qtr 1: 0; 2009 Qtr 2: 0; 2009 Qtr 3: 0; 2009 Qtr 4: 2.9251; 2010 Qtr 1: 0; 2010 Qtr 2: 0; 2010 Qtr 3: 0; 2010 Qtr 4: 0; 2011 Qtr 1: 0; 2011 Qtr 2: 0; 2011 Qtr 3: 0; 2011 Qtr 4: 0 | 2.9251
0 | 234285-Lighting-Occpncy Snsr-Hi-Bay integrated Snsr-Tr1 |  | System | Commercial | 01-ALC-AllCommercial-IntLight | 0 |  |  |  |  | 221.2703 | 95.5 | 0 | 0 | 0 | 125.7703 | 2503.6304 |  | kWh | 0.48559 | 0 | Commercial | [7 empty] | 8 | 0.84 |  |  |  | 0 | 3 | 0 | 0 | 0 | 0 | 0 | 0 | 0 | 0 | 0 | 0 | 2009 Qtr 1: 0; 2009 Qtr 2: 0; 2009 Qtr 3: 0; 2009 Qtr 4: 3; 2010 Qtr 1: 0; 2010 Qtr 2: 0; 2010 Qtr 3: 0; 2010 Qtr 4: 0; 2011 Qtr 1: 0; 2011 Qtr 2: 0; 2011 Qtr 3: 0; 2011 Qtr 4: 0 | 3
0 | 234294-Lighting-Occupancy Sensor-Wallbox Lghtng Snsr-Tr1 |  | System | Commercial | 23-RTL-Retail–SingleStorylarge-LIT_INT | 0 |  |  |  |  | 42.262 | 40 | 0 | 0 | 0 | 2.262 | 213.759 |  | kWh | 0.17617 | 0 | Commercial | [7 empty] | 8 | 0.84 |  |  |  | 0 | 52 | 0 | 0 | 0 | 0 | 0 | 0 | 0 | 0 | 0 | 0 | 2009 Qtr 1: 0; 2009 Qtr 2: 0; 2009 Qtr 3: 0; 2009 Qtr 4: 52; 2010 Qtr 1: 0; 2010 Qtr 2: 0; 2010 Qtr 3: 0; 2010 Qtr 4: 0; 2011 Qtr 1: 0; 2011 Qtr 2: 0; 2011 Qtr 3: 0; 2011 Qtr 4: 0 | 52
0 | 234338-Food Service-Commercial Gas Rack Oven -Single |  | System | Commercial | [6 empty] | 8221 | 1000 | 0 | 0 | 0 | 7221 | 0 |  | 0 | 0 | 1034 | Commercial |  | Annual | [5 empty] | 12 | 0.7 |  |  |  | 0 | 2 | 0 | 0 | 0 | 0 | 0 | 0 | 0 | 0 | 0 | 0 | 2009 Qtr 1: 0; 2009 Qtr 2: 0; 2009 Qtr 3: 2; 2009 Qtr 4: 0; 2010 Qtr 1: 0; 2010 Qtr 2: 0; 2010 Qtr 3: 0; 2010 Qtr 4: 0; 2011 Qtr 1: 0; 2011 Qtr 2: 0; 2011 Qtr 3: 0; 2011 Qtr 4: 0 | 2
0 | 234126-Refrigeration - Efficient Evap Fan Motor Electronically Commutated Motor (ECM) |  | System | Commercial | 09-GRO-Grocery-REFG | 0 |  |  |  |  | 6.7904 | 150 | 0 | 0 | 0 | -143.2096 | 116.369 |  | kWh | 0.015845 | -0.11528 | Commercial |  | Annual | [5 empty] | 15 | 0.7 |  |  |  | 0 | 2 | 0 | 0 | 0 | 0 | 0 | 0 | 0 | 0 | 0 | 0 | 2009 Qtr 1: 0; 2009 Qtr 2: 0; 2009 Qtr 3: 0; 2009 Qtr 4: 2; 2010 Qtr 1: 0; 2010 Qtr 2: 0; 2010 Qtr 3: 0; 2010 Qtr 4: 0; 2011 Qtr 1: 0; 2011 Qtr 2: 0; 2011 Qtr 3: 0; 2011 Qtr 4: 0 | 2
0 | 234312-Lighting-Screw in 14-26 Watt Lamp - Tr1 |  | System | Commercial | [6 empty] | 9.3196 | 10.3931 | 0 | 0 | 0 | -1.0734 | 194.1729 |  | 0 | 0.038993 | -2.6224 | Commercial |  | Annual | [5 empty] | 2.47 | 0.81 |  |  |  | 0 | 169.0549 | 0 | 0 | 0 | 0 | 0 | 0 | 0 | 0 | 0 | 0 | 2009 Qtr 1: 0; 2009 Qtr 2: 0; 2009 Qtr 3: 0; 2009 Qtr 4: 169.0549; 2010 Qtr 1: 0; 2010 Qtr 2: 0; 2010 Qtr 3: 0; 2010 Qtr 4: 0; 2011 Qtr 1: 0; 2011 Qtr 2: 0; 2011 Qtr 3: 0; 2011 Qtr 4: 0 | 169.0549
0 | 234309-Lighting-Screw in >27 Watt Lamp - Tr1 |  | System | Commercial | 18-OFS-Office–Small-IntLight | 0 |  |  |  |  | 10.7915 | 11.8778 | 0 | 0 | 0 | -1.0863 | 366.8636 |  | kWh | 0.056754 | 0 | Commercial | [7 empty] | 2.04 | 0.81 |  |  |  | 0 | 3.3676 | 0 | 0 | 0 | 0 | 0 | 0 | 0 | 0 | 0 | 0 | 2009 Qtr 1: 0; 2009 Qtr 2: 0; 2009 Qtr 3: 0; 2009 Qtr 4: 3.3676; 2010 Qtr 1: 0; 2010 Qtr 2: 0; 2010 Qtr 3: 0; 2010 Qtr 4: 0; 2011 Qtr 1: 0; 2011 Qtr 2: 0; 2011 Qtr 3: 0; 2011 Qtr 4: 0 | 3.3676
0 | 234315-Lighting-Screw in 14-26 Watt Reflector Lamp-Tr1 |  | System | Commercial | [6 empty] | 18.0648 | 9.6507 | 0 | 0 | 0 | 8.4141 | 194.1729 |  | 0 | 0.038993 | -2.6224 | Commercial |  | Winter Only | [5 empty] | 2.47 | 0.81 |  |  |  | 0 | 13.4705 | 0 | 0 | 0 | 0 | 0 | 0 | 0 | 0 | 0 | 0 | 2009 Qtr 1: 0; 2009 Qtr 2: 0; 2009 Qtr 3: 0; 2009 Qtr 4: 13.4705; 2010 Qtr 1: 0; 2010 Qtr 2: 0; 2010 Qtr 3: 0; 2010 Qtr 4: 0; 2011 Qtr 1: 0; 2011 Qtr 2: 0; 2011 Qtr 3: 0; 2011 Qtr 4: 0 | 13.4705
0 | 234049-Lighting-LED Exit Sign New Sign |  | System | Commercial | 25-SCN-Storage–Conditioned-Exit | 0 |  |  |  |  | 64.8921 | 45 | 0 | 0 | 0 | 19.8921 | 351.311 |  | kWh | 0 | 0 | Commercial | [7 empty] | 16 | 0.85 |  |  |  | 0 | 2 | 0 | 0 | 0 | 0 | 0 | 0 | 0 | 0 | 0 | 0 | 2009 Qtr 1: 0; 2009 Qtr 2: 0; 2009 Qtr 3: 0; 2009 Qtr 4: 2; 2010 Qtr 1: 0; 2010 Qtr 2: 0; 2010 Qtr 3: 0; 2010 Qtr 4: 0; 2011 Qtr 1: 0; 2011 Qtr 2: 0; 2011 Qtr 3: 0; 2011 Qtr 4: 0 | 2
0 | 234315-Lighting-Screw in 14-26 Watt Reflector Lamp-Tr1 |  | System | Commercial | [6 empty] | 18.0648 | 9.6507 | 0 | 0 | 0 | 8.4141 | 194.1729 |  | 0 | 0.038993 | -2.6224 | Commercial |  | Winter Only | [5 empty] | 2.47 | 0.81 |  |  |  | 0 | 2.0206 | 0 | 0 | 0 | 0 | 0 | 0 | 0 | 0 | 0 | 0 | 2009 Qtr 1: 0; 2009 Qtr 2: 0; 2009 Qtr 3: 0; 2009 Qtr 4: 2.0206; 2010 Qtr 1: 0; 2010 Qtr 2: 0; 2010 Qtr 3: 0; 2010 Qtr 4: 0; 2011 Qtr 1: 0; 2011 Qtr 2: 0; 2011 Qtr 3: 0; 2011 Qtr 4: 0 | 2.0206
0 | 234201-Lighting-2 Ft 2nd Gen T-8 with Elec Ballast-Tr1 |  | System | Commercial | 01-ALC-AllCommercial-IntLight | 0 |  |  |  |  | 23.0819 | 10.9914 | 0 | 0 | 0 | 12.0905 | 56.0027 |  | kWh | 0.010616 | 0 | Commercial | [7 empty] | 15 | 0.78 |  |  |  | 0 | 3.6392 | 0 | 0 | 0 | 0 | 0 | 0 | 0 | 0 | 0 | 0 | 2009 Qtr 1: 0; 2009 Qtr 2: 0; 2009 Qtr 3: 0; 2009 Qtr 4: 3.6392; 2010 Qtr 1: 0; 2010 Qtr 2: 0; 2010 Qtr 3: 0; 2010 Qtr 4: 0; 2011 Qtr 1: 0; 2011 Qtr 2: 0; 2011 Qtr 3: 0; 2011 Qtr 4: 0 | 3.6392
0 | 234330-Premium T8 with T12 40 Watt Baseline - Tr1 |  | System | Commercial | 01-ALC-AllCommercial-IntLight | 0 |  |  |  |  | 27.6532 | 13.1897 | 0 | 0 | 0 | 14.4636 | 83.5202 |  | kWh | 0.017351 | 0 | Commercial | [7 empty] | 15 | 0.78 |  |  |  | 0 | 47.3097 | 0 | 0 | 0 | 0 | 0 | 0 | 0 | 0 | 0 | 0 | 2009 Qtr 1: 0; 2009 Qtr 2: 0; 2009 Qtr 3: 0; 2009 Qtr 4: 47.3097; 2010 Qtr 1: 0; 2010 Qtr 2: 0; 2010 Qtr 3: 0; 2010 Qtr 4: 0; 2011 Qtr 1: 0; 2011 Qtr 2: 0; 2011 Qtr 3: 0; 2011 Qtr 4: 0 | 47.3097
0 | 234294-Lighting-Occupancy Sensor-Wallbox Lghtng Snsr-Tr1 |  | System | Commercial | 23-RTL-Retail–SingleStorylarge-LIT_INT | 0 |  |  |  |  | 42.262 | 40 | 0 | 0 | 0 | 2.262 | 213.759 |  | kWh | 0.17617 | 0 | Commercial | [7 empty] | 8 | 0.84 |  |  |  | 0 | 2 | 0 | 0 | 0 | 0 | 0 | 0 | 0 | 0 | 0 | 0 | 2009 Qtr 1: 0; 2009 Qtr 2: 0; 2009 Qtr 3: 0; 2009 Qtr 4: 2; 2010 Qtr 1: 0; 2010 Qtr 2: 0; 2010 Qtr 3: 0; 2010 Qtr 4: 0; 2011 Qtr 1: 0; 2011 Qtr 2: 0; 2011 Qtr 3: 0; 2011 Qtr 4: 0 | 2
0 | 234330-Premium T8 with T12 40 Watt Baseline - Tr1 |  | System | Commercial | 01-ALC-AllCommercial-IntLight | 0 |  |  |  |  | 27.6532 | 13.1897 | 0 | 0 | 0 | 14.4636 | 83.5202 |  | kWh | 0.017351 | 0 | Commercial | [7 empty] | 15 | 0.78 |  |  |  | 0 | 24.5647 | 0 | 0 | 0 | 0 | 0 | 0 | 0 | 0 | 0 | 0 | 2009 Qtr 1: 0; 2009 Qtr 2: 0; 2009 Qtr 3: 0; 2009 Qtr 4: 24.5647; 2010 Qtr 1: 0; 2010 Qtr 2: 0; 2010 Qtr 3: 0; 2010 Qtr 4: 0; 2011 Qtr 1: 0; 2011 Qtr 2: 0; 2011 Qtr 3: 0; 2011 Qtr 4: 0 | 24.5647
0 | 234049-Lighting-LED Exit Sign New Sign |  | System | Commercial | 25-SCN-Storage–Conditioned-Exit | 0 |  |  |  |  | 64.8921 | 45 | 0 | 0 | 0 | 19.8921 | 351.311 |  | kWh | 0 | 0 | Commercial | [7 empty] | 16 | 0.85 |  |  |  | 0 | 1 | 0 | 0 | 0 | 0 | 0 | 0 | 0 | 0 | 0 | 0 | 2009 Qtr 1: 0; 2009 Qtr 2: 0; 2009 Qtr 3: 0; 2009 Qtr 4: 1; 2010 Qtr 1: 0; 2010 Qtr 2: 0; 2010 Qtr 3: 0; 2010 Qtr 4: 0; 2011 Qtr 1: 0; 2011 Qtr 2: 0; 2011 Qtr 3: 0; 2011 Qtr 4: 0 | 1
0 | 234294-Lighting-Occupancy Sensor-Wallbox Lghtng Snsr-Tr1 |  | System | Commercial | 23-RTL-Retail–SingleStorylarge-LIT_INT | 0 |  |  |  |  | 42.262 | 40 | 0 | 0 | 0 | 2.262 | 213.759 |  | kWh | 0.17617 | 0 | Commercial | [7 empty] | 8 | 0.84 |  |  |  | 0 | 2 | 0 | 0 | 0 | 0 | 0 | 0 | 0 | 0 | 0 | 0 | 2009 Qtr 1: 0; 2009 Qtr 2: 0; 2009 Qtr 3: 0; 2009 Qtr 4: 2; 2010 Qtr 1: 0; 2010 Qtr 2: 0; 2010 Qtr 3: 0; 2010 Qtr 4: 0; 2011 Qtr 1: 0; 2011 Qtr 2: 0; 2011 Qtr 3: 0; 2011 Qtr 4: 0 | 2
0 | 234330-Premium T8 with T12 40 Watt Baseline - Tr1 |  | System | Commercial | 01-ALC-AllCommercial-IntLight | 0 |  |  |  |  | 27.6532 | 13.1897 | 0 | 0 | 0 | 14.4636 | 83.5202 |  | kWh | 0.017351 | 0 | Commercial | [7 empty] | 15 | 0.78 |  |  |  | 0 | 107.3567 | 0 | 0 | 0 | 0 | 0 | 0 | 0 | 0 | 0 | 0 | 2009 Qtr 1: 0; 2009 Qtr 2: 0; 2009 Qtr 3: 0; 2009 Qtr 4: 107.3567; 2010 Qtr 1: 0; 2010 Qtr 2: 0; 2010 Qtr 3: 0; 2010 Qtr 4: 0; 2011 Qtr 1: 0; 2011 Qtr 2: 0; 2011 Qtr 3: 0; 2011 Qtr 4: 0 | 107.3567
0 | 234303-Lighting-Remove 4 Ft Lamp (De-Lamp) - Tr1 |  | System | Commercial | [6 empty] | 12.3596 | 16.4871 | 0 | 0 | 0 | -4.1275 | 137.2559 |  | 0 | 0.026384 | -2.5676 | Commercial |  | Winter Only | [5 empty] | 15 | 0.77 |  |  |  | 0 | 45.4901 | 0 | 0 | 0 | 0 | 0 | 0 | 0 | 0 | 0 | 0 | 2009 Qtr 1: 0; 2009 Qtr 2: 0; 2009 Qtr 3: 0; 2009 Qtr 4: 45.4901; 2010 Qtr 1: 0; 2010 Qtr 2: 0; 2010 Qtr 3: 0; 2010 Qtr 4: 0; 2011 Qtr 1: 0; 2011 Qtr 2: 0; 2011 Qtr 3: 0; 2011 Qtr 4: 0 | 45.4901
0 | 234294-Lighting-Occupancy Sensor-Wallbox Lghtng Snsr-Tr1 |  | System | Commercial | 23-RTL-Retail–SingleStorylarge-LIT_INT | 0 |  |  |  |  | 42.262 | 40 | 0 | 0 | 0 | 2.262 | 213.759 |  | kWh | 0.17617 | 0 | Commercial | [7 empty] | 8 | 0.84 |  |  |  | 0 | 1 | 0 | 0 | 0 | 0 | 0 | 0 | 0 | 0 | 0 | 0 | 2009 Qtr 1: 0; 2009 Qtr 2: 0; 2009 Qtr 3: 0; 2009 Qtr 4: 1; 2010 Qtr 1: 0; 2010 Qtr 2: 0; 2010 Qtr 3: 0; 2010 Qtr 4: 0; 2011 Qtr 1: 0; 2011 Qtr 2: 0; 2011 Qtr 3: 0; 2011 Qtr 4: 0 | 1
0 | 234312-Lighting-Screw in 14-26 Watt Lamp - Tr1 |  | System | Commercial | [6 empty] | 9.3196 | 10.3931 | 0 | 0 | 0 | -1.0734 | 194.1729 |  | 0 | 0.038993 | -2.6224 | Commercial |  | Annual | [5 empty] | 2.47 | 0.81 |  |  |  | 0 | 50.5144 | 0 | 0 | 0 | 0 | 0 | 0 | 0 | 0 | 0 | 0 | 2009 Qtr 1: 0; 2009 Qtr 2: 0; 2009 Qtr 3: 50.5144; 2009 Qtr 4: 0; 2010 Qtr 1: 0; 2010 Qtr 2: 0; 2010 Qtr 3: 0; 2010 Qtr 4: 0; 2011 Qtr 1: 0; 2011 Qtr 2: 0; 2011 Qtr 3: 0; 2011 Qtr 4: 0 | 50.5144
0 | 234003-A/C - Reflective Window Film Inland |  | System | Commercial | 18-OFS-Office–Small-Cooling | 0 |  |  |  |  | 3.12 | 2 | 0 | 0 | 0 | 1.12 | 15.27 |  | kWh | 0.0023 | 0 | Commercial | [7 empty] | 10 | 0.85 |  |  |  | 0 | 75 | 0 | 0 | 0 | 0 | 0 | 0 | 0 | 0 | 0 | 0 | 2009 Qtr 1: 0; 2009 Qtr 2: 0; 2009 Qtr 3: 75; 2009 Qtr 4: 0; 2010 Qtr 1: 0; 2010 Qtr 2: 0; 2010 Qtr 3: 0; 2010 Qtr 4: 0; 2011 Qtr 1: 0; 2011 Qtr 2: 0; 2011 Qtr 3: 0; 2011 Qtr 4: 0 | 75
0 | 234084-Refrigeration -Cooler/Freezer Door Gaskets - Solid Doors: Cooler |  | System | Commercial | 09-GRO-Grocery-REFG | 0 |  |  |  |  | 2.2498 | 4.0744 | 0 | 0 | 0 | -1.8246 | 104.55 |  | kWh | 0.01195 | 0 | Commercial | [7 empty] | 4 | 0.76 |  |  |  | 0 | 50 | 0 | 0 | 0 | 0 | 0 | 0 | 0 | 0 | 0 | 0 | 2009 Qtr 1: 0; 2009 Qtr 2: 0; 2009 Qtr 3: 0; 2009 Qtr 4: 50; 2010 Qtr 1: 0; 2010 Qtr 2: 0; 2010 Qtr 3: 0; 2010 Qtr 4: 0; 2011 Qtr 1: 0; 2011 Qtr 2: 0; 2011 Qtr 3: 0; 2011 Qtr 4: 0 | 50
0 | 234386-Ice Machines 501-1000 - Energy Star |  | System | Commercial | 01-ALC-AllCommercial-Refrig | 0 |  |  |  |  | 446 | 125 | 0 | 0 | 0 | 321 | 1263 |  | kWh | 0.13 | 0 | Commercial | [7 empty] | 10 | 0.7 |  |  |  | 0 | 1 | 0 | 0 | 0 | 0 | 0 | 0 | 0 | 0 | 0 | 0 | 2009 Qtr 1: 0; 2009 Qtr 2: 0; 2009 Qtr 3: 1; 2009 Qtr 4: 0; 2010 Qtr 1: 0; 2010 Qtr 2: 0; 2010 Qtr 3: 0; 2010 Qtr 4: 0; 2011 Qtr 1: 0; 2011 Qtr 2: 0; 2011 Qtr 3: 0; 2011 Qtr 4: 0 | 1
0 | 234332-Premium T8 with T12 40 Watt Baseline - Tr3 |  | System | Commercial | 01-ALC-AllCommercial-IntLight | 0 |  |  |  |  | 13.9591 | 7.1444 | 0 | 0 | 0 | 6.8147 | 44.0947 |  | kWh | 0.016509 | 0 | Commercial | [7 empty] | 15 | 0.78 |  |  |  | 0 | 78.243 | 0 | 0 | 0 | 0 | 0 | 0 | 0 | 0 | 0 | 0 | 2009 Qtr 1: 0; 2009 Qtr 2: 0; 2009 Qtr 3: 0; 2009 Qtr 4: 78.243; 2010 Qtr 1: 0; 2010 Qtr 2: 0; 2010 Qtr 3: 0; 2010 Qtr 4: 0; 2011 Qtr 1: 0; 2011 Qtr 2: 0; 2011 Qtr 3: 0; 2011 Qtr 4: 0 | 78.243
0 | 234305-Lighting-Remove 4 Ft Lamp (De-Lamp) - Tr3 |  | System | Commercial | 01-ALC-AllCommercial-IntLight | 0 |  |  |  |  | 28.1828 | 8.7931 | 0 | 0 | 0 | 19.3897 | 129.7131 |  | kWh | 0.050038 | 0 | Commercial | [7 empty] | 15 | 0.77 |  |  |  | 0 | 5.4588 | 0 | 0 | 0 | 0 | 0 | 0 | 0 | 0 | 0 | 0 | 2009 Qtr 1: 0; 2009 Qtr 2: 0; 2009 Qtr 3: 0; 2009 Qtr 4: 5.4588; 2010 Qtr 1: 0; 2010 Qtr 2: 0; 2010 Qtr 3: 0; 2010 Qtr 4: 0; 2011 Qtr 1: 0; 2011 Qtr 2: 0; 2011 Qtr 3: 0; 2011 Qtr 4: 0 | 5.4588
0 | 234312-Lighting-Screw in 14-26 Watt Lamp - Tr1 |  | System | Commercial | [6 empty] | 9.3196 | 0 | 0 | 0 | 0 | 9.3196 | 0 |  | 0 | 0 | 0 | Commercial |  | Annual | [5 empty] | 2.47 | 0.81 |  |  |  | 0 | 0.67353 | 0 | 0 | 0 | 0 | 0 | 0 | 0 | 0 | 0 | 0 | 2009 Qtr 1: 0; 2009 Qtr 2: 0; 2009 Qtr 3: 0; 2009 Qtr 4: 0.67353; 2010 Qtr 1: 0; 2010 Qtr 2: 0; 2010 Qtr 3: 0; 2010 Qtr 4: 0; 2011 Qtr 1: 0; 2011 Qtr 2: 0; 2011 Qtr 3: 0; 2011 Qtr 4: 0 | 0.67353
0 | 234294-Lighting-Occupancy Sensor-Wallbox Lghtng Snsr-Tr1 |  | System | Commercial | 23-RTL-Retail–SingleStorylarge-LIT_INT | 0 |  |  |  |  | 42.262 | 40 | 0 | 0 | 0 | 2.262 | 213.759 |  | kWh | 0.17617 | 0 | Commercial | [7 empty] | 8 | 0.84 |  |  |  | 0 | 374 | 0 | 0 | 0 | 0 | 0 | 0 | 0 | 0 | 0 | 0 | 2009 Qtr 1: 0; 2009 Qtr 2: 0; 2009 Qtr 3: 0; 2009 Qtr 4: 374; 2010 Qtr 1: 0; 2010 Qtr 2: 0; 2010 Qtr 3: 0; 2010 Qtr 4: 0; 2011 Qtr 1: 0; 2011 Qtr 2: 0; 2011 Qtr 3: 0; 2011 Qtr 4: 0 | 374
0 | 234330-Premium T8 with T12 40 Watt Baseline - Tr1 |  | System | Commercial | 01-ALC-AllCommercial-IntLight | 0 |  |  |  |  | 27.6532 | 13.1897 | 0 | 0 | 0 | 14.4636 | 83.5202 |  | kWh | 0.017351 | 0 | Commercial | [7 empty] | 15 | 0.78 |  |  |  | 0 | 30.0235 | 0 | 0 | 0 | 0 | 0 | 0 | 0 | 0 | 0 | 0 | 2009 Qtr 1: 0; 2009 Qtr 2: 0; 2009 Qtr 3: 0; 2009 Qtr 4: 30.0235; 2010 Qtr 1: 0; 2010 Qtr 2: 0; 2010 Qtr 3: 0; 2010 Qtr 4: 0; 2011 Qtr 1: 0; 2011 Qtr 2: 0; 2011 Qtr 3: 0; 2011 Qtr 4: 0 | 30.0235
0 | 234331-Premium T8 with T12 40 Watt Baseline - Tr2 |  | System | Commercial | 01-ALC-AllCommercial-IntLight | 0 |  |  |  |  | 27.653 | 9.8923 | 0 | 0 | 0 | 17.7607 | 58.062 |  | kWh | 0.017133 | 0 | Commercial | [7 empty] | 15 | 0.78 |  |  |  | 0 | 30.9333 | 0 | 0 | 0 | 0 | 0 | 0 | 0 | 0 | 0 | 0 | 2009 Qtr 1: 0; 2009 Qtr 2: 0; 2009 Qtr 3: 0; 2009 Qtr 4: 30.9333; 2010 Qtr 1: 0; 2010 Qtr 2: 0; 2010 Qtr 3: 0; 2010 Qtr 4: 0; 2011 Qtr 1: 0; 2011 Qtr 2: 0; 2011 Qtr 3: 0; 2011 Qtr 4: 0 | 30.9333
0 | 234304-Lighting-Remove 4 Ft Lamp (De-Lamp) - Tr2 |  | System | Commercial | [6 empty] | 12.3587 | 12.3653 | 0 | 0 | 0 | -0.0066231 | 137.2559 |  | 0 | 0.026384 | -2.5676 | Commercial | [7 empty] | 15 | 0.77 |  |  |  | 0 | 16.3764 | 0 | 0 | 0 | 0 | 0 | 0 | 0 | 0 | 0 | 0 | 2009 Qtr 1: 0; 2009 Qtr 2: 0; 2009 Qtr 3: 0; 2009 Qtr 4: 16.3764; 2010 Qtr 1: 0; 2010 Qtr 2: 0; 2010 Qtr 3: 0; 2010 Qtr 4: 0; 2011 Qtr 1: 0; 2011 Qtr 2: 0; 2011 Qtr 3: 0; 2011 Qtr 4: 0 | 16.3764
0 | 234330-Premium T8 with T12 40 Watt Baseline - Tr1 |  | System | Commercial | 01-ALC-AllCommercial-IntLight | 0 |  |  |  |  | 27.6532 | 13.1897 | 0 | 0 | 0 | 14.4636 | 83.5202 |  | kWh | 0.017351 | 0 | Commercial | [7 empty] | 15 | 0.78 |  |  |  | 0 | 60.0469 | 0 | 0 | 0 | 0 | 0 | 0 | 0 | 0 | 0 | 0 | 2009 Qtr 1: 0; 2009 Qtr 2: 0; 2009 Qtr 3: 0; 2009 Qtr 4: 60.0469; 2010 Qtr 1: 0; 2010 Qtr 2: 0; 2010 Qtr 3: 0; 2010 Qtr 4: 0; 2011 Qtr 1: 0; 2011 Qtr 2: 0; 2011 Qtr 3: 0; 2011 Qtr 4: 0 | 60.0469
0 | 234303-Lighting-Remove 4 Ft Lamp (De-Lamp) - Tr1 |  | System | Commercial | [6 empty] | 12.3596 | 16.4871 | 0 | 0 | 0 | -4.1275 | 137.2559 |  | 0 | 0.026384 | -2.5676 | Commercial |  | Winter Only | [5 empty] | 15 | 0.77 |  |  |  | 0 | 39.1215 | 0 | 0 | 0 | 0 | 0 | 0 | 0 | 0 | 0 | 0 | 2009 Qtr 1: 0; 2009 Qtr 2: 0; 2009 Qtr 3: 0; 2009 Qtr 4: 39.1215; 2010 Qtr 1: 0; 2010 Qtr 2: 0; 2010 Qtr 3: 0; 2010 Qtr 4: 0; 2011 Qtr 1: 0; 2011 Qtr 2: 0; 2011 Qtr 3: 0; 2011 Qtr 4: 0 | 39.1215
0 | 234330-Premium T8 with T12 40 Watt Baseline - Tr1 |  | System | Commercial | 01-ALC-AllCommercial-IntLight | 0 |  |  |  |  | 27.6532 | 13.1897 | 0 | 0 | 0 | 14.4636 | 83.5202 |  | kWh | 0.017351 | 0 | Commercial | [7 empty] | 15 | 0.78 |  |  |  | 0 | 112.8155 | 0 | 0 | 0 | 0 | 0 | 0 | 0 | 0 | 0 | 0 | 2009 Qtr 1: 0; 2009 Qtr 2: 0; 2009 Qtr 3: 0; 2009 Qtr 4: 112.8155; 2010 Qtr 1: 0; 2010 Qtr 2: 0; 2010 Qtr 3: 0; 2010 Qtr 4: 0; 2011 Qtr 1: 0; 2011 Qtr 2: 0; 2011 Qtr 3: 0; 2011 Qtr 4: 0 | 112.8155
0 | 234303-Lighting-Remove 4 Ft Lamp (De-Lamp) - Tr1 |  | System | Commercial | [6 empty] | 12.3596 | 16.4871 | 0 | 0 | 0 | -4.1275 | 137.2559 |  | 0 | 0.026384 | -2.5676 | Commercial |  | Winter Only | [5 empty] | 15 | 0.77 |  |  |  | 0 | 105.5371 | 0 | 0 | 0 | 0 | 0 | 0 | 0 | 0 | 0 | 0 | 2009 Qtr 1: 0; 2009 Qtr 2: 0; 2009 Qtr 3: 0; 2009 Qtr 4: 105.5371; 2010 Qtr 1: 0; 2010 Qtr 2: 0; 2010 Qtr 3: 0; 2010 Qtr 4: 0; 2011 Qtr 1: 0; 2011 Qtr 2: 0; 2011 Qtr 3: 0; 2011 Qtr 4: 0 | 105.5371
0 | 234330-Premium T8 with T12 40 Watt Baseline - Tr1 |  | System | Commercial | 01-ALC-AllCommercial-IntLight | 0 |  |  |  |  | 27.6532 | 13.1897 | 0 | 0 | 0 | 14.4636 | 83.5202 |  | kWh | 0.017351 | 0 | Commercial | [7 empty] | 15 | 0.78 |  |  |  | 0 | 30.9333 | 0 | 0 | 0 | 0 | 0 | 0 | 0 | 0 | 0 | 0 | 2009 Qtr 1: 0; 2009 Qtr 2: 0; 2009 Qtr 3: 0; 2009 Qtr 4: 30.9333; 2010 Qtr 1: 0; 2010 Qtr 2: 0; 2010 Qtr 3: 0; 2010 Qtr 4: 0; 2011 Qtr 1: 0; 2011 Qtr 2: 0; 2011 Qtr 3: 0; 2011 Qtr 4: 0 | 30.9333
0 | 234303-Lighting-Remove 4 Ft Lamp (De-Lamp) - Tr1 |  | System | Commercial | [6 empty] | 12.3596 | 16.4871 | 0 | 0 | 0 | -4.1275 | 137.2559 |  | 0 | 0.026384 | -2.5676 | Commercial |  | Winter Only | [5 empty] | 15 | 0.77 |  |  |  | 0 | 30.9333 | 0 | 0 | 0 | 0 | 0 | 0 | 0 | 0 | 0 | 0 | 2009 Qtr 1: 0; 2009 Qtr 2: 0; 2009 Qtr 3: 0; 2009 Qtr 4: 30.9333; 2010 Qtr 1: 0; 2010 Qtr 2: 0; 2010 Qtr 3: 0; 2010 Qtr 4: 0; 2011 Qtr 1: 0; 2011 Qtr 2: 0; 2011 Qtr 3: 0; 2011 Qtr 4: 0 | 30.9333
0 | 234330-Premium T8 with T12 40 Watt Baseline - Tr1 |  | System | Commercial | 01-ALC-AllCommercial-IntLight | 0 |  |  |  |  | 27.6532 | 13.1897 | 0 | 0 | 0 | 14.4636 | 83.5202 |  | kWh | 0.017351 | 0 | Commercial | [7 empty] | 15 | 0.78 |  |  |  | 0 | 7.2784 | 0 | 0 | 0 | 0 | 0 | 0 | 0 | 0 | 0 | 0 | 2009 Qtr 1: 0; 2009 Qtr 2: 0; 2009 Qtr 3: 0; 2009 Qtr 4: 7.2784; 2010 Qtr 1: 0; 2010 Qtr 2: 0; 2010 Qtr 3: 0; 2010 Qtr 4: 0; 2011 Qtr 1: 0; 2011 Qtr 2: 0; 2011 Qtr 3: 0; 2011 Qtr 4: 0 | 7.2784
0 | 234303-Lighting-Remove 4 Ft Lamp (De-Lamp) - Tr1 |  | System | Commercial | [6 empty] | 12.3596 | 16.4871 | 0 | 0 | 0 | -4.1275 | 137.2559 |  | 0 | 0.026384 | -2.5676 | Commercial |  | Winter Only | [5 empty] | 15 | 0.77 |  |  |  | 0 | 7.2784 | 0 | 0 | 0 | 0 | 0 | 0 | 0 | 0 | 0 | 0 | 2009 Qtr 1: 0; 2009 Qtr 2: 0; 2009 Qtr 3: 0; 2009 Qtr 4: 7.2784; 2010 Qtr 1: 0; 2010 Qtr 2: 0; 2010 Qtr 3: 0; 2010 Qtr 4: 0; 2011 Qtr 1: 0; 2011 Qtr 2: 0; 2011 Qtr 3: 0; 2011 Qtr 4: 0 | 7.2784
0 | 234330-Premium T8 with T12 40 Watt Baseline - Tr1 |  | System | Commercial | 01-ALC-AllCommercial-IntLight | 0 |  |  |  |  | 27.6532 | 13.1897 | 0 | 0 | 0 | 14.4636 | 83.5202 |  | kWh | 0.017351 | 0 | Commercial | [7 empty] | 15 | 0.78 |  |  |  | 0 | 25.4745 | 0 | 0 | 0 | 0 | 0 | 0 | 0 | 0 | 0 | 0 | 2009 Qtr 1: 0; 2009 Qtr 2: 0; 2009 Qtr 3: 0; 2009 Qtr 4: 25.4745; 2010 Qtr 1: 0; 2010 Qtr 2: 0; 2010 Qtr 3: 0; 2010 Qtr 4: 0; 2011 Qtr 1: 0; 2011 Qtr 2: 0; 2011 Qtr 3: 0; 2011 Qtr 4: 0 | 25.4745
0 | 234303-Lighting-Remove 4 Ft Lamp (De-Lamp) - Tr1 |  | System | Commercial | [6 empty] | 12.3596 | 16.4871 | 0 | 0 | 0 | -4.1275 | 137.2559 |  | 0 | 0.026384 | -2.5676 | Commercial |  | Winter Only | [5 empty] | 15 | 0.77 |  |  |  | 0 | 5.4588 | 0 | 0 | 0 | 0 | 0 | 0 | 0 | 0 | 0 | 0 | 2009 Qtr 1: 0; 2009 Qtr 2: 0; 2009 Qtr 3: 0; 2009 Qtr 4: 5.4588; 2010 Qtr 1: 0; 2010 Qtr 2: 0; 2010 Qtr 3: 0; 2010 Qtr 4: 0; 2011 Qtr 1: 0; 2011 Qtr 2: 0; 2011 Qtr 3: 0; 2011 Qtr 4: 0 | 5.4588
0 | 234330-Premium T8 with T12 40 Watt Baseline - Tr1 |  | System | Commercial | 01-ALC-AllCommercial-IntLight | 0 |  |  |  |  | 27.6532 | 13.1897 | 0 | 0 | 0 | 14.4636 | 83.5202 |  | kWh | 0.017351 | 0 | Commercial | [7 empty] | 15 | 0.78 |  |  |  | 0 | 21.8353 | 0 | 0 | 0 | 0 | 0 | 0 | 0 | 0 | 0 | 0 | 2009 Qtr 1: 0; 2009 Qtr 2: 0; 2009 Qtr 3: 0; 2009 Qtr 4: 21.8353; 2010 Qtr 1: 0; 2010 Qtr 2: 0; 2010 Qtr 3: 0; 2010 Qtr 4: 0; 2011 Qtr 1: 0; 2011 Qtr 2: 0; 2011 Qtr 3: 0; 2011 Qtr 4: 0 | 21.8353
0 | 234303-Lighting-Remove 4 Ft Lamp (De-Lamp) - Tr1 |  | System | Commercial | [6 empty] | 12.3596 | 16.4871 | 0 | 0 | 0 | -4.1275 | 137.2559 |  | 0 | 0.026384 | -2.5676 | Commercial |  | Winter Only | [5 empty] | 15 | 0.77 |  |  |  | 0 | 5.4588 | 0 | 0 | 0 | 0 | 0 | 0 | 0 | 0 | 0 | 0 | 2009 Qtr 1: 0; 2009 Qtr 2: 0; 2009 Qtr 3: 0; 2009 Qtr 4: 5.4588; 2010 Qtr 1: 0; 2010 Qtr 2: 0; 2010 Qtr 3: 0; 2010 Qtr 4: 0; 2011 Qtr 1: 0; 2011 Qtr 2: 0; 2011 Qtr 3: 0; 2011 Qtr 4: 0 | 5.4588
0 | 234360-Lighting-IntrHiByLnrFlscntFxtr244wrplc400w(TrI)Tr1 |  | System | Commercial | [6 empty] | 282.4319 | 153.8404 | 0 | 0 | 0 | 128.5914 | 0 |  | 0 | 0.224 | -7.1132 | Commercial |  | Winter Only | [5 empty] | 15 | 0.78 |  |  |  | 0 | 2.9251 | 0 | 0 | 0 | 0 | 0 | 0 | 0 | 0 | 0 | 0 | 2009 Qtr 1: 0; 2009 Qtr 2: 0; 2009 Qtr 3: 0; 2009 Qtr 4: 2.9251; 2010 Qtr 1: 0; 2010 Qtr 2: 0; 2010 Qtr 3: 0; 2010 Qtr 4: 0; 2011 Qtr 1: 0; 2011 Qtr 2: 0; 2011 Qtr 3: 0; 2011 Qtr 4: 0 | 2.9251
0 | 234285-Lighting-Occpncy Snsr-Hi-Bay integrated Snsr-Tr1 |  | System | Commercial | 01-ALC-AllCommercial-IntLight | 0 |  |  |  |  | 221.2703 | 95.5 | 0 | 0 | 0 | 125.7703 | 2503.6304 |  | kWh | 0.48559 | 0 | Commercial | [7 empty] | 8 | 0.84 |  |  |  | 0 | 3 | 0 | 0 | 0 | 0 | 0 | 0 | 0 | 0 | 0 | 0 | 2009 Qtr 1: 0; 2009 Qtr 2: 0; 2009 Qtr 3: 0; 2009 Qtr 4: 3; 2010 Qtr 1: 0; 2010 Qtr 2: 0; 2010 Qtr 3: 0; 2010 Qtr 4: 0; 2011 Qtr 1: 0; 2011 Qtr 2: 0; 2011 Qtr 3: 0; 2011 Qtr 4: 0 | 3
0 | 234312-Lighting-Screw in 14-26 Watt Lamp - Tr1 |  | System | Commercial | [6 empty] | 9.3196 | 10.3931 | 0 | 0 | 0 | -1.0734 | 194.1729 |  | 0 | 0.038993 | -2.6224 | Commercial |  | Annual | [5 empty] | 2.47 | 0.81 |  |  |  | 0 | 67.3526 | 0 | 0 | 0 | 0 | 0 | 0 | 0 | 0 | 0 | 0 | 2009 Qtr 1: 0; 2009 Qtr 2: 0; 2009 Qtr 3: 0; 2009 Qtr 4: 67.3526; 2010 Qtr 1: 0; 2010 Qtr 2: 0; 2010 Qtr 3: 0; 2010 Qtr 4: 0; 2011 Qtr 1: 0; 2011 Qtr 2: 0; 2011 Qtr 3: 0; 2011 Qtr 4: 0 | 67.3526
0 | 234216-Lighting-Hrdwr Incan Base 27-65w Flrscnt Fxtr -Tr1 |  | System | Commercial | 01-ALC-AllCommercial-IntLight | 0 |  |  |  |  | 43.4669 | 0 | 0 | 0 | 0 | 43.4669 | 0 |  | kWh | 0 | 0 | Commercial | [7 empty] | 15 | 0.77 |  |  |  | 0 | 1 | 0 | 0 | 0 | 0 | 0 | 0 | 0 | 0 | 0 | 0 | 2009 Qtr 1: 0; 2009 Qtr 2: 0; 2009 Qtr 3: 0; 2009 Qtr 4: 1; 2010 Qtr 1: 0; 2010 Qtr 2: 0; 2010 Qtr 3: 0; 2010 Qtr 4: 0; 2011 Qtr 1: 0; 2011 Qtr 2: 0; 2011 Qtr 3: 0; 2011 Qtr 4: 0 | 1
0 | 234330-Premium T8 with T12 40 Watt Baseline - Tr1 |  | System | Commercial | 01-ALC-AllCommercial-IntLight | 0 |  |  |  |  | 27.6532 | 13.1897 | 0 | 0 | 0 | 14.4636 | 83.5202 |  | kWh | 0.017351 | 0 | Commercial | [7 empty] | 15 | 0.78 |  |  |  | 0 | 7.2784 | 0 | 0 | 0 | 0 | 0 | 0 | 0 | 0 | 0 | 0 | 2009 Qtr 1: 0; 2009 Qtr 2: 0; 2009 Qtr 3: 0; 2009 Qtr 4: 7.2784; 2010 Qtr 1: 0; 2010 Qtr 2: 0; 2010 Qtr 3: 0; 2010 Qtr 4: 0; 2011 Qtr 1: 0; 2011 Qtr 2: 0; 2011 Qtr 3: 0; 2011 Qtr 4: 0 | 7.2784
0 | 234140-Low Flow Showerhead |  | System | Commercial | 36-GST-Lodging-GuestRooms-Vent/Fan | 0 |  |  |  |  | 37.9464 | 20 | 0 | 0 | 0 | 17.9464 | 57.8762 |  | kWh | 0.012733 | 6.664 | Commercial |  | Annual | [5 empty] | 10 | 0.7 |  |  |  | 0 | 24 | 0 | 0 | 0 | 0 | 0 | 0 | 0 | 0 | 0 | 0 | 2009 Qtr 1: 0; 2009 Qtr 2: 0; 2009 Qtr 3: 0; 2009 Qtr 4: 24; 2010 Qtr 1: 0; 2010 Qtr 2: 0; 2010 Qtr 3: 0; 2010 Qtr 4: 0; 2011 Qtr 1: 0; 2011 Qtr 2: 0; 2011 Qtr 3: 0; 2011 Qtr 4: 0 | 24
0 | 234330-Premium T8 with T12 40 Watt Baseline - Tr1 |  | System | Commercial | 01-ALC-AllCommercial-IntLight | 0 |  |  |  |  | 27.6532 | 13.1897 | 0 | 0 | 0 | 14.4636 | 83.5202 |  | kWh | 0.017351 | 0 | Commercial | [7 empty] | 15 | 0.78 |  |  |  | 0 | 10.9176 | 0 | 0 | 0 | 0 | 0 | 0 | 0 | 0 | 0 | 0 | 2009 Qtr 1: 0; 2009 Qtr 2: 0; 2009 Qtr 3: 0; 2009 Qtr 4: 10.9176; 2010 Qtr 1: 0; 2010 Qtr 2: 0; 2010 Qtr 3: 0; 2010 Qtr 4: 0; 2011 Qtr 1: 0; 2011 Qtr 2: 0; 2011 Qtr 3: 0; 2011 Qtr 4: 0 | 10.9176
0 | 234286-Lighting-Occpncy Snsr-Hi-Bay integrated Snsr-Tr2 |  | System | Commercial | 01-ALC-AllCommercial-IntLight | 0 |  |  |  |  | 221.37 | 95.5 | 0 | 0 | 0 | 125.87 | 1499.5759 |  | kWh | 0.47213 | 0 | Commercial | [7 empty] | 8 | 0.84 |  |  |  | 0 | 6 | 0 | 0 | 0 | 0 | 0 | 0 | 0 | 0 | 0 | 0 | 2009 Qtr 1: 0; 2009 Qtr 2: 0; 2009 Qtr 3: 0; 2009 Qtr 4: 6; 2010 Qtr 1: 0; 2010 Qtr 2: 0; 2010 Qtr 3: 0; 2010 Qtr 4: 0; 2011 Qtr 1: 0; 2011 Qtr 2: 0; 2011 Qtr 3: 0; 2011 Qtr 4: 0 | 6
0 | 234169-Food Service - French Fryer-Gas |  | System | Commercial | [6 empty] | 3796 | 500 | 0 | 0 | 0 | 3296 | 0 |  | 0 | 0 | 505 | Commercial |  | Annual | [5 empty] | 12 | 0.7 |  |  |  | 0 | 1 | 0 | 0 | 0 | 0 | 0 | 0 | 0 | 0 | 0 | 0 | 2009 Qtr 1: 0; 2009 Qtr 2: 0; 2009 Qtr 3: 0; 2009 Qtr 4: 1; 2010 Qtr 1: 0; 2010 Qtr 2: 0; 2010 Qtr 3: 0; 2010 Qtr 4: 0; 2011 Qtr 1: 0; 2011 Qtr 2: 0; 2011 Qtr 3: 0; 2011 Qtr 4: 0 | 1
0 | 234173-Food Service - Combination Oven-Gas |  | System | Commercial | [6 empty] | 21797 | 750 | 0 | 0 | 0 | 21047 | 0 |  | 0 | 0 | 403 | Commercial |  | Annual | [5 empty] | 12 | 0.7 |  |  |  | 0 | 1 | 0 | 0 | 0 | 0 | 0 | 0 | 0 | 0 | 0 | 0 | 2009 Qtr 1: 0; 2009 Qtr 2: 0; 2009 Qtr 3: 0; 2009 Qtr 4: 1; 2010 Qtr 1: 0; 2010 Qtr 2: 0; 2010 Qtr 3: 0; 2010 Qtr 4: 0; 2011 Qtr 1: 0; 2011 Qtr 2: 0; 2011 Qtr 3: 0; 2011 Qtr 4: 0 | 1
0 | 234294-Lighting-Occupancy Sensor-Wallbox Lghtng Snsr-Tr1 |  | System | Commercial | 23-RTL-Retail–SingleStorylarge-LIT_INT | 0 |  |  |  |  | 42.262 | 40 | 0 | 0 | 0 | 2.262 | 213.759 |  | kWh | 0.17617 | 0 | Commercial | [7 empty] | 8 | 0.84 |  |  |  | 0 | 123 | 0 | 0 | 0 | 0 | 0 | 0 | 0 | 0 | 0 | 0 | 2009 Qtr 1: 0; 2009 Qtr 2: 0; 2009 Qtr 3: 123; 2009 Qtr 4: 0; 2010 Qtr 1: 0; 2010 Qtr 2: 0; 2010 Qtr 3: 0; 2010 Qtr 4: 0; 2011 Qtr 1: 0; 2011 Qtr 2: 0; 2011 Qtr 3: 0; 2011 Qtr 4: 0 | 123
0 | 234063-Refrigeration - Anti-Sweat Heater Controls |  | System | Commercial | 09-GRO-Grocery-REFG | 0 |  |  |  |  | 56 | 26.5 | 0 | 0 | 0 | 29.5 | 343 |  | kWh | 0.022 | 0 | Commercial | [7 empty] | 12 | 0.7 |  |  |  | 0 | 35 | 0 | 0 | 0 | 0 | 0 | 0 | 0 | 0 | 0 | 0 | 2009 Qtr 1: 0; 2009 Qtr 2: 0; 2009 Qtr 3: 0; 2009 Qtr 4: 35; 2010 Qtr 1: 0; 2010 Qtr 2: 0; 2010 Qtr 3: 0; 2010 Qtr 4: 0; 2011 Qtr 1: 0; 2011 Qtr 2: 0; 2011 Qtr 3: 0; 2011 Qtr 4: 0 | 35
0 | 234126-Refrigeration - Efficient Evap Fan Motor Electronically Commutated Motor (ECM) |  | System | Commercial | 09-GRO-Grocery-REFG | 0 |  |  |  |  | 6.7904 | 150 | 0 | 0 | 0 | -143.2096 | 116.369 |  | kWh | 0.015845 | -0.11528 | Commercial |  | Annual | [5 empty] | 15 | 0.7 |  |  |  | 0 | 9 | 0 | 0 | 0 | 0 | 0 | 0 | 0 | 0 | 0 | 0 | 2009 Qtr 1: 0; 2009 Qtr 2: 0; 2009 Qtr 3: 0; 2009 Qtr 4: 9; 2010 Qtr 1: 0; 2010 Qtr 2: 0; 2010 Qtr 3: 0; 2010 Qtr 4: 0; 2011 Qtr 1: 0; 2011 Qtr 2: 0; 2011 Qtr 3: 0; 2011 Qtr 4: 0 | 9
0 | 234331-Premium T8 with T12 40 Watt Baseline - Tr2 |  | System | Commercial | 01-ALC-AllCommercial-IntLight | 0 |  |  |  |  | 27.653 | 9.8923 | 0 | 0 | 0 | 17.7607 | 58.062 |  | kWh | 0.017133 | 0 | Commercial | [7 empty] | 15 | 0.78 |  |  |  | 0 | 143.7487 | 0 | 0 | 0 | 0 | 0 | 0 | 0 | 0 | 0 | 0 | 2009 Qtr 1: 0; 2009 Qtr 2: 0; 2009 Qtr 3: 0; 2009 Qtr 4: 143.7487; 2010 Qtr 1: 0; 2010 Qtr 2: 0; 2010 Qtr 3: 0; 2010 Qtr 4: 0; 2011 Qtr 1: 0; 2011 Qtr 2: 0; 2011 Qtr 3: 0; 2011 Qtr 4: 0 | 143.7487
0 | 234312-Lighting-Screw in 14-26 Watt Lamp - Tr1 |  | System | Commercial | [6 empty] | 9.3196 | 10.3931 | 0 | 0 | 0 | -1.0734 | 194.1729 |  | 0 | 0.038993 | -2.6224 | Commercial |  | Annual | [5 empty] | 2.47 | 0.81 |  |  |  | 0 | 37.0439 | 0 | 0 | 0 | 0 | 0 | 0 | 0 | 0 | 0 | 0 | 2009 Qtr 1: 0; 2009 Qtr 2: 0; 2009 Qtr 3: 0; 2009 Qtr 4: 37.0439; 2010 Qtr 1: 0; 2010 Qtr 2: 0; 2010 Qtr 3: 0; 2010 Qtr 4: 0; 2011 Qtr 1: 0; 2011 Qtr 2: 0; 2011 Qtr 3: 0; 2011 Qtr 4: 0 | 37.0439
0 | 234330-Premium T8 with T12 40 Watt Baseline - Tr1 |  | System | Commercial | 01-ALC-AllCommercial-IntLight | 0 |  |  |  |  | 27.6532 | 13.1897 | 0 | 0 | 0 | 14.4636 | 83.5202 |  | kWh | 0.017351 | 0 | Commercial | [7 empty] | 15 | 0.78 |  |  |  | 0 | 16.3764 | 0 | 0 | 0 | 0 | 0 | 0 | 0 | 0 | 0 | 0 | 2009 Qtr 1: 0; 2009 Qtr 2: 0; 2009 Qtr 3: 0; 2009 Qtr 4: 16.3764; 2010 Qtr 1: 0; 2010 Qtr 2: 0; 2010 Qtr 3: 0; 2010 Qtr 4: 0; 2011 Qtr 1: 0; 2011 Qtr 2: 0; 2011 Qtr 3: 0; 2011 Qtr 4: 0 | 16.3764
0 | 234303-Lighting-Remove 4 Ft Lamp (De-Lamp) - Tr1 |  | System | Commercial | [6 empty] | 12.3596 | 16.4871 | 0 | 0 | 0 | -4.1275 | 137.2559 |  | 0 | 0.026384 | -2.5676 | Commercial |  | Winter Only | [5 empty] | 15 | 0.77 |  |  |  | 0 | 14.5568 | 0 | 0 | 0 | 0 | 0 | 0 | 0 | 0 | 0 | 0 | 2009 Qtr 1: 0; 2009 Qtr 2: 0; 2009 Qtr 3: 0; 2009 Qtr 4: 14.5568; 2010 Qtr 1: 0; 2010 Qtr 2: 0; 2010 Qtr 3: 0; 2010 Qtr 4: 0; 2011 Qtr 1: 0; 2011 Qtr 2: 0; 2011 Qtr 3: 0; 2011 Qtr 4: 0 | 14.5568
0 | 234049-Lighting-LED Exit Sign New Sign |  | System | Commercial | 25-SCN-Storage–Conditioned-Exit | 0 |  |  |  |  | 64.8921 | 45 | 0 | 0 | 0 | 19.8921 | 351.311 |  | kWh | 0 | 0 | Commercial | [7 empty] | 16 | 0.85 |  |  |  | 0 | 4 | 0 | 0 | 0 | 0 | 0 | 0 | 0 | 0 | 0 | 0 | 2009 Qtr 1: 0; 2009 Qtr 2: 0; 2009 Qtr 3: 0; 2009 Qtr 4: 4; 2010 Qtr 1: 0; 2010 Qtr 2: 0; 2010 Qtr 3: 0; 2010 Qtr 4: 0; 2011 Qtr 1: 0; 2011 Qtr 2: 0; 2011 Qtr 3: 0; 2011 Qtr 4: 0 | 4
0 | 234312-Lighting-Screw in 14-26 Watt Lamp - Tr1 |  | System | Commercial | [6 empty] | 9.3196 | 10.3931 | 0 | 0 | 0 | -1.0734 | 194.1729 |  | 0 | 0.038993 | -2.6224 | Commercial |  | Annual | [5 empty] | 2.47 | 0.81 |  |  |  | 0 | 37.0439 | 0 | 0 | 0 | 0 | 0 | 0 | 0 | 0 | 0 | 0 | 2009 Qtr 1: 0; 2009 Qtr 2: 0; 2009 Qtr 3: 0; 2009 Qtr 4: 37.0439; 2010 Qtr 1: 0; 2010 Qtr 2: 0; 2010 Qtr 3: 0; 2010 Qtr 4: 0; 2011 Qtr 1: 0; 2011 Qtr 2: 0; 2011 Qtr 3: 0; 2011 Qtr 4: 0 | 37.0439
0 | 234330-Premium T8 with T12 40 Watt Baseline - Tr1 |  | System | Commercial | 01-ALC-AllCommercial-IntLight | 0 |  |  |  |  | 27.6532 | 13.1897 | 0 | 0 | 0 | 14.4636 | 83.5202 |  | kWh | 0.017351 | 0 | Commercial | [7 empty] | 15 | 0.78 |  |  |  | 0 | 23.6549 | 0 | 0 | 0 | 0 | 0 | 0 | 0 | 0 | 0 | 0 | 2009 Qtr 1: 0; 2009 Qtr 2: 0; 2009 Qtr 3: 0; 2009 Qtr 4: 23.6549; 2010 Qtr 1: 0; 2010 Qtr 2: 0; 2010 Qtr 3: 0; 2010 Qtr 4: 0; 2011 Qtr 1: 0; 2011 Qtr 2: 0; 2011 Qtr 3: 0; 2011 Qtr 4: 0 | 23.6549
0 | 234303-Lighting-Remove 4 Ft Lamp (De-Lamp) - Tr1 |  | System | Commercial | [6 empty] | 12.3596 | 16.4871 | 0 | 0 | 0 | -4.1275 | 137.2559 |  | 0 | 0.026384 | -2.5676 | Commercial |  | Winter Only | [5 empty] | 15 | 0.77 |  |  |  | 0 | 3.6392 | 0 | 0 | 0 | 0 | 0 | 0 | 0 | 0 | 0 | 0 | 2009 Qtr 1: 0; 2009 Qtr 2: 0; 2009 Qtr 3: 0; 2009 Qtr 4: 3.6392; 2010 Qtr 1: 0; 2010 Qtr 2: 0; 2010 Qtr 3: 0; 2010 Qtr 4: 0; 2011 Qtr 1: 0; 2011 Qtr 2: 0; 2011 Qtr 3: 0; 2011 Qtr 4: 0 | 3.6392
0 | 234049-Lighting-LED Exit Sign New Sign |  | System | Commercial | 25-SCN-Storage–Conditioned-Exit | 0 |  |  |  |  | 64.8921 | 45 | 0 | 0 | 0 | 19.8921 | 351.311 |  | kWh | 0 | 0 | Commercial | [7 empty] | 16 | 0.85 |  |  |  | 0 | 3 | 0 | 0 | 0 | 0 | 0 | 0 | 0 | 0 | 0 | 0 | 2009 Qtr 1: 0; 2009 Qtr 2: 0; 2009 Qtr 3: 0; 2009 Qtr 4: 3; 2010 Qtr 1: 0; 2010 Qtr 2: 0; 2010 Qtr 3: 0; 2010 Qtr 4: 0; 2011 Qtr 1: 0; 2011 Qtr 2: 0; 2011 Qtr 3: 0; 2011 Qtr 4: 0 | 3
0 | 234084-Refrigeration -Cooler/Freezer Door Gaskets - Solid Doors: Cooler |  | System | Commercial | 09-GRO-Grocery-REFG | 0 |  |  |  |  | 2.2498 | 4.078 | 0 | 0 | 0 | -1.8282 | 104.55 |  | kWh | 0.01195 | 0 | Commercial | [7 empty] | 4 | 0.76 |  |  |  | 0 | 40 | 0 | 0 | 0 | 0 | 0 | 0 | 0 | 0 | 0 | 0 | 2009 Qtr 1: 0; 2009 Qtr 2: 0; 2009 Qtr 3: 0; 2009 Qtr 4: 40; 2010 Qtr 1: 0; 2010 Qtr 2: 0; 2010 Qtr 3: 0; 2010 Qtr 4: 0; 2011 Qtr 1: 0; 2011 Qtr 2: 0; 2011 Qtr 3: 0; 2011 Qtr 4: 0 | 40
0 | 234084-Refrigeration -Cooler/Freezer Door Gaskets - Solid Doors: Cooler |  | System | Commercial | 09-GRO-Grocery-REFG | 0 |  |  |  |  | 2.2498 | 4.1275 | 0 | 0 | 0 | -1.8777 | 104.55 |  | kWh | 0.01195 | 0 | Commercial | [7 empty] | 4 | 0.76 |  |  |  | 0 | 16 | 0 | 0 | 0 | 0 | 0 | 0 | 0 | 0 | 0 | 0 | 2009 Qtr 1: 0; 2009 Qtr 2: 0; 2009 Qtr 3: 0; 2009 Qtr 4: 16; 2010 Qtr 1: 0; 2010 Qtr 2: 0; 2010 Qtr 3: 0; 2010 Qtr 4: 0; 2011 Qtr 1: 0; 2011 Qtr 2: 0; 2011 Qtr 3: 0; 2011 Qtr 4: 0 | 16
0 | 234084-Refrigeration -Cooler/Freezer Door Gaskets - Solid Doors: Cooler |  | System | Commercial | 09-GRO-Grocery-REFG | 0 |  |  |  |  | 2.2498 | 4.0356 | 0 | 0 | 0 | -1.7858 | 104.55 |  | kWh | 0.01195 | 0 | Commercial | [7 empty] | 4 | 0.76 |  |  |  | 0 | 54 | 0 | 0 | 0 | 0 | 0 | 0 | 0 | 0 | 0 | 0 | 2009 Qtr 1: 0; 2009 Qtr 2: 0; 2009 Qtr 3: 0; 2009 Qtr 4: 54; 2010 Qtr 1: 0; 2010 Qtr 2: 0; 2010 Qtr 3: 0; 2010 Qtr 4: 0; 2011 Qtr 1: 0; 2011 Qtr 2: 0; 2011 Qtr 3: 0; 2011 Qtr 4: 0 | 54
0 | 234361-Lighting-IntrHiByLnrFlscntFxtr244wrplc400w(TrI)Tr2 |  | System | Commercial | 01-ALC-AllCommercial-IntLight | 0 |  |  |  |  | 327.8836 | 115.3803 | 0 | 0 | 0 | 212.5033 | 698.8643 |  | kWh | 0.2203 | 0 | Commercial | [7 empty] | 15 | 0.78 |  |  |  | 0 | 9.7504 | 0 | 0 | 0 | 0 | 0 | 0 | 0 | 0 | 0 | 0 | 2009 Qtr 1: 0; 2009 Qtr 2: 0; 2009 Qtr 3: 0; 2009 Qtr 4: 9.7504; 2010 Qtr 1: 0; 2010 Qtr 2: 0; 2010 Qtr 3: 0; 2010 Qtr 4: 0; 2011 Qtr 1: 0; 2011 Qtr 2: 0; 2011 Qtr 3: 0; 2011 Qtr 4: 0 | 9.7504
0 | 234286-Lighting-Occpncy Snsr-Hi-Bay integrated Snsr-Tr2 |  | System | Commercial | 01-ALC-AllCommercial-IntLight | 0 |  |  |  |  | 221.37 | 95.5 | 0 | 0 | 0 | 125.87 | 1499.5759 |  | kWh | 0.47213 | 0 | Commercial | [7 empty] | 8 | 0.84 |  |  |  | 0 | 10 | 0 | 0 | 0 | 0 | 0 | 0 | 0 | 0 | 0 | 0 | 2009 Qtr 1: 0; 2009 Qtr 2: 0; 2009 Qtr 3: 0; 2009 Qtr 4: 10; 2010 Qtr 1: 0; 2010 Qtr 2: 0; 2010 Qtr 3: 0; 2010 Qtr 4: 0; 2011 Qtr 1: 0; 2011 Qtr 2: 0; 2011 Qtr 3: 0; 2011 Qtr 4: 0 | 10
0 | 234316-Lighting-Screw in 14-26 Watt Reflector Lamp-Tr2 |  | System | Commercial | 18-OFS-Office–Small-IntLight | 0 |  |  |  |  | 9.6109 | 6.6813 | 0 | 0 | 0 | 2.9297 | 159.5847 |  | kWh | 0.057596 | 0 | Commercial | [7 empty] | 2.47 | 0.81 |  |  |  | 0 | 3.3676 | 0 | 0 | 0 | 0 | 0 | 0 | 0 | 0 | 0 | 0 | 2009 Qtr 1: 0; 2009 Qtr 2: 0; 2009 Qtr 3: 0; 2009 Qtr 4: 3.3676; 2010 Qtr 1: 0; 2010 Qtr 2: 0; 2010 Qtr 3: 0; 2010 Qtr 4: 0; 2011 Qtr 1: 0; 2011 Qtr 2: 0; 2011 Qtr 3: 0; 2011 Qtr 4: 0 | 3.3676
0 | 234331-Premium T8 with T12 40 Watt Baseline - Tr2 |  | System | Commercial | 01-ALC-AllCommercial-IntLight | 0 |  |  |  |  | 27.653 | 9.8923 | 0 | 0 | 0 | 17.7607 | 58.062 |  | kWh | 0.017133 | 0 | Commercial | [7 empty] | 15 | 0.78 |  |  |  | 0 | 105.5371 | 0 | 0 | 0 | 0 | 0 | 0 | 0 | 0 | 0 | 0 | 2009 Qtr 1: 0; 2009 Qtr 2: 0; 2009 Qtr 3: 0; 2009 Qtr 4: 105.5371; 2010 Qtr 1: 0; 2010 Qtr 2: 0; 2010 Qtr 3: 0; 2010 Qtr 4: 0; 2011 Qtr 1: 0; 2011 Qtr 2: 0; 2011 Qtr 3: 0; 2011 Qtr 4: 0 | 105.5371
0 | 234304-Lighting-Remove 4 Ft Lamp (De-Lamp) - Tr2 |  | System | Commercial | [6 empty] | 12.3587 | 12.3653 | 0 | 0 | 0 | -0.0066231 | 137.2559 |  | 0 | 0.026384 | -2.5676 | Commercial | [7 empty] | 15 | 0.77 |  |  |  | 0 | 43.6705 | 0 | 0 | 0 | 0 | 0 | 0 | 0 | 0 | 0 | 0 | 2009 Qtr 1: 0; 2009 Qtr 2: 0; 2009 Qtr 3: 0; 2009 Qtr 4: 43.6705; 2010 Qtr 1: 0; 2010 Qtr 2: 0; 2010 Qtr 3: 0; 2010 Qtr 4: 0; 2011 Qtr 1: 0; 2011 Qtr 2: 0; 2011 Qtr 3: 0; 2011 Qtr 4: 0 | 43.6705
0 | 234085-Refrigeration -Strip Curtains for Walk-ins |  | System | Commercial | 20-RFF-Restaurant–FastFood-Refrig | 0 |  |  |  |  | 10.214 | 3.12 | 0 | 0 | 0 | 7.094 | 465 |  | kWh | 0.053 | 0 | Commercial | [7 empty] | 4 | 0.46 |  |  |  | 0 | 23 | 0 | 0 | 0 | 0 | 0 | 0 | 0 | 0 | 0 | 0 | 2009 Qtr 1: 0; 2009 Qtr 2: 0; 2009 Qtr 3: 23; 2009 Qtr 4: 0; 2010 Qtr 1: 0; 2010 Qtr 2: 0; 2010 Qtr 3: 0; 2010 Qtr 4: 0; 2011 Qtr 1: 0; 2011 Qtr 2: 0; 2011 Qtr 3: 0; 2011 Qtr 4: 0 | 23
0 | 234084-Refrigeration -Cooler/Freezer Door Gaskets - Solid Doors: Cooler |  | System | Commercial | 09-GRO-Grocery-REFG | 0 |  |  |  |  | 2.2498 | 4.0024 | 0 | 0 | 0 | -1.7526 | 104.55 |  | kWh | 0.01195 | 0 | Commercial | [7 empty] | 4 | 0.76 |  |  |  | 0 | 100 | 0 | 0 | 0 | 0 | 0 | 0 | 0 | 0 | 0 | 0 | 2009 Qtr 1: 0; 2009 Qtr 2: 0; 2009 Qtr 3: 100; 2009 Qtr 4: 0; 2010 Qtr 1: 0; 2010 Qtr 2: 0; 2010 Qtr 3: 0; 2010 Qtr 4: 0; 2011 Qtr 1: 0; 2011 Qtr 2: 0; 2011 Qtr 3: 0; 2011 Qtr 4: 0 | 100
0 | 234067-Refrigeration - Food Service -Auto Closer for Main Cooler Doors |  | System | Commercial | 09-GRO-Grocery-REFG | 0 |  |  |  |  | 382.5103 | 0 | 0 | 0 | 0 | 382.5103 | 0 |  | kWh | 0 | 0 | Commercial |  | Annual | [5 empty] | 8 | 0.7 |  |  |  | 0 | 1 | 0 | 0 | 0 | 0 | 0 | 0 | 0 | 0 | 0 | 0 | 2009 Qtr 1: 0; 2009 Qtr 2: 0; 2009 Qtr 3: 1; 2009 Qtr 4: 0; 2010 Qtr 1: 0; 2010 Qtr 2: 0; 2010 Qtr 3: 0; 2010 Qtr 4: 0; 2011 Qtr 1: 0; 2011 Qtr 2: 0; 2011 Qtr 3: 0; 2011 Qtr 4: 0 | 1
0 | 234085-Refrigeration -Strip Curtains for Walk-ins |  | System | Commercial | 20-RFF-Restaurant–FastFood-Refrig | 0 |  |  |  |  | 10.214 | 3.0194 | 0 | 0 | 0 | 7.1946 | 465 |  | kWh | 0.053 | 0 | Commercial | [7 empty] | 4 | 0.46 |  |  |  | 0 | 17 | 0 | 0 | 0 | 0 | 0 | 0 | 0 | 0 | 0 | 0 | 2009 Qtr 1: 0; 2009 Qtr 2: 0; 2009 Qtr 3: 0; 2009 Qtr 4: 17; 2010 Qtr 1: 0; 2010 Qtr 2: 0; 2010 Qtr 3: 0; 2010 Qtr 4: 0; 2011 Qtr 1: 0; 2011 Qtr 2: 0; 2011 Qtr 3: 0; 2011 Qtr 4: 0 | 17
0 | 234084-Refrigeration -Cooler/Freezer Door Gaskets - Solid Doors: Cooler |  | System | Commercial | 09-GRO-Grocery-REFG | 0 |  |  |  |  | 2.2498 | 4.0763 | 0 | 0 | 0 | -1.8265 | 104.55 |  | kWh | 0.01195 | 0 | Commercial | [7 empty] | 4 | 0.76 |  |  |  | 0 | 43 | 0 | 0 | 0 | 0 | 0 | 0 | 0 | 0 | 0 | 0 | 2009 Qtr 1: 0; 2009 Qtr 2: 0; 2009 Qtr 3: 0; 2009 Qtr 4: 43; 2010 Qtr 1: 0; 2010 Qtr 2: 0; 2010 Qtr 3: 0; 2010 Qtr 4: 0; 2011 Qtr 1: 0; 2011 Qtr 2: 0; 2011 Qtr 3: 0; 2011 Qtr 4: 0 | 43
0 | 234084-Refrigeration -Cooler/Freezer Door Gaskets - Solid Doors: Cooler |  | System | Commercial | 09-GRO-Grocery-REFG | 0 |  |  |  |  | 2.2498 | 4.0288 | 0 | 0 | 0 | -1.779 | 104.55 |  | kWh | 0.01195 | 0 | Commercial | [7 empty] | 4 | 0.76 |  |  |  | 0 | 43 | 0 | 0 | 0 | 0 | 0 | 0 | 0 | 0 | 0 | 0 | 2009 Qtr 1: 0; 2009 Qtr 2: 0; 2009 Qtr 3: 0; 2009 Qtr 4: 43; 2010 Qtr 1: 0; 2010 Qtr 2: 0; 2010 Qtr 3: 0; 2010 Qtr 4: 0; 2011 Qtr 1: 0; 2011 Qtr 2: 0; 2011 Qtr 3: 0; 2011 Qtr 4: 0 | 43
0 | 234084-Refrigeration -Cooler/Freezer Door Gaskets - Solid Doors: Cooler |  | System | Commercial | 09-GRO-Grocery-REFG | 0 |  |  |  |  | 2.2498 | 4.0214 | 0 | 0 | 0 | -1.7716 | 104.55 |  | kWh | 0.01195 | 0 | Commercial | [7 empty] | 4 | 0.76 |  |  |  | 0 | 43 | 0 | 0 | 0 | 0 | 0 | 0 | 0 | 0 | 0 | 0 | 2009 Qtr 1: 0; 2009 Qtr 2: 0; 2009 Qtr 3: 0; 2009 Qtr 4: 43; 2010 Qtr 1: 0; 2010 Qtr 2: 0; 2010 Qtr 3: 0; 2010 Qtr 4: 0; 2011 Qtr 1: 0; 2011 Qtr 2: 0; 2011 Qtr 3: 0; 2011 Qtr 4: 0 | 43
0 | 234084-Refrigeration -Cooler/Freezer Door Gaskets - Solid Doors: Cooler |  | System | Commercial | 09-GRO-Grocery-REFG | 0 |  |  |  |  | 2.2498 | 4.0312 | 0 | 0 | 0 | -1.7815 | 104.55 |  | kWh | 0.01195 | 0 | Commercial | [7 empty] | 4 | 0.76 |  |  |  | 0 | 96 | 0 | 0 | 0 | 0 | 0 | 0 | 0 | 0 | 0 | 0 | 2009 Qtr 1: 0; 2009 Qtr 2: 0; 2009 Qtr 3: 0; 2009 Qtr 4: 96; 2010 Qtr 1: 0; 2010 Qtr 2: 0; 2010 Qtr 3: 0; 2010 Qtr 4: 0; 2011 Qtr 1: 0; 2011 Qtr 2: 0; 2011 Qtr 3: 0; 2011 Qtr 4: 0 | 96
0 | 234084-Refrigeration -Cooler/Freezer Door Gaskets - Solid Doors: Cooler |  | System | Commercial | 09-GRO-Grocery-REFG | 0 |  |  |  |  | 2.2498 | 4.0073 | 0 | 0 | 0 | -1.7575 | 104.55 |  | kWh | 0.01195 | 0 | Commercial | [7 empty] | 4 | 0.76 |  |  |  | 0 | 109 | 0 | 0 | 0 | 0 | 0 | 0 | 0 | 0 | 0 | 0 | 2009 Qtr 1: 0; 2009 Qtr 2: 0; 2009 Qtr 3: 0; 2009 Qtr 4: 109; 2010 Qtr 1: 0; 2010 Qtr 2: 0; 2010 Qtr 3: 0; 2010 Qtr 4: 0; 2011 Qtr 1: 0; 2011 Qtr 2: 0; 2011 Qtr 3: 0; 2011 Qtr 4: 0 | 109
0 | 234084-Refrigeration -Cooler/Freezer Door Gaskets - Solid Doors: Cooler |  | System | Commercial | 09-GRO-Grocery-REFG | 0 |  |  |  |  | 2.2498 | 4.0277 | 0 | 0 | 0 | -1.7779 | 104.55 |  | kWh | 0.01195 | 0 | Commercial | [7 empty] | 4 | 0.76 |  |  |  | 0 | 78 | 0 | 0 | 0 | 0 | 0 | 0 | 0 | 0 | 0 | 0 | 2009 Qtr 1: 0; 2009 Qtr 2: 0; 2009 Qtr 3: 0; 2009 Qtr 4: 78; 2010 Qtr 1: 0; 2010 Qtr 2: 0; 2010 Qtr 3: 0; 2010 Qtr 4: 0; 2011 Qtr 1: 0; 2011 Qtr 2: 0; 2011 Qtr 3: 0; 2011 Qtr 4: 0 | 78
0 | 234084-Refrigeration -Cooler/Freezer Door Gaskets - Solid Doors: Cooler |  | System | Commercial | 09-GRO-Grocery-REFG | 0 |  |  |  |  | 2.2498 | 4.0391 | 0 | 0 | 0 | -1.7894 | 104.55 |  | kWh | 0.01195 | 0 | Commercial | [7 empty] | 4 | 0.76 |  |  |  | 0 | 94 | 0 | 0 | 0 | 0 | 0 | 0 | 0 | 0 | 0 | 0 | 2009 Qtr 1: 0; 2009 Qtr 2: 0; 2009 Qtr 3: 0; 2009 Qtr 4: 94; 2010 Qtr 1: 0; 2010 Qtr 2: 0; 2010 Qtr 3: 0; 2010 Qtr 4: 0; 2011 Qtr 1: 0; 2011 Qtr 2: 0; 2011 Qtr 3: 0; 2011 Qtr 4: 0 | 94
0 | 234084-Refrigeration -Cooler/Freezer Door Gaskets - Solid Doors: Cooler |  | System | Commercial | 09-GRO-Grocery-REFG | 0 |  |  |  |  | 2.2498 | 4.0092 | 0 | 0 | 0 | -1.7594 | 104.55 |  | kWh | 0.01195 | 0 | Commercial | [7 empty] | 4 | 0.76 |  |  |  | 0 | 122 | 0 | 0 | 0 | 0 | 0 | 0 | 0 | 0 | 0 | 0 | 2009 Qtr 1: 0; 2009 Qtr 2: 0; 2009 Qtr 3: 0; 2009 Qtr 4: 122; 2010 Qtr 1: 0; 2010 Qtr 2: 0; 2010 Qtr 3: 0; 2010 Qtr 4: 0; 2011 Qtr 1: 0; 2011 Qtr 2: 0; 2011 Qtr 3: 0; 2011 Qtr 4: 0 | 122
0 | 234084-Refrigeration -Cooler/Freezer Door Gaskets - Solid Doors: Cooler |  | System | Commercial | 09-GRO-Grocery-REFG | 0 |  |  |  |  | 2.2498 | 4.0243 | 0 | 0 | 0 | -1.7745 | 104.55 |  | kWh | 0.01195 | 0 | Commercial | [7 empty] | 4 | 0.76 |  |  |  | 0 | 28 | 0 | 0 | 0 | 0 | 0 | 0 | 0 | 0 | 0 | 0 | 2009 Qtr 1: 0; 2009 Qtr 2: 0; 2009 Qtr 3: 0; 2009 Qtr 4: 28; 2010 Qtr 1: 0; 2010 Qtr 2: 0; 2010 Qtr 3: 0; 2010 Qtr 4: 0; 2011 Qtr 1: 0; 2011 Qtr 2: 0; 2011 Qtr 3: 0; 2011 Qtr 4: 0 | 28
0 | 234084-Refrigeration -Cooler/Freezer Door Gaskets - Solid Doors: Cooler |  | System | Commercial | 09-GRO-Grocery-REFG | 0 |  |  |  |  | 2.2498 | 4.012 | 0 | 0 | 0 | -1.7622 | 104.55 |  | kWh | 0.01195 | 0 | Commercial | [7 empty] | 4 | 0.76 |  |  |  | 0 | 50 | 0 | 0 | 0 | 0 | 0 | 0 | 0 | 0 | 0 | 0 | 2009 Qtr 1: 0; 2009 Qtr 2: 0; 2009 Qtr 3: 0; 2009 Qtr 4: 50; 2010 Qtr 1: 0; 2010 Qtr 2: 0; 2010 Qtr 3: 0; 2010 Qtr 4: 0; 2011 Qtr 1: 0; 2011 Qtr 2: 0; 2011 Qtr 3: 0; 2011 Qtr 4: 0 | 50
0 | 234330-Premium T8 with T12 40 Watt Baseline - Tr1 |  | System | Commercial | 01-ALC-AllCommercial-IntLight | 0 |  |  |  |  | 27.6532 | 13.1897 | 0 | 0 | 0 | 14.4636 | 83.5202 |  | kWh | 0.017351 | 0 | Commercial | [7 empty] | 15 | 0.78 |  |  |  | 0 | 14.5568 | 0 | 0 | 0 | 0 | 0 | 0 | 0 | 0 | 0 | 0 | 2009 Qtr 1: 0; 2009 Qtr 2: 0; 2009 Qtr 3: 0; 2009 Qtr 4: 14.5568; 2010 Qtr 1: 0; 2010 Qtr 2: 0; 2010 Qtr 3: 0; 2010 Qtr 4: 0; 2011 Qtr 1: 0; 2011 Qtr 2: 0; 2011 Qtr 3: 0; 2011 Qtr 4: 0 | 14.5568
0 | 234207-Lighting-8 Ft T-8 with Elec Ballast-Tr1 |  | System | Commercial | 01-ALC-AllCommercial-IntLight | 0 |  |  |  |  | 35.6901 | 21.9828 | 0 | 0 | 0 | 13.7073 | 45.8368 |  | kWh | 0.0098893 | 0 | Commercial | [7 empty] | 15 | 0.78 |  |  |  | 0 | 10.9176 | 0 | 0 | 0 | 0 | 0 | 0 | 0 | 0 | 0 | 0 | 2009 Qtr 1: 0; 2009 Qtr 2: 0; 2009 Qtr 3: 0; 2009 Qtr 4: 10.9176; 2010 Qtr 1: 0; 2010 Qtr 2: 0; 2010 Qtr 3: 0; 2010 Qtr 4: 0; 2011 Qtr 1: 0; 2011 Qtr 2: 0; 2011 Qtr 3: 0; 2011 Qtr 4: 0 | 10.9176
0 | 234303-Lighting-Remove 4 Ft Lamp (De-Lamp) - Tr1 |  | System | Commercial | [6 empty] | 12.3596 | 16.4871 | 0 | 0 | 0 | -4.1275 | 137.2559 |  | 0 | 0.026384 | -2.5676 | Commercial |  | Winter Only | [5 empty] | 15 | 0.77 |  |  |  | 0 | 1.8196 | 0 | 0 | 0 | 0 | 0 | 0 | 0 | 0 | 0 | 0 | 2009 Qtr 1: 0; 2009 Qtr 2: 0; 2009 Qtr 3: 0; 2009 Qtr 4: 1.8196; 2010 Qtr 1: 0; 2010 Qtr 2: 0; 2010 Qtr 3: 0; 2010 Qtr 4: 0; 2011 Qtr 1: 0; 2011 Qtr 2: 0; 2011 Qtr 3: 0; 2011 Qtr 4: 0 | 1.8196
0 | 234312-Lighting-Screw in 14-26 Watt Lamp - Tr1 |  | System | Commercial | [6 empty] | 9.3196 | 10.3931 | 0 | 0 | 0 | -1.0734 | 194.1729 |  | 0 | 0.038993 | -2.6224 | Commercial |  | Annual | [5 empty] | 2.47 | 0.81 |  |  |  | 0 | 11.4499 | 0 | 0 | 0 | 0 | 0 | 0 | 0 | 0 | 0 | 0 | 2009 Qtr 1: 0; 2009 Qtr 2: 0; 2009 Qtr 3: 0; 2009 Qtr 4: 11.4499; 2010 Qtr 1: 0; 2010 Qtr 2: 0; 2010 Qtr 3: 0; 2010 Qtr 4: 0; 2011 Qtr 1: 0; 2011 Qtr 2: 0; 2011 Qtr 3: 0; 2011 Qtr 4: 0 | 11.4499
0 | 234330-Premium T8 with T12 40 Watt Baseline - Tr1 |  | System | Commercial | 01-ALC-AllCommercial-IntLight | 0 |  |  |  |  | 27.6532 | 13.1897 | 0 | 0 | 0 | 14.4636 | 83.5202 |  | kWh | 0.017351 | 0 | Commercial | [7 empty] | 15 | 0.78 |  |  |  | 0 | 72.7842 | 0 | 0 | 0 | 0 | 0 | 0 | 0 | 0 | 0 | 0 | 2009 Qtr 1: 0; 2009 Qtr 2: 0; 2009 Qtr 3: 0; 2009 Qtr 4: 72.7842; 2010 Qtr 1: 0; 2010 Qtr 2: 0; 2010 Qtr 3: 0; 2010 Qtr 4: 0; 2011 Qtr 1: 0; 2011 Qtr 2: 0; 2011 Qtr 3: 0; 2011 Qtr 4: 0 | 72.7842
0 | 234303-Lighting-Remove 4 Ft Lamp (De-Lamp) - Tr1 |  | System | Commercial | [6 empty] | 12.3596 | 16.4871 | 0 | 0 | 0 | -4.1275 | 137.2559 |  | 0 | 0.026384 | -2.5676 | Commercial |  | Winter Only | [5 empty] | 15 | 0.77 |  |  |  | 0 | 9.098 | 0 | 0 | 0 | 0 | 0 | 0 | 0 | 0 | 0 | 0 | 2009 Qtr 1: 0; 2009 Qtr 2: 0; 2009 Qtr 3: 0; 2009 Qtr 4: 9.098; 2010 Qtr 1: 0; 2010 Qtr 2: 0; 2010 Qtr 3: 0; 2010 Qtr 4: 0; 2011 Qtr 1: 0; 2011 Qtr 2: 0; 2011 Qtr 3: 0; 2011 Qtr 4: 0 | 9.098
0 | 234306-Lighting-Remove 8 Ft Lamp (De-Lamp) - Tr1 |  | System | Commercial | 23-RTL-Retail–SingleStorylarge-LIT_INT | 0 |  |  |  |  | 28.4369 | 27.4785 | 0 | 0 | 0 | 0.95836 | 366.7521 |  | kWh | 0.077777 | 0 | Commercial | [7 empty] | 15 | 0.77 |  |  |  | 0 | 2.7294 | 0 | 0 | 0 | 0 | 0 | 0 | 0 | 0 | 0 | 0 | 2009 Qtr 1: 0; 2009 Qtr 2: 0; 2009 Qtr 3: 0; 2009 Qtr 4: 2.7294; 2010 Qtr 1: 0; 2010 Qtr 2: 0; 2010 Qtr 3: 0; 2010 Qtr 4: 0; 2011 Qtr 1: 0; 2011 Qtr 2: 0; 2011 Qtr 3: 0; 2011 Qtr 4: 0 | 2.7294
0 | 234285-Lighting-Occpncy Snsr-Hi-Bay integrated Snsr-Tr1 |  | System | Commercial | 01-ALC-AllCommercial-IntLight | 0 |  |  |  |  | 221.2703 | 95.5 | 0 | 0 | 0 | 125.7703 | 2503.6304 |  | kWh | 0.48559 | 0 | Commercial | [7 empty] | 8 | 0.84 |  |  |  | 0 | 5 | 0 | 0 | 0 | 0 | 0 | 0 | 0 | 0 | 0 | 0 | 2009 Qtr 1: 0; 2009 Qtr 2: 0; 2009 Qtr 3: 0; 2009 Qtr 4: 5; 2010 Qtr 1: 0; 2010 Qtr 2: 0; 2010 Qtr 3: 0; 2010 Qtr 4: 0; 2011 Qtr 1: 0; 2011 Qtr 2: 0; 2011 Qtr 3: 0; 2011 Qtr 4: 0 | 5
0 | 234084-Refrigeration -Cooler/Freezer Door Gaskets - Solid Doors: Cooler |  | System | Commercial | 09-GRO-Grocery-REFG | 0 |  |  |  |  | 2.2498 | 4.0387 | 0 | 0 | 0 | -1.7889 | 104.55 |  | kWh | 0.01195 | 0 | Commercial | [7 empty] | 4 | 0.76 |  |  |  | 0 | 94 | 0 | 0 | 0 | 0 | 0 | 0 | 0 | 0 | 0 | 0 | 2009 Qtr 1: 0; 2009 Qtr 2: 0; 2009 Qtr 3: 0; 2009 Qtr 4: 94; 2010 Qtr 1: 0; 2010 Qtr 2: 0; 2010 Qtr 3: 0; 2010 Qtr 4: 0; 2011 Qtr 1: 0; 2011 Qtr 2: 0; 2011 Qtr 3: 0; 2011 Qtr 4: 0 | 94
0 | 234330-Premium T8 with T12 40 Watt Baseline - Tr1 |  | System | Commercial | 01-ALC-AllCommercial-IntLight | 0 |  |  |  |  | 27.6532 | 13.1897 | 0 | 0 | 0 | 14.4636 | 83.5202 |  | kWh | 0.017351 | 0 | Commercial | [7 empty] | 15 | 0.78 |  |  |  | 0 | 47.3097 | 0 | 0 | 0 | 0 | 0 | 0 | 0 | 0 | 0 | 0 | 2009 Qtr 1: 0; 2009 Qtr 2: 0; 2009 Qtr 3: 47.3097; 2009 Qtr 4: 0; 2010 Qtr 1: 0; 2010 Qtr 2: 0; 2010 Qtr 3: 0; 2010 Qtr 4: 0; 2011 Qtr 1: 0; 2011 Qtr 2: 0; 2011 Qtr 3: 0; 2011 Qtr 4: 0 | 47.3097
0 | 234330-Premium T8 with T12 40 Watt Baseline - Tr1 |  | System | Commercial | 01-ALC-AllCommercial-IntLight | 0 |  |  |  |  | 27.6532 | 13.1897 | 0 | 0 | 0 | 14.4636 | 83.5202 |  | kWh | 0.017351 | 0 | Commercial | [7 empty] | 15 | 0.78 |  |  |  | 0 | 25.4745 | 0 | 0 | 0 | 0 | 0 | 0 | 0 | 0 | 0 | 0 | 2009 Qtr 1: 0; 2009 Qtr 2: 0; 2009 Qtr 3: 0; 2009 Qtr 4: 25.4745; 2010 Qtr 1: 0; 2010 Qtr 2: 0; 2010 Qtr 3: 0; 2010 Qtr 4: 0; 2011 Qtr 1: 0; 2011 Qtr 2: 0; 2011 Qtr 3: 0; 2011 Qtr 4: 0 | 25.4745
0 | 234303-Lighting-Remove 4 Ft Lamp (De-Lamp) - Tr1 |  | System | Commercial | [6 empty] | 12.3596 | 16.4871 | 0 | 0 | 0 | -4.1275 | 137.2559 |  | 0 | 0.026384 | -2.5676 | Commercial |  | Winter Only | [5 empty] | 15 | 0.77 |  |  |  | 0 | 3.6392 | 0 | 0 | 0 | 0 | 0 | 0 | 0 | 0 | 0 | 0 | 2009 Qtr 1: 0; 2009 Qtr 2: 0; 2009 Qtr 3: 0; 2009 Qtr 4: 3.6392; 2010 Qtr 1: 0; 2010 Qtr 2: 0; 2010 Qtr 3: 0; 2010 Qtr 4: 0; 2011 Qtr 1: 0; 2011 Qtr 2: 0; 2011 Qtr 3: 0; 2011 Qtr 4: 0 | 3.6392
0 | 234330-Premium T8 with T12 40 Watt Baseline - Tr1 |  | System | Commercial | 01-ALC-AllCommercial-IntLight | 0 |  |  |  |  | 27.6532 | 13.1897 | 0 | 0 | 0 | 14.4636 | 83.5202 |  | kWh | 0.017351 | 0 | Commercial | [7 empty] | 15 | 0.78 |  |  |  | 0 | 10.9176 | 0 | 0 | 0 | 0 | 0 | 0 | 0 | 0 | 0 | 0 | 2009 Qtr 1: 0; 2009 Qtr 2: 0; 2009 Qtr 3: 0; 2009 Qtr 4: 10.9176; 2010 Qtr 1: 0; 2010 Qtr 2: 0; 2010 Qtr 3: 0; 2010 Qtr 4: 0; 2011 Qtr 1: 0; 2011 Qtr 2: 0; 2011 Qtr 3: 0; 2011 Qtr 4: 0 | 10.9176
0 | 234330-Premium T8 with T12 40 Watt Baseline - Tr1 |  | System | Commercial | 01-ALC-AllCommercial-IntLight | 0 |  |  |  |  | 27.6532 | 13.1897 | 0 | 0 | 0 | 14.4636 | 83.5202 |  | kWh | 0.017351 | 0 | Commercial | [7 empty] | 15 | 0.78 |  |  |  | 0 | 50.9489 | 0 | 0 | 0 | 0 | 0 | 0 | 0 | 0 | 0 | 0 | 2009 Qtr 1: 0; 2009 Qtr 2: 0; 2009 Qtr 3: 0; 2009 Qtr 4: 50.9489; 2010 Qtr 1: 0; 2010 Qtr 2: 0; 2010 Qtr 3: 0; 2010 Qtr 4: 0; 2011 Qtr 1: 0; 2011 Qtr 2: 0; 2011 Qtr 3: 0; 2011 Qtr 4: 0 | 50.9489
0 | 234330-Premium T8 with T12 40 Watt Baseline - Tr1 |  | System | Commercial | 01-ALC-AllCommercial-IntLight | 0 |  |  |  |  | 27.6532 | 13.1897 | 0 | 0 | 0 | 14.4636 | 83.5202 |  | kWh | 0.017351 | 0 | Commercial | [7 empty] | 15 | 0.78 |  |  |  | 0 | 25.4745 | 0 | 0 | 0 | 0 | 0 | 0 | 0 | 0 | 0 | 0 | 2009 Qtr 1: 0; 2009 Qtr 2: 0; 2009 Qtr 3: 0; 2009 Qtr 4: 25.4745; 2010 Qtr 1: 0; 2010 Qtr 2: 0; 2010 Qtr 3: 0; 2010 Qtr 4: 0; 2011 Qtr 1: 0; 2011 Qtr 2: 0; 2011 Qtr 3: 0; 2011 Qtr 4: 0 | 25.4745
0 | 234303-Lighting-Remove 4 Ft Lamp (De-Lamp) - Tr1 |  | System | Commercial | [6 empty] | 12.3596 | 16.4871 | 0 | 0 | 0 | -4.1275 | 137.2559 |  | 0 | 0.026384 | -2.5676 | Commercial |  | Winter Only | [5 empty] | 15 | 0.77 |  |  |  | 0 | 25.4745 | 0 | 0 | 0 | 0 | 0 | 0 | 0 | 0 | 0 | 0 | 2009 Qtr 1: 0; 2009 Qtr 2: 0; 2009 Qtr 3: 0; 2009 Qtr 4: 25.4745; 2010 Qtr 1: 0; 2010 Qtr 2: 0; 2010 Qtr 3: 0; 2010 Qtr 4: 0; 2011 Qtr 1: 0; 2011 Qtr 2: 0; 2011 Qtr 3: 0; 2011 Qtr 4: 0 | 25.4745
0 | 234330-Premium T8 with T12 40 Watt Baseline - Tr1 |  | System | Commercial | 01-ALC-AllCommercial-IntLight | 0 |  |  |  |  | 27.6532 | 13.1897 | 0 | 0 | 0 | 14.4636 | 83.5202 |  | kWh | 0.017351 | 0 | Commercial | [7 empty] | 15 | 0.78 |  |  |  | 0 | 63.6862 | 0 | 0 | 0 | 0 | 0 | 0 | 0 | 0 | 0 | 0 | 2009 Qtr 1: 0; 2009 Qtr 2: 0; 2009 Qtr 3: 0; 2009 Qtr 4: 63.6862; 2010 Qtr 1: 0; 2010 Qtr 2: 0; 2010 Qtr 3: 0; 2010 Qtr 4: 0; 2011 Qtr 1: 0; 2011 Qtr 2: 0; 2011 Qtr 3: 0; 2011 Qtr 4: 0 | 63.6862
0 | 234303-Lighting-Remove 4 Ft Lamp (De-Lamp) - Tr1 |  | System | Commercial | [6 empty] | 12.3596 | 16.4871 | 0 | 0 | 0 | -4.1275 | 137.2559 |  | 0 | 0.026384 | -2.5676 | Commercial |  | Winter Only | [5 empty] | 15 | 0.77 |  |  |  | 0 | 49.1293 | 0 | 0 | 0 | 0 | 0 | 0 | 0 | 0 | 0 | 0 | 2009 Qtr 1: 0; 2009 Qtr 2: 0; 2009 Qtr 3: 0; 2009 Qtr 4: 49.1293; 2010 Qtr 1: 0; 2010 Qtr 2: 0; 2010 Qtr 3: 0; 2010 Qtr 4: 0; 2011 Qtr 1: 0; 2011 Qtr 2: 0; 2011 Qtr 3: 0; 2011 Qtr 4: 0 | 49.1293
0 | 234330-Premium T8 with T12 40 Watt Baseline - Tr1 |  | System | Commercial | 01-ALC-AllCommercial-IntLight | 0 |  |  |  |  | 27.6532 | 13.1897 | 0 | 0 | 0 | 14.4636 | 83.5202 |  | kWh | 0.017351 | 0 | Commercial | [7 empty] | 15 | 0.78 |  |  |  | 0 | 147.3879 | 0 | 0 | 0 | 0 | 0 | 0 | 0 | 0 | 0 | 0 | 2009 Qtr 1: 0; 2009 Qtr 2: 0; 2009 Qtr 3: 0; 2009 Qtr 4: 147.3879; 2010 Qtr 1: 0; 2010 Qtr 2: 0; 2010 Qtr 3: 0; 2010 Qtr 4: 0; 2011 Qtr 1: 0; 2011 Qtr 2: 0; 2011 Qtr 3: 0; 2011 Qtr 4: 0 | 147.3879
0 | 234303-Lighting-Remove 4 Ft Lamp (De-Lamp) - Tr1 |  | System | Commercial | [6 empty] | 12.3596 | 16.4871 | 0 | 0 | 0 | -4.1275 | 137.2559 |  | 0 | 0.026384 | -2.5676 | Commercial |  | Winter Only | [5 empty] | 15 | 0.77 |  |  |  | 0 | 1.8196 | 0 | 0 | 0 | 0 | 0 | 0 | 0 | 0 | 0 | 0 | 2009 Qtr 1: 0; 2009 Qtr 2: 0; 2009 Qtr 3: 0; 2009 Qtr 4: 1.8196; 2010 Qtr 1: 0; 2010 Qtr 2: 0; 2010 Qtr 3: 0; 2010 Qtr 4: 0; 2011 Qtr 1: 0; 2011 Qtr 2: 0; 2011 Qtr 3: 0; 2011 Qtr 4: 0 | 1.8196
0 | 234312-Lighting-Screw in 14-26 Watt Lamp - Tr1 |  | System | Commercial | [6 empty] | 9.3196 | 10.3931 | 0 | 0 | 0 | -1.0734 | 194.1729 |  | 0 | 0.038993 | -2.6224 | Commercial |  | Annual | [5 empty] | 2.47 | 0.81 |  |  |  | 0 | 7.4088 | 0 | 0 | 0 | 0 | 0 | 0 | 0 | 0 | 0 | 0 | 2009 Qtr 1: 0; 2009 Qtr 2: 0; 2009 Qtr 3: 0; 2009 Qtr 4: 7.4088; 2010 Qtr 1: 0; 2010 Qtr 2: 0; 2010 Qtr 3: 0; 2010 Qtr 4: 0; 2011 Qtr 1: 0; 2011 Qtr 2: 0; 2011 Qtr 3: 0; 2011 Qtr 4: 0 | 7.4088
0 | 234330-Premium T8 with T12 40 Watt Baseline - Tr1 |  | System | Commercial | 01-ALC-AllCommercial-IntLight | 0 |  |  |  |  | 27.6532 | 13.1897 | 0 | 0 | 0 | 14.4636 | 83.5202 |  | kWh | 0.017351 | 0 | Commercial | [7 empty] | 15 | 0.78 |  |  |  | 0 | 263.8426 | 0 | 0 | 0 | 0 | 0 | 0 | 0 | 0 | 0 | 0 | 2009 Qtr 1: 0; 2009 Qtr 2: 0; 2009 Qtr 3: 0; 2009 Qtr 4: 263.8426; 2010 Qtr 1: 0; 2010 Qtr 2: 0; 2010 Qtr 3: 0; 2010 Qtr 4: 0; 2011 Qtr 1: 0; 2011 Qtr 2: 0; 2011 Qtr 3: 0; 2011 Qtr 4: 0 | 263.8426
0 | 234360-Lighting-IntrHiByLnrFlscntFxtr244wrplc400w(TrI)Tr1 |  | System | Commercial | [6 empty] | 282.4319 | 153.8404 | 0 | 0 | 0 | 128.5914 | 0 |  | 0 | 0.224 | -7.1132 | Commercial |  | Winter Only | [5 empty] | 15 | 0.78 |  |  |  | 0 | 9.7504 | 0 | 0 | 0 | 0 | 0 | 0 | 0 | 0 | 0 | 0 | 2009 Qtr 1: 0; 2009 Qtr 2: 0; 2009 Qtr 3: 0; 2009 Qtr 4: 9.7504; 2010 Qtr 1: 0; 2010 Qtr 2: 0; 2010 Qtr 3: 0; 2010 Qtr 4: 0; 2011 Qtr 1: 0; 2011 Qtr 2: 0; 2011 Qtr 3: 0; 2011 Qtr 4: 0 | 9.7504
0 | 234285-Lighting-Occpncy Snsr-Hi-Bay integrated Snsr-Tr1 |  | System | Commercial | 01-ALC-AllCommercial-IntLight | 0 |  |  |  |  | 221.2703 | 95.5 | 0 | 0 | 0 | 125.7703 | 2503.6304 |  | kWh | 0.48559 | 0 | Commercial | [7 empty] | 8 | 0.84 |  |  |  | 0 | 10 | 0 | 0 | 0 | 0 | 0 | 0 | 0 | 0 | 0 | 0 | 2009 Qtr 1: 0; 2009 Qtr 2: 0; 2009 Qtr 3: 0; 2009 Qtr 4: 10; 2010 Qtr 1: 0; 2010 Qtr 2: 0; 2010 Qtr 3: 0; 2010 Qtr 4: 0; 2011 Qtr 1: 0; 2011 Qtr 2: 0; 2011 Qtr 3: 0; 2011 Qtr 4: 0 | 10
0 | 234049-Lighting-LED Exit Sign New Sign |  | System | Commercial | 25-SCN-Storage–Conditioned-Exit | 0 |  |  |  |  | 64.8921 | 45 | 0 | 0 | 0 | 19.8921 | 351.311 |  | kWh | 0 | 0 | Commercial | [7 empty] | 16 | 0.85 |  |  |  | 0 | 7 | 0 | 0 | 0 | 0 | 0 | 0 | 0 | 0 | 0 | 0 | 2009 Qtr 1: 0; 2009 Qtr 2: 0; 2009 Qtr 3: 0; 2009 Qtr 4: 7; 2010 Qtr 1: 0; 2010 Qtr 2: 0; 2010 Qtr 3: 0; 2010 Qtr 4: 0; 2011 Qtr 1: 0; 2011 Qtr 2: 0; 2011 Qtr 3: 0; 2011 Qtr 4: 0 | 7
0 | 234330-Premium T8 with T12 40 Watt Baseline - Tr1 |  | System | Commercial | 01-ALC-AllCommercial-IntLight | 0 |  |  |  |  | 27.6532 | 13.1897 | 0 | 0 | 0 | 14.4636 | 83.5202 |  | kWh | 0.017351 | 0 | Commercial | [7 empty] | 15 | 0.78 |  |  |  | 0 | 45.4901 | 0 | 0 | 0 | 0 | 0 | 0 | 0 | 0 | 0 | 0 | 2009 Qtr 1: 45.4901; 2009 Qtr 2: 0; 2009 Qtr 3: 0; 2009 Qtr 4: 0; 2010 Qtr 1: 0; 2010 Qtr 2: 0; 2010 Qtr 3: 0; 2010 Qtr 4: 0; 2011 Qtr 1: 0; 2011 Qtr 2: 0; 2011 Qtr 3: 0; 2011 Qtr 4: 0 | 45.4901
0 | 234306-Lighting-Remove 8 Ft Lamp (De-Lamp) - Tr1 |  | System | Commercial | 23-RTL-Retail–SingleStorylarge-LIT_INT | 0 |  |  |  |  | 28.4369 | 27.4785 | 0 | 0 | 0 | 0.95836 | 366.7521 |  | kWh | 0.077777 | 0 | Commercial | [7 empty] | 15 | 0.77 |  |  |  | 0 | 22.7451 | 0 | 0 | 0 | 0 | 0 | 0 | 0 | 0 | 0 | 0 | 2009 Qtr 1: 22.7451; 2009 Qtr 2: 0; 2009 Qtr 3: 0; 2009 Qtr 4: 0; 2010 Qtr 1: 0; 2010 Qtr 2: 0; 2010 Qtr 3: 0; 2010 Qtr 4: 0; 2011 Qtr 1: 0; 2011 Qtr 2: 0; 2011 Qtr 3: 0; 2011 Qtr 4: 0 | 22.7451
0 | 234330-Premium T8 with T12 40 Watt Baseline - Tr1 |  | System | Commercial | 01-ALC-AllCommercial-IntLight | 0 |  |  |  |  | 27.6532 | 13.1897 | 0 | 0 | 0 | 14.4636 | 83.5202 |  | kWh | 0.017351 | 0 | Commercial | [7 empty] | 15 | 0.78 |  |  |  | 0 | 32.7529 | 0 | 0 | 0 | 0 | 0 | 0 | 0 | 0 | 0 | 0 | 2009 Qtr 1: 0; 2009 Qtr 2: 0; 2009 Qtr 3: 32.7529; 2009 Qtr 4: 0; 2010 Qtr 1: 0; 2010 Qtr 2: 0; 2010 Qtr 3: 0; 2010 Qtr 4: 0; 2011 Qtr 1: 0; 2011 Qtr 2: 0; 2011 Qtr 3: 0; 2011 Qtr 4: 0 | 32.7529
0 | 234303-Lighting-Remove 4 Ft Lamp (De-Lamp) - Tr1 |  | System | Commercial | [6 empty] | 12.3596 | 16.4871 | 0 | 0 | 0 | -4.1275 | 137.2559 |  | 0 | 0.026384 | -2.5676 | Commercial |  | Winter Only | [5 empty] | 15 | 0.77 |  |  |  | 0 | 6.3686 | 0 | 0 | 0 | 0 | 0 | 0 | 0 | 0 | 0 | 0 | 2009 Qtr 1: 0; 2009 Qtr 2: 0; 2009 Qtr 3: 6.3686; 2009 Qtr 4: 0; 2010 Qtr 1: 0; 2010 Qtr 2: 0; 2010 Qtr 3: 0; 2010 Qtr 4: 0; 2011 Qtr 1: 0; 2011 Qtr 2: 0; 2011 Qtr 3: 0; 2011 Qtr 4: 0 | 6.3686
0 | 234312-Lighting-Screw in 14-26 Watt Lamp - Tr1 |  | System | Commercial | [6 empty] | 9.3196 | 10.3931 | 0 | 0 | 0 | -1.0734 | 194.1729 |  | 0 | 0.038993 | -2.6224 | Commercial |  | Annual | [5 empty] | 2.47 | 0.81 |  |  |  | 0 | 130.664 | 0 | 0 | 0 | 0 | 0 | 0 | 0 | 0 | 0 | 0 | 2009 Qtr 1: 0; 2009 Qtr 2: 0; 2009 Qtr 3: 130.664; 2009 Qtr 4: 0; 2010 Qtr 1: 0; 2010 Qtr 2: 0; 2010 Qtr 3: 0; 2010 Qtr 4: 0; 2011 Qtr 1: 0; 2011 Qtr 2: 0; 2011 Qtr 3: 0; 2011 Qtr 4: 0 | 130.664
0 | 234309-Lighting-Screw in >27 Watt Lamp - Tr1 |  | System | Commercial | 18-OFS-Office–Small-IntLight | 0 |  |  |  |  | 10.7915 | 11.8778 | 0 | 0 | 0 | -1.0863 | 366.8636 |  | kWh | 0.056754 | 0 | Commercial | [7 empty] | 2.04 | 0.81 |  |  |  | 0 | 88.9054 | 0 | 0 | 0 | 0 | 0 | 0 | 0 | 0 | 0 | 0 | 2009 Qtr 1: 0; 2009 Qtr 2: 0; 2009 Qtr 3: 88.9054; 2009 Qtr 4: 0; 2010 Qtr 1: 0; 2010 Qtr 2: 0; 2010 Qtr 3: 0; 2010 Qtr 4: 0; 2011 Qtr 1: 0; 2011 Qtr 2: 0; 2011 Qtr 3: 0; 2011 Qtr 4: 0 | 88.9054
0 | 234315-Lighting-Screw in 14-26 Watt Reflector Lamp-Tr1 |  | System | Commercial | [6 empty] | 18.0648 | 9.6507 | 0 | 0 | 0 | 8.4141 | 194.1729 |  | 0 | 0.038993 | -2.6224 | Commercial |  | Winter Only | [5 empty] | 2.47 | 0.81 |  |  |  | 0 | 41.7586 | 0 | 0 | 0 | 0 | 0 | 0 | 0 | 0 | 0 | 0 | 2009 Qtr 1: 0; 2009 Qtr 2: 0; 2009 Qtr 3: 41.7586; 2009 Qtr 4: 0; 2010 Qtr 1: 0; 2010 Qtr 2: 0; 2010 Qtr 3: 0; 2010 Qtr 4: 0; 2011 Qtr 1: 0; 2011 Qtr 2: 0; 2011 Qtr 3: 0; 2011 Qtr 4: 0 | 41.7586
0 | 234312-Lighting-Screw in 14-26 Watt Lamp - Tr1 |  | System | Commercial | [6 empty] | 9.3196 | 10.3931 | 0 | 0 | 0 | -1.0734 | 194.1729 |  | 0 | 0.038993 | -2.6224 | Commercial |  | Annual | [5 empty] | 2.47 | 0.81 |  |  |  | 0 | 120.5611 | 0 | 0 | 0 | 0 | 0 | 0 | 0 | 0 | 0 | 0 | 2009 Qtr 1: 0; 2009 Qtr 2: 0; 2009 Qtr 3: 120.5611; 2009 Qtr 4: 0; 2010 Qtr 1: 0; 2010 Qtr 2: 0; 2010 Qtr 3: 0; 2010 Qtr 4: 0; 2011 Qtr 1: 0; 2011 Qtr 2: 0; 2011 Qtr 3: 0; 2011 Qtr 4: 0 | 120.5611
0 | 234309-Lighting-Screw in >27 Watt Lamp - Tr1 |  | System | Commercial | 18-OFS-Office–Small-IntLight | 0 |  |  |  |  | 10.7915 | 11.8778 | 0 | 0 | 0 | -1.0863 | 366.8636 |  | kWh | 0.056754 | 0 | Commercial | [7 empty] | 2.04 | 0.81 |  |  |  | 0 | 53.882 | 0 | 0 | 0 | 0 | 0 | 0 | 0 | 0 | 0 | 0 | 2009 Qtr 1: 0; 2009 Qtr 2: 0; 2009 Qtr 3: 53.882; 2009 Qtr 4: 0; 2010 Qtr 1: 0; 2010 Qtr 2: 0; 2010 Qtr 3: 0; 2010 Qtr 4: 0; 2011 Qtr 1: 0; 2011 Qtr 2: 0; 2011 Qtr 3: 0; 2011 Qtr 4: 0 | 53.882
0 | 234084-Refrigeration -Cooler/Freezer Door Gaskets - Solid Doors: Cooler |  | System | Commercial | 09-GRO-Grocery-REFG | 0 |  |  |  |  | 2.2498 | 4.0351 | 0 | 0 | 0 | -1.7853 | 104.55 |  | kWh | 0.01195 | 0 | Commercial | [7 empty] | 4 | 0.76 |  |  |  | 0 | 107 | 0 | 0 | 0 | 0 | 0 | 0 | 0 | 0 | 0 | 0 | 2009 Qtr 1: 0; 2009 Qtr 2: 0; 2009 Qtr 3: 0; 2009 Qtr 4: 107; 2010 Qtr 1: 0; 2010 Qtr 2: 0; 2010 Qtr 3: 0; 2010 Qtr 4: 0; 2011 Qtr 1: 0; 2011 Qtr 2: 0; 2011 Qtr 3: 0; 2011 Qtr 4: 0 | 107
0 | 234126-Refrigeration - Efficient Evap Fan Motor Electronically Commutated Motor (ECM) |  | System | Commercial | 09-GRO-Grocery-REFG | 0 |  |  |  |  | 6.7904 | 150 | 0 | 0 | 0 | -143.2096 | 116.369 |  | kWh | 0.015845 | -0.11528 | Commercial |  | Annual | [5 empty] | 15 | 0.7 |  |  |  | 0 | 5 | 0 | 0 | 0 | 0 | 0 | 0 | 0 | 0 | 0 | 0 | 2009 Qtr 1: 0; 2009 Qtr 2: 0; 2009 Qtr 3: 5; 2009 Qtr 4: 0; 2010 Qtr 1: 0; 2010 Qtr 2: 0; 2010 Qtr 3: 0; 2010 Qtr 4: 0; 2011 Qtr 1: 0; 2011 Qtr 2: 0; 2011 Qtr 3: 0; 2011 Qtr 4: 0 | 5
0 | 234084-Refrigeration -Cooler/Freezer Door Gaskets - Solid Doors: Cooler |  | System | Commercial | 09-GRO-Grocery-REFG | 0 |  |  |  |  | 2.2498 | 4.0075 | 0 | 0 | 0 | -1.7577 | 104.55 |  | kWh | 0.01195 | 0 | Commercial | [7 empty] | 4 | 0.76 |  |  |  | 0 | 80 | 0 | 0 | 0 | 0 | 0 | 0 | 0 | 0 | 0 | 0 | 2009 Qtr 1: 0; 2009 Qtr 2: 0; 2009 Qtr 3: 0; 2009 Qtr 4: 80; 2010 Qtr 1: 0; 2010 Qtr 2: 0; 2010 Qtr 3: 0; 2010 Qtr 4: 0; 2011 Qtr 1: 0; 2011 Qtr 2: 0; 2011 Qtr 3: 0; 2011 Qtr 4: 0 | 80
0 | 234084-Refrigeration -Cooler/Freezer Door Gaskets - Solid Doors: Cooler |  | System | Commercial | 09-GRO-Grocery-REFG | 0 |  |  |  |  | 2.2498 | 4.0284 | 0 | 0 | 0 | -1.7786 | 104.55 |  | kWh | 0.01195 | 0 | Commercial | [7 empty] | 4 | 0.76 |  |  |  | 0 | 135 | 0 | 0 | 0 | 0 | 0 | 0 | 0 | 0 | 0 | 0 | 2009 Qtr 1: 0; 2009 Qtr 2: 0; 2009 Qtr 3: 0; 2009 Qtr 4: 135; 2010 Qtr 1: 0; 2010 Qtr 2: 0; 2010 Qtr 3: 0; 2010 Qtr 4: 0; 2011 Qtr 1: 0; 2011 Qtr 2: 0; 2011 Qtr 3: 0; 2011 Qtr 4: 0 | 135
0 | 234084-Refrigeration -Cooler/Freezer Door Gaskets - Solid Doors: Cooler |  | System | Commercial | 09-GRO-Grocery-REFG | 0 |  |  |  |  | 2.2498 | 4.0075 | 0 | 0 | 0 | -1.7577 | 104.55 |  | kWh | 0.01195 | 0 | Commercial | [7 empty] | 4 | 0.76 |  |  |  | 0 | 80 | 0 | 0 | 0 | 0 | 0 | 0 | 0 | 0 | 0 | 0 | 2009 Qtr 1: 0; 2009 Qtr 2: 0; 2009 Qtr 3: 0; 2009 Qtr 4: 80; 2010 Qtr 1: 0; 2010 Qtr 2: 0; 2010 Qtr 3: 0; 2010 Qtr 4: 0; 2011 Qtr 1: 0; 2011 Qtr 2: 0; 2011 Qtr 3: 0; 2011 Qtr 4: 0 | 80
0 | 234126-Refrigeration - Efficient Evap Fan Motor Electronically Commutated Motor (ECM) |  | System | Commercial | 09-GRO-Grocery-REFG | 0 |  |  |  |  | 6.7904 | 150 | 0 | 0 | 0 | -143.2096 | 116.369 |  | kWh | 0.015845 | -0.11528 | Commercial |  | Annual | [5 empty] | 15 | 0.7 |  |  |  | 0 | 4 | 0 | 0 | 0 | 0 | 0 | 0 | 0 | 0 | 0 | 0 | 2009 Qtr 1: 0; 2009 Qtr 2: 0; 2009 Qtr 3: 4; 2009 Qtr 4: 0; 2010 Qtr 1: 0; 2010 Qtr 2: 0; 2010 Qtr 3: 0; 2010 Qtr 4: 0; 2011 Qtr 1: 0; 2011 Qtr 2: 0; 2011 Qtr 3: 0; 2011 Qtr 4: 0 | 4
0 | 234126-Refrigeration - Efficient Evap Fan Motor Electronically Commutated Motor (ECM) |  | System | Commercial | 09-GRO-Grocery-REFG | 0 |  |  |  |  | 6.7904 | 150 | 0 | 0 | 0 | -143.2096 | 116.369 |  | kWh | 0.015845 | -0.11528 | Commercial |  | Annual | [5 empty] | 15 | 0.7 |  |  |  | 0 | 5 | 0 | 0 | 0 | 0 | 0 | 0 | 0 | 0 | 0 | 0 | 2009 Qtr 1: 0; 2009 Qtr 2: 0; 2009 Qtr 3: 5; 2009 Qtr 4: 0; 2010 Qtr 1: 0; 2010 Qtr 2: 0; 2010 Qtr 3: 0; 2010 Qtr 4: 0; 2011 Qtr 1: 0; 2011 Qtr 2: 0; 2011 Qtr 3: 0; 2011 Qtr 4: 0 | 5
0 | 234126-Refrigeration - Efficient Evap Fan Motor Electronically Commutated Motor (ECM) |  | System | Commercial | 09-GRO-Grocery-REFG | 0 |  |  |  |  | 6.7904 | 150 | 0 | 0 | 0 | -143.2096 | 116.369 |  | kWh | 0.015845 | -0.11528 | Commercial |  | Annual | [5 empty] | 15 | 0.7 |  |  |  | 0 | 6 | 0 | 0 | 0 | 0 | 0 | 0 | 0 | 0 | 0 | 0 | 2009 Qtr 1: 0; 2009 Qtr 2: 0; 2009 Qtr 3: 6; 2009 Qtr 4: 0; 2010 Qtr 1: 0; 2010 Qtr 2: 0; 2010 Qtr 3: 0; 2010 Qtr 4: 0; 2011 Qtr 1: 0; 2011 Qtr 2: 0; 2011 Qtr 3: 0; 2011 Qtr 4: 0 | 6
0 | 234126-Refrigeration - Efficient Evap Fan Motor Electronically Commutated Motor (ECM) |  | System | Commercial | 09-GRO-Grocery-REFG | 0 |  |  |  |  | 6.7904 | 150 | 0 | 0 | 0 | -143.2096 | 116.369 |  | kWh | 0.015845 | -0.11528 | Commercial |  | Annual | [5 empty] | 15 | 0.7 |  |  |  | 0 | 5 | 0 | 0 | 0 | 0 | 0 | 0 | 0 | 0 | 0 | 0 | 2009 Qtr 1: 0; 2009 Qtr 2: 0; 2009 Qtr 3: 5; 2009 Qtr 4: 0; 2010 Qtr 1: 0; 2010 Qtr 2: 0; 2010 Qtr 3: 0; 2010 Qtr 4: 0; 2011 Qtr 1: 0; 2011 Qtr 2: 0; 2011 Qtr 3: 0; 2011 Qtr 4: 0 | 5
0 | 234126-Refrigeration - Efficient Evap Fan Motor Electronically Commutated Motor (ECM) |  | System | Commercial | 09-GRO-Grocery-REFG | 0 |  |  |  |  | 6.7904 | 150 | 0 | 0 | 0 | -143.2096 | 116.369 |  | kWh | 0.015845 | -0.11528 | Commercial |  | Annual | [5 empty] | 15 | 0.7 |  |  |  | 0 | 4 | 0 | 0 | 0 | 0 | 0 | 0 | 0 | 0 | 0 | 0 | 2009 Qtr 1: 0; 2009 Qtr 2: 0; 2009 Qtr 3: 4; 2009 Qtr 4: 0; 2010 Qtr 1: 0; 2010 Qtr 2: 0; 2010 Qtr 3: 0; 2010 Qtr 4: 0; 2011 Qtr 1: 0; 2011 Qtr 2: 0; 2011 Qtr 3: 0; 2011 Qtr 4: 0 | 4
0 | 234067-Refrigeration - Food Service -Auto Closer for Main Cooler Doors |  | System | Commercial | 09-GRO-Grocery-REFG | 0 |  |  |  |  | 382.5103 | 103 | 0 | 0 | 0 | 279.5103 | 1075.009 |  | kWh | 0.20794 | -0.053375 | Commercial |  | Annual | [5 empty] | 8 | 0.7 |  |  |  | 0 | 1 | 0 | 0 | 0 | 0 | 0 | 0 | 0 | 0 | 0 | 0 | 2009 Qtr 1: 0; 2009 Qtr 2: 0; 2009 Qtr 3: 1; 2009 Qtr 4: 0; 2010 Qtr 1: 0; 2010 Qtr 2: 0; 2010 Qtr 3: 0; 2010 Qtr 4: 0; 2011 Qtr 1: 0; 2011 Qtr 2: 0; 2011 Qtr 3: 0; 2011 Qtr 4: 0 | 1
0 | 234068-Refrigeration - Food Service -Auto Closer for Main Freezer Doors |  | System | Commercial | 09-GRO-Grocery-REFG | 0 |  |  |  |  | 372.7723 | 160.5 | 0 | 0 | 0 | 212.2723 | 2785.8135 |  | kWh | 0.27593 | -0.026688 | Commercial |  | Annual | [5 empty] | 8 | 0.7 |  |  |  | 0 | 1 | 0 | 0 | 0 | 0 | 0 | 0 | 0 | 0 | 0 | 0 | 2009 Qtr 1: 0; 2009 Qtr 2: 0; 2009 Qtr 3: 1; 2009 Qtr 4: 0; 2010 Qtr 1: 0; 2010 Qtr 2: 0; 2010 Qtr 3: 0; 2010 Qtr 4: 0; 2011 Qtr 1: 0; 2011 Qtr 2: 0; 2011 Qtr 3: 0; 2011 Qtr 4: 0 | 1
0 | 234126-Refrigeration - Efficient Evap Fan Motor Electronically Commutated Motor (ECM) |  | System | Commercial | 09-GRO-Grocery-REFG | 0 |  |  |  |  | 6.7904 | 150 | 0 | 0 | 0 | -143.2096 | 116.369 |  | kWh | 0.015845 | -0.11528 | Commercial |  | Annual | [5 empty] | 15 | 0.7 |  |  |  | 0 | 5 | 0 | 0 | 0 | 0 | 0 | 0 | 0 | 0 | 0 | 0 | 2009 Qtr 1: 0; 2009 Qtr 2: 0; 2009 Qtr 3: 5; 2009 Qtr 4: 0; 2010 Qtr 1: 0; 2010 Qtr 2: 0; 2010 Qtr 3: 0; 2010 Qtr 4: 0; 2011 Qtr 1: 0; 2011 Qtr 2: 0; 2011 Qtr 3: 0; 2011 Qtr 4: 0 | 5
0 | 234126-Refrigeration - Efficient Evap Fan Motor Electronically Commutated Motor (ECM) |  | System | Commercial | 09-GRO-Grocery-REFG | 0 |  |  |  |  | 6.7904 | 150 | 0 | 0 | 0 | -143.2096 | 116.369 |  | kWh | 0.015845 | -0.11528 | Commercial |  | Annual | [5 empty] | 15 | 0.7 |  |  |  | 0 | 8 | 0 | 0 | 0 | 0 | 0 | 0 | 0 | 0 | 0 | 0 | 2009 Qtr 1: 0; 2009 Qtr 2: 0; 2009 Qtr 3: 0; 2009 Qtr 4: 8; 2010 Qtr 1: 0; 2010 Qtr 2: 0; 2010 Qtr 3: 0; 2010 Qtr 4: 0; 2011 Qtr 1: 0; 2011 Qtr 2: 0; 2011 Qtr 3: 0; 2011 Qtr 4: 0 | 8
0 | 234084-Refrigeration -Cooler/Freezer Door Gaskets - Solid Doors: Cooler |  | System | Commercial | 09-GRO-Grocery-REFG | 0 |  |  |  |  | 2.2498 | 4.1013 | 0 | 0 | 0 | -1.8515 | 104.55 |  | kWh | 0.01195 | 0 | Commercial | [7 empty] | 4 | 0.76 |  |  |  | 0 | 32 | 0 | 0 | 0 | 0 | 0 | 0 | 0 | 0 | 0 | 0 | 2009 Qtr 1: 0; 2009 Qtr 2: 0; 2009 Qtr 3: 0; 2009 Qtr 4: 32; 2010 Qtr 1: 0; 2010 Qtr 2: 0; 2010 Qtr 3: 0; 2010 Qtr 4: 0; 2011 Qtr 1: 0; 2011 Qtr 2: 0; 2011 Qtr 3: 0; 2011 Qtr 4: 0 | 32
0 | 234169-Food Service - French Fryer-Gas |  | System | Commercial | [6 empty] | 3796 | 500 | 0 | 0 | 0 | 3296 | 0 |  | 0 | 0 | 505 | Commercial |  | Annual | [5 empty] | 12 | 0.7 |  |  |  | 0 | 2 | 0 | 0 | 0 | 0 | 0 | 0 | 0 | 0 | 0 | 0 | 2009 Qtr 1: 2; 2009 Qtr 2: 0; 2009 Qtr 3: 0; 2009 Qtr 4: 0; 2010 Qtr 1: 0; 2010 Qtr 2: 0; 2010 Qtr 3: 0; 2010 Qtr 4: 0; 2011 Qtr 1: 0; 2011 Qtr 2: 0; 2011 Qtr 3: 0; 2011 Qtr 4: 0 | 2
0 | 234170-Food Service - Griddle-Gas |  | System | Commercial | [6 empty] | 4575 | 125 | 0 | 0 | 0 | 4450 | 0 |  | 0 | 0 | 88 | Commercial |  | Annual | [5 empty] | 12 | 0.7 |  |  |  | 0 | 1 | 0 | 0 | 0 | 0 | 0 | 0 | 0 | 0 | 0 | 0 | 2009 Qtr 1: 1; 2009 Qtr 2: 0; 2009 Qtr 3: 0; 2009 Qtr 4: 0; 2010 Qtr 1: 0; 2010 Qtr 2: 0; 2010 Qtr 3: 0; 2010 Qtr 4: 0; 2011 Qtr 1: 0; 2011 Qtr 2: 0; 2011 Qtr 3: 0; 2011 Qtr 4: 0 | 1
0 | 234172-Food Service - Convection Oven-Gas |  | System | Commercial | [6 empty] | 3144 | 500 | 0 | 0 | 0 | 2644 | 0 |  | 0 | 0 | 323 | Commercial |  | Annual | [5 empty] | 12 | 0.7 |  |  |  | 0 | 2 | 0 | 0 | 0 | 0 | 0 | 0 | 0 | 0 | 0 | 0 | 2009 Qtr 1: 2; 2009 Qtr 2: 0; 2009 Qtr 3: 0; 2009 Qtr 4: 0; 2010 Qtr 1: 0; 2010 Qtr 2: 0; 2010 Qtr 3: 0; 2010 Qtr 4: 0; 2011 Qtr 1: 0; 2011 Qtr 2: 0; 2011 Qtr 3: 0; 2011 Qtr 4: 0 | 2
0 | 234084-Refrigeration -Cooler/Freezer Door Gaskets - Solid Doors: Cooler |  | System | Commercial | 09-GRO-Grocery-REFG | 0 |  |  |  |  | 2.2498 | 4.088 | 0 | 0 | 0 | -1.8382 | 104.55 |  | kWh | 0.01195 | 0 | Commercial | [7 empty] | 4 | 0.76 |  |  |  | 0 | 40 | 0 | 0 | 0 | 0 | 0 | 0 | 0 | 0 | 0 | 0 | 2009 Qtr 1: 0; 2009 Qtr 2: 0; 2009 Qtr 3: 0; 2009 Qtr 4: 40; 2010 Qtr 1: 0; 2010 Qtr 2: 0; 2010 Qtr 3: 0; 2010 Qtr 4: 0; 2011 Qtr 1: 0; 2011 Qtr 2: 0; 2011 Qtr 3: 0; 2011 Qtr 4: 0 | 40
0 | 234084-Refrigeration -Cooler/Freezer Door Gaskets - Solid Doors: Cooler |  | System | Commercial | 09-GRO-Grocery-REFG | 0 |  |  |  |  | 2.2498 | 4.2533 | 0 | 0 | 0 | -2.0035 | 104.55 |  | kWh | 0.01195 | 0 | Commercial | [7 empty] | 4 | 0.76 |  |  |  | 0 | 15 | 0 | 0 | 0 | 0 | 0 | 0 | 0 | 0 | 0 | 0 | 2009 Qtr 1: 0; 2009 Qtr 2: 0; 2009 Qtr 3: 0; 2009 Qtr 4: 15; 2010 Qtr 1: 0; 2010 Qtr 2: 0; 2010 Qtr 3: 0; 2010 Qtr 4: 0; 2011 Qtr 1: 0; 2011 Qtr 2: 0; 2011 Qtr 3: 0; 2011 Qtr 4: 0 | 15
0 | 234084-Refrigeration -Cooler/Freezer Door Gaskets - Solid Doors: Cooler |  | System | Commercial | 09-GRO-Grocery-REFG | 0 |  |  |  |  | 2.2498 | 4.045 | 0 | 0 | 0 | -1.7952 | 104.55 |  | kWh | 0.01195 | 0 | Commercial | [7 empty] | 4 | 0.76 |  |  |  | 0 | 56 | 0 | 0 | 0 | 0 | 0 | 0 | 0 | 0 | 0 | 0 | 2009 Qtr 1: 0; 2009 Qtr 2: 0; 2009 Qtr 3: 0; 2009 Qtr 4: 56; 2010 Qtr 1: 0; 2010 Qtr 2: 0; 2010 Qtr 3: 0; 2010 Qtr 4: 0; 2011 Qtr 1: 0; 2011 Qtr 2: 0; 2011 Qtr 3: 0; 2011 Qtr 4: 0 | 56
0 | 234116-Refrigeration -Cooler/Freezer Door Gaskets - Solid Doors: Freezer |  | System | Commercial | 09-GRO-Grocery-REFG | 0 |  |  |  |  | 3.9975 | 4.0707 | 0 | 0 | 0 | -0.073143 | 104.55 |  | kWh | 0.01195 | 0 | Commercial | [7 empty] | 4 | 0.76 |  |  |  | 0 | 30 | 0 | 0 | 0 | 0 | 0 | 0 | 0 | 0 | 0 | 0 | 2009 Qtr 1: 0; 2009 Qtr 2: 0; 2009 Qtr 3: 0; 2009 Qtr 4: 30; 2010 Qtr 1: 0; 2010 Qtr 2: 0; 2010 Qtr 3: 0; 2010 Qtr 4: 0; 2011 Qtr 1: 0; 2011 Qtr 2: 0; 2011 Qtr 3: 0; 2011 Qtr 4: 0 | 30
0 | 234067-Refrigeration - Food Service -Auto Closer for Main Cooler Doors |  | System | Commercial | 09-GRO-Grocery-REFG | 0 |  |  |  |  | 382.5103 | 103 | 0 | 0 | 0 | 279.5103 | 1075.009 |  | kWh | 0.20794 | -0.053375 | Commercial |  | Annual | [5 empty] | 8 | 0.7 |  |  |  | 0 | 1 | 0 | 0 | 0 | 0 | 0 | 0 | 0 | 0 | 0 | 0 | 2009 Qtr 1: 0; 2009 Qtr 2: 0; 2009 Qtr 3: 0; 2009 Qtr 4: 1; 2010 Qtr 1: 0; 2010 Qtr 2: 0; 2010 Qtr 3: 0; 2010 Qtr 4: 0; 2011 Qtr 1: 0; 2011 Qtr 2: 0; 2011 Qtr 3: 0; 2011 Qtr 4: 0 | 1
0 | 234330-Premium T8 with T12 40 Watt Baseline - Tr1 |  | System | Commercial | 01-ALC-AllCommercial-IntLight | 0 |  |  |  |  | 27.6532 | 13.1897 | 0 | 0 | 0 | 14.4636 | 83.5202 |  | kWh | 0.017351 | 0 | Commercial | [7 empty] | 15 | 0.78 |  |  |  | 0 | 7.2784 | 0 | 0 | 0 | 0 | 0 | 0 | 0 | 0 | 0 | 0 | 2009 Qtr 1: 0; 2009 Qtr 2: 0; 2009 Qtr 3: 0; 2009 Qtr 4: 7.2784; 2010 Qtr 1: 0; 2010 Qtr 2: 0; 2010 Qtr 3: 0; 2010 Qtr 4: 0; 2011 Qtr 1: 0; 2011 Qtr 2: 0; 2011 Qtr 3: 0; 2011 Qtr 4: 0 | 7.2784
0 | 234330-Premium T8 with T12 40 Watt Baseline - Tr1 |  | System | Commercial | 01-ALC-AllCommercial-IntLight | 0 |  |  |  |  | 27.6532 | 13.1897 | 0 | 0 | 0 | 14.4636 | 83.5202 |  | kWh | 0.017351 | 0 | Commercial | [7 empty] | 15 | 0.78 |  |  |  | 0 | 16.3764 | 0 | 0 | 0 | 0 | 0 | 0 | 0 | 0 | 0 | 0 | 2009 Qtr 1: 0; 2009 Qtr 2: 0; 2009 Qtr 3: 0; 2009 Qtr 4: 16.3764; 2010 Qtr 1: 0; 2010 Qtr 2: 0; 2010 Qtr 3: 0; 2010 Qtr 4: 0; 2011 Qtr 1: 0; 2011 Qtr 2: 0; 2011 Qtr 3: 0; 2011 Qtr 4: 0 | 16.3764
0 | 234002-A/C-Reflective Window Film Coastal |  | System | Commercial | 18-OFS-Office–Small-Cooling | 0 |  |  |  |  | 3.12 | 2 | 0 | 0 | 0 | 1.12 | 12.44 |  | kWh | 0.0023 | 0 | Commercial | [7 empty] | 10 | 0.85 |  |  |  | 0 | 84 | 0 | 0 | 0 | 0 | 0 | 0 | 0 | 0 | 0 | 0 | 2009 Qtr 1: 0; 2009 Qtr 2: 0; 2009 Qtr 3: 84; 2009 Qtr 4: 0; 2010 Qtr 1: 0; 2010 Qtr 2: 0; 2010 Qtr 3: 0; 2010 Qtr 4: 0; 2011 Qtr 1: 0; 2011 Qtr 2: 0; 2011 Qtr 3: 0; 2011 Qtr 4: 0 | 84
0 | 234084-Refrigeration -Cooler/Freezer Door Gaskets - Solid Doors: Cooler |  | System | Commercial | 09-GRO-Grocery-REFG | 0 |  |  |  |  | 2.2498 | 4.067 | 0 | 0 | 0 | -1.8172 | 104.55 |  | kWh | 0.01195 | 0 | Commercial | [7 empty] | 4 | 0.76 |  |  |  | 0 | 43 | 0 | 0 | 0 | 0 | 0 | 0 | 0 | 0 | 0 | 0 | 2009 Qtr 1: 0; 2009 Qtr 2: 0; 2009 Qtr 3: 0; 2009 Qtr 4: 43; 2010 Qtr 1: 0; 2010 Qtr 2: 0; 2010 Qtr 3: 0; 2010 Qtr 4: 0; 2011 Qtr 1: 0; 2011 Qtr 2: 0; 2011 Qtr 3: 0; 2011 Qtr 4: 0 | 43
0 | 234116-Refrigeration -Cooler/Freezer Door Gaskets - Solid Doors: Freezer |  | System | Commercial | 09-GRO-Grocery-REFG | 0 |  |  |  |  | 3.9975 | 4.0458 | 0 | 0 | 0 | -0.048282 | 104.55 |  | kWh | 0.01195 | 0 | Commercial | [7 empty] | 4 | 0.76 |  |  |  | 0 | 62 | 0 | 0 | 0 | 0 | 0 | 0 | 0 | 0 | 0 | 0 | 2009 Qtr 1: 0; 2009 Qtr 2: 0; 2009 Qtr 3: 0; 2009 Qtr 4: 62; 2010 Qtr 1: 0; 2010 Qtr 2: 0; 2010 Qtr 3: 0; 2010 Qtr 4: 0; 2011 Qtr 1: 0; 2011 Qtr 2: 0; 2011 Qtr 3: 0; 2011 Qtr 4: 0 | 62
0 | 234084-Refrigeration -Cooler/Freezer Door Gaskets - Solid Doors: Cooler |  | System | Commercial | 09-GRO-Grocery-REFG | 0 |  |  |  |  | 2.2498 | 4.0661 | 0 | 0 | 0 | -1.8163 | 104.55 |  | kWh | 0.01195 | 0 | Commercial | [7 empty] | 4 | 0.76 |  |  |  | 0 | 23 | 0 | 0 | 0 | 0 | 0 | 0 | 0 | 0 | 0 | 0 | 2009 Qtr 1: 0; 2009 Qtr 2: 0; 2009 Qtr 3: 0; 2009 Qtr 4: 23; 2010 Qtr 1: 0; 2010 Qtr 2: 0; 2010 Qtr 3: 0; 2010 Qtr 4: 0; 2011 Qtr 1: 0; 2011 Qtr 2: 0; 2011 Qtr 3: 0; 2011 Qtr 4: 0 | 23
0 | 234084-Refrigeration -Cooler/Freezer Door Gaskets - Solid Doors: Cooler |  | System | Commercial | 09-GRO-Grocery-REFG | 0 |  |  |  |  | 2.2498 | 4.0743 | 0 | 0 | 0 | -1.8245 | 104.55 |  | kWh | 0.01195 | 0 | Commercial | [7 empty] | 4 | 0.76 |  |  |  | 0 | 42 | 0 | 0 | 0 | 0 | 0 | 0 | 0 | 0 | 0 | 0 | 2009 Qtr 1: 0; 2009 Qtr 2: 0; 2009 Qtr 3: 0; 2009 Qtr 4: 42; 2010 Qtr 1: 0; 2010 Qtr 2: 0; 2010 Qtr 3: 0; 2010 Qtr 4: 0; 2011 Qtr 1: 0; 2011 Qtr 2: 0; 2011 Qtr 3: 0; 2011 Qtr 4: 0 | 42
0 | 234172-Food Service - Convection Oven-Gas |  | System | Commercial | [6 empty] | 3144 | 500 | 0 | 0 | 0 | 2644 | 0 |  | 0 | 0 | 323 | Commercial |  | Annual | [5 empty] | 12 | 0.7 |  |  |  | 0 | 2 | 0 | 0 | 0 | 0 | 0 | 0 | 0 | 0 | 0 | 0 | 2009 Qtr 1: 0; 2009 Qtr 2: 0; 2009 Qtr 3: 0; 2009 Qtr 4: 2; 2010 Qtr 1: 0; 2010 Qtr 2: 0; 2010 Qtr 3: 0; 2010 Qtr 4: 0; 2011 Qtr 1: 0; 2011 Qtr 2: 0; 2011 Qtr 3: 0; 2011 Qtr 4: 0 | 2
0 | 234330-Premium T8 with T12 40 Watt Baseline - Tr1 |  | System | Commercial | 01-ALC-AllCommercial-IntLight | 0 |  |  |  |  | 27.6532 | 13.1897 | 0 | 0 | 0 | 14.4636 | 83.5202 |  | kWh | 0.017351 | 0 | Commercial | [7 empty] | 15 | 0.78 |  |  |  | 0 | 47.3097 | 0 | 0 | 0 | 0 | 0 | 0 | 0 | 0 | 0 | 0 | 2009 Qtr 1: 0; 2009 Qtr 2: 0; 2009 Qtr 3: 0; 2009 Qtr 4: 47.3097; 2010 Qtr 1: 0; 2010 Qtr 2: 0; 2010 Qtr 3: 0; 2010 Qtr 4: 0; 2011 Qtr 1: 0; 2011 Qtr 2: 0; 2011 Qtr 3: 0; 2011 Qtr 4: 0 | 47.3097
0 | 234207-Lighting-8 Ft T-8 with Elec Ballast-Tr1 |  | System | Commercial | 01-ALC-AllCommercial-IntLight | 0 |  |  |  |  | 35.6901 | 21.9828 | 0 | 0 | 0 | 13.7073 | 45.8368 |  | kWh | 0.0098893 | 0 | Commercial | [7 empty] | 15 | 0.78 |  |  |  | 0 | 52.7685 | 0 | 0 | 0 | 0 | 0 | 0 | 0 | 0 | 0 | 0 | 2009 Qtr 1: 0; 2009 Qtr 2: 0; 2009 Qtr 3: 0; 2009 Qtr 4: 52.7685; 2010 Qtr 1: 0; 2010 Qtr 2: 0; 2010 Qtr 3: 0; 2010 Qtr 4: 0; 2011 Qtr 1: 0; 2011 Qtr 2: 0; 2011 Qtr 3: 0; 2011 Qtr 4: 0 | 52.7685
0 | 234360-Lighting-IntrHiByLnrFlscntFxtr244wrplc400w(TrI)Tr1 |  | System | Commercial | [6 empty] | 282.4319 | 153.8404 | 0 | 0 | 0 | 128.5914 | 0 |  | 0 | 0.224 | -7.1132 | Commercial |  | Winter Only | [5 empty] | 15 | 0.78 |  |  |  | 0 | 7.8003 | 0 | 0 | 0 | 0 | 0 | 0 | 0 | 0 | 0 | 0 | 2009 Qtr 1: 0; 2009 Qtr 2: 0; 2009 Qtr 3: 0; 2009 Qtr 4: 7.8003; 2010 Qtr 1: 0; 2010 Qtr 2: 0; 2010 Qtr 3: 0; 2010 Qtr 4: 0; 2011 Qtr 1: 0; 2011 Qtr 2: 0; 2011 Qtr 3: 0; 2011 Qtr 4: 0 | 7.8003
0 | 234312-Lighting-Screw in 14-26 Watt Lamp - Tr1 |  | System | Commercial | [6 empty] | 9.3196 | 10.3931 | 0 | 0 | 0 | -1.0734 | 194.1729 |  | 0 | 0.038993 | -2.6224 | Commercial |  | Annual | [5 empty] | 2.47 | 0.81 |  |  |  | 0 | 25.594 | 0 | 0 | 0 | 0 | 0 | 0 | 0 | 0 | 0 | 0 | 2009 Qtr 1: 0; 2009 Qtr 2: 0; 2009 Qtr 3: 0; 2009 Qtr 4: 25.594; 2010 Qtr 1: 0; 2010 Qtr 2: 0; 2010 Qtr 3: 0; 2010 Qtr 4: 0; 2011 Qtr 1: 0; 2011 Qtr 2: 0; 2011 Qtr 3: 0; 2011 Qtr 4: 0 | 25.594
0 | 234330-Premium T8 with T12 40 Watt Baseline - Tr1 |  | System | Commercial | 01-ALC-AllCommercial-IntLight | 0 |  |  |  |  | 27.6532 | 13.1897 | 0 | 0 | 0 | 14.4636 | 83.5202 |  | kWh | 0.017351 | 0 | Commercial | [7 empty] | 15 | 0.78 |  |  |  | 0 | 54.5881 | 0 | 0 | 0 | 0 | 0 | 0 | 0 | 0 | 0 | 0 | 2009 Qtr 1: 0; 2009 Qtr 2: 0; 2009 Qtr 3: 0; 2009 Qtr 4: 54.5881; 2010 Qtr 1: 0; 2010 Qtr 2: 0; 2010 Qtr 3: 0; 2010 Qtr 4: 0; 2011 Qtr 1: 0; 2011 Qtr 2: 0; 2011 Qtr 3: 0; 2011 Qtr 4: 0 | 54.5881
0 | 234294-Lighting-Occupancy Sensor-Wallbox Lghtng Snsr-Tr1 |  | System | Commercial | 23-RTL-Retail–SingleStorylarge-LIT_INT | 0 |  |  |  |  | 42.262 | 40 | 0 | 0 | 0 | 2.262 | 213.759 |  | kWh | 0.17617 | 0 | Commercial | [7 empty] | 8 | 0.84 |  |  |  | 0 | 2 | 0 | 0 | 0 | 0 | 0 | 0 | 0 | 0 | 0 | 0 | 2009 Qtr 1: 0; 2009 Qtr 2: 0; 2009 Qtr 3: 0; 2009 Qtr 4: 2; 2010 Qtr 1: 0; 2010 Qtr 2: 0; 2010 Qtr 3: 0; 2010 Qtr 4: 0; 2011 Qtr 1: 0; 2011 Qtr 2: 0; 2011 Qtr 3: 0; 2011 Qtr 4: 0 | 2
0 | 234312-Lighting-Screw in 14-26 Watt Lamp - Tr1 |  | System | Commercial | [6 empty] | 9.3196 | 10.3931 | 0 | 0 | 0 | -1.0734 | 194.1729 |  | 0 | 0.038993 | -2.6224 | Commercial |  | Annual | [5 empty] | 2.47 | 0.81 |  |  |  | 0 | 4.0412 | 0 | 0 | 0 | 0 | 0 | 0 | 0 | 0 | 0 | 0 | 2009 Qtr 1: 0; 2009 Qtr 2: 0; 2009 Qtr 3: 0; 2009 Qtr 4: 4.0412; 2010 Qtr 1: 0; 2010 Qtr 2: 0; 2010 Qtr 3: 0; 2010 Qtr 4: 0; 2011 Qtr 1: 0; 2011 Qtr 2: 0; 2011 Qtr 3: 0; 2011 Qtr 4: 0 | 4.0412
0 | 234330-Premium T8 with T12 40 Watt Baseline - Tr1 |  | System | Commercial | 01-ALC-AllCommercial-IntLight | 0 |  |  |  |  | 27.6532 | 13.1897 | 0 | 0 | 0 | 14.4636 | 83.5202 |  | kWh | 0.017351 | 0 | Commercial | [7 empty] | 15 | 0.78 |  |  |  | 0 | 72.7842 | 0 | 0 | 0 | 0 | 0 | 0 | 0 | 0 | 0 | 0 | 2009 Qtr 1: 0; 2009 Qtr 2: 0; 2009 Qtr 3: 0; 2009 Qtr 4: 72.7842; 2010 Qtr 1: 0; 2010 Qtr 2: 0; 2010 Qtr 3: 0; 2010 Qtr 4: 0; 2011 Qtr 1: 0; 2011 Qtr 2: 0; 2011 Qtr 3: 0; 2011 Qtr 4: 0 | 72.7842
0 | 234294-Lighting-Occupancy Sensor-Wallbox Lghtng Snsr-Tr1 |  | System | Commercial | 23-RTL-Retail–SingleStorylarge-LIT_INT | 0 |  |  |  |  | 42.262 | 40 | 0 | 0 | 0 | 2.262 | 213.759 |  | kWh | 0.17617 | 0 | Commercial | [7 empty] | 8 | 0.84 |  |  |  | 0 | 1 | 0 | 0 | 0 | 0 | 0 | 0 | 0 | 0 | 0 | 0 | 2009 Qtr 1: 0; 2009 Qtr 2: 0; 2009 Qtr 3: 0; 2009 Qtr 4: 1; 2010 Qtr 1: 0; 2010 Qtr 2: 0; 2010 Qtr 3: 0; 2010 Qtr 4: 0; 2011 Qtr 1: 0; 2011 Qtr 2: 0; 2011 Qtr 3: 0; 2011 Qtr 4: 0 | 1
0 | 234084-Refrigeration -Cooler/Freezer Door Gaskets - Solid Doors: Cooler |  | System | Commercial | 09-GRO-Grocery-REFG | 0 |  |  |  |  | 2.2498 | 4.0039 | 0 | 0 | 0 | -1.7541 | 104.55 |  | kWh | 0.01195 | 0 | Commercial | [7 empty] | 4 | 0.76 |  |  |  | 0 | 176 | 0 | 0 | 0 | 0 | 0 | 0 | 0 | 0 | 0 | 0 | 2009 Qtr 1: 0; 2009 Qtr 2: 0; 2009 Qtr 3: 176; 2009 Qtr 4: 0; 2010 Qtr 1: 0; 2010 Qtr 2: 0; 2010 Qtr 3: 0; 2010 Qtr 4: 0; 2011 Qtr 1: 0; 2011 Qtr 2: 0; 2011 Qtr 3: 0; 2011 Qtr 4: 0 | 176
0 | 234116-Refrigeration -Cooler/Freezer Door Gaskets - Solid Doors: Freezer |  | System | Commercial | 09-GRO-Grocery-REFG | 0 |  |  |  |  | 3.9975 | 4.0193 | 0 | 0 | 0 | -0.021735 | 104.55 |  | kWh | 0.01195 | 0 | Commercial | [7 empty] | 4 | 0.76 |  |  |  | 0 | 27 | 0 | 0 | 0 | 0 | 0 | 0 | 0 | 0 | 0 | 0 | 2009 Qtr 1: 0; 2009 Qtr 2: 0; 2009 Qtr 3: 27; 2009 Qtr 4: 0; 2010 Qtr 1: 0; 2010 Qtr 2: 0; 2010 Qtr 3: 0; 2010 Qtr 4: 0; 2011 Qtr 1: 0; 2011 Qtr 2: 0; 2011 Qtr 3: 0; 2011 Qtr 4: 0 | 27
0 | 234330-Premium T8 with T12 40 Watt Baseline - Tr1 |  | System | Commercial | 01-ALC-AllCommercial-IntLight | 0 |  |  |  |  | 27.6532 | 13.1897 | 0 | 0 | 0 | 14.4636 | 83.5202 |  | kWh | 0.017351 | 0 | Commercial | [7 empty] | 15 | 0.78 |  |  |  | 0 | 20.0156 | 0 | 0 | 0 | 0 | 0 | 0 | 0 | 0 | 0 | 0 | 2009 Qtr 1: 0; 2009 Qtr 2: 0; 2009 Qtr 3: 0; 2009 Qtr 4: 20.0156; 2010 Qtr 1: 0; 2010 Qtr 2: 0; 2010 Qtr 3: 0; 2010 Qtr 4: 0; 2011 Qtr 1: 0; 2011 Qtr 2: 0; 2011 Qtr 3: 0; 2011 Qtr 4: 0 | 20.0156
0 | 234303-Lighting-Remove 4 Ft Lamp (De-Lamp) - Tr1 |  | System | Commercial | [6 empty] | 12.3596 | 16.4871 | 0 | 0 | 0 | -4.1275 | 137.2559 |  | 0 | 0.026384 | -2.5676 | Commercial |  | Winter Only | [5 empty] | 15 | 0.77 |  |  |  | 0 | 20.0156 | 0 | 0 | 0 | 0 | 0 | 0 | 0 | 0 | 0 | 0 | 2009 Qtr 1: 0; 2009 Qtr 2: 0; 2009 Qtr 3: 0; 2009 Qtr 4: 20.0156; 2010 Qtr 1: 0; 2010 Qtr 2: 0; 2010 Qtr 3: 0; 2010 Qtr 4: 0; 2011 Qtr 1: 0; 2011 Qtr 2: 0; 2011 Qtr 3: 0; 2011 Qtr 4: 0 | 20.0156
0 | 234330-Premium T8 with T12 40 Watt Baseline - Tr1 |  | System | Commercial | 01-ALC-AllCommercial-IntLight | 0 |  |  |  |  | 27.6532 | 13.1897 | 0 | 0 | 0 | 14.4636 | 83.5202 |  | kWh | 0.017351 | 0 | Commercial | [7 empty] | 15 | 0.78 |  |  |  | 0 | 34.5725 | 0 | 0 | 0 | 0 | 0 | 0 | 0 | 0 | 0 | 0 | 2009 Qtr 1: 0; 2009 Qtr 2: 0; 2009 Qtr 3: 0; 2009 Qtr 4: 34.5725; 2010 Qtr 1: 0; 2010 Qtr 2: 0; 2010 Qtr 3: 0; 2010 Qtr 4: 0; 2011 Qtr 1: 0; 2011 Qtr 2: 0; 2011 Qtr 3: 0; 2011 Qtr 4: 0 | 34.5725
0 | 234303-Lighting-Remove 4 Ft Lamp (De-Lamp) - Tr1 |  | System | Commercial | [6 empty] | 12.3596 | 16.4871 | 0 | 0 | 0 | -4.1275 | 137.2559 |  | 0 | 0.026384 | -2.5676 | Commercial |  | Winter Only | [5 empty] | 15 | 0.77 |  |  |  | 0 | 34.5725 | 0 | 0 | 0 | 0 | 0 | 0 | 0 | 0 | 0 | 0 | 2009 Qtr 1: 0; 2009 Qtr 2: 0; 2009 Qtr 3: 0; 2009 Qtr 4: 34.5725; 2010 Qtr 1: 0; 2010 Qtr 2: 0; 2010 Qtr 3: 0; 2010 Qtr 4: 0; 2011 Qtr 1: 0; 2011 Qtr 2: 0; 2011 Qtr 3: 0; 2011 Qtr 4: 0 | 34.5725
0 | 234330-Premium T8 with T12 40 Watt Baseline - Tr1 |  | System | Commercial | 01-ALC-AllCommercial-IntLight | 0 |  |  |  |  | 27.6532 | 13.1897 | 0 | 0 | 0 | 14.4636 | 83.5202 |  | kWh | 0.017351 | 0 | Commercial | [7 empty] | 15 | 0.78 |  |  |  | 0 | 69.145 | 0 | 0 | 0 | 0 | 0 | 0 | 0 | 0 | 0 | 0 | 2009 Qtr 1: 0; 2009 Qtr 2: 0; 2009 Qtr 3: 0; 2009 Qtr 4: 69.145; 2010 Qtr 1: 0; 2010 Qtr 2: 0; 2010 Qtr 3: 0; 2010 Qtr 4: 0; 2011 Qtr 1: 0; 2011 Qtr 2: 0; 2011 Qtr 3: 0; 2011 Qtr 4: 0 | 69.145
0 | 234303-Lighting-Remove 4 Ft Lamp (De-Lamp) - Tr1 |  | System | Commercial | [6 empty] | 12.3596 | 16.4871 | 0 | 0 | 0 | -4.1275 | 137.2559 |  | 0 | 0.026384 | -2.5676 | Commercial |  | Winter Only | [5 empty] | 15 | 0.77 |  |  |  | 0 | 69.145 | 0 | 0 | 0 | 0 | 0 | 0 | 0 | 0 | 0 | 0 | 2009 Qtr 1: 0; 2009 Qtr 2: 0; 2009 Qtr 3: 0; 2009 Qtr 4: 69.145; 2010 Qtr 1: 0; 2010 Qtr 2: 0; 2010 Qtr 3: 0; 2010 Qtr 4: 0; 2011 Qtr 1: 0; 2011 Qtr 2: 0; 2011 Qtr 3: 0; 2011 Qtr 4: 0 | 69.145
0 | 234330-Premium T8 with T12 40 Watt Baseline - Tr1 |  | System | Commercial | 01-ALC-AllCommercial-IntLight | 0 |  |  |  |  | 27.6532 | 13.1897 | 0 | 0 | 0 | 14.4636 | 83.5202 |  | kWh | 0.017351 | 0 | Commercial | [7 empty] | 15 | 0.78 |  |  |  | 0 | 36.3921 | 0 | 0 | 0 | 0 | 0 | 0 | 0 | 0 | 0 | 0 | 2009 Qtr 1: 0; 2009 Qtr 2: 0; 2009 Qtr 3: 0; 2009 Qtr 4: 36.3921; 2010 Qtr 1: 0; 2010 Qtr 2: 0; 2010 Qtr 3: 0; 2010 Qtr 4: 0; 2011 Qtr 1: 0; 2011 Qtr 2: 0; 2011 Qtr 3: 0; 2011 Qtr 4: 0 | 36.3921
0 | 234085-Refrigeration -Strip Curtains for Walk-ins |  | System | Commercial | 20-RFF-Restaurant–FastFood-Refrig | 0 |  |  |  |  | 10.214 | 3.0238 | 0 | 0 | 0 | 7.1903 | 465 |  | kWh | 0.053 | 0 | Commercial | [7 empty] | 4 | 0.46 |  |  |  | 0 | 24 | 0 | 0 | 0 | 0 | 0 | 0 | 0 | 0 | 0 | 0 | 2009 Qtr 1: 0; 2009 Qtr 2: 0; 2009 Qtr 3: 0; 2009 Qtr 4: 24; 2010 Qtr 1: 0; 2010 Qtr 2: 0; 2010 Qtr 3: 0; 2010 Qtr 4: 0; 2011 Qtr 1: 0; 2011 Qtr 2: 0; 2011 Qtr 3: 0; 2011 Qtr 4: 0 | 24
0 | 234084-Refrigeration -Cooler/Freezer Door Gaskets - Solid Doors: Cooler |  | System | Commercial | 09-GRO-Grocery-REFG | 0 |  |  |  |  | 2.2498 | 4.043 | 0 | 0 | 0 | -1.7932 | 104.55 |  | kWh | 0.01195 | 0 | Commercial | [7 empty] | 4 | 0.76 |  |  |  | 0 | 53 | 0 | 0 | 0 | 0 | 0 | 0 | 0 | 0 | 0 | 0 | 2009 Qtr 1: 0; 2009 Qtr 2: 0; 2009 Qtr 3: 0; 2009 Qtr 4: 53; 2010 Qtr 1: 0; 2010 Qtr 2: 0; 2010 Qtr 3: 0; 2010 Qtr 4: 0; 2011 Qtr 1: 0; 2011 Qtr 2: 0; 2011 Qtr 3: 0; 2011 Qtr 4: 0 | 53
0 | 234331-Premium T8 with T12 40 Watt Baseline - Tr2 |  | System | Commercial | 01-ALC-AllCommercial-IntLight | 0 |  |  |  |  | 27.653 | 9.8923 | 0 | 0 | 0 | 17.7607 | 58.062 |  | kWh | 0.017133 | 0 | Commercial | [7 empty] | 15 | 0.78 |  |  |  | 0 | 32.7529 | 0 | 0 | 0 | 0 | 0 | 0 | 0 | 0 | 0 | 0 | 2009 Qtr 1: 0; 2009 Qtr 2: 0; 2009 Qtr 3: 0; 2009 Qtr 4: 32.7529; 2010 Qtr 1: 0; 2010 Qtr 2: 0; 2010 Qtr 3: 0; 2010 Qtr 4: 0; 2011 Qtr 1: 0; 2011 Qtr 2: 0; 2011 Qtr 3: 0; 2011 Qtr 4: 0 | 32.7529
0 | 234330-Premium T8 with T12 40 Watt Baseline - Tr1 |  | System | Commercial | 01-ALC-AllCommercial-IntLight | 0 |  |  |  |  | 27.6532 | 13.1897 | 0 | 0 | 0 | 14.4636 | 83.5202 |  | kWh | 0.017351 | 0 | Commercial | [7 empty] | 15 | 0.78 |  |  |  | 0 | 58.2273 | 0 | 0 | 0 | 0 | 0 | 0 | 0 | 0 | 0 | 0 | 2009 Qtr 1: 0; 2009 Qtr 2: 0; 2009 Qtr 3: 0; 2009 Qtr 4: 58.2273; 2010 Qtr 1: 0; 2010 Qtr 2: 0; 2010 Qtr 3: 0; 2010 Qtr 4: 0; 2011 Qtr 1: 0; 2011 Qtr 2: 0; 2011 Qtr 3: 0; 2011 Qtr 4: 0 | 58.2273
0 | 234303-Lighting-Remove 4 Ft Lamp (De-Lamp) - Tr1 |  | System | Commercial | [6 empty] | 12.3596 | 16.4871 | 0 | 0 | 0 | -4.1275 | 137.2559 |  | 0 | 0.026384 | -2.5676 | Commercial |  | Winter Only | [5 empty] | 15 | 0.77 |  |  |  | 0 | 7.2784 | 0 | 0 | 0 | 0 | 0 | 0 | 0 | 0 | 0 | 0 | 2009 Qtr 1: 0; 2009 Qtr 2: 0; 2009 Qtr 3: 0; 2009 Qtr 4: 7.2784; 2010 Qtr 1: 0; 2010 Qtr 2: 0; 2010 Qtr 3: 0; 2010 Qtr 4: 0; 2011 Qtr 1: 0; 2011 Qtr 2: 0; 2011 Qtr 3: 0; 2011 Qtr 4: 0 | 7.2784
0 | 234330-Premium T8 with T12 40 Watt Baseline - Tr1 |  | System | Commercial | 01-ALC-AllCommercial-IntLight | 0 |  |  |  |  | 27.6532 | 13.1897 | 0 | 0 | 0 | 14.4636 | 83.5202 |  | kWh | 0.017351 | 0 | Commercial | [7 empty] | 15 | 0.78 |  |  |  | 0 | 69.145 | 0 | 0 | 0 | 0 | 0 | 0 | 0 | 0 | 0 | 0 | 2009 Qtr 1: 0; 2009 Qtr 2: 0; 2009 Qtr 3: 0; 2009 Qtr 4: 69.145; 2010 Qtr 1: 0; 2010 Qtr 2: 0; 2010 Qtr 3: 0; 2010 Qtr 4: 0; 2011 Qtr 1: 0; 2011 Qtr 2: 0; 2011 Qtr 3: 0; 2011 Qtr 4: 0 | 69.145
0 | 234303-Lighting-Remove 4 Ft Lamp (De-Lamp) - Tr1 |  | System | Commercial | [6 empty] | 12.3596 | 16.4871 | 0 | 0 | 0 | -4.1275 | 137.2559 |  | 0 | 0.026384 | -2.5676 | Commercial |  | Winter Only | [5 empty] | 15 | 0.77 |  |  |  | 0 | 14.5568 | 0 | 0 | 0 | 0 | 0 | 0 | 0 | 0 | 0 | 0 | 2009 Qtr 1: 0; 2009 Qtr 2: 0; 2009 Qtr 3: 0; 2009 Qtr 4: 14.5568; 2010 Qtr 1: 0; 2010 Qtr 2: 0; 2010 Qtr 3: 0; 2010 Qtr 4: 0; 2011 Qtr 1: 0; 2011 Qtr 2: 0; 2011 Qtr 3: 0; 2011 Qtr 4: 0 | 14.5568
0 | 234085-Refrigeration -Strip Curtains for Walk-ins |  | System | Commercial | 20-RFF-Restaurant–FastFood-Refrig | 0 |  |  |  |  | 10.214 | 3.1128 | 0 | 0 | 0 | 7.1012 | 465 |  | kWh | 0.053 | 0 | Commercial | [7 empty] | 4 | 0.46 |  |  |  | 0 | 25 | 0 | 0 | 0 | 0 | 0 | 0 | 0 | 0 | 0 | 0 | 2009 Qtr 1: 0; 2009 Qtr 2: 0; 2009 Qtr 3: 0; 2009 Qtr 4: 25; 2010 Qtr 1: 0; 2010 Qtr 2: 0; 2010 Qtr 3: 0; 2010 Qtr 4: 0; 2011 Qtr 1: 0; 2011 Qtr 2: 0; 2011 Qtr 3: 0; 2011 Qtr 4: 0 | 25
0 | 234084-Refrigeration -Cooler/Freezer Door Gaskets - Solid Doors: Cooler |  | System | Commercial | 09-GRO-Grocery-REFG | 0 |  |  |  |  | 2.2498 | 4.0564 | 0 | 0 | 0 | -1.8066 | 104.55 |  | kWh | 0.01195 | 0 | Commercial | [7 empty] | 4 | 0.76 |  |  |  | 0 | 39 | 0 | 0 | 0 | 0 | 0 | 0 | 0 | 0 | 0 | 0 | 2009 Qtr 1: 0; 2009 Qtr 2: 0; 2009 Qtr 3: 0; 2009 Qtr 4: 39; 2010 Qtr 1: 0; 2010 Qtr 2: 0; 2010 Qtr 3: 0; 2010 Qtr 4: 0; 2011 Qtr 1: 0; 2011 Qtr 2: 0; 2011 Qtr 3: 0; 2011 Qtr 4: 0 | 39
0 | 234067-Refrigeration - Food Service -Auto Closer for Main Cooler Doors |  | System | Commercial | 09-GRO-Grocery-REFG | 0 |  |  |  |  | 382.5103 | 0 | 0 | 0 | 0 | 382.5103 | 0 |  | kWh | 0 | 0 | Commercial |  | Annual | [5 empty] | 8 | 0.7 |  |  |  | 0 | 1 | 0 | 0 | 0 | 0 | 0 | 0 | 0 | 0 | 0 | 0 | 2009 Qtr 1: 0; 2009 Qtr 2: 0; 2009 Qtr 3: 0; 2009 Qtr 4: 1; 2010 Qtr 1: 0; 2010 Qtr 2: 0; 2010 Qtr 3: 0; 2010 Qtr 4: 0; 2011 Qtr 1: 0; 2011 Qtr 2: 0; 2011 Qtr 3: 0; 2011 Qtr 4: 0 | 1
0 | 234084-Refrigeration -Cooler/Freezer Door Gaskets - Solid Doors: Cooler |  | System | Commercial | 09-GRO-Grocery-REFG | 0 |  |  |  |  | 2.2498 | 4.079 | 0 | 0 | 0 | -1.8292 | 104.55 |  | kWh | 0.01195 | 0 | Commercial | [7 empty] | 4 | 0.76 |  |  |  | 0 | 39 | 0 | 0 | 0 | 0 | 0 | 0 | 0 | 0 | 0 | 0 | 2009 Qtr 1: 0; 2009 Qtr 2: 0; 2009 Qtr 3: 0; 2009 Qtr 4: 39; 2010 Qtr 1: 0; 2010 Qtr 2: 0; 2010 Qtr 3: 0; 2010 Qtr 4: 0; 2011 Qtr 1: 0; 2011 Qtr 2: 0; 2011 Qtr 3: 0; 2011 Qtr 4: 0 | 39
0 | 234067-Refrigeration - Food Service -Auto Closer for Main Cooler Doors |  | System | Commercial | 09-GRO-Grocery-REFG | 0 |  |  |  |  | 382.5103 | 103 | 0 | 0 | 0 | 279.5103 | 1075.009 |  | kWh | 0.20794 | -0.053375 | Commercial |  | Annual | [5 empty] | 8 | 0.7 |  |  |  | 0 | 1 | 0 | 0 | 0 | 0 | 0 | 0 | 0 | 0 | 0 | 0 | 2009 Qtr 1: 0; 2009 Qtr 2: 0; 2009 Qtr 3: 0; 2009 Qtr 4: 1; 2010 Qtr 1: 0; 2010 Qtr 2: 0; 2010 Qtr 3: 0; 2010 Qtr 4: 0; 2011 Qtr 1: 0; 2011 Qtr 2: 0; 2011 Qtr 3: 0; 2011 Qtr 4: 0 | 1
0 | 234330-Premium T8 with T12 40 Watt Baseline - Tr1 |  | System | Commercial | 01-ALC-AllCommercial-IntLight | 0 |  |  |  |  | 27.6532 | 13.1897 | 0 | 0 | 0 | 14.4636 | 83.5202 |  | kWh | 0.017351 | 0 | Commercial | [7 empty] | 15 | 0.78 |  |  |  | 0 | 21.8353 | 0 | 0 | 0 | 0 | 0 | 0 | 0 | 0 | 0 | 0 | 2009 Qtr 1: 0; 2009 Qtr 2: 0; 2009 Qtr 3: 0; 2009 Qtr 4: 21.8353; 2010 Qtr 1: 0; 2010 Qtr 2: 0; 2010 Qtr 3: 0; 2010 Qtr 4: 0; 2011 Qtr 1: 0; 2011 Qtr 2: 0; 2011 Qtr 3: 0; 2011 Qtr 4: 0 | 21.8353
0 | 234085-Refrigeration -Strip Curtains for Walk-ins |  | System | Commercial | 20-RFF-Restaurant–FastFood-Refrig | 0 |  |  |  |  | 10.214 | 3.1227 | 0 | 0 | 0 | 7.0913 | 465 |  | kWh | 0.053 | 0 | Commercial | [7 empty] | 4 | 0.46 |  |  |  | 0 | 22 | 0 | 0 | 0 | 0 | 0 | 0 | 0 | 0 | 0 | 0 | 2009 Qtr 1: 0; 2009 Qtr 2: 0; 2009 Qtr 3: 0; 2009 Qtr 4: 22; 2010 Qtr 1: 0; 2010 Qtr 2: 0; 2010 Qtr 3: 0; 2010 Qtr 4: 0; 2011 Qtr 1: 0; 2011 Qtr 2: 0; 2011 Qtr 3: 0; 2011 Qtr 4: 0 | 22
0 | 234084-Refrigeration -Cooler/Freezer Door Gaskets - Solid Doors: Cooler |  | System | Commercial | 09-GRO-Grocery-REFG | 0 |  |  |  |  | 2.2498 | 4.075 | 0 | 0 | 0 | -1.8252 | 104.55 |  | kWh | 0.01195 | 0 | Commercial | [7 empty] | 4 | 0.76 |  |  |  | 0 | 16 | 0 | 0 | 0 | 0 | 0 | 0 | 0 | 0 | 0 | 0 | 2009 Qtr 1: 0; 2009 Qtr 2: 0; 2009 Qtr 3: 0; 2009 Qtr 4: 16; 2010 Qtr 1: 0; 2010 Qtr 2: 0; 2010 Qtr 3: 0; 2010 Qtr 4: 0; 2011 Qtr 1: 0; 2011 Qtr 2: 0; 2011 Qtr 3: 0; 2011 Qtr 4: 0 | 16
0 | 234330-Premium T8 with T12 40 Watt Baseline - Tr1 |  | System | Commercial | 01-ALC-AllCommercial-IntLight | 0 |  |  |  |  | 27.6532 | 13.1897 | 0 | 0 | 0 | 14.4636 | 83.5202 |  | kWh | 0.017351 | 0 | Commercial | [7 empty] | 15 | 0.78 |  |  |  | 0 | 20.0156 | 0 | 0 | 0 | 0 | 0 | 0 | 0 | 0 | 0 | 0 | 2009 Qtr 1: 0; 2009 Qtr 2: 0; 2009 Qtr 3: 0; 2009 Qtr 4: 20.0156; 2010 Qtr 1: 0; 2010 Qtr 2: 0; 2010 Qtr 3: 0; 2010 Qtr 4: 0; 2011 Qtr 1: 0; 2011 Qtr 2: 0; 2011 Qtr 3: 0; 2011 Qtr 4: 0 | 20.0156
0 | 234303-Lighting-Remove 4 Ft Lamp (De-Lamp) - Tr1 |  | System | Commercial | [6 empty] | 12.3596 | 16.4871 | 0 | 0 | 0 | -4.1275 | 137.2559 |  | 0 | 0.026384 | -2.5676 | Commercial |  | Winter Only | [5 empty] | 15 | 0.77 |  |  |  | 0 | 10.0078 | 0 | 0 | 0 | 0 | 0 | 0 | 0 | 0 | 0 | 0 | 2009 Qtr 1: 0; 2009 Qtr 2: 0; 2009 Qtr 3: 0; 2009 Qtr 4: 10.0078; 2010 Qtr 1: 0; 2010 Qtr 2: 0; 2010 Qtr 3: 0; 2010 Qtr 4: 0; 2011 Qtr 1: 0; 2011 Qtr 2: 0; 2011 Qtr 3: 0; 2011 Qtr 4: 0 | 10.0078
0 | 234330-Premium T8 with T12 40 Watt Baseline - Tr1 |  | System | Commercial | 01-ALC-AllCommercial-IntLight | 0 |  |  |  |  | 27.6532 | 13.1897 | 0 | 0 | 0 | 14.4636 | 83.5202 |  | kWh | 0.017351 | 0 | Commercial | [7 empty] | 15 | 0.78 |  |  |  | 0 | 18.196 | 0 | 0 | 0 | 0 | 0 | 0 | 0 | 0 | 0 | 0 | 2009 Qtr 1: 0; 2009 Qtr 2: 0; 2009 Qtr 3: 0; 2009 Qtr 4: 18.196; 2010 Qtr 1: 0; 2010 Qtr 2: 0; 2010 Qtr 3: 0; 2010 Qtr 4: 0; 2011 Qtr 1: 0; 2011 Qtr 2: 0; 2011 Qtr 3: 0; 2011 Qtr 4: 0 | 18.196
0 | 234330-Premium T8 with T12 40 Watt Baseline - Tr1 |  | System | Commercial | 01-ALC-AllCommercial-IntLight | 0 |  |  |  |  | 27.6532 | 13.1897 | 0 | 0 | 0 | 14.4636 | 83.5202 |  | kWh | 0.017351 | 0 | Commercial | [7 empty] | 15 | 0.78 |  |  |  | 0 | 18.196 | 0 | 0 | 0 | 0 | 0 | 0 | 0 | 0 | 0 | 0 | 2009 Qtr 1: 0; 2009 Qtr 2: 0; 2009 Qtr 3: 0; 2009 Qtr 4: 18.196; 2010 Qtr 1: 0; 2010 Qtr 2: 0; 2010 Qtr 3: 0; 2010 Qtr 4: 0; 2011 Qtr 1: 0; 2011 Qtr 2: 0; 2011 Qtr 3: 0; 2011 Qtr 4: 0 | 18.196
0 | 234330-Premium T8 with T12 40 Watt Baseline - Tr1 |  | System | Commercial | 01-ALC-AllCommercial-IntLight | 0 |  |  |  |  | 27.6532 | 13.1897 | 0 | 0 | 0 | 14.4636 | 83.5202 |  | kWh | 0.017351 | 0 | Commercial | [7 empty] | 15 | 0.78 |  |  |  | 0 | 21.8353 | 0 | 0 | 0 | 0 | 0 | 0 | 0 | 0 | 0 | 0 | 2009 Qtr 1: 0; 2009 Qtr 2: 0; 2009 Qtr 3: 0; 2009 Qtr 4: 21.8353; 2010 Qtr 1: 0; 2010 Qtr 2: 0; 2010 Qtr 3: 0; 2010 Qtr 4: 0; 2011 Qtr 1: 0; 2011 Qtr 2: 0; 2011 Qtr 3: 0; 2011 Qtr 4: 0 | 21.8353
0 | 234085-Refrigeration -Strip Curtains for Walk-ins |  | System | Commercial | 20-RFF-Restaurant–FastFood-Refrig | 0 |  |  |  |  | 10.214 | 0 | 0 | 0 | 0 | 10.214 | 0 |  | kWh | 0 | 0 | Commercial | [7 empty] | 4 | 0.46 |  |  |  | 0 | 1 | 0 | 0 | 0 | 0 | 0 | 0 | 0 | 0 | 0 | 0 | 2009 Qtr 1: 0; 2009 Qtr 2: 0; 2009 Qtr 3: 0; 2009 Qtr 4: 1; 2010 Qtr 1: 0; 2010 Qtr 2: 0; 2010 Qtr 3: 0; 2010 Qtr 4: 0; 2011 Qtr 1: 0; 2011 Qtr 2: 0; 2011 Qtr 3: 0; 2011 Qtr 4: 0 | 1
0 | 234084-Refrigeration -Cooler/Freezer Door Gaskets - Solid Doors: Cooler |  | System | Commercial | 09-GRO-Grocery-REFG | 0 |  |  |  |  | 2.2498 | 4.0117 | 0 | 0 | 0 | -1.7619 | 104.55 |  | kWh | 0.01195 | 0 | Commercial | [7 empty] | 4 | 0.76 |  |  |  | 0 | 48 | 0 | 0 | 0 | 0 | 0 | 0 | 0 | 0 | 0 | 0 | 2009 Qtr 1: 0; 2009 Qtr 2: 0; 2009 Qtr 3: 0; 2009 Qtr 4: 48; 2010 Qtr 1: 0; 2010 Qtr 2: 0; 2010 Qtr 3: 0; 2010 Qtr 4: 0; 2011 Qtr 1: 0; 2011 Qtr 2: 0; 2011 Qtr 3: 0; 2011 Qtr 4: 0 | 48
0 | 234067-Refrigeration - Food Service -Auto Closer for Main Cooler Doors |  | System | Commercial | 09-GRO-Grocery-REFG | 0 |  |  |  |  | 382.5103 | 0 | 0 | 0 | 0 | 382.5103 | 0 |  | kWh | 0 | 0 | Commercial |  | Annual | [5 empty] | 8 | 0.7 |  |  |  | 0 | 1 | 0 | 0 | 0 | 0 | 0 | 0 | 0 | 0 | 0 | 0 | 2009 Qtr 1: 0; 2009 Qtr 2: 0; 2009 Qtr 3: 0; 2009 Qtr 4: 1; 2010 Qtr 1: 0; 2010 Qtr 2: 0; 2010 Qtr 3: 0; 2010 Qtr 4: 0; 2011 Qtr 1: 0; 2011 Qtr 2: 0; 2011 Qtr 3: 0; 2011 Qtr 4: 0 | 1
0 | 234084-Refrigeration -Cooler/Freezer Door Gaskets - Solid Doors: Cooler |  | System | Commercial | 09-GRO-Grocery-REFG | 0 |  |  |  |  | 2.2498 | 4.0421 | 0 | 0 | 0 | -1.7923 | 104.55 |  | kWh | 0.01195 | 0 | Commercial | [7 empty] | 4 | 0.76 |  |  |  | 0 | 58 | 0 | 0 | 0 | 0 | 0 | 0 | 0 | 0 | 0 | 0 | 2009 Qtr 1: 0; 2009 Qtr 2: 0; 2009 Qtr 3: 0; 2009 Qtr 4: 58; 2010 Qtr 1: 0; 2010 Qtr 2: 0; 2010 Qtr 3: 0; 2010 Qtr 4: 0; 2011 Qtr 1: 0; 2011 Qtr 2: 0; 2011 Qtr 3: 0; 2011 Qtr 4: 0 | 58
0 | 234067-Refrigeration - Food Service -Auto Closer for Main Cooler Doors |  | System | Commercial | 09-GRO-Grocery-REFG | 0 |  |  |  |  | 382.5103 | 103 | 0 | 0 | 0 | 279.5103 | 1075.009 |  | kWh | 0.20794 | -0.053375 | Commercial |  | Annual | [5 empty] | 8 | 0.7 |  |  |  | 0 | 1 | 0 | 0 | 0 | 0 | 0 | 0 | 0 | 0 | 0 | 0 | 2009 Qtr 1: 0; 2009 Qtr 2: 0; 2009 Qtr 3: 0; 2009 Qtr 4: 1; 2010 Qtr 1: 0; 2010 Qtr 2: 0; 2010 Qtr 3: 0; 2010 Qtr 4: 0; 2011 Qtr 1: 0; 2011 Qtr 2: 0; 2011 Qtr 3: 0; 2011 Qtr 4: 0 | 1
0 | 234084-Refrigeration -Cooler/Freezer Door Gaskets - Solid Doors: Cooler |  | System | Commercial | 09-GRO-Grocery-REFG | 0 |  |  |  |  | 2.2498 | 4.0224 | 0 | 0 | 0 | -1.7726 | 104.55 |  | kWh | 0.01195 | 0 | Commercial | [7 empty] | 4 | 0.76 |  |  |  | 0 | 109 | 0 | 0 | 0 | 0 | 0 | 0 | 0 | 0 | 0 | 0 | 2009 Qtr 1: 0; 2009 Qtr 2: 0; 2009 Qtr 3: 0; 2009 Qtr 4: 109; 2010 Qtr 1: 0; 2010 Qtr 2: 0; 2010 Qtr 3: 0; 2010 Qtr 4: 0; 2011 Qtr 1: 0; 2011 Qtr 2: 0; 2011 Qtr 3: 0; 2011 Qtr 4: 0 | 109
0 | 234116-Refrigeration -Cooler/Freezer Door Gaskets - Solid Doors: Freezer |  | System | Commercial | 09-GRO-Grocery-REFG | 0 |  |  |  |  | 3.9975 | 4.0608 | 0 | 0 | 0 | -0.063276 | 104.55 |  | kWh | 0.01195 | 0 | Commercial | [7 empty] | 4 | 0.76 |  |  |  | 0 | 25 | 0 | 0 | 0 | 0 | 0 | 0 | 0 | 0 | 0 | 0 | 2009 Qtr 1: 0; 2009 Qtr 2: 0; 2009 Qtr 3: 0; 2009 Qtr 4: 25; 2010 Qtr 1: 0; 2010 Qtr 2: 0; 2010 Qtr 3: 0; 2010 Qtr 4: 0; 2011 Qtr 1: 0; 2011 Qtr 2: 0; 2011 Qtr 3: 0; 2011 Qtr 4: 0 | 25
0 | 234330-Premium T8 with T12 40 Watt Baseline - Tr1 |  | System | Commercial | 01-ALC-AllCommercial-IntLight | 0 |  |  |  |  | 27.6532 | 13.1897 | 0 | 0 | 0 | 14.4636 | 83.5202 |  | kWh | 0.017351 | 0 | Commercial | [7 empty] | 15 | 0.78 |  |  |  | 0 | 25.4745 | 0 | 0 | 0 | 0 | 0 | 0 | 0 | 0 | 0 | 0 | 2009 Qtr 1: 0; 2009 Qtr 2: 0; 2009 Qtr 3: 0; 2009 Qtr 4: 25.4745; 2010 Qtr 1: 0; 2010 Qtr 2: 0; 2010 Qtr 3: 0; 2010 Qtr 4: 0; 2011 Qtr 1: 0; 2011 Qtr 2: 0; 2011 Qtr 3: 0; 2011 Qtr 4: 0 | 25.4745
0 | 234303-Lighting-Remove 4 Ft Lamp (De-Lamp) - Tr1 |  | System | Commercial | [6 empty] | 12.3596 | 16.4871 | 0 | 0 | 0 | -4.1275 | 137.2559 |  | 0 | 0.026384 | -2.5676 | Commercial |  | Winter Only | [5 empty] | 15 | 0.77 |  |  |  | 0 | 25.4745 | 0 | 0 | 0 | 0 | 0 | 0 | 0 | 0 | 0 | 0 | 2009 Qtr 1: 0; 2009 Qtr 2: 0; 2009 Qtr 3: 0; 2009 Qtr 4: 25.4745; 2010 Qtr 1: 0; 2010 Qtr 2: 0; 2010 Qtr 3: 0; 2010 Qtr 4: 0; 2011 Qtr 1: 0; 2011 Qtr 2: 0; 2011 Qtr 3: 0; 2011 Qtr 4: 0 | 25.4745
0 | 234330-Premium T8 with T12 40 Watt Baseline - Tr1 |  | System | Commercial | 01-ALC-AllCommercial-IntLight | 0 |  |  |  |  | 27.6532 | 13.1897 | 0 | 0 | 0 | 14.4636 | 83.5202 |  | kWh | 0.017351 | 0 | Commercial | [7 empty] | 15 | 0.78 |  |  |  | 0 | 30.9333 | 0 | 0 | 0 | 0 | 0 | 0 | 0 | 0 | 0 | 0 | 2009 Qtr 1: 0; 2009 Qtr 2: 0; 2009 Qtr 3: 0; 2009 Qtr 4: 30.9333; 2010 Qtr 1: 0; 2010 Qtr 2: 0; 2010 Qtr 3: 0; 2010 Qtr 4: 0; 2011 Qtr 1: 0; 2011 Qtr 2: 0; 2011 Qtr 3: 0; 2011 Qtr 4: 0 | 30.9333
0 | 234303-Lighting-Remove 4 Ft Lamp (De-Lamp) - Tr1 |  | System | Commercial | [6 empty] | 12.3596 | 16.4871 | 0 | 0 | 0 | -4.1275 | 137.2559 |  | 0 | 0.026384 | -2.5676 | Commercial |  | Winter Only | [5 empty] | 15 | 0.77 |  |  |  | 0 | 30.9333 | 0 | 0 | 0 | 0 | 0 | 0 | 0 | 0 | 0 | 0 | 2009 Qtr 1: 0; 2009 Qtr 2: 0; 2009 Qtr 3: 0; 2009 Qtr 4: 30.9333; 2010 Qtr 1: 0; 2010 Qtr 2: 0; 2010 Qtr 3: 0; 2010 Qtr 4: 0; 2011 Qtr 1: 0; 2011 Qtr 2: 0; 2011 Qtr 3: 0; 2011 Qtr 4: 0 | 30.9333
0 | 234331-Premium T8 with T12 40 Watt Baseline - Tr2 |  | System | Commercial | 01-ALC-AllCommercial-IntLight | 0 |  |  |  |  | 27.653 | 9.8923 | 0 | 0 | 0 | 17.7607 | 58.062 |  | kWh | 0.017133 | 0 | Commercial | [7 empty] | 15 | 0.78 |  |  |  | 0 | 145.5683 | 0 | 0 | 0 | 0 | 0 | 0 | 0 | 0 | 0 | 0 | 2009 Qtr 1: 0; 2009 Qtr 2: 0; 2009 Qtr 3: 0; 2009 Qtr 4: 145.5683; 2010 Qtr 1: 0; 2010 Qtr 2: 0; 2010 Qtr 3: 0; 2010 Qtr 4: 0; 2011 Qtr 1: 0; 2011 Qtr 2: 0; 2011 Qtr 3: 0; 2011 Qtr 4: 0 | 145.5683
0 | 234084-Refrigeration -Cooler/Freezer Door Gaskets - Solid Doors: Cooler |  | System | Commercial | 09-GRO-Grocery-REFG | 0 |  |  |  |  | 2.2498 | 4.1787 | 0 | 0 | 0 | -1.9289 | 104.55 |  | kWh | 0.01195 | 0 | Commercial | [7 empty] | 4 | 0.76 |  |  |  | 0 | 15 | 0 | 0 | 0 | 0 | 0 | 0 | 0 | 0 | 0 | 0 | 2009 Qtr 1: 0; 2009 Qtr 2: 0; 2009 Qtr 3: 0; 2009 Qtr 4: 15; 2010 Qtr 1: 0; 2010 Qtr 2: 0; 2010 Qtr 3: 0; 2010 Qtr 4: 0; 2011 Qtr 1: 0; 2011 Qtr 2: 0; 2011 Qtr 3: 0; 2011 Qtr 4: 0 | 15
0 | 234084-Refrigeration -Cooler/Freezer Door Gaskets - Solid Doors: Cooler |  | System | Commercial | 09-GRO-Grocery-REFG | 0 |  |  |  |  | 2.2498 | 4.04 | 0 | 0 | 0 | -1.7902 | 104.55 |  | kWh | 0.01195 | 0 | Commercial | [7 empty] | 4 | 0.76 |  |  |  | 0 | 13 | 0 | 0 | 0 | 0 | 0 | 0 | 0 | 0 | 0 | 0 | 2009 Qtr 1: 0; 2009 Qtr 2: 0; 2009 Qtr 3: 0; 2009 Qtr 4: 13; 2010 Qtr 1: 0; 2010 Qtr 2: 0; 2010 Qtr 3: 0; 2010 Qtr 4: 0; 2011 Qtr 1: 0; 2011 Qtr 2: 0; 2011 Qtr 3: 0; 2011 Qtr 4: 0 | 13
0 | 234116-Refrigeration -Cooler/Freezer Door Gaskets - Solid Doors: Freezer |  | System | Commercial | 09-GRO-Grocery-REFG | 0 |  |  |  |  | 3.9975 | 4.0609 | 0 | 0 | 0 | -0.063385 | 104.55 |  | kWh | 0.01195 | 0 | Commercial | [7 empty] | 4 | 0.76 |  |  |  | 0 | 44 | 0 | 0 | 0 | 0 | 0 | 0 | 0 | 0 | 0 | 0 | 2009 Qtr 1: 0; 2009 Qtr 2: 0; 2009 Qtr 3: 0; 2009 Qtr 4: 44; 2010 Qtr 1: 0; 2010 Qtr 2: 0; 2010 Qtr 3: 0; 2010 Qtr 4: 0; 2011 Qtr 1: 0; 2011 Qtr 2: 0; 2011 Qtr 3: 0; 2011 Qtr 4: 0 | 44
0 | 234324-Lighting-Ceramic Metal Halide Fixture - Tr1 |  | System | Commercial | 23-RTL-Retail–SingleStorylarge-LIT_INT | 0 |  |  |  |  | 214.3555 | 100 | 0 | 0 | 0 | 114.3555 | 484.848 |  | kWh | 0.10472 | 0 | Commercial | [7 empty] | 15 | 0.77 |  |  |  | 0 | 45 | 0 | 0 | 0 | 0 | 0 | 0 | 0 | 0 | 0 | 0 | 2009 Qtr 1: 0; 2009 Qtr 2: 0; 2009 Qtr 3: 0; 2009 Qtr 4: 45; 2010 Qtr 1: 0; 2010 Qtr 2: 0; 2010 Qtr 3: 0; 2010 Qtr 4: 0; 2011 Qtr 1: 0; 2011 Qtr 2: 0; 2011 Qtr 3: 0; 2011 Qtr 4: 0 | 45
0 | 234201-Lighting-2 Ft 2nd Gen T-8 with Elec Ballast-Tr1 |  | System | Commercial | 01-ALC-AllCommercial-IntLight | 0 |  |  |  |  | 23.0819 | 2.7479 | 0 | 0 | 0 | 20.3341 | 56.0027 |  | kWh | 0.010616 | 0 | Commercial | [7 empty] | 15 | 0.78 |  |  |  | 0 | 3.6392 | 0 | 0 | 0 | 0 | 0 | 0 | 0 | 0 | 0 | 0 | 2009 Qtr 1: 0; 2009 Qtr 2: 0; 2009 Qtr 3: 0; 2009 Qtr 4: 3.6392; 2010 Qtr 1: 0; 2010 Qtr 2: 0; 2010 Qtr 3: 0; 2010 Qtr 4: 0; 2011 Qtr 1: 0; 2011 Qtr 2: 0; 2011 Qtr 3: 0; 2011 Qtr 4: 0 | 3.6392
0 | 234330-Premium T8 with T12 40 Watt Baseline - Tr1 |  | System | Commercial | 01-ALC-AllCommercial-IntLight | 0 |  |  |  |  | 27.6532 | 3.2974 | 0 | 0 | 0 | 24.3558 | 83.5202 |  | kWh | 0.017351 | 0 | Commercial | [7 empty] | 15 | 0.78 |  |  |  | 0 | 100.0782 | 0 | 0 | 0 | 0 | 0 | 0 | 0 | 0 | 0 | 0 | 2009 Qtr 1: 0; 2009 Qtr 2: 0; 2009 Qtr 3: 0; 2009 Qtr 4: 100.0782; 2010 Qtr 1: 0; 2010 Qtr 2: 0; 2010 Qtr 3: 0; 2010 Qtr 4: 0; 2011 Qtr 1: 0; 2011 Qtr 2: 0; 2011 Qtr 3: 0; 2011 Qtr 4: 0 | 100.0782
0 | 234303-Lighting-Remove 4 Ft Lamp (De-Lamp) - Tr1 |  | System | Commercial | [6 empty] | 12.3596 | 4.1218 | 0 | 0 | 0 | 8.2378 | 137.2559 |  | 0 | 0.026384 | -2.5676 | Commercial |  | Winter Only | [5 empty] | 15 | 0.77 |  |  |  | 0 | 96.439 | 0 | 0 | 0 | 0 | 0 | 0 | 0 | 0 | 0 | 0 | 2009 Qtr 1: 0; 2009 Qtr 2: 0; 2009 Qtr 3: 0; 2009 Qtr 4: 96.439; 2010 Qtr 1: 0; 2010 Qtr 2: 0; 2010 Qtr 3: 0; 2010 Qtr 4: 0; 2011 Qtr 1: 0; 2011 Qtr 2: 0; 2011 Qtr 3: 0; 2011 Qtr 4: 0 | 96.439
0 | 234294-Lighting-Occupancy Sensor-Wallbox Lghtng Snsr-Tr1 |  | System | Commercial | 23-RTL-Retail–SingleStorylarge-LIT_INT | 0 |  |  |  |  | 42.262 | 10 | 0 | 0 | 0 | 32.262 | 213.759 |  | kWh | 0.17617 | 0 | Commercial | [7 empty] | 8 | 0.84 |  |  |  | 0 | 1 | 0 | 0 | 0 | 0 | 0 | 0 | 0 | 0 | 0 | 0 | 2009 Qtr 1: 0; 2009 Qtr 2: 0; 2009 Qtr 3: 0; 2009 Qtr 4: 1; 2010 Qtr 1: 0; 2010 Qtr 2: 0; 2010 Qtr 3: 0; 2010 Qtr 4: 0; 2011 Qtr 1: 0; 2011 Qtr 2: 0; 2011 Qtr 3: 0; 2011 Qtr 4: 0 | 1
0 | 234049-Lighting-LED Exit Sign New Sign |  | System | Commercial | 25-SCN-Storage–Conditioned-Exit | 0 |  |  |  |  | 64.8921 | 0 | 0 | 0 | 0 | 64.8921 | 0 |  | kWh | 0 | 0 | Commercial | [7 empty] | 16 | 0.85 |  |  |  | 0 | 1 | 0 | 0 | 0 | 0 | 0 | 0 | 0 | 0 | 0 | 0 | 2009 Qtr 1: 0; 2009 Qtr 2: 0; 2009 Qtr 3: 0; 2009 Qtr 4: 1; 2010 Qtr 1: 0; 2010 Qtr 2: 0; 2010 Qtr 3: 0; 2010 Qtr 4: 0; 2011 Qtr 1: 0; 2011 Qtr 2: 0; 2011 Qtr 3: 0; 2011 Qtr 4: 0 | 1
0 | 234084-Refrigeration -Cooler/Freezer Door Gaskets - Solid Doors: Cooler |  | System | Commercial | 09-GRO-Grocery-REFG | 0 |  |  |  |  | 2.2498 | 4 | 0 | 0 | 0 | -1.7502 | 104.55 |  | kWh | 0.01195 | 0 | Commercial | [7 empty] | 4 | 0.76 |  |  |  | 0 | 176 | 0 | 0 | 0 | 0 | 0 | 0 | 0 | 0 | 0 | 0 | 2009 Qtr 1: 0; 2009 Qtr 2: 0; 2009 Qtr 3: 0; 2009 Qtr 4: 176; 2010 Qtr 1: 0; 2010 Qtr 2: 0; 2010 Qtr 3: 0; 2010 Qtr 4: 0; 2011 Qtr 1: 0; 2011 Qtr 2: 0; 2011 Qtr 3: 0; 2011 Qtr 4: 0 | 176
0 | 234084-Refrigeration -Cooler/Freezer Door Gaskets - Solid Doors: Cooler |  | System | Commercial | 09-GRO-Grocery-REFG | 0 |  |  |  |  | 2.2498 | 4 | 0 | 0 | 0 | -1.7502 | 104.55 |  | kWh | 0.01195 | 0 | Commercial | [7 empty] | 4 | 0.76 |  |  |  | 0 | 115 | 0 | 0 | 0 | 0 | 0 | 0 | 0 | 0 | 0 | 0 | 2009 Qtr 1: 0; 2009 Qtr 2: 0; 2009 Qtr 3: 0; 2009 Qtr 4: 115; 2010 Qtr 1: 0; 2010 Qtr 2: 0; 2010 Qtr 3: 0; 2010 Qtr 4: 0; 2011 Qtr 1: 0; 2011 Qtr 2: 0; 2011 Qtr 3: 0; 2011 Qtr 4: 0 | 115
0 | 234003-A/C - Reflective Window Film Inland |  | System | Commercial | 18-OFS-Office–Small-Cooling | 0 |  |  |  |  | 3.12 | 2 | 0 | 0 | 0 | 1.12 | 15.27 |  | kWh | 0.0023 | 0 | Commercial | [7 empty] | 10 | 0.85 |  |  |  | 0 | 75 | 0 | 0 | 0 | 0 | 0 | 0 | 0 | 0 | 0 | 0 | 2009 Qtr 1: 0; 2009 Qtr 2: 0; 2009 Qtr 3: 75; 2009 Qtr 4: 0; 2010 Qtr 1: 0; 2010 Qtr 2: 0; 2010 Qtr 3: 0; 2010 Qtr 4: 0; 2011 Qtr 1: 0; 2011 Qtr 2: 0; 2011 Qtr 3: 0; 2011 Qtr 4: 0 | 75
0 | 234003-A/C - Reflective Window Film Inland |  | System | Commercial | 18-OFS-Office–Small-Cooling | 0 |  |  |  |  | 3.12 | 2 | 0 | 0 | 0 | 1.12 | 15.27 |  | kWh | 0.0023 | 0 | Commercial | [7 empty] | 10 | 0.85 |  |  |  | 0 | 75 | 0 | 0 | 0 | 0 | 0 | 0 | 0 | 0 | 0 | 0 | 2009 Qtr 1: 0; 2009 Qtr 2: 0; 2009 Qtr 3: 75; 2009 Qtr 4: 0; 2010 Qtr 1: 0; 2010 Qtr 2: 0; 2010 Qtr 3: 0; 2010 Qtr 4: 0; 2011 Qtr 1: 0; 2011 Qtr 2: 0; 2011 Qtr 3: 0; 2011 Qtr 4: 0 | 75
0 | 234003-A/C - Reflective Window Film Inland |  | System | Commercial | 18-OFS-Office–Small-Cooling | 0 |  |  |  |  | 3.12 | 2 | 0 | 0 | 0 | 1.12 | 15.27 |  | kWh | 0.0023 | 0 | Commercial | [7 empty] | 10 | 0.85 |  |  |  | 0 | 150 | 0 | 0 | 0 | 0 | 0 | 0 | 0 | 0 | 0 | 0 | 2009 Qtr 1: 0; 2009 Qtr 2: 0; 2009 Qtr 3: 150; 2009 Qtr 4: 0; 2010 Qtr 1: 0; 2010 Qtr 2: 0; 2010 Qtr 3: 0; 2010 Qtr 4: 0; 2011 Qtr 1: 0; 2011 Qtr 2: 0; 2011 Qtr 3: 0; 2011 Qtr 4: 0 | 150
0 | 234201-Lighting-2 Ft 2nd Gen T-8 with Elec Ballast-Tr1 |  | System | Commercial | 01-ALC-AllCommercial-IntLight | 0 |  |  |  |  | 23.0819 | 10.9914 | 0 | 0 | 0 | 12.0905 | 56.0027 |  | kWh | 0.010616 | 0 | Commercial | [7 empty] | 15 | 0.78 |  |  |  | 0 | 5.4588 | 0 | 0 | 0 | 0 | 0 | 0 | 0 | 0 | 0 | 0 | 2009 Qtr 1: 0; 2009 Qtr 2: 0; 2009 Qtr 3: 0; 2009 Qtr 4: 5.4588; 2010 Qtr 1: 0; 2010 Qtr 2: 0; 2010 Qtr 3: 0; 2010 Qtr 4: 0; 2011 Qtr 1: 0; 2011 Qtr 2: 0; 2011 Qtr 3: 0; 2011 Qtr 4: 0 | 5.4588
0 | 234330-Premium T8 with T12 40 Watt Baseline - Tr1 |  | System | Commercial | 01-ALC-AllCommercial-IntLight | 0 |  |  |  |  | 27.6532 | 13.1897 | 0 | 0 | 0 | 14.4636 | 83.5202 |  | kWh | 0.017351 | 0 | Commercial | [7 empty] | 15 | 0.78 |  |  |  | 0 | 50.9489 | 0 | 0 | 0 | 0 | 0 | 0 | 0 | 0 | 0 | 0 | 2009 Qtr 1: 0; 2009 Qtr 2: 0; 2009 Qtr 3: 0; 2009 Qtr 4: 50.9489; 2010 Qtr 1: 0; 2010 Qtr 2: 0; 2010 Qtr 3: 0; 2010 Qtr 4: 0; 2011 Qtr 1: 0; 2011 Qtr 2: 0; 2011 Qtr 3: 0; 2011 Qtr 4: 0 | 50.9489
0 | 234303-Lighting-Remove 4 Ft Lamp (De-Lamp) - Tr1 |  | System | Commercial | [6 empty] | 12.3596 | 16.4871 | 0 | 0 | 0 | -4.1275 | 137.2559 |  | 0 | 0.026384 | -2.5676 | Commercial |  | Winter Only | [5 empty] | 15 | 0.77 |  |  |  | 0 | 2.7294 | 0 | 0 | 0 | 0 | 0 | 0 | 0 | 0 | 0 | 0 | 2009 Qtr 1: 0; 2009 Qtr 2: 0; 2009 Qtr 3: 0; 2009 Qtr 4: 2.7294; 2010 Qtr 1: 0; 2010 Qtr 2: 0; 2010 Qtr 3: 0; 2010 Qtr 4: 0; 2011 Qtr 1: 0; 2011 Qtr 2: 0; 2011 Qtr 3: 0; 2011 Qtr 4: 0 | 2.7294
0 | 234306-Lighting-Remove 8 Ft Lamp (De-Lamp) - Tr1 |  | System | Commercial | 23-RTL-Retail–SingleStorylarge-LIT_INT | 0 |  |  |  |  | 28.4369 | 27.4785 | 0 | 0 | 0 | 0.95836 | 366.7521 |  | kWh | 0.077777 | 0 | Commercial | [7 empty] | 15 | 0.77 |  |  |  | 0 | 10.9176 | 0 | 0 | 0 | 0 | 0 | 0 | 0 | 0 | 0 | 0 | 2009 Qtr 1: 0; 2009 Qtr 2: 0; 2009 Qtr 3: 0; 2009 Qtr 4: 10.9176; 2010 Qtr 1: 0; 2010 Qtr 2: 0; 2010 Qtr 3: 0; 2010 Qtr 4: 0; 2011 Qtr 1: 0; 2011 Qtr 2: 0; 2011 Qtr 3: 0; 2011 Qtr 4: 0 | 10.9176
0 | 234003-A/C - Reflective Window Film Inland |  | System | Commercial | 18-OFS-Office–Small-Cooling | 0 |  |  |  |  | 3.12 | 2 | 0 | 0 | 0 | 1.12 | 15.27 |  | kWh | 0.0023 | 0 | Commercial | [7 empty] | 10 | 0.85 |  |  |  | 0 | 79 | 0 | 0 | 0 | 0 | 0 | 0 | 0 | 0 | 0 | 0 | 2009 Qtr 1: 0; 2009 Qtr 2: 0; 2009 Qtr 3: 79; 2009 Qtr 4: 0; 2010 Qtr 1: 0; 2010 Qtr 2: 0; 2010 Qtr 3: 0; 2010 Qtr 4: 0; 2011 Qtr 1: 0; 2011 Qtr 2: 0; 2011 Qtr 3: 0; 2011 Qtr 4: 0 | 79
0 | 234332-Premium T8 with T12 40 Watt Baseline - Tr3 |  | System | Commercial | 01-ALC-AllCommercial-IntLight | 0 |  |  |  |  | 13.9591 | 7.1444 | 0 | 0 | 0 | 6.8147 | 44.0947 |  | kWh | 0.016509 | 0 | Commercial | [7 empty] | 15 | 0.78 |  |  |  | 0 | 16.3764 | 0 | 0 | 0 | 0 | 0 | 0 | 0 | 0 | 0 | 0 | 2009 Qtr 1: 0; 2009 Qtr 2: 0; 2009 Qtr 3: 0; 2009 Qtr 4: 16.3764; 2010 Qtr 1: 0; 2010 Qtr 2: 0; 2010 Qtr 3: 0; 2010 Qtr 4: 0; 2011 Qtr 1: 0; 2011 Qtr 2: 0; 2011 Qtr 3: 0; 2011 Qtr 4: 0 | 16.3764
0 | 234305-Lighting-Remove 4 Ft Lamp (De-Lamp) - Tr3 |  | System | Commercial | 01-ALC-AllCommercial-IntLight | 0 |  |  |  |  | 28.1828 | 8.7931 | 0 | 0 | 0 | 19.3897 | 129.7131 |  | kWh | 0.050038 | 0 | Commercial | [7 empty] | 15 | 0.77 |  |  |  | 0 | 5.4588 | 0 | 0 | 0 | 0 | 0 | 0 | 0 | 0 | 0 | 0 | 2009 Qtr 1: 0; 2009 Qtr 2: 0; 2009 Qtr 3: 0; 2009 Qtr 4: 5.4588; 2010 Qtr 1: 0; 2010 Qtr 2: 0; 2010 Qtr 3: 0; 2010 Qtr 4: 0; 2011 Qtr 1: 0; 2011 Qtr 2: 0; 2011 Qtr 3: 0; 2011 Qtr 4: 0 | 5.4588
0 | 234308-Lighting-Remove 8 Ft Lamp (De-Lamp) - Tr3 |  | System | Commercial | 23-RTL-Retail–SingleStorylarge-LIT_INT | 0 |  |  |  |  | 28.1519 | 11.8158 | 0 | 0 | 0 | 16.3362 | 178.7383 |  | kWh | 0.075633 | 0 | Commercial | [7 empty] | 15 | 0.77 |  |  |  | 0 | 1.8196 | 0 | 0 | 0 | 0 | 0 | 0 | 0 | 0 | 0 | 0 | 2009 Qtr 1: 0; 2009 Qtr 2: 0; 2009 Qtr 3: 0; 2009 Qtr 4: 1.8196; 2010 Qtr 1: 0; 2010 Qtr 2: 0; 2010 Qtr 3: 0; 2010 Qtr 4: 0; 2011 Qtr 1: 0; 2011 Qtr 2: 0; 2011 Qtr 3: 0; 2011 Qtr 4: 0 | 1.8196
0 | 234330-Premium T8 with T12 40 Watt Baseline - Tr1 |  | System | Commercial | 01-ALC-AllCommercial-IntLight | 0 |  |  |  |  | 27.6532 | 13.1897 | 0 | 0 | 0 | 14.4636 | 83.5202 |  | kWh | 0.017351 | 0 | Commercial | [7 empty] | 15 | 0.78 |  |  |  | 0 | 14.5568 | 0 | 0 | 0 | 0 | 0 | 0 | 0 | 0 | 0 | 0 | 2009 Qtr 1: 0; 2009 Qtr 2: 0; 2009 Qtr 3: 0; 2009 Qtr 4: 14.5568; 2010 Qtr 1: 0; 2010 Qtr 2: 0; 2010 Qtr 3: 0; 2010 Qtr 4: 0; 2011 Qtr 1: 0; 2011 Qtr 2: 0; 2011 Qtr 3: 0; 2011 Qtr 4: 0 | 14.5568
0 | 234303-Lighting-Remove 4 Ft Lamp (De-Lamp) - Tr1 |  | System | Commercial | [6 empty] | 12.3596 | 16.4871 | 0 | 0 | 0 | -4.1275 | 137.2559 |  | 0 | 0.026384 | -2.5676 | Commercial |  | Winter Only | [5 empty] | 15 | 0.77 |  |  |  | 0 | 14.5568 | 0 | 0 | 0 | 0 | 0 | 0 | 0 | 0 | 0 | 0 | 2009 Qtr 1: 0; 2009 Qtr 2: 0; 2009 Qtr 3: 0; 2009 Qtr 4: 14.5568; 2010 Qtr 1: 0; 2010 Qtr 2: 0; 2010 Qtr 3: 0; 2010 Qtr 4: 0; 2011 Qtr 1: 0; 2011 Qtr 2: 0; 2011 Qtr 3: 0; 2011 Qtr 4: 0 | 14.5568
0 | 234331-Premium T8 with T12 40 Watt Baseline - Tr2 |  | System | Commercial | 01-ALC-AllCommercial-IntLight | 0 |  |  |  |  | 27.653 | 9.8923 | 0 | 0 | 0 | 17.7607 | 58.062 |  | kWh | 0.017133 | 0 | Commercial | [7 empty] | 15 | 0.78 |  |  |  | 0 | 14.5568 | 0 | 0 | 0 | 0 | 0 | 0 | 0 | 0 | 0 | 0 | 2009 Qtr 1: 0; 2009 Qtr 2: 0; 2009 Qtr 3: 0; 2009 Qtr 4: 14.5568; 2010 Qtr 1: 0; 2010 Qtr 2: 0; 2010 Qtr 3: 0; 2010 Qtr 4: 0; 2011 Qtr 1: 0; 2011 Qtr 2: 0; 2011 Qtr 3: 0; 2011 Qtr 4: 0 | 14.5568
0 | 234304-Lighting-Remove 4 Ft Lamp (De-Lamp) - Tr2 |  | System | Commercial | [6 empty] | 12.3587 | 12.3653 | 0 | 0 | 0 | -0.0066231 | 137.2559 |  | 0 | 0.026384 | -2.5676 | Commercial | [7 empty] | 15 | 0.77 |  |  |  | 0 | 14.5568 | 0 | 0 | 0 | 0 | 0 | 0 | 0 | 0 | 0 | 0 | 2009 Qtr 1: 0; 2009 Qtr 2: 0; 2009 Qtr 3: 0; 2009 Qtr 4: 14.5568; 2010 Qtr 1: 0; 2010 Qtr 2: 0; 2010 Qtr 3: 0; 2010 Qtr 4: 0; 2011 Qtr 1: 0; 2011 Qtr 2: 0; 2011 Qtr 3: 0; 2011 Qtr 4: 0 | 14.5568
0 | 234084-Refrigeration -Cooler/Freezer Door Gaskets - Solid Doors: Cooler |  | System | Commercial | 09-GRO-Grocery-REFG | 0 |  |  |  |  | 2.2498 | 4.0243 | 0 | 0 | 0 | -1.7745 | 104.55 |  | kWh | 0.01195 | 0 | Commercial | [7 empty] | 4 | 0.76 |  |  |  | 0 | 56 | 0 | 0 | 0 | 0 | 0 | 0 | 0 | 0 | 0 | 0 | 2009 Qtr 1: 0; 2009 Qtr 2: 0; 2009 Qtr 3: 0; 2009 Qtr 4: 56; 2010 Qtr 1: 0; 2010 Qtr 2: 0; 2010 Qtr 3: 0; 2010 Qtr 4: 0; 2011 Qtr 1: 0; 2011 Qtr 2: 0; 2011 Qtr 3: 0; 2011 Qtr 4: 0 | 56
0 | 234330-Premium T8 with T12 40 Watt Baseline - Tr1 |  | System | Commercial | 01-ALC-AllCommercial-IntLight | 0 |  |  |  |  | 27.6532 | 13.1897 | 0 | 0 | 0 | 14.4636 | 83.5202 |  | kWh | 0.017351 | 0 | Commercial | [7 empty] | 15 | 0.78 |  |  |  | 0 | 10.9176 | 0 | 0 | 0 | 0 | 0 | 0 | 0 | 0 | 0 | 0 | 2009 Qtr 1: 0; 2009 Qtr 2: 0; 2009 Qtr 3: 0; 2009 Qtr 4: 10.9176; 2010 Qtr 1: 0; 2010 Qtr 2: 0; 2010 Qtr 3: 0; 2010 Qtr 4: 0; 2011 Qtr 1: 0; 2011 Qtr 2: 0; 2011 Qtr 3: 0; 2011 Qtr 4: 0 | 10.9176
0 | 234303-Lighting-Remove 4 Ft Lamp (De-Lamp) - Tr1 |  | System | Commercial | [6 empty] | 12.3596 | 16.4871 | 0 | 0 | 0 | -4.1275 | 137.2559 |  | 0 | 0.026384 | -2.5676 | Commercial |  | Winter Only | [5 empty] | 15 | 0.77 |  |  |  | 0 | 3.6392 | 0 | 0 | 0 | 0 | 0 | 0 | 0 | 0 | 0 | 0 | 2009 Qtr 1: 0; 2009 Qtr 2: 0; 2009 Qtr 3: 0; 2009 Qtr 4: 3.6392; 2010 Qtr 1: 0; 2010 Qtr 2: 0; 2010 Qtr 3: 0; 2010 Qtr 4: 0; 2011 Qtr 1: 0; 2011 Qtr 2: 0; 2011 Qtr 3: 0; 2011 Qtr 4: 0 | 3.6392
0 | 234331-Premium T8 with T12 40 Watt Baseline - Tr2 |  | System | Commercial | 01-ALC-AllCommercial-IntLight | 0 |  |  |  |  | 27.653 | 9.8923 | 0 | 0 | 0 | 17.7607 | 58.062 |  | kWh | 0.017133 | 0 | Commercial | [7 empty] | 15 | 0.78 |  |  |  | 0 | 9.098 | 0 | 0 | 0 | 0 | 0 | 0 | 0 | 0 | 0 | 0 | 2009 Qtr 1: 0; 2009 Qtr 2: 0; 2009 Qtr 3: 0; 2009 Qtr 4: 9.098; 2010 Qtr 1: 0; 2010 Qtr 2: 0; 2010 Qtr 3: 0; 2010 Qtr 4: 0; 2011 Qtr 1: 0; 2011 Qtr 2: 0; 2011 Qtr 3: 0; 2011 Qtr 4: 0 | 9.098
0 | 234307-Lighting-Remove 8 Ft Lamp (De-Lamp) - Tr2 |  | System | Commercial | 23-RTL-Retail–SingleStorylarge-LIT_INT | 0 |  |  |  |  | 28.4021 | 16.4871 | 0 | 0 | 0 | 11.915 | 253.9171 |  | kWh | 0.077292 | 0 | Commercial | [7 empty] | 15 | 0.77 |  |  |  | 0 | 3.6392 | 0 | 0 | 0 | 0 | 0 | 0 | 0 | 0 | 0 | 0 | 2009 Qtr 1: 0; 2009 Qtr 2: 0; 2009 Qtr 3: 0; 2009 Qtr 4: 3.6392; 2010 Qtr 1: 0; 2010 Qtr 2: 0; 2010 Qtr 3: 0; 2010 Qtr 4: 0; 2011 Qtr 1: 0; 2011 Qtr 2: 0; 2011 Qtr 3: 0; 2011 Qtr 4: 0 | 3.6392
0 | 234332-Premium T8 with T12 40 Watt Baseline - Tr3 |  | System | Commercial | 01-ALC-AllCommercial-IntLight | 0 |  |  |  |  | 13.9591 | 7.1444 | 0 | 0 | 0 | 6.8147 | 44.0947 |  | kWh | 0.016509 | 0 | Commercial | [7 empty] | 15 | 0.78 |  |  |  | 0 | 3.6392 | 0 | 0 | 0 | 0 | 0 | 0 | 0 | 0 | 0 | 0 | 2009 Qtr 1: 0; 2009 Qtr 2: 0; 2009 Qtr 3: 0; 2009 Qtr 4: 3.6392; 2010 Qtr 1: 0; 2010 Qtr 2: 0; 2010 Qtr 3: 0; 2010 Qtr 4: 0; 2011 Qtr 1: 0; 2011 Qtr 2: 0; 2011 Qtr 3: 0; 2011 Qtr 4: 0 | 3.6392
0 | 234308-Lighting-Remove 8 Ft Lamp (De-Lamp) - Tr3 |  | System | Commercial | 23-RTL-Retail–SingleStorylarge-LIT_INT | 0 |  |  |  |  | 28.1519 | 11.8158 | 0 | 0 | 0 | 16.3362 | 178.7383 |  | kWh | 0.075633 | 0 | Commercial | [7 empty] | 15 | 0.77 |  |  |  | 0 | 1.8196 | 0 | 0 | 0 | 0 | 0 | 0 | 0 | 0 | 0 | 0 | 2009 Qtr 1: 0; 2009 Qtr 2: 0; 2009 Qtr 3: 0; 2009 Qtr 4: 1.8196; 2010 Qtr 1: 0; 2010 Qtr 2: 0; 2010 Qtr 3: 0; 2010 Qtr 4: 0; 2011 Qtr 1: 0; 2011 Qtr 2: 0; 2011 Qtr 3: 0; 2011 Qtr 4: 0 | 1.8196
0 | 234332-Premium T8 with T12 40 Watt Baseline - Tr3 |  | System | Commercial | 01-ALC-AllCommercial-IntLight | 0 |  |  |  |  | 13.9591 | 7.1444 | 0 | 0 | 0 | 6.8147 | 44.0947 |  | kWh | 0.016509 | 0 | Commercial | [7 empty] | 15 | 0.78 |  |  |  | 0 | 10.9176 | 0 | 0 | 0 | 0 | 0 | 0 | 0 | 0 | 0 | 0 | 2009 Qtr 1: 0; 2009 Qtr 2: 0; 2009 Qtr 3: 0; 2009 Qtr 4: 10.9176; 2010 Qtr 1: 0; 2010 Qtr 2: 0; 2010 Qtr 3: 0; 2010 Qtr 4: 0; 2011 Qtr 1: 0; 2011 Qtr 2: 0; 2011 Qtr 3: 0; 2011 Qtr 4: 0 | 10.9176
0 | 234305-Lighting-Remove 4 Ft Lamp (De-Lamp) - Tr3 |  | System | Commercial | 01-ALC-AllCommercial-IntLight | 0 |  |  |  |  | 28.1828 | 8.7931 | 0 | 0 | 0 | 19.3897 | 129.7131 |  | kWh | 0.050038 | 0 | Commercial | [7 empty] | 15 | 0.77 |  |  |  | 0 | 1.8196 | 0 | 0 | 0 | 0 | 0 | 0 | 0 | 0 | 0 | 0 | 2009 Qtr 1: 0; 2009 Qtr 2: 0; 2009 Qtr 3: 0; 2009 Qtr 4: 1.8196; 2010 Qtr 1: 0; 2010 Qtr 2: 0; 2010 Qtr 3: 0; 2010 Qtr 4: 0; 2011 Qtr 1: 0; 2011 Qtr 2: 0; 2011 Qtr 3: 0; 2011 Qtr 4: 0 | 1.8196
0 | 234308-Lighting-Remove 8 Ft Lamp (De-Lamp) - Tr3 |  | System | Commercial | 23-RTL-Retail–SingleStorylarge-LIT_INT | 0 |  |  |  |  | 28.1519 | 11.8158 | 0 | 0 | 0 | 16.3362 | 178.7383 |  | kWh | 0.075633 | 0 | Commercial | [7 empty] | 15 | 0.77 |  |  |  | 0 | 2.7294 | 0 | 0 | 0 | 0 | 0 | 0 | 0 | 0 | 0 | 0 | 2009 Qtr 1: 0; 2009 Qtr 2: 0; 2009 Qtr 3: 0; 2009 Qtr 4: 2.7294; 2010 Qtr 1: 0; 2010 Qtr 2: 0; 2010 Qtr 3: 0; 2010 Qtr 4: 0; 2011 Qtr 1: 0; 2011 Qtr 2: 0; 2011 Qtr 3: 0; 2011 Qtr 4: 0 | 2.7294
0 | 234332-Premium T8 with T12 40 Watt Baseline - Tr3 |  | System | Commercial | 01-ALC-AllCommercial-IntLight | 0 |  |  |  |  | 13.9591 | 7.1444 | 0 | 0 | 0 | 6.8147 | 44.0947 |  | kWh | 0.016509 | 0 | Commercial | [7 empty] | 15 | 0.78 |  |  |  | 0 | 5.4588 | 0 | 0 | 0 | 0 | 0 | 0 | 0 | 0 | 0 | 0 | 2009 Qtr 1: 0; 2009 Qtr 2: 0; 2009 Qtr 3: 0; 2009 Qtr 4: 5.4588; 2010 Qtr 1: 0; 2010 Qtr 2: 0; 2010 Qtr 3: 0; 2010 Qtr 4: 0; 2011 Qtr 1: 0; 2011 Qtr 2: 0; 2011 Qtr 3: 0; 2011 Qtr 4: 0 | 5.4588
0 | 234308-Lighting-Remove 8 Ft Lamp (De-Lamp) - Tr3 |  | System | Commercial | 23-RTL-Retail–SingleStorylarge-LIT_INT | 0 |  |  |  |  | 28.1519 | 11.8158 | 0 | 0 | 0 | 16.3362 | 178.7383 |  | kWh | 0.075633 | 0 | Commercial | [7 empty] | 15 | 0.77 |  |  |  | 0 | 2.7294 | 0 | 0 | 0 | 0 | 0 | 0 | 0 | 0 | 0 | 0 | 2009 Qtr 1: 0; 2009 Qtr 2: 0; 2009 Qtr 3: 0; 2009 Qtr 4: 2.7294; 2010 Qtr 1: 0; 2010 Qtr 2: 0; 2010 Qtr 3: 0; 2010 Qtr 4: 0; 2011 Qtr 1: 0; 2011 Qtr 2: 0; 2011 Qtr 3: 0; 2011 Qtr 4: 0 | 2.7294
0 | 234332-Premium T8 with T12 40 Watt Baseline - Tr3 |  | System | Commercial | 01-ALC-AllCommercial-IntLight | 0 |  |  |  |  | 13.9591 | 7.1444 | 0 | 0 | 0 | 6.8147 | 44.0947 |  | kWh | 0.016509 | 0 | Commercial | [7 empty] | 15 | 0.78 |  |  |  | 0 | 10.9176 | 0 | 0 | 0 | 0 | 0 | 0 | 0 | 0 | 0 | 0 | 2009 Qtr 1: 0; 2009 Qtr 2: 0; 2009 Qtr 3: 0; 2009 Qtr 4: 10.9176; 2010 Qtr 1: 0; 2010 Qtr 2: 0; 2010 Qtr 3: 0; 2010 Qtr 4: 0; 2011 Qtr 1: 0; 2011 Qtr 2: 0; 2011 Qtr 3: 0; 2011 Qtr 4: 0 | 10.9176
0 | 234308-Lighting-Remove 8 Ft Lamp (De-Lamp) - Tr3 |  | System | Commercial | 23-RTL-Retail–SingleStorylarge-LIT_INT | 0 |  |  |  |  | 28.1519 | 11.8158 | 0 | 0 | 0 | 16.3362 | 178.7383 |  | kWh | 0.075633 | 0 | Commercial | [7 empty] | 15 | 0.77 |  |  |  | 0 | 5.4588 | 0 | 0 | 0 | 0 | 0 | 0 | 0 | 0 | 0 | 0 | 2009 Qtr 1: 0; 2009 Qtr 2: 0; 2009 Qtr 3: 0; 2009 Qtr 4: 5.4588; 2010 Qtr 1: 0; 2010 Qtr 2: 0; 2010 Qtr 3: 0; 2010 Qtr 4: 0; 2011 Qtr 1: 0; 2011 Qtr 2: 0; 2011 Qtr 3: 0; 2011 Qtr 4: 0 | 5.4588
0 | 234330-Premium T8 with T12 40 Watt Baseline - Tr1 |  | System | Commercial | 01-ALC-AllCommercial-IntLight | 0 |  |  |  |  | 27.6532 | 13.1897 | 0 | 0 | 0 | 14.4636 | 83.5202 |  | kWh | 0.017351 | 0 | Commercial | [7 empty] | 15 | 0.78 |  |  |  | 0 | 14.5568 | 0 | 0 | 0 | 0 | 0 | 0 | 0 | 0 | 0 | 0 | 2009 Qtr 1: 0; 2009 Qtr 2: 0; 2009 Qtr 3: 0; 2009 Qtr 4: 14.5568; 2010 Qtr 1: 0; 2010 Qtr 2: 0; 2010 Qtr 3: 0; 2010 Qtr 4: 0; 2011 Qtr 1: 0; 2011 Qtr 2: 0; 2011 Qtr 3: 0; 2011 Qtr 4: 0 | 14.5568
0 | 234303-Lighting-Remove 4 Ft Lamp (De-Lamp) - Tr1 |  | System | Commercial | [6 empty] | 12.3596 | 16.4871 | 0 | 0 | 0 | -4.1275 | 137.2559 |  | 0 | 0.026384 | -2.5676 | Commercial |  | Winter Only | [5 empty] | 15 | 0.77 |  |  |  | 0 | 1.8196 | 0 | 0 | 0 | 0 | 0 | 0 | 0 | 0 | 0 | 0 | 2009 Qtr 1: 0; 2009 Qtr 2: 0; 2009 Qtr 3: 0; 2009 Qtr 4: 1.8196; 2010 Qtr 1: 0; 2010 Qtr 2: 0; 2010 Qtr 3: 0; 2010 Qtr 4: 0; 2011 Qtr 1: 0; 2011 Qtr 2: 0; 2011 Qtr 3: 0; 2011 Qtr 4: 0 | 1.8196
0 | 234306-Lighting-Remove 8 Ft Lamp (De-Lamp) - Tr1 |  | System | Commercial | 23-RTL-Retail–SingleStorylarge-LIT_INT | 0 |  |  |  |  | 28.4369 | 27.4785 | 0 | 0 | 0 | 0.95836 | 366.7521 |  | kWh | 0.077777 | 0 | Commercial | [7 empty] | 15 | 0.77 |  |  |  | 0 | 5.4588 | 0 | 0 | 0 | 0 | 0 | 0 | 0 | 0 | 0 | 0 | 2009 Qtr 1: 0; 2009 Qtr 2: 0; 2009 Qtr 3: 0; 2009 Qtr 4: 5.4588; 2010 Qtr 1: 0; 2010 Qtr 2: 0; 2010 Qtr 3: 0; 2010 Qtr 4: 0; 2011 Qtr 1: 0; 2011 Qtr 2: 0; 2011 Qtr 3: 0; 2011 Qtr 4: 0 | 5.4588
0 | 234084-Refrigeration -Cooler/Freezer Door Gaskets - Solid Doors: Cooler |  | System | Commercial | 09-GRO-Grocery-REFG | 0 |  |  |  |  | 2.2498 | 4 | 0 | 0 | 0 | -1.7502 | 104.55 |  | kWh | 0.01195 | 0 | Commercial | [7 empty] | 4 | 0.76 |  |  |  | 0 | 186 | 0 | 0 | 0 | 0 | 0 | 0 | 0 | 0 | 0 | 0 | 2009 Qtr 1: 0; 2009 Qtr 2: 0; 2009 Qtr 3: 0; 2009 Qtr 4: 186; 2010 Qtr 1: 0; 2010 Qtr 2: 0; 2010 Qtr 3: 0; 2010 Qtr 4: 0; 2011 Qtr 1: 0; 2011 Qtr 2: 0; 2011 Qtr 3: 0; 2011 Qtr 4: 0 | 186
0 | 234084-Refrigeration -Cooler/Freezer Door Gaskets - Solid Doors: Cooler |  | System | Commercial | 09-GRO-Grocery-REFG | 0 |  |  |  |  | 2.2498 | 4 | 0 | 0 | 0 | -1.7502 | 104.55 |  | kWh | 0.01195 | 0 | Commercial | [7 empty] | 4 | 0.76 |  |  |  | 0 | 312 | 0 | 0 | 0 | 0 | 0 | 0 | 0 | 0 | 0 | 0 | 2009 Qtr 1: 0; 2009 Qtr 2: 0; 2009 Qtr 3: 0; 2009 Qtr 4: 312; 2010 Qtr 1: 0; 2010 Qtr 2: 0; 2010 Qtr 3: 0; 2010 Qtr 4: 0; 2011 Qtr 1: 0; 2011 Qtr 2: 0; 2011 Qtr 3: 0; 2011 Qtr 4: 0 | 312
0 | 234084-Refrigeration -Cooler/Freezer Door Gaskets - Solid Doors: Cooler |  | System | Commercial | 09-GRO-Grocery-REFG | 0 |  |  |  |  | 2.2498 | 4 | 0 | 0 | 0 | -1.7502 | 104.55 |  | kWh | 0.01195 | 0 | Commercial | [7 empty] | 4 | 0.76 |  |  |  | 0 | 178 | 0 | 0 | 0 | 0 | 0 | 0 | 0 | 0 | 0 | 0 | 2009 Qtr 1: 0; 2009 Qtr 2: 0; 2009 Qtr 3: 0; 2009 Qtr 4: 178; 2010 Qtr 1: 0; 2010 Qtr 2: 0; 2010 Qtr 3: 0; 2010 Qtr 4: 0; 2011 Qtr 1: 0; 2011 Qtr 2: 0; 2011 Qtr 3: 0; 2011 Qtr 4: 0 | 178
0 | 234084-Refrigeration -Cooler/Freezer Door Gaskets - Solid Doors: Cooler |  | System | Commercial | 09-GRO-Grocery-REFG | 0 |  |  |  |  | 2.2498 | 4 | 0 | 0 | 0 | -1.7502 | 104.55 |  | kWh | 0.01195 | 0 | Commercial | [7 empty] | 4 | 0.76 |  |  |  | 0 | 187 | 0 | 0 | 0 | 0 | 0 | 0 | 0 | 0 | 0 | 0 | 2009 Qtr 1: 0; 2009 Qtr 2: 0; 2009 Qtr 3: 0; 2009 Qtr 4: 187; 2010 Qtr 1: 0; 2010 Qtr 2: 0; 2010 Qtr 3: 0; 2010 Qtr 4: 0; 2011 Qtr 1: 0; 2011 Qtr 2: 0; 2011 Qtr 3: 0; 2011 Qtr 4: 0 | 187
0 | 234084-Refrigeration -Cooler/Freezer Door Gaskets - Solid Doors: Cooler |  | System | Commercial | 09-GRO-Grocery-REFG | 0 |  |  |  |  | 2.2498 | 4 | 0 | 0 | 0 | -1.7502 | 104.55 |  | kWh | 0.01195 | 0 | Commercial | [7 empty] | 4 | 0.76 |  |  |  | 0 | 320 | 0 | 0 | 0 | 0 | 0 | 0 | 0 | 0 | 0 | 0 | 2009 Qtr 1: 0; 2009 Qtr 2: 0; 2009 Qtr 3: 0; 2009 Qtr 4: 320; 2010 Qtr 1: 0; 2010 Qtr 2: 0; 2010 Qtr 3: 0; 2010 Qtr 4: 0; 2011 Qtr 1: 0; 2011 Qtr 2: 0; 2011 Qtr 3: 0; 2011 Qtr 4: 0 | 320
0 | 234084-Refrigeration -Cooler/Freezer Door Gaskets - Solid Doors: Cooler |  | System | Commercial | 09-GRO-Grocery-REFG | 0 |  |  |  |  | 2.2498 | 4 | 0 | 0 | 0 | -1.7502 | 104.55 |  | kWh | 0.01195 | 0 | Commercial | [7 empty] | 4 | 0.76 |  |  |  | 0 | 268 | 0 | 0 | 0 | 0 | 0 | 0 | 0 | 0 | 0 | 0 | 2009 Qtr 1: 0; 2009 Qtr 2: 0; 2009 Qtr 3: 0; 2009 Qtr 4: 268; 2010 Qtr 1: 0; 2010 Qtr 2: 0; 2010 Qtr 3: 0; 2010 Qtr 4: 0; 2011 Qtr 1: 0; 2011 Qtr 2: 0; 2011 Qtr 3: 0; 2011 Qtr 4: 0 | 268
0 | 234084-Refrigeration -Cooler/Freezer Door Gaskets - Solid Doors: Cooler |  | System | Commercial | 09-GRO-Grocery-REFG | 0 |  |  |  |  | 2.2498 | 4 | 0 | 0 | 0 | -1.7502 | 104.55 |  | kWh | 0.01195 | 0 | Commercial | [7 empty] | 4 | 0.76 |  |  |  | 0 | 207 | 0 | 0 | 0 | 0 | 0 | 0 | 0 | 0 | 0 | 0 | 2009 Qtr 1: 0; 2009 Qtr 2: 0; 2009 Qtr 3: 0; 2009 Qtr 4: 207; 2010 Qtr 1: 0; 2010 Qtr 2: 0; 2010 Qtr 3: 0; 2010 Qtr 4: 0; 2011 Qtr 1: 0; 2011 Qtr 2: 0; 2011 Qtr 3: 0; 2011 Qtr 4: 0 | 207
0 | 234084-Refrigeration -Cooler/Freezer Door Gaskets - Solid Doors: Cooler |  | System | Commercial | 09-GRO-Grocery-REFG | 0 |  |  |  |  | 2.2498 | 4 | 0 | 0 | 0 | -1.7502 | 104.55 |  | kWh | 0.01195 | 0 | Commercial | [7 empty] | 4 | 0.76 |  |  |  | 0 | 212 | 0 | 0 | 0 | 0 | 0 | 0 | 0 | 0 | 0 | 0 | 2009 Qtr 1: 0; 2009 Qtr 2: 0; 2009 Qtr 3: 0; 2009 Qtr 4: 212; 2010 Qtr 1: 0; 2010 Qtr 2: 0; 2010 Qtr 3: 0; 2010 Qtr 4: 0; 2011 Qtr 1: 0; 2011 Qtr 2: 0; 2011 Qtr 3: 0; 2011 Qtr 4: 0 | 212
0 | 234084-Refrigeration -Cooler/Freezer Door Gaskets - Solid Doors: Cooler |  | System | Commercial | 09-GRO-Grocery-REFG | 0 |  |  |  |  | 2.2498 | 4 | 0 | 0 | 0 | -1.7502 | 104.55 |  | kWh | 0.01195 | 0 | Commercial | [7 empty] | 4 | 0.76 |  |  |  | 0 | 240 | 0 | 0 | 0 | 0 | 0 | 0 | 0 | 0 | 0 | 0 | 2009 Qtr 1: 0; 2009 Qtr 2: 0; 2009 Qtr 3: 0; 2009 Qtr 4: 240; 2010 Qtr 1: 0; 2010 Qtr 2: 0; 2010 Qtr 3: 0; 2010 Qtr 4: 0; 2011 Qtr 1: 0; 2011 Qtr 2: 0; 2011 Qtr 3: 0; 2011 Qtr 4: 0 | 240
0 | 234126-Refrigeration - Efficient Evap Fan Motor Electronically Commutated Motor (ECM) |  | System | Commercial | 09-GRO-Grocery-REFG | 0 |  |  |  |  | 6.7904 | 150 | 0 | 0 | 0 | -143.2096 | 116.369 |  | kWh | 0.015845 | -0.11528 | Commercial |  | Annual | [5 empty] | 15 | 0.7 |  |  |  | 0 | 23 | 0 | 0 | 0 | 0 | 0 | 0 | 0 | 0 | 0 | 0 | 2009 Qtr 1: 0; 2009 Qtr 2: 0; 2009 Qtr 3: 0; 2009 Qtr 4: 23; 2010 Qtr 1: 0; 2010 Qtr 2: 0; 2010 Qtr 3: 0; 2010 Qtr 4: 0; 2011 Qtr 1: 0; 2011 Qtr 2: 0; 2011 Qtr 3: 0; 2011 Qtr 4: 0 | 23
0 | 234173-Food Service - Combination Oven-Gas |  | System | Commercial | [6 empty] | 21797 | 750 | 0 | 0 | 0 | 21047 | 0 |  | 0 | 0 | 403 | Commercial |  | Annual | [5 empty] | 12 | 0.7 |  |  |  | 0 | 2 | 0 | 0 | 0 | 0 | 0 | 0 | 0 | 0 | 0 | 0 | 2009 Qtr 1: 0; 2009 Qtr 2: 0; 2009 Qtr 3: 2; 2009 Qtr 4: 0; 2010 Qtr 1: 0; 2010 Qtr 2: 0; 2010 Qtr 3: 0; 2010 Qtr 4: 0; 2011 Qtr 1: 0; 2011 Qtr 2: 0; 2011 Qtr 3: 0; 2011 Qtr 4: 0 | 2
0 | 234085-Refrigeration -Strip Curtains for Walk-ins |  | System | Commercial | 20-RFF-Restaurant–FastFood-Refrig | 0 |  |  |  |  | 10.214 | 3.0795 | 0 | 0 | 0 | 7.1345 | 465 |  | kWh | 0.053 | 0 | Commercial | [7 empty] | 4 | 0.46 |  |  |  | 0 | 20 | 0 | 0 | 0 | 0 | 0 | 0 | 0 | 0 | 0 | 0 | 2009 Qtr 1: 0; 2009 Qtr 2: 0; 2009 Qtr 3: 0; 2009 Qtr 4: 20; 2010 Qtr 1: 0; 2010 Qtr 2: 0; 2010 Qtr 3: 0; 2010 Qtr 4: 0; 2011 Qtr 1: 0; 2011 Qtr 2: 0; 2011 Qtr 3: 0; 2011 Qtr 4: 0 | 20
0 | 234084-Refrigeration -Cooler/Freezer Door Gaskets - Solid Doors: Cooler |  | System | Commercial | 09-GRO-Grocery-REFG | 0 |  |  |  |  | 2.2498 | 4.0395 | 0 | 0 | 0 | -1.7897 | 104.55 |  | kWh | 0.01195 | 0 | Commercial | [7 empty] | 4 | 0.76 |  |  |  | 0 | 76 | 0 | 0 | 0 | 0 | 0 | 0 | 0 | 0 | 0 | 0 | 2009 Qtr 1: 0; 2009 Qtr 2: 0; 2009 Qtr 3: 0; 2009 Qtr 4: 76; 2010 Qtr 1: 0; 2010 Qtr 2: 0; 2010 Qtr 3: 0; 2010 Qtr 4: 0; 2011 Qtr 1: 0; 2011 Qtr 2: 0; 2011 Qtr 3: 0; 2011 Qtr 4: 0 | 76
0 | 234084-Refrigeration -Cooler/Freezer Door Gaskets - Solid Doors: Cooler |  | System | Commercial | 09-GRO-Grocery-REFG | 0 |  |  |  |  | 2.2498 | 4.0312 | 0 | 0 | 0 | -1.7814 | 104.55 |  | kWh | 0.01195 | 0 | Commercial | [7 empty] | 4 | 0.76 |  |  |  | 0 | 86 | 0 | 0 | 0 | 0 | 0 | 0 | 0 | 0 | 0 | 0 | 2009 Qtr 1: 0; 2009 Qtr 2: 0; 2009 Qtr 3: 0; 2009 Qtr 4: 86; 2010 Qtr 1: 0; 2010 Qtr 2: 0; 2010 Qtr 3: 0; 2010 Qtr 4: 0; 2011 Qtr 1: 0; 2011 Qtr 2: 0; 2011 Qtr 3: 0; 2011 Qtr 4: 0 | 86
0 | 234084-Refrigeration -Cooler/Freezer Door Gaskets - Solid Doors: Cooler |  | System | Commercial | 09-GRO-Grocery-REFG | 0 |  |  |  |  | 2.2498 | 4.0287 | 0 | 0 | 0 | -1.779 | 104.55 |  | kWh | 0.01195 | 0 | Commercial | [7 empty] | 4 | 0.76 |  |  |  | 0 | 32 | 0 | 0 | 0 | 0 | 0 | 0 | 0 | 0 | 0 | 0 | 2009 Qtr 1: 0; 2009 Qtr 2: 0; 2009 Qtr 3: 0; 2009 Qtr 4: 32; 2010 Qtr 1: 0; 2010 Qtr 2: 0; 2010 Qtr 3: 0; 2010 Qtr 4: 0; 2011 Qtr 1: 0; 2011 Qtr 2: 0; 2011 Qtr 3: 0; 2011 Qtr 4: 0 | 32
0 | 234330-Premium T8 with T12 40 Watt Baseline - Tr1 |  | System | Commercial | 01-ALC-AllCommercial-IntLight | 0 |  |  |  |  | 27.6532 | 13.1897 | 0 | 0 | 0 | 14.4636 | 83.5202 |  | kWh | 0.017351 | 0 | Commercial | [7 empty] | 15 | 0.78 |  |  |  | 0 | 36.3921 | 0 | 0 | 0 | 0 | 0 | 0 | 0 | 0 | 0 | 0 | 2009 Qtr 1: 0; 2009 Qtr 2: 0; 2009 Qtr 3: 0; 2009 Qtr 4: 36.3921; 2010 Qtr 1: 0; 2010 Qtr 2: 0; 2010 Qtr 3: 0; 2010 Qtr 4: 0; 2011 Qtr 1: 0; 2011 Qtr 2: 0; 2011 Qtr 3: 0; 2011 Qtr 4: 0 | 36.3921
0 | 234306-Lighting-Remove 8 Ft Lamp (De-Lamp) - Tr1 |  | System | Commercial | 23-RTL-Retail–SingleStorylarge-LIT_INT | 0 |  |  |  |  | 28.4369 | 27.4785 | 0 | 0 | 0 | 0.95836 | 366.7521 |  | kWh | 0.077777 | 0 | Commercial | [7 empty] | 15 | 0.77 |  |  |  | 0 | 3.6392 | 0 | 0 | 0 | 0 | 0 | 0 | 0 | 0 | 0 | 0 | 2009 Qtr 1: 0; 2009 Qtr 2: 0; 2009 Qtr 3: 0; 2009 Qtr 4: 3.6392; 2010 Qtr 1: 0; 2010 Qtr 2: 0; 2010 Qtr 3: 0; 2010 Qtr 4: 0; 2011 Qtr 1: 0; 2011 Qtr 2: 0; 2011 Qtr 3: 0; 2011 Qtr 4: 0 | 3.6392
0 | 234126-Refrigeration - Efficient Evap Fan Motor Electronically Commutated Motor (ECM) |  | System | Commercial | 09-GRO-Grocery-REFG | 0 |  |  |  |  | 6.7904 | 150 | 0 | 0 | 0 | -143.2096 | 116.369 |  | kWh | 0.015845 | -0.11528 | Commercial |  | Annual | [5 empty] | 15 | 0.7 |  |  |  | 0 | 10 | 0 | 0 | 0 | 0 | 0 | 0 | 0 | 0 | 0 | 0 | 2009 Qtr 1: 0; 2009 Qtr 2: 0; 2009 Qtr 3: 0; 2009 Qtr 4: 10; 2010 Qtr 1: 0; 2010 Qtr 2: 0; 2010 Qtr 3: 0; 2010 Qtr 4: 0; 2011 Qtr 1: 0; 2011 Qtr 2: 0; 2011 Qtr 3: 0; 2011 Qtr 4: 0 | 10
0 | 234126-Refrigeration - Efficient Evap Fan Motor Electronically Commutated Motor (ECM) |  | System | Commercial | 09-GRO-Grocery-REFG | 0 |  |  |  |  | 6.7904 | 150 | 0 | 0 | 0 | -143.2096 | 116.369 |  | kWh | 0.015845 | -0.11528 | Commercial |  | Annual | [5 empty] | 15 | 0.7 |  |  |  | 0 | 12 | 0 | 0 | 0 | 0 | 0 | 0 | 0 | 0 | 0 | 0 | 2009 Qtr 1: 0; 2009 Qtr 2: 0; 2009 Qtr 3: 0; 2009 Qtr 4: 12; 2010 Qtr 1: 0; 2010 Qtr 2: 0; 2010 Qtr 3: 0; 2010 Qtr 4: 0; 2011 Qtr 1: 0; 2011 Qtr 2: 0; 2011 Qtr 3: 0; 2011 Qtr 4: 0 | 12
0 | 234126-Refrigeration - Efficient Evap Fan Motor Electronically Commutated Motor (ECM) |  | System | Commercial | 09-GRO-Grocery-REFG | 0 |  |  |  |  | 6.7904 | 150 | 0 | 0 | 0 | -143.2096 | 116.369 |  | kWh | 0.015845 | -0.11528 | Commercial |  | Annual | [5 empty] | 15 | 0.7 |  |  |  | 0 | 10 | 0 | 0 | 0 | 0 | 0 | 0 | 0 | 0 | 0 | 0 | 2009 Qtr 1: 0; 2009 Qtr 2: 0; 2009 Qtr 3: 0; 2009 Qtr 4: 10; 2010 Qtr 1: 0; 2010 Qtr 2: 0; 2010 Qtr 3: 0; 2010 Qtr 4: 0; 2011 Qtr 1: 0; 2011 Qtr 2: 0; 2011 Qtr 3: 0; 2011 Qtr 4: 0 | 10
0 | 234330-Premium T8 with T12 40 Watt Baseline - Tr1 |  | System | Commercial | 01-ALC-AllCommercial-IntLight | 0 |  |  |  |  | 27.6532 | 13.1897 | 0 | 0 | 0 | 14.4636 | 83.5202 |  | kWh | 0.017351 | 0 | Commercial | [7 empty] | 15 | 0.78 |  |  |  | 0 | 32.7529 | 0 | 0 | 0 | 0 | 0 | 0 | 0 | 0 | 0 | 0 | 2009 Qtr 1: 0; 2009 Qtr 2: 0; 2009 Qtr 3: 0; 2009 Qtr 4: 32.7529; 2010 Qtr 1: 0; 2010 Qtr 2: 0; 2010 Qtr 3: 0; 2010 Qtr 4: 0; 2011 Qtr 1: 0; 2011 Qtr 2: 0; 2011 Qtr 3: 0; 2011 Qtr 4: 0 | 32.7529
0 | 234303-Lighting-Remove 4 Ft Lamp (De-Lamp) - Tr1 |  | System | Commercial | [6 empty] | 12.3596 | 16.4871 | 0 | 0 | 0 | -4.1275 | 137.2559 |  | 0 | 0.026384 | -2.5676 | Commercial |  | Winter Only | [5 empty] | 15 | 0.77 |  |  |  | 0 | 1.8196 | 0 | 0 | 0 | 0 | 0 | 0 | 0 | 0 | 0 | 0 | 2009 Qtr 1: 0; 2009 Qtr 2: 0; 2009 Qtr 3: 0; 2009 Qtr 4: 1.8196; 2010 Qtr 1: 0; 2010 Qtr 2: 0; 2010 Qtr 3: 0; 2010 Qtr 4: 0; 2011 Qtr 1: 0; 2011 Qtr 2: 0; 2011 Qtr 3: 0; 2011 Qtr 4: 0 | 1.8196
0 | 234330-Premium T8 with T12 40 Watt Baseline - Tr1 |  | System | Commercial | 01-ALC-AllCommercial-IntLight | 0 |  |  |  |  | 27.6532 | 13.1897 | 0 | 0 | 0 | 14.4636 | 83.5202 |  | kWh | 0.017351 | 0 | Commercial | [7 empty] | 15 | 0.78 |  |  |  | 0 | 78.243 | 0 | 0 | 0 | 0 | 0 | 0 | 0 | 0 | 0 | 0 | 2009 Qtr 1: 0; 2009 Qtr 2: 0; 2009 Qtr 3: 0; 2009 Qtr 4: 78.243; 2010 Qtr 1: 0; 2010 Qtr 2: 0; 2010 Qtr 3: 0; 2010 Qtr 4: 0; 2011 Qtr 1: 0; 2011 Qtr 2: 0; 2011 Qtr 3: 0; 2011 Qtr 4: 0 | 78.243
0 | 234303-Lighting-Remove 4 Ft Lamp (De-Lamp) - Tr1 |  | System | Commercial | [6 empty] | 12.3596 | 16.4871 | 0 | 0 | 0 | -4.1275 | 137.2559 |  | 0 | 0.026384 | -2.5676 | Commercial |  | Winter Only | [5 empty] | 15 | 0.77 |  |  |  | 0 | 74.6038 | 0 | 0 | 0 | 0 | 0 | 0 | 0 | 0 | 0 | 0 | 2009 Qtr 1: 0; 2009 Qtr 2: 0; 2009 Qtr 3: 0; 2009 Qtr 4: 74.6038; 2010 Qtr 1: 0; 2010 Qtr 2: 0; 2010 Qtr 3: 0; 2010 Qtr 4: 0; 2011 Qtr 1: 0; 2011 Qtr 2: 0; 2011 Qtr 3: 0; 2011 Qtr 4: 0 | 74.6038
0 | 234330-Premium T8 with T12 40 Watt Baseline - Tr1 |  | System | Commercial | 01-ALC-AllCommercial-IntLight | 0 |  |  |  |  | 27.6532 | 13.1897 | 0 | 0 | 0 | 14.4636 | 83.5202 |  | kWh | 0.017351 | 0 | Commercial | [7 empty] | 15 | 0.78 |  |  |  | 0 | 21.8353 | 0 | 0 | 0 | 0 | 0 | 0 | 0 | 0 | 0 | 0 | 2009 Qtr 1: 0; 2009 Qtr 2: 0; 2009 Qtr 3: 0; 2009 Qtr 4: 21.8353; 2010 Qtr 1: 0; 2010 Qtr 2: 0; 2010 Qtr 3: 0; 2010 Qtr 4: 0; 2011 Qtr 1: 0; 2011 Qtr 2: 0; 2011 Qtr 3: 0; 2011 Qtr 4: 0 | 21.8353
0 | 234303-Lighting-Remove 4 Ft Lamp (De-Lamp) - Tr1 |  | System | Commercial | [6 empty] | 12.3596 | 16.4871 | 0 | 0 | 0 | -4.1275 | 137.2559 |  | 0 | 0.026384 | -2.5676 | Commercial |  | Winter Only | [5 empty] | 15 | 0.77 |  |  |  | 0 | 20.0156 | 0 | 0 | 0 | 0 | 0 | 0 | 0 | 0 | 0 | 0 | 2009 Qtr 1: 0; 2009 Qtr 2: 0; 2009 Qtr 3: 0; 2009 Qtr 4: 20.0156; 2010 Qtr 1: 0; 2010 Qtr 2: 0; 2010 Qtr 3: 0; 2010 Qtr 4: 0; 2011 Qtr 1: 0; 2011 Qtr 2: 0; 2011 Qtr 3: 0; 2011 Qtr 4: 0 | 20.0156
0 | 234330-Premium T8 with T12 40 Watt Baseline - Tr1 |  | System | Commercial | 01-ALC-AllCommercial-IntLight | 0 |  |  |  |  | 27.6532 | 13.1897 | 0 | 0 | 0 | 14.4636 | 83.5202 |  | kWh | 0.017351 | 0 | Commercial | [7 empty] | 15 | 0.78 |  |  |  | 0 | 18.196 | 0 | 0 | 0 | 0 | 0 | 0 | 0 | 0 | 0 | 0 | 2009 Qtr 1: 0; 2009 Qtr 2: 0; 2009 Qtr 3: 0; 2009 Qtr 4: 18.196; 2010 Qtr 1: 0; 2010 Qtr 2: 0; 2010 Qtr 3: 0; 2010 Qtr 4: 0; 2011 Qtr 1: 0; 2011 Qtr 2: 0; 2011 Qtr 3: 0; 2011 Qtr 4: 0 | 18.196
0 | 234303-Lighting-Remove 4 Ft Lamp (De-Lamp) - Tr1 |  | System | Commercial | [6 empty] | 12.3596 | 16.4871 | 0 | 0 | 0 | -4.1275 | 137.2559 |  | 0 | 0.026384 | -2.5676 | Commercial |  | Winter Only | [5 empty] | 15 | 0.77 |  |  |  | 0 | 16.3764 | 0 | 0 | 0 | 0 | 0 | 0 | 0 | 0 | 0 | 0 | 2009 Qtr 1: 0; 2009 Qtr 2: 0; 2009 Qtr 3: 0; 2009 Qtr 4: 16.3764; 2010 Qtr 1: 0; 2010 Qtr 2: 0; 2010 Qtr 3: 0; 2010 Qtr 4: 0; 2011 Qtr 1: 0; 2011 Qtr 2: 0; 2011 Qtr 3: 0; 2011 Qtr 4: 0 | 16.3764
0 | 234330-Premium T8 with T12 40 Watt Baseline - Tr1 |  | System | Commercial | 01-ALC-AllCommercial-IntLight | 0 |  |  |  |  | 27.6532 | 13.1897 | 0 | 0 | 0 | 14.4636 | 83.5202 |  | kWh | 0.017351 | 0 | Commercial | [7 empty] | 15 | 0.78 |  |  |  | 0 | 73.694 | 0 | 0 | 0 | 0 | 0 | 0 | 0 | 0 | 0 | 0 | 2009 Qtr 1: 0; 2009 Qtr 2: 0; 2009 Qtr 3: 0; 2009 Qtr 4: 73.694; 2010 Qtr 1: 0; 2010 Qtr 2: 0; 2010 Qtr 3: 0; 2010 Qtr 4: 0; 2011 Qtr 1: 0; 2011 Qtr 2: 0; 2011 Qtr 3: 0; 2011 Qtr 4: 0 | 73.694
0 | 234303-Lighting-Remove 4 Ft Lamp (De-Lamp) - Tr1 |  | System | Commercial | [6 empty] | 12.3596 | 16.4871 | 0 | 0 | 0 | -4.1275 | 137.2559 |  | 0 | 0.026384 | -2.5676 | Commercial |  | Winter Only | [5 empty] | 15 | 0.77 |  |  |  | 0 | 69.145 | 0 | 0 | 0 | 0 | 0 | 0 | 0 | 0 | 0 | 0 | 2009 Qtr 1: 0; 2009 Qtr 2: 0; 2009 Qtr 3: 0; 2009 Qtr 4: 69.145; 2010 Qtr 1: 0; 2010 Qtr 2: 0; 2010 Qtr 3: 0; 2010 Qtr 4: 0; 2011 Qtr 1: 0; 2011 Qtr 2: 0; 2011 Qtr 3: 0; 2011 Qtr 4: 0 | 69.145
0 | 234330-Premium T8 with T12 40 Watt Baseline - Tr1 |  | System | Commercial | 01-ALC-AllCommercial-IntLight | 0 |  |  |  |  | 27.6532 | 13.1897 | 0 | 0 | 0 | 14.4636 | 83.5202 |  | kWh | 0.017351 | 0 | Commercial | [7 empty] | 15 | 0.78 |  |  |  | 0 | 28.2039 | 0 | 0 | 0 | 0 | 0 | 0 | 0 | 0 | 0 | 0 | 2009 Qtr 1: 0; 2009 Qtr 2: 0; 2009 Qtr 3: 0; 2009 Qtr 4: 28.2039; 2010 Qtr 1: 0; 2010 Qtr 2: 0; 2010 Qtr 3: 0; 2010 Qtr 4: 0; 2011 Qtr 1: 0; 2011 Qtr 2: 0; 2011 Qtr 3: 0; 2011 Qtr 4: 0 | 28.2039
0 | 234303-Lighting-Remove 4 Ft Lamp (De-Lamp) - Tr1 |  | System | Commercial | [6 empty] | 12.3596 | 16.4871 | 0 | 0 | 0 | -4.1275 | 137.2559 |  | 0 | 0.026384 | -2.5676 | Commercial |  | Winter Only | [5 empty] | 15 | 0.77 |  |  |  | 0 | 21.8353 | 0 | 0 | 0 | 0 | 0 | 0 | 0 | 0 | 0 | 0 | 2009 Qtr 1: 0; 2009 Qtr 2: 0; 2009 Qtr 3: 0; 2009 Qtr 4: 21.8353; 2010 Qtr 1: 0; 2010 Qtr 2: 0; 2010 Qtr 3: 0; 2010 Qtr 4: 0; 2011 Qtr 1: 0; 2011 Qtr 2: 0; 2011 Qtr 3: 0; 2011 Qtr 4: 0 | 21.8353
0 | 234084-Refrigeration -Cooler/Freezer Door Gaskets - Solid Doors: Cooler |  | System | Commercial | 09-GRO-Grocery-REFG | 0 |  |  |  |  | 2.2498 | 4.0135 | 0 | 0 | 0 | -1.7637 | 104.55 |  | kWh | 0.01195 | 0 | Commercial | [7 empty] | 4 | 0.76 |  |  |  | 0 | 86 | 0 | 0 | 0 | 0 | 0 | 0 | 0 | 0 | 0 | 0 | 2009 Qtr 1: 0; 2009 Qtr 2: 0; 2009 Qtr 3: 86; 2009 Qtr 4: 0; 2010 Qtr 1: 0; 2010 Qtr 2: 0; 2010 Qtr 3: 0; 2010 Qtr 4: 0; 2011 Qtr 1: 0; 2011 Qtr 2: 0; 2011 Qtr 3: 0; 2011 Qtr 4: 0 | 86
0 | 234116-Refrigeration -Cooler/Freezer Door Gaskets - Solid Doors: Freezer |  | System | Commercial | 09-GRO-Grocery-REFG | 0 |  |  |  |  | 3.9975 | 4.0976 | 0 | 0 | 0 | -0.10012 | 104.55 |  | kWh | 0.01195 | 0 | Commercial | [7 empty] | 4 | 0.76 |  |  |  | 0 | 34 | 0 | 0 | 0 | 0 | 0 | 0 | 0 | 0 | 0 | 0 | 2009 Qtr 1: 0; 2009 Qtr 2: 0; 2009 Qtr 3: 34; 2009 Qtr 4: 0; 2010 Qtr 1: 0; 2010 Qtr 2: 0; 2010 Qtr 3: 0; 2010 Qtr 4: 0; 2011 Qtr 1: 0; 2011 Qtr 2: 0; 2011 Qtr 3: 0; 2011 Qtr 4: 0 | 34
0 | 234084-Refrigeration -Cooler/Freezer Door Gaskets - Solid Doors: Cooler |  | System | Commercial | 09-GRO-Grocery-REFG | 0 |  |  |  |  | 2.2498 | 4.045 | 0 | 0 | 0 | -1.7952 | 104.55 |  | kWh | 0.01195 | 0 | Commercial | [7 empty] | 4 | 0.76 |  |  |  | 0 | 16 | 0 | 0 | 0 | 0 | 0 | 0 | 0 | 0 | 0 | 0 | 2009 Qtr 1: 0; 2009 Qtr 2: 0; 2009 Qtr 3: 16; 2009 Qtr 4: 0; 2010 Qtr 1: 0; 2010 Qtr 2: 0; 2010 Qtr 3: 0; 2010 Qtr 4: 0; 2011 Qtr 1: 0; 2011 Qtr 2: 0; 2011 Qtr 3: 0; 2011 Qtr 4: 0 | 16
0 | 234084-Refrigeration -Cooler/Freezer Door Gaskets - Solid Doors: Cooler |  | System | Commercial | 09-GRO-Grocery-REFG | 0 |  |  |  |  | 2.2498 | 4.264 | 0 | 0 | 0 | -2.0142 | 104.55 |  | kWh | 0.01195 | 0 | Commercial | [7 empty] | 4 | 0.76 |  |  |  | 0 | 15 | 0 | 0 | 0 | 0 | 0 | 0 | 0 | 0 | 0 | 0 | 2009 Qtr 1: 0; 2009 Qtr 2: 0; 2009 Qtr 3: 15; 2009 Qtr 4: 0; 2010 Qtr 1: 0; 2010 Qtr 2: 0; 2010 Qtr 3: 0; 2010 Qtr 4: 0; 2011 Qtr 1: 0; 2011 Qtr 2: 0; 2011 Qtr 3: 0; 2011 Qtr 4: 0 | 15
0 | 234084-Refrigeration -Cooler/Freezer Door Gaskets - Solid Doors: Cooler |  | System | Commercial | 09-GRO-Grocery-REFG | 0 |  |  |  |  | 2.2498 | 4.216 | 0 | 0 | 0 | -1.9662 | 104.55 |  | kWh | 0.01195 | 0 | Commercial | [7 empty] | 4 | 0.76 |  |  |  | 0 | 15 | 0 | 0 | 0 | 0 | 0 | 0 | 0 | 0 | 0 | 0 | 2009 Qtr 1: 0; 2009 Qtr 2: 0; 2009 Qtr 3: 15; 2009 Qtr 4: 0; 2010 Qtr 1: 0; 2010 Qtr 2: 0; 2010 Qtr 3: 0; 2010 Qtr 4: 0; 2011 Qtr 1: 0; 2011 Qtr 2: 0; 2011 Qtr 3: 0; 2011 Qtr 4: 0 | 15
0 | 234085-Refrigeration -Strip Curtains for Walk-ins |  | System | Commercial | 20-RFF-Restaurant–FastFood-Refrig | 0 |  |  |  |  | 10.214 | 3.0682 | 0 | 0 | 0 | 7.1458 | 465 |  | kWh | 0.053 | 0 | Commercial | [7 empty] | 4 | 0.46 |  |  |  | 0 | 22 | 0 | 0 | 0 | 0 | 0 | 0 | 0 | 0 | 0 | 0 | 2009 Qtr 1: 0; 2009 Qtr 2: 0; 2009 Qtr 3: 22; 2009 Qtr 4: 0; 2010 Qtr 1: 0; 2010 Qtr 2: 0; 2010 Qtr 3: 0; 2010 Qtr 4: 0; 2011 Qtr 1: 0; 2011 Qtr 2: 0; 2011 Qtr 3: 0; 2011 Qtr 4: 0 | 22
0 | 234084-Refrigeration -Cooler/Freezer Door Gaskets - Solid Doors: Cooler |  | System | Commercial | 09-GRO-Grocery-REFG | 0 |  |  |  |  | 2.2498 | 4.2587 | 0 | 0 | 0 | -2.0089 | 104.55 |  | kWh | 0.01195 | 0 | Commercial | [7 empty] | 4 | 0.76 |  |  |  | 0 | 15 | 0 | 0 | 0 | 0 | 0 | 0 | 0 | 0 | 0 | 0 | 2009 Qtr 1: 0; 2009 Qtr 2: 0; 2009 Qtr 3: 15; 2009 Qtr 4: 0; 2010 Qtr 1: 0; 2010 Qtr 2: 0; 2010 Qtr 3: 0; 2010 Qtr 4: 0; 2011 Qtr 1: 0; 2011 Qtr 2: 0; 2011 Qtr 3: 0; 2011 Qtr 4: 0 | 15
0 | 234116-Refrigeration -Cooler/Freezer Door Gaskets - Solid Doors: Freezer |  | System | Commercial | 09-GRO-Grocery-REFG | 0 |  |  |  |  | 3.9975 | 4.192 | 0 | 0 | 0 | -0.19448 | 104.55 |  | kWh | 0.01195 | 0 | Commercial | [7 empty] | 4 | 0.76 |  |  |  | 0 | 15 | 0 | 0 | 0 | 0 | 0 | 0 | 0 | 0 | 0 | 0 | 2009 Qtr 1: 0; 2009 Qtr 2: 0; 2009 Qtr 3: 15; 2009 Qtr 4: 0; 2010 Qtr 1: 0; 2010 Qtr 2: 0; 2010 Qtr 3: 0; 2010 Qtr 4: 0; 2011 Qtr 1: 0; 2011 Qtr 2: 0; 2011 Qtr 3: 0; 2011 Qtr 4: 0 | 15
0 | 234067-Refrigeration - Food Service -Auto Closer for Main Cooler Doors |  | System | Commercial | 09-GRO-Grocery-REFG | 0 |  |  |  |  | 382.5103 | 103 | 0 | 0 | 0 | 279.5103 | 1075.009 |  | kWh | 0.20794 | -0.053375 | Commercial |  | Annual | [5 empty] | 8 | 0.7 |  |  |  | 0 | 1 | 0 | 0 | 0 | 0 | 0 | 0 | 0 | 0 | 0 | 0 | 2009 Qtr 1: 0; 2009 Qtr 2: 0; 2009 Qtr 3: 1; 2009 Qtr 4: 0; 2010 Qtr 1: 0; 2010 Qtr 2: 0; 2010 Qtr 3: 0; 2010 Qtr 4: 0; 2011 Qtr 1: 0; 2011 Qtr 2: 0; 2011 Qtr 3: 0; 2011 Qtr 4: 0 | 1
0 | 234084-Refrigeration -Cooler/Freezer Door Gaskets - Solid Doors: Cooler |  | System | Commercial | 09-GRO-Grocery-REFG | 0 |  |  |  |  | 2.2498 | 4.0864 | 0 | 0 | 0 | -1.8366 | 104.55 |  | kWh | 0.01195 | 0 | Commercial | [7 empty] | 4 | 0.76 |  |  |  | 0 | 25 | 0 | 0 | 0 | 0 | 0 | 0 | 0 | 0 | 0 | 0 | 2009 Qtr 1: 0; 2009 Qtr 2: 0; 2009 Qtr 3: 25; 2009 Qtr 4: 0; 2010 Qtr 1: 0; 2010 Qtr 2: 0; 2010 Qtr 3: 0; 2010 Qtr 4: 0; 2011 Qtr 1: 0; 2011 Qtr 2: 0; 2011 Qtr 3: 0; 2011 Qtr 4: 0 | 25
0 | 234116-Refrigeration -Cooler/Freezer Door Gaskets - Solid Doors: Freezer |  | System | Commercial | 09-GRO-Grocery-REFG | 0 |  |  |  |  | 3.9975 | 4.0875 | 0 | 0 | 0 | -0.089976 | 104.55 |  | kWh | 0.01195 | 0 | Commercial | [7 empty] | 4 | 0.76 |  |  |  | 0 | 16 | 0 | 0 | 0 | 0 | 0 | 0 | 0 | 0 | 0 | 0 | 2009 Qtr 1: 0; 2009 Qtr 2: 0; 2009 Qtr 3: 16; 2009 Qtr 4: 0; 2010 Qtr 1: 0; 2010 Qtr 2: 0; 2010 Qtr 3: 0; 2010 Qtr 4: 0; 2011 Qtr 1: 0; 2011 Qtr 2: 0; 2011 Qtr 3: 0; 2011 Qtr 4: 0 | 16
0 | 234084-Refrigeration -Cooler/Freezer Door Gaskets - Solid Doors: Cooler |  | System | Commercial | 09-GRO-Grocery-REFG | 0 |  |  |  |  | 2.2498 | 4.0141 | 0 | 0 | 0 | -1.7643 | 104.55 |  | kWh | 0.01195 | 0 | Commercial | [7 empty] | 4 | 0.76 |  |  |  | 0 | 37 | 0 | 0 | 0 | 0 | 0 | 0 | 0 | 0 | 0 | 0 | 2009 Qtr 1: 0; 2009 Qtr 2: 0; 2009 Qtr 3: 0; 2009 Qtr 4: 37; 2010 Qtr 1: 0; 2010 Qtr 2: 0; 2010 Qtr 3: 0; 2010 Qtr 4: 0; 2011 Qtr 1: 0; 2011 Qtr 2: 0; 2011 Qtr 3: 0; 2011 Qtr 4: 0 | 37
0 | 234084-Refrigeration -Cooler/Freezer Door Gaskets - Solid Doors: Cooler |  | System | Commercial | 09-GRO-Grocery-REFG | 0 |  |  |  |  | 2.2498 | 4.0108 | 0 | 0 | 0 | -1.761 | 104.55 |  | kWh | 0.01195 | 0 | Commercial | [7 empty] | 4 | 0.76 |  |  |  | 0 | 107 | 0 | 0 | 0 | 0 | 0 | 0 | 0 | 0 | 0 | 0 | 2009 Qtr 1: 0; 2009 Qtr 2: 0; 2009 Qtr 3: 0; 2009 Qtr 4: 107; 2010 Qtr 1: 0; 2010 Qtr 2: 0; 2010 Qtr 3: 0; 2010 Qtr 4: 0; 2011 Qtr 1: 0; 2011 Qtr 2: 0; 2011 Qtr 3: 0; 2011 Qtr 4: 0 | 107
0 | 234084-Refrigeration -Cooler/Freezer Door Gaskets - Solid Doors: Cooler |  | System | Commercial | 09-GRO-Grocery-REFG | 0 |  |  |  |  | 2.2498 | 4 | 0 | 0 | 0 | -1.7502 | 104.55 |  | kWh | 0.01195 | 0 | Commercial | [7 empty] | 4 | 0.76 |  |  |  | 0 | 46 | 0 | 0 | 0 | 0 | 0 | 0 | 0 | 0 | 0 | 0 | 2009 Qtr 1: 0; 2009 Qtr 2: 0; 2009 Qtr 3: 0; 2009 Qtr 4: 46; 2010 Qtr 1: 0; 2010 Qtr 2: 0; 2010 Qtr 3: 0; 2010 Qtr 4: 0; 2011 Qtr 1: 0; 2011 Qtr 2: 0; 2011 Qtr 3: 0; 2011 Qtr 4: 0 | 46
0 | 234303-Lighting-Remove 4 Ft Lamp (De-Lamp) - Tr1 |  | System | Commercial | [6 empty] | 12.3596 | 16.4871 | 0 | 0 | 0 | -4.1275 | 137.2559 |  | 0 | 0.026384 | -2.5676 | Commercial |  | Winter Only | [5 empty] | 15 | 0.77 |  |  |  | 0 | 18.196 | 0 | 0 | 0 | 0 | 0 | 0 | 0 | 0 | 0 | 0 | 2009 Qtr 1: 0; 2009 Qtr 2: 0; 2009 Qtr 3: 0; 2009 Qtr 4: 18.196; 2010 Qtr 1: 0; 2010 Qtr 2: 0; 2010 Qtr 3: 0; 2010 Qtr 4: 0; 2011 Qtr 1: 0; 2011 Qtr 2: 0; 2011 Qtr 3: 0; 2011 Qtr 4: 0 | 18.196
0 | 234330-Premium T8 with T12 40 Watt Baseline - Tr1 |  | System | Commercial | 01-ALC-AllCommercial-IntLight | 0 |  |  |  |  | 27.6532 | 13.1897 | 0 | 0 | 0 | 14.4636 | 83.5202 |  | kWh | 0.017351 | 0 | Commercial | [7 empty] | 15 | 0.78 |  |  |  | 0 | 18.196 | 0 | 0 | 0 | 0 | 0 | 0 | 0 | 0 | 0 | 0 | 2009 Qtr 1: 0; 2009 Qtr 2: 0; 2009 Qtr 3: 0; 2009 Qtr 4: 18.196; 2010 Qtr 1: 0; 2010 Qtr 2: 0; 2010 Qtr 3: 0; 2010 Qtr 4: 0; 2011 Qtr 1: 0; 2011 Qtr 2: 0; 2011 Qtr 3: 0; 2011 Qtr 4: 0 | 18.196
0 | 234084-Refrigeration -Cooler/Freezer Door Gaskets - Solid Doors: Cooler |  | System | Commercial | 09-GRO-Grocery-REFG | 0 |  |  |  |  | 2.2498 | 4.0167 | 0 | 0 | 0 | -1.7669 | 104.55 |  | kWh | 0.01195 | 0 | Commercial | [7 empty] | 4 | 0.76 |  |  |  | 0 | 110 | 0 | 0 | 0 | 0 | 0 | 0 | 0 | 0 | 0 | 0 | 2009 Qtr 1: 0; 2009 Qtr 2: 0; 2009 Qtr 3: 0; 2009 Qtr 4: 110; 2010 Qtr 1: 0; 2010 Qtr 2: 0; 2010 Qtr 3: 0; 2010 Qtr 4: 0; 2011 Qtr 1: 0; 2011 Qtr 2: 0; 2011 Qtr 3: 0; 2011 Qtr 4: 0 | 110
0 | 234085-Refrigeration -Strip Curtains for Walk-ins |  | System | Commercial | 20-RFF-Restaurant–FastFood-Refrig | 0 |  |  |  |  | 10.214 | 3.0079 | 0 | 0 | 0 | 7.2061 | 465 |  | kWh | 0.053 | 0 | Commercial | [7 empty] | 4 | 0.46 |  |  |  | 0 | 19 | 0 | 0 | 0 | 0 | 0 | 0 | 0 | 0 | 0 | 0 | 2009 Qtr 1: 0; 2009 Qtr 2: 0; 2009 Qtr 3: 0; 2009 Qtr 4: 19; 2010 Qtr 1: 0; 2010 Qtr 2: 0; 2010 Qtr 3: 0; 2010 Qtr 4: 0; 2011 Qtr 1: 0; 2011 Qtr 2: 0; 2011 Qtr 3: 0; 2011 Qtr 4: 0 | 19
0 | 234084-Refrigeration -Cooler/Freezer Door Gaskets - Solid Doors: Cooler |  | System | Commercial | 09-GRO-Grocery-REFG | 0 |  |  |  |  | 2.2498 | 4.049 | 0 | 0 | 0 | -1.7992 | 104.55 |  | kWh | 0.01195 | 0 | Commercial | [7 empty] | 4 | 0.76 |  |  |  | 0 | 31 | 0 | 0 | 0 | 0 | 0 | 0 | 0 | 0 | 0 | 0 | 2009 Qtr 1: 0; 2009 Qtr 2: 0; 2009 Qtr 3: 0; 2009 Qtr 4: 31; 2010 Qtr 1: 0; 2010 Qtr 2: 0; 2010 Qtr 3: 0; 2010 Qtr 4: 0; 2011 Qtr 1: 0; 2011 Qtr 2: 0; 2011 Qtr 3: 0; 2011 Qtr 4: 0 | 31
0 | 234116-Refrigeration -Cooler/Freezer Door Gaskets - Solid Doors: Freezer |  | System | Commercial | 09-GRO-Grocery-REFG | 0 |  |  |  |  | 3.9975 | 4.029 | 0 | 0 | 0 | -0.031442 | 104.55 |  | kWh | 0.01195 | 0 | Commercial | [7 empty] | 4 | 0.76 |  |  |  | 0 | 29 | 0 | 0 | 0 | 0 | 0 | 0 | 0 | 0 | 0 | 0 | 2009 Qtr 1: 0; 2009 Qtr 2: 0; 2009 Qtr 3: 0; 2009 Qtr 4: 29; 2010 Qtr 1: 0; 2010 Qtr 2: 0; 2010 Qtr 3: 0; 2010 Qtr 4: 0; 2011 Qtr 1: 0; 2011 Qtr 2: 0; 2011 Qtr 3: 0; 2011 Qtr 4: 0 | 29
0 | 234067-Refrigeration - Food Service -Auto Closer for Main Cooler Doors |  | System | Commercial | 09-GRO-Grocery-REFG | 0 |  |  |  |  | 382.5103 | 103 | 0 | 0 | 0 | 279.5103 | 1075.009 |  | kWh | 0.20794 | -0.053375 | Commercial |  | Annual | [5 empty] | 8 | 0.7 |  |  |  | 0 | 1 | 0 | 0 | 0 | 0 | 0 | 0 | 0 | 0 | 0 | 0 | 2009 Qtr 1: 0; 2009 Qtr 2: 0; 2009 Qtr 3: 0; 2009 Qtr 4: 1; 2010 Qtr 1: 0; 2010 Qtr 2: 0; 2010 Qtr 3: 0; 2010 Qtr 4: 0; 2011 Qtr 1: 0; 2011 Qtr 2: 0; 2011 Qtr 3: 0; 2011 Qtr 4: 0 | 1
0 | 234068-Refrigeration - Food Service -Auto Closer for Main Freezer Doors |  | System | Commercial | 09-GRO-Grocery-REFG | 0 |  |  |  |  | 372.7723 | 0 | 0 | 0 | 0 | 372.7723 | 0 |  | kWh | 0 | 0 | Commercial |  | Annual | [5 empty] | 8 | 0.7 |  |  |  | 0 | 1 | 0 | 0 | 0 | 0 | 0 | 0 | 0 | 0 | 0 | 0 | 2009 Qtr 1: 0; 2009 Qtr 2: 0; 2009 Qtr 3: 0; 2009 Qtr 4: 1; 2010 Qtr 1: 0; 2010 Qtr 2: 0; 2010 Qtr 3: 0; 2010 Qtr 4: 0; 2011 Qtr 1: 0; 2011 Qtr 2: 0; 2011 Qtr 3: 0; 2011 Qtr 4: 0 | 1
0 | 234085-Refrigeration -Strip Curtains for Walk-ins |  | System | Commercial | 20-RFF-Restaurant–FastFood-Refrig | 0 |  |  |  |  | 10.214 | 3.1125 | 0 | 0 | 0 | 7.1015 | 465 |  | kWh | 0.053 | 0 | Commercial | [7 empty] | 4 | 0.46 |  |  |  | 0 | 20 | 0 | 0 | 0 | 0 | 0 | 0 | 0 | 0 | 0 | 0 | 2009 Qtr 1: 0; 2009 Qtr 2: 0; 2009 Qtr 3: 0; 2009 Qtr 4: 20; 2010 Qtr 1: 0; 2010 Qtr 2: 0; 2010 Qtr 3: 0; 2010 Qtr 4: 0; 2011 Qtr 1: 0; 2011 Qtr 2: 0; 2011 Qtr 3: 0; 2011 Qtr 4: 0 | 20
0 | 234084-Refrigeration -Cooler/Freezer Door Gaskets - Solid Doors: Cooler |  | System | Commercial | 09-GRO-Grocery-REFG | 0 |  |  |  |  | 2.2498 | 4.1269 | 0 | 0 | 0 | -1.8771 | 104.55 |  | kWh | 0.01195 | 0 | Commercial | [7 empty] | 4 | 0.76 |  |  |  | 0 | 29 | 0 | 0 | 0 | 0 | 0 | 0 | 0 | 0 | 0 | 0 | 2009 Qtr 1: 0; 2009 Qtr 2: 0; 2009 Qtr 3: 0; 2009 Qtr 4: 29; 2010 Qtr 1: 0; 2010 Qtr 2: 0; 2010 Qtr 3: 0; 2010 Qtr 4: 0; 2011 Qtr 1: 0; 2011 Qtr 2: 0; 2011 Qtr 3: 0; 2011 Qtr 4: 0 | 29
0 | 234332-Premium T8 with T12 40 Watt Baseline - Tr3 |  | System | Commercial | 01-ALC-AllCommercial-IntLight | 0 |  |  |  |  | 13.9591 | 7.1444 | 0 | 0 | 0 | 6.8147 | 44.0947 |  | kWh | 0.016509 | 0 | Commercial | [7 empty] | 15 | 0.78 |  |  |  | 0 | 14.5568 | 0 | 0 | 0 | 0 | 0 | 0 | 0 | 0 | 0 | 0 | 2009 Qtr 1: 0; 2009 Qtr 2: 0; 2009 Qtr 3: 14.5568; 2009 Qtr 4: 0; 2010 Qtr 1: 0; 2010 Qtr 2: 0; 2010 Qtr 3: 0; 2010 Qtr 4: 0; 2011 Qtr 1: 0; 2011 Qtr 2: 0; 2011 Qtr 3: 0; 2011 Qtr 4: 0 | 14.5568
0 | 234116-Refrigeration -Cooler/Freezer Door Gaskets - Solid Doors: Freezer |  | System | Commercial | 09-GRO-Grocery-REFG | 0 |  |  |  |  | 3.9975 | 4.128 | 0 | 0 | 0 | -0.13048 | 104.55 |  | kWh | 0.01195 | 0 | Commercial | [7 empty] | 4 | 0.76 |  |  |  | 0 | 15 | 0 | 0 | 0 | 0 | 0 | 0 | 0 | 0 | 0 | 0 | 2009 Qtr 1: 0; 2009 Qtr 2: 0; 2009 Qtr 3: 0; 2009 Qtr 4: 15; 2010 Qtr 1: 0; 2010 Qtr 2: 0; 2010 Qtr 3: 0; 2010 Qtr 4: 0; 2011 Qtr 1: 0; 2011 Qtr 2: 0; 2011 Qtr 3: 0; 2011 Qtr 4: 0 | 15
0 | 234085-Refrigeration -Strip Curtains for Walk-ins |  | System | Commercial | 20-RFF-Restaurant–FastFood-Refrig | 0 |  |  |  |  | 10.214 | 3 | 0 | 0 | 0 | 7.214 | 465 |  | kWh | 0.053 | 0 | Commercial | [7 empty] | 4 | 0.46 |  |  |  | 0 | 41 | 0 | 0 | 0 | 0 | 0 | 0 | 0 | 0 | 0 | 0 | 2009 Qtr 1: 0; 2009 Qtr 2: 0; 2009 Qtr 3: 0; 2009 Qtr 4: 41; 2010 Qtr 1: 0; 2010 Qtr 2: 0; 2010 Qtr 3: 0; 2010 Qtr 4: 0; 2011 Qtr 1: 0; 2011 Qtr 2: 0; 2011 Qtr 3: 0; 2011 Qtr 4: 0 | 41
0 | 234084-Refrigeration -Cooler/Freezer Door Gaskets - Solid Doors: Cooler |  | System | Commercial | 09-GRO-Grocery-REFG | 0 |  |  |  |  | 2.2498 | 4.0295 | 0 | 0 | 0 | -1.7797 | 104.55 |  | kWh | 0.01195 | 0 | Commercial | [7 empty] | 4 | 0.76 |  |  |  | 0 | 57 | 0 | 0 | 0 | 0 | 0 | 0 | 0 | 0 | 0 | 0 | 2009 Qtr 1: 0; 2009 Qtr 2: 0; 2009 Qtr 3: 0; 2009 Qtr 4: 57; 2010 Qtr 1: 0; 2010 Qtr 2: 0; 2010 Qtr 3: 0; 2010 Qtr 4: 0; 2011 Qtr 1: 0; 2011 Qtr 2: 0; 2011 Qtr 3: 0; 2011 Qtr 4: 0 | 57
0 | 234213-Lighting-Hrdwr Incan Base>90 w Flrscnt Fxtre-Tr1 |  | System | Commercial | 01-ALC-AllCommercial-IntLight | 0 |  |  |  |  | 173 | 173 | 0 | 0 | 0 | 0 | 3070.076 |  | kWh | 0.38844 | 0 | Commercial | [7 empty] | 15 | 0.77 |  |  |  | 0 | 20 | 0 | 0 | 0 | 0 | 0 | 0 | 0 | 0 | 0 | 0 | 2009 Qtr 1: 0; 2009 Qtr 2: 0; 2009 Qtr 3: 0; 2009 Qtr 4: 20; 2010 Qtr 1: 0; 2010 Qtr 2: 0; 2010 Qtr 3: 0; 2010 Qtr 4: 0; 2011 Qtr 1: 0; 2011 Qtr 2: 0; 2011 Qtr 3: 0; 2011 Qtr 4: 0 | 20
0 | 234315-Lighting-Screw in 14-26 Watt Reflector Lamp-Tr1 |  | System | Commercial | [6 empty] | 18.0648 | 9.6507 | 0 | 0 | 0 | 8.4141 | 194.1729 |  | 0 | 0.038993 | -2.6224 | Commercial |  | Winter Only | [5 empty] | 2.47 | 0.81 |  |  |  | 0 | 2.6941 | 0 | 0 | 0 | 0 | 0 | 0 | 0 | 0 | 0 | 0 | 2009 Qtr 1: 0; 2009 Qtr 2: 0; 2009 Qtr 3: 0; 2009 Qtr 4: 2.6941; 2010 Qtr 1: 0; 2010 Qtr 2: 0; 2010 Qtr 3: 0; 2010 Qtr 4: 0; 2011 Qtr 1: 0; 2011 Qtr 2: 0; 2011 Qtr 3: 0; 2011 Qtr 4: 0 | 2.6941
0 | 234330-Premium T8 with T12 40 Watt Baseline - Tr1 |  | System | Commercial | 01-ALC-AllCommercial-IntLight | 0 |  |  |  |  | 27.6532 | 13.1897 | 0 | 0 | 0 | 14.4636 | 83.5202 |  | kWh | 0.017351 | 0 | Commercial | [7 empty] | 15 | 0.78 |  |  |  | 0 | 8.1882 | 0 | 0 | 0 | 0 | 0 | 0 | 0 | 0 | 0 | 0 | 2009 Qtr 1: 0; 2009 Qtr 2: 0; 2009 Qtr 3: 0; 2009 Qtr 4: 8.1882; 2010 Qtr 1: 0; 2010 Qtr 2: 0; 2010 Qtr 3: 0; 2010 Qtr 4: 0; 2011 Qtr 1: 0; 2011 Qtr 2: 0; 2011 Qtr 3: 0; 2011 Qtr 4: 0 | 8.1882
0 | 234294-Lighting-Occupancy Sensor-Wallbox Lghtng Snsr-Tr1 |  | System | Commercial | 23-RTL-Retail–SingleStorylarge-LIT_INT | 0 |  |  |  |  | 42.262 | 40 | 0 | 0 | 0 | 2.262 | 213.759 |  | kWh | 0.17617 | 0 | Commercial | [7 empty] | 8 | 0.84 |  |  |  | 0 | 1 | 0 | 0 | 0 | 0 | 0 | 0 | 0 | 0 | 0 | 0 | 2009 Qtr 1: 0; 2009 Qtr 2: 0; 2009 Qtr 3: 0; 2009 Qtr 4: 1; 2010 Qtr 1: 0; 2010 Qtr 2: 0; 2010 Qtr 3: 0; 2010 Qtr 4: 0; 2011 Qtr 1: 0; 2011 Qtr 2: 0; 2011 Qtr 3: 0; 2011 Qtr 4: 0 | 1
0 | 234312-Lighting-Screw in 14-26 Watt Lamp - Tr1 |  | System | Commercial | [6 empty] | 9.3196 | 10.3931 | 0 | 0 | 0 | -1.0734 | 194.1729 |  | 0 | 0.038993 | -2.6224 | Commercial |  | Annual | [5 empty] | 2.47 | 0.81 |  |  |  | 0 | 2.0206 | 0 | 0 | 0 | 0 | 0 | 0 | 0 | 0 | 0 | 0 | 2009 Qtr 1: 0; 2009 Qtr 2: 0; 2009 Qtr 3: 0; 2009 Qtr 4: 2.0206; 2010 Qtr 1: 0; 2010 Qtr 2: 0; 2010 Qtr 3: 0; 2010 Qtr 4: 0; 2011 Qtr 1: 0; 2011 Qtr 2: 0; 2011 Qtr 3: 0; 2011 Qtr 4: 0 | 2.0206
0 | 234330-Premium T8 with T12 40 Watt Baseline - Tr1 |  | System | Commercial | 01-ALC-AllCommercial-IntLight | 0 |  |  |  |  | 27.6532 | 13.1897 | 0 | 0 | 0 | 14.4636 | 83.5202 |  | kWh | 0.017351 | 0 | Commercial | [7 empty] | 15 | 0.78 |  |  |  | 0 | 0.9098 | 0 | 0 | 0 | 0 | 0 | 0 | 0 | 0 | 0 | 0 | 2009 Qtr 1: 0; 2009 Qtr 2: 0; 2009 Qtr 3: 0; 2009 Qtr 4: 0.9098; 2010 Qtr 1: 0; 2010 Qtr 2: 0; 2010 Qtr 3: 0; 2010 Qtr 4: 0; 2011 Qtr 1: 0; 2011 Qtr 2: 0; 2011 Qtr 3: 0; 2011 Qtr 4: 0 | 0.9098
0 | 234294-Lighting-Occupancy Sensor-Wallbox Lghtng Snsr-Tr1 |  | System | Commercial | 23-RTL-Retail–SingleStorylarge-LIT_INT | 0 |  |  |  |  | 42.262 | 40 | 0 | 0 | 0 | 2.262 | 213.759 |  | kWh | 0.17617 | 0 | Commercial | [7 empty] | 8 | 0.84 |  |  |  | 0 | 1 | 0 | 0 | 0 | 0 | 0 | 0 | 0 | 0 | 0 | 0 | 2009 Qtr 1: 0; 2009 Qtr 2: 0; 2009 Qtr 3: 0; 2009 Qtr 4: 1; 2010 Qtr 1: 0; 2010 Qtr 2: 0; 2010 Qtr 3: 0; 2010 Qtr 4: 0; 2011 Qtr 1: 0; 2011 Qtr 2: 0; 2011 Qtr 3: 0; 2011 Qtr 4: 0 | 1
0 | 234330-Premium T8 with T12 40 Watt Baseline - Tr1 |  | System | Commercial | 01-ALC-AllCommercial-IntLight | 0 |  |  |  |  | 27.6532 | 13.1897 | 0 | 0 | 0 | 14.4636 | 83.5202 |  | kWh | 0.017351 | 0 | Commercial | [7 empty] | 15 | 0.78 |  |  |  | 0 | 83.7018 | 0 | 0 | 0 | 0 | 0 | 0 | 0 | 0 | 0 | 0 | 2009 Qtr 1: 0; 2009 Qtr 2: 0; 2009 Qtr 3: 0; 2009 Qtr 4: 83.7018; 2010 Qtr 1: 0; 2010 Qtr 2: 0; 2010 Qtr 3: 0; 2010 Qtr 4: 0; 2011 Qtr 1: 0; 2011 Qtr 2: 0; 2011 Qtr 3: 0; 2011 Qtr 4: 0 | 83.7018
0 | 234303-Lighting-Remove 4 Ft Lamp (De-Lamp) - Tr1 |  | System | Commercial | [6 empty] | 12.3596 | 16.4871 | 0 | 0 | 0 | -4.1275 | 137.2559 |  | 0 | 0.026384 | -2.5676 | Commercial |  | Winter Only | [5 empty] | 15 | 0.77 |  |  |  | 0 | 1.8196 | 0 | 0 | 0 | 0 | 0 | 0 | 0 | 0 | 0 | 0 | 2009 Qtr 1: 0; 2009 Qtr 2: 0; 2009 Qtr 3: 0; 2009 Qtr 4: 1.8196; 2010 Qtr 1: 0; 2010 Qtr 2: 0; 2010 Qtr 3: 0; 2010 Qtr 4: 0; 2011 Qtr 1: 0; 2011 Qtr 2: 0; 2011 Qtr 3: 0; 2011 Qtr 4: 0 | 1.8196
0 | 234315-Lighting-Screw in 14-26 Watt Reflector Lamp-Tr1 |  | System | Commercial | [6 empty] | 18.0648 | 9.6507 | 0 | 0 | 0 | 8.4141 | 194.1729 |  | 0 | 0.038993 | -2.6224 | Commercial |  | Winter Only | [5 empty] | 2.47 | 0.81 |  |  |  | 0 | 33.6763 | 0 | 0 | 0 | 0 | 0 | 0 | 0 | 0 | 0 | 0 | 2009 Qtr 1: 0; 2009 Qtr 2: 0; 2009 Qtr 3: 33.6763; 2009 Qtr 4: 0; 2010 Qtr 1: 0; 2010 Qtr 2: 0; 2010 Qtr 3: 0; 2010 Qtr 4: 0; 2011 Qtr 1: 0; 2011 Qtr 2: 0; 2011 Qtr 3: 0; 2011 Qtr 4: 0 | 33.6763
0 | 234332-Premium T8 with T12 40 Watt Baseline - Tr3 |  | System | Commercial | 01-ALC-AllCommercial-IntLight | 0 |  |  |  |  | 13.9591 | 7.1444 | 0 | 0 | 0 | 6.8147 | 44.0947 |  | kWh | 0.016509 | 0 | Commercial | [7 empty] | 15 | 0.78 |  |  |  | 0 | 27.2941 | 0 | 0 | 0 | 0 | 0 | 0 | 0 | 0 | 0 | 0 | 2009 Qtr 1: 0; 2009 Qtr 2: 0; 2009 Qtr 3: 0; 2009 Qtr 4: 27.2941; 2010 Qtr 1: 0; 2010 Qtr 2: 0; 2010 Qtr 3: 0; 2010 Qtr 4: 0; 2011 Qtr 1: 0; 2011 Qtr 2: 0; 2011 Qtr 3: 0; 2011 Qtr 4: 0 | 27.2941
0 | 234209-Lighting-8 Ft T-8 with Elec Ballast-Tr3 |  | System | Commercial | 01-ALC-AllCommercial-IntLight | 0 |  |  |  |  | 35.7221 | 11.541 | 0 | 0 | 0 | 24.1811 | 23.9851 |  | kWh | 0.010079 | 0 | Commercial | [7 empty] | 15 | 0.78 |  |  |  | 0 | 1.8196 | 0 | 0 | 0 | 0 | 0 | 0 | 0 | 0 | 0 | 0 | 2009 Qtr 1: 0; 2009 Qtr 2: 0; 2009 Qtr 3: 0; 2009 Qtr 4: 1.8196; 2010 Qtr 1: 0; 2010 Qtr 2: 0; 2010 Qtr 3: 0; 2010 Qtr 4: 0; 2011 Qtr 1: 0; 2011 Qtr 2: 0; 2011 Qtr 3: 0; 2011 Qtr 4: 0 | 1.8196
0 | 234305-Lighting-Remove 4 Ft Lamp (De-Lamp) - Tr3 |  | System | Commercial | 01-ALC-AllCommercial-IntLight | 0 |  |  |  |  | 28.1828 | 8.7931 | 0 | 0 | 0 | 19.3897 | 129.7131 |  | kWh | 0.050038 | 0 | Commercial | [7 empty] | 15 | 0.77 |  |  |  | 0 | 27.2941 | 0 | 0 | 0 | 0 | 0 | 0 | 0 | 0 | 0 | 0 | 2009 Qtr 1: 0; 2009 Qtr 2: 0; 2009 Qtr 3: 0; 2009 Qtr 4: 27.2941; 2010 Qtr 1: 0; 2010 Qtr 2: 0; 2010 Qtr 3: 0; 2010 Qtr 4: 0; 2011 Qtr 1: 0; 2011 Qtr 2: 0; 2011 Qtr 3: 0; 2011 Qtr 4: 0 | 27.2941
0 | 234312-Lighting-Screw in 14-26 Watt Lamp - Tr1 |  | System | Commercial | [6 empty] | 9.3196 | 10.3931 | 0 | 0 | 0 | -1.0734 | 194.1729 |  | 0 | 0.038993 | -2.6224 | Commercial |  | Annual | [5 empty] | 2.47 | 0.81 |  |  |  | 0 | 12.797 | 0 | 0 | 0 | 0 | 0 | 0 | 0 | 0 | 0 | 0 | 2009 Qtr 1: 0; 2009 Qtr 2: 0; 2009 Qtr 3: 12.797; 2009 Qtr 4: 0; 2010 Qtr 1: 0; 2010 Qtr 2: 0; 2010 Qtr 3: 0; 2010 Qtr 4: 0; 2011 Qtr 1: 0; 2011 Qtr 2: 0; 2011 Qtr 3: 0; 2011 Qtr 4: 0 | 12.797
0 | 234003-A/C - Reflective Window Film Inland |  | System | Commercial | 18-OFS-Office–Small-Cooling | 0 |  |  |  |  | 3.12 | 2 | 0 | 0 | 0 | 1.12 | 15.27 |  | kWh | 0.0023 | 0 | Commercial | [7 empty] | 10 | 0.85 |  |  |  | 0 | 109 | 0 | 0 | 0 | 0 | 0 | 0 | 0 | 0 | 0 | 0 | 2009 Qtr 1: 0; 2009 Qtr 2: 0; 2009 Qtr 3: 109; 2009 Qtr 4: 0; 2010 Qtr 1: 0; 2010 Qtr 2: 0; 2010 Qtr 3: 0; 2010 Qtr 4: 0; 2011 Qtr 1: 0; 2011 Qtr 2: 0; 2011 Qtr 3: 0; 2011 Qtr 4: 0 | 109
0 | 234389-Ice Machines 301-400 - Energy Star |  | System | Commercial | 01-ALC-AllCommercial-Refrig | 0 |  |  |  |  | 281 | 75 | 0 | 0 | 0 | 206 | 685 |  | kWh | 0.07 | 0 | Commercial | [7 empty] | 10 | 0.7 |  |  |  | 0 | 1 | 0 | 0 | 0 | 0 | 0 | 0 | 0 | 0 | 0 | 0 | 2009 Qtr 1: 0; 2009 Qtr 2: 0; 2009 Qtr 3: 0; 2009 Qtr 4: 1; 2010 Qtr 1: 0; 2010 Qtr 2: 0; 2010 Qtr 3: 0; 2010 Qtr 4: 0; 2011 Qtr 1: 0; 2011 Qtr 2: 0; 2011 Qtr 3: 0; 2011 Qtr 4: 0 | 1
0 | 234330-Premium T8 with T12 40 Watt Baseline - Tr1 |  | System | Commercial | 01-ALC-AllCommercial-IntLight | 0 |  |  |  |  | 27.6532 | 13.1897 | 0 | 0 | 0 | 14.4636 | 83.5202 |  | kWh | 0.017351 | 0 | Commercial | [7 empty] | 15 | 0.78 |  |  |  | 0 | 1.8196 | 0 | 0 | 0 | 0 | 0 | 0 | 0 | 0 | 0 | 0 | 2009 Qtr 1: 0; 2009 Qtr 2: 0; 2009 Qtr 3: 0; 2009 Qtr 4: 1.8196; 2010 Qtr 1: 0; 2010 Qtr 2: 0; 2010 Qtr 3: 0; 2010 Qtr 4: 0; 2011 Qtr 1: 0; 2011 Qtr 2: 0; 2011 Qtr 3: 0; 2011 Qtr 4: 0 | 1.8196
0 | 234303-Lighting-Remove 4 Ft Lamp (De-Lamp) - Tr1 |  | System | Commercial | [6 empty] | 12.3596 | 16.4871 | 0 | 0 | 0 | -4.1275 | 137.2559 |  | 0 | 0.026384 | -2.5676 | Commercial |  | Winter Only | [5 empty] | 15 | 0.77 |  |  |  | 0 | 1.8196 | 0 | 0 | 0 | 0 | 0 | 0 | 0 | 0 | 0 | 0 | 2009 Qtr 1: 0; 2009 Qtr 2: 0; 2009 Qtr 3: 0; 2009 Qtr 4: 1.8196; 2010 Qtr 1: 0; 2010 Qtr 2: 0; 2010 Qtr 3: 0; 2010 Qtr 4: 0; 2011 Qtr 1: 0; 2011 Qtr 2: 0; 2011 Qtr 3: 0; 2011 Qtr 4: 0 | 1.8196
0 | 234360-Lighting-IntrHiByLnrFlscntFxtr244wrplc400w(TrI)Tr1 |  | System | Commercial | [6 empty] | 282.4319 | 153.8404 | 0 | 0 | 0 | 128.5914 | 0 |  | 0 | 0.224 | -7.1132 | Commercial |  | Winter Only | [5 empty] | 15 | 0.78 |  |  |  | 0 | 7.8003 | 0 | 0 | 0 | 0 | 0 | 0 | 0 | 0 | 0 | 0 | 2009 Qtr 1: 0; 2009 Qtr 2: 0; 2009 Qtr 3: 0; 2009 Qtr 4: 7.8003; 2010 Qtr 1: 0; 2010 Qtr 2: 0; 2010 Qtr 3: 0; 2010 Qtr 4: 0; 2011 Qtr 1: 0; 2011 Qtr 2: 0; 2011 Qtr 3: 0; 2011 Qtr 4: 0 | 7.8003
0 | 234285-Lighting-Occpncy Snsr-Hi-Bay integrated Snsr-Tr1 |  | System | Commercial | 01-ALC-AllCommercial-IntLight | 0 |  |  |  |  | 221.2703 | 95.5 | 0 | 0 | 0 | 125.7703 | 2503.6304 |  | kWh | 0.48559 | 0 | Commercial | [7 empty] | 8 | 0.84 |  |  |  | 0 | 8 | 0 | 0 | 0 | 0 | 0 | 0 | 0 | 0 | 0 | 0 | 2009 Qtr 1: 0; 2009 Qtr 2: 0; 2009 Qtr 3: 0; 2009 Qtr 4: 8; 2010 Qtr 1: 0; 2010 Qtr 2: 0; 2010 Qtr 3: 0; 2010 Qtr 4: 0; 2011 Qtr 1: 0; 2011 Qtr 2: 0; 2011 Qtr 3: 0; 2011 Qtr 4: 0 | 8
0 | 234330-Premium T8 with T12 40 Watt Baseline - Tr1 |  | System | Commercial | 01-ALC-AllCommercial-IntLight | 0 |  |  |  |  | 27.6532 | 13.1897 | 0 | 0 | 0 | 14.4636 | 83.5202 |  | kWh | 0.017351 | 0 | Commercial | [7 empty] | 15 | 0.78 |  |  |  | 0 | 1.8196 | 0 | 0 | 0 | 0 | 0 | 0 | 0 | 0 | 0 | 0 | 2009 Qtr 1: 0; 2009 Qtr 2: 0; 2009 Qtr 3: 0; 2009 Qtr 4: 1.8196; 2010 Qtr 1: 0; 2010 Qtr 2: 0; 2010 Qtr 3: 0; 2010 Qtr 4: 0; 2011 Qtr 1: 0; 2011 Qtr 2: 0; 2011 Qtr 3: 0; 2011 Qtr 4: 0 | 1.8196
0 | 234360-Lighting-IntrHiByLnrFlscntFxtr244wrplc400w(TrI)Tr1 |  | System | Commercial | [6 empty] | 282.4319 | 153.8404 | 0 | 0 | 0 | 128.5914 | 0 |  | 0 | 0.224 | -7.1132 | Commercial |  | Winter Only | [5 empty] | 15 | 0.78 |  |  |  | 0 | 7.8003 | 0 | 0 | 0 | 0 | 0 | 0 | 0 | 0 | 0 | 0 | 2009 Qtr 1: 0; 2009 Qtr 2: 0; 2009 Qtr 3: 0; 2009 Qtr 4: 7.8003; 2010 Qtr 1: 0; 2010 Qtr 2: 0; 2010 Qtr 3: 0; 2010 Qtr 4: 0; 2011 Qtr 1: 0; 2011 Qtr 2: 0; 2011 Qtr 3: 0; 2011 Qtr 4: 0 | 7.8003
0 | 234285-Lighting-Occpncy Snsr-Hi-Bay integrated Snsr-Tr1 |  | System | Commercial | 01-ALC-AllCommercial-IntLight | 0 |  |  |  |  | 221.2703 | 95.5 | 0 | 0 | 0 | 125.7703 | 2503.6304 |  | kWh | 0.48559 | 0 | Commercial | [7 empty] | 8 | 0.84 |  |  |  | 0 | 8 | 0 | 0 | 0 | 0 | 0 | 0 | 0 | 0 | 0 | 0 | 2009 Qtr 1: 0; 2009 Qtr 2: 0; 2009 Qtr 3: 0; 2009 Qtr 4: 8; 2010 Qtr 1: 0; 2010 Qtr 2: 0; 2010 Qtr 3: 0; 2010 Qtr 4: 0; 2011 Qtr 1: 0; 2011 Qtr 2: 0; 2011 Qtr 3: 0; 2011 Qtr 4: 0 | 8
0 | 234330-Premium T8 with T12 40 Watt Baseline - Tr1 |  | System | Commercial | 01-ALC-AllCommercial-IntLight | 0 |  |  |  |  | 27.6532 | 13.1897 | 0 | 0 | 0 | 14.4636 | 83.5202 |  | kWh | 0.017351 | 0 | Commercial | [7 empty] | 15 | 0.78 |  |  |  | 0 | 36.3921 | 0 | 0 | 0 | 0 | 0 | 0 | 0 | 0 | 0 | 0 | 2009 Qtr 1: 0; 2009 Qtr 2: 0; 2009 Qtr 3: 0; 2009 Qtr 4: 36.3921; 2010 Qtr 1: 0; 2010 Qtr 2: 0; 2010 Qtr 3: 0; 2010 Qtr 4: 0; 2011 Qtr 1: 0; 2011 Qtr 2: 0; 2011 Qtr 3: 0; 2011 Qtr 4: 0 | 36.3921
0 | 234303-Lighting-Remove 4 Ft Lamp (De-Lamp) - Tr1 |  | System | Commercial | [6 empty] | 12.3596 | 16.4871 | 0 | 0 | 0 | -4.1275 | 137.2559 |  | 0 | 0.026384 | -2.5676 | Commercial |  | Winter Only | [5 empty] | 15 | 0.77 |  |  |  | 0 | 7.2784 | 0 | 0 | 0 | 0 | 0 | 0 | 0 | 0 | 0 | 0 | 2009 Qtr 1: 0; 2009 Qtr 2: 0; 2009 Qtr 3: 0; 2009 Qtr 4: 7.2784; 2010 Qtr 1: 0; 2010 Qtr 2: 0; 2010 Qtr 3: 0; 2010 Qtr 4: 0; 2011 Qtr 1: 0; 2011 Qtr 2: 0; 2011 Qtr 3: 0; 2011 Qtr 4: 0 | 7.2784
0 | 234306-Lighting-Remove 8 Ft Lamp (De-Lamp) - Tr1 |  | System | Commercial | 23-RTL-Retail–SingleStorylarge-LIT_INT | 0 |  |  |  |  | 28.4369 | 27.4785 | 0 | 0 | 0 | 0.95836 | 366.7521 |  | kWh | 0.077777 | 0 | Commercial | [7 empty] | 15 | 0.77 |  |  |  | 0 | 14.5568 | 0 | 0 | 0 | 0 | 0 | 0 | 0 | 0 | 0 | 0 | 2009 Qtr 1: 0; 2009 Qtr 2: 0; 2009 Qtr 3: 0; 2009 Qtr 4: 14.5568; 2010 Qtr 1: 0; 2010 Qtr 2: 0; 2010 Qtr 3: 0; 2010 Qtr 4: 0; 2011 Qtr 1: 0; 2011 Qtr 2: 0; 2011 Qtr 3: 0; 2011 Qtr 4: 0 | 14.5568
0 | 234330-Premium T8 with T12 40 Watt Baseline - Tr1 |  | System | Commercial | 01-ALC-AllCommercial-IntLight | 0 |  |  |  |  | 27.6532 | 13.1897 | 0 | 0 | 0 | 14.4636 | 83.5202 |  | kWh | 0.017351 | 0 | Commercial | [7 empty] | 15 | 0.78 |  |  |  | 0 | 41.8509 | 0 | 0 | 0 | 0 | 0 | 0 | 0 | 0 | 0 | 0 | 2009 Qtr 1: 0; 2009 Qtr 2: 0; 2009 Qtr 3: 0; 2009 Qtr 4: 41.8509; 2010 Qtr 1: 0; 2010 Qtr 2: 0; 2010 Qtr 3: 0; 2010 Qtr 4: 0; 2011 Qtr 1: 0; 2011 Qtr 2: 0; 2011 Qtr 3: 0; 2011 Qtr 4: 0 | 41.8509
0 | 234306-Lighting-Remove 8 Ft Lamp (De-Lamp) - Tr1 |  | System | Commercial | 23-RTL-Retail–SingleStorylarge-LIT_INT | 0 |  |  |  |  | 28.4369 | 27.4785 | 0 | 0 | 0 | 0.95836 | 366.7521 |  | kWh | 0.077777 | 0 | Commercial | [7 empty] | 15 | 0.77 |  |  |  | 0 | 20.0156 | 0 | 0 | 0 | 0 | 0 | 0 | 0 | 0 | 0 | 0 | 2009 Qtr 1: 0; 2009 Qtr 2: 0; 2009 Qtr 3: 0; 2009 Qtr 4: 20.0156; 2010 Qtr 1: 0; 2010 Qtr 2: 0; 2010 Qtr 3: 0; 2010 Qtr 4: 0; 2011 Qtr 1: 0; 2011 Qtr 2: 0; 2011 Qtr 3: 0; 2011 Qtr 4: 0 | 20.0156
0 | 234309-Lighting-Screw in >27 Watt Lamp - Tr1 |  | System | Commercial | 18-OFS-Office–Small-IntLight | 0 |  |  |  |  | 10.7915 | 11.8778 | 0 | 0 | 0 | -1.0863 | 366.8636 |  | kWh | 0.056754 | 0 | Commercial | [7 empty] | 2.04 | 0.81 |  |  |  | 0 | 1.3471 | 0 | 0 | 0 | 0 | 0 | 0 | 0 | 0 | 0 | 0 | 2009 Qtr 1: 0; 2009 Qtr 2: 0; 2009 Qtr 3: 0; 2009 Qtr 4: 1.3471; 2010 Qtr 1: 0; 2010 Qtr 2: 0; 2010 Qtr 3: 0; 2010 Qtr 4: 0; 2011 Qtr 1: 0; 2011 Qtr 2: 0; 2011 Qtr 3: 0; 2011 Qtr 4: 0 | 1.3471
0 | 234330-Premium T8 with T12 40 Watt Baseline - Tr1 |  | System | Commercial | 01-ALC-AllCommercial-IntLight | 0 |  |  |  |  | 27.6532 | 13.1897 | 0 | 0 | 0 | 14.4636 | 83.5202 |  | kWh | 0.017351 | 0 | Commercial | [7 empty] | 15 | 0.78 |  |  |  | 0 | 60.0469 | 0 | 0 | 0 | 0 | 0 | 0 | 0 | 0 | 0 | 0 | 2009 Qtr 1: 0; 2009 Qtr 2: 0; 2009 Qtr 3: 0; 2009 Qtr 4: 60.0469; 2010 Qtr 1: 0; 2010 Qtr 2: 0; 2010 Qtr 3: 0; 2010 Qtr 4: 0; 2011 Qtr 1: 0; 2011 Qtr 2: 0; 2011 Qtr 3: 0; 2011 Qtr 4: 0 | 60.0469
0 | 234303-Lighting-Remove 4 Ft Lamp (De-Lamp) - Tr1 |  | System | Commercial | [6 empty] | 12.3596 | 16.4871 | 0 | 0 | 0 | -4.1275 | 137.2559 |  | 0 | 0.026384 | -2.5676 | Commercial |  | Winter Only | [5 empty] | 15 | 0.77 |  |  |  | 0 | 1.8196 | 0 | 0 | 0 | 0 | 0 | 0 | 0 | 0 | 0 | 0 | 2009 Qtr 1: 0; 2009 Qtr 2: 0; 2009 Qtr 3: 0; 2009 Qtr 4: 1.8196; 2010 Qtr 1: 0; 2010 Qtr 2: 0; 2010 Qtr 3: 0; 2010 Qtr 4: 0; 2011 Qtr 1: 0; 2011 Qtr 2: 0; 2011 Qtr 3: 0; 2011 Qtr 4: 0 | 1.8196
0 | 234306-Lighting-Remove 8 Ft Lamp (De-Lamp) - Tr1 |  | System | Commercial | 23-RTL-Retail–SingleStorylarge-LIT_INT | 0 |  |  |  |  | 28.4369 | 27.4785 | 0 | 0 | 0 | 0.95836 | 366.7521 |  | kWh | 0.077777 | 0 | Commercial | [7 empty] | 15 | 0.77 |  |  |  | 0 | 29.1137 | 0 | 0 | 0 | 0 | 0 | 0 | 0 | 0 | 0 | 0 | 2009 Qtr 1: 0; 2009 Qtr 2: 0; 2009 Qtr 3: 0; 2009 Qtr 4: 29.1137; 2010 Qtr 1: 0; 2010 Qtr 2: 0; 2010 Qtr 3: 0; 2010 Qtr 4: 0; 2011 Qtr 1: 0; 2011 Qtr 2: 0; 2011 Qtr 3: 0; 2011 Qtr 4: 0 | 29.1137
0 | 234330-Premium T8 with T12 40 Watt Baseline - Tr1 |  | System | Commercial | 01-ALC-AllCommercial-IntLight | 0 |  |  |  |  | 27.6532 | 13.1897 | 0 | 0 | 0 | 14.4636 | 83.5202 |  | kWh | 0.017351 | 0 | Commercial | [7 empty] | 15 | 0.78 |  |  |  | 0 | 47.3097 | 0 | 0 | 0 | 0 | 0 | 0 | 0 | 0 | 0 | 0 | 2009 Qtr 1: 0; 2009 Qtr 2: 0; 2009 Qtr 3: 0; 2009 Qtr 4: 47.3097; 2010 Qtr 1: 0; 2010 Qtr 2: 0; 2010 Qtr 3: 0; 2010 Qtr 4: 0; 2011 Qtr 1: 0; 2011 Qtr 2: 0; 2011 Qtr 3: 0; 2011 Qtr 4: 0 | 47.3097
0 | 234306-Lighting-Remove 8 Ft Lamp (De-Lamp) - Tr1 |  | System | Commercial | 23-RTL-Retail–SingleStorylarge-LIT_INT | 0 |  |  |  |  | 28.4369 | 27.4785 | 0 | 0 | 0 | 0.95836 | 366.7521 |  | kWh | 0.077777 | 0 | Commercial | [7 empty] | 15 | 0.77 |  |  |  | 0 | 3.6392 | 0 | 0 | 0 | 0 | 0 | 0 | 0 | 0 | 0 | 0 | 2009 Qtr 1: 0; 2009 Qtr 2: 0; 2009 Qtr 3: 0; 2009 Qtr 4: 3.6392; 2010 Qtr 1: 0; 2010 Qtr 2: 0; 2010 Qtr 3: 0; 2010 Qtr 4: 0; 2011 Qtr 1: 0; 2011 Qtr 2: 0; 2011 Qtr 3: 0; 2011 Qtr 4: 0 | 3.6392
0 | 234360-Lighting-IntrHiByLnrFlscntFxtr244wrplc400w(TrI)Tr1 |  | System | Commercial | [6 empty] | 282.4319 | 153.8404 | 0 | 0 | 0 | 128.5914 | 0 |  | 0 | 0.224 | -7.1132 | Commercial |  | Winter Only | [5 empty] | 15 | 0.78 |  |  |  | 0 | 7.8003 | 0 | 0 | 0 | 0 | 0 | 0 | 0 | 0 | 0 | 0 | 2009 Qtr 1: 0; 2009 Qtr 2: 0; 2009 Qtr 3: 0; 2009 Qtr 4: 7.8003; 2010 Qtr 1: 0; 2010 Qtr 2: 0; 2010 Qtr 3: 0; 2010 Qtr 4: 0; 2011 Qtr 1: 0; 2011 Qtr 2: 0; 2011 Qtr 3: 0; 2011 Qtr 4: 0 | 7.8003
0 | 234285-Lighting-Occpncy Snsr-Hi-Bay integrated Snsr-Tr1 |  | System | Commercial | 01-ALC-AllCommercial-IntLight | 0 |  |  |  |  | 221.2703 | 95.5 | 0 | 0 | 0 | 125.7703 | 2503.6304 |  | kWh | 0.48559 | 0 | Commercial | [7 empty] | 8 | 0.84 |  |  |  | 0 | 8 | 0 | 0 | 0 | 0 | 0 | 0 | 0 | 0 | 0 | 0 | 2009 Qtr 1: 0; 2009 Qtr 2: 0; 2009 Qtr 3: 0; 2009 Qtr 4: 8; 2010 Qtr 1: 0; 2010 Qtr 2: 0; 2010 Qtr 3: 0; 2010 Qtr 4: 0; 2011 Qtr 1: 0; 2011 Qtr 2: 0; 2011 Qtr 3: 0; 2011 Qtr 4: 0 | 8
0 | 234309-Lighting-Screw in >27 Watt Lamp - Tr1 |  | System | Commercial | 18-OFS-Office–Small-IntLight | 0 |  |  |  |  | 10.7915 | 11.8778 | 0 | 0 | 0 | -1.0863 | 366.8636 |  | kWh | 0.056754 | 0 | Commercial | [7 empty] | 2.04 | 0.81 |  |  |  | 0 | 0.67353 | 0 | 0 | 0 | 0 | 0 | 0 | 0 | 0 | 0 | 0 | 2009 Qtr 1: 0; 2009 Qtr 2: 0; 2009 Qtr 3: 0; 2009 Qtr 4: 0.67353; 2010 Qtr 1: 0; 2010 Qtr 2: 0; 2010 Qtr 3: 0; 2010 Qtr 4: 0; 2011 Qtr 1: 0; 2011 Qtr 2: 0; 2011 Qtr 3: 0; 2011 Qtr 4: 0 | 0.67353
0 | 234330-Premium T8 with T12 40 Watt Baseline - Tr1 |  | System | Commercial | 01-ALC-AllCommercial-IntLight | 0 |  |  |  |  | 27.6532 | 13.1897 | 0 | 0 | 0 | 14.4636 | 83.5202 |  | kWh | 0.017351 | 0 | Commercial | [7 empty] | 15 | 0.78 |  |  |  | 0 | 23.6549 | 0 | 0 | 0 | 0 | 0 | 0 | 0 | 0 | 0 | 0 | 2009 Qtr 1: 0; 2009 Qtr 2: 0; 2009 Qtr 3: 0; 2009 Qtr 4: 23.6549; 2010 Qtr 1: 0; 2010 Qtr 2: 0; 2010 Qtr 3: 0; 2010 Qtr 4: 0; 2011 Qtr 1: 0; 2011 Qtr 2: 0; 2011 Qtr 3: 0; 2011 Qtr 4: 0 | 23.6549
0 | 234306-Lighting-Remove 8 Ft Lamp (De-Lamp) - Tr1 |  | System | Commercial | 23-RTL-Retail–SingleStorylarge-LIT_INT | 0 |  |  |  |  | 28.4369 | 27.4785 | 0 | 0 | 0 | 0.95836 | 366.7521 |  | kWh | 0.077777 | 0 | Commercial | [7 empty] | 15 | 0.77 |  |  |  | 0 | 9.098 | 0 | 0 | 0 | 0 | 0 | 0 | 0 | 0 | 0 | 0 | 2009 Qtr 1: 0; 2009 Qtr 2: 0; 2009 Qtr 3: 0; 2009 Qtr 4: 9.098; 2010 Qtr 1: 0; 2010 Qtr 2: 0; 2010 Qtr 3: 0; 2010 Qtr 4: 0; 2011 Qtr 1: 0; 2011 Qtr 2: 0; 2011 Qtr 3: 0; 2011 Qtr 4: 0 | 9.098
0 | 234330-Premium T8 with T12 40 Watt Baseline - Tr1 |  | System | Commercial | 01-ALC-AllCommercial-IntLight | 0 |  |  |  |  | 27.6532 | 13.1897 | 0 | 0 | 0 | 14.4636 | 83.5202 |  | kWh | 0.017351 | 0 | Commercial | [7 empty] | 15 | 0.78 |  |  |  | 0 | 23.6549 | 0 | 0 | 0 | 0 | 0 | 0 | 0 | 0 | 0 | 0 | 2009 Qtr 1: 0; 2009 Qtr 2: 0; 2009 Qtr 3: 0; 2009 Qtr 4: 23.6549; 2010 Qtr 1: 0; 2010 Qtr 2: 0; 2010 Qtr 3: 0; 2010 Qtr 4: 0; 2011 Qtr 1: 0; 2011 Qtr 2: 0; 2011 Qtr 3: 0; 2011 Qtr 4: 0 | 23.6549
0 | 234303-Lighting-Remove 4 Ft Lamp (De-Lamp) - Tr1 |  | System | Commercial | [6 empty] | 12.3596 | 16.4871 | 0 | 0 | 0 | -4.1275 | 137.2559 |  | 0 | 0.026384 | -2.5676 | Commercial |  | Winter Only | [5 empty] | 15 | 0.77 |  |  |  | 0 | 1.8196 | 0 | 0 | 0 | 0 | 0 | 0 | 0 | 0 | 0 | 0 | 2009 Qtr 1: 0; 2009 Qtr 2: 0; 2009 Qtr 3: 0; 2009 Qtr 4: 1.8196; 2010 Qtr 1: 0; 2010 Qtr 2: 0; 2010 Qtr 3: 0; 2010 Qtr 4: 0; 2011 Qtr 1: 0; 2011 Qtr 2: 0; 2011 Qtr 3: 0; 2011 Qtr 4: 0 | 1.8196
0 | 234306-Lighting-Remove 8 Ft Lamp (De-Lamp) - Tr1 |  | System | Commercial | 23-RTL-Retail–SingleStorylarge-LIT_INT | 0 |  |  |  |  | 28.4369 | 27.4785 | 0 | 0 | 0 | 0.95836 | 366.7521 |  | kWh | 0.077777 | 0 | Commercial | [7 empty] | 15 | 0.77 |  |  |  | 0 | 9.098 | 0 | 0 | 0 | 0 | 0 | 0 | 0 | 0 | 0 | 0 | 2009 Qtr 1: 0; 2009 Qtr 2: 0; 2009 Qtr 3: 0; 2009 Qtr 4: 9.098; 2010 Qtr 1: 0; 2010 Qtr 2: 0; 2010 Qtr 3: 0; 2010 Qtr 4: 0; 2011 Qtr 1: 0; 2011 Qtr 2: 0; 2011 Qtr 3: 0; 2011 Qtr 4: 0 | 9.098
0 | 234360-Lighting-IntrHiByLnrFlscntFxtr244wrplc400w(TrI)Tr1 |  | System | Commercial | [6 empty] | 282.4319 | 153.8404 | 0 | 0 | 0 | 128.5914 | 0 |  | 0 | 0.224 | -7.1132 | Commercial |  | Winter Only | [5 empty] | 15 | 0.78 |  |  |  | 0 | 0.97504 | 0 | 0 | 0 | 0 | 0 | 0 | 0 | 0 | 0 | 0 | 2009 Qtr 1: 0; 2009 Qtr 2: 0; 2009 Qtr 3: 0; 2009 Qtr 4: 0.97504; 2010 Qtr 1: 0; 2010 Qtr 2: 0; 2010 Qtr 3: 0; 2010 Qtr 4: 0; 2011 Qtr 1: 0; 2011 Qtr 2: 0; 2011 Qtr 3: 0; 2011 Qtr 4: 0 | 0.97504
0 | 234285-Lighting-Occpncy Snsr-Hi-Bay integrated Snsr-Tr1 |  | System | Commercial | 01-ALC-AllCommercial-IntLight | 0 |  |  |  |  | 221.2703 | 95.5 | 0 | 0 | 0 | 125.7703 | 2503.6304 |  | kWh | 0.48559 | 0 | Commercial | [7 empty] | 8 | 0.84 |  |  |  | 0 | 1 | 0 | 0 | 0 | 0 | 0 | 0 | 0 | 0 | 0 | 0 | 2009 Qtr 1: 0; 2009 Qtr 2: 0; 2009 Qtr 3: 0; 2009 Qtr 4: 1; 2010 Qtr 1: 0; 2010 Qtr 2: 0; 2010 Qtr 3: 0; 2010 Qtr 4: 0; 2011 Qtr 1: 0; 2011 Qtr 2: 0; 2011 Qtr 3: 0; 2011 Qtr 4: 0 | 1
0 | 234330-Premium T8 with T12 40 Watt Baseline - Tr1 |  | System | Commercial | 01-ALC-AllCommercial-IntLight | 0 |  |  |  |  | 27.6532 | 3.2974 | 0 | 0 | 0 | 24.3558 | 83.5202 |  | kWh | 0.017351 | 0 | Commercial | [7 empty] | 15 | 0.78 |  |  |  | 0 | 105.5371 | 0 | 0 | 0 | 0 | 0 | 0 | 0 | 0 | 0 | 0 | 2009 Qtr 1: 0; 2009 Qtr 2: 0; 2009 Qtr 3: 105.5371; 2009 Qtr 4: 0; 2010 Qtr 1: 0; 2010 Qtr 2: 0; 2010 Qtr 3: 0; 2010 Qtr 4: 0; 2011 Qtr 1: 0; 2011 Qtr 2: 0; 2011 Qtr 3: 0; 2011 Qtr 4: 0 | 105.5371
0 | 234207-Lighting-8 Ft T-8 with Elec Ballast-Tr1 |  | System | Commercial | 01-ALC-AllCommercial-IntLight | 0 |  |  |  |  | 35.6901 | 5.4957 | 0 | 0 | 0 | 30.1944 | 45.8368 |  | kWh | 0.0098893 | 0 | Commercial | [7 empty] | 15 | 0.78 |  |  |  | 0 | 7.2784 | 0 | 0 | 0 | 0 | 0 | 0 | 0 | 0 | 0 | 0 | 2009 Qtr 1: 0; 2009 Qtr 2: 0; 2009 Qtr 3: 7.2784; 2009 Qtr 4: 0; 2010 Qtr 1: 0; 2010 Qtr 2: 0; 2010 Qtr 3: 0; 2010 Qtr 4: 0; 2011 Qtr 1: 0; 2011 Qtr 2: 0; 2011 Qtr 3: 0; 2011 Qtr 4: 0 | 7.2784
0 | 234306-Lighting-Remove 8 Ft Lamp (De-Lamp) - Tr1 |  | System | Commercial | 23-RTL-Retail–SingleStorylarge-LIT_INT | 0 |  |  |  |  | 28.4369 | 10.9914 | 0 | 0 | 0 | 17.4455 | 366.7521 |  | kWh | 0.077777 | 0 | Commercial | [7 empty] | 15 | 0.77 |  |  |  | 0 | 7.2784 | 0 | 0 | 0 | 0 | 0 | 0 | 0 | 0 | 0 | 0 | 2009 Qtr 1: 0; 2009 Qtr 2: 0; 2009 Qtr 3: 7.2784; 2009 Qtr 4: 0; 2010 Qtr 1: 0; 2010 Qtr 2: 0; 2010 Qtr 3: 0; 2010 Qtr 4: 0; 2011 Qtr 1: 0; 2011 Qtr 2: 0; 2011 Qtr 3: 0; 2011 Qtr 4: 0 | 7.2784
0 | 234084-Refrigeration -Cooler/Freezer Door Gaskets - Solid Doors: Cooler |  | System | Commercial | 09-GRO-Grocery-REFG | 0 |  |  |  |  | 2.2498 | 4.1787 | 0 | 0 | 0 | -1.9289 | 104.55 |  | kWh | 0.01195 | 0 | Commercial | [7 empty] | 4 | 0.76 |  |  |  | 0 | 15 | 0 | 0 | 0 | 0 | 0 | 0 | 0 | 0 | 0 | 0 | 2009 Qtr 1: 0; 2009 Qtr 2: 0; 2009 Qtr 3: 0; 2009 Qtr 4: 15; 2010 Qtr 1: 0; 2010 Qtr 2: 0; 2010 Qtr 3: 0; 2010 Qtr 4: 0; 2011 Qtr 1: 0; 2011 Qtr 2: 0; 2011 Qtr 3: 0; 2011 Qtr 4: 0 | 15
0 | 234116-Refrigeration -Cooler/Freezer Door Gaskets - Solid Doors: Freezer |  | System | Commercial | 09-GRO-Grocery-REFG | 0 |  |  |  |  | 3.9975 | 4.0957 | 0 | 0 | 0 | -0.09819 | 104.55 |  | kWh | 0.01195 | 0 | Commercial | [7 empty] | 4 | 0.76 |  |  |  | 0 | 28 | 0 | 0 | 0 | 0 | 0 | 0 | 0 | 0 | 0 | 0 | 2009 Qtr 1: 0; 2009 Qtr 2: 0; 2009 Qtr 3: 0; 2009 Qtr 4: 28; 2010 Qtr 1: 0; 2010 Qtr 2: 0; 2010 Qtr 3: 0; 2010 Qtr 4: 0; 2011 Qtr 1: 0; 2011 Qtr 2: 0; 2011 Qtr 3: 0; 2011 Qtr 4: 0 | 28
0 | 234084-Refrigeration -Cooler/Freezer Door Gaskets - Solid Doors: Cooler |  | System | Commercial | 09-GRO-Grocery-REFG | 0 |  |  |  |  | 2.2498 | 4.1914 | 0 | 0 | 0 | -1.9416 | 104.55 |  | kWh | 0.01195 | 0 | Commercial | [7 empty] | 4 | 0.76 |  |  |  | 0 | 14 | 0 | 0 | 0 | 0 | 0 | 0 | 0 | 0 | 0 | 0 | 2009 Qtr 1: 0; 2009 Qtr 2: 0; 2009 Qtr 3: 0; 2009 Qtr 4: 14; 2010 Qtr 1: 0; 2010 Qtr 2: 0; 2010 Qtr 3: 0; 2010 Qtr 4: 0; 2011 Qtr 1: 0; 2011 Qtr 2: 0; 2011 Qtr 3: 0; 2011 Qtr 4: 0 | 14
0 | 234085-Refrigeration -Strip Curtains for Walk-ins |  | System | Commercial | 20-RFF-Restaurant–FastFood-Refrig | 0 |  |  |  |  | 10.214 | 3.0078 | 0 | 0 | 0 | 7.2062 | 465 |  | kWh | 0.053 | 0 | Commercial | [7 empty] | 4 | 0.46 |  |  |  | 0 | 23 | 0 | 0 | 0 | 0 | 0 | 0 | 0 | 0 | 0 | 0 | 2009 Qtr 1: 0; 2009 Qtr 2: 0; 2009 Qtr 3: 0; 2009 Qtr 4: 23; 2010 Qtr 1: 0; 2010 Qtr 2: 0; 2010 Qtr 3: 0; 2010 Qtr 4: 0; 2011 Qtr 1: 0; 2011 Qtr 2: 0; 2011 Qtr 3: 0; 2011 Qtr 4: 0 | 23
0 | 234084-Refrigeration -Cooler/Freezer Door Gaskets - Solid Doors: Cooler |  | System | Commercial | 09-GRO-Grocery-REFG | 0 |  |  |  |  | 2.2498 | 4.0137 | 0 | 0 | 0 | -1.7639 | 104.55 |  | kWh | 0.01195 | 0 | Commercial | [7 empty] | 4 | 0.76 |  |  |  | 0 | 169 | 0 | 0 | 0 | 0 | 0 | 0 | 0 | 0 | 0 | 0 | 2009 Qtr 1: 0; 2009 Qtr 2: 0; 2009 Qtr 3: 0; 2009 Qtr 4: 169; 2010 Qtr 1: 0; 2010 Qtr 2: 0; 2010 Qtr 3: 0; 2010 Qtr 4: 0; 2011 Qtr 1: 0; 2011 Qtr 2: 0; 2011 Qtr 3: 0; 2011 Qtr 4: 0 | 169
0 | 234085-Refrigeration -Strip Curtains for Walk-ins |  | System | Commercial | 20-RFF-Restaurant–FastFood-Refrig | 0 |  |  |  |  | 10.214 | 3.1256 | 0 | 0 | 0 | 7.0884 | 465 |  | kWh | 0.053 | 0 | Commercial | [7 empty] | 4 | 0.46 |  |  |  | 0 | 16 | 0 | 0 | 0 | 0 | 0 | 0 | 0 | 0 | 0 | 0 | 2009 Qtr 1: 0; 2009 Qtr 2: 0; 2009 Qtr 3: 0; 2009 Qtr 4: 16; 2010 Qtr 1: 0; 2010 Qtr 2: 0; 2010 Qtr 3: 0; 2010 Qtr 4: 0; 2011 Qtr 1: 0; 2011 Qtr 2: 0; 2011 Qtr 3: 0; 2011 Qtr 4: 0 | 16
0 | 234084-Refrigeration -Cooler/Freezer Door Gaskets - Solid Doors: Cooler |  | System | Commercial | 09-GRO-Grocery-REFG | 0 |  |  |  |  | 2.2498 | 4.2185 | 0 | 0 | 0 | -1.9687 | 104.55 |  | kWh | 0.01195 | 0 | Commercial | [7 empty] | 4 | 0.76 |  |  |  | 0 | 13 | 0 | 0 | 0 | 0 | 0 | 0 | 0 | 0 | 0 | 0 | 2009 Qtr 1: 0; 2009 Qtr 2: 0; 2009 Qtr 3: 0; 2009 Qtr 4: 13; 2010 Qtr 1: 0; 2010 Qtr 2: 0; 2010 Qtr 3: 0; 2010 Qtr 4: 0; 2011 Qtr 1: 0; 2011 Qtr 2: 0; 2011 Qtr 3: 0; 2011 Qtr 4: 0 | 13
0 | 234116-Refrigeration -Cooler/Freezer Door Gaskets - Solid Doors: Freezer |  | System | Commercial | 09-GRO-Grocery-REFG | 0 |  |  |  |  | 3.9975 | 4.1013 | 0 | 0 | 0 | -0.10373 | 104.55 |  | kWh | 0.01195 | 0 | Commercial | [7 empty] | 4 | 0.76 |  |  |  | 0 | 32 | 0 | 0 | 0 | 0 | 0 | 0 | 0 | 0 | 0 | 0 | 2009 Qtr 1: 0; 2009 Qtr 2: 0; 2009 Qtr 3: 0; 2009 Qtr 4: 32; 2010 Qtr 1: 0; 2010 Qtr 2: 0; 2010 Qtr 3: 0; 2010 Qtr 4: 0; 2011 Qtr 1: 0; 2011 Qtr 2: 0; 2011 Qtr 3: 0; 2011 Qtr 4: 0 | 32
0 | 234330-Premium T8 with T12 40 Watt Baseline - Tr1 |  | System | Commercial | 01-ALC-AllCommercial-IntLight | 0 |  |  |  |  | 27.6532 | 13.1897 | 0 | 0 | 0 | 14.4636 | 83.5202 |  | kWh | 0.017351 | 0 | Commercial | [7 empty] | 15 | 0.78 |  |  |  | 0 | 9.098 | 0 | 0 | 0 | 0 | 0 | 0 | 0 | 0 | 0 | 0 | 2009 Qtr 1: 0; 2009 Qtr 2: 0; 2009 Qtr 3: 0; 2009 Qtr 4: 9.098; 2010 Qtr 1: 0; 2010 Qtr 2: 0; 2010 Qtr 3: 0; 2010 Qtr 4: 0; 2011 Qtr 1: 0; 2011 Qtr 2: 0; 2011 Qtr 3: 0; 2011 Qtr 4: 0 | 9.098
0 | 234303-Lighting-Remove 4 Ft Lamp (De-Lamp) - Tr1 |  | System | Commercial | [6 empty] | 12.3596 | 16.4871 | 0 | 0 | 0 | -4.1275 | 137.2559 |  | 0 | 0.026384 | -2.5676 | Commercial |  | Winter Only | [5 empty] | 15 | 0.77 |  |  |  | 0 | 4.549 | 0 | 0 | 0 | 0 | 0 | 0 | 0 | 0 | 0 | 0 | 2009 Qtr 1: 0; 2009 Qtr 2: 0; 2009 Qtr 3: 0; 2009 Qtr 4: 4.549; 2010 Qtr 1: 0; 2010 Qtr 2: 0; 2010 Qtr 3: 0; 2010 Qtr 4: 0; 2011 Qtr 1: 0; 2011 Qtr 2: 0; 2011 Qtr 3: 0; 2011 Qtr 4: 0 | 4.549
0 | 234067-Refrigeration - Food Service -Auto Closer for Main Cooler Doors |  | System | Commercial | 09-GRO-Grocery-REFG | 0 |  |  |  |  | 382.5103 | 0 | 0 | 0 | 0 | 382.5103 | 0 |  | kWh | 0 | 0 | Commercial |  | Annual | [5 empty] | 8 | 0.7 |  |  |  | 0 | 1 | 0 | 0 | 0 | 0 | 0 | 0 | 0 | 0 | 0 | 0 | 2009 Qtr 1: 0; 2009 Qtr 2: 0; 2009 Qtr 3: 0; 2009 Qtr 4: 1; 2010 Qtr 1: 0; 2010 Qtr 2: 0; 2010 Qtr 3: 0; 2010 Qtr 4: 0; 2011 Qtr 1: 0; 2011 Qtr 2: 0; 2011 Qtr 3: 0; 2011 Qtr 4: 0 | 1
0 | 234126-Refrigeration - Efficient Evap Fan Motor Electronically Commutated Motor (ECM) |  | System | Commercial | 09-GRO-Grocery-REFG | 0 |  |  |  |  | 6.7904 | 150 | 0 | 0 | 0 | -143.2096 | 116.369 |  | kWh | 0.015845 | -0.11528 | Commercial |  | Annual | [5 empty] | 15 | 0.7 |  |  |  | 0 | 2 | 0 | 0 | 0 | 0 | 0 | 0 | 0 | 0 | 0 | 0 | 2009 Qtr 1: 0; 2009 Qtr 2: 0; 2009 Qtr 3: 0; 2009 Qtr 4: 2; 2010 Qtr 1: 0; 2010 Qtr 2: 0; 2010 Qtr 3: 0; 2010 Qtr 4: 0; 2011 Qtr 1: 0; 2011 Qtr 2: 0; 2011 Qtr 3: 0; 2011 Qtr 4: 0 | 2
0 | 234084-Refrigeration -Cooler/Freezer Door Gaskets - Solid Doors: Cooler |  | System | Commercial | 09-GRO-Grocery-REFG | 0 |  |  |  |  | 2.2498 | 4.024 | 0 | 0 | 0 | -1.7742 | 104.55 |  | kWh | 0.01195 | 0 | Commercial | [7 empty] | 4 | 0.76 |  |  |  | 0 | 105 | 0 | 0 | 0 | 0 | 0 | 0 | 0 | 0 | 0 | 0 | 2009 Qtr 1: 0; 2009 Qtr 2: 0; 2009 Qtr 3: 0; 2009 Qtr 4: 105; 2010 Qtr 1: 0; 2010 Qtr 2: 0; 2010 Qtr 3: 0; 2010 Qtr 4: 0; 2011 Qtr 1: 0; 2011 Qtr 2: 0; 2011 Qtr 3: 0; 2011 Qtr 4: 0 | 105
0 | 234067-Refrigeration - Food Service -Auto Closer for Main Cooler Doors |  | System | Commercial | 09-GRO-Grocery-REFG | 0 |  |  |  |  | 382.5103 | 103 | 0 | 0 | 0 | 279.5103 | 1075.009 |  | kWh | 0.20794 | -0.053375 | Commercial |  | Annual | [5 empty] | 8 | 0.7 |  |  |  | 0 | 1 | 0 | 0 | 0 | 0 | 0 | 0 | 0 | 0 | 0 | 0 | 2009 Qtr 1: 0; 2009 Qtr 2: 0; 2009 Qtr 3: 0; 2009 Qtr 4: 1; 2010 Qtr 1: 0; 2010 Qtr 2: 0; 2010 Qtr 3: 0; 2010 Qtr 4: 0; 2011 Qtr 1: 0; 2011 Qtr 2: 0; 2011 Qtr 3: 0; 2011 Qtr 4: 0 | 1
0 | 234330-Premium T8 with T12 40 Watt Baseline - Tr1 |  | System | Commercial | 01-ALC-AllCommercial-IntLight | 0 |  |  |  |  | 27.6532 | 13.1897 | 0 | 0 | 0 | 14.4636 | 83.5202 |  | kWh | 0.017351 | 0 | Commercial | [7 empty] | 15 | 0.78 |  |  |  | 0 | 121.9135 | 0 | 0 | 0 | 0 | 0 | 0 | 0 | 0 | 0 | 0 | 2009 Qtr 1: 0; 2009 Qtr 2: 0; 2009 Qtr 3: 0; 2009 Qtr 4: 121.9135; 2010 Qtr 1: 0; 2010 Qtr 2: 0; 2010 Qtr 3: 0; 2010 Qtr 4: 0; 2011 Qtr 1: 0; 2011 Qtr 2: 0; 2011 Qtr 3: 0; 2011 Qtr 4: 0 | 121.9135
0 | 234303-Lighting-Remove 4 Ft Lamp (De-Lamp) - Tr1 |  | System | Commercial | [6 empty] | 12.3596 | 16.4871 | 0 | 0 | 0 | -4.1275 | 137.2559 |  | 0 | 0.026384 | -2.5676 | Commercial |  | Winter Only | [5 empty] | 15 | 0.77 |  |  |  | 0 | 49.1293 | 0 | 0 | 0 | 0 | 0 | 0 | 0 | 0 | 0 | 0 | 2009 Qtr 1: 0; 2009 Qtr 2: 0; 2009 Qtr 3: 0; 2009 Qtr 4: 49.1293; 2010 Qtr 1: 0; 2010 Qtr 2: 0; 2010 Qtr 3: 0; 2010 Qtr 4: 0; 2011 Qtr 1: 0; 2011 Qtr 2: 0; 2011 Qtr 3: 0; 2011 Qtr 4: 0 | 49.1293
0 | 234330-Premium T8 with T12 40 Watt Baseline - Tr1 |  | System | Commercial | 01-ALC-AllCommercial-IntLight | 0 |  |  |  |  | 27.6532 | 13.1897 | 0 | 0 | 0 | 14.4636 | 83.5202 |  | kWh | 0.017351 | 0 | Commercial | [7 empty] | 15 | 0.78 |  |  |  | 0 | 34.5725 | 0 | 0 | 0 | 0 | 0 | 0 | 0 | 0 | 0 | 0 | 2009 Qtr 1: 0; 2009 Qtr 2: 0; 2009 Qtr 3: 0; 2009 Qtr 4: 34.5725; 2010 Qtr 1: 0; 2010 Qtr 2: 0; 2010 Qtr 3: 0; 2010 Qtr 4: 0; 2011 Qtr 1: 0; 2011 Qtr 2: 0; 2011 Qtr 3: 0; 2011 Qtr 4: 0 | 34.5725
0 | 234303-Lighting-Remove 4 Ft Lamp (De-Lamp) - Tr1 |  | System | Commercial | [6 empty] | 12.3596 | 0 | 0 | 0 | 0 | 12.3596 | 0 |  | 0 | 0 | 0 | Commercial |  | Winter Only | [5 empty] | 15 | 0.77 |  |  |  | 0 | 0.9098 | 0 | 0 | 0 | 0 | 0 | 0 | 0 | 0 | 0 | 0 | 2009 Qtr 1: 0; 2009 Qtr 2: 0; 2009 Qtr 3: 0; 2009 Qtr 4: 0.9098; 2010 Qtr 1: 0; 2010 Qtr 2: 0; 2010 Qtr 3: 0; 2010 Qtr 4: 0; 2011 Qtr 1: 0; 2011 Qtr 2: 0; 2011 Qtr 3: 0; 2011 Qtr 4: 0 | 0.9098
0 | 234330-Premium T8 with T12 40 Watt Baseline - Tr1 |  | System | Commercial | 01-ALC-AllCommercial-IntLight | 0 |  |  |  |  | 27.6532 | 13.1897 | 0 | 0 | 0 | 14.4636 | 83.5202 |  | kWh | 0.017351 | 0 | Commercial | [7 empty] | 15 | 0.78 |  |  |  | 0 | 16.3764 | 0 | 0 | 0 | 0 | 0 | 0 | 0 | 0 | 0 | 0 | 2009 Qtr 1: 0; 2009 Qtr 2: 0; 2009 Qtr 3: 0; 2009 Qtr 4: 16.3764; 2010 Qtr 1: 0; 2010 Qtr 2: 0; 2010 Qtr 3: 0; 2010 Qtr 4: 0; 2011 Qtr 1: 0; 2011 Qtr 2: 0; 2011 Qtr 3: 0; 2011 Qtr 4: 0 | 16.3764
0 | 234303-Lighting-Remove 4 Ft Lamp (De-Lamp) - Tr1 |  | System | Commercial | [6 empty] | 12.3596 | 16.4871 | 0 | 0 | 0 | -4.1275 | 137.2559 |  | 0 | 0.026384 | -2.5676 | Commercial |  | Winter Only | [5 empty] | 15 | 0.77 |  |  |  | 0 | 9.098 | 0 | 0 | 0 | 0 | 0 | 0 | 0 | 0 | 0 | 0 | 2009 Qtr 1: 0; 2009 Qtr 2: 0; 2009 Qtr 3: 0; 2009 Qtr 4: 9.098; 2010 Qtr 1: 0; 2010 Qtr 2: 0; 2010 Qtr 3: 0; 2010 Qtr 4: 0; 2011 Qtr 1: 0; 2011 Qtr 2: 0; 2011 Qtr 3: 0; 2011 Qtr 4: 0 | 9.098
0 | 234085-Refrigeration -Strip Curtains for Walk-ins |  | System | Commercial | 20-RFF-Restaurant–FastFood-Refrig | 0 |  |  |  |  | 10.214 | 3.0689 | 0 | 0 | 0 | 7.1451 | 465 |  | kWh | 0.053 | 0 | Commercial | [7 empty] | 4 | 0.46 |  |  |  | 0 | 37 | 0 | 0 | 0 | 0 | 0 | 0 | 0 | 0 | 0 | 0 | 2009 Qtr 1: 0; 2009 Qtr 2: 0; 2009 Qtr 3: 0; 2009 Qtr 4: 37; 2010 Qtr 1: 0; 2010 Qtr 2: 0; 2010 Qtr 3: 0; 2010 Qtr 4: 0; 2011 Qtr 1: 0; 2011 Qtr 2: 0; 2011 Qtr 3: 0; 2011 Qtr 4: 0 | 37
0 | 234116-Refrigeration -Cooler/Freezer Door Gaskets - Solid Doors: Freezer |  | System | Commercial | 09-GRO-Grocery-REFG | 0 |  |  |  |  | 3.9975 | 4.0236 | 0 | 0 | 0 | -0.026112 | 104.55 |  | kWh | 0.01195 | 0 | Commercial | [7 empty] | 4 | 0.76 |  |  |  | 0 | 66 | 0 | 0 | 0 | 0 | 0 | 0 | 0 | 0 | 0 | 0 | 2009 Qtr 1: 0; 2009 Qtr 2: 0; 2009 Qtr 3: 0; 2009 Qtr 4: 66; 2010 Qtr 1: 0; 2010 Qtr 2: 0; 2010 Qtr 3: 0; 2010 Qtr 4: 0; 2011 Qtr 1: 0; 2011 Qtr 2: 0; 2011 Qtr 3: 0; 2011 Qtr 4: 0 | 66
0 | 234330-Premium T8 with T12 40 Watt Baseline - Tr1 |  | System | Commercial | 01-ALC-AllCommercial-IntLight | 0 |  |  |  |  | 27.6532 | 13.1897 | 0 | 0 | 0 | 14.4636 | 83.5202 |  | kWh | 0.017351 | 0 | Commercial | [7 empty] | 15 | 0.78 |  |  |  | 0 | 32.7529 | 0 | 0 | 0 | 0 | 0 | 0 | 0 | 0 | 0 | 0 | 2009 Qtr 1: 0; 2009 Qtr 2: 0; 2009 Qtr 3: 0; 2009 Qtr 4: 32.7529; 2010 Qtr 1: 0; 2010 Qtr 2: 0; 2010 Qtr 3: 0; 2010 Qtr 4: 0; 2011 Qtr 1: 0; 2011 Qtr 2: 0; 2011 Qtr 3: 0; 2011 Qtr 4: 0 | 32.7529
0 | 234303-Lighting-Remove 4 Ft Lamp (De-Lamp) - Tr1 |  | System | Commercial | [6 empty] | 12.3596 | 16.4871 | 0 | 0 | 0 | -4.1275 | 137.2559 |  | 0 | 0.026384 | -2.5676 | Commercial |  | Winter Only | [5 empty] | 15 | 0.77 |  |  |  | 0 | 15.4666 | 0 | 0 | 0 | 0 | 0 | 0 | 0 | 0 | 0 | 0 | 2009 Qtr 1: 0; 2009 Qtr 2: 0; 2009 Qtr 3: 0; 2009 Qtr 4: 15.4666; 2010 Qtr 1: 0; 2010 Qtr 2: 0; 2010 Qtr 3: 0; 2010 Qtr 4: 0; 2011 Qtr 1: 0; 2011 Qtr 2: 0; 2011 Qtr 3: 0; 2011 Qtr 4: 0 | 15.4666
0 | 234330-Premium T8 with T12 40 Watt Baseline - Tr1 |  | System | Commercial | 01-ALC-AllCommercial-IntLight | 0 |  |  |  |  | 27.6532 | 13.1897 | 0 | 0 | 0 | 14.4636 | 83.5202 |  | kWh | 0.017351 | 0 | Commercial | [7 empty] | 15 | 0.78 |  |  |  | 0 | 5.4588 | 0 | 0 | 0 | 0 | 0 | 0 | 0 | 0 | 0 | 0 | 2009 Qtr 1: 0; 2009 Qtr 2: 0; 2009 Qtr 3: 0; 2009 Qtr 4: 5.4588; 2010 Qtr 1: 0; 2010 Qtr 2: 0; 2010 Qtr 3: 0; 2010 Qtr 4: 0; 2011 Qtr 1: 0; 2011 Qtr 2: 0; 2011 Qtr 3: 0; 2011 Qtr 4: 0 | 5.4588
0 | 234294-Lighting-Occupancy Sensor-Wallbox Lghtng Snsr-Tr1 |  | System | Commercial | 23-RTL-Retail–SingleStorylarge-LIT_INT | 0 |  |  |  |  | 42.262 | 40 | 0 | 0 | 0 | 2.262 | 213.759 |  | kWh | 0.17617 | 0 | Commercial | [7 empty] | 8 | 0.84 |  |  |  | 0 | 1 | 0 | 0 | 0 | 0 | 0 | 0 | 0 | 0 | 0 | 0 | 2009 Qtr 1: 0; 2009 Qtr 2: 0; 2009 Qtr 3: 0; 2009 Qtr 4: 1; 2010 Qtr 1: 0; 2010 Qtr 2: 0; 2010 Qtr 3: 0; 2010 Qtr 4: 0; 2011 Qtr 1: 0; 2011 Qtr 2: 0; 2011 Qtr 3: 0; 2011 Qtr 4: 0 | 1
0 | 234330-Premium T8 with T12 40 Watt Baseline - Tr1 |  | System | Commercial | 01-ALC-AllCommercial-IntLight | 0 |  |  |  |  | 27.6532 | 13.1897 | 0 | 0 | 0 | 14.4636 | 83.5202 |  | kWh | 0.017351 | 0 | Commercial | [7 empty] | 15 | 0.78 |  |  |  | 0 | 200.1565 | 0 | 0 | 0 | 0 | 0 | 0 | 0 | 0 | 0 | 0 | 2009 Qtr 1: 0; 2009 Qtr 2: 0; 2009 Qtr 3: 0; 2009 Qtr 4: 200.1565; 2010 Qtr 1: 0; 2010 Qtr 2: 0; 2010 Qtr 3: 0; 2010 Qtr 4: 0; 2011 Qtr 1: 0; 2011 Qtr 2: 0; 2011 Qtr 3: 0; 2011 Qtr 4: 0 | 200.1565
0 | 234303-Lighting-Remove 4 Ft Lamp (De-Lamp) - Tr1 |  | System | Commercial | [6 empty] | 12.3596 | 16.4871 | 0 | 0 | 0 | -4.1275 | 137.2559 |  | 0 | 0.026384 | -2.5676 | Commercial |  | Winter Only | [5 empty] | 15 | 0.77 |  |  |  | 0 | 180.1408 | 0 | 0 | 0 | 0 | 0 | 0 | 0 | 0 | 0 | 0 | 2009 Qtr 1: 0; 2009 Qtr 2: 0; 2009 Qtr 3: 0; 2009 Qtr 4: 180.1408; 2010 Qtr 1: 0; 2010 Qtr 2: 0; 2010 Qtr 3: 0; 2010 Qtr 4: 0; 2011 Qtr 1: 0; 2011 Qtr 2: 0; 2011 Qtr 3: 0; 2011 Qtr 4: 0 | 180.1408
0 | 234294-Lighting-Occupancy Sensor-Wallbox Lghtng Snsr-Tr1 |  | System | Commercial | 23-RTL-Retail–SingleStorylarge-LIT_INT | 0 |  |  |  |  | 42.262 | 40 | 0 | 0 | 0 | 2.262 | 213.759 |  | kWh | 0.17617 | 0 | Commercial | [7 empty] | 8 | 0.84 |  |  |  | 0 | 11 | 0 | 0 | 0 | 0 | 0 | 0 | 0 | 0 | 0 | 0 | 2009 Qtr 1: 0; 2009 Qtr 2: 0; 2009 Qtr 3: 0; 2009 Qtr 4: 11; 2010 Qtr 1: 0; 2010 Qtr 2: 0; 2010 Qtr 3: 0; 2010 Qtr 4: 0; 2011 Qtr 1: 0; 2011 Qtr 2: 0; 2011 Qtr 3: 0; 2011 Qtr 4: 0 | 11
0 | 234330-Premium T8 with T12 40 Watt Baseline - Tr1 |  | System | Commercial | 01-ALC-AllCommercial-IntLight | 0 |  |  |  |  | 27.6532 | 0 | 0 | 0 | 0 | 27.6532 | 0 |  | kWh | 0 | 0 | Commercial | [7 empty] | 15 | 0.78 |  |  |  | 0 | 0.9098 | 0 | 0 | 0 | 0 | 0 | 0 | 0 | 0 | 0 | 0 | 2009 Qtr 1: 0; 2009 Qtr 2: 0; 2009 Qtr 3: 0; 2009 Qtr 4: 0.9098; 2010 Qtr 1: 0; 2010 Qtr 2: 0; 2010 Qtr 3: 0; 2010 Qtr 4: 0; 2011 Qtr 1: 0; 2011 Qtr 2: 0; 2011 Qtr 3: 0; 2011 Qtr 4: 0 | 0.9098
0 | 234294-Lighting-Occupancy Sensor-Wallbox Lghtng Snsr-Tr1 |  | System | Commercial | 23-RTL-Retail–SingleStorylarge-LIT_INT | 0 |  |  |  |  | 42.262 | 40 | 0 | 0 | 0 | 2.262 | 213.759 |  | kWh | 0.17617 | 0 | Commercial | [7 empty] | 8 | 0.84 |  |  |  | 0 | 1 | 0 | 0 | 0 | 0 | 0 | 0 | 0 | 0 | 0 | 0 | 2009 Qtr 1: 0; 2009 Qtr 2: 0; 2009 Qtr 3: 0; 2009 Qtr 4: 1; 2010 Qtr 1: 0; 2010 Qtr 2: 0; 2010 Qtr 3: 0; 2010 Qtr 4: 0; 2011 Qtr 1: 0; 2011 Qtr 2: 0; 2011 Qtr 3: 0; 2011 Qtr 4: 0 | 1
0 | 234330-Premium T8 with T12 40 Watt Baseline - Tr1 |  | System | Commercial | 01-ALC-AllCommercial-IntLight | 0 |  |  |  |  | 27.6532 | 13.1897 | 0 | 0 | 0 | 14.4636 | 83.5202 |  | kWh | 0.017351 | 0 | Commercial | [7 empty] | 15 | 0.78 |  |  |  | 0 | 76.4234 | 0 | 0 | 0 | 0 | 0 | 0 | 0 | 0 | 0 | 0 | 2009 Qtr 1: 0; 2009 Qtr 2: 0; 2009 Qtr 3: 0; 2009 Qtr 4: 76.4234; 2010 Qtr 1: 0; 2010 Qtr 2: 0; 2010 Qtr 3: 0; 2010 Qtr 4: 0; 2011 Qtr 1: 0; 2011 Qtr 2: 0; 2011 Qtr 3: 0; 2011 Qtr 4: 0 | 76.4234
0 | 234294-Lighting-Occupancy Sensor-Wallbox Lghtng Snsr-Tr1 |  | System | Commercial | 23-RTL-Retail–SingleStorylarge-LIT_INT | 0 |  |  |  |  | 42.262 | 40 | 0 | 0 | 0 | 2.262 | 213.759 |  | kWh | 0.17617 | 0 | Commercial | [7 empty] | 8 | 0.84 |  |  |  | 0 | 1 | 0 | 0 | 0 | 0 | 0 | 0 | 0 | 0 | 0 | 0 | 2009 Qtr 1: 0; 2009 Qtr 2: 0; 2009 Qtr 3: 0; 2009 Qtr 4: 1; 2010 Qtr 1: 0; 2010 Qtr 2: 0; 2010 Qtr 3: 0; 2010 Qtr 4: 0; 2011 Qtr 1: 0; 2011 Qtr 2: 0; 2011 Qtr 3: 0; 2011 Qtr 4: 0 | 1
0 | 234330-Premium T8 with T12 40 Watt Baseline - Tr1 |  | System | Commercial | 01-ALC-AllCommercial-IntLight | 0 |  |  |  |  | 27.6532 | 13.1897 | 0 | 0 | 0 | 14.4636 | 83.5202 |  | kWh | 0.017351 | 0 | Commercial | [7 empty] | 15 | 0.78 |  |  |  | 0 | 52.7685 | 0 | 0 | 0 | 0 | 0 | 0 | 0 | 0 | 0 | 0 | 2009 Qtr 1: 0; 2009 Qtr 2: 0; 2009 Qtr 3: 0; 2009 Qtr 4: 52.7685; 2010 Qtr 1: 0; 2010 Qtr 2: 0; 2010 Qtr 3: 0; 2010 Qtr 4: 0; 2011 Qtr 1: 0; 2011 Qtr 2: 0; 2011 Qtr 3: 0; 2011 Qtr 4: 0 | 52.7685
0 | 234303-Lighting-Remove 4 Ft Lamp (De-Lamp) - Tr1 |  | System | Commercial | [6 empty] | 12.3596 | 16.4871 | 0 | 0 | 0 | -4.1275 | 137.2559 |  | 0 | 0.026384 | -2.5676 | Commercial |  | Winter Only | [5 empty] | 15 | 0.77 |  |  |  | 0 | 18.196 | 0 | 0 | 0 | 0 | 0 | 0 | 0 | 0 | 0 | 0 | 2009 Qtr 1: 0; 2009 Qtr 2: 0; 2009 Qtr 3: 0; 2009 Qtr 4: 18.196; 2010 Qtr 1: 0; 2010 Qtr 2: 0; 2010 Qtr 3: 0; 2010 Qtr 4: 0; 2011 Qtr 1: 0; 2011 Qtr 2: 0; 2011 Qtr 3: 0; 2011 Qtr 4: 0 | 18.196
0 | 234330-Premium T8 with T12 40 Watt Baseline - Tr1 |  | System | Commercial | 01-ALC-AllCommercial-IntLight | 0 |  |  |  |  | 27.6532 | 13.1897 | 0 | 0 | 0 | 14.4636 | 83.5202 |  | kWh | 0.017351 | 0 | Commercial | [7 empty] | 15 | 0.78 |  |  |  | 0 | 14.5568 | 0 | 0 | 0 | 0 | 0 | 0 | 0 | 0 | 0 | 0 | 2009 Qtr 1: 0; 2009 Qtr 2: 0; 2009 Qtr 3: 0; 2009 Qtr 4: 14.5568; 2010 Qtr 1: 0; 2010 Qtr 2: 0; 2010 Qtr 3: 0; 2010 Qtr 4: 0; 2011 Qtr 1: 0; 2011 Qtr 2: 0; 2011 Qtr 3: 0; 2011 Qtr 4: 0 | 14.5568
0 | 234303-Lighting-Remove 4 Ft Lamp (De-Lamp) - Tr1 |  | System | Commercial | [6 empty] | 12.3596 | 16.4871 | 0 | 0 | 0 | -4.1275 | 137.2559 |  | 0 | 0.026384 | -2.5676 | Commercial |  | Winter Only | [5 empty] | 15 | 0.77 |  |  |  | 0 | 14.5568 | 0 | 0 | 0 | 0 | 0 | 0 | 0 | 0 | 0 | 0 | 2009 Qtr 1: 0; 2009 Qtr 2: 0; 2009 Qtr 3: 0; 2009 Qtr 4: 14.5568; 2010 Qtr 1: 0; 2010 Qtr 2: 0; 2010 Qtr 3: 0; 2010 Qtr 4: 0; 2011 Qtr 1: 0; 2011 Qtr 2: 0; 2011 Qtr 3: 0; 2011 Qtr 4: 0 | 14.5568
0 | 234084-Refrigeration -Cooler/Freezer Door Gaskets - Solid Doors: Cooler |  | System | Commercial | 09-GRO-Grocery-REFG | 0 |  |  |  |  | 2.2498 | 4.0048 | 0 | 0 | 0 | -1.755 | 104.55 |  | kWh | 0.01195 | 0 | Commercial | [7 empty] | 4 | 0.76 |  |  |  | 0 | 126 | 0 | 0 | 0 | 0 | 0 | 0 | 0 | 0 | 0 | 0 | 2009 Qtr 1: 0; 2009 Qtr 2: 0; 2009 Qtr 3: 0; 2009 Qtr 4: 126; 2010 Qtr 1: 0; 2010 Qtr 2: 0; 2010 Qtr 3: 0; 2010 Qtr 4: 0; 2011 Qtr 1: 0; 2011 Qtr 2: 0; 2011 Qtr 3: 0; 2011 Qtr 4: 0 | 126
Do NOT enter program data in this row or below. The Spreadsheet will not evaluate any such data. | bar: 2012 Qtr 1; 2014 Qtr 2 to 2014 Qtr 4; 2016 Qtr 2 to 2016 Qtr 4; 2018 Qtr 2 to 2018 Qtr 4
Lists of Dimensions and their Labels
|  |  | Climate Zones | Sectors | End Use Validation List |  | Measure Types for Measure Life | Measure Types for NTGR | Gas Sector | Gas Savings Profile | Combustor Type
|  |  | 7 | RES | res:DEER:Indoor_CFL_Ltg |  | NONRESIDENTIAL MEASURES: |  | Residential | Summer Only | Large Boilers (>100 MMBtu/hr Heat Input):Uncontrolled
|  |  | 10 | NON_RES | res:DEER:Indoor_CFL_Ltg |  | **************************************************************** | Appliance early retirement and replacement 0.80 | Commercial | Winter Only | Large Boilers (>100 MMBtu/hr Heat Input):Controlled Low NOx Burner
|  |  | 14 | Residential | res:DEER:Indoor_CFL_Ltg |  | Ballast – Dimmable: NR - 11 | California Home Energy Efficiency Rating System (CHEERS) | Core | Annual | Large Boilers (>100 MMBtu/hr Heat Input):Controlled – Flue Gas Recirculation
|  |  | 15 | Commercial | res:DEER:Indoor_CFL_Ltg |  | Ballast – Electronic: NR - 11 | Residential Audits 0.72 |  |  | Small Boilers (<100 MMBtu/hr Heat Input):Uncontrolled
|  |  | System | Industrial | res:DEER:Indoor_CFL_Ltg |  | Fluorescent Fixture – T8: C/I/A - 11 | Refrigerator Recycling 0.35 |  |  | Small Boilers (<100 MMBtu/hr Heat Input):Controlled Low NOx Burner
|  |  |  | Agricultural | res:DEER:RefgFrzr_HighEff |  | Fixture: T8 Lamp & Electronic Ballast: C/I/A - 11 | Freezer Recycling 0.54 |  |  | Small Boilers (<100 MMBtu/hr Heat Input):Controlled – Flue Gas Recirculation
|  |  |  | Not Used | res:DEER:RefgFrzr_HighEff |  | T8 Fixtures – 17 Watt Lamp, 2ft or 32-watt Lamp, 4ft 11 | Residential Contractor Program 0.89 |  |  | Residential Furnaces (<0.3):Uncontrolled
[5 empty] | res:DEER:RefgFrzr_HighEff |  | T8 Lamps: C/I/A - 5 | Emerging Technologies 0.83
[5 empty] | res:DEER:RefgFrzr_HighEff |  | High Efficiency Lighting (HID): NR - 16 | All other residential programs 0.80
[5 empty] | res:DEER:RefgFrzr_HighEff |  | High Output T5 Fixture: NR - 16 |  | Electric Rate | Gas Rate
[5 empty] | res:DEER:RefgFrzr_Recyc-Conditioned |  | Indoor or Outdoor Lighting System Modification: NR - 13.5 | Advanced water heating systems 1.00 | Residential | 0
[5 empty] | res:DEER:RefgFrzr_Recyc-Conditioned |  | Lighting Controls: NR - 16 | Agricultural and Dairy Incentives 0.75 | Commercial | Residential
[5 empty] | res:DEER:RefgFrzr_Recyc-Conditioned |  | Daylighting Controls; NR - 16 | Coin Laundry and Dry Cleaner Education 0.70 | Not Used | Not Used
[5 empty] | res:DEER:RefgFrzr_Recyc-Conditioned |  | Lighting Power Density: NR - 11 | Commercial and agricultural information, tools, or design assistance services | Not Used
[5 empty] | res:DEER:RefgFrzr_Recyc-Conditioned |  | Exit Sign – CF Hardware Kit/LED/ Electro-Luminescent: NR - 16 | Comprehensive Space Conditioning 1.00 | Not Used
[5 empty] | res:DEER:RefgFrzr_Recyc-UnConditioned |  | Occupancy Sensor: NR - 8 | Lodging Education 0.70
[5 empty] | res:DEER:RefgFrzr_Recyc-UnConditioned |  | Photocell: NR - 8 | Express Efficiency (rebates) 0.96
[5 empty] | res:DEER:RefgFrzr_Recyc-UnConditioned |  | Time Clock – Lighting: NR - 8 | Energy Management Services, including audits (for small and medium customers)
[5 empty] | res:DEER:RefgFrzr_Recyc-UnConditioned |  | Induction Lamps: NR - 2 | Food Services Equipment Retrofit 1.00
[5 empty] | res:DEER:RefgFrzr_Recyc-UnConditioned |  | Induction Fixture: NR - 16 | Industrial Information and Services 0.74
[5 empty] | res:DEER:HVAC_Eff_AC |  | Delamp/reflectors: C/I - 11 | Large Standard Performance Contract 0.70
[5 empty] | res:DEER:HVAC_Eff_AC |  | Optical Reflectors- new construction: Ind, NRNC - 12 | All other nonresidential programs 0.80
[5 empty] | res:DEER:HVAC_Eff_AC |  | Optical Reflectors- retrofit: NR - 10 | New Construction
[5 empty] | res:DEER:HVAC_Eff_AC |  | HID fixture: Interior, >= 176 Watts lamp: Ind - 16 | Industrial and Agricultural Process 0.94
[5 empty] | res:DEER:HVAC_Eff_AC |  | HID fixture: Interior, 251-400 Watt lamp: Com - 16 | Industrial new construction incentives 0.62
[5 empty] | res:DEER:HVAC_Duct_Sealing |  | CFL Fixture: Pin based CFL fixture: Com - 12.0 | Savings by Design 0.82
[5 empty] | res:DEER:HVAC_Duct_Sealing |  | Screw-in CFL: Education - Primary School: NR - 5.6 | All other new construction programs 0.80
[5 empty] | res:DEER:HVAC_Duct_Sealing |  | Screw-in CFL: Education - Secondary School: NR - 3.5 | Large Standard Performance Contract 0.7011
[5 empty] | res:DEER:HVAC_Duct_Sealing |  | Screw-in CFL: Education - Community College: NR - 2.1 | Savings by Design 0.8212
[5 empty] | res:DEER:HVAC_Duct_Sealing |  | Screw-in CFL: Education - University: NR - 2.6 | Codes and Standards
[5 empty] | res:DEER:HVAC_Refrig_Charge |  | Screw-in CFL: Grocery: NR - 1.4
[5 empty] | res:DEER:HVAC_Refrig_Charge |  | Screw-in CFL: Health/Medical - Hospital: NR - 0.9
[5 empty] | res:DEER:HVAC_Refrig_Charge |  | Screw-in CFL: Health/Medical - Nursing Home: NR - 0.9
[5 empty] | res:DEER:HVAC_Refrig_Charge |  | Screw-in CFL: Lodging - Hotel: NR - 0.9
[5 empty] | res:DEER:HVAC_Refrig_Charge |  | Screw-in CFL: Lodging - Motel: NR - 0.9
[5 empty] | res:DEER:Refg_Chrg_Duct_Seal |  | Screw-in CFL: Lodging - Guest Rooms: NR - 7.0
[5 empty] | res:DEER:Refg_Chrg_Duct_Seal |  | Screw-in CFL: Manufacturing - Light Industrial: NR - 2.8
[5 empty] | res:DEER:Refg_Chrg_Duct_Seal |  | Screw-in CFL: Office - Large: NR - 2.9
[5 empty] | res:DEER:Refg_Chrg_Duct_Seal |  | Screw-in CFL: Office - Small: NR - 3.2
[5 empty] | res:DEER:Refg_Chrg_Duct_Seal |  | Screw-in CFL: Restaurant - Sit-Down: NR - 2.3
[5 empty] | res:DEER:RefgFrzr_Recycling |  | Screw-in CFL: Restaurant - Fast-Food: NR - 1.3
[5 empty] | res:DEER:RefgFrzr_Recycling |  | Screw-in CFL: Retail - 3-Story Large: NR - 1.9
[5 empty] | res:DEER:RefgFrzr_Recycling |  | Screw-in CFL: Retail - Single-Story Large: NR - 1.8
[5 empty] | res:DEER:RefgFrzr_Recycling |  | Screw-in CFL: Retail - Small: NR - 2.1
[5 empty] | res:DEER:RefgFrzr_Recycling |  | Screw-in CFL: Storage - Conditioned: NR - 2.8
[5 empty] | NON_res:DEER:Indoor_CFL_Ltg |  | Screw-in CFL: Storage - Unconditioned: NR - 2.8
[5 empty] | NON_res:DEER:Indoor_CFL_Ltg |  | Screw-in CFL: Warehouse - Refrigerated: NR - 3.1
NON_res:DEER:Indoor_CFL_Ltg
[5 empty] | NON_res:DEER:Indoor_CFL_Ltg |  | HVAC/Refrigeration – SPC: NR - 16
[5 empty] | NON_res:DEER:Indoor_CFL_Ltg |  | Chiller – High Efficiency: NR - 20
[5 empty] | NON_res:DEER:Indoor_Non-CFL_Ltg |  | Chiller – Variable Speed Drive: NR - 20
[5 empty] | NON_res:DEER:Indoor_Non-CFL_Ltg |  | Water Cooled Chillers: NR - 20
[5 empty] | NON_res:DEER:Indoor_Non-CFL_Ltg |  | Air Conditioners – High Efficiency: NR - 15
[5 empty] | NON_res:DEER:Indoor_Non-CFL_Ltg |  | Packaged HVAC Systems: NR - 15
[5 empty] | NON_res:DEER:Indoor_Non-CFL_Ltg |  | Install HVAC EMS: Com - 14
[5 empty] | NON_res:DEER:HVAC_Chillers |  | AC Packaged Terminal Units: NR - 15
[5 empty] | NON_res:DEER:HVAC_Chillers |  | Evaporative Coolers: NR - 15
[5 empty] | NON_res:DEER:HVAC_Chillers |  | Boiler – High Efficiency: NR - 20
[5 empty] | NON_res:DEER:HVAC_Chillers |  | Cooling Towers/Evaporative Condenser: NR - 15
[5 empty] | NON_res:DEER:HVAC_Chillers |  | Heat Pump – Split System: NR - 15
[5 empty] | NON_res:DEER:HVAC_Refrig_Charge |  | Heat Pump with Integrated Water Heating: NR - 10
[5 empty] | NON_res:DEER:HVAC_Refrig_Charge |  | Ground Source Heat Pump: NR - 15
[5 empty] | NON_res:DEER:HVAC_Refrig_Charge |  | Reduce Internal Load: NR - 15
[5 empty] | NON_res:DEER:HVAC_Refrig_Charge |  | Insulation: NR - 20
[5 empty] | NON_res:DEER:HVAC_Refrig_Charge |  | Insulation Package: NR - 20
[5 empty] | NON_res:DEER:HVAC_Split-Package_AC |  | Reflective Window Film: NR - 10
[5 empty] | NON_res:DEER:HVAC_Split-Package_AC |  | Bypass/Delay Timer(lighting): NR - 8
[5 empty] | NON_res:DEER:HVAC_Split-Package_AC |  | Set-Back Thermostat: NR - 11
[5 empty] | NON_res:DEER:HVAC_Split-Package_AC |  | Time Clock - HVAC: NR - 10
[5 empty] | NON_res:DEER:HVAC_Split-Package_AC |  | HVAC/Space Heating/Efficiency (Gas): NR - 18
[5 empty] | NON_res:DEER:HVAC_Duct_Sealing |  | Nonresidential Gas – AC: NR - 20
NON_res:DEER:HVAC_Duct_Sealing
[5 empty] | NON_res:DEER:HVAC_Duct_Sealing |  | Adjustable speed drive, application unknown: Ag - 10
[5 empty] | NON_res:DEER:HVAC_Duct_Sealing |  | Adjustable speed drive, application unknown: Com - 10
[5 empty] | NON_res:DEER:HVAC_Duct_Sealing |  | Adjustable Speed Drive: HVAC fan, 50 HP Max: Com - 10
[5 empty] | 01-ALC-AllCommercial-Cooling |  | Pump repair: Ag - 11
[5 empty] | 01-ALC-AllCommercial-ExtLight |  | Injection molding machines: Ind - 15
[5 empty] | 01-ALC-AllCommercial-IntLight |  | Plastic extusion equipment: Ind - 15
[5 empty] | 01-ALC-AllCommercial-OffEquip |  | Process cooling: Ind - 15
[5 empty] | 01-ALC-AllCommercial-Refrig |  | Process equipment insulation: Ind - 15
01-ALC-AllCommercial-Vent/Fan
[5 empty] | 02-ASM-Assembly-Cooling |  | Horizontal Clothes Washer: NR - 10
[5 empty] | 02-ASM-Assembly-Exit |  | Efficient Dishwashing: NR - 5
[5 empty] | 02-ASM-Assembly-ExtLight |  | Water Heater Controls: NR - 15
[5 empty] | 02-ASM-Assembly-IntLight |  | Cooking measures , Assorted: Com - 12
[5 empty] | 03-BCR-BothResidentialandCommercial-COOL |  | Water Heater – Gas: NR - 15
[5 empty] | 03-BCR-BothResidentialandCommercial-LIT_INT |  | Domestic Hot Water Boiler (Gas): NR - 20
03-BCR-BothResidentialandCommercial-OFF_EQ
[5 empty] | 03-BCR-BothResidentialandCommercial-LIT_EXT |  | Auto Closer for Cooler/Freezer: NR - 8
[5 empty] | 03-BCR-BothResidentialandCommercial-REFG |  | Door Gaskets: NR - 4
[5 empty] | 03-BCR-BothResidentialandCommercial-VENT |  | Floating Head Pressure: NR - 16
[5 empty] | 04-DMO-ResidentialMobileHome–DoubleWide-CL_DRY |  | Heatless Door: NR - 16
[5 empty] | 04-DMO-ResidentialMobileHome–DoubleWide-CL_WASH |  | Humidistat Control for Anti-Sweat Heater: NR - 12
[5 empty] | 04-DMO-ResidentialMobileHome–DoubleWide-DSH_WASH |  | Insulation on Refrigeration Suction Line: NR - 11
[5 empty] | 04-DMO-ResidentialMobileHome–DoubleWide-FREEZ |  | Night Covers for Display Cases: NR - 5
[5 empty] | 04-DMO-ResidentialMobileHome–DoubleWide-LIGHT |  | PSC Evaporator Motor – Walkin/ Display: NR - 15
[5 empty] | 04-DMO-ResidentialMobileHome–DoubleWide-POOL_PMP |  | Refrigeration Case Doors – Glass/Acrylic: NR - 12
[5 empty] | 04-DMO-ResidentialMobileHome–DoubleWide-REFG |  | Refrigerator Case with Doors: NR - 12
[5 empty] | 04-DMO-ResidentialMobileHome–DoubleWide-SP_COOL |  | Refrigerator Condensate Evaporator – Elec/Non Elec: NR - 8
[5 empty] | 04-DMO-ResidentialMobileHome–DoubleWide-SP_HEAT |  | Strip Curtains for Walk-Ins: NR - 4
[5 empty] | 04-DMO-ResidentialMobileHome–DoubleWide-WAT_HEAT |  | Ballast: Electronic, for display case: NR - 11
[5 empty] | 05-ECC-Education–CommunityCollege-COOL |  | Defrost: NR - 16
[5 empty] | 05-ECC-Education–CommunityCollege-LIT_INT |  | FHP & EFF Conditioner: NR - 16
[5 empty] | 05-ECC-Education–CommunityCollege-OFF_EQ |  | High-efficiency Liquid Suction Heat Exchangers: NR - 16
[5 empty] | 05-ECC-Education–CommunityCollege-LIT_EXT |  | Night Shields on Refrigerator and Freezer Cases: NR - 5
[5 empty] | 05-ECC-Education–CommunityCollege-REFG |  | Walk-in Refrigerator or Freezer: Evaporative Fan Controller: NR - 5
[5 empty] | 05-ECC-Education–CommunityCollege-VENT |  | Multiplec Refrigeration Systems/Supermarket Systems: NR - 10
06-EPR-Education–PrimarySchool-COOL
[5 empty] | 06-EPR-Education–PrimarySchool-LIT_INT |  | Kiln/Oven/Furnace: NR - 18
[5 empty] | 06-EPR-Education–PrimarySchool-OFF_EQ |  | Thermal Night Curtains: NR - 5
[5 empty] | 06-EPR-Education–PrimarySchool-LIT_EXT |  | Custom Measures – SPC: NR - 15
[5 empty] | 06-EPR-Education–PrimarySchool-REFG |  | Local Government Partnership: NR - 11
[5 empty] | 06-EPR-Education–PrimarySchool-VENT |  | Audits: NR - 3
[5 empty] | 07-ESE-Education–SecondarySchool-COOL |  | Plug Load Sensor: NR - 10
[5 empty] | 07-ESE-Education–SecondarySchool-LIT_INT |  | Information: NR - 1
[5 empty] | 07-ESE-Education–SecondarySchool-OFF_EQ |  | High Efficiency Motors: NR - 15
[5 empty] | 07-ESE-Education–SecondarySchool-LIT_EXT |  | Process Overhaul: NR - 20
[5 empty] | 07-ESE-Education–SecondarySchool-REFG |  | System Controls: NR - 15
07-ESE-Education–SecondarySchool-VENT
08-EUN-Education–University-COOL
[5 empty] | 08-EUN-Education–University-LIT_INT |  | RESIDENTIAL MEASURES
[5 empty] | 08-EUN-Education–University-OFF_EQ |  | ****************************************************************
[5 empty] | 08-EUN-Education–University-LIT_EXT |  | T8 Fixtures ; lamp or ballast: Res - 15
[5 empty] | 08-EUN-Education–University-REFG |  | Pin based CFL Fixture: Res - 16
[5 empty] | 08-EUN-Education–University-VENT |  | CFL: Indoor Screw in: Res - 9.4
[5 empty] | 09-GRO-Grocery-COOL |  | CFL: Outdoor Screw in: Res - 7
[5 empty] | 09-GRO-Grocery-LIT_INT |  | Torchiere: Res - 9
09-GRO-Grocery-OFF_EQ
[5 empty] | 09-GRO-Grocery-LIT_EXT |  | Air Conditioners with SEER >= 11.0: Res - 18
[5 empty] | 09-GRO-Grocery-REFG |  | Central Air Conditioners: Res - 18
[5 empty] | 09-GRO-Grocery-VENT |  | Duct Testing: Res NC - 18
[5 empty] | 10-HSP-Health/Medical–Hospital-COOL |  | High Energy Efficiency Ducts: Res - 18
[5 empty] | 10-HSP-Health/Medical–Hospital-LIT_INT |  | Whole House Fan: Res - 15
[5 empty] | 10-HSP-Health/Medical–Hospital-OFF_EQ |  | Evaporative Cooler: Res - 15
[5 empty] | 10-HSP-Health/Medical–Hospital-LIT_EXT |  | Glazing - Low E Double / Low Shade Coefficient: Res - 20
[5 empty] | 10-HSP-Health/Medical–Hospital-REFG |  | Heat Pump - Electric: Res - 15
[5 empty] | 10-HSP-Health/Medical–Hospital-VENT |  | Insulation - Ceiling / Floor / Walls: Res - 20
[5 empty] | 11-HTL-Lodging–Hotel(GuestRooms)-COOL |  | A/C with Integrated Water Heating: Res - 10
[5 empty] | 11-HTL-Lodging–Hotel(GuestRooms)-LIT_INT |  | Programmable Thermostat: Res - 12
11-HTL-Lodging–Hotel(GuestRooms)-OFF_EQ
[5 empty] | 11-HTL-Lodging–Hotel(GuestRooms)-LIT_EXT |  | Audits: Res - 3
[5 empty] | 11-HTL-Lodging–Hotel(GuestRooms)-REFG |  | Gas Cooktops: Res - 20
[5 empty] | 11-HTL-Lodging–Hotel(GuestRooms)-VENT |  | Gas Dryer Stub: Res - 18
[5 empty] | 12-MBT-Manufacturing–Bio/Tech-AG_PUMP |  | Energy-Efficient Furnaces: Res - 18
12-MBT-Manufacturing–Bio/Tech-COMP_AIR
[5 empty] | 12-MBT-Manufacturing–Bio/Tech-COOL |  | Refrigerator Recycling: Res - 10
[5 empty] | 12-MBT-Manufacturing–Bio/Tech-LIGHT |  | Refrigerator - Energy Efficient; 20% more efficient: Res - 18
[5 empty] | 12-MBT-Manufacturing–Bio/Tech-MOTOR |  | Refrigerators: Res - 18
12-MBT-Manufacturing–Bio/Tech-PROC_OTH
13-MFM-ResidentialMulti-family-CL_DRY
[5 empty] | 13-MFM-ResidentialMulti-family-CL_WASH |  | GENERIC USEFUL LIVES:
[5 empty] | 13-MFM-ResidentialMulti-family-DSH_WASH |  | ****************************************************************
[5 empty] | 13-MFM-ResidentialMulti-family-FREEZ |  | 0.1
[5 empty] | 13-MFM-ResidentialMulti-family-LIGHT |  | 0.2
[5 empty] | 13-MFM-ResidentialMulti-family-POOL_PMP |  | 0.3
[5 empty] | 13-MFM-ResidentialMulti-family-REFG |  | 0.4
[5 empty] | 13-MFM-ResidentialMulti-family-SP_COOL |  | 0.5
[5 empty] | 13-MFM-ResidentialMulti-family-SP_HEAT |  | 0.6
[5 empty] | 13-MFM-ResidentialMulti-family-WAT_HEAT |  | 0.7
[5 empty] | 14-MLI-Manufacturing–LightIndustry-AG_PUMP |  | 0.8
[5 empty] | 14-MLI-Manufacturing–LightIndustry-COMP_AIR |  | 0.9
[5 empty] | 14-MLI-Manufacturing–LightIndustry-COOL |  | 1
[5 empty] | 14-MLI-Manufacturing–LightIndustry-LIGHT |  | 1.1
[5 empty] | 14-MLI-Manufacturing–LightIndustry-MOTOR |  | 1.2
[5 empty] | 14-MLI-Manufacturing–LightIndustry-PROC_OTH |  | 1.3
[5 empty] | 15-MTL-Lodging–Motel-COOL |  | 1.4
[5 empty] | 15-MTL-Lodging–Motel-LIT_INT |  | 1.5
[5 empty] | 15-MTL-Lodging–Motel-OFF_EQ |  | 1.6
[5 empty] | 15-MTL-Lodging–Motel-LIT_EXT |  | 1.7
[5 empty] | 15-MTL-Lodging–Motel-REFG |  | 1.8
[5 empty] | 15-MTL-Lodging–Motel-VENT |  | 1.9
[5 empty] | 16-NRS-Health/Medical–Clinic-COOL |  | 2
[5 empty] | 16-NRS-Health/Medical–Clinic-LIT_INT |  | 2.1
[5 empty] | 16-NRS-Health/Medical–Clinic-OFF_EQ |  | 2.2
[5 empty] | 16-NRS-Health/Medical–Clinic-LIT_EXT |  | 2.3
[5 empty] | 16-NRS-Health/Medical–Clinic-REFG |  | 2.4
[5 empty] | 16-NRS-Health/Medical–Clinic-VENT |  | 2.5
[5 empty] | 17-OFL-Office–Large-Cooling |  | 2.6
[5 empty] | 17-OFL-Office–Large-ExtLight |  | 2.7
[5 empty] | 17-OFL-Office–Large-IntLight |  | 2.8
[5 empty] | 17-OFL-Office–Large-OffEquip |  | 2.9
[5 empty] | 17-OFL-Office–Large-Refrig |  | 3
[5 empty] | 17-OFL-Office–Large-Vent/Fan |  | 3.1
[5 empty] | 18-OFS-Office–Small-Cooling |  | 3.2
[5 empty] | 18-OFS-Office–Small-ExtLight |  | 3.3
[5 empty] | 18-OFS-Office–Small-IntLight |  | 3.4
[5 empty] | 18-OFS-Office–Small-OffEquip |  | 3.5
[5 empty] | 18-OFS-Office–Small-Refrig |  | 3.6
[5 empty] | 18-OFS-Office–Small-Vent/Fan |  | 3.7
[5 empty] | 19-RES-AllResidential-CL_DRY |  | 3.8
[5 empty] | 19-RES-AllResidential-CL_WASH |  | 3.9
[5 empty] | 19-RES-AllResidential-DSH_WASH |  | 4
[5 empty] | 19-RES-AllResidential-FREEZ |  | 4.1
[5 empty] | 19-RES-AllResidential-LIGHT |  | 4.2
[5 empty] | 19-RES-AllResidential-POOL_PMP |  | 4.3
[5 empty] | 19-RES-AllResidential-REFG |  | 4.4
[5 empty] | 19-RES-AllResidential-SP_COOL |  | 4.5
[5 empty] | 19-RES-AllResidential-SP_HEAT |  | 4.6
[5 empty] | 19-RES-AllResidential-WAT_HEAT |  | 4.7
[5 empty] | 20-RFF-Restaurant–FastFood-Cooling |  | 4.8
[5 empty] | 20-RFF-Restaurant–FastFood-ExtLight |  | 4.9
[5 empty] | 20-RFF-Restaurant–FastFood-IntLight |  | 5
[5 empty] | 20-RFF-Restaurant–FastFood-OffEquip |  | 5.1
[5 empty] | 20-RFF-Restaurant–FastFood-Refrig |  | 5.2
[5 empty] | 20-RFF-Restaurant–FastFood-Vent/Fan |  | 5.3
[5 empty] | 21-RSD-Restaurant–SitDown-COOL |  | 5.4
[5 empty] | 21-RSD-Restaurant–SitDown-LIT_INT |  | 5.5
[5 empty] | 21-RSD-Restaurant–SitDown-OFF_EQ |  | 5.6
[5 empty] | 21-RSD-Restaurant–SitDown-LIT_EXT |  | 5.7
[5 empty] | 21-RSD-Restaurant–SitDown-PROC_OTH |  | 5.8
[5 empty] | 21-RSD-Restaurant–SitDown-REFG |  | 5.9
[5 empty] | 21-RSD-Restaurant–SitDown-VENT |  | 6
[5 empty] | 22-RT3-Retail–3StoryLarge-COOL |  | 6.1
[5 empty] | 22-RT3-Retail–3StoryLarge-LIT_INT |  | 6.2
[5 empty] | 22-RT3-Retail–3StoryLarge-OFF_EQ |  | 6.3
[5 empty] | 22-RT3-Retail–3StoryLarge-LIT_EXT |  | 6.4
[5 empty] | 22-RT3-Retail–3StoryLarge-REFG |  | 6.5
[5 empty] | 22-RT3-Retail–3StoryLarge-VENT |  | 6.6
[5 empty] | 23-RTL-Retail–SingleStorylarge-COOL |  | 6.7
[5 empty] | 23-RTL-Retail–SingleStorylarge-LIT_INT |  | 6.8
[5 empty] | 23-RTL-Retail–SingleStorylarge-OFF_EQ |  | 6.9
[5 empty] | 23-RTL-Retail–SingleStorylarge-LIT_EXT |  | 7
[5 empty] | 23-RTL-Retail–SingleStorylarge-REFG |  | 7.1
[5 empty] | 23-RTL-Retail–SingleStorylarge-VENT |  | 7.2
[5 empty] | 24-RTS-Retail–Small-COOL |  | 7.3
[5 empty] | 24-RTS-Retail–Small-LIT_INT |  | 7.4
[5 empty] | 24-RTS-Retail–Small-OFF_EQ |  | 7.5
[5 empty] | 24-RTS-Retail–Small-LIT_EXT |  | 7.6
[5 empty] | 24-RTS-Retail–Small-REFG |  | 7.7
[5 empty] | 24-RTS-Retail–Small-VENT |  | 7.8
[5 empty] | 25-SCN-Storage–Conditioned-Cooling |  | 7.9
[5 empty] | 25-SCN-Storage–Conditioned-Exit |  | 8
[5 empty] | 25-SCN-Storage–Conditioned-ExtLight |  | 8.1
[5 empty] | 26-SFM-ResidentialSingleFamily-CL_DRY |  | 8.2
[5 empty] | 26-SFM-ResidentialSingleFamily-CL_WASH |  | 8.3
[5 empty] | 26-SFM-ResidentialSingleFamily-DSH_WASH |  | 8.4
[5 empty] | 26-SFM-ResidentialSingleFamily-FREEZ |  | 8.5
[5 empty] | 26-SFM-ResidentialSingleFamily-LIGHT |  | 8.6
[5 empty] | 26-SFM-ResidentialSingleFamily-POOL_PMP |  | 8.7
[5 empty] | 26-SFM-ResidentialSingleFamily-REFG |  | 8.8
[5 empty] | 26-SFM-ResidentialSingleFamily-SP_COOL |  | 8.9
[5 empty] | 26-SFM-ResidentialSingleFamily-SP_HEAT |  | 9
[5 empty] | 26-SFM-ResidentialSingleFamily-WAT_HEAT |  | 9.1
[5 empty] | 27-SMO-ResidentialMobileHome–SingleWide-CL_DRY |  | 9.2
[5 empty] | 27-SMO-ResidentialMobileHome–SingleWide-CL_WASH |  | 9.3
[5 empty] | 27-SMO-ResidentialMobileHome–SingleWide-DSH_WASH |  | 9.4
[5 empty] | 27-SMO-ResidentialMobileHome–SingleWide-FREEZ |  | 9.5
[5 empty] | 27-SMO-ResidentialMobileHome–SingleWide-LIGHT |  | 9.6
[5 empty] | 27-SMO-ResidentialMobileHome–SingleWide-POOL_PMP |  | 9.7
[5 empty] | 27-SMO-ResidentialMobileHome–SingleWide-REFG |  | 9.8
[5 empty] | 27-SMO-ResidentialMobileHome–SingleWide-SP_COOL |  | 9.9
[5 empty] | 27-SMO-ResidentialMobileHome–SingleWide-SP_HEAT |  | 10
[5 empty] | 27-SMO-ResidentialMobileHome–SingleWide-WAT_HEAT |  | 10.1
[5 empty] | 28-SUN-Storage–Unconditioned-Exit |  | 10.2
[5 empty] | 28-SUN-Storage–Unconditioned-ExtLight |  | 10.3
[5 empty] | 29-WRF-Storage–Refrigerated-Cooling |  | 10.4
[5 empty] | 29-WRF-Storage–Refrigerated-Exit |  | 10.5
[5 empty] | 29-WRF-Storage–Refrigerated-ExtLight |  | 10.6
[5 empty] | 30-S20-SIC20Food&KindredProducts-AG_PUMP |  | 10.7
[5 empty] | 30-S20-SIC20Food&KindredProducts-COMP_AIR |  | 10.8
[5 empty] | 30-S20-SIC20Food&KindredProducts-COOL |  | 10.9
[5 empty] | 30-S20-SIC20Food&KindredProducts-LIGHT |  | 11
[5 empty] | 30-S20-SIC20Food&KindredProducts-MOTOR |  | 11.1
[5 empty] | 30-S20-SIC20Food&KindredProducts-PROC_OTH |  | 11.2
[5 empty] | 31-S26-SIC26Paper&AlliedProducts-AG_PUMP |  | 11.3
[5 empty] | 31-S26-SIC26Paper&AlliedProducts-COMP_AIR |  | 11.4
[5 empty] | 31-S26-SIC26Paper&AlliedProducts-COOL |  | 11.5
[5 empty] | 31-S26-SIC26Paper&AlliedProducts-LIGHT |  | 11.6
[5 empty] | 31-S26-SIC26Paper&AlliedProducts-MOTOR |  | 11.7
[5 empty] | 31-S26-SIC26Paper&AlliedProducts-PROC_OTH |  | 11.8
[5 empty] | 32-S28-SIC28Chemicals&AlliedProducts-AG_PUMP |  | 11.9
[5 empty] | 32-S28-SIC28Chemicals&AlliedProducts-COMP_AIR |  | 12
[5 empty] | 32-S28-SIC28Chemicals&AlliedProducts-COOL |  | 12.1
[5 empty] | 32-S28-SIC28Chemicals&AlliedProducts-LIGHT |  | 12.2
[5 empty] | 32-S28-SIC28Chemicals&AlliedProducts-MOTOR |  | 12.3
[5 empty] | 32-S28-SIC28Chemicals&AlliedProducts-PROC_OTH |  | 12.4
[5 empty] | 33-S29-SIC29Petroleum&CoalProducts-AG_PUMP |  | 12.5
[5 empty] | 33-S29-SIC29Petroleum&CoalProducts-COMP_AIR |  | 12.6
[5 empty] | 33-S29-SIC29Petroleum&CoalProducts-COOL |  | 12.7
[5 empty] | 33-S29-SIC29Petroleum&CoalProducts-LIGHT |  | 12.8
[5 empty] | 33-S29-SIC29Petroleum&CoalProducts-MOTOR |  | 12.9
[5 empty] | 33-S29-SIC29Petroleum&CoalProducts-PROC_OTH |  | 13
[5 empty] | 34-S33-SIC33Metals-AG_PUMP |  | 13.1
[5 empty] | 34-S33-SIC33Metals-COMP_AIR |  | 13.2
[5 empty] | 34-S33-SIC33Metals-COOL |  | 13.3
[5 empty] | 34-S33-SIC33Metals-LIGHT |  | 13.4
[5 empty] | 34-S33-SIC33Metals-MOTOR |  | 13.5
[5 empty] | 34-S33-SIC33Metals-PROC_OTH |  | 13.6
[5 empty] | 35-OTI-OtherIndustrial-AG_PUMP |  | 13.7
[5 empty] | 35-OTI-OtherIndustrial-COMP_AIR |  | 13.8
[5 empty] | 35-OTI-OtherIndustrial-COOL |  | 13.9
[5 empty] | 35-OTI-OtherIndustrial-LIGHT |  | 14
[5 empty] | 35-OTI-OtherIndustrial-MOTOR |  | 14.1
[5 empty] | 35-OTI-OtherIndustrial-PROC_OTH |  | 14.2
[5 empty] | 36-GST-Lodging-GuestRooms-Cooling |  | 14.3
[5 empty] | 36-GST-Lodging-GuestRooms-ExtLight |  | 14.4
[5 empty] | 36-GST-Lodging-GuestRooms-IntLight |  | 14.5
[5 empty] | 36-GST-Lodging-GuestRooms-OffEquip |  | 14.6
[5 empty] | 36-GST-Lodging-GuestRooms-Refrig |  | 14.7
[5 empty] | 36-GST-Lodging-GuestRooms-Vent/Fan |  | 14.8
14.9
15
15.1
15.2
15.3
15.4
15.5
15.6
15.7
15.8
15.9
16
16.1
16.2
16.3
16.4
16.5
16.6
16.7
16.8
16.9
17
17.1
17.2
17.3
17.4
17.5
17.6
17.7
17.8
17.9
18
18.1
18.2
18.3
18.4
18.5
18.6
18.7
18.8
18.9
19
19.1
19.2
19.3
19.4
19.5
19.6
19.7
19.8
19.9
20
21
22
23
24
25
26
27
28
29
30
Last Row Used is above