## Export
PROGRAM NAME | 0
BUDGET
Administrative Costs
Overhead and G&A | 0
Other Administrative Costs | 0
Marketing/Outreach | 0
Direct Implementation
d.i. User Input Incentive (No rebates) | 0
d.ii. Rebate | 759644.94
d.iii. Direct Install Labor | 0
d.iv. Direct Install Materials | 0
d.v. Upstream payments | 0
Activity | 0
Installation | 0
Hardware & Materials | 0
Rebate Processing & Inspection | 0
EM&V Costs | 0
Budget | 759644.94
Costs recovered from other sources | 0
Budget (plus other costs) | 759644.94
PROGRAM IMPACTS
Program Reductions for Measures installed through 2011
User Entered kW (kW) | 1506.9672
Net Jul-Sept Peak (kW) | 1272.9521
Net Dec-Feb Peak (kW) | 832.2969
Net NCP (kW) | 1301.9328
Net CEC (kW) | 0
Annual Net kWh | 7859334.2099
Lifecycle Net kWh | 73664274.3351
Annual Net Therms | 29388.5041
Lifecycle Net Therms | 680806.4298
Cost Effectiveness for all measures installed through 2015
TRC
Costs | 1414453.807
Electric Benefits | 5521461.3764
Gas Benefits | 327469.1374
Net Benefits (NPV) | 4434476.7068
BC Ratio | 4.1351
PAC
Costs | 734201.8796
Electric Benefits | 5521461.3764
Gas Benefits | 327469.1374
Net Benefits (NPV) | 5114728.6342
BC Ratio | 7.9664
Levelized Cost
Levelized Cost TRC ($/kWh )
Discounted kWh | 49486294.2221
Cost | 0.02415
Benefits | 0.11158
Benefit-Cost | 0.087425
Levelized Cost PAC ($/kWh)
Discounted kWh | 49486294.2221
Cost | 0.011471
Benefits | 0.11158
Benefit-Cost | 0.1001
Levelized Cost TRC ($/therm)
Discounted Therms | 318756.7655
Cost | 0.68815
Benefits | 1.0273
Benefit-Cost | 0.33918
Levelized Cost PAC ($/therm)
Discounted Therms | 318756.7655
Cost | 0.52244
Benefits | 1.0273
Benefit-Cost | 0.50489
Emission Annual Reductions (2009-2011) |  | Energy Division File sheet "Attachment II" Total Electricity and Gas Emission Reductions
Electric Annual CO2 (tons) - 2009 | 4100.161 |  | 2009 | 2010 | 2011 | 2012 | 2013 | 2014 | 2015
2010 | 0 |  | Total | Total | Total | Total | Total | Total | Total
2011 | 0 | Annual CO2 Emission Reductions (tons) | 4272.0837 | 0 | 0 | 0 | 0 | 0 | 0
Electric Lifecycle CO2 (tons) - 2009 | 37698.2609 | Lifecycle CO2 Emission Reductions (tons) | 41680.9785 | 0 | 0 | 0 | 0 | 0 | 0
2010 | 0 | Annual NOx Emission Reductions (tons) | 0.68817 | 0 | 0 | 0 | 0 | 0 | 0
2011 | 0 | Lifecycle NOx Emission Reductions (tons) | 8.2383 | 0 | 0 | 0 | 0 | 0 | 0
Electric Annual NOX (tons) - 2009 | 0.55299 | Annual SO2 Emission Reductions (tons)
2010 | 0 | Lifecycle SO2 Emission Reductions (tons)
2011 | 0
Electric Lifecycle NOX (tons) - 2009 | 5.1066
2010 | 0
2011 | 0
Electric Annual SO2 (lbs) - 2009
2010
2011
Electric Lifecycle SO2 (lbs) - 2009
2010
2011
Gas Annual CO2 (tons) - 2009 | 171.9227
2010 | 0
2011 | 0
Gas Lifecycle CO2 (tons) - 2009 | 3982.7176
2010 | 0
2011 | 0
Gas Annual NOX (tons) - 2009 | 0.13519
2010 | 0
2011 | 0
Gas Lifecycle NOX (tons) - 2009 | 3.1317
2010 | 0
2011 | 0
Gas Annual SO2 (lbs) - 2009
2010
2011
Gas Lifecycle SO2 (lbs) - 2009
2010
2011
Data below not currently used in Energy Division workbook
Levelized Cost RIM ($/therm)
Discounted Therms | 318756.7655
Cost | 0.12896
Benefits | 1.0273
Benefit-Cost | 0.89837
Levelized Cost RIM ($/kWh)
Discounted kWh | 49486294.2221
Cost | 0.014006
Benefits | 0.11158
Benefit-Cost | 0.89837
RIM
Costs | 734201.8796
Electric Benefits | 5521461.3764
Gas Benefits | 327469.1374
Net Benefits (NPV) | 5114728.6342
BC Ratio | 7.9664
Impacts for all programs installed trhough 2019
Net July-Sept Peak (kW)
Clothes Dryer | 0
Clothes Washer | 0
Consumer Electronics | 0
Cooking | 0
Dishwasher | 0
Net Dec-Feb Pk (kW)
Clothes Dryer | 0
Clothes Washer | 0
Consumer Electronics | 0
Cooking | 0
Dishwasher | 0
0
Clothes Dryer | 0
Clothes Washer | 0
Consumer Electronics | 0
Cooking | 0
Dishwasher | 0
Annual Net kWh
Clothes Dryer | 0
Clothes Washer | 0
Consumer Electronics | 0
Cooking | 0
Dishwasher | 0
Lifecycle Net kWh
Clothes Dryer | 0
Clothes Washer | 0
Consumer Electronics | 0
Cooking | 0
Dishwasher | 0
Annual Net Therms
Clothes Dryer | 0
Clothes Washer | 0
Consumer Electronics | 0
Cooking | 0
Dishwasher | 0
Lifecycle Net Therms
Clothes Dryer | 0
Clothes Washer | 0
Consumer Electronics | 0
Cooking | 0
Dishwasher | 0

## Output by Measure
0
0
SDG&E | [7 empty] | Levelized Benefits less Costs (TRC) |  |  |  | Levelized Benefits less Costs (PAC) |  |  |  | Benefit Cost Ratios
Net Impacts by Measure | [7 empty] | No Allocated Admin |  | w/ Allocated Admin |  | No Allocated Admin |  | w/ Allocated Admin |  | No Allocated Admin |  | w/ Allocated Admin
| Net Avg Jul-Sep (kW) | Net Dec-Feb Pk (kW) | Net User Entered kW | Annual kWh adj for Net to gross | Lifecycle kWh (Annual * Measure Life) | Annual Therms | Lifecycle Therms | Electric ($/kWh) | Gas ($/Th) | Electric ($/kWh) | Gas ($/Th) | Electric ($/kWh) | Gas ($/Th) | Electric ($/kWh) | Gas ($/Th) | TRC | PAC | TRC | PAC
Total or Average | 1272.9521 | 832.2969 | 1506.9672 | 7859334.2099 | 73664274.3351 | 29388.5041 | 680806.4298 | 0.087425 | 0.33918 | 0.087425 | 0.33918 | 0.1001 | 0.50489 | 0.1001 | 0.50489
234330-Premium T8 with T12 40 Watt Baseline - Tr1 | 1.0563 | 0.68115 | 1.1082 | 5334.2764 | 80014.1453 | 0 | 0 | 0.090475 | 0 | 0.090475 | 0 | 0.1096 | 0 | 0.1096 | 0 | 3.1812 | 5.9022 | 3.1812 | 5.9022
234303-Lighting-Remove 4 Ft Lamp (De-Lamp) - Tr1 | 0 | 0 | 0.70236 | 3653.8621 | 54807.9312 | -68.3515 | -1025.2722 | 0 | 1.8238 | 0 | 1.8238 | 0 | 2.0013 | 0 | 2.0013 | -1.4536 | -1.1734 | -1.4536 | -1.1734
234331-Premium T8 with T12 40 Watt Baseline - Tr2 | 0.0081594 | 0.0052614 | 0.012158 | 41.2034 | 618.0513 | 0 | 0 | 0.077055 | 0 | 0.077055 | 0 | 0.11083 | 0 | 0.11083 | 0 | 2.3309 | 5.5951 | 2.3309 | 5.5951
234208-Lighting-8 Ft T-8 with Elec Ballast-Tr2 | 0.072684 | 0.046868 | 0.10899 | 367.0374 | 5505.5611 | 0 | 0 | -0.0028495 | 0 | -0.0028495 | 0 | 0.062748 | 0 | 0.062748 | 0 | 0.97932 | 1.869 | 0.97932 | 1.869
234304-Lighting-Remove 4 Ft Lamp (De-Lamp) - Tr2 | 0 | 0 | 0.018483 | 96.1543 | 1442.314 | -1.7987 | -26.9808 | 0 | 0.69035 | 0 | 0.69035 | 0 | 0.69063 | 0 | 0.69063 | 0 | 0 | 0 | 0
234307-Lighting-Remove 8 Ft Lamp (De-Lamp) - Tr2 | 0.26346 | 0.1634 | 0.43317 | 1423.048 | 21345.7201 | 0 | 0 | 0.11754 | 0 | 0.11754 | 0 | 0.12272 | 0 | 0.12272 | 0 | 9.1102 | 14.1797 | 9.1102 | 14.1797
234085-Refrigeration -Strip Curtains for Walk-ins | 0.78747 | 0.56386 | 0.59731 | 5240.55 | 20962.2 | 0 | 0 | 0.099081 | 0 | 0.099081 | 0 | 0.10525 | 0 | 0.10525 | 0 | 17.0519 | 0 | 17.0519 | 0
234084-Refrigeration -Cooler/Freezer Door Gaskets - Solid Doors: Cooler | 0.26362 | 0.22047 | 0.22741 | 1989.6283 | 7958.5133 | 0 | 0 | 0.093629 | 0 | 0.093629 | 0 | 0.088928 | 0 | 0.088928 | 0 | 10.9172 | 7.2882 | 10.9172 | 7.2882
234330-Premium T8 with T12 40 Watt Baseline - Tr1 | 0.79812 | 0.51465 | 0.8373 | 4030.3421 | 60455.132 | 0 | 0 | 0.090475 | 0 | 0.090475 | 0 | 0.1096 | 0 | 0.1096 | 0 | 3.1812 | 5.9022 | 3.1812 | 5.9022
234360-Lighting-IntrHiByLnrFlscntFxtr244wrplc400w(TrI)Tr1 | 0 | 0 | 1.7036 | 0 | 0 | -54.0976 | -811.4634 | 0 | 6.1385 | 0 | 6.1385 | 0 | 4.1423 | 0 | 4.1423 | -0.21362 | -0.3529 | -0.21362 | -0.3529
234285-Lighting-Occpncy Snsr-Hi-Bay integrated Snsr-Tr1 | 4.1646 | 2.6855 | 4.079 | 21030.4956 | 168243.965 | 0 | 0 | 0.1082 | 0 | 0.1082 | 0 | 0.11639 | 0 | 0.11639 | 0 | 7.9412 | 16.7262 | 7.9412 | 16.7262
234049-Lighting-LED Exit Sign New Sign | 0.068174 | 0.067731 | 0 | 597.2288 | 9555.6603 | 0 | 0 | 0.091877 | 0 | 0.091877 | 0 | 0.09793 | 0 | 0.09793 | 0 | 5.1455 | 7.0789 | 5.1455 | 7.0789
234303-Lighting-Remove 4 Ft Lamp (De-Lamp) - Tr1 | 0 | 0 | 0.2218 | 1153.8512 | 17307.7678 | -21.5847 | -323.7702 | 0 | 1.8238 | 0 | 1.8238 | 0 | 2.0013 | 0 | 2.0013 | -1.4536 | -1.1734 | -1.4536 | -1.1734
234085-Refrigeration -Strip Curtains for Walk-ins | 0.84179 | 0.60275 | 0.63851 | 5602.041 | 22408.164 | 0 | 0 | 0.096953 | 0 | 0.096953 | 0 | 0.10131 | 0 | 0.10131 | 0 | 12.68 | 26.7058 | 12.68 | 26.7058
234084-Refrigeration -Cooler/Freezer Door Gaskets - Solid Doors: Cooler | 0.79287 | 0.66307 | 0.68397 | 5983.982 | 23935.9279 | 0 | 0 | 0.093628 | 0 | 0.093628 | 0 | 0.088924 | 0 | 0.088924 | 0 | 10.916 | 7.286 | 10.916 | 7.286
234084-Refrigeration -Cooler/Freezer Door Gaskets - Solid Doors: Cooler | 0.75718 | 0.63322 | 0.65318 | 5714.6194 | 22858.4774 | 0 | 0 | 0.093628 | 0 | 0.093628 | 0 | 0.088924 | 0 | 0.088924 | 0 | 10.916 | 7.286 | 10.916 | 7.286
234084-Refrigeration -Cooler/Freezer Door Gaskets - Solid Doors: Cooler | 0.63758 | 0.5332 | 0.55001 | 4811.9765 | 19247.9059 | 0 | 0 | 0.093628 | 0 | 0.093628 | 0 | 0.088924 | 0 | 0.088924 | 0 | 10.916 | 7.286 | 10.916 | 7.286
234084-Refrigeration -Cooler/Freezer Door Gaskets - Solid Doors: Cooler | 0.55978 | 0.46814 | 0.48289 | 4224.7819 | 16899.1274 | 0 | 0 | 0.093628 | 0 | 0.093628 | 0 | 0.088924 | 0 | 0.088924 | 0 | 10.916 | 7.286 | 10.916 | 7.286
234330-Premium T8 with T12 40 Watt Baseline - Tr1 | 0.56338 | 0.36328 | 0.59103 | 2844.9474 | 42674.2108 | 0 | 0 | 0.093473 | 0 | 0.093473 | 0 | 0.1126 | 0 | 0.1126 | 0 | 3.2535 | 6.0363 | 3.2535 | 6.0363
234084-Refrigeration -Cooler/Freezer Door Gaskets - Solid Doors: Cooler | 1.2796 | 1.0701 | 1.1038 | 9657.3253 | 38629.3013 | 0 | 0 | 0.093628 | 0 | 0.093628 | 0 | 0.088924 | 0 | 0.088924 | 0 | 10.916 | 7.286 | 10.916 | 7.286
234084-Refrigeration -Cooler/Freezer Door Gaskets - Solid Doors: Cooler | 1.1169 | 0.93407 | 0.96351 | 8429.6992 | 33718.7969 | 0 | 0 | 0.093628 | 0 | 0.093628 | 0 | 0.088924 | 0 | 0.088924 | 0 | 10.916 | 7.286 | 10.916 | 7.286
234084-Refrigeration -Cooler/Freezer Door Gaskets - Solid Doors: Cooler | 0.16845 | 0.14087 | 0.14531 | 1271.328 | 5085.312 | 0 | 0 | 0.093628 | 0 | 0.093628 | 0 | 0.088924 | 0 | 0.088924 | 0 | 10.916 | 7.286 | 10.916 | 7.286
234083-Refrigeration -Cooler/Freezer Door Gaskets - Glass Doors | 3.2848 | 2.747 | 2.8336 | 24790.896 | 99163.584 | 0 | 0 | 0.093627 | 0 | 0.093627 | 0 | 0.088924 | 0 | 0.088924 | 0 | 10.9154 | 7.286 | 10.9154 | 7.286
234085-Refrigeration -Strip Curtains for Walk-ins | 0.77783 | 0.55695 | 0.59 | 5176.38 | 20705.52 | 0 | 0 | 0.096953 | 0 | 0.096953 | 0 | 0.10131 | 0 | 0.10131 | 0 | 12.68 | 26.7058 | 12.68 | 26.7058
234084-Refrigeration -Cooler/Freezer Door Gaskets - Solid Doors: Cooler | 1.2435 | 1.0399 | 1.0727 | 9384.7844 | 37539.1375 | 0 | 0 | 0.093628 | 0 | 0.093628 | 0 | 0.088924 | 0 | 0.088924 | 0 | 10.916 | 7.286 | 10.916 | 7.286
234084-Refrigeration -Cooler/Freezer Door Gaskets - Solid Doors: Cooler | 0.99574 | 0.83273 | 0.85898 | 7515.1376 | 30060.5506 | 0 | 0 | 0.093628 | 0 | 0.093628 | 0 | 0.088924 | 0 | 0.088924 | 0 | 10.916 | 7.286 | 10.916 | 7.286
234084-Refrigeration -Cooler/Freezer Door Gaskets - Solid Doors: Cooler | 2.4741 | 2.0691 | 2.1343 | 18672.63 | 74690.52 | 0 | 0 | 0.097885 | 0 | 0.097885 | 0 | 0.09318 | 0 | 0.09318 | 0 | 11.3668 | 7.5869 | 11.3668 | 7.5869
234085-Refrigeration -Strip Curtains for Walk-ins | 0.79712 | 0.57076 | 0.60462 | 5304.72 | 21218.88 | 0 | 0 | 0.10126 | 0 | 0.10126 | 0 | 0.10562 | 0 | 0.10562 | 0 | 13.1994 | 27.7999 | 13.1994 | 27.7999
234129-Software Plug Load Sensors | 0.36495 | 0.29805 | 0 | 2860.2126 | 14301.063 | 0 | 0 | 0.096952 | 0 | 0.096952 | 0 | 0.086667 | 0 | 0.086667 | 0 | 9.2476 | 4.9321 | 9.2476 | 4.9321
234084-Refrigeration -Cooler/Freezer Door Gaskets - Solid Doors: Cooler | 1.4308 | 1.1965 | 1.2342 | 10798.3422 | 43193.3688 | 0 | 0 | 0.093628 | 0 | 0.093628 | 0 | 0.088924 | 0 | 0.088924 | 0 | 10.916 | 7.286 | 10.916 | 7.286
234085-Refrigeration -Strip Curtains for Walk-ins | 1.4239 | 1.0195 | 1.08 | 9475.77 | 37903.08 | 0 | 0 | 0.096953 | 0 | 0.096953 | 0 | 0.10131 | 0 | 0.10131 | 0 | 12.68 | 26.7058 | 12.68 | 26.7058
234084-Refrigeration -Cooler/Freezer Door Gaskets - Solid Doors: Cooler | 1.2465 | 1.0425 | 1.0753 | 9407.8272 | 37631.3088 | 0 | 0 | 0.093628 | 0 | 0.093628 | 0 | 0.088924 | 0 | 0.088924 | 0 | 10.916 | 7.286 | 10.916 | 7.286
234330-Premium T8 with T12 40 Watt Baseline - Tr1 | 0.32864 | 0.21191 | 0.34477 | 1659.5526 | 24893.2896 | 0 | 0 | 0.090475 | 0 | 0.090475 | 0 | 0.1096 | 0 | 0.1096 | 0 | 3.1812 | 5.9022 | 3.1812 | 5.9022
234084-Refrigeration -Cooler/Freezer Door Gaskets - Solid Doors: Cooler | 0.5264 | 0.44023 | 0.4541 | 3972.9 | 15891.6 | 0 | 0 | 0.093628 | 0 | 0.093628 | 0 | 0.088924 | 0 | 0.088924 | 0 | 10.916 | 7.286 | 10.916 | 7.286
234361-Lighting-IntrHiByLnrFlscntFxtr244wrplc400w(TrI)Tr2 | 4.9469 | 3.1899 | 7.8744 | 24980.7833 | 374711.7494 | 0 | 0 | 0.075005 | 0 | 0.075005 | 0 | 0.10858 | 0 | 0.10858 | 0 | 2.3171 | 5.6457 | 2.3171 | 5.6457
234286-Lighting-Occpncy Snsr-Hi-Bay integrated Snsr-Tr2 | 11.7239 | 7.5599 | 18.6396 | 59203.2584 | 473626.0675 | 0 | 0 | 0.097751 | 0 | 0.097751 | 0 | 0.11143 | 0 | 0.11143 | 0 | 4.7545 | 10.0183 | 4.7545 | 10.0183
234330-Premium T8 with T12 40 Watt Baseline - Tr1 | 0.25822 | 0.1665 | 0.27089 | 1303.9342 | 19559.0133 | 0 | 0 | 0.090475 | 0 | 0.090475 | 0 | 0.1096 | 0 | 0.1096 | 0 | 3.1812 | 5.9022 | 3.1812 | 5.9022
234303-Lighting-Remove 4 Ft Lamp (De-Lamp) - Tr1 | 0 | 0 | 0.3327 | 1730.7768 | 25961.6516 | -32.377 | -485.6552 | 0 | 1.8238 | 0 | 1.8238 | 0 | 2.0013 | 0 | 2.0013 | -1.4536 | -1.1734 | -1.4536 | -1.1734
234083-Refrigeration -Cooler/Freezer Door Gaskets - Glass Doors | 2.9268 | 2.4477 | 2.5248 | 22089.324 | 88357.296 | 0 | 0 | 0.093627 | 0 | 0.093627 | 0 | 0.088924 | 0 | 0.088924 | 0 | 10.9154 | 7.286 | 10.9154 | 7.286
234084-Refrigeration -Cooler/Freezer Door Gaskets - Solid Doors: Cooler | 0.16845 | 0.14087 | 0.14531 | 1271.328 | 5085.312 | 0 | 0 | 0.093628 | 0 | 0.093628 | 0 | 0.088924 | 0 | 0.088924 | 0 | 10.916 | 7.286 | 10.916 | 7.286
234085-Refrigeration -Strip Curtains for Walk-ins | 0.62227 | 0.44556 | 0.472 | 4141.104 | 16564.416 | 0 | 0 | 0.096953 | 0 | 0.096953 | 0 | 0.10131 | 0 | 0.10131 | 0 | 12.68 | 26.7058 | 12.68 | 26.7058
234084-Refrigeration -Cooler/Freezer Door Gaskets - Solid Doors: Cooler | 0.86267 | 0.72144 | 0.74418 | 6510.7885 | 26043.1541 | 0 | 0 | 0.093628 | 0 | 0.093628 | 0 | 0.088924 | 0 | 0.088924 | 0 | 10.9161 | 7.2862 | 10.9161 | 7.2862
234085-Refrigeration -Strip Curtains for Walk-ins | 0.62227 | 0.44556 | 0.472 | 4141.104 | 16564.416 | 0 | 0 | 0.096953 | 0 | 0.096953 | 0 | 0.10131 | 0 | 0.10131 | 0 | 12.68 | 26.7058 | 12.68 | 26.7058
234084-Refrigeration -Cooler/Freezer Door Gaskets - Solid Doors: Cooler | 1.2516 | 1.0467 | 1.0797 | 9445.967 | 37783.8682 | 0 | 0 | 0.093628 | 0 | 0.093628 | 0 | 0.088924 | 0 | 0.088924 | 0 | 10.916 | 7.286 | 10.916 | 7.286
234085-Refrigeration -Strip Curtains for Walk-ins | 0.61487 | 0.44027 | 0.46639 | 4091.907 | 16367.628 | 0 | 0 | 0.096953 | 0 | 0.096953 | 0 | 0.10131 | 0 | 0.10131 | 0 | 12.6805 | 26.7105 | 12.6805 | 26.7105
234084-Refrigeration -Cooler/Freezer Door Gaskets - Solid Doors: Cooler | 1.0122 | 0.84647 | 0.87314 | 7639.0921 | 30556.3685 | 0 | 0 | 0.093628 | 0 | 0.093628 | 0 | 0.088924 | 0 | 0.088924 | 0 | 10.9162 | 7.2864 | 10.9162 | 7.2864
234085-Refrigeration -Strip Curtains for Walk-ins | 1.1892 | 0.85154 | 0.90206 | 7914.3 | 31657.2 | 0 | 0 | 0.096953 | 0 | 0.096953 | 0 | 0.10131 | 0 | 0.10131 | 0 | 12.68 | 26.7058 | 12.68 | 26.7058
234084-Refrigeration -Cooler/Freezer Door Gaskets - Solid Doors: Cooler | 0.20003 | 0.16729 | 0.17256 | 1509.702 | 6038.808 | 0 | 0 | 0.093628 | 0 | 0.093628 | 0 | 0.088924 | 0 | 0.088924 | 0 | 10.916 | 7.286 | 10.916 | 7.286
234330-Premium T8 with T12 40 Watt Baseline - Tr1 | 0.6338 | 0.40869 | 0.66491 | 3200.5658 | 48008.4872 | 0 | 0 | 0.090475 | 0 | 0.090475 | 0 | 0.1096 | 0 | 0.1096 | 0 | 3.1812 | 5.9022 | 3.1812 | 5.9022
234126-Refrigeration - Efficient Evap Fan Motor Electronically Commutated Motor (ECM) | 0.021586 | 0.018052 | 0.022183 | 162.9166 | 2443.749 | -0.1614 | -2.4209 | 0.05134 | 0.97721 | 0.05134 | 0.97721 | -0.084552 | 0.97721 | -0.084552 | 0.97721 | 1.7469 | 0.57941 | 1.7469 | 0.57941
234330-Premium T8 with T12 40 Watt Baseline - Tr1 | 0.79812 | 0.51465 | 0.8373 | 4030.3421 | 60455.132 | 0 | 0 | 0.090475 | 0 | 0.090475 | 0 | 0.1096 | 0 | 0.1096 | 0 | 3.1812 | 5.9022 | 3.1812 | 5.9022
234330-Premium T8 with T12 40 Watt Baseline - Tr1 | 1.4084 | 0.9082 | 1.4776 | 7112.3685 | 106685.5271 | 0 | 0 | 0.090475 | 0 | 0.090475 | 0 | 0.1096 | 0 | 0.1096 | 0 | 3.1812 | 5.9022 | 3.1812 | 5.9022
234360-Lighting-IntrHiByLnrFlscntFxtr244wrplc400w(TrI)Tr1 | 0 | 0 | 0.68143 | 0 | 0 | -21.639 | -324.5854 | 0 | 6.1385 | 0 | 6.1385 | 0 | 4.1423 | 0 | 4.1423 | -0.21362 | -0.3529 | -0.21362 | -0.3529
234330-Premium T8 with T12 40 Watt Baseline - Tr1 | 1.8545 | 1.1958 | 1.9455 | 9364.6185 | 140469.2773 | 0 | 0 | 0.090475 | 0 | 0.090475 | 0 | 0.1096 | 0 | 0.1096 | 0 | 3.1812 | 5.9022 | 3.1812 | 5.9022
234303-Lighting-Remove 4 Ft Lamp (De-Lamp) - Tr1 | 0 | 0 | 1.8114 | 9423.118 | 141346.77 | -176.2749 | -2644.123 | 0 | 1.8238 | 0 | 1.8238 | 0 | 2.0013 | 0 | 2.0013 | -1.4536 | -1.1734 | -1.4536 | -1.1734
234330-Premium T8 with T12 40 Watt Baseline - Tr1 | 2.0892 | 1.3472 | 2.1917 | 10550.0132 | 158250.1985 | 0 | 0 | 0.090475 | 0 | 0.090475 | 0 | 0.1096 | 0 | 0.1096 | 0 | 3.1812 | 5.9022 | 3.1812 | 5.9022
234330-Premium T8 with T12 40 Watt Baseline - Tr1 | 1.2207 | 0.78711 | 1.2806 | 6164.0527 | 92460.7901 | 0 | 0 | 0.090475 | 0 | 0.090475 | 0 | 0.1096 | 0 | 0.1096 | 0 | 3.1812 | 5.9022 | 3.1812 | 5.9022
234330-Premium T8 with T12 40 Watt Baseline - Tr1 | 0.46948 | 0.30273 | 0.49253 | 2370.7895 | 35561.8424 | 0 | 0 | 0.090475 | 0 | 0.090475 | 0 | 0.1096 | 0 | 0.1096 | 0 | 3.1812 | 5.9022 | 3.1812 | 5.9022
234330-Premium T8 with T12 40 Watt Baseline - Tr1 | 0.56338 | 0.36328 | 0.59103 | 2844.9474 | 42674.2108 | 0 | 0 | 0.090475 | 0 | 0.090475 | 0 | 0.1096 | 0 | 0.1096 | 0 | 3.1812 | 5.9022 | 3.1812 | 5.9022
234330-Premium T8 with T12 40 Watt Baseline - Tr1 | 0.37559 | 0.24219 | 0.39402 | 1896.6316 | 28449.4739 | 0 | 0 | 0.090475 | 0 | 0.090475 | 0 | 0.1096 | 0 | 0.1096 | 0 | 3.1812 | 5.9022 | 3.1812 | 5.9022
234303-Lighting-Remove 4 Ft Lamp (De-Lamp) - Tr1 | 0 | 0 | 0.59146 | 3076.9365 | 46154.0474 | -57.5591 | -863.3871 | 0 | 1.8238 | 0 | 1.8238 | 0 | 2.0013 | 0 | 2.0013 | -1.4536 | -1.1734 | -1.4536 | -1.1734
234360-Lighting-IntrHiByLnrFlscntFxtr244wrplc400w(TrI)Tr1 | 0 | 0 | 5.9625 | 0 | 0 | -189.3415 | -2840.1219 | 0 | 6.1385 | 0 | 6.1385 | 0 | 4.1423 | 0 | 4.1423 | -0.21362 | -0.3529 | -0.21362 | -0.3529
234285-Lighting-Occpncy Snsr-Hi-Bay integrated Snsr-Tr1 | 14.1597 | 9.1306 | 13.8686 | 71503.6851 | 572029.481 | 0 | 0 | 0.1082 | 0 | 0.1082 | 0 | 0.11639 | 0 | 0.11639 | 0 | 7.9412 | 16.7262 | 7.9412 | 16.7262
234330-Premium T8 with T12 40 Watt Baseline - Tr1 | 0.23474 | 0.15137 | 0.24626 | 1185.3947 | 17780.9212 | 0 | 0 | 0.090475 | 0 | 0.090475 | 0 | 0.1096 | 0 | 0.1096 | 0 | 3.1812 | 5.9022 | 3.1812 | 5.9022
234303-Lighting-Remove 4 Ft Lamp (De-Lamp) - Tr1 | 0 | 0 | 0.36966 | 1923.0853 | 28846.2796 | -35.9745 | -539.6169 | 0 | 1.8238 | 0 | 1.8238 | 0 | 2.0013 | 0 | 2.0013 | -1.4536 | -1.1734 | -1.4536 | -1.1734
234330-Premium T8 with T12 40 Watt Baseline - Tr1 | 1.2911 | 0.83252 | 1.3544 | 6519.6711 | 97795.0665 | 0 | 0 | 0.090475 | 0 | 0.090475 | 0 | 0.1096 | 0 | 0.1096 | 0 | 3.1812 | 5.9022 | 3.1812 | 5.9022
234303-Lighting-Remove 4 Ft Lamp (De-Lamp) - Tr1 | 0 | 0 | 1.072 | 5576.9474 | 83654.2108 | -104.3259 | -1564.8891 | 0 | 1.8238 | 0 | 1.8238 | 0 | 2.0013 | 0 | 2.0013 | -1.4536 | -1.1734 | -1.4536 | -1.1734
234082-Refrigeration - Vending Machine Controller | 0.14951 | 0.12503 | 0 | 1128.4 | 5642 | 0 | 0 | 0.067874 | 0 | 0.067874 | 0 | 0.076637 | 0 | 0.076637 | 0 | 2.6621 | 3.3895 | 2.6621 | 3.3895
234330-Premium T8 with T12 40 Watt Baseline - Tr1 | 0.42253 | 0.27246 | 0.44327 | 2133.7105 | 32005.6581 | 0 | 0 | 0.093473 | 0 | 0.093473 | 0 | 0.1126 | 0 | 0.1126 | 0 | 3.2535 | 6.0363 | 3.2535 | 6.0363
234331-Premium T8 with T12 40 Watt Baseline - Tr2 | 0.2611 | 0.16837 | 0.38906 | 1318.5095 | 19777.6424 | 0 | 0 | 0.077055 | 0 | 0.077055 | 0 | 0.11083 | 0 | 0.11083 | 0 | 2.3309 | 5.5951 | 2.3309 | 5.5951
234208-Lighting-8 Ft T-8 with Elec Ballast-Tr2 | 0.027256 | 0.017576 | 0.040871 | 137.639 | 2064.5854 | 0 | 0 | -0.0028495 | 0 | -0.0028495 | 0 | 0.062748 | 0 | 0.062748 | 0 | 0.97932 | 1.869 | 0.97932 | 1.869
234304-Lighting-Remove 4 Ft Lamp (De-Lamp) - Tr2 | 0 | 0 | 0.59146 | 3076.9365 | 46154.0474 | -57.5591 | -863.3871 | 0 | 0.69035 | 0 | 0.69035 | 0 | 0.69063 | 0 | 0.69063 | 0 | 0 | 0 | 0
234307-Lighting-Remove 8 Ft Lamp (De-Lamp) - Tr2 | 0.19759 | 0.12255 | 0.32488 | 1067.286 | 16009.29 | 0 | 0 | 0.11754 | 0 | 0.11754 | 0 | 0.12272 | 0 | 0.12272 | 0 | 9.1102 | 14.1797 | 9.1102 | 14.1797
234148-Premium T8 with T12 40 Watt Baseline | 2.9733 | 1.8592 | 2.7726 | 15376.4647 | 230646.9709 | 0 | 0 | 0.097041 | 0 | 0.097041 | 0 | 0.114 | 0 | 0.114 | 0 | 3.6388 | 6.7514 | 3.6388 | 6.7514
234374-Prince Castle DHB2SS-33 unit - 24-hour operation | 213.511 | 104.8389 | 121.8 | 1194592 | 14335104 | 0 | 0 | 0.10749 | 0 | 0.10749 | 0 | 0.12403 | 0 | 0.12403 | 0 | 7.4952 | 0 | 7.4952 | 0
234330-Premium T8 with T12 40 Watt Baseline - Tr1 | 0.46948 | 0.30273 | 0.49253 | 2370.7895 | 35561.8424 | 0 | 0 | 0.090475 | 0 | 0.090475 | 0 | 0.1096 | 0 | 0.1096 | 0 | 3.1812 | 5.9022 | 3.1812 | 5.9022
234331-Premium T8 with T12 40 Watt Baseline - Tr2 | 0.62012 | 0.39987 | 0.92401 | 3131.46 | 46971.9007 | 0 | 0 | 0.074057 | 0 | 0.074057 | 0 | 0.10783 | 0 | 0.10783 | 0 | 2.2791 | 5.4708 | 2.2791 | 5.4708
234304-Lighting-Remove 4 Ft Lamp (De-Lamp) - Tr2 | 0 | 0 | 0.72085 | 3750.0163 | 56250.2452 | -70.1502 | -1052.253 | 0 | 0.69035 | 0 | 0.69035 | 0 | 0.69063 | 0 | 0.69063 | 0 | 0 | 0 | 0
234331-Premium T8 with T12 40 Watt Baseline - Tr2 | 0.39165 | 0.25255 | 0.58358 | 1977.7642 | 29666.4636 | 0 | 0 | 0.074057 | 0 | 0.074057 | 0 | 0.10783 | 0 | 0.10783 | 0 | 2.2791 | 5.4708 | 2.2791 | 5.4708
234304-Lighting-Remove 4 Ft Lamp (De-Lamp) - Tr2 | 0 | 0 | 0.4436 | 2307.7024 | 34615.5355 | -43.1694 | -647.5403 | 0 | 0.69035 | 0 | 0.69035 | 0 | 0.69063 | 0 | 0.69063 | 0 | 0 | 0 | 0
234330-Premium T8 with T12 40 Watt Baseline - Tr1 | 0.16432 | 0.10596 | 0.17238 | 829.7763 | 12446.6448 | 0 | 0 | 0.093473 | 0 | 0.093473 | 0 | 0.1126 | 0 | 0.1126 | 0 | 3.2535 | 6.0363 | 3.2535 | 6.0363
234303-Lighting-Remove 4 Ft Lamp (De-Lamp) - Tr1 | 0 | 0 | 0.25876 | 1346.1597 | 20192.3957 | -25.1821 | -377.7319 | 0 | 1.8717 | 0 | 1.8717 | 0 | 2.0492 | 0 | 2.0492 | -1.5179 | -1.2253 | -1.5179 | -1.2253
234330-Premium T8 with T12 40 Watt Baseline - Tr1 | 0.34037 | 0.21948 | 0.35708 | 1718.8224 | 25782.3357 | 0 | 0 | 0.093473 | 0 | 0.093473 | 0 | 0.1126 | 0 | 0.1126 | 0 | 3.2535 | 6.0363 | 3.2535 | 6.0363
234303-Lighting-Remove 4 Ft Lamp (De-Lamp) - Tr1 | 0 | 0 | 0.53601 | 2788.4737 | 41827.1054 | -52.163 | -782.4446 | 0 | 1.8717 | 0 | 1.8717 | 0 | 2.0492 | 0 | 2.0492 | -1.5179 | -1.2253 | -1.5179 | -1.2253
234330-Premium T8 with T12 40 Watt Baseline - Tr1 | 0.42253 | 0.27246 | 0.44327 | 2133.7105 | 32005.6581 | 0 | 0 | 0.090475 | 0 | 0.090475 | 0 | 0.1096 | 0 | 0.1096 | 0 | 3.1812 | 5.9022 | 3.1812 | 5.9022
234303-Lighting-Remove 4 Ft Lamp (De-Lamp) - Tr1 | 0 | 0 | 0.6654 | 3461.5536 | 51923.3033 | -64.754 | -971.3105 | 0 | 1.8238 | 0 | 1.8238 | 0 | 2.0013 | 0 | 2.0013 | -1.4536 | -1.1734 | -1.4536 | -1.1734
234331-Premium T8 with T12 40 Watt Baseline - Tr2 | 0.065275 | 0.042091 | 0.097264 | 329.6274 | 4944.4106 | 0 | 0 | 0.074057 | 0 | 0.074057 | 0 | 0.10783 | 0 | 0.10783 | 0 | 2.2791 | 5.4708 | 2.2791 | 5.4708
234208-Lighting-8 Ft T-8 with Elec Ballast-Tr2 | 0.045427 | 0.029293 | 0.068119 | 229.3984 | 3440.9757 | 0 | 0 | -0.0058472 | 0 | -0.0058472 | 0 | 0.05975 | 0 | 0.05975 | 0 | 0.95757 | 1.8275 | 0.95757 | 1.8275
234304-Lighting-Remove 4 Ft Lamp (De-Lamp) - Tr2 | 0 | 0 | 0.14787 | 769.2341 | 11538.5118 | -14.3898 | -215.8468 | 0 | 0.69035 | 0 | 0.69035 | 0 | 0.69063 | 0 | 0.69063 | 0 | 0 | 0 | 0
234307-Lighting-Remove 8 Ft Lamp (De-Lamp) - Tr2 | 0.32932 | 0.20425 | 0.54146 | 1778.81 | 26682.1501 | 0 | 0 | 0.11454 | 0 | 0.11454 | 0 | 0.11972 | 0 | 0.11972 | 0 | 8.9029 | 13.8571 | 8.9029 | 13.8571
234331-Premium T8 with T12 40 Watt Baseline - Tr2 | 0.081594 | 0.052614 | 0.12158 | 412.0342 | 6180.5132 | 0 | 0 | 0.077055 | 0 | 0.077055 | 0 | 0.11083 | 0 | 0.11083 | 0 | 2.3309 | 5.5951 | 2.3309 | 5.5951
234304-Lighting-Remove 4 Ft Lamp (De-Lamp) - Tr2 | 0 | 0 | 0.16635 | 865.3884 | 12980.8258 | -16.1885 | -242.8276 | 0 | 0.69035 | 0 | 0.69035 | 0 | 0.69063 | 0 | 0.69063 | 0 | 0 | 0 | 0
234228-Lighting-Hrdwr Mrc Vp Bs 66-90w Flrscnt Fxtr -Tr1 | 2.2666 | 1.4615 | 2.3012 | 11445.6434 | 171684.6516 | 0 | 0 | 0.10078 | 0 | 0.10078 | 0 | 0.1088 | 0 | 0.1088 | 0 | 4.2324 | 5.6989 | 4.2324 | 5.6989
234327-Premium T8 with T12 34Watt Baseline - Tr1 | 0.70776 | 0.45638 | 0.57828 | 3574.0277 | 53610.4162 | 0 | 0 | 0.084561 | 0 | 0.084561 | 0 | 0.11221 | 0 | 0.11221 | 0 | 2.7843 | 6.6838 | 2.7843 | 6.6838
234303-Lighting-Remove 4 Ft Lamp (De-Lamp) - Tr1 | 0 | 0 | 0.31421 | 1634.6225 | 24519.3377 | -30.5783 | -458.6744 | 0 | 1.8238 | 0 | 1.8238 | 0 | 2.0013 | 0 | 2.0013 | -1.4536 | -1.1734 | -1.4536 | -1.1734
234315-Lighting-Screw in 14-26 Watt Reflector Lamp-Tr1 | 0 | 0 | 0.19146 | 953.3895 | 2354.872 | -12.8761 | -31.804 | 0 | 4.0519 | 0 | 4.0519 | 0 | 2.6754 | 0 | 2.6754 | -0.21844 | -0.3727 | -0.21844 | -0.3727
234017-Lighting-Exterior 0-100w Merc Vap Base HID | 0.060397 | 0.054754 | 0 | 5384.016 | 80760.24 | 0 | 0 | 0.045044 | 0 | 0.045044 | 0 | 0.063236 | 0 | 0.063236 | 0 | 1.9438 | 3.1412 | 1.9438 | 3.1412
234019-Lighting-Exterior 101-175W Merc Vap Base | 0.01649 | 0.014949 | 0 | 1469.93 | 22048.95 | 0 | 0 | 0.053923 | 0 | 0.053923 | 0 | 0.068731 | 0 | 0.068731 | 0 | 2.3881 | 3.8592 | 2.3881 | 3.8592
234085-Refrigeration -Strip Curtains for Walk-ins | 0.75051 | 0.53739 | 0.56927 | 4994.565 | 19978.26 | 0 | 0 | 0.096953 | 0 | 0.096953 | 0 | 0.10131 | 0 | 0.10131 | 0 | 12.6809 | 26.7135 | 12.6809 | 26.7135
234084-Refrigeration -Cooler/Freezer Door Gaskets - Solid Doors: Cooler | 0.52819 | 0.44172 | 0.45564 | 3986.4079 | 15945.6314 | 0 | 0 | 0.093628 | 0 | 0.093628 | 0 | 0.088924 | 0 | 0.088924 | 0 | 10.916 | 7.286 | 10.916 | 7.286
234085-Refrigeration -Strip Curtains for Walk-ins | 0.80547 | 0.57675 | 0.61096 | 5360.334 | 21441.336 | 0 | 0 | 0.096953 | 0 | 0.096953 | 0 | 0.10131 | 0 | 0.10131 | 0 | 12.6804 | 26.7094 | 12.6804 | 26.7094
234084-Refrigeration -Cooler/Freezer Door Gaskets - Solid Doors: Cooler | 0.6161 | 0.51524 | 0.53148 | 4649.8822 | 18599.5286 | 0 | 0 | 0.093628 | 0 | 0.093628 | 0 | 0.088924 | 0 | 0.088924 | 0 | 10.916 | 7.286 | 10.916 | 7.286
234331-Premium T8 with T12 40 Watt Baseline - Tr2 | 0.84858 | 0.54719 | 1.2644 | 4285.1559 | 64277.3378 | 0 | 0 | 0.074057 | 0 | 0.074057 | 0 | 0.10783 | 0 | 0.10783 | 0 | 2.2791 | 5.4708 | 2.2791 | 5.4708
234330-Premium T8 with T12 40 Watt Baseline - Tr1 | 0.093896 | 0.060547 | 0.098505 | 474.1579 | 7112.3685 | 0 | 0 | 0.090475 | 0 | 0.090475 | 0 | 0.1096 | 0 | 0.1096 | 0 | 3.1812 | 5.9022 | 3.1812 | 5.9022
234330-Premium T8 with T12 40 Watt Baseline - Tr1 | 2.3944 | 1.5439 | 2.5119 | 12091.0264 | 181365.396 | 0 | 0 | 0.090475 | 0 | 0.090475 | 0 | 0.1096 | 0 | 0.1096 | 0 | 3.1812 | 5.9022 | 3.1812 | 5.9022
234303-Lighting-Remove 4 Ft Lamp (De-Lamp) - Tr1 | 0 | 0 | 1.8114 | 9423.118 | 141346.77 | -176.2749 | -2644.123 | 0 | 1.612 | 0 | 1.612 | 0 | 1.0805 | 0 | 1.0805 | -2.0328 | 0 | -2.0328 | 0
234360-Lighting-IntrHiByLnrFlscntFxtr244wrplc400w(TrI)Tr1 | 0 | 0 | 3.7479 | 0 | 0 | -119.0146 | -1785.2195 | 0 | 6.1385 | 0 | 6.1385 | 0 | 4.1423 | 0 | 4.1423 | -0.21362 | -0.3529 | -0.21362 | -0.3529
234085-Refrigeration -Strip Curtains for Walk-ins | 0.68719 | 0.49205 | 0.52124 | 4573.182 | 18292.728 | 0 | 0 | 0.096953 | 0 | 0.096953 | 0 | 0.10131 | 0 | 0.10131 | 0 | 12.68 | 26.7058 | 12.68 | 26.7058
234084-Refrigeration -Cooler/Freezer Door Gaskets - Solid Doors: Cooler | 2.5163 | 2.1044 | 2.1707 | 18991.2566 | 75965.0263 | 0 | 0 | 0.093628 | 0 | 0.093628 | 0 | 0.088924 | 0 | 0.088924 | 0 | 10.916 | 7.286 | 10.916 | 7.286
234084-Refrigeration -Cooler/Freezer Door Gaskets - Solid Doors: Cooler | 0.76423 | 0.63912 | 0.65926 | 5767.8562 | 23071.4249 | 0 | 0 | 0.093628 | 0 | 0.093628 | 0 | 0.088924 | 0 | 0.088924 | 0 | 10.916 | 7.286 | 10.916 | 7.286
234084-Refrigeration -Cooler/Freezer Door Gaskets - Solid Doors: Cooler | 0.56588 | 0.47324 | 0.48816 | 4270.8675 | 17083.47 | 0 | 0 | 0.093628 | 0 | 0.093628 | 0 | 0.088924 | 0 | 0.088924 | 0 | 10.916 | 7.286 | 10.916 | 7.286
234085-Refrigeration -Strip Curtains for Walk-ins | 0.66148 | 0.47364 | 0.50174 | 4402.062 | 17608.248 | 0 | 0 | 0.096953 | 0 | 0.096953 | 0 | 0.10131 | 0 | 0.10131 | 0 | 12.68 | 26.7058 | 12.68 | 26.7058
234084-Refrigeration -Cooler/Freezer Door Gaskets - Solid Doors: Cooler | 0.93805 | 0.78448 | 0.80921 | 7079.7078 | 28318.8312 | 0 | 0 | 0.093628 | 0 | 0.093628 | 0 | 0.088924 | 0 | 0.088924 | 0 | 10.916 | 7.286 | 10.916 | 7.286
234084-Refrigeration -Cooler/Freezer Door Gaskets - Solid Doors: Cooler | 0.27899 | 0.23332 | 0.24067 | 2105.637 | 8422.548 | 0 | 0 | 0.093628 | 0 | 0.093628 | 0 | 0.088924 | 0 | 0.088924 | 0 | 10.916 | 7.286 | 10.916 | 7.286
234085-Refrigeration -Strip Curtains for Walk-ins | 0.71419 | 0.51138 | 0.54172 | 4752.858 | 19011.432 | 0 | 0 | 0.096953 | 0 | 0.096953 | 0 | 0.10131 | 0 | 0.10131 | 0 | 12.68 | 26.7058 | 12.68 | 26.7058
234084-Refrigeration -Cooler/Freezer Door Gaskets - Solid Doors: Cooler | 0.25846 | 0.21615 | 0.22296 | 1950.6939 | 7802.7756 | 0 | 0 | 0.093628 | 0 | 0.093628 | 0 | 0.088924 | 0 | 0.088924 | 0 | 10.916 | 7.286 | 10.916 | 7.286
234085-Refrigeration -Strip Curtains for Walk-ins | 1.357 | 0.97168 | 1.0293 | 9030.858 | 36123.432 | 0 | 0 | 0.096953 | 0 | 0.096953 | 0 | 0.10131 | 0 | 0.10131 | 0 | 12.68 | 26.7058 | 12.68 | 26.7058
234084-Refrigeration -Cooler/Freezer Door Gaskets - Solid Doors: Cooler | 0.25594 | 0.21404 | 0.22078 | 1931.624 | 7726.4959 | 0 | 0 | 0.093628 | 0 | 0.093628 | 0 | 0.088924 | 0 | 0.088924 | 0 | 10.916 | 7.286 | 10.916 | 7.286
234331-Premium T8 with T12 40 Watt Baseline - Tr2 | 0.16319 | 0.10523 | 0.24316 | 824.0684 | 12361.0265 | 0 | 0 | 0.077055 | 0 | 0.077055 | 0 | 0.11083 | 0 | 0.11083 | 0 | 2.3309 | 5.5951 | 2.3309 | 5.5951
234304-Lighting-Remove 4 Ft Lamp (De-Lamp) - Tr2 | 0 | 0 | 0.18483 | 961.5427 | 14423.1398 | -17.9872 | -269.8085 | 0 | 0.69035 | 0 | 0.69035 | 0 | 0.69063 | 0 | 0.69063 | 0 | 0 | 0 | 0
234085-Refrigeration -Strip Curtains for Walk-ins | 1.3741 | 0.98387 | 1.0422 | 9144.225 | 36576.9 | 0 | 0 | 0.096953 | 0 | 0.096953 | 0 | 0.10131 | 0 | 0.10131 | 0 | 12.68 | 26.7058 | 12.68 | 26.7058
234084-Refrigeration -Cooler/Freezer Door Gaskets - Solid Doors: Cooler | 0.34437 | 0.288 | 0.29707 | 2599.0712 | 10396.2847 | 0 | 0 | 0.093628 | 0 | 0.093628 | 0 | 0.088925 | 0 | 0.088925 | 0 | 10.9163 | 7.2866 | 10.9163 | 7.2866
234084-Refrigeration -Cooler/Freezer Door Gaskets - Solid Doors: Cooler | 5.8019 | 4.8521 | 5.005 | 43788.5092 | 175154.0369 | 0 | 0 | 0.093628 | 0 | 0.093628 | 0 | 0.088924 | 0 | 0.088924 | 0 | 10.9161 | 7.2861 | 10.9161 | 7.2861
234330-Premium T8 with T12 40 Watt Baseline - Tr1 | 1.4084 | 0.9082 | 1.4776 | 7112.3685 | 106685.5271 | 0 | 0 | 0.090475 | 0 | 0.090475 | 0 | 0.1096 | 0 | 0.1096 | 0 | 3.1812 | 5.9022 | 3.1812 | 5.9022
234084-Refrigeration -Cooler/Freezer Door Gaskets - Solid Doors: Cooler | 1.1192 | 0.93601 | 0.96551 | 8447.18 | 33788.7199 | 0 | 0 | 0.093628 | 0 | 0.093628 | 0 | 0.088924 | 0 | 0.088924 | 0 | 10.916 | 7.286 | 10.916 | 7.286
234084-Refrigeration -Cooler/Freezer Door Gaskets - Solid Doors: Cooler | 0.97942 | 0.81909 | 0.8449 | 7391.9777 | 29567.911 | 0 | 0 | 0.093628 | 0 | 0.093628 | 0 | 0.088924 | 0 | 0.088924 | 0 | 10.916 | 7.286 | 10.916 | 7.286
234084-Refrigeration -Cooler/Freezer Door Gaskets - Solid Doors: Cooler | 0.38606 | 0.32286 | 0.33304 | 2913.7249 | 11654.8994 | 0 | 0 | 0.093628 | 0 | 0.093628 | 0 | 0.088924 | 0 | 0.088924 | 0 | 10.916 | 7.286 | 10.916 | 7.286
234084-Refrigeration -Cooler/Freezer Door Gaskets - Solid Doors: Cooler | 2.2604 | 1.8903 | 1.9499 | 17059.6326 | 68238.5304 | 0 | 0 | 0.093628 | 0 | 0.093628 | 0 | 0.088924 | 0 | 0.088924 | 0 | 10.916 | 7.286 | 10.916 | 7.286
234330-Premium T8 with T12 40 Watt Baseline - Tr1 | 0.51643 | 0.33301 | 0.54178 | 2607.8684 | 39118.0266 | 0 | 0 | 0.093473 | 0 | 0.093473 | 0 | 0.1126 | 0 | 0.1126 | 0 | 3.2535 | 6.0363 | 3.2535 | 6.0363
234330-Premium T8 with T12 40 Watt Baseline - Tr1 | 0.70422 | 0.4541 | 0.73879 | 3556.1842 | 53342.7635 | 0 | 0 | 0.093473 | 0 | 0.093473 | 0 | 0.1126 | 0 | 0.1126 | 0 | 3.2535 | 6.0363 | 3.2535 | 6.0363
234303-Lighting-Remove 4 Ft Lamp (De-Lamp) - Tr1 | 0 | 0 | 0.2218 | 1153.8512 | 17307.7678 | -21.5847 | -323.7702 | 0 | 1.8717 | 0 | 1.8717 | 0 | 2.0492 | 0 | 2.0492 | -1.5179 | -1.2253 | -1.5179 | -1.2253
234330-Premium T8 with T12 40 Watt Baseline - Tr1 | 0.75117 | 0.48438 | 0.78804 | 3793.2632 | 56898.9478 | 0 | 0 | 0.093473 | 0 | 0.093473 | 0 | 0.1126 | 0 | 0.1126 | 0 | 3.2535 | 6.0363 | 3.2535 | 6.0363
234303-Lighting-Remove 4 Ft Lamp (De-Lamp) - Tr1 | 0 | 0 | 0.14787 | 769.2341 | 11538.5118 | -14.3898 | -215.8468 | 0 | 1.8717 | 0 | 1.8717 | 0 | 2.0492 | 0 | 2.0492 | -1.5179 | -1.2253 | -1.5179 | -1.2253
234084-Refrigeration -Cooler/Freezer Door Gaskets - Solid Doors: Cooler | 1.8124 | 1.5157 | 1.5635 | 13678.6947 | 54714.7788 | 0 | 0 | 0.093628 | 0 | 0.093628 | 0 | 0.088924 | 0 | 0.088924 | 0 | 10.916 | 7.286 | 10.916 | 7.286
234330-Premium T8 with T12 40 Watt Baseline - Tr1 | 0.32864 | 0.21191 | 0.34477 | 1659.5526 | 24893.2896 | 0 | 0 | 0.093473 | 0 | 0.093473 | 0 | 0.1126 | 0 | 0.1126 | 0 | 3.2535 | 6.0363 | 3.2535 | 6.0363
234330-Premium T8 with T12 40 Watt Baseline - Tr1 | 0.42253 | 0.27246 | 0.44327 | 2133.7105 | 32005.6581 | 0 | 0 | 0.090475 | 0 | 0.090475 | 0 | 0.1096 | 0 | 0.1096 | 0 | 3.1812 | 5.9022 | 3.1812 | 5.9022
234360-Lighting-IntrHiByLnrFlscntFxtr244wrplc400w(TrI)Tr1 | 0 | 0 | 6.8143 | 0 | 0 | -216.3902 | -3245.8537 | 0 | 6.1385 | 0 | 6.1385 | 0 | 4.1423 | 0 | 4.1423 | -0.21362 | -0.3529 | -0.21362 | -0.3529
234285-Lighting-Occpncy Snsr-Hi-Bay integrated Snsr-Tr1 | 16.6585 | 10.7418 | 16.316 | 84121.9825 | 672975.86 | 0 | 0 | 0.1082 | 0 | 0.1082 | 0 | 0.11639 | 0 | 0.11639 | 0 | 7.9412 | 16.7262 | 7.9412 | 16.7262
234330-Premium T8 with T12 40 Watt Baseline - Tr1 | 0.51643 | 0.33301 | 0.54178 | 2607.8684 | 39118.0266 | 0 | 0 | 0.090475 | 0 | 0.090475 | 0 | 0.1096 | 0 | 0.1096 | 0 | 3.1812 | 5.9022 | 3.1812 | 5.9022
234330-Premium T8 with T12 40 Watt Baseline - Tr1 | 0.23474 | 0.15137 | 0.24626 | 1185.3947 | 17780.9212 | 0 | 0 | 0.093473 | 0 | 0.093473 | 0 | 0.1126 | 0 | 0.1126 | 0 | 3.2535 | 6.0363 | 3.2535 | 6.0363
234207-Lighting-8 Ft T-8 with Elec Ballast-Tr1 | 0.012883 | 0.0083072 | 0.014036 | 65.0557 | 975.8358 | 0 | 0 | 0.034036 | 0 | 0.034036 | 0 | 0.067057 | 0 | 0.067057 | 0 | 1.3373 | 1.9877 | 1.3373 | 1.9877
234306-Lighting-Remove 8 Ft Lamp (De-Lamp) - Tr1 | 0.095132 | 0.059002 | 0.10897 | 513.8546 | 7707.8188 | 0 | 0 | 0.121 | 0 | 0.121 | 0 | 0.12129 | 0 | 0.12129 | 0 | 11.9671 | 12.2885 | 11.9671 | 12.2885
234330-Premium T8 with T12 40 Watt Baseline - Tr1 | 0.84507 | 0.54492 | 0.88655 | 4267.4211 | 64011.3162 | 0 | 0 | 0.090475 | 0 | 0.090475 | 0 | 0.1096 | 0 | 0.1096 | 0 | 3.1812 | 5.9022 | 3.1812 | 5.9022
234303-Lighting-Remove 4 Ft Lamp (De-Lamp) - Tr1 | 0 | 0 | 1.3308 | 6923.1071 | 103846.6066 | -129.5081 | -1942.621 | 0 | 1.8238 | 0 | 1.8238 | 0 | 2.0013 | 0 | 2.0013 | -1.4536 | -1.1734 | -1.4536 | -1.1734
234330-Premium T8 with T12 40 Watt Baseline - Tr1 | 0.46948 | 0.30273 | 0.49253 | 2370.7895 | 35561.8424 | 0 | 0 | 0.093473 | 0 | 0.093473 | 0 | 0.1126 | 0 | 0.1126 | 0 | 3.2535 | 6.0363 | 3.2535 | 6.0363
234330-Premium T8 with T12 40 Watt Baseline - Tr1 | 5.1878 | 3.3452 | 5.4424 | 26197.2239 | 392958.358 | 0 | 0 | 0.093473 | 0 | 0.093473 | 0 | 0.1126 | 0 | 0.1126 | 0 | 3.2535 | 6.0363 | 3.2535 | 6.0363
234360-Lighting-IntrHiByLnrFlscntFxtr244wrplc400w(TrI)Tr1 | 0 | 0 | 1.8739 | 0 | 0 | -59.5073 | -892.6098 | 0 | 6.1863 | 0 | 6.1863 | 0 | 4.1901 | 0 | 4.1901 | -0.22308 | -0.36852 | -0.22308 | -0.36852
234360-Lighting-IntrHiByLnrFlscntFxtr244wrplc400w(TrI)Tr1 | 0 | 0 | 0.68143 | 0 | 0 | -21.639 | -324.5854 | 0 | 6.1863 | 0 | 6.1863 | 0 | 4.1901 | 0 | 4.1901 | -0.22308 | -0.36852 | -0.22308 | -0.36852
234330-Premium T8 with T12 40 Watt Baseline - Tr1 | 1.7136 | 1.105 | 1.7977 | 8653.3816 | 129800.7246 | 0 | 0 | 0.093473 | 0 | 0.093473 | 0 | 0.1126 | 0 | 0.1126 | 0 | 3.2535 | 6.0363 | 3.2535 | 6.0363
234330-Premium T8 with T12 40 Watt Baseline - Tr1 | 0.14084 | 0.09082 | 0.14776 | 711.2368 | 10668.5527 | 0 | 0 | 0.090475 | 0 | 0.090475 | 0 | 0.1096 | 0 | 0.1096 | 0 | 3.1812 | 5.9022 | 3.1812 | 5.9022
234294-Lighting-Occupancy Sensor-Wallbox Lghtng Snsr-Tr1 | 8.6098 | 5.3399 | 38.3286 | 46505.408 | 372043.2643 | 0 | 0 | 0.082988 | 0 | 0.082988 | 0 | 0.084713 | 0 | 0.084713 | 0 | 3.1821 | 3.3333 | 3.1821 | 3.3333
234294-Lighting-Occupancy Sensor-Wallbox Lghtng Snsr-Tr1 | 9.2081 | 5.711 | 40.9924 | 49737.4441 | 397899.553 | 0 | 0 | 0.082988 | 0 | 0.082988 | 0 | 0.084713 | 0 | 0.084713 | 0 | 3.1821 | 3.3333 | 3.1821 | 3.3333
234286-Lighting-Occpncy Snsr-Hi-Bay integrated Snsr-Tr2 | 15.9644 | 10.2943 | 25.3815 | 80617.203 | 644937.6238 | 0 | 0 | 0.097751 | 0 | 0.097751 | 0 | 0.11143 | 0 | 0.11143 | 0 | 4.7545 | 10.0183 | 4.7545 | 10.0183
234361-Lighting-IntrHiByLnrFlscntFxtr244wrplc400w(TrI)Tr2 | 6.7362 | 4.3437 | 10.7226 | 34016.3858 | 510245.7865 | 0 | 0 | 0.075005 | 0 | 0.075005 | 0 | 0.10858 | 0 | 0.10858 | 0 | 2.3171 | 5.6457 | 2.3171 | 5.6457
234083-Refrigeration -Cooler/Freezer Door Gaskets - Glass Doors | 3.3374 | 2.791 | 2.879 | 25188.186 | 100752.744 | 0 | 0 | 0.093627 | 0 | 0.093627 | 0 | 0.088924 | 0 | 0.088924 | 0 | 10.9154 | 7.286 | 10.9154 | 7.286
234084-Refrigeration -Cooler/Freezer Door Gaskets - Solid Doors: Cooler | 5.2114 | 4.3582 | 4.4956 | 39331.71 | 157326.84 | 0 | 0 | 0.093628 | 0 | 0.093628 | 0 | 0.088924 | 0 | 0.088924 | 0 | 10.916 | 7.286 | 10.916 | 7.286
234330-Premium T8 with T12 40 Watt Baseline - Tr1 | 0.26995 | 0.17407 | 0.2832 | 1363.204 | 20448.0594 | 0 | 0 | 0.090475 | 0 | 0.090475 | 0 | 0.1096 | 0 | 0.1096 | 0 | 3.1812 | 5.9022 | 3.1812 | 5.9022
234303-Lighting-Remove 4 Ft Lamp (De-Lamp) - Tr1 | 0 | 0 | 0.42511 | 2211.5481 | 33173.2215 | -41.3706 | -620.5595 | 0 | 1.8238 | 0 | 1.8238 | 0 | 2.0013 | 0 | 2.0013 | -1.4536 | -1.1734 | -1.4536 | -1.1734
234157-Pipe Insulation - Low Pressure Steam Applic. (LF) 1 in | 0 | 0 | 0 | 0 | 0 | 984.9 | 19698 | 0 | 0.94237 | 0 | 0.94237 | 0 | 0.9584 | 0 | 0.9584 | 21.0573 | 31.965 | 21.0573 | 31.965
234084-Refrigeration -Cooler/Freezer Door Gaskets - Solid Doors: Cooler | 0.56851 | 0.47544 | 0.49043 | 4290.732 | 17162.928 | 0 | 0 | 0.093628 | 0 | 0.093628 | 0 | 0.088924 | 0 | 0.088924 | 0 | 10.916 | 7.286 | 10.916 | 7.286
234330-Premium T8 with T12 40 Watt Baseline - Tr1 | 0.093896 | 0.060547 | 0.098505 | 474.1579 | 7112.3685 | 0 | 0 | 0.093473 | 0 | 0.093473 | 0 | 0.1126 | 0 | 0.1126 | 0 | 3.2535 | 6.0363 | 3.2535 | 6.0363
234084-Refrigeration -Cooler/Freezer Door Gaskets - Solid Doors: Cooler | 4.6113 | 3.8564 | 3.9779 | 34802.604 | 139210.416 | 0 | 0 | 0.093628 | 0 | 0.093628 | 0 | 0.088924 | 0 | 0.088924 | 0 | 10.916 | 7.286 | 10.916 | 7.286
234330-Premium T8 with T12 40 Watt Baseline - Tr1 | 0.49296 | 0.31787 | 0.51715 | 2489.329 | 37339.9345 | 0 | 0 | 0.093473 | 0 | 0.093473 | 0 | 0.1126 | 0 | 0.1126 | 0 | 3.2535 | 6.0363 | 3.2535 | 6.0363
234303-Lighting-Remove 4 Ft Lamp (De-Lamp) - Tr1 | 0 | 0 | 0.77629 | 4038.4791 | 60577.1872 | -75.5464 | -1133.1956 | 0 | 1.8717 | 0 | 1.8717 | 0 | 2.0492 | 0 | 2.0492 | -1.5179 | -1.2253 | -1.5179 | -1.2253
234330-Premium T8 with T12 40 Watt Baseline - Tr1 | 0.14084 | 0.09082 | 0.14776 | 711.2368 | 10668.5527 | 0 | 0 | 0.093473 | 0 | 0.093473 | 0 | 0.1126 | 0 | 0.1126 | 0 | 3.2535 | 6.0363 | 3.2535 | 6.0363
234207-Lighting-8 Ft T-8 with Elec Ballast-Tr1 | 0.051531 | 0.033229 | 0.056143 | 260.2229 | 3903.3432 | 0 | 0 | 0.034036 | 0 | 0.034036 | 0 | 0.067057 | 0 | 0.067057 | 0 | 1.3373 | 1.9877 | 1.3373 | 1.9877
234303-Lighting-Remove 4 Ft Lamp (De-Lamp) - Tr1 | 0 | 0 | 0.073933 | 384.6171 | 5769.2559 | -7.1949 | -107.9234 | 0 | 1.8717 | 0 | 1.8717 | 0 | 2.0492 | 0 | 2.0492 | -1.5179 | -1.2253 | -1.5179 | -1.2253
234306-Lighting-Remove 8 Ft Lamp (De-Lamp) - Tr1 | 0.38053 | 0.23601 | 0.43589 | 2055.4183 | 30831.2752 | 0 | 0 | 0.121 | 0 | 0.121 | 0 | 0.12129 | 0 | 0.12129 | 0 | 11.9671 | 12.2885 | 11.9671 | 12.2885
234330-Premium T8 with T12 40 Watt Baseline - Tr1 | 1.9953 | 1.2866 | 2.0932 | 10075.8553 | 151137.83 | 0 | 0 | 0.090475 | 0 | 0.090475 | 0 | 0.1096 | 0 | 0.1096 | 0 | 3.1812 | 5.9022 | 3.1812 | 5.9022
234049-Lighting-LED Exit Sign New Sign | 0.068174 | 0.067731 | 0 | 597.2288 | 9555.6603 | 0 | 0 | 0.091877 | 0 | 0.091877 | 0 | 0.09793 | 0 | 0.09793 | 0 | 5.1455 | 7.0789 | 5.1455 | 7.0789
234303-Lighting-Remove 4 Ft Lamp (De-Lamp) - Tr1 | 0 | 0 | 0.51753 | 2692.3194 | 40384.7914 | -50.3642 | -755.4637 | 0 | 1.8238 | 0 | 1.8238 | 0 | 2.0013 | 0 | 2.0013 | -1.4536 | -1.1734 | -1.4536 | -1.1734
234330-Premium T8 with T12 40 Watt Baseline - Tr1 | 0.37559 | 0.24219 | 0.39402 | 1896.6316 | 28449.4739 | 0 | 0 | 0.093473 | 0 | 0.093473 | 0 | 0.1126 | 0 | 0.1126 | 0 | 3.2535 | 6.0363 | 3.2535 | 6.0363
234330-Premium T8 with T12 40 Watt Baseline - Tr1 | 0.96244 | 0.62061 | 1.0097 | 4860.1185 | 72901.7768 | 0 | 0 | 0.090475 | 0 | 0.090475 | 0 | 0.1096 | 0 | 0.1096 | 0 | 3.1812 | 5.9022 | 3.1812 | 5.9022
234303-Lighting-Remove 4 Ft Lamp (De-Lamp) - Tr1 | 0 | 0 | 0.25876 | 1346.1597 | 20192.3957 | -25.1821 | -377.7319 | 0 | 1.8238 | 0 | 1.8238 | 0 | 2.0013 | 0 | 2.0013 | -1.4536 | -1.1734 | -1.4536 | -1.1734
234330-Premium T8 with T12 40 Watt Baseline - Tr1 | 0.37559 | 0.24219 | 0.39402 | 1896.6316 | 28449.4739 | 0 | 0 | 0.090475 | 0 | 0.090475 | 0 | 0.1096 | 0 | 0.1096 | 0 | 3.1812 | 5.9022 | 3.1812 | 5.9022
234207-Lighting-8 Ft T-8 with Elec Ballast-Tr1 | 0.10306 | 0.066458 | 0.11229 | 520.4458 | 7806.6865 | 0 | 0 | 0.045975 | 0 | 0.045975 | 0 | 0.13195 | 0 | 0.13195 | 0 | 1.5347 | 0 | 1.5347 | 0
234303-Lighting-Remove 4 Ft Lamp (De-Lamp) - Tr1 | 0 | 0 | 0.1109 | 576.9256 | 8653.8839 | -10.7923 | -161.8851 | 0 | 1.8238 | 0 | 1.8238 | 0 | 2.0013 | 0 | 2.0013 | -1.4536 | -1.1734 | -1.4536 | -1.1734
234084-Refrigeration -Cooler/Freezer Door Gaskets - Solid Doors: Cooler | 0.20003 | 0.16729 | 0.17256 | 1509.702 | 6038.808 | 0 | 0 | 0.097023 | 0 | 0.097023 | 0 | 0.10307 | 0 | 0.10307 | 0 | 17.0449 | 0 | 17.0449 | 0
234083-Refrigeration -Cooler/Freezer Door Gaskets - Glass Doors | 2.3899 | 1.9986 | 2.0616 | 18036.966 | 72147.864 | 0 | 0 | 0.093627 | 0 | 0.093627 | 0 | 0.088924 | 0 | 0.088924 | 0 | 10.9154 | 7.286 | 10.9154 | 7.286
234084-Refrigeration -Cooler/Freezer Door Gaskets - Solid Doors: Cooler | 0.16845 | 0.14087 | 0.14531 | 1271.328 | 5085.312 | 0 | 0 | 0.097885 | 0 | 0.097885 | 0 | 0.09318 | 0 | 0.09318 | 0 | 11.3668 | 7.5869 | 11.3668 | 7.5869
234083-Refrigeration -Cooler/Freezer Door Gaskets - Glass Doors | 2.0109 | 1.6817 | 1.7347 | 15176.478 | 60705.912 | 0 | 0 | 0.097884 | 0 | 0.097884 | 0 | 0.09318 | 0 | 0.09318 | 0 | 11.3662 | 7.5869 | 11.3662 | 7.5869
234360-Lighting-IntrHiByLnrFlscntFxtr244wrplc400w(TrI)Tr1 | 0 | 0 | 1.5332 | 0 | 0 | -48.6878 | -730.3171 | 0 | 6.1385 | 0 | 6.1385 | 0 | 4.1423 | 0 | 4.1423 | -0.21362 | -0.3529 | -0.21362 | -0.3529
234285-Lighting-Occpncy Snsr-Hi-Bay integrated Snsr-Tr1 | 3.7482 | 2.4169 | 3.6711 | 18927.4461 | 151419.5685 | 0 | 0 | 0.1082 | 0 | 0.1082 | 0 | 0.11639 | 0 | 0.11639 | 0 | 7.9412 | 16.7262 | 7.9412 | 16.7262
234049-Lighting-LED Exit Sign New Sign | 0.10226 | 0.1016 | 0 | 895.8432 | 14333.4904 | 0 | 0 | 0.091877 | 0 | 0.091877 | 0 | 0.09793 | 0 | 0.09793 | 0 | 5.1455 | 7.0789 | 5.1455 | 7.0789
234085-Refrigeration -Strip Curtains for Walk-ins | 0.51427 | 0.36823 | 0.39008 | 3422.4 | 13689.6 | 0 | 0 | 0.096953 | 0 | 0.096953 | 0 | 0.10131 | 0 | 0.10131 | 0 | 12.68 | 26.7058 | 12.68 | 26.7058
234084-Refrigeration -Cooler/Freezer Door Gaskets - Solid Doors: Cooler | 0.1895 | 0.15848 | 0.16348 | 1430.244 | 5720.976 | 0 | 0 | 0.093628 | 0 | 0.093628 | 0 | 0.088924 | 0 | 0.088924 | 0 | 10.916 | 7.286 | 10.916 | 7.286
234083-Refrigeration -Cooler/Freezer Door Gaskets - Glass Doors | 2.1793 | 1.8225 | 1.88 | 16447.806 | 65791.224 | 0 | 0 | 0.093627 | 0 | 0.093627 | 0 | 0.088924 | 0 | 0.088924 | 0 | 10.9154 | 7.286 | 10.9154 | 7.286
234084-Refrigeration -Cooler/Freezer Door Gaskets - Solid Doors: Cooler | 0.16845 | 0.14087 | 0.14531 | 1271.328 | 5085.312 | 0 | 0 | 0.097885 | 0 | 0.097885 | 0 | 0.09318 | 0 | 0.09318 | 0 | 11.3668 | 7.5869 | 11.3668 | 7.5869
234083-Refrigeration -Cooler/Freezer Door Gaskets - Glass Doors | 3.2742 | 2.7382 | 2.8245 | 24711.438 | 98845.752 | 0 | 0 | 0.097884 | 0 | 0.097884 | 0 | 0.09318 | 0 | 0.09318 | 0 | 11.3662 | 7.5869 | 11.3662 | 7.5869
234285-Lighting-Occpncy Snsr-Hi-Bay integrated Snsr-Tr1 | 27.07 | 17.4555 | 26.5135 | 136698.2216 | 1093585.7725 | 0 | 0 | 0.1082 | 0 | 0.1082 | 0 | 0.11639 | 0 | 0.11639 | 0 | 7.9412 | 16.7262 | 7.9412 | 16.7262
234083-Refrigeration -Cooler/Freezer Door Gaskets - Glass Doors | 1.5687 | 1.3119 | 1.3532 | 11839.242 | 47356.968 | 0 | 0 | 0.097884 | 0 | 0.097884 | 0 | 0.09318 | 0 | 0.09318 | 0 | 11.3662 | 7.5869 | 11.3662 | 7.5869
234330-Premium T8 with T12 40 Watt Baseline - Tr1 | 0.70422 | 0.4541 | 0.73879 | 3556.1842 | 53342.7635 | 0 | 0 | 0.090475 | 0 | 0.090475 | 0 | 0.1096 | 0 | 0.1096 | 0 | 3.1812 | 5.9022 | 3.1812 | 5.9022
234303-Lighting-Remove 4 Ft Lamp (De-Lamp) - Tr1 | 0 | 0 | 0.88719 | 4615.4047 | 69231.071 | -86.3387 | -1295.0806 | 0 | 1.8238 | 0 | 1.8238 | 0 | 2.0013 | 0 | 2.0013 | -1.4536 | -1.1734 | -1.4536 | -1.1734
234330-Premium T8 with T12 40 Watt Baseline - Tr1 | 1.9249 | 1.2412 | 2.0194 | 9720.2369 | 145803.5537 | 0 | 0 | 0.093473 | 0 | 0.093473 | 0 | 0.1126 | 0 | 0.1126 | 0 | 3.2535 | 6.0363 | 3.2535 | 6.0363
234330-Premium T8 with T12 40 Watt Baseline - Tr1 | 0.93896 | 0.60547 | 0.98505 | 4741.579 | 71123.6847 | 0 | 0 | 0.093473 | 0 | 0.093473 | 0 | 0.1126 | 0 | 0.1126 | 0 | 3.2535 | 6.0363 | 3.2535 | 6.0363
234312-Lighting-Screw in 14-26 Watt Lamp - Tr1 | 0 | 0 | 0.042546 | 211.8643 | 523.3049 | -2.8614 | -7.0675 | 0 | 2.6409 | 0 | 2.6409 | 0 | 2.8165 | 0 | 2.8165 | -0.37305 | -0.34185 | -0.37305 | -0.34185
234330-Premium T8 with T12 40 Watt Baseline - Tr1 | 0.46948 | 0.30273 | 0.49253 | 2370.7895 | 35561.8424 | 0 | 0 | 0.090475 | 0 | 0.090475 | 0 | 0.1096 | 0 | 0.1096 | 0 | 3.1812 | 5.9022 | 3.1812 | 5.9022
234303-Lighting-Remove 4 Ft Lamp (De-Lamp) - Tr1 | 0 | 0 | 0.73933 | 3846.1706 | 57692.5592 | -71.9489 | -1079.2339 | 0 | 1.8238 | 0 | 1.8238 | 0 | 2.0013 | 0 | 2.0013 | -1.4536 | -1.1734 | -1.4536 | -1.1734
234116-Refrigeration -Cooler/Freezer Door Gaskets - Solid Doors: Freezer | 0.16845 | 0.14087 | 0.14531 | 1271.328 | 5085.312 | 0 | 0 | 0.08893 | 0 | 0.08893 | 0 | 0.088924 | 0 | 0.088924 | 0 | 7.2894 | 7.286 | 7.2894 | 7.286
234083-Refrigeration -Cooler/Freezer Door Gaskets - Glass Doors | 2.7162 | 2.2716 | 2.3432 | 20500.164 | 82000.656 | 0 | 0 | 0.093627 | 0 | 0.093627 | 0 | 0.088924 | 0 | 0.088924 | 0 | 10.9154 | 7.286 | 10.9154 | 7.286
234084-Refrigeration -Cooler/Freezer Door Gaskets - Solid Doors: Cooler | 0.16845 | 0.14087 | 0.14531 | 1271.328 | 5085.312 | 0 | 0 | 0.093628 | 0 | 0.093628 | 0 | 0.088924 | 0 | 0.088924 | 0 | 10.916 | 7.286 | 10.916 | 7.286
234116-Refrigeration -Cooler/Freezer Door Gaskets - Solid Doors: Freezer | 0.16845 | 0.14087 | 0.14531 | 1271.328 | 5085.312 | 0 | 0 | 0.08893 | 0 | 0.08893 | 0 | 0.088924 | 0 | 0.088924 | 0 | 7.2894 | 7.286 | 7.2894 | 7.286
234083-Refrigeration -Cooler/Freezer Door Gaskets - Glass Doors | 0.43165 | 0.36099 | 0.37236 | 3257.778 | 13031.112 | 0 | 0 | 0.093627 | 0 | 0.093627 | 0 | 0.088924 | 0 | 0.088924 | 0 | 10.9154 | 7.286 | 10.9154 | 7.286
234084-Refrigeration -Cooler/Freezer Door Gaskets - Solid Doors: Cooler | 0.71149 | 0.59501 | 0.61376 | 5369.7716 | 21479.0866 | 0 | 0 | 0.093628 | 0 | 0.093628 | 0 | 0.088924 | 0 | 0.088924 | 0 | 10.916 | 7.286 | 10.916 | 7.286
234084-Refrigeration -Cooler/Freezer Door Gaskets - Solid Doors: Cooler | 2.3793 | 1.9898 | 2.0525 | 17957.508 | 71830.032 | 0 | 0 | 0.093628 | 0 | 0.093628 | 0 | 0.088924 | 0 | 0.088924 | 0 | 10.916 | 7.286 | 10.916 | 7.286
234084-Refrigeration -Cooler/Freezer Door Gaskets - Solid Doors: Cooler | 2.4425 | 2.0427 | 2.107 | 18434.256 | 73737.024 | 0 | 0 | 0.093628 | 0 | 0.093628 | 0 | 0.088924 | 0 | 0.088924 | 0 | 10.916 | 7.286 | 10.916 | 7.286
234330-Premium T8 with T12 40 Watt Baseline - Tr1 | 0.70422 | 0.4541 | 0.73879 | 3556.1842 | 53342.7635 | 0 | 0 | 0.090475 | 0 | 0.090475 | 0 | 0.1096 | 0 | 0.1096 | 0 | 3.1812 | 5.9022 | 3.1812 | 5.9022
234084-Refrigeration -Cooler/Freezer Door Gaskets - Solid Doors: Cooler | 2.7162 | 2.2716 | 2.3432 | 20500.164 | 82000.656 | 0 | 0 | 0.093628 | 0 | 0.093628 | 0 | 0.088924 | 0 | 0.088924 | 0 | 10.916 | 7.286 | 10.916 | 7.286
234084-Refrigeration -Cooler/Freezer Door Gaskets - Solid Doors: Cooler | 2.9584 | 2.4741 | 2.552 | 22327.698 | 89310.792 | 0 | 0 | 0.093628 | 0 | 0.093628 | 0 | 0.088924 | 0 | 0.088924 | 0 | 10.916 | 7.286 | 10.916 | 7.286
234084-Refrigeration -Cooler/Freezer Door Gaskets - Solid Doors: Cooler | 2.6215 | 2.1923 | 2.2614 | 19785.042 | 79140.168 | 0 | 0 | 0.093628 | 0 | 0.093628 | 0 | 0.088924 | 0 | 0.088924 | 0 | 10.916 | 7.286 | 10.916 | 7.286
234084-Refrigeration -Cooler/Freezer Door Gaskets - Solid Doors: Cooler | 2.3793 | 1.9898 | 2.0525 | 17957.508 | 71830.032 | 0 | 0 | 0.093628 | 0 | 0.093628 | 0 | 0.088924 | 0 | 0.088924 | 0 | 10.916 | 7.286 | 10.916 | 7.286
234084-Refrigeration -Cooler/Freezer Door Gaskets - Solid Doors: Cooler | 2.5478 | 2.1307 | 2.1978 | 19228.836 | 76915.344 | 0 | 0 | 0.093628 | 0 | 0.093628 | 0 | 0.088924 | 0 | 0.088924 | 0 | 10.916 | 7.286 | 10.916 | 7.286
234084-Refrigeration -Cooler/Freezer Door Gaskets - Solid Doors: Cooler | 2.6425 | 2.2099 | 2.2796 | 19943.958 | 79775.832 | 0 | 0 | 0.093628 | 0 | 0.093628 | 0 | 0.088924 | 0 | 0.088924 | 0 | 10.916 | 7.286 | 10.916 | 7.286
234084-Refrigeration -Cooler/Freezer Door Gaskets - Solid Doors: Cooler | 1.7792 | 1.488 | 1.5349 | 13428.402 | 53713.608 | 0 | 0 | 0.093628 | 0 | 0.093628 | 0 | 0.088924 | 0 | 0.088924 | 0 | 10.916 | 7.286 | 10.916 | 7.286
234084-Refrigeration -Cooler/Freezer Door Gaskets - Solid Doors: Cooler | 1.3686 | 1.1446 | 1.1807 | 10329.54 | 41318.16 | 0 | 0 | 0.093628 | 0 | 0.093628 | 0 | 0.088924 | 0 | 0.088924 | 0 | 10.916 | 7.286 | 10.916 | 7.286
234084-Refrigeration -Cooler/Freezer Door Gaskets - Solid Doors: Cooler | 2.8005 | 2.342 | 2.4158 | 21135.828 | 84543.312 | 0 | 0 | 0.093628 | 0 | 0.093628 | 0 | 0.088924 | 0 | 0.088924 | 0 | 10.916 | 7.286 | 10.916 | 7.286
234083-Refrigeration -Cooler/Freezer Door Gaskets - Glass Doors | 2.632 | 2.2011 | 2.2705 | 19864.5 | 79458 | 0 | 0 | 0.093627 | 0 | 0.093627 | 0 | 0.088924 | 0 | 0.088924 | 0 | 10.9154 | 7.286 | 10.9154 | 7.286
234116-Refrigeration -Cooler/Freezer Door Gaskets - Solid Doors: Freezer | 1.1054 | 0.92448 | 0.95361 | 8343.09 | 33372.36 | 0 | 0 | 0.08893 | 0 | 0.08893 | 0 | 0.088924 | 0 | 0.088924 | 0 | 7.2894 | 7.286 | 7.2894 | 7.286
234083-Refrigeration -Cooler/Freezer Door Gaskets - Glass Doors | 3.7164 | 3.108 | 3.2059 | 28048.674 | 112194.696 | 0 | 0 | 0.093627 | 0 | 0.093627 | 0 | 0.088924 | 0 | 0.088924 | 0 | 10.9154 | 7.286 | 10.9154 | 7.286
234084-Refrigeration -Cooler/Freezer Door Gaskets - Solid Doors: Cooler | 0.58852 | 0.49217 | 0.50768 | 4441.7022 | 17766.8088 | 0 | 0 | 0.097885 | 0 | 0.097885 | 0 | 0.09318 | 0 | 0.09318 | 0 | 11.3668 | 7.5869 | 11.3668 | 7.5869
234083-Refrigeration -Cooler/Freezer Door Gaskets - Glass Doors | 2.3267 | 1.9458 | 2.0071 | 17560.218 | 70240.872 | 0 | 0 | 0.093627 | 0 | 0.093627 | 0 | 0.088924 | 0 | 0.088924 | 0 | 10.9154 | 7.286 | 10.9154 | 7.286
234084-Refrigeration -Cooler/Freezer Door Gaskets - Solid Doors: Cooler | 3.5385 | 2.9592 | 3.0525 | 26705.8338 | 106823.3352 | 0 | 0 | 0.097885 | 0 | 0.097885 | 0 | 0.09318 | 0 | 0.09318 | 0 | 11.3668 | 7.5869 | 11.3668 | 7.5869
234330-Premium T8 with T12 40 Watt Baseline - Tr1 | 0.65728 | 0.42383 | 0.68954 | 3319.1053 | 49786.5793 | 0 | 0 | 0.093473 | 0 | 0.093473 | 0 | 0.1126 | 0 | 0.1126 | 0 | 3.2535 | 6.0363 | 3.2535 | 6.0363
234157-Pipe Insulation - Low Pressure Steam Applic. (LF) 1 in | 0 | 0 | 0 | 0 | 0 | 2551.36 | 51027.2 | 0 | 0.94237 | 0 | 0.94237 | 0 | 0.9584 | 0 | 0.9584 | 21.0573 | 31.965 | 21.0573 | 31.965
234084-Refrigeration -Cooler/Freezer Door Gaskets - Solid Doors: Cooler | 0.16845 | 0.14087 | 0.14531 | 1271.328 | 5085.312 | 0 | 0 | 0.093628 | 0 | 0.093628 | 0 | 0.088924 | 0 | 0.088924 | 0 | 10.916 | 7.286 | 10.916 | 7.286
234083-Refrigeration -Cooler/Freezer Door Gaskets - Glass Doors | 3.6743 | 3.0728 | 3.1696 | 27730.842 | 110923.368 | 0 | 0 | 0.093627 | 0 | 0.093627 | 0 | 0.088924 | 0 | 0.088924 | 0 | 10.9154 | 7.286 | 10.9154 | 7.286
234157-Pipe Insulation - Low Pressure Steam Applic. (LF) 1 in | 0 | 0 | 0 | 0 | 0 | 5440.4 | 108808 | 0 | 0.94237 | 0 | 0.94237 | 0 | 0.9584 | 0 | 0.9584 | 21.0573 | 31.965 | 21.0573 | 31.965
234331-Premium T8 with T12 40 Watt Baseline - Tr2 | 0.40797 | 0.26307 | 0.6079 | 2060.1711 | 30902.5662 | 0 | 0 | 0.074057 | 0 | 0.074057 | 0 | 0.10783 | 0 | 0.10783 | 0 | 2.2791 | 5.4708 | 2.2791 | 5.4708
234307-Lighting-Remove 8 Ft Lamp (De-Lamp) - Tr2 | 0.49398 | 0.30637 | 0.8122 | 2668.215 | 40023.2251 | 0 | 0 | 0.11454 | 0 | 0.11454 | 0 | 0.11972 | 0 | 0.11972 | 0 | 8.9029 | 13.8571 | 8.9029 | 13.8571
234083-Refrigeration -Cooler/Freezer Door Gaskets - Glass Doors | 1.4634 | 1.2238 | 1.2624 | 11044.662 | 44178.648 | 0 | 0 | 0.093627 | 0 | 0.093627 | 0 | 0.088924 | 0 | 0.088924 | 0 | 10.9154 | 7.286 | 10.9154 | 7.286
234084-Refrigeration -Cooler/Freezer Door Gaskets - Solid Doors: Cooler | 0.16845 | 0.14087 | 0.14531 | 1271.328 | 5085.312 | 0 | 0 | 0.097023 | 0 | 0.097023 | 0 | 0.10307 | 0 | 0.10307 | 0 | 17.0449 | 0 | 17.0449 | 0
234083-Refrigeration -Cooler/Freezer Door Gaskets - Glass Doors | 2.5688 | 2.1483 | 2.216 | 19387.752 | 77551.008 | 0 | 0 | 0.093627 | 0 | 0.093627 | 0 | 0.088924 | 0 | 0.088924 | 0 | 10.9154 | 7.286 | 10.9154 | 7.286
234084-Refrigeration -Cooler/Freezer Door Gaskets - Solid Doors: Cooler | 0.5264 | 0.44023 | 0.4541 | 3972.9 | 15891.6 | 0 | 0 | 0.093628 | 0 | 0.093628 | 0 | 0.088924 | 0 | 0.088924 | 0 | 10.916 | 7.286 | 10.916 | 7.286
234116-Refrigeration -Cooler/Freezer Door Gaskets - Solid Doors: Freezer | 0.17898 | 0.14968 | 0.15439 | 1350.786 | 5403.144 | 0 | 0 | 0.092325 | 0 | 0.092325 | 0 | 0.10307 | 0 | 0.10307 | 0 | 9.5928 | 0 | 9.5928 | 0
234083-Refrigeration -Cooler/Freezer Door Gaskets - Glass Doors | 2.9584 | 2.4741 | 2.552 | 22327.698 | 89310.792 | 0 | 0 | 0.093627 | 0 | 0.093627 | 0 | 0.088924 | 0 | 0.088924 | 0 | 10.9154 | 7.286 | 10.9154 | 7.286
234084-Refrigeration -Cooler/Freezer Door Gaskets - Solid Doors: Cooler | 0.15792 | 0.13207 | 0.13623 | 1191.87 | 4767.48 | 0 | 0 | 0.093628 | 0 | 0.093628 | 0 | 0.088924 | 0 | 0.088924 | 0 | 10.916 | 7.286 | 10.916 | 7.286
234330-Premium T8 with T12 40 Watt Baseline - Tr1 | 0.14084 | 0.09082 | 0.14776 | 711.2368 | 10668.5527 | 0 | 0 | 0.093473 | 0 | 0.093473 | 0 | 0.1126 | 0 | 0.1126 | 0 | 3.2535 | 6.0363 | 3.2535 | 6.0363
234303-Lighting-Remove 4 Ft Lamp (De-Lamp) - Tr1 | 0 | 0 | 0.14787 | 769.2341 | 11538.5118 | -14.3898 | -215.8468 | 0 | 1.8717 | 0 | 1.8717 | 0 | 2.0492 | 0 | 2.0492 | -1.5179 | -1.2253 | -1.5179 | -1.2253
234083-Refrigeration -Cooler/Freezer Door Gaskets - Glass Doors | 3.2742 | 2.7382 | 2.8245 | 24711.438 | 98845.752 | 0 | 0 | 0.093627 | 0 | 0.093627 | 0 | 0.088924 | 0 | 0.088924 | 0 | 10.9154 | 7.286 | 10.9154 | 7.286
234083-Refrigeration -Cooler/Freezer Door Gaskets - Glass Doors | 2.4215 | 2.025 | 2.0889 | 18275.34 | 73101.36 | 0 | 0 | 0.093627 | 0 | 0.093627 | 0 | 0.088924 | 0 | 0.088924 | 0 | 10.9154 | 7.286 | 10.9154 | 7.286
234083-Refrigeration -Cooler/Freezer Door Gaskets - Glass Doors | 3.0637 | 2.5621 | 2.6429 | 23122.278 | 92489.112 | 0 | 0 | 0.093627 | 0 | 0.093627 | 0 | 0.088924 | 0 | 0.088924 | 0 | 10.9154 | 7.286 | 10.9154 | 7.286
234084-Refrigeration -Cooler/Freezer Door Gaskets - Solid Doors: Cooler | 0.3369 | 0.28174 | 0.29062 | 2542.656 | 10170.624 | 0 | 0 | 0.093628 | 0 | 0.093628 | 0 | 0.088924 | 0 | 0.088924 | 0 | 10.916 | 7.286 | 10.916 | 7.286
234116-Refrigeration -Cooler/Freezer Door Gaskets - Solid Doors: Freezer | 0.17898 | 0.14968 | 0.15439 | 1350.786 | 5403.144 | 0 | 0 | 0.08893 | 0 | 0.08893 | 0 | 0.088924 | 0 | 0.088924 | 0 | 7.2894 | 7.286 | 7.2894 | 7.286
234330-Premium T8 with T12 40 Watt Baseline - Tr1 | 0.42253 | 0.27246 | 0.44327 | 2133.7105 | 32005.6581 | 0 | 0 | 0.093473 | 0 | 0.093473 | 0 | 0.1126 | 0 | 0.1126 | 0 | 3.2535 | 6.0363 | 3.2535 | 6.0363
234330-Premium T8 with T12 40 Watt Baseline - Tr1 | 0.58685 | 0.37842 | 0.61566 | 2963.4869 | 44452.3029 | 0 | 0 | 0.090475 | 0 | 0.090475 | 0 | 0.1096 | 0 | 0.1096 | 0 | 3.1812 | 5.9022 | 3.1812 | 5.9022
234303-Lighting-Remove 4 Ft Lamp (De-Lamp) - Tr1 | 0 | 0 | 0.92416 | 4807.7133 | 72115.699 | -89.9362 | -1349.0423 | 0 | 1.8238 | 0 | 1.8238 | 0 | 2.0013 | 0 | 2.0013 | -1.4536 | -1.1734 | -1.4536 | -1.1734
234157-Pipe Insulation - Low Pressure Steam Applic. (LF) 1 in | 0 | 0 | 0 | 0 | 0 | 4483.64 | 89672.8 | 0 | 0.94237 | 0 | 0.94237 | 0 | 0.9584 | 0 | 0.9584 | 21.0573 | 31.965 | 21.0573 | 31.965
234084-Refrigeration -Cooler/Freezer Door Gaskets - Solid Doors: Cooler | 2.7899 | 2.3332 | 2.4067 | 21056.37 | 84225.48 | 0 | 0 | 0.093628 | 0 | 0.093628 | 0 | 0.088924 | 0 | 0.088924 | 0 | 10.916 | 7.286 | 10.916 | 7.286
234330-Premium T8 with T12 40 Watt Baseline - Tr1 | 0.046948 | 0.030273 | 0.049253 | 237.0789 | 3556.1842 | 0 | 0 | 0.090475 | 0 | 0.090475 | 0 | 0.1096 | 0 | 0.1096 | 0 | 3.1812 | 5.9022 | 3.1812 | 5.9022
234207-Lighting-8 Ft T-8 with Elec Ballast-Tr1 | 0.11595 | 0.074765 | 0.12632 | 585.5015 | 8782.5223 | 0 | 0 | 0.031038 | 0 | 0.031038 | 0 | 0.06406 | 0 | 0.06406 | 0 | 1.3076 | 1.9435 | 1.3076 | 1.9435
234306-Lighting-Remove 8 Ft Lamp (De-Lamp) - Tr1 | 0.85619 | 0.53102 | 0.98076 | 4624.6913 | 69370.3693 | 0 | 0 | 0.118 | 0 | 0.118 | 0 | 0.11829 | 0 | 0.11829 | 0 | 11.6949 | 12.0089 | 11.6949 | 12.0089
234330-Premium T8 with T12 40 Watt Baseline - Tr1 | 0.28169 | 0.18164 | 0.29552 | 1422.4737 | 21337.1054 | 0 | 0 | 0.090475 | 0 | 0.090475 | 0 | 0.1096 | 0 | 0.1096 | 0 | 3.1812 | 5.9022 | 3.1812 | 5.9022
234303-Lighting-Remove 4 Ft Lamp (De-Lamp) - Tr1 | 0 | 0 | 0.4436 | 2307.7024 | 34615.5355 | -43.1694 | -647.5403 | 0 | 1.8238 | 0 | 1.8238 | 0 | 2.0013 | 0 | 2.0013 | -1.4536 | -1.1734 | -1.4536 | -1.1734
234330-Premium T8 with T12 40 Watt Baseline - Tr1 | 0.37559 | 0.24219 | 0.39402 | 1896.6316 | 28449.4739 | 0 | 0 | 0.090475 | 0 | 0.090475 | 0 | 0.1096 | 0 | 0.1096 | 0 | 3.1812 | 5.9022 | 3.1812 | 5.9022
234330-Premium T8 with T12 40 Watt Baseline - Tr1 | 0.68075 | 0.43897 | 0.71416 | 3437.6448 | 51564.6714 | 0 | 0 | 0.090475 | 0 | 0.090475 | 0 | 0.1096 | 0 | 0.1096 | 0 | 3.1812 | 5.9022 | 3.1812 | 5.9022
234303-Lighting-Remove 4 Ft Lamp (De-Lamp) - Tr1 | 0 | 0 | 0.25876 | 1346.1597 | 20192.3957 | -25.1821 | -377.7319 | 0 | 1.8238 | 0 | 1.8238 | 0 | 2.0013 | 0 | 2.0013 | -1.4536 | -1.1734 | -1.4536 | -1.1734
234286-Lighting-Occpncy Snsr-Hi-Bay integrated Snsr-Tr2 | 15.9644 | 10.2943 | 25.3815 | 80617.203 | 644937.6238 | 0 | 0 | 0.097751 | 0 | 0.097751 | 0 | 0.11143 | 0 | 0.11143 | 0 | 4.7545 | 10.0183 | 4.7545 | 10.0183
234049-Lighting-LED Exit Sign New Sign | 0.17044 | 0.16933 | 0 | 1493.0719 | 23889.1507 | 0 | 0 | 0.091877 | 0 | 0.091877 | 0 | 0.09793 | 0 | 0.09793 | 0 | 5.1455 | 7.0789 | 5.1455 | 7.0789
234340-Lighting-Intr HiBy Lnr FlrscntFxtr600w rplc>400Tr1 | 0 | 0 | 3.8943 | 20701.4671 | 310522.0072 | -377.3765 | -5660.6482 | 0 | 3.7891 | 0 | 3.7891 | 0 | 2.1301 | 0 | 2.1301 | -0.39891 | -1.0295 | -0.39891 | -1.0295
234330-Premium T8 with T12 40 Watt Baseline - Tr1 | 2.723 | 1.7559 | 2.8567 | 13750.579 | 206258.6857 | 0 | 0 | 0.090475 | 0 | 0.090475 | 0 | 0.1096 | 0 | 0.1096 | 0 | 3.1812 | 5.9022 | 3.1812 | 5.9022
234330-Premium T8 with T12 40 Watt Baseline - Tr1 | 0.91549 | 0.59033 | 0.96043 | 4623.0395 | 69345.5926 | 0 | 0 | 0.090475 | 0 | 0.090475 | 0 | 0.1096 | 0 | 0.1096 | 0 | 3.1812 | 5.9022 | 3.1812 | 5.9022
234303-Lighting-Remove 4 Ft Lamp (De-Lamp) - Tr1 | 0 | 0 | 0.25876 | 1346.1597 | 20192.3957 | -25.1821 | -377.7319 | 0 | 1.8238 | 0 | 1.8238 | 0 | 2.0013 | 0 | 2.0013 | -1.4536 | -1.1734 | -1.4536 | -1.1734
234330-Premium T8 with T12 40 Watt Baseline - Tr1 | 0.21127 | 0.13623 | 0.22164 | 1066.8553 | 16002.8291 | 0 | 0 | 0.093473 | 0 | 0.093473 | 0 | 0.1126 | 0 | 0.1126 | 0 | 3.2535 | 6.0363 | 3.2535 | 6.0363
234303-Lighting-Remove 4 Ft Lamp (De-Lamp) - Tr1 | 0 | 0 | 0.3327 | 1730.7768 | 25961.6516 | -32.377 | -485.6552 | 0 | 1.8717 | 0 | 1.8717 | 0 | 2.0492 | 0 | 2.0492 | -1.5179 | -1.2253 | -1.5179 | -1.2253
234330-Premium T8 with T12 40 Watt Baseline - Tr1 | 0.18779 | 0.12109 | 0.19701 | 948.3158 | 14224.7369 | 0 | 0 | 0.093473 | 0 | 0.093473 | 0 | 0.1126 | 0 | 0.1126 | 0 | 3.2535 | 6.0363 | 3.2535 | 6.0363
234303-Lighting-Remove 4 Ft Lamp (De-Lamp) - Tr1 | 0 | 0 | 0.29573 | 1538.4682 | 23077.0237 | -28.7796 | -431.6935 | 0 | 1.8717 | 0 | 1.8717 | 0 | 2.0492 | 0 | 2.0492 | -1.5179 | -1.2253 | -1.5179 | -1.2253
234330-Premium T8 with T12 40 Watt Baseline - Tr1 | 0.89202 | 0.5752 | 0.9358 | 4504.5 | 67567.5005 | 0 | 0 | 0.090475 | 0 | 0.090475 | 0 | 0.1096 | 0 | 0.1096 | 0 | 3.1812 | 5.9022 | 3.1812 | 5.9022
234303-Lighting-Remove 4 Ft Lamp (De-Lamp) - Tr1 | 0 | 0 | 0.51753 | 2692.3194 | 40384.7914 | -50.3642 | -755.4637 | 0 | 1.8238 | 0 | 1.8238 | 0 | 2.0013 | 0 | 2.0013 | -1.4536 | -1.1734 | -1.4536 | -1.1734
234330-Premium T8 with T12 40 Watt Baseline - Tr1 | 1.1737 | 0.75684 | 1.2313 | 5926.9737 | 88904.6059 | 0 | 0 | 0.090475 | 0 | 0.090475 | 0 | 0.1096 | 0 | 0.1096 | 0 | 3.1812 | 5.9022 | 3.1812 | 5.9022
234207-Lighting-8 Ft T-8 with Elec Ballast-Tr1 | 0.051531 | 0.033229 | 0.056143 | 260.2229 | 3903.3432 | 0 | 0 | 0.031038 | 0 | 0.031038 | 0 | 0.06406 | 0 | 0.06406 | 0 | 1.3076 | 1.9435 | 1.3076 | 1.9435
234303-Lighting-Remove 4 Ft Lamp (De-Lamp) - Tr1 | 0 | 0 | 0.14787 | 769.2341 | 11538.5118 | -14.3898 | -215.8468 | 0 | 1.8238 | 0 | 1.8238 | 0 | 2.0013 | 0 | 2.0013 | -1.4536 | -1.1734 | -1.4536 | -1.1734
234306-Lighting-Remove 8 Ft Lamp (De-Lamp) - Tr1 | 0.38053 | 0.23601 | 0.43589 | 2055.4183 | 30831.2752 | 0 | 0 | 0.118 | 0 | 0.118 | 0 | 0.11829 | 0 | 0.11829 | 0 | 11.6949 | 12.0089 | 11.6949 | 12.0089
234330-Premium T8 with T12 40 Watt Baseline - Tr1 | 0.16432 | 0.10596 | 0.17238 | 829.7763 | 12446.6448 | 0 | 0 | 0.090475 | 0 | 0.090475 | 0 | 0.1096 | 0 | 0.1096 | 0 | 3.1812 | 5.9022 | 3.1812 | 5.9022
234303-Lighting-Remove 4 Ft Lamp (De-Lamp) - Tr1 | 0 | 0 | 0.25876 | 1346.1597 | 20192.3957 | -25.1821 | -377.7319 | 0 | 1.8238 | 0 | 1.8238 | 0 | 2.0013 | 0 | 2.0013 | -1.4536 | -1.1734 | -1.4536 | -1.1734
234360-Lighting-IntrHiByLnrFlscntFxtr244wrplc400w(TrI)Tr1 | 0 | 0 | 1.3629 | 0 | 0 | -43.278 | -649.1707 | 0 | 6.1863 | 0 | 6.1863 | 0 | 4.1901 | 0 | 4.1901 | -0.22308 | -0.36852 | -0.22308 | -0.36852
234285-Lighting-Occpncy Snsr-Hi-Bay integrated Snsr-Tr1 | 3.3317 | 2.1484 | 3.2632 | 16824.3965 | 134595.172 | 0 | 0 | 0.1116 | 0 | 0.1116 | 0 | 0.11979 | 0 | 0.11979 | 0 | 8.1595 | 17.186 | 8.1595 | 17.186
234330-Premium T8 with T12 40 Watt Baseline - Tr1 | 1.5023 | 0.96875 | 1.5761 | 7586.5264 | 113797.8955 | 0 | 0 | 0.090475 | 0 | 0.090475 | 0 | 0.1096 | 0 | 0.1096 | 0 | 3.1812 | 5.9022 | 3.1812 | 5.9022
234207-Lighting-8 Ft T-8 with Elec Ballast-Tr1 | 0.012883 | 0.0083072 | 0.014036 | 65.0557 | 975.8358 | 0 | 0 | 0.031038 | 0 | 0.031038 | 0 | 0.06406 | 0 | 0.06406 | 0 | 1.3076 | 1.9435 | 1.3076 | 1.9435
234303-Lighting-Remove 4 Ft Lamp (De-Lamp) - Tr1 | 0 | 0 | 0.36966 | 1923.0853 | 28846.2796 | -35.9745 | -539.6169 | 0 | 1.8238 | 0 | 1.8238 | 0 | 2.0013 | 0 | 2.0013 | -1.4536 | -1.1734 | -1.4536 | -1.1734
234306-Lighting-Remove 8 Ft Lamp (De-Lamp) - Tr1 | 0.095132 | 0.059002 | 0.10897 | 513.8546 | 7707.8188 | 0 | 0 | 0.118 | 0 | 0.118 | 0 | 0.11829 | 0 | 0.11829 | 0 | 11.6949 | 12.0089 | 11.6949 | 12.0089
234330-Premium T8 with T12 40 Watt Baseline - Tr1 | 1.0329 | 0.66602 | 1.0836 | 5215.7369 | 78236.0532 | 0 | 0 | 0.090475 | 0 | 0.090475 | 0 | 0.1096 | 0 | 0.1096 | 0 | 3.1812 | 5.9022 | 3.1812 | 5.9022
234303-Lighting-Remove 4 Ft Lamp (De-Lamp) - Tr1 | 0 | 0 | 0.2218 | 1153.8512 | 17307.7678 | -21.5847 | -323.7702 | 0 | 1.8238 | 0 | 1.8238 | 0 | 2.0013 | 0 | 2.0013 | -1.4536 | -1.1734 | -1.4536 | -1.1734
234360-Lighting-IntrHiByLnrFlscntFxtr244wrplc400w(TrI)Tr1 | 0 | 0 | 8.0068 | 0 | 0 | -254.2585 | -3813.878 | 0 | 6.1863 | 0 | 6.1863 | 0 | 4.1901 | 0 | 4.1901 | -0.22308 | -0.36852 | -0.22308 | -0.36852
234285-Lighting-Occpncy Snsr-Hi-Bay integrated Snsr-Tr1 | 19.5737 | 12.6217 | 19.1713 | 98843.3294 | 790746.6355 | 0 | 0 | 0.1116 | 0 | 0.1116 | 0 | 0.11979 | 0 | 0.11979 | 0 | 8.1595 | 17.186 | 8.1595 | 17.186
234312-Lighting-Screw in 14-26 Watt Lamp - Tr1 | 0 | 0 | 0.42546 | 2118.6433 | 5233.0489 | -28.6135 | -70.6755 | 0 | 2.6409 | 0 | 2.6409 | 0 | 2.8165 | 0 | 2.8165 | -0.37305 | -0.34185 | -0.37305 | -0.34185
234291-Lighting-Ocpncy Snsr-Wll/Cl Mntd Lght Snsr>=500Tr1 | 8.2263 | 5.3046 | 9.6222 | 41541.36 | 332330.88 | 0 | 0 | 0.065838 | 0 | 0.065838 | 0 | 0.10394 | 0 | 0.10394 | 0 | 2.0731 | 5.4717 | 2.0731 | 5.4717
234330-Premium T8 with T12 40 Watt Baseline - Tr1 | 0.79812 | 0.51465 | 0.8373 | 4030.3421 | 60455.132 | 0 | 0 | 0.093473 | 0 | 0.093473 | 0 | 0.1126 | 0 | 0.1126 | 0 | 3.2535 | 6.0363 | 3.2535 | 6.0363
234303-Lighting-Remove 4 Ft Lamp (De-Lamp) - Tr1 | 0 | 0 | 0.25876 | 1346.1597 | 20192.3957 | -25.1821 | -377.7319 | 0 | 1.8717 | 0 | 1.8717 | 0 | 2.0492 | 0 | 2.0492 | -1.5179 | -1.2253 | -1.5179 | -1.2253
234312-Lighting-Screw in 14-26 Watt Lamp - Tr1 | 0 | 0 | 0.17018 | 847.4573 | 2093.2196 | -11.4454 | -28.2702 | 0 | 2.6409 | 0 | 2.6409 | 0 | 2.8165 | 0 | 2.8165 | -0.37305 | -0.34185 | -0.37305 | -0.34185
234049-Lighting-LED Exit Sign New Sign | 0.17044 | 0.16933 | 0 | 1493.0719 | 23889.1507 | 0 | 0 | 0.094293 | 0 | 0.094293 | 0 | 0.11404 | 0 | 0.11404 | 0 | 5.7752 | 0 | 5.7752 | 0
234291-Lighting-Ocpncy Snsr-Wll/Cl Mntd Lght Snsr>=500Tr1 | 3.2281 | 2.0815 | 3.7758 | 16301.04 | 130408.32 | 0 | 0 | 0.062435 | 0 | 0.062435 | 0 | 0.10054 | 0 | 0.10054 | 0 | 2.0177 | 5.3253 | 2.0177 | 5.3253
234312-Lighting-Screw in 14-26 Watt Lamp - Tr1 | 0 | 0 | 0.085091 | 423.7287 | 1046.6098 | -5.7227 | -14.1351 | 0 | 2.6409 | 0 | 2.6409 | 0 | 2.8165 | 0 | 2.8165 | -0.37305 | -0.34185 | -0.37305 | -0.34185
234330-Premium T8 with T12 40 Watt Baseline - Tr1 | 0.79812 | 0.51465 | 0.8373 | 4030.3421 | 60455.132 | 0 | 0 | 0.090475 | 0 | 0.090475 | 0 | 0.1096 | 0 | 0.1096 | 0 | 3.1812 | 5.9022 | 3.1812 | 5.9022
234303-Lighting-Remove 4 Ft Lamp (De-Lamp) - Tr1 | 0 | 0 | 0.14787 | 769.2341 | 11538.5118 | -14.3898 | -215.8468 | 0 | 1.612 | 0 | 1.612 | 0 | 1.0805 | 0 | 1.0805 | -2.0328 | 0 | -2.0328 | 0
234049-Lighting-LED Exit Sign New Sign | 0.068174 | 0.067731 | 0 | 597.2288 | 9555.6603 | 0 | 0 | 0.091877 | 0 | 0.091877 | 0 | 0.09793 | 0 | 0.09793 | 0 | 5.1455 | 7.0789 | 5.1455 | 7.0789
234291-Lighting-Ocpncy Snsr-Wll/Cl Mntd Lght Snsr>=500Tr1 | 2.2909 | 1.4772 | 2.6796 | 11568.48 | 92547.84 | 0 | 0 | 0.062435 | 0 | 0.062435 | 0 | 0.10054 | 0 | 0.10054 | 0 | 2.0177 | 5.3253 | 2.0177 | 5.3253
234312-Lighting-Screw in 14-26 Watt Lamp - Tr1 | 0 | 0 | 0.14891 | 741.5252 | 1831.5671 | -10.0147 | -24.7364 | 0 | 2.7433 | 0 | 2.7433 | 0 | 2.9189 | 0 | 2.9189 | -0.4263 | -0.39063 | -0.4263 | -0.39063
234312-Lighting-Screw in 14-26 Watt Lamp - Tr1 | 0 | 0 | 0.021273 | 105.9322 | 261.6524 | -1.4307 | -3.5338 | 0 | 2.6409 | 0 | 2.6409 | 0 | 2.8165 | 0 | 2.8165 | -0.37305 | -0.34185 | -0.37305 | -0.34185
234330-Premium T8 with T12 40 Watt Baseline - Tr1 | 0.18779 | 0.12109 | 0.19701 | 948.3158 | 14224.7369 | 0 | 0 | 0.090475 | 0 | 0.090475 | 0 | 0.1096 | 0 | 0.1096 | 0 | 3.1812 | 5.9022 | 3.1812 | 5.9022
234303-Lighting-Remove 4 Ft Lamp (De-Lamp) - Tr1 | 0 | 0 | 0.073933 | 384.6171 | 5769.2559 | -7.1949 | -107.9234 | 0 | 1.8238 | 0 | 1.8238 | 0 | 2.0013 | 0 | 2.0013 | -1.4536 | -1.1734 | -1.4536 | -1.1734
234312-Lighting-Screw in 14-26 Watt Lamp - Tr1 | 0 | 0 | 0.042546 | 211.8643 | 523.3049 | -2.8614 | -7.0675 | 0 | 2.6409 | 0 | 2.6409 | 0 | 2.8165 | 0 | 2.8165 | -0.37305 | -0.34185 | -0.37305 | -0.34185
234330-Premium T8 with T12 40 Watt Baseline - Tr1 | 0.49296 | 0.31787 | 0.51715 | 2489.329 | 37339.9345 | 0 | 0 | 0.090475 | 0 | 0.090475 | 0 | 0.1096 | 0 | 0.1096 | 0 | 3.1812 | 5.9022 | 3.1812 | 5.9022
234303-Lighting-Remove 4 Ft Lamp (De-Lamp) - Tr1 | 0 | 0 | 0.25876 | 1346.1597 | 20192.3957 | -25.1821 | -377.7319 | 0 | 1.8238 | 0 | 1.8238 | 0 | 2.0013 | 0 | 2.0013 | -1.4536 | -1.1734 | -1.4536 | -1.1734
234303-Lighting-Remove 4 Ft Lamp (De-Lamp) - Tr1 | 0 | 0 | 0.18483 | 961.5427 | 14423.1398 | -17.9872 | -269.8085 | 0 | 1.8238 | 0 | 1.8238 | 0 | 2.0013 | 0 | 2.0013 | -1.4536 | -1.1734 | -1.4536 | -1.1734
234330-Premium T8 with T12 40 Watt Baseline - Tr1 | 0.6338 | 0.40869 | 0.66491 | 3200.5658 | 48008.4872 | 0 | 0 | 0.090475 | 0 | 0.090475 | 0 | 0.1096 | 0 | 0.1096 | 0 | 3.1812 | 5.9022 | 3.1812 | 5.9022
234049-Lighting-LED Exit Sign New Sign | 0.17044 | 0.16933 | 0 | 1493.0719 | 23889.1507 | 0 | 0 | 0.091877 | 0 | 0.091877 | 0 | 0.09793 | 0 | 0.09793 | 0 | 5.1455 | 7.0789 | 5.1455 | 7.0789
234291-Lighting-Ocpncy Snsr-Wll/Cl Mntd Lght Snsr>=500Tr1 | 1.562 | 1.0072 | 1.827 | 7887.6 | 63100.8 | 0 | 0 | 0.062435 | 0 | 0.062435 | 0 | 0.10054 | 0 | 0.10054 | 0 | 2.0177 | 5.3253 | 2.0177 | 5.3253
234330-Premium T8 with T12 40 Watt Baseline - Tr1 | 0.093896 | 0.060547 | 0.098505 | 474.1579 | 7112.3685 | 0 | 0 | 0.090475 | 0 | 0.090475 | 0 | 0.1096 | 0 | 0.1096 | 0 | 3.1812 | 5.9022 | 3.1812 | 5.9022
234312-Lighting-Screw in 14-26 Watt Lamp - Tr1 | 0 | 0 | 1.0424 | 5190.6761 | 12820.9699 | -70.1032 | -173.1549 | 0 | 2.2421 | 0 | 2.2421 | 0 | 0.71752 | 0 | 0.71752 | -0.47064 | 0 | -0.47064 | 0
234330-Premium T8 with T12 40 Watt Baseline - Tr1 | 0.68075 | 0.43897 | 0.71416 | 3437.6448 | 51564.6714 | 0 | 0 | 0.090475 | 0 | 0.090475 | 0 | 0.1096 | 0 | 0.1096 | 0 | 3.1812 | 5.9022 | 3.1812 | 5.9022
234303-Lighting-Remove 4 Ft Lamp (De-Lamp) - Tr1 | 0 | 0 | 0.18483 | 961.5427 | 14423.1398 | -17.9872 | -269.8085 | 0 | 1.8238 | 0 | 1.8238 | 0 | 2.0013 | 0 | 2.0013 | -1.4536 | -1.1734 | -1.4536 | -1.1734
234306-Lighting-Remove 8 Ft Lamp (De-Lamp) - Tr1 | 1.1416 | 0.70803 | 1.3077 | 6166.255 | 92493.8257 | 0 | 0 | 0.118 | 0 | 0.118 | 0 | 0.11829 | 0 | 0.11829 | 0 | 11.6949 | 12.0089 | 11.6949 | 12.0089
234312-Lighting-Screw in 14-26 Watt Lamp - Tr1 | 0 | 0 | 0.021273 | 105.9322 | 261.6524 | -1.4307 | -3.5338 | 0 | 2.6409 | 0 | 2.6409 | 0 | 2.8165 | 0 | 2.8165 | -0.37305 | -0.34185 | -0.37305 | -0.34185
234330-Premium T8 with T12 40 Watt Baseline - Tr1 | 0.30516 | 0.19678 | 0.32014 | 1541.0132 | 23115.1975 | 0 | 0 | 0.090475 | 0 | 0.090475 | 0 | 0.1096 | 0 | 0.1096 | 0 | 3.1812 | 5.9022 | 3.1812 | 5.9022
234303-Lighting-Remove 4 Ft Lamp (De-Lamp) - Tr1 | 0 | 0 | 0.18483 | 961.5427 | 14423.1398 | -17.9872 | -269.8085 | 0 | 1.8238 | 0 | 1.8238 | 0 | 2.0013 | 0 | 2.0013 | -1.4536 | -1.1734 | -1.4536 | -1.1734
234330-Premium T8 with T12 40 Watt Baseline - Tr1 | 0.18779 | 0.12109 | 0.19701 | 948.3158 | 14224.7369 | 0 | 0 | 0.090475 | 0 | 0.090475 | 0 | 0.1096 | 0 | 0.1096 | 0 | 3.1812 | 5.9022 | 3.1812 | 5.9022
234330-Premium T8 with T12 40 Watt Baseline - Tr1 | 2.4413 | 1.5742 | 2.5611 | 12328.1053 | 184921.5802 | 0 | 0 | 0.090475 | 0 | 0.090475 | 0 | 0.1096 | 0 | 0.1096 | 0 | 3.1812 | 5.9022 | 3.1812 | 5.9022
234330-Premium T8 with T12 40 Watt Baseline - Tr1 | 0.70422 | 0.4541 | 0.73879 | 3556.1842 | 53342.7635 | 0 | 0 | 0.090475 | 0 | 0.090475 | 0 | 0.1096 | 0 | 0.1096 | 0 | 3.1812 | 5.9022 | 3.1812 | 5.9022
234330-Premium T8 with T12 40 Watt Baseline - Tr1 | 0.51643 | 0.33301 | 0.54178 | 2607.8684 | 39118.0266 | 0 | 0 | 0.090475 | 0 | 0.090475 | 0 | 0.1096 | 0 | 0.1096 | 0 | 3.1812 | 5.9022 | 3.1812 | 5.9022
234303-Lighting-Remove 4 Ft Lamp (De-Lamp) - Tr1 | 0 | 0 | 0.14787 | 769.2341 | 11538.5118 | -14.3898 | -215.8468 | 0 | 1.8238 | 0 | 1.8238 | 0 | 2.0013 | 0 | 2.0013 | -1.4536 | -1.1734 | -1.4536 | -1.1734
234306-Lighting-Remove 8 Ft Lamp (De-Lamp) - Tr1 | 3.5675 | 2.2126 | 4.0865 | 19269.547 | 289043.2053 | 0 | 0 | 0.12047 | 0 | 0.12047 | 0 | 0.12903 | 0 | 0.12903 | 0 | 15.0704 | 0 | 15.0704 | 0
234291-Lighting-Ocpncy Snsr-Wll/Cl Mntd Lght Snsr>=500Tr1 | 2.4991 | 1.6115 | 2.9232 | 12620.16 | 100961.28 | 0 | 0 | 0.062435 | 0 | 0.062435 | 0 | 0.10054 | 0 | 0.10054 | 0 | 2.0177 | 5.3253 | 2.0177 | 5.3253
234312-Lighting-Screw in 14-26 Watt Lamp - Tr1 | 0 | 0 | 0.10636 | 529.6608 | 1308.2622 | -7.1534 | -17.6689 | 0 | 2.6409 | 0 | 2.6409 | 0 | 2.8165 | 0 | 2.8165 | -0.37305 | -0.34185 | -0.37305 | -0.34185
234330-Premium T8 with T12 40 Watt Baseline - Tr1 | 0.14084 | 0.09082 | 0.14776 | 711.2368 | 10668.5527 | 0 | 0 | 0.090475 | 0 | 0.090475 | 0 | 0.1096 | 0 | 0.1096 | 0 | 3.1812 | 5.9022 | 3.1812 | 5.9022
234303-Lighting-Remove 4 Ft Lamp (De-Lamp) - Tr1 | 0 | 0 | 0.14787 | 769.2341 | 11538.5118 | -14.3898 | -215.8468 | 0 | 1.8238 | 0 | 1.8238 | 0 | 2.0013 | 0 | 2.0013 | -1.4536 | -1.1734 | -1.4536 | -1.1734
234360-Lighting-IntrHiByLnrFlscntFxtr244wrplc400w(TrI)Tr1 | 0 | 0 | 0.51107 | 0 | 0 | -16.2293 | -243.439 | 0 | 6.1385 | 0 | 6.1385 | 0 | 4.1423 | 0 | 4.1423 | -0.21362 | -0.3529 | -0.21362 | -0.3529
234285-Lighting-Occpncy Snsr-Hi-Bay integrated Snsr-Tr1 | 1.2494 | 0.80564 | 1.2237 | 6309.1487 | 50473.1895 | 0 | 0 | 0.1082 | 0 | 0.1082 | 0 | 0.11639 | 0 | 0.11639 | 0 | 7.9412 | 16.7262 | 7.9412 | 16.7262
234331-Premium T8 with T12 40 Watt Baseline - Tr2 | 0.14687 | 0.094705 | 0.21884 | 741.6616 | 11124.9238 | 0 | 0 | 0.074057 | 0 | 0.074057 | 0 | 0.10783 | 0 | 0.10783 | 0 | 2.2791 | 5.4708 | 2.2791 | 5.4708
234304-Lighting-Remove 4 Ft Lamp (De-Lamp) - Tr2 | 0 | 0 | 0.3327 | 1730.7768 | 25961.6516 | -32.377 | -485.6552 | 0 | 0.69035 | 0 | 0.69035 | 0 | 0.69063 | 0 | 0.69063 | 0 | 0 | 0 | 0
234315-Lighting-Screw in 14-26 Watt Reflector Lamp-Tr1 | 0 | 0 | 0.34036 | 1694.9146 | 4186.4392 | -22.8908 | -56.5404 | 0 | 4.2739 | 0 | 4.2739 | 0 | 2.776 | 0 | 2.776 | -0.2963 | -0.543 | -0.2963 | -0.543
234291-Lighting-Ocpncy Snsr-Wll/Cl Mntd Lght Snsr>=500Tr1 | 10.6214 | 6.8489 | 12.4236 | 53635.68 | 429085.44 | 0 | 0 | 0.065838 | 0 | 0.065838 | 0 | 0.10394 | 0 | 0.10394 | 0 | 2.0731 | 5.4717 | 2.0731 | 5.4717
234330-Premium T8 with T12 40 Watt Baseline - Tr1 | 0.14084 | 0.09082 | 0.14776 | 711.2368 | 10668.5527 | 0 | 0 | 0.090475 | 0 | 0.090475 | 0 | 0.1096 | 0 | 0.1096 | 0 | 3.1812 | 5.9022 | 3.1812 | 5.9022
234303-Lighting-Remove 4 Ft Lamp (De-Lamp) - Tr1 | 0 | 0 | 0.2218 | 1153.8512 | 17307.7678 | -21.5847 | -323.7702 | 0 | 1.8238 | 0 | 1.8238 | 0 | 2.0013 | 0 | 2.0013 | -1.4536 | -1.1734 | -1.4536 | -1.1734
234330-Premium T8 with T12 40 Watt Baseline - Tr1 | 0.11737 | 0.075684 | 0.12313 | 592.6974 | 8890.4606 | 0 | 0 | 0.090475 | 0 | 0.090475 | 0 | 0.1096 | 0 | 0.1096 | 0 | 3.1812 | 5.9022 | 3.1812 | 5.9022
234303-Lighting-Remove 4 Ft Lamp (De-Lamp) - Tr1 | 0 | 0 | 0.18483 | 961.5427 | 14423.1398 | -17.9872 | -269.8085 | 0 | 1.8238 | 0 | 1.8238 | 0 | 2.0013 | 0 | 2.0013 | -1.4536 | -1.1734 | -1.4536 | -1.1734
234309-Lighting-Screw in >27 Watt Lamp - Tr1 | 1.0449 | 0.65338 | 0.83599 | 5403.903 | 11023.9621 | 0 | 0 | 0.095996 | 0 | 0.095996 | 0 | 0.11102 | 0 | 0.11102 | 0 | 7.3894 | 0 | 7.3894 | 0
234291-Lighting-Ocpncy Snsr-Wll/Cl Mntd Lght Snsr>=500Tr1 | 7.8098 | 5.036 | 9.135 | 39438 | 315504 | 0 | 0 | 0.062435 | 0 | 0.062435 | 0 | 0.10054 | 0 | 0.10054 | 0 | 2.0177 | 5.3253 | 2.0177 | 5.3253
234330-Premium T8 with T12 40 Watt Baseline - Tr1 | 0.28169 | 0.18164 | 0.29552 | 1422.4737 | 21337.1054 | 0 | 0 | 0.090475 | 0 | 0.090475 | 0 | 0.1096 | 0 | 0.1096 | 0 | 3.1812 | 5.9022 | 3.1812 | 5.9022
234303-Lighting-Remove 4 Ft Lamp (De-Lamp) - Tr1 | 0 | 0 | 0.4436 | 2307.7024 | 34615.5355 | -43.1694 | -647.5403 | 0 | 1.8238 | 0 | 1.8238 | 0 | 2.0013 | 0 | 2.0013 | -1.4536 | -1.1734 | -1.4536 | -1.1734
234330-Premium T8 with T12 40 Watt Baseline - Tr1 | 0.28169 | 0.18164 | 0.29552 | 1422.4737 | 21337.1054 | 0 | 0 | 0.090475 | 0 | 0.090475 | 0 | 0.1096 | 0 | 0.1096 | 0 | 3.1812 | 5.9022 | 3.1812 | 5.9022
234083-Refrigeration -Cooler/Freezer Door Gaskets - Glass Doors | 4.9903 | 4.1733 | 4.3049 | 37663.092 | 150652.368 | 0 | 0 | 0.097884 | 0 | 0.097884 | 0 | 0.09318 | 0 | 0.09318 | 0 | 11.3662 | 7.5869 | 11.3662 | 7.5869
234315-Lighting-Screw in 14-26 Watt Reflector Lamp-Tr1 | 0 | 0 | 0.72328 | 3601.6936 | 8896.1832 | -48.643 | -120.1483 | 0 | 3.6816 | 0 | 3.6816 | 0 | 0.7264 | 0 | 0.7264 | -0.24581 | 0 | -0.24581 | 0
234330-Premium T8 with T12 40 Watt Baseline - Tr1 | 0.96244 | 0.62061 | 1.0097 | 4860.1185 | 72901.7768 | 0 | 0 | 0.090475 | 0 | 0.090475 | 0 | 0.1096 | 0 | 0.1096 | 0 | 3.1812 | 5.9022 | 3.1812 | 5.9022
234303-Lighting-Remove 4 Ft Lamp (De-Lamp) - Tr1 | 0 | 0 | 0.1109 | 576.9256 | 8653.8839 | -10.7923 | -161.8851 | 0 | 1.8238 | 0 | 1.8238 | 0 | 2.0013 | 0 | 2.0013 | -1.4536 | -1.1734 | -1.4536 | -1.1734
234291-Lighting-Ocpncy Snsr-Wll/Cl Mntd Lght Snsr>=500Tr1 | 1.4578 | 0.94005 | 1.7052 | 7361.76 | 58894.08 | 0 | 0 | 0.062435 | 0 | 0.062435 | 0 | 0.10054 | 0 | 0.10054 | 0 | 2.0177 | 5.3253 | 2.0177 | 5.3253
234049-Lighting-LED Exit Sign New Sign | 0.37496 | 0.37252 | 0 | 3284.7582 | 52556.1316 | 0 | 0 | 0.094293 | 0 | 0.094293 | 0 | 0.11404 | 0 | 0.11404 | 0 | 5.7752 | 0 | 5.7752 | 0
234330-Premium T8 with T12 40 Watt Baseline - Tr1 | 3.3216 | 2.1418 | 3.4846 | 16773.3356 | 251600.0347 | 0 | 0 | 0.090475 | 0 | 0.090475 | 0 | 0.1096 | 0 | 0.1096 | 0 | 3.1812 | 5.9022 | 3.1812 | 5.9022
234303-Lighting-Remove 4 Ft Lamp (De-Lamp) - Tr1 | 0 | 0 | 2.0332 | 10576.9692 | 158654.5378 | -197.8595 | -2967.8931 | 0 | 1.8238 | 0 | 1.8238 | 0 | 2.0013 | 0 | 2.0013 | -1.4536 | -1.1734 | -1.4536 | -1.1734
234291-Lighting-Ocpncy Snsr-Wll/Cl Mntd Lght Snsr>=500Tr1 | 5.7272 | 3.6931 | 6.699 | 28921.2 | 231369.6 | 0 | 0 | 0.062435 | 0 | 0.062435 | 0 | 0.10054 | 0 | 0.10054 | 0 | 2.0177 | 5.3253 | 2.0177 | 5.3253
234049-Lighting-LED Exit Sign New Sign | 0.17044 | 0.16933 | 0 | 1493.0719 | 23889.1507 | 0 | 0 | 0.091877 | 0 | 0.091877 | 0 | 0.09793 | 0 | 0.09793 | 0 | 5.1455 | 7.0789 | 5.1455 | 7.0789
234315-Lighting-Screw in 14-26 Watt Reflector Lamp-Tr1 | 0 | 0 | 0.40418 | 2012.7111 | 4971.3965 | -27.1829 | -67.1417 | 0 | 4.0234 | 0 | 4.0234 | 0 | 2.5255 | 0 | 2.5255 | -0.22032 | -0.40375 | -0.22032 | -0.40375
234330-Premium T8 with T12 40 Watt Baseline - Tr1 | 3.1925 | 2.0586 | 3.3492 | 16121.3685 | 241820.528 | 0 | 0 | 0.090475 | 0 | 0.090475 | 0 | 0.1096 | 0 | 0.1096 | 0 | 3.1812 | 5.9022 | 3.1812 | 5.9022
234207-Lighting-8 Ft T-8 with Elec Ballast-Tr1 | 0.46378 | 0.29906 | 0.50529 | 2342.0059 | 35130.0891 | 0 | 0 | 0.031038 | 0 | 0.031038 | 0 | 0.06406 | 0 | 0.06406 | 0 | 1.3076 | 1.9435 | 1.3076 | 1.9435
234303-Lighting-Remove 4 Ft Lamp (De-Lamp) - Tr1 | 0 | 0 | 2.5137 | 13076.9801 | 196154.7013 | -244.6263 | -3669.3951 | 0 | 1.8238 | 0 | 1.8238 | 0 | 2.0013 | 0 | 2.0013 | -1.4536 | -1.1734 | -1.4536 | -1.1734
234291-Lighting-Ocpncy Snsr-Wll/Cl Mntd Lght Snsr>=500Tr1 | 11.8709 | 7.6547 | 13.8852 | 59945.76 | 479566.08 | 0 | 0 | 0.062435 | 0 | 0.062435 | 0 | 0.10054 | 0 | 0.10054 | 0 | 2.0177 | 5.3253 | 2.0177 | 5.3253
234049-Lighting-LED Exit Sign New Sign | 0.17044 | 0.16933 | 0 | 1493.0719 | 23889.1507 | 0 | 0 | 0.091877 | 0 | 0.091877 | 0 | 0.09793 | 0 | 0.09793 | 0 | 5.1455 | 7.0789 | 5.1455 | 7.0789
234330-Premium T8 with T12 40 Watt Baseline - Tr1 | 2.5587 | 1.6499 | 2.6843 | 12920.8027 | 193812.0408 | 0 | 0 | 0.090475 | 0 | 0.090475 | 0 | 0.1096 | 0 | 0.1096 | 0 | 3.1812 | 5.9022 | 3.1812 | 5.9022
234291-Lighting-Ocpncy Snsr-Wll/Cl Mntd Lght Snsr>=500Tr1 | 4.79 | 3.0887 | 5.6028 | 24188.64 | 193509.12 | 0 | 0 | 0.062435 | 0 | 0.062435 | 0 | 0.10054 | 0 | 0.10054 | 0 | 2.0177 | 5.3253 | 2.0177 | 5.3253
234049-Lighting-LED Exit Sign New Sign | 0.40905 | 0.40639 | 0 | 3583.3726 | 57333.9617 | 0 | 0 | 0.091877 | 0 | 0.091877 | 0 | 0.09793 | 0 | 0.09793 | 0 | 5.1455 | 7.0789 | 5.1455 | 7.0789
234303-Lighting-Remove 4 Ft Lamp (De-Lamp) - Tr1 | 0 | 0 | 0.1109 | 576.9256 | 8653.8839 | -10.7923 | -161.8851 | 0 | 1.8238 | 0 | 1.8238 | 0 | 2.0013 | 0 | 2.0013 | -1.4536 | -1.1734 | -1.4536 | -1.1734
234084-Refrigeration -Cooler/Freezer Door Gaskets - Solid Doors: Cooler | 1.6108 | 1.3471 | 1.3895 | 12157.074 | 48628.296 | 0 | 0 | 0.093628 | 0 | 0.093628 | 0 | 0.088924 | 0 | 0.088924 | 0 | 10.916 | 7.286 | 10.916 | 7.286
234330-Premium T8 with T12 40 Watt Baseline - Tr1 | 0.42253 | 0.27246 | 0.44327 | 2133.7105 | 32005.6581 | 0 | 0 | 0.093473 | 0 | 0.093473 | 0 | 0.1126 | 0 | 0.1126 | 0 | 3.2535 | 6.0363 | 3.2535 | 6.0363
234303-Lighting-Remove 4 Ft Lamp (De-Lamp) - Tr1 | 0 | 0 | 0.36966 | 1923.0853 | 28846.2796 | -35.9745 | -539.6169 | 0 | 1.8717 | 0 | 1.8717 | 0 | 2.0492 | 0 | 2.0492 | -1.5179 | -1.2253 | -1.5179 | -1.2253
234330-Premium T8 with T12 40 Watt Baseline - Tr1 | 0.23474 | 0.15137 | 0.24626 | 1185.3947 | 17780.9212 | 0 | 0 | 0.090475 | 0 | 0.090475 | 0 | 0.1096 | 0 | 0.1096 | 0 | 3.1812 | 5.9022 | 3.1812 | 5.9022
234352-Water Heating-Instantaneous Gas | 0 | 0 | 0 | 0 | 0 | 504.266 | 10085.32 | 0 | 1.359 | 0 | 1.359 | 0 | 0.83659 | 0 | 0.83659 | -2.6768 | 6.4765 | -2.6768 | 6.4765
234313-Lighting-Screw in 14-26 Watt Lamp - Tr2 | 0.11929 | 0.074588 | 0.18251 | 616.8916 | 1616.2561 | 0 | 0 | 0.092535 | 0 | 0.092535 | 0 | 0.099161 | 0 | 0.099161 | 0 | 4.5038 | 6.0124 | 4.5038 | 6.0124
234316-Lighting-Screw in 14-26 Watt Reflector Lamp-Tr2 | 0.13468 | 0.084213 | 0.25137 | 696.4988 | 1720.3521 | 0 | 0 | 0.086753 | 0 | 0.086753 | 0 | 0.094629 | 0 | 0.094629 | 0 | 3.8871 | 5.2677 | 3.8871 | 5.2677
234331-Premium T8 with T12 40 Watt Baseline - Tr2 | 1.2729 | 0.82078 | 1.8967 | 6427.7338 | 96416.0067 | 0 | 0 | 0.077055 | 0 | 0.077055 | 0 | 0.11083 | 0 | 0.11083 | 0 | 2.3309 | 5.5951 | 2.3309 | 5.5951
234304-Lighting-Remove 4 Ft Lamp (De-Lamp) - Tr2 | 0 | 0 | 1.0351 | 5384.6389 | 80769.5829 | -100.7285 | -1510.9274 | 0 | 0.69035 | 0 | 0.69035 | 0 | 0.69063 | 0 | 0.69063 | 0 | 0 | 0 | 0
234049-Lighting-LED Exit Sign New Sign | 0.068174 | 0.067731 | 0 | 597.2288 | 9555.6603 | 0 | 0 | 0.094675 | 0 | 0.094675 | 0 | 0.10073 | 0 | 0.10073 | 0 | 5.2718 | 7.2526 | 5.2718 | 7.2526
234331-Premium T8 with T12 40 Watt Baseline - Tr2 | 0.32638 | 0.21046 | 0.48632 | 1648.1369 | 24722.053 | 0 | 0 | 0.074057 | 0 | 0.074057 | 0 | 0.10783 | 0 | 0.10783 | 0 | 2.2791 | 5.4708 | 2.2791 | 5.4708
234304-Lighting-Remove 4 Ft Lamp (De-Lamp) - Tr2 | 0 | 0 | 0.36966 | 1923.0853 | 28846.2796 | -35.9745 | -539.6169 | 0 | 0.69035 | 0 | 0.69035 | 0 | 0.69063 | 0 | 0.69063 | 0 | 0 | 0 | 0
234330-Premium T8 with T12 40 Watt Baseline - Tr1 | 0.39906 | 0.25732 | 0.41865 | 2015.1711 | 30227.566 | 0 | 0 | 0.093473 | 0 | 0.093473 | 0 | 0.1126 | 0 | 0.1126 | 0 | 3.2535 | 6.0363 | 3.2535 | 6.0363
234303-Lighting-Remove 4 Ft Lamp (De-Lamp) - Tr1 | 0 | 0 | 0.62843 | 3269.245 | 49038.6753 | -61.1566 | -917.3488 | 0 | 1.8717 | 0 | 1.8717 | 0 | 2.0492 | 0 | 2.0492 | -1.5179 | -1.2253 | -1.5179 | -1.2253
234331-Premium T8 with T12 40 Watt Baseline - Tr2 | 0.16319 | 0.10523 | 0.24316 | 824.0684 | 12361.0265 | 0 | 0 | 0.074057 | 0 | 0.074057 | 0 | 0.10783 | 0 | 0.10783 | 0 | 2.2791 | 5.4708 | 2.2791 | 5.4708
234304-Lighting-Remove 4 Ft Lamp (De-Lamp) - Tr2 | 0 | 0 | 0.36966 | 1923.0853 | 28846.2796 | -35.9745 | -539.6169 | 0 | 0.69035 | 0 | 0.69035 | 0 | 0.69063 | 0 | 0.69063 | 0 | 0 | 0 | 0
234331-Premium T8 with T12 40 Watt Baseline - Tr2 | 0.66907 | 0.43144 | 0.99696 | 3378.6806 | 50680.2086 | 0 | 0 | 0.074057 | 0 | 0.074057 | 0 | 0.10783 | 0 | 0.10783 | 0 | 2.2791 | 5.4708 | 2.2791 | 5.4708
234304-Lighting-Remove 4 Ft Lamp (De-Lamp) - Tr2 | 0 | 0 | 1.5156 | 7884.6498 | 118269.7464 | -147.4953 | -2212.4294 | 0 | 0.69035 | 0 | 0.69035 | 0 | 0.69063 | 0 | 0.69063 | 0 | 0 | 0 | 0
234304-Lighting-Remove 4 Ft Lamp (De-Lamp) - Tr2 | 0 | 0 | 0.3327 | 1730.7768 | 25961.6516 | -32.377 | -485.6552 | 0 | 0.69035 | 0 | 0.69035 | 0 | 0.69063 | 0 | 0.69063 | 0 | 0 | 0 | 0
234331-Premium T8 with T12 40 Watt Baseline - Tr2 | 0.19583 | 0.12627 | 0.29179 | 988.8821 | 14833.2318 | 0 | 0 | 0.077055 | 0 | 0.077055 | 0 | 0.11083 | 0 | 0.11083 | 0 | 2.3309 | 5.5951 | 2.3309 | 5.5951
234330-Premium T8 with T12 40 Watt Baseline - Tr1 | 0.84507 | 0.54492 | 0.88655 | 4267.4211 | 64011.3162 | 0 | 0 | 0.093473 | 0 | 0.093473 | 0 | 0.1126 | 0 | 0.1126 | 0 | 3.2535 | 6.0363 | 3.2535 | 6.0363
234207-Lighting-8 Ft T-8 with Elec Ballast-Tr1 | 0.12883 | 0.083072 | 0.14036 | 650.5572 | 9758.3581 | 0 | 0 | 0.034036 | 0 | 0.034036 | 0 | 0.067057 | 0 | 0.067057 | 0 | 1.3373 | 1.9877 | 1.3373 | 1.9877
234303-Lighting-Remove 4 Ft Lamp (De-Lamp) - Tr1 | 0 | 0 | 0.6654 | 3461.5536 | 51923.3033 | -64.754 | -971.3105 | 0 | 1.8717 | 0 | 1.8717 | 0 | 2.0492 | 0 | 2.0492 | -1.5179 | -1.2253 | -1.5179 | -1.2253
234306-Lighting-Remove 8 Ft Lamp (De-Lamp) - Tr1 | 0.95132 | 0.59002 | 1.0897 | 5138.5459 | 77078.1881 | 0 | 0 | 0.121 | 0 | 0.121 | 0 | 0.12129 | 0 | 0.12129 | 0 | 11.9671 | 12.2885 | 11.9671 | 12.2885
234331-Premium T8 with T12 40 Watt Baseline - Tr2 | 0.14687 | 0.094705 | 0.21884 | 741.6616 | 11124.9238 | 0 | 0 | 0.074057 | 0 | 0.074057 | 0 | 0.10783 | 0 | 0.10783 | 0 | 2.2791 | 5.4708 | 2.2791 | 5.4708
234208-Lighting-8 Ft T-8 with Elec Ballast-Tr2 | 0.027256 | 0.017576 | 0.040871 | 137.639 | 2064.5854 | 0 | 0 | -0.0058472 | 0 | -0.0058472 | 0 | 0.05975 | 0 | 0.05975 | 0 | 0.95757 | 1.8275 | 0.95757 | 1.8275
234304-Lighting-Remove 4 Ft Lamp (De-Lamp) - Tr2 | 0 | 0 | 0.3327 | 1730.7768 | 25961.6516 | -32.377 | -485.6552 | 0 | 0.69035 | 0 | 0.69035 | 0 | 0.69063 | 0 | 0.69063 | 0 | 0 | 0 | 0
234307-Lighting-Remove 8 Ft Lamp (De-Lamp) - Tr2 | 0.19759 | 0.12255 | 0.32488 | 1067.286 | 16009.29 | 0 | 0 | 0.11454 | 0 | 0.11454 | 0 | 0.11972 | 0 | 0.11972 | 0 | 8.9029 | 13.8571 | 8.9029 | 13.8571
234126-Refrigeration - Efficient Evap Fan Motor Electronically Commutated Motor (ECM) | 0.12952 | 0.10831 | 0.1331 | 977.4996 | 14662.494 | -0.96838 | -14.5256 | 0.048552 | 0.93798 | 0.048552 | 0.93798 | -0.08734 | 0.93798 | -0.08734 | 0.93798 | 1.7061 | 0.5659 | 1.7061 | 0.5659
234126-Refrigeration - Efficient Evap Fan Motor Electronically Commutated Motor (ECM) | 0.21586 | 0.18052 | 0.22183 | 1629.166 | 24437.49 | -1.614 | -24.2094 | 0.048552 | 0.93798 | 0.048552 | 0.93798 | -0.08734 | 0.93798 | -0.08734 | 0.93798 | 1.7061 | 0.5659 | 1.7061 | 0.5659
234330-Premium T8 with T12 40 Watt Baseline - Tr1 | 0.18779 | 0.12109 | 0.19701 | 948.3158 | 14224.7369 | 0 | 0 | 0.090475 | 0 | 0.090475 | 0 | 0.1096 | 0 | 0.1096 | 0 | 3.1812 | 5.9022 | 3.1812 | 5.9022
234303-Lighting-Remove 4 Ft Lamp (De-Lamp) - Tr1 | 0 | 0 | 0.14787 | 769.2341 | 11538.5118 | -14.3898 | -215.8468 | 0 | 1.8238 | 0 | 1.8238 | 0 | 2.0013 | 0 | 2.0013 | -1.4536 | -1.1734 | -1.4536 | -1.1734
234330-Premium T8 with T12 40 Watt Baseline - Tr1 | 0.11737 | 0.075684 | 0.12313 | 592.6974 | 8890.4606 | 0 | 0 | 0.090475 | 0 | 0.090475 | 0 | 0.1096 | 0 | 0.1096 | 0 | 3.1812 | 5.9022 | 3.1812 | 5.9022
234303-Lighting-Remove 4 Ft Lamp (De-Lamp) - Tr1 | 0 | 0 | 0.092416 | 480.7713 | 7211.5699 | -8.9936 | -134.9042 | 0 | 1.8238 | 0 | 1.8238 | 0 | 2.0013 | 0 | 2.0013 | -1.4536 | -1.1734 | -1.4536 | -1.1734
234083-Refrigeration -Cooler/Freezer Door Gaskets - Glass Doors | 3.8954 | 3.2577 | 3.3603 | 29399.46 | 117597.84 | 0 | 0 | 0.093627 | 0 | 0.093627 | 0 | 0.088924 | 0 | 0.088924 | 0 | 10.9154 | 7.286 | 10.9154 | 7.286
234126-Refrigeration - Efficient Evap Fan Motor Electronically Commutated Motor (ECM) | 0.064759 | 0.054157 | 0.066549 | 488.7498 | 7331.247 | -0.48419 | -7.2628 | 0.048552 | 0.93798 | 0.048552 | 0.93798 | -0.08734 | 0.93798 | -0.08734 | 0.93798 | 1.7061 | 0.5659 | 1.7061 | 0.5659
234126-Refrigeration - Efficient Evap Fan Motor Electronically Commutated Motor (ECM) | 0.10793 | 0.090262 | 0.11091 | 814.583 | 12218.745 | -0.80698 | -12.1047 | 0.048552 | 0.93798 | 0.048552 | 0.93798 | -0.08734 | 0.93798 | -0.08734 | 0.93798 | 1.7061 | 0.5659 | 1.7061 | 0.5659
234330-Premium T8 with T12 40 Watt Baseline - Tr1 | 0.21127 | 0.13623 | 0.22164 | 1066.8553 | 16002.8291 | 0 | 0 | 0.093473 | 0 | 0.093473 | 0 | 0.1126 | 0 | 0.1126 | 0 | 3.2535 | 6.0363 | 3.2535 | 6.0363
234303-Lighting-Remove 4 Ft Lamp (De-Lamp) - Tr1 | 0 | 0 | 0.25876 | 1346.1597 | 20192.3957 | -25.1821 | -377.7319 | 0 | 1.8717 | 0 | 1.8717 | 0 | 2.0492 | 0 | 2.0492 | -1.5179 | -1.2253 | -1.5179 | -1.2253
234312-Lighting-Screw in 14-26 Watt Lamp - Tr1 | 0 | 0 | 0.72328 | 3601.6936 | 8896.1832 | -48.643 | -120.1483 | 0 | 2.7433 | 0 | 2.7433 | 0 | 2.9189 | 0 | 2.9189 | -0.4263 | -0.39063 | -0.4263 | -0.39063
234148-Premium T8 with T12 40 Watt Baseline | 0.051709 | 0.032333 | 0.048219 | 267.4168 | 4011.2517 | 0 | 0 | 0.097041 | 0 | 0.097041 | 0 | 0.114 | 0 | 0.114 | 0 | 3.6388 | 6.7514 | 3.6388 | 6.7514
234053-Lighting-Remove 4 Ft Lamp (De-Lamp) | 0.042724 | 0.026715 | 0.14237 | 220.9489 | 3314.2338 | 0 | 0 | 0.092285 | 0 | 0.092285 | 0 | 0.10383 | 0 | 0.10383 | 0 | 3.2221 | 4.4626 | 3.2221 | 4.4626
234331-Premium T8 with T12 40 Watt Baseline - Tr2 | 0.62012 | 0.39987 | 0.92401 | 3131.46 | 46971.9007 | 0 | 0 | 0.074057 | 0 | 0.074057 | 0 | 0.10783 | 0 | 0.10783 | 0 | 2.2791 | 5.4708 | 2.2791 | 5.4708
234331-Premium T8 with T12 40 Watt Baseline - Tr2 | 0.39165 | 0.25255 | 0.58358 | 1977.7642 | 29666.4636 | 0 | 0 | 0.077055 | 0 | 0.077055 | 0 | 0.11083 | 0 | 0.11083 | 0 | 2.3309 | 5.5951 | 2.3309 | 5.5951
234330-Premium T8 with T12 40 Watt Baseline - Tr1 | 0.30516 | 0.19678 | 0.32014 | 1541.0132 | 23115.1975 | 0 | 0 | 0.093473 | 0 | 0.093473 | 0 | 0.1126 | 0 | 0.1126 | 0 | 3.2535 | 6.0363 | 3.2535 | 6.0363
234303-Lighting-Remove 4 Ft Lamp (De-Lamp) - Tr1 | 0 | 0 | 0.48056 | 2500.0109 | 37500.1635 | -46.7668 | -701.502 | 0 | 1.8717 | 0 | 1.8717 | 0 | 2.0492 | 0 | 2.0492 | -1.5179 | -1.2253 | -1.5179 | -1.2253
234324-Lighting-Ceramic Metal Halide Fixture - Tr1 | 27.0938 | 16.8039 | 31.6087 | 146346.5203 | 2195197.8048 | 0 | 0 | 0.073409 | 0 | 0.073409 | 0 | 0.099453 | 0 | 0.099453 | 0 | 2.3198 | 4.3624 | 2.3198 | 4.3624
234331-Premium T8 with T12 40 Watt Baseline - Tr2 | 0.37533 | 0.24202 | 0.55927 | 1895.3574 | 28430.3609 | 0 | 0 | 0.074057 | 0 | 0.074057 | 0 | 0.10783 | 0 | 0.10783 | 0 | 2.2791 | 5.4708 | 2.2791 | 5.4708
234304-Lighting-Remove 4 Ft Lamp (De-Lamp) - Tr2 | 0 | 0 | 0.85023 | 4423.0962 | 66346.4431 | -82.7413 | -1241.1189 | 0 | 0.69035 | 0 | 0.69035 | 0 | 0.69063 | 0 | 0.69063 | 0 | 0 | 0 | 0
234330-Premium T8 with T12 40 Watt Baseline - Tr1 | 0.28169 | 0.18164 | 0.29552 | 1422.4737 | 21337.1054 | 0 | 0 | 0.093473 | 0 | 0.093473 | 0 | 0.1126 | 0 | 0.1126 | 0 | 3.2535 | 6.0363 | 3.2535 | 6.0363
234303-Lighting-Remove 4 Ft Lamp (De-Lamp) - Tr1 | 0 | 0 | 0.36966 | 1923.0853 | 28846.2796 | -35.9745 | -539.6169 | 0 | 1.8717 | 0 | 1.8717 | 0 | 2.0492 | 0 | 2.0492 | -1.5179 | -1.2253 | -1.5179 | -1.2253
234330-Premium T8 with T12 40 Watt Baseline - Tr1 | 0.23474 | 0.15137 | 0.24626 | 1185.3947 | 17780.9212 | 0 | 0 | 0.090475 | 0 | 0.090475 | 0 | 0.1096 | 0 | 0.1096 | 0 | 3.1812 | 5.9022 | 3.1812 | 5.9022
234330-Premium T8 with T12 40 Watt Baseline - Tr1 | 0.80986 | 0.52222 | 0.84961 | 4089.6119 | 61344.1781 | 0 | 0 | 0.093473 | 0 | 0.093473 | 0 | 0.1126 | 0 | 0.1126 | 0 | 3.2535 | 6.0363 | 3.2535 | 6.0363
234330-Premium T8 with T12 40 Watt Baseline - Tr1 | 0.70422 | 0.4541 | 0.73879 | 3556.1842 | 53342.7635 | 0 | 0 | 0.093473 | 0 | 0.093473 | 0 | 0.1126 | 0 | 0.1126 | 0 | 3.2535 | 6.0363 | 3.2535 | 6.0363
234085-Refrigeration -Strip Curtains for Walk-ins | 0.73926 | 0.52934 | 0.56074 | 4919.7 | 19678.8 | 0 | 0 | 0.099081 | 0 | 0.099081 | 0 | 0.10525 | 0 | 0.10525 | 0 | 17.0519 | 0 | 17.0519 | 0
234084-Refrigeration -Cooler/Freezer Door Gaskets - Solid Doors: Cooler | 0.84088 | 0.70322 | 0.72538 | 6346.3105 | 25385.2418 | 0 | 0 | 0.093628 | 0 | 0.093628 | 0 | 0.088924 | 0 | 0.088924 | 0 | 10.916 | 7.286 | 10.916 | 7.286
234067-Refrigeration - Food Service -Auto Closer for Main Cooler Doors | 0.099706 | 0.083383 | 0.14556 | 752.5063 | 6020.0504 | -0.037362 | -0.2989 | 0.050778 | 0.85338 | 0.050778 | 0.85338 | 0.10877 | 0.85338 | 0.10877 | 0.85338 | 1.8749 | 0 | 1.8749 | 0
234084-Refrigeration -Cooler/Freezer Door Gaskets - Solid Doors: Cooler | 1.4074 | 1.177 | 1.2141 | 10621.9454 | 42487.7818 | 0 | 0 | 0.093628 | 0 | 0.093628 | 0 | 0.088924 | 0 | 0.088924 | 0 | 10.916 | 7.286 | 10.916 | 7.286
234085-Refrigeration -Strip Curtains for Walk-ins | 1.35 | 0.96661 | 1.024 | 8983.8 | 35935.2 | 0 | 0 | 0.096953 | 0 | 0.096953 | 0 | 0.10131 | 0 | 0.10131 | 0 | 12.68 | 26.7058 | 12.68 | 26.7058
234084-Refrigeration -Cooler/Freezer Door Gaskets - Solid Doors: Cooler | 0.75791 | 0.63384 | 0.65381 | 5720.1814 | 22880.7257 | 0 | 0 | 0.093628 | 0 | 0.093628 | 0 | 0.088924 | 0 | 0.088924 | 0 | 10.916 | 7.286 | 10.916 | 7.286
234067-Refrigeration - Food Service -Auto Closer for Main Cooler Doors | 0.099706 | 0.083383 | 0.14556 | 752.5063 | 6020.0504 | -0.037362 | -0.2989 | 0.050778 | 0.85338 | 0.050778 | 0.85338 | 0.10877 | 0.85338 | 0.10877 | 0.85338 | 1.8749 | 0 | 1.8749 | 0
234084-Refrigeration -Cooler/Freezer Door Gaskets - Solid Doors: Cooler | 1.2304 | 1.029 | 1.0614 | 9286.2565 | 37145.0258 | 0 | 0 | 0.093628 | 0 | 0.093628 | 0 | 0.088924 | 0 | 0.088924 | 0 | 10.916 | 7.286 | 10.916 | 7.286
234085-Refrigeration -Strip Curtains for Walk-ins | 1.0848 | 0.77674 | 0.82283 | 7219.125 | 28876.5 | 0 | 0 | 0.096953 | 0 | 0.096953 | 0 | 0.10131 | 0 | 0.10131 | 0 | 12.68 | 26.7058 | 12.68 | 26.7058
234085-Refrigeration -Strip Curtains for Walk-ins | 1.4464 | 1.0357 | 1.0971 | 9625.5 | 38502 | 0 | 0 | 0.096953 | 0 | 0.096953 | 0 | 0.10131 | 0 | 0.10131 | 0 | 12.68 | 26.7058 | 12.68 | 26.7058
234084-Refrigeration -Cooler/Freezer Door Gaskets - Solid Doors: Cooler | 1.0525 | 0.88019 | 0.90793 | 7943.4163 | 31773.665 | 0 | 0 | 0.093628 | 0 | 0.093628 | 0 | 0.088924 | 0 | 0.088924 | 0 | 10.916 | 7.286 | 10.916 | 7.286
234085-Refrigeration -Strip Curtains for Walk-ins | 1.5749 | 1.1277 | 1.1946 | 10481.1 | 41924.4 | 0 | 0 | 0.096953 | 0 | 0.096953 | 0 | 0.10131 | 0 | 0.10131 | 0 | 12.68 | 26.7058 | 12.68 | 26.7058
234084-Refrigeration -Cooler/Freezer Door Gaskets - Solid Doors: Cooler | 1.5413 | 1.289 | 1.3296 | 11632.6512 | 46530.6048 | 0 | 0 | 0.093628 | 0 | 0.093628 | 0 | 0.088924 | 0 | 0.088924 | 0 | 10.916 | 7.286 | 10.916 | 7.286
234085-Refrigeration -Strip Curtains for Walk-ins | 0.74987 | 0.53693 | 0.56879 | 4990.287 | 19961.148 | 0 | 0 | 0.096953 | 0 | 0.096953 | 0 | 0.10131 | 0 | 0.10131 | 0 | 12.68 | 26.7058 | 12.68 | 26.7058
234084-Refrigeration -Cooler/Freezer Door Gaskets - Solid Doors: Cooler | 1.2894 | 1.0783 | 1.1123 | 9731.2213 | 38924.885 | 0 | 0 | 0.093628 | 0 | 0.093628 | 0 | 0.088924 | 0 | 0.088924 | 0 | 10.916 | 7.286 | 10.916 | 7.286
234085-Refrigeration -Strip Curtains for Walk-ins | 1.4895 | 1.0665 | 1.1298 | 9912.126 | 39648.504 | 0 | 0 | 0.096953 | 0 | 0.096953 | 0 | 0.10131 | 0 | 0.10131 | 0 | 12.68 | 26.7058 | 12.68 | 26.7058
234084-Refrigeration -Cooler/Freezer Door Gaskets - Solid Doors: Cooler | 1.1615 | 0.97132 | 1.0019 | 8765.8066 | 35063.2262 | 0 | 0 | 0.093628 | 0 | 0.093628 | 0 | 0.088924 | 0 | 0.088924 | 0 | 10.916 | 7.286 | 10.916 | 7.286
234085-Refrigeration -Strip Curtains for Walk-ins | 1.0931 | 0.78273 | 0.82916 | 7274.739 | 29098.956 | 0 | 0 | 0.096953 | 0 | 0.096953 | 0 | 0.10131 | 0 | 0.10131 | 0 | 12.68 | 26.7058 | 12.68 | 26.7058
234084-Refrigeration -Cooler/Freezer Door Gaskets - Solid Doors: Cooler | 0.69464 | 0.58092 | 0.59923 | 5242.6388 | 20970.5554 | 0 | 0 | 0.093628 | 0 | 0.093628 | 0 | 0.088924 | 0 | 0.088924 | 0 | 10.916 | 7.286 | 10.916 | 7.286
234085-Refrigeration -Strip Curtains for Walk-ins | 1.2143 | 0.86949 | 0.92108 | 8081.142 | 32324.568 | 0 | 0 | 0.096953 | 0 | 0.096953 | 0 | 0.10131 | 0 | 0.10131 | 0 | 12.68 | 26.7058 | 12.68 | 26.7058
234084-Refrigeration -Cooler/Freezer Door Gaskets - Solid Doors: Cooler | 1.0463 | 0.87499 | 0.90257 | 7896.536 | 31586.1442 | 0 | 0 | 0.093628 | 0 | 0.093628 | 0 | 0.088924 | 0 | 0.088924 | 0 | 10.916 | 7.286 | 10.916 | 7.286
234084-Refrigeration -Cooler/Freezer Door Gaskets - Solid Doors: Cooler | 0.3369 | 0.28174 | 0.29062 | 2542.656 | 10170.624 | 0 | 0 | 0.093628 | 0 | 0.093628 | 0 | 0.088924 | 0 | 0.088924 | 0 | 10.916 | 7.286 | 10.916 | 7.286
234083-Refrigeration -Cooler/Freezer Door Gaskets - Glass Doors | 3.0321 | 2.5357 | 2.6156 | 22883.904 | 91535.616 | 0 | 0 | 0.093627 | 0 | 0.093627 | 0 | 0.088924 | 0 | 0.088924 | 0 | 10.9154 | 7.286 | 10.9154 | 7.286
234084-Refrigeration -Cooler/Freezer Door Gaskets - Solid Doors: Cooler | 2.3151 | 1.9361 | 1.9971 | 17472.8142 | 69891.2568 | 0 | 0 | 0.093628 | 0 | 0.093628 | 0 | 0.088924 | 0 | 0.088924 | 0 | 10.916 | 7.286 | 10.916 | 7.286
234083-Refrigeration -Cooler/Freezer Door Gaskets - Glass Doors | 2.7478 | 2.298 | 2.3704 | 20738.538 | 82954.152 | 0 | 0 | 0.093627 | 0 | 0.093627 | 0 | 0.088924 | 0 | 0.088924 | 0 | 10.9154 | 7.286 | 10.9154 | 7.286
234330-Premium T8 with T12 40 Watt Baseline - Tr1 | 0.84507 | 0.54492 | 0.88655 | 4267.4211 | 64011.3162 | 0 | 0 | 0.090475 | 0 | 0.090475 | 0 | 0.1096 | 0 | 0.1096 | 0 | 3.1812 | 5.9022 | 3.1812 | 5.9022
234303-Lighting-Remove 4 Ft Lamp (De-Lamp) - Tr1 | 0 | 0 | 0.70236 | 3653.8621 | 54807.9312 | -68.3515 | -1025.2722 | 0 | 1.8238 | 0 | 1.8238 | 0 | 2.0013 | 0 | 2.0013 | -1.4536 | -1.1734 | -1.4536 | -1.1734
234330-Premium T8 with T12 40 Watt Baseline - Tr1 | 2.4413 | 1.5742 | 2.5611 | 12328.1053 | 184921.5802 | 0 | 0 | 0.090475 | 0 | 0.090475 | 0 | 0.1096 | 0 | 0.1096 | 0 | 3.1812 | 5.9022 | 3.1812 | 5.9022
234207-Lighting-8 Ft T-8 with Elec Ballast-Tr1 | 0.025766 | 0.016614 | 0.028072 | 130.1114 | 1951.6716 | 0 | 0 | 0.031038 | 0 | 0.031038 | 0 | 0.06406 | 0 | 0.06406 | 0 | 1.3076 | 1.9435 | 1.3076 | 1.9435
234303-Lighting-Remove 4 Ft Lamp (De-Lamp) - Tr1 | 0 | 0 | 0.6654 | 3461.5536 | 51923.3033 | -64.754 | -971.3105 | 0 | 1.8238 | 0 | 1.8238 | 0 | 2.0013 | 0 | 2.0013 | -1.4536 | -1.1734 | -1.4536 | -1.1734
234306-Lighting-Remove 8 Ft Lamp (De-Lamp) - Tr1 | 4.0907 | 2.5371 | 4.6859 | 22095.7472 | 331436.2087 | 0 | 0 | 0.118 | 0 | 0.118 | 0 | 0.11829 | 0 | 0.11829 | 0 | 11.6949 | 12.0089 | 11.6949 | 12.0089
234084-Refrigeration -Cooler/Freezer Door Gaskets - Solid Doors: Cooler | 0.16845 | 0.14087 | 0.14531 | 1271.328 | 5085.312 | 0 | 0 | 0.093628 | 0 | 0.093628 | 0 | 0.088924 | 0 | 0.088924 | 0 | 10.916 | 7.286 | 10.916 | 7.286
234083-Refrigeration -Cooler/Freezer Door Gaskets - Glass Doors | 2.2951 | 1.9194 | 1.9799 | 17321.844 | 69287.376 | 0 | 0 | 0.093627 | 0 | 0.093627 | 0 | 0.088924 | 0 | 0.088924 | 0 | 10.9154 | 7.286 | 10.9154 | 7.286
234172-Food Service - Convection Oven-Gas | 0 | 0 | 0 | 0 | 0 | 226.1 | 2713.2 | 0 | -0.39478 | 0 | -0.39478 | 0 | 0.62812 | 0 | 0.62812 | 0.69614 | 3.273 | 0.69614 | 3.273
234049-Lighting-LED Exit Sign New Sign | 0.61357 | 0.60958 | 0 | 5375.0589 | 86000.9426 | 0 | 0 | 0.094293 | 0 | 0.094293 | 0 | 0.11404 | 0 | 0.11404 | 0 | 5.7752 | 0 | 5.7752 | 0
234291-Lighting-Ocpncy Snsr-Wll/Cl Mntd Lght Snsr>=500Tr1 | 3.7487 | 2.4173 | 4.3848 | 18930.24 | 151441.92 | 0 | 0 | 0.062435 | 0 | 0.062435 | 0 | 0.10054 | 0 | 0.10054 | 0 | 2.0177 | 5.3253 | 2.0177 | 5.3253
234303-Lighting-Remove 4 Ft Lamp (De-Lamp) - Tr1 | 0 | 0 | 0.14787 | 769.2341 | 11538.5118 | -14.3898 | -215.8468 | 0 | 1.8238 | 0 | 1.8238 | 0 | 2.0013 | 0 | 2.0013 | -1.4536 | -1.1734 | -1.4536 | -1.1734
234330-Premium T8 with T12 40 Watt Baseline - Tr1 | 1.5493 | 0.99902 | 1.6253 | 7823.6053 | 117354.0798 | 0 | 0 | 0.090475 | 0 | 0.090475 | 0 | 0.1096 | 0 | 0.1096 | 0 | 3.1812 | 5.9022 | 3.1812 | 5.9022
234207-Lighting-8 Ft T-8 with Elec Ballast-Tr1 | 0.21901 | 0.14122 | 0.23861 | 1105.9472 | 16589.2087 | 0 | 0 | 0.031038 | 0 | 0.031038 | 0 | 0.06406 | 0 | 0.06406 | 0 | 1.3076 | 1.9435 | 1.3076 | 1.9435
234291-Lighting-Ocpncy Snsr-Wll/Cl Mntd Lght Snsr>=500Tr1 | 2.8115 | 1.813 | 3.2886 | 14197.68 | 113581.44 | 0 | 0 | 0.062435 | 0 | 0.062435 | 0 | 0.10054 | 0 | 0.10054 | 0 | 2.0177 | 5.3253 | 2.0177 | 5.3253
234330-Premium T8 with T12 40 Watt Baseline - Tr1 | 0.42253 | 0.27246 | 0.44327 | 2133.7105 | 32005.6581 | 0 | 0 | 0.090475 | 0 | 0.090475 | 0 | 0.1096 | 0 | 0.1096 | 0 | 3.1812 | 5.9022 | 3.1812 | 5.9022
234049-Lighting-LED Exit Sign New Sign | 0.17044 | 0.16933 | 0 | 1493.0719 | 23889.1507 | 0 | 0 | 0.094293 | 0 | 0.094293 | 0 | 0.11404 | 0 | 0.11404 | 0 | 5.7752 | 0 | 5.7752 | 0
234303-Lighting-Remove 4 Ft Lamp (De-Lamp) - Tr1 | 0 | 0 | 0.14787 | 769.2341 | 11538.5118 | -14.3898 | -215.8468 | 0 | 1.8238 | 0 | 1.8238 | 0 | 2.0013 | 0 | 2.0013 | -1.4536 | -1.1734 | -1.4536 | -1.1734
234140-Low Flow Showerhead | 0.21205 | 0.19334 | 0.35652 | 1620.534 | 16205.3405 | 186.592 | 1865.92 | 0.053812 | 0.41823 | 0.053812 | 0.41823 | 0.076717 | 0.59625 | 0.076717 | 0.59625 | 1.9064 | 3.1038 | 1.9064 | 3.1038
234140-Low Flow Showerhead | 0.15904 | 0.14501 | 0.26739 | 1215.4005 | 12154.0054 | 139.944 | 1399.44 | 0.053812 | 0.41823 | 0.053812 | 0.41823 | 0.076717 | 0.59625 | 0.076717 | 0.59625 | 1.9064 | 3.1038 | 1.9064 | 3.1038
234148-Premium T8 with T12 40 Watt Baseline | 0.43953 | 0.27483 | 0.40986 | 2273.0426 | 34095.6392 | 0 | 0 | 0.094053 | 0 | 0.094053 | 0 | 0.11101 | 0 | 0.11101 | 0 | 3.5575 | 6.6007 | 3.5575 | 6.6007
234330-Premium T8 with T12 40 Watt Baseline - Tr1 | 1.162 | 0.74927 | 1.219 | 5867.704 | 88015.5598 | 0 | 0 | 0.090475 | 0 | 0.090475 | 0 | 0.1096 | 0 | 0.1096 | 0 | 3.1812 | 5.9022 | 3.1812 | 5.9022
234330-Premium T8 with T12 40 Watt Baseline - Tr1 | 1.6432 | 1.0596 | 1.7238 | 8297.7632 | 124466.4482 | 0 | 0 | 0.090475 | 0 | 0.090475 | 0 | 0.1096 | 0 | 0.1096 | 0 | 3.1812 | 5.9022 | 3.1812 | 5.9022
234303-Lighting-Remove 4 Ft Lamp (De-Lamp) - Tr1 | 0 | 0 | 1.7744 | 9230.8095 | 138462.1421 | -172.6774 | -2590.1613 | 0 | 1.8238 | 0 | 1.8238 | 0 | 2.0013 | 0 | 2.0013 | -1.4536 | -1.1734 | -1.4536 | -1.1734
234330-Premium T8 with T12 40 Watt Baseline - Tr1 | 0.39906 | 0.25732 | 0.41865 | 2015.1711 | 30227.566 | 0 | 0 | 0.090475 | 0 | 0.090475 | 0 | 0.1096 | 0 | 0.1096 | 0 | 3.1812 | 5.9022 | 3.1812 | 5.9022
234303-Lighting-Remove 4 Ft Lamp (De-Lamp) - Tr1 | 0 | 0 | 0.40663 | 2115.3938 | 31730.9076 | -39.5719 | -593.5786 | 0 | 1.8238 | 0 | 1.8238 | 0 | 2.0013 | 0 | 2.0013 | -1.4536 | -1.1734 | -1.4536 | -1.1734
234084-Refrigeration -Cooler/Freezer Door Gaskets - Solid Doors: Cooler | 0.44218 | 0.36979 | 0.38144 | 3337.236 | 13348.944 | 0 | 0 | 0.093628 | 0 | 0.093628 | 0 | 0.088924 | 0 | 0.088924 | 0 | 10.916 | 7.286 | 10.916 | 7.286
234330-Premium T8 with T12 40 Watt Baseline - Tr1 | 0.51643 | 0.33301 | 0.54178 | 2607.8684 | 39118.0266 | 0 | 0 | 0.090475 | 0 | 0.090475 | 0 | 0.1096 | 0 | 0.1096 | 0 | 3.1812 | 5.9022 | 3.1812 | 5.9022
234360-Lighting-IntrHiByLnrFlscntFxtr244wrplc400w(TrI)Tr1 | 0 | 0 | 2.2147 | 0 | 0 | -70.3268 | -1054.9024 | 0 | 6.1385 | 0 | 6.1385 | 0 | 4.1423 | 0 | 4.1423 | -0.21362 | -0.3529 | -0.21362 | -0.3529
234285-Lighting-Occpncy Snsr-Hi-Bay integrated Snsr-Tr1 | 5.414 | 3.4911 | 5.3027 | 27339.6443 | 218717.1545 | 0 | 0 | 0.1082 | 0 | 0.1082 | 0 | 0.11639 | 0 | 0.11639 | 0 | 7.9412 | 16.7262 | 7.9412 | 16.7262
234303-Lighting-Remove 4 Ft Lamp (De-Lamp) - Tr1 | 0 | 0 | 0.40663 | 2115.3938 | 31730.9076 | -39.5719 | -593.5786 | 0 | 1.8238 | 0 | 1.8238 | 0 | 2.0013 | 0 | 2.0013 | -1.4536 | -1.1734 | -1.4536 | -1.1734
234330-Premium T8 with T12 40 Watt Baseline - Tr1 | 0.44601 | 0.2876 | 0.4679 | 2252.25 | 33783.7502 | 0 | 0 | 0.090475 | 0 | 0.090475 | 0 | 0.1096 | 0 | 0.1096 | 0 | 3.1812 | 5.9022 | 3.1812 | 5.9022
234330-Premium T8 with T12 40 Watt Baseline - Tr1 | 0.37559 | 0.24219 | 0.39402 | 1896.6316 | 28449.4739 | 0 | 0 | 0.090475 | 0 | 0.090475 | 0 | 0.1096 | 0 | 0.1096 | 0 | 3.1812 | 5.9022 | 3.1812 | 5.9022
234330-Premium T8 with T12 40 Watt Baseline - Tr1 | 0.58685 | 0.37842 | 0.61566 | 2963.4869 | 44452.3029 | 0 | 0 | 0.090475 | 0 | 0.090475 | 0 | 0.1096 | 0 | 0.1096 | 0 | 3.1812 | 5.9022 | 3.1812 | 5.9022
234049-Lighting-LED Exit Sign New Sign | 0.068174 | 0.067731 | 0 | 597.2288 | 9555.6603 | 0 | 0 | 0.091877 | 0 | 0.091877 | 0 | 0.09793 | 0 | 0.09793 | 0 | 5.1455 | 7.0789 | 5.1455 | 7.0789
234303-Lighting-Remove 4 Ft Lamp (De-Lamp) - Tr1 | 0 | 0 | 0.59146 | 3076.9365 | 46154.0474 | -57.5591 | -863.3871 | 0 | 1.8238 | 0 | 1.8238 | 0 | 2.0013 | 0 | 2.0013 | -1.4536 | -1.1734 | -1.4536 | -1.1734
234331-Premium T8 with T12 40 Watt Baseline - Tr2 | 0.66907 | 0.43144 | 0.99696 | 3378.6806 | 50680.2086 | 0 | 0 | 0.077055 | 0 | 0.077055 | 0 | 0.11083 | 0 | 0.11083 | 0 | 2.3309 | 5.5951 | 2.3309 | 5.5951
234304-Lighting-Remove 4 Ft Lamp (De-Lamp) - Tr2 | 0 | 0 | 0.77629 | 4038.4791 | 60577.1872 | -75.5464 | -1133.1956 | 0 | 0.69035 | 0 | 0.69035 | 0 | 0.69063 | 0 | 0.69063 | 0 | 0 | 0 | 0
234330-Premium T8 with T12 40 Watt Baseline - Tr1 | 1.0798 | 0.69629 | 1.1328 | 5452.8158 | 81792.2374 | 0 | 0 | 0.090475 | 0 | 0.090475 | 0 | 0.1096 | 0 | 0.1096 | 0 | 3.1812 | 5.9022 | 3.1812 | 5.9022
234303-Lighting-Remove 4 Ft Lamp (De-Lamp) - Tr1 | 0 | 0 | 0.3327 | 1730.7768 | 25961.6516 | -32.377 | -485.6552 | 0 | 1.8238 | 0 | 1.8238 | 0 | 2.0013 | 0 | 2.0013 | -1.4536 | -1.1734 | -1.4536 | -1.1734
234306-Lighting-Remove 8 Ft Lamp (De-Lamp) - Tr1 | 0.23783 | 0.14751 | 0.27243 | 1284.6365 | 19269.547 | 0 | 0 | 0.118 | 0 | 0.118 | 0 | 0.11829 | 0 | 0.11829 | 0 | 11.6949 | 12.0089 | 11.6949 | 12.0089
234049-Lighting-LED Exit Sign New Sign | 0.10226 | 0.1016 | 0 | 895.8432 | 14333.4904 | 0 | 0 | 0.091877 | 0 | 0.091877 | 0 | 0.09793 | 0 | 0.09793 | 0 | 5.1455 | 7.0789 | 5.1455 | 7.0789
234083-Refrigeration -Cooler/Freezer Door Gaskets - Glass Doors | 1.4845 | 1.2414 | 1.2806 | 11203.578 | 44814.312 | 0 | 0 | 0.093627 | 0 | 0.093627 | 0 | 0.088924 | 0 | 0.088924 | 0 | 10.9154 | 7.286 | 10.9154 | 7.286
234084-Refrigeration -Cooler/Freezer Door Gaskets - Solid Doors: Cooler | 0.16845 | 0.14087 | 0.14531 | 1271.328 | 5085.312 | 0 | 0 | 0.097023 | 0 | 0.097023 | 0 | 0.10307 | 0 | 0.10307 | 0 | 17.0449 | 0 | 17.0449 | 0
234083-Refrigeration -Cooler/Freezer Door Gaskets - Glass Doors | 1.7477 | 1.4616 | 1.5076 | 13190.028 | 52760.112 | 0 | 0 | 0.093627 | 0 | 0.093627 | 0 | 0.088924 | 0 | 0.088924 | 0 | 10.9154 | 7.286 | 10.9154 | 7.286
234083-Refrigeration -Cooler/Freezer Door Gaskets - Glass Doors | 1.674 | 1.3999 | 1.444 | 12633.822 | 50535.288 | 0 | 0 | 0.093627 | 0 | 0.093627 | 0 | 0.088924 | 0 | 0.088924 | 0 | 10.9154 | 7.286 | 10.9154 | 7.286
234330-Premium T8 with T12 40 Watt Baseline - Tr1 | 0.56338 | 0.36328 | 0.59103 | 2844.9474 | 42674.2108 | 0 | 0 | 0.093473 | 0 | 0.093473 | 0 | 0.1126 | 0 | 0.1126 | 0 | 3.2535 | 6.0363 | 3.2535 | 6.0363
234330-Premium T8 with T12 40 Watt Baseline - Tr1 | 0.37559 | 0.24219 | 0.39402 | 1896.6316 | 28449.4739 | 0 | 0 | 0.093473 | 0 | 0.093473 | 0 | 0.1126 | 0 | 0.1126 | 0 | 3.2535 | 6.0363 | 3.2535 | 6.0363
234330-Premium T8 with T12 40 Watt Baseline - Tr1 | 0.51643 | 0.33301 | 0.54178 | 2607.8684 | 39118.0266 | 0 | 0 | 0.090475 | 0 | 0.090475 | 0 | 0.1096 | 0 | 0.1096 | 0 | 3.1812 | 5.9022 | 3.1812 | 5.9022
234330-Premium T8 with T12 40 Watt Baseline - Tr1 | 0.23474 | 0.15137 | 0.24626 | 1185.3947 | 17780.9212 | 0 | 0 | 0.090475 | 0 | 0.090475 | 0 | 0.1096 | 0 | 0.1096 | 0 | 3.1812 | 5.9022 | 3.1812 | 5.9022
234303-Lighting-Remove 4 Ft Lamp (De-Lamp) - Tr1 | 0 | 0 | 0.14787 | 769.2341 | 11538.5118 | -14.3898 | -215.8468 | 0 | 1.8238 | 0 | 1.8238 | 0 | 2.0013 | 0 | 2.0013 | -1.4536 | -1.1734 | -1.4536 | -1.1734
234330-Premium T8 with T12 40 Watt Baseline - Tr1 | 0.18779 | 0.12109 | 0.19701 | 948.3158 | 14224.7369 | 0 | 0 | 0.090475 | 0 | 0.090475 | 0 | 0.1096 | 0 | 0.1096 | 0 | 3.1812 | 5.9022 | 3.1812 | 5.9022
234330-Premium T8 with T12 40 Watt Baseline - Tr1 | 0.23474 | 0.15137 | 0.24626 | 1185.3947 | 17780.9212 | 0 | 0 | 0.090475 | 0 | 0.090475 | 0 | 0.1096 | 0 | 0.1096 | 0 | 3.1812 | 5.9022 | 3.1812 | 5.9022
234303-Lighting-Remove 4 Ft Lamp (De-Lamp) - Tr1 | 0 | 0 | 0.14787 | 769.2341 | 11538.5118 | -14.3898 | -215.8468 | 0 | 1.8238 | 0 | 1.8238 | 0 | 2.0013 | 0 | 2.0013 | -1.4536 | -1.1734 | -1.4536 | -1.1734
234330-Premium T8 with T12 40 Watt Baseline - Tr1 | 0.61033 | 0.39355 | 0.64029 | 3082.0263 | 46230.3951 | 0 | 0 | 0.093473 | 0 | 0.093473 | 0 | 0.1126 | 0 | 0.1126 | 0 | 3.2535 | 6.0363 | 3.2535 | 6.0363
234207-Lighting-8 Ft T-8 with Elec Ballast-Tr1 | 0.10306 | 0.066458 | 0.11229 | 520.4458 | 7806.6865 | 0 | 0 | 0.034036 | 0 | 0.034036 | 0 | 0.067057 | 0 | 0.067057 | 0 | 1.3373 | 1.9877 | 1.3373 | 1.9877
234306-Lighting-Remove 8 Ft Lamp (De-Lamp) - Tr1 | 1.5221 | 0.94403 | 1.7436 | 8221.6734 | 123325.1009 | 0 | 0 | 0.121 | 0 | 0.121 | 0 | 0.12129 | 0 | 0.12129 | 0 | 11.9671 | 12.2885 | 11.9671 | 12.2885
234330-Premium T8 with T12 40 Watt Baseline - Tr1 | 0.18779 | 0.12109 | 0.19701 | 948.3158 | 14224.7369 | 0 | 0 | 0.090475 | 0 | 0.090475 | 0 | 0.1096 | 0 | 0.1096 | 0 | 3.1812 | 5.9022 | 3.1812 | 5.9022
234330-Premium T8 with T12 40 Watt Baseline - Tr1 | 0.70422 | 0.4541 | 0.73879 | 3556.1842 | 53342.7635 | 0 | 0 | 0.090475 | 0 | 0.090475 | 0 | 0.1096 | 0 | 0.1096 | 0 | 3.1812 | 5.9022 | 3.1812 | 5.9022
234306-Lighting-Remove 8 Ft Lamp (De-Lamp) - Tr1 | 1.1416 | 0.70803 | 1.3077 | 6166.255 | 92493.8257 | 0 | 0 | 0.118 | 0 | 0.118 | 0 | 0.11829 | 0 | 0.11829 | 0 | 11.6949 | 12.0089 | 11.6949 | 12.0089
234330-Premium T8 with T12 40 Watt Baseline - Tr1 | 0.6338 | 0.40869 | 0.66491 | 3200.5658 | 48008.4872 | 0 | 0 | 0.090475 | 0 | 0.090475 | 0 | 0.1096 | 0 | 0.1096 | 0 | 3.1812 | 5.9022 | 3.1812 | 5.9022
234303-Lighting-Remove 4 Ft Lamp (De-Lamp) - Tr1 | 0 | 0 | 0.073933 | 384.6171 | 5769.2559 | -7.1949 | -107.9234 | 0 | 1.8238 | 0 | 1.8238 | 0 | 2.0013 | 0 | 2.0013 | -1.4536 | -1.1734 | -1.4536 | -1.1734
234330-Premium T8 with T12 40 Watt Baseline - Tr1 | 1.0329 | 0.66602 | 1.0836 | 5215.7369 | 78236.0532 | 0 | 0 | 0.090475 | 0 | 0.090475 | 0 | 0.1096 | 0 | 0.1096 | 0 | 3.1812 | 5.9022 | 3.1812 | 5.9022
234303-Lighting-Remove 4 Ft Lamp (De-Lamp) - Tr1 | 0 | 0 | 0.073933 | 384.6171 | 5769.2559 | -7.1949 | -107.9234 | 0 | 1.8238 | 0 | 1.8238 | 0 | 2.0013 | 0 | 2.0013 | -1.4536 | -1.1734 | -1.4536 | -1.1734
234312-Lighting-Screw in 14-26 Watt Lamp - Tr1 | 0 | 0 | 8.3389 | 41525.4086 | 102567.7592 | -560.8255 | -1385.239 | 0 | 2.7433 | 0 | 2.7433 | 0 | 2.9189 | 0 | 2.9189 | -0.4263 | -0.39063 | -0.4263 | -0.39063
234330-Premium T8 with T12 40 Watt Baseline - Tr1 | 0.17606 | 0.11353 | 0.1847 | 889.0461 | 13335.6909 | 0 | 0 | 0.093473 | 0 | 0.093473 | 0 | 0.1126 | 0 | 0.1126 | 0 | 3.2535 | 6.0363 | 3.2535 | 6.0363
234315-Lighting-Screw in 14-26 Watt Reflector Lamp-Tr1 | 0 | 0 | 1.9146 | 9533.8948 | 23548.7202 | -128.761 | -318.0396 | 0 | 4.3024 | 0 | 4.3024 | 0 | 2.926 | 0 | 2.926 | -0.29377 | -0.50123 | -0.29377 | -0.50123
234049-Lighting-LED Exit Sign New Sign | 0.784 | 0.77891 | 0 | 6868.1308 | 109890.0933 | 0 | 0 | 0.094675 | 0 | 0.094675 | 0 | 0.10073 | 0 | 0.10073 | 0 | 5.2718 | 7.2526 | 5.2718 | 7.2526
234330-Premium T8 with T12 40 Watt Baseline - Tr1 | 2.723 | 1.7559 | 2.8567 | 13750.579 | 206258.6857 | 0 | 0 | 0.095393 | 0 | 0.095393 | 0 | 0.13195 | 0 | 0.13195 | 0 | 3.6092 | 0 | 3.6092 | 0
234312-Lighting-Screw in 14-26 Watt Lamp - Tr1 | 0 | 0 | 4.9353 | 24576.2622 | 60703.3677 | -331.9171 | -819.8353 | 0 | 2.6409 | 0 | 2.6409 | 0 | 2.8165 | 0 | 2.8165 | -0.37305 | -0.34185 | -0.37305 | -0.34185
234331-Premium T8 with T12 40 Watt Baseline - Tr2 | 5.0099 | 3.2305 | 7.465 | 25298.9009 | 379483.5135 | 0 | 0 | 0.077055 | 0 | 0.077055 | 0 | 0.11083 | 0 | 0.11083 | 0 | 2.3309 | 5.5951 | 2.3309 | 5.5951
234304-Lighting-Remove 4 Ft Lamp (De-Lamp) - Tr2 | 0 | 0 | 5.6743 | 29519.3595 | 442790.3919 | -552.208 | -8283.1199 | 0 | 0.69035 | 0 | 0.69035 | 0 | 0.69063 | 0 | 0.69063 | 0 | 0 | 0 | 0
234285-Lighting-Occpncy Snsr-Hi-Bay integrated Snsr-Tr1 | 32.4841 | 20.9466 | 31.8162 | 164037.8659 | 1312302.927 | 0 | 0 | 0.1082 | 0 | 0.1082 | 0 | 0.11639 | 0 | 0.11639 | 0 | 7.9412 | 16.7262 | 7.9412 | 16.7262
234049-Lighting-LED Exit Sign New Sign | 0.54539 | 0.54185 | 0 | 4777.8301 | 76445.2823 | 0 | 0 | 0.094293 | 0 | 0.094293 | 0 | 0.11404 | 0 | 0.11404 | 0 | 5.7752 | 0 | 5.7752 | 0
234285-Lighting-Occpncy Snsr-Hi-Bay integrated Snsr-Tr1 | 77.462 | 49.9495 | 75.8693 | 391167.2186 | 3129337.7491 | 0 | 0 | 0.1082 | 0 | 0.1082 | 0 | 0.11639 | 0 | 0.11639 | 0 | 7.9412 | 16.7262 | 7.9412 | 16.7262
234330-Premium T8 with T12 40 Watt Baseline - Tr1 | 0.65728 | 0.42383 | 0.68954 | 3319.1053 | 49786.5793 | 0 | 0 | 0.090475 | 0 | 0.090475 | 0 | 0.1096 | 0 | 0.1096 | 0 | 3.1812 | 5.9022 | 3.1812 | 5.9022
234330-Premium T8 with T12 40 Watt Baseline - Tr1 | 0.61033 | 0.39355 | 0.64029 | 3082.0263 | 46230.3951 | 0 | 0 | 0.090475 | 0 | 0.090475 | 0 | 0.1096 | 0 | 0.1096 | 0 | 3.1812 | 5.9022 | 3.1812 | 5.9022
234330-Premium T8 with T12 40 Watt Baseline - Tr1 | 0.66901 | 0.4314 | 0.70185 | 3378.375 | 50675.6254 | 0 | 0 | 0.090475 | 0 | 0.090475 | 0 | 0.1096 | 0 | 0.1096 | 0 | 3.1812 | 5.9022 | 3.1812 | 5.9022
234330-Premium T8 with T12 40 Watt Baseline - Tr1 | 0.58685 | 0.37842 | 0.61566 | 2963.4869 | 44452.3029 | 0 | 0 | 0.090475 | 0 | 0.090475 | 0 | 0.1096 | 0 | 0.1096 | 0 | 3.1812 | 5.9022 | 3.1812 | 5.9022
234330-Premium T8 with T12 40 Watt Baseline - Tr1 | 0.14084 | 0.09082 | 0.14776 | 711.2368 | 10668.5527 | 0 | 0 | 0.090475 | 0 | 0.090475 | 0 | 0.1096 | 0 | 0.1096 | 0 | 3.1812 | 5.9022 | 3.1812 | 5.9022
234330-Premium T8 with T12 40 Watt Baseline - Tr1 | 0.37559 | 0.24219 | 0.39402 | 1896.6316 | 28449.4739 | 0 | 0 | 0.090475 | 0 | 0.090475 | 0 | 0.1096 | 0 | 0.1096 | 0 | 3.1812 | 5.9022 | 3.1812 | 5.9022
234306-Lighting-Remove 8 Ft Lamp (De-Lamp) - Tr1 | 0.095132 | 0.059002 | 0.10897 | 513.8546 | 7707.8188 | 0 | 0 | 0.118 | 0 | 0.118 | 0 | 0.11829 | 0 | 0.11829 | 0 | 11.6949 | 12.0089 | 11.6949 | 12.0089
234330-Premium T8 with T12 40 Watt Baseline - Tr1 | 1.8779 | 1.2109 | 1.9701 | 9483.158 | 142247.3694 | 0 | 0 | 0.090475 | 0 | 0.090475 | 0 | 0.1096 | 0 | 0.1096 | 0 | 3.1812 | 5.9022 | 3.1812 | 5.9022
234330-Premium T8 with T12 40 Watt Baseline - Tr1 | 3.615 | 2.3311 | 3.7925 | 18255.0791 | 273826.1861 | 0 | 0 | 0.090475 | 0 | 0.090475 | 0 | 0.1096 | 0 | 0.1096 | 0 | 3.1812 | 5.9022 | 3.1812 | 5.9022
234330-Premium T8 with T12 40 Watt Baseline - Tr1 | 0.75117 | 0.48438 | 0.78804 | 3793.2632 | 56898.9478 | 0 | 0 | 0.093473 | 0 | 0.093473 | 0 | 0.1126 | 0 | 0.1126 | 0 | 3.2535 | 6.0363 | 3.2535 | 6.0363
234330-Premium T8 with T12 40 Watt Baseline - Tr1 | 0.56338 | 0.36328 | 0.59103 | 2844.9474 | 42674.2108 | 0 | 0 | 0.093473 | 0 | 0.093473 | 0 | 0.1126 | 0 | 0.1126 | 0 | 3.2535 | 6.0363 | 3.2535 | 6.0363
234330-Premium T8 with T12 40 Watt Baseline - Tr1 | 0.32864 | 0.21191 | 0.34477 | 1659.5526 | 24893.2896 | 0 | 0 | 0.093473 | 0 | 0.093473 | 0 | 0.1126 | 0 | 0.1126 | 0 | 3.2535 | 6.0363 | 3.2535 | 6.0363
234330-Premium T8 with T12 40 Watt Baseline - Tr1 | 0.18779 | 0.12109 | 0.19701 | 948.3158 | 14224.7369 | 0 | 0 | 0.090475 | 0 | 0.090475 | 0 | 0.1096 | 0 | 0.1096 | 0 | 3.1812 | 5.9022 | 3.1812 | 5.9022
234157-Pipe Insulation - Low Pressure Steam Applic. (LF) 1 in | 0 | 0 | 0 | 0 | 0 | 1491.42 | 29828.4 | 0 | 0.94237 | 0 | 0.94237 | 0 | 0.9584 | 0 | 0.9584 | 21.0573 | 31.965 | 21.0573 | 31.965
234157-Pipe Insulation - Low Pressure Steam Applic. (LF) 1 in | 0 | 0 | 0 | 0 | 0 | 900.48 | 18009.6 | 0 | 0.94237 | 0 | 0.94237 | 0 | 0.9584 | 0 | 0.9584 | 21.0573 | 31.965 | 21.0573 | 31.965
234330-Premium T8 with T12 40 Watt Baseline - Tr1 | 2.2535 | 1.4531 | 2.3641 | 11379.7896 | 170696.8433 | 0 | 0 | 0.090475 | 0 | 0.090475 | 0 | 0.1096 | 0 | 0.1096 | 0 | 3.1812 | 5.9022 | 3.1812 | 5.9022
234303-Lighting-Remove 4 Ft Lamp (De-Lamp) - Tr1 | 0 | 0 | 3.5488 | 18461.6189 | 276924.2842 | -345.3548 | -5180.3226 | 0 | 1.8238 | 0 | 1.8238 | 0 | 2.0013 | 0 | 2.0013 | -1.4536 | -1.1734 | -1.4536 | -1.1734
234330-Premium T8 with T12 40 Watt Baseline - Tr1 | 4.1901 | 2.7019 | 4.3958 | 21159.2962 | 317389.443 | 0 | 0 | 0.093473 | 0 | 0.093473 | 0 | 0.1126 | 0 | 0.1126 | 0 | 3.2535 | 6.0363 | 3.2535 | 6.0363
234303-Lighting-Remove 4 Ft Lamp (De-Lamp) - Tr1 | 0 | 0 | 6.1549 | 32019.3704 | 480290.5553 | -598.9748 | -8984.6219 | 0 | 1.8717 | 0 | 1.8717 | 0 | 2.0492 | 0 | 2.0492 | -1.5179 | -1.2253 | -1.5179 | -1.2253
234330-Premium T8 with T12 40 Watt Baseline - Tr1 | 7.3474 | 4.7378 | 7.708 | 37102.8555 | 556542.8329 | 0 | 0 | 0.090475 | 0 | 0.090475 | 0 | 0.1096 | 0 | 0.1096 | 0 | 3.1812 | 5.9022 | 3.1812 | 5.9022
234303-Lighting-Remove 4 Ft Lamp (De-Lamp) - Tr1 | 0 | 0 | 2.1441 | 11153.8948 | 167308.4217 | -208.6519 | -3129.7782 | 0 | 1.8238 | 0 | 1.8238 | 0 | 2.0013 | 0 | 2.0013 | -1.4536 | -1.1734 | -1.4536 | -1.1734
234330-Premium T8 with T12 40 Watt Baseline - Tr1 | 0.68075 | 0.43897 | 0.71416 | 3437.6448 | 51564.6714 | 0 | 0 | 0.093473 | 0 | 0.093473 | 0 | 0.1126 | 0 | 0.1126 | 0 | 3.2535 | 6.0363 | 3.2535 | 6.0363
234312-Lighting-Screw in 14-26 Watt Lamp - Tr1 | 0 | 0 | 0.021273 | 105.9322 | 261.6524 | -1.4307 | -3.5338 | 0 | 2.7433 | 0 | 2.7433 | 0 | 2.9189 | 0 | 2.9189 | -0.4263 | -0.39063 | -0.4263 | -0.39063
234148-Premium T8 with T12 40 Watt Baseline | 0.15513 | 0.097 | 0.14466 | 802.2503 | 12033.755 | 0 | 0 | 0.097041 | 0 | 0.097041 | 0 | 0.114 | 0 | 0.114 | 0 | 3.6388 | 6.7514 | 3.6388 | 6.7514
234207-Lighting-8 Ft T-8 with Elec Ballast-Tr1 | 0.064414 | 0.041536 | 0.070179 | 325.2786 | 4879.179 | 0 | 0 | 0.034036 | 0 | 0.034036 | 0 | 0.067057 | 0 | 0.067057 | 0 | 1.3373 | 1.9877 | 1.3373 | 1.9877
234286-Lighting-Occpncy Snsr-Hi-Bay integrated Snsr-Tr2 | 1.9956 | 1.2868 | 3.1727 | 10077.1504 | 80617.203 | 0 | 0 | 0.097751 | 0 | 0.097751 | 0 | 0.11143 | 0 | 0.11143 | 0 | 4.7545 | 10.0183 | 4.7545 | 10.0183
234361-Lighting-IntrHiByLnrFlscntFxtr244wrplc400w(TrI)Tr2 | 0.84202 | 0.54296 | 1.3403 | 4252.0482 | 63780.7233 | 0 | 0 | 0.075005 | 0 | 0.075005 | 0 | 0.10858 | 0 | 0.10858 | 0 | 2.3171 | 5.6457 | 2.3171 | 5.6457
234303-Lighting-Remove 4 Ft Lamp (De-Lamp) - Tr1 | 0 | 0 | 2.2365 | 11634.6661 | 174519.9916 | -217.6455 | -3264.6824 | 0 | 1.6599 | 0 | 1.6599 | 0 | 1.1283 | 0 | 1.1283 | -2.1227 | 0 | -2.1227 | 0
234312-Lighting-Screw in 14-26 Watt Lamp - Tr1 | 0 | 0 | 0.40418 | 2012.7111 | 4971.3965 | -27.1829 | -67.1417 | 0 | 2.7433 | 0 | 2.7433 | 0 | 2.9189 | 0 | 2.9189 | -0.4263 | -0.39063 | -0.4263 | -0.39063
234315-Lighting-Screw in 14-26 Watt Reflector Lamp-Tr1 | 0 | 0 | 1.7656 | 8792.3697 | 21717.1531 | -118.7462 | -293.3031 | 0 | 4.3024 | 0 | 4.3024 | 0 | 2.926 | 0 | 2.926 | -0.29377 | -0.50123 | -0.29377 | -0.50123
234327-Premium T8 with T12 34Watt Baseline - Tr1 | 1.6747 | 1.0799 | 1.3683 | 8456.8544 | 126852.8159 | 0 | 0 | 0.091903 | 0 | 0.091903 | 0 | 0.13495 | 0 | 0.13495 | 0 | 3.1348 | 0 | 3.1348 | 0
234312-Lighting-Screw in 14-26 Watt Lamp - Tr1 | 0 | 0 | 0.021273 | 105.9322 | 261.6524 | -1.4307 | -3.5338 | 0 | 2.6409 | 0 | 2.6409 | 0 | 2.8165 | 0 | 2.8165 | -0.37305 | -0.34185 | -0.37305 | -0.34185
234330-Premium T8 with T12 40 Watt Baseline - Tr1 | 1.2911 | 0.83252 | 1.3544 | 6519.6711 | 97795.0665 | 0 | 0 | 0.090475 | 0 | 0.090475 | 0 | 0.1096 | 0 | 0.1096 | 0 | 3.1812 | 5.9022 | 3.1812 | 5.9022
234303-Lighting-Remove 4 Ft Lamp (De-Lamp) - Tr1 | 0 | 0 | 0.51753 | 2692.3194 | 40384.7914 | -50.3642 | -755.4637 | 0 | 1.612 | 0 | 1.612 | 0 | 1.0805 | 0 | 1.0805 | -2.0328 | 0 | -2.0328 | 0
234306-Lighting-Remove 8 Ft Lamp (De-Lamp) - Tr1 | 0.66593 | 0.41302 | 0.76281 | 3596.9821 | 53954.7316 | 0 | 0 | 0.118 | 0 | 0.118 | 0 | 0.11829 | 0 | 0.11829 | 0 | 11.6949 | 12.0089 | 11.6949 | 12.0089
234330-Premium T8 with T12 40 Watt Baseline - Tr1 | 0.30516 | 0.19678 | 0.32014 | 1541.0132 | 23115.1975 | 0 | 0 | 0.090475 | 0 | 0.090475 | 0 | 0.1096 | 0 | 0.1096 | 0 | 3.1812 | 5.9022 | 3.1812 | 5.9022
234207-Lighting-8 Ft T-8 with Elec Ballast-Tr1 | 0.04509 | 0.029075 | 0.049125 | 227.695 | 3415.4253 | 0 | 0 | 0.031038 | 0 | 0.031038 | 0 | 0.06406 | 0 | 0.06406 | 0 | 1.3076 | 1.9435 | 1.3076 | 1.9435
234303-Lighting-Remove 4 Ft Lamp (De-Lamp) - Tr1 | 0 | 0 | 0.24028 | 1250.0054 | 18750.0817 | -23.3834 | -350.751 | 0 | 1.8238 | 0 | 1.8238 | 0 | 2.0013 | 0 | 2.0013 | -1.4536 | -1.1734 | -1.4536 | -1.1734
234306-Lighting-Remove 8 Ft Lamp (De-Lamp) - Tr1 | 0.33296 | 0.20651 | 0.38141 | 1798.4911 | 26977.3658 | 0 | 0 | 0.118 | 0 | 0.118 | 0 | 0.11829 | 0 | 0.11829 | 0 | 11.6949 | 12.0089 | 11.6949 | 12.0089
234330-Premium T8 with T12 40 Watt Baseline - Tr1 | 0.82159 | 0.52979 | 0.86192 | 4148.8816 | 62233.2241 | 0 | 0 | 0.090475 | 0 | 0.090475 | 0 | 0.1096 | 0 | 0.1096 | 0 | 3.1812 | 5.9022 | 3.1812 | 5.9022
234303-Lighting-Remove 4 Ft Lamp (De-Lamp) - Tr1 | 0 | 0 | 0.64691 | 3365.3993 | 50480.9893 | -62.9553 | -944.3296 | 0 | 1.8238 | 0 | 1.8238 | 0 | 2.0013 | 0 | 2.0013 | -1.4536 | -1.1734 | -1.4536 | -1.1734
234330-Premium T8 with T12 40 Watt Baseline - Tr1 | 0.44601 | 0.2876 | 0.4679 | 2252.25 | 33783.7502 | 0 | 0 | 0.093473 | 0 | 0.093473 | 0 | 0.1126 | 0 | 0.1126 | 0 | 3.2535 | 6.0363 | 3.2535 | 6.0363
234303-Lighting-Remove 4 Ft Lamp (De-Lamp) - Tr1 | 0 | 0 | 0.3327 | 1730.7768 | 25961.6516 | -32.377 | -485.6552 | 0 | 1.8717 | 0 | 1.8717 | 0 | 2.0492 | 0 | 2.0492 | -1.5179 | -1.2253 | -1.5179 | -1.2253
234306-Lighting-Remove 8 Ft Lamp (De-Lamp) - Tr1 | 0.47566 | 0.29501 | 0.54487 | 2569.2729 | 38539.094 | 0 | 0 | 0.121 | 0 | 0.121 | 0 | 0.12129 | 0 | 0.12129 | 0 | 11.9671 | 12.2885 | 11.9671 | 12.2885
234330-Premium T8 with T12 40 Watt Baseline - Tr1 | 0.11737 | 0.075684 | 0.12313 | 592.6974 | 8890.4606 | 0 | 0 | 0.093473 | 0 | 0.093473 | 0 | 0.1126 | 0 | 0.1126 | 0 | 3.2535 | 6.0363 | 3.2535 | 6.0363
234207-Lighting-8 Ft T-8 with Elec Ballast-Tr1 | 0.09018 | 0.05815 | 0.098251 | 455.39 | 6830.8507 | 0 | 0 | 0.034036 | 0 | 0.034036 | 0 | 0.067057 | 0 | 0.067057 | 0 | 1.3373 | 1.9877 | 1.3373 | 1.9877
234330-Premium T8 with T12 40 Watt Baseline - Tr1 | 0.89202 | 0.5752 | 0.9358 | 4504.5 | 67567.5005 | 0 | 0 | 0.095393 | 0 | 0.095393 | 0 | 0.13195 | 0 | 0.13195 | 0 | 3.6092 | 0 | 3.6092 | 0
234360-Lighting-IntrHiByLnrFlscntFxtr244wrplc400w(TrI)Tr1 | 0 | 0 | 0.85179 | 0 | 0 | -27.0488 | -405.7317 | 0 | 6.1385 | 0 | 6.1385 | 0 | 4.1423 | 0 | 4.1423 | -0.21362 | -0.3529 | -0.21362 | -0.3529
234330-Premium T8 with T12 40 Watt Baseline - Tr1 | 0.39906 | 0.25732 | 0.41865 | 2015.1711 | 30227.566 | 0 | 0 | 0.093473 | 0 | 0.093473 | 0 | 0.1126 | 0 | 0.1126 | 0 | 3.2535 | 6.0363 | 3.2535 | 6.0363
234330-Premium T8 with T12 40 Watt Baseline - Tr1 | 1.5493 | 0.99902 | 1.6253 | 7823.6053 | 117354.0798 | 0 | 0 | 0.093473 | 0 | 0.093473 | 0 | 0.1126 | 0 | 0.1126 | 0 | 3.2535 | 6.0363 | 3.2535 | 6.0363
234330-Premium T8 with T12 40 Watt Baseline - Tr1 | 0.51643 | 0.33301 | 0.54178 | 2607.8684 | 39118.0266 | 0 | 0 | 0.093473 | 0 | 0.093473 | 0 | 0.1126 | 0 | 0.1126 | 0 | 3.2535 | 6.0363 | 3.2535 | 6.0363
234330-Premium T8 with T12 40 Watt Baseline - Tr1 | 0.10563 | 0.068115 | 0.11082 | 533.4276 | 8001.4145 | 0 | 0 | 0.093473 | 0 | 0.093473 | 0 | 0.1126 | 0 | 0.1126 | 0 | 3.2535 | 6.0363 | 3.2535 | 6.0363
234207-Lighting-8 Ft T-8 with Elec Ballast-Tr1 | 0.038649 | 0.024922 | 0.042108 | 195.1672 | 2927.5074 | 0 | 0 | 0.034036 | 0 | 0.034036 | 0 | 0.067057 | 0 | 0.067057 | 0 | 1.3373 | 1.9877 | 1.3373 | 1.9877
234306-Lighting-Remove 8 Ft Lamp (De-Lamp) - Tr1 | 0.2854 | 0.17701 | 0.32692 | 1541.5638 | 23123.4564 | 0 | 0 | 0.121 | 0 | 0.121 | 0 | 0.12129 | 0 | 0.12129 | 0 | 11.9671 | 12.2885 | 11.9671 | 12.2885
234330-Premium T8 with T12 40 Watt Baseline - Tr1 | 0.21127 | 0.13623 | 0.22164 | 1066.8553 | 16002.8291 | 0 | 0 | 0.090475 | 0 | 0.090475 | 0 | 0.1096 | 0 | 0.1096 | 0 | 3.1812 | 5.9022 | 3.1812 | 5.9022
234303-Lighting-Remove 4 Ft Lamp (De-Lamp) - Tr1 | 0 | 0 | 0.3327 | 1730.7768 | 25961.6516 | -32.377 | -485.6552 | 0 | 1.8238 | 0 | 1.8238 | 0 | 2.0013 | 0 | 2.0013 | -1.4536 | -1.1734 | -1.4536 | -1.1734
234330-Premium T8 with T12 40 Watt Baseline - Tr1 | 3.662 | 2.3613 | 3.8417 | 18492.158 | 277382.3704 | 0 | 0 | 0.093473 | 0 | 0.093473 | 0 | 0.1126 | 0 | 0.1126 | 0 | 3.2535 | 6.0363 | 3.2535 | 6.0363
234332-Premium T8 with T12 40 Watt Baseline - Tr3 | 0.03718 | 0.023974 | 0.070294 | 187.7495 | 2816.2427 | 0 | 0 | 0.096997 | 0 | 0.096997 | 0 | 0.13195 | 0 | 0.13195 | 0 | 3.7748 | 0 | 3.7748 | 0
234305-Lighting-Remove 4 Ft Lamp (De-Lamp) - Tr3 | 0.053984 | 0.034811 | 0.10516 | 272.6105 | 4089.1581 | 0 | 0 | 0.10796 | 0 | 0.10796 | 0 | 0.13195 | 0 | 0.13195 | 0 | 5.5 | 0 | 5.5 | 0
234361-Lighting-IntrHiByLnrFlscntFxtr244wrplc400w(TrI)Tr2 | 3.7891 | 2.4433 | 6.0315 | 19134.217 | 287013.2549 | 0 | 0 | 0.075005 | 0 | 0.075005 | 0 | 0.10858 | 0 | 0.10858 | 0 | 2.3171 | 5.6457 | 2.3171 | 5.6457
234286-Lighting-Occpncy Snsr-Hi-Bay integrated Snsr-Tr2 | 8.98 | 5.7905 | 14.2771 | 45347.1767 | 362777.4134 | 0 | 0 | 0.097751 | 0 | 0.097751 | 0 | 0.11143 | 0 | 0.11143 | 0 | 4.7545 | 10.0183 | 4.7545 | 10.0183
234049-Lighting-LED Exit Sign New Sign | 0.10226 | 0.1016 | 0 | 895.8432 | 14333.4904 | 0 | 0 | 0.091877 | 0 | 0.091877 | 0 | 0.09793 | 0 | 0.09793 | 0 | 5.1455 | 7.0789 | 5.1455 | 7.0789
234330-Premium T8 with T12 40 Watt Baseline - Tr1 | 0.023474 | 0.015137 | 0.024626 | 118.5395 | 1778.0921 | 0 | 0 | 0.093473 | 0 | 0.093473 | 0 | 0.1126 | 0 | 0.1126 | 0 | 3.2535 | 6.0363 | 3.2535 | 6.0363
234360-Lighting-IntrHiByLnrFlscntFxtr244wrplc400w(TrI)Tr1 | 0 | 0 | 2.5554 | 0 | 0 | -81.1463 | -1217.1951 | 0 | 6.1863 | 0 | 6.1863 | 0 | 4.1901 | 0 | 4.1901 | -0.22308 | -0.36852 | -0.22308 | -0.36852
234285-Lighting-Occpncy Snsr-Hi-Bay integrated Snsr-Tr1 | 6.2469 | 4.0282 | 6.1185 | 31545.7434 | 252365.9475 | 0 | 0 | 0.1116 | 0 | 0.1116 | 0 | 0.11979 | 0 | 0.11979 | 0 | 8.1595 | 17.186 | 8.1595 | 17.186
234286-Lighting-Occpncy Snsr-Hi-Bay integrated Snsr-Tr2 | 8.2317 | 5.308 | 13.0873 | 41568.2453 | 332545.9623 | 0 | 0 | 0.097751 | 0 | 0.097751 | 0 | 0.11143 | 0 | 0.11143 | 0 | 4.7545 | 10.0183 | 4.7545 | 10.0183
234330-Premium T8 with T12 40 Watt Baseline - Tr1 | 0.61033 | 0.39355 | 0.64029 | 3082.0263 | 46230.3951 | 0 | 0 | 0.093473 | 0 | 0.093473 | 0 | 0.1126 | 0 | 0.1126 | 0 | 3.2535 | 6.0363 | 3.2535 | 6.0363
234312-Lighting-Screw in 14-26 Watt Lamp - Tr1 | 0 | 0 | 0.063818 | 317.7965 | 784.9573 | -4.292 | -10.6013 | 0 | 2.6409 | 0 | 2.6409 | 0 | 2.8165 | 0 | 2.8165 | -0.37305 | -0.34185 | -0.37305 | -0.34185
234330-Premium T8 with T12 40 Watt Baseline - Tr1 | 0.46948 | 0.30273 | 0.49253 | 2370.7895 | 35561.8424 | 0 | 0 | 0.090475 | 0 | 0.090475 | 0 | 0.1096 | 0 | 0.1096 | 0 | 3.1812 | 5.9022 | 3.1812 | 5.9022
234303-Lighting-Remove 4 Ft Lamp (De-Lamp) - Tr1 | 0 | 0 | 0.2218 | 1153.8512 | 17307.7678 | -21.5847 | -323.7702 | 0 | 1.8238 | 0 | 1.8238 | 0 | 2.0013 | 0 | 2.0013 | -1.4536 | -1.1734 | -1.4536 | -1.1734
234331-Premium T8 with T12 40 Watt Baseline - Tr2 | 0.6038 | 0.38934 | 0.89969 | 3049.0532 | 45735.798 | 0 | 0 | 0.074057 | 0 | 0.074057 | 0 | 0.10783 | 0 | 0.10783 | 0 | 2.2791 | 5.4708 | 2.2791 | 5.4708
234304-Lighting-Remove 4 Ft Lamp (De-Lamp) - Tr2 | 0 | 0 | 0.68388 | 3557.7078 | 53365.6173 | -66.5528 | -998.2913 | 0 | 0.69035 | 0 | 0.69035 | 0 | 0.69063 | 0 | 0.69063 | 0 | 0 | 0 | 0
234286-Lighting-Occpncy Snsr-Hi-Bay integrated Snsr-Tr2 | 4.2406 | 2.7344 | 6.742 | 21413.9445 | 171311.5563 | 0 | 0 | 0.097751 | 0 | 0.097751 | 0 | 0.11143 | 0 | 0.11143 | 0 | 4.7545 | 10.0183 | 4.7545 | 10.0183
234330-Premium T8 with T12 40 Watt Baseline - Tr1 | 0.51643 | 0.33301 | 0.54178 | 2607.8684 | 39118.0266 | 0 | 0 | 0.093473 | 0 | 0.093473 | 0 | 0.1126 | 0 | 0.1126 | 0 | 3.2535 | 6.0363 | 3.2535 | 6.0363
234312-Lighting-Screw in 14-26 Watt Lamp - Tr1 | 0 | 0 | 0.12764 | 635.593 | 1569.9147 | -8.5841 | -21.2026 | 0 | 2.6409 | 0 | 2.6409 | 0 | 2.8165 | 0 | 2.8165 | -0.37305 | -0.34185 | -0.37305 | -0.34185
234330-Premium T8 with T12 40 Watt Baseline - Tr1 | 1.7606 | 1.1353 | 1.847 | 8890.4606 | 133356.9088 | 0 | 0 | 0.090475 | 0 | 0.090475 | 0 | 0.1096 | 0 | 0.1096 | 0 | 3.1812 | 5.9022 | 3.1812 | 5.9022
234303-Lighting-Remove 4 Ft Lamp (De-Lamp) - Tr1 | 0 | 0 | 0.036966 | 192.3085 | 2884.628 | -3.5974 | -53.9617 | 0 | 1.8238 | 0 | 1.8238 | 0 | 2.0013 | 0 | 2.0013 | -1.4536 | -1.1734 | -1.4536 | -1.1734
234049-Lighting-LED Exit Sign New Sign | 0.068174 | 0.067731 | 0 | 597.2288 | 9555.6603 | 0 | 0 | 0.091877 | 0 | 0.091877 | 0 | 0.09793 | 0 | 0.09793 | 0 | 5.1455 | 7.0789 | 5.1455 | 7.0789
234312-Lighting-Screw in 14-26 Watt Lamp - Tr1 | 0 | 0 | 0.17018 | 847.4573 | 2093.2196 | -11.4454 | -28.2702 | 0 | 2.6409 | 0 | 2.6409 | 0 | 2.8165 | 0 | 2.8165 | -0.37305 | -0.34185 | -0.37305 | -0.34185
234330-Premium T8 with T12 40 Watt Baseline - Tr1 | 0.61033 | 0.39355 | 0.64029 | 3082.0263 | 46230.3951 | 0 | 0 | 0.090475 | 0 | 0.090475 | 0 | 0.1096 | 0 | 0.1096 | 0 | 3.1812 | 5.9022 | 3.1812 | 5.9022
234303-Lighting-Remove 4 Ft Lamp (De-Lamp) - Tr1 | 0 | 0 | 0.29573 | 1538.4682 | 23077.0237 | -28.7796 | -431.6935 | 0 | 1.612 | 0 | 1.612 | 0 | 1.0805 | 0 | 1.0805 | -2.0328 | 0 | -2.0328 | 0
234330-Premium T8 with T12 40 Watt Baseline - Tr1 | 0.23474 | 0.15137 | 0.24626 | 1185.3947 | 17780.9212 | 0 | 0 | 0.093473 | 0 | 0.093473 | 0 | 0.1126 | 0 | 0.1126 | 0 | 3.2535 | 6.0363 | 3.2535 | 6.0363
234303-Lighting-Remove 4 Ft Lamp (De-Lamp) - Tr1 | 0 | 0 | 0.36966 | 1923.0853 | 28846.2796 | -35.9745 | -539.6169 | 0 | 1.8717 | 0 | 1.8717 | 0 | 2.0492 | 0 | 2.0492 | -1.5179 | -1.2253 | -1.5179 | -1.2253
234312-Lighting-Screw in 14-26 Watt Lamp - Tr1 | 0 | 0 | 0.17018 | 847.4573 | 2093.2196 | -11.4454 | -28.2702 | 0 | 2.6409 | 0 | 2.6409 | 0 | 2.8165 | 0 | 2.8165 | -0.37305 | -0.34185 | -0.37305 | -0.34185
234330-Premium T8 with T12 40 Watt Baseline - Tr1 | 0.77465 | 0.49951 | 0.81267 | 3911.8027 | 58677.0399 | 0 | 0 | 0.090475 | 0 | 0.090475 | 0 | 0.1096 | 0 | 0.1096 | 0 | 3.1812 | 5.9022 | 3.1812 | 5.9022
234303-Lighting-Remove 4 Ft Lamp (De-Lamp) - Tr1 | 0 | 0 | 0.40663 | 2115.3938 | 31730.9076 | -39.5719 | -593.5786 | 0 | 1.8238 | 0 | 1.8238 | 0 | 2.0013 | 0 | 2.0013 | -1.4536 | -1.1734 | -1.4536 | -1.1734
234330-Premium T8 with T12 40 Watt Baseline - Tr1 | 0.23474 | 0.15137 | 0.24626 | 1185.3947 | 17780.9212 | 0 | 0 | 0.093473 | 0 | 0.093473 | 0 | 0.1126 | 0 | 0.1126 | 0 | 3.2535 | 6.0363 | 3.2535 | 6.0363
234303-Lighting-Remove 4 Ft Lamp (De-Lamp) - Tr1 | 0 | 0 | 0.36966 | 1923.0853 | 28846.2796 | -35.9745 | -539.6169 | 0 | 1.8717 | 0 | 1.8717 | 0 | 2.0492 | 0 | 2.0492 | -1.5179 | -1.2253 | -1.5179 | -1.2253
234286-Lighting-Occpncy Snsr-Hi-Bay integrated Snsr-Tr2 | 3.9911 | 2.5736 | 6.3454 | 20154.3007 | 161234.406 | 0 | 0 | 0.097751 | 0 | 0.097751 | 0 | 0.11143 | 0 | 0.11143 | 0 | 4.7545 | 10.0183 | 4.7545 | 10.0183
234330-Premium T8 with T12 40 Watt Baseline - Tr1 | 0.32864 | 0.21191 | 0.34477 | 1659.5526 | 24893.2896 | 0 | 0 | 0.090475 | 0 | 0.090475 | 0 | 0.1096 | 0 | 0.1096 | 0 | 3.1812 | 5.9022 | 3.1812 | 5.9022
234306-Lighting-Remove 8 Ft Lamp (De-Lamp) - Tr1 | 0.66593 | 0.41302 | 0.76281 | 3596.9821 | 53954.7316 | 0 | 0 | 0.118 | 0 | 0.118 | 0 | 0.11829 | 0 | 0.11829 | 0 | 11.6949 | 12.0089 | 11.6949 | 12.0089
234330-Premium T8 with T12 40 Watt Baseline - Tr1 | 0.37559 | 0.24219 | 0.39402 | 1896.6316 | 28449.4739 | 0 | 0 | 0.093473 | 0 | 0.093473 | 0 | 0.1126 | 0 | 0.1126 | 0 | 3.2535 | 6.0363 | 3.2535 | 6.0363
234312-Lighting-Screw in 14-26 Watt Lamp - Tr1 | 0 | 0 | 0.17018 | 847.4573 | 2093.2196 | -11.4454 | -28.2702 | 0 | 2.7433 | 0 | 2.7433 | 0 | 2.9189 | 0 | 2.9189 | -0.4263 | -0.39063 | -0.4263 | -0.39063
234330-Premium T8 with T12 40 Watt Baseline - Tr1 | 4.7418 | 3.0576 | 4.9745 | 23944.9739 | 359174.6078 | 0 | 0 | 0.093473 | 0 | 0.093473 | 0 | 0.1126 | 0 | 0.1126 | 0 | 3.2535 | 6.0363 | 3.2535 | 6.0363
234303-Lighting-Remove 4 Ft Lamp (De-Lamp) - Tr1 | 0 | 0 | 0.036966 | 192.3085 | 2884.628 | -3.5974 | -53.9617 | 0 | 1.8717 | 0 | 1.8717 | 0 | 2.0492 | 0 | 2.0492 | -1.5179 | -1.2253 | -1.5179 | -1.2253
234331-Premium T8 with T12 40 Watt Baseline - Tr2 | 0.39165 | 0.25255 | 0.58358 | 1977.7642 | 29666.4636 | 0 | 0 | 0.077055 | 0 | 0.077055 | 0 | 0.11083 | 0 | 0.11083 | 0 | 2.3309 | 5.5951 | 2.3309 | 5.5951
234330-Premium T8 with T12 40 Watt Baseline - Tr1 | 0.65728 | 0.42383 | 0.68954 | 3319.1053 | 49786.5793 | 0 | 0 | 0.093473 | 0 | 0.093473 | 0 | 0.1126 | 0 | 0.1126 | 0 | 3.2535 | 6.0363 | 3.2535 | 6.0363
234312-Lighting-Screw in 14-26 Watt Lamp - Tr1 | 0 | 0 | 3.6164 | 18008.468 | 44480.916 | -243.2151 | -600.7414 | 0 | 2.6409 | 0 | 2.6409 | 0 | 2.8165 | 0 | 2.8165 | -0.37305 | -0.34185 | -0.37305 | -0.34185
234315-Lighting-Screw in 14-26 Watt Reflector Lamp-Tr1 | 0 | 0 | 0.085091 | 423.7287 | 1046.6098 | -5.7227 | -14.1351 | 0 | 4.0519 | 0 | 4.0519 | 0 | 2.6754 | 0 | 2.6754 | -0.21844 | -0.3727 | -0.21844 | -0.3727
234140-Low Flow Showerhead | 0.084819 | 0.077336 | 0.14261 | 648.2136 | 6482.1362 | 74.6368 | 746.368 | 0.053812 | 0.41823 | 0.053812 | 0.41823 | 0.076717 | 0.59625 | 0.076717 | 0.59625 | 1.9064 | 3.1038 | 1.9064 | 3.1038
234330-Premium T8 with T12 40 Watt Baseline - Tr1 | 0.035211 | 0.022705 | 0.03694 | 177.8092 | 2667.1382 | 0 | 0 | 0.090475 | 0 | 0.090475 | 0 | 0.1096 | 0 | 0.1096 | 0 | 3.1812 | 5.9022 | 3.1812 | 5.9022
234330-Premium T8 with T12 40 Watt Baseline - Tr1 | 0.70422 | 0.4541 | 0.73879 | 3556.1842 | 53342.7635 | 0 | 0 | 0.095393 | 0 | 0.095393 | 0 | 0.13195 | 0 | 0.13195 | 0 | 3.6092 | 0 | 3.6092 | 0
234360-Lighting-IntrHiByLnrFlscntFxtr244wrplc400w(TrI)Tr1 | 0 | 0 | 2.7257 | 0 | 0 | -86.5561 | -1298.3415 | 0 | 6.1385 | 0 | 6.1385 | 0 | 4.1423 | 0 | 4.1423 | -0.21362 | -0.3529 | -0.21362 | -0.3529
234285-Lighting-Occpncy Snsr-Hi-Bay integrated Snsr-Tr1 | 6.6634 | 4.2967 | 6.5264 | 33648.793 | 269190.344 | 0 | 0 | 0.1082 | 0 | 0.1082 | 0 | 0.11639 | 0 | 0.11639 | 0 | 7.9412 | 16.7262 | 7.9412 | 16.7262
234330-Premium T8 with T12 40 Watt Baseline - Tr1 | 1.2441 | 0.80225 | 1.3052 | 6282.5921 | 94238.8822 | 0 | 0 | 0.093473 | 0 | 0.093473 | 0 | 0.1126 | 0 | 0.1126 | 0 | 3.2535 | 6.0363 | 3.2535 | 6.0363
234331-Premium T8 with T12 40 Watt Baseline - Tr2 | 0.71803 | 0.463 | 1.0699 | 3625.9011 | 54388.5166 | 0 | 0 | 0.077055 | 0 | 0.077055 | 0 | 0.11083 | 0 | 0.11083 | 0 | 2.3309 | 5.5951 | 2.3309 | 5.5951
234084-Refrigeration -Cooler/Freezer Door Gaskets - Solid Doors: Cooler | 0.31584 | 0.26414 | 0.27246 | 2383.74 | 9534.96 | 0 | 0 | 0.093628 | 0 | 0.093628 | 0 | 0.088924 | 0 | 0.088924 | 0 | 10.916 | 7.286 | 10.916 | 7.286
234084-Refrigeration -Cooler/Freezer Door Gaskets - Solid Doors: Cooler | 0.56851 | 0.47544 | 0.49043 | 4290.732 | 17162.928 | 0 | 0 | 0.093628 | 0 | 0.093628 | 0 | 0.088924 | 0 | 0.088924 | 0 | 10.916 | 7.286 | 10.916 | 7.286
234330-Premium T8 with T12 40 Watt Baseline - Tr1 | 0.61033 | 0.39355 | 0.64029 | 3082.0263 | 46230.3951 | 0 | 0 | 0.090475 | 0 | 0.090475 | 0 | 0.1096 | 0 | 0.1096 | 0 | 3.1812 | 5.9022 | 3.1812 | 5.9022
234330-Premium T8 with T12 40 Watt Baseline - Tr1 | 0.14084 | 0.09082 | 0.14776 | 711.2368 | 10668.5527 | 0 | 0 | 0.093473 | 0 | 0.093473 | 0 | 0.1126 | 0 | 0.1126 | 0 | 3.2535 | 6.0363 | 3.2535 | 6.0363
234303-Lighting-Remove 4 Ft Lamp (De-Lamp) - Tr1 | 0 | 0 | 0.2218 | 1153.8512 | 17307.7678 | -21.5847 | -323.7702 | 0 | 1.8717 | 0 | 1.8717 | 0 | 2.0492 | 0 | 2.0492 | -1.5179 | -1.2253 | -1.5179 | -1.2253
234330-Premium T8 with T12 40 Watt Baseline - Tr1 | 0.75117 | 0.48438 | 0.78804 | 3793.2632 | 56898.9478 | 0 | 0 | 0.093473 | 0 | 0.093473 | 0 | 0.1126 | 0 | 0.1126 | 0 | 3.2535 | 6.0363 | 3.2535 | 6.0363
234303-Lighting-Remove 4 Ft Lamp (De-Lamp) - Tr1 | 0 | 0 | 0.2218 | 1153.8512 | 17307.7678 | -21.5847 | -323.7702 | 0 | 1.8717 | 0 | 1.8717 | 0 | 2.0492 | 0 | 2.0492 | -1.5179 | -1.2253 | -1.5179 | -1.2253
234330-Premium T8 with T12 40 Watt Baseline - Tr1 | 0.32864 | 0.21191 | 0.34477 | 1659.5526 | 24893.2896 | 0 | 0 | 0.090475 | 0 | 0.090475 | 0 | 0.1096 | 0 | 0.1096 | 0 | 3.1812 | 5.9022 | 3.1812 | 5.9022
234330-Premium T8 with T12 40 Watt Baseline - Tr1 | 0.70422 | 0.4541 | 0.73879 | 3556.1842 | 53342.7635 | 0 | 0 | 0.090475 | 0 | 0.090475 | 0 | 0.1096 | 0 | 0.1096 | 0 | 3.1812 | 5.9022 | 3.1812 | 5.9022
234330-Premium T8 with T12 40 Watt Baseline - Tr1 | 0.79812 | 0.51465 | 0.8373 | 4030.3421 | 60455.132 | 0 | 0 | 0.093473 | 0 | 0.093473 | 0 | 0.1126 | 0 | 0.1126 | 0 | 3.2535 | 6.0363 | 3.2535 | 6.0363
234330-Premium T8 with T12 40 Watt Baseline - Tr1 | 0.77465 | 0.49951 | 0.81267 | 3911.8027 | 58677.0399 | 0 | 0 | 0.093473 | 0 | 0.093473 | 0 | 0.1126 | 0 | 0.1126 | 0 | 3.2535 | 6.0363 | 3.2535 | 6.0363
234303-Lighting-Remove 4 Ft Lamp (De-Lamp) - Tr1 | 0 | 0 | 0.40663 | 2115.3938 | 31730.9076 | -39.5719 | -593.5786 | 0 | 1.8717 | 0 | 1.8717 | 0 | 2.0492 | 0 | 2.0492 | -1.5179 | -1.2253 | -1.5179 | -1.2253
234330-Premium T8 with T12 40 Watt Baseline - Tr1 | 0.58685 | 0.37842 | 0.61566 | 2963.4869 | 44452.3029 | 0 | 0 | 0.090475 | 0 | 0.090475 | 0 | 0.1096 | 0 | 0.1096 | 0 | 3.1812 | 5.9022 | 3.1812 | 5.9022
234303-Lighting-Remove 4 Ft Lamp (De-Lamp) - Tr1 | 0 | 0 | 0.036966 | 192.3085 | 2884.628 | -3.5974 | -53.9617 | 0 | 1.8238 | 0 | 1.8238 | 0 | 2.0013 | 0 | 2.0013 | -1.4536 | -1.1734 | -1.4536 | -1.1734
234330-Premium T8 with T12 40 Watt Baseline - Tr1 | 0.30516 | 0.19678 | 0.32014 | 1541.0132 | 23115.1975 | 0 | 0 | 0.090475 | 0 | 0.090475 | 0 | 0.1096 | 0 | 0.1096 | 0 | 3.1812 | 5.9022 | 3.1812 | 5.9022
234303-Lighting-Remove 4 Ft Lamp (De-Lamp) - Tr1 | 0 | 0 | 0.1109 | 576.9256 | 8653.8839 | -10.7923 | -161.8851 | 0 | 1.8238 | 0 | 1.8238 | 0 | 2.0013 | 0 | 2.0013 | -1.4536 | -1.1734 | -1.4536 | -1.1734
234312-Lighting-Screw in 14-26 Watt Lamp - Tr1 | 0 | 0 | 0.021273 | 105.9322 | 261.6524 | -1.4307 | -3.5338 | 0 | 2.6409 | 0 | 2.6409 | 0 | 2.8165 | 0 | 2.8165 | -0.37305 | -0.34185 | -0.37305 | -0.34185
234330-Premium T8 with T12 40 Watt Baseline - Tr1 | 0.37559 | 0.24219 | 0.39402 | 1896.6316 | 28449.4739 | 0 | 0 | 0.093473 | 0 | 0.093473 | 0 | 0.1126 | 0 | 0.1126 | 0 | 3.2535 | 6.0363 | 3.2535 | 6.0363
234303-Lighting-Remove 4 Ft Lamp (De-Lamp) - Tr1 | 0 | 0 | 0.29573 | 1538.4682 | 23077.0237 | -28.7796 | -431.6935 | 0 | 1.8717 | 0 | 1.8717 | 0 | 2.0492 | 0 | 2.0492 | -1.5179 | -1.2253 | -1.5179 | -1.2253
234330-Premium T8 with T12 40 Watt Baseline - Tr1 | 1.4084 | 0.9082 | 1.4776 | 7112.3685 | 106685.5271 | 0 | 0 | 0.090475 | 0 | 0.090475 | 0 | 0.1096 | 0 | 0.1096 | 0 | 3.1812 | 5.9022 | 3.1812 | 5.9022
234303-Lighting-Remove 4 Ft Lamp (De-Lamp) - Tr1 | 0 | 0 | 0.073933 | 384.6171 | 5769.2559 | -7.1949 | -107.9234 | 0 | 1.8238 | 0 | 1.8238 | 0 | 2.0013 | 0 | 2.0013 | -1.4536 | -1.1734 | -1.4536 | -1.1734
234330-Premium T8 with T12 40 Watt Baseline - Tr1 | 0.51643 | 0.33301 | 0.54178 | 2607.8684 | 39118.0266 | 0 | 0 | 0.090475 | 0 | 0.090475 | 0 | 0.1096 | 0 | 0.1096 | 0 | 3.1812 | 5.9022 | 3.1812 | 5.9022
234312-Lighting-Screw in 14-26 Watt Lamp - Tr1 | 0 | 0 | 0.42546 | 2118.6433 | 5233.0489 | -28.6135 | -70.6755 | 0 | 2.6409 | 0 | 2.6409 | 0 | 2.8165 | 0 | 2.8165 | -0.37305 | -0.34185 | -0.37305 | -0.34185
234360-Lighting-IntrHiByLnrFlscntFxtr244wrplc400w(TrI)Tr1 | 0 | 0 | 1.3629 | 0 | 0 | -43.278 | -649.1707 | 0 | 6.1385 | 0 | 6.1385 | 0 | 4.1423 | 0 | 4.1423 | -0.21362 | -0.3529 | -0.21362 | -0.3529
234285-Lighting-Occpncy Snsr-Hi-Bay integrated Snsr-Tr1 | 3.3317 | 2.1484 | 3.2632 | 16824.3965 | 134595.172 | 0 | 0 | 0.1082 | 0 | 0.1082 | 0 | 0.11639 | 0 | 0.11639 | 0 | 7.9412 | 16.7262 | 7.9412 | 16.7262
234330-Premium T8 with T12 40 Watt Baseline - Tr1 | 0.51643 | 0.33301 | 0.54178 | 2607.8684 | 39118.0266 | 0 | 0 | 0.090475 | 0 | 0.090475 | 0 | 0.1096 | 0 | 0.1096 | 0 | 3.1812 | 5.9022 | 3.1812 | 5.9022
234303-Lighting-Remove 4 Ft Lamp (De-Lamp) - Tr1 | 0 | 0 | 0.81326 | 4230.7877 | 63461.8151 | -79.1438 | -1187.1573 | 0 | 1.8238 | 0 | 1.8238 | 0 | 2.0013 | 0 | 2.0013 | -1.4536 | -1.1734 | -1.4536 | -1.1734
234330-Premium T8 with T12 40 Watt Baseline - Tr1 | 0.25822 | 0.1665 | 0.27089 | 1303.9342 | 19559.0133 | 0 | 0 | 0.090475 | 0 | 0.090475 | 0 | 0.1096 | 0 | 0.1096 | 0 | 3.1812 | 5.9022 | 3.1812 | 5.9022
234303-Lighting-Remove 4 Ft Lamp (De-Lamp) - Tr1 | 0 | 0 | 0.40663 | 2115.3938 | 31730.9076 | -39.5719 | -593.5786 | 0 | 1.8238 | 0 | 1.8238 | 0 | 2.0013 | 0 | 2.0013 | -1.4536 | -1.1734 | -1.4536 | -1.1734
234330-Premium T8 with T12 40 Watt Baseline - Tr1 | 0.25822 | 0.1665 | 0.27089 | 1303.9342 | 19559.0133 | 0 | 0 | 0.093473 | 0 | 0.093473 | 0 | 0.1126 | 0 | 0.1126 | 0 | 3.2535 | 6.0363 | 3.2535 | 6.0363
234303-Lighting-Remove 4 Ft Lamp (De-Lamp) - Tr1 | 0 | 0 | 0.40663 | 2115.3938 | 31730.9076 | -39.5719 | -593.5786 | 0 | 1.8717 | 0 | 1.8717 | 0 | 2.0492 | 0 | 2.0492 | -1.5179 | -1.2253 | -1.5179 | -1.2253
234330-Premium T8 with T12 40 Watt Baseline - Tr1 | 0.093896 | 0.060547 | 0.098505 | 474.1579 | 7112.3685 | 0 | 0 | 0.093473 | 0 | 0.093473 | 0 | 0.1126 | 0 | 0.1126 | 0 | 3.2535 | 6.0363 | 3.2535 | 6.0363
234303-Lighting-Remove 4 Ft Lamp (De-Lamp) - Tr1 | 0 | 0 | 0.14787 | 769.2341 | 11538.5118 | -14.3898 | -215.8468 | 0 | 1.8717 | 0 | 1.8717 | 0 | 2.0492 | 0 | 2.0492 | -1.5179 | -1.2253 | -1.5179 | -1.2253
234312-Lighting-Screw in 14-26 Watt Lamp - Tr1 | 0 | 0 | 0.021273 | 105.9322 | 261.6524 | -1.4307 | -3.5338 | 0 | 2.6409 | 0 | 2.6409 | 0 | 2.8165 | 0 | 2.8165 | -0.37305 | -0.34185 | -0.37305 | -0.34185
234330-Premium T8 with T12 40 Watt Baseline - Tr1 | 0.32864 | 0.21191 | 0.34477 | 1659.5526 | 24893.2896 | 0 | 0 | 0.090475 | 0 | 0.090475 | 0 | 0.1096 | 0 | 0.1096 | 0 | 3.1812 | 5.9022 | 3.1812 | 5.9022
234303-Lighting-Remove 4 Ft Lamp (De-Lamp) - Tr1 | 0 | 0 | 0.14787 | 769.2341 | 11538.5118 | -14.3898 | -215.8468 | 0 | 1.8238 | 0 | 1.8238 | 0 | 2.0013 | 0 | 2.0013 | -1.4536 | -1.1734 | -1.4536 | -1.1734
234360-Lighting-IntrHiByLnrFlscntFxtr244wrplc400w(TrI)Tr1 | 0 | 0 | 13.1176 | 0 | 0 | -416.5512 | -6248.2683 | 0 | 6.1863 | 0 | 6.1863 | 0 | 4.1901 | 0 | 4.1901 | -0.22308 | -0.36852 | -0.22308 | -0.36852
234285-Lighting-Occpncy Snsr-Hi-Bay integrated Snsr-Tr1 | 32.0676 | 20.678 | 31.4083 | 161934.8163 | 1295478.5305 | 0 | 0 | 0.1116 | 0 | 0.1116 | 0 | 0.11979 | 0 | 0.11979 | 0 | 8.1595 | 17.186 | 8.1595 | 17.186
234330-Premium T8 with T12 40 Watt Baseline - Tr1 | 0.28169 | 0.18164 | 0.29552 | 1422.4737 | 21337.1054 | 0 | 0 | 0.093473 | 0 | 0.093473 | 0 | 0.1126 | 0 | 0.1126 | 0 | 3.2535 | 6.0363 | 3.2535 | 6.0363
234330-Premium T8 with T12 40 Watt Baseline - Tr1 | 1.4319 | 0.92334 | 1.5022 | 7230.9079 | 108463.6192 | 0 | 0 | 0.090475 | 0 | 0.090475 | 0 | 0.1096 | 0 | 0.1096 | 0 | 3.1812 | 5.9022 | 3.1812 | 5.9022
234207-Lighting-8 Ft T-8 with Elec Ballast-Tr1 | 0.10306 | 0.066458 | 0.11229 | 520.4458 | 7806.6865 | 0 | 0 | 0.031038 | 0 | 0.031038 | 0 | 0.06406 | 0 | 0.06406 | 0 | 1.3076 | 1.9435 | 1.3076 | 1.9435
234330-Premium T8 with T12 40 Watt Baseline - Tr1 | 4.4836 | 2.8911 | 4.7036 | 22641.0396 | 339615.5945 | 0 | 0 | 0.090475 | 0 | 0.090475 | 0 | 0.1096 | 0 | 0.1096 | 0 | 3.1812 | 5.9022 | 3.1812 | 5.9022
234303-Lighting-Remove 4 Ft Lamp (De-Lamp) - Tr1 | 0 | 0 | 0.18483 | 961.5427 | 14423.1398 | -17.9872 | -269.8085 | 0 | 1.612 | 0 | 1.612 | 0 | 1.0805 | 0 | 1.0805 | -2.0328 | 0 | -2.0328 | 0
234049-Lighting-LED Exit Sign New Sign | 0.20452 | 0.20319 | 0 | 1791.6863 | 28666.9809 | 0 | 0 | 0.091877 | 0 | 0.091877 | 0 | 0.09793 | 0 | 0.09793 | 0 | 5.1455 | 7.0789 | 5.1455 | 7.0789
234084-Refrigeration -Cooler/Freezer Door Gaskets - Solid Doors: Cooler | 4.7955 | 4.0105 | 4.1369 | 36193.119 | 144772.476 | 0 | 0 | 0.093628 | 0 | 0.093628 | 0 | 0.088924 | 0 | 0.088924 | 0 | 10.916 | 7.286 | 10.916 | 7.286
234312-Lighting-Screw in 14-26 Watt Lamp - Tr1 | 0 | 0 | 1.1062 | 5508.4726 | 13605.9272 | -74.3952 | -183.7562 | 0 | 2.6409 | 0 | 2.6409 | 0 | 2.8165 | 0 | 2.8165 | -0.37305 | -0.34185 | -0.37305 | -0.34185
234330-Premium T8 with T12 40 Watt Baseline - Tr1 | 0.25822 | 0.1665 | 0.27089 | 1303.9342 | 19559.0133 | 0 | 0 | 0.090475 | 0 | 0.090475 | 0 | 0.1096 | 0 | 0.1096 | 0 | 3.1812 | 5.9022 | 3.1812 | 5.9022
234360-Lighting-IntrHiByLnrFlscntFxtr244wrplc400w(TrI)Tr1 | 0 | 0 | 1.0221 | 0 | 0 | -32.4585 | -486.878 | 0 | 6.1385 | 0 | 6.1385 | 0 | 4.1423 | 0 | 4.1423 | -0.21362 | -0.3529 | -0.21362 | -0.3529
234285-Lighting-Occpncy Snsr-Hi-Bay integrated Snsr-Tr1 | 2.4988 | 1.6113 | 2.4474 | 12618.2974 | 100946.379 | 0 | 0 | 0.1082 | 0 | 0.1082 | 0 | 0.11639 | 0 | 0.11639 | 0 | 7.9412 | 16.7262 | 7.9412 | 16.7262
234303-Lighting-Remove 4 Ft Lamp (De-Lamp) - Tr1 | 0 | 0 | 0.1109 | 576.9256 | 8653.8839 | -10.7923 | -161.8851 | 0 | 1.8238 | 0 | 1.8238 | 0 | 2.0013 | 0 | 2.0013 | -1.4536 | -1.1734 | -1.4536 | -1.1734
234330-Premium T8 with T12 40 Watt Baseline - Tr1 | 0.28169 | 0.18164 | 0.29552 | 1422.4737 | 21337.1054 | 0 | 0 | 0.090475 | 0 | 0.090475 | 0 | 0.1096 | 0 | 0.1096 | 0 | 3.1812 | 5.9022 | 3.1812 | 5.9022
234330-Premium T8 with T12 40 Watt Baseline - Tr1 | 0.96244 | 0.62061 | 1.0097 | 4860.1185 | 72901.7768 | 0 | 0 | 0.093473 | 0 | 0.093473 | 0 | 0.1126 | 0 | 0.1126 | 0 | 3.2535 | 6.0363 | 3.2535 | 6.0363
234207-Lighting-8 Ft T-8 with Elec Ballast-Tr1 | 0.064414 | 0.041536 | 0.070179 | 325.2786 | 4879.179 | 0 | 0 | 0.034036 | 0 | 0.034036 | 0 | 0.067057 | 0 | 0.067057 | 0 | 1.3373 | 1.9877 | 1.3373 | 1.9877
234306-Lighting-Remove 8 Ft Lamp (De-Lamp) - Tr1 | 1.9026 | 1.18 | 2.1795 | 10277.0917 | 154156.3761 | 0 | 0 | 0.121 | 0 | 0.121 | 0 | 0.12129 | 0 | 0.12129 | 0 | 11.9671 | 12.2885 | 11.9671 | 12.2885
234330-Premium T8 with T12 40 Watt Baseline - Tr1 | 0.16432 | 0.10596 | 0.17238 | 829.7763 | 12446.6448 | 0 | 0 | 0.093473 | 0 | 0.093473 | 0 | 0.1126 | 0 | 0.1126 | 0 | 3.2535 | 6.0363 | 3.2535 | 6.0363
234303-Lighting-Remove 4 Ft Lamp (De-Lamp) - Tr1 | 0 | 0 | 0.25876 | 1346.1597 | 20192.3957 | -25.1821 | -377.7319 | 0 | 1.8717 | 0 | 1.8717 | 0 | 2.0492 | 0 | 2.0492 | -1.5179 | -1.2253 | -1.5179 | -1.2253
234330-Premium T8 with T12 40 Watt Baseline - Tr1 | 0.18779 | 0.12109 | 0.19701 | 948.3158 | 14224.7369 | 0 | 0 | 0.093473 | 0 | 0.093473 | 0 | 0.1126 | 0 | 0.1126 | 0 | 3.2535 | 6.0363 | 3.2535 | 6.0363
234303-Lighting-Remove 4 Ft Lamp (De-Lamp) - Tr1 | 0 | 0 | 0.29573 | 1538.4682 | 23077.0237 | -28.7796 | -431.6935 | 0 | 1.8717 | 0 | 1.8717 | 0 | 2.0492 | 0 | 2.0492 | -1.5179 | -1.2253 | -1.5179 | -1.2253
234331-Premium T8 with T12 40 Watt Baseline - Tr2 | 0.31822 | 0.2052 | 0.47416 | 1606.9334 | 24104.0017 | 0 | 0 | 0.074057 | 0 | 0.074057 | 0 | 0.10783 | 0 | 0.10783 | 0 | 2.2791 | 5.4708 | 2.2791 | 5.4708
234331-Premium T8 with T12 40 Watt Baseline - Tr2 | 0.31006 | 0.19993 | 0.462 | 1565.73 | 23485.9503 | 0 | 0 | 0.074057 | 0 | 0.074057 | 0 | 0.10783 | 0 | 0.10783 | 0 | 2.2791 | 5.4708 | 2.2791 | 5.4708
234084-Refrigeration -Cooler/Freezer Door Gaskets - Solid Doors: Cooler | 0.16845 | 0.14087 | 0.14531 | 1271.328 | 5085.312 | 0 | 0 | 0.093628 | 0 | 0.093628 | 0 | 0.088924 | 0 | 0.088924 | 0 | 10.916 | 7.286 | 10.916 | 7.286
234083-Refrigeration -Cooler/Freezer Door Gaskets - Glass Doors | 3.1584 | 2.6414 | 2.7246 | 23837.4 | 95349.6 | 0 | 0 | 0.093627 | 0 | 0.093627 | 0 | 0.088924 | 0 | 0.088924 | 0 | 10.9154 | 7.286 | 10.9154 | 7.286
234330-Premium T8 with T12 40 Watt Baseline - Tr1 | 0.37559 | 0.24219 | 0.39402 | 1896.6316 | 28449.4739 | 0 | 0 | 0.090475 | 0 | 0.090475 | 0 | 0.1096 | 0 | 0.1096 | 0 | 3.1812 | 5.9022 | 3.1812 | 5.9022
234084-Refrigeration -Cooler/Freezer Door Gaskets - Solid Doors: Cooler | 0.55799 | 0.46664 | 0.48135 | 4211.274 | 16845.096 | 0 | 0 | 0.097023 | 0 | 0.097023 | 0 | 0.10307 | 0 | 0.10307 | 0 | 17.0449 | 0 | 17.0449 | 0
234116-Refrigeration -Cooler/Freezer Door Gaskets - Solid Doors: Freezer | 0.1895 | 0.15848 | 0.16348 | 1430.244 | 5720.976 | 0 | 0 | 0.08893 | 0 | 0.08893 | 0 | 0.088924 | 0 | 0.088924 | 0 | 7.2894 | 7.286 | 7.2894 | 7.286
234083-Refrigeration -Cooler/Freezer Door Gaskets - Glass Doors | 3.0952 | 2.5885 | 2.6701 | 23360.652 | 93442.608 | 0 | 0 | 0.093627 | 0 | 0.093627 | 0 | 0.088924 | 0 | 0.088924 | 0 | 10.9154 | 7.286 | 10.9154 | 7.286
234084-Refrigeration -Cooler/Freezer Door Gaskets - Solid Doors: Cooler | 0.16845 | 0.14087 | 0.14531 | 1271.328 | 5085.312 | 0 | 0 | 0.093628 | 0 | 0.093628 | 0 | 0.088924 | 0 | 0.088924 | 0 | 10.916 | 7.286 | 10.916 | 7.286
234116-Refrigeration -Cooler/Freezer Door Gaskets - Solid Doors: Freezer | 0.16845 | 0.14087 | 0.14531 | 1271.328 | 5085.312 | 0 | 0 | 0.092325 | 0 | 0.092325 | 0 | 0.10307 | 0 | 0.10307 | 0 | 9.5928 | 0 | 9.5928 | 0
234083-Refrigeration -Cooler/Freezer Door Gaskets - Glass Doors | 5.0745 | 4.2438 | 4.3775 | 38298.756 | 153195.024 | 0 | 0 | 0.093627 | 0 | 0.093627 | 0 | 0.088924 | 0 | 0.088924 | 0 | 10.9154 | 7.286 | 10.9154 | 7.286
234084-Refrigeration -Cooler/Freezer Door Gaskets - Solid Doors: Cooler | 0.1895 | 0.15848 | 0.16348 | 1430.244 | 5720.976 | 0 | 0 | 0.093628 | 0 | 0.093628 | 0 | 0.088924 | 0 | 0.088924 | 0 | 10.916 | 7.286 | 10.916 | 7.286
234083-Refrigeration -Cooler/Freezer Door Gaskets - Glass Doors | 2.2319 | 1.8666 | 1.9254 | 16845.096 | 67380.384 | 0 | 0 | 0.093627 | 0 | 0.093627 | 0 | 0.088924 | 0 | 0.088924 | 0 | 10.9154 | 7.286 | 10.9154 | 7.286
234083-Refrigeration -Cooler/Freezer Door Gaskets - Glass Doors | 4.2533 | 3.557 | 3.6691 | 32101.032 | 128404.128 | 0 | 0 | 0.093627 | 0 | 0.093627 | 0 | 0.088924 | 0 | 0.088924 | 0 | 10.9154 | 7.286 | 10.9154 | 7.286
234330-Premium T8 with T12 40 Watt Baseline - Tr1 | 0.42253 | 0.27246 | 0.44327 | 2133.7105 | 32005.6581 | 0 | 0 | 0.090475 | 0 | 0.090475 | 0 | 0.1096 | 0 | 0.1096 | 0 | 3.1812 | 5.9022 | 3.1812 | 5.9022
234331-Premium T8 with T12 40 Watt Baseline - Tr2 | 3.3454 | 2.1572 | 4.9848 | 16893.4029 | 253401.0432 | 0 | 0 | 0.074057 | 0 | 0.074057 | 0 | 0.10783 | 0 | 0.10783 | 0 | 2.2791 | 5.4708 | 2.2791 | 5.4708
234330-Premium T8 with T12 40 Watt Baseline - Tr1 | 0.18779 | 0.12109 | 0.19701 | 948.3158 | 14224.7369 | 0 | 0 | 0.090475 | 0 | 0.090475 | 0 | 0.1096 | 0 | 0.1096 | 0 | 3.1812 | 5.9022 | 3.1812 | 5.9022
234303-Lighting-Remove 4 Ft Lamp (De-Lamp) - Tr1 | 0 | 0 | 0.29573 | 1538.4682 | 23077.0237 | -28.7796 | -431.6935 | 0 | 1.8238 | 0 | 1.8238 | 0 | 2.0013 | 0 | 2.0013 | -1.4536 | -1.1734 | -1.4536 | -1.1734
234330-Premium T8 with T12 40 Watt Baseline - Tr1 | 0.30516 | 0.19678 | 0.32014 | 1541.0132 | 23115.1975 | 0 | 0 | 0.090475 | 0 | 0.090475 | 0 | 0.1096 | 0 | 0.1096 | 0 | 3.1812 | 5.9022 | 3.1812 | 5.9022
234303-Lighting-Remove 4 Ft Lamp (De-Lamp) - Tr1 | 0 | 0 | 0.48056 | 2500.0109 | 37500.1635 | -46.7668 | -701.502 | 0 | 1.8238 | 0 | 1.8238 | 0 | 2.0013 | 0 | 2.0013 | -1.4536 | -1.1734 | -1.4536 | -1.1734
234330-Premium T8 with T12 40 Watt Baseline - Tr1 | 0.093896 | 0.060547 | 0.098505 | 474.1579 | 7112.3685 | 0 | 0 | 0.090475 | 0 | 0.090475 | 0 | 0.1096 | 0 | 0.1096 | 0 | 3.1812 | 5.9022 | 3.1812 | 5.9022
234360-Lighting-IntrHiByLnrFlscntFxtr244wrplc400w(TrI)Tr1 | 0 | 0 | 2.5554 | 0 | 0 | -81.1463 | -1217.1951 | 0 | 6.1385 | 0 | 6.1385 | 0 | 4.1423 | 0 | 4.1423 | -0.21362 | -0.3529 | -0.21362 | -0.3529
234285-Lighting-Occpncy Snsr-Hi-Bay integrated Snsr-Tr1 | 6.2469 | 4.0282 | 6.1185 | 31545.7434 | 252365.9475 | 0 | 0 | 0.1082 | 0 | 0.1082 | 0 | 0.11639 | 0 | 0.11639 | 0 | 7.9412 | 16.7262 | 7.9412 | 16.7262
234084-Refrigeration -Cooler/Freezer Door Gaskets - Solid Doors: Cooler | 4.5902 | 3.8388 | 3.9598 | 34643.688 | 138574.752 | 0 | 0 | 0.093628 | 0 | 0.093628 | 0 | 0.088924 | 0 | 0.088924 | 0 | 10.916 | 7.286 | 10.916 | 7.286
234312-Lighting-Screw in 14-26 Watt Lamp - Tr1 | 0 | 0 | 5.3182 | 26483.0412 | 65413.1117 | -357.6693 | -883.4432 | 0 | 2.6409 | 0 | 2.6409 | 0 | 2.8165 | 0 | 2.8165 | -0.37305 | -0.34185 | -0.37305 | -0.34185
234330-Premium T8 with T12 40 Watt Baseline - Tr1 | 1.0094 | 0.65088 | 1.0589 | 5097.1974 | 76457.9611 | 0 | 0 | 0.090475 | 0 | 0.090475 | 0 | 0.1096 | 0 | 0.1096 | 0 | 3.1812 | 5.9022 | 3.1812 | 5.9022
234140-Low Flow Showerhead | 0.20144 | 0.18367 | 0.33869 | 1539.5073 | 15395.0735 | 177.2624 | 1772.624 | 0.053812 | 0.41823 | 0.053812 | 0.41823 | 0.076717 | 0.59625 | 0.076717 | 0.59625 | 1.9064 | 3.1038 | 1.9064 | 3.1038
234330-Premium T8 with T12 40 Watt Baseline - Tr1 | 5.0704 | 3.2695 | 5.3193 | 25604.5265 | 384067.8974 | 0 | 0 | 0.090475 | 0 | 0.090475 | 0 | 0.1096 | 0 | 0.1096 | 0 | 3.1812 | 5.9022 | 3.1812 | 5.9022
234207-Lighting-8 Ft T-8 with Elec Ballast-Tr1 | 0.70856 | 0.4569 | 0.77197 | 3578.0646 | 53670.9694 | 0 | 0 | 0.031038 | 0 | 0.031038 | 0 | 0.06406 | 0 | 0.06406 | 0 | 1.3076 | 1.9435 | 1.3076 | 1.9435
234306-Lighting-Remove 8 Ft Lamp (De-Lamp) - Tr1 | 1.6172 | 1.003 | 1.8525 | 8735.528 | 131032.9197 | 0 | 0 | 0.118 | 0 | 0.118 | 0 | 0.11829 | 0 | 0.11829 | 0 | 11.6949 | 12.0089 | 11.6949 | 12.0089
234313-Lighting-Screw in 14-26 Watt Lamp - Tr2 | 0.21869 | 0.13674 | 0.3346 | 1130.968 | 2963.1362 | 0 | 0 | 0.092535 | 0 | 0.092535 | 0 | 0.099161 | 0 | 0.099161 | 0 | 4.5038 | 6.0124 | 4.5038 | 6.0124
234316-Lighting-Screw in 14-26 Watt Reflector Lamp-Tr2 | 0.10101 | 0.06316 | 0.18853 | 522.3741 | 1290.264 | 0 | 0 | 0.086753 | 0 | 0.086753 | 0 | 0.094629 | 0 | 0.094629 | 0 | 3.8871 | 5.2677 | 3.8871 | 5.2677
234331-Premium T8 with T12 40 Watt Baseline - Tr2 | 0.21214 | 0.1368 | 0.31611 | 1071.289 | 16069.3344 | 0 | 0 | 0.077055 | 0 | 0.077055 | 0 | 0.11083 | 0 | 0.11083 | 0 | 2.3309 | 5.5951 | 2.3309 | 5.5951
234304-Lighting-Remove 4 Ft Lamp (De-Lamp) - Tr2 | 0 | 0 | 0.25876 | 1346.1597 | 20192.3957 | -25.1821 | -377.7319 | 0 | 0.69035 | 0 | 0.69035 | 0 | 0.69063 | 0 | 0.69063 | 0 | 0 | 0 | 0
234049-Lighting-LED Exit Sign New Sign | 0.13635 | 0.13546 | 0 | 1194.4575 | 19111.3206 | 0 | 0 | 0.097092 | 0 | 0.097092 | 0 | 0.11684 | 0 | 0.11684 | 0 | 5.9169 | 0 | 5.9169 | 0
234313-Lighting-Screw in 14-26 Watt Lamp - Tr2 | 0.33798 | 0.21133 | 0.51711 | 1747.8596 | 4579.3923 | 0 | 0 | 0.092535 | 0 | 0.092535 | 0 | 0.099161 | 0 | 0.099161 | 0 | 4.5038 | 6.0124 | 4.5038 | 6.0124
234331-Premium T8 with T12 40 Watt Baseline - Tr2 | 0.36717 | 0.23676 | 0.54711 | 1854.154 | 27812.3096 | 0 | 0 | 0.077055 | 0 | 0.077055 | 0 | 0.11083 | 0 | 0.11083 | 0 | 2.3309 | 5.5951 | 2.3309 | 5.5951
234304-Lighting-Remove 4 Ft Lamp (De-Lamp) - Tr2 | 0 | 0 | 0.2218 | 1153.8512 | 17307.7678 | -21.5847 | -323.7702 | 0 | 0.5315 | 0 | 0.5315 | 0 | 0 | 0 | 0 | 0 | 0 | 0 | 0
234049-Lighting-LED Exit Sign New Sign | 0.068174 | 0.067731 | 0 | 597.2288 | 9555.6603 | 0 | 0 | 0.097092 | 0 | 0.097092 | 0 | 0.11684 | 0 | 0.11684 | 0 | 5.9169 | 0 | 5.9169 | 0
234312-Lighting-Screw in 14-26 Watt Lamp - Tr1 | 0 | 0 | 0.17018 | 847.4573 | 2093.2196 | -11.4454 | -28.2702 | 0 | 2.6409 | 0 | 2.6409 | 0 | 2.8165 | 0 | 2.8165 | -0.37305 | -0.34185 | -0.37305 | -0.34185
234330-Premium T8 with T12 40 Watt Baseline - Tr1 | 1.0094 | 0.65088 | 1.0589 | 5097.1974 | 76457.9611 | 0 | 0 | 0.090475 | 0 | 0.090475 | 0 | 0.1096 | 0 | 0.1096 | 0 | 3.1812 | 5.9022 | 3.1812 | 5.9022
234303-Lighting-Remove 4 Ft Lamp (De-Lamp) - Tr1 | 0 | 0 | 1.5156 | 7884.6498 | 118269.7464 | -147.4953 | -2212.4294 | 0 | 1.8238 | 0 | 1.8238 | 0 | 2.0013 | 0 | 2.0013 | -1.4536 | -1.1734 | -1.4536 | -1.1734
234330-Premium T8 with T12 40 Watt Baseline - Tr1 | 0.18779 | 0.12109 | 0.19701 | 948.3158 | 14224.7369 | 0 | 0 | 0.090475 | 0 | 0.090475 | 0 | 0.1096 | 0 | 0.1096 | 0 | 3.1812 | 5.9022 | 3.1812 | 5.9022
234303-Lighting-Remove 4 Ft Lamp (De-Lamp) - Tr1 | 0 | 0 | 0.29573 | 1538.4682 | 23077.0237 | -28.7796 | -431.6935 | 0 | 1.8238 | 0 | 1.8238 | 0 | 2.0013 | 0 | 2.0013 | -1.4536 | -1.1734 | -1.4536 | -1.1734
234312-Lighting-Screw in 14-26 Watt Lamp - Tr1 | 0 | 0 | 0.19146 | 953.3895 | 2354.872 | -12.8761 | -31.804 | 0 | 2.6409 | 0 | 2.6409 | 0 | 2.8165 | 0 | 2.8165 | -0.37305 | -0.34185 | -0.37305 | -0.34185
234360-Lighting-IntrHiByLnrFlscntFxtr244wrplc400w(TrI)Tr1 | 0 | 0 | 1.5332 | 0 | 0 | -48.6878 | -730.3171 | 0 | 6.1385 | 0 | 6.1385 | 0 | 4.1423 | 0 | 4.1423 | -0.21362 | -0.3529 | -0.21362 | -0.3529
234285-Lighting-Occpncy Snsr-Hi-Bay integrated Snsr-Tr1 | 3.7482 | 2.4169 | 3.6711 | 18927.4461 | 151419.5685 | 0 | 0 | 0.1082 | 0 | 0.1082 | 0 | 0.11639 | 0 | 0.11639 | 0 | 7.9412 | 16.7262 | 7.9412 | 16.7262
234049-Lighting-LED Exit Sign New Sign | 0.068174 | 0.067731 | 0 | 597.2288 | 9555.6603 | 0 | 0 | 0.091877 | 0 | 0.091877 | 0 | 0.09793 | 0 | 0.09793 | 0 | 5.1455 | 7.0789 | 5.1455 | 7.0789
234330-Premium T8 with T12 40 Watt Baseline - Tr1 | 0.18779 | 0.12109 | 0.19701 | 948.3158 | 14224.7369 | 0 | 0 | 0.095393 | 0 | 0.095393 | 0 | 0.13195 | 0 | 0.13195 | 0 | 3.6092 | 0 | 3.6092 | 0
234303-Lighting-Remove 4 Ft Lamp (De-Lamp) - Tr1 | 0 | 0 | 0.29573 | 1538.4682 | 23077.0237 | -28.7796 | -431.6935 | 0 | 1.612 | 0 | 1.612 | 0 | 1.0805 | 0 | 1.0805 | -2.0328 | 0 | -2.0328 | 0
234360-Lighting-IntrHiByLnrFlscntFxtr244wrplc400w(TrI)Tr1 | 0 | 0 | 2.2147 | 0 | 0 | -70.3268 | -1054.9024 | 0 | 6.1385 | 0 | 6.1385 | 0 | 4.1423 | 0 | 4.1423 | -0.21362 | -0.3529 | -0.21362 | -0.3529
234285-Lighting-Occpncy Snsr-Hi-Bay integrated Snsr-Tr1 | 5.414 | 3.4911 | 5.3027 | 27339.6443 | 218717.1545 | 0 | 0 | 0.1082 | 0 | 0.1082 | 0 | 0.11639 | 0 | 0.11639 | 0 | 7.9412 | 16.7262 | 7.9412 | 16.7262
234049-Lighting-LED Exit Sign New Sign | 0.10226 | 0.1016 | 0 | 895.8432 | 14333.4904 | 0 | 0 | 0.091877 | 0 | 0.091877 | 0 | 0.09793 | 0 | 0.09793 | 0 | 5.1455 | 7.0789 | 5.1455 | 7.0789
234201-Lighting-2 Ft 2nd Gen T-8 with Elec Ballast-Tr1 | 0.11018 | 0.071047 | 0.10547 | 556.3891 | 8345.8362 | 0 | 0 | 0.08033 | 0 | 0.08033 | 0 | 0.10417 | 0 | 0.10417 | 0 | 2.556 | 4.7491 | 2.556 | 4.7491
234330-Premium T8 with T12 40 Watt Baseline - Tr1 | 0.93896 | 0.60547 | 0.98505 | 4741.579 | 71123.6847 | 0 | 0 | 0.090475 | 0 | 0.090475 | 0 | 0.1096 | 0 | 0.1096 | 0 | 3.1812 | 5.9022 | 3.1812 | 5.9022
234303-Lighting-Remove 4 Ft Lamp (De-Lamp) - Tr1 | 0 | 0 | 1.608 | 8365.4211 | 125481.3163 | -156.4889 | -2347.3337 | 0 | 1.8238 | 0 | 1.8238 | 0 | 2.0013 | 0 | 2.0013 | -1.4536 | -1.1734 | -1.4536 | -1.1734
234330-Premium T8 with T12 40 Watt Baseline - Tr1 | 0.32864 | 0.21191 | 0.34477 | 1659.5526 | 24893.2896 | 0 | 0 | 0.090475 | 0 | 0.090475 | 0 | 0.1096 | 0 | 0.1096 | 0 | 3.1812 | 5.9022 | 3.1812 | 5.9022
234360-Lighting-IntrHiByLnrFlscntFxtr244wrplc400w(TrI)Tr1 | 0 | 0 | 1.7036 | 0 | 0 | -54.0976 | -811.4634 | 0 | 6.1385 | 0 | 6.1385 | 0 | 4.1423 | 0 | 4.1423 | -0.21362 | -0.3529 | -0.21362 | -0.3529
234285-Lighting-Occpncy Snsr-Hi-Bay integrated Snsr-Tr1 | 4.1646 | 2.6855 | 4.079 | 21030.4956 | 168243.965 | 0 | 0 | 0.1082 | 0 | 0.1082 | 0 | 0.11639 | 0 | 0.11639 | 0 | 7.9412 | 16.7262 | 7.9412 | 16.7262
234330-Premium T8 with T12 40 Watt Baseline - Tr1 | 0.70422 | 0.4541 | 0.73879 | 3556.1842 | 53342.7635 | 0 | 0 | 0.090475 | 0 | 0.090475 | 0 | 0.1096 | 0 | 0.1096 | 0 | 3.1812 | 5.9022 | 3.1812 | 5.9022
234303-Lighting-Remove 4 Ft Lamp (De-Lamp) - Tr1 | 0 | 0 | 1.109 | 5769.2559 | 86538.8388 | -107.9234 | -1618.8508 | 0 | 1.8238 | 0 | 1.8238 | 0 | 2.0013 | 0 | 2.0013 | -1.4536 | -1.1734 | -1.4536 | -1.1734
234330-Premium T8 with T12 40 Watt Baseline - Tr1 | 0.23474 | 0.15137 | 0.24626 | 1185.3947 | 17780.9212 | 0 | 0 | 0.090475 | 0 | 0.090475 | 0 | 0.1096 | 0 | 0.1096 | 0 | 3.1812 | 5.9022 | 3.1812 | 5.9022
234303-Lighting-Remove 4 Ft Lamp (De-Lamp) - Tr1 | 0 | 0 | 0.29573 | 1538.4682 | 23077.0237 | -28.7796 | -431.6935 | 0 | 1.8238 | 0 | 1.8238 | 0 | 2.0013 | 0 | 2.0013 | -1.4536 | -1.1734 | -1.4536 | -1.1734
234157-Pipe Insulation - Low Pressure Steam Applic. (LF) 1 in | 0 | 0 | 0 | 0 | 0 | 2617.02 | 52340.4 | 0 | 0.94237 | 0 | 0.94237 | 0 | 0.9584 | 0 | 0.9584 | 21.0573 | 31.965 | 21.0573 | 31.965
234360-Lighting-IntrHiByLnrFlscntFxtr244wrplc400w(TrI)Tr1 | 0 | 0 | 21.9762 | 0 | 0 | -697.8585 | -10467.878 | 0 | 6.1385 | 0 | 6.1385 | 0 | 4.1423 | 0 | 4.1423 | -0.21362 | -0.3529 | -0.21362 | -0.3529
234285-Lighting-Occpncy Snsr-Hi-Bay integrated Snsr-Tr1 | 53.7236 | 34.6424 | 52.619 | 271293.3936 | 2170347.1485 | 0 | 0 | 0.1082 | 0 | 0.1082 | 0 | 0.11639 | 0 | 0.11639 | 0 | 7.9412 | 16.7262 | 7.9412 | 16.7262
234157-Pipe Insulation - Low Pressure Steam Applic. (LF) 1 in | 0 | 0 | 0 | 0 | 0 | 1772.82 | 35456.4 | 0 | 0.94237 | 0 | 0.94237 | 0 | 0.9584 | 0 | 0.9584 | 21.0573 | 31.965 | 21.0573 | 31.965
234157-Pipe Insulation - Low Pressure Steam Applic. (LF) 1 in | 0 | 0 | 0 | 0 | 0 | 2054.22 | 41084.4 | 0 | 0.94237 | 0 | 0.94237 | 0 | 0.9584 | 0 | 0.9584 | 21.0573 | 31.965 | 21.0573 | 31.965
234157-Pipe Insulation - Low Pressure Steam Applic. (LF) 1 in | 0 | 0 | 0 | 0 | 0 | 1407 | 28140 | 0 | 0.94237 | 0 | 0.94237 | 0 | 0.9584 | 0 | 0.9584 | 21.0573 | 31.965 | 21.0573 | 31.965
234330-Premium T8 with T12 40 Watt Baseline - Tr1 | 0.18779 | 0.12109 | 0.19701 | 948.3158 | 14224.7369 | 0 | 0 | 0.090475 | 0 | 0.090475 | 0 | 0.1096 | 0 | 0.1096 | 0 | 3.1812 | 5.9022 | 3.1812 | 5.9022
234330-Premium T8 with T12 40 Watt Baseline - Tr1 | 0.046948 | 0.030273 | 0.049253 | 237.0789 | 3556.1842 | 0 | 0 | 0.090475 | 0 | 0.090475 | 0 | 0.1096 | 0 | 0.1096 | 0 | 3.1812 | 5.9022 | 3.1812 | 5.9022
234049-Lighting-LED Exit Sign New Sign | 0.30678 | 0.30479 | 0 | 2687.5295 | 43000.4713 | 0 | 0 | 0.091877 | 0 | 0.091877 | 0 | 0.09793 | 0 | 0.09793 | 0 | 5.1455 | 7.0789 | 5.1455 | 7.0789
234049-Lighting-LED Exit Sign New Sign | 0.20452 | 0.20319 | 0 | 1791.6863 | 28666.9809 | 0 | 0 | 0.091877 | 0 | 0.091877 | 0 | 0.09793 | 0 | 0.09793 | 0 | 5.1455 | 7.0789 | 5.1455 | 7.0789
234330-Premium T8 with T12 40 Watt Baseline - Tr1 | 0.5399 | 0.34814 | 0.56641 | 2726.4079 | 40896.1187 | 0 | 0 | 0.090475 | 0 | 0.090475 | 0 | 0.1096 | 0 | 0.1096 | 0 | 3.1812 | 5.9022 | 3.1812 | 5.9022
234303-Lighting-Remove 4 Ft Lamp (De-Lamp) - Tr1 | 0 | 0 | 0.85023 | 4423.0962 | 66346.4431 | -82.7413 | -1241.1189 | 0 | 1.8238 | 0 | 1.8238 | 0 | 2.0013 | 0 | 2.0013 | -1.4536 | -1.1734 | -1.4536 | -1.1734
234330-Premium T8 with T12 40 Watt Baseline - Tr1 | 0.58685 | 0.37842 | 0.61566 | 2963.4869 | 44452.3029 | 0 | 0 | 0.090475 | 0 | 0.090475 | 0 | 0.1096 | 0 | 0.1096 | 0 | 3.1812 | 5.9022 | 3.1812 | 5.9022
234303-Lighting-Remove 4 Ft Lamp (De-Lamp) - Tr1 | 0 | 0 | 0.1109 | 576.9256 | 8653.8839 | -10.7923 | -161.8851 | 0 | 1.8238 | 0 | 1.8238 | 0 | 2.0013 | 0 | 2.0013 | -1.4536 | -1.1734 | -1.4536 | -1.1734
234049-Lighting-LED Exit Sign New Sign | 0.10226 | 0.1016 | 0 | 895.8432 | 14333.4904 | 0 | 0 | 0.091877 | 0 | 0.091877 | 0 | 0.09793 | 0 | 0.09793 | 0 | 5.1455 | 7.0789 | 5.1455 | 7.0789
234330-Premium T8 with T12 40 Watt Baseline - Tr1 | 0.98591 | 0.63574 | 1.0343 | 4978.6579 | 74679.8689 | 0 | 0 | 0.090475 | 0 | 0.090475 | 0 | 0.1096 | 0 | 0.1096 | 0 | 3.1812 | 5.9022 | 3.1812 | 5.9022
234303-Lighting-Remove 4 Ft Lamp (De-Lamp) - Tr1 | 0 | 0 | 0.036966 | 192.3085 | 2884.628 | -3.5974 | -53.9617 | 0 | 1.8238 | 0 | 1.8238 | 0 | 2.0013 | 0 | 2.0013 | -1.4536 | -1.1734 | -1.4536 | -1.1734
234306-Lighting-Remove 8 Ft Lamp (De-Lamp) - Tr1 | 0.76106 | 0.47202 | 0.87179 | 4110.8367 | 61662.5505 | 0 | 0 | 0.118 | 0 | 0.118 | 0 | 0.11829 | 0 | 0.11829 | 0 | 11.6949 | 12.0089 | 11.6949 | 12.0089
234207-Lighting-8 Ft T-8 with Elec Ballast-Tr1 | 0.10306 | 0.066458 | 0.11229 | 520.4458 | 7806.6865 | 0 | 0 | 0.031038 | 0 | 0.031038 | 0 | 0.06406 | 0 | 0.06406 | 0 | 1.3076 | 1.9435 | 1.3076 | 1.9435
234312-Lighting-Screw in 14-26 Watt Lamp - Tr1 | 0 | 0 | 0.14891 | 741.5252 | 1831.5671 | -10.0147 | -24.7364 | 0 | 2.6409 | 0 | 2.6409 | 0 | 2.8165 | 0 | 2.8165 | -0.37305 | -0.34185 | -0.37305 | -0.34185
234330-Premium T8 with T12 40 Watt Baseline - Tr1 | 0.77465 | 0.49951 | 0.81267 | 3911.8027 | 58677.0399 | 0 | 0 | 0.090475 | 0 | 0.090475 | 0 | 0.1096 | 0 | 0.1096 | 0 | 3.1812 | 5.9022 | 3.1812 | 5.9022
234303-Lighting-Remove 4 Ft Lamp (De-Lamp) - Tr1 | 0 | 0 | 0.59146 | 3076.9365 | 46154.0474 | -57.5591 | -863.3871 | 0 | 1.8238 | 0 | 1.8238 | 0 | 2.0013 | 0 | 2.0013 | -1.4536 | -1.1734 | -1.4536 | -1.1734
234331-Premium T8 with T12 40 Watt Baseline - Tr2 | 0.7833 | 0.5051 | 1.1672 | 3955.5285 | 59332.9272 | 0 | 0 | 0.074057 | 0 | 0.074057 | 0 | 0.10783 | 0 | 0.10783 | 0 | 2.2791 | 5.4708 | 2.2791 | 5.4708
234304-Lighting-Remove 4 Ft Lamp (De-Lamp) - Tr2 | 0 | 0 | 1.7744 | 9230.8095 | 138462.1421 | -172.6774 | -2590.1613 | 0 | 0.69035 | 0 | 0.69035 | 0 | 0.69063 | 0 | 0.69063 | 0 | 0 | 0 | 0
234331-Premium T8 with T12 40 Watt Baseline - Tr2 | 0.13055 | 0.084183 | 0.19453 | 659.2547 | 9888.8212 | 0 | 0 | 0.074057 | 0 | 0.074057 | 0 | 0.10783 | 0 | 0.10783 | 0 | 2.2791 | 5.4708 | 2.2791 | 5.4708
234208-Lighting-8 Ft T-8 with Elec Ballast-Tr2 | 0.090855 | 0.058585 | 0.13624 | 458.7968 | 6881.9513 | 0 | 0 | -0.0058472 | 0 | -0.0058472 | 0 | 0.05975 | 0 | 0.05975 | 0 | 0.95757 | 1.8275 | 0.95757 | 1.8275
234307-Lighting-Remove 8 Ft Lamp (De-Lamp) - Tr2 | 0.52691 | 0.3268 | 0.86634 | 2846.096 | 42691.4401 | 0 | 0 | 0.11454 | 0 | 0.11454 | 0 | 0.11972 | 0 | 0.11972 | 0 | 8.9029 | 13.8571 | 8.9029 | 13.8571
234084-Refrigeration -Cooler/Freezer Door Gaskets - Solid Doors: Cooler | 0.16845 | 0.14087 | 0.14531 | 1271.328 | 5085.312 | 0 | 0 | 0.10128 | 0 | 0.10128 | 0 | 0.10733 | 0 | 0.10733 | 0 | 17.7488 | 0 | 17.7488 | 0
234083-Refrigeration -Cooler/Freezer Door Gaskets - Glass Doors | 4.5271 | 3.7859 | 3.9053 | 34166.94 | 136667.76 | 0 | 0 | 0.097884 | 0 | 0.097884 | 0 | 0.09318 | 0 | 0.09318 | 0 | 11.3662 | 7.5869 | 11.3662 | 7.5869
234084-Refrigeration -Cooler/Freezer Door Gaskets - Solid Doors: Cooler | 0.16845 | 0.14087 | 0.14531 | 1271.328 | 5085.312 | 0 | 0 | 0.093628 | 0 | 0.093628 | 0 | 0.088924 | 0 | 0.088924 | 0 | 10.916 | 7.286 | 10.916 | 7.286
234083-Refrigeration -Cooler/Freezer Door Gaskets - Glass Doors | 2.6847 | 2.2452 | 2.3159 | 20261.79 | 81047.16 | 0 | 0 | 0.093627 | 0 | 0.093627 | 0 | 0.088924 | 0 | 0.088924 | 0 | 10.9154 | 7.286 | 10.9154 | 7.286
234083-Refrigeration -Cooler/Freezer Door Gaskets - Glass Doors | 3.8112 | 3.1872 | 3.2877 | 28763.796 | 115055.184 | 0 | 0 | 0.093627 | 0 | 0.093627 | 0 | 0.088924 | 0 | 0.088924 | 0 | 10.9154 | 7.286 | 10.9154 | 7.286
234085-Refrigeration -Strip Curtains for Walk-ins | 1.1925 | 0.85384 | 0.9045 | 7935.69 | 31742.76 | 0 | 0 | 0.10339 | 0 | 0.10339 | 0 | 0.10957 | 0 | 0.10957 | 0 | 17.7505 | 0 | 17.7505 | 0
234084-Refrigeration -Cooler/Freezer Door Gaskets - Solid Doors: Cooler | 0.90015 | 0.75279 | 0.77651 | 6793.659 | 27174.636 | 0 | 0 | 0.10128 | 0 | 0.10128 | 0 | 0.10733 | 0 | 0.10733 | 0 | 17.7488 | 0 | 17.7488 | 0
234291-Lighting-Ocpncy Snsr-Wll/Cl Mntd Lght Snsr>=500Tr1 | 1.8744 | 1.2086 | 2.1924 | 9465.12 | 75720.96 | 0 | 0 | 0.062435 | 0 | 0.062435 | 0 | 0.10054 | 0 | 0.10054 | 0 | 2.0177 | 5.3253 | 2.0177 | 5.3253
234085-Refrigeration -Strip Curtains for Walk-ins | 0.73283 | 0.52473 | 0.55586 | 4876.92 | 19507.68 | 0 | 0 | 0.096953 | 0 | 0.096953 | 0 | 0.10131 | 0 | 0.10131 | 0 | 12.68 | 26.7058 | 12.68 | 26.7058
234084-Refrigeration -Cooler/Freezer Door Gaskets - Solid Doors: Cooler | 0.63274 | 0.52915 | 0.54583 | 4775.4258 | 19101.7032 | 0 | 0 | 0.097023 | 0 | 0.097023 | 0 | 0.10307 | 0 | 0.10307 | 0 | 17.0449 | 0 | 17.0449 | 0
234291-Lighting-Ocpncy Snsr-Wll/Cl Mntd Lght Snsr>=500Tr1 | 4.1652 | 2.6859 | 4.872 | 21033.6 | 168268.8 | 0 | 0 | 0.062435 | 0 | 0.062435 | 0 | 0.10054 | 0 | 0.10054 | 0 | 2.0177 | 5.3253 | 2.0177 | 5.3253
234330-Premium T8 with T12 40 Watt Baseline - Tr1 | 3.6385 | 2.3462 | 3.8171 | 18373.6185 | 275604.2782 | 0 | 0 | 0.090475 | 0 | 0.090475 | 0 | 0.1096 | 0 | 0.1096 | 0 | 3.1812 | 5.9022 | 3.1812 | 5.9022
234303-Lighting-Remove 4 Ft Lamp (De-Lamp) - Tr1 | 0 | 0 | 2.5876 | 13461.5971 | 201923.9572 | -251.8212 | -3777.3185 | 0 | 1.8238 | 0 | 1.8238 | 0 | 2.0013 | 0 | 2.0013 | -1.4536 | -1.1734 | -1.4536 | -1.1734
234291-Lighting-Ocpncy Snsr-Wll/Cl Mntd Lght Snsr>=500Tr1 | 2.9157 | 1.8801 | 3.4104 | 14723.52 | 117788.16 | 0 | 0 | 0.062435 | 0 | 0.062435 | 0 | 0.10054 | 0 | 0.10054 | 0 | 2.0177 | 5.3253 | 2.0177 | 5.3253
234291-Lighting-Ocpncy Snsr-Wll/Cl Mntd Lght Snsr>=500Tr1 | 2.2909 | 1.4772 | 2.6796 | 11568.48 | 92547.84 | 0 | 0 | 0.062435 | 0 | 0.062435 | 0 | 0.10054 | 0 | 0.10054 | 0 | 2.0177 | 5.3253 | 2.0177 | 5.3253
234330-Premium T8 with T12 40 Watt Baseline - Tr1 | 1.1502 | 0.7417 | 1.2067 | 5808.4343 | 87126.5138 | 0 | 0 | 0.090475 | 0 | 0.090475 | 0 | 0.1096 | 0 | 0.1096 | 0 | 3.1812 | 5.9022 | 3.1812 | 5.9022
234303-Lighting-Remove 4 Ft Lamp (De-Lamp) - Tr1 | 0 | 0 | 1.2199 | 6346.1815 | 95192.7227 | -118.7157 | -1780.7359 | 0 | 1.8238 | 0 | 1.8238 | 0 | 2.0013 | 0 | 2.0013 | -1.4536 | -1.1734 | -1.4536 | -1.1734
234291-Lighting-Ocpncy Snsr-Wll/Cl Mntd Lght Snsr>=500Tr1 | 3.0198 | 1.9472 | 3.5322 | 15249.36 | 121994.88 | 0 | 0 | 0.065838 | 0 | 0.065838 | 0 | 0.10394 | 0 | 0.10394 | 0 | 2.0731 | 5.4717 | 2.0731 | 5.4717
234330-Premium T8 with T12 40 Watt Baseline - Tr1 | 1.3615 | 0.87793 | 1.4283 | 6875.2895 | 103129.3428 | 0 | 0 | 0.098391 | 0 | 0.098391 | 0 | 0.13495 | 0 | 0.13495 | 0 | 3.6912 | 0 | 3.6912 | 0
234049-Lighting-LED Exit Sign New Sign | 0.20452 | 0.20319 | 0 | 1791.6863 | 28666.9809 | 0 | 0 | 0.097092 | 0 | 0.097092 | 0 | 0.11684 | 0 | 0.11684 | 0 | 5.9169 | 0 | 5.9169 | 0
234291-Lighting-Ocpncy Snsr-Wll/Cl Mntd Lght Snsr>=500Tr1 | 17.2857 | 11.1463 | 20.2188 | 87289.44 | 698315.52 | 0 | 0 | 0.062435 | 0 | 0.062435 | 0 | 0.10054 | 0 | 0.10054 | 0 | 2.0177 | 5.3253 | 2.0177 | 5.3253
234330-Premium T8 with T12 40 Watt Baseline - Tr1 | 6.6197 | 4.2686 | 6.9446 | 33428.1318 | 501421.9772 | 0 | 0 | 0.090475 | 0 | 0.090475 | 0 | 0.1096 | 0 | 0.1096 | 0 | 3.1812 | 5.9022 | 3.1812 | 5.9022
234207-Lighting-8 Ft T-8 with Elec Ballast-Tr1 | 0.63126 | 0.40705 | 0.68776 | 3187.7303 | 47815.9546 | 0 | 0 | 0.045975 | 0 | 0.045975 | 0 | 0.13195 | 0 | 0.13195 | 0 | 1.5347 | 0 | 1.5347 | 0
234303-Lighting-Remove 4 Ft Lamp (De-Lamp) - Tr1 | 0 | 0 | 6.8573 | 35673.2324 | 535098.4866 | -667.3263 | -10009.8941 | 0 | 1.8238 | 0 | 1.8238 | 0 | 2.0013 | 0 | 2.0013 | -1.4536 | -1.1734 | -1.4536 | -1.1734
234315-Lighting-Screw in 14-26 Watt Reflector Lamp-Tr1 | 0 | 0 | 0.31909 | 1588.9825 | 3924.7867 | -21.4602 | -53.0066 | 0 | 4.0234 | 0 | 4.0234 | 0 | 2.5255 | 0 | 2.5255 | -0.22032 | -0.40375 | -0.22032 | -0.40375
234157-Pipe Insulation - Low Pressure Steam Applic. (LF) 1 in | 0 | 0 | 0 | 0 | 0 | 5449.78 | 108995.6 | 0 | 0.98238 | 0 | 0.98238 | 0 | 0.99842 | 0 | 0.99842 | 21.909 | 33.2579 | 21.909 | 33.2579
234157-Pipe Insulation - Low Pressure Steam Applic. (LF) 1 in | 0 | 0 | 0 | 0 | 0 | 3714.48 | 74289.6 | 0 | 0.98238 | 0 | 0.98238 | 0 | 0.99842 | 0 | 0.99842 | 21.909 | 33.2579 | 21.909 | 33.2579
234157-Pipe Insulation - Low Pressure Steam Applic. (LF) 1 in | 0 | 0 | 0 | 0 | 0 | 3911.46 | 78229.2 | 0 | 0.98238 | 0 | 0.98238 | 0 | 0.99842 | 0 | 0.99842 | 21.909 | 33.2579 | 21.909 | 33.2579
234330-Premium T8 with T12 40 Watt Baseline - Tr1 | 0.6338 | 0.40869 | 0.66491 | 3200.5658 | 48008.4872 | 0 | 0 | 0.093473 | 0 | 0.093473 | 0 | 0.1126 | 0 | 0.1126 | 0 | 3.2535 | 6.0363 | 3.2535 | 6.0363
234303-Lighting-Remove 4 Ft Lamp (De-Lamp) - Tr1 | 0 | 0 | 0.99809 | 5192.3303 | 77884.9549 | -97.131 | -1456.9657 | 0 | 1.8717 | 0 | 1.8717 | 0 | 2.0492 | 0 | 2.0492 | -1.5179 | -1.2253 | -1.5179 | -1.2253
234157-Pipe Insulation - Low Pressure Steam Applic. (LF) 1 in | 0 | 0 | 0 | 0 | 0 | 5693.66 | 113873.2 | 0 | 0.98238 | 0 | 0.98238 | 0 | 0.99842 | 0 | 0.99842 | 21.909 | 33.2579 | 21.909 | 33.2579
234330-Premium T8 with T12 40 Watt Baseline - Tr1 | 0.56338 | 0.36328 | 0.59103 | 2844.9474 | 42674.2108 | 0 | 0 | 0.093473 | 0 | 0.093473 | 0 | 0.1126 | 0 | 0.1126 | 0 | 3.2535 | 6.0363 | 3.2535 | 6.0363

## Output
Program Summary |  | Nominal | Present Value | [5 empty] | Avoided Cost Version
Proposer Name |  | 0 | [6 empty] | 2010-05-04
Program Name |  | 0 | [6 empty] | 2010-05-04
Total Program Budget ($) |  | 759644.94 | 734201.8796 | [5 empty] | Base Year
2009
Net Participant Cost ($) |  | 702233.8004 | 680251.9274 | [5 empty] | SDG&E 09-11 4g3.xls
Program Impacts | [9 empty] | Program Impacts (Gross)
| Annual Net kWh | Lifecycle Net kWh | Annual Net Therms | Lifecycle Net Therms | Net Jul-Sept Pk (kW) | Net Dec-Feb Pk (kW) | Net CEC (kW) | User Entered kW |  |  | Annual Gross kWh | Lifecycle Gross kWh | Annual Gross Therms | Lifecycle Gross Therms | User Entered kW
2009-2011 | 7859334.2099 | 73664274.3351 | 29388.5041 | 680806.4298 | 1272.9521 | 832.2969 | 0 | 1506.9672 |  | 2009-2011 | 10229948.8212 | 95604795.2117 | 44044.818 | 997938.2518 | 1918.1082
2012-2015 | 0 | 0 | 0 | 0 | 0 | 0 | 0 | 0 |  | 2012-2015 | 0 | 0 | 0 | 0 | 0
2016-2019 | 0 | 0 | 0 | 0 | 0 | 0 | 0 | 0 |  | 2016-2019 | 0 | 0 | 0 | 0 | 0
Cost Effectiveness (Lifecycle Present Value Dollars)
|  | Benefits |  |  | Benefit - Cost
| Cost | Electric | Gas | Incentives | NPV | B/C Ratio | Notes
Program TRC ($) | 1414453.807 | 5521461.3764 | 327469.1374 | NA | 4434476.7068 | 4.1351 | *1
Program PAC ($) | 734201.8796 | 5521461.3764 | 327469.1374 | NA | 5114728.6342 | 7.9664 | *1,2
Program RIM ($) | 734201.8796 | 5521461.3764 | 327469.1374 | NA | 5114728.6342 | 7.9664 | *1
*1 B/C Ratio is an approximation because any supply cost increases are treated as negative benefits rather than as a cost as in the Standard Practice Manual
*2 PAC benefits include environmental costs. This is to be consistent with the TRC benefits, but is not strictly consistent with the Standard Practice Manual.
Levelized Cost and Benefit (All Measures Installed through 2019)
| Discounted Savings |  |  |  | Benefit - Cost
| kWh | Therms | Cost | Benefits | NPV
TRC ($/kWh ) | 49486294.2221 |  | 0.02415 | 0.11158 | 0.087425
PAC ($/kWh) | 49486294.2221 |  | 0.011471 | 0.11158 | 0.1001
RIM ($/kWh) | 49486294.2221 |  | 0.014006 | 0.11158 | 0.09757
TRC ($/therm) |  | 318756.7655 | 0.68815 | 1.0273 | 0.33918
PAC ($/therm) |  | 318756.7655 | 0.52244 | 1.0273 | 0.50489
RIM ($/therm) |  | 318756.7655 | 0.12896 | 1.0273 | 0.89837
Emissions Reductions | [9 empty] | Emissions Reductions (Gross)
| Electric Reductions |  |  | Gas Reductions | [6 empty] | Electric Reductions |  |  | Gas Reductions
Annual Reductions | CO2 (tons) | NOX (lbs) | PM-10 (lbs) | CO2 (tons) | NOX (lbs) |  |  |  |  | Annual Reductions | CO2 (tons) | NOX (lbs) | PM-10 (lbs) | CO2 (tons) | NOX (lbs)
2009 | 4100.161 | 1105.9716 | 527.0028 | 171.9227 | 270.3742 | * annual reductions are the units |  |  |  | 2009 | 5339.7115 | 1439.3552 | 686.4473 | 257.6622 | 405.2123 | * annual reductions are the units
2010 | 0 | 0 | 0 | 0 | 0 | implemented in the year, times |  |  |  | 2010 | 0 | 0 | 0 | 0 | 0 | implemented in the year, times
2011 | 0 | 0 | 0 | 0 | 0 | the annual emission reduction |  |  |  | 2011 | 0 | 0 | 0 | 0 | 0 | the annual emission reduction
2012 | 0 | 0 | 0 | 0 | 0 | for the measure. |  |  |  | 2012 | 0 | 0 | 0 | 0 | 0 | for the measure.
2013 | 0 | 0 | 0 | 0 | 0 |  |  |  |  | 2013 | 0 | 0 | 0 | 0 | 0
2014 | 0 | 0 | 0 | 0 | 0 |  |  |  |  | 2014 | 0 | 0 | 0 | 0 | 0
2015 | 0 | 0 | 0 | 0 | 0 |  |  |  |  | 2015 | 0 | 0 | 0 | 0 | 0
2016 | 0 | 0 | 0 | 0 | 0 |  |  |  |  | 2016 | 0 | 0 | 0 | 0 | 0
2017 | 0 | 0 | 0 | 0 | 0 |  |  |  |  | 2017 | 0 | 0 | 0 | 0 | 0
2018 | 0 | 0 | 0 | 0 | 0 |  |  |  |  | 2018 | 0 | 0 | 0 | 0 | 0
2019 | 0 | 0 | 0 | 0 | 0 |  |  |  |  | 2019 | 0 | 0 | 0 | 0 | 0
Total Annual | 4100.161 | 1105.9716 | 527.0028 | 171.9227 | 270.3742 |  |  |  |  | Total Annual | 5339.7115 | 1439.3552 | 686.4473 | 257.6622 | 405.2123
Lifecycle Reductions | [9 empty] | Lifecycle Reductions
2009 | 37698.2609 | 10213.2696 | 4839.8228 | 3982.7176 | 6263.4192 |  |  |  |  | 2009 | 48915.2564 | 13247.3134 | 6280.5114 | 5837.9388 | 9181.0319
2010 | 0 | 0 | 0 | 0 | 0 |  |  |  |  | 2010 | 0 | 0 | 0 | 0 | 0
2011 | 0 | 0 | 0 | 0 | 0 |  |  |  |  | 2011 | 0 | 0 | 0 | 0 | 0
2012 | 0 | 0 | 0 | 0 | 0 |  |  |  |  | 2012 | 0 | 0 | 0 | 0 | 0
2013 | 0 | 0 | 0 | 0 | 0 |  |  |  |  | 2013 | 0 | 0 | 0 | 0 | 0
2014 | 0 | 0 | 0 | 0 | 0 |  |  |  |  | 2014 | 0 | 0 | 0 | 0 | 0
2015 | 0 | 0 | 0 | 0 | 0 |  |  |  |  | 2015 | 0 | 0 | 0 | 0 | 0
2016 | 0 | 0 | 0 | 0 | 0 |  |  |  |  | 2016 | 0 | 0 | 0 | 0 | 0
2017 | 0 | 0 | 0 | 0 | 0 |  |  |  |  | 2017 | 0 | 0 | 0 | 0 | 0
2018 | 0 | 0 | 0 | 0 | 0 |  |  |  |  | 2018 | 0 | 0 | 0 | 0 | 0
2019 | 0 | 0 | 0 | 0 | 0 |  |  |  |  | 2019 | 0 | 0 | 0 | 0 | 0
Total Lifecycle | 37698.2609 | 10213.2696 | 4839.8228 | 3982.7176 | 6263.4192 |  |  |  |  | Total Lifecycle | 48915.2564 | 13247.3134 | 6280.5114 | 5837.9388 | 9181.0319
Reductions based on total annual installations | [9 empty] | Reductions based on total annual installations (Gross)
| Annual Net kWh | Lifecycle Net kWh | Annual Net Therms | Lifecycle Net Therms | Net July-Sept Peak (kW) | Net Dec-Feb (kW) |  | User Entered kW | Net Annual NCP (kW) |  | Annual Gross kWh | Lifecycle Gross kWh | Annual Gross Therms | Lifecycle Gross Therms | User Entered kW
2009 | 7859334.2099 | 73664274.3351 | 29388.5041 | 680806.4298 | 1272.9521 | 832.2969 |  | 1506.9672 | 1102.7472 | 2009 | 10229948.8212 | 95604795.2117 | 44044.818 | 997938.2518 | 1918.1082
2010 | 0 | 0 | 0 | 0 | 0 | 0 |  | 0 | 199.1856 | 2010 | 0 | 0 | 0 | 0 | 0
2011 | 0 | 0 | 0 | 0 | 0 | 0 |  | 0 | 0 | 2011 | 0 | 0 | 0 | 0 | 0
2012 | 0 | 0 | 0 | 0 | 0 | 0 |  | 0 | -1.2158 | 2012 | 0 | 0 | 0 | 0 | 0
2013 | 0 | 0 | 0 | 0 | 0 | 0 |  | 0 | -1.0608 | 2013 | 0 | 0 | 0 | 0 | 0
2014 | 0 | 0 | 0 | 0 | 0 | 0 |  | 0 | -221.977 | 2014 | 0 | 0 | 0 | 0 | 0
2015 | 0 | 0 | 0 | 0 | 0 | 0 |  | 0 | -0.6302 | 2015 | 0 | 0 | 0 | 0 | 0
2016 | 0 | 0 | 0 | 0 | 0 | 0 |  | 0 | 0 | 2016 | 0 | 0 | 0 | 0 | 0
2017 | 0 | 0 | 0 | 0 | 0 | 0 |  | 0 | 0 | 2017 | 0 | 0 | 0 | 0 | 0
2018 | 0 | 0 | 0 | 0 | 0 | 0 |  | 0 | -565.3904 | 2018 | 0 | 0 | 0 | 0 | 0
2019 | 0 | 0 | 0 | 0 | 0 | 0 |  | 0 | 0 | 2019 | 0 | 0 | 0 | 0 | 0
Total | 7859334.2099 | 73664274.3351 | 29388.5041 | 680806.4298 | 1272.9521 | 832.2969 |  | 1506.9672 | 511.6587 | Total | 10229948.8212 | 95604795.2117 | 44044.818 | 997938.2518 | 1918.1082
Net Impacts by Sector (All Measures Installed through 2019)
| Annual Net kWh | Lifecycle Net kWh | Annual Net Therms | Lifecycle Net Therms | Net July-Sept Peak (kW) | Net Dec-Feb (kW) |  | User Entered kW | TRC Lifecycle Net Benefits* ($)
Total | 7859334.2099 | 73664274.3351 | 29388.5041 | 680806.4298 | 1272.9521 | 832.2969 |  | 1506.9672 | 4434476.7068
RES | 0 | 0 | 0 | 0 | 0 | 0 |  | 0 | 0
NON_RES | 0 | 0 | 0 | 0 | 0 | 0 |  | 0 | 0
Residential | 0 | 0 | 0 | 0 | 0 | 0 |  | 0 | 0
Commercial | 7859334.2099 | 73664274.3351 | 29388.5041 | 680806.4298 | 1272.9521 | 832.2969 |  | 1506.9672 | 4434476.7068
Industrial | 0 | 0 | 0 | 0 | 0 | 0 |  | 0 | 0
Agricultural | 0 | 0 | 0 | 0 | 0 | 0 |  | 0 | 0
Not Used | 0 | 0 | 0 | 0 | 0 | 0 |  | 0 | 0
0 | 0 | 0 | 0 | 0 | 0 | 0 |  | 0 | 0
0 | 0 | 0 | 0 | 0 | 0 | 0 |  | 0 | 0
0 | 0 | 0 | 0 | 0 | 0 | 0 |  | 0 | 0
0 | 0 | 0 | 0 | 0 | 0 | 0 |  | 0 | 0
0 | 0 | 0 | 0 | 0 | 0 | 0 |  | 0 | 0
0 |  |  | 0 |  |  |  |  | 0 | 0
0 |  |  | 0 |  |  |  |  | 0 | 0
0 |  |  | 0 |  |  |  |  | 0 | 0
0 |  |  | 0 |  |  |  |  | 0 | 0
0 |  |  | 0 |  |  |  |  | 0 | 0
0 |  |  | 0 |  |  |  |  | 0 | 0
0 |  |  | 0 |  |  |  |  | 0 | 0
0 |  |  | 0 |  |  |  |  | 0 | 0
0 |  |  | 0 |  |  |  |  | 0 | 0
0 |  |  | 0 |  |  |  |  | 0 | 0
0 |  |  | 0 |  |  |  |  | 0 | 0
Other and unspecified | 0 | 0 | 0 | 0 | 0 | 0 | 0 | 0 | 0
* Include program-level and admin costs allocated based to total gas and electric programs at the measure level.
Net Impacts by CPUC End Use Categories (All Measures Installed through 2019)
| Annual Net kWh | Lifecycle Net kWh | Annual Net Therms | Lifecycle Net Therms | Net July-Sept Peak (kW) | Net Dec-Feb Pk (kW) |  | User Entered kW | TRC Lifecycle Net Benefits* ($)
Total | 7859334.2099 | 73664274.3351 | 29388.5041 | 680806.4298 | 1272.9521 | 832.2969 |  | 1506.9672 | 4434476.7068
Clothes Dryer | 0 | 0 | 0 | 0 | 0 | 0 |  | 0 | 0
Clothes Washer | 0 | 0 | 0 | 0 | 0 | 0 |  | 0 | 0
Consumer Electronics | 0 | 0 | 0 | 0 | 0 | 0 |  | 0 | 0
Cooking | 0 | 0 | 0 | 0 | 0 | 0 |  | 0 | 0
Dishwasher | 0 | 0 | 0 | 0 | 0 | 0 |  | 0 | 0
Other Appliance | 0 | 0 | 0 | 0 | 0 | 0 |  | 0 | 0
Office Equipment | 29058.6186 | 307295.2133 | 0 | 0 | 5.619 | 3.5135 |  | 5.8278 | 17319.6561
Building shell | 0 | 0 | 0 | 0 | 0 | 0 |  | 0 | 0
Space Cooling | 0 | 0 | 0 | 0 | 0 | 0 |  | 0 | 0
Space Heating | 0 | 0 | 0 | 0 | 0 | 0 |  | 0 | 0
Ventilation | 5023.6555 | 50236.5555 | 43051.0752 | 855237.152 | 0.65735 | 0.59936 |  | 1.1052 | 404991.872
Interior Lighting | 4069228.0363 | 42736075.9367 | 0 | 0 | 801.0718 | 514.874 |  | 952.1622 | 2654578.2693
Exterior Lighting | 1204306.1586 | 14452214.253 | 0 | 0 | 213.9528 | 105.2066 |  | 121.8 | 1010347.5812
Daylighting | 0 | 0 | 0 | 0 | 0 | 0 |  | 0 | 0
Motors | 0 | 0 | 0 | 0 | 0 | 0 |  | 0 | 0
Process | 0 | 0 | 0 | 0 | 0 | 0 |  | 0 | 0
Compressed Air | 0 | 0 | 0 | 0 | 0 | 0 |  | 0 | 0
Food Processor | 0 | 0 | 0 | 0 | 0 | 0 |  | 0 | 0
Refrigeration | 1830747.7471 | 7374941.5038 | -4.1096 | -61.1213 | 245.7882 | 202.2786 |  | 209.2744 | 598811.7142
Freezers | 0 | 0 | 0 | 0 | 0 | 0 |  | 0 | 0
Pumps | 0 | 0 | 0 | 0 | 0 | 0 |  | 0 | 0
Pool Pump | 0 | 0 | 0 | 0 | 0 | 0 |  | 0 | 0
Domestic Hot Water | 0 | 0 | 0 | 0 | 0 | 0 |  | 0 | 0
Water Heating | 0 | 0 | 0 | 0 | 0 | 0 |  | 0 | 0
Other and unspecified | 720969.9938 | 8743510.8728 | -13658.4615 | -174369.6009 | 5.863 | 5.8249 | 0 | 216.7977 | -251572.3861
* Include program-level and admin costs allocated based to total gas and electric programs at the measure level.
Net Impacts by Climate Zone (All Measures Installed through 2016)
| Annual Net kWh | Lifecycle Net kWh | Annual Net Therms | Lifecycle Net Therms | Net July-Sept Peak (kW) | Net dec-Feb Pk (kW) |  | User Entered kW | TRC Lifecycle Net Benefits* ($)
Total | 7859334.2099 | 73664274.3351 | 29388.5041 | 680806.4298 | 1272.9521 | 832.2969 |  | 1506.9672 | 4434476.7068
7 | 0 | 0 | 0 | 0 | 0 | 0 |  | 0 | 0
10 | 0 | 0 | 0 | 0 | 0 | 0 |  | 0 | 0
14 | 0 | 0 | 0 | 0 | 0 | 0 |  | 0 | 0
15 | 0 | 0 | 0 | 0 | 0 | 0 |  | 0 | 0
System | 7859334.2099 | 73664274.3351 | 29388.5041 | 680806.4298 | 1272.9521 | 832.2969 |  | 1506.9672 | 4434476.7068
0 | 0 | 0 | 0 | 0 | 0 | 0 |  | 0
0 | 0 | 0 | 0 | 0 | 0 | 0 |  | 0
0 | 0 | 0 | 0 | 0 | 0 | 0 |  | 0
0 | 0 | 0 | 0 | 0 | 0 | 0 |  | 0
0 | 0 | 0 | 0 | 0 | 0 | 0 |  | 0
0 | 0 | 0 | 0 | 0 | 0 | 0 |  | 0
* Include program-level and admin costs allocated based to total gas and electric programs at the measure level.
Persistent reductions in the summer (3rd Qtr) or winter (4th Qtr) of each year
| Net Juy-Sept Peak (kW) | Net Annual Dec-Feb (kW)
2009 | 1086.6393 | 832.2969
2010 | 1272.9521 | 832.2969
2011 | 1271.9072 | 831.6435
2012 | 1271.6715 | 831.0735
2013 | 1052.4632 | 629.538
2014 | 1026.0959 | 629.1149
2015 | 1025.5815 | 629.1149
2016 | 1025.5815 | 629.1149
2017 | 591.9429 | 296.3167
2018 | 508.8554 | 296.3167
2019 | 508.1981 | 295.7174
2020 | 508.1981 | 295.7174
Monthly Impacts
First Year for Impact Table: | 2009
| Quarter | Monthly Five Hour Avg or TOU Peak | Net Monthly NCP (kW) |  | Monthly Net kWh | Monthly Net Therms
2009-01-01 | 1 | 0 | 0 |  | 0 | 0
2009-02-01 | 1 | 0 | 0 |  | 0 | 0
2009-03-01 | 1 | 0 | 0 |  | 0 | 0
2009-04-01 | 2 | 707.0434 | 1102.7472 |  | 510619.7545 | 1980.5238
2009-05-01 | 2 | 1086.6393 | 1088.1658 |  | 520347.894 | 1980.5238
2009-06-01 | 2 | 1086.6393 | 1088.1658 |  | 520347.894 | 1980.5238
2009-07-01 | 3 | 1086.6393 | 1088.1658 |  | 520347.894 | 1980.5238
2009-08-01 | 3 | 1086.6393 | 1088.1658 |  | 520347.894 | 1980.5238
2009-09-01 | 3 | 1086.6393 | 1088.1658 |  | 520347.894 | 1980.5238
2009-10-01 | 4 | 707.0434 | 1102.7472 |  | 510619.7545 | 541.8901
2009-11-01 | 4 | 707.0434 | 1102.7472 |  | 510619.7545 | 541.8901
2009-12-01 | 4 | 707.0434 | 1102.7472 |  | 510619.7545 | 541.8901
2010-01-01 | 5 | 832.2969 | 1301.9328 |  | 594430.6509 | 1408.4206
2010-02-01 | 5 | 832.2969 | 1301.9328 |  | 594430.6509 | 1408.4206
2010-03-01 | 5 | 832.2969 | 1301.9328 |  | 594430.6509 | 1408.4206
2010-04-01 | 6 | 832.2969 | 1301.9328 |  | 594430.6509 | 3489.6635
2010-05-01 | 6 | 1272.9521 | 1274.507 |  | 605749.2457 | 3489.6635
2010-06-01 | 6 | 1272.9521 | 1274.507 |  | 605749.2457 | 3489.6635
2010-07-01 | 7 | 1272.9521 | 1274.507 |  | 605749.2457 | 3489.6635
2010-08-01 | 7 | 1272.9521 | 1274.507 |  | 605749.2457 | 3489.6635
2010-09-01 | 7 | 1272.9521 | 1274.507 |  | 605749.2457 | 3489.6635
2010-10-01 | 8 | 832.2969 | 1301.9328 |  | 594430.6509 | 1408.4206
2010-11-01 | 8 | 832.2969 | 1301.9328 |  | 594430.6509 | 1408.4206
2010-12-01 | 8 | 832.2969 | 1301.9328 |  | 594430.6509 | 1408.4206
2011-01-01 | 9 | 832.2969 | 1301.9328 |  | 594430.6509 | 1408.4206
2011-02-01 | 9 | 832.2969 | 1301.9328 |  | 594430.6509 | 1408.4206
2011-03-01 | 9 | 832.2969 | 1301.9328 |  | 594430.6509 | 1408.4206
2011-04-01 | 10 | 832.2969 | 1301.9328 |  | 594430.6509 | 3489.6635
2011-05-01 | 10 | 1272.9521 | 1274.507 |  | 605749.2457 | 3489.6635
2011-06-01 | 10 | 1272.9521 | 1274.507 |  | 605749.2457 | 3489.6635
2011-07-01 | 11 | 1271.9072 | 1273.4621 |  | 605295.2097 | 3489.6635
2011-08-01 | 11 | 1271.9072 | 1273.4621 |  | 605295.2097 | 3489.6635
2011-09-01 | 11 | 1271.9072 | 1273.4621 |  | 605295.2097 | 3489.6635
2011-10-01 | 12 | 831.6435 | 1300.717 |  | 593983.0533 | 1531.2204
2011-11-01 | 12 | 831.6435 | 1300.717 |  | 593983.0533 | 1531.2204
2011-12-01 | 12 | 831.6435 | 1300.717 |  | 593983.0533 | 1531.2204
2012-01-01 | 13 | 831.6435 | 1300.717 |  | 593983.0533 | 1531.2204
2012-02-01 | 13 | 831.6435 | 1300.717 |  | 593983.0533 | 1531.2204
2012-03-01 | 13 | 831.6435 | 1300.717 |  | 593983.0533 | 1531.2204
2012-04-01 | 14 | 831.6435 | 1300.717 |  | 593983.0533 | 3593.1491
2012-05-01 | 14 | 1271.9072 | 1273.4621 |  | 605295.2097 | 3593.1491
2012-06-01 | 14 | 1271.9072 | 1273.4621 |  | 605295.2097 | 3593.1491
2012-07-01 | 15 | 1271.6715 | 1273.2264 |  | 605192.8 | 3648.111
2012-08-01 | 15 | 1271.6715 | 1273.2264 |  | 605192.8 | 3648.111
2012-09-01 | 15 | 1271.6715 | 1273.2264 |  | 605192.8 | 3648.111
2012-10-01 | 16 | 831.0735 | 1299.6562 |  | 593592.5504 | 1631.2485
2012-11-01 | 16 | 831.0735 | 1299.6562 |  | 593592.5504 | 1631.2485
2012-12-01 | 16 | 831.0735 | 1299.6562 |  | 593592.5504 | 1631.2485
2013-01-01 | 17 | 831.0735 | 1299.6562 |  | 593592.5504 | 1631.2485
2013-02-01 | 17 | 831.0735 | 1299.6562 |  | 593592.5504 | 1631.2485
2013-03-01 | 17 | 831.0735 | 1299.6562 |  | 593592.5504 | 1631.2485
2013-04-01 | 18 | 651.3495 | 1101.6874 |  | 460210.996 | 3648.111
2013-05-01 | 18 | 1052.4632 | 1054.0181 |  | 466270.0637 | 3648.111
2013-06-01 | 18 | 1052.4632 | 1054.0181 |  | 466270.0637 | 3648.111
2013-07-01 | 19 | 1052.4632 | 1054.0181 |  | 466270.0637 | 3648.111
2013-08-01 | 19 | 1052.4632 | 1054.0181 |  | 466270.0637 | 3648.111
2013-09-01 | 19 | 1052.4632 | 1054.0181 |  | 466270.0637 | 3648.111
2013-10-01 | 20 | 651.3495 | 1101.6874 |  | 460210.996 | 1631.2485
2013-11-01 | 20 | 651.3495 | 1101.6874 |  | 460210.996 | 1631.2485
2013-12-01 | 20 | 651.3495 | 1101.6874 |  | 460210.996 | 1631.2485
2014-01-01 | 21 | 629.538 | 1077.6792 |  | 444048.7381 | 1631.2485
2014-02-01 | 21 | 629.538 | 1077.6792 |  | 444048.7381 | 1631.2485
2014-03-01 | 21 | 629.538 | 1077.6792 |  | 444048.7381 | 1631.2485
2014-04-01 | 22 | 629.538 | 1077.6792 |  | 444048.7381 | 3648.111
2014-05-01 | 22 | 1026.0959 | 1027.6508 |  | 449452.1429 | 3648.111
2014-06-01 | 22 | 1026.0959 | 1027.6508 |  | 449452.1429 | 3648.111
2014-07-01 | 23 | 1026.0959 | 1027.6508 |  | 449452.1429 | 3648.111
2014-08-01 | 23 | 1026.0959 | 1027.6508 |  | 449452.1429 | 3648.111
2014-09-01 | 23 | 1026.0959 | 1027.6508 |  | 449452.1429 | 3648.111
2014-10-01 | 24 | 629.538 | 1077.6792 |  | 444048.7381 | 1631.2485
2014-11-01 | 24 | 629.538 | 1077.6792 |  | 444048.7381 | 1631.2485
2014-12-01 | 24 | 629.538 | 1077.6792 |  | 444048.7381 | 1631.2485
2015-01-01 | 25 | 629.1149 | 1077.049 |  | 443719.0794 | 1631.2485
2015-02-01 | 25 | 629.1149 | 1077.049 |  | 443719.0794 | 1631.2485
2015-03-01 | 25 | 629.1149 | 1077.049 |  | 443719.0794 | 1631.2485
2015-04-01 | 26 | 629.1149 | 1077.049 |  | 443719.0794 | 3648.111
2015-05-01 | 26 | 1025.5815 | 1027.1082 |  | 449115.8855 | 3648.111
2015-06-01 | 26 | 1025.5815 | 1027.1082 |  | 449115.8855 | 3648.111
2015-07-01 | 27 | 1025.5815 | 1027.1082 |  | 449115.8855 | 3648.111
2015-08-01 | 27 | 1025.5815 | 1027.1082 |  | 449115.8855 | 3648.111
2015-09-01 | 27 | 1025.5815 | 1027.1082 |  | 449115.8855 | 3648.111
2015-10-01 | 28 | 629.1149 | 1077.049 |  | 443719.0794 | 1631.2485
2015-11-01 | 28 | 629.1149 | 1077.049 |  | 443719.0794 | 1631.2485
2015-12-01 | 28 | 629.1149 | 1077.049 |  | 443719.0794 | 1631.2485
2016-01-01 | 29 | 629.1149 | 1077.049 |  | 443719.0794 | 1631.2485
2016-02-01 | 29 | 629.1149 | 1077.049 |  | 443719.0794 | 1631.2485
2016-03-01 | 29 | 629.1149 | 1077.049 |  | 443719.0794 | 1631.2485
2016-04-01 | 30 | 629.1149 | 1077.049 |  | 443719.0794 | 3648.111
2016-05-01 | 30 | 1025.5815 | 1027.1082 |  | 449115.8855 | 3648.111
2016-06-01 | 30 | 1025.5815 | 1027.1082 |  | 449115.8855 | 3648.111
2016-07-01 | 31 | 1025.5815 | 1027.1082 |  | 449115.8855 | 3648.111
2016-08-01 | 31 | 1025.5815 | 1027.1082 |  | 449115.8855 | 3648.111
2016-09-01 | 31 | 1025.5815 | 1027.1082 |  | 449115.8855 | 3648.111
2016-10-01 | 32 | 629.1149 | 1077.049 |  | 443719.0794 | 1631.2485
2016-11-01 | 32 | 629.1149 | 1077.049 |  | 443719.0794 | 1631.2485
2016-12-01 | 32 | 629.1149 | 1077.049 |  | 443719.0794 | 1631.2485
2017-01-01 | 33 | 629.1149 | 1077.049 |  | 443719.0794 | 1631.2485
2017-02-01 | 33 | 629.1149 | 1077.049 |  | 443719.0794 | 1631.2485
2017-03-01 | 33 | 629.1149 | 1077.049 |  | 443719.0794 | 1631.2485
2017-04-01 | 34 | 349.8937 | 602.8809 |  | 261718.7195 | 3648.1172
2017-05-01 | 34 | 591.9429 | 593.4696 |  | 264604.2674 | 3648.1172
2017-06-01 | 34 | 591.9429 | 593.4696 |  | 264604.2674 | 3648.1172
2017-07-01 | 35 | 591.9429 | 593.4696 |  | 264604.2674 | 3648.1172
2017-08-01 | 35 | 591.9429 | 593.4696 |  | 264604.2674 | 3648.1172
2017-09-01 | 35 | 591.9429 | 593.4696 |  | 264604.2674 | 3648.1172
2017-10-01 | 36 | 349.8937 | 602.8809 |  | 261718.7195 | 1631.2548
2017-11-01 | 36 | 349.8937 | 602.8809 |  | 261718.7195 | 1631.2548
2017-12-01 | 36 | 349.8937 | 602.8809 |  | 261718.7195 | 1631.2548
2018-01-01 | 37 | 296.3167 | 511.6587 |  | 226965.9477 | 1631.2548
2018-02-01 | 37 | 296.3167 | 511.6587 |  | 226965.9477 | 1631.2548
2018-03-01 | 37 | 296.3167 | 511.6587 |  | 226965.9477 | 1631.2548
2018-04-01 | 38 | 296.3167 | 511.6587 |  | 226965.9477 | 3648.1172
2018-05-01 | 38 | 508.8554 | 510.3822 |  | 229343.2108 | 3648.1172
2018-06-01 | 38 | 508.8554 | 510.3822 |  | 229343.2108 | 3648.1172
2018-07-01 | 39 | 508.8554 | 510.3822 |  | 229343.2108 | 3648.1172
2018-08-01 | 39 | 508.8554 | 510.3822 |  | 229343.2108 | 3648.1172
2018-09-01 | 39 | 508.8554 | 510.3822 |  | 229343.2108 | 3648.1172
2018-10-01 | 40 | 296.3167 | 511.6587 |  | 226965.9477 | 1631.2548
2018-11-01 | 40 | 296.3167 | 511.6587 |  | 226965.9477 | 1631.2548
2018-12-01 | 40 | 296.3167 | 511.6587 |  | 226965.9477 | 1631.2548
2019-01-01 | 41 | 296.3167 | 511.6587 |  | 226965.9477 | 1631.2548
2019-02-01 | 41 | 296.3167 | 511.6587 |  | 226965.9477 | 1631.2548
2019-03-01 | 41 | 296.3167 | 511.6587 |  | 226965.9477 | 1631.2548
2019-04-01 | 42 | 295.7174 | 510.6424 |  | 226549.4149 | 3599.9143
2019-05-01 | 42 | 508.1981 | 509.5952 |  | 228921.6256 | 3599.9143
2019-06-01 | 42 | 508.1981 | 509.5952 |  | 228921.6256 | 3599.9143
2019-07-01 | 43 | 508.1981 | 509.5952 |  | 228921.6256 | 3599.9143
2019-08-01 | 43 | 508.1981 | 509.5952 |  | 228921.6256 | 3599.9143
2019-09-01 | 43 | 508.1981 | 509.5952 |  | 228921.6256 | 3599.9143
2019-10-01 | 44 | 295.7174 | 510.6424 |  | 226549.4149 | 1583.0518
2019-11-01 | 44 | 295.7174 | 510.6424 |  | 226549.4149 | 1583.0518
2019-12-01 | 44 | 295.7174 | 510.6424 |  | 226549.4149 | 1583.0518

## Input
| SDG&E 09-11 4g3.xls |  |  |  | Program Budget ($) |  |  | NPV Factor for lump-sum admin costs: | 100%
a. Administrative Costs
| Proposer General Information |  |  |  | a.i. Overhead and G&A |  | d. Incentives and Rebates ($) | Nominal | NPV
| Proposer Name |  |  |  | a.ii. Other Admin costs |  | d.i. User Input Incentive |  | 0 | Note: User Input Incentives are treated like Admin costs and are NOT adjusted by the net to gross ratio in the TRC test.
| Program Name |  |  |  | b. Marketing/Outreach |  | d.ii. Rebate | 759644.94 | 734201.8796
| Service Territory |  | SDG&E |  | c. Direct Implementation (non incentive) |  | d.iii. Direct Install Labor | 0 | 0
| First Year of Program Implementation |  |  | 2009 | c.i. Activity |  | d.iv. Direct Install Materials | 0 | 0
| Contact Information |  |  |  | c.ii. Installation |  | d.v. Upstream payments | 0 | 0
| Name |  |  |  | c.iii. Hardware & Materials |  | Subtotal Direct Install | 759644.94 | 734201.8796
| Address |  |  |  | c.iv. Rebate Processing and Inspection | [41 empty] | Formulas for spreading annual installations to quarters
| ZIP code |  |  |  | d. Total Incentives and Rebates | 759644.94 | [40 empty] | 0 | 0 | 0 | 0 | 0 | 0 | 0 | 0 | 0 | 0 | 0 | 0 | 0 | 0 | 0 | 0 | 0 | 0 | 0 | 0 | 0 | 0 | 0 | 0 | 0 | 0 | 0 | 0 | 0 | 0 | 0 | 0 | 0 | 0 | 0 | 0 | 0 | 0 | 0 | 0 | 0 | 0 | 0 | 0
| Telephone |  |  |  | e. EM&V |  | f. Costs recovered from other sources |  | 0
| Email |  |  |  | Total | 759644.94 | Program Budget w/ Other Costs (a to f) | 759644.94 | 734201.8796
Quarterly Installation Schedule
| Program Inputs | [10 empty] | Transfer | Admin | Admin | Admin | Participant | [8 empty] | Placeholders, not currently used | [10 empty] | Annual Installation Schedule | [10 empty] | 2009 |  |  |  | 2010 |  |  |  | 2011 |  |  |  | 2012 |  |  |  | 2013 |  |  |  | 2014 |  |  |  | 2015 |  |  |  | 2016 |  |  |  | 2017 |  |  |  | 2018 |  |  |  | 2019
| Measure Name | DEER RunID | Climate Zone | Target sector | Measure Electric End Use Shape | CZ, Sector, Measure combination found? | Measure Type (To Look up Measure Life) | Program Type (To look up Net-to-gross Ratio) | Unit Definition (e.g. homes) | Program Type (NEW/ROB or Early Repl(RET)) | Gross Measure Cost ($/unit) | Rebate to end use customer or its assignee ($/unit) | Incentives to entities other than the end use customer or its assignee($/unit) | Direct Install Labor ($/unit) | Direct Install Material ($/unit) | Participant cost ($/unit) | Gross Unit Annual Electricity Savings (kwh/unit) | Electric Rate Schedule | Demand Scaler | User Entered kW Savings per unit (kW/unit) | Gross Unit Annual Gas Savings (therm/unit) | Gas Sector | Gas Rate Schedule | Gas Savings Profile | Avg remaining life on replaced units (yrs) | Early retrofit incremental kWh savings (kWh/unit) | Early retrofit incremental kW savings (kW/unit) | Early retrofit incremental Th savings (Th/unit) | Combustion Type | Effective Useful Life (years) | Net-to-Gross Ratio | Net-to-Gross Ratio - kW | Net-to-Gross Ratio - Therms | Net-to-Gross Ratio - Costs | % Eligible for TOU AC adjustment | 2009 | 2010 | 2011 | 2012 | 2013 | 2014 | 2015 | 2016 | 2017 | 2018 | 2019 | Qtr 1 | Qtr 2 | Qtr 3 | Qtr 4 | Qtr 1 | Qtr 2 | Qtr 3 | Qtr 4 | Qtr 1 | Qtr 2 | Qtr 3 | Qtr 4 | Qtr 1 | Qtr 2 | Qtr 3 | Qtr 4 | Qtr 1 | Qtr 2 | Qtr 3 | Qtr 4 | Qtr 1 | Qtr 2 | Qtr 3 | Qtr 4 | Qtr 1 | Qtr 2 | Qtr 3 | Qtr 4 | Qtr 1 | Qtr 2 | Qtr 3 | Qtr 4 | Qtr 1 | Qtr 2 | Qtr 3 | Qtr 4 | Qtr 1 | Qtr 2 | Qtr 3 | Qtr 4 | Qtr 1 | Qtr 2 | Qtr 3 | Qtr 4 | Total Number of Units | Comments
0 | 234330-Premium T8 with T12 40 Watt Baseline - Tr1 |  | System | Commercial | 01-ALC-AllCommercial-IntLight | 0 |  |  |  |  | 27.6532 | 13.1897 | 0 | 0 | 0 | 14.4636 | 83.5202 |  | kWh | 0.017351 | 0 | Commercial | [7 empty] | 15 | 0.78 |  |  |  | 0 | 81.8822 | 0 | 0 | 0 | 0 | 0 | 0 | 0 | 0 | 0 | 0 | 2009 Qtr 1: 81.8822; 2009 Qtr 2: 0; 2009 Qtr 3: 0; 2009 Qtr 4: 0; 2010 Qtr 1: 0; 2010 Qtr 2: 0; 2010 Qtr 3: 0; 2010 Qtr 4: 0; 2011 Qtr 1: 0; 2011 Qtr 2: 0; 2011 Qtr 3: 0; 2011 Qtr 4: 0 | 81.8822
0 | 234303-Lighting-Remove 4 Ft Lamp (De-Lamp) - Tr1 |  | System | Commercial | [6 empty] | 12.3596 | 16.4871 | 0 | 0 | 0 | -4.1275 | 137.2559 |  | 0 | 0.026384 | -2.5676 | Commercial |  | Winter Only | [5 empty] | 15 | 0.77 |  |  |  | 0 | 34.5725 | 0 | 0 | 0 | 0 | 0 | 0 | 0 | 0 | 0 | 0 | 2009 Qtr 1: 34.5725; 2009 Qtr 2: 0; 2009 Qtr 3: 0; 2009 Qtr 4: 0; 2010 Qtr 1: 0; 2010 Qtr 2: 0; 2010 Qtr 3: 0; 2010 Qtr 4: 0; 2011 Qtr 1: 0; 2011 Qtr 2: 0; 2011 Qtr 3: 0; 2011 Qtr 4: 0 | 34.5725
0 | 234331-Premium T8 with T12 40 Watt Baseline - Tr2 |  | System | Commercial | 01-ALC-AllCommercial-IntLight | 0 |  |  |  |  | 27.653 | 9.8923 | 0 | 0 | 0 | 17.7607 | 58.062 |  | kWh | 0.017133 | 0 | Commercial | [7 empty] | 15 | 0.78 |  |  |  | 0 | 0.9098 | 0 | 0 | 0 | 0 | 0 | 0 | 0 | 0 | 0 | 0 | 2009 Qtr 1: 0; 2009 Qtr 2: 0; 2009 Qtr 3: 0; 2009 Qtr 4: 0.9098; 2010 Qtr 1: 0; 2010 Qtr 2: 0; 2010 Qtr 3: 0; 2010 Qtr 4: 0; 2011 Qtr 1: 0; 2011 Qtr 2: 0; 2011 Qtr 3: 0; 2011 Qtr 4: 0 | 0.9098
0 | 234208-Lighting-8 Ft T-8 with Elec Ballast-Tr2 |  | System | Commercial | 01-ALC-AllCommercial-IntLight | 0 |  |  |  |  | 35.6904 | 16.4871 | 0 | 0 | 0 | 19.2033 | 32.3258 |  | kWh | 0.009599 | 0 | Commercial | [7 empty] | 15 | 0.78 |  |  |  | 0 | 14.5568 | 0 | 0 | 0 | 0 | 0 | 0 | 0 | 0 | 0 | 0 | 2009 Qtr 1: 0; 2009 Qtr 2: 0; 2009 Qtr 3: 0; 2009 Qtr 4: 14.5568; 2010 Qtr 1: 0; 2010 Qtr 2: 0; 2010 Qtr 3: 0; 2010 Qtr 4: 0; 2011 Qtr 1: 0; 2011 Qtr 2: 0; 2011 Qtr 3: 0; 2011 Qtr 4: 0 | 14.5568
0 | 234304-Lighting-Remove 4 Ft Lamp (De-Lamp) - Tr2 |  | System | Commercial | [6 empty] | 12.3587 | 12.3653 | 0 | 0 | 0 | -0.0066231 | 137.2559 |  | 0 | 0.026384 | -2.5676 | Commercial | [7 empty] | 15 | 0.77 |  |  |  | 0 | 0.9098 | 0 | 0 | 0 | 0 | 0 | 0 | 0 | 0 | 0 | 0 | 2009 Qtr 1: 0; 2009 Qtr 2: 0; 2009 Qtr 3: 0; 2009 Qtr 4: 0.9098; 2010 Qtr 1: 0; 2010 Qtr 2: 0; 2010 Qtr 3: 0; 2010 Qtr 4: 0; 2011 Qtr 1: 0; 2011 Qtr 2: 0; 2011 Qtr 3: 0; 2011 Qtr 4: 0 | 0.9098
0 | 234307-Lighting-Remove 8 Ft Lamp (De-Lamp) - Tr2 |  | System | Commercial | 23-RTL-Retail–SingleStorylarge-LIT_INT | 0 |  |  |  |  | 28.4021 | 16.4871 | 0 | 0 | 0 | 11.915 | 253.9171 |  | kWh | 0.077292 | 0 | Commercial | [7 empty] | 15 | 0.77 |  |  |  | 0 | 7.2784 | 0 | 0 | 0 | 0 | 0 | 0 | 0 | 0 | 0 | 0 | 2009 Qtr 1: 0; 2009 Qtr 2: 0; 2009 Qtr 3: 0; 2009 Qtr 4: 7.2784; 2010 Qtr 1: 0; 2010 Qtr 2: 0; 2010 Qtr 3: 0; 2010 Qtr 4: 0; 2011 Qtr 1: 0; 2011 Qtr 2: 0; 2011 Qtr 3: 0; 2011 Qtr 4: 0 | 7.2784
0 | 234085-Refrigeration -Strip Curtains for Walk-ins |  | System | Commercial | 20-RFF-Restaurant–FastFood-Refrig | 0 |  |  |  |  | 10.214 | 0 | 0 | 0 | 0 | 10.214 | 465 |  | kWh | 0.053 | 0 | Commercial | [7 empty] | 4 | 0.46 |  |  |  | 0 | 24.5 | 0 | 0 | 0 | 0 | 0 | 0 | 0 | 0 | 0 | 0 | 2009 Qtr 1: 24.5; 2009 Qtr 2: 0; 2009 Qtr 3: 0; 2009 Qtr 4: 0; 2010 Qtr 1: 0; 2010 Qtr 2: 0; 2010 Qtr 3: 0; 2010 Qtr 4: 0; 2011 Qtr 1: 0; 2011 Qtr 2: 0; 2011 Qtr 3: 0; 2011 Qtr 4: 0 | 24.5
0 | 234084-Refrigeration -Cooler/Freezer Door Gaskets - Solid Doors: Cooler |  | System | Commercial | 09-GRO-Grocery-REFG | 0 |  |  |  |  | 2.2498 | 3.9988 | 0 | 0 | 0 | -1.749 | 104.55 |  | kWh | 0.01195 | 0 | Commercial | [7 empty] | 4 | 0.76 |  |  |  | 0 | 25.04 | 0 | 0 | 0 | 0 | 0 | 0 | 0 | 0 | 0 | 0 | 2009 Qtr 1: 25.04; 2009 Qtr 2: 0; 2009 Qtr 3: 0; 2009 Qtr 4: 0; 2010 Qtr 1: 0; 2010 Qtr 2: 0; 2010 Qtr 3: 0; 2010 Qtr 4: 0; 2011 Qtr 1: 0; 2011 Qtr 2: 0; 2011 Qtr 3: 0; 2011 Qtr 4: 0 | 25.04
0 | 234330-Premium T8 with T12 40 Watt Baseline - Tr1 |  | System | Commercial | 01-ALC-AllCommercial-IntLight | 0 |  |  |  |  | 27.6532 | 13.1897 | 0 | 0 | 0 | 14.4636 | 83.5202 |  | kWh | 0.017351 | 0 | Commercial | [7 empty] | 15 | 0.78 |  |  |  | 0 | 61.8665 | 0 | 0 | 0 | 0 | 0 | 0 | 0 | 0 | 0 | 0 | 2009 Qtr 1: 61.8665; 2009 Qtr 2: 0; 2009 Qtr 3: 0; 2009 Qtr 4: 0; 2010 Qtr 1: 0; 2010 Qtr 2: 0; 2010 Qtr 3: 0; 2010 Qtr 4: 0; 2011 Qtr 1: 0; 2011 Qtr 2: 0; 2011 Qtr 3: 0; 2011 Qtr 4: 0 | 61.8665
0 | 234360-Lighting-IntrHiByLnrFlscntFxtr244wrplc400w(TrI)Tr1 |  | System | Commercial | [6 empty] | 282.4319 | 153.8404 | 0 | 0 | 0 | 128.5914 | 0 |  | 0 | 0.224 | -7.1132 | Commercial |  | Winter Only | [5 empty] | 15 | 0.78 |  |  |  | 0 | 9.7504 | 0 | 0 | 0 | 0 | 0 | 0 | 0 | 0 | 0 | 0 | 2009 Qtr 1: 9.7504; 2009 Qtr 2: 0; 2009 Qtr 3: 0; 2009 Qtr 4: 0; 2010 Qtr 1: 0; 2010 Qtr 2: 0; 2010 Qtr 3: 0; 2010 Qtr 4: 0; 2011 Qtr 1: 0; 2011 Qtr 2: 0; 2011 Qtr 3: 0; 2011 Qtr 4: 0 | 9.7504
0 | 234285-Lighting-Occpncy Snsr-Hi-Bay integrated Snsr-Tr1 |  | System | Commercial | 01-ALC-AllCommercial-IntLight | 0 |  |  |  |  | 221.2703 | 95.5 | 0 | 0 | 0 | 125.7703 | 2503.6304 |  | kWh | 0.48559 | 0 | Commercial | [7 empty] | 8 | 0.84 |  |  |  | 0 | 10 | 0 | 0 | 0 | 0 | 0 | 0 | 0 | 0 | 0 | 0 | 2009 Qtr 1: 10; 2009 Qtr 2: 0; 2009 Qtr 3: 0; 2009 Qtr 4: 0; 2010 Qtr 1: 0; 2010 Qtr 2: 0; 2010 Qtr 3: 0; 2010 Qtr 4: 0; 2011 Qtr 1: 0; 2011 Qtr 2: 0; 2011 Qtr 3: 0; 2011 Qtr 4: 0 | 10
0 | 234049-Lighting-LED Exit Sign New Sign |  | System | Commercial | 25-SCN-Storage–Conditioned-Exit | 0 |  |  |  |  | 64.8921 | 45 | 0 | 0 | 0 | 19.8921 | 351.311 |  | kWh | 0 | 0 | Commercial | [7 empty] | 16 | 0.85 |  |  |  | 0 | 2 | 0 | 0 | 0 | 0 | 0 | 0 | 0 | 0 | 0 | 0 | 2009 Qtr 1: 2; 2009 Qtr 2: 0; 2009 Qtr 3: 0; 2009 Qtr 4: 0; 2010 Qtr 1: 0; 2010 Qtr 2: 0; 2010 Qtr 3: 0; 2010 Qtr 4: 0; 2011 Qtr 1: 0; 2011 Qtr 2: 0; 2011 Qtr 3: 0; 2011 Qtr 4: 0 | 2
0 | 234303-Lighting-Remove 4 Ft Lamp (De-Lamp) - Tr1 |  | System | Commercial | [6 empty] | 12.3596 | 16.4871 | 0 | 0 | 0 | -4.1275 | 137.2559 |  | 0 | 0.026384 | -2.5676 | Commercial |  | Winter Only | [5 empty] | 15 | 0.77 |  |  |  | 0 | 10.9176 | 0 | 0 | 0 | 0 | 0 | 0 | 0 | 0 | 0 | 0 | 2009 Qtr 1: 10.9176; 2009 Qtr 2: 0; 2009 Qtr 3: 0; 2009 Qtr 4: 0; 2010 Qtr 1: 0; 2010 Qtr 2: 0; 2010 Qtr 3: 0; 2010 Qtr 4: 0; 2011 Qtr 1: 0; 2011 Qtr 2: 0; 2011 Qtr 3: 0; 2011 Qtr 4: 0 | 10.9176
0 | 234085-Refrigeration -Strip Curtains for Walk-ins |  | System | Commercial | 20-RFF-Restaurant–FastFood-Refrig | 0 |  |  |  |  | 10.214 | 3 | 0 | 0 | 0 | 7.214 | 465 |  | kWh | 0.053 | 0 | Commercial | [7 empty] | 4 | 0.46 |  |  |  | 0 | 26.19 | 0 | 0 | 0 | 0 | 0 | 0 | 0 | 0 | 0 | 0 | 2009 Qtr 1: 26.19; 2009 Qtr 2: 0; 2009 Qtr 3: 0; 2009 Qtr 4: 0; 2010 Qtr 1: 0; 2010 Qtr 2: 0; 2010 Qtr 3: 0; 2010 Qtr 4: 0; 2011 Qtr 1: 0; 2011 Qtr 2: 0; 2011 Qtr 3: 0; 2011 Qtr 4: 0 | 26.19
0 | 234084-Refrigeration -Cooler/Freezer Door Gaskets - Solid Doors: Cooler |  | System | Commercial | 09-GRO-Grocery-REFG | 0 |  |  |  |  | 2.2498 | 4 | 0 | 0 | 0 | -1.7502 | 104.55 |  | kWh | 0.01195 | 0 | Commercial | [7 empty] | 4 | 0.76 |  |  |  | 0 | 75.31 | 0 | 0 | 0 | 0 | 0 | 0 | 0 | 0 | 0 | 0 | 2009 Qtr 1: 75.31; 2009 Qtr 2: 0; 2009 Qtr 3: 0; 2009 Qtr 4: 0; 2010 Qtr 1: 0; 2010 Qtr 2: 0; 2010 Qtr 3: 0; 2010 Qtr 4: 0; 2011 Qtr 1: 0; 2011 Qtr 2: 0; 2011 Qtr 3: 0; 2011 Qtr 4: 0 | 75.31
0 | 234084-Refrigeration -Cooler/Freezer Door Gaskets - Solid Doors: Cooler |  | System | Commercial | 09-GRO-Grocery-REFG | 0 |  |  |  |  | 2.2498 | 4 | 0 | 0 | 0 | -1.7502 | 104.55 |  | kWh | 0.01195 | 0 | Commercial | [7 empty] | 4 | 0.76 |  |  |  | 0 | 71.92 | 0 | 0 | 0 | 0 | 0 | 0 | 0 | 0 | 0 | 0 | 2009 Qtr 1: 71.92; 2009 Qtr 2: 0; 2009 Qtr 3: 0; 2009 Qtr 4: 0; 2010 Qtr 1: 0; 2010 Qtr 2: 0; 2010 Qtr 3: 0; 2010 Qtr 4: 0; 2011 Qtr 1: 0; 2011 Qtr 2: 0; 2011 Qtr 3: 0; 2011 Qtr 4: 0 | 71.92
0 | 234084-Refrigeration -Cooler/Freezer Door Gaskets - Solid Doors: Cooler |  | System | Commercial | 09-GRO-Grocery-REFG | 0 |  |  |  |  | 2.2498 | 4 | 0 | 0 | 0 | -1.7502 | 104.55 |  | kWh | 0.01195 | 0 | Commercial | [7 empty] | 4 | 0.76 |  |  |  | 0 | 60.56 | 0 | 0 | 0 | 0 | 0 | 0 | 0 | 0 | 0 | 0 | 2009 Qtr 1: 60.56; 2009 Qtr 2: 0; 2009 Qtr 3: 0; 2009 Qtr 4: 0; 2010 Qtr 1: 0; 2010 Qtr 2: 0; 2010 Qtr 3: 0; 2010 Qtr 4: 0; 2011 Qtr 1: 0; 2011 Qtr 2: 0; 2011 Qtr 3: 0; 2011 Qtr 4: 0 | 60.56
0 | 234084-Refrigeration -Cooler/Freezer Door Gaskets - Solid Doors: Cooler |  | System | Commercial | 09-GRO-Grocery-REFG | 0 |  |  |  |  | 2.2498 | 4 | 0 | 0 | 0 | -1.7502 | 104.55 |  | kWh | 0.01195 | 0 | Commercial | [7 empty] | 4 | 0.76 |  |  |  | 0 | 53.17 | 0 | 0 | 0 | 0 | 0 | 0 | 0 | 0 | 0 | 0 | 2009 Qtr 1: 53.17; 2009 Qtr 2: 0; 2009 Qtr 3: 0; 2009 Qtr 4: 0; 2010 Qtr 1: 0; 2010 Qtr 2: 0; 2010 Qtr 3: 0; 2010 Qtr 4: 0; 2011 Qtr 1: 0; 2011 Qtr 2: 0; 2011 Qtr 3: 0; 2011 Qtr 4: 0 | 53.17
0 | 234330-Premium T8 with T12 40 Watt Baseline - Tr1 |  | System | Commercial | 01-ALC-AllCommercial-IntLight | 0 |  |  |  |  | 27.6532 | 13.1897 | 0 | 0 | 0 | 14.4636 | 83.5202 |  | kWh | 0.017351 | 0 | Commercial | [7 empty] | 15 | 0.78 |  |  |  | 0 | 43.6705 | 0 | 0 | 0 | 0 | 0 | 0 | 0 | 0 | 0 | 0 | 2009 Qtr 1: 0; 2009 Qtr 2: 0; 2009 Qtr 3: 0; 2009 Qtr 4: 43.6705; 2010 Qtr 1: 0; 2010 Qtr 2: 0; 2010 Qtr 3: 0; 2010 Qtr 4: 0; 2011 Qtr 1: 0; 2011 Qtr 2: 0; 2011 Qtr 3: 0; 2011 Qtr 4: 0 | 43.6705
0 | 234084-Refrigeration -Cooler/Freezer Door Gaskets - Solid Doors: Cooler |  | System | Commercial | 09-GRO-Grocery-REFG | 0 |  |  |  |  | 2.2498 | 4 | 0 | 0 | 0 | -1.7502 | 104.55 |  | kWh | 0.01195 | 0 | Commercial | [7 empty] | 4 | 0.76 |  |  |  | 0 | 121.54 | 0 | 0 | 0 | 0 | 0 | 0 | 0 | 0 | 0 | 0 | 2009 Qtr 1: 121.54; 2009 Qtr 2: 0; 2009 Qtr 3: 0; 2009 Qtr 4: 0; 2010 Qtr 1: 0; 2010 Qtr 2: 0; 2010 Qtr 3: 0; 2010 Qtr 4: 0; 2011 Qtr 1: 0; 2011 Qtr 2: 0; 2011 Qtr 3: 0; 2011 Qtr 4: 0 | 121.54
0 | 234084-Refrigeration -Cooler/Freezer Door Gaskets - Solid Doors: Cooler |  | System | Commercial | 09-GRO-Grocery-REFG | 0 |  |  |  |  | 2.2498 | 4 | 0 | 0 | 0 | -1.7502 | 104.55 |  | kWh | 0.01195 | 0 | Commercial | [7 empty] | 4 | 0.76 |  |  |  | 0 | 106.09 | 0 | 0 | 0 | 0 | 0 | 0 | 0 | 0 | 0 | 0 | 2009 Qtr 1: 106.09; 2009 Qtr 2: 0; 2009 Qtr 3: 0; 2009 Qtr 4: 0; 2010 Qtr 1: 0; 2010 Qtr 2: 0; 2010 Qtr 3: 0; 2010 Qtr 4: 0; 2011 Qtr 1: 0; 2011 Qtr 2: 0; 2011 Qtr 3: 0; 2011 Qtr 4: 0 | 106.09
0 | 234084-Refrigeration -Cooler/Freezer Door Gaskets - Solid Doors: Cooler |  | System | Commercial | 09-GRO-Grocery-REFG | 0 |  |  |  |  | 2.2498 | 4 | 0 | 0 | 0 | -1.7502 | 104.55 |  | kWh | 0.01195 | 0 | Commercial | [7 empty] | 4 | 0.76 |  |  |  | 0 | 16 | 0 | 0 | 0 | 0 | 0 | 0 | 0 | 0 | 0 | 0 | 2009 Qtr 1: 16; 2009 Qtr 2: 0; 2009 Qtr 3: 0; 2009 Qtr 4: 0; 2010 Qtr 1: 0; 2010 Qtr 2: 0; 2010 Qtr 3: 0; 2010 Qtr 4: 0; 2011 Qtr 1: 0; 2011 Qtr 2: 0; 2011 Qtr 3: 0; 2011 Qtr 4: 0 | 16
0 | 234083-Refrigeration -Cooler/Freezer Door Gaskets - Glass Doors |  | System | Commercial | 09-GRO-Grocery-REFG | 0 |  |  |  |  | 2.25 | 4 | 0 | 0 | 0 | -1.75 | 104.55 |  | kWh | 0.01195 | 0 | Commercial | [7 empty] | 4 | 0.76 |  |  |  | 0 | 312 | 0 | 0 | 0 | 0 | 0 | 0 | 0 | 0 | 0 | 0 | 2009 Qtr 1: 312; 2009 Qtr 2: 0; 2009 Qtr 3: 0; 2009 Qtr 4: 0; 2010 Qtr 1: 0; 2010 Qtr 2: 0; 2010 Qtr 3: 0; 2010 Qtr 4: 0; 2011 Qtr 1: 0; 2011 Qtr 2: 0; 2011 Qtr 3: 0; 2011 Qtr 4: 0 | 312
0 | 234085-Refrigeration -Strip Curtains for Walk-ins |  | System | Commercial | 20-RFF-Restaurant–FastFood-Refrig | 0 |  |  |  |  | 10.214 | 3 | 0 | 0 | 0 | 7.214 | 465 |  | kWh | 0.053 | 0 | Commercial | [7 empty] | 4 | 0.46 |  |  |  | 0 | 24.2 | 0 | 0 | 0 | 0 | 0 | 0 | 0 | 0 | 0 | 0 | 2009 Qtr 1: 24.2; 2009 Qtr 2: 0; 2009 Qtr 3: 0; 2009 Qtr 4: 0; 2010 Qtr 1: 0; 2010 Qtr 2: 0; 2010 Qtr 3: 0; 2010 Qtr 4: 0; 2011 Qtr 1: 0; 2011 Qtr 2: 0; 2011 Qtr 3: 0; 2011 Qtr 4: 0 | 24.2
0 | 234084-Refrigeration -Cooler/Freezer Door Gaskets - Solid Doors: Cooler |  | System | Commercial | 09-GRO-Grocery-REFG | 0 |  |  |  |  | 2.2498 | 4 | 0 | 0 | 0 | -1.7502 | 104.55 |  | kWh | 0.01195 | 0 | Commercial | [7 empty] | 4 | 0.76 |  |  |  | 0 | 118.11 | 0 | 0 | 0 | 0 | 0 | 0 | 0 | 0 | 0 | 0 | 2009 Qtr 1: 118.11; 2009 Qtr 2: 0; 2009 Qtr 3: 0; 2009 Qtr 4: 0; 2010 Qtr 1: 0; 2010 Qtr 2: 0; 2010 Qtr 3: 0; 2010 Qtr 4: 0; 2011 Qtr 1: 0; 2011 Qtr 2: 0; 2011 Qtr 3: 0; 2011 Qtr 4: 0 | 118.11
0 | 234084-Refrigeration -Cooler/Freezer Door Gaskets - Solid Doors: Cooler |  | System | Commercial | 09-GRO-Grocery-REFG | 0 |  |  |  |  | 2.2498 | 4 | 0 | 0 | 0 | -1.7502 | 104.55 |  | kWh | 0.01195 | 0 | Commercial | [7 empty] | 4 | 0.76 |  |  |  | 0 | 94.58 | 0 | 0 | 0 | 0 | 0 | 0 | 0 | 0 | 0 | 0 | 2009 Qtr 1: 94.58; 2009 Qtr 2: 0; 2009 Qtr 3: 0; 2009 Qtr 4: 0; 2010 Qtr 1: 0; 2010 Qtr 2: 0; 2010 Qtr 3: 0; 2010 Qtr 4: 0; 2011 Qtr 1: 0; 2011 Qtr 2: 0; 2011 Qtr 3: 0; 2011 Qtr 4: 0 | 94.58
0 | 234084-Refrigeration -Cooler/Freezer Door Gaskets - Solid Doors: Cooler |  | System | Commercial | 09-GRO-Grocery-REFG | 0 |  |  |  |  | 2.2498 | 4 | 0 | 0 | 0 | -1.7502 | 104.55 |  | kWh | 0.01195 | 0 | Commercial | [7 empty] | 4 | 0.76 |  |  |  | 0 | 235 | 0 | 0 | 0 | 0 | 0 | 0 | 0 | 0 | 0 | 0 | 2009 Qtr 1: 0; 2009 Qtr 2: 0; 2009 Qtr 3: 0; 2009 Qtr 4: 235; 2010 Qtr 1: 0; 2010 Qtr 2: 0; 2010 Qtr 3: 0; 2010 Qtr 4: 0; 2011 Qtr 1: 0; 2011 Qtr 2: 0; 2011 Qtr 3: 0; 2011 Qtr 4: 0 | 235
0 | 234085-Refrigeration -Strip Curtains for Walk-ins |  | System | Commercial | 20-RFF-Restaurant–FastFood-Refrig | 0 |  |  |  |  | 10.214 | 3 | 0 | 0 | 0 | 7.214 | 465 |  | kWh | 0.053 | 0 | Commercial | [7 empty] | 4 | 0.46 |  |  |  | 0 | 24.8 | 0 | 0 | 0 | 0 | 0 | 0 | 0 | 0 | 0 | 0 | 2009 Qtr 1: 0; 2009 Qtr 2: 0; 2009 Qtr 3: 0; 2009 Qtr 4: 24.8; 2010 Qtr 1: 0; 2010 Qtr 2: 0; 2010 Qtr 3: 0; 2010 Qtr 4: 0; 2011 Qtr 1: 0; 2011 Qtr 2: 0; 2011 Qtr 3: 0; 2011 Qtr 4: 0 | 24.8
0 | 234129-Software Plug Load Sensors |  | System | Commercial | 18-OFS-Office–Small-OffEquip | 0 |  |  |  |  | 5 | 15 | 0 | 0 | 0 | -10 | 227.001 |  | kWh | 0 | 0 | Commercial | [7 empty] | 5 | 0.7 |  |  |  | 0 | 18 | 0 | 0 | 0 | 0 | 0 | 0 | 0 | 0 | 0 | 0 | 2009 Qtr 1: 0; 2009 Qtr 2: 0; 2009 Qtr 3: 0; 2009 Qtr 4: 18; 2010 Qtr 1: 0; 2010 Qtr 2: 0; 2010 Qtr 3: 0; 2010 Qtr 4: 0; 2011 Qtr 1: 0; 2011 Qtr 2: 0; 2011 Qtr 3: 0; 2011 Qtr 4: 0 | 18
0 | 234084-Refrigeration -Cooler/Freezer Door Gaskets - Solid Doors: Cooler |  | System | Commercial | 09-GRO-Grocery-REFG | 0 |  |  |  |  | 2.2498 | 4 | 0 | 0 | 0 | -1.7502 | 104.55 |  | kWh | 0.01195 | 0 | Commercial | [7 empty] | 4 | 0.76 |  |  |  | 0 | 135.9 | 0 | 0 | 0 | 0 | 0 | 0 | 0 | 0 | 0 | 0 | 2009 Qtr 1: 135.9; 2009 Qtr 2: 0; 2009 Qtr 3: 0; 2009 Qtr 4: 0; 2010 Qtr 1: 0; 2010 Qtr 2: 0; 2010 Qtr 3: 0; 2010 Qtr 4: 0; 2011 Qtr 1: 0; 2011 Qtr 2: 0; 2011 Qtr 3: 0; 2011 Qtr 4: 0 | 135.9
0 | 234085-Refrigeration -Strip Curtains for Walk-ins |  | System | Commercial | 20-RFF-Restaurant–FastFood-Refrig | 0 |  |  |  |  | 10.214 | 3 | 0 | 0 | 0 | 7.214 | 465 |  | kWh | 0.053 | 0 | Commercial | [7 empty] | 4 | 0.46 |  |  |  | 0 | 44.3 | 0 | 0 | 0 | 0 | 0 | 0 | 0 | 0 | 0 | 0 | 2009 Qtr 1: 44.3; 2009 Qtr 2: 0; 2009 Qtr 3: 0; 2009 Qtr 4: 0; 2010 Qtr 1: 0; 2010 Qtr 2: 0; 2010 Qtr 3: 0; 2010 Qtr 4: 0; 2011 Qtr 1: 0; 2011 Qtr 2: 0; 2011 Qtr 3: 0; 2011 Qtr 4: 0 | 44.3
0 | 234084-Refrigeration -Cooler/Freezer Door Gaskets - Solid Doors: Cooler |  | System | Commercial | 09-GRO-Grocery-REFG | 0 |  |  |  |  | 2.2498 | 4 | 0 | 0 | 0 | -1.7502 | 104.55 |  | kWh | 0.01195 | 0 | Commercial | [7 empty] | 4 | 0.76 |  |  |  | 0 | 118.4 | 0 | 0 | 0 | 0 | 0 | 0 | 0 | 0 | 0 | 0 | 2009 Qtr 1: 118.4; 2009 Qtr 2: 0; 2009 Qtr 3: 0; 2009 Qtr 4: 0; 2010 Qtr 1: 0; 2010 Qtr 2: 0; 2010 Qtr 3: 0; 2010 Qtr 4: 0; 2011 Qtr 1: 0; 2011 Qtr 2: 0; 2011 Qtr 3: 0; 2011 Qtr 4: 0 | 118.4
0 | 234330-Premium T8 with T12 40 Watt Baseline - Tr1 |  | System | Commercial | 01-ALC-AllCommercial-IntLight | 0 |  |  |  |  | 27.6532 | 13.1897 | 0 | 0 | 0 | 14.4636 | 83.5202 |  | kWh | 0.017351 | 0 | Commercial | [7 empty] | 15 | 0.78 |  |  |  | 0 | 25.4745 | 0 | 0 | 0 | 0 | 0 | 0 | 0 | 0 | 0 | 0 | 2009 Qtr 1: 25.4745; 2009 Qtr 2: 0; 2009 Qtr 3: 0; 2009 Qtr 4: 0; 2010 Qtr 1: 0; 2010 Qtr 2: 0; 2010 Qtr 3: 0; 2010 Qtr 4: 0; 2011 Qtr 1: 0; 2011 Qtr 2: 0; 2011 Qtr 3: 0; 2011 Qtr 4: 0 | 25.4745
0 | 234084-Refrigeration -Cooler/Freezer Door Gaskets - Solid Doors: Cooler |  | System | Commercial | 09-GRO-Grocery-REFG | 0 |  |  |  |  | 2.2498 | 4 | 0 | 0 | 0 | -1.7502 | 104.55 |  | kWh | 0.01195 | 0 | Commercial | [7 empty] | 4 | 0.76 |  |  |  | 0 | 50 | 0 | 0 | 0 | 0 | 0 | 0 | 0 | 0 | 0 | 0 | 2009 Qtr 1: 50; 2009 Qtr 2: 0; 2009 Qtr 3: 0; 2009 Qtr 4: 0; 2010 Qtr 1: 0; 2010 Qtr 2: 0; 2010 Qtr 3: 0; 2010 Qtr 4: 0; 2011 Qtr 1: 0; 2011 Qtr 2: 0; 2011 Qtr 3: 0; 2011 Qtr 4: 0 | 50
0 | 234361-Lighting-IntrHiByLnrFlscntFxtr244wrplc400w(TrI)Tr2 |  | System | Commercial | 01-ALC-AllCommercial-IntLight | 0 |  |  |  |  | 327.8836 | 115.3803 | 0 | 0 | 0 | 212.5033 | 698.8643 |  | kWh | 0.2203 | 0 | Commercial | [7 empty] | 15 | 0.78 |  |  |  | 0 | 45.8267 | 0 | 0 | 0 | 0 | 0 | 0 | 0 | 0 | 0 | 0 | 2009 Qtr 1: 45.8267; 2009 Qtr 2: 0; 2009 Qtr 3: 0; 2009 Qtr 4: 0; 2010 Qtr 1: 0; 2010 Qtr 2: 0; 2010 Qtr 3: 0; 2010 Qtr 4: 0; 2011 Qtr 1: 0; 2011 Qtr 2: 0; 2011 Qtr 3: 0; 2011 Qtr 4: 0 | 45.8267
0 | 234286-Lighting-Occpncy Snsr-Hi-Bay integrated Snsr-Tr2 |  | System | Commercial | 01-ALC-AllCommercial-IntLight | 0 |  |  |  |  | 221.37 | 95.5 | 0 | 0 | 0 | 125.87 | 1499.5759 |  | kWh | 0.47213 | 0 | Commercial | [7 empty] | 8 | 0.84 |  |  |  | 0 | 47 | 0 | 0 | 0 | 0 | 0 | 0 | 0 | 0 | 0 | 0 | 2009 Qtr 1: 47; 2009 Qtr 2: 0; 2009 Qtr 3: 0; 2009 Qtr 4: 0; 2010 Qtr 1: 0; 2010 Qtr 2: 0; 2010 Qtr 3: 0; 2010 Qtr 4: 0; 2011 Qtr 1: 0; 2011 Qtr 2: 0; 2011 Qtr 3: 0; 2011 Qtr 4: 0 | 47
0 | 234330-Premium T8 with T12 40 Watt Baseline - Tr1 |  | System | Commercial | 01-ALC-AllCommercial-IntLight | 0 |  |  |  |  | 27.6532 | 13.1897 | 0 | 0 | 0 | 14.4636 | 83.5202 |  | kWh | 0.017351 | 0 | Commercial | [7 empty] | 15 | 0.78 |  |  |  | 0 | 20.0156 | 0 | 0 | 0 | 0 | 0 | 0 | 0 | 0 | 0 | 0 | 2009 Qtr 1: 20.0156; 2009 Qtr 2: 0; 2009 Qtr 3: 0; 2009 Qtr 4: 0; 2010 Qtr 1: 0; 2010 Qtr 2: 0; 2010 Qtr 3: 0; 2010 Qtr 4: 0; 2011 Qtr 1: 0; 2011 Qtr 2: 0; 2011 Qtr 3: 0; 2011 Qtr 4: 0 | 20.0156
0 | 234303-Lighting-Remove 4 Ft Lamp (De-Lamp) - Tr1 |  | System | Commercial | [6 empty] | 12.3596 | 16.4871 | 0 | 0 | 0 | -4.1275 | 137.2559 |  | 0 | 0.026384 | -2.5676 | Commercial |  | Winter Only | [5 empty] | 15 | 0.77 |  |  |  | 0 | 16.3764 | 0 | 0 | 0 | 0 | 0 | 0 | 0 | 0 | 0 | 0 | 2009 Qtr 1: 16.3764; 2009 Qtr 2: 0; 2009 Qtr 3: 0; 2009 Qtr 4: 0; 2010 Qtr 1: 0; 2010 Qtr 2: 0; 2010 Qtr 3: 0; 2010 Qtr 4: 0; 2011 Qtr 1: 0; 2011 Qtr 2: 0; 2011 Qtr 3: 0; 2011 Qtr 4: 0 | 16.3764
0 | 234083-Refrigeration -Cooler/Freezer Door Gaskets - Glass Doors |  | System | Commercial | 09-GRO-Grocery-REFG | 0 |  |  |  |  | 2.25 | 4 | 0 | 0 | 0 | -1.75 | 104.55 |  | kWh | 0.01195 | 0 | Commercial | [7 empty] | 4 | 0.76 |  |  |  | 0 | 278 | 0 | 0 | 0 | 0 | 0 | 0 | 0 | 0 | 0 | 0 | 2009 Qtr 1: 278; 2009 Qtr 2: 0; 2009 Qtr 3: 0; 2009 Qtr 4: 0; 2010 Qtr 1: 0; 2010 Qtr 2: 0; 2010 Qtr 3: 0; 2010 Qtr 4: 0; 2011 Qtr 1: 0; 2011 Qtr 2: 0; 2011 Qtr 3: 0; 2011 Qtr 4: 0 | 278
0 | 234084-Refrigeration -Cooler/Freezer Door Gaskets - Solid Doors: Cooler |  | System | Commercial | 09-GRO-Grocery-REFG | 0 |  |  |  |  | 2.2498 | 4 | 0 | 0 | 0 | -1.7502 | 104.55 |  | kWh | 0.01195 | 0 | Commercial | [7 empty] | 4 | 0.76 |  |  |  | 0 | 16 | 0 | 0 | 0 | 0 | 0 | 0 | 0 | 0 | 0 | 0 | 2009 Qtr 1: 16; 2009 Qtr 2: 0; 2009 Qtr 3: 0; 2009 Qtr 4: 0; 2010 Qtr 1: 0; 2010 Qtr 2: 0; 2010 Qtr 3: 0; 2010 Qtr 4: 0; 2011 Qtr 1: 0; 2011 Qtr 2: 0; 2011 Qtr 3: 0; 2011 Qtr 4: 0 | 16
0 | 234085-Refrigeration -Strip Curtains for Walk-ins |  | System | Commercial | 20-RFF-Restaurant–FastFood-Refrig | 0 |  |  |  |  | 10.214 | 3 | 0 | 0 | 0 | 7.214 | 465 |  | kWh | 0.053 | 0 | Commercial | [7 empty] | 4 | 0.46 |  |  |  | 0 | 19.36 | 0 | 0 | 0 | 0 | 0 | 0 | 0 | 0 | 0 | 0 | 2009 Qtr 1: 19.36; 2009 Qtr 2: 0; 2009 Qtr 3: 0; 2009 Qtr 4: 0; 2010 Qtr 1: 0; 2010 Qtr 2: 0; 2010 Qtr 3: 0; 2010 Qtr 4: 0; 2011 Qtr 1: 0; 2011 Qtr 2: 0; 2011 Qtr 3: 0; 2011 Qtr 4: 0 | 19.36
0 | 234084-Refrigeration -Cooler/Freezer Door Gaskets - Solid Doors: Cooler |  | System | Commercial | 09-GRO-Grocery-REFG | 0 |  |  |  |  | 2.2498 | 3.9999 | 0 | 0 | 0 | -1.7501 | 104.55 |  | kWh | 0.01195 | 0 | Commercial | [7 empty] | 4 | 0.76 |  |  |  | 0 | 81.94 | 0 | 0 | 0 | 0 | 0 | 0 | 0 | 0 | 0 | 0 | 2009 Qtr 1: 81.94; 2009 Qtr 2: 0; 2009 Qtr 3: 0; 2009 Qtr 4: 0; 2010 Qtr 1: 0; 2010 Qtr 2: 0; 2010 Qtr 3: 0; 2010 Qtr 4: 0; 2011 Qtr 1: 0; 2011 Qtr 2: 0; 2011 Qtr 3: 0; 2011 Qtr 4: 0 | 81.94
0 | 234085-Refrigeration -Strip Curtains for Walk-ins |  | System | Commercial | 20-RFF-Restaurant–FastFood-Refrig | 0 |  |  |  |  | 10.214 | 3 | 0 | 0 | 0 | 7.214 | 465 |  | kWh | 0.053 | 0 | Commercial | [7 empty] | 4 | 0.46 |  |  |  | 0 | 19.36 | 0 | 0 | 0 | 0 | 0 | 0 | 0 | 0 | 0 | 0 | 2009 Qtr 1: 19.36; 2009 Qtr 2: 0; 2009 Qtr 3: 0; 2009 Qtr 4: 0; 2010 Qtr 1: 0; 2010 Qtr 2: 0; 2010 Qtr 3: 0; 2010 Qtr 4: 0; 2011 Qtr 1: 0; 2011 Qtr 2: 0; 2011 Qtr 3: 0; 2011 Qtr 4: 0 | 19.36
0 | 234084-Refrigeration -Cooler/Freezer Door Gaskets - Solid Doors: Cooler |  | System | Commercial | 09-GRO-Grocery-REFG | 0 |  |  |  |  | 2.2498 | 4 | 0 | 0 | 0 | -1.7502 | 104.55 |  | kWh | 0.01195 | 0 | Commercial | [7 empty] | 4 | 0.76 |  |  |  | 0 | 118.88 | 0 | 0 | 0 | 0 | 0 | 0 | 0 | 0 | 0 | 0 | 2009 Qtr 1: 118.88; 2009 Qtr 2: 0; 2009 Qtr 3: 0; 2009 Qtr 4: 0; 2010 Qtr 1: 0; 2010 Qtr 2: 0; 2010 Qtr 3: 0; 2010 Qtr 4: 0; 2011 Qtr 1: 0; 2011 Qtr 2: 0; 2011 Qtr 3: 0; 2011 Qtr 4: 0 | 118.88
0 | 234085-Refrigeration -Strip Curtains for Walk-ins |  | System | Commercial | 20-RFF-Restaurant–FastFood-Refrig | 0 |  |  |  |  | 10.214 | 2.9995 | 0 | 0 | 0 | 7.2145 | 465 |  | kWh | 0.053 | 0 | Commercial | [7 empty] | 4 | 0.46 |  |  |  | 0 | 19.13 | 0 | 0 | 0 | 0 | 0 | 0 | 0 | 0 | 0 | 0 | 2009 Qtr 1: 19.13; 2009 Qtr 2: 0; 2009 Qtr 3: 0; 2009 Qtr 4: 0; 2010 Qtr 1: 0; 2010 Qtr 2: 0; 2010 Qtr 3: 0; 2010 Qtr 4: 0; 2011 Qtr 1: 0; 2011 Qtr 2: 0; 2011 Qtr 3: 0; 2011 Qtr 4: 0 | 19.13
0 | 234084-Refrigeration -Cooler/Freezer Door Gaskets - Solid Doors: Cooler |  | System | Commercial | 09-GRO-Grocery-REFG | 0 |  |  |  |  | 2.2498 | 3.9998 | 0 | 0 | 0 | -1.75 | 104.55 |  | kWh | 0.01195 | 0 | Commercial | [7 empty] | 4 | 0.76 |  |  |  | 0 | 96.14 | 0 | 0 | 0 | 0 | 0 | 0 | 0 | 0 | 0 | 0 | 2009 Qtr 1: 96.14; 2009 Qtr 2: 0; 2009 Qtr 3: 0; 2009 Qtr 4: 0; 2010 Qtr 1: 0; 2010 Qtr 2: 0; 2010 Qtr 3: 0; 2010 Qtr 4: 0; 2011 Qtr 1: 0; 2011 Qtr 2: 0; 2011 Qtr 3: 0; 2011 Qtr 4: 0 | 96.14
0 | 234085-Refrigeration -Strip Curtains for Walk-ins |  | System | Commercial | 20-RFF-Restaurant–FastFood-Refrig | 0 |  |  |  |  | 10.214 | 3 | 0 | 0 | 0 | 7.214 | 465 |  | kWh | 0.053 | 0 | Commercial | [7 empty] | 4 | 0.46 |  |  |  | 0 | 37 | 0 | 0 | 0 | 0 | 0 | 0 | 0 | 0 | 0 | 0 | 2009 Qtr 1: 37; 2009 Qtr 2: 0; 2009 Qtr 3: 0; 2009 Qtr 4: 0; 2010 Qtr 1: 0; 2010 Qtr 2: 0; 2010 Qtr 3: 0; 2010 Qtr 4: 0; 2011 Qtr 1: 0; 2011 Qtr 2: 0; 2011 Qtr 3: 0; 2011 Qtr 4: 0 | 37
0 | 234084-Refrigeration -Cooler/Freezer Door Gaskets - Solid Doors: Cooler |  | System | Commercial | 09-GRO-Grocery-REFG | 0 |  |  |  |  | 2.2498 | 4 | 0 | 0 | 0 | -1.7502 | 104.55 |  | kWh | 0.01195 | 0 | Commercial | [7 empty] | 4 | 0.76 |  |  |  | 0 | 19 | 0 | 0 | 0 | 0 | 0 | 0 | 0 | 0 | 0 | 0 | 2009 Qtr 1: 19; 2009 Qtr 2: 0; 2009 Qtr 3: 0; 2009 Qtr 4: 0; 2010 Qtr 1: 0; 2010 Qtr 2: 0; 2010 Qtr 3: 0; 2010 Qtr 4: 0; 2011 Qtr 1: 0; 2011 Qtr 2: 0; 2011 Qtr 3: 0; 2011 Qtr 4: 0 | 19
0 | 234330-Premium T8 with T12 40 Watt Baseline - Tr1 |  | System | Commercial | 01-ALC-AllCommercial-IntLight | 0 |  |  |  |  | 27.6532 | 13.1897 | 0 | 0 | 0 | 14.4636 | 83.5202 |  | kWh | 0.017351 | 0 | Commercial | [7 empty] | 15 | 0.78 |  |  |  | 0 | 49.1293 | 0 | 0 | 0 | 0 | 0 | 0 | 0 | 0 | 0 | 0 | 2009 Qtr 1: 49.1293; 2009 Qtr 2: 0; 2009 Qtr 3: 0; 2009 Qtr 4: 0; 2010 Qtr 1: 0; 2010 Qtr 2: 0; 2010 Qtr 3: 0; 2010 Qtr 4: 0; 2011 Qtr 1: 0; 2011 Qtr 2: 0; 2011 Qtr 3: 0; 2011 Qtr 4: 0 | 49.1293
0 | 234126-Refrigeration - Efficient Evap Fan Motor Electronically Commutated Motor (ECM) |  | System | Commercial | 09-GRO-Grocery-REFG | 0 |  |  |  |  | 6.7904 | 150 | 0 | 0 | 0 | -143.2096 | 116.369 |  | kWh | 0.015845 | -0.11528 | Commercial |  | Annual | [5 empty] | 15 | 0.7 |  |  |  | 0 | 2 | 0 | 0 | 0 | 0 | 0 | 0 | 0 | 0 | 0 | 0 | 2009 Qtr 1: 0; 2009 Qtr 2: 0; 2009 Qtr 3: 0; 2009 Qtr 4: 2; 2010 Qtr 1: 0; 2010 Qtr 2: 0; 2010 Qtr 3: 0; 2010 Qtr 4: 0; 2011 Qtr 1: 0; 2011 Qtr 2: 0; 2011 Qtr 3: 0; 2011 Qtr 4: 0 | 2
0 | 234330-Premium T8 with T12 40 Watt Baseline - Tr1 |  | System | Commercial | 01-ALC-AllCommercial-IntLight | 0 |  |  |  |  | 27.6532 | 13.1897 | 0 | 0 | 0 | 14.4636 | 83.5202 |  | kWh | 0.017351 | 0 | Commercial | [7 empty] | 15 | 0.78 |  |  |  | 0 | 61.8665 | 0 | 0 | 0 | 0 | 0 | 0 | 0 | 0 | 0 | 0 | 2009 Qtr 1: 61.8665; 2009 Qtr 2: 0; 2009 Qtr 3: 0; 2009 Qtr 4: 0; 2010 Qtr 1: 0; 2010 Qtr 2: 0; 2010 Qtr 3: 0; 2010 Qtr 4: 0; 2011 Qtr 1: 0; 2011 Qtr 2: 0; 2011 Qtr 3: 0; 2011 Qtr 4: 0 | 61.8665
0 | 234330-Premium T8 with T12 40 Watt Baseline - Tr1 |  | System | Commercial | 01-ALC-AllCommercial-IntLight | 0 |  |  |  |  | 27.6532 | 13.1897 | 0 | 0 | 0 | 14.4636 | 83.5202 |  | kWh | 0.017351 | 0 | Commercial | [7 empty] | 15 | 0.78 |  |  |  | 0 | 109.1763 | 0 | 0 | 0 | 0 | 0 | 0 | 0 | 0 | 0 | 0 | 2009 Qtr 1: 109.1763; 2009 Qtr 2: 0; 2009 Qtr 3: 0; 2009 Qtr 4: 0; 2010 Qtr 1: 0; 2010 Qtr 2: 0; 2010 Qtr 3: 0; 2010 Qtr 4: 0; 2011 Qtr 1: 0; 2011 Qtr 2: 0; 2011 Qtr 3: 0; 2011 Qtr 4: 0 | 109.1763
0 | 234360-Lighting-IntrHiByLnrFlscntFxtr244wrplc400w(TrI)Tr1 |  | System | Commercial | [6 empty] | 282.4319 | 153.8404 | 0 | 0 | 0 | 128.5914 | 0 |  | 0 | 0.224 | -7.1132 | Commercial |  | Winter Only | [5 empty] | 15 | 0.78 |  |  |  | 0 | 3.9001 | 0 | 0 | 0 | 0 | 0 | 0 | 0 | 0 | 0 | 0 | 2009 Qtr 1: 3.9001; 2009 Qtr 2: 0; 2009 Qtr 3: 0; 2009 Qtr 4: 0; 2010 Qtr 1: 0; 2010 Qtr 2: 0; 2010 Qtr 3: 0; 2010 Qtr 4: 0; 2011 Qtr 1: 0; 2011 Qtr 2: 0; 2011 Qtr 3: 0; 2011 Qtr 4: 0 | 3.9001
0 | 234330-Premium T8 with T12 40 Watt Baseline - Tr1 |  | System | Commercial | 01-ALC-AllCommercial-IntLight | 0 |  |  |  |  | 27.6532 | 13.1897 | 0 | 0 | 0 | 14.4636 | 83.5202 |  | kWh | 0.017351 | 0 | Commercial | [7 empty] | 15 | 0.78 |  |  |  | 0 | 143.7487 | 0 | 0 | 0 | 0 | 0 | 0 | 0 | 0 | 0 | 0 | 2009 Qtr 1: 143.7487; 2009 Qtr 2: 0; 2009 Qtr 3: 0; 2009 Qtr 4: 0; 2010 Qtr 1: 0; 2010 Qtr 2: 0; 2010 Qtr 3: 0; 2010 Qtr 4: 0; 2011 Qtr 1: 0; 2011 Qtr 2: 0; 2011 Qtr 3: 0; 2011 Qtr 4: 0 | 143.7487
0 | 234303-Lighting-Remove 4 Ft Lamp (De-Lamp) - Tr1 |  | System | Commercial | [6 empty] | 12.3596 | 16.4871 | 0 | 0 | 0 | -4.1275 | 137.2559 |  | 0 | 0.026384 | -2.5676 | Commercial |  | Winter Only | [5 empty] | 15 | 0.77 |  |  |  | 0 | 89.1606 | 0 | 0 | 0 | 0 | 0 | 0 | 0 | 0 | 0 | 0 | 2009 Qtr 1: 89.1606; 2009 Qtr 2: 0; 2009 Qtr 3: 0; 2009 Qtr 4: 0; 2010 Qtr 1: 0; 2010 Qtr 2: 0; 2010 Qtr 3: 0; 2010 Qtr 4: 0; 2011 Qtr 1: 0; 2011 Qtr 2: 0; 2011 Qtr 3: 0; 2011 Qtr 4: 0 | 89.1606
0 | 234330-Premium T8 with T12 40 Watt Baseline - Tr1 |  | System | Commercial | 01-ALC-AllCommercial-IntLight | 0 |  |  |  |  | 27.6532 | 13.1897 | 0 | 0 | 0 | 14.4636 | 83.5202 |  | kWh | 0.017351 | 0 | Commercial | [7 empty] | 15 | 0.78 |  |  |  | 0 | 161.9448 | 0 | 0 | 0 | 0 | 0 | 0 | 0 | 0 | 0 | 0 | 2009 Qtr 1: 161.9448; 2009 Qtr 2: 0; 2009 Qtr 3: 0; 2009 Qtr 4: 0; 2010 Qtr 1: 0; 2010 Qtr 2: 0; 2010 Qtr 3: 0; 2010 Qtr 4: 0; 2011 Qtr 1: 0; 2011 Qtr 2: 0; 2011 Qtr 3: 0; 2011 Qtr 4: 0 | 161.9448
0 | 234330-Premium T8 with T12 40 Watt Baseline - Tr1 |  | System | Commercial | 01-ALC-AllCommercial-IntLight | 0 |  |  |  |  | 27.6532 | 13.1897 | 0 | 0 | 0 | 14.4636 | 83.5202 |  | kWh | 0.017351 | 0 | Commercial | [7 empty] | 15 | 0.78 |  |  |  | 0 | 94.6194 | 0 | 0 | 0 | 0 | 0 | 0 | 0 | 0 | 0 | 0 | 2009 Qtr 1: 94.6194; 2009 Qtr 2: 0; 2009 Qtr 3: 0; 2009 Qtr 4: 0; 2010 Qtr 1: 0; 2010 Qtr 2: 0; 2010 Qtr 3: 0; 2010 Qtr 4: 0; 2011 Qtr 1: 0; 2011 Qtr 2: 0; 2011 Qtr 3: 0; 2011 Qtr 4: 0 | 94.6194
0 | 234330-Premium T8 with T12 40 Watt Baseline - Tr1 |  | System | Commercial | 01-ALC-AllCommercial-IntLight | 0 |  |  |  |  | 27.6532 | 13.1897 | 0 | 0 | 0 | 14.4636 | 83.5202 |  | kWh | 0.017351 | 0 | Commercial | [7 empty] | 15 | 0.78 |  |  |  | 0 | 36.3921 | 0 | 0 | 0 | 0 | 0 | 0 | 0 | 0 | 0 | 0 | 2009 Qtr 1: 36.3921; 2009 Qtr 2: 0; 2009 Qtr 3: 0; 2009 Qtr 4: 0; 2010 Qtr 1: 0; 2010 Qtr 2: 0; 2010 Qtr 3: 0; 2010 Qtr 4: 0; 2011 Qtr 1: 0; 2011 Qtr 2: 0; 2011 Qtr 3: 0; 2011 Qtr 4: 0 | 36.3921
0 | 234330-Premium T8 with T12 40 Watt Baseline - Tr1 |  | System | Commercial | 01-ALC-AllCommercial-IntLight | 0 |  |  |  |  | 27.6532 | 13.1897 | 0 | 0 | 0 | 14.4636 | 83.5202 |  | kWh | 0.017351 | 0 | Commercial | [7 empty] | 15 | 0.78 |  |  |  | 0 | 43.6705 | 0 | 0 | 0 | 0 | 0 | 0 | 0 | 0 | 0 | 0 | 2009 Qtr 1: 43.6705; 2009 Qtr 2: 0; 2009 Qtr 3: 0; 2009 Qtr 4: 0; 2010 Qtr 1: 0; 2010 Qtr 2: 0; 2010 Qtr 3: 0; 2010 Qtr 4: 0; 2011 Qtr 1: 0; 2011 Qtr 2: 0; 2011 Qtr 3: 0; 2011 Qtr 4: 0 | 43.6705
0 | 234330-Premium T8 with T12 40 Watt Baseline - Tr1 |  | System | Commercial | 01-ALC-AllCommercial-IntLight | 0 |  |  |  |  | 27.6532 | 13.1897 | 0 | 0 | 0 | 14.4636 | 83.5202 |  | kWh | 0.017351 | 0 | Commercial | [7 empty] | 15 | 0.78 |  |  |  | 0 | 29.1137 | 0 | 0 | 0 | 0 | 0 | 0 | 0 | 0 | 0 | 0 | 2009 Qtr 1: 29.1137; 2009 Qtr 2: 0; 2009 Qtr 3: 0; 2009 Qtr 4: 0; 2010 Qtr 1: 0; 2010 Qtr 2: 0; 2010 Qtr 3: 0; 2010 Qtr 4: 0; 2011 Qtr 1: 0; 2011 Qtr 2: 0; 2011 Qtr 3: 0; 2011 Qtr 4: 0 | 29.1137
0 | 234303-Lighting-Remove 4 Ft Lamp (De-Lamp) - Tr1 |  | System | Commercial | [6 empty] | 12.3596 | 16.4871 | 0 | 0 | 0 | -4.1275 | 137.2559 |  | 0 | 0.026384 | -2.5676 | Commercial |  | Winter Only | [5 empty] | 15 | 0.77 |  |  |  | 0 | 29.1137 | 0 | 0 | 0 | 0 | 0 | 0 | 0 | 0 | 0 | 0 | 2009 Qtr 1: 29.1137; 2009 Qtr 2: 0; 2009 Qtr 3: 0; 2009 Qtr 4: 0; 2010 Qtr 1: 0; 2010 Qtr 2: 0; 2010 Qtr 3: 0; 2010 Qtr 4: 0; 2011 Qtr 1: 0; 2011 Qtr 2: 0; 2011 Qtr 3: 0; 2011 Qtr 4: 0 | 29.1137
0 | 234360-Lighting-IntrHiByLnrFlscntFxtr244wrplc400w(TrI)Tr1 |  | System | Commercial | [6 empty] | 282.4319 | 153.8404 | 0 | 0 | 0 | 128.5914 | 0 |  | 0 | 0.224 | -7.1132 | Commercial |  | Winter Only | [5 empty] | 15 | 0.78 |  |  |  | 0 | 34.1263 | 0 | 0 | 0 | 0 | 0 | 0 | 0 | 0 | 0 | 0 | 2009 Qtr 1: 34.1263; 2009 Qtr 2: 0; 2009 Qtr 3: 0; 2009 Qtr 4: 0; 2010 Qtr 1: 0; 2010 Qtr 2: 0; 2010 Qtr 3: 0; 2010 Qtr 4: 0; 2011 Qtr 1: 0; 2011 Qtr 2: 0; 2011 Qtr 3: 0; 2011 Qtr 4: 0 | 34.1263
0 | 234285-Lighting-Occpncy Snsr-Hi-Bay integrated Snsr-Tr1 |  | System | Commercial | 01-ALC-AllCommercial-IntLight | 0 |  |  |  |  | 221.2703 | 95.5 | 0 | 0 | 0 | 125.7703 | 2503.6304 |  | kWh | 0.48559 | 0 | Commercial | [7 empty] | 8 | 0.84 |  |  |  | 0 | 34 | 0 | 0 | 0 | 0 | 0 | 0 | 0 | 0 | 0 | 0 | 2009 Qtr 1: 34; 2009 Qtr 2: 0; 2009 Qtr 3: 0; 2009 Qtr 4: 0; 2010 Qtr 1: 0; 2010 Qtr 2: 0; 2010 Qtr 3: 0; 2010 Qtr 4: 0; 2011 Qtr 1: 0; 2011 Qtr 2: 0; 2011 Qtr 3: 0; 2011 Qtr 4: 0 | 34
0 | 234330-Premium T8 with T12 40 Watt Baseline - Tr1 |  | System | Commercial | 01-ALC-AllCommercial-IntLight | 0 |  |  |  |  | 27.6532 | 13.1897 | 0 | 0 | 0 | 14.4636 | 83.5202 |  | kWh | 0.017351 | 0 | Commercial | [7 empty] | 15 | 0.78 |  |  |  | 0 | 18.196 | 0 | 0 | 0 | 0 | 0 | 0 | 0 | 0 | 0 | 0 | 2009 Qtr 1: 18.196; 2009 Qtr 2: 0; 2009 Qtr 3: 0; 2009 Qtr 4: 0; 2010 Qtr 1: 0; 2010 Qtr 2: 0; 2010 Qtr 3: 0; 2010 Qtr 4: 0; 2011 Qtr 1: 0; 2011 Qtr 2: 0; 2011 Qtr 3: 0; 2011 Qtr 4: 0 | 18.196
0 | 234303-Lighting-Remove 4 Ft Lamp (De-Lamp) - Tr1 |  | System | Commercial | [6 empty] | 12.3596 | 16.4871 | 0 | 0 | 0 | -4.1275 | 137.2559 |  | 0 | 0.026384 | -2.5676 | Commercial |  | Winter Only | [5 empty] | 15 | 0.77 |  |  |  | 0 | 18.196 | 0 | 0 | 0 | 0 | 0 | 0 | 0 | 0 | 0 | 0 | 2009 Qtr 1: 18.196; 2009 Qtr 2: 0; 2009 Qtr 3: 0; 2009 Qtr 4: 0; 2010 Qtr 1: 0; 2010 Qtr 2: 0; 2010 Qtr 3: 0; 2010 Qtr 4: 0; 2011 Qtr 1: 0; 2011 Qtr 2: 0; 2011 Qtr 3: 0; 2011 Qtr 4: 0 | 18.196
0 | 234330-Premium T8 with T12 40 Watt Baseline - Tr1 |  | System | Commercial | 01-ALC-AllCommercial-IntLight | 0 |  |  |  |  | 27.6532 | 13.1897 | 0 | 0 | 0 | 14.4636 | 83.5202 |  | kWh | 0.017351 | 0 | Commercial | [7 empty] | 15 | 0.78 |  |  |  | 0 | 100.0782 | 0 | 0 | 0 | 0 | 0 | 0 | 0 | 0 | 0 | 0 | 2009 Qtr 1: 100.0782; 2009 Qtr 2: 0; 2009 Qtr 3: 0; 2009 Qtr 4: 0; 2010 Qtr 1: 0; 2010 Qtr 2: 0; 2010 Qtr 3: 0; 2010 Qtr 4: 0; 2011 Qtr 1: 0; 2011 Qtr 2: 0; 2011 Qtr 3: 0; 2011 Qtr 4: 0 | 100.0782
0 | 234303-Lighting-Remove 4 Ft Lamp (De-Lamp) - Tr1 |  | System | Commercial | [6 empty] | 12.3596 | 16.4871 | 0 | 0 | 0 | -4.1275 | 137.2559 |  | 0 | 0.026384 | -2.5676 | Commercial |  | Winter Only | [5 empty] | 15 | 0.77 |  |  |  | 0 | 52.7685 | 0 | 0 | 0 | 0 | 0 | 0 | 0 | 0 | 0 | 0 | 2009 Qtr 1: 52.7685; 2009 Qtr 2: 0; 2009 Qtr 3: 0; 2009 Qtr 4: 0; 2010 Qtr 1: 0; 2010 Qtr 2: 0; 2010 Qtr 3: 0; 2010 Qtr 4: 0; 2011 Qtr 1: 0; 2011 Qtr 2: 0; 2011 Qtr 3: 0; 2011 Qtr 4: 0 | 52.7685
0 | 234082-Refrigeration - Vending Machine Controller |  | System | Commercial | 09-GRO-Grocery-REFG | 0 |  |  |  |  | 215.5 | 155 | 0 | 0 | 0 | 60.5 | 1612 |  | kWh | 0 | 0 | Commercial | [7 empty] | 5 | 0.7 |  |  |  | 0 | 1 | 0 | 0 | 0 | 0 | 0 | 0 | 0 | 0 | 0 | 0 | 2009 Qtr 1: 0; 2009 Qtr 2: 0; 2009 Qtr 3: 0; 2009 Qtr 4: 1; 2010 Qtr 1: 0; 2010 Qtr 2: 0; 2010 Qtr 3: 0; 2010 Qtr 4: 0; 2011 Qtr 1: 0; 2011 Qtr 2: 0; 2011 Qtr 3: 0; 2011 Qtr 4: 0 | 1
0 | 234330-Premium T8 with T12 40 Watt Baseline - Tr1 |  | System | Commercial | 01-ALC-AllCommercial-IntLight | 0 |  |  |  |  | 27.6532 | 13.1897 | 0 | 0 | 0 | 14.4636 | 83.5202 |  | kWh | 0.017351 | 0 | Commercial | [7 empty] | 15 | 0.78 |  |  |  | 0 | 32.7529 | 0 | 0 | 0 | 0 | 0 | 0 | 0 | 0 | 0 | 0 | 2009 Qtr 1: 0; 2009 Qtr 2: 0; 2009 Qtr 3: 0; 2009 Qtr 4: 32.7529; 2010 Qtr 1: 0; 2010 Qtr 2: 0; 2010 Qtr 3: 0; 2010 Qtr 4: 0; 2011 Qtr 1: 0; 2011 Qtr 2: 0; 2011 Qtr 3: 0; 2011 Qtr 4: 0 | 32.7529
0 | 234331-Premium T8 with T12 40 Watt Baseline - Tr2 |  | System | Commercial | 01-ALC-AllCommercial-IntLight | 0 |  |  |  |  | 27.653 | 9.8923 | 0 | 0 | 0 | 17.7607 | 58.062 |  | kWh | 0.017133 | 0 | Commercial | [7 empty] | 15 | 0.78 |  |  |  | 0 | 29.1137 | 0 | 0 | 0 | 0 | 0 | 0 | 0 | 0 | 0 | 0 | 2009 Qtr 1: 0; 2009 Qtr 2: 0; 2009 Qtr 3: 0; 2009 Qtr 4: 29.1137; 2010 Qtr 1: 0; 2010 Qtr 2: 0; 2010 Qtr 3: 0; 2010 Qtr 4: 0; 2011 Qtr 1: 0; 2011 Qtr 2: 0; 2011 Qtr 3: 0; 2011 Qtr 4: 0 | 29.1137
0 | 234208-Lighting-8 Ft T-8 with Elec Ballast-Tr2 |  | System | Commercial | 01-ALC-AllCommercial-IntLight | 0 |  |  |  |  | 35.6904 | 16.4871 | 0 | 0 | 0 | 19.2033 | 32.3258 |  | kWh | 0.009599 | 0 | Commercial | [7 empty] | 15 | 0.78 |  |  |  | 0 | 5.4588 | 0 | 0 | 0 | 0 | 0 | 0 | 0 | 0 | 0 | 0 | 2009 Qtr 1: 0; 2009 Qtr 2: 0; 2009 Qtr 3: 0; 2009 Qtr 4: 5.4588; 2010 Qtr 1: 0; 2010 Qtr 2: 0; 2010 Qtr 3: 0; 2010 Qtr 4: 0; 2011 Qtr 1: 0; 2011 Qtr 2: 0; 2011 Qtr 3: 0; 2011 Qtr 4: 0 | 5.4588
0 | 234304-Lighting-Remove 4 Ft Lamp (De-Lamp) - Tr2 |  | System | Commercial | [6 empty] | 12.3587 | 12.3653 | 0 | 0 | 0 | -0.0066231 | 137.2559 |  | 0 | 0.026384 | -2.5676 | Commercial | [7 empty] | 15 | 0.77 |  |  |  | 0 | 29.1137 | 0 | 0 | 0 | 0 | 0 | 0 | 0 | 0 | 0 | 0 | 2009 Qtr 1: 0; 2009 Qtr 2: 0; 2009 Qtr 3: 0; 2009 Qtr 4: 29.1137; 2010 Qtr 1: 0; 2010 Qtr 2: 0; 2010 Qtr 3: 0; 2010 Qtr 4: 0; 2011 Qtr 1: 0; 2011 Qtr 2: 0; 2011 Qtr 3: 0; 2011 Qtr 4: 0 | 29.1137
0 | 234307-Lighting-Remove 8 Ft Lamp (De-Lamp) - Tr2 |  | System | Commercial | 23-RTL-Retail–SingleStorylarge-LIT_INT | 0 |  |  |  |  | 28.4021 | 16.4871 | 0 | 0 | 0 | 11.915 | 253.9171 |  | kWh | 0.077292 | 0 | Commercial | [7 empty] | 15 | 0.77 |  |  |  | 0 | 5.4588 | 0 | 0 | 0 | 0 | 0 | 0 | 0 | 0 | 0 | 0 | 2009 Qtr 1: 0; 2009 Qtr 2: 0; 2009 Qtr 3: 0; 2009 Qtr 4: 5.4588; 2010 Qtr 1: 0; 2010 Qtr 2: 0; 2010 Qtr 3: 0; 2010 Qtr 4: 0; 2011 Qtr 1: 0; 2011 Qtr 2: 0; 2011 Qtr 3: 0; 2011 Qtr 4: 0 | 5.4588
0 | 234148-Premium T8 with T12 40 Watt Baseline |  | System | Commercial | 18-OFS-Office–Small-IntLight | 0 |  |  |  |  | 27.6544 | 13.1897 | 0 | 0 | 0 | 14.4647 | 94.2079 |  | kWh | 0.016987 | 0 | Commercial | [7 empty] | 15 | 0.78 |  |  |  | 0 | 209.2545 | 0 | 0 | 0 | 0 | 0 | 0 | 0 | 0 | 0 | 0 | 2009 Qtr 1: 0; 2009 Qtr 2: 0; 2009 Qtr 3: 0; 2009 Qtr 4: 209.2545; 2010 Qtr 1: 0; 2010 Qtr 2: 0; 2010 Qtr 3: 0; 2010 Qtr 4: 0; 2011 Qtr 1: 0; 2011 Qtr 2: 0; 2011 Qtr 3: 0; 2011 Qtr 4: 0 | 209.2545
0 | 234374-Prince Castle DHB2SS-33 unit - 24-hour operation |  | System | Commercial | 20-RFF-Restaurant–FastFood-OffEquip | 0 |  |  |  |  | 5650 | 0 | 0 | 0 | 0 | 5650 | 42664 |  | kWh | 4.35 | 0 | Commercial | [7 empty] | 12 | 0.7 |  |  |  | 0 | 40 | 0 | 0 | 0 | 0 | 0 | 0 | 0 | 0 | 0 | 0 | 2009 Qtr 1: 40; 2009 Qtr 2: 0; 2009 Qtr 3: 0; 2009 Qtr 4: 0; 2010 Qtr 1: 0; 2010 Qtr 2: 0; 2010 Qtr 3: 0; 2010 Qtr 4: 0; 2011 Qtr 1: 0; 2011 Qtr 2: 0; 2011 Qtr 3: 0; 2011 Qtr 4: 0 | 40
0 | 234330-Premium T8 with T12 40 Watt Baseline - Tr1 |  | System | Commercial | 01-ALC-AllCommercial-IntLight | 0 |  |  |  |  | 27.6532 | 13.1897 | 0 | 0 | 0 | 14.4636 | 83.5202 |  | kWh | 0.017351 | 0 | Commercial | [7 empty] | 15 | 0.78 |  |  |  | 0 | 36.3921 | 0 | 0 | 0 | 0 | 0 | 0 | 0 | 0 | 0 | 0 | 2009 Qtr 1: 36.3921; 2009 Qtr 2: 0; 2009 Qtr 3: 0; 2009 Qtr 4: 0; 2010 Qtr 1: 0; 2010 Qtr 2: 0; 2010 Qtr 3: 0; 2010 Qtr 4: 0; 2011 Qtr 1: 0; 2011 Qtr 2: 0; 2011 Qtr 3: 0; 2011 Qtr 4: 0 | 36.3921
0 | 234331-Premium T8 with T12 40 Watt Baseline - Tr2 |  | System | Commercial | 01-ALC-AllCommercial-IntLight | 0 |  |  |  |  | 27.653 | 9.8923 | 0 | 0 | 0 | 17.7607 | 58.062 |  | kWh | 0.017133 | 0 | Commercial | [7 empty] | 15 | 0.78 |  |  |  | 0 | 69.145 | 0 | 0 | 0 | 0 | 0 | 0 | 0 | 0 | 0 | 0 | 2009 Qtr 1: 69.145; 2009 Qtr 2: 0; 2009 Qtr 3: 0; 2009 Qtr 4: 0; 2010 Qtr 1: 0; 2010 Qtr 2: 0; 2010 Qtr 3: 0; 2010 Qtr 4: 0; 2011 Qtr 1: 0; 2011 Qtr 2: 0; 2011 Qtr 3: 0; 2011 Qtr 4: 0 | 69.145
0 | 234304-Lighting-Remove 4 Ft Lamp (De-Lamp) - Tr2 |  | System | Commercial | [6 empty] | 12.3587 | 12.3653 | 0 | 0 | 0 | -0.0066231 | 137.2559 |  | 0 | 0.026384 | -2.5676 | Commercial | [7 empty] | 15 | 0.77 |  |  |  | 0 | 35.4823 | 0 | 0 | 0 | 0 | 0 | 0 | 0 | 0 | 0 | 0 | 2009 Qtr 1: 35.4823; 2009 Qtr 2: 0; 2009 Qtr 3: 0; 2009 Qtr 4: 0; 2010 Qtr 1: 0; 2010 Qtr 2: 0; 2010 Qtr 3: 0; 2010 Qtr 4: 0; 2011 Qtr 1: 0; 2011 Qtr 2: 0; 2011 Qtr 3: 0; 2011 Qtr 4: 0 | 35.4823
0 | 234331-Premium T8 with T12 40 Watt Baseline - Tr2 |  | System | Commercial | 01-ALC-AllCommercial-IntLight | 0 |  |  |  |  | 27.653 | 9.8923 | 0 | 0 | 0 | 17.7607 | 58.062 |  | kWh | 0.017133 | 0 | Commercial | [7 empty] | 15 | 0.78 |  |  |  | 0 | 43.6705 | 0 | 0 | 0 | 0 | 0 | 0 | 0 | 0 | 0 | 0 | 2009 Qtr 1: 43.6705; 2009 Qtr 2: 0; 2009 Qtr 3: 0; 2009 Qtr 4: 0; 2010 Qtr 1: 0; 2010 Qtr 2: 0; 2010 Qtr 3: 0; 2010 Qtr 4: 0; 2011 Qtr 1: 0; 2011 Qtr 2: 0; 2011 Qtr 3: 0; 2011 Qtr 4: 0 | 43.6705
0 | 234304-Lighting-Remove 4 Ft Lamp (De-Lamp) - Tr2 |  | System | Commercial | [6 empty] | 12.3587 | 12.3653 | 0 | 0 | 0 | -0.0066231 | 137.2559 |  | 0 | 0.026384 | -2.5676 | Commercial | [7 empty] | 15 | 0.77 |  |  |  | 0 | 21.8353 | 0 | 0 | 0 | 0 | 0 | 0 | 0 | 0 | 0 | 0 | 2009 Qtr 1: 21.8353; 2009 Qtr 2: 0; 2009 Qtr 3: 0; 2009 Qtr 4: 0; 2010 Qtr 1: 0; 2010 Qtr 2: 0; 2010 Qtr 3: 0; 2010 Qtr 4: 0; 2011 Qtr 1: 0; 2011 Qtr 2: 0; 2011 Qtr 3: 0; 2011 Qtr 4: 0 | 21.8353
0 | 234330-Premium T8 with T12 40 Watt Baseline - Tr1 |  | System | Commercial | 01-ALC-AllCommercial-IntLight | 0 |  |  |  |  | 27.6532 | 13.1897 | 0 | 0 | 0 | 14.4636 | 83.5202 |  | kWh | 0.017351 | 0 | Commercial | [7 empty] | 15 | 0.78 |  |  |  | 0 | 12.7372 | 0 | 0 | 0 | 0 | 0 | 0 | 0 | 0 | 0 | 0 | 2009 Qtr 1: 0; 2009 Qtr 2: 0; 2009 Qtr 3: 0; 2009 Qtr 4: 12.7372; 2010 Qtr 1: 0; 2010 Qtr 2: 0; 2010 Qtr 3: 0; 2010 Qtr 4: 0; 2011 Qtr 1: 0; 2011 Qtr 2: 0; 2011 Qtr 3: 0; 2011 Qtr 4: 0 | 12.7372
0 | 234303-Lighting-Remove 4 Ft Lamp (De-Lamp) - Tr1 |  | System | Commercial | [6 empty] | 12.3596 | 16.4871 | 0 | 0 | 0 | -4.1275 | 137.2559 |  | 0 | 0.026384 | -2.5676 | Commercial |  | Winter Only | [5 empty] | 15 | 0.77 |  |  |  | 0 | 12.7372 | 0 | 0 | 0 | 0 | 0 | 0 | 0 | 0 | 0 | 0 | 2009 Qtr 1: 0; 2009 Qtr 2: 0; 2009 Qtr 3: 0; 2009 Qtr 4: 12.7372; 2010 Qtr 1: 0; 2010 Qtr 2: 0; 2010 Qtr 3: 0; 2010 Qtr 4: 0; 2011 Qtr 1: 0; 2011 Qtr 2: 0; 2011 Qtr 3: 0; 2011 Qtr 4: 0 | 12.7372
0 | 234330-Premium T8 with T12 40 Watt Baseline - Tr1 |  | System | Commercial | 01-ALC-AllCommercial-IntLight | 0 |  |  |  |  | 27.6532 | 13.1897 | 0 | 0 | 0 | 14.4636 | 83.5202 |  | kWh | 0.017351 | 0 | Commercial | [7 empty] | 15 | 0.78 |  |  |  | 0 | 26.3843 | 0 | 0 | 0 | 0 | 0 | 0 | 0 | 0 | 0 | 0 | 2009 Qtr 1: 0; 2009 Qtr 2: 0; 2009 Qtr 3: 0; 2009 Qtr 4: 26.3843; 2010 Qtr 1: 0; 2010 Qtr 2: 0; 2010 Qtr 3: 0; 2010 Qtr 4: 0; 2011 Qtr 1: 0; 2011 Qtr 2: 0; 2011 Qtr 3: 0; 2011 Qtr 4: 0 | 26.3843
0 | 234303-Lighting-Remove 4 Ft Lamp (De-Lamp) - Tr1 |  | System | Commercial | [6 empty] | 12.3596 | 16.4871 | 0 | 0 | 0 | -4.1275 | 137.2559 |  | 0 | 0.026384 | -2.5676 | Commercial |  | Winter Only | [5 empty] | 15 | 0.77 |  |  |  | 0 | 26.3843 | 0 | 0 | 0 | 0 | 0 | 0 | 0 | 0 | 0 | 0 | 2009 Qtr 1: 0; 2009 Qtr 2: 0; 2009 Qtr 3: 0; 2009 Qtr 4: 26.3843; 2010 Qtr 1: 0; 2010 Qtr 2: 0; 2010 Qtr 3: 0; 2010 Qtr 4: 0; 2011 Qtr 1: 0; 2011 Qtr 2: 0; 2011 Qtr 3: 0; 2011 Qtr 4: 0 | 26.3843
0 | 234330-Premium T8 with T12 40 Watt Baseline - Tr1 |  | System | Commercial | 01-ALC-AllCommercial-IntLight | 0 |  |  |  |  | 27.6532 | 13.1897 | 0 | 0 | 0 | 14.4636 | 83.5202 |  | kWh | 0.017351 | 0 | Commercial | [7 empty] | 15 | 0.78 |  |  |  | 0 | 32.7529 | 0 | 0 | 0 | 0 | 0 | 0 | 0 | 0 | 0 | 0 | 2009 Qtr 1: 32.7529; 2009 Qtr 2: 0; 2009 Qtr 3: 0; 2009 Qtr 4: 0; 2010 Qtr 1: 0; 2010 Qtr 2: 0; 2010 Qtr 3: 0; 2010 Qtr 4: 0; 2011 Qtr 1: 0; 2011 Qtr 2: 0; 2011 Qtr 3: 0; 2011 Qtr 4: 0 | 32.7529
0 | 234303-Lighting-Remove 4 Ft Lamp (De-Lamp) - Tr1 |  | System | Commercial | [6 empty] | 12.3596 | 16.4871 | 0 | 0 | 0 | -4.1275 | 137.2559 |  | 0 | 0.026384 | -2.5676 | Commercial |  | Winter Only | [5 empty] | 15 | 0.77 |  |  |  | 0 | 32.7529 | 0 | 0 | 0 | 0 | 0 | 0 | 0 | 0 | 0 | 0 | 2009 Qtr 1: 32.7529; 2009 Qtr 2: 0; 2009 Qtr 3: 0; 2009 Qtr 4: 0; 2010 Qtr 1: 0; 2010 Qtr 2: 0; 2010 Qtr 3: 0; 2010 Qtr 4: 0; 2011 Qtr 1: 0; 2011 Qtr 2: 0; 2011 Qtr 3: 0; 2011 Qtr 4: 0 | 32.7529
0 | 234331-Premium T8 with T12 40 Watt Baseline - Tr2 |  | System | Commercial | 01-ALC-AllCommercial-IntLight | 0 |  |  |  |  | 27.653 | 9.8923 | 0 | 0 | 0 | 17.7607 | 58.062 |  | kWh | 0.017133 | 0 | Commercial | [7 empty] | 15 | 0.78 |  |  |  | 0 | 7.2784 | 0 | 0 | 0 | 0 | 0 | 0 | 0 | 0 | 0 | 0 | 2009 Qtr 1: 7.2784; 2009 Qtr 2: 0; 2009 Qtr 3: 0; 2009 Qtr 4: 0; 2010 Qtr 1: 0; 2010 Qtr 2: 0; 2010 Qtr 3: 0; 2010 Qtr 4: 0; 2011 Qtr 1: 0; 2011 Qtr 2: 0; 2011 Qtr 3: 0; 2011 Qtr 4: 0 | 7.2784
0 | 234208-Lighting-8 Ft T-8 with Elec Ballast-Tr2 |  | System | Commercial | 01-ALC-AllCommercial-IntLight | 0 |  |  |  |  | 35.6904 | 16.4871 | 0 | 0 | 0 | 19.2033 | 32.3258 |  | kWh | 0.009599 | 0 | Commercial | [7 empty] | 15 | 0.78 |  |  |  | 0 | 9.098 | 0 | 0 | 0 | 0 | 0 | 0 | 0 | 0 | 0 | 0 | 2009 Qtr 1: 9.098; 2009 Qtr 2: 0; 2009 Qtr 3: 0; 2009 Qtr 4: 0; 2010 Qtr 1: 0; 2010 Qtr 2: 0; 2010 Qtr 3: 0; 2010 Qtr 4: 0; 2011 Qtr 1: 0; 2011 Qtr 2: 0; 2011 Qtr 3: 0; 2011 Qtr 4: 0 | 9.098
0 | 234304-Lighting-Remove 4 Ft Lamp (De-Lamp) - Tr2 |  | System | Commercial | [6 empty] | 12.3587 | 12.3653 | 0 | 0 | 0 | -0.0066231 | 137.2559 |  | 0 | 0.026384 | -2.5676 | Commercial | [7 empty] | 15 | 0.77 |  |  |  | 0 | 7.2784 | 0 | 0 | 0 | 0 | 0 | 0 | 0 | 0 | 0 | 0 | 2009 Qtr 1: 7.2784; 2009 Qtr 2: 0; 2009 Qtr 3: 0; 2009 Qtr 4: 0; 2010 Qtr 1: 0; 2010 Qtr 2: 0; 2010 Qtr 3: 0; 2010 Qtr 4: 0; 2011 Qtr 1: 0; 2011 Qtr 2: 0; 2011 Qtr 3: 0; 2011 Qtr 4: 0 | 7.2784
0 | 234307-Lighting-Remove 8 Ft Lamp (De-Lamp) - Tr2 |  | System | Commercial | 23-RTL-Retail–SingleStorylarge-LIT_INT | 0 |  |  |  |  | 28.4021 | 16.4871 | 0 | 0 | 0 | 11.915 | 253.9171 |  | kWh | 0.077292 | 0 | Commercial | [7 empty] | 15 | 0.77 |  |  |  | 0 | 9.098 | 0 | 0 | 0 | 0 | 0 | 0 | 0 | 0 | 0 | 0 | 2009 Qtr 1: 9.098; 2009 Qtr 2: 0; 2009 Qtr 3: 0; 2009 Qtr 4: 0; 2010 Qtr 1: 0; 2010 Qtr 2: 0; 2010 Qtr 3: 0; 2010 Qtr 4: 0; 2011 Qtr 1: 0; 2011 Qtr 2: 0; 2011 Qtr 3: 0; 2011 Qtr 4: 0 | 9.098
0 | 234331-Premium T8 with T12 40 Watt Baseline - Tr2 |  | System | Commercial | 01-ALC-AllCommercial-IntLight | 0 |  |  |  |  | 27.653 | 9.8923 | 0 | 0 | 0 | 17.7607 | 58.062 |  | kWh | 0.017133 | 0 | Commercial | [7 empty] | 15 | 0.78 |  |  |  | 0 | 9.098 | 0 | 0 | 0 | 0 | 0 | 0 | 0 | 0 | 0 | 0 | 2009 Qtr 1: 0; 2009 Qtr 2: 0; 2009 Qtr 3: 0; 2009 Qtr 4: 9.098; 2010 Qtr 1: 0; 2010 Qtr 2: 0; 2010 Qtr 3: 0; 2010 Qtr 4: 0; 2011 Qtr 1: 0; 2011 Qtr 2: 0; 2011 Qtr 3: 0; 2011 Qtr 4: 0 | 9.098
0 | 234304-Lighting-Remove 4 Ft Lamp (De-Lamp) - Tr2 |  | System | Commercial | [6 empty] | 12.3587 | 12.3653 | 0 | 0 | 0 | -0.0066231 | 137.2559 |  | 0 | 0.026384 | -2.5676 | Commercial | [7 empty] | 15 | 0.77 |  |  |  | 0 | 8.1882 | 0 | 0 | 0 | 0 | 0 | 0 | 0 | 0 | 0 | 0 | 2009 Qtr 1: 0; 2009 Qtr 2: 0; 2009 Qtr 3: 0; 2009 Qtr 4: 8.1882; 2010 Qtr 1: 0; 2010 Qtr 2: 0; 2010 Qtr 3: 0; 2010 Qtr 4: 0; 2011 Qtr 1: 0; 2011 Qtr 2: 0; 2011 Qtr 3: 0; 2011 Qtr 4: 0 | 8.1882
0 | 234228-Lighting-Hrdwr Mrc Vp Bs 66-90w Flrscnt Fxtr -Tr1 |  | System | Commercial | 01-ALC-AllCommercial-IntLight | 0 |  |  |  |  | 116 | 80 | 0 | 0 | 0 | 36 | 495.4824 |  | kWh | 0.099621 | 0 | Commercial | [7 empty] | 15 | 0.77 |  |  |  | 0 | 30 | 0 | 0 | 0 | 0 | 0 | 0 | 0 | 0 | 0 | 0 | 2009 Qtr 1: 30; 2009 Qtr 2: 0; 2009 Qtr 3: 0; 2009 Qtr 4: 0; 2010 Qtr 1: 0; 2010 Qtr 2: 0; 2010 Qtr 3: 0; 2010 Qtr 4: 0; 2011 Qtr 1: 0; 2011 Qtr 2: 0; 2011 Qtr 3: 0; 2011 Qtr 4: 0 | 30
0 | 234327-Premium T8 with T12 34Watt Baseline - Tr1 |  | System | Commercial | 01-ALC-AllCommercial-IntLight | 0 |  |  |  |  | 27.6544 | 9.8923 | 0 | 0 | 0 | 17.7621 | 70.9346 |  | kWh | 0.011477 | 0 | Commercial | [7 empty] | 15 | 0.78 |  |  |  | 0 | 64.596 | 0 | 0 | 0 | 0 | 0 | 0 | 0 | 0 | 0 | 0 | 2009 Qtr 1: 64.596; 2009 Qtr 2: 0; 2009 Qtr 3: 0; 2009 Qtr 4: 0; 2010 Qtr 1: 0; 2010 Qtr 2: 0; 2010 Qtr 3: 0; 2010 Qtr 4: 0; 2011 Qtr 1: 0; 2011 Qtr 2: 0; 2011 Qtr 3: 0; 2011 Qtr 4: 0 | 64.596
0 | 234303-Lighting-Remove 4 Ft Lamp (De-Lamp) - Tr1 |  | System | Commercial | [6 empty] | 12.3596 | 16.4871 | 0 | 0 | 0 | -4.1275 | 137.2559 |  | 0 | 0.026384 | -2.5676 | Commercial |  | Winter Only | [5 empty] | 15 | 0.77 |  |  |  | 0 | 15.4666 | 0 | 0 | 0 | 0 | 0 | 0 | 0 | 0 | 0 | 0 | 2009 Qtr 1: 15.4666; 2009 Qtr 2: 0; 2009 Qtr 3: 0; 2009 Qtr 4: 0; 2010 Qtr 1: 0; 2010 Qtr 2: 0; 2010 Qtr 3: 0; 2010 Qtr 4: 0; 2011 Qtr 1: 0; 2011 Qtr 2: 0; 2011 Qtr 3: 0; 2011 Qtr 4: 0 | 15.4666
0 | 234315-Lighting-Screw in 14-26 Watt Reflector Lamp-Tr1 |  | System | Commercial | [6 empty] | 18.0648 | 9.6507 | 0 | 0 | 0 | 8.4141 | 194.1729 |  | 0 | 0.038993 | -2.6224 | Commercial |  | Winter Only | [5 empty] | 2.47 | 0.81 |  |  |  | 0 | 6.0617 | 0 | 0 | 0 | 0 | 0 | 0 | 0 | 0 | 0 | 0 | 2009 Qtr 1: 6.0617; 2009 Qtr 2: 0; 2009 Qtr 3: 0; 2009 Qtr 4: 0; 2010 Qtr 1: 0; 2010 Qtr 2: 0; 2010 Qtr 3: 0; 2010 Qtr 4: 0; 2011 Qtr 1: 0; 2011 Qtr 2: 0; 2011 Qtr 3: 0; 2011 Qtr 4: 0 | 6.0617
0 | 234017-Lighting-Exterior 0-100w Merc Vap Base HID |  | System | Commercial | 23-RTL-Retail–SingleStorylarge-LIT_EXT | 0 |  |  |  |  | 144 | 80 | 0 | 0 | 0 | 64 | 388.4571 |  | kWh | 0 | 0 | Commercial | [7 empty] | 15 | 0.77 |  |  |  | 0 | 18 | 0 | 0 | 0 | 0 | 0 | 0 | 0 | 0 | 0 | 0 | 2009 Qtr 1: 18; 2009 Qtr 2: 0; 2009 Qtr 3: 0; 2009 Qtr 4: 0; 2010 Qtr 1: 0; 2010 Qtr 2: 0; 2010 Qtr 3: 0; 2010 Qtr 4: 0; 2011 Qtr 1: 0; 2011 Qtr 2: 0; 2011 Qtr 3: 0; 2011 Qtr 4: 0 | 18
0 | 234019-Lighting-Exterior 101-175W Merc Vap Base |  | System | Commercial | 23-RTL-Retail–SingleStorylarge-LIT_EXT | 0 |  |  |  |  | 144 | 80 | 0 | 0 | 0 | 64 | 477.25 |  | kWh | 0 | 0 | Commercial | [7 empty] | 15 | 0.77 |  |  |  | 0 | 4 | 0 | 0 | 0 | 0 | 0 | 0 | 0 | 0 | 0 | 0 | 2009 Qtr 1: 4; 2009 Qtr 2: 0; 2009 Qtr 3: 0; 2009 Qtr 4: 0; 2010 Qtr 1: 0; 2010 Qtr 2: 0; 2010 Qtr 3: 0; 2010 Qtr 4: 0; 2011 Qtr 1: 0; 2011 Qtr 2: 0; 2011 Qtr 3: 0; 2011 Qtr 4: 0 | 4
0 | 234085-Refrigeration -Strip Curtains for Walk-ins |  | System | Commercial | 20-RFF-Restaurant–FastFood-Refrig | 0 |  |  |  |  | 10.214 | 2.9991 | 0 | 0 | 0 | 7.2149 | 465 |  | kWh | 0.053 | 0 | Commercial | [7 empty] | 4 | 0.46 |  |  |  | 0 | 23.35 | 0 | 0 | 0 | 0 | 0 | 0 | 0 | 0 | 0 | 0 | 2009 Qtr 1: 23.35; 2009 Qtr 2: 0; 2009 Qtr 3: 0; 2009 Qtr 4: 0; 2010 Qtr 1: 0; 2010 Qtr 2: 0; 2010 Qtr 3: 0; 2010 Qtr 4: 0; 2011 Qtr 1: 0; 2011 Qtr 2: 0; 2011 Qtr 3: 0; 2011 Qtr 4: 0 | 23.35
0 | 234084-Refrigeration -Cooler/Freezer Door Gaskets - Solid Doors: Cooler |  | System | Commercial | 09-GRO-Grocery-REFG | 0 |  |  |  |  | 2.2498 | 4 | 0 | 0 | 0 | -1.7502 | 104.55 |  | kWh | 0.01195 | 0 | Commercial | [7 empty] | 4 | 0.76 |  |  |  | 0 | 50.17 | 0 | 0 | 0 | 0 | 0 | 0 | 0 | 0 | 0 | 0 | 2009 Qtr 1: 50.17; 2009 Qtr 2: 0; 2009 Qtr 3: 0; 2009 Qtr 4: 0; 2010 Qtr 1: 0; 2010 Qtr 2: 0; 2010 Qtr 3: 0; 2010 Qtr 4: 0; 2011 Qtr 1: 0; 2011 Qtr 2: 0; 2011 Qtr 3: 0; 2011 Qtr 4: 0 | 50.17
0 | 234085-Refrigeration -Strip Curtains for Walk-ins |  | System | Commercial | 20-RFF-Restaurant–FastFood-Refrig | 0 |  |  |  |  | 10.214 | 2.9996 | 0 | 0 | 0 | 7.2144 | 465 |  | kWh | 0.053 | 0 | Commercial | [7 empty] | 4 | 0.46 |  |  |  | 0 | 25.06 | 0 | 0 | 0 | 0 | 0 | 0 | 0 | 0 | 0 | 0 | 2009 Qtr 1: 25.06; 2009 Qtr 2: 0; 2009 Qtr 3: 0; 2009 Qtr 4: 0; 2010 Qtr 1: 0; 2010 Qtr 2: 0; 2010 Qtr 3: 0; 2010 Qtr 4: 0; 2011 Qtr 1: 0; 2011 Qtr 2: 0; 2011 Qtr 3: 0; 2011 Qtr 4: 0 | 25.06
0 | 234084-Refrigeration -Cooler/Freezer Door Gaskets - Solid Doors: Cooler |  | System | Commercial | 09-GRO-Grocery-REFG | 0 |  |  |  |  | 2.2498 | 4 | 0 | 0 | 0 | -1.7502 | 104.55 |  | kWh | 0.01195 | 0 | Commercial | [7 empty] | 4 | 0.76 |  |  |  | 0 | 58.52 | 0 | 0 | 0 | 0 | 0 | 0 | 0 | 0 | 0 | 0 | 2009 Qtr 1: 58.52; 2009 Qtr 2: 0; 2009 Qtr 3: 0; 2009 Qtr 4: 0; 2010 Qtr 1: 0; 2010 Qtr 2: 0; 2010 Qtr 3: 0; 2010 Qtr 4: 0; 2011 Qtr 1: 0; 2011 Qtr 2: 0; 2011 Qtr 3: 0; 2011 Qtr 4: 0 | 58.52
0 | 234331-Premium T8 with T12 40 Watt Baseline - Tr2 |  | System | Commercial | 01-ALC-AllCommercial-IntLight | 0 |  |  |  |  | 27.653 | 9.8923 | 0 | 0 | 0 | 17.7607 | 58.062 |  | kWh | 0.017133 | 0 | Commercial | [7 empty] | 15 | 0.78 |  |  |  | 0 | 94.6194 | 0 | 0 | 0 | 0 | 0 | 0 | 0 | 0 | 0 | 0 | 2009 Qtr 1: 94.6194; 2009 Qtr 2: 0; 2009 Qtr 3: 0; 2009 Qtr 4: 0; 2010 Qtr 1: 0; 2010 Qtr 2: 0; 2010 Qtr 3: 0; 2010 Qtr 4: 0; 2011 Qtr 1: 0; 2011 Qtr 2: 0; 2011 Qtr 3: 0; 2011 Qtr 4: 0 | 94.6194
0 | 234330-Premium T8 with T12 40 Watt Baseline - Tr1 |  | System | Commercial | 01-ALC-AllCommercial-IntLight | 0 |  |  |  |  | 27.6532 | 13.1897 | 0 | 0 | 0 | 14.4636 | 83.5202 |  | kWh | 0.017351 | 0 | Commercial | [7 empty] | 15 | 0.78 |  |  |  | 0 | 7.2784 | 0 | 0 | 0 | 0 | 0 | 0 | 0 | 0 | 0 | 0 | 2009 Qtr 1: 7.2784; 2009 Qtr 2: 0; 2009 Qtr 3: 0; 2009 Qtr 4: 0; 2010 Qtr 1: 0; 2010 Qtr 2: 0; 2010 Qtr 3: 0; 2010 Qtr 4: 0; 2011 Qtr 1: 0; 2011 Qtr 2: 0; 2011 Qtr 3: 0; 2011 Qtr 4: 0 | 7.2784
0 | 234330-Premium T8 with T12 40 Watt Baseline - Tr1 |  | System | Commercial | 01-ALC-AllCommercial-IntLight | 0 |  |  |  |  | 27.6532 | 13.1897 | 0 | 0 | 0 | 14.4636 | 83.5202 |  | kWh | 0.017351 | 0 | Commercial | [7 empty] | 15 | 0.78 |  |  |  | 0 | 185.5996 | 0 | 0 | 0 | 0 | 0 | 0 | 0 | 0 | 0 | 0 | 2009 Qtr 1: 185.5996; 2009 Qtr 2: 0; 2009 Qtr 3: 0; 2009 Qtr 4: 0; 2010 Qtr 1: 0; 2010 Qtr 2: 0; 2010 Qtr 3: 0; 2010 Qtr 4: 0; 2011 Qtr 1: 0; 2011 Qtr 2: 0; 2011 Qtr 3: 0; 2011 Qtr 4: 0 | 185.5996
0 | 234303-Lighting-Remove 4 Ft Lamp (De-Lamp) - Tr1 |  | System | Commercial | [6 empty] | 12.3596 | 0 | 0 | 0 | 0 | 12.3596 | 137.2559 |  | 0 | 0.026384 | -2.5676 | Commercial |  | Winter Only | [5 empty] | 15 | 0.77 |  |  |  | 0 | 89.1606 | 0 | 0 | 0 | 0 | 0 | 0 | 0 | 0 | 0 | 0 | 2009 Qtr 1: 89.1606; 2009 Qtr 2: 0; 2009 Qtr 3: 0; 2009 Qtr 4: 0; 2010 Qtr 1: 0; 2010 Qtr 2: 0; 2010 Qtr 3: 0; 2010 Qtr 4: 0; 2011 Qtr 1: 0; 2011 Qtr 2: 0; 2011 Qtr 3: 0; 2011 Qtr 4: 0 | 89.1606
0 | 234360-Lighting-IntrHiByLnrFlscntFxtr244wrplc400w(TrI)Tr1 |  | System | Commercial | [6 empty] | 282.4319 | 153.8404 | 0 | 0 | 0 | 128.5914 | 0 |  | 0 | 0.224 | -7.1132 | Commercial |  | Winter Only | [5 empty] | 15 | 0.78 |  |  |  | 0 | 21.4508 | 0 | 0 | 0 | 0 | 0 | 0 | 0 | 0 | 0 | 0 | 2009 Qtr 1: 21.4508; 2009 Qtr 2: 0; 2009 Qtr 3: 0; 2009 Qtr 4: 0; 2010 Qtr 1: 0; 2010 Qtr 2: 0; 2010 Qtr 3: 0; 2010 Qtr 4: 0; 2011 Qtr 1: 0; 2011 Qtr 2: 0; 2011 Qtr 3: 0; 2011 Qtr 4: 0 | 21.4508
0 | 234085-Refrigeration -Strip Curtains for Walk-ins |  | System | Commercial | 20-RFF-Restaurant–FastFood-Refrig | 0 |  |  |  |  | 10.214 | 3 | 0 | 0 | 0 | 7.214 | 465 |  | kWh | 0.053 | 0 | Commercial | [7 empty] | 4 | 0.46 |  |  |  | 0 | 21.38 | 0 | 0 | 0 | 0 | 0 | 0 | 0 | 0 | 0 | 0 | 2009 Qtr 1: 21.38; 2009 Qtr 2: 0; 2009 Qtr 3: 0; 2009 Qtr 4: 0; 2010 Qtr 1: 0; 2010 Qtr 2: 0; 2010 Qtr 3: 0; 2010 Qtr 4: 0; 2011 Qtr 1: 0; 2011 Qtr 2: 0; 2011 Qtr 3: 0; 2011 Qtr 4: 0 | 21.38
0 | 234084-Refrigeration -Cooler/Freezer Door Gaskets - Solid Doors: Cooler |  | System | Commercial | 09-GRO-Grocery-REFG | 0 |  |  |  |  | 2.2498 | 4 | 0 | 0 | 0 | -1.7502 | 104.55 |  | kWh | 0.01195 | 0 | Commercial | [7 empty] | 4 | 0.76 |  |  |  | 0 | 239.01 | 0 | 0 | 0 | 0 | 0 | 0 | 0 | 0 | 0 | 0 | 2009 Qtr 1: 239.01; 2009 Qtr 2: 0; 2009 Qtr 3: 0; 2009 Qtr 4: 0; 2010 Qtr 1: 0; 2010 Qtr 2: 0; 2010 Qtr 3: 0; 2010 Qtr 4: 0; 2011 Qtr 1: 0; 2011 Qtr 2: 0; 2011 Qtr 3: 0; 2011 Qtr 4: 0 | 239.01
0 | 234084-Refrigeration -Cooler/Freezer Door Gaskets - Solid Doors: Cooler |  | System | Commercial | 09-GRO-Grocery-REFG | 0 |  |  |  |  | 2.2498 | 4 | 0 | 0 | 0 | -1.7502 | 104.55 |  | kWh | 0.01195 | 0 | Commercial | [7 empty] | 4 | 0.76 |  |  |  | 0 | 72.59 | 0 | 0 | 0 | 0 | 0 | 0 | 0 | 0 | 0 | 0 | 2009 Qtr 1: 72.59; 2009 Qtr 2: 0; 2009 Qtr 3: 0; 2009 Qtr 4: 0; 2010 Qtr 1: 0; 2010 Qtr 2: 0; 2010 Qtr 3: 0; 2010 Qtr 4: 0; 2011 Qtr 1: 0; 2011 Qtr 2: 0; 2011 Qtr 3: 0; 2011 Qtr 4: 0 | 72.59
0 | 234084-Refrigeration -Cooler/Freezer Door Gaskets - Solid Doors: Cooler |  | System | Commercial | 09-GRO-Grocery-REFG | 0 |  |  |  |  | 2.2498 | 4 | 0 | 0 | 0 | -1.7502 | 104.55 |  | kWh | 0.01195 | 0 | Commercial | [7 empty] | 4 | 0.76 |  |  |  | 0 | 53.75 | 0 | 0 | 0 | 0 | 0 | 0 | 0 | 0 | 0 | 0 | 2009 Qtr 1: 53.75; 2009 Qtr 2: 0; 2009 Qtr 3: 0; 2009 Qtr 4: 0; 2010 Qtr 1: 0; 2010 Qtr 2: 0; 2010 Qtr 3: 0; 2010 Qtr 4: 0; 2011 Qtr 1: 0; 2011 Qtr 2: 0; 2011 Qtr 3: 0; 2011 Qtr 4: 0 | 53.75
0 | 234085-Refrigeration -Strip Curtains for Walk-ins |  | System | Commercial | 20-RFF-Restaurant–FastFood-Refrig | 0 |  |  |  |  | 10.214 | 3 | 0 | 0 | 0 | 7.214 | 465 |  | kWh | 0.053 | 0 | Commercial | [7 empty] | 4 | 0.46 |  |  |  | 0 | 20.58 | 0 | 0 | 0 | 0 | 0 | 0 | 0 | 0 | 0 | 0 | 2009 Qtr 1: 20.58; 2009 Qtr 2: 0; 2009 Qtr 3: 0; 2009 Qtr 4: 0; 2010 Qtr 1: 0; 2010 Qtr 2: 0; 2010 Qtr 3: 0; 2010 Qtr 4: 0; 2011 Qtr 1: 0; 2011 Qtr 2: 0; 2011 Qtr 3: 0; 2011 Qtr 4: 0 | 20.58
0 | 234084-Refrigeration -Cooler/Freezer Door Gaskets - Solid Doors: Cooler |  | System | Commercial | 09-GRO-Grocery-REFG | 0 |  |  |  |  | 2.2498 | 4 | 0 | 0 | 0 | -1.7502 | 104.55 |  | kWh | 0.01195 | 0 | Commercial | [7 empty] | 4 | 0.76 |  |  |  | 0 | 89.1 | 0 | 0 | 0 | 0 | 0 | 0 | 0 | 0 | 0 | 0 | 2009 Qtr 1: 89.1; 2009 Qtr 2: 0; 2009 Qtr 3: 0; 2009 Qtr 4: 0; 2010 Qtr 1: 0; 2010 Qtr 2: 0; 2010 Qtr 3: 0; 2010 Qtr 4: 0; 2011 Qtr 1: 0; 2011 Qtr 2: 0; 2011 Qtr 3: 0; 2011 Qtr 4: 0 | 89.1
0 | 234084-Refrigeration -Cooler/Freezer Door Gaskets - Solid Doors: Cooler |  | System | Commercial | 09-GRO-Grocery-REFG | 0 |  |  |  |  | 2.2498 | 4 | 0 | 0 | 0 | -1.7502 | 104.55 |  | kWh | 0.01195 | 0 | Commercial | [7 empty] | 4 | 0.76 |  |  |  | 0 | 26.5 | 0 | 0 | 0 | 0 | 0 | 0 | 0 | 0 | 0 | 0 | 2009 Qtr 1: 26.5; 2009 Qtr 2: 0; 2009 Qtr 3: 0; 2009 Qtr 4: 0; 2010 Qtr 1: 0; 2010 Qtr 2: 0; 2010 Qtr 3: 0; 2010 Qtr 4: 0; 2011 Qtr 1: 0; 2011 Qtr 2: 0; 2011 Qtr 3: 0; 2011 Qtr 4: 0 | 26.5
0 | 234085-Refrigeration -Strip Curtains for Walk-ins |  | System | Commercial | 20-RFF-Restaurant–FastFood-Refrig | 0 |  |  |  |  | 10.214 | 3 | 0 | 0 | 0 | 7.214 | 465 |  | kWh | 0.053 | 0 | Commercial | [7 empty] | 4 | 0.46 |  |  |  | 0 | 22.22 | 0 | 0 | 0 | 0 | 0 | 0 | 0 | 0 | 0 | 0 | 2009 Qtr 1: 22.22; 2009 Qtr 2: 0; 2009 Qtr 3: 0; 2009 Qtr 4: 0; 2010 Qtr 1: 0; 2010 Qtr 2: 0; 2010 Qtr 3: 0; 2010 Qtr 4: 0; 2011 Qtr 1: 0; 2011 Qtr 2: 0; 2011 Qtr 3: 0; 2011 Qtr 4: 0 | 22.22
0 | 234084-Refrigeration -Cooler/Freezer Door Gaskets - Solid Doors: Cooler |  | System | Commercial | 09-GRO-Grocery-REFG | 0 |  |  |  |  | 2.2498 | 4 | 0 | 0 | 0 | -1.7502 | 104.55 |  | kWh | 0.01195 | 0 | Commercial | [7 empty] | 4 | 0.76 |  |  |  | 0 | 24.55 | 0 | 0 | 0 | 0 | 0 | 0 | 0 | 0 | 0 | 0 | 2009 Qtr 1: 24.55; 2009 Qtr 2: 0; 2009 Qtr 3: 0; 2009 Qtr 4: 0; 2010 Qtr 1: 0; 2010 Qtr 2: 0; 2010 Qtr 3: 0; 2010 Qtr 4: 0; 2011 Qtr 1: 0; 2011 Qtr 2: 0; 2011 Qtr 3: 0; 2011 Qtr 4: 0 | 24.55
0 | 234085-Refrigeration -Strip Curtains for Walk-ins |  | System | Commercial | 20-RFF-Restaurant–FastFood-Refrig | 0 |  |  |  |  | 10.214 | 3 | 0 | 0 | 0 | 7.214 | 465 |  | kWh | 0.053 | 0 | Commercial | [7 empty] | 4 | 0.46 |  |  |  | 0 | 42.22 | 0 | 0 | 0 | 0 | 0 | 0 | 0 | 0 | 0 | 0 | 2009 Qtr 1: 42.22; 2009 Qtr 2: 0; 2009 Qtr 3: 0; 2009 Qtr 4: 0; 2010 Qtr 1: 0; 2010 Qtr 2: 0; 2010 Qtr 3: 0; 2010 Qtr 4: 0; 2011 Qtr 1: 0; 2011 Qtr 2: 0; 2011 Qtr 3: 0; 2011 Qtr 4: 0 | 42.22
0 | 234084-Refrigeration -Cooler/Freezer Door Gaskets - Solid Doors: Cooler |  | System | Commercial | 09-GRO-Grocery-REFG | 0 |  |  |  |  | 2.2498 | 4 | 0 | 0 | 0 | -1.7502 | 104.55 |  | kWh | 0.01195 | 0 | Commercial | [7 empty] | 4 | 0.76 |  |  |  | 0 | 24.31 | 0 | 0 | 0 | 0 | 0 | 0 | 0 | 0 | 0 | 0 | 2009 Qtr 1: 24.31; 2009 Qtr 2: 0; 2009 Qtr 3: 0; 2009 Qtr 4: 0; 2010 Qtr 1: 0; 2010 Qtr 2: 0; 2010 Qtr 3: 0; 2010 Qtr 4: 0; 2011 Qtr 1: 0; 2011 Qtr 2: 0; 2011 Qtr 3: 0; 2011 Qtr 4: 0 | 24.31
0 | 234331-Premium T8 with T12 40 Watt Baseline - Tr2 |  | System | Commercial | 01-ALC-AllCommercial-IntLight | 0 |  |  |  |  | 27.653 | 9.8923 | 0 | 0 | 0 | 17.7607 | 58.062 |  | kWh | 0.017133 | 0 | Commercial | [7 empty] | 15 | 0.78 |  |  |  | 0 | 18.196 | 0 | 0 | 0 | 0 | 0 | 0 | 0 | 0 | 0 | 0 | 2009 Qtr 1: 0; 2009 Qtr 2: 0; 2009 Qtr 3: 0; 2009 Qtr 4: 18.196; 2010 Qtr 1: 0; 2010 Qtr 2: 0; 2010 Qtr 3: 0; 2010 Qtr 4: 0; 2011 Qtr 1: 0; 2011 Qtr 2: 0; 2011 Qtr 3: 0; 2011 Qtr 4: 0 | 18.196
0 | 234304-Lighting-Remove 4 Ft Lamp (De-Lamp) - Tr2 |  | System | Commercial | [6 empty] | 12.3587 | 12.3653 | 0 | 0 | 0 | -0.0066231 | 137.2559 |  | 0 | 0.026384 | -2.5676 | Commercial | [7 empty] | 15 | 0.77 |  |  |  | 0 | 9.098 | 0 | 0 | 0 | 0 | 0 | 0 | 0 | 0 | 0 | 0 | 2009 Qtr 1: 0; 2009 Qtr 2: 0; 2009 Qtr 3: 0; 2009 Qtr 4: 9.098; 2010 Qtr 1: 0; 2010 Qtr 2: 0; 2010 Qtr 3: 0; 2010 Qtr 4: 0; 2011 Qtr 1: 0; 2011 Qtr 2: 0; 2011 Qtr 3: 0; 2011 Qtr 4: 0 | 9.098
0 | 234085-Refrigeration -Strip Curtains for Walk-ins |  | System | Commercial | 20-RFF-Restaurant–FastFood-Refrig | 0 |  |  |  |  | 10.214 | 3 | 0 | 0 | 0 | 7.214 | 465 |  | kWh | 0.053 | 0 | Commercial | [7 empty] | 4 | 0.46 |  |  |  | 0 | 42.75 | 0 | 0 | 0 | 0 | 0 | 0 | 0 | 0 | 0 | 0 | 2009 Qtr 1: 42.75; 2009 Qtr 2: 0; 2009 Qtr 3: 0; 2009 Qtr 4: 0; 2010 Qtr 1: 0; 2010 Qtr 2: 0; 2010 Qtr 3: 0; 2010 Qtr 4: 0; 2011 Qtr 1: 0; 2011 Qtr 2: 0; 2011 Qtr 3: 0; 2011 Qtr 4: 0 | 42.75
0 | 234084-Refrigeration -Cooler/Freezer Door Gaskets - Solid Doors: Cooler |  | System | Commercial | 09-GRO-Grocery-REFG | 0 |  |  |  |  | 2.2498 | 3.9997 | 0 | 0 | 0 | -1.7499 | 104.55 |  | kWh | 0.01195 | 0 | Commercial | [7 empty] | 4 | 0.76 |  |  |  | 0 | 32.71 | 0 | 0 | 0 | 0 | 0 | 0 | 0 | 0 | 0 | 0 | 2009 Qtr 1: 32.71; 2009 Qtr 2: 0; 2009 Qtr 3: 0; 2009 Qtr 4: 0; 2010 Qtr 1: 0; 2010 Qtr 2: 0; 2010 Qtr 3: 0; 2010 Qtr 4: 0; 2011 Qtr 1: 0; 2011 Qtr 2: 0; 2011 Qtr 3: 0; 2011 Qtr 4: 0 | 32.71
0 | 234084-Refrigeration -Cooler/Freezer Door Gaskets - Solid Doors: Cooler |  | System | Commercial | 09-GRO-Grocery-REFG | 0 |  |  |  |  | 2.2498 | 3.9999 | 0 | 0 | 0 | -1.7502 | 104.55 |  | kWh | 0.01195 | 0 | Commercial | [7 empty] | 4 | 0.76 |  |  |  | 0 | 551.09 | 0 | 0 | 0 | 0 | 0 | 0 | 0 | 0 | 0 | 0 | 2009 Qtr 1: 551.09; 2009 Qtr 2: 0; 2009 Qtr 3: 0; 2009 Qtr 4: 0; 2010 Qtr 1: 0; 2010 Qtr 2: 0; 2010 Qtr 3: 0; 2010 Qtr 4: 0; 2011 Qtr 1: 0; 2011 Qtr 2: 0; 2011 Qtr 3: 0; 2011 Qtr 4: 0 | 551.09
0 | 234330-Premium T8 with T12 40 Watt Baseline - Tr1 |  | System | Commercial | 01-ALC-AllCommercial-IntLight | 0 |  |  |  |  | 27.6532 | 13.1897 | 0 | 0 | 0 | 14.4636 | 83.5202 |  | kWh | 0.017351 | 0 | Commercial | [7 empty] | 15 | 0.78 |  |  |  | 0 | 109.1763 | 0 | 0 | 0 | 0 | 0 | 0 | 0 | 0 | 0 | 0 | 2009 Qtr 1: 109.1763; 2009 Qtr 2: 0; 2009 Qtr 3: 0; 2009 Qtr 4: 0; 2010 Qtr 1: 0; 2010 Qtr 2: 0; 2010 Qtr 3: 0; 2010 Qtr 4: 0; 2011 Qtr 1: 0; 2011 Qtr 2: 0; 2011 Qtr 3: 0; 2011 Qtr 4: 0 | 109.1763
0 | 234084-Refrigeration -Cooler/Freezer Door Gaskets - Solid Doors: Cooler |  | System | Commercial | 09-GRO-Grocery-REFG | 0 |  |  |  |  | 2.2498 | 4 | 0 | 0 | 0 | -1.7502 | 104.55 |  | kWh | 0.01195 | 0 | Commercial | [7 empty] | 4 | 0.76 |  |  |  | 0 | 106.31 | 0 | 0 | 0 | 0 | 0 | 0 | 0 | 0 | 0 | 0 | 2009 Qtr 1: 106.31; 2009 Qtr 2: 0; 2009 Qtr 3: 0; 2009 Qtr 4: 0; 2010 Qtr 1: 0; 2010 Qtr 2: 0; 2010 Qtr 3: 0; 2010 Qtr 4: 0; 2011 Qtr 1: 0; 2011 Qtr 2: 0; 2011 Qtr 3: 0; 2011 Qtr 4: 0 | 106.31
0 | 234084-Refrigeration -Cooler/Freezer Door Gaskets - Solid Doors: Cooler |  | System | Commercial | 09-GRO-Grocery-REFG | 0 |  |  |  |  | 2.2498 | 4 | 0 | 0 | 0 | -1.7502 | 104.55 |  | kWh | 0.01195 | 0 | Commercial | [7 empty] | 4 | 0.76 |  |  |  | 0 | 93.03 | 0 | 0 | 0 | 0 | 0 | 0 | 0 | 0 | 0 | 0 | 2009 Qtr 1: 93.03; 2009 Qtr 2: 0; 2009 Qtr 3: 0; 2009 Qtr 4: 0; 2010 Qtr 1: 0; 2010 Qtr 2: 0; 2010 Qtr 3: 0; 2010 Qtr 4: 0; 2011 Qtr 1: 0; 2011 Qtr 2: 0; 2011 Qtr 3: 0; 2011 Qtr 4: 0 | 93.03
0 | 234084-Refrigeration -Cooler/Freezer Door Gaskets - Solid Doors: Cooler |  | System | Commercial | 09-GRO-Grocery-REFG | 0 |  |  |  |  | 2.2498 | 4 | 0 | 0 | 0 | -1.7502 | 104.55 |  | kWh | 0.01195 | 0 | Commercial | [7 empty] | 4 | 0.76 |  |  |  | 0 | 36.67 | 0 | 0 | 0 | 0 | 0 | 0 | 0 | 0 | 0 | 0 | 2009 Qtr 1: 36.67; 2009 Qtr 2: 0; 2009 Qtr 3: 0; 2009 Qtr 4: 0; 2010 Qtr 1: 0; 2010 Qtr 2: 0; 2010 Qtr 3: 0; 2010 Qtr 4: 0; 2011 Qtr 1: 0; 2011 Qtr 2: 0; 2011 Qtr 3: 0; 2011 Qtr 4: 0 | 36.67
0 | 234084-Refrigeration -Cooler/Freezer Door Gaskets - Solid Doors: Cooler |  | System | Commercial | 09-GRO-Grocery-REFG | 0 |  |  |  |  | 2.2498 | 4 | 0 | 0 | 0 | -1.7502 | 104.55 |  | kWh | 0.01195 | 0 | Commercial | [7 empty] | 4 | 0.76 |  |  |  | 0 | 214.7 | 0 | 0 | 0 | 0 | 0 | 0 | 0 | 0 | 0 | 0 | 2009 Qtr 1: 214.7; 2009 Qtr 2: 0; 2009 Qtr 3: 0; 2009 Qtr 4: 0; 2010 Qtr 1: 0; 2010 Qtr 2: 0; 2010 Qtr 3: 0; 2010 Qtr 4: 0; 2011 Qtr 1: 0; 2011 Qtr 2: 0; 2011 Qtr 3: 0; 2011 Qtr 4: 0 | 214.7
0 | 234330-Premium T8 with T12 40 Watt Baseline - Tr1 |  | System | Commercial | 01-ALC-AllCommercial-IntLight | 0 |  |  |  |  | 27.6532 | 13.1897 | 0 | 0 | 0 | 14.4636 | 83.5202 |  | kWh | 0.017351 | 0 | Commercial | [7 empty] | 15 | 0.78 |  |  |  | 0 | 40.0313 | 0 | 0 | 0 | 0 | 0 | 0 | 0 | 0 | 0 | 0 | 2009 Qtr 1: 0; 2009 Qtr 2: 0; 2009 Qtr 3: 0; 2009 Qtr 4: 40.0313; 2010 Qtr 1: 0; 2010 Qtr 2: 0; 2010 Qtr 3: 0; 2010 Qtr 4: 0; 2011 Qtr 1: 0; 2011 Qtr 2: 0; 2011 Qtr 3: 0; 2011 Qtr 4: 0 | 40.0313
0 | 234330-Premium T8 with T12 40 Watt Baseline - Tr1 |  | System | Commercial | 01-ALC-AllCommercial-IntLight | 0 |  |  |  |  | 27.6532 | 13.1897 | 0 | 0 | 0 | 14.4636 | 83.5202 |  | kWh | 0.017351 | 0 | Commercial | [7 empty] | 15 | 0.78 |  |  |  | 0 | 54.5881 | 0 | 0 | 0 | 0 | 0 | 0 | 0 | 0 | 0 | 0 | 2009 Qtr 1: 0; 2009 Qtr 2: 0; 2009 Qtr 3: 0; 2009 Qtr 4: 54.5881; 2010 Qtr 1: 0; 2010 Qtr 2: 0; 2010 Qtr 3: 0; 2010 Qtr 4: 0; 2011 Qtr 1: 0; 2011 Qtr 2: 0; 2011 Qtr 3: 0; 2011 Qtr 4: 0 | 54.5881
0 | 234303-Lighting-Remove 4 Ft Lamp (De-Lamp) - Tr1 |  | System | Commercial | [6 empty] | 12.3596 | 16.4871 | 0 | 0 | 0 | -4.1275 | 137.2559 |  | 0 | 0.026384 | -2.5676 | Commercial |  | Winter Only | [5 empty] | 15 | 0.77 |  |  |  | 0 | 10.9176 | 0 | 0 | 0 | 0 | 0 | 0 | 0 | 0 | 0 | 0 | 2009 Qtr 1: 0; 2009 Qtr 2: 0; 2009 Qtr 3: 0; 2009 Qtr 4: 10.9176; 2010 Qtr 1: 0; 2010 Qtr 2: 0; 2010 Qtr 3: 0; 2010 Qtr 4: 0; 2011 Qtr 1: 0; 2011 Qtr 2: 0; 2011 Qtr 3: 0; 2011 Qtr 4: 0 | 10.9176
0 | 234330-Premium T8 with T12 40 Watt Baseline - Tr1 |  | System | Commercial | 01-ALC-AllCommercial-IntLight | 0 |  |  |  |  | 27.6532 | 13.1897 | 0 | 0 | 0 | 14.4636 | 83.5202 |  | kWh | 0.017351 | 0 | Commercial | [7 empty] | 15 | 0.78 |  |  |  | 0 | 58.2273 | 0 | 0 | 0 | 0 | 0 | 0 | 0 | 0 | 0 | 0 | 2009 Qtr 1: 0; 2009 Qtr 2: 0; 2009 Qtr 3: 0; 2009 Qtr 4: 58.2273; 2010 Qtr 1: 0; 2010 Qtr 2: 0; 2010 Qtr 3: 0; 2010 Qtr 4: 0; 2011 Qtr 1: 0; 2011 Qtr 2: 0; 2011 Qtr 3: 0; 2011 Qtr 4: 0 | 58.2273
0 | 234303-Lighting-Remove 4 Ft Lamp (De-Lamp) - Tr1 |  | System | Commercial | [6 empty] | 12.3596 | 16.4871 | 0 | 0 | 0 | -4.1275 | 137.2559 |  | 0 | 0.026384 | -2.5676 | Commercial |  | Winter Only | [5 empty] | 15 | 0.77 |  |  |  | 0 | 7.2784 | 0 | 0 | 0 | 0 | 0 | 0 | 0 | 0 | 0 | 0 | 2009 Qtr 1: 0; 2009 Qtr 2: 0; 2009 Qtr 3: 0; 2009 Qtr 4: 7.2784; 2010 Qtr 1: 0; 2010 Qtr 2: 0; 2010 Qtr 3: 0; 2010 Qtr 4: 0; 2011 Qtr 1: 0; 2011 Qtr 2: 0; 2011 Qtr 3: 0; 2011 Qtr 4: 0 | 7.2784
0 | 234084-Refrigeration -Cooler/Freezer Door Gaskets - Solid Doors: Cooler |  | System | Commercial | 09-GRO-Grocery-REFG | 0 |  |  |  |  | 2.2498 | 4 | 0 | 0 | 0 | -1.7502 | 104.55 |  | kWh | 0.01195 | 0 | Commercial | [7 empty] | 4 | 0.76 |  |  |  | 0 | 172.15 | 0 | 0 | 0 | 0 | 0 | 0 | 0 | 0 | 0 | 0 | 2009 Qtr 1: 172.15; 2009 Qtr 2: 0; 2009 Qtr 3: 0; 2009 Qtr 4: 0; 2010 Qtr 1: 0; 2010 Qtr 2: 0; 2010 Qtr 3: 0; 2010 Qtr 4: 0; 2011 Qtr 1: 0; 2011 Qtr 2: 0; 2011 Qtr 3: 0; 2011 Qtr 4: 0 | 172.15
0 | 234330-Premium T8 with T12 40 Watt Baseline - Tr1 |  | System | Commercial | 01-ALC-AllCommercial-IntLight | 0 |  |  |  |  | 27.6532 | 13.1897 | 0 | 0 | 0 | 14.4636 | 83.5202 |  | kWh | 0.017351 | 0 | Commercial | [7 empty] | 15 | 0.78 |  |  |  | 0 | 25.4745 | 0 | 0 | 0 | 0 | 0 | 0 | 0 | 0 | 0 | 0 | 2009 Qtr 1: 0; 2009 Qtr 2: 0; 2009 Qtr 3: 0; 2009 Qtr 4: 25.4745; 2010 Qtr 1: 0; 2010 Qtr 2: 0; 2010 Qtr 3: 0; 2010 Qtr 4: 0; 2011 Qtr 1: 0; 2011 Qtr 2: 0; 2011 Qtr 3: 0; 2011 Qtr 4: 0 | 25.4745
0 | 234330-Premium T8 with T12 40 Watt Baseline - Tr1 |  | System | Commercial | 01-ALC-AllCommercial-IntLight | 0 |  |  |  |  | 27.6532 | 13.1897 | 0 | 0 | 0 | 14.4636 | 83.5202 |  | kWh | 0.017351 | 0 | Commercial | [7 empty] | 15 | 0.78 |  |  |  | 0 | 32.7529 | 0 | 0 | 0 | 0 | 0 | 0 | 0 | 0 | 0 | 0 | 2009 Qtr 1: 32.7529; 2009 Qtr 2: 0; 2009 Qtr 3: 0; 2009 Qtr 4: 0; 2010 Qtr 1: 0; 2010 Qtr 2: 0; 2010 Qtr 3: 0; 2010 Qtr 4: 0; 2011 Qtr 1: 0; 2011 Qtr 2: 0; 2011 Qtr 3: 0; 2011 Qtr 4: 0 | 32.7529
0 | 234360-Lighting-IntrHiByLnrFlscntFxtr244wrplc400w(TrI)Tr1 |  | System | Commercial | [6 empty] | 282.4319 | 153.8404 | 0 | 0 | 0 | 128.5914 | 0 |  | 0 | 0.224 | -7.1132 | Commercial |  | Winter Only | [5 empty] | 15 | 0.78 |  |  |  | 0 | 39.0014 | 0 | 0 | 0 | 0 | 0 | 0 | 0 | 0 | 0 | 0 | 2009 Qtr 1: 39.0014; 2009 Qtr 2: 0; 2009 Qtr 3: 0; 2009 Qtr 4: 0; 2010 Qtr 1: 0; 2010 Qtr 2: 0; 2010 Qtr 3: 0; 2010 Qtr 4: 0; 2011 Qtr 1: 0; 2011 Qtr 2: 0; 2011 Qtr 3: 0; 2011 Qtr 4: 0 | 39.0014
0 | 234285-Lighting-Occpncy Snsr-Hi-Bay integrated Snsr-Tr1 |  | System | Commercial | 01-ALC-AllCommercial-IntLight | 0 |  |  |  |  | 221.2703 | 95.5 | 0 | 0 | 0 | 125.7703 | 2503.6304 |  | kWh | 0.48559 | 0 | Commercial | [7 empty] | 8 | 0.84 |  |  |  | 0 | 40 | 0 | 0 | 0 | 0 | 0 | 0 | 0 | 0 | 0 | 0 | 2009 Qtr 1: 40; 2009 Qtr 2: 0; 2009 Qtr 3: 0; 2009 Qtr 4: 0; 2010 Qtr 1: 0; 2010 Qtr 2: 0; 2010 Qtr 3: 0; 2010 Qtr 4: 0; 2011 Qtr 1: 0; 2011 Qtr 2: 0; 2011 Qtr 3: 0; 2011 Qtr 4: 0 | 40
0 | 234330-Premium T8 with T12 40 Watt Baseline - Tr1 |  | System | Commercial | 01-ALC-AllCommercial-IntLight | 0 |  |  |  |  | 27.6532 | 13.1897 | 0 | 0 | 0 | 14.4636 | 83.5202 |  | kWh | 0.017351 | 0 | Commercial | [7 empty] | 15 | 0.78 |  |  |  | 0 | 40.0313 | 0 | 0 | 0 | 0 | 0 | 0 | 0 | 0 | 0 | 0 | 2009 Qtr 1: 40.0313; 2009 Qtr 2: 0; 2009 Qtr 3: 0; 2009 Qtr 4: 0; 2010 Qtr 1: 0; 2010 Qtr 2: 0; 2010 Qtr 3: 0; 2010 Qtr 4: 0; 2011 Qtr 1: 0; 2011 Qtr 2: 0; 2011 Qtr 3: 0; 2011 Qtr 4: 0 | 40.0313
0 | 234330-Premium T8 with T12 40 Watt Baseline - Tr1 |  | System | Commercial | 01-ALC-AllCommercial-IntLight | 0 |  |  |  |  | 27.6532 | 13.1897 | 0 | 0 | 0 | 14.4636 | 83.5202 |  | kWh | 0.017351 | 0 | Commercial | [7 empty] | 15 | 0.78 |  |  |  | 0 | 18.196 | 0 | 0 | 0 | 0 | 0 | 0 | 0 | 0 | 0 | 0 | 2009 Qtr 1: 0; 2009 Qtr 2: 0; 2009 Qtr 3: 0; 2009 Qtr 4: 18.196; 2010 Qtr 1: 0; 2010 Qtr 2: 0; 2010 Qtr 3: 0; 2010 Qtr 4: 0; 2011 Qtr 1: 0; 2011 Qtr 2: 0; 2011 Qtr 3: 0; 2011 Qtr 4: 0 | 18.196
0 | 234207-Lighting-8 Ft T-8 with Elec Ballast-Tr1 |  | System | Commercial | 01-ALC-AllCommercial-IntLight | 0 |  |  |  |  | 35.6901 | 21.9828 | 0 | 0 | 0 | 13.7073 | 45.8368 |  | kWh | 0.0098893 | 0 | Commercial | [7 empty] | 15 | 0.78 |  |  |  | 0 | 1.8196 | 0 | 0 | 0 | 0 | 0 | 0 | 0 | 0 | 0 | 0 | 2009 Qtr 1: 0; 2009 Qtr 2: 0; 2009 Qtr 3: 0; 2009 Qtr 4: 1.8196; 2010 Qtr 1: 0; 2010 Qtr 2: 0; 2010 Qtr 3: 0; 2010 Qtr 4: 0; 2011 Qtr 1: 0; 2011 Qtr 2: 0; 2011 Qtr 3: 0; 2011 Qtr 4: 0 | 1.8196
0 | 234306-Lighting-Remove 8 Ft Lamp (De-Lamp) - Tr1 |  | System | Commercial | 23-RTL-Retail–SingleStorylarge-LIT_INT | 0 |  |  |  |  | 28.4369 | 27.4785 | 0 | 0 | 0 | 0.95836 | 366.7521 |  | kWh | 0.077777 | 0 | Commercial | [7 empty] | 15 | 0.77 |  |  |  | 0 | 1.8196 | 0 | 0 | 0 | 0 | 0 | 0 | 0 | 0 | 0 | 0 | 2009 Qtr 1: 0; 2009 Qtr 2: 0; 2009 Qtr 3: 0; 2009 Qtr 4: 1.8196; 2010 Qtr 1: 0; 2010 Qtr 2: 0; 2010 Qtr 3: 0; 2010 Qtr 4: 0; 2011 Qtr 1: 0; 2011 Qtr 2: 0; 2011 Qtr 3: 0; 2011 Qtr 4: 0 | 1.8196
0 | 234330-Premium T8 with T12 40 Watt Baseline - Tr1 |  | System | Commercial | 01-ALC-AllCommercial-IntLight | 0 |  |  |  |  | 27.6532 | 13.1897 | 0 | 0 | 0 | 14.4636 | 83.5202 |  | kWh | 0.017351 | 0 | Commercial | [7 empty] | 15 | 0.78 |  |  |  | 0 | 65.5058 | 0 | 0 | 0 | 0 | 0 | 0 | 0 | 0 | 0 | 0 | 2009 Qtr 1: 65.5058; 2009 Qtr 2: 0; 2009 Qtr 3: 0; 2009 Qtr 4: 0; 2010 Qtr 1: 0; 2010 Qtr 2: 0; 2010 Qtr 3: 0; 2010 Qtr 4: 0; 2011 Qtr 1: 0; 2011 Qtr 2: 0; 2011 Qtr 3: 0; 2011 Qtr 4: 0 | 65.5058
0 | 234303-Lighting-Remove 4 Ft Lamp (De-Lamp) - Tr1 |  | System | Commercial | [6 empty] | 12.3596 | 16.4871 | 0 | 0 | 0 | -4.1275 | 137.2559 |  | 0 | 0.026384 | -2.5676 | Commercial |  | Winter Only | [5 empty] | 15 | 0.77 |  |  |  | 0 | 65.5058 | 0 | 0 | 0 | 0 | 0 | 0 | 0 | 0 | 0 | 0 | 2009 Qtr 1: 65.5058; 2009 Qtr 2: 0; 2009 Qtr 3: 0; 2009 Qtr 4: 0; 2010 Qtr 1: 0; 2010 Qtr 2: 0; 2010 Qtr 3: 0; 2010 Qtr 4: 0; 2011 Qtr 1: 0; 2011 Qtr 2: 0; 2011 Qtr 3: 0; 2011 Qtr 4: 0 | 65.5058
0 | 234330-Premium T8 with T12 40 Watt Baseline - Tr1 |  | System | Commercial | 01-ALC-AllCommercial-IntLight | 0 |  |  |  |  | 27.6532 | 13.1897 | 0 | 0 | 0 | 14.4636 | 83.5202 |  | kWh | 0.017351 | 0 | Commercial | [7 empty] | 15 | 0.78 |  |  |  | 0 | 36.3921 | 0 | 0 | 0 | 0 | 0 | 0 | 0 | 0 | 0 | 0 | 2009 Qtr 1: 0; 2009 Qtr 2: 0; 2009 Qtr 3: 0; 2009 Qtr 4: 36.3921; 2010 Qtr 1: 0; 2010 Qtr 2: 0; 2010 Qtr 3: 0; 2010 Qtr 4: 0; 2011 Qtr 1: 0; 2011 Qtr 2: 0; 2011 Qtr 3: 0; 2011 Qtr 4: 0 | 36.3921
0 | 234330-Premium T8 with T12 40 Watt Baseline - Tr1 |  | System | Commercial | 01-ALC-AllCommercial-IntLight | 0 |  |  |  |  | 27.6532 | 13.1897 | 0 | 0 | 0 | 14.4636 | 83.5202 |  | kWh | 0.017351 | 0 | Commercial | [7 empty] | 15 | 0.78 |  |  |  | 0 | 402.1326 | 0 | 0 | 0 | 0 | 0 | 0 | 0 | 0 | 0 | 0 | 2009 Qtr 1: 0; 2009 Qtr 2: 0; 2009 Qtr 3: 0; 2009 Qtr 4: 402.1326; 2010 Qtr 1: 0; 2010 Qtr 2: 0; 2010 Qtr 3: 0; 2010 Qtr 4: 0; 2011 Qtr 1: 0; 2011 Qtr 2: 0; 2011 Qtr 3: 0; 2011 Qtr 4: 0 | 402.1326
0 | 234360-Lighting-IntrHiByLnrFlscntFxtr244wrplc400w(TrI)Tr1 |  | System | Commercial | [6 empty] | 282.4319 | 153.8404 | 0 | 0 | 0 | 128.5914 | 0 |  | 0 | 0.224 | -7.1132 | Commercial |  | Winter Only | [5 empty] | 15 | 0.78 |  |  |  | 0 | 10.7254 | 0 | 0 | 0 | 0 | 0 | 0 | 0 | 0 | 0 | 0 | 2009 Qtr 1: 0; 2009 Qtr 2: 0; 2009 Qtr 3: 0; 2009 Qtr 4: 10.7254; 2010 Qtr 1: 0; 2010 Qtr 2: 0; 2010 Qtr 3: 0; 2010 Qtr 4: 0; 2011 Qtr 1: 0; 2011 Qtr 2: 0; 2011 Qtr 3: 0; 2011 Qtr 4: 0 | 10.7254
0 | 234360-Lighting-IntrHiByLnrFlscntFxtr244wrplc400w(TrI)Tr1 |  | System | Commercial | [6 empty] | 282.4319 | 153.8404 | 0 | 0 | 0 | 128.5914 | 0 |  | 0 | 0.224 | -7.1132 | Commercial |  | Winter Only | [5 empty] | 15 | 0.78 |  |  |  | 0 | 3.9001 | 0 | 0 | 0 | 0 | 0 | 0 | 0 | 0 | 0 | 0 | 2009 Qtr 1: 0; 2009 Qtr 2: 0; 2009 Qtr 3: 0; 2009 Qtr 4: 3.9001; 2010 Qtr 1: 0; 2010 Qtr 2: 0; 2010 Qtr 3: 0; 2010 Qtr 4: 0; 2011 Qtr 1: 0; 2011 Qtr 2: 0; 2011 Qtr 3: 0; 2011 Qtr 4: 0 | 3.9001
0 | 234330-Premium T8 with T12 40 Watt Baseline - Tr1 |  | System | Commercial | 01-ALC-AllCommercial-IntLight | 0 |  |  |  |  | 27.6532 | 13.1897 | 0 | 0 | 0 | 14.4636 | 83.5202 |  | kWh | 0.017351 | 0 | Commercial | [7 empty] | 15 | 0.78 |  |  |  | 0 | 132.8311 | 0 | 0 | 0 | 0 | 0 | 0 | 0 | 0 | 0 | 0 | 2009 Qtr 1: 0; 2009 Qtr 2: 0; 2009 Qtr 3: 0; 2009 Qtr 4: 132.8311; 2010 Qtr 1: 0; 2010 Qtr 2: 0; 2010 Qtr 3: 0; 2010 Qtr 4: 0; 2011 Qtr 1: 0; 2011 Qtr 2: 0; 2011 Qtr 3: 0; 2011 Qtr 4: 0 | 132.8311
0 | 234330-Premium T8 with T12 40 Watt Baseline - Tr1 |  | System | Commercial | 01-ALC-AllCommercial-IntLight | 0 |  |  |  |  | 27.6532 | 13.1897 | 0 | 0 | 0 | 14.4636 | 83.5202 |  | kWh | 0.017351 | 0 | Commercial | [7 empty] | 15 | 0.78 |  |  |  | 0 | 10.9176 | 0 | 0 | 0 | 0 | 0 | 0 | 0 | 0 | 0 | 0 | 2009 Qtr 1: 10.9176; 2009 Qtr 2: 0; 2009 Qtr 3: 0; 2009 Qtr 4: 0; 2010 Qtr 1: 0; 2010 Qtr 2: 0; 2010 Qtr 3: 0; 2010 Qtr 4: 0; 2011 Qtr 1: 0; 2011 Qtr 2: 0; 2011 Qtr 3: 0; 2011 Qtr 4: 0 | 10.9176
0 | 234294-Lighting-Occupancy Sensor-Wallbox Lghtng Snsr-Tr1 |  | System | Commercial | 23-RTL-Retail–SingleStorylarge-LIT_INT | 0 |  |  |  |  | 42.262 | 40 | 0 | 0 | 0 | 2.262 | 213.759 |  | kWh | 0.17617 | 0 | Commercial | [7 empty] | 8 | 0.84 |  |  |  | 0 | 259 | 0 | 0 | 0 | 0 | 0 | 0 | 0 | 0 | 0 | 0 | 2009 Qtr 1: 259; 2009 Qtr 2: 0; 2009 Qtr 3: 0; 2009 Qtr 4: 0; 2010 Qtr 1: 0; 2010 Qtr 2: 0; 2010 Qtr 3: 0; 2010 Qtr 4: 0; 2011 Qtr 1: 0; 2011 Qtr 2: 0; 2011 Qtr 3: 0; 2011 Qtr 4: 0 | 259
0 | 234294-Lighting-Occupancy Sensor-Wallbox Lghtng Snsr-Tr1 |  | System | Commercial | 23-RTL-Retail–SingleStorylarge-LIT_INT | 0 |  |  |  |  | 42.262 | 40 | 0 | 0 | 0 | 2.262 | 213.759 |  | kWh | 0.17617 | 0 | Commercial | [7 empty] | 8 | 0.84 |  |  |  | 0 | 277 | 0 | 0 | 0 | 0 | 0 | 0 | 0 | 0 | 0 | 0 | 2009 Qtr 1: 277; 2009 Qtr 2: 0; 2009 Qtr 3: 0; 2009 Qtr 4: 0; 2010 Qtr 1: 0; 2010 Qtr 2: 0; 2010 Qtr 3: 0; 2010 Qtr 4: 0; 2011 Qtr 1: 0; 2011 Qtr 2: 0; 2011 Qtr 3: 0; 2011 Qtr 4: 0 | 277
0 | 234286-Lighting-Occpncy Snsr-Hi-Bay integrated Snsr-Tr2 |  | System | Commercial | 01-ALC-AllCommercial-IntLight | 0 |  |  |  |  | 221.37 | 95.5 | 0 | 0 | 0 | 125.87 | 1499.5759 |  | kWh | 0.47213 | 0 | Commercial | [7 empty] | 8 | 0.84 |  |  |  | 0 | 64 | 0 | 0 | 0 | 0 | 0 | 0 | 0 | 0 | 0 | 0 | 2009 Qtr 1: 64; 2009 Qtr 2: 0; 2009 Qtr 3: 0; 2009 Qtr 4: 0; 2010 Qtr 1: 0; 2010 Qtr 2: 0; 2010 Qtr 3: 0; 2010 Qtr 4: 0; 2011 Qtr 1: 0; 2011 Qtr 2: 0; 2011 Qtr 3: 0; 2011 Qtr 4: 0 | 64
0 | 234361-Lighting-IntrHiByLnrFlscntFxtr244wrplc400w(TrI)Tr2 |  | System | Commercial | 01-ALC-AllCommercial-IntLight | 0 |  |  |  |  | 327.8836 | 115.3803 | 0 | 0 | 0 | 212.5033 | 698.8643 |  | kWh | 0.2203 | 0 | Commercial | [7 empty] | 15 | 0.78 |  |  |  | 0 | 62.4023 | 0 | 0 | 0 | 0 | 0 | 0 | 0 | 0 | 0 | 0 | 2009 Qtr 1: 62.4023; 2009 Qtr 2: 0; 2009 Qtr 3: 0; 2009 Qtr 4: 0; 2010 Qtr 1: 0; 2010 Qtr 2: 0; 2010 Qtr 3: 0; 2010 Qtr 4: 0; 2011 Qtr 1: 0; 2011 Qtr 2: 0; 2011 Qtr 3: 0; 2011 Qtr 4: 0 | 62.4023
0 | 234083-Refrigeration -Cooler/Freezer Door Gaskets - Glass Doors |  | System | Commercial | 09-GRO-Grocery-REFG | 0 |  |  |  |  | 2.25 | 4 | 0 | 0 | 0 | -1.75 | 104.55 |  | kWh | 0.01195 | 0 | Commercial | [7 empty] | 4 | 0.76 |  |  |  | 0 | 317 | 0 | 0 | 0 | 0 | 0 | 0 | 0 | 0 | 0 | 0 | 2009 Qtr 1: 317; 2009 Qtr 2: 0; 2009 Qtr 3: 0; 2009 Qtr 4: 0; 2010 Qtr 1: 0; 2010 Qtr 2: 0; 2010 Qtr 3: 0; 2010 Qtr 4: 0; 2011 Qtr 1: 0; 2011 Qtr 2: 0; 2011 Qtr 3: 0; 2011 Qtr 4: 0 | 317
0 | 234084-Refrigeration -Cooler/Freezer Door Gaskets - Solid Doors: Cooler |  | System | Commercial | 09-GRO-Grocery-REFG | 0 |  |  |  |  | 2.2498 | 4 | 0 | 0 | 0 | -1.7502 | 104.55 |  | kWh | 0.01195 | 0 | Commercial | [7 empty] | 4 | 0.76 |  |  |  | 0 | 495 | 0 | 0 | 0 | 0 | 0 | 0 | 0 | 0 | 0 | 0 | 2009 Qtr 1: 495; 2009 Qtr 2: 0; 2009 Qtr 3: 0; 2009 Qtr 4: 0; 2010 Qtr 1: 0; 2010 Qtr 2: 0; 2010 Qtr 3: 0; 2010 Qtr 4: 0; 2011 Qtr 1: 0; 2011 Qtr 2: 0; 2011 Qtr 3: 0; 2011 Qtr 4: 0 | 495
0 | 234330-Premium T8 with T12 40 Watt Baseline - Tr1 |  | System | Commercial | 01-ALC-AllCommercial-IntLight | 0 |  |  |  |  | 27.6532 | 13.1897 | 0 | 0 | 0 | 14.4636 | 83.5202 |  | kWh | 0.017351 | 0 | Commercial | [7 empty] | 15 | 0.78 |  |  |  | 0 | 20.9254 | 0 | 0 | 0 | 0 | 0 | 0 | 0 | 0 | 0 | 0 | 2009 Qtr 1: 20.9254; 2009 Qtr 2: 0; 2009 Qtr 3: 0; 2009 Qtr 4: 0; 2010 Qtr 1: 0; 2010 Qtr 2: 0; 2010 Qtr 3: 0; 2010 Qtr 4: 0; 2011 Qtr 1: 0; 2011 Qtr 2: 0; 2011 Qtr 3: 0; 2011 Qtr 4: 0 | 20.9254
0 | 234303-Lighting-Remove 4 Ft Lamp (De-Lamp) - Tr1 |  | System | Commercial | [6 empty] | 12.3596 | 16.4871 | 0 | 0 | 0 | -4.1275 | 137.2559 |  | 0 | 0.026384 | -2.5676 | Commercial |  | Winter Only | [5 empty] | 15 | 0.77 |  |  |  | 0 | 20.9254 | 0 | 0 | 0 | 0 | 0 | 0 | 0 | 0 | 0 | 0 | 2009 Qtr 1: 20.9254; 2009 Qtr 2: 0; 2009 Qtr 3: 0; 2009 Qtr 4: 0; 2010 Qtr 1: 0; 2010 Qtr 2: 0; 2010 Qtr 3: 0; 2010 Qtr 4: 0; 2011 Qtr 1: 0; 2011 Qtr 2: 0; 2011 Qtr 3: 0; 2011 Qtr 4: 0 | 20.9254
0 | 234157-Pipe Insulation - Low Pressure Steam Applic. (LF) 1 in |  | System | Commercial | 01-ALC-AllCommercial-Vent/Fan | 0 |  |  |  |  | 5.22 | 3 | 0 | 0 | 0 | 2.22 | 0 |  | kWh | 0 | 13.4 | Commercial |  | Annual | [5 empty] | 20 | 0.7 |  |  |  | 0 | 105 | 0 | 0 | 0 | 0 | 0 | 0 | 0 | 0 | 0 | 0 | 2009 Qtr 1: 105; 2009 Qtr 2: 0; 2009 Qtr 3: 0; 2009 Qtr 4: 0; 2010 Qtr 1: 0; 2010 Qtr 2: 0; 2010 Qtr 3: 0; 2010 Qtr 4: 0; 2011 Qtr 1: 0; 2011 Qtr 2: 0; 2011 Qtr 3: 0; 2011 Qtr 4: 0 | 105
0 | 234084-Refrigeration -Cooler/Freezer Door Gaskets - Solid Doors: Cooler |  | System | Commercial | 09-GRO-Grocery-REFG | 0 |  |  |  |  | 2.2498 | 4 | 0 | 0 | 0 | -1.7502 | 104.55 |  | kWh | 0.01195 | 0 | Commercial | [7 empty] | 4 | 0.76 |  |  |  | 0 | 54 | 0 | 0 | 0 | 0 | 0 | 0 | 0 | 0 | 0 | 0 | 2009 Qtr 1: 54; 2009 Qtr 2: 0; 2009 Qtr 3: 0; 2009 Qtr 4: 0; 2010 Qtr 1: 0; 2010 Qtr 2: 0; 2010 Qtr 3: 0; 2010 Qtr 4: 0; 2011 Qtr 1: 0; 2011 Qtr 2: 0; 2011 Qtr 3: 0; 2011 Qtr 4: 0 | 54
0 | 234330-Premium T8 with T12 40 Watt Baseline - Tr1 |  | System | Commercial | 01-ALC-AllCommercial-IntLight | 0 |  |  |  |  | 27.6532 | 13.1897 | 0 | 0 | 0 | 14.4636 | 83.5202 |  | kWh | 0.017351 | 0 | Commercial | [7 empty] | 15 | 0.78 |  |  |  | 0 | 7.2784 | 0 | 0 | 0 | 0 | 0 | 0 | 0 | 0 | 0 | 0 | 2009 Qtr 1: 0; 2009 Qtr 2: 0; 2009 Qtr 3: 0; 2009 Qtr 4: 7.2784; 2010 Qtr 1: 0; 2010 Qtr 2: 0; 2010 Qtr 3: 0; 2010 Qtr 4: 0; 2011 Qtr 1: 0; 2011 Qtr 2: 0; 2011 Qtr 3: 0; 2011 Qtr 4: 0 | 7.2784
0 | 234084-Refrigeration -Cooler/Freezer Door Gaskets - Solid Doors: Cooler |  | System | Commercial | 09-GRO-Grocery-REFG | 0 |  |  |  |  | 2.2498 | 4 | 0 | 0 | 0 | -1.7502 | 104.55 |  | kWh | 0.01195 | 0 | Commercial | [7 empty] | 4 | 0.76 |  |  |  | 0 | 438 | 0 | 0 | 0 | 0 | 0 | 0 | 0 | 0 | 0 | 0 | 2009 Qtr 1: 438; 2009 Qtr 2: 0; 2009 Qtr 3: 0; 2009 Qtr 4: 0; 2010 Qtr 1: 0; 2010 Qtr 2: 0; 2010 Qtr 3: 0; 2010 Qtr 4: 0; 2011 Qtr 1: 0; 2011 Qtr 2: 0; 2011 Qtr 3: 0; 2011 Qtr 4: 0 | 438
0 | 234330-Premium T8 with T12 40 Watt Baseline - Tr1 |  | System | Commercial | 01-ALC-AllCommercial-IntLight | 0 |  |  |  |  | 27.6532 | 13.1897 | 0 | 0 | 0 | 14.4636 | 83.5202 |  | kWh | 0.017351 | 0 | Commercial | [7 empty] | 15 | 0.78 |  |  |  | 0 | 38.2117 | 0 | 0 | 0 | 0 | 0 | 0 | 0 | 0 | 0 | 0 | 2009 Qtr 1: 0; 2009 Qtr 2: 0; 2009 Qtr 3: 0; 2009 Qtr 4: 38.2117; 2010 Qtr 1: 0; 2010 Qtr 2: 0; 2010 Qtr 3: 0; 2010 Qtr 4: 0; 2011 Qtr 1: 0; 2011 Qtr 2: 0; 2011 Qtr 3: 0; 2011 Qtr 4: 0 | 38.2117
0 | 234303-Lighting-Remove 4 Ft Lamp (De-Lamp) - Tr1 |  | System | Commercial | [6 empty] | 12.3596 | 16.4871 | 0 | 0 | 0 | -4.1275 | 137.2559 |  | 0 | 0.026384 | -2.5676 | Commercial |  | Winter Only | [5 empty] | 15 | 0.77 |  |  |  | 0 | 38.2117 | 0 | 0 | 0 | 0 | 0 | 0 | 0 | 0 | 0 | 0 | 2009 Qtr 1: 0; 2009 Qtr 2: 0; 2009 Qtr 3: 0; 2009 Qtr 4: 38.2117; 2010 Qtr 1: 0; 2010 Qtr 2: 0; 2010 Qtr 3: 0; 2010 Qtr 4: 0; 2011 Qtr 1: 0; 2011 Qtr 2: 0; 2011 Qtr 3: 0; 2011 Qtr 4: 0 | 38.2117
0 | 234330-Premium T8 with T12 40 Watt Baseline - Tr1 |  | System | Commercial | 01-ALC-AllCommercial-IntLight | 0 |  |  |  |  | 27.6532 | 13.1897 | 0 | 0 | 0 | 14.4636 | 83.5202 |  | kWh | 0.017351 | 0 | Commercial | [7 empty] | 15 | 0.78 |  |  |  | 0 | 10.9176 | 0 | 0 | 0 | 0 | 0 | 0 | 0 | 0 | 0 | 0 | 2009 Qtr 1: 0; 2009 Qtr 2: 0; 2009 Qtr 3: 0; 2009 Qtr 4: 10.9176; 2010 Qtr 1: 0; 2010 Qtr 2: 0; 2010 Qtr 3: 0; 2010 Qtr 4: 0; 2011 Qtr 1: 0; 2011 Qtr 2: 0; 2011 Qtr 3: 0; 2011 Qtr 4: 0 | 10.9176
0 | 234207-Lighting-8 Ft T-8 with Elec Ballast-Tr1 |  | System | Commercial | 01-ALC-AllCommercial-IntLight | 0 |  |  |  |  | 35.6901 | 21.9828 | 0 | 0 | 0 | 13.7073 | 45.8368 |  | kWh | 0.0098893 | 0 | Commercial | [7 empty] | 15 | 0.78 |  |  |  | 0 | 7.2784 | 0 | 0 | 0 | 0 | 0 | 0 | 0 | 0 | 0 | 0 | 2009 Qtr 1: 0; 2009 Qtr 2: 0; 2009 Qtr 3: 0; 2009 Qtr 4: 7.2784; 2010 Qtr 1: 0; 2010 Qtr 2: 0; 2010 Qtr 3: 0; 2010 Qtr 4: 0; 2011 Qtr 1: 0; 2011 Qtr 2: 0; 2011 Qtr 3: 0; 2011 Qtr 4: 0 | 7.2784
0 | 234303-Lighting-Remove 4 Ft Lamp (De-Lamp) - Tr1 |  | System | Commercial | [6 empty] | 12.3596 | 16.4871 | 0 | 0 | 0 | -4.1275 | 137.2559 |  | 0 | 0.026384 | -2.5676 | Commercial |  | Winter Only | [5 empty] | 15 | 0.77 |  |  |  | 0 | 3.6392 | 0 | 0 | 0 | 0 | 0 | 0 | 0 | 0 | 0 | 0 | 2009 Qtr 1: 0; 2009 Qtr 2: 0; 2009 Qtr 3: 0; 2009 Qtr 4: 3.6392; 2010 Qtr 1: 0; 2010 Qtr 2: 0; 2010 Qtr 3: 0; 2010 Qtr 4: 0; 2011 Qtr 1: 0; 2011 Qtr 2: 0; 2011 Qtr 3: 0; 2011 Qtr 4: 0 | 3.6392
0 | 234306-Lighting-Remove 8 Ft Lamp (De-Lamp) - Tr1 |  | System | Commercial | 23-RTL-Retail–SingleStorylarge-LIT_INT | 0 |  |  |  |  | 28.4369 | 27.4785 | 0 | 0 | 0 | 0.95836 | 366.7521 |  | kWh | 0.077777 | 0 | Commercial | [7 empty] | 15 | 0.77 |  |  |  | 0 | 7.2784 | 0 | 0 | 0 | 0 | 0 | 0 | 0 | 0 | 0 | 0 | 2009 Qtr 1: 0; 2009 Qtr 2: 0; 2009 Qtr 3: 0; 2009 Qtr 4: 7.2784; 2010 Qtr 1: 0; 2010 Qtr 2: 0; 2010 Qtr 3: 0; 2010 Qtr 4: 0; 2011 Qtr 1: 0; 2011 Qtr 2: 0; 2011 Qtr 3: 0; 2011 Qtr 4: 0 | 7.2784
0 | 234330-Premium T8 with T12 40 Watt Baseline - Tr1 |  | System | Commercial | 01-ALC-AllCommercial-IntLight | 0 |  |  |  |  | 27.6532 | 13.1897 | 0 | 0 | 0 | 14.4636 | 83.5202 |  | kWh | 0.017351 | 0 | Commercial | [7 empty] | 15 | 0.78 |  |  |  | 0 | 154.6664 | 0 | 0 | 0 | 0 | 0 | 0 | 0 | 0 | 0 | 0 | 2009 Qtr 1: 154.6664; 2009 Qtr 2: 0; 2009 Qtr 3: 0; 2009 Qtr 4: 0; 2010 Qtr 1: 0; 2010 Qtr 2: 0; 2010 Qtr 3: 0; 2010 Qtr 4: 0; 2011 Qtr 1: 0; 2011 Qtr 2: 0; 2011 Qtr 3: 0; 2011 Qtr 4: 0 | 154.6664
0 | 234049-Lighting-LED Exit Sign New Sign |  | System | Commercial | 25-SCN-Storage–Conditioned-Exit | 0 |  |  |  |  | 64.8921 | 45 | 0 | 0 | 0 | 19.8921 | 351.311 |  | kWh | 0 | 0 | Commercial | [7 empty] | 16 | 0.85 |  |  |  | 0 | 2 | 0 | 0 | 0 | 0 | 0 | 0 | 0 | 0 | 0 | 0 | 2009 Qtr 1: 2; 2009 Qtr 2: 0; 2009 Qtr 3: 0; 2009 Qtr 4: 0; 2010 Qtr 1: 0; 2010 Qtr 2: 0; 2010 Qtr 3: 0; 2010 Qtr 4: 0; 2011 Qtr 1: 0; 2011 Qtr 2: 0; 2011 Qtr 3: 0; 2011 Qtr 4: 0 | 2
0 | 234303-Lighting-Remove 4 Ft Lamp (De-Lamp) - Tr1 |  | System | Commercial | [6 empty] | 12.3596 | 16.4871 | 0 | 0 | 0 | -4.1275 | 137.2559 |  | 0 | 0.026384 | -2.5676 | Commercial |  | Winter Only | [5 empty] | 15 | 0.77 |  |  |  | 0 | 25.4745 | 0 | 0 | 0 | 0 | 0 | 0 | 0 | 0 | 0 | 0 | 2009 Qtr 1: 25.4745; 2009 Qtr 2: 0; 2009 Qtr 3: 0; 2009 Qtr 4: 0; 2010 Qtr 1: 0; 2010 Qtr 2: 0; 2010 Qtr 3: 0; 2010 Qtr 4: 0; 2011 Qtr 1: 0; 2011 Qtr 2: 0; 2011 Qtr 3: 0; 2011 Qtr 4: 0 | 25.4745
0 | 234330-Premium T8 with T12 40 Watt Baseline - Tr1 |  | System | Commercial | 01-ALC-AllCommercial-IntLight | 0 |  |  |  |  | 27.6532 | 13.1897 | 0 | 0 | 0 | 14.4636 | 83.5202 |  | kWh | 0.017351 | 0 | Commercial | [7 empty] | 15 | 0.78 |  |  |  | 0 | 29.1137 | 0 | 0 | 0 | 0 | 0 | 0 | 0 | 0 | 0 | 0 | 2009 Qtr 1: 0; 2009 Qtr 2: 0; 2009 Qtr 3: 0; 2009 Qtr 4: 29.1137; 2010 Qtr 1: 0; 2010 Qtr 2: 0; 2010 Qtr 3: 0; 2010 Qtr 4: 0; 2011 Qtr 1: 0; 2011 Qtr 2: 0; 2011 Qtr 3: 0; 2011 Qtr 4: 0 | 29.1137
0 | 234330-Premium T8 with T12 40 Watt Baseline - Tr1 |  | System | Commercial | 01-ALC-AllCommercial-IntLight | 0 |  |  |  |  | 27.6532 | 13.1897 | 0 | 0 | 0 | 14.4636 | 83.5202 |  | kWh | 0.017351 | 0 | Commercial | [7 empty] | 15 | 0.78 |  |  |  | 0 | 74.6038 | 0 | 0 | 0 | 0 | 0 | 0 | 0 | 0 | 0 | 0 | 2009 Qtr 1: 74.6038; 2009 Qtr 2: 0; 2009 Qtr 3: 0; 2009 Qtr 4: 0; 2010 Qtr 1: 0; 2010 Qtr 2: 0; 2010 Qtr 3: 0; 2010 Qtr 4: 0; 2011 Qtr 1: 0; 2011 Qtr 2: 0; 2011 Qtr 3: 0; 2011 Qtr 4: 0 | 74.6038
0 | 234303-Lighting-Remove 4 Ft Lamp (De-Lamp) - Tr1 |  | System | Commercial | [6 empty] | 12.3596 | 16.4871 | 0 | 0 | 0 | -4.1275 | 137.2559 |  | 0 | 0.026384 | -2.5676 | Commercial |  | Winter Only | [5 empty] | 15 | 0.77 |  |  |  | 0 | 12.7372 | 0 | 0 | 0 | 0 | 0 | 0 | 0 | 0 | 0 | 0 | 2009 Qtr 1: 12.7372; 2009 Qtr 2: 0; 2009 Qtr 3: 0; 2009 Qtr 4: 0; 2010 Qtr 1: 0; 2010 Qtr 2: 0; 2010 Qtr 3: 0; 2010 Qtr 4: 0; 2011 Qtr 1: 0; 2011 Qtr 2: 0; 2011 Qtr 3: 0; 2011 Qtr 4: 0 | 12.7372
0 | 234330-Premium T8 with T12 40 Watt Baseline - Tr1 |  | System | Commercial | 01-ALC-AllCommercial-IntLight | 0 |  |  |  |  | 27.6532 | 13.1897 | 0 | 0 | 0 | 14.4636 | 83.5202 |  | kWh | 0.017351 | 0 | Commercial | [7 empty] | 15 | 0.78 |  |  |  | 0 | 29.1137 | 0 | 0 | 0 | 0 | 0 | 0 | 0 | 0 | 0 | 0 | 2009 Qtr 1: 29.1137; 2009 Qtr 2: 0; 2009 Qtr 3: 0; 2009 Qtr 4: 0; 2010 Qtr 1: 0; 2010 Qtr 2: 0; 2010 Qtr 3: 0; 2010 Qtr 4: 0; 2011 Qtr 1: 0; 2011 Qtr 2: 0; 2011 Qtr 3: 0; 2011 Qtr 4: 0 | 29.1137
0 | 234207-Lighting-8 Ft T-8 with Elec Ballast-Tr1 |  | System | Commercial | 01-ALC-AllCommercial-IntLight | 0 |  |  |  |  | 35.6901 | 0 | 0 | 0 | 0 | 35.6901 | 45.8368 |  | kWh | 0.0098893 | 0 | Commercial | [7 empty] | 15 | 0.78 |  |  |  | 0 | 14.5568 | 0 | 0 | 0 | 0 | 0 | 0 | 0 | 0 | 0 | 0 | 2009 Qtr 1: 14.5568; 2009 Qtr 2: 0; 2009 Qtr 3: 0; 2009 Qtr 4: 0; 2010 Qtr 1: 0; 2010 Qtr 2: 0; 2010 Qtr 3: 0; 2010 Qtr 4: 0; 2011 Qtr 1: 0; 2011 Qtr 2: 0; 2011 Qtr 3: 0; 2011 Qtr 4: 0 | 14.5568
0 | 234303-Lighting-Remove 4 Ft Lamp (De-Lamp) - Tr1 |  | System | Commercial | [6 empty] | 12.3596 | 16.4871 | 0 | 0 | 0 | -4.1275 | 137.2559 |  | 0 | 0.026384 | -2.5676 | Commercial |  | Winter Only | [5 empty] | 15 | 0.77 |  |  |  | 0 | 5.4588 | 0 | 0 | 0 | 0 | 0 | 0 | 0 | 0 | 0 | 0 | 2009 Qtr 1: 5.4588; 2009 Qtr 2: 0; 2009 Qtr 3: 0; 2009 Qtr 4: 0; 2010 Qtr 1: 0; 2010 Qtr 2: 0; 2010 Qtr 3: 0; 2010 Qtr 4: 0; 2011 Qtr 1: 0; 2011 Qtr 2: 0; 2011 Qtr 3: 0; 2011 Qtr 4: 0 | 5.4588
0 | 234084-Refrigeration -Cooler/Freezer Door Gaskets - Solid Doors: Cooler |  | System | Commercial | 09-GRO-Grocery-REFG | 0 |  |  |  |  | 2.2498 | 0 | 0 | 0 | 0 | 2.2498 | 104.55 |  | kWh | 0.01195 | 0 | Commercial | [7 empty] | 4 | 0.76 |  |  |  | 0 | 19 | 0 | 0 | 0 | 0 | 0 | 0 | 0 | 0 | 0 | 0 | 2009 Qtr 1: 19; 2009 Qtr 2: 0; 2009 Qtr 3: 0; 2009 Qtr 4: 0; 2010 Qtr 1: 0; 2010 Qtr 2: 0; 2010 Qtr 3: 0; 2010 Qtr 4: 0; 2011 Qtr 1: 0; 2011 Qtr 2: 0; 2011 Qtr 3: 0; 2011 Qtr 4: 0 | 19
0 | 234083-Refrigeration -Cooler/Freezer Door Gaskets - Glass Doors |  | System | Commercial | 09-GRO-Grocery-REFG | 0 |  |  |  |  | 2.25 | 4 | 0 | 0 | 0 | -1.75 | 104.55 |  | kWh | 0.01195 | 0 | Commercial | [7 empty] | 4 | 0.76 |  |  |  | 0 | 227 | 0 | 0 | 0 | 0 | 0 | 0 | 0 | 0 | 0 | 0 | 2009 Qtr 1: 227; 2009 Qtr 2: 0; 2009 Qtr 3: 0; 2009 Qtr 4: 0; 2010 Qtr 1: 0; 2010 Qtr 2: 0; 2010 Qtr 3: 0; 2010 Qtr 4: 0; 2011 Qtr 1: 0; 2011 Qtr 2: 0; 2011 Qtr 3: 0; 2011 Qtr 4: 0 | 227
0 | 234084-Refrigeration -Cooler/Freezer Door Gaskets - Solid Doors: Cooler |  | System | Commercial | 09-GRO-Grocery-REFG | 0 |  |  |  |  | 2.2498 | 4 | 0 | 0 | 0 | -1.7502 | 104.55 |  | kWh | 0.01195 | 0 | Commercial | [7 empty] | 4 | 0.76 |  |  |  | 0 | 16 | 0 | 0 | 0 | 0 | 0 | 0 | 0 | 0 | 0 | 0 | 2009 Qtr 1: 0; 2009 Qtr 2: 0; 2009 Qtr 3: 0; 2009 Qtr 4: 16; 2010 Qtr 1: 0; 2010 Qtr 2: 0; 2010 Qtr 3: 0; 2010 Qtr 4: 0; 2011 Qtr 1: 0; 2011 Qtr 2: 0; 2011 Qtr 3: 0; 2011 Qtr 4: 0 | 16
0 | 234083-Refrigeration -Cooler/Freezer Door Gaskets - Glass Doors |  | System | Commercial | 09-GRO-Grocery-REFG | 0 |  |  |  |  | 2.25 | 4 | 0 | 0 | 0 | -1.75 | 104.55 |  | kWh | 0.01195 | 0 | Commercial | [7 empty] | 4 | 0.76 |  |  |  | 0 | 191 | 0 | 0 | 0 | 0 | 0 | 0 | 0 | 0 | 0 | 0 | 2009 Qtr 1: 0; 2009 Qtr 2: 0; 2009 Qtr 3: 0; 2009 Qtr 4: 191; 2010 Qtr 1: 0; 2010 Qtr 2: 0; 2010 Qtr 3: 0; 2010 Qtr 4: 0; 2011 Qtr 1: 0; 2011 Qtr 2: 0; 2011 Qtr 3: 0; 2011 Qtr 4: 0 | 191
0 | 234360-Lighting-IntrHiByLnrFlscntFxtr244wrplc400w(TrI)Tr1 |  | System | Commercial | [6 empty] | 282.4319 | 153.8404 | 0 | 0 | 0 | 128.5914 | 0 |  | 0 | 0.224 | -7.1132 | Commercial |  | Winter Only | [5 empty] | 15 | 0.78 |  |  |  | 0 | 8.7753 | 0 | 0 | 0 | 0 | 0 | 0 | 0 | 0 | 0 | 0 | 2009 Qtr 1: 8.7753; 2009 Qtr 2: 0; 2009 Qtr 3: 0; 2009 Qtr 4: 0; 2010 Qtr 1: 0; 2010 Qtr 2: 0; 2010 Qtr 3: 0; 2010 Qtr 4: 0; 2011 Qtr 1: 0; 2011 Qtr 2: 0; 2011 Qtr 3: 0; 2011 Qtr 4: 0 | 8.7753
0 | 234285-Lighting-Occpncy Snsr-Hi-Bay integrated Snsr-Tr1 |  | System | Commercial | 01-ALC-AllCommercial-IntLight | 0 |  |  |  |  | 221.2703 | 95.5 | 0 | 0 | 0 | 125.7703 | 2503.6304 |  | kWh | 0.48559 | 0 | Commercial | [7 empty] | 8 | 0.84 |  |  |  | 0 | 9 | 0 | 0 | 0 | 0 | 0 | 0 | 0 | 0 | 0 | 0 | 2009 Qtr 1: 9; 2009 Qtr 2: 0; 2009 Qtr 3: 0; 2009 Qtr 4: 0; 2010 Qtr 1: 0; 2010 Qtr 2: 0; 2010 Qtr 3: 0; 2010 Qtr 4: 0; 2011 Qtr 1: 0; 2011 Qtr 2: 0; 2011 Qtr 3: 0; 2011 Qtr 4: 0 | 9
0 | 234049-Lighting-LED Exit Sign New Sign |  | System | Commercial | 25-SCN-Storage–Conditioned-Exit | 0 |  |  |  |  | 64.8921 | 45 | 0 | 0 | 0 | 19.8921 | 351.311 |  | kWh | 0 | 0 | Commercial | [7 empty] | 16 | 0.85 |  |  |  | 0 | 3 | 0 | 0 | 0 | 0 | 0 | 0 | 0 | 0 | 0 | 0 | 2009 Qtr 1: 3; 2009 Qtr 2: 0; 2009 Qtr 3: 0; 2009 Qtr 4: 0; 2010 Qtr 1: 0; 2010 Qtr 2: 0; 2010 Qtr 3: 0; 2010 Qtr 4: 0; 2011 Qtr 1: 0; 2011 Qtr 2: 0; 2011 Qtr 3: 0; 2011 Qtr 4: 0 | 3
0 | 234085-Refrigeration -Strip Curtains for Walk-ins |  | System | Commercial | 20-RFF-Restaurant–FastFood-Refrig | 0 |  |  |  |  | 10.214 | 3 | 0 | 0 | 0 | 7.214 | 465 |  | kWh | 0.053 | 0 | Commercial | [7 empty] | 4 | 0.46 |  |  |  | 0 | 16 | 0 | 0 | 0 | 0 | 0 | 0 | 0 | 0 | 0 | 0 | 2009 Qtr 1: 16; 2009 Qtr 2: 0; 2009 Qtr 3: 0; 2009 Qtr 4: 0; 2010 Qtr 1: 0; 2010 Qtr 2: 0; 2010 Qtr 3: 0; 2010 Qtr 4: 0; 2011 Qtr 1: 0; 2011 Qtr 2: 0; 2011 Qtr 3: 0; 2011 Qtr 4: 0 | 16
0 | 234084-Refrigeration -Cooler/Freezer Door Gaskets - Solid Doors: Cooler |  | System | Commercial | 09-GRO-Grocery-REFG | 0 |  |  |  |  | 2.2498 | 4 | 0 | 0 | 0 | -1.7502 | 104.55 |  | kWh | 0.01195 | 0 | Commercial | [7 empty] | 4 | 0.76 |  |  |  | 0 | 18 | 0 | 0 | 0 | 0 | 0 | 0 | 0 | 0 | 0 | 0 | 2009 Qtr 1: 18; 2009 Qtr 2: 0; 2009 Qtr 3: 0; 2009 Qtr 4: 0; 2010 Qtr 1: 0; 2010 Qtr 2: 0; 2010 Qtr 3: 0; 2010 Qtr 4: 0; 2011 Qtr 1: 0; 2011 Qtr 2: 0; 2011 Qtr 3: 0; 2011 Qtr 4: 0 | 18
0 | 234083-Refrigeration -Cooler/Freezer Door Gaskets - Glass Doors |  | System | Commercial | 09-GRO-Grocery-REFG | 0 |  |  |  |  | 2.25 | 4 | 0 | 0 | 0 | -1.75 | 104.55 |  | kWh | 0.01195 | 0 | Commercial | [7 empty] | 4 | 0.76 |  |  |  | 0 | 207 | 0 | 0 | 0 | 0 | 0 | 0 | 0 | 0 | 0 | 0 | 2009 Qtr 1: 207; 2009 Qtr 2: 0; 2009 Qtr 3: 0; 2009 Qtr 4: 0; 2010 Qtr 1: 0; 2010 Qtr 2: 0; 2010 Qtr 3: 0; 2010 Qtr 4: 0; 2011 Qtr 1: 0; 2011 Qtr 2: 0; 2011 Qtr 3: 0; 2011 Qtr 4: 0 | 207
0 | 234084-Refrigeration -Cooler/Freezer Door Gaskets - Solid Doors: Cooler |  | System | Commercial | 09-GRO-Grocery-REFG | 0 |  |  |  |  | 2.2498 | 4 | 0 | 0 | 0 | -1.7502 | 104.55 |  | kWh | 0.01195 | 0 | Commercial | [7 empty] | 4 | 0.76 |  |  |  | 0 | 16 | 0 | 0 | 0 | 0 | 0 | 0 | 0 | 0 | 0 | 0 | 2009 Qtr 1: 0; 2009 Qtr 2: 0; 2009 Qtr 3: 0; 2009 Qtr 4: 16; 2010 Qtr 1: 0; 2010 Qtr 2: 0; 2010 Qtr 3: 0; 2010 Qtr 4: 0; 2011 Qtr 1: 0; 2011 Qtr 2: 0; 2011 Qtr 3: 0; 2011 Qtr 4: 0 | 16
0 | 234083-Refrigeration -Cooler/Freezer Door Gaskets - Glass Doors |  | System | Commercial | 09-GRO-Grocery-REFG | 0 |  |  |  |  | 2.25 | 4 | 0 | 0 | 0 | -1.75 | 104.55 |  | kWh | 0.01195 | 0 | Commercial | [7 empty] | 4 | 0.76 |  |  |  | 0 | 311 | 0 | 0 | 0 | 0 | 0 | 0 | 0 | 0 | 0 | 0 | 2009 Qtr 1: 0; 2009 Qtr 2: 0; 2009 Qtr 3: 0; 2009 Qtr 4: 311; 2010 Qtr 1: 0; 2010 Qtr 2: 0; 2010 Qtr 3: 0; 2010 Qtr 4: 0; 2011 Qtr 1: 0; 2011 Qtr 2: 0; 2011 Qtr 3: 0; 2011 Qtr 4: 0 | 311
0 | 234285-Lighting-Occpncy Snsr-Hi-Bay integrated Snsr-Tr1 |  | System | Commercial | 01-ALC-AllCommercial-IntLight | 0 |  |  |  |  | 221.2703 | 95.5 | 0 | 0 | 0 | 125.7703 | 2503.6304 |  | kWh | 0.48559 | 0 | Commercial | [7 empty] | 8 | 0.84 |  |  |  | 0 | 65 | 0 | 0 | 0 | 0 | 0 | 0 | 0 | 0 | 0 | 0 | 2009 Qtr 1: 65; 2009 Qtr 2: 0; 2009 Qtr 3: 0; 2009 Qtr 4: 0; 2010 Qtr 1: 0; 2010 Qtr 2: 0; 2010 Qtr 3: 0; 2010 Qtr 4: 0; 2011 Qtr 1: 0; 2011 Qtr 2: 0; 2011 Qtr 3: 0; 2011 Qtr 4: 0 | 65
0 | 234083-Refrigeration -Cooler/Freezer Door Gaskets - Glass Doors |  | System | Commercial | 09-GRO-Grocery-REFG | 0 |  |  |  |  | 2.25 | 4 | 0 | 0 | 0 | -1.75 | 104.55 |  | kWh | 0.01195 | 0 | Commercial | [7 empty] | 4 | 0.76 |  |  |  | 0 | 149 | 0 | 0 | 0 | 0 | 0 | 0 | 0 | 0 | 0 | 0 | 2009 Qtr 1: 0; 2009 Qtr 2: 0; 2009 Qtr 3: 0; 2009 Qtr 4: 149; 2010 Qtr 1: 0; 2010 Qtr 2: 0; 2010 Qtr 3: 0; 2010 Qtr 4: 0; 2011 Qtr 1: 0; 2011 Qtr 2: 0; 2011 Qtr 3: 0; 2011 Qtr 4: 0 | 149
0 | 234330-Premium T8 with T12 40 Watt Baseline - Tr1 |  | System | Commercial | 01-ALC-AllCommercial-IntLight | 0 |  |  |  |  | 27.6532 | 13.1897 | 0 | 0 | 0 | 14.4636 | 83.5202 |  | kWh | 0.017351 | 0 | Commercial | [7 empty] | 15 | 0.78 |  |  |  | 0 | 54.5881 | 0 | 0 | 0 | 0 | 0 | 0 | 0 | 0 | 0 | 0 | 2009 Qtr 1: 54.5881; 2009 Qtr 2: 0; 2009 Qtr 3: 0; 2009 Qtr 4: 0; 2010 Qtr 1: 0; 2010 Qtr 2: 0; 2010 Qtr 3: 0; 2010 Qtr 4: 0; 2011 Qtr 1: 0; 2011 Qtr 2: 0; 2011 Qtr 3: 0; 2011 Qtr 4: 0 | 54.5881
0 | 234303-Lighting-Remove 4 Ft Lamp (De-Lamp) - Tr1 |  | System | Commercial | [6 empty] | 12.3596 | 16.4871 | 0 | 0 | 0 | -4.1275 | 137.2559 |  | 0 | 0.026384 | -2.5676 | Commercial |  | Winter Only | [5 empty] | 15 | 0.77 |  |  |  | 0 | 43.6705 | 0 | 0 | 0 | 0 | 0 | 0 | 0 | 0 | 0 | 0 | 2009 Qtr 1: 43.6705; 2009 Qtr 2: 0; 2009 Qtr 3: 0; 2009 Qtr 4: 0; 2010 Qtr 1: 0; 2010 Qtr 2: 0; 2010 Qtr 3: 0; 2010 Qtr 4: 0; 2011 Qtr 1: 0; 2011 Qtr 2: 0; 2011 Qtr 3: 0; 2011 Qtr 4: 0 | 43.6705
0 | 234330-Premium T8 with T12 40 Watt Baseline - Tr1 |  | System | Commercial | 01-ALC-AllCommercial-IntLight | 0 |  |  |  |  | 27.6532 | 13.1897 | 0 | 0 | 0 | 14.4636 | 83.5202 |  | kWh | 0.017351 | 0 | Commercial | [7 empty] | 15 | 0.78 |  |  |  | 0 | 149.2076 | 0 | 0 | 0 | 0 | 0 | 0 | 0 | 0 | 0 | 0 | 2009 Qtr 1: 0; 2009 Qtr 2: 0; 2009 Qtr 3: 0; 2009 Qtr 4: 149.2076; 2010 Qtr 1: 0; 2010 Qtr 2: 0; 2010 Qtr 3: 0; 2010 Qtr 4: 0; 2011 Qtr 1: 0; 2011 Qtr 2: 0; 2011 Qtr 3: 0; 2011 Qtr 4: 0 | 149.2076
0 | 234330-Premium T8 with T12 40 Watt Baseline - Tr1 |  | System | Commercial | 01-ALC-AllCommercial-IntLight | 0 |  |  |  |  | 27.6532 | 13.1897 | 0 | 0 | 0 | 14.4636 | 83.5202 |  | kWh | 0.017351 | 0 | Commercial | [7 empty] | 15 | 0.78 |  |  |  | 0 | 72.7842 | 0 | 0 | 0 | 0 | 0 | 0 | 0 | 0 | 0 | 0 | 2009 Qtr 1: 0; 2009 Qtr 2: 0; 2009 Qtr 3: 0; 2009 Qtr 4: 72.7842; 2010 Qtr 1: 0; 2010 Qtr 2: 0; 2010 Qtr 3: 0; 2010 Qtr 4: 0; 2011 Qtr 1: 0; 2011 Qtr 2: 0; 2011 Qtr 3: 0; 2011 Qtr 4: 0 | 72.7842
0 | 234312-Lighting-Screw in 14-26 Watt Lamp - Tr1 |  | System | Commercial | [6 empty] | 9.3196 | 10.3931 | 0 | 0 | 0 | -1.0734 | 194.1729 |  | 0 | 0.038993 | -2.6224 | Commercial |  | Annual | [5 empty] | 2.47 | 0.81 |  |  |  | 0 | 1.3471 | 0 | 0 | 0 | 0 | 0 | 0 | 0 | 0 | 0 | 0 | 2009 Qtr 1: 1.3471; 2009 Qtr 2: 0; 2009 Qtr 3: 0; 2009 Qtr 4: 0; 2010 Qtr 1: 0; 2010 Qtr 2: 0; 2010 Qtr 3: 0; 2010 Qtr 4: 0; 2011 Qtr 1: 0; 2011 Qtr 2: 0; 2011 Qtr 3: 0; 2011 Qtr 4: 0 | 1.3471
0 | 234330-Premium T8 with T12 40 Watt Baseline - Tr1 |  | System | Commercial | 01-ALC-AllCommercial-IntLight | 0 |  |  |  |  | 27.6532 | 13.1897 | 0 | 0 | 0 | 14.4636 | 83.5202 |  | kWh | 0.017351 | 0 | Commercial | [7 empty] | 15 | 0.78 |  |  |  | 0 | 36.3921 | 0 | 0 | 0 | 0 | 0 | 0 | 0 | 0 | 0 | 0 | 2009 Qtr 1: 36.3921; 2009 Qtr 2: 0; 2009 Qtr 3: 0; 2009 Qtr 4: 0; 2010 Qtr 1: 0; 2010 Qtr 2: 0; 2010 Qtr 3: 0; 2010 Qtr 4: 0; 2011 Qtr 1: 0; 2011 Qtr 2: 0; 2011 Qtr 3: 0; 2011 Qtr 4: 0 | 36.3921
0 | 234303-Lighting-Remove 4 Ft Lamp (De-Lamp) - Tr1 |  | System | Commercial | [6 empty] | 12.3596 | 16.4871 | 0 | 0 | 0 | -4.1275 | 137.2559 |  | 0 | 0.026384 | -2.5676 | Commercial |  | Winter Only | [5 empty] | 15 | 0.77 |  |  |  | 0 | 36.3921 | 0 | 0 | 0 | 0 | 0 | 0 | 0 | 0 | 0 | 0 | 2009 Qtr 1: 36.3921; 2009 Qtr 2: 0; 2009 Qtr 3: 0; 2009 Qtr 4: 0; 2010 Qtr 1: 0; 2010 Qtr 2: 0; 2010 Qtr 3: 0; 2010 Qtr 4: 0; 2011 Qtr 1: 0; 2011 Qtr 2: 0; 2011 Qtr 3: 0; 2011 Qtr 4: 0 | 36.3921
0 | 234116-Refrigeration -Cooler/Freezer Door Gaskets - Solid Doors: Freezer |  | System | Commercial | 09-GRO-Grocery-REFG | 0 |  |  |  |  | 3.9975 | 4 | 0 | 0 | 0 | -0.002476 | 104.55 |  | kWh | 0.01195 | 0 | Commercial | [7 empty] | 4 | 0.76 |  |  |  | 0 | 16 | 0 | 0 | 0 | 0 | 0 | 0 | 0 | 0 | 0 | 0 | 2009 Qtr 1: 16; 2009 Qtr 2: 0; 2009 Qtr 3: 0; 2009 Qtr 4: 0; 2010 Qtr 1: 0; 2010 Qtr 2: 0; 2010 Qtr 3: 0; 2010 Qtr 4: 0; 2011 Qtr 1: 0; 2011 Qtr 2: 0; 2011 Qtr 3: 0; 2011 Qtr 4: 0 | 16
0 | 234083-Refrigeration -Cooler/Freezer Door Gaskets - Glass Doors |  | System | Commercial | 09-GRO-Grocery-REFG | 0 |  |  |  |  | 2.25 | 4 | 0 | 0 | 0 | -1.75 | 104.55 |  | kWh | 0.01195 | 0 | Commercial | [7 empty] | 4 | 0.76 |  |  |  | 0 | 258 | 0 | 0 | 0 | 0 | 0 | 0 | 0 | 0 | 0 | 0 | 2009 Qtr 1: 258; 2009 Qtr 2: 0; 2009 Qtr 3: 0; 2009 Qtr 4: 0; 2010 Qtr 1: 0; 2010 Qtr 2: 0; 2010 Qtr 3: 0; 2010 Qtr 4: 0; 2011 Qtr 1: 0; 2011 Qtr 2: 0; 2011 Qtr 3: 0; 2011 Qtr 4: 0 | 258
0 | 234084-Refrigeration -Cooler/Freezer Door Gaskets - Solid Doors: Cooler |  | System | Commercial | 09-GRO-Grocery-REFG | 0 |  |  |  |  | 2.2498 | 4 | 0 | 0 | 0 | -1.7502 | 104.55 |  | kWh | 0.01195 | 0 | Commercial | [7 empty] | 4 | 0.76 |  |  |  | 0 | 16 | 0 | 0 | 0 | 0 | 0 | 0 | 0 | 0 | 0 | 0 | 2009 Qtr 1: 16; 2009 Qtr 2: 0; 2009 Qtr 3: 0; 2009 Qtr 4: 0; 2010 Qtr 1: 0; 2010 Qtr 2: 0; 2010 Qtr 3: 0; 2010 Qtr 4: 0; 2011 Qtr 1: 0; 2011 Qtr 2: 0; 2011 Qtr 3: 0; 2011 Qtr 4: 0 | 16
0 | 234116-Refrigeration -Cooler/Freezer Door Gaskets - Solid Doors: Freezer |  | System | Commercial | 09-GRO-Grocery-REFG | 0 |  |  |  |  | 3.9975 | 4 | 0 | 0 | 0 | -0.002476 | 104.55 |  | kWh | 0.01195 | 0 | Commercial | [7 empty] | 4 | 0.76 |  |  |  | 0 | 16 | 0 | 0 | 0 | 0 | 0 | 0 | 0 | 0 | 0 | 0 | 2009 Qtr 1: 16; 2009 Qtr 2: 0; 2009 Qtr 3: 0; 2009 Qtr 4: 0; 2010 Qtr 1: 0; 2010 Qtr 2: 0; 2010 Qtr 3: 0; 2010 Qtr 4: 0; 2011 Qtr 1: 0; 2011 Qtr 2: 0; 2011 Qtr 3: 0; 2011 Qtr 4: 0 | 16
0 | 234083-Refrigeration -Cooler/Freezer Door Gaskets - Glass Doors |  | System | Commercial | 09-GRO-Grocery-REFG | 0 |  |  |  |  | 2.25 | 4 | 0 | 0 | 0 | -1.75 | 104.55 |  | kWh | 0.01195 | 0 | Commercial | [7 empty] | 4 | 0.76 |  |  |  | 0 | 41 | 0 | 0 | 0 | 0 | 0 | 0 | 0 | 0 | 0 | 0 | 2009 Qtr 1: 41; 2009 Qtr 2: 0; 2009 Qtr 3: 0; 2009 Qtr 4: 0; 2010 Qtr 1: 0; 2010 Qtr 2: 0; 2010 Qtr 3: 0; 2010 Qtr 4: 0; 2011 Qtr 1: 0; 2011 Qtr 2: 0; 2011 Qtr 3: 0; 2011 Qtr 4: 0 | 41
0 | 234084-Refrigeration -Cooler/Freezer Door Gaskets - Solid Doors: Cooler |  | System | Commercial | 09-GRO-Grocery-REFG | 0 |  |  |  |  | 2.2498 | 4 | 0 | 0 | 0 | -1.7502 | 104.55 |  | kWh | 0.01195 | 0 | Commercial | [7 empty] | 4 | 0.76 |  |  |  | 0 | 67.58 | 0 | 0 | 0 | 0 | 0 | 0 | 0 | 0 | 0 | 0 | 2009 Qtr 1: 67.58; 2009 Qtr 2: 0; 2009 Qtr 3: 0; 2009 Qtr 4: 0; 2010 Qtr 1: 0; 2010 Qtr 2: 0; 2010 Qtr 3: 0; 2010 Qtr 4: 0; 2011 Qtr 1: 0; 2011 Qtr 2: 0; 2011 Qtr 3: 0; 2011 Qtr 4: 0 | 67.58
0 | 234084-Refrigeration -Cooler/Freezer Door Gaskets - Solid Doors: Cooler |  | System | Commercial | 09-GRO-Grocery-REFG | 0 |  |  |  |  | 2.2498 | 4 | 0 | 0 | 0 | -1.7502 | 104.55 |  | kWh | 0.01195 | 0 | Commercial | [7 empty] | 4 | 0.76 |  |  |  | 0 | 226 | 0 | 0 | 0 | 0 | 0 | 0 | 0 | 0 | 0 | 0 | 2009 Qtr 1: 226; 2009 Qtr 2: 0; 2009 Qtr 3: 0; 2009 Qtr 4: 0; 2010 Qtr 1: 0; 2010 Qtr 2: 0; 2010 Qtr 3: 0; 2010 Qtr 4: 0; 2011 Qtr 1: 0; 2011 Qtr 2: 0; 2011 Qtr 3: 0; 2011 Qtr 4: 0 | 226
0 | 234084-Refrigeration -Cooler/Freezer Door Gaskets - Solid Doors: Cooler |  | System | Commercial | 09-GRO-Grocery-REFG | 0 |  |  |  |  | 2.2498 | 4 | 0 | 0 | 0 | -1.7502 | 104.55 |  | kWh | 0.01195 | 0 | Commercial | [7 empty] | 4 | 0.76 |  |  |  | 0 | 232 | 0 | 0 | 0 | 0 | 0 | 0 | 0 | 0 | 0 | 0 | 2009 Qtr 1: 232; 2009 Qtr 2: 0; 2009 Qtr 3: 0; 2009 Qtr 4: 0; 2010 Qtr 1: 0; 2010 Qtr 2: 0; 2010 Qtr 3: 0; 2010 Qtr 4: 0; 2011 Qtr 1: 0; 2011 Qtr 2: 0; 2011 Qtr 3: 0; 2011 Qtr 4: 0 | 232
0 | 234330-Premium T8 with T12 40 Watt Baseline - Tr1 |  | System | Commercial | 01-ALC-AllCommercial-IntLight | 0 |  |  |  |  | 27.6532 | 13.1897 | 0 | 0 | 0 | 14.4636 | 83.5202 |  | kWh | 0.017351 | 0 | Commercial | [7 empty] | 15 | 0.78 |  |  |  | 0 | 54.5881 | 0 | 0 | 0 | 0 | 0 | 0 | 0 | 0 | 0 | 0 | 2009 Qtr 1: 54.5881; 2009 Qtr 2: 0; 2009 Qtr 3: 0; 2009 Qtr 4: 0; 2010 Qtr 1: 0; 2010 Qtr 2: 0; 2010 Qtr 3: 0; 2010 Qtr 4: 0; 2011 Qtr 1: 0; 2011 Qtr 2: 0; 2011 Qtr 3: 0; 2011 Qtr 4: 0 | 54.5881
0 | 234084-Refrigeration -Cooler/Freezer Door Gaskets - Solid Doors: Cooler |  | System | Commercial | 09-GRO-Grocery-REFG | 0 |  |  |  |  | 2.2498 | 4 | 0 | 0 | 0 | -1.7502 | 104.55 |  | kWh | 0.01195 | 0 | Commercial | [7 empty] | 4 | 0.76 |  |  |  | 0 | 258 | 0 | 0 | 0 | 0 | 0 | 0 | 0 | 0 | 0 | 0 | 2009 Qtr 1: 258; 2009 Qtr 2: 0; 2009 Qtr 3: 0; 2009 Qtr 4: 0; 2010 Qtr 1: 0; 2010 Qtr 2: 0; 2010 Qtr 3: 0; 2010 Qtr 4: 0; 2011 Qtr 1: 0; 2011 Qtr 2: 0; 2011 Qtr 3: 0; 2011 Qtr 4: 0 | 258
0 | 234084-Refrigeration -Cooler/Freezer Door Gaskets - Solid Doors: Cooler |  | System | Commercial | 09-GRO-Grocery-REFG | 0 |  |  |  |  | 2.2498 | 4 | 0 | 0 | 0 | -1.7502 | 104.55 |  | kWh | 0.01195 | 0 | Commercial | [7 empty] | 4 | 0.76 |  |  |  | 0 | 281 | 0 | 0 | 0 | 0 | 0 | 0 | 0 | 0 | 0 | 0 | 2009 Qtr 1: 281; 2009 Qtr 2: 0; 2009 Qtr 3: 0; 2009 Qtr 4: 0; 2010 Qtr 1: 0; 2010 Qtr 2: 0; 2010 Qtr 3: 0; 2010 Qtr 4: 0; 2011 Qtr 1: 0; 2011 Qtr 2: 0; 2011 Qtr 3: 0; 2011 Qtr 4: 0 | 281
0 | 234084-Refrigeration -Cooler/Freezer Door Gaskets - Solid Doors: Cooler |  | System | Commercial | 09-GRO-Grocery-REFG | 0 |  |  |  |  | 2.2498 | 4 | 0 | 0 | 0 | -1.7502 | 104.55 |  | kWh | 0.01195 | 0 | Commercial | [7 empty] | 4 | 0.76 |  |  |  | 0 | 249 | 0 | 0 | 0 | 0 | 0 | 0 | 0 | 0 | 0 | 0 | 2009 Qtr 1: 249; 2009 Qtr 2: 0; 2009 Qtr 3: 0; 2009 Qtr 4: 0; 2010 Qtr 1: 0; 2010 Qtr 2: 0; 2010 Qtr 3: 0; 2010 Qtr 4: 0; 2011 Qtr 1: 0; 2011 Qtr 2: 0; 2011 Qtr 3: 0; 2011 Qtr 4: 0 | 249
0 | 234084-Refrigeration -Cooler/Freezer Door Gaskets - Solid Doors: Cooler |  | System | Commercial | 09-GRO-Grocery-REFG | 0 |  |  |  |  | 2.2498 | 4 | 0 | 0 | 0 | -1.7502 | 104.55 |  | kWh | 0.01195 | 0 | Commercial | [7 empty] | 4 | 0.76 |  |  |  | 0 | 226 | 0 | 0 | 0 | 0 | 0 | 0 | 0 | 0 | 0 | 0 | 2009 Qtr 1: 226; 2009 Qtr 2: 0; 2009 Qtr 3: 0; 2009 Qtr 4: 0; 2010 Qtr 1: 0; 2010 Qtr 2: 0; 2010 Qtr 3: 0; 2010 Qtr 4: 0; 2011 Qtr 1: 0; 2011 Qtr 2: 0; 2011 Qtr 3: 0; 2011 Qtr 4: 0 | 226
0 | 234084-Refrigeration -Cooler/Freezer Door Gaskets - Solid Doors: Cooler |  | System | Commercial | 09-GRO-Grocery-REFG | 0 |  |  |  |  | 2.2498 | 4 | 0 | 0 | 0 | -1.7502 | 104.55 |  | kWh | 0.01195 | 0 | Commercial | [7 empty] | 4 | 0.76 |  |  |  | 0 | 242 | 0 | 0 | 0 | 0 | 0 | 0 | 0 | 0 | 0 | 0 | 2009 Qtr 1: 242; 2009 Qtr 2: 0; 2009 Qtr 3: 0; 2009 Qtr 4: 0; 2010 Qtr 1: 0; 2010 Qtr 2: 0; 2010 Qtr 3: 0; 2010 Qtr 4: 0; 2011 Qtr 1: 0; 2011 Qtr 2: 0; 2011 Qtr 3: 0; 2011 Qtr 4: 0 | 242
0 | 234084-Refrigeration -Cooler/Freezer Door Gaskets - Solid Doors: Cooler |  | System | Commercial | 09-GRO-Grocery-REFG | 0 |  |  |  |  | 2.2498 | 4 | 0 | 0 | 0 | -1.7502 | 104.55 |  | kWh | 0.01195 | 0 | Commercial | [7 empty] | 4 | 0.76 |  |  |  | 0 | 251 | 0 | 0 | 0 | 0 | 0 | 0 | 0 | 0 | 0 | 0 | 2009 Qtr 1: 251; 2009 Qtr 2: 0; 2009 Qtr 3: 0; 2009 Qtr 4: 0; 2010 Qtr 1: 0; 2010 Qtr 2: 0; 2010 Qtr 3: 0; 2010 Qtr 4: 0; 2011 Qtr 1: 0; 2011 Qtr 2: 0; 2011 Qtr 3: 0; 2011 Qtr 4: 0 | 251
0 | 234084-Refrigeration -Cooler/Freezer Door Gaskets - Solid Doors: Cooler |  | System | Commercial | 09-GRO-Grocery-REFG | 0 |  |  |  |  | 2.2498 | 4 | 0 | 0 | 0 | -1.7502 | 104.55 |  | kWh | 0.01195 | 0 | Commercial | [7 empty] | 4 | 0.76 |  |  |  | 0 | 169 | 0 | 0 | 0 | 0 | 0 | 0 | 0 | 0 | 0 | 0 | 2009 Qtr 1: 169; 2009 Qtr 2: 0; 2009 Qtr 3: 0; 2009 Qtr 4: 0; 2010 Qtr 1: 0; 2010 Qtr 2: 0; 2010 Qtr 3: 0; 2010 Qtr 4: 0; 2011 Qtr 1: 0; 2011 Qtr 2: 0; 2011 Qtr 3: 0; 2011 Qtr 4: 0 | 169
0 | 234084-Refrigeration -Cooler/Freezer Door Gaskets - Solid Doors: Cooler |  | System | Commercial | 09-GRO-Grocery-REFG | 0 |  |  |  |  | 2.2498 | 4 | 0 | 0 | 0 | -1.7502 | 104.55 |  | kWh | 0.01195 | 0 | Commercial | [7 empty] | 4 | 0.76 |  |  |  | 0 | 130 | 0 | 0 | 0 | 0 | 0 | 0 | 0 | 0 | 0 | 0 | 2009 Qtr 1: 130; 2009 Qtr 2: 0; 2009 Qtr 3: 0; 2009 Qtr 4: 0; 2010 Qtr 1: 0; 2010 Qtr 2: 0; 2010 Qtr 3: 0; 2010 Qtr 4: 0; 2011 Qtr 1: 0; 2011 Qtr 2: 0; 2011 Qtr 3: 0; 2011 Qtr 4: 0 | 130
0 | 234084-Refrigeration -Cooler/Freezer Door Gaskets - Solid Doors: Cooler |  | System | Commercial | 09-GRO-Grocery-REFG | 0 |  |  |  |  | 2.2498 | 4 | 0 | 0 | 0 | -1.7502 | 104.55 |  | kWh | 0.01195 | 0 | Commercial | [7 empty] | 4 | 0.76 |  |  |  | 0 | 266 | 0 | 0 | 0 | 0 | 0 | 0 | 0 | 0 | 0 | 0 | 2009 Qtr 1: 266; 2009 Qtr 2: 0; 2009 Qtr 3: 0; 2009 Qtr 4: 0; 2010 Qtr 1: 0; 2010 Qtr 2: 0; 2010 Qtr 3: 0; 2010 Qtr 4: 0; 2011 Qtr 1: 0; 2011 Qtr 2: 0; 2011 Qtr 3: 0; 2011 Qtr 4: 0 | 266
0 | 234083-Refrigeration -Cooler/Freezer Door Gaskets - Glass Doors |  | System | Commercial | 09-GRO-Grocery-REFG | 0 |  |  |  |  | 2.25 | 4 | 0 | 0 | 0 | -1.75 | 104.55 |  | kWh | 0.01195 | 0 | Commercial | [7 empty] | 4 | 0.76 |  |  |  | 0 | 250 | 0 | 0 | 0 | 0 | 0 | 0 | 0 | 0 | 0 | 0 | 2009 Qtr 1: 250; 2009 Qtr 2: 0; 2009 Qtr 3: 0; 2009 Qtr 4: 0; 2010 Qtr 1: 0; 2010 Qtr 2: 0; 2010 Qtr 3: 0; 2010 Qtr 4: 0; 2011 Qtr 1: 0; 2011 Qtr 2: 0; 2011 Qtr 3: 0; 2011 Qtr 4: 0 | 250
0 | 234116-Refrigeration -Cooler/Freezer Door Gaskets - Solid Doors: Freezer |  | System | Commercial | 09-GRO-Grocery-REFG | 0 |  |  |  |  | 3.9975 | 4 | 0 | 0 | 0 | -0.002476 | 104.55 |  | kWh | 0.01195 | 0 | Commercial | [7 empty] | 4 | 0.76 |  |  |  | 0 | 105 | 0 | 0 | 0 | 0 | 0 | 0 | 0 | 0 | 0 | 0 | 2009 Qtr 1: 105; 2009 Qtr 2: 0; 2009 Qtr 3: 0; 2009 Qtr 4: 0; 2010 Qtr 1: 0; 2010 Qtr 2: 0; 2010 Qtr 3: 0; 2010 Qtr 4: 0; 2011 Qtr 1: 0; 2011 Qtr 2: 0; 2011 Qtr 3: 0; 2011 Qtr 4: 0 | 105
0 | 234083-Refrigeration -Cooler/Freezer Door Gaskets - Glass Doors |  | System | Commercial | 09-GRO-Grocery-REFG | 0 |  |  |  |  | 2.25 | 4 | 0 | 0 | 0 | -1.75 | 104.55 |  | kWh | 0.01195 | 0 | Commercial | [7 empty] | 4 | 0.76 |  |  |  | 0 | 353 | 0 | 0 | 0 | 0 | 0 | 0 | 0 | 0 | 0 | 0 | 2009 Qtr 1: 353; 2009 Qtr 2: 0; 2009 Qtr 3: 0; 2009 Qtr 4: 0; 2010 Qtr 1: 0; 2010 Qtr 2: 0; 2010 Qtr 3: 0; 2010 Qtr 4: 0; 2011 Qtr 1: 0; 2011 Qtr 2: 0; 2011 Qtr 3: 0; 2011 Qtr 4: 0 | 353
0 | 234084-Refrigeration -Cooler/Freezer Door Gaskets - Solid Doors: Cooler |  | System | Commercial | 09-GRO-Grocery-REFG | 0 |  |  |  |  | 2.2498 | 4 | 0 | 0 | 0 | -1.7502 | 104.55 |  | kWh | 0.01195 | 0 | Commercial | [7 empty] | 4 | 0.76 |  |  |  | 0 | 55.9 | 0 | 0 | 0 | 0 | 0 | 0 | 0 | 0 | 0 | 0 | 2009 Qtr 1: 0; 2009 Qtr 2: 0; 2009 Qtr 3: 0; 2009 Qtr 4: 55.9; 2010 Qtr 1: 0; 2010 Qtr 2: 0; 2010 Qtr 3: 0; 2010 Qtr 4: 0; 2011 Qtr 1: 0; 2011 Qtr 2: 0; 2011 Qtr 3: 0; 2011 Qtr 4: 0 | 55.9
0 | 234083-Refrigeration -Cooler/Freezer Door Gaskets - Glass Doors |  | System | Commercial | 09-GRO-Grocery-REFG | 0 |  |  |  |  | 2.25 | 4 | 0 | 0 | 0 | -1.75 | 104.55 |  | kWh | 0.01195 | 0 | Commercial | [7 empty] | 4 | 0.76 |  |  |  | 0 | 221 | 0 | 0 | 0 | 0 | 0 | 0 | 0 | 0 | 0 | 0 | 2009 Qtr 1: 221; 2009 Qtr 2: 0; 2009 Qtr 3: 0; 2009 Qtr 4: 0; 2010 Qtr 1: 0; 2010 Qtr 2: 0; 2010 Qtr 3: 0; 2010 Qtr 4: 0; 2011 Qtr 1: 0; 2011 Qtr 2: 0; 2011 Qtr 3: 0; 2011 Qtr 4: 0 | 221
0 | 234084-Refrigeration -Cooler/Freezer Door Gaskets - Solid Doors: Cooler |  | System | Commercial | 09-GRO-Grocery-REFG | 0 |  |  |  |  | 2.2498 | 4 | 0 | 0 | 0 | -1.7502 | 104.55 |  | kWh | 0.01195 | 0 | Commercial | [7 empty] | 4 | 0.76 |  |  |  | 0 | 336.1 | 0 | 0 | 0 | 0 | 0 | 0 | 0 | 0 | 0 | 0 | 2009 Qtr 1: 0; 2009 Qtr 2: 0; 2009 Qtr 3: 0; 2009 Qtr 4: 336.1; 2010 Qtr 1: 0; 2010 Qtr 2: 0; 2010 Qtr 3: 0; 2010 Qtr 4: 0; 2011 Qtr 1: 0; 2011 Qtr 2: 0; 2011 Qtr 3: 0; 2011 Qtr 4: 0 | 336.1
0 | 234330-Premium T8 with T12 40 Watt Baseline - Tr1 |  | System | Commercial | 01-ALC-AllCommercial-IntLight | 0 |  |  |  |  | 27.6532 | 13.1897 | 0 | 0 | 0 | 14.4636 | 83.5202 |  | kWh | 0.017351 | 0 | Commercial | [7 empty] | 15 | 0.78 |  |  |  | 0 | 50.9489 | 0 | 0 | 0 | 0 | 0 | 0 | 0 | 0 | 0 | 0 | 2009 Qtr 1: 0; 2009 Qtr 2: 0; 2009 Qtr 3: 0; 2009 Qtr 4: 50.9489; 2010 Qtr 1: 0; 2010 Qtr 2: 0; 2010 Qtr 3: 0; 2010 Qtr 4: 0; 2011 Qtr 1: 0; 2011 Qtr 2: 0; 2011 Qtr 3: 0; 2011 Qtr 4: 0 | 50.9489
0 | 234157-Pipe Insulation - Low Pressure Steam Applic. (LF) 1 in |  | System | Commercial | 01-ALC-AllCommercial-Vent/Fan | 0 |  |  |  |  | 5.22 | 3 | 0 | 0 | 0 | 2.22 | 0 |  | kWh | 0 | 13.4 | Commercial |  | Annual | [5 empty] | 20 | 0.7 |  |  |  | 0 | 272 | 0 | 0 | 0 | 0 | 0 | 0 | 0 | 0 | 0 | 0 | 2009 Qtr 1: 272; 2009 Qtr 2: 0; 2009 Qtr 3: 0; 2009 Qtr 4: 0; 2010 Qtr 1: 0; 2010 Qtr 2: 0; 2010 Qtr 3: 0; 2010 Qtr 4: 0; 2011 Qtr 1: 0; 2011 Qtr 2: 0; 2011 Qtr 3: 0; 2011 Qtr 4: 0 | 272
0 | 234084-Refrigeration -Cooler/Freezer Door Gaskets - Solid Doors: Cooler |  | System | Commercial | 09-GRO-Grocery-REFG | 0 |  |  |  |  | 2.2498 | 4 | 0 | 0 | 0 | -1.7502 | 104.55 |  | kWh | 0.01195 | 0 | Commercial | [7 empty] | 4 | 0.76 |  |  |  | 0 | 16 | 0 | 0 | 0 | 0 | 0 | 0 | 0 | 0 | 0 | 0 | 2009 Qtr 1: 16; 2009 Qtr 2: 0; 2009 Qtr 3: 0; 2009 Qtr 4: 0; 2010 Qtr 1: 0; 2010 Qtr 2: 0; 2010 Qtr 3: 0; 2010 Qtr 4: 0; 2011 Qtr 1: 0; 2011 Qtr 2: 0; 2011 Qtr 3: 0; 2011 Qtr 4: 0 | 16
0 | 234083-Refrigeration -Cooler/Freezer Door Gaskets - Glass Doors |  | System | Commercial | 09-GRO-Grocery-REFG | 0 |  |  |  |  | 2.25 | 4 | 0 | 0 | 0 | -1.75 | 104.55 |  | kWh | 0.01195 | 0 | Commercial | [7 empty] | 4 | 0.76 |  |  |  | 0 | 349 | 0 | 0 | 0 | 0 | 0 | 0 | 0 | 0 | 0 | 0 | 2009 Qtr 1: 349; 2009 Qtr 2: 0; 2009 Qtr 3: 0; 2009 Qtr 4: 0; 2010 Qtr 1: 0; 2010 Qtr 2: 0; 2010 Qtr 3: 0; 2010 Qtr 4: 0; 2011 Qtr 1: 0; 2011 Qtr 2: 0; 2011 Qtr 3: 0; 2011 Qtr 4: 0 | 349
0 | 234157-Pipe Insulation - Low Pressure Steam Applic. (LF) 1 in |  | System | Commercial | 01-ALC-AllCommercial-Vent/Fan | 0 |  |  |  |  | 5.22 | 3 | 0 | 0 | 0 | 2.22 | 0 |  | kWh | 0 | 13.4 | Commercial |  | Annual | [5 empty] | 20 | 0.7 |  |  |  | 0 | 580 | 0 | 0 | 0 | 0 | 0 | 0 | 0 | 0 | 0 | 0 | 2009 Qtr 1: 580; 2009 Qtr 2: 0; 2009 Qtr 3: 0; 2009 Qtr 4: 0; 2010 Qtr 1: 0; 2010 Qtr 2: 0; 2010 Qtr 3: 0; 2010 Qtr 4: 0; 2011 Qtr 1: 0; 2011 Qtr 2: 0; 2011 Qtr 3: 0; 2011 Qtr 4: 0 | 580
0 | 234331-Premium T8 with T12 40 Watt Baseline - Tr2 |  | System | Commercial | 01-ALC-AllCommercial-IntLight | 0 |  |  |  |  | 27.653 | 9.8923 | 0 | 0 | 0 | 17.7607 | 58.062 |  | kWh | 0.017133 | 0 | Commercial | [7 empty] | 15 | 0.78 |  |  |  | 0 | 45.4901 | 0 | 0 | 0 | 0 | 0 | 0 | 0 | 0 | 0 | 0 | 2009 Qtr 1: 45.4901; 2009 Qtr 2: 0; 2009 Qtr 3: 0; 2009 Qtr 4: 0; 2010 Qtr 1: 0; 2010 Qtr 2: 0; 2010 Qtr 3: 0; 2010 Qtr 4: 0; 2011 Qtr 1: 0; 2011 Qtr 2: 0; 2011 Qtr 3: 0; 2011 Qtr 4: 0 | 45.4901
0 | 234307-Lighting-Remove 8 Ft Lamp (De-Lamp) - Tr2 |  | System | Commercial | 23-RTL-Retail–SingleStorylarge-LIT_INT | 0 |  |  |  |  | 28.4021 | 16.4871 | 0 | 0 | 0 | 11.915 | 253.9171 |  | kWh | 0.077292 | 0 | Commercial | [7 empty] | 15 | 0.77 |  |  |  | 0 | 13.647 | 0 | 0 | 0 | 0 | 0 | 0 | 0 | 0 | 0 | 0 | 2009 Qtr 1: 13.647; 2009 Qtr 2: 0; 2009 Qtr 3: 0; 2009 Qtr 4: 0; 2010 Qtr 1: 0; 2010 Qtr 2: 0; 2010 Qtr 3: 0; 2010 Qtr 4: 0; 2011 Qtr 1: 0; 2011 Qtr 2: 0; 2011 Qtr 3: 0; 2011 Qtr 4: 0 | 13.647
0 | 234083-Refrigeration -Cooler/Freezer Door Gaskets - Glass Doors |  | System | Commercial | 09-GRO-Grocery-REFG | 0 |  |  |  |  | 2.25 | 4 | 0 | 0 | 0 | -1.75 | 104.55 |  | kWh | 0.01195 | 0 | Commercial | [7 empty] | 4 | 0.76 |  |  |  | 0 | 139 | 0 | 0 | 0 | 0 | 0 | 0 | 0 | 0 | 0 | 0 | 2009 Qtr 1: 139; 2009 Qtr 2: 0; 2009 Qtr 3: 0; 2009 Qtr 4: 0; 2010 Qtr 1: 0; 2010 Qtr 2: 0; 2010 Qtr 3: 0; 2010 Qtr 4: 0; 2011 Qtr 1: 0; 2011 Qtr 2: 0; 2011 Qtr 3: 0; 2011 Qtr 4: 0 | 139
0 | 234084-Refrigeration -Cooler/Freezer Door Gaskets - Solid Doors: Cooler |  | System | Commercial | 09-GRO-Grocery-REFG | 0 |  |  |  |  | 2.2498 | 0 | 0 | 0 | 0 | 2.2498 | 104.55 |  | kWh | 0.01195 | 0 | Commercial | [7 empty] | 4 | 0.76 |  |  |  | 0 | 16 | 0 | 0 | 0 | 0 | 0 | 0 | 0 | 0 | 0 | 0 | 2009 Qtr 1: 16; 2009 Qtr 2: 0; 2009 Qtr 3: 0; 2009 Qtr 4: 0; 2010 Qtr 1: 0; 2010 Qtr 2: 0; 2010 Qtr 3: 0; 2010 Qtr 4: 0; 2011 Qtr 1: 0; 2011 Qtr 2: 0; 2011 Qtr 3: 0; 2011 Qtr 4: 0 | 16
0 | 234083-Refrigeration -Cooler/Freezer Door Gaskets - Glass Doors |  | System | Commercial | 09-GRO-Grocery-REFG | 0 |  |  |  |  | 2.25 | 4 | 0 | 0 | 0 | -1.75 | 104.55 |  | kWh | 0.01195 | 0 | Commercial | [7 empty] | 4 | 0.76 |  |  |  | 0 | 244 | 0 | 0 | 0 | 0 | 0 | 0 | 0 | 0 | 0 | 0 | 2009 Qtr 1: 244; 2009 Qtr 2: 0; 2009 Qtr 3: 0; 2009 Qtr 4: 0; 2010 Qtr 1: 0; 2010 Qtr 2: 0; 2010 Qtr 3: 0; 2010 Qtr 4: 0; 2011 Qtr 1: 0; 2011 Qtr 2: 0; 2011 Qtr 3: 0; 2011 Qtr 4: 0 | 244
0 | 234084-Refrigeration -Cooler/Freezer Door Gaskets - Solid Doors: Cooler |  | System | Commercial | 09-GRO-Grocery-REFG | 0 |  |  |  |  | 2.2498 | 4 | 0 | 0 | 0 | -1.7502 | 104.55 |  | kWh | 0.01195 | 0 | Commercial | [7 empty] | 4 | 0.76 |  |  |  | 0 | 50 | 0 | 0 | 0 | 0 | 0 | 0 | 0 | 0 | 0 | 0 | 2009 Qtr 1: 50; 2009 Qtr 2: 0; 2009 Qtr 3: 0; 2009 Qtr 4: 0; 2010 Qtr 1: 0; 2010 Qtr 2: 0; 2010 Qtr 3: 0; 2010 Qtr 4: 0; 2011 Qtr 1: 0; 2011 Qtr 2: 0; 2011 Qtr 3: 0; 2011 Qtr 4: 0 | 50
0 | 234116-Refrigeration -Cooler/Freezer Door Gaskets - Solid Doors: Freezer |  | System | Commercial | 09-GRO-Grocery-REFG | 0 |  |  |  |  | 3.9975 | 0 | 0 | 0 | 0 | 3.9975 | 104.55 |  | kWh | 0.01195 | 0 | Commercial | [7 empty] | 4 | 0.76 |  |  |  | 0 | 17 | 0 | 0 | 0 | 0 | 0 | 0 | 0 | 0 | 0 | 0 | 2009 Qtr 1: 17; 2009 Qtr 2: 0; 2009 Qtr 3: 0; 2009 Qtr 4: 0; 2010 Qtr 1: 0; 2010 Qtr 2: 0; 2010 Qtr 3: 0; 2010 Qtr 4: 0; 2011 Qtr 1: 0; 2011 Qtr 2: 0; 2011 Qtr 3: 0; 2011 Qtr 4: 0 | 17
0 | 234083-Refrigeration -Cooler/Freezer Door Gaskets - Glass Doors |  | System | Commercial | 09-GRO-Grocery-REFG | 0 |  |  |  |  | 2.25 | 4 | 0 | 0 | 0 | -1.75 | 104.55 |  | kWh | 0.01195 | 0 | Commercial | [7 empty] | 4 | 0.76 |  |  |  | 0 | 281 | 0 | 0 | 0 | 0 | 0 | 0 | 0 | 0 | 0 | 0 | 2009 Qtr 1: 281; 2009 Qtr 2: 0; 2009 Qtr 3: 0; 2009 Qtr 4: 0; 2010 Qtr 1: 0; 2010 Qtr 2: 0; 2010 Qtr 3: 0; 2010 Qtr 4: 0; 2011 Qtr 1: 0; 2011 Qtr 2: 0; 2011 Qtr 3: 0; 2011 Qtr 4: 0 | 281
0 | 234084-Refrigeration -Cooler/Freezer Door Gaskets - Solid Doors: Cooler |  | System | Commercial | 09-GRO-Grocery-REFG | 0 |  |  |  |  | 2.2498 | 4 | 0 | 0 | 0 | -1.7502 | 104.55 |  | kWh | 0.01195 | 0 | Commercial | [7 empty] | 4 | 0.76 |  |  |  | 0 | 15 | 0 | 0 | 0 | 0 | 0 | 0 | 0 | 0 | 0 | 0 | 2009 Qtr 1: 15; 2009 Qtr 2: 0; 2009 Qtr 3: 0; 2009 Qtr 4: 0; 2010 Qtr 1: 0; 2010 Qtr 2: 0; 2010 Qtr 3: 0; 2010 Qtr 4: 0; 2011 Qtr 1: 0; 2011 Qtr 2: 0; 2011 Qtr 3: 0; 2011 Qtr 4: 0 | 15
0 | 234330-Premium T8 with T12 40 Watt Baseline - Tr1 |  | System | Commercial | 01-ALC-AllCommercial-IntLight | 0 |  |  |  |  | 27.6532 | 13.1897 | 0 | 0 | 0 | 14.4636 | 83.5202 |  | kWh | 0.017351 | 0 | Commercial | [7 empty] | 15 | 0.78 |  |  |  | 0 | 10.9176 | 0 | 0 | 0 | 0 | 0 | 0 | 0 | 0 | 0 | 0 | 2009 Qtr 1: 0; 2009 Qtr 2: 0; 2009 Qtr 3: 0; 2009 Qtr 4: 10.9176; 2010 Qtr 1: 0; 2010 Qtr 2: 0; 2010 Qtr 3: 0; 2010 Qtr 4: 0; 2011 Qtr 1: 0; 2011 Qtr 2: 0; 2011 Qtr 3: 0; 2011 Qtr 4: 0 | 10.9176
0 | 234303-Lighting-Remove 4 Ft Lamp (De-Lamp) - Tr1 |  | System | Commercial | [6 empty] | 12.3596 | 16.4871 | 0 | 0 | 0 | -4.1275 | 137.2559 |  | 0 | 0.026384 | -2.5676 | Commercial |  | Winter Only | [5 empty] | 15 | 0.77 |  |  |  | 0 | 7.2784 | 0 | 0 | 0 | 0 | 0 | 0 | 0 | 0 | 0 | 0 | 2009 Qtr 1: 0; 2009 Qtr 2: 0; 2009 Qtr 3: 0; 2009 Qtr 4: 7.2784; 2010 Qtr 1: 0; 2010 Qtr 2: 0; 2010 Qtr 3: 0; 2010 Qtr 4: 0; 2011 Qtr 1: 0; 2011 Qtr 2: 0; 2011 Qtr 3: 0; 2011 Qtr 4: 0 | 7.2784
0 | 234083-Refrigeration -Cooler/Freezer Door Gaskets - Glass Doors |  | System | Commercial | 09-GRO-Grocery-REFG | 0 |  |  |  |  | 2.25 | 4 | 0 | 0 | 0 | -1.75 | 104.55 |  | kWh | 0.01195 | 0 | Commercial | [7 empty] | 4 | 0.76 |  |  |  | 0 | 311 | 0 | 0 | 0 | 0 | 0 | 0 | 0 | 0 | 0 | 0 | 2009 Qtr 1: 311; 2009 Qtr 2: 0; 2009 Qtr 3: 0; 2009 Qtr 4: 0; 2010 Qtr 1: 0; 2010 Qtr 2: 0; 2010 Qtr 3: 0; 2010 Qtr 4: 0; 2011 Qtr 1: 0; 2011 Qtr 2: 0; 2011 Qtr 3: 0; 2011 Qtr 4: 0 | 311
0 | 234083-Refrigeration -Cooler/Freezer Door Gaskets - Glass Doors |  | System | Commercial | 09-GRO-Grocery-REFG | 0 |  |  |  |  | 2.25 | 4 | 0 | 0 | 0 | -1.75 | 104.55 |  | kWh | 0.01195 | 0 | Commercial | [7 empty] | 4 | 0.76 |  |  |  | 0 | 230 | 0 | 0 | 0 | 0 | 0 | 0 | 0 | 0 | 0 | 0 | 2009 Qtr 1: 230; 2009 Qtr 2: 0; 2009 Qtr 3: 0; 2009 Qtr 4: 0; 2010 Qtr 1: 0; 2010 Qtr 2: 0; 2010 Qtr 3: 0; 2010 Qtr 4: 0; 2011 Qtr 1: 0; 2011 Qtr 2: 0; 2011 Qtr 3: 0; 2011 Qtr 4: 0 | 230
0 | 234083-Refrigeration -Cooler/Freezer Door Gaskets - Glass Doors |  | System | Commercial | 09-GRO-Grocery-REFG | 0 |  |  |  |  | 2.25 | 4 | 0 | 0 | 0 | -1.75 | 104.55 |  | kWh | 0.01195 | 0 | Commercial | [7 empty] | 4 | 0.76 |  |  |  | 0 | 291 | 0 | 0 | 0 | 0 | 0 | 0 | 0 | 0 | 0 | 0 | 2009 Qtr 1: 291; 2009 Qtr 2: 0; 2009 Qtr 3: 0; 2009 Qtr 4: 0; 2010 Qtr 1: 0; 2010 Qtr 2: 0; 2010 Qtr 3: 0; 2010 Qtr 4: 0; 2011 Qtr 1: 0; 2011 Qtr 2: 0; 2011 Qtr 3: 0; 2011 Qtr 4: 0 | 291
0 | 234084-Refrigeration -Cooler/Freezer Door Gaskets - Solid Doors: Cooler |  | System | Commercial | 09-GRO-Grocery-REFG | 0 |  |  |  |  | 2.2498 | 4 | 0 | 0 | 0 | -1.7502 | 104.55 |  | kWh | 0.01195 | 0 | Commercial | [7 empty] | 4 | 0.76 |  |  |  | 0 | 32 | 0 | 0 | 0 | 0 | 0 | 0 | 0 | 0 | 0 | 0 | 2009 Qtr 1: 32; 2009 Qtr 2: 0; 2009 Qtr 3: 0; 2009 Qtr 4: 0; 2010 Qtr 1: 0; 2010 Qtr 2: 0; 2010 Qtr 3: 0; 2010 Qtr 4: 0; 2011 Qtr 1: 0; 2011 Qtr 2: 0; 2011 Qtr 3: 0; 2011 Qtr 4: 0 | 32
0 | 234116-Refrigeration -Cooler/Freezer Door Gaskets - Solid Doors: Freezer |  | System | Commercial | 09-GRO-Grocery-REFG | 0 |  |  |  |  | 3.9975 | 4 | 0 | 0 | 0 | -0.002476 | 104.55 |  | kWh | 0.01195 | 0 | Commercial | [7 empty] | 4 | 0.76 |  |  |  | 0 | 17 | 0 | 0 | 0 | 0 | 0 | 0 | 0 | 0 | 0 | 0 | 2009 Qtr 1: 17; 2009 Qtr 2: 0; 2009 Qtr 3: 0; 2009 Qtr 4: 0; 2010 Qtr 1: 0; 2010 Qtr 2: 0; 2010 Qtr 3: 0; 2010 Qtr 4: 0; 2011 Qtr 1: 0; 2011 Qtr 2: 0; 2011 Qtr 3: 0; 2011 Qtr 4: 0 | 17
0 | 234330-Premium T8 with T12 40 Watt Baseline - Tr1 |  | System | Commercial | 01-ALC-AllCommercial-IntLight | 0 |  |  |  |  | 27.6532 | 13.1897 | 0 | 0 | 0 | 14.4636 | 83.5202 |  | kWh | 0.017351 | 0 | Commercial | [7 empty] | 15 | 0.78 |  |  |  | 0 | 32.7529 | 0 | 0 | 0 | 0 | 0 | 0 | 0 | 0 | 0 | 0 | 2009 Qtr 1: 0; 2009 Qtr 2: 0; 2009 Qtr 3: 0; 2009 Qtr 4: 32.7529; 2010 Qtr 1: 0; 2010 Qtr 2: 0; 2010 Qtr 3: 0; 2010 Qtr 4: 0; 2011 Qtr 1: 0; 2011 Qtr 2: 0; 2011 Qtr 3: 0; 2011 Qtr 4: 0 | 32.7529
0 | 234330-Premium T8 with T12 40 Watt Baseline - Tr1 |  | System | Commercial | 01-ALC-AllCommercial-IntLight | 0 |  |  |  |  | 27.6532 | 13.1897 | 0 | 0 | 0 | 14.4636 | 83.5202 |  | kWh | 0.017351 | 0 | Commercial | [7 empty] | 15 | 0.78 |  |  |  | 0 | 45.4901 | 0 | 0 | 0 | 0 | 0 | 0 | 0 | 0 | 0 | 0 | 2009 Qtr 1: 45.4901; 2009 Qtr 2: 0; 2009 Qtr 3: 0; 2009 Qtr 4: 0; 2010 Qtr 1: 0; 2010 Qtr 2: 0; 2010 Qtr 3: 0; 2010 Qtr 4: 0; 2011 Qtr 1: 0; 2011 Qtr 2: 0; 2011 Qtr 3: 0; 2011 Qtr 4: 0 | 45.4901
0 | 234303-Lighting-Remove 4 Ft Lamp (De-Lamp) - Tr1 |  | System | Commercial | [6 empty] | 12.3596 | 16.4871 | 0 | 0 | 0 | -4.1275 | 137.2559 |  | 0 | 0.026384 | -2.5676 | Commercial |  | Winter Only | [5 empty] | 15 | 0.77 |  |  |  | 0 | 45.4901 | 0 | 0 | 0 | 0 | 0 | 0 | 0 | 0 | 0 | 0 | 2009 Qtr 1: 45.4901; 2009 Qtr 2: 0; 2009 Qtr 3: 0; 2009 Qtr 4: 0; 2010 Qtr 1: 0; 2010 Qtr 2: 0; 2010 Qtr 3: 0; 2010 Qtr 4: 0; 2011 Qtr 1: 0; 2011 Qtr 2: 0; 2011 Qtr 3: 0; 2011 Qtr 4: 0 | 45.4901
0 | 234157-Pipe Insulation - Low Pressure Steam Applic. (LF) 1 in |  | System | Commercial | 01-ALC-AllCommercial-Vent/Fan | 0 |  |  |  |  | 5.22 | 3 | 0 | 0 | 0 | 2.22 | 0 |  | kWh | 0 | 13.4 | Commercial |  | Annual | [5 empty] | 20 | 0.7 |  |  |  | 0 | 478 | 0 | 0 | 0 | 0 | 0 | 0 | 0 | 0 | 0 | 0 | 2009 Qtr 1: 478; 2009 Qtr 2: 0; 2009 Qtr 3: 0; 2009 Qtr 4: 0; 2010 Qtr 1: 0; 2010 Qtr 2: 0; 2010 Qtr 3: 0; 2010 Qtr 4: 0; 2011 Qtr 1: 0; 2011 Qtr 2: 0; 2011 Qtr 3: 0; 2011 Qtr 4: 0 | 478
0 | 234084-Refrigeration -Cooler/Freezer Door Gaskets - Solid Doors: Cooler |  | System | Commercial | 09-GRO-Grocery-REFG | 0 |  |  |  |  | 2.2498 | 4 | 0 | 0 | 0 | -1.7502 | 104.55 |  | kWh | 0.01195 | 0 | Commercial | [7 empty] | 4 | 0.76 |  |  |  | 0 | 265 | 0 | 0 | 0 | 0 | 0 | 0 | 0 | 0 | 0 | 0 | 2009 Qtr 1: 265; 2009 Qtr 2: 0; 2009 Qtr 3: 0; 2009 Qtr 4: 0; 2010 Qtr 1: 0; 2010 Qtr 2: 0; 2010 Qtr 3: 0; 2010 Qtr 4: 0; 2011 Qtr 1: 0; 2011 Qtr 2: 0; 2011 Qtr 3: 0; 2011 Qtr 4: 0 | 265
0 | 234330-Premium T8 with T12 40 Watt Baseline - Tr1 |  | System | Commercial | 01-ALC-AllCommercial-IntLight | 0 |  |  |  |  | 27.6532 | 13.1897 | 0 | 0 | 0 | 14.4636 | 83.5202 |  | kWh | 0.017351 | 0 | Commercial | [7 empty] | 15 | 0.78 |  |  |  | 0 | 3.6392 | 0 | 0 | 0 | 0 | 0 | 0 | 0 | 0 | 0 | 0 | 2009 Qtr 1: 3.6392; 2009 Qtr 2: 0; 2009 Qtr 3: 0; 2009 Qtr 4: 0; 2010 Qtr 1: 0; 2010 Qtr 2: 0; 2010 Qtr 3: 0; 2010 Qtr 4: 0; 2011 Qtr 1: 0; 2011 Qtr 2: 0; 2011 Qtr 3: 0; 2011 Qtr 4: 0 | 3.6392
0 | 234207-Lighting-8 Ft T-8 with Elec Ballast-Tr1 |  | System | Commercial | 01-ALC-AllCommercial-IntLight | 0 |  |  |  |  | 35.6901 | 21.9828 | 0 | 0 | 0 | 13.7073 | 45.8368 |  | kWh | 0.0098893 | 0 | Commercial | [7 empty] | 15 | 0.78 |  |  |  | 0 | 16.3764 | 0 | 0 | 0 | 0 | 0 | 0 | 0 | 0 | 0 | 0 | 2009 Qtr 1: 16.3764; 2009 Qtr 2: 0; 2009 Qtr 3: 0; 2009 Qtr 4: 0; 2010 Qtr 1: 0; 2010 Qtr 2: 0; 2010 Qtr 3: 0; 2010 Qtr 4: 0; 2011 Qtr 1: 0; 2011 Qtr 2: 0; 2011 Qtr 3: 0; 2011 Qtr 4: 0 | 16.3764
0 | 234306-Lighting-Remove 8 Ft Lamp (De-Lamp) - Tr1 |  | System | Commercial | 23-RTL-Retail–SingleStorylarge-LIT_INT | 0 |  |  |  |  | 28.4369 | 27.4785 | 0 | 0 | 0 | 0.95836 | 366.7521 |  | kWh | 0.077777 | 0 | Commercial | [7 empty] | 15 | 0.77 |  |  |  | 0 | 16.3764 | 0 | 0 | 0 | 0 | 0 | 0 | 0 | 0 | 0 | 0 | 2009 Qtr 1: 16.3764; 2009 Qtr 2: 0; 2009 Qtr 3: 0; 2009 Qtr 4: 0; 2010 Qtr 1: 0; 2010 Qtr 2: 0; 2010 Qtr 3: 0; 2010 Qtr 4: 0; 2011 Qtr 1: 0; 2011 Qtr 2: 0; 2011 Qtr 3: 0; 2011 Qtr 4: 0 | 16.3764
0 | 234330-Premium T8 with T12 40 Watt Baseline - Tr1 |  | System | Commercial | 01-ALC-AllCommercial-IntLight | 0 |  |  |  |  | 27.6532 | 13.1897 | 0 | 0 | 0 | 14.4636 | 83.5202 |  | kWh | 0.017351 | 0 | Commercial | [7 empty] | 15 | 0.78 |  |  |  | 0 | 21.8353 | 0 | 0 | 0 | 0 | 0 | 0 | 0 | 0 | 0 | 0 | 2009 Qtr 1: 21.8353; 2009 Qtr 2: 0; 2009 Qtr 3: 0; 2009 Qtr 4: 0; 2010 Qtr 1: 0; 2010 Qtr 2: 0; 2010 Qtr 3: 0; 2010 Qtr 4: 0; 2011 Qtr 1: 0; 2011 Qtr 2: 0; 2011 Qtr 3: 0; 2011 Qtr 4: 0 | 21.8353
0 | 234303-Lighting-Remove 4 Ft Lamp (De-Lamp) - Tr1 |  | System | Commercial | [6 empty] | 12.3596 | 16.4871 | 0 | 0 | 0 | -4.1275 | 137.2559 |  | 0 | 0.026384 | -2.5676 | Commercial |  | Winter Only | [5 empty] | 15 | 0.77 |  |  |  | 0 | 21.8353 | 0 | 0 | 0 | 0 | 0 | 0 | 0 | 0 | 0 | 0 | 2009 Qtr 1: 21.8353; 2009 Qtr 2: 0; 2009 Qtr 3: 0; 2009 Qtr 4: 0; 2010 Qtr 1: 0; 2010 Qtr 2: 0; 2010 Qtr 3: 0; 2010 Qtr 4: 0; 2011 Qtr 1: 0; 2011 Qtr 2: 0; 2011 Qtr 3: 0; 2011 Qtr 4: 0 | 21.8353
0 | 234330-Premium T8 with T12 40 Watt Baseline - Tr1 |  | System | Commercial | 01-ALC-AllCommercial-IntLight | 0 |  |  |  |  | 27.6532 | 13.1897 | 0 | 0 | 0 | 14.4636 | 83.5202 |  | kWh | 0.017351 | 0 | Commercial | [7 empty] | 15 | 0.78 |  |  |  | 0 | 29.1137 | 0 | 0 | 0 | 0 | 0 | 0 | 0 | 0 | 0 | 0 | 2009 Qtr 1: 29.1137; 2009 Qtr 2: 0; 2009 Qtr 3: 0; 2009 Qtr 4: 0; 2010 Qtr 1: 0; 2010 Qtr 2: 0; 2010 Qtr 3: 0; 2010 Qtr 4: 0; 2011 Qtr 1: 0; 2011 Qtr 2: 0; 2011 Qtr 3: 0; 2011 Qtr 4: 0 | 29.1137
0 | 234330-Premium T8 with T12 40 Watt Baseline - Tr1 |  | System | Commercial | 01-ALC-AllCommercial-IntLight | 0 |  |  |  |  | 27.6532 | 13.1897 | 0 | 0 | 0 | 14.4636 | 83.5202 |  | kWh | 0.017351 | 0 | Commercial | [7 empty] | 15 | 0.78 |  |  |  | 0 | 52.7685 | 0 | 0 | 0 | 0 | 0 | 0 | 0 | 0 | 0 | 0 | 2009 Qtr 1: 52.7685; 2009 Qtr 2: 0; 2009 Qtr 3: 0; 2009 Qtr 4: 0; 2010 Qtr 1: 0; 2010 Qtr 2: 0; 2010 Qtr 3: 0; 2010 Qtr 4: 0; 2011 Qtr 1: 0; 2011 Qtr 2: 0; 2011 Qtr 3: 0; 2011 Qtr 4: 0 | 52.7685
0 | 234303-Lighting-Remove 4 Ft Lamp (De-Lamp) - Tr1 |  | System | Commercial | [6 empty] | 12.3596 | 16.4871 | 0 | 0 | 0 | -4.1275 | 137.2559 |  | 0 | 0.026384 | -2.5676 | Commercial |  | Winter Only | [5 empty] | 15 | 0.77 |  |  |  | 0 | 12.7372 | 0 | 0 | 0 | 0 | 0 | 0 | 0 | 0 | 0 | 0 | 2009 Qtr 1: 12.7372; 2009 Qtr 2: 0; 2009 Qtr 3: 0; 2009 Qtr 4: 0; 2010 Qtr 1: 0; 2010 Qtr 2: 0; 2010 Qtr 3: 0; 2010 Qtr 4: 0; 2011 Qtr 1: 0; 2011 Qtr 2: 0; 2011 Qtr 3: 0; 2011 Qtr 4: 0 | 12.7372
0 | 234286-Lighting-Occpncy Snsr-Hi-Bay integrated Snsr-Tr2 |  | System | Commercial | 01-ALC-AllCommercial-IntLight | 0 |  |  |  |  | 221.37 | 95.5 | 0 | 0 | 0 | 125.87 | 1499.5759 |  | kWh | 0.47213 | 0 | Commercial | [7 empty] | 8 | 0.84 |  |  |  | 0 | 64 | 0 | 0 | 0 | 0 | 0 | 0 | 0 | 0 | 0 | 0 | 2009 Qtr 1: 64; 2009 Qtr 2: 0; 2009 Qtr 3: 0; 2009 Qtr 4: 0; 2010 Qtr 1: 0; 2010 Qtr 2: 0; 2010 Qtr 3: 0; 2010 Qtr 4: 0; 2011 Qtr 1: 0; 2011 Qtr 2: 0; 2011 Qtr 3: 0; 2011 Qtr 4: 0 | 64
0 | 234049-Lighting-LED Exit Sign New Sign |  | System | Commercial | 25-SCN-Storage–Conditioned-Exit | 0 |  |  |  |  | 64.8921 | 45 | 0 | 0 | 0 | 19.8921 | 351.311 |  | kWh | 0 | 0 | Commercial | [7 empty] | 16 | 0.85 |  |  |  | 0 | 5 | 0 | 0 | 0 | 0 | 0 | 0 | 0 | 0 | 0 | 0 | 2009 Qtr 1: 5; 2009 Qtr 2: 0; 2009 Qtr 3: 0; 2009 Qtr 4: 0; 2010 Qtr 1: 0; 2010 Qtr 2: 0; 2010 Qtr 3: 0; 2010 Qtr 4: 0; 2011 Qtr 1: 0; 2011 Qtr 2: 0; 2011 Qtr 3: 0; 2011 Qtr 4: 0 | 5
0 | 234340-Lighting-Intr HiBy Lnr FlrscntFxtr600w rplc>400Tr1 |  | System | Commercial | [6 empty] | 660.6362 | 216.4022 | 0 | 0 | 0 | 444.2339 | 1621.9623 |  | 0 | 0.30512 | -29.5675 | Commercial |  | Winter Only | [5 empty] | 15 | 0.77 |  |  |  | 0 | 16.5756 | 0 | 0 | 0 | 0 | 0 | 0 | 0 | 0 | 0 | 0 | 2009 Qtr 1: 16.5756; 2009 Qtr 2: 0; 2009 Qtr 3: 0; 2009 Qtr 4: 0; 2010 Qtr 1: 0; 2010 Qtr 2: 0; 2010 Qtr 3: 0; 2010 Qtr 4: 0; 2011 Qtr 1: 0; 2011 Qtr 2: 0; 2011 Qtr 3: 0; 2011 Qtr 4: 0 | 16.5756
0 | 234330-Premium T8 with T12 40 Watt Baseline - Tr1 |  | System | Commercial | 01-ALC-AllCommercial-IntLight | 0 |  |  |  |  | 27.6532 | 13.1897 | 0 | 0 | 0 | 14.4636 | 83.5202 |  | kWh | 0.017351 | 0 | Commercial | [7 empty] | 15 | 0.78 |  |  |  | 0 | 211.0741 | 0 | 0 | 0 | 0 | 0 | 0 | 0 | 0 | 0 | 0 | 2009 Qtr 1: 211.0741; 2009 Qtr 2: 0; 2009 Qtr 3: 0; 2009 Qtr 4: 0; 2010 Qtr 1: 0; 2010 Qtr 2: 0; 2010 Qtr 3: 0; 2010 Qtr 4: 0; 2011 Qtr 1: 0; 2011 Qtr 2: 0; 2011 Qtr 3: 0; 2011 Qtr 4: 0 | 211.0741
0 | 234330-Premium T8 with T12 40 Watt Baseline - Tr1 |  | System | Commercial | 01-ALC-AllCommercial-IntLight | 0 |  |  |  |  | 27.6532 | 13.1897 | 0 | 0 | 0 | 14.4636 | 83.5202 |  | kWh | 0.017351 | 0 | Commercial | [7 empty] | 15 | 0.78 |  |  |  | 0 | 70.9646 | 0 | 0 | 0 | 0 | 0 | 0 | 0 | 0 | 0 | 0 | 2009 Qtr 1: 70.9646; 2009 Qtr 2: 0; 2009 Qtr 3: 0; 2009 Qtr 4: 0; 2010 Qtr 1: 0; 2010 Qtr 2: 0; 2010 Qtr 3: 0; 2010 Qtr 4: 0; 2011 Qtr 1: 0; 2011 Qtr 2: 0; 2011 Qtr 3: 0; 2011 Qtr 4: 0 | 70.9646
0 | 234303-Lighting-Remove 4 Ft Lamp (De-Lamp) - Tr1 |  | System | Commercial | [6 empty] | 12.3596 | 16.4871 | 0 | 0 | 0 | -4.1275 | 137.2559 |  | 0 | 0.026384 | -2.5676 | Commercial |  | Winter Only | [5 empty] | 15 | 0.77 |  |  |  | 0 | 12.7372 | 0 | 0 | 0 | 0 | 0 | 0 | 0 | 0 | 0 | 0 | 2009 Qtr 1: 12.7372; 2009 Qtr 2: 0; 2009 Qtr 3: 0; 2009 Qtr 4: 0; 2010 Qtr 1: 0; 2010 Qtr 2: 0; 2010 Qtr 3: 0; 2010 Qtr 4: 0; 2011 Qtr 1: 0; 2011 Qtr 2: 0; 2011 Qtr 3: 0; 2011 Qtr 4: 0 | 12.7372
0 | 234330-Premium T8 with T12 40 Watt Baseline - Tr1 |  | System | Commercial | 01-ALC-AllCommercial-IntLight | 0 |  |  |  |  | 27.6532 | 13.1897 | 0 | 0 | 0 | 14.4636 | 83.5202 |  | kWh | 0.017351 | 0 | Commercial | [7 empty] | 15 | 0.78 |  |  |  | 0 | 16.3764 | 0 | 0 | 0 | 0 | 0 | 0 | 0 | 0 | 0 | 0 | 2009 Qtr 1: 0; 2009 Qtr 2: 0; 2009 Qtr 3: 0; 2009 Qtr 4: 16.3764; 2010 Qtr 1: 0; 2010 Qtr 2: 0; 2010 Qtr 3: 0; 2010 Qtr 4: 0; 2011 Qtr 1: 0; 2011 Qtr 2: 0; 2011 Qtr 3: 0; 2011 Qtr 4: 0 | 16.3764
0 | 234303-Lighting-Remove 4 Ft Lamp (De-Lamp) - Tr1 |  | System | Commercial | [6 empty] | 12.3596 | 16.4871 | 0 | 0 | 0 | -4.1275 | 137.2559 |  | 0 | 0.026384 | -2.5676 | Commercial |  | Winter Only | [5 empty] | 15 | 0.77 |  |  |  | 0 | 16.3764 | 0 | 0 | 0 | 0 | 0 | 0 | 0 | 0 | 0 | 0 | 2009 Qtr 1: 0; 2009 Qtr 2: 0; 2009 Qtr 3: 0; 2009 Qtr 4: 16.3764; 2010 Qtr 1: 0; 2010 Qtr 2: 0; 2010 Qtr 3: 0; 2010 Qtr 4: 0; 2011 Qtr 1: 0; 2011 Qtr 2: 0; 2011 Qtr 3: 0; 2011 Qtr 4: 0 | 16.3764
0 | 234330-Premium T8 with T12 40 Watt Baseline - Tr1 |  | System | Commercial | 01-ALC-AllCommercial-IntLight | 0 |  |  |  |  | 27.6532 | 13.1897 | 0 | 0 | 0 | 14.4636 | 83.5202 |  | kWh | 0.017351 | 0 | Commercial | [7 empty] | 15 | 0.78 |  |  |  | 0 | 14.5568 | 0 | 0 | 0 | 0 | 0 | 0 | 0 | 0 | 0 | 0 | 2009 Qtr 1: 0; 2009 Qtr 2: 0; 2009 Qtr 3: 0; 2009 Qtr 4: 14.5568; 2010 Qtr 1: 0; 2010 Qtr 2: 0; 2010 Qtr 3: 0; 2010 Qtr 4: 0; 2011 Qtr 1: 0; 2011 Qtr 2: 0; 2011 Qtr 3: 0; 2011 Qtr 4: 0 | 14.5568
0 | 234303-Lighting-Remove 4 Ft Lamp (De-Lamp) - Tr1 |  | System | Commercial | [6 empty] | 12.3596 | 16.4871 | 0 | 0 | 0 | -4.1275 | 137.2559 |  | 0 | 0.026384 | -2.5676 | Commercial |  | Winter Only | [5 empty] | 15 | 0.77 |  |  |  | 0 | 14.5568 | 0 | 0 | 0 | 0 | 0 | 0 | 0 | 0 | 0 | 0 | 2009 Qtr 1: 0; 2009 Qtr 2: 0; 2009 Qtr 3: 0; 2009 Qtr 4: 14.5568; 2010 Qtr 1: 0; 2010 Qtr 2: 0; 2010 Qtr 3: 0; 2010 Qtr 4: 0; 2011 Qtr 1: 0; 2011 Qtr 2: 0; 2011 Qtr 3: 0; 2011 Qtr 4: 0 | 14.5568
0 | 234330-Premium T8 with T12 40 Watt Baseline - Tr1 |  | System | Commercial | 01-ALC-AllCommercial-IntLight | 0 |  |  |  |  | 27.6532 | 13.1897 | 0 | 0 | 0 | 14.4636 | 83.5202 |  | kWh | 0.017351 | 0 | Commercial | [7 empty] | 15 | 0.78 |  |  |  | 0 | 69.145 | 0 | 0 | 0 | 0 | 0 | 0 | 0 | 0 | 0 | 0 | 2009 Qtr 1: 69.145; 2009 Qtr 2: 0; 2009 Qtr 3: 0; 2009 Qtr 4: 0; 2010 Qtr 1: 0; 2010 Qtr 2: 0; 2010 Qtr 3: 0; 2010 Qtr 4: 0; 2011 Qtr 1: 0; 2011 Qtr 2: 0; 2011 Qtr 3: 0; 2011 Qtr 4: 0 | 69.145
0 | 234303-Lighting-Remove 4 Ft Lamp (De-Lamp) - Tr1 |  | System | Commercial | [6 empty] | 12.3596 | 16.4871 | 0 | 0 | 0 | -4.1275 | 137.2559 |  | 0 | 0.026384 | -2.5676 | Commercial |  | Winter Only | [5 empty] | 15 | 0.77 |  |  |  | 0 | 25.4745 | 0 | 0 | 0 | 0 | 0 | 0 | 0 | 0 | 0 | 0 | 2009 Qtr 1: 25.4745; 2009 Qtr 2: 0; 2009 Qtr 3: 0; 2009 Qtr 4: 0; 2010 Qtr 1: 0; 2010 Qtr 2: 0; 2010 Qtr 3: 0; 2010 Qtr 4: 0; 2011 Qtr 1: 0; 2011 Qtr 2: 0; 2011 Qtr 3: 0; 2011 Qtr 4: 0 | 25.4745
0 | 234330-Premium T8 with T12 40 Watt Baseline - Tr1 |  | System | Commercial | 01-ALC-AllCommercial-IntLight | 0 |  |  |  |  | 27.6532 | 13.1897 | 0 | 0 | 0 | 14.4636 | 83.5202 |  | kWh | 0.017351 | 0 | Commercial | [7 empty] | 15 | 0.78 |  |  |  | 0 | 90.9802 | 0 | 0 | 0 | 0 | 0 | 0 | 0 | 0 | 0 | 0 | 2009 Qtr 1: 90.9802; 2009 Qtr 2: 0; 2009 Qtr 3: 0; 2009 Qtr 4: 0; 2010 Qtr 1: 0; 2010 Qtr 2: 0; 2010 Qtr 3: 0; 2010 Qtr 4: 0; 2011 Qtr 1: 0; 2011 Qtr 2: 0; 2011 Qtr 3: 0; 2011 Qtr 4: 0 | 90.9802
0 | 234207-Lighting-8 Ft T-8 with Elec Ballast-Tr1 |  | System | Commercial | 01-ALC-AllCommercial-IntLight | 0 |  |  |  |  | 35.6901 | 21.9828 | 0 | 0 | 0 | 13.7073 | 45.8368 |  | kWh | 0.0098893 | 0 | Commercial | [7 empty] | 15 | 0.78 |  |  |  | 0 | 7.2784 | 0 | 0 | 0 | 0 | 0 | 0 | 0 | 0 | 0 | 0 | 2009 Qtr 1: 7.2784; 2009 Qtr 2: 0; 2009 Qtr 3: 0; 2009 Qtr 4: 0; 2010 Qtr 1: 0; 2010 Qtr 2: 0; 2010 Qtr 3: 0; 2010 Qtr 4: 0; 2011 Qtr 1: 0; 2011 Qtr 2: 0; 2011 Qtr 3: 0; 2011 Qtr 4: 0 | 7.2784
0 | 234303-Lighting-Remove 4 Ft Lamp (De-Lamp) - Tr1 |  | System | Commercial | [6 empty] | 12.3596 | 16.4871 | 0 | 0 | 0 | -4.1275 | 137.2559 |  | 0 | 0.026384 | -2.5676 | Commercial |  | Winter Only | [5 empty] | 15 | 0.77 |  |  |  | 0 | 7.2784 | 0 | 0 | 0 | 0 | 0 | 0 | 0 | 0 | 0 | 0 | 2009 Qtr 1: 7.2784; 2009 Qtr 2: 0; 2009 Qtr 3: 0; 2009 Qtr 4: 0; 2010 Qtr 1: 0; 2010 Qtr 2: 0; 2010 Qtr 3: 0; 2010 Qtr 4: 0; 2011 Qtr 1: 0; 2011 Qtr 2: 0; 2011 Qtr 3: 0; 2011 Qtr 4: 0 | 7.2784
0 | 234306-Lighting-Remove 8 Ft Lamp (De-Lamp) - Tr1 |  | System | Commercial | 23-RTL-Retail–SingleStorylarge-LIT_INT | 0 |  |  |  |  | 28.4369 | 27.4785 | 0 | 0 | 0 | 0.95836 | 366.7521 |  | kWh | 0.077777 | 0 | Commercial | [7 empty] | 15 | 0.77 |  |  |  | 0 | 7.2784 | 0 | 0 | 0 | 0 | 0 | 0 | 0 | 0 | 0 | 0 | 2009 Qtr 1: 7.2784; 2009 Qtr 2: 0; 2009 Qtr 3: 0; 2009 Qtr 4: 0; 2010 Qtr 1: 0; 2010 Qtr 2: 0; 2010 Qtr 3: 0; 2010 Qtr 4: 0; 2011 Qtr 1: 0; 2011 Qtr 2: 0; 2011 Qtr 3: 0; 2011 Qtr 4: 0 | 7.2784
0 | 234330-Premium T8 with T12 40 Watt Baseline - Tr1 |  | System | Commercial | 01-ALC-AllCommercial-IntLight | 0 |  |  |  |  | 27.6532 | 13.1897 | 0 | 0 | 0 | 14.4636 | 83.5202 |  | kWh | 0.017351 | 0 | Commercial | [7 empty] | 15 | 0.78 |  |  |  | 0 | 12.7372 | 0 | 0 | 0 | 0 | 0 | 0 | 0 | 0 | 0 | 0 | 2009 Qtr 1: 12.7372; 2009 Qtr 2: 0; 2009 Qtr 3: 0; 2009 Qtr 4: 0; 2010 Qtr 1: 0; 2010 Qtr 2: 0; 2010 Qtr 3: 0; 2010 Qtr 4: 0; 2011 Qtr 1: 0; 2011 Qtr 2: 0; 2011 Qtr 3: 0; 2011 Qtr 4: 0 | 12.7372
0 | 234303-Lighting-Remove 4 Ft Lamp (De-Lamp) - Tr1 |  | System | Commercial | [6 empty] | 12.3596 | 16.4871 | 0 | 0 | 0 | -4.1275 | 137.2559 |  | 0 | 0.026384 | -2.5676 | Commercial |  | Winter Only | [5 empty] | 15 | 0.77 |  |  |  | 0 | 12.7372 | 0 | 0 | 0 | 0 | 0 | 0 | 0 | 0 | 0 | 0 | 2009 Qtr 1: 12.7372; 2009 Qtr 2: 0; 2009 Qtr 3: 0; 2009 Qtr 4: 0; 2010 Qtr 1: 0; 2010 Qtr 2: 0; 2010 Qtr 3: 0; 2010 Qtr 4: 0; 2011 Qtr 1: 0; 2011 Qtr 2: 0; 2011 Qtr 3: 0; 2011 Qtr 4: 0 | 12.7372
0 | 234360-Lighting-IntrHiByLnrFlscntFxtr244wrplc400w(TrI)Tr1 |  | System | Commercial | [6 empty] | 282.4319 | 153.8404 | 0 | 0 | 0 | 128.5914 | 0 |  | 0 | 0.224 | -7.1132 | Commercial |  | Winter Only | [5 empty] | 15 | 0.78 |  |  |  | 0 | 7.8003 | 0 | 0 | 0 | 0 | 0 | 0 | 0 | 0 | 0 | 0 | 2009 Qtr 1: 0; 2009 Qtr 2: 0; 2009 Qtr 3: 0; 2009 Qtr 4: 7.8003; 2010 Qtr 1: 0; 2010 Qtr 2: 0; 2010 Qtr 3: 0; 2010 Qtr 4: 0; 2011 Qtr 1: 0; 2011 Qtr 2: 0; 2011 Qtr 3: 0; 2011 Qtr 4: 0 | 7.8003
0 | 234285-Lighting-Occpncy Snsr-Hi-Bay integrated Snsr-Tr1 |  | System | Commercial | 01-ALC-AllCommercial-IntLight | 0 |  |  |  |  | 221.2703 | 95.5 | 0 | 0 | 0 | 125.7703 | 2503.6304 |  | kWh | 0.48559 | 0 | Commercial | [7 empty] | 8 | 0.84 |  |  |  | 0 | 8 | 0 | 0 | 0 | 0 | 0 | 0 | 0 | 0 | 0 | 0 | 2009 Qtr 1: 0; 2009 Qtr 2: 0; 2009 Qtr 3: 0; 2009 Qtr 4: 8; 2010 Qtr 1: 0; 2010 Qtr 2: 0; 2010 Qtr 3: 0; 2010 Qtr 4: 0; 2011 Qtr 1: 0; 2011 Qtr 2: 0; 2011 Qtr 3: 0; 2011 Qtr 4: 0 | 8
0 | 234330-Premium T8 with T12 40 Watt Baseline - Tr1 |  | System | Commercial | 01-ALC-AllCommercial-IntLight | 0 |  |  |  |  | 27.6532 | 13.1897 | 0 | 0 | 0 | 14.4636 | 83.5202 |  | kWh | 0.017351 | 0 | Commercial | [7 empty] | 15 | 0.78 |  |  |  | 0 | 116.4547 | 0 | 0 | 0 | 0 | 0 | 0 | 0 | 0 | 0 | 0 | 2009 Qtr 1: 116.4547; 2009 Qtr 2: 0; 2009 Qtr 3: 0; 2009 Qtr 4: 0; 2010 Qtr 1: 0; 2010 Qtr 2: 0; 2010 Qtr 3: 0; 2010 Qtr 4: 0; 2011 Qtr 1: 0; 2011 Qtr 2: 0; 2011 Qtr 3: 0; 2011 Qtr 4: 0 | 116.4547
0 | 234207-Lighting-8 Ft T-8 with Elec Ballast-Tr1 |  | System | Commercial | 01-ALC-AllCommercial-IntLight | 0 |  |  |  |  | 35.6901 | 21.9828 | 0 | 0 | 0 | 13.7073 | 45.8368 |  | kWh | 0.0098893 | 0 | Commercial | [7 empty] | 15 | 0.78 |  |  |  | 0 | 1.8196 | 0 | 0 | 0 | 0 | 0 | 0 | 0 | 0 | 0 | 0 | 2009 Qtr 1: 1.8196; 2009 Qtr 2: 0; 2009 Qtr 3: 0; 2009 Qtr 4: 0; 2010 Qtr 1: 0; 2010 Qtr 2: 0; 2010 Qtr 3: 0; 2010 Qtr 4: 0; 2011 Qtr 1: 0; 2011 Qtr 2: 0; 2011 Qtr 3: 0; 2011 Qtr 4: 0 | 1.8196
0 | 234303-Lighting-Remove 4 Ft Lamp (De-Lamp) - Tr1 |  | System | Commercial | [6 empty] | 12.3596 | 16.4871 | 0 | 0 | 0 | -4.1275 | 137.2559 |  | 0 | 0.026384 | -2.5676 | Commercial |  | Winter Only | [5 empty] | 15 | 0.77 |  |  |  | 0 | 18.196 | 0 | 0 | 0 | 0 | 0 | 0 | 0 | 0 | 0 | 0 | 2009 Qtr 1: 18.196; 2009 Qtr 2: 0; 2009 Qtr 3: 0; 2009 Qtr 4: 0; 2010 Qtr 1: 0; 2010 Qtr 2: 0; 2010 Qtr 3: 0; 2010 Qtr 4: 0; 2011 Qtr 1: 0; 2011 Qtr 2: 0; 2011 Qtr 3: 0; 2011 Qtr 4: 0 | 18.196
0 | 234306-Lighting-Remove 8 Ft Lamp (De-Lamp) - Tr1 |  | System | Commercial | 23-RTL-Retail–SingleStorylarge-LIT_INT | 0 |  |  |  |  | 28.4369 | 27.4785 | 0 | 0 | 0 | 0.95836 | 366.7521 |  | kWh | 0.077777 | 0 | Commercial | [7 empty] | 15 | 0.77 |  |  |  | 0 | 1.8196 | 0 | 0 | 0 | 0 | 0 | 0 | 0 | 0 | 0 | 0 | 2009 Qtr 1: 1.8196; 2009 Qtr 2: 0; 2009 Qtr 3: 0; 2009 Qtr 4: 0; 2010 Qtr 1: 0; 2010 Qtr 2: 0; 2010 Qtr 3: 0; 2010 Qtr 4: 0; 2011 Qtr 1: 0; 2011 Qtr 2: 0; 2011 Qtr 3: 0; 2011 Qtr 4: 0 | 1.8196
0 | 234330-Premium T8 with T12 40 Watt Baseline - Tr1 |  | System | Commercial | 01-ALC-AllCommercial-IntLight | 0 |  |  |  |  | 27.6532 | 13.1897 | 0 | 0 | 0 | 14.4636 | 83.5202 |  | kWh | 0.017351 | 0 | Commercial | [7 empty] | 15 | 0.78 |  |  |  | 0 | 80.0626 | 0 | 0 | 0 | 0 | 0 | 0 | 0 | 0 | 0 | 0 | 2009 Qtr 1: 80.0626; 2009 Qtr 2: 0; 2009 Qtr 3: 0; 2009 Qtr 4: 0; 2010 Qtr 1: 0; 2010 Qtr 2: 0; 2010 Qtr 3: 0; 2010 Qtr 4: 0; 2011 Qtr 1: 0; 2011 Qtr 2: 0; 2011 Qtr 3: 0; 2011 Qtr 4: 0 | 80.0626
0 | 234303-Lighting-Remove 4 Ft Lamp (De-Lamp) - Tr1 |  | System | Commercial | [6 empty] | 12.3596 | 16.4871 | 0 | 0 | 0 | -4.1275 | 137.2559 |  | 0 | 0.026384 | -2.5676 | Commercial |  | Winter Only | [5 empty] | 15 | 0.77 |  |  |  | 0 | 10.9176 | 0 | 0 | 0 | 0 | 0 | 0 | 0 | 0 | 0 | 0 | 2009 Qtr 1: 10.9176; 2009 Qtr 2: 0; 2009 Qtr 3: 0; 2009 Qtr 4: 0; 2010 Qtr 1: 0; 2010 Qtr 2: 0; 2010 Qtr 3: 0; 2010 Qtr 4: 0; 2011 Qtr 1: 0; 2011 Qtr 2: 0; 2011 Qtr 3: 0; 2011 Qtr 4: 0 | 10.9176
0 | 234360-Lighting-IntrHiByLnrFlscntFxtr244wrplc400w(TrI)Tr1 |  | System | Commercial | [6 empty] | 282.4319 | 153.8404 | 0 | 0 | 0 | 128.5914 | 0 |  | 0 | 0.224 | -7.1132 | Commercial |  | Winter Only | [5 empty] | 15 | 0.78 |  |  |  | 0 | 45.8267 | 0 | 0 | 0 | 0 | 0 | 0 | 0 | 0 | 0 | 0 | 2009 Qtr 1: 0; 2009 Qtr 2: 0; 2009 Qtr 3: 0; 2009 Qtr 4: 45.8267; 2010 Qtr 1: 0; 2010 Qtr 2: 0; 2010 Qtr 3: 0; 2010 Qtr 4: 0; 2011 Qtr 1: 0; 2011 Qtr 2: 0; 2011 Qtr 3: 0; 2011 Qtr 4: 0 | 45.8267
0 | 234285-Lighting-Occpncy Snsr-Hi-Bay integrated Snsr-Tr1 |  | System | Commercial | 01-ALC-AllCommercial-IntLight | 0 |  |  |  |  | 221.2703 | 95.5 | 0 | 0 | 0 | 125.7703 | 2503.6304 |  | kWh | 0.48559 | 0 | Commercial | [7 empty] | 8 | 0.84 |  |  |  | 0 | 47 | 0 | 0 | 0 | 0 | 0 | 0 | 0 | 0 | 0 | 0 | 2009 Qtr 1: 0; 2009 Qtr 2: 0; 2009 Qtr 3: 0; 2009 Qtr 4: 47; 2010 Qtr 1: 0; 2010 Qtr 2: 0; 2010 Qtr 3: 0; 2010 Qtr 4: 0; 2011 Qtr 1: 0; 2011 Qtr 2: 0; 2011 Qtr 3: 0; 2011 Qtr 4: 0 | 47
0 | 234312-Lighting-Screw in 14-26 Watt Lamp - Tr1 |  | System | Commercial | [6 empty] | 9.3196 | 10.3931 | 0 | 0 | 0 | -1.0734 | 194.1729 |  | 0 | 0.038993 | -2.6224 | Commercial |  | Annual | [5 empty] | 2.47 | 0.81 |  |  |  | 0 | 13.4705 | 0 | 0 | 0 | 0 | 0 | 0 | 0 | 0 | 0 | 0 | 2009 Qtr 1: 13.4705; 2009 Qtr 2: 0; 2009 Qtr 3: 0; 2009 Qtr 4: 0; 2010 Qtr 1: 0; 2010 Qtr 2: 0; 2010 Qtr 3: 0; 2010 Qtr 4: 0; 2011 Qtr 1: 0; 2011 Qtr 2: 0; 2011 Qtr 3: 0; 2011 Qtr 4: 0 | 13.4705
0 | 234291-Lighting-Ocpncy Snsr-Wll/Cl Mntd Lght Snsr>=500Tr1 |  | System | Commercial | 01-ALC-AllCommercial-IntLight | 0 |  |  |  |  | 221.37 | 75 | 0 | 0 | 0 | 146.37 | 626 |  | kWh | 0.145 | 0 | Commercial | [7 empty] | 8 | 0.84 |  |  |  | 0 | 79 | 0 | 0 | 0 | 0 | 0 | 0 | 0 | 0 | 0 | 0 | 2009 Qtr 1: 0; 2009 Qtr 2: 0; 2009 Qtr 3: 0; 2009 Qtr 4: 79; 2010 Qtr 1: 0; 2010 Qtr 2: 0; 2010 Qtr 3: 0; 2010 Qtr 4: 0; 2011 Qtr 1: 0; 2011 Qtr 2: 0; 2011 Qtr 3: 0; 2011 Qtr 4: 0 | 79
0 | 234330-Premium T8 with T12 40 Watt Baseline - Tr1 |  | System | Commercial | 01-ALC-AllCommercial-IntLight | 0 |  |  |  |  | 27.6532 | 13.1897 | 0 | 0 | 0 | 14.4636 | 83.5202 |  | kWh | 0.017351 | 0 | Commercial | [7 empty] | 15 | 0.78 |  |  |  | 0 | 61.8665 | 0 | 0 | 0 | 0 | 0 | 0 | 0 | 0 | 0 | 0 | 2009 Qtr 1: 0; 2009 Qtr 2: 0; 2009 Qtr 3: 0; 2009 Qtr 4: 61.8665; 2010 Qtr 1: 0; 2010 Qtr 2: 0; 2010 Qtr 3: 0; 2010 Qtr 4: 0; 2011 Qtr 1: 0; 2011 Qtr 2: 0; 2011 Qtr 3: 0; 2011 Qtr 4: 0 | 61.8665
0 | 234303-Lighting-Remove 4 Ft Lamp (De-Lamp) - Tr1 |  | System | Commercial | [6 empty] | 12.3596 | 16.4871 | 0 | 0 | 0 | -4.1275 | 137.2559 |  | 0 | 0.026384 | -2.5676 | Commercial |  | Winter Only | [5 empty] | 15 | 0.77 |  |  |  | 0 | 12.7372 | 0 | 0 | 0 | 0 | 0 | 0 | 0 | 0 | 0 | 0 | 2009 Qtr 1: 0; 2009 Qtr 2: 0; 2009 Qtr 3: 0; 2009 Qtr 4: 12.7372; 2010 Qtr 1: 0; 2010 Qtr 2: 0; 2010 Qtr 3: 0; 2010 Qtr 4: 0; 2011 Qtr 1: 0; 2011 Qtr 2: 0; 2011 Qtr 3: 0; 2011 Qtr 4: 0 | 12.7372
0 | 234312-Lighting-Screw in 14-26 Watt Lamp - Tr1 |  | System | Commercial | [6 empty] | 9.3196 | 10.3931 | 0 | 0 | 0 | -1.0734 | 194.1729 |  | 0 | 0.038993 | -2.6224 | Commercial |  | Annual | [5 empty] | 2.47 | 0.81 |  |  |  | 0 | 5.3882 | 0 | 0 | 0 | 0 | 0 | 0 | 0 | 0 | 0 | 0 | 2009 Qtr 1: 5.3882; 2009 Qtr 2: 0; 2009 Qtr 3: 0; 2009 Qtr 4: 0; 2010 Qtr 1: 0; 2010 Qtr 2: 0; 2010 Qtr 3: 0; 2010 Qtr 4: 0; 2011 Qtr 1: 0; 2011 Qtr 2: 0; 2011 Qtr 3: 0; 2011 Qtr 4: 0 | 5.3882
0 | 234049-Lighting-LED Exit Sign New Sign |  | System | Commercial | 25-SCN-Storage–Conditioned-Exit | 0 |  |  |  |  | 64.8921 | 0 | 0 | 0 | 0 | 64.8921 | 351.311 |  | kWh | 0 | 0 | Commercial | [7 empty] | 16 | 0.85 |  |  |  | 0 | 5 | 0 | 0 | 0 | 0 | 0 | 0 | 0 | 0 | 0 | 0 | 2009 Qtr 1: 5; 2009 Qtr 2: 0; 2009 Qtr 3: 0; 2009 Qtr 4: 0; 2010 Qtr 1: 0; 2010 Qtr 2: 0; 2010 Qtr 3: 0; 2010 Qtr 4: 0; 2011 Qtr 1: 0; 2011 Qtr 2: 0; 2011 Qtr 3: 0; 2011 Qtr 4: 0 | 5
0 | 234291-Lighting-Ocpncy Snsr-Wll/Cl Mntd Lght Snsr>=500Tr1 |  | System | Commercial | 01-ALC-AllCommercial-IntLight | 0 |  |  |  |  | 221.37 | 75 | 0 | 0 | 0 | 146.37 | 626 |  | kWh | 0.145 | 0 | Commercial | [7 empty] | 8 | 0.84 |  |  |  | 0 | 31 | 0 | 0 | 0 | 0 | 0 | 0 | 0 | 0 | 0 | 0 | 2009 Qtr 1: 31; 2009 Qtr 2: 0; 2009 Qtr 3: 0; 2009 Qtr 4: 0; 2010 Qtr 1: 0; 2010 Qtr 2: 0; 2010 Qtr 3: 0; 2010 Qtr 4: 0; 2011 Qtr 1: 0; 2011 Qtr 2: 0; 2011 Qtr 3: 0; 2011 Qtr 4: 0 | 31
0 | 234312-Lighting-Screw in 14-26 Watt Lamp - Tr1 |  | System | Commercial | [6 empty] | 9.3196 | 10.3931 | 0 | 0 | 0 | -1.0734 | 194.1729 |  | 0 | 0.038993 | -2.6224 | Commercial |  | Annual | [5 empty] | 2.47 | 0.81 |  |  |  | 0 | 2.6941 | 0 | 0 | 0 | 0 | 0 | 0 | 0 | 0 | 0 | 0 | 2009 Qtr 1: 2.6941; 2009 Qtr 2: 0; 2009 Qtr 3: 0; 2009 Qtr 4: 0; 2010 Qtr 1: 0; 2010 Qtr 2: 0; 2010 Qtr 3: 0; 2010 Qtr 4: 0; 2011 Qtr 1: 0; 2011 Qtr 2: 0; 2011 Qtr 3: 0; 2011 Qtr 4: 0 | 2.6941
0 | 234330-Premium T8 with T12 40 Watt Baseline - Tr1 |  | System | Commercial | 01-ALC-AllCommercial-IntLight | 0 |  |  |  |  | 27.6532 | 13.1897 | 0 | 0 | 0 | 14.4636 | 83.5202 |  | kWh | 0.017351 | 0 | Commercial | [7 empty] | 15 | 0.78 |  |  |  | 0 | 61.8665 | 0 | 0 | 0 | 0 | 0 | 0 | 0 | 0 | 0 | 0 | 2009 Qtr 1: 61.8665; 2009 Qtr 2: 0; 2009 Qtr 3: 0; 2009 Qtr 4: 0; 2010 Qtr 1: 0; 2010 Qtr 2: 0; 2010 Qtr 3: 0; 2010 Qtr 4: 0; 2011 Qtr 1: 0; 2011 Qtr 2: 0; 2011 Qtr 3: 0; 2011 Qtr 4: 0 | 61.8665
0 | 234303-Lighting-Remove 4 Ft Lamp (De-Lamp) - Tr1 |  | System | Commercial | [6 empty] | 12.3596 | 0 | 0 | 0 | 0 | 12.3596 | 137.2559 |  | 0 | 0.026384 | -2.5676 | Commercial |  | Winter Only | [5 empty] | 15 | 0.77 |  |  |  | 0 | 7.2784 | 0 | 0 | 0 | 0 | 0 | 0 | 0 | 0 | 0 | 0 | 2009 Qtr 1: 7.2784; 2009 Qtr 2: 0; 2009 Qtr 3: 0; 2009 Qtr 4: 0; 2010 Qtr 1: 0; 2010 Qtr 2: 0; 2010 Qtr 3: 0; 2010 Qtr 4: 0; 2011 Qtr 1: 0; 2011 Qtr 2: 0; 2011 Qtr 3: 0; 2011 Qtr 4: 0 | 7.2784
0 | 234049-Lighting-LED Exit Sign New Sign |  | System | Commercial | 25-SCN-Storage–Conditioned-Exit | 0 |  |  |  |  | 64.8921 | 45 | 0 | 0 | 0 | 19.8921 | 351.311 |  | kWh | 0 | 0 | Commercial | [7 empty] | 16 | 0.85 |  |  |  | 0 | 2 | 0 | 0 | 0 | 0 | 0 | 0 | 0 | 0 | 0 | 0 | 2009 Qtr 1: 2; 2009 Qtr 2: 0; 2009 Qtr 3: 0; 2009 Qtr 4: 0; 2010 Qtr 1: 0; 2010 Qtr 2: 0; 2010 Qtr 3: 0; 2010 Qtr 4: 0; 2011 Qtr 1: 0; 2011 Qtr 2: 0; 2011 Qtr 3: 0; 2011 Qtr 4: 0 | 2
0 | 234291-Lighting-Ocpncy Snsr-Wll/Cl Mntd Lght Snsr>=500Tr1 |  | System | Commercial | 01-ALC-AllCommercial-IntLight | 0 |  |  |  |  | 221.37 | 75 | 0 | 0 | 0 | 146.37 | 626 |  | kWh | 0.145 | 0 | Commercial | [7 empty] | 8 | 0.84 |  |  |  | 0 | 22 | 0 | 0 | 0 | 0 | 0 | 0 | 0 | 0 | 0 | 0 | 2009 Qtr 1: 22; 2009 Qtr 2: 0; 2009 Qtr 3: 0; 2009 Qtr 4: 0; 2010 Qtr 1: 0; 2010 Qtr 2: 0; 2010 Qtr 3: 0; 2010 Qtr 4: 0; 2011 Qtr 1: 0; 2011 Qtr 2: 0; 2011 Qtr 3: 0; 2011 Qtr 4: 0 | 22
0 | 234312-Lighting-Screw in 14-26 Watt Lamp - Tr1 |  | System | Commercial | [6 empty] | 9.3196 | 10.3931 | 0 | 0 | 0 | -1.0734 | 194.1729 |  | 0 | 0.038993 | -2.6224 | Commercial |  | Annual | [5 empty] | 2.47 | 0.81 |  |  |  | 0 | 4.7147 | 0 | 0 | 0 | 0 | 0 | 0 | 0 | 0 | 0 | 0 | 2009 Qtr 1: 0; 2009 Qtr 2: 0; 2009 Qtr 3: 0; 2009 Qtr 4: 4.7147; 2010 Qtr 1: 0; 2010 Qtr 2: 0; 2010 Qtr 3: 0; 2010 Qtr 4: 0; 2011 Qtr 1: 0; 2011 Qtr 2: 0; 2011 Qtr 3: 0; 2011 Qtr 4: 0 | 4.7147
0 | 234312-Lighting-Screw in 14-26 Watt Lamp - Tr1 |  | System | Commercial | [6 empty] | 9.3196 | 10.3931 | 0 | 0 | 0 | -1.0734 | 194.1729 |  | 0 | 0.038993 | -2.6224 | Commercial |  | Annual | [5 empty] | 2.47 | 0.81 |  |  |  | 0 | 0.67353 | 0 | 0 | 0 | 0 | 0 | 0 | 0 | 0 | 0 | 0 | 2009 Qtr 1: 0.67353; 2009 Qtr 2: 0; 2009 Qtr 3: 0; 2009 Qtr 4: 0; 2010 Qtr 1: 0; 2010 Qtr 2: 0; 2010 Qtr 3: 0; 2010 Qtr 4: 0; 2011 Qtr 1: 0; 2011 Qtr 2: 0; 2011 Qtr 3: 0; 2011 Qtr 4: 0 | 0.67353
0 | 234330-Premium T8 with T12 40 Watt Baseline - Tr1 |  | System | Commercial | 01-ALC-AllCommercial-IntLight | 0 |  |  |  |  | 27.6532 | 13.1897 | 0 | 0 | 0 | 14.4636 | 83.5202 |  | kWh | 0.017351 | 0 | Commercial | [7 empty] | 15 | 0.78 |  |  |  | 0 | 14.5568 | 0 | 0 | 0 | 0 | 0 | 0 | 0 | 0 | 0 | 0 | 2009 Qtr 1: 14.5568; 2009 Qtr 2: 0; 2009 Qtr 3: 0; 2009 Qtr 4: 0; 2010 Qtr 1: 0; 2010 Qtr 2: 0; 2010 Qtr 3: 0; 2010 Qtr 4: 0; 2011 Qtr 1: 0; 2011 Qtr 2: 0; 2011 Qtr 3: 0; 2011 Qtr 4: 0 | 14.5568
0 | 234303-Lighting-Remove 4 Ft Lamp (De-Lamp) - Tr1 |  | System | Commercial | [6 empty] | 12.3596 | 16.4871 | 0 | 0 | 0 | -4.1275 | 137.2559 |  | 0 | 0.026384 | -2.5676 | Commercial |  | Winter Only | [5 empty] | 15 | 0.77 |  |  |  | 0 | 3.6392 | 0 | 0 | 0 | 0 | 0 | 0 | 0 | 0 | 0 | 0 | 2009 Qtr 1: 3.6392; 2009 Qtr 2: 0; 2009 Qtr 3: 0; 2009 Qtr 4: 0; 2010 Qtr 1: 0; 2010 Qtr 2: 0; 2010 Qtr 3: 0; 2010 Qtr 4: 0; 2011 Qtr 1: 0; 2011 Qtr 2: 0; 2011 Qtr 3: 0; 2011 Qtr 4: 0 | 3.6392
0 | 234312-Lighting-Screw in 14-26 Watt Lamp - Tr1 |  | System | Commercial | [6 empty] | 9.3196 | 10.3931 | 0 | 0 | 0 | -1.0734 | 194.1729 |  | 0 | 0.038993 | -2.6224 | Commercial |  | Annual | [5 empty] | 2.47 | 0.81 |  |  |  | 0 | 1.3471 | 0 | 0 | 0 | 0 | 0 | 0 | 0 | 0 | 0 | 0 | 2009 Qtr 1: 1.3471; 2009 Qtr 2: 0; 2009 Qtr 3: 0; 2009 Qtr 4: 0; 2010 Qtr 1: 0; 2010 Qtr 2: 0; 2010 Qtr 3: 0; 2010 Qtr 4: 0; 2011 Qtr 1: 0; 2011 Qtr 2: 0; 2011 Qtr 3: 0; 2011 Qtr 4: 0 | 1.3471
0 | 234330-Premium T8 with T12 40 Watt Baseline - Tr1 |  | System | Commercial | 01-ALC-AllCommercial-IntLight | 0 |  |  |  |  | 27.6532 | 13.1897 | 0 | 0 | 0 | 14.4636 | 83.5202 |  | kWh | 0.017351 | 0 | Commercial | [7 empty] | 15 | 0.78 |  |  |  | 0 | 38.2117 | 0 | 0 | 0 | 0 | 0 | 0 | 0 | 0 | 0 | 0 | 2009 Qtr 1: 38.2117; 2009 Qtr 2: 0; 2009 Qtr 3: 0; 2009 Qtr 4: 0; 2010 Qtr 1: 0; 2010 Qtr 2: 0; 2010 Qtr 3: 0; 2010 Qtr 4: 0; 2011 Qtr 1: 0; 2011 Qtr 2: 0; 2011 Qtr 3: 0; 2011 Qtr 4: 0 | 38.2117
0 | 234303-Lighting-Remove 4 Ft Lamp (De-Lamp) - Tr1 |  | System | Commercial | [6 empty] | 12.3596 | 16.4871 | 0 | 0 | 0 | -4.1275 | 137.2559 |  | 0 | 0.026384 | -2.5676 | Commercial |  | Winter Only | [5 empty] | 15 | 0.77 |  |  |  | 0 | 12.7372 | 0 | 0 | 0 | 0 | 0 | 0 | 0 | 0 | 0 | 0 | 2009 Qtr 1: 12.7372; 2009 Qtr 2: 0; 2009 Qtr 3: 0; 2009 Qtr 4: 0; 2010 Qtr 1: 0; 2010 Qtr 2: 0; 2010 Qtr 3: 0; 2010 Qtr 4: 0; 2011 Qtr 1: 0; 2011 Qtr 2: 0; 2011 Qtr 3: 0; 2011 Qtr 4: 0 | 12.7372
0 | 234303-Lighting-Remove 4 Ft Lamp (De-Lamp) - Tr1 |  | System | Commercial | [6 empty] | 12.3596 | 16.4871 | 0 | 0 | 0 | -4.1275 | 137.2559 |  | 0 | 0.026384 | -2.5676 | Commercial |  | Winter Only | [5 empty] | 15 | 0.77 |  |  |  | 0 | 9.098 | 0 | 0 | 0 | 0 | 0 | 0 | 0 | 0 | 0 | 0 | 2009 Qtr 1: 9.098; 2009 Qtr 2: 0; 2009 Qtr 3: 0; 2009 Qtr 4: 0; 2010 Qtr 1: 0; 2010 Qtr 2: 0; 2010 Qtr 3: 0; 2010 Qtr 4: 0; 2011 Qtr 1: 0; 2011 Qtr 2: 0; 2011 Qtr 3: 0; 2011 Qtr 4: 0 | 9.098
0 | 234330-Premium T8 with T12 40 Watt Baseline - Tr1 |  | System | Commercial | 01-ALC-AllCommercial-IntLight | 0 |  |  |  |  | 27.6532 | 13.1897 | 0 | 0 | 0 | 14.4636 | 83.5202 |  | kWh | 0.017351 | 0 | Commercial | [7 empty] | 15 | 0.78 |  |  |  | 0 | 49.1293 | 0 | 0 | 0 | 0 | 0 | 0 | 0 | 0 | 0 | 0 | 2009 Qtr 1: 49.1293; 2009 Qtr 2: 0; 2009 Qtr 3: 0; 2009 Qtr 4: 0; 2010 Qtr 1: 0; 2010 Qtr 2: 0; 2010 Qtr 3: 0; 2010 Qtr 4: 0; 2011 Qtr 1: 0; 2011 Qtr 2: 0; 2011 Qtr 3: 0; 2011 Qtr 4: 0 | 49.1293
0 | 234049-Lighting-LED Exit Sign New Sign |  | System | Commercial | 25-SCN-Storage–Conditioned-Exit | 0 |  |  |  |  | 64.8921 | 45 | 0 | 0 | 0 | 19.8921 | 351.311 |  | kWh | 0 | 0 | Commercial | [7 empty] | 16 | 0.85 |  |  |  | 0 | 5 | 0 | 0 | 0 | 0 | 0 | 0 | 0 | 0 | 0 | 0 | 2009 Qtr 1: 5; 2009 Qtr 2: 0; 2009 Qtr 3: 0; 2009 Qtr 4: 0; 2010 Qtr 1: 0; 2010 Qtr 2: 0; 2010 Qtr 3: 0; 2010 Qtr 4: 0; 2011 Qtr 1: 0; 2011 Qtr 2: 0; 2011 Qtr 3: 0; 2011 Qtr 4: 0 | 5
0 | 234291-Lighting-Ocpncy Snsr-Wll/Cl Mntd Lght Snsr>=500Tr1 |  | System | Commercial | 01-ALC-AllCommercial-IntLight | 0 |  |  |  |  | 221.37 | 75 | 0 | 0 | 0 | 146.37 | 626 |  | kWh | 0.145 | 0 | Commercial | [7 empty] | 8 | 0.84 |  |  |  | 0 | 15 | 0 | 0 | 0 | 0 | 0 | 0 | 0 | 0 | 0 | 0 | 2009 Qtr 1: 15; 2009 Qtr 2: 0; 2009 Qtr 3: 0; 2009 Qtr 4: 0; 2010 Qtr 1: 0; 2010 Qtr 2: 0; 2010 Qtr 3: 0; 2010 Qtr 4: 0; 2011 Qtr 1: 0; 2011 Qtr 2: 0; 2011 Qtr 3: 0; 2011 Qtr 4: 0 | 15
0 | 234330-Premium T8 with T12 40 Watt Baseline - Tr1 |  | System | Commercial | 01-ALC-AllCommercial-IntLight | 0 |  |  |  |  | 27.6532 | 13.1897 | 0 | 0 | 0 | 14.4636 | 83.5202 |  | kWh | 0.017351 | 0 | Commercial | [7 empty] | 15 | 0.78 |  |  |  | 0 | 7.2784 | 0 | 0 | 0 | 0 | 0 | 0 | 0 | 0 | 0 | 0 | 2009 Qtr 1: 7.2784; 2009 Qtr 2: 0; 2009 Qtr 3: 0; 2009 Qtr 4: 0; 2010 Qtr 1: 0; 2010 Qtr 2: 0; 2010 Qtr 3: 0; 2010 Qtr 4: 0; 2011 Qtr 1: 0; 2011 Qtr 2: 0; 2011 Qtr 3: 0; 2011 Qtr 4: 0 | 7.2784
0 | 234312-Lighting-Screw in 14-26 Watt Lamp - Tr1 |  | System | Commercial | [6 empty] | 9.3196 | 0 | 0 | 0 | 0 | 9.3196 | 194.1729 |  | 0 | 0.038993 | -2.6224 | Commercial |  | Annual | [5 empty] | 2.47 | 0.81 |  |  |  | 0 | 33.0028 | 0 | 0 | 0 | 0 | 0 | 0 | 0 | 0 | 0 | 0 | 2009 Qtr 1: 33.0028; 2009 Qtr 2: 0; 2009 Qtr 3: 0; 2009 Qtr 4: 0; 2010 Qtr 1: 0; 2010 Qtr 2: 0; 2010 Qtr 3: 0; 2010 Qtr 4: 0; 2011 Qtr 1: 0; 2011 Qtr 2: 0; 2011 Qtr 3: 0; 2011 Qtr 4: 0 | 33.0028
0 | 234330-Premium T8 with T12 40 Watt Baseline - Tr1 |  | System | Commercial | 01-ALC-AllCommercial-IntLight | 0 |  |  |  |  | 27.6532 | 13.1897 | 0 | 0 | 0 | 14.4636 | 83.5202 |  | kWh | 0.017351 | 0 | Commercial | [7 empty] | 15 | 0.78 |  |  |  | 0 | 52.7685 | 0 | 0 | 0 | 0 | 0 | 0 | 0 | 0 | 0 | 0 | 2009 Qtr 1: 52.7685; 2009 Qtr 2: 0; 2009 Qtr 3: 0; 2009 Qtr 4: 0; 2010 Qtr 1: 0; 2010 Qtr 2: 0; 2010 Qtr 3: 0; 2010 Qtr 4: 0; 2011 Qtr 1: 0; 2011 Qtr 2: 0; 2011 Qtr 3: 0; 2011 Qtr 4: 0 | 52.7685
0 | 234303-Lighting-Remove 4 Ft Lamp (De-Lamp) - Tr1 |  | System | Commercial | [6 empty] | 12.3596 | 16.4871 | 0 | 0 | 0 | -4.1275 | 137.2559 |  | 0 | 0.026384 | -2.5676 | Commercial |  | Winter Only | [5 empty] | 15 | 0.77 |  |  |  | 0 | 9.098 | 0 | 0 | 0 | 0 | 0 | 0 | 0 | 0 | 0 | 0 | 2009 Qtr 1: 9.098; 2009 Qtr 2: 0; 2009 Qtr 3: 0; 2009 Qtr 4: 0; 2010 Qtr 1: 0; 2010 Qtr 2: 0; 2010 Qtr 3: 0; 2010 Qtr 4: 0; 2011 Qtr 1: 0; 2011 Qtr 2: 0; 2011 Qtr 3: 0; 2011 Qtr 4: 0 | 9.098
0 | 234306-Lighting-Remove 8 Ft Lamp (De-Lamp) - Tr1 |  | System | Commercial | 23-RTL-Retail–SingleStorylarge-LIT_INT | 0 |  |  |  |  | 28.4369 | 27.4785 | 0 | 0 | 0 | 0.95836 | 366.7521 |  | kWh | 0.077777 | 0 | Commercial | [7 empty] | 15 | 0.77 |  |  |  | 0 | 21.8353 | 0 | 0 | 0 | 0 | 0 | 0 | 0 | 0 | 0 | 0 | 2009 Qtr 1: 21.8353; 2009 Qtr 2: 0; 2009 Qtr 3: 0; 2009 Qtr 4: 0; 2010 Qtr 1: 0; 2010 Qtr 2: 0; 2010 Qtr 3: 0; 2010 Qtr 4: 0; 2011 Qtr 1: 0; 2011 Qtr 2: 0; 2011 Qtr 3: 0; 2011 Qtr 4: 0 | 21.8353
0 | 234312-Lighting-Screw in 14-26 Watt Lamp - Tr1 |  | System | Commercial | [6 empty] | 9.3196 | 10.3931 | 0 | 0 | 0 | -1.0734 | 194.1729 |  | 0 | 0.038993 | -2.6224 | Commercial |  | Annual | [5 empty] | 2.47 | 0.81 |  |  |  | 0 | 0.67353 | 0 | 0 | 0 | 0 | 0 | 0 | 0 | 0 | 0 | 0 | 2009 Qtr 1: 0.67353; 2009 Qtr 2: 0; 2009 Qtr 3: 0; 2009 Qtr 4: 0; 2010 Qtr 1: 0; 2010 Qtr 2: 0; 2010 Qtr 3: 0; 2010 Qtr 4: 0; 2011 Qtr 1: 0; 2011 Qtr 2: 0; 2011 Qtr 3: 0; 2011 Qtr 4: 0 | 0.67353
0 | 234330-Premium T8 with T12 40 Watt Baseline - Tr1 |  | System | Commercial | 01-ALC-AllCommercial-IntLight | 0 |  |  |  |  | 27.6532 | 13.1897 | 0 | 0 | 0 | 14.4636 | 83.5202 |  | kWh | 0.017351 | 0 | Commercial | [7 empty] | 15 | 0.78 |  |  |  | 0 | 23.6549 | 0 | 0 | 0 | 0 | 0 | 0 | 0 | 0 | 0 | 0 | 2009 Qtr 1: 23.6549; 2009 Qtr 2: 0; 2009 Qtr 3: 0; 2009 Qtr 4: 0; 2010 Qtr 1: 0; 2010 Qtr 2: 0; 2010 Qtr 3: 0; 2010 Qtr 4: 0; 2011 Qtr 1: 0; 2011 Qtr 2: 0; 2011 Qtr 3: 0; 2011 Qtr 4: 0 | 23.6549
0 | 234303-Lighting-Remove 4 Ft Lamp (De-Lamp) - Tr1 |  | System | Commercial | [6 empty] | 12.3596 | 16.4871 | 0 | 0 | 0 | -4.1275 | 137.2559 |  | 0 | 0.026384 | -2.5676 | Commercial |  | Winter Only | [5 empty] | 15 | 0.77 |  |  |  | 0 | 9.098 | 0 | 0 | 0 | 0 | 0 | 0 | 0 | 0 | 0 | 0 | 2009 Qtr 1: 9.098; 2009 Qtr 2: 0; 2009 Qtr 3: 0; 2009 Qtr 4: 0; 2010 Qtr 1: 0; 2010 Qtr 2: 0; 2010 Qtr 3: 0; 2010 Qtr 4: 0; 2011 Qtr 1: 0; 2011 Qtr 2: 0; 2011 Qtr 3: 0; 2011 Qtr 4: 0 | 9.098
0 | 234330-Premium T8 with T12 40 Watt Baseline - Tr1 |  | System | Commercial | 01-ALC-AllCommercial-IntLight | 0 |  |  |  |  | 27.6532 | 13.1897 | 0 | 0 | 0 | 14.4636 | 83.5202 |  | kWh | 0.017351 | 0 | Commercial | [7 empty] | 15 | 0.78 |  |  |  | 0 | 14.5568 | 0 | 0 | 0 | 0 | 0 | 0 | 0 | 0 | 0 | 0 | 2009 Qtr 1: 14.5568; 2009 Qtr 2: 0; 2009 Qtr 3: 0; 2009 Qtr 4: 0; 2010 Qtr 1: 0; 2010 Qtr 2: 0; 2010 Qtr 3: 0; 2010 Qtr 4: 0; 2011 Qtr 1: 0; 2011 Qtr 2: 0; 2011 Qtr 3: 0; 2011 Qtr 4: 0 | 14.5568
0 | 234330-Premium T8 with T12 40 Watt Baseline - Tr1 |  | System | Commercial | 01-ALC-AllCommercial-IntLight | 0 |  |  |  |  | 27.6532 | 13.1897 | 0 | 0 | 0 | 14.4636 | 83.5202 |  | kWh | 0.017351 | 0 | Commercial | [7 empty] | 15 | 0.78 |  |  |  | 0 | 189.2388 | 0 | 0 | 0 | 0 | 0 | 0 | 0 | 0 | 0 | 0 | 2009 Qtr 1: 189.2388; 2009 Qtr 2: 0; 2009 Qtr 3: 0; 2009 Qtr 4: 0; 2010 Qtr 1: 0; 2010 Qtr 2: 0; 2010 Qtr 3: 0; 2010 Qtr 4: 0; 2011 Qtr 1: 0; 2011 Qtr 2: 0; 2011 Qtr 3: 0; 2011 Qtr 4: 0 | 189.2388
0 | 234330-Premium T8 with T12 40 Watt Baseline - Tr1 |  | System | Commercial | 01-ALC-AllCommercial-IntLight | 0 |  |  |  |  | 27.6532 | 13.1897 | 0 | 0 | 0 | 14.4636 | 83.5202 |  | kWh | 0.017351 | 0 | Commercial | [7 empty] | 15 | 0.78 |  |  |  | 0 | 54.5881 | 0 | 0 | 0 | 0 | 0 | 0 | 0 | 0 | 0 | 0 | 2009 Qtr 1: 54.5881; 2009 Qtr 2: 0; 2009 Qtr 3: 0; 2009 Qtr 4: 0; 2010 Qtr 1: 0; 2010 Qtr 2: 0; 2010 Qtr 3: 0; 2010 Qtr 4: 0; 2011 Qtr 1: 0; 2011 Qtr 2: 0; 2011 Qtr 3: 0; 2011 Qtr 4: 0 | 54.5881
0 | 234330-Premium T8 with T12 40 Watt Baseline - Tr1 |  | System | Commercial | 01-ALC-AllCommercial-IntLight | 0 |  |  |  |  | 27.6532 | 13.1897 | 0 | 0 | 0 | 14.4636 | 83.5202 |  | kWh | 0.017351 | 0 | Commercial | [7 empty] | 15 | 0.78 |  |  |  | 0 | 40.0313 | 0 | 0 | 0 | 0 | 0 | 0 | 0 | 0 | 0 | 0 | 2009 Qtr 1: 40.0313; 2009 Qtr 2: 0; 2009 Qtr 3: 0; 2009 Qtr 4: 0; 2010 Qtr 1: 0; 2010 Qtr 2: 0; 2010 Qtr 3: 0; 2010 Qtr 4: 0; 2011 Qtr 1: 0; 2011 Qtr 2: 0; 2011 Qtr 3: 0; 2011 Qtr 4: 0 | 40.0313
0 | 234303-Lighting-Remove 4 Ft Lamp (De-Lamp) - Tr1 |  | System | Commercial | [6 empty] | 12.3596 | 16.4871 | 0 | 0 | 0 | -4.1275 | 137.2559 |  | 0 | 0.026384 | -2.5676 | Commercial |  | Winter Only | [5 empty] | 15 | 0.77 |  |  |  | 0 | 7.2784 | 0 | 0 | 0 | 0 | 0 | 0 | 0 | 0 | 0 | 0 | 2009 Qtr 1: 7.2784; 2009 Qtr 2: 0; 2009 Qtr 3: 0; 2009 Qtr 4: 0; 2010 Qtr 1: 0; 2010 Qtr 2: 0; 2010 Qtr 3: 0; 2010 Qtr 4: 0; 2011 Qtr 1: 0; 2011 Qtr 2: 0; 2011 Qtr 3: 0; 2011 Qtr 4: 0 | 7.2784
0 | 234306-Lighting-Remove 8 Ft Lamp (De-Lamp) - Tr1 |  | System | Commercial | 23-RTL-Retail–SingleStorylarge-LIT_INT | 0 |  |  |  |  | 28.4369 | 0 | 0 | 0 | 0 | 28.4369 | 366.7521 |  | kWh | 0.077777 | 0 | Commercial | [7 empty] | 15 | 0.77 |  |  |  | 0 | 68.2352 | 0 | 0 | 0 | 0 | 0 | 0 | 0 | 0 | 0 | 0 | 2009 Qtr 1: 68.2352; 2009 Qtr 2: 0; 2009 Qtr 3: 0; 2009 Qtr 4: 0; 2010 Qtr 1: 0; 2010 Qtr 2: 0; 2010 Qtr 3: 0; 2010 Qtr 4: 0; 2011 Qtr 1: 0; 2011 Qtr 2: 0; 2011 Qtr 3: 0; 2011 Qtr 4: 0 | 68.2352
0 | 234291-Lighting-Ocpncy Snsr-Wll/Cl Mntd Lght Snsr>=500Tr1 |  | System | Commercial | 01-ALC-AllCommercial-IntLight | 0 |  |  |  |  | 221.37 | 75 | 0 | 0 | 0 | 146.37 | 626 |  | kWh | 0.145 | 0 | Commercial | [7 empty] | 8 | 0.84 |  |  |  | 0 | 24 | 0 | 0 | 0 | 0 | 0 | 0 | 0 | 0 | 0 | 0 | 2009 Qtr 1: 24; 2009 Qtr 2: 0; 2009 Qtr 3: 0; 2009 Qtr 4: 0; 2010 Qtr 1: 0; 2010 Qtr 2: 0; 2010 Qtr 3: 0; 2010 Qtr 4: 0; 2011 Qtr 1: 0; 2011 Qtr 2: 0; 2011 Qtr 3: 0; 2011 Qtr 4: 0 | 24
0 | 234312-Lighting-Screw in 14-26 Watt Lamp - Tr1 |  | System | Commercial | [6 empty] | 9.3196 | 10.3931 | 0 | 0 | 0 | -1.0734 | 194.1729 |  | 0 | 0.038993 | -2.6224 | Commercial |  | Annual | [5 empty] | 2.47 | 0.81 |  |  |  | 0 | 3.3676 | 0 | 0 | 0 | 0 | 0 | 0 | 0 | 0 | 0 | 0 | 2009 Qtr 1: 3.3676; 2009 Qtr 2: 0; 2009 Qtr 3: 0; 2009 Qtr 4: 0; 2010 Qtr 1: 0; 2010 Qtr 2: 0; 2010 Qtr 3: 0; 2010 Qtr 4: 0; 2011 Qtr 1: 0; 2011 Qtr 2: 0; 2011 Qtr 3: 0; 2011 Qtr 4: 0 | 3.3676
0 | 234330-Premium T8 with T12 40 Watt Baseline - Tr1 |  | System | Commercial | 01-ALC-AllCommercial-IntLight | 0 |  |  |  |  | 27.6532 | 13.1897 | 0 | 0 | 0 | 14.4636 | 83.5202 |  | kWh | 0.017351 | 0 | Commercial | [7 empty] | 15 | 0.78 |  |  |  | 0 | 10.9176 | 0 | 0 | 0 | 0 | 0 | 0 | 0 | 0 | 0 | 0 | 2009 Qtr 1: 10.9176; 2009 Qtr 2: 0; 2009 Qtr 3: 0; 2009 Qtr 4: 0; 2010 Qtr 1: 0; 2010 Qtr 2: 0; 2010 Qtr 3: 0; 2010 Qtr 4: 0; 2011 Qtr 1: 0; 2011 Qtr 2: 0; 2011 Qtr 3: 0; 2011 Qtr 4: 0 | 10.9176
0 | 234303-Lighting-Remove 4 Ft Lamp (De-Lamp) - Tr1 |  | System | Commercial | [6 empty] | 12.3596 | 16.4871 | 0 | 0 | 0 | -4.1275 | 137.2559 |  | 0 | 0.026384 | -2.5676 | Commercial |  | Winter Only | [5 empty] | 15 | 0.77 |  |  |  | 0 | 7.2784 | 0 | 0 | 0 | 0 | 0 | 0 | 0 | 0 | 0 | 0 | 2009 Qtr 1: 7.2784; 2009 Qtr 2: 0; 2009 Qtr 3: 0; 2009 Qtr 4: 0; 2010 Qtr 1: 0; 2010 Qtr 2: 0; 2010 Qtr 3: 0; 2010 Qtr 4: 0; 2011 Qtr 1: 0; 2011 Qtr 2: 0; 2011 Qtr 3: 0; 2011 Qtr 4: 0 | 7.2784
0 | 234360-Lighting-IntrHiByLnrFlscntFxtr244wrplc400w(TrI)Tr1 |  | System | Commercial | [6 empty] | 282.4319 | 153.8404 | 0 | 0 | 0 | 128.5914 | 0 |  | 0 | 0.224 | -7.1132 | Commercial |  | Winter Only | [5 empty] | 15 | 0.78 |  |  |  | 0 | 2.9251 | 0 | 0 | 0 | 0 | 0 | 0 | 0 | 0 | 0 | 0 | 2009 Qtr 1: 2.9251; 2009 Qtr 2: 0; 2009 Qtr 3: 0; 2009 Qtr 4: 0; 2010 Qtr 1: 0; 2010 Qtr 2: 0; 2010 Qtr 3: 0; 2010 Qtr 4: 0; 2011 Qtr 1: 0; 2011 Qtr 2: 0; 2011 Qtr 3: 0; 2011 Qtr 4: 0 | 2.9251
0 | 234285-Lighting-Occpncy Snsr-Hi-Bay integrated Snsr-Tr1 |  | System | Commercial | 01-ALC-AllCommercial-IntLight | 0 |  |  |  |  | 221.2703 | 95.5 | 0 | 0 | 0 | 125.7703 | 2503.6304 |  | kWh | 0.48559 | 0 | Commercial | [7 empty] | 8 | 0.84 |  |  |  | 0 | 3 | 0 | 0 | 0 | 0 | 0 | 0 | 0 | 0 | 0 | 0 | 2009 Qtr 1: 3; 2009 Qtr 2: 0; 2009 Qtr 3: 0; 2009 Qtr 4: 0; 2010 Qtr 1: 0; 2010 Qtr 2: 0; 2010 Qtr 3: 0; 2010 Qtr 4: 0; 2011 Qtr 1: 0; 2011 Qtr 2: 0; 2011 Qtr 3: 0; 2011 Qtr 4: 0 | 3
0 | 234331-Premium T8 with T12 40 Watt Baseline - Tr2 |  | System | Commercial | 01-ALC-AllCommercial-IntLight | 0 |  |  |  |  | 27.653 | 9.8923 | 0 | 0 | 0 | 17.7607 | 58.062 |  | kWh | 0.017133 | 0 | Commercial | [7 empty] | 15 | 0.78 |  |  |  | 0 | 16.3764 | 0 | 0 | 0 | 0 | 0 | 0 | 0 | 0 | 0 | 0 | 2009 Qtr 1: 16.3764; 2009 Qtr 2: 0; 2009 Qtr 3: 0; 2009 Qtr 4: 0; 2010 Qtr 1: 0; 2010 Qtr 2: 0; 2010 Qtr 3: 0; 2010 Qtr 4: 0; 2011 Qtr 1: 0; 2011 Qtr 2: 0; 2011 Qtr 3: 0; 2011 Qtr 4: 0 | 16.3764
0 | 234304-Lighting-Remove 4 Ft Lamp (De-Lamp) - Tr2 |  | System | Commercial | [6 empty] | 12.3587 | 12.3653 | 0 | 0 | 0 | -0.0066231 | 137.2559 |  | 0 | 0.026384 | -2.5676 | Commercial | [7 empty] | 15 | 0.77 |  |  |  | 0 | 16.3764 | 0 | 0 | 0 | 0 | 0 | 0 | 0 | 0 | 0 | 0 | 2009 Qtr 1: 16.3764; 2009 Qtr 2: 0; 2009 Qtr 3: 0; 2009 Qtr 4: 0; 2010 Qtr 1: 0; 2010 Qtr 2: 0; 2010 Qtr 3: 0; 2010 Qtr 4: 0; 2011 Qtr 1: 0; 2011 Qtr 2: 0; 2011 Qtr 3: 0; 2011 Qtr 4: 0 | 16.3764
0 | 234315-Lighting-Screw in 14-26 Watt Reflector Lamp-Tr1 |  | System | Commercial | [6 empty] | 18.0648 | 8.9083 | 0 | 0 | 0 | 9.1565 | 194.1729 |  | 0 | 0.038993 | -2.6224 | Commercial |  | Winter Only | [5 empty] | 2.47 | 0.81 |  |  |  | 0 | 10.7764 | 0 | 0 | 0 | 0 | 0 | 0 | 0 | 0 | 0 | 0 | 2009 Qtr 1: 0; 2009 Qtr 2: 0; 2009 Qtr 3: 0; 2009 Qtr 4: 10.7764; 2010 Qtr 1: 0; 2010 Qtr 2: 0; 2010 Qtr 3: 0; 2010 Qtr 4: 0; 2011 Qtr 1: 0; 2011 Qtr 2: 0; 2011 Qtr 3: 0; 2011 Qtr 4: 0 | 10.7764
0 | 234291-Lighting-Ocpncy Snsr-Wll/Cl Mntd Lght Snsr>=500Tr1 |  | System | Commercial | 01-ALC-AllCommercial-IntLight | 0 |  |  |  |  | 221.37 | 75 | 0 | 0 | 0 | 146.37 | 626 |  | kWh | 0.145 | 0 | Commercial | [7 empty] | 8 | 0.84 |  |  |  | 0 | 102 | 0 | 0 | 0 | 0 | 0 | 0 | 0 | 0 | 0 | 0 | 2009 Qtr 1: 0; 2009 Qtr 2: 0; 2009 Qtr 3: 0; 2009 Qtr 4: 102; 2010 Qtr 1: 0; 2010 Qtr 2: 0; 2010 Qtr 3: 0; 2010 Qtr 4: 0; 2011 Qtr 1: 0; 2011 Qtr 2: 0; 2011 Qtr 3: 0; 2011 Qtr 4: 0 | 102
0 | 234330-Premium T8 with T12 40 Watt Baseline - Tr1 |  | System | Commercial | 01-ALC-AllCommercial-IntLight | 0 |  |  |  |  | 27.6532 | 13.1897 | 0 | 0 | 0 | 14.4636 | 83.5202 |  | kWh | 0.017351 | 0 | Commercial | [7 empty] | 15 | 0.78 |  |  |  | 0 | 10.9176 | 0 | 0 | 0 | 0 | 0 | 0 | 0 | 0 | 0 | 0 | 2009 Qtr 1: 10.9176; 2009 Qtr 2: 0; 2009 Qtr 3: 0; 2009 Qtr 4: 0; 2010 Qtr 1: 0; 2010 Qtr 2: 0; 2010 Qtr 3: 0; 2010 Qtr 4: 0; 2011 Qtr 1: 0; 2011 Qtr 2: 0; 2011 Qtr 3: 0; 2011 Qtr 4: 0 | 10.9176
0 | 234303-Lighting-Remove 4 Ft Lamp (De-Lamp) - Tr1 |  | System | Commercial | [6 empty] | 12.3596 | 16.4871 | 0 | 0 | 0 | -4.1275 | 137.2559 |  | 0 | 0.026384 | -2.5676 | Commercial |  | Winter Only | [5 empty] | 15 | 0.77 |  |  |  | 0 | 10.9176 | 0 | 0 | 0 | 0 | 0 | 0 | 0 | 0 | 0 | 0 | 2009 Qtr 1: 10.9176; 2009 Qtr 2: 0; 2009 Qtr 3: 0; 2009 Qtr 4: 0; 2010 Qtr 1: 0; 2010 Qtr 2: 0; 2010 Qtr 3: 0; 2010 Qtr 4: 0; 2011 Qtr 1: 0; 2011 Qtr 2: 0; 2011 Qtr 3: 0; 2011 Qtr 4: 0 | 10.9176
0 | 234330-Premium T8 with T12 40 Watt Baseline - Tr1 |  | System | Commercial | 01-ALC-AllCommercial-IntLight | 0 |  |  |  |  | 27.6532 | 13.1897 | 0 | 0 | 0 | 14.4636 | 83.5202 |  | kWh | 0.017351 | 0 | Commercial | [7 empty] | 15 | 0.78 |  |  |  | 0 | 9.098 | 0 | 0 | 0 | 0 | 0 | 0 | 0 | 0 | 0 | 0 | 2009 Qtr 1: 9.098; 2009 Qtr 2: 0; 2009 Qtr 3: 0; 2009 Qtr 4: 0; 2010 Qtr 1: 0; 2010 Qtr 2: 0; 2010 Qtr 3: 0; 2010 Qtr 4: 0; 2011 Qtr 1: 0; 2011 Qtr 2: 0; 2011 Qtr 3: 0; 2011 Qtr 4: 0 | 9.098
0 | 234303-Lighting-Remove 4 Ft Lamp (De-Lamp) - Tr1 |  | System | Commercial | [6 empty] | 12.3596 | 16.4871 | 0 | 0 | 0 | -4.1275 | 137.2559 |  | 0 | 0.026384 | -2.5676 | Commercial |  | Winter Only | [5 empty] | 15 | 0.77 |  |  |  | 0 | 9.098 | 0 | 0 | 0 | 0 | 0 | 0 | 0 | 0 | 0 | 0 | 2009 Qtr 1: 9.098; 2009 Qtr 2: 0; 2009 Qtr 3: 0; 2009 Qtr 4: 0; 2010 Qtr 1: 0; 2010 Qtr 2: 0; 2010 Qtr 3: 0; 2010 Qtr 4: 0; 2011 Qtr 1: 0; 2011 Qtr 2: 0; 2011 Qtr 3: 0; 2011 Qtr 4: 0 | 9.098
0 | 234309-Lighting-Screw in >27 Watt Lamp - Tr1 |  | System | Commercial | 18-OFS-Office–Small-IntLight | 0 |  |  |  |  | 10.7915 | 0 | 0 | 0 | 0 | 10.7915 | 366.8636 |  | kWh | 0.056754 | 0 | Commercial | [7 empty] | 2.04 | 0.81 |  |  |  | 0 | 18.1852 | 0 | 0 | 0 | 0 | 0 | 0 | 0 | 0 | 0 | 0 | 2009 Qtr 1: 18.1852; 2009 Qtr 2: 0; 2009 Qtr 3: 0; 2009 Qtr 4: 0; 2010 Qtr 1: 0; 2010 Qtr 2: 0; 2010 Qtr 3: 0; 2010 Qtr 4: 0; 2011 Qtr 1: 0; 2011 Qtr 2: 0; 2011 Qtr 3: 0; 2011 Qtr 4: 0 | 18.1852
0 | 234291-Lighting-Ocpncy Snsr-Wll/Cl Mntd Lght Snsr>=500Tr1 |  | System | Commercial | 01-ALC-AllCommercial-IntLight | 0 |  |  |  |  | 221.37 | 75 | 0 | 0 | 0 | 146.37 | 626 |  | kWh | 0.145 | 0 | Commercial | [7 empty] | 8 | 0.84 |  |  |  | 0 | 75 | 0 | 0 | 0 | 0 | 0 | 0 | 0 | 0 | 0 | 0 | 2009 Qtr 1: 75; 2009 Qtr 2: 0; 2009 Qtr 3: 0; 2009 Qtr 4: 0; 2010 Qtr 1: 0; 2010 Qtr 2: 0; 2010 Qtr 3: 0; 2010 Qtr 4: 0; 2011 Qtr 1: 0; 2011 Qtr 2: 0; 2011 Qtr 3: 0; 2011 Qtr 4: 0 | 75
0 | 234330-Premium T8 with T12 40 Watt Baseline - Tr1 |  | System | Commercial | 01-ALC-AllCommercial-IntLight | 0 |  |  |  |  | 27.6532 | 13.1897 | 0 | 0 | 0 | 14.4636 | 83.5202 |  | kWh | 0.017351 | 0 | Commercial | [7 empty] | 15 | 0.78 |  |  |  | 0 | 21.8353 | 0 | 0 | 0 | 0 | 0 | 0 | 0 | 0 | 0 | 0 | 2009 Qtr 1: 21.8353; 2009 Qtr 2: 0; 2009 Qtr 3: 0; 2009 Qtr 4: 0; 2010 Qtr 1: 0; 2010 Qtr 2: 0; 2010 Qtr 3: 0; 2010 Qtr 4: 0; 2011 Qtr 1: 0; 2011 Qtr 2: 0; 2011 Qtr 3: 0; 2011 Qtr 4: 0 | 21.8353
0 | 234303-Lighting-Remove 4 Ft Lamp (De-Lamp) - Tr1 |  | System | Commercial | [6 empty] | 12.3596 | 16.4871 | 0 | 0 | 0 | -4.1275 | 137.2559 |  | 0 | 0.026384 | -2.5676 | Commercial |  | Winter Only | [5 empty] | 15 | 0.77 |  |  |  | 0 | 21.8353 | 0 | 0 | 0 | 0 | 0 | 0 | 0 | 0 | 0 | 0 | 2009 Qtr 1: 21.8353; 2009 Qtr 2: 0; 2009 Qtr 3: 0; 2009 Qtr 4: 0; 2010 Qtr 1: 0; 2010 Qtr 2: 0; 2010 Qtr 3: 0; 2010 Qtr 4: 0; 2011 Qtr 1: 0; 2011 Qtr 2: 0; 2011 Qtr 3: 0; 2011 Qtr 4: 0 | 21.8353
0 | 234330-Premium T8 with T12 40 Watt Baseline - Tr1 |  | System | Commercial | 01-ALC-AllCommercial-IntLight | 0 |  |  |  |  | 27.6532 | 13.1897 | 0 | 0 | 0 | 14.4636 | 83.5202 |  | kWh | 0.017351 | 0 | Commercial | [7 empty] | 15 | 0.78 |  |  |  | 0 | 21.8353 | 0 | 0 | 0 | 0 | 0 | 0 | 0 | 0 | 0 | 0 | 2009 Qtr 1: 21.8353; 2009 Qtr 2: 0; 2009 Qtr 3: 0; 2009 Qtr 4: 0; 2010 Qtr 1: 0; 2010 Qtr 2: 0; 2010 Qtr 3: 0; 2010 Qtr 4: 0; 2011 Qtr 1: 0; 2011 Qtr 2: 0; 2011 Qtr 3: 0; 2011 Qtr 4: 0 | 21.8353
0 | 234083-Refrigeration -Cooler/Freezer Door Gaskets - Glass Doors |  | System | Commercial | 09-GRO-Grocery-REFG | 0 |  |  |  |  | 2.25 | 4 | 0 | 0 | 0 | -1.75 | 104.55 |  | kWh | 0.01195 | 0 | Commercial | [7 empty] | 4 | 0.76 |  |  |  | 0 | 474 | 0 | 0 | 0 | 0 | 0 | 0 | 0 | 0 | 0 | 0 | 2009 Qtr 1: 0; 2009 Qtr 2: 0; 2009 Qtr 3: 0; 2009 Qtr 4: 474; 2010 Qtr 1: 0; 2010 Qtr 2: 0; 2010 Qtr 3: 0; 2010 Qtr 4: 0; 2011 Qtr 1: 0; 2011 Qtr 2: 0; 2011 Qtr 3: 0; 2011 Qtr 4: 0 | 474
0 | 234315-Lighting-Screw in 14-26 Watt Reflector Lamp-Tr1 |  | System | Commercial | [6 empty] | 18.0648 | 0 | 0 | 0 | 0 | 18.0648 | 194.1729 |  | 0 | 0.038993 | -2.6224 | Commercial |  | Winter Only | [5 empty] | 2.47 | 0.81 |  |  |  | 0 | 22.8999 | 0 | 0 | 0 | 0 | 0 | 0 | 0 | 0 | 0 | 0 | 2009 Qtr 1: 22.8999; 2009 Qtr 2: 0; 2009 Qtr 3: 0; 2009 Qtr 4: 0; 2010 Qtr 1: 0; 2010 Qtr 2: 0; 2010 Qtr 3: 0; 2010 Qtr 4: 0; 2011 Qtr 1: 0; 2011 Qtr 2: 0; 2011 Qtr 3: 0; 2011 Qtr 4: 0 | 22.8999
0 | 234330-Premium T8 with T12 40 Watt Baseline - Tr1 |  | System | Commercial | 01-ALC-AllCommercial-IntLight | 0 |  |  |  |  | 27.6532 | 13.1897 | 0 | 0 | 0 | 14.4636 | 83.5202 |  | kWh | 0.017351 | 0 | Commercial | [7 empty] | 15 | 0.78 |  |  |  | 0 | 74.6038 | 0 | 0 | 0 | 0 | 0 | 0 | 0 | 0 | 0 | 0 | 2009 Qtr 1: 74.6038; 2009 Qtr 2: 0; 2009 Qtr 3: 0; 2009 Qtr 4: 0; 2010 Qtr 1: 0; 2010 Qtr 2: 0; 2010 Qtr 3: 0; 2010 Qtr 4: 0; 2011 Qtr 1: 0; 2011 Qtr 2: 0; 2011 Qtr 3: 0; 2011 Qtr 4: 0 | 74.6038
0 | 234303-Lighting-Remove 4 Ft Lamp (De-Lamp) - Tr1 |  | System | Commercial | [6 empty] | 12.3596 | 16.4871 | 0 | 0 | 0 | -4.1275 | 137.2559 |  | 0 | 0.026384 | -2.5676 | Commercial |  | Winter Only | [5 empty] | 15 | 0.77 |  |  |  | 0 | 5.4588 | 0 | 0 | 0 | 0 | 0 | 0 | 0 | 0 | 0 | 0 | 2009 Qtr 1: 5.4588; 2009 Qtr 2: 0; 2009 Qtr 3: 0; 2009 Qtr 4: 0; 2010 Qtr 1: 0; 2010 Qtr 2: 0; 2010 Qtr 3: 0; 2010 Qtr 4: 0; 2011 Qtr 1: 0; 2011 Qtr 2: 0; 2011 Qtr 3: 0; 2011 Qtr 4: 0 | 5.4588
0 | 234291-Lighting-Ocpncy Snsr-Wll/Cl Mntd Lght Snsr>=500Tr1 |  | System | Commercial | 01-ALC-AllCommercial-IntLight | 0 |  |  |  |  | 221.37 | 75 | 0 | 0 | 0 | 146.37 | 626 |  | kWh | 0.145 | 0 | Commercial | [7 empty] | 8 | 0.84 |  |  |  | 0 | 14 | 0 | 0 | 0 | 0 | 0 | 0 | 0 | 0 | 0 | 0 | 2009 Qtr 1: 14; 2009 Qtr 2: 0; 2009 Qtr 3: 0; 2009 Qtr 4: 0; 2010 Qtr 1: 0; 2010 Qtr 2: 0; 2010 Qtr 3: 0; 2010 Qtr 4: 0; 2011 Qtr 1: 0; 2011 Qtr 2: 0; 2011 Qtr 3: 0; 2011 Qtr 4: 0 | 14
0 | 234049-Lighting-LED Exit Sign New Sign |  | System | Commercial | 25-SCN-Storage–Conditioned-Exit | 0 |  |  |  |  | 64.8921 | 0 | 0 | 0 | 0 | 64.8921 | 351.311 |  | kWh | 0 | 0 | Commercial | [7 empty] | 16 | 0.85 |  |  |  | 0 | 11 | 0 | 0 | 0 | 0 | 0 | 0 | 0 | 0 | 0 | 0 | 2009 Qtr 1: 11; 2009 Qtr 2: 0; 2009 Qtr 3: 0; 2009 Qtr 4: 0; 2010 Qtr 1: 0; 2010 Qtr 2: 0; 2010 Qtr 3: 0; 2010 Qtr 4: 0; 2011 Qtr 1: 0; 2011 Qtr 2: 0; 2011 Qtr 3: 0; 2011 Qtr 4: 0 | 11
0 | 234330-Premium T8 with T12 40 Watt Baseline - Tr1 |  | System | Commercial | 01-ALC-AllCommercial-IntLight | 0 |  |  |  |  | 27.6532 | 13.1897 | 0 | 0 | 0 | 14.4636 | 83.5202 |  | kWh | 0.017351 | 0 | Commercial | [7 empty] | 15 | 0.78 |  |  |  | 0 | 257.474 | 0 | 0 | 0 | 0 | 0 | 0 | 0 | 0 | 0 | 0 | 2009 Qtr 1: 257.474; 2009 Qtr 2: 0; 2009 Qtr 3: 0; 2009 Qtr 4: 0; 2010 Qtr 1: 0; 2010 Qtr 2: 0; 2010 Qtr 3: 0; 2010 Qtr 4: 0; 2011 Qtr 1: 0; 2011 Qtr 2: 0; 2011 Qtr 3: 0; 2011 Qtr 4: 0 | 257.474
0 | 234303-Lighting-Remove 4 Ft Lamp (De-Lamp) - Tr1 |  | System | Commercial | [6 empty] | 12.3596 | 16.4871 | 0 | 0 | 0 | -4.1275 | 137.2559 |  | 0 | 0.026384 | -2.5676 | Commercial |  | Winter Only | [5 empty] | 15 | 0.77 |  |  |  | 0 | 100.0782 | 0 | 0 | 0 | 0 | 0 | 0 | 0 | 0 | 0 | 0 | 2009 Qtr 1: 100.0782; 2009 Qtr 2: 0; 2009 Qtr 3: 0; 2009 Qtr 4: 0; 2010 Qtr 1: 0; 2010 Qtr 2: 0; 2010 Qtr 3: 0; 2010 Qtr 4: 0; 2011 Qtr 1: 0; 2011 Qtr 2: 0; 2011 Qtr 3: 0; 2011 Qtr 4: 0 | 100.0782
0 | 234291-Lighting-Ocpncy Snsr-Wll/Cl Mntd Lght Snsr>=500Tr1 |  | System | Commercial | 01-ALC-AllCommercial-IntLight | 0 |  |  |  |  | 221.37 | 75 | 0 | 0 | 0 | 146.37 | 626 |  | kWh | 0.145 | 0 | Commercial | [7 empty] | 8 | 0.84 |  |  |  | 0 | 55 | 0 | 0 | 0 | 0 | 0 | 0 | 0 | 0 | 0 | 0 | 2009 Qtr 1: 55; 2009 Qtr 2: 0; 2009 Qtr 3: 0; 2009 Qtr 4: 0; 2010 Qtr 1: 0; 2010 Qtr 2: 0; 2010 Qtr 3: 0; 2010 Qtr 4: 0; 2011 Qtr 1: 0; 2011 Qtr 2: 0; 2011 Qtr 3: 0; 2011 Qtr 4: 0 | 55
0 | 234049-Lighting-LED Exit Sign New Sign |  | System | Commercial | 25-SCN-Storage–Conditioned-Exit | 0 |  |  |  |  | 64.8921 | 45 | 0 | 0 | 0 | 19.8921 | 351.311 |  | kWh | 0 | 0 | Commercial | [7 empty] | 16 | 0.85 |  |  |  | 0 | 5 | 0 | 0 | 0 | 0 | 0 | 0 | 0 | 0 | 0 | 0 | 2009 Qtr 1: 5; 2009 Qtr 2: 0; 2009 Qtr 3: 0; 2009 Qtr 4: 0; 2010 Qtr 1: 0; 2010 Qtr 2: 0; 2010 Qtr 3: 0; 2010 Qtr 4: 0; 2011 Qtr 1: 0; 2011 Qtr 2: 0; 2011 Qtr 3: 0; 2011 Qtr 4: 0 | 5
0 | 234315-Lighting-Screw in 14-26 Watt Reflector Lamp-Tr1 |  | System | Commercial | [6 empty] | 18.0648 | 8.9083 | 0 | 0 | 0 | 9.1565 | 194.1729 |  | 0 | 0.038993 | -2.6224 | Commercial |  | Winter Only | [5 empty] | 2.47 | 0.81 |  |  |  | 0 | 12.797 | 0 | 0 | 0 | 0 | 0 | 0 | 0 | 0 | 0 | 0 | 2009 Qtr 1: 12.797; 2009 Qtr 2: 0; 2009 Qtr 3: 0; 2009 Qtr 4: 0; 2010 Qtr 1: 0; 2010 Qtr 2: 0; 2010 Qtr 3: 0; 2010 Qtr 4: 0; 2011 Qtr 1: 0; 2011 Qtr 2: 0; 2011 Qtr 3: 0; 2011 Qtr 4: 0 | 12.797
0 | 234330-Premium T8 with T12 40 Watt Baseline - Tr1 |  | System | Commercial | 01-ALC-AllCommercial-IntLight | 0 |  |  |  |  | 27.6532 | 13.1897 | 0 | 0 | 0 | 14.4636 | 83.5202 |  | kWh | 0.017351 | 0 | Commercial | [7 empty] | 15 | 0.78 |  |  |  | 0 | 247.4662 | 0 | 0 | 0 | 0 | 0 | 0 | 0 | 0 | 0 | 0 | 2009 Qtr 1: 247.4662; 2009 Qtr 2: 0; 2009 Qtr 3: 0; 2009 Qtr 4: 0; 2010 Qtr 1: 0; 2010 Qtr 2: 0; 2010 Qtr 3: 0; 2010 Qtr 4: 0; 2011 Qtr 1: 0; 2011 Qtr 2: 0; 2011 Qtr 3: 0; 2011 Qtr 4: 0 | 247.4662
0 | 234207-Lighting-8 Ft T-8 with Elec Ballast-Tr1 |  | System | Commercial | 01-ALC-AllCommercial-IntLight | 0 |  |  |  |  | 35.6901 | 21.9828 | 0 | 0 | 0 | 13.7073 | 45.8368 |  | kWh | 0.0098893 | 0 | Commercial | [7 empty] | 15 | 0.78 |  |  |  | 0 | 65.5058 | 0 | 0 | 0 | 0 | 0 | 0 | 0 | 0 | 0 | 0 | 2009 Qtr 1: 65.5058; 2009 Qtr 2: 0; 2009 Qtr 3: 0; 2009 Qtr 4: 0; 2010 Qtr 1: 0; 2010 Qtr 2: 0; 2010 Qtr 3: 0; 2010 Qtr 4: 0; 2011 Qtr 1: 0; 2011 Qtr 2: 0; 2011 Qtr 3: 0; 2011 Qtr 4: 0 | 65.5058
0 | 234303-Lighting-Remove 4 Ft Lamp (De-Lamp) - Tr1 |  | System | Commercial | [6 empty] | 12.3596 | 16.4871 | 0 | 0 | 0 | -4.1275 | 137.2559 |  | 0 | 0.026384 | -2.5676 | Commercial |  | Winter Only | [5 empty] | 15 | 0.77 |  |  |  | 0 | 123.7331 | 0 | 0 | 0 | 0 | 0 | 0 | 0 | 0 | 0 | 0 | 2009 Qtr 1: 123.7331; 2009 Qtr 2: 0; 2009 Qtr 3: 0; 2009 Qtr 4: 0; 2010 Qtr 1: 0; 2010 Qtr 2: 0; 2010 Qtr 3: 0; 2010 Qtr 4: 0; 2011 Qtr 1: 0; 2011 Qtr 2: 0; 2011 Qtr 3: 0; 2011 Qtr 4: 0 | 123.7331
0 | 234291-Lighting-Ocpncy Snsr-Wll/Cl Mntd Lght Snsr>=500Tr1 |  | System | Commercial | 01-ALC-AllCommercial-IntLight | 0 |  |  |  |  | 221.37 | 75 | 0 | 0 | 0 | 146.37 | 626 |  | kWh | 0.145 | 0 | Commercial | [7 empty] | 8 | 0.84 |  |  |  | 0 | 114 | 0 | 0 | 0 | 0 | 0 | 0 | 0 | 0 | 0 | 0 | 2009 Qtr 1: 114; 2009 Qtr 2: 0; 2009 Qtr 3: 0; 2009 Qtr 4: 0; 2010 Qtr 1: 0; 2010 Qtr 2: 0; 2010 Qtr 3: 0; 2010 Qtr 4: 0; 2011 Qtr 1: 0; 2011 Qtr 2: 0; 2011 Qtr 3: 0; 2011 Qtr 4: 0 | 114
0 | 234049-Lighting-LED Exit Sign New Sign |  | System | Commercial | 25-SCN-Storage–Conditioned-Exit | 0 |  |  |  |  | 64.8921 | 45 | 0 | 0 | 0 | 19.8921 | 351.311 |  | kWh | 0 | 0 | Commercial | [7 empty] | 16 | 0.85 |  |  |  | 0 | 5 | 0 | 0 | 0 | 0 | 0 | 0 | 0 | 0 | 0 | 0 | 2009 Qtr 1: 5; 2009 Qtr 2: 0; 2009 Qtr 3: 0; 2009 Qtr 4: 0; 2010 Qtr 1: 0; 2010 Qtr 2: 0; 2010 Qtr 3: 0; 2010 Qtr 4: 0; 2011 Qtr 1: 0; 2011 Qtr 2: 0; 2011 Qtr 3: 0; 2011 Qtr 4: 0 | 5
0 | 234330-Premium T8 with T12 40 Watt Baseline - Tr1 |  | System | Commercial | 01-ALC-AllCommercial-IntLight | 0 |  |  |  |  | 27.6532 | 13.1897 | 0 | 0 | 0 | 14.4636 | 83.5202 |  | kWh | 0.017351 | 0 | Commercial | [7 empty] | 15 | 0.78 |  |  |  | 0 | 198.3369 | 0 | 0 | 0 | 0 | 0 | 0 | 0 | 0 | 0 | 0 | 2009 Qtr 1: 198.3369; 2009 Qtr 2: 0; 2009 Qtr 3: 0; 2009 Qtr 4: 0; 2010 Qtr 1: 0; 2010 Qtr 2: 0; 2010 Qtr 3: 0; 2010 Qtr 4: 0; 2011 Qtr 1: 0; 2011 Qtr 2: 0; 2011 Qtr 3: 0; 2011 Qtr 4: 0 | 198.3369
0 | 234291-Lighting-Ocpncy Snsr-Wll/Cl Mntd Lght Snsr>=500Tr1 |  | System | Commercial | 01-ALC-AllCommercial-IntLight | 0 |  |  |  |  | 221.37 | 75 | 0 | 0 | 0 | 146.37 | 626 |  | kWh | 0.145 | 0 | Commercial | [7 empty] | 8 | 0.84 |  |  |  | 0 | 46 | 0 | 0 | 0 | 0 | 0 | 0 | 0 | 0 | 0 | 0 | 2009 Qtr 1: 46; 2009 Qtr 2: 0; 2009 Qtr 3: 0; 2009 Qtr 4: 0; 2010 Qtr 1: 0; 2010 Qtr 2: 0; 2010 Qtr 3: 0; 2010 Qtr 4: 0; 2011 Qtr 1: 0; 2011 Qtr 2: 0; 2011 Qtr 3: 0; 2011 Qtr 4: 0 | 46
0 | 234049-Lighting-LED Exit Sign New Sign |  | System | Commercial | 25-SCN-Storage–Conditioned-Exit | 0 |  |  |  |  | 64.8921 | 45 | 0 | 0 | 0 | 19.8921 | 351.311 |  | kWh | 0 | 0 | Commercial | [7 empty] | 16 | 0.85 |  |  |  | 0 | 12 | 0 | 0 | 0 | 0 | 0 | 0 | 0 | 0 | 0 | 0 | 2009 Qtr 1: 12; 2009 Qtr 2: 0; 2009 Qtr 3: 0; 2009 Qtr 4: 0; 2010 Qtr 1: 0; 2010 Qtr 2: 0; 2010 Qtr 3: 0; 2010 Qtr 4: 0; 2011 Qtr 1: 0; 2011 Qtr 2: 0; 2011 Qtr 3: 0; 2011 Qtr 4: 0 | 12
0 | 234303-Lighting-Remove 4 Ft Lamp (De-Lamp) - Tr1 |  | System | Commercial | [6 empty] | 12.3596 | 16.4871 | 0 | 0 | 0 | -4.1275 | 137.2559 |  | 0 | 0.026384 | -2.5676 | Commercial |  | Winter Only | [5 empty] | 15 | 0.77 |  |  |  | 0 | 5.4588 | 0 | 0 | 0 | 0 | 0 | 0 | 0 | 0 | 0 | 0 | 2009 Qtr 1: 5.4588; 2009 Qtr 2: 0; 2009 Qtr 3: 0; 2009 Qtr 4: 0; 2010 Qtr 1: 0; 2010 Qtr 2: 0; 2010 Qtr 3: 0; 2010 Qtr 4: 0; 2011 Qtr 1: 0; 2011 Qtr 2: 0; 2011 Qtr 3: 0; 2011 Qtr 4: 0 | 5.4588
0 | 234084-Refrigeration -Cooler/Freezer Door Gaskets - Solid Doors: Cooler |  | System | Commercial | 09-GRO-Grocery-REFG | 0 |  |  |  |  | 2.2498 | 4 | 0 | 0 | 0 | -1.7502 | 104.55 |  | kWh | 0.01195 | 0 | Commercial | [7 empty] | 4 | 0.76 |  |  |  | 0 | 153 | 0 | 0 | 0 | 0 | 0 | 0 | 0 | 0 | 0 | 0 | 2009 Qtr 1: 153; 2009 Qtr 2: 0; 2009 Qtr 3: 0; 2009 Qtr 4: 0; 2010 Qtr 1: 0; 2010 Qtr 2: 0; 2010 Qtr 3: 0; 2010 Qtr 4: 0; 2011 Qtr 1: 0; 2011 Qtr 2: 0; 2011 Qtr 3: 0; 2011 Qtr 4: 0 | 153
0 | 234330-Premium T8 with T12 40 Watt Baseline - Tr1 |  | System | Commercial | 01-ALC-AllCommercial-IntLight | 0 |  |  |  |  | 27.6532 | 13.1897 | 0 | 0 | 0 | 14.4636 | 83.5202 |  | kWh | 0.017351 | 0 | Commercial | [7 empty] | 15 | 0.78 |  |  |  | 0 | 32.7529 | 0 | 0 | 0 | 0 | 0 | 0 | 0 | 0 | 0 | 0 | 2009 Qtr 1: 0; 2009 Qtr 2: 0; 2009 Qtr 3: 0; 2009 Qtr 4: 32.7529; 2010 Qtr 1: 0; 2010 Qtr 2: 0; 2010 Qtr 3: 0; 2010 Qtr 4: 0; 2011 Qtr 1: 0; 2011 Qtr 2: 0; 2011 Qtr 3: 0; 2011 Qtr 4: 0 | 32.7529
0 | 234303-Lighting-Remove 4 Ft Lamp (De-Lamp) - Tr1 |  | System | Commercial | [6 empty] | 12.3596 | 16.4871 | 0 | 0 | 0 | -4.1275 | 137.2559 |  | 0 | 0.026384 | -2.5676 | Commercial |  | Winter Only | [5 empty] | 15 | 0.77 |  |  |  | 0 | 18.196 | 0 | 0 | 0 | 0 | 0 | 0 | 0 | 0 | 0 | 0 | 2009 Qtr 1: 0; 2009 Qtr 2: 0; 2009 Qtr 3: 0; 2009 Qtr 4: 18.196; 2010 Qtr 1: 0; 2010 Qtr 2: 0; 2010 Qtr 3: 0; 2010 Qtr 4: 0; 2011 Qtr 1: 0; 2011 Qtr 2: 0; 2011 Qtr 3: 0; 2011 Qtr 4: 0 | 18.196
0 | 234330-Premium T8 with T12 40 Watt Baseline - Tr1 |  | System | Commercial | 01-ALC-AllCommercial-IntLight | 0 |  |  |  |  | 27.6532 | 13.1897 | 0 | 0 | 0 | 14.4636 | 83.5202 |  | kWh | 0.017351 | 0 | Commercial | [7 empty] | 15 | 0.78 |  |  |  | 0 | 18.196 | 0 | 0 | 0 | 0 | 0 | 0 | 0 | 0 | 0 | 0 | 2009 Qtr 1: 18.196; 2009 Qtr 2: 0; 2009 Qtr 3: 0; 2009 Qtr 4: 0; 2010 Qtr 1: 0; 2010 Qtr 2: 0; 2010 Qtr 3: 0; 2010 Qtr 4: 0; 2011 Qtr 1: 0; 2011 Qtr 2: 0; 2011 Qtr 3: 0; 2011 Qtr 4: 0 | 18.196
0 | 234352-Water Heating-Instantaneous Gas |  | System | Commercial | [6 empty] | -7.77 | 2 | 0 | 0 | 0 | -9.77 | 0 |  | 0 | 0 | 1.81 | Commercial |  | Annual | [5 empty] | 20 | 0.7 |  |  |  | 0 | 398 | 0 | 0 | 0 | 0 | 0 | 0 | 0 | 0 | 0 | 0 | 2009 Qtr 1: 398; 2009 Qtr 2: 0; 2009 Qtr 3: 0; 2009 Qtr 4: 0; 2010 Qtr 1: 0; 2010 Qtr 2: 0; 2010 Qtr 3: 0; 2010 Qtr 4: 0; 2011 Qtr 1: 0; 2011 Qtr 2: 0; 2011 Qtr 3: 0; 2011 Qtr 4: 0 | 398
0 | 234313-Lighting-Screw in 14-26 Watt Lamp - Tr2 |  | System | Commercial | 18-OFS-Office–Small-IntLight | 0 |  |  |  |  | 10.4935 | 7.4236 | 0 | 0 | 0 | 3.0699 | 188.4597 |  | kWh | 0.055757 | 0 | Commercial | [7 empty] | 2.62 | 0.81 |  |  |  | 0 | 4.0412 | 0 | 0 | 0 | 0 | 0 | 0 | 0 | 0 | 0 | 0 | 2009 Qtr 1: 0; 2009 Qtr 2: 0; 2009 Qtr 3: 0; 2009 Qtr 4: 4.0412; 2010 Qtr 1: 0; 2010 Qtr 2: 0; 2010 Qtr 3: 0; 2010 Qtr 4: 0; 2011 Qtr 1: 0; 2011 Qtr 2: 0; 2011 Qtr 3: 0; 2011 Qtr 4: 0 | 4.0412
0 | 234316-Lighting-Screw in 14-26 Watt Reflector Lamp-Tr2 |  | System | Commercial | 18-OFS-Office–Small-IntLight | 0 |  |  |  |  | 9.6109 | 6.6813 | 0 | 0 | 0 | 2.9297 | 159.5847 |  | kWh | 0.057596 | 0 | Commercial | [7 empty] | 2.47 | 0.81 |  |  |  | 0 | 5.3882 | 0 | 0 | 0 | 0 | 0 | 0 | 0 | 0 | 0 | 0 | 2009 Qtr 1: 0; 2009 Qtr 2: 0; 2009 Qtr 3: 0; 2009 Qtr 4: 5.3882; 2010 Qtr 1: 0; 2010 Qtr 2: 0; 2010 Qtr 3: 0; 2010 Qtr 4: 0; 2011 Qtr 1: 0; 2011 Qtr 2: 0; 2011 Qtr 3: 0; 2011 Qtr 4: 0 | 5.3882
0 | 234331-Premium T8 with T12 40 Watt Baseline - Tr2 |  | System | Commercial | 01-ALC-AllCommercial-IntLight | 0 |  |  |  |  | 27.653 | 9.8923 | 0 | 0 | 0 | 17.7607 | 58.062 |  | kWh | 0.017133 | 0 | Commercial | [7 empty] | 15 | 0.78 |  |  |  | 0 | 141.9291 | 0 | 0 | 0 | 0 | 0 | 0 | 0 | 0 | 0 | 0 | 2009 Qtr 1: 0; 2009 Qtr 2: 0; 2009 Qtr 3: 0; 2009 Qtr 4: 141.9291; 2010 Qtr 1: 0; 2010 Qtr 2: 0; 2010 Qtr 3: 0; 2010 Qtr 4: 0; 2011 Qtr 1: 0; 2011 Qtr 2: 0; 2011 Qtr 3: 0; 2011 Qtr 4: 0 | 141.9291
0 | 234304-Lighting-Remove 4 Ft Lamp (De-Lamp) - Tr2 |  | System | Commercial | [6 empty] | 12.3587 | 12.3653 | 0 | 0 | 0 | -0.0066231 | 137.2559 |  | 0 | 0.026384 | -2.5676 | Commercial | [7 empty] | 15 | 0.77 |  |  |  | 0 | 50.9489 | 0 | 0 | 0 | 0 | 0 | 0 | 0 | 0 | 0 | 0 | 2009 Qtr 1: 0; 2009 Qtr 2: 0; 2009 Qtr 3: 0; 2009 Qtr 4: 50.9489; 2010 Qtr 1: 0; 2010 Qtr 2: 0; 2010 Qtr 3: 0; 2010 Qtr 4: 0; 2011 Qtr 1: 0; 2011 Qtr 2: 0; 2011 Qtr 3: 0; 2011 Qtr 4: 0 | 50.9489
0 | 234049-Lighting-LED Exit Sign New Sign |  | System | Commercial | 25-SCN-Storage–Conditioned-Exit | 0 |  |  |  |  | 64.8921 | 45 | 0 | 0 | 0 | 19.8921 | 351.311 |  | kWh | 0 | 0 | Commercial | [7 empty] | 16 | 0.85 |  |  |  | 0 | 2 | 0 | 0 | 0 | 0 | 0 | 0 | 0 | 0 | 0 | 0 | 2009 Qtr 1: 0; 2009 Qtr 2: 0; 2009 Qtr 3: 0; 2009 Qtr 4: 2; 2010 Qtr 1: 0; 2010 Qtr 2: 0; 2010 Qtr 3: 0; 2010 Qtr 4: 0; 2011 Qtr 1: 0; 2011 Qtr 2: 0; 2011 Qtr 3: 0; 2011 Qtr 4: 0 | 2
0 | 234331-Premium T8 with T12 40 Watt Baseline - Tr2 |  | System | Commercial | 01-ALC-AllCommercial-IntLight | 0 |  |  |  |  | 27.653 | 9.8923 | 0 | 0 | 0 | 17.7607 | 58.062 |  | kWh | 0.017133 | 0 | Commercial | [7 empty] | 15 | 0.78 |  |  |  | 0 | 36.3921 | 0 | 0 | 0 | 0 | 0 | 0 | 0 | 0 | 0 | 0 | 2009 Qtr 1: 36.3921; 2009 Qtr 2: 0; 2009 Qtr 3: 0; 2009 Qtr 4: 0; 2010 Qtr 1: 0; 2010 Qtr 2: 0; 2010 Qtr 3: 0; 2010 Qtr 4: 0; 2011 Qtr 1: 0; 2011 Qtr 2: 0; 2011 Qtr 3: 0; 2011 Qtr 4: 0 | 36.3921
0 | 234304-Lighting-Remove 4 Ft Lamp (De-Lamp) - Tr2 |  | System | Commercial | [6 empty] | 12.3587 | 12.3653 | 0 | 0 | 0 | -0.0066231 | 137.2559 |  | 0 | 0.026384 | -2.5676 | Commercial | [7 empty] | 15 | 0.77 |  |  |  | 0 | 18.196 | 0 | 0 | 0 | 0 | 0 | 0 | 0 | 0 | 0 | 0 | 2009 Qtr 1: 18.196; 2009 Qtr 2: 0; 2009 Qtr 3: 0; 2009 Qtr 4: 0; 2010 Qtr 1: 0; 2010 Qtr 2: 0; 2010 Qtr 3: 0; 2010 Qtr 4: 0; 2011 Qtr 1: 0; 2011 Qtr 2: 0; 2011 Qtr 3: 0; 2011 Qtr 4: 0 | 18.196
0 | 234330-Premium T8 with T12 40 Watt Baseline - Tr1 |  | System | Commercial | 01-ALC-AllCommercial-IntLight | 0 |  |  |  |  | 27.6532 | 13.1897 | 0 | 0 | 0 | 14.4636 | 83.5202 |  | kWh | 0.017351 | 0 | Commercial | [7 empty] | 15 | 0.78 |  |  |  | 0 | 30.9333 | 0 | 0 | 0 | 0 | 0 | 0 | 0 | 0 | 0 | 0 | 2009 Qtr 1: 0; 2009 Qtr 2: 0; 2009 Qtr 3: 0; 2009 Qtr 4: 30.9333; 2010 Qtr 1: 0; 2010 Qtr 2: 0; 2010 Qtr 3: 0; 2010 Qtr 4: 0; 2011 Qtr 1: 0; 2011 Qtr 2: 0; 2011 Qtr 3: 0; 2011 Qtr 4: 0 | 30.9333
0 | 234303-Lighting-Remove 4 Ft Lamp (De-Lamp) - Tr1 |  | System | Commercial | [6 empty] | 12.3596 | 16.4871 | 0 | 0 | 0 | -4.1275 | 137.2559 |  | 0 | 0.026384 | -2.5676 | Commercial |  | Winter Only | [5 empty] | 15 | 0.77 |  |  |  | 0 | 30.9333 | 0 | 0 | 0 | 0 | 0 | 0 | 0 | 0 | 0 | 0 | 2009 Qtr 1: 0; 2009 Qtr 2: 0; 2009 Qtr 3: 0; 2009 Qtr 4: 30.9333; 2010 Qtr 1: 0; 2010 Qtr 2: 0; 2010 Qtr 3: 0; 2010 Qtr 4: 0; 2011 Qtr 1: 0; 2011 Qtr 2: 0; 2011 Qtr 3: 0; 2011 Qtr 4: 0 | 30.9333
0 | 234331-Premium T8 with T12 40 Watt Baseline - Tr2 |  | System | Commercial | 01-ALC-AllCommercial-IntLight | 0 |  |  |  |  | 27.653 | 9.8923 | 0 | 0 | 0 | 17.7607 | 58.062 |  | kWh | 0.017133 | 0 | Commercial | [7 empty] | 15 | 0.78 |  |  |  | 0 | 18.196 | 0 | 0 | 0 | 0 | 0 | 0 | 0 | 0 | 0 | 0 | 2009 Qtr 1: 18.196; 2009 Qtr 2: 0; 2009 Qtr 3: 0; 2009 Qtr 4: 0; 2010 Qtr 1: 0; 2010 Qtr 2: 0; 2010 Qtr 3: 0; 2010 Qtr 4: 0; 2011 Qtr 1: 0; 2011 Qtr 2: 0; 2011 Qtr 3: 0; 2011 Qtr 4: 0 | 18.196
0 | 234304-Lighting-Remove 4 Ft Lamp (De-Lamp) - Tr2 |  | System | Commercial | [6 empty] | 12.3587 | 12.3653 | 0 | 0 | 0 | -0.0066231 | 137.2559 |  | 0 | 0.026384 | -2.5676 | Commercial | [7 empty] | 15 | 0.77 |  |  |  | 0 | 18.196 | 0 | 0 | 0 | 0 | 0 | 0 | 0 | 0 | 0 | 0 | 2009 Qtr 1: 18.196; 2009 Qtr 2: 0; 2009 Qtr 3: 0; 2009 Qtr 4: 0; 2010 Qtr 1: 0; 2010 Qtr 2: 0; 2010 Qtr 3: 0; 2010 Qtr 4: 0; 2011 Qtr 1: 0; 2011 Qtr 2: 0; 2011 Qtr 3: 0; 2011 Qtr 4: 0 | 18.196
0 | 234331-Premium T8 with T12 40 Watt Baseline - Tr2 |  | System | Commercial | 01-ALC-AllCommercial-IntLight | 0 |  |  |  |  | 27.653 | 9.8923 | 0 | 0 | 0 | 17.7607 | 58.062 |  | kWh | 0.017133 | 0 | Commercial | [7 empty] | 15 | 0.78 |  |  |  | 0 | 74.6038 | 0 | 0 | 0 | 0 | 0 | 0 | 0 | 0 | 0 | 0 | 2009 Qtr 1: 74.6038; 2009 Qtr 2: 0; 2009 Qtr 3: 0; 2009 Qtr 4: 0; 2010 Qtr 1: 0; 2010 Qtr 2: 0; 2010 Qtr 3: 0; 2010 Qtr 4: 0; 2011 Qtr 1: 0; 2011 Qtr 2: 0; 2011 Qtr 3: 0; 2011 Qtr 4: 0 | 74.6038
0 | 234304-Lighting-Remove 4 Ft Lamp (De-Lamp) - Tr2 |  | System | Commercial | [6 empty] | 12.3587 | 12.3653 | 0 | 0 | 0 | -0.0066231 | 137.2559 |  | 0 | 0.026384 | -2.5676 | Commercial | [7 empty] | 15 | 0.77 |  |  |  | 0 | 74.6038 | 0 | 0 | 0 | 0 | 0 | 0 | 0 | 0 | 0 | 0 | 2009 Qtr 1: 74.6038; 2009 Qtr 2: 0; 2009 Qtr 3: 0; 2009 Qtr 4: 0; 2010 Qtr 1: 0; 2010 Qtr 2: 0; 2010 Qtr 3: 0; 2010 Qtr 4: 0; 2011 Qtr 1: 0; 2011 Qtr 2: 0; 2011 Qtr 3: 0; 2011 Qtr 4: 0 | 74.6038
0 | 234304-Lighting-Remove 4 Ft Lamp (De-Lamp) - Tr2 |  | System | Commercial | [6 empty] | 12.3587 | 12.3653 | 0 | 0 | 0 | -0.0066231 | 137.2559 |  | 0 | 0.026384 | -2.5676 | Commercial | [7 empty] | 15 | 0.77 |  |  |  | 0 | 16.3764 | 0 | 0 | 0 | 0 | 0 | 0 | 0 | 0 | 0 | 0 | 2009 Qtr 1: 0; 2009 Qtr 2: 0; 2009 Qtr 3: 0; 2009 Qtr 4: 16.3764; 2010 Qtr 1: 0; 2010 Qtr 2: 0; 2010 Qtr 3: 0; 2010 Qtr 4: 0; 2011 Qtr 1: 0; 2011 Qtr 2: 0; 2011 Qtr 3: 0; 2011 Qtr 4: 0 | 16.3764
0 | 234331-Premium T8 with T12 40 Watt Baseline - Tr2 |  | System | Commercial | 01-ALC-AllCommercial-IntLight | 0 |  |  |  |  | 27.653 | 9.8923 | 0 | 0 | 0 | 17.7607 | 58.062 |  | kWh | 0.017133 | 0 | Commercial | [7 empty] | 15 | 0.78 |  |  |  | 0 | 21.8353 | 0 | 0 | 0 | 0 | 0 | 0 | 0 | 0 | 0 | 0 | 2009 Qtr 1: 0; 2009 Qtr 2: 0; 2009 Qtr 3: 0; 2009 Qtr 4: 21.8353; 2010 Qtr 1: 0; 2010 Qtr 2: 0; 2010 Qtr 3: 0; 2010 Qtr 4: 0; 2011 Qtr 1: 0; 2011 Qtr 2: 0; 2011 Qtr 3: 0; 2011 Qtr 4: 0 | 21.8353
0 | 234330-Premium T8 with T12 40 Watt Baseline - Tr1 |  | System | Commercial | 01-ALC-AllCommercial-IntLight | 0 |  |  |  |  | 27.6532 | 13.1897 | 0 | 0 | 0 | 14.4636 | 83.5202 |  | kWh | 0.017351 | 0 | Commercial | [7 empty] | 15 | 0.78 |  |  |  | 0 | 65.5058 | 0 | 0 | 0 | 0 | 0 | 0 | 0 | 0 | 0 | 0 | 2009 Qtr 1: 0; 2009 Qtr 2: 0; 2009 Qtr 3: 0; 2009 Qtr 4: 65.5058; 2010 Qtr 1: 0; 2010 Qtr 2: 0; 2010 Qtr 3: 0; 2010 Qtr 4: 0; 2011 Qtr 1: 0; 2011 Qtr 2: 0; 2011 Qtr 3: 0; 2011 Qtr 4: 0 | 65.5058
0 | 234207-Lighting-8 Ft T-8 with Elec Ballast-Tr1 |  | System | Commercial | 01-ALC-AllCommercial-IntLight | 0 |  |  |  |  | 35.6901 | 21.9828 | 0 | 0 | 0 | 13.7073 | 45.8368 |  | kWh | 0.0098893 | 0 | Commercial | [7 empty] | 15 | 0.78 |  |  |  | 0 | 18.196 | 0 | 0 | 0 | 0 | 0 | 0 | 0 | 0 | 0 | 0 | 2009 Qtr 1: 0; 2009 Qtr 2: 0; 2009 Qtr 3: 0; 2009 Qtr 4: 18.196; 2010 Qtr 1: 0; 2010 Qtr 2: 0; 2010 Qtr 3: 0; 2010 Qtr 4: 0; 2011 Qtr 1: 0; 2011 Qtr 2: 0; 2011 Qtr 3: 0; 2011 Qtr 4: 0 | 18.196
0 | 234303-Lighting-Remove 4 Ft Lamp (De-Lamp) - Tr1 |  | System | Commercial | [6 empty] | 12.3596 | 16.4871 | 0 | 0 | 0 | -4.1275 | 137.2559 |  | 0 | 0.026384 | -2.5676 | Commercial |  | Winter Only | [5 empty] | 15 | 0.77 |  |  |  | 0 | 32.7529 | 0 | 0 | 0 | 0 | 0 | 0 | 0 | 0 | 0 | 0 | 2009 Qtr 1: 0; 2009 Qtr 2: 0; 2009 Qtr 3: 0; 2009 Qtr 4: 32.7529; 2010 Qtr 1: 0; 2010 Qtr 2: 0; 2010 Qtr 3: 0; 2010 Qtr 4: 0; 2011 Qtr 1: 0; 2011 Qtr 2: 0; 2011 Qtr 3: 0; 2011 Qtr 4: 0 | 32.7529
0 | 234306-Lighting-Remove 8 Ft Lamp (De-Lamp) - Tr1 |  | System | Commercial | 23-RTL-Retail–SingleStorylarge-LIT_INT | 0 |  |  |  |  | 28.4369 | 27.4785 | 0 | 0 | 0 | 0.95836 | 366.7521 |  | kWh | 0.077777 | 0 | Commercial | [7 empty] | 15 | 0.77 |  |  |  | 0 | 18.196 | 0 | 0 | 0 | 0 | 0 | 0 | 0 | 0 | 0 | 0 | 2009 Qtr 1: 0; 2009 Qtr 2: 0; 2009 Qtr 3: 0; 2009 Qtr 4: 18.196; 2010 Qtr 1: 0; 2010 Qtr 2: 0; 2010 Qtr 3: 0; 2010 Qtr 4: 0; 2011 Qtr 1: 0; 2011 Qtr 2: 0; 2011 Qtr 3: 0; 2011 Qtr 4: 0 | 18.196
0 | 234331-Premium T8 with T12 40 Watt Baseline - Tr2 |  | System | Commercial | 01-ALC-AllCommercial-IntLight | 0 |  |  |  |  | 27.653 | 9.8923 | 0 | 0 | 0 | 17.7607 | 58.062 |  | kWh | 0.017133 | 0 | Commercial | [7 empty] | 15 | 0.78 |  |  |  | 0 | 16.3764 | 0 | 0 | 0 | 0 | 0 | 0 | 0 | 0 | 0 | 0 | 2009 Qtr 1: 16.3764; 2009 Qtr 2: 0; 2009 Qtr 3: 0; 2009 Qtr 4: 0; 2010 Qtr 1: 0; 2010 Qtr 2: 0; 2010 Qtr 3: 0; 2010 Qtr 4: 0; 2011 Qtr 1: 0; 2011 Qtr 2: 0; 2011 Qtr 3: 0; 2011 Qtr 4: 0 | 16.3764
0 | 234208-Lighting-8 Ft T-8 with Elec Ballast-Tr2 |  | System | Commercial | 01-ALC-AllCommercial-IntLight | 0 |  |  |  |  | 35.6904 | 16.4871 | 0 | 0 | 0 | 19.2033 | 32.3258 |  | kWh | 0.009599 | 0 | Commercial | [7 empty] | 15 | 0.78 |  |  |  | 0 | 5.4588 | 0 | 0 | 0 | 0 | 0 | 0 | 0 | 0 | 0 | 0 | 2009 Qtr 1: 5.4588; 2009 Qtr 2: 0; 2009 Qtr 3: 0; 2009 Qtr 4: 0; 2010 Qtr 1: 0; 2010 Qtr 2: 0; 2010 Qtr 3: 0; 2010 Qtr 4: 0; 2011 Qtr 1: 0; 2011 Qtr 2: 0; 2011 Qtr 3: 0; 2011 Qtr 4: 0 | 5.4588
0 | 234304-Lighting-Remove 4 Ft Lamp (De-Lamp) - Tr2 |  | System | Commercial | [6 empty] | 12.3587 | 12.3653 | 0 | 0 | 0 | -0.0066231 | 137.2559 |  | 0 | 0.026384 | -2.5676 | Commercial | [7 empty] | 15 | 0.77 |  |  |  | 0 | 16.3764 | 0 | 0 | 0 | 0 | 0 | 0 | 0 | 0 | 0 | 0 | 2009 Qtr 1: 16.3764; 2009 Qtr 2: 0; 2009 Qtr 3: 0; 2009 Qtr 4: 0; 2010 Qtr 1: 0; 2010 Qtr 2: 0; 2010 Qtr 3: 0; 2010 Qtr 4: 0; 2011 Qtr 1: 0; 2011 Qtr 2: 0; 2011 Qtr 3: 0; 2011 Qtr 4: 0 | 16.3764
0 | 234307-Lighting-Remove 8 Ft Lamp (De-Lamp) - Tr2 |  | System | Commercial | 23-RTL-Retail–SingleStorylarge-LIT_INT | 0 |  |  |  |  | 28.4021 | 16.4871 | 0 | 0 | 0 | 11.915 | 253.9171 |  | kWh | 0.077292 | 0 | Commercial | [7 empty] | 15 | 0.77 |  |  |  | 0 | 5.4588 | 0 | 0 | 0 | 0 | 0 | 0 | 0 | 0 | 0 | 0 | 2009 Qtr 1: 5.4588; 2009 Qtr 2: 0; 2009 Qtr 3: 0; 2009 Qtr 4: 0; 2010 Qtr 1: 0; 2010 Qtr 2: 0; 2010 Qtr 3: 0; 2010 Qtr 4: 0; 2011 Qtr 1: 0; 2011 Qtr 2: 0; 2011 Qtr 3: 0; 2011 Qtr 4: 0 | 5.4588
0 | 234126-Refrigeration - Efficient Evap Fan Motor Electronically Commutated Motor (ECM) |  | System | Commercial | 09-GRO-Grocery-REFG | 0 |  |  |  |  | 6.7904 | 150 | 0 | 0 | 0 | -143.2096 | 116.369 |  | kWh | 0.015845 | -0.11528 | Commercial |  | Annual | [5 empty] | 15 | 0.7 |  |  |  | 0 | 12 | 0 | 0 | 0 | 0 | 0 | 0 | 0 | 0 | 0 | 0 | 2009 Qtr 1: 12; 2009 Qtr 2: 0; 2009 Qtr 3: 0; 2009 Qtr 4: 0; 2010 Qtr 1: 0; 2010 Qtr 2: 0; 2010 Qtr 3: 0; 2010 Qtr 4: 0; 2011 Qtr 1: 0; 2011 Qtr 2: 0; 2011 Qtr 3: 0; 2011 Qtr 4: 0 | 12
0 | 234126-Refrigeration - Efficient Evap Fan Motor Electronically Commutated Motor (ECM) |  | System | Commercial | 09-GRO-Grocery-REFG | 0 |  |  |  |  | 6.7904 | 150 | 0 | 0 | 0 | -143.2096 | 116.369 |  | kWh | 0.015845 | -0.11528 | Commercial |  | Annual | [5 empty] | 15 | 0.7 |  |  |  | 0 | 20 | 0 | 0 | 0 | 0 | 0 | 0 | 0 | 0 | 0 | 0 | 2009 Qtr 1: 20; 2009 Qtr 2: 0; 2009 Qtr 3: 0; 2009 Qtr 4: 0; 2010 Qtr 1: 0; 2010 Qtr 2: 0; 2010 Qtr 3: 0; 2010 Qtr 4: 0; 2011 Qtr 1: 0; 2011 Qtr 2: 0; 2011 Qtr 3: 0; 2011 Qtr 4: 0 | 20
0 | 234330-Premium T8 with T12 40 Watt Baseline - Tr1 |  | System | Commercial | 01-ALC-AllCommercial-IntLight | 0 |  |  |  |  | 27.6532 | 13.1897 | 0 | 0 | 0 | 14.4636 | 83.5202 |  | kWh | 0.017351 | 0 | Commercial | [7 empty] | 15 | 0.78 |  |  |  | 0 | 14.5568 | 0 | 0 | 0 | 0 | 0 | 0 | 0 | 0 | 0 | 0 | 2009 Qtr 1: 14.5568; 2009 Qtr 2: 0; 2009 Qtr 3: 0; 2009 Qtr 4: 0; 2010 Qtr 1: 0; 2010 Qtr 2: 0; 2010 Qtr 3: 0; 2010 Qtr 4: 0; 2011 Qtr 1: 0; 2011 Qtr 2: 0; 2011 Qtr 3: 0; 2011 Qtr 4: 0 | 14.5568
0 | 234303-Lighting-Remove 4 Ft Lamp (De-Lamp) - Tr1 |  | System | Commercial | [6 empty] | 12.3596 | 16.4871 | 0 | 0 | 0 | -4.1275 | 137.2559 |  | 0 | 0.026384 | -2.5676 | Commercial |  | Winter Only | [5 empty] | 15 | 0.77 |  |  |  | 0 | 7.2784 | 0 | 0 | 0 | 0 | 0 | 0 | 0 | 0 | 0 | 0 | 2009 Qtr 1: 7.2784; 2009 Qtr 2: 0; 2009 Qtr 3: 0; 2009 Qtr 4: 0; 2010 Qtr 1: 0; 2010 Qtr 2: 0; 2010 Qtr 3: 0; 2010 Qtr 4: 0; 2011 Qtr 1: 0; 2011 Qtr 2: 0; 2011 Qtr 3: 0; 2011 Qtr 4: 0 | 7.2784
0 | 234330-Premium T8 with T12 40 Watt Baseline - Tr1 |  | System | Commercial | 01-ALC-AllCommercial-IntLight | 0 |  |  |  |  | 27.6532 | 13.1897 | 0 | 0 | 0 | 14.4636 | 83.5202 |  | kWh | 0.017351 | 0 | Commercial | [7 empty] | 15 | 0.78 |  |  |  | 0 | 9.098 | 0 | 0 | 0 | 0 | 0 | 0 | 0 | 0 | 0 | 0 | 2009 Qtr 1: 9.098; 2009 Qtr 2: 0; 2009 Qtr 3: 0; 2009 Qtr 4: 0; 2010 Qtr 1: 0; 2010 Qtr 2: 0; 2010 Qtr 3: 0; 2010 Qtr 4: 0; 2011 Qtr 1: 0; 2011 Qtr 2: 0; 2011 Qtr 3: 0; 2011 Qtr 4: 0 | 9.098
0 | 234303-Lighting-Remove 4 Ft Lamp (De-Lamp) - Tr1 |  | System | Commercial | [6 empty] | 12.3596 | 16.4871 | 0 | 0 | 0 | -4.1275 | 137.2559 |  | 0 | 0.026384 | -2.5676 | Commercial |  | Winter Only | [5 empty] | 15 | 0.77 |  |  |  | 0 | 4.549 | 0 | 0 | 0 | 0 | 0 | 0 | 0 | 0 | 0 | 0 | 2009 Qtr 1: 4.549; 2009 Qtr 2: 0; 2009 Qtr 3: 0; 2009 Qtr 4: 0; 2010 Qtr 1: 0; 2010 Qtr 2: 0; 2010 Qtr 3: 0; 2010 Qtr 4: 0; 2011 Qtr 1: 0; 2011 Qtr 2: 0; 2011 Qtr 3: 0; 2011 Qtr 4: 0 | 4.549
0 | 234083-Refrigeration -Cooler/Freezer Door Gaskets - Glass Doors |  | System | Commercial | 09-GRO-Grocery-REFG | 0 |  |  |  |  | 2.25 | 4 | 0 | 0 | 0 | -1.75 | 104.55 |  | kWh | 0.01195 | 0 | Commercial | [7 empty] | 4 | 0.76 |  |  |  | 0 | 370 | 0 | 0 | 0 | 0 | 0 | 0 | 0 | 0 | 0 | 0 | 2009 Qtr 1: 370; 2009 Qtr 2: 0; 2009 Qtr 3: 0; 2009 Qtr 4: 0; 2010 Qtr 1: 0; 2010 Qtr 2: 0; 2010 Qtr 3: 0; 2010 Qtr 4: 0; 2011 Qtr 1: 0; 2011 Qtr 2: 0; 2011 Qtr 3: 0; 2011 Qtr 4: 0 | 370
0 | 234126-Refrigeration - Efficient Evap Fan Motor Electronically Commutated Motor (ECM) |  | System | Commercial | 09-GRO-Grocery-REFG | 0 |  |  |  |  | 6.7904 | 150 | 0 | 0 | 0 | -143.2096 | 116.369 |  | kWh | 0.015845 | -0.11528 | Commercial |  | Annual | [5 empty] | 15 | 0.7 |  |  |  | 0 | 6 | 0 | 0 | 0 | 0 | 0 | 0 | 0 | 0 | 0 | 0 | 2009 Qtr 1: 6; 2009 Qtr 2: 0; 2009 Qtr 3: 0; 2009 Qtr 4: 0; 2010 Qtr 1: 0; 2010 Qtr 2: 0; 2010 Qtr 3: 0; 2010 Qtr 4: 0; 2011 Qtr 1: 0; 2011 Qtr 2: 0; 2011 Qtr 3: 0; 2011 Qtr 4: 0 | 6
0 | 234126-Refrigeration - Efficient Evap Fan Motor Electronically Commutated Motor (ECM) |  | System | Commercial | 09-GRO-Grocery-REFG | 0 |  |  |  |  | 6.7904 | 150 | 0 | 0 | 0 | -143.2096 | 116.369 |  | kWh | 0.015845 | -0.11528 | Commercial |  | Annual | [5 empty] | 15 | 0.7 |  |  |  | 0 | 10 | 0 | 0 | 0 | 0 | 0 | 0 | 0 | 0 | 0 | 0 | 2009 Qtr 1: 10; 2009 Qtr 2: 0; 2009 Qtr 3: 0; 2009 Qtr 4: 0; 2010 Qtr 1: 0; 2010 Qtr 2: 0; 2010 Qtr 3: 0; 2010 Qtr 4: 0; 2011 Qtr 1: 0; 2011 Qtr 2: 0; 2011 Qtr 3: 0; 2011 Qtr 4: 0 | 10
0 | 234330-Premium T8 with T12 40 Watt Baseline - Tr1 |  | System | Commercial | 01-ALC-AllCommercial-IntLight | 0 |  |  |  |  | 27.6532 | 13.1897 | 0 | 0 | 0 | 14.4636 | 83.5202 |  | kWh | 0.017351 | 0 | Commercial | [7 empty] | 15 | 0.78 |  |  |  | 0 | 16.3764 | 0 | 0 | 0 | 0 | 0 | 0 | 0 | 0 | 0 | 0 | 2009 Qtr 1: 0; 2009 Qtr 2: 0; 2009 Qtr 3: 0; 2009 Qtr 4: 16.3764; 2010 Qtr 1: 0; 2010 Qtr 2: 0; 2010 Qtr 3: 0; 2010 Qtr 4: 0; 2011 Qtr 1: 0; 2011 Qtr 2: 0; 2011 Qtr 3: 0; 2011 Qtr 4: 0 | 16.3764
0 | 234303-Lighting-Remove 4 Ft Lamp (De-Lamp) - Tr1 |  | System | Commercial | [6 empty] | 12.3596 | 16.4871 | 0 | 0 | 0 | -4.1275 | 137.2559 |  | 0 | 0.026384 | -2.5676 | Commercial |  | Winter Only | [5 empty] | 15 | 0.77 |  |  |  | 0 | 12.7372 | 0 | 0 | 0 | 0 | 0 | 0 | 0 | 0 | 0 | 0 | 2009 Qtr 1: 0; 2009 Qtr 2: 0; 2009 Qtr 3: 0; 2009 Qtr 4: 12.7372; 2010 Qtr 1: 0; 2010 Qtr 2: 0; 2010 Qtr 3: 0; 2010 Qtr 4: 0; 2011 Qtr 1: 0; 2011 Qtr 2: 0; 2011 Qtr 3: 0; 2011 Qtr 4: 0 | 12.7372
0 | 234312-Lighting-Screw in 14-26 Watt Lamp - Tr1 |  | System | Commercial | [6 empty] | 9.3196 | 10.3931 | 0 | 0 | 0 | -1.0734 | 194.1729 |  | 0 | 0.038993 | -2.6224 | Commercial |  | Annual | [5 empty] | 2.47 | 0.81 |  |  |  | 0 | 22.8999 | 0 | 0 | 0 | 0 | 0 | 0 | 0 | 0 | 0 | 0 | 2009 Qtr 1: 0; 2009 Qtr 2: 0; 2009 Qtr 3: 0; 2009 Qtr 4: 22.8999; 2010 Qtr 1: 0; 2010 Qtr 2: 0; 2010 Qtr 3: 0; 2010 Qtr 4: 0; 2011 Qtr 1: 0; 2011 Qtr 2: 0; 2011 Qtr 3: 0; 2011 Qtr 4: 0 | 22.8999
0 | 234148-Premium T8 with T12 40 Watt Baseline |  | System | Commercial | 18-OFS-Office–Small-IntLight | 0 |  |  |  |  | 27.6544 | 13.1897 | 0 | 0 | 0 | 14.4647 | 94.2079 |  | kWh | 0.016987 | 0 | Commercial | [7 empty] | 15 | 0.78 |  |  |  | 0 | 3.6392 | 0 | 0 | 0 | 0 | 0 | 0 | 0 | 0 | 0 | 0 | 2009 Qtr 1: 0; 2009 Qtr 2: 0; 2009 Qtr 3: 0; 2009 Qtr 4: 3.6392; 2010 Qtr 1: 0; 2010 Qtr 2: 0; 2010 Qtr 3: 0; 2010 Qtr 4: 0; 2011 Qtr 1: 0; 2011 Qtr 2: 0; 2011 Qtr 3: 0; 2011 Qtr 4: 0 | 3.6392
0 | 234053-Lighting-Remove 4 Ft Lamp (De-Lamp) |  | System | Commercial | 18-OFS-Office–Small-IntLight | 0 |  |  |  |  | 24.7307 | 16.4871 | 0 | 0 | 0 | 8.2436 | 78.8486 |  | kWh | 0.050805 | 0 | Commercial | [7 empty] | 15 | 0.77 |  |  |  | 0 | 3.6392 | 0 | 0 | 0 | 0 | 0 | 0 | 0 | 0 | 0 | 0 | 2009 Qtr 1: 0; 2009 Qtr 2: 0; 2009 Qtr 3: 0; 2009 Qtr 4: 3.6392; 2010 Qtr 1: 0; 2010 Qtr 2: 0; 2010 Qtr 3: 0; 2010 Qtr 4: 0; 2011 Qtr 1: 0; 2011 Qtr 2: 0; 2011 Qtr 3: 0; 2011 Qtr 4: 0 | 3.6392
0 | 234331-Premium T8 with T12 40 Watt Baseline - Tr2 |  | System | Commercial | 01-ALC-AllCommercial-IntLight | 0 |  |  |  |  | 27.653 | 9.8923 | 0 | 0 | 0 | 17.7607 | 58.062 |  | kWh | 0.017133 | 0 | Commercial | [7 empty] | 15 | 0.78 |  |  |  | 0 | 69.145 | 0 | 0 | 0 | 0 | 0 | 0 | 0 | 0 | 0 | 0 | 2009 Qtr 1: 69.145; 2009 Qtr 2: 0; 2009 Qtr 3: 0; 2009 Qtr 4: 0; 2010 Qtr 1: 0; 2010 Qtr 2: 0; 2010 Qtr 3: 0; 2010 Qtr 4: 0; 2011 Qtr 1: 0; 2011 Qtr 2: 0; 2011 Qtr 3: 0; 2011 Qtr 4: 0 | 69.145
0 | 234331-Premium T8 with T12 40 Watt Baseline - Tr2 |  | System | Commercial | 01-ALC-AllCommercial-IntLight | 0 |  |  |  |  | 27.653 | 9.8923 | 0 | 0 | 0 | 17.7607 | 58.062 |  | kWh | 0.017133 | 0 | Commercial | [7 empty] | 15 | 0.78 |  |  |  | 0 | 43.6705 | 0 | 0 | 0 | 0 | 0 | 0 | 0 | 0 | 0 | 0 | 2009 Qtr 1: 0; 2009 Qtr 2: 0; 2009 Qtr 3: 0; 2009 Qtr 4: 43.6705; 2010 Qtr 1: 0; 2010 Qtr 2: 0; 2010 Qtr 3: 0; 2010 Qtr 4: 0; 2011 Qtr 1: 0; 2011 Qtr 2: 0; 2011 Qtr 3: 0; 2011 Qtr 4: 0 | 43.6705
0 | 234330-Premium T8 with T12 40 Watt Baseline - Tr1 |  | System | Commercial | 01-ALC-AllCommercial-IntLight | 0 |  |  |  |  | 27.6532 | 13.1897 | 0 | 0 | 0 | 14.4636 | 83.5202 |  | kWh | 0.017351 | 0 | Commercial | [7 empty] | 15 | 0.78 |  |  |  | 0 | 23.6549 | 0 | 0 | 0 | 0 | 0 | 0 | 0 | 0 | 0 | 0 | 2009 Qtr 1: 0; 2009 Qtr 2: 0; 2009 Qtr 3: 0; 2009 Qtr 4: 23.6549; 2010 Qtr 1: 0; 2010 Qtr 2: 0; 2010 Qtr 3: 0; 2010 Qtr 4: 0; 2011 Qtr 1: 0; 2011 Qtr 2: 0; 2011 Qtr 3: 0; 2011 Qtr 4: 0 | 23.6549
0 | 234303-Lighting-Remove 4 Ft Lamp (De-Lamp) - Tr1 |  | System | Commercial | [6 empty] | 12.3596 | 16.4871 | 0 | 0 | 0 | -4.1275 | 137.2559 |  | 0 | 0.026384 | -2.5676 | Commercial |  | Winter Only | [5 empty] | 15 | 0.77 |  |  |  | 0 | 23.6549 | 0 | 0 | 0 | 0 | 0 | 0 | 0 | 0 | 0 | 0 | 2009 Qtr 1: 0; 2009 Qtr 2: 0; 2009 Qtr 3: 0; 2009 Qtr 4: 23.6549; 2010 Qtr 1: 0; 2010 Qtr 2: 0; 2010 Qtr 3: 0; 2010 Qtr 4: 0; 2011 Qtr 1: 0; 2011 Qtr 2: 0; 2011 Qtr 3: 0; 2011 Qtr 4: 0 | 23.6549
0 | 234324-Lighting-Ceramic Metal Halide Fixture - Tr1 |  | System | Commercial | 23-RTL-Retail–SingleStorylarge-LIT_INT | 0 |  |  |  |  | 214.3555 | 100 | 0 | 0 | 0 | 114.3555 | 484.848 |  | kWh | 0.10472 | 0 | Commercial | [7 empty] | 15 | 0.77 |  |  |  | 0 | 392 | 0 | 0 | 0 | 0 | 0 | 0 | 0 | 0 | 0 | 0 | 2009 Qtr 1: 392; 2009 Qtr 2: 0; 2009 Qtr 3: 0; 2009 Qtr 4: 0; 2010 Qtr 1: 0; 2010 Qtr 2: 0; 2010 Qtr 3: 0; 2010 Qtr 4: 0; 2011 Qtr 1: 0; 2011 Qtr 2: 0; 2011 Qtr 3: 0; 2011 Qtr 4: 0 | 392
0 | 234331-Premium T8 with T12 40 Watt Baseline - Tr2 |  | System | Commercial | 01-ALC-AllCommercial-IntLight | 0 |  |  |  |  | 27.653 | 9.8923 | 0 | 0 | 0 | 17.7607 | 58.062 |  | kWh | 0.017133 | 0 | Commercial | [7 empty] | 15 | 0.78 |  |  |  | 0 | 41.8509 | 0 | 0 | 0 | 0 | 0 | 0 | 0 | 0 | 0 | 0 | 2009 Qtr 1: 41.8509; 2009 Qtr 2: 0; 2009 Qtr 3: 0; 2009 Qtr 4: 0; 2010 Qtr 1: 0; 2010 Qtr 2: 0; 2010 Qtr 3: 0; 2010 Qtr 4: 0; 2011 Qtr 1: 0; 2011 Qtr 2: 0; 2011 Qtr 3: 0; 2011 Qtr 4: 0 | 41.8509
0 | 234304-Lighting-Remove 4 Ft Lamp (De-Lamp) - Tr2 |  | System | Commercial | [6 empty] | 12.3587 | 12.3653 | 0 | 0 | 0 | -0.0066231 | 137.2559 |  | 0 | 0.026384 | -2.5676 | Commercial | [7 empty] | 15 | 0.77 |  |  |  | 0 | 41.8509 | 0 | 0 | 0 | 0 | 0 | 0 | 0 | 0 | 0 | 0 | 2009 Qtr 1: 41.8509; 2009 Qtr 2: 0; 2009 Qtr 3: 0; 2009 Qtr 4: 0; 2010 Qtr 1: 0; 2010 Qtr 2: 0; 2010 Qtr 3: 0; 2010 Qtr 4: 0; 2011 Qtr 1: 0; 2011 Qtr 2: 0; 2011 Qtr 3: 0; 2011 Qtr 4: 0 | 41.8509
0 | 234330-Premium T8 with T12 40 Watt Baseline - Tr1 |  | System | Commercial | 01-ALC-AllCommercial-IntLight | 0 |  |  |  |  | 27.6532 | 13.1897 | 0 | 0 | 0 | 14.4636 | 83.5202 |  | kWh | 0.017351 | 0 | Commercial | [7 empty] | 15 | 0.78 |  |  |  | 0 | 21.8353 | 0 | 0 | 0 | 0 | 0 | 0 | 0 | 0 | 0 | 0 | 2009 Qtr 1: 0; 2009 Qtr 2: 0; 2009 Qtr 3: 0; 2009 Qtr 4: 21.8353; 2010 Qtr 1: 0; 2010 Qtr 2: 0; 2010 Qtr 3: 0; 2010 Qtr 4: 0; 2011 Qtr 1: 0; 2011 Qtr 2: 0; 2011 Qtr 3: 0; 2011 Qtr 4: 0 | 21.8353
0 | 234303-Lighting-Remove 4 Ft Lamp (De-Lamp) - Tr1 |  | System | Commercial | [6 empty] | 12.3596 | 16.4871 | 0 | 0 | 0 | -4.1275 | 137.2559 |  | 0 | 0.026384 | -2.5676 | Commercial |  | Winter Only | [5 empty] | 15 | 0.77 |  |  |  | 0 | 18.196 | 0 | 0 | 0 | 0 | 0 | 0 | 0 | 0 | 0 | 0 | 2009 Qtr 1: 0; 2009 Qtr 2: 0; 2009 Qtr 3: 0; 2009 Qtr 4: 18.196; 2010 Qtr 1: 0; 2010 Qtr 2: 0; 2010 Qtr 3: 0; 2010 Qtr 4: 0; 2011 Qtr 1: 0; 2011 Qtr 2: 0; 2011 Qtr 3: 0; 2011 Qtr 4: 0 | 18.196
0 | 234330-Premium T8 with T12 40 Watt Baseline - Tr1 |  | System | Commercial | 01-ALC-AllCommercial-IntLight | 0 |  |  |  |  | 27.6532 | 13.1897 | 0 | 0 | 0 | 14.4636 | 83.5202 |  | kWh | 0.017351 | 0 | Commercial | [7 empty] | 15 | 0.78 |  |  |  | 0 | 18.196 | 0 | 0 | 0 | 0 | 0 | 0 | 0 | 0 | 0 | 0 | 2009 Qtr 1: 18.196; 2009 Qtr 2: 0; 2009 Qtr 3: 0; 2009 Qtr 4: 0; 2010 Qtr 1: 0; 2010 Qtr 2: 0; 2010 Qtr 3: 0; 2010 Qtr 4: 0; 2011 Qtr 1: 0; 2011 Qtr 2: 0; 2011 Qtr 3: 0; 2011 Qtr 4: 0 | 18.196
0 | 234330-Premium T8 with T12 40 Watt Baseline - Tr1 |  | System | Commercial | 01-ALC-AllCommercial-IntLight | 0 |  |  |  |  | 27.6532 | 13.1897 | 0 | 0 | 0 | 14.4636 | 83.5202 |  | kWh | 0.017351 | 0 | Commercial | [7 empty] | 15 | 0.78 |  |  |  | 0 | 62.7763 | 0 | 0 | 0 | 0 | 0 | 0 | 0 | 0 | 0 | 0 | 2009 Qtr 1: 0; 2009 Qtr 2: 0; 2009 Qtr 3: 0; 2009 Qtr 4: 62.7763; 2010 Qtr 1: 0; 2010 Qtr 2: 0; 2010 Qtr 3: 0; 2010 Qtr 4: 0; 2011 Qtr 1: 0; 2011 Qtr 2: 0; 2011 Qtr 3: 0; 2011 Qtr 4: 0 | 62.7763
0 | 234330-Premium T8 with T12 40 Watt Baseline - Tr1 |  | System | Commercial | 01-ALC-AllCommercial-IntLight | 0 |  |  |  |  | 27.6532 | 13.1897 | 0 | 0 | 0 | 14.4636 | 83.5202 |  | kWh | 0.017351 | 0 | Commercial | [7 empty] | 15 | 0.78 |  |  |  | 0 | 54.5881 | 0 | 0 | 0 | 0 | 0 | 0 | 0 | 0 | 0 | 0 | 2009 Qtr 1: 0; 2009 Qtr 2: 0; 2009 Qtr 3: 0; 2009 Qtr 4: 54.5881; 2010 Qtr 1: 0; 2010 Qtr 2: 0; 2010 Qtr 3: 0; 2010 Qtr 4: 0; 2011 Qtr 1: 0; 2011 Qtr 2: 0; 2011 Qtr 3: 0; 2011 Qtr 4: 0 | 54.5881
0 | 234085-Refrigeration -Strip Curtains for Walk-ins |  | System | Commercial | 20-RFF-Restaurant–FastFood-Refrig | 0 |  |  |  |  | 10.214 | 0 | 0 | 0 | 0 | 10.214 | 465 |  | kWh | 0.053 | 0 | Commercial | [7 empty] | 4 | 0.46 |  |  |  | 0 | 23 | 0 | 0 | 0 | 0 | 0 | 0 | 0 | 0 | 0 | 0 | 2009 Qtr 1: 23; 2009 Qtr 2: 0; 2009 Qtr 3: 0; 2009 Qtr 4: 0; 2010 Qtr 1: 0; 2010 Qtr 2: 0; 2010 Qtr 3: 0; 2010 Qtr 4: 0; 2011 Qtr 1: 0; 2011 Qtr 2: 0; 2011 Qtr 3: 0; 2011 Qtr 4: 0 | 23
0 | 234084-Refrigeration -Cooler/Freezer Door Gaskets - Solid Doors: Cooler |  | System | Commercial | 09-GRO-Grocery-REFG | 0 |  |  |  |  | 2.2498 | 4 | 0 | 0 | 0 | -1.7502 | 104.55 |  | kWh | 0.01195 | 0 | Commercial | [7 empty] | 4 | 0.76 |  |  |  | 0 | 79.87 | 0 | 0 | 0 | 0 | 0 | 0 | 0 | 0 | 0 | 0 | 2009 Qtr 1: 79.87; 2009 Qtr 2: 0; 2009 Qtr 3: 0; 2009 Qtr 4: 0; 2010 Qtr 1: 0; 2010 Qtr 2: 0; 2010 Qtr 3: 0; 2010 Qtr 4: 0; 2011 Qtr 1: 0; 2011 Qtr 2: 0; 2011 Qtr 3: 0; 2011 Qtr 4: 0 | 79.87
0 | 234067-Refrigeration - Food Service -Auto Closer for Main Cooler Doors |  | System | Commercial | 09-GRO-Grocery-REFG | 0 |  |  |  |  | 382.5103 | 0 | 0 | 0 | 0 | 382.5103 | 1075.009 |  | kWh | 0.20794 | -0.053375 | Commercial |  | Annual | [5 empty] | 8 | 0.7 |  |  |  | 0 | 1 | 0 | 0 | 0 | 0 | 0 | 0 | 0 | 0 | 0 | 0 | 2009 Qtr 1: 1; 2009 Qtr 2: 0; 2009 Qtr 3: 0; 2009 Qtr 4: 0; 2010 Qtr 1: 0; 2010 Qtr 2: 0; 2010 Qtr 3: 0; 2010 Qtr 4: 0; 2011 Qtr 1: 0; 2011 Qtr 2: 0; 2011 Qtr 3: 0; 2011 Qtr 4: 0 | 1
0 | 234084-Refrigeration -Cooler/Freezer Door Gaskets - Solid Doors: Cooler |  | System | Commercial | 09-GRO-Grocery-REFG | 0 |  |  |  |  | 2.2498 | 4 | 0 | 0 | 0 | -1.7502 | 104.55 |  | kWh | 0.01195 | 0 | Commercial | [7 empty] | 4 | 0.76 |  |  |  | 0 | 133.68 | 0 | 0 | 0 | 0 | 0 | 0 | 0 | 0 | 0 | 0 | 2009 Qtr 1: 133.68; 2009 Qtr 2: 0; 2009 Qtr 3: 0; 2009 Qtr 4: 0; 2010 Qtr 1: 0; 2010 Qtr 2: 0; 2010 Qtr 3: 0; 2010 Qtr 4: 0; 2011 Qtr 1: 0; 2011 Qtr 2: 0; 2011 Qtr 3: 0; 2011 Qtr 4: 0 | 133.68
0 | 234085-Refrigeration -Strip Curtains for Walk-ins |  | System | Commercial | 20-RFF-Restaurant–FastFood-Refrig | 0 |  |  |  |  | 10.214 | 3 | 0 | 0 | 0 | 7.214 | 465 |  | kWh | 0.053 | 0 | Commercial | [7 empty] | 4 | 0.46 |  |  |  | 0 | 42 | 0 | 0 | 0 | 0 | 0 | 0 | 0 | 0 | 0 | 0 | 2009 Qtr 1: 42; 2009 Qtr 2: 0; 2009 Qtr 3: 0; 2009 Qtr 4: 0; 2010 Qtr 1: 0; 2010 Qtr 2: 0; 2010 Qtr 3: 0; 2010 Qtr 4: 0; 2011 Qtr 1: 0; 2011 Qtr 2: 0; 2011 Qtr 3: 0; 2011 Qtr 4: 0 | 42
0 | 234084-Refrigeration -Cooler/Freezer Door Gaskets - Solid Doors: Cooler |  | System | Commercial | 09-GRO-Grocery-REFG | 0 |  |  |  |  | 2.2498 | 4 | 0 | 0 | 0 | -1.7502 | 104.55 |  | kWh | 0.01195 | 0 | Commercial | [7 empty] | 4 | 0.76 |  |  |  | 0 | 71.99 | 0 | 0 | 0 | 0 | 0 | 0 | 0 | 0 | 0 | 0 | 2009 Qtr 1: 71.99; 2009 Qtr 2: 0; 2009 Qtr 3: 0; 2009 Qtr 4: 0; 2010 Qtr 1: 0; 2010 Qtr 2: 0; 2010 Qtr 3: 0; 2010 Qtr 4: 0; 2011 Qtr 1: 0; 2011 Qtr 2: 0; 2011 Qtr 3: 0; 2011 Qtr 4: 0 | 71.99
0 | 234067-Refrigeration - Food Service -Auto Closer for Main Cooler Doors |  | System | Commercial | 09-GRO-Grocery-REFG | 0 |  |  |  |  | 382.5103 | 0 | 0 | 0 | 0 | 382.5103 | 1075.009 |  | kWh | 0.20794 | -0.053375 | Commercial |  | Annual | [5 empty] | 8 | 0.7 |  |  |  | 0 | 1 | 0 | 0 | 0 | 0 | 0 | 0 | 0 | 0 | 0 | 0 | 2009 Qtr 1: 1; 2009 Qtr 2: 0; 2009 Qtr 3: 0; 2009 Qtr 4: 0; 2010 Qtr 1: 0; 2010 Qtr 2: 0; 2010 Qtr 3: 0; 2010 Qtr 4: 0; 2011 Qtr 1: 0; 2011 Qtr 2: 0; 2011 Qtr 3: 0; 2011 Qtr 4: 0 | 1
0 | 234084-Refrigeration -Cooler/Freezer Door Gaskets - Solid Doors: Cooler |  | System | Commercial | 09-GRO-Grocery-REFG | 0 |  |  |  |  | 2.2498 | 4 | 0 | 0 | 0 | -1.7502 | 104.55 |  | kWh | 0.01195 | 0 | Commercial | [7 empty] | 4 | 0.76 |  |  |  | 0 | 116.87 | 0 | 0 | 0 | 0 | 0 | 0 | 0 | 0 | 0 | 0 | 2009 Qtr 1: 116.87; 2009 Qtr 2: 0; 2009 Qtr 3: 0; 2009 Qtr 4: 0; 2010 Qtr 1: 0; 2010 Qtr 2: 0; 2010 Qtr 3: 0; 2010 Qtr 4: 0; 2011 Qtr 1: 0; 2011 Qtr 2: 0; 2011 Qtr 3: 0; 2011 Qtr 4: 0 | 116.87
0 | 234085-Refrigeration -Strip Curtains for Walk-ins |  | System | Commercial | 20-RFF-Restaurant–FastFood-Refrig | 0 |  |  |  |  | 10.214 | 3 | 0 | 0 | 0 | 7.214 | 465 |  | kWh | 0.053 | 0 | Commercial | [7 empty] | 4 | 0.46 |  |  |  | 0 | 33.75 | 0 | 0 | 0 | 0 | 0 | 0 | 0 | 0 | 0 | 0 | 2009 Qtr 1: 33.75; 2009 Qtr 2: 0; 2009 Qtr 3: 0; 2009 Qtr 4: 0; 2010 Qtr 1: 0; 2010 Qtr 2: 0; 2010 Qtr 3: 0; 2010 Qtr 4: 0; 2011 Qtr 1: 0; 2011 Qtr 2: 0; 2011 Qtr 3: 0; 2011 Qtr 4: 0 | 33.75
0 | 234085-Refrigeration -Strip Curtains for Walk-ins |  | System | Commercial | 20-RFF-Restaurant–FastFood-Refrig | 0 |  |  |  |  | 10.214 | 3 | 0 | 0 | 0 | 7.214 | 465 |  | kWh | 0.053 | 0 | Commercial | [7 empty] | 4 | 0.46 |  |  |  | 0 | 45 | 0 | 0 | 0 | 0 | 0 | 0 | 0 | 0 | 0 | 0 | 2009 Qtr 1: 45; 2009 Qtr 2: 0; 2009 Qtr 3: 0; 2009 Qtr 4: 0; 2010 Qtr 1: 0; 2010 Qtr 2: 0; 2010 Qtr 3: 0; 2010 Qtr 4: 0; 2011 Qtr 1: 0; 2011 Qtr 2: 0; 2011 Qtr 3: 0; 2011 Qtr 4: 0 | 45
0 | 234084-Refrigeration -Cooler/Freezer Door Gaskets - Solid Doors: Cooler |  | System | Commercial | 09-GRO-Grocery-REFG | 0 |  |  |  |  | 2.2498 | 4 | 0 | 0 | 0 | -1.7502 | 104.55 |  | kWh | 0.01195 | 0 | Commercial | [7 empty] | 4 | 0.76 |  |  |  | 0 | 99.97 | 0 | 0 | 0 | 0 | 0 | 0 | 0 | 0 | 0 | 0 | 2009 Qtr 1: 99.97; 2009 Qtr 2: 0; 2009 Qtr 3: 0; 2009 Qtr 4: 0; 2010 Qtr 1: 0; 2010 Qtr 2: 0; 2010 Qtr 3: 0; 2010 Qtr 4: 0; 2011 Qtr 1: 0; 2011 Qtr 2: 0; 2011 Qtr 3: 0; 2011 Qtr 4: 0 | 99.97
0 | 234085-Refrigeration -Strip Curtains for Walk-ins |  | System | Commercial | 20-RFF-Restaurant–FastFood-Refrig | 0 |  |  |  |  | 10.214 | 3 | 0 | 0 | 0 | 7.214 | 465 |  | kWh | 0.053 | 0 | Commercial | [7 empty] | 4 | 0.46 |  |  |  | 0 | 49 | 0 | 0 | 0 | 0 | 0 | 0 | 0 | 0 | 0 | 0 | 2009 Qtr 1: 49; 2009 Qtr 2: 0; 2009 Qtr 3: 0; 2009 Qtr 4: 0; 2010 Qtr 1: 0; 2010 Qtr 2: 0; 2010 Qtr 3: 0; 2010 Qtr 4: 0; 2011 Qtr 1: 0; 2011 Qtr 2: 0; 2011 Qtr 3: 0; 2011 Qtr 4: 0 | 49
0 | 234084-Refrigeration -Cooler/Freezer Door Gaskets - Solid Doors: Cooler |  | System | Commercial | 09-GRO-Grocery-REFG | 0 |  |  |  |  | 2.2498 | 4 | 0 | 0 | 0 | -1.7502 | 104.55 |  | kWh | 0.01195 | 0 | Commercial | [7 empty] | 4 | 0.76 |  |  |  | 0 | 146.4 | 0 | 0 | 0 | 0 | 0 | 0 | 0 | 0 | 0 | 0 | 2009 Qtr 1: 146.4; 2009 Qtr 2: 0; 2009 Qtr 3: 0; 2009 Qtr 4: 0; 2010 Qtr 1: 0; 2010 Qtr 2: 0; 2010 Qtr 3: 0; 2010 Qtr 4: 0; 2011 Qtr 1: 0; 2011 Qtr 2: 0; 2011 Qtr 3: 0; 2011 Qtr 4: 0 | 146.4
0 | 234085-Refrigeration -Strip Curtains for Walk-ins |  | System | Commercial | 20-RFF-Restaurant–FastFood-Refrig | 0 |  |  |  |  | 10.214 | 3 | 0 | 0 | 0 | 7.214 | 465 |  | kWh | 0.053 | 0 | Commercial | [7 empty] | 4 | 0.46 |  |  |  | 0 | 23.33 | 0 | 0 | 0 | 0 | 0 | 0 | 0 | 0 | 0 | 0 | 2009 Qtr 1: 23.33; 2009 Qtr 2: 0; 2009 Qtr 3: 0; 2009 Qtr 4: 0; 2010 Qtr 1: 0; 2010 Qtr 2: 0; 2010 Qtr 3: 0; 2010 Qtr 4: 0; 2011 Qtr 1: 0; 2011 Qtr 2: 0; 2011 Qtr 3: 0; 2011 Qtr 4: 0 | 23.33
0 | 234084-Refrigeration -Cooler/Freezer Door Gaskets - Solid Doors: Cooler |  | System | Commercial | 09-GRO-Grocery-REFG | 0 |  |  |  |  | 2.2498 | 4 | 0 | 0 | 0 | -1.7502 | 104.55 |  | kWh | 0.01195 | 0 | Commercial | [7 empty] | 4 | 0.76 |  |  |  | 0 | 122.47 | 0 | 0 | 0 | 0 | 0 | 0 | 0 | 0 | 0 | 0 | 2009 Qtr 1: 122.47; 2009 Qtr 2: 0; 2009 Qtr 3: 0; 2009 Qtr 4: 0; 2010 Qtr 1: 0; 2010 Qtr 2: 0; 2010 Qtr 3: 0; 2010 Qtr 4: 0; 2011 Qtr 1: 0; 2011 Qtr 2: 0; 2011 Qtr 3: 0; 2011 Qtr 4: 0 | 122.47
0 | 234085-Refrigeration -Strip Curtains for Walk-ins |  | System | Commercial | 20-RFF-Restaurant–FastFood-Refrig | 0 |  |  |  |  | 10.214 | 3 | 0 | 0 | 0 | 7.214 | 465 |  | kWh | 0.053 | 0 | Commercial | [7 empty] | 4 | 0.46 |  |  |  | 0 | 46.34 | 0 | 0 | 0 | 0 | 0 | 0 | 0 | 0 | 0 | 0 | 2009 Qtr 1: 46.34; 2009 Qtr 2: 0; 2009 Qtr 3: 0; 2009 Qtr 4: 0; 2010 Qtr 1: 0; 2010 Qtr 2: 0; 2010 Qtr 3: 0; 2010 Qtr 4: 0; 2011 Qtr 1: 0; 2011 Qtr 2: 0; 2011 Qtr 3: 0; 2011 Qtr 4: 0 | 46.34
0 | 234084-Refrigeration -Cooler/Freezer Door Gaskets - Solid Doors: Cooler |  | System | Commercial | 09-GRO-Grocery-REFG | 0 |  |  |  |  | 2.2498 | 4 | 0 | 0 | 0 | -1.7502 | 104.55 |  | kWh | 0.01195 | 0 | Commercial | [7 empty] | 4 | 0.76 |  |  |  | 0 | 110.32 | 0 | 0 | 0 | 0 | 0 | 0 | 0 | 0 | 0 | 0 | 2009 Qtr 1: 110.32; 2009 Qtr 2: 0; 2009 Qtr 3: 0; 2009 Qtr 4: 0; 2010 Qtr 1: 0; 2010 Qtr 2: 0; 2010 Qtr 3: 0; 2010 Qtr 4: 0; 2011 Qtr 1: 0; 2011 Qtr 2: 0; 2011 Qtr 3: 0; 2011 Qtr 4: 0 | 110.32
0 | 234085-Refrigeration -Strip Curtains for Walk-ins |  | System | Commercial | 20-RFF-Restaurant–FastFood-Refrig | 0 |  |  |  |  | 10.214 | 3 | 0 | 0 | 0 | 7.214 | 465 |  | kWh | 0.053 | 0 | Commercial | [7 empty] | 4 | 0.46 |  |  |  | 0 | 34.01 | 0 | 0 | 0 | 0 | 0 | 0 | 0 | 0 | 0 | 0 | 2009 Qtr 1: 34.01; 2009 Qtr 2: 0; 2009 Qtr 3: 0; 2009 Qtr 4: 0; 2010 Qtr 1: 0; 2010 Qtr 2: 0; 2010 Qtr 3: 0; 2010 Qtr 4: 0; 2011 Qtr 1: 0; 2011 Qtr 2: 0; 2011 Qtr 3: 0; 2011 Qtr 4: 0 | 34.01
0 | 234084-Refrigeration -Cooler/Freezer Door Gaskets - Solid Doors: Cooler |  | System | Commercial | 09-GRO-Grocery-REFG | 0 |  |  |  |  | 2.2498 | 4 | 0 | 0 | 0 | -1.7502 | 104.55 |  | kWh | 0.01195 | 0 | Commercial | [7 empty] | 4 | 0.76 |  |  |  | 0 | 65.98 | 0 | 0 | 0 | 0 | 0 | 0 | 0 | 0 | 0 | 0 | 2009 Qtr 1: 65.98; 2009 Qtr 2: 0; 2009 Qtr 3: 0; 2009 Qtr 4: 0; 2010 Qtr 1: 0; 2010 Qtr 2: 0; 2010 Qtr 3: 0; 2010 Qtr 4: 0; 2011 Qtr 1: 0; 2011 Qtr 2: 0; 2011 Qtr 3: 0; 2011 Qtr 4: 0 | 65.98
0 | 234085-Refrigeration -Strip Curtains for Walk-ins |  | System | Commercial | 20-RFF-Restaurant–FastFood-Refrig | 0 |  |  |  |  | 10.214 | 3 | 0 | 0 | 0 | 7.214 | 465 |  | kWh | 0.053 | 0 | Commercial | [7 empty] | 4 | 0.46 |  |  |  | 0 | 37.78 | 0 | 0 | 0 | 0 | 0 | 0 | 0 | 0 | 0 | 0 | 2009 Qtr 1: 37.78; 2009 Qtr 2: 0; 2009 Qtr 3: 0; 2009 Qtr 4: 0; 2010 Qtr 1: 0; 2010 Qtr 2: 0; 2010 Qtr 3: 0; 2010 Qtr 4: 0; 2011 Qtr 1: 0; 2011 Qtr 2: 0; 2011 Qtr 3: 0; 2011 Qtr 4: 0 | 37.78
0 | 234084-Refrigeration -Cooler/Freezer Door Gaskets - Solid Doors: Cooler |  | System | Commercial | 09-GRO-Grocery-REFG | 0 |  |  |  |  | 2.2498 | 4 | 0 | 0 | 0 | -1.7502 | 104.55 |  | kWh | 0.01195 | 0 | Commercial | [7 empty] | 4 | 0.76 |  |  |  | 0 | 99.38 | 0 | 0 | 0 | 0 | 0 | 0 | 0 | 0 | 0 | 0 | 2009 Qtr 1: 99.38; 2009 Qtr 2: 0; 2009 Qtr 3: 0; 2009 Qtr 4: 0; 2010 Qtr 1: 0; 2010 Qtr 2: 0; 2010 Qtr 3: 0; 2010 Qtr 4: 0; 2011 Qtr 1: 0; 2011 Qtr 2: 0; 2011 Qtr 3: 0; 2011 Qtr 4: 0 | 99.38
0 | 234084-Refrigeration -Cooler/Freezer Door Gaskets - Solid Doors: Cooler |  | System | Commercial | 09-GRO-Grocery-REFG | 0 |  |  |  |  | 2.2498 | 4 | 0 | 0 | 0 | -1.7502 | 104.55 |  | kWh | 0.01195 | 0 | Commercial | [7 empty] | 4 | 0.76 |  |  |  | 0 | 32 | 0 | 0 | 0 | 0 | 0 | 0 | 0 | 0 | 0 | 0 | 2009 Qtr 1: 32; 2009 Qtr 2: 0; 2009 Qtr 3: 0; 2009 Qtr 4: 0; 2010 Qtr 1: 0; 2010 Qtr 2: 0; 2010 Qtr 3: 0; 2010 Qtr 4: 0; 2011 Qtr 1: 0; 2011 Qtr 2: 0; 2011 Qtr 3: 0; 2011 Qtr 4: 0 | 32
0 | 234083-Refrigeration -Cooler/Freezer Door Gaskets - Glass Doors |  | System | Commercial | 09-GRO-Grocery-REFG | 0 |  |  |  |  | 2.25 | 4 | 0 | 0 | 0 | -1.75 | 104.55 |  | kWh | 0.01195 | 0 | Commercial | [7 empty] | 4 | 0.76 |  |  |  | 0 | 288 | 0 | 0 | 0 | 0 | 0 | 0 | 0 | 0 | 0 | 0 | 2009 Qtr 1: 288; 2009 Qtr 2: 0; 2009 Qtr 3: 0; 2009 Qtr 4: 0; 2010 Qtr 1: 0; 2010 Qtr 2: 0; 2010 Qtr 3: 0; 2010 Qtr 4: 0; 2011 Qtr 1: 0; 2011 Qtr 2: 0; 2011 Qtr 3: 0; 2011 Qtr 4: 0 | 288
0 | 234084-Refrigeration -Cooler/Freezer Door Gaskets - Solid Doors: Cooler |  | System | Commercial | 09-GRO-Grocery-REFG | 0 |  |  |  |  | 2.2498 | 4 | 0 | 0 | 0 | -1.7502 | 104.55 |  | kWh | 0.01195 | 0 | Commercial | [7 empty] | 4 | 0.76 |  |  |  | 0 | 219.9 | 0 | 0 | 0 | 0 | 0 | 0 | 0 | 0 | 0 | 0 | 2009 Qtr 1: 219.9; 2009 Qtr 2: 0; 2009 Qtr 3: 0; 2009 Qtr 4: 0; 2010 Qtr 1: 0; 2010 Qtr 2: 0; 2010 Qtr 3: 0; 2010 Qtr 4: 0; 2011 Qtr 1: 0; 2011 Qtr 2: 0; 2011 Qtr 3: 0; 2011 Qtr 4: 0 | 219.9
0 | 234083-Refrigeration -Cooler/Freezer Door Gaskets - Glass Doors |  | System | Commercial | 09-GRO-Grocery-REFG | 0 |  |  |  |  | 2.25 | 4 | 0 | 0 | 0 | -1.75 | 104.55 |  | kWh | 0.01195 | 0 | Commercial | [7 empty] | 4 | 0.76 |  |  |  | 0 | 261 | 0 | 0 | 0 | 0 | 0 | 0 | 0 | 0 | 0 | 0 | 2009 Qtr 1: 261; 2009 Qtr 2: 0; 2009 Qtr 3: 0; 2009 Qtr 4: 0; 2010 Qtr 1: 0; 2010 Qtr 2: 0; 2010 Qtr 3: 0; 2010 Qtr 4: 0; 2011 Qtr 1: 0; 2011 Qtr 2: 0; 2011 Qtr 3: 0; 2011 Qtr 4: 0 | 261
0 | 234330-Premium T8 with T12 40 Watt Baseline - Tr1 |  | System | Commercial | 01-ALC-AllCommercial-IntLight | 0 |  |  |  |  | 27.6532 | 13.1897 | 0 | 0 | 0 | 14.4636 | 83.5202 |  | kWh | 0.017351 | 0 | Commercial | [7 empty] | 15 | 0.78 |  |  |  | 0 | 65.5058 | 0 | 0 | 0 | 0 | 0 | 0 | 0 | 0 | 0 | 0 | 2009 Qtr 1: 65.5058; 2009 Qtr 2: 0; 2009 Qtr 3: 0; 2009 Qtr 4: 0; 2010 Qtr 1: 0; 2010 Qtr 2: 0; 2010 Qtr 3: 0; 2010 Qtr 4: 0; 2011 Qtr 1: 0; 2011 Qtr 2: 0; 2011 Qtr 3: 0; 2011 Qtr 4: 0 | 65.5058
0 | 234303-Lighting-Remove 4 Ft Lamp (De-Lamp) - Tr1 |  | System | Commercial | [6 empty] | 12.3596 | 16.4871 | 0 | 0 | 0 | -4.1275 | 137.2559 |  | 0 | 0.026384 | -2.5676 | Commercial |  | Winter Only | [5 empty] | 15 | 0.77 |  |  |  | 0 | 34.5725 | 0 | 0 | 0 | 0 | 0 | 0 | 0 | 0 | 0 | 0 | 2009 Qtr 1: 34.5725; 2009 Qtr 2: 0; 2009 Qtr 3: 0; 2009 Qtr 4: 0; 2010 Qtr 1: 0; 2010 Qtr 2: 0; 2010 Qtr 3: 0; 2010 Qtr 4: 0; 2011 Qtr 1: 0; 2011 Qtr 2: 0; 2011 Qtr 3: 0; 2011 Qtr 4: 0 | 34.5725
0 | 234330-Premium T8 with T12 40 Watt Baseline - Tr1 |  | System | Commercial | 01-ALC-AllCommercial-IntLight | 0 |  |  |  |  | 27.6532 | 13.1897 | 0 | 0 | 0 | 14.4636 | 83.5202 |  | kWh | 0.017351 | 0 | Commercial | [7 empty] | 15 | 0.78 |  |  |  | 0 | 189.2388 | 0 | 0 | 0 | 0 | 0 | 0 | 0 | 0 | 0 | 0 | 2009 Qtr 1: 189.2388; 2009 Qtr 2: 0; 2009 Qtr 3: 0; 2009 Qtr 4: 0; 2010 Qtr 1: 0; 2010 Qtr 2: 0; 2010 Qtr 3: 0; 2010 Qtr 4: 0; 2011 Qtr 1: 0; 2011 Qtr 2: 0; 2011 Qtr 3: 0; 2011 Qtr 4: 0 | 189.2388
0 | 234207-Lighting-8 Ft T-8 with Elec Ballast-Tr1 |  | System | Commercial | 01-ALC-AllCommercial-IntLight | 0 |  |  |  |  | 35.6901 | 21.9828 | 0 | 0 | 0 | 13.7073 | 45.8368 |  | kWh | 0.0098893 | 0 | Commercial | [7 empty] | 15 | 0.78 |  |  |  | 0 | 3.6392 | 0 | 0 | 0 | 0 | 0 | 0 | 0 | 0 | 0 | 0 | 2009 Qtr 1: 3.6392; 2009 Qtr 2: 0; 2009 Qtr 3: 0; 2009 Qtr 4: 0; 2010 Qtr 1: 0; 2010 Qtr 2: 0; 2010 Qtr 3: 0; 2010 Qtr 4: 0; 2011 Qtr 1: 0; 2011 Qtr 2: 0; 2011 Qtr 3: 0; 2011 Qtr 4: 0 | 3.6392
0 | 234303-Lighting-Remove 4 Ft Lamp (De-Lamp) - Tr1 |  | System | Commercial | [6 empty] | 12.3596 | 16.4871 | 0 | 0 | 0 | -4.1275 | 137.2559 |  | 0 | 0.026384 | -2.5676 | Commercial |  | Winter Only | [5 empty] | 15 | 0.77 |  |  |  | 0 | 32.7529 | 0 | 0 | 0 | 0 | 0 | 0 | 0 | 0 | 0 | 0 | 2009 Qtr 1: 32.7529; 2009 Qtr 2: 0; 2009 Qtr 3: 0; 2009 Qtr 4: 0; 2010 Qtr 1: 0; 2010 Qtr 2: 0; 2010 Qtr 3: 0; 2010 Qtr 4: 0; 2011 Qtr 1: 0; 2011 Qtr 2: 0; 2011 Qtr 3: 0; 2011 Qtr 4: 0 | 32.7529
0 | 234306-Lighting-Remove 8 Ft Lamp (De-Lamp) - Tr1 |  | System | Commercial | 23-RTL-Retail–SingleStorylarge-LIT_INT | 0 |  |  |  |  | 28.4369 | 27.4785 | 0 | 0 | 0 | 0.95836 | 366.7521 |  | kWh | 0.077777 | 0 | Commercial | [7 empty] | 15 | 0.77 |  |  |  | 0 | 78.243 | 0 | 0 | 0 | 0 | 0 | 0 | 0 | 0 | 0 | 0 | 2009 Qtr 1: 78.243; 2009 Qtr 2: 0; 2009 Qtr 3: 0; 2009 Qtr 4: 0; 2010 Qtr 1: 0; 2010 Qtr 2: 0; 2010 Qtr 3: 0; 2010 Qtr 4: 0; 2011 Qtr 1: 0; 2011 Qtr 2: 0; 2011 Qtr 3: 0; 2011 Qtr 4: 0 | 78.243
0 | 234084-Refrigeration -Cooler/Freezer Door Gaskets - Solid Doors: Cooler |  | System | Commercial | 09-GRO-Grocery-REFG | 0 |  |  |  |  | 2.2498 | 4 | 0 | 0 | 0 | -1.7502 | 104.55 |  | kWh | 0.01195 | 0 | Commercial | [7 empty] | 4 | 0.76 |  |  |  | 0 | 16 | 0 | 0 | 0 | 0 | 0 | 0 | 0 | 0 | 0 | 0 | 2009 Qtr 1: 16; 2009 Qtr 2: 0; 2009 Qtr 3: 0; 2009 Qtr 4: 0; 2010 Qtr 1: 0; 2010 Qtr 2: 0; 2010 Qtr 3: 0; 2010 Qtr 4: 0; 2011 Qtr 1: 0; 2011 Qtr 2: 0; 2011 Qtr 3: 0; 2011 Qtr 4: 0 | 16
0 | 234083-Refrigeration -Cooler/Freezer Door Gaskets - Glass Doors |  | System | Commercial | 09-GRO-Grocery-REFG | 0 |  |  |  |  | 2.25 | 4 | 0 | 0 | 0 | -1.75 | 104.55 |  | kWh | 0.01195 | 0 | Commercial | [7 empty] | 4 | 0.76 |  |  |  | 0 | 218 | 0 | 0 | 0 | 0 | 0 | 0 | 0 | 0 | 0 | 0 | 2009 Qtr 1: 218; 2009 Qtr 2: 0; 2009 Qtr 3: 0; 2009 Qtr 4: 0; 2010 Qtr 1: 0; 2010 Qtr 2: 0; 2010 Qtr 3: 0; 2010 Qtr 4: 0; 2011 Qtr 1: 0; 2011 Qtr 2: 0; 2011 Qtr 3: 0; 2011 Qtr 4: 0 | 218
0 | 234172-Food Service - Convection Oven-Gas |  | System | Commercial | [6 empty] | 3144 | 500 | 0 | 0 | 0 | 2644 | 0 |  | 0 | 0 | 323 | Commercial |  | Annual | [5 empty] | 12 | 0.7 |  |  |  | 0 | 1 | 0 | 0 | 0 | 0 | 0 | 0 | 0 | 0 | 0 | 0 | 2009 Qtr 1: 1; 2009 Qtr 2: 0; 2009 Qtr 3: 0; 2009 Qtr 4: 0; 2010 Qtr 1: 0; 2010 Qtr 2: 0; 2010 Qtr 3: 0; 2010 Qtr 4: 0; 2011 Qtr 1: 0; 2011 Qtr 2: 0; 2011 Qtr 3: 0; 2011 Qtr 4: 0 | 1
0 | 234049-Lighting-LED Exit Sign New Sign |  | System | Commercial | 25-SCN-Storage–Conditioned-Exit | 0 |  |  |  |  | 64.8921 | 0 | 0 | 0 | 0 | 64.8921 | 351.311 |  | kWh | 0 | 0 | Commercial | [7 empty] | 16 | 0.85 |  |  |  | 0 | 18 | 0 | 0 | 0 | 0 | 0 | 0 | 0 | 0 | 0 | 0 | 2009 Qtr 1: 18; 2009 Qtr 2: 0; 2009 Qtr 3: 0; 2009 Qtr 4: 0; 2010 Qtr 1: 0; 2010 Qtr 2: 0; 2010 Qtr 3: 0; 2010 Qtr 4: 0; 2011 Qtr 1: 0; 2011 Qtr 2: 0; 2011 Qtr 3: 0; 2011 Qtr 4: 0 | 18
0 | 234291-Lighting-Ocpncy Snsr-Wll/Cl Mntd Lght Snsr>=500Tr1 |  | System | Commercial | 01-ALC-AllCommercial-IntLight | 0 |  |  |  |  | 221.37 | 75 | 0 | 0 | 0 | 146.37 | 626 |  | kWh | 0.145 | 0 | Commercial | [7 empty] | 8 | 0.84 |  |  |  | 0 | 36 | 0 | 0 | 0 | 0 | 0 | 0 | 0 | 0 | 0 | 0 | 2009 Qtr 1: 36; 2009 Qtr 2: 0; 2009 Qtr 3: 0; 2009 Qtr 4: 0; 2010 Qtr 1: 0; 2010 Qtr 2: 0; 2010 Qtr 3: 0; 2010 Qtr 4: 0; 2011 Qtr 1: 0; 2011 Qtr 2: 0; 2011 Qtr 3: 0; 2011 Qtr 4: 0 | 36
0 | 234303-Lighting-Remove 4 Ft Lamp (De-Lamp) - Tr1 |  | System | Commercial | [6 empty] | 12.3596 | 16.4871 | 0 | 0 | 0 | -4.1275 | 137.2559 |  | 0 | 0.026384 | -2.5676 | Commercial |  | Winter Only | [5 empty] | 15 | 0.77 |  |  |  | 0 | 7.2784 | 0 | 0 | 0 | 0 | 0 | 0 | 0 | 0 | 0 | 0 | 2009 Qtr 1: 7.2784; 2009 Qtr 2: 0; 2009 Qtr 3: 0; 2009 Qtr 4: 0; 2010 Qtr 1: 0; 2010 Qtr 2: 0; 2010 Qtr 3: 0; 2010 Qtr 4: 0; 2011 Qtr 1: 0; 2011 Qtr 2: 0; 2011 Qtr 3: 0; 2011 Qtr 4: 0 | 7.2784
0 | 234330-Premium T8 with T12 40 Watt Baseline - Tr1 |  | System | Commercial | 01-ALC-AllCommercial-IntLight | 0 |  |  |  |  | 27.6532 | 13.1897 | 0 | 0 | 0 | 14.4636 | 83.5202 |  | kWh | 0.017351 | 0 | Commercial | [7 empty] | 15 | 0.78 |  |  |  | 0 | 120.0939 | 0 | 0 | 0 | 0 | 0 | 0 | 0 | 0 | 0 | 0 | 2009 Qtr 1: 120.0939; 2009 Qtr 2: 0; 2009 Qtr 3: 0; 2009 Qtr 4: 0; 2010 Qtr 1: 0; 2010 Qtr 2: 0; 2010 Qtr 3: 0; 2010 Qtr 4: 0; 2011 Qtr 1: 0; 2011 Qtr 2: 0; 2011 Qtr 3: 0; 2011 Qtr 4: 0 | 120.0939
0 | 234207-Lighting-8 Ft T-8 with Elec Ballast-Tr1 |  | System | Commercial | 01-ALC-AllCommercial-IntLight | 0 |  |  |  |  | 35.6901 | 21.9828 | 0 | 0 | 0 | 13.7073 | 45.8368 |  | kWh | 0.0098893 | 0 | Commercial | [7 empty] | 15 | 0.78 |  |  |  | 0 | 30.9333 | 0 | 0 | 0 | 0 | 0 | 0 | 0 | 0 | 0 | 0 | 2009 Qtr 1: 30.9333; 2009 Qtr 2: 0; 2009 Qtr 3: 0; 2009 Qtr 4: 0; 2010 Qtr 1: 0; 2010 Qtr 2: 0; 2010 Qtr 3: 0; 2010 Qtr 4: 0; 2011 Qtr 1: 0; 2011 Qtr 2: 0; 2011 Qtr 3: 0; 2011 Qtr 4: 0 | 30.9333
0 | 234291-Lighting-Ocpncy Snsr-Wll/Cl Mntd Lght Snsr>=500Tr1 |  | System | Commercial | 01-ALC-AllCommercial-IntLight | 0 |  |  |  |  | 221.37 | 75 | 0 | 0 | 0 | 146.37 | 626 |  | kWh | 0.145 | 0 | Commercial | [7 empty] | 8 | 0.84 |  |  |  | 0 | 27 | 0 | 0 | 0 | 0 | 0 | 0 | 0 | 0 | 0 | 0 | 2009 Qtr 1: 27; 2009 Qtr 2: 0; 2009 Qtr 3: 0; 2009 Qtr 4: 0; 2010 Qtr 1: 0; 2010 Qtr 2: 0; 2010 Qtr 3: 0; 2010 Qtr 4: 0; 2011 Qtr 1: 0; 2011 Qtr 2: 0; 2011 Qtr 3: 0; 2011 Qtr 4: 0 | 27
0 | 234330-Premium T8 with T12 40 Watt Baseline - Tr1 |  | System | Commercial | 01-ALC-AllCommercial-IntLight | 0 |  |  |  |  | 27.6532 | 13.1897 | 0 | 0 | 0 | 14.4636 | 83.5202 |  | kWh | 0.017351 | 0 | Commercial | [7 empty] | 15 | 0.78 |  |  |  | 0 | 32.7529 | 0 | 0 | 0 | 0 | 0 | 0 | 0 | 0 | 0 | 0 | 2009 Qtr 1: 32.7529; 2009 Qtr 2: 0; 2009 Qtr 3: 0; 2009 Qtr 4: 0; 2010 Qtr 1: 0; 2010 Qtr 2: 0; 2010 Qtr 3: 0; 2010 Qtr 4: 0; 2011 Qtr 1: 0; 2011 Qtr 2: 0; 2011 Qtr 3: 0; 2011 Qtr 4: 0 | 32.7529
0 | 234049-Lighting-LED Exit Sign New Sign |  | System | Commercial | 25-SCN-Storage–Conditioned-Exit | 0 |  |  |  |  | 64.8921 | 0 | 0 | 0 | 0 | 64.8921 | 351.311 |  | kWh | 0 | 0 | Commercial | [7 empty] | 16 | 0.85 |  |  |  | 0 | 5 | 0 | 0 | 0 | 0 | 0 | 0 | 0 | 0 | 0 | 0 | 2009 Qtr 1: 5; 2009 Qtr 2: 0; 2009 Qtr 3: 0; 2009 Qtr 4: 0; 2010 Qtr 1: 0; 2010 Qtr 2: 0; 2010 Qtr 3: 0; 2010 Qtr 4: 0; 2011 Qtr 1: 0; 2011 Qtr 2: 0; 2011 Qtr 3: 0; 2011 Qtr 4: 0 | 5
0 | 234303-Lighting-Remove 4 Ft Lamp (De-Lamp) - Tr1 |  | System | Commercial | [6 empty] | 12.3596 | 16.4871 | 0 | 0 | 0 | -4.1275 | 137.2559 |  | 0 | 0.026384 | -2.5676 | Commercial |  | Winter Only | [5 empty] | 15 | 0.77 |  |  |  | 0 | 7.2784 | 0 | 0 | 0 | 0 | 0 | 0 | 0 | 0 | 0 | 0 | 2009 Qtr 1: 7.2784; 2009 Qtr 2: 0; 2009 Qtr 3: 0; 2009 Qtr 4: 0; 2010 Qtr 1: 0; 2010 Qtr 2: 0; 2010 Qtr 3: 0; 2010 Qtr 4: 0; 2011 Qtr 1: 0; 2011 Qtr 2: 0; 2011 Qtr 3: 0; 2011 Qtr 4: 0 | 7.2784
0 | 234140-Low Flow Showerhead |  | System | Commercial | 36-GST-Lodging-GuestRooms-Vent/Fan | 0 |  |  |  |  | 37.9464 | 20 | 0 | 0 | 0 | 17.9464 | 57.8762 |  | kWh | 0.012733 | 6.664 | Commercial |  | Annual | [5 empty] | 10 | 0.7 |  |  |  | 0 | 40 | 0 | 0 | 0 | 0 | 0 | 0 | 0 | 0 | 0 | 0 | 2009 Qtr 1: 40; 2009 Qtr 2: 0; 2009 Qtr 3: 0; 2009 Qtr 4: 0; 2010 Qtr 1: 0; 2010 Qtr 2: 0; 2010 Qtr 3: 0; 2010 Qtr 4: 0; 2011 Qtr 1: 0; 2011 Qtr 2: 0; 2011 Qtr 3: 0; 2011 Qtr 4: 0 | 40
0 | 234140-Low Flow Showerhead |  | System | Commercial | 36-GST-Lodging-GuestRooms-Vent/Fan | 0 |  |  |  |  | 37.9464 | 20 | 0 | 0 | 0 | 17.9464 | 57.8762 |  | kWh | 0.012733 | 6.664 | Commercial |  | Annual | [5 empty] | 10 | 0.7 |  |  |  | 0 | 30 | 0 | 0 | 0 | 0 | 0 | 0 | 0 | 0 | 0 | 0 | 2009 Qtr 1: 30; 2009 Qtr 2: 0; 2009 Qtr 3: 0; 2009 Qtr 4: 0; 2010 Qtr 1: 0; 2010 Qtr 2: 0; 2010 Qtr 3: 0; 2010 Qtr 4: 0; 2011 Qtr 1: 0; 2011 Qtr 2: 0; 2011 Qtr 3: 0; 2011 Qtr 4: 0 | 30
0 | 234148-Premium T8 with T12 40 Watt Baseline |  | System | Commercial | 18-OFS-Office–Small-IntLight | 0 |  |  |  |  | 27.6544 | 13.1897 | 0 | 0 | 0 | 14.4647 | 94.2079 |  | kWh | 0.016987 | 0 | Commercial | [7 empty] | 15 | 0.78 |  |  |  | 0 | 30.9333 | 0 | 0 | 0 | 0 | 0 | 0 | 0 | 0 | 0 | 0 | 2009 Qtr 1: 30.9333; 2009 Qtr 2: 0; 2009 Qtr 3: 0; 2009 Qtr 4: 0; 2010 Qtr 1: 0; 2010 Qtr 2: 0; 2010 Qtr 3: 0; 2010 Qtr 4: 0; 2011 Qtr 1: 0; 2011 Qtr 2: 0; 2011 Qtr 3: 0; 2011 Qtr 4: 0 | 30.9333
0 | 234330-Premium T8 with T12 40 Watt Baseline - Tr1 |  | System | Commercial | 01-ALC-AllCommercial-IntLight | 0 |  |  |  |  | 27.6532 | 13.1897 | 0 | 0 | 0 | 14.4636 | 83.5202 |  | kWh | 0.017351 | 0 | Commercial | [7 empty] | 15 | 0.78 |  |  |  | 0 | 90.0704 | 0 | 0 | 0 | 0 | 0 | 0 | 0 | 0 | 0 | 0 | 2009 Qtr 1: 90.0704; 2009 Qtr 2: 0; 2009 Qtr 3: 0; 2009 Qtr 4: 0; 2010 Qtr 1: 0; 2010 Qtr 2: 0; 2010 Qtr 3: 0; 2010 Qtr 4: 0; 2011 Qtr 1: 0; 2011 Qtr 2: 0; 2011 Qtr 3: 0; 2011 Qtr 4: 0 | 90.0704
0 | 234330-Premium T8 with T12 40 Watt Baseline - Tr1 |  | System | Commercial | 01-ALC-AllCommercial-IntLight | 0 |  |  |  |  | 27.6532 | 13.1897 | 0 | 0 | 0 | 14.4636 | 83.5202 |  | kWh | 0.017351 | 0 | Commercial | [7 empty] | 15 | 0.78 |  |  |  | 0 | 127.3723 | 0 | 0 | 0 | 0 | 0 | 0 | 0 | 0 | 0 | 0 | 2009 Qtr 1: 127.3723; 2009 Qtr 2: 0; 2009 Qtr 3: 0; 2009 Qtr 4: 0; 2010 Qtr 1: 0; 2010 Qtr 2: 0; 2010 Qtr 3: 0; 2010 Qtr 4: 0; 2011 Qtr 1: 0; 2011 Qtr 2: 0; 2011 Qtr 3: 0; 2011 Qtr 4: 0 | 127.3723
0 | 234303-Lighting-Remove 4 Ft Lamp (De-Lamp) - Tr1 |  | System | Commercial | [6 empty] | 12.3596 | 16.4871 | 0 | 0 | 0 | -4.1275 | 137.2559 |  | 0 | 0.026384 | -2.5676 | Commercial |  | Winter Only | [5 empty] | 15 | 0.77 |  |  |  | 0 | 87.341 | 0 | 0 | 0 | 0 | 0 | 0 | 0 | 0 | 0 | 0 | 2009 Qtr 1: 87.341; 2009 Qtr 2: 0; 2009 Qtr 3: 0; 2009 Qtr 4: 0; 2010 Qtr 1: 0; 2010 Qtr 2: 0; 2010 Qtr 3: 0; 2010 Qtr 4: 0; 2011 Qtr 1: 0; 2011 Qtr 2: 0; 2011 Qtr 3: 0; 2011 Qtr 4: 0 | 87.341
0 | 234330-Premium T8 with T12 40 Watt Baseline - Tr1 |  | System | Commercial | 01-ALC-AllCommercial-IntLight | 0 |  |  |  |  | 27.6532 | 13.1897 | 0 | 0 | 0 | 14.4636 | 83.5202 |  | kWh | 0.017351 | 0 | Commercial | [7 empty] | 15 | 0.78 |  |  |  | 0 | 30.9333 | 0 | 0 | 0 | 0 | 0 | 0 | 0 | 0 | 0 | 0 | 2009 Qtr 1: 30.9333; 2009 Qtr 2: 0; 2009 Qtr 3: 0; 2009 Qtr 4: 0; 2010 Qtr 1: 0; 2010 Qtr 2: 0; 2010 Qtr 3: 0; 2010 Qtr 4: 0; 2011 Qtr 1: 0; 2011 Qtr 2: 0; 2011 Qtr 3: 0; 2011 Qtr 4: 0 | 30.9333
0 | 234303-Lighting-Remove 4 Ft Lamp (De-Lamp) - Tr1 |  | System | Commercial | [6 empty] | 12.3596 | 16.4871 | 0 | 0 | 0 | -4.1275 | 137.2559 |  | 0 | 0.026384 | -2.5676 | Commercial |  | Winter Only | [5 empty] | 15 | 0.77 |  |  |  | 0 | 20.0156 | 0 | 0 | 0 | 0 | 0 | 0 | 0 | 0 | 0 | 0 | 2009 Qtr 1: 20.0156; 2009 Qtr 2: 0; 2009 Qtr 3: 0; 2009 Qtr 4: 0; 2010 Qtr 1: 0; 2010 Qtr 2: 0; 2010 Qtr 3: 0; 2010 Qtr 4: 0; 2011 Qtr 1: 0; 2011 Qtr 2: 0; 2011 Qtr 3: 0; 2011 Qtr 4: 0 | 20.0156
0 | 234084-Refrigeration -Cooler/Freezer Door Gaskets - Solid Doors: Cooler |  | System | Commercial | 09-GRO-Grocery-REFG | 0 |  |  |  |  | 2.2498 | 4 | 0 | 0 | 0 | -1.7502 | 104.55 |  | kWh | 0.01195 | 0 | Commercial | [7 empty] | 4 | 0.76 |  |  |  | 0 | 42 | 0 | 0 | 0 | 0 | 0 | 0 | 0 | 0 | 0 | 0 | 2009 Qtr 1: 42; 2009 Qtr 2: 0; 2009 Qtr 3: 0; 2009 Qtr 4: 0; 2010 Qtr 1: 0; 2010 Qtr 2: 0; 2010 Qtr 3: 0; 2010 Qtr 4: 0; 2011 Qtr 1: 0; 2011 Qtr 2: 0; 2011 Qtr 3: 0; 2011 Qtr 4: 0 | 42
0 | 234330-Premium T8 with T12 40 Watt Baseline - Tr1 |  | System | Commercial | 01-ALC-AllCommercial-IntLight | 0 |  |  |  |  | 27.6532 | 13.1897 | 0 | 0 | 0 | 14.4636 | 83.5202 |  | kWh | 0.017351 | 0 | Commercial | [7 empty] | 15 | 0.78 |  |  |  | 0 | 40.0313 | 0 | 0 | 0 | 0 | 0 | 0 | 0 | 0 | 0 | 0 | 2009 Qtr 1: 40.0313; 2009 Qtr 2: 0; 2009 Qtr 3: 0; 2009 Qtr 4: 0; 2010 Qtr 1: 0; 2010 Qtr 2: 0; 2010 Qtr 3: 0; 2010 Qtr 4: 0; 2011 Qtr 1: 0; 2011 Qtr 2: 0; 2011 Qtr 3: 0; 2011 Qtr 4: 0 | 40.0313
0 | 234360-Lighting-IntrHiByLnrFlscntFxtr244wrplc400w(TrI)Tr1 |  | System | Commercial | [6 empty] | 282.4319 | 153.8404 | 0 | 0 | 0 | 128.5914 | 0 |  | 0 | 0.224 | -7.1132 | Commercial |  | Winter Only | [5 empty] | 15 | 0.78 |  |  |  | 0 | 12.6755 | 0 | 0 | 0 | 0 | 0 | 0 | 0 | 0 | 0 | 0 | 2009 Qtr 1: 12.6755; 2009 Qtr 2: 0; 2009 Qtr 3: 0; 2009 Qtr 4: 0; 2010 Qtr 1: 0; 2010 Qtr 2: 0; 2010 Qtr 3: 0; 2010 Qtr 4: 0; 2011 Qtr 1: 0; 2011 Qtr 2: 0; 2011 Qtr 3: 0; 2011 Qtr 4: 0 | 12.6755
0 | 234285-Lighting-Occpncy Snsr-Hi-Bay integrated Snsr-Tr1 |  | System | Commercial | 01-ALC-AllCommercial-IntLight | 0 |  |  |  |  | 221.2703 | 95.5 | 0 | 0 | 0 | 125.7703 | 2503.6304 |  | kWh | 0.48559 | 0 | Commercial | [7 empty] | 8 | 0.84 |  |  |  | 0 | 13 | 0 | 0 | 0 | 0 | 0 | 0 | 0 | 0 | 0 | 0 | 2009 Qtr 1: 13; 2009 Qtr 2: 0; 2009 Qtr 3: 0; 2009 Qtr 4: 0; 2010 Qtr 1: 0; 2010 Qtr 2: 0; 2010 Qtr 3: 0; 2010 Qtr 4: 0; 2011 Qtr 1: 0; 2011 Qtr 2: 0; 2011 Qtr 3: 0; 2011 Qtr 4: 0 | 13
0 | 234303-Lighting-Remove 4 Ft Lamp (De-Lamp) - Tr1 |  | System | Commercial | [6 empty] | 12.3596 | 16.4871 | 0 | 0 | 0 | -4.1275 | 137.2559 |  | 0 | 0.026384 | -2.5676 | Commercial |  | Winter Only | [5 empty] | 15 | 0.77 |  |  |  | 0 | 20.0156 | 0 | 0 | 0 | 0 | 0 | 0 | 0 | 0 | 0 | 0 | 2009 Qtr 1: 20.0156; 2009 Qtr 2: 0; 2009 Qtr 3: 0; 2009 Qtr 4: 0; 2010 Qtr 1: 0; 2010 Qtr 2: 0; 2010 Qtr 3: 0; 2010 Qtr 4: 0; 2011 Qtr 1: 0; 2011 Qtr 2: 0; 2011 Qtr 3: 0; 2011 Qtr 4: 0 | 20.0156
0 | 234330-Premium T8 with T12 40 Watt Baseline - Tr1 |  | System | Commercial | 01-ALC-AllCommercial-IntLight | 0 |  |  |  |  | 27.6532 | 13.1897 | 0 | 0 | 0 | 14.4636 | 83.5202 |  | kWh | 0.017351 | 0 | Commercial | [7 empty] | 15 | 0.78 |  |  |  | 0 | 34.5725 | 0 | 0 | 0 | 0 | 0 | 0 | 0 | 0 | 0 | 0 | 2009 Qtr 1: 34.5725; 2009 Qtr 2: 0; 2009 Qtr 3: 0; 2009 Qtr 4: 0; 2010 Qtr 1: 0; 2010 Qtr 2: 0; 2010 Qtr 3: 0; 2010 Qtr 4: 0; 2011 Qtr 1: 0; 2011 Qtr 2: 0; 2011 Qtr 3: 0; 2011 Qtr 4: 0 | 34.5725
0 | 234330-Premium T8 with T12 40 Watt Baseline - Tr1 |  | System | Commercial | 01-ALC-AllCommercial-IntLight | 0 |  |  |  |  | 27.6532 | 13.1897 | 0 | 0 | 0 | 14.4636 | 83.5202 |  | kWh | 0.017351 | 0 | Commercial | [7 empty] | 15 | 0.78 |  |  |  | 0 | 29.1137 | 0 | 0 | 0 | 0 | 0 | 0 | 0 | 0 | 0 | 0 | 2009 Qtr 1: 29.1137; 2009 Qtr 2: 0; 2009 Qtr 3: 0; 2009 Qtr 4: 0; 2010 Qtr 1: 0; 2010 Qtr 2: 0; 2010 Qtr 3: 0; 2010 Qtr 4: 0; 2011 Qtr 1: 0; 2011 Qtr 2: 0; 2011 Qtr 3: 0; 2011 Qtr 4: 0 | 29.1137
0 | 234330-Premium T8 with T12 40 Watt Baseline - Tr1 |  | System | Commercial | 01-ALC-AllCommercial-IntLight | 0 |  |  |  |  | 27.6532 | 13.1897 | 0 | 0 | 0 | 14.4636 | 83.5202 |  | kWh | 0.017351 | 0 | Commercial | [7 empty] | 15 | 0.78 |  |  |  | 0 | 45.4901 | 0 | 0 | 0 | 0 | 0 | 0 | 0 | 0 | 0 | 0 | 2009 Qtr 1: 45.4901; 2009 Qtr 2: 0; 2009 Qtr 3: 0; 2009 Qtr 4: 0; 2010 Qtr 1: 0; 2010 Qtr 2: 0; 2010 Qtr 3: 0; 2010 Qtr 4: 0; 2011 Qtr 1: 0; 2011 Qtr 2: 0; 2011 Qtr 3: 0; 2011 Qtr 4: 0 | 45.4901
0 | 234049-Lighting-LED Exit Sign New Sign |  | System | Commercial | 25-SCN-Storage–Conditioned-Exit | 0 |  |  |  |  | 64.8921 | 45 | 0 | 0 | 0 | 19.8921 | 351.311 |  | kWh | 0 | 0 | Commercial | [7 empty] | 16 | 0.85 |  |  |  | 0 | 2 | 0 | 0 | 0 | 0 | 0 | 0 | 0 | 0 | 0 | 0 | 2009 Qtr 1: 2; 2009 Qtr 2: 0; 2009 Qtr 3: 0; 2009 Qtr 4: 0; 2010 Qtr 1: 0; 2010 Qtr 2: 0; 2010 Qtr 3: 0; 2010 Qtr 4: 0; 2011 Qtr 1: 0; 2011 Qtr 2: 0; 2011 Qtr 3: 0; 2011 Qtr 4: 0 | 2
0 | 234303-Lighting-Remove 4 Ft Lamp (De-Lamp) - Tr1 |  | System | Commercial | [6 empty] | 12.3596 | 16.4871 | 0 | 0 | 0 | -4.1275 | 137.2559 |  | 0 | 0.026384 | -2.5676 | Commercial |  | Winter Only | [5 empty] | 15 | 0.77 |  |  |  | 0 | 29.1137 | 0 | 0 | 0 | 0 | 0 | 0 | 0 | 0 | 0 | 0 | 2009 Qtr 1: 29.1137; 2009 Qtr 2: 0; 2009 Qtr 3: 0; 2009 Qtr 4: 0; 2010 Qtr 1: 0; 2010 Qtr 2: 0; 2010 Qtr 3: 0; 2010 Qtr 4: 0; 2011 Qtr 1: 0; 2011 Qtr 2: 0; 2011 Qtr 3: 0; 2011 Qtr 4: 0 | 29.1137
0 | 234331-Premium T8 with T12 40 Watt Baseline - Tr2 |  | System | Commercial | 01-ALC-AllCommercial-IntLight | 0 |  |  |  |  | 27.653 | 9.8923 | 0 | 0 | 0 | 17.7607 | 58.062 |  | kWh | 0.017133 | 0 | Commercial | [7 empty] | 15 | 0.78 |  |  |  | 0 | 74.6038 | 0 | 0 | 0 | 0 | 0 | 0 | 0 | 0 | 0 | 0 | 2009 Qtr 1: 0; 2009 Qtr 2: 0; 2009 Qtr 3: 0; 2009 Qtr 4: 74.6038; 2010 Qtr 1: 0; 2010 Qtr 2: 0; 2010 Qtr 3: 0; 2010 Qtr 4: 0; 2011 Qtr 1: 0; 2011 Qtr 2: 0; 2011 Qtr 3: 0; 2011 Qtr 4: 0 | 74.6038
0 | 234304-Lighting-Remove 4 Ft Lamp (De-Lamp) - Tr2 |  | System | Commercial | [6 empty] | 12.3587 | 12.3653 | 0 | 0 | 0 | -0.0066231 | 137.2559 |  | 0 | 0.026384 | -2.5676 | Commercial | [7 empty] | 15 | 0.77 |  |  |  | 0 | 38.2117 | 0 | 0 | 0 | 0 | 0 | 0 | 0 | 0 | 0 | 0 | 2009 Qtr 1: 0; 2009 Qtr 2: 0; 2009 Qtr 3: 0; 2009 Qtr 4: 38.2117; 2010 Qtr 1: 0; 2010 Qtr 2: 0; 2010 Qtr 3: 0; 2010 Qtr 4: 0; 2011 Qtr 1: 0; 2011 Qtr 2: 0; 2011 Qtr 3: 0; 2011 Qtr 4: 0 | 38.2117
0 | 234330-Premium T8 with T12 40 Watt Baseline - Tr1 |  | System | Commercial | 01-ALC-AllCommercial-IntLight | 0 |  |  |  |  | 27.6532 | 13.1897 | 0 | 0 | 0 | 14.4636 | 83.5202 |  | kWh | 0.017351 | 0 | Commercial | [7 empty] | 15 | 0.78 |  |  |  | 0 | 83.7018 | 0 | 0 | 0 | 0 | 0 | 0 | 0 | 0 | 0 | 0 | 2009 Qtr 1: 83.7018; 2009 Qtr 2: 0; 2009 Qtr 3: 0; 2009 Qtr 4: 0; 2010 Qtr 1: 0; 2010 Qtr 2: 0; 2010 Qtr 3: 0; 2010 Qtr 4: 0; 2011 Qtr 1: 0; 2011 Qtr 2: 0; 2011 Qtr 3: 0; 2011 Qtr 4: 0 | 83.7018
0 | 234303-Lighting-Remove 4 Ft Lamp (De-Lamp) - Tr1 |  | System | Commercial | [6 empty] | 12.3596 | 16.4871 | 0 | 0 | 0 | -4.1275 | 137.2559 |  | 0 | 0.026384 | -2.5676 | Commercial |  | Winter Only | [5 empty] | 15 | 0.77 |  |  |  | 0 | 16.3764 | 0 | 0 | 0 | 0 | 0 | 0 | 0 | 0 | 0 | 0 | 2009 Qtr 1: 16.3764; 2009 Qtr 2: 0; 2009 Qtr 3: 0; 2009 Qtr 4: 0; 2010 Qtr 1: 0; 2010 Qtr 2: 0; 2010 Qtr 3: 0; 2010 Qtr 4: 0; 2011 Qtr 1: 0; 2011 Qtr 2: 0; 2011 Qtr 3: 0; 2011 Qtr 4: 0 | 16.3764
0 | 234306-Lighting-Remove 8 Ft Lamp (De-Lamp) - Tr1 |  | System | Commercial | 23-RTL-Retail–SingleStorylarge-LIT_INT | 0 |  |  |  |  | 28.4369 | 27.4785 | 0 | 0 | 0 | 0.95836 | 366.7521 |  | kWh | 0.077777 | 0 | Commercial | [7 empty] | 15 | 0.77 |  |  |  | 0 | 4.549 | 0 | 0 | 0 | 0 | 0 | 0 | 0 | 0 | 0 | 0 | 2009 Qtr 1: 4.549; 2009 Qtr 2: 0; 2009 Qtr 3: 0; 2009 Qtr 4: 0; 2010 Qtr 1: 0; 2010 Qtr 2: 0; 2010 Qtr 3: 0; 2010 Qtr 4: 0; 2011 Qtr 1: 0; 2011 Qtr 2: 0; 2011 Qtr 3: 0; 2011 Qtr 4: 0 | 4.549
0 | 234049-Lighting-LED Exit Sign New Sign |  | System | Commercial | 25-SCN-Storage–Conditioned-Exit | 0 |  |  |  |  | 64.8921 | 45 | 0 | 0 | 0 | 19.8921 | 351.311 |  | kWh | 0 | 0 | Commercial | [7 empty] | 16 | 0.85 |  |  |  | 0 | 3 | 0 | 0 | 0 | 0 | 0 | 0 | 0 | 0 | 0 | 0 | 2009 Qtr 1: 3; 2009 Qtr 2: 0; 2009 Qtr 3: 0; 2009 Qtr 4: 0; 2010 Qtr 1: 0; 2010 Qtr 2: 0; 2010 Qtr 3: 0; 2010 Qtr 4: 0; 2011 Qtr 1: 0; 2011 Qtr 2: 0; 2011 Qtr 3: 0; 2011 Qtr 4: 0 | 3
0 | 234083-Refrigeration -Cooler/Freezer Door Gaskets - Glass Doors |  | System | Commercial | 09-GRO-Grocery-REFG | 0 |  |  |  |  | 2.25 | 4 | 0 | 0 | 0 | -1.75 | 104.55 |  | kWh | 0.01195 | 0 | Commercial | [7 empty] | 4 | 0.76 |  |  |  | 0 | 141 | 0 | 0 | 0 | 0 | 0 | 0 | 0 | 0 | 0 | 0 | 2009 Qtr 1: 141; 2009 Qtr 2: 0; 2009 Qtr 3: 0; 2009 Qtr 4: 0; 2010 Qtr 1: 0; 2010 Qtr 2: 0; 2010 Qtr 3: 0; 2010 Qtr 4: 0; 2011 Qtr 1: 0; 2011 Qtr 2: 0; 2011 Qtr 3: 0; 2011 Qtr 4: 0 | 141
0 | 234084-Refrigeration -Cooler/Freezer Door Gaskets - Solid Doors: Cooler |  | System | Commercial | 09-GRO-Grocery-REFG | 0 |  |  |  |  | 2.2498 | 0 | 0 | 0 | 0 | 2.2498 | 104.55 |  | kWh | 0.01195 | 0 | Commercial | [7 empty] | 4 | 0.76 |  |  |  | 0 | 16 | 0 | 0 | 0 | 0 | 0 | 0 | 0 | 0 | 0 | 0 | 2009 Qtr 1: 16; 2009 Qtr 2: 0; 2009 Qtr 3: 0; 2009 Qtr 4: 0; 2010 Qtr 1: 0; 2010 Qtr 2: 0; 2010 Qtr 3: 0; 2010 Qtr 4: 0; 2011 Qtr 1: 0; 2011 Qtr 2: 0; 2011 Qtr 3: 0; 2011 Qtr 4: 0 | 16
0 | 234083-Refrigeration -Cooler/Freezer Door Gaskets - Glass Doors |  | System | Commercial | 09-GRO-Grocery-REFG | 0 |  |  |  |  | 2.25 | 4 | 0 | 0 | 0 | -1.75 | 104.55 |  | kWh | 0.01195 | 0 | Commercial | [7 empty] | 4 | 0.76 |  |  |  | 0 | 166 | 0 | 0 | 0 | 0 | 0 | 0 | 0 | 0 | 0 | 0 | 2009 Qtr 1: 166; 2009 Qtr 2: 0; 2009 Qtr 3: 0; 2009 Qtr 4: 0; 2010 Qtr 1: 0; 2010 Qtr 2: 0; 2010 Qtr 3: 0; 2010 Qtr 4: 0; 2011 Qtr 1: 0; 2011 Qtr 2: 0; 2011 Qtr 3: 0; 2011 Qtr 4: 0 | 166
0 | 234083-Refrigeration -Cooler/Freezer Door Gaskets - Glass Doors |  | System | Commercial | 09-GRO-Grocery-REFG | 0 |  |  |  |  | 2.25 | 4 | 0 | 0 | 0 | -1.75 | 104.55 |  | kWh | 0.01195 | 0 | Commercial | [7 empty] | 4 | 0.76 |  |  |  | 0 | 159 | 0 | 0 | 0 | 0 | 0 | 0 | 0 | 0 | 0 | 0 | 2009 Qtr 1: 159; 2009 Qtr 2: 0; 2009 Qtr 3: 0; 2009 Qtr 4: 0; 2010 Qtr 1: 0; 2010 Qtr 2: 0; 2010 Qtr 3: 0; 2010 Qtr 4: 0; 2011 Qtr 1: 0; 2011 Qtr 2: 0; 2011 Qtr 3: 0; 2011 Qtr 4: 0 | 159
0 | 234330-Premium T8 with T12 40 Watt Baseline - Tr1 |  | System | Commercial | 01-ALC-AllCommercial-IntLight | 0 |  |  |  |  | 27.6532 | 13.1897 | 0 | 0 | 0 | 14.4636 | 83.5202 |  | kWh | 0.017351 | 0 | Commercial | [7 empty] | 15 | 0.78 |  |  |  | 0 | 43.6705 | 0 | 0 | 0 | 0 | 0 | 0 | 0 | 0 | 0 | 0 | 2009 Qtr 1: 0; 2009 Qtr 2: 0; 2009 Qtr 3: 0; 2009 Qtr 4: 43.6705; 2010 Qtr 1: 0; 2010 Qtr 2: 0; 2010 Qtr 3: 0; 2010 Qtr 4: 0; 2011 Qtr 1: 0; 2011 Qtr 2: 0; 2011 Qtr 3: 0; 2011 Qtr 4: 0 | 43.6705
0 | 234330-Premium T8 with T12 40 Watt Baseline - Tr1 |  | System | Commercial | 01-ALC-AllCommercial-IntLight | 0 |  |  |  |  | 27.6532 | 13.1897 | 0 | 0 | 0 | 14.4636 | 83.5202 |  | kWh | 0.017351 | 0 | Commercial | [7 empty] | 15 | 0.78 |  |  |  | 0 | 29.1137 | 0 | 0 | 0 | 0 | 0 | 0 | 0 | 0 | 0 | 0 | 2009 Qtr 1: 0; 2009 Qtr 2: 0; 2009 Qtr 3: 0; 2009 Qtr 4: 29.1137; 2010 Qtr 1: 0; 2010 Qtr 2: 0; 2010 Qtr 3: 0; 2010 Qtr 4: 0; 2011 Qtr 1: 0; 2011 Qtr 2: 0; 2011 Qtr 3: 0; 2011 Qtr 4: 0 | 29.1137
0 | 234330-Premium T8 with T12 40 Watt Baseline - Tr1 |  | System | Commercial | 01-ALC-AllCommercial-IntLight | 0 |  |  |  |  | 27.6532 | 13.1897 | 0 | 0 | 0 | 14.4636 | 83.5202 |  | kWh | 0.017351 | 0 | Commercial | [7 empty] | 15 | 0.78 |  |  |  | 0 | 40.0313 | 0 | 0 | 0 | 0 | 0 | 0 | 0 | 0 | 0 | 0 | 2009 Qtr 1: 40.0313; 2009 Qtr 2: 0; 2009 Qtr 3: 0; 2009 Qtr 4: 0; 2010 Qtr 1: 0; 2010 Qtr 2: 0; 2010 Qtr 3: 0; 2010 Qtr 4: 0; 2011 Qtr 1: 0; 2011 Qtr 2: 0; 2011 Qtr 3: 0; 2011 Qtr 4: 0 | 40.0313
0 | 234330-Premium T8 with T12 40 Watt Baseline - Tr1 |  | System | Commercial | 01-ALC-AllCommercial-IntLight | 0 |  |  |  |  | 27.6532 | 13.1897 | 0 | 0 | 0 | 14.4636 | 83.5202 |  | kWh | 0.017351 | 0 | Commercial | [7 empty] | 15 | 0.78 |  |  |  | 0 | 18.196 | 0 | 0 | 0 | 0 | 0 | 0 | 0 | 0 | 0 | 0 | 2009 Qtr 1: 18.196; 2009 Qtr 2: 0; 2009 Qtr 3: 0; 2009 Qtr 4: 0; 2010 Qtr 1: 0; 2010 Qtr 2: 0; 2010 Qtr 3: 0; 2010 Qtr 4: 0; 2011 Qtr 1: 0; 2011 Qtr 2: 0; 2011 Qtr 3: 0; 2011 Qtr 4: 0 | 18.196
0 | 234303-Lighting-Remove 4 Ft Lamp (De-Lamp) - Tr1 |  | System | Commercial | [6 empty] | 12.3596 | 16.4871 | 0 | 0 | 0 | -4.1275 | 137.2559 |  | 0 | 0.026384 | -2.5676 | Commercial |  | Winter Only | [5 empty] | 15 | 0.77 |  |  |  | 0 | 7.2784 | 0 | 0 | 0 | 0 | 0 | 0 | 0 | 0 | 0 | 0 | 2009 Qtr 1: 7.2784; 2009 Qtr 2: 0; 2009 Qtr 3: 0; 2009 Qtr 4: 0; 2010 Qtr 1: 0; 2010 Qtr 2: 0; 2010 Qtr 3: 0; 2010 Qtr 4: 0; 2011 Qtr 1: 0; 2011 Qtr 2: 0; 2011 Qtr 3: 0; 2011 Qtr 4: 0 | 7.2784
0 | 234330-Premium T8 with T12 40 Watt Baseline - Tr1 |  | System | Commercial | 01-ALC-AllCommercial-IntLight | 0 |  |  |  |  | 27.6532 | 13.1897 | 0 | 0 | 0 | 14.4636 | 83.5202 |  | kWh | 0.017351 | 0 | Commercial | [7 empty] | 15 | 0.78 |  |  |  | 0 | 14.5568 | 0 | 0 | 0 | 0 | 0 | 0 | 0 | 0 | 0 | 0 | 2009 Qtr 1: 14.5568; 2009 Qtr 2: 0; 2009 Qtr 3: 0; 2009 Qtr 4: 0; 2010 Qtr 1: 0; 2010 Qtr 2: 0; 2010 Qtr 3: 0; 2010 Qtr 4: 0; 2011 Qtr 1: 0; 2011 Qtr 2: 0; 2011 Qtr 3: 0; 2011 Qtr 4: 0 | 14.5568
0 | 234330-Premium T8 with T12 40 Watt Baseline - Tr1 |  | System | Commercial | 01-ALC-AllCommercial-IntLight | 0 |  |  |  |  | 27.6532 | 13.1897 | 0 | 0 | 0 | 14.4636 | 83.5202 |  | kWh | 0.017351 | 0 | Commercial | [7 empty] | 15 | 0.78 |  |  |  | 0 | 18.196 | 0 | 0 | 0 | 0 | 0 | 0 | 0 | 0 | 0 | 0 | 2009 Qtr 1: 18.196; 2009 Qtr 2: 0; 2009 Qtr 3: 0; 2009 Qtr 4: 0; 2010 Qtr 1: 0; 2010 Qtr 2: 0; 2010 Qtr 3: 0; 2010 Qtr 4: 0; 2011 Qtr 1: 0; 2011 Qtr 2: 0; 2011 Qtr 3: 0; 2011 Qtr 4: 0 | 18.196
0 | 234303-Lighting-Remove 4 Ft Lamp (De-Lamp) - Tr1 |  | System | Commercial | [6 empty] | 12.3596 | 16.4871 | 0 | 0 | 0 | -4.1275 | 137.2559 |  | 0 | 0.026384 | -2.5676 | Commercial |  | Winter Only | [5 empty] | 15 | 0.77 |  |  |  | 0 | 7.2784 | 0 | 0 | 0 | 0 | 0 | 0 | 0 | 0 | 0 | 0 | 2009 Qtr 1: 7.2784; 2009 Qtr 2: 0; 2009 Qtr 3: 0; 2009 Qtr 4: 0; 2010 Qtr 1: 0; 2010 Qtr 2: 0; 2010 Qtr 3: 0; 2010 Qtr 4: 0; 2011 Qtr 1: 0; 2011 Qtr 2: 0; 2011 Qtr 3: 0; 2011 Qtr 4: 0 | 7.2784
0 | 234330-Premium T8 with T12 40 Watt Baseline - Tr1 |  | System | Commercial | 01-ALC-AllCommercial-IntLight | 0 |  |  |  |  | 27.6532 | 13.1897 | 0 | 0 | 0 | 14.4636 | 83.5202 |  | kWh | 0.017351 | 0 | Commercial | [7 empty] | 15 | 0.78 |  |  |  | 0 | 47.3097 | 0 | 0 | 0 | 0 | 0 | 0 | 0 | 0 | 0 | 0 | 2009 Qtr 1: 0; 2009 Qtr 2: 0; 2009 Qtr 3: 0; 2009 Qtr 4: 47.3097; 2010 Qtr 1: 0; 2010 Qtr 2: 0; 2010 Qtr 3: 0; 2010 Qtr 4: 0; 2011 Qtr 1: 0; 2011 Qtr 2: 0; 2011 Qtr 3: 0; 2011 Qtr 4: 0 | 47.3097
0 | 234207-Lighting-8 Ft T-8 with Elec Ballast-Tr1 |  | System | Commercial | 01-ALC-AllCommercial-IntLight | 0 |  |  |  |  | 35.6901 | 21.9828 | 0 | 0 | 0 | 13.7073 | 45.8368 |  | kWh | 0.0098893 | 0 | Commercial | [7 empty] | 15 | 0.78 |  |  |  | 0 | 14.5568 | 0 | 0 | 0 | 0 | 0 | 0 | 0 | 0 | 0 | 0 | 2009 Qtr 1: 0; 2009 Qtr 2: 0; 2009 Qtr 3: 0; 2009 Qtr 4: 14.5568; 2010 Qtr 1: 0; 2010 Qtr 2: 0; 2010 Qtr 3: 0; 2010 Qtr 4: 0; 2011 Qtr 1: 0; 2011 Qtr 2: 0; 2011 Qtr 3: 0; 2011 Qtr 4: 0 | 14.5568
0 | 234306-Lighting-Remove 8 Ft Lamp (De-Lamp) - Tr1 |  | System | Commercial | 23-RTL-Retail–SingleStorylarge-LIT_INT | 0 |  |  |  |  | 28.4369 | 27.4785 | 0 | 0 | 0 | 0.95836 | 366.7521 |  | kWh | 0.077777 | 0 | Commercial | [7 empty] | 15 | 0.77 |  |  |  | 0 | 29.1137 | 0 | 0 | 0 | 0 | 0 | 0 | 0 | 0 | 0 | 0 | 2009 Qtr 1: 0; 2009 Qtr 2: 0; 2009 Qtr 3: 0; 2009 Qtr 4: 29.1137; 2010 Qtr 1: 0; 2010 Qtr 2: 0; 2010 Qtr 3: 0; 2010 Qtr 4: 0; 2011 Qtr 1: 0; 2011 Qtr 2: 0; 2011 Qtr 3: 0; 2011 Qtr 4: 0 | 29.1137
0 | 234330-Premium T8 with T12 40 Watt Baseline - Tr1 |  | System | Commercial | 01-ALC-AllCommercial-IntLight | 0 |  |  |  |  | 27.6532 | 13.1897 | 0 | 0 | 0 | 14.4636 | 83.5202 |  | kWh | 0.017351 | 0 | Commercial | [7 empty] | 15 | 0.78 |  |  |  | 0 | 14.5568 | 0 | 0 | 0 | 0 | 0 | 0 | 0 | 0 | 0 | 0 | 2009 Qtr 1: 14.5568; 2009 Qtr 2: 0; 2009 Qtr 3: 0; 2009 Qtr 4: 0; 2010 Qtr 1: 0; 2010 Qtr 2: 0; 2010 Qtr 3: 0; 2010 Qtr 4: 0; 2011 Qtr 1: 0; 2011 Qtr 2: 0; 2011 Qtr 3: 0; 2011 Qtr 4: 0 | 14.5568
0 | 234330-Premium T8 with T12 40 Watt Baseline - Tr1 |  | System | Commercial | 01-ALC-AllCommercial-IntLight | 0 |  |  |  |  | 27.6532 | 13.1897 | 0 | 0 | 0 | 14.4636 | 83.5202 |  | kWh | 0.017351 | 0 | Commercial | [7 empty] | 15 | 0.78 |  |  |  | 0 | 54.5881 | 0 | 0 | 0 | 0 | 0 | 0 | 0 | 0 | 0 | 0 | 2009 Qtr 1: 54.5881; 2009 Qtr 2: 0; 2009 Qtr 3: 0; 2009 Qtr 4: 0; 2010 Qtr 1: 0; 2010 Qtr 2: 0; 2010 Qtr 3: 0; 2010 Qtr 4: 0; 2011 Qtr 1: 0; 2011 Qtr 2: 0; 2011 Qtr 3: 0; 2011 Qtr 4: 0 | 54.5881
0 | 234306-Lighting-Remove 8 Ft Lamp (De-Lamp) - Tr1 |  | System | Commercial | 23-RTL-Retail–SingleStorylarge-LIT_INT | 0 |  |  |  |  | 28.4369 | 27.4785 | 0 | 0 | 0 | 0.95836 | 366.7521 |  | kWh | 0.077777 | 0 | Commercial | [7 empty] | 15 | 0.77 |  |  |  | 0 | 21.8353 | 0 | 0 | 0 | 0 | 0 | 0 | 0 | 0 | 0 | 0 | 2009 Qtr 1: 21.8353; 2009 Qtr 2: 0; 2009 Qtr 3: 0; 2009 Qtr 4: 0; 2010 Qtr 1: 0; 2010 Qtr 2: 0; 2010 Qtr 3: 0; 2010 Qtr 4: 0; 2011 Qtr 1: 0; 2011 Qtr 2: 0; 2011 Qtr 3: 0; 2011 Qtr 4: 0 | 21.8353
0 | 234330-Premium T8 with T12 40 Watt Baseline - Tr1 |  | System | Commercial | 01-ALC-AllCommercial-IntLight | 0 |  |  |  |  | 27.6532 | 13.1897 | 0 | 0 | 0 | 14.4636 | 83.5202 |  | kWh | 0.017351 | 0 | Commercial | [7 empty] | 15 | 0.78 |  |  |  | 0 | 49.1293 | 0 | 0 | 0 | 0 | 0 | 0 | 0 | 0 | 0 | 0 | 2009 Qtr 1: 49.1293; 2009 Qtr 2: 0; 2009 Qtr 3: 0; 2009 Qtr 4: 0; 2010 Qtr 1: 0; 2010 Qtr 2: 0; 2010 Qtr 3: 0; 2010 Qtr 4: 0; 2011 Qtr 1: 0; 2011 Qtr 2: 0; 2011 Qtr 3: 0; 2011 Qtr 4: 0 | 49.1293
0 | 234303-Lighting-Remove 4 Ft Lamp (De-Lamp) - Tr1 |  | System | Commercial | [6 empty] | 12.3596 | 16.4871 | 0 | 0 | 0 | -4.1275 | 137.2559 |  | 0 | 0.026384 | -2.5676 | Commercial |  | Winter Only | [5 empty] | 15 | 0.77 |  |  |  | 0 | 3.6392 | 0 | 0 | 0 | 0 | 0 | 0 | 0 | 0 | 0 | 0 | 2009 Qtr 1: 3.6392; 2009 Qtr 2: 0; 2009 Qtr 3: 0; 2009 Qtr 4: 0; 2010 Qtr 1: 0; 2010 Qtr 2: 0; 2010 Qtr 3: 0; 2010 Qtr 4: 0; 2011 Qtr 1: 0; 2011 Qtr 2: 0; 2011 Qtr 3: 0; 2011 Qtr 4: 0 | 3.6392
0 | 234330-Premium T8 with T12 40 Watt Baseline - Tr1 |  | System | Commercial | 01-ALC-AllCommercial-IntLight | 0 |  |  |  |  | 27.6532 | 13.1897 | 0 | 0 | 0 | 14.4636 | 83.5202 |  | kWh | 0.017351 | 0 | Commercial | [7 empty] | 15 | 0.78 |  |  |  | 0 | 80.0626 | 0 | 0 | 0 | 0 | 0 | 0 | 0 | 0 | 0 | 0 | 2009 Qtr 1: 80.0626; 2009 Qtr 2: 0; 2009 Qtr 3: 0; 2009 Qtr 4: 0; 2010 Qtr 1: 0; 2010 Qtr 2: 0; 2010 Qtr 3: 0; 2010 Qtr 4: 0; 2011 Qtr 1: 0; 2011 Qtr 2: 0; 2011 Qtr 3: 0; 2011 Qtr 4: 0 | 80.0626
0 | 234303-Lighting-Remove 4 Ft Lamp (De-Lamp) - Tr1 |  | System | Commercial | [6 empty] | 12.3596 | 16.4871 | 0 | 0 | 0 | -4.1275 | 137.2559 |  | 0 | 0.026384 | -2.5676 | Commercial |  | Winter Only | [5 empty] | 15 | 0.77 |  |  |  | 0 | 3.6392 | 0 | 0 | 0 | 0 | 0 | 0 | 0 | 0 | 0 | 0 | 2009 Qtr 1: 3.6392; 2009 Qtr 2: 0; 2009 Qtr 3: 0; 2009 Qtr 4: 0; 2010 Qtr 1: 0; 2010 Qtr 2: 0; 2010 Qtr 3: 0; 2010 Qtr 4: 0; 2011 Qtr 1: 0; 2011 Qtr 2: 0; 2011 Qtr 3: 0; 2011 Qtr 4: 0 | 3.6392
0 | 234312-Lighting-Screw in 14-26 Watt Lamp - Tr1 |  | System | Commercial | [6 empty] | 9.3196 | 10.3931 | 0 | 0 | 0 | -1.0734 | 194.1729 |  | 0 | 0.038993 | -2.6224 | Commercial |  | Annual | [5 empty] | 2.47 | 0.81 |  |  |  | 0 | 264.022 | 0 | 0 | 0 | 0 | 0 | 0 | 0 | 0 | 0 | 0 | 2009 Qtr 1: 0; 2009 Qtr 2: 0; 2009 Qtr 3: 0; 2009 Qtr 4: 264.022; 2010 Qtr 1: 0; 2010 Qtr 2: 0; 2010 Qtr 3: 0; 2010 Qtr 4: 0; 2011 Qtr 1: 0; 2011 Qtr 2: 0; 2011 Qtr 3: 0; 2011 Qtr 4: 0 | 264.022
0 | 234330-Premium T8 with T12 40 Watt Baseline - Tr1 |  | System | Commercial | 01-ALC-AllCommercial-IntLight | 0 |  |  |  |  | 27.6532 | 13.1897 | 0 | 0 | 0 | 14.4636 | 83.5202 |  | kWh | 0.017351 | 0 | Commercial | [7 empty] | 15 | 0.78 |  |  |  | 0 | 13.647 | 0 | 0 | 0 | 0 | 0 | 0 | 0 | 0 | 0 | 0 | 2009 Qtr 1: 0; 2009 Qtr 2: 0; 2009 Qtr 3: 0; 2009 Qtr 4: 13.647; 2010 Qtr 1: 0; 2010 Qtr 2: 0; 2010 Qtr 3: 0; 2010 Qtr 4: 0; 2011 Qtr 1: 0; 2011 Qtr 2: 0; 2011 Qtr 3: 0; 2011 Qtr 4: 0 | 13.647
0 | 234315-Lighting-Screw in 14-26 Watt Reflector Lamp-Tr1 |  | System | Commercial | [6 empty] | 18.0648 | 9.6507 | 0 | 0 | 0 | 8.4141 | 194.1729 |  | 0 | 0.038993 | -2.6224 | Commercial |  | Winter Only | [5 empty] | 2.47 | 0.81 |  |  |  | 0 | 60.6173 | 0 | 0 | 0 | 0 | 0 | 0 | 0 | 0 | 0 | 0 | 2009 Qtr 1: 0; 2009 Qtr 2: 0; 2009 Qtr 3: 0; 2009 Qtr 4: 60.6173; 2010 Qtr 1: 0; 2010 Qtr 2: 0; 2010 Qtr 3: 0; 2010 Qtr 4: 0; 2011 Qtr 1: 0; 2011 Qtr 2: 0; 2011 Qtr 3: 0; 2011 Qtr 4: 0 | 60.6173
0 | 234049-Lighting-LED Exit Sign New Sign |  | System | Commercial | 25-SCN-Storage–Conditioned-Exit | 0 |  |  |  |  | 64.8921 | 45 | 0 | 0 | 0 | 19.8921 | 351.311 |  | kWh | 0 | 0 | Commercial | [7 empty] | 16 | 0.85 |  |  |  | 0 | 23 | 0 | 0 | 0 | 0 | 0 | 0 | 0 | 0 | 0 | 0 | 2009 Qtr 1: 0; 2009 Qtr 2: 0; 2009 Qtr 3: 0; 2009 Qtr 4: 23; 2010 Qtr 1: 0; 2010 Qtr 2: 0; 2010 Qtr 3: 0; 2010 Qtr 4: 0; 2011 Qtr 1: 0; 2011 Qtr 2: 0; 2011 Qtr 3: 0; 2011 Qtr 4: 0 | 23
0 | 234330-Premium T8 with T12 40 Watt Baseline - Tr1 |  | System | Commercial | 01-ALC-AllCommercial-IntLight | 0 |  |  |  |  | 27.6532 | 0 | 0 | 0 | 0 | 27.6532 | 83.5202 |  | kWh | 0.017351 | 0 | Commercial | [7 empty] | 15 | 0.78 |  |  |  | 0 | 211.0741 | 0 | 0 | 0 | 0 | 0 | 0 | 0 | 0 | 0 | 0 | 2009 Qtr 1: 211.0741; 2009 Qtr 2: 0; 2009 Qtr 3: 0; 2009 Qtr 4: 0; 2010 Qtr 1: 0; 2010 Qtr 2: 0; 2010 Qtr 3: 0; 2010 Qtr 4: 0; 2011 Qtr 1: 0; 2011 Qtr 2: 0; 2011 Qtr 3: 0; 2011 Qtr 4: 0 | 211.0741
0 | 234312-Lighting-Screw in 14-26 Watt Lamp - Tr1 |  | System | Commercial | [6 empty] | 9.3196 | 10.3931 | 0 | 0 | 0 | -1.0734 | 194.1729 |  | 0 | 0.038993 | -2.6224 | Commercial |  | Annual | [5 empty] | 2.47 | 0.81 |  |  |  | 0 | 156.2579 | 0 | 0 | 0 | 0 | 0 | 0 | 0 | 0 | 0 | 0 | 2009 Qtr 1: 156.2579; 2009 Qtr 2: 0; 2009 Qtr 3: 0; 2009 Qtr 4: 0; 2010 Qtr 1: 0; 2010 Qtr 2: 0; 2010 Qtr 3: 0; 2010 Qtr 4: 0; 2011 Qtr 1: 0; 2011 Qtr 2: 0; 2011 Qtr 3: 0; 2011 Qtr 4: 0 | 156.2579
0 | 234331-Premium T8 with T12 40 Watt Baseline - Tr2 |  | System | Commercial | 01-ALC-AllCommercial-IntLight | 0 |  |  |  |  | 27.653 | 9.8923 | 0 | 0 | 0 | 17.7607 | 58.062 |  | kWh | 0.017133 | 0 | Commercial | [7 empty] | 15 | 0.78 |  |  |  | 0 | 558.6185 | 0 | 0 | 0 | 0 | 0 | 0 | 0 | 0 | 0 | 0 | 2009 Qtr 1: 0; 2009 Qtr 2: 0; 2009 Qtr 3: 0; 2009 Qtr 4: 558.6185; 2010 Qtr 1: 0; 2010 Qtr 2: 0; 2010 Qtr 3: 0; 2010 Qtr 4: 0; 2011 Qtr 1: 0; 2011 Qtr 2: 0; 2011 Qtr 3: 0; 2011 Qtr 4: 0 | 558.6185
0 | 234304-Lighting-Remove 4 Ft Lamp (De-Lamp) - Tr2 |  | System | Commercial | [6 empty] | 12.3587 | 12.3653 | 0 | 0 | 0 | -0.0066231 | 137.2559 |  | 0 | 0.026384 | -2.5676 | Commercial | [7 empty] | 15 | 0.77 |  |  |  | 0 | 279.3093 | 0 | 0 | 0 | 0 | 0 | 0 | 0 | 0 | 0 | 0 | 2009 Qtr 1: 0; 2009 Qtr 2: 0; 2009 Qtr 3: 0; 2009 Qtr 4: 279.3093; 2010 Qtr 1: 0; 2010 Qtr 2: 0; 2010 Qtr 3: 0; 2010 Qtr 4: 0; 2011 Qtr 1: 0; 2011 Qtr 2: 0; 2011 Qtr 3: 0; 2011 Qtr 4: 0 | 279.3093
0 | 234285-Lighting-Occpncy Snsr-Hi-Bay integrated Snsr-Tr1 |  | System | Commercial | 01-ALC-AllCommercial-IntLight | 0 |  |  |  |  | 221.2703 | 95.5 | 0 | 0 | 0 | 125.7703 | 2503.6304 |  | kWh | 0.48559 | 0 | Commercial | [7 empty] | 8 | 0.84 |  |  |  | 0 | 78 | 0 | 0 | 0 | 0 | 0 | 0 | 0 | 0 | 0 | 0 | 2009 Qtr 1: 78; 2009 Qtr 2: 0; 2009 Qtr 3: 0; 2009 Qtr 4: 0; 2010 Qtr 1: 0; 2010 Qtr 2: 0; 2010 Qtr 3: 0; 2010 Qtr 4: 0; 2011 Qtr 1: 0; 2011 Qtr 2: 0; 2011 Qtr 3: 0; 2011 Qtr 4: 0 | 78
0 | 234049-Lighting-LED Exit Sign New Sign |  | System | Commercial | 25-SCN-Storage–Conditioned-Exit | 0 |  |  |  |  | 64.8921 | 0 | 0 | 0 | 0 | 64.8921 | 351.311 |  | kWh | 0 | 0 | Commercial | [7 empty] | 16 | 0.85 |  |  |  | 0 | 16 | 0 | 0 | 0 | 0 | 0 | 0 | 0 | 0 | 0 | 0 | 2009 Qtr 1: 16; 2009 Qtr 2: 0; 2009 Qtr 3: 0; 2009 Qtr 4: 0; 2010 Qtr 1: 0; 2010 Qtr 2: 0; 2010 Qtr 3: 0; 2010 Qtr 4: 0; 2011 Qtr 1: 0; 2011 Qtr 2: 0; 2011 Qtr 3: 0; 2011 Qtr 4: 0 | 16
0 | 234285-Lighting-Occpncy Snsr-Hi-Bay integrated Snsr-Tr1 |  | System | Commercial | 01-ALC-AllCommercial-IntLight | 0 |  |  |  |  | 221.2703 | 95.5 | 0 | 0 | 0 | 125.7703 | 2503.6304 |  | kWh | 0.48559 | 0 | Commercial | [7 empty] | 8 | 0.84 |  |  |  | 0 | 186 | 0 | 0 | 0 | 0 | 0 | 0 | 0 | 0 | 0 | 0 | 2009 Qtr 1: 186; 2009 Qtr 2: 0; 2009 Qtr 3: 0; 2009 Qtr 4: 0; 2010 Qtr 1: 0; 2010 Qtr 2: 0; 2010 Qtr 3: 0; 2010 Qtr 4: 0; 2011 Qtr 1: 0; 2011 Qtr 2: 0; 2011 Qtr 3: 0; 2011 Qtr 4: 0 | 186
0 | 234330-Premium T8 with T12 40 Watt Baseline - Tr1 |  | System | Commercial | 01-ALC-AllCommercial-IntLight | 0 |  |  |  |  | 27.6532 | 13.1897 | 0 | 0 | 0 | 14.4636 | 83.5202 |  | kWh | 0.017351 | 0 | Commercial | [7 empty] | 15 | 0.78 |  |  |  | 0 | 50.9489 | 0 | 0 | 0 | 0 | 0 | 0 | 0 | 0 | 0 | 0 | 2009 Qtr 1: 50.9489; 2009 Qtr 2: 0; 2009 Qtr 3: 0; 2009 Qtr 4: 0; 2010 Qtr 1: 0; 2010 Qtr 2: 0; 2010 Qtr 3: 0; 2010 Qtr 4: 0; 2011 Qtr 1: 0; 2011 Qtr 2: 0; 2011 Qtr 3: 0; 2011 Qtr 4: 0 | 50.9489
0 | 234330-Premium T8 with T12 40 Watt Baseline - Tr1 |  | System | Commercial | 01-ALC-AllCommercial-IntLight | 0 |  |  |  |  | 27.6532 | 13.1897 | 0 | 0 | 0 | 14.4636 | 83.5202 |  | kWh | 0.017351 | 0 | Commercial | [7 empty] | 15 | 0.78 |  |  |  | 0 | 47.3097 | 0 | 0 | 0 | 0 | 0 | 0 | 0 | 0 | 0 | 0 | 2009 Qtr 1: 47.3097; 2009 Qtr 2: 0; 2009 Qtr 3: 0; 2009 Qtr 4: 0; 2010 Qtr 1: 0; 2010 Qtr 2: 0; 2010 Qtr 3: 0; 2010 Qtr 4: 0; 2011 Qtr 1: 0; 2011 Qtr 2: 0; 2011 Qtr 3: 0; 2011 Qtr 4: 0 | 47.3097
0 | 234330-Premium T8 with T12 40 Watt Baseline - Tr1 |  | System | Commercial | 01-ALC-AllCommercial-IntLight | 0 |  |  |  |  | 27.6532 | 13.1897 | 0 | 0 | 0 | 14.4636 | 83.5202 |  | kWh | 0.017351 | 0 | Commercial | [7 empty] | 15 | 0.78 |  |  |  | 0 | 51.8587 | 0 | 0 | 0 | 0 | 0 | 0 | 0 | 0 | 0 | 0 | 2009 Qtr 1: 51.8587; 2009 Qtr 2: 0; 2009 Qtr 3: 0; 2009 Qtr 4: 0; 2010 Qtr 1: 0; 2010 Qtr 2: 0; 2010 Qtr 3: 0; 2010 Qtr 4: 0; 2011 Qtr 1: 0; 2011 Qtr 2: 0; 2011 Qtr 3: 0; 2011 Qtr 4: 0 | 51.8587
0 | 234330-Premium T8 with T12 40 Watt Baseline - Tr1 |  | System | Commercial | 01-ALC-AllCommercial-IntLight | 0 |  |  |  |  | 27.6532 | 13.1897 | 0 | 0 | 0 | 14.4636 | 83.5202 |  | kWh | 0.017351 | 0 | Commercial | [7 empty] | 15 | 0.78 |  |  |  | 0 | 45.4901 | 0 | 0 | 0 | 0 | 0 | 0 | 0 | 0 | 0 | 0 | 2009 Qtr 1: 45.4901; 2009 Qtr 2: 0; 2009 Qtr 3: 0; 2009 Qtr 4: 0; 2010 Qtr 1: 0; 2010 Qtr 2: 0; 2010 Qtr 3: 0; 2010 Qtr 4: 0; 2011 Qtr 1: 0; 2011 Qtr 2: 0; 2011 Qtr 3: 0; 2011 Qtr 4: 0 | 45.4901
0 | 234330-Premium T8 with T12 40 Watt Baseline - Tr1 |  | System | Commercial | 01-ALC-AllCommercial-IntLight | 0 |  |  |  |  | 27.6532 | 13.1897 | 0 | 0 | 0 | 14.4636 | 83.5202 |  | kWh | 0.017351 | 0 | Commercial | [7 empty] | 15 | 0.78 |  |  |  | 0 | 10.9176 | 0 | 0 | 0 | 0 | 0 | 0 | 0 | 0 | 0 | 0 | 2009 Qtr 1: 10.9176; 2009 Qtr 2: 0; 2009 Qtr 3: 0; 2009 Qtr 4: 0; 2010 Qtr 1: 0; 2010 Qtr 2: 0; 2010 Qtr 3: 0; 2010 Qtr 4: 0; 2011 Qtr 1: 0; 2011 Qtr 2: 0; 2011 Qtr 3: 0; 2011 Qtr 4: 0 | 10.9176
0 | 234330-Premium T8 with T12 40 Watt Baseline - Tr1 |  | System | Commercial | 01-ALC-AllCommercial-IntLight | 0 |  |  |  |  | 27.6532 | 13.1897 | 0 | 0 | 0 | 14.4636 | 83.5202 |  | kWh | 0.017351 | 0 | Commercial | [7 empty] | 15 | 0.78 |  |  |  | 0 | 29.1137 | 0 | 0 | 0 | 0 | 0 | 0 | 0 | 0 | 0 | 0 | 2009 Qtr 1: 29.1137; 2009 Qtr 2: 0; 2009 Qtr 3: 0; 2009 Qtr 4: 0; 2010 Qtr 1: 0; 2010 Qtr 2: 0; 2010 Qtr 3: 0; 2010 Qtr 4: 0; 2011 Qtr 1: 0; 2011 Qtr 2: 0; 2011 Qtr 3: 0; 2011 Qtr 4: 0 | 29.1137
0 | 234306-Lighting-Remove 8 Ft Lamp (De-Lamp) - Tr1 |  | System | Commercial | 23-RTL-Retail–SingleStorylarge-LIT_INT | 0 |  |  |  |  | 28.4369 | 27.4785 | 0 | 0 | 0 | 0.95836 | 366.7521 |  | kWh | 0.077777 | 0 | Commercial | [7 empty] | 15 | 0.77 |  |  |  | 0 | 1.8196 | 0 | 0 | 0 | 0 | 0 | 0 | 0 | 0 | 0 | 0 | 2009 Qtr 1: 1.8196; 2009 Qtr 2: 0; 2009 Qtr 3: 0; 2009 Qtr 4: 0; 2010 Qtr 1: 0; 2010 Qtr 2: 0; 2010 Qtr 3: 0; 2010 Qtr 4: 0; 2011 Qtr 1: 0; 2011 Qtr 2: 0; 2011 Qtr 3: 0; 2011 Qtr 4: 0 | 1.8196
0 | 234330-Premium T8 with T12 40 Watt Baseline - Tr1 |  | System | Commercial | 01-ALC-AllCommercial-IntLight | 0 |  |  |  |  | 27.6532 | 13.1897 | 0 | 0 | 0 | 14.4636 | 83.5202 |  | kWh | 0.017351 | 0 | Commercial | [7 empty] | 15 | 0.78 |  |  |  | 0 | 145.5683 | 0 | 0 | 0 | 0 | 0 | 0 | 0 | 0 | 0 | 0 | 2009 Qtr 1: 145.5683; 2009 Qtr 2: 0; 2009 Qtr 3: 0; 2009 Qtr 4: 0; 2010 Qtr 1: 0; 2010 Qtr 2: 0; 2010 Qtr 3: 0; 2010 Qtr 4: 0; 2011 Qtr 1: 0; 2011 Qtr 2: 0; 2011 Qtr 3: 0; 2011 Qtr 4: 0 | 145.5683
0 | 234330-Premium T8 with T12 40 Watt Baseline - Tr1 |  | System | Commercial | 01-ALC-AllCommercial-IntLight | 0 |  |  |  |  | 27.6532 | 13.1897 | 0 | 0 | 0 | 14.4636 | 83.5202 |  | kWh | 0.017351 | 0 | Commercial | [7 empty] | 15 | 0.78 |  |  |  | 0 | 280.2191 | 0 | 0 | 0 | 0 | 0 | 0 | 0 | 0 | 0 | 0 | 2009 Qtr 1: 280.2191; 2009 Qtr 2: 0; 2009 Qtr 3: 0; 2009 Qtr 4: 0; 2010 Qtr 1: 0; 2010 Qtr 2: 0; 2010 Qtr 3: 0; 2010 Qtr 4: 0; 2011 Qtr 1: 0; 2011 Qtr 2: 0; 2011 Qtr 3: 0; 2011 Qtr 4: 0 | 280.2191
0 | 234330-Premium T8 with T12 40 Watt Baseline - Tr1 |  | System | Commercial | 01-ALC-AllCommercial-IntLight | 0 |  |  |  |  | 27.6532 | 13.1897 | 0 | 0 | 0 | 14.4636 | 83.5202 |  | kWh | 0.017351 | 0 | Commercial | [7 empty] | 15 | 0.78 |  |  |  | 0 | 58.2273 | 0 | 0 | 0 | 0 | 0 | 0 | 0 | 0 | 0 | 0 | 2009 Qtr 1: 0; 2009 Qtr 2: 0; 2009 Qtr 3: 0; 2009 Qtr 4: 58.2273; 2010 Qtr 1: 0; 2010 Qtr 2: 0; 2010 Qtr 3: 0; 2010 Qtr 4: 0; 2011 Qtr 1: 0; 2011 Qtr 2: 0; 2011 Qtr 3: 0; 2011 Qtr 4: 0 | 58.2273
0 | 234330-Premium T8 with T12 40 Watt Baseline - Tr1 |  | System | Commercial | 01-ALC-AllCommercial-IntLight | 0 |  |  |  |  | 27.6532 | 13.1897 | 0 | 0 | 0 | 14.4636 | 83.5202 |  | kWh | 0.017351 | 0 | Commercial | [7 empty] | 15 | 0.78 |  |  |  | 0 | 43.6705 | 0 | 0 | 0 | 0 | 0 | 0 | 0 | 0 | 0 | 0 | 2009 Qtr 1: 0; 2009 Qtr 2: 0; 2009 Qtr 3: 0; 2009 Qtr 4: 43.6705; 2010 Qtr 1: 0; 2010 Qtr 2: 0; 2010 Qtr 3: 0; 2010 Qtr 4: 0; 2011 Qtr 1: 0; 2011 Qtr 2: 0; 2011 Qtr 3: 0; 2011 Qtr 4: 0 | 43.6705
0 | 234330-Premium T8 with T12 40 Watt Baseline - Tr1 |  | System | Commercial | 01-ALC-AllCommercial-IntLight | 0 |  |  |  |  | 27.6532 | 13.1897 | 0 | 0 | 0 | 14.4636 | 83.5202 |  | kWh | 0.017351 | 0 | Commercial | [7 empty] | 15 | 0.78 |  |  |  | 0 | 25.4745 | 0 | 0 | 0 | 0 | 0 | 0 | 0 | 0 | 0 | 0 | 2009 Qtr 1: 0; 2009 Qtr 2: 0; 2009 Qtr 3: 0; 2009 Qtr 4: 25.4745; 2010 Qtr 1: 0; 2010 Qtr 2: 0; 2010 Qtr 3: 0; 2010 Qtr 4: 0; 2011 Qtr 1: 0; 2011 Qtr 2: 0; 2011 Qtr 3: 0; 2011 Qtr 4: 0 | 25.4745
0 | 234330-Premium T8 with T12 40 Watt Baseline - Tr1 |  | System | Commercial | 01-ALC-AllCommercial-IntLight | 0 |  |  |  |  | 27.6532 | 13.1897 | 0 | 0 | 0 | 14.4636 | 83.5202 |  | kWh | 0.017351 | 0 | Commercial | [7 empty] | 15 | 0.78 |  |  |  | 0 | 14.5568 | 0 | 0 | 0 | 0 | 0 | 0 | 0 | 0 | 0 | 0 | 2009 Qtr 1: 14.5568; 2009 Qtr 2: 0; 2009 Qtr 3: 0; 2009 Qtr 4: 0; 2010 Qtr 1: 0; 2010 Qtr 2: 0; 2010 Qtr 3: 0; 2010 Qtr 4: 0; 2011 Qtr 1: 0; 2011 Qtr 2: 0; 2011 Qtr 3: 0; 2011 Qtr 4: 0 | 14.5568
0 | 234157-Pipe Insulation - Low Pressure Steam Applic. (LF) 1 in |  | System | Commercial | 01-ALC-AllCommercial-Vent/Fan | 0 |  |  |  |  | 5.22 | 3 | 0 | 0 | 0 | 2.22 | 0 |  | kWh | 0 | 13.4 | Commercial |  | Annual | [5 empty] | 20 | 0.7 |  |  |  | 0 | 159 | 0 | 0 | 0 | 0 | 0 | 0 | 0 | 0 | 0 | 0 | 2009 Qtr 1: 159; 2009 Qtr 2: 0; 2009 Qtr 3: 0; 2009 Qtr 4: 0; 2010 Qtr 1: 0; 2010 Qtr 2: 0; 2010 Qtr 3: 0; 2010 Qtr 4: 0; 2011 Qtr 1: 0; 2011 Qtr 2: 0; 2011 Qtr 3: 0; 2011 Qtr 4: 0 | 159
0 | 234157-Pipe Insulation - Low Pressure Steam Applic. (LF) 1 in |  | System | Commercial | 01-ALC-AllCommercial-Vent/Fan | 0 |  |  |  |  | 5.22 | 3 | 0 | 0 | 0 | 2.22 | 0 |  | kWh | 0 | 13.4 | Commercial |  | Annual | [5 empty] | 20 | 0.7 |  |  |  | 0 | 96 | 0 | 0 | 0 | 0 | 0 | 0 | 0 | 0 | 0 | 0 | 2009 Qtr 1: 96; 2009 Qtr 2: 0; 2009 Qtr 3: 0; 2009 Qtr 4: 0; 2010 Qtr 1: 0; 2010 Qtr 2: 0; 2010 Qtr 3: 0; 2010 Qtr 4: 0; 2011 Qtr 1: 0; 2011 Qtr 2: 0; 2011 Qtr 3: 0; 2011 Qtr 4: 0 | 96
0 | 234330-Premium T8 with T12 40 Watt Baseline - Tr1 |  | System | Commercial | 01-ALC-AllCommercial-IntLight | 0 |  |  |  |  | 27.6532 | 13.1897 | 0 | 0 | 0 | 14.4636 | 83.5202 |  | kWh | 0.017351 | 0 | Commercial | [7 empty] | 15 | 0.78 |  |  |  | 0 | 174.682 | 0 | 0 | 0 | 0 | 0 | 0 | 0 | 0 | 0 | 0 | 2009 Qtr 1: 174.682; 2009 Qtr 2: 0; 2009 Qtr 3: 0; 2009 Qtr 4: 0; 2010 Qtr 1: 0; 2010 Qtr 2: 0; 2010 Qtr 3: 0; 2010 Qtr 4: 0; 2011 Qtr 1: 0; 2011 Qtr 2: 0; 2011 Qtr 3: 0; 2011 Qtr 4: 0 | 174.682
0 | 234303-Lighting-Remove 4 Ft Lamp (De-Lamp) - Tr1 |  | System | Commercial | [6 empty] | 12.3596 | 16.4871 | 0 | 0 | 0 | -4.1275 | 137.2559 |  | 0 | 0.026384 | -2.5676 | Commercial |  | Winter Only | [5 empty] | 15 | 0.77 |  |  |  | 0 | 174.682 | 0 | 0 | 0 | 0 | 0 | 0 | 0 | 0 | 0 | 0 | 2009 Qtr 1: 174.682; 2009 Qtr 2: 0; 2009 Qtr 3: 0; 2009 Qtr 4: 0; 2010 Qtr 1: 0; 2010 Qtr 2: 0; 2010 Qtr 3: 0; 2010 Qtr 4: 0; 2011 Qtr 1: 0; 2011 Qtr 2: 0; 2011 Qtr 3: 0; 2011 Qtr 4: 0 | 174.682
0 | 234330-Premium T8 with T12 40 Watt Baseline - Tr1 |  | System | Commercial | 01-ALC-AllCommercial-IntLight | 0 |  |  |  |  | 27.6532 | 13.1897 | 0 | 0 | 0 | 14.4636 | 83.5202 |  | kWh | 0.017351 | 0 | Commercial | [7 empty] | 15 | 0.78 |  |  |  | 0 | 324.7994 | 0 | 0 | 0 | 0 | 0 | 0 | 0 | 0 | 0 | 0 | 2009 Qtr 1: 0; 2009 Qtr 2: 0; 2009 Qtr 3: 0; 2009 Qtr 4: 324.7994; 2010 Qtr 1: 0; 2010 Qtr 2: 0; 2010 Qtr 3: 0; 2010 Qtr 4: 0; 2011 Qtr 1: 0; 2011 Qtr 2: 0; 2011 Qtr 3: 0; 2011 Qtr 4: 0 | 324.7994
0 | 234303-Lighting-Remove 4 Ft Lamp (De-Lamp) - Tr1 |  | System | Commercial | [6 empty] | 12.3596 | 16.4871 | 0 | 0 | 0 | -4.1275 | 137.2559 |  | 0 | 0.026384 | -2.5676 | Commercial |  | Winter Only | [5 empty] | 15 | 0.77 |  |  |  | 0 | 302.9641 | 0 | 0 | 0 | 0 | 0 | 0 | 0 | 0 | 0 | 0 | 2009 Qtr 1: 0; 2009 Qtr 2: 0; 2009 Qtr 3: 0; 2009 Qtr 4: 302.9641; 2010 Qtr 1: 0; 2010 Qtr 2: 0; 2010 Qtr 3: 0; 2010 Qtr 4: 0; 2011 Qtr 1: 0; 2011 Qtr 2: 0; 2011 Qtr 3: 0; 2011 Qtr 4: 0 | 302.9641
0 | 234330-Premium T8 with T12 40 Watt Baseline - Tr1 |  | System | Commercial | 01-ALC-AllCommercial-IntLight | 0 |  |  |  |  | 27.6532 | 13.1897 | 0 | 0 | 0 | 14.4636 | 83.5202 |  | kWh | 0.017351 | 0 | Commercial | [7 empty] | 15 | 0.78 |  |  |  | 0 | 569.5362 | 0 | 0 | 0 | 0 | 0 | 0 | 0 | 0 | 0 | 0 | 2009 Qtr 1: 569.5362; 2009 Qtr 2: 0; 2009 Qtr 3: 0; 2009 Qtr 4: 0; 2010 Qtr 1: 0; 2010 Qtr 2: 0; 2010 Qtr 3: 0; 2010 Qtr 4: 0; 2011 Qtr 1: 0; 2011 Qtr 2: 0; 2011 Qtr 3: 0; 2011 Qtr 4: 0 | 569.5362
0 | 234303-Lighting-Remove 4 Ft Lamp (De-Lamp) - Tr1 |  | System | Commercial | [6 empty] | 12.3596 | 16.4871 | 0 | 0 | 0 | -4.1275 | 137.2559 |  | 0 | 0.026384 | -2.5676 | Commercial |  | Winter Only | [5 empty] | 15 | 0.77 |  |  |  | 0 | 105.5371 | 0 | 0 | 0 | 0 | 0 | 0 | 0 | 0 | 0 | 0 | 2009 Qtr 1: 105.5371; 2009 Qtr 2: 0; 2009 Qtr 3: 0; 2009 Qtr 4: 0; 2010 Qtr 1: 0; 2010 Qtr 2: 0; 2010 Qtr 3: 0; 2010 Qtr 4: 0; 2011 Qtr 1: 0; 2011 Qtr 2: 0; 2011 Qtr 3: 0; 2011 Qtr 4: 0 | 105.5371
0 | 234330-Premium T8 with T12 40 Watt Baseline - Tr1 |  | System | Commercial | 01-ALC-AllCommercial-IntLight | 0 |  |  |  |  | 27.6532 | 13.1897 | 0 | 0 | 0 | 14.4636 | 83.5202 |  | kWh | 0.017351 | 0 | Commercial | [7 empty] | 15 | 0.78 |  |  |  | 0 | 52.7685 | 0 | 0 | 0 | 0 | 0 | 0 | 0 | 0 | 0 | 0 | 2009 Qtr 1: 0; 2009 Qtr 2: 0; 2009 Qtr 3: 0; 2009 Qtr 4: 52.7685; 2010 Qtr 1: 0; 2010 Qtr 2: 0; 2010 Qtr 3: 0; 2010 Qtr 4: 0; 2011 Qtr 1: 0; 2011 Qtr 2: 0; 2011 Qtr 3: 0; 2011 Qtr 4: 0 | 52.7685
0 | 234312-Lighting-Screw in 14-26 Watt Lamp - Tr1 |  | System | Commercial | [6 empty] | 9.3196 | 10.3931 | 0 | 0 | 0 | -1.0734 | 194.1729 |  | 0 | 0.038993 | -2.6224 | Commercial |  | Annual | [5 empty] | 2.47 | 0.81 |  |  |  | 0 | 0.67353 | 0 | 0 | 0 | 0 | 0 | 0 | 0 | 0 | 0 | 0 | 2009 Qtr 1: 0; 2009 Qtr 2: 0; 2009 Qtr 3: 0; 2009 Qtr 4: 0.67353; 2010 Qtr 1: 0; 2010 Qtr 2: 0; 2010 Qtr 3: 0; 2010 Qtr 4: 0; 2011 Qtr 1: 0; 2011 Qtr 2: 0; 2011 Qtr 3: 0; 2011 Qtr 4: 0 | 0.67353
0 | 234148-Premium T8 with T12 40 Watt Baseline |  | System | Commercial | 18-OFS-Office–Small-IntLight | 0 |  |  |  |  | 27.6544 | 13.1897 | 0 | 0 | 0 | 14.4647 | 94.2079 |  | kWh | 0.016987 | 0 | Commercial | [7 empty] | 15 | 0.78 |  |  |  | 0 | 10.9176 | 0 | 0 | 0 | 0 | 0 | 0 | 0 | 0 | 0 | 0 | 2009 Qtr 1: 0; 2009 Qtr 2: 0; 2009 Qtr 3: 0; 2009 Qtr 4: 10.9176; 2010 Qtr 1: 0; 2010 Qtr 2: 0; 2010 Qtr 3: 0; 2010 Qtr 4: 0; 2011 Qtr 1: 0; 2011 Qtr 2: 0; 2011 Qtr 3: 0; 2011 Qtr 4: 0 | 10.9176
0 | 234207-Lighting-8 Ft T-8 with Elec Ballast-Tr1 |  | System | Commercial | 01-ALC-AllCommercial-IntLight | 0 |  |  |  |  | 35.6901 | 21.9828 | 0 | 0 | 0 | 13.7073 | 45.8368 |  | kWh | 0.0098893 | 0 | Commercial | [7 empty] | 15 | 0.78 |  |  |  | 0 | 9.098 | 0 | 0 | 0 | 0 | 0 | 0 | 0 | 0 | 0 | 0 | 2009 Qtr 1: 0; 2009 Qtr 2: 0; 2009 Qtr 3: 0; 2009 Qtr 4: 9.098; 2010 Qtr 1: 0; 2010 Qtr 2: 0; 2010 Qtr 3: 0; 2010 Qtr 4: 0; 2011 Qtr 1: 0; 2011 Qtr 2: 0; 2011 Qtr 3: 0; 2011 Qtr 4: 0 | 9.098
0 | 234286-Lighting-Occpncy Snsr-Hi-Bay integrated Snsr-Tr2 |  | System | Commercial | 01-ALC-AllCommercial-IntLight | 0 |  |  |  |  | 221.37 | 95.5 | 0 | 0 | 0 | 125.87 | 1499.5759 |  | kWh | 0.47213 | 0 | Commercial | [7 empty] | 8 | 0.84 |  |  |  | 0 | 8 | 0 | 0 | 0 | 0 | 0 | 0 | 0 | 0 | 0 | 0 | 2009 Qtr 1: 8; 2009 Qtr 2: 0; 2009 Qtr 3: 0; 2009 Qtr 4: 0; 2010 Qtr 1: 0; 2010 Qtr 2: 0; 2010 Qtr 3: 0; 2010 Qtr 4: 0; 2011 Qtr 1: 0; 2011 Qtr 2: 0; 2011 Qtr 3: 0; 2011 Qtr 4: 0 | 8
0 | 234361-Lighting-IntrHiByLnrFlscntFxtr244wrplc400w(TrI)Tr2 |  | System | Commercial | 01-ALC-AllCommercial-IntLight | 0 |  |  |  |  | 327.8836 | 115.3803 | 0 | 0 | 0 | 212.5033 | 698.8643 |  | kWh | 0.2203 | 0 | Commercial | [7 empty] | 15 | 0.78 |  |  |  | 0 | 7.8003 | 0 | 0 | 0 | 0 | 0 | 0 | 0 | 0 | 0 | 0 | 2009 Qtr 1: 7.8003; 2009 Qtr 2: 0; 2009 Qtr 3: 0; 2009 Qtr 4: 0; 2010 Qtr 1: 0; 2010 Qtr 2: 0; 2010 Qtr 3: 0; 2010 Qtr 4: 0; 2011 Qtr 1: 0; 2011 Qtr 2: 0; 2011 Qtr 3: 0; 2011 Qtr 4: 0 | 7.8003
0 | 234303-Lighting-Remove 4 Ft Lamp (De-Lamp) - Tr1 |  | System | Commercial | [6 empty] | 12.3596 | 0 | 0 | 0 | 0 | 12.3596 | 137.2559 |  | 0 | 0.026384 | -2.5676 | Commercial |  | Winter Only | [5 empty] | 15 | 0.77 |  |  |  | 0 | 110.0861 | 0 | 0 | 0 | 0 | 0 | 0 | 0 | 0 | 0 | 0 | 2009 Qtr 1: 0; 2009 Qtr 2: 0; 2009 Qtr 3: 0; 2009 Qtr 4: 110.0861; 2010 Qtr 1: 0; 2010 Qtr 2: 0; 2010 Qtr 3: 0; 2010 Qtr 4: 0; 2011 Qtr 1: 0; 2011 Qtr 2: 0; 2011 Qtr 3: 0; 2011 Qtr 4: 0 | 110.0861
0 | 234312-Lighting-Screw in 14-26 Watt Lamp - Tr1 |  | System | Commercial | [6 empty] | 9.3196 | 10.3931 | 0 | 0 | 0 | -1.0734 | 194.1729 |  | 0 | 0.038993 | -2.6224 | Commercial |  | Annual | [5 empty] | 2.47 | 0.81 |  |  |  | 0 | 12.797 | 0 | 0 | 0 | 0 | 0 | 0 | 0 | 0 | 0 | 0 | 2009 Qtr 1: 0; 2009 Qtr 2: 0; 2009 Qtr 3: 0; 2009 Qtr 4: 12.797; 2010 Qtr 1: 0; 2010 Qtr 2: 0; 2010 Qtr 3: 0; 2010 Qtr 4: 0; 2011 Qtr 1: 0; 2011 Qtr 2: 0; 2011 Qtr 3: 0; 2011 Qtr 4: 0 | 12.797
0 | 234315-Lighting-Screw in 14-26 Watt Reflector Lamp-Tr1 |  | System | Commercial | [6 empty] | 18.0648 | 9.6507 | 0 | 0 | 0 | 8.4141 | 194.1729 |  | 0 | 0.038993 | -2.6224 | Commercial |  | Winter Only | [5 empty] | 2.47 | 0.81 |  |  |  | 0 | 55.9026 | 0 | 0 | 0 | 0 | 0 | 0 | 0 | 0 | 0 | 0 | 2009 Qtr 1: 0; 2009 Qtr 2: 0; 2009 Qtr 3: 0; 2009 Qtr 4: 55.9026; 2010 Qtr 1: 0; 2010 Qtr 2: 0; 2010 Qtr 3: 0; 2010 Qtr 4: 0; 2011 Qtr 1: 0; 2011 Qtr 2: 0; 2011 Qtr 3: 0; 2011 Qtr 4: 0 | 55.9026
0 | 234327-Premium T8 with T12 34Watt Baseline - Tr1 |  | System | Commercial | 01-ALC-AllCommercial-IntLight | 0 |  |  |  |  | 27.6544 | 0 | 0 | 0 | 0 | 27.6544 | 70.9346 |  | kWh | 0.011477 | 0 | Commercial | [7 empty] | 15 | 0.78 |  |  |  | 0 | 152.8468 | 0 | 0 | 0 | 0 | 0 | 0 | 0 | 0 | 0 | 0 | 2009 Qtr 1: 0; 2009 Qtr 2: 0; 2009 Qtr 3: 0; 2009 Qtr 4: 152.8468; 2010 Qtr 1: 0; 2010 Qtr 2: 0; 2010 Qtr 3: 0; 2010 Qtr 4: 0; 2011 Qtr 1: 0; 2011 Qtr 2: 0; 2011 Qtr 3: 0; 2011 Qtr 4: 0 | 152.8468
0 | 234312-Lighting-Screw in 14-26 Watt Lamp - Tr1 |  | System | Commercial | [6 empty] | 9.3196 | 10.3931 | 0 | 0 | 0 | -1.0734 | 194.1729 |  | 0 | 0.038993 | -2.6224 | Commercial |  | Annual | [5 empty] | 2.47 | 0.81 |  |  |  | 0 | 0.67353 | 0 | 0 | 0 | 0 | 0 | 0 | 0 | 0 | 0 | 0 | 2009 Qtr 1: 0.67353; 2009 Qtr 2: 0; 2009 Qtr 3: 0; 2009 Qtr 4: 0; 2010 Qtr 1: 0; 2010 Qtr 2: 0; 2010 Qtr 3: 0; 2010 Qtr 4: 0; 2011 Qtr 1: 0; 2011 Qtr 2: 0; 2011 Qtr 3: 0; 2011 Qtr 4: 0 | 0.67353
0 | 234330-Premium T8 with T12 40 Watt Baseline - Tr1 |  | System | Commercial | 01-ALC-AllCommercial-IntLight | 0 |  |  |  |  | 27.6532 | 13.1897 | 0 | 0 | 0 | 14.4636 | 83.5202 |  | kWh | 0.017351 | 0 | Commercial | [7 empty] | 15 | 0.78 |  |  |  | 0 | 100.0782 | 0 | 0 | 0 | 0 | 0 | 0 | 0 | 0 | 0 | 0 | 2009 Qtr 1: 100.0782; 2009 Qtr 2: 0; 2009 Qtr 3: 0; 2009 Qtr 4: 0; 2010 Qtr 1: 0; 2010 Qtr 2: 0; 2010 Qtr 3: 0; 2010 Qtr 4: 0; 2011 Qtr 1: 0; 2011 Qtr 2: 0; 2011 Qtr 3: 0; 2011 Qtr 4: 0 | 100.0782
0 | 234303-Lighting-Remove 4 Ft Lamp (De-Lamp) - Tr1 |  | System | Commercial | [6 empty] | 12.3596 | 0 | 0 | 0 | 0 | 12.3596 | 137.2559 |  | 0 | 0.026384 | -2.5676 | Commercial |  | Winter Only | [5 empty] | 15 | 0.77 |  |  |  | 0 | 25.4745 | 0 | 0 | 0 | 0 | 0 | 0 | 0 | 0 | 0 | 0 | 2009 Qtr 1: 25.4745; 2009 Qtr 2: 0; 2009 Qtr 3: 0; 2009 Qtr 4: 0; 2010 Qtr 1: 0; 2010 Qtr 2: 0; 2010 Qtr 3: 0; 2010 Qtr 4: 0; 2011 Qtr 1: 0; 2011 Qtr 2: 0; 2011 Qtr 3: 0; 2011 Qtr 4: 0 | 25.4745
0 | 234306-Lighting-Remove 8 Ft Lamp (De-Lamp) - Tr1 |  | System | Commercial | 23-RTL-Retail–SingleStorylarge-LIT_INT | 0 |  |  |  |  | 28.4369 | 27.4785 | 0 | 0 | 0 | 0.95836 | 366.7521 |  | kWh | 0.077777 | 0 | Commercial | [7 empty] | 15 | 0.77 |  |  |  | 0 | 12.7372 | 0 | 0 | 0 | 0 | 0 | 0 | 0 | 0 | 0 | 0 | 2009 Qtr 1: 12.7372; 2009 Qtr 2: 0; 2009 Qtr 3: 0; 2009 Qtr 4: 0; 2010 Qtr 1: 0; 2010 Qtr 2: 0; 2010 Qtr 3: 0; 2010 Qtr 4: 0; 2011 Qtr 1: 0; 2011 Qtr 2: 0; 2011 Qtr 3: 0; 2011 Qtr 4: 0 | 12.7372
0 | 234330-Premium T8 with T12 40 Watt Baseline - Tr1 |  | System | Commercial | 01-ALC-AllCommercial-IntLight | 0 |  |  |  |  | 27.6532 | 13.1897 | 0 | 0 | 0 | 14.4636 | 83.5202 |  | kWh | 0.017351 | 0 | Commercial | [7 empty] | 15 | 0.78 |  |  |  | 0 | 23.6549 | 0 | 0 | 0 | 0 | 0 | 0 | 0 | 0 | 0 | 0 | 2009 Qtr 1: 23.6549; 2009 Qtr 2: 0; 2009 Qtr 3: 0; 2009 Qtr 4: 0; 2010 Qtr 1: 0; 2010 Qtr 2: 0; 2010 Qtr 3: 0; 2010 Qtr 4: 0; 2011 Qtr 1: 0; 2011 Qtr 2: 0; 2011 Qtr 3: 0; 2011 Qtr 4: 0 | 23.6549
0 | 234207-Lighting-8 Ft T-8 with Elec Ballast-Tr1 |  | System | Commercial | 01-ALC-AllCommercial-IntLight | 0 |  |  |  |  | 35.6901 | 21.9828 | 0 | 0 | 0 | 13.7073 | 45.8368 |  | kWh | 0.0098893 | 0 | Commercial | [7 empty] | 15 | 0.78 |  |  |  | 0 | 6.3686 | 0 | 0 | 0 | 0 | 0 | 0 | 0 | 0 | 0 | 0 | 2009 Qtr 1: 6.3686; 2009 Qtr 2: 0; 2009 Qtr 3: 0; 2009 Qtr 4: 0; 2010 Qtr 1: 0; 2010 Qtr 2: 0; 2010 Qtr 3: 0; 2010 Qtr 4: 0; 2011 Qtr 1: 0; 2011 Qtr 2: 0; 2011 Qtr 3: 0; 2011 Qtr 4: 0 | 6.3686
0 | 234303-Lighting-Remove 4 Ft Lamp (De-Lamp) - Tr1 |  | System | Commercial | [6 empty] | 12.3596 | 16.4871 | 0 | 0 | 0 | -4.1275 | 137.2559 |  | 0 | 0.026384 | -2.5676 | Commercial |  | Winter Only | [5 empty] | 15 | 0.77 |  |  |  | 0 | 11.8274 | 0 | 0 | 0 | 0 | 0 | 0 | 0 | 0 | 0 | 0 | 2009 Qtr 1: 11.8274; 2009 Qtr 2: 0; 2009 Qtr 3: 0; 2009 Qtr 4: 0; 2010 Qtr 1: 0; 2010 Qtr 2: 0; 2010 Qtr 3: 0; 2010 Qtr 4: 0; 2011 Qtr 1: 0; 2011 Qtr 2: 0; 2011 Qtr 3: 0; 2011 Qtr 4: 0 | 11.8274
0 | 234306-Lighting-Remove 8 Ft Lamp (De-Lamp) - Tr1 |  | System | Commercial | 23-RTL-Retail–SingleStorylarge-LIT_INT | 0 |  |  |  |  | 28.4369 | 27.4785 | 0 | 0 | 0 | 0.95836 | 366.7521 |  | kWh | 0.077777 | 0 | Commercial | [7 empty] | 15 | 0.77 |  |  |  | 0 | 6.3686 | 0 | 0 | 0 | 0 | 0 | 0 | 0 | 0 | 0 | 0 | 2009 Qtr 1: 6.3686; 2009 Qtr 2: 0; 2009 Qtr 3: 0; 2009 Qtr 4: 0; 2010 Qtr 1: 0; 2010 Qtr 2: 0; 2010 Qtr 3: 0; 2010 Qtr 4: 0; 2011 Qtr 1: 0; 2011 Qtr 2: 0; 2011 Qtr 3: 0; 2011 Qtr 4: 0 | 6.3686
0 | 234330-Premium T8 with T12 40 Watt Baseline - Tr1 |  | System | Commercial | 01-ALC-AllCommercial-IntLight | 0 |  |  |  |  | 27.6532 | 13.1897 | 0 | 0 | 0 | 14.4636 | 83.5202 |  | kWh | 0.017351 | 0 | Commercial | [7 empty] | 15 | 0.78 |  |  |  | 0 | 63.6862 | 0 | 0 | 0 | 0 | 0 | 0 | 0 | 0 | 0 | 0 | 2009 Qtr 1: 63.6862; 2009 Qtr 2: 0; 2009 Qtr 3: 0; 2009 Qtr 4: 0; 2010 Qtr 1: 0; 2010 Qtr 2: 0; 2010 Qtr 3: 0; 2010 Qtr 4: 0; 2011 Qtr 1: 0; 2011 Qtr 2: 0; 2011 Qtr 3: 0; 2011 Qtr 4: 0 | 63.6862
0 | 234303-Lighting-Remove 4 Ft Lamp (De-Lamp) - Tr1 |  | System | Commercial | [6 empty] | 12.3596 | 16.4871 | 0 | 0 | 0 | -4.1275 | 137.2559 |  | 0 | 0.026384 | -2.5676 | Commercial |  | Winter Only | [5 empty] | 15 | 0.77 |  |  |  | 0 | 31.8431 | 0 | 0 | 0 | 0 | 0 | 0 | 0 | 0 | 0 | 0 | 2009 Qtr 1: 31.8431; 2009 Qtr 2: 0; 2009 Qtr 3: 0; 2009 Qtr 4: 0; 2010 Qtr 1: 0; 2010 Qtr 2: 0; 2010 Qtr 3: 0; 2010 Qtr 4: 0; 2011 Qtr 1: 0; 2011 Qtr 2: 0; 2011 Qtr 3: 0; 2011 Qtr 4: 0 | 31.8431
0 | 234330-Premium T8 with T12 40 Watt Baseline - Tr1 |  | System | Commercial | 01-ALC-AllCommercial-IntLight | 0 |  |  |  |  | 27.6532 | 13.1897 | 0 | 0 | 0 | 14.4636 | 83.5202 |  | kWh | 0.017351 | 0 | Commercial | [7 empty] | 15 | 0.78 |  |  |  | 0 | 34.5725 | 0 | 0 | 0 | 0 | 0 | 0 | 0 | 0 | 0 | 0 | 2009 Qtr 1: 0; 2009 Qtr 2: 0; 2009 Qtr 3: 0; 2009 Qtr 4: 34.5725; 2010 Qtr 1: 0; 2010 Qtr 2: 0; 2010 Qtr 3: 0; 2010 Qtr 4: 0; 2011 Qtr 1: 0; 2011 Qtr 2: 0; 2011 Qtr 3: 0; 2011 Qtr 4: 0 | 34.5725
0 | 234303-Lighting-Remove 4 Ft Lamp (De-Lamp) - Tr1 |  | System | Commercial | [6 empty] | 12.3596 | 16.4871 | 0 | 0 | 0 | -4.1275 | 137.2559 |  | 0 | 0.026384 | -2.5676 | Commercial |  | Winter Only | [5 empty] | 15 | 0.77 |  |  |  | 0 | 16.3764 | 0 | 0 | 0 | 0 | 0 | 0 | 0 | 0 | 0 | 0 | 2009 Qtr 1: 0; 2009 Qtr 2: 0; 2009 Qtr 3: 0; 2009 Qtr 4: 16.3764; 2010 Qtr 1: 0; 2010 Qtr 2: 0; 2010 Qtr 3: 0; 2010 Qtr 4: 0; 2011 Qtr 1: 0; 2011 Qtr 2: 0; 2011 Qtr 3: 0; 2011 Qtr 4: 0 | 16.3764
0 | 234306-Lighting-Remove 8 Ft Lamp (De-Lamp) - Tr1 |  | System | Commercial | 23-RTL-Retail–SingleStorylarge-LIT_INT | 0 |  |  |  |  | 28.4369 | 27.4785 | 0 | 0 | 0 | 0.95836 | 366.7521 |  | kWh | 0.077777 | 0 | Commercial | [7 empty] | 15 | 0.77 |  |  |  | 0 | 9.098 | 0 | 0 | 0 | 0 | 0 | 0 | 0 | 0 | 0 | 0 | 2009 Qtr 1: 0; 2009 Qtr 2: 0; 2009 Qtr 3: 0; 2009 Qtr 4: 9.098; 2010 Qtr 1: 0; 2010 Qtr 2: 0; 2010 Qtr 3: 0; 2010 Qtr 4: 0; 2011 Qtr 1: 0; 2011 Qtr 2: 0; 2011 Qtr 3: 0; 2011 Qtr 4: 0 | 9.098
0 | 234330-Premium T8 with T12 40 Watt Baseline - Tr1 |  | System | Commercial | 01-ALC-AllCommercial-IntLight | 0 |  |  |  |  | 27.6532 | 13.1897 | 0 | 0 | 0 | 14.4636 | 83.5202 |  | kWh | 0.017351 | 0 | Commercial | [7 empty] | 15 | 0.78 |  |  |  | 0 | 9.098 | 0 | 0 | 0 | 0 | 0 | 0 | 0 | 0 | 0 | 0 | 2009 Qtr 1: 0; 2009 Qtr 2: 0; 2009 Qtr 3: 0; 2009 Qtr 4: 9.098; 2010 Qtr 1: 0; 2010 Qtr 2: 0; 2010 Qtr 3: 0; 2010 Qtr 4: 0; 2011 Qtr 1: 0; 2011 Qtr 2: 0; 2011 Qtr 3: 0; 2011 Qtr 4: 0 | 9.098
0 | 234207-Lighting-8 Ft T-8 with Elec Ballast-Tr1 |  | System | Commercial | 01-ALC-AllCommercial-IntLight | 0 |  |  |  |  | 35.6901 | 21.9828 | 0 | 0 | 0 | 13.7073 | 45.8368 |  | kWh | 0.0098893 | 0 | Commercial | [7 empty] | 15 | 0.78 |  |  |  | 0 | 12.7372 | 0 | 0 | 0 | 0 | 0 | 0 | 0 | 0 | 0 | 0 | 2009 Qtr 1: 0; 2009 Qtr 2: 0; 2009 Qtr 3: 0; 2009 Qtr 4: 12.7372; 2010 Qtr 1: 0; 2010 Qtr 2: 0; 2010 Qtr 3: 0; 2010 Qtr 4: 0; 2011 Qtr 1: 0; 2011 Qtr 2: 0; 2011 Qtr 3: 0; 2011 Qtr 4: 0 | 12.7372
0 | 234330-Premium T8 with T12 40 Watt Baseline - Tr1 |  | System | Commercial | 01-ALC-AllCommercial-IntLight | 0 |  |  |  |  | 27.6532 | 0 | 0 | 0 | 0 | 27.6532 | 83.5202 |  | kWh | 0.017351 | 0 | Commercial | [7 empty] | 15 | 0.78 |  |  |  | 0 | 69.145 | 0 | 0 | 0 | 0 | 0 | 0 | 0 | 0 | 0 | 0 | 2009 Qtr 1: 69.145; 2009 Qtr 2: 0; 2009 Qtr 3: 0; 2009 Qtr 4: 0; 2010 Qtr 1: 0; 2010 Qtr 2: 0; 2010 Qtr 3: 0; 2010 Qtr 4: 0; 2011 Qtr 1: 0; 2011 Qtr 2: 0; 2011 Qtr 3: 0; 2011 Qtr 4: 0 | 69.145
0 | 234360-Lighting-IntrHiByLnrFlscntFxtr244wrplc400w(TrI)Tr1 |  | System | Commercial | [6 empty] | 282.4319 | 153.8404 | 0 | 0 | 0 | 128.5914 | 0 |  | 0 | 0.224 | -7.1132 | Commercial |  | Winter Only | [5 empty] | 15 | 0.78 |  |  |  | 0 | 4.8752 | 0 | 0 | 0 | 0 | 0 | 0 | 0 | 0 | 0 | 0 | 2009 Qtr 1: 4.8752; 2009 Qtr 2: 0; 2009 Qtr 3: 0; 2009 Qtr 4: 0; 2010 Qtr 1: 0; 2010 Qtr 2: 0; 2010 Qtr 3: 0; 2010 Qtr 4: 0; 2011 Qtr 1: 0; 2011 Qtr 2: 0; 2011 Qtr 3: 0; 2011 Qtr 4: 0 | 4.8752
0 | 234330-Premium T8 with T12 40 Watt Baseline - Tr1 |  | System | Commercial | 01-ALC-AllCommercial-IntLight | 0 |  |  |  |  | 27.6532 | 13.1897 | 0 | 0 | 0 | 14.4636 | 83.5202 |  | kWh | 0.017351 | 0 | Commercial | [7 empty] | 15 | 0.78 |  |  |  | 0 | 30.9333 | 0 | 0 | 0 | 0 | 0 | 0 | 0 | 0 | 0 | 0 | 2009 Qtr 1: 0; 2009 Qtr 2: 0; 2009 Qtr 3: 0; 2009 Qtr 4: 30.9333; 2010 Qtr 1: 0; 2010 Qtr 2: 0; 2010 Qtr 3: 0; 2010 Qtr 4: 0; 2011 Qtr 1: 0; 2011 Qtr 2: 0; 2011 Qtr 3: 0; 2011 Qtr 4: 0 | 30.9333
0 | 234330-Premium T8 with T12 40 Watt Baseline - Tr1 |  | System | Commercial | 01-ALC-AllCommercial-IntLight | 0 |  |  |  |  | 27.6532 | 13.1897 | 0 | 0 | 0 | 14.4636 | 83.5202 |  | kWh | 0.017351 | 0 | Commercial | [7 empty] | 15 | 0.78 |  |  |  | 0 | 120.0939 | 0 | 0 | 0 | 0 | 0 | 0 | 0 | 0 | 0 | 0 | 2009 Qtr 1: 0; 2009 Qtr 2: 0; 2009 Qtr 3: 0; 2009 Qtr 4: 120.0939; 2010 Qtr 1: 0; 2010 Qtr 2: 0; 2010 Qtr 3: 0; 2010 Qtr 4: 0; 2011 Qtr 1: 0; 2011 Qtr 2: 0; 2011 Qtr 3: 0; 2011 Qtr 4: 0 | 120.0939
0 | 234330-Premium T8 with T12 40 Watt Baseline - Tr1 |  | System | Commercial | 01-ALC-AllCommercial-IntLight | 0 |  |  |  |  | 27.6532 | 13.1897 | 0 | 0 | 0 | 14.4636 | 83.5202 |  | kWh | 0.017351 | 0 | Commercial | [7 empty] | 15 | 0.78 |  |  |  | 0 | 40.0313 | 0 | 0 | 0 | 0 | 0 | 0 | 0 | 0 | 0 | 0 | 2009 Qtr 1: 0; 2009 Qtr 2: 0; 2009 Qtr 3: 0; 2009 Qtr 4: 40.0313; 2010 Qtr 1: 0; 2010 Qtr 2: 0; 2010 Qtr 3: 0; 2010 Qtr 4: 0; 2011 Qtr 1: 0; 2011 Qtr 2: 0; 2011 Qtr 3: 0; 2011 Qtr 4: 0 | 40.0313
0 | 234330-Premium T8 with T12 40 Watt Baseline - Tr1 |  | System | Commercial | 01-ALC-AllCommercial-IntLight | 0 |  |  |  |  | 27.6532 | 13.1897 | 0 | 0 | 0 | 14.4636 | 83.5202 |  | kWh | 0.017351 | 0 | Commercial | [7 empty] | 15 | 0.78 |  |  |  | 0 | 8.1882 | 0 | 0 | 0 | 0 | 0 | 0 | 0 | 0 | 0 | 0 | 2009 Qtr 1: 0; 2009 Qtr 2: 0; 2009 Qtr 3: 0; 2009 Qtr 4: 8.1882; 2010 Qtr 1: 0; 2010 Qtr 2: 0; 2010 Qtr 3: 0; 2010 Qtr 4: 0; 2011 Qtr 1: 0; 2011 Qtr 2: 0; 2011 Qtr 3: 0; 2011 Qtr 4: 0 | 8.1882
0 | 234207-Lighting-8 Ft T-8 with Elec Ballast-Tr1 |  | System | Commercial | 01-ALC-AllCommercial-IntLight | 0 |  |  |  |  | 35.6901 | 21.9828 | 0 | 0 | 0 | 13.7073 | 45.8368 |  | kWh | 0.0098893 | 0 | Commercial | [7 empty] | 15 | 0.78 |  |  |  | 0 | 5.4588 | 0 | 0 | 0 | 0 | 0 | 0 | 0 | 0 | 0 | 0 | 2009 Qtr 1: 0; 2009 Qtr 2: 0; 2009 Qtr 3: 0; 2009 Qtr 4: 5.4588; 2010 Qtr 1: 0; 2010 Qtr 2: 0; 2010 Qtr 3: 0; 2010 Qtr 4: 0; 2011 Qtr 1: 0; 2011 Qtr 2: 0; 2011 Qtr 3: 0; 2011 Qtr 4: 0 | 5.4588
0 | 234306-Lighting-Remove 8 Ft Lamp (De-Lamp) - Tr1 |  | System | Commercial | 23-RTL-Retail–SingleStorylarge-LIT_INT | 0 |  |  |  |  | 28.4369 | 27.4785 | 0 | 0 | 0 | 0.95836 | 366.7521 |  | kWh | 0.077777 | 0 | Commercial | [7 empty] | 15 | 0.77 |  |  |  | 0 | 5.4588 | 0 | 0 | 0 | 0 | 0 | 0 | 0 | 0 | 0 | 0 | 2009 Qtr 1: 0; 2009 Qtr 2: 0; 2009 Qtr 3: 0; 2009 Qtr 4: 5.4588; 2010 Qtr 1: 0; 2010 Qtr 2: 0; 2010 Qtr 3: 0; 2010 Qtr 4: 0; 2011 Qtr 1: 0; 2011 Qtr 2: 0; 2011 Qtr 3: 0; 2011 Qtr 4: 0 | 5.4588
0 | 234330-Premium T8 with T12 40 Watt Baseline - Tr1 |  | System | Commercial | 01-ALC-AllCommercial-IntLight | 0 |  |  |  |  | 27.6532 | 13.1897 | 0 | 0 | 0 | 14.4636 | 83.5202 |  | kWh | 0.017351 | 0 | Commercial | [7 empty] | 15 | 0.78 |  |  |  | 0 | 16.3764 | 0 | 0 | 0 | 0 | 0 | 0 | 0 | 0 | 0 | 0 | 2009 Qtr 1: 16.3764; 2009 Qtr 2: 0; 2009 Qtr 3: 0; 2009 Qtr 4: 0; 2010 Qtr 1: 0; 2010 Qtr 2: 0; 2010 Qtr 3: 0; 2010 Qtr 4: 0; 2011 Qtr 1: 0; 2011 Qtr 2: 0; 2011 Qtr 3: 0; 2011 Qtr 4: 0 | 16.3764
0 | 234303-Lighting-Remove 4 Ft Lamp (De-Lamp) - Tr1 |  | System | Commercial | [6 empty] | 12.3596 | 16.4871 | 0 | 0 | 0 | -4.1275 | 137.2559 |  | 0 | 0.026384 | -2.5676 | Commercial |  | Winter Only | [5 empty] | 15 | 0.77 |  |  |  | 0 | 16.3764 | 0 | 0 | 0 | 0 | 0 | 0 | 0 | 0 | 0 | 0 | 2009 Qtr 1: 16.3764; 2009 Qtr 2: 0; 2009 Qtr 3: 0; 2009 Qtr 4: 0; 2010 Qtr 1: 0; 2010 Qtr 2: 0; 2010 Qtr 3: 0; 2010 Qtr 4: 0; 2011 Qtr 1: 0; 2011 Qtr 2: 0; 2011 Qtr 3: 0; 2011 Qtr 4: 0 | 16.3764
0 | 234330-Premium T8 with T12 40 Watt Baseline - Tr1 |  | System | Commercial | 01-ALC-AllCommercial-IntLight | 0 |  |  |  |  | 27.6532 | 13.1897 | 0 | 0 | 0 | 14.4636 | 83.5202 |  | kWh | 0.017351 | 0 | Commercial | [7 empty] | 15 | 0.78 |  |  |  | 0 | 283.8583 | 0 | 0 | 0 | 0 | 0 | 0 | 0 | 0 | 0 | 0 | 2009 Qtr 1: 0; 2009 Qtr 2: 0; 2009 Qtr 3: 0; 2009 Qtr 4: 283.8583; 2010 Qtr 1: 0; 2010 Qtr 2: 0; 2010 Qtr 3: 0; 2010 Qtr 4: 0; 2011 Qtr 1: 0; 2011 Qtr 2: 0; 2011 Qtr 3: 0; 2011 Qtr 4: 0 | 283.8583
0 | 234332-Premium T8 with T12 40 Watt Baseline - Tr3 |  | System | Commercial | 01-ALC-AllCommercial-IntLight | 0 |  |  |  |  | 13.9591 | 0 | 0 | 0 | 0 | 13.9591 | 44.0947 |  | kWh | 0.016509 | 0 | Commercial | [7 empty] | 15 | 0.78 |  |  |  | 0 | 5.4588 | 0 | 0 | 0 | 0 | 0 | 0 | 0 | 0 | 0 | 0 | 2009 Qtr 1: 5.4588; 2009 Qtr 2: 0; 2009 Qtr 3: 0; 2009 Qtr 4: 0; 2010 Qtr 1: 0; 2010 Qtr 2: 0; 2010 Qtr 3: 0; 2010 Qtr 4: 0; 2011 Qtr 1: 0; 2011 Qtr 2: 0; 2011 Qtr 3: 0; 2011 Qtr 4: 0 | 5.4588
0 | 234305-Lighting-Remove 4 Ft Lamp (De-Lamp) - Tr3 |  | System | Commercial | 01-ALC-AllCommercial-IntLight | 0 |  |  |  |  | 28.1828 | 0 | 0 | 0 | 0 | 28.1828 | 129.7131 |  | kWh | 0.050038 | 0 | Commercial | [7 empty] | 15 | 0.77 |  |  |  | 0 | 2.7294 | 0 | 0 | 0 | 0 | 0 | 0 | 0 | 0 | 0 | 0 | 2009 Qtr 1: 2.7294; 2009 Qtr 2: 0; 2009 Qtr 3: 0; 2009 Qtr 4: 0; 2010 Qtr 1: 0; 2010 Qtr 2: 0; 2010 Qtr 3: 0; 2010 Qtr 4: 0; 2011 Qtr 1: 0; 2011 Qtr 2: 0; 2011 Qtr 3: 0; 2011 Qtr 4: 0 | 2.7294
0 | 234361-Lighting-IntrHiByLnrFlscntFxtr244wrplc400w(TrI)Tr2 |  | System | Commercial | 01-ALC-AllCommercial-IntLight | 0 |  |  |  |  | 327.8836 | 115.3803 | 0 | 0 | 0 | 212.5033 | 698.8643 |  | kWh | 0.2203 | 0 | Commercial | [7 empty] | 15 | 0.78 |  |  |  | 0 | 35.1013 | 0 | 0 | 0 | 0 | 0 | 0 | 0 | 0 | 0 | 0 | 2009 Qtr 1: 35.1013; 2009 Qtr 2: 0; 2009 Qtr 3: 0; 2009 Qtr 4: 0; 2010 Qtr 1: 0; 2010 Qtr 2: 0; 2010 Qtr 3: 0; 2010 Qtr 4: 0; 2011 Qtr 1: 0; 2011 Qtr 2: 0; 2011 Qtr 3: 0; 2011 Qtr 4: 0 | 35.1013
0 | 234286-Lighting-Occpncy Snsr-Hi-Bay integrated Snsr-Tr2 |  | System | Commercial | 01-ALC-AllCommercial-IntLight | 0 |  |  |  |  | 221.37 | 95.5 | 0 | 0 | 0 | 125.87 | 1499.5759 |  | kWh | 0.47213 | 0 | Commercial | [7 empty] | 8 | 0.84 |  |  |  | 0 | 36 | 0 | 0 | 0 | 0 | 0 | 0 | 0 | 0 | 0 | 0 | 2009 Qtr 1: 36; 2009 Qtr 2: 0; 2009 Qtr 3: 0; 2009 Qtr 4: 0; 2010 Qtr 1: 0; 2010 Qtr 2: 0; 2010 Qtr 3: 0; 2010 Qtr 4: 0; 2011 Qtr 1: 0; 2011 Qtr 2: 0; 2011 Qtr 3: 0; 2011 Qtr 4: 0 | 36
0 | 234049-Lighting-LED Exit Sign New Sign |  | System | Commercial | 25-SCN-Storage–Conditioned-Exit | 0 |  |  |  |  | 64.8921 | 45 | 0 | 0 | 0 | 19.8921 | 351.311 |  | kWh | 0 | 0 | Commercial | [7 empty] | 16 | 0.85 |  |  |  | 0 | 3 | 0 | 0 | 0 | 0 | 0 | 0 | 0 | 0 | 0 | 0 | 2009 Qtr 1: 3; 2009 Qtr 2: 0; 2009 Qtr 3: 0; 2009 Qtr 4: 0; 2010 Qtr 1: 0; 2010 Qtr 2: 0; 2010 Qtr 3: 0; 2010 Qtr 4: 0; 2011 Qtr 1: 0; 2011 Qtr 2: 0; 2011 Qtr 3: 0; 2011 Qtr 4: 0 | 3
0 | 234330-Premium T8 with T12 40 Watt Baseline - Tr1 |  | System | Commercial | 01-ALC-AllCommercial-IntLight | 0 |  |  |  |  | 27.6532 | 13.1897 | 0 | 0 | 0 | 14.4636 | 83.5202 |  | kWh | 0.017351 | 0 | Commercial | [7 empty] | 15 | 0.78 |  |  |  | 0 | 1.8196 | 0 | 0 | 0 | 0 | 0 | 0 | 0 | 0 | 0 | 0 | 2009 Qtr 1: 0; 2009 Qtr 2: 0; 2009 Qtr 3: 0; 2009 Qtr 4: 1.8196; 2010 Qtr 1: 0; 2010 Qtr 2: 0; 2010 Qtr 3: 0; 2010 Qtr 4: 0; 2011 Qtr 1: 0; 2011 Qtr 2: 0; 2011 Qtr 3: 0; 2011 Qtr 4: 0 | 1.8196
0 | 234360-Lighting-IntrHiByLnrFlscntFxtr244wrplc400w(TrI)Tr1 |  | System | Commercial | [6 empty] | 282.4319 | 153.8404 | 0 | 0 | 0 | 128.5914 | 0 |  | 0 | 0.224 | -7.1132 | Commercial |  | Winter Only | [5 empty] | 15 | 0.78 |  |  |  | 0 | 14.6255 | 0 | 0 | 0 | 0 | 0 | 0 | 0 | 0 | 0 | 0 | 2009 Qtr 1: 0; 2009 Qtr 2: 0; 2009 Qtr 3: 0; 2009 Qtr 4: 14.6255; 2010 Qtr 1: 0; 2010 Qtr 2: 0; 2010 Qtr 3: 0; 2010 Qtr 4: 0; 2011 Qtr 1: 0; 2011 Qtr 2: 0; 2011 Qtr 3: 0; 2011 Qtr 4: 0 | 14.6255
0 | 234285-Lighting-Occpncy Snsr-Hi-Bay integrated Snsr-Tr1 |  | System | Commercial | 01-ALC-AllCommercial-IntLight | 0 |  |  |  |  | 221.2703 | 95.5 | 0 | 0 | 0 | 125.7703 | 2503.6304 |  | kWh | 0.48559 | 0 | Commercial | [7 empty] | 8 | 0.84 |  |  |  | 0 | 15 | 0 | 0 | 0 | 0 | 0 | 0 | 0 | 0 | 0 | 0 | 2009 Qtr 1: 0; 2009 Qtr 2: 0; 2009 Qtr 3: 0; 2009 Qtr 4: 15; 2010 Qtr 1: 0; 2010 Qtr 2: 0; 2010 Qtr 3: 0; 2010 Qtr 4: 0; 2011 Qtr 1: 0; 2011 Qtr 2: 0; 2011 Qtr 3: 0; 2011 Qtr 4: 0 | 15
0 | 234286-Lighting-Occpncy Snsr-Hi-Bay integrated Snsr-Tr2 |  | System | Commercial | 01-ALC-AllCommercial-IntLight | 0 |  |  |  |  | 221.37 | 95.5 | 0 | 0 | 0 | 125.87 | 1499.5759 |  | kWh | 0.47213 | 0 | Commercial | [7 empty] | 8 | 0.84 |  |  |  | 0 | 33 | 0 | 0 | 0 | 0 | 0 | 0 | 0 | 0 | 0 | 0 | 2009 Qtr 1: 33; 2009 Qtr 2: 0; 2009 Qtr 3: 0; 2009 Qtr 4: 0; 2010 Qtr 1: 0; 2010 Qtr 2: 0; 2010 Qtr 3: 0; 2010 Qtr 4: 0; 2011 Qtr 1: 0; 2011 Qtr 2: 0; 2011 Qtr 3: 0; 2011 Qtr 4: 0 | 33
0 | 234330-Premium T8 with T12 40 Watt Baseline - Tr1 |  | System | Commercial | 01-ALC-AllCommercial-IntLight | 0 |  |  |  |  | 27.6532 | 13.1897 | 0 | 0 | 0 | 14.4636 | 83.5202 |  | kWh | 0.017351 | 0 | Commercial | [7 empty] | 15 | 0.78 |  |  |  | 0 | 47.3097 | 0 | 0 | 0 | 0 | 0 | 0 | 0 | 0 | 0 | 0 | 2009 Qtr 1: 0; 2009 Qtr 2: 0; 2009 Qtr 3: 0; 2009 Qtr 4: 47.3097; 2010 Qtr 1: 0; 2010 Qtr 2: 0; 2010 Qtr 3: 0; 2010 Qtr 4: 0; 2011 Qtr 1: 0; 2011 Qtr 2: 0; 2011 Qtr 3: 0; 2011 Qtr 4: 0 | 47.3097
0 | 234312-Lighting-Screw in 14-26 Watt Lamp - Tr1 |  | System | Commercial | [6 empty] | 9.3196 | 10.3931 | 0 | 0 | 0 | -1.0734 | 194.1729 |  | 0 | 0.038993 | -2.6224 | Commercial |  | Annual | [5 empty] | 2.47 | 0.81 |  |  |  | 0 | 2.0206 | 0 | 0 | 0 | 0 | 0 | 0 | 0 | 0 | 0 | 0 | 2009 Qtr 1: 2.0206; 2009 Qtr 2: 0; 2009 Qtr 3: 0; 2009 Qtr 4: 0; 2010 Qtr 1: 0; 2010 Qtr 2: 0; 2010 Qtr 3: 0; 2010 Qtr 4: 0; 2011 Qtr 1: 0; 2011 Qtr 2: 0; 2011 Qtr 3: 0; 2011 Qtr 4: 0 | 2.0206
0 | 234330-Premium T8 with T12 40 Watt Baseline - Tr1 |  | System | Commercial | 01-ALC-AllCommercial-IntLight | 0 |  |  |  |  | 27.6532 | 13.1897 | 0 | 0 | 0 | 14.4636 | 83.5202 |  | kWh | 0.017351 | 0 | Commercial | [7 empty] | 15 | 0.78 |  |  |  | 0 | 36.3921 | 0 | 0 | 0 | 0 | 0 | 0 | 0 | 0 | 0 | 0 | 2009 Qtr 1: 36.3921; 2009 Qtr 2: 0; 2009 Qtr 3: 0; 2009 Qtr 4: 0; 2010 Qtr 1: 0; 2010 Qtr 2: 0; 2010 Qtr 3: 0; 2010 Qtr 4: 0; 2011 Qtr 1: 0; 2011 Qtr 2: 0; 2011 Qtr 3: 0; 2011 Qtr 4: 0 | 36.3921
0 | 234303-Lighting-Remove 4 Ft Lamp (De-Lamp) - Tr1 |  | System | Commercial | [6 empty] | 12.3596 | 16.4871 | 0 | 0 | 0 | -4.1275 | 137.2559 |  | 0 | 0.026384 | -2.5676 | Commercial |  | Winter Only | [5 empty] | 15 | 0.77 |  |  |  | 0 | 10.9176 | 0 | 0 | 0 | 0 | 0 | 0 | 0 | 0 | 0 | 0 | 2009 Qtr 1: 10.9176; 2009 Qtr 2: 0; 2009 Qtr 3: 0; 2009 Qtr 4: 0; 2010 Qtr 1: 0; 2010 Qtr 2: 0; 2010 Qtr 3: 0; 2010 Qtr 4: 0; 2011 Qtr 1: 0; 2011 Qtr 2: 0; 2011 Qtr 3: 0; 2011 Qtr 4: 0 | 10.9176
0 | 234331-Premium T8 with T12 40 Watt Baseline - Tr2 |  | System | Commercial | 01-ALC-AllCommercial-IntLight | 0 |  |  |  |  | 27.653 | 9.8923 | 0 | 0 | 0 | 17.7607 | 58.062 |  | kWh | 0.017133 | 0 | Commercial | [7 empty] | 15 | 0.78 |  |  |  | 0 | 67.3254 | 0 | 0 | 0 | 0 | 0 | 0 | 0 | 0 | 0 | 0 | 2009 Qtr 1: 67.3254; 2009 Qtr 2: 0; 2009 Qtr 3: 0; 2009 Qtr 4: 0; 2010 Qtr 1: 0; 2010 Qtr 2: 0; 2010 Qtr 3: 0; 2010 Qtr 4: 0; 2011 Qtr 1: 0; 2011 Qtr 2: 0; 2011 Qtr 3: 0; 2011 Qtr 4: 0 | 67.3254
0 | 234304-Lighting-Remove 4 Ft Lamp (De-Lamp) - Tr2 |  | System | Commercial | [6 empty] | 12.3587 | 12.3653 | 0 | 0 | 0 | -0.0066231 | 137.2559 |  | 0 | 0.026384 | -2.5676 | Commercial | [7 empty] | 15 | 0.77 |  |  |  | 0 | 33.6627 | 0 | 0 | 0 | 0 | 0 | 0 | 0 | 0 | 0 | 0 | 2009 Qtr 1: 33.6627; 2009 Qtr 2: 0; 2009 Qtr 3: 0; 2009 Qtr 4: 0; 2010 Qtr 1: 0; 2010 Qtr 2: 0; 2010 Qtr 3: 0; 2010 Qtr 4: 0; 2011 Qtr 1: 0; 2011 Qtr 2: 0; 2011 Qtr 3: 0; 2011 Qtr 4: 0 | 33.6627
0 | 234286-Lighting-Occpncy Snsr-Hi-Bay integrated Snsr-Tr2 |  | System | Commercial | 01-ALC-AllCommercial-IntLight | 0 |  |  |  |  | 221.37 | 95.5 | 0 | 0 | 0 | 125.87 | 1499.5759 |  | kWh | 0.47213 | 0 | Commercial | [7 empty] | 8 | 0.84 |  |  |  | 0 | 17 | 0 | 0 | 0 | 0 | 0 | 0 | 0 | 0 | 0 | 0 | 2009 Qtr 1: 17; 2009 Qtr 2: 0; 2009 Qtr 3: 0; 2009 Qtr 4: 0; 2010 Qtr 1: 0; 2010 Qtr 2: 0; 2010 Qtr 3: 0; 2010 Qtr 4: 0; 2011 Qtr 1: 0; 2011 Qtr 2: 0; 2011 Qtr 3: 0; 2011 Qtr 4: 0 | 17
0 | 234330-Premium T8 with T12 40 Watt Baseline - Tr1 |  | System | Commercial | 01-ALC-AllCommercial-IntLight | 0 |  |  |  |  | 27.6532 | 13.1897 | 0 | 0 | 0 | 14.4636 | 83.5202 |  | kWh | 0.017351 | 0 | Commercial | [7 empty] | 15 | 0.78 |  |  |  | 0 | 40.0313 | 0 | 0 | 0 | 0 | 0 | 0 | 0 | 0 | 0 | 0 | 2009 Qtr 1: 0; 2009 Qtr 2: 0; 2009 Qtr 3: 0; 2009 Qtr 4: 40.0313; 2010 Qtr 1: 0; 2010 Qtr 2: 0; 2010 Qtr 3: 0; 2010 Qtr 4: 0; 2011 Qtr 1: 0; 2011 Qtr 2: 0; 2011 Qtr 3: 0; 2011 Qtr 4: 0 | 40.0313
0 | 234312-Lighting-Screw in 14-26 Watt Lamp - Tr1 |  | System | Commercial | [6 empty] | 9.3196 | 10.3931 | 0 | 0 | 0 | -1.0734 | 194.1729 |  | 0 | 0.038993 | -2.6224 | Commercial |  | Annual | [5 empty] | 2.47 | 0.81 |  |  |  | 0 | 4.0412 | 0 | 0 | 0 | 0 | 0 | 0 | 0 | 0 | 0 | 0 | 2009 Qtr 1: 4.0412; 2009 Qtr 2: 0; 2009 Qtr 3: 0; 2009 Qtr 4: 0; 2010 Qtr 1: 0; 2010 Qtr 2: 0; 2010 Qtr 3: 0; 2010 Qtr 4: 0; 2011 Qtr 1: 0; 2011 Qtr 2: 0; 2011 Qtr 3: 0; 2011 Qtr 4: 0 | 4.0412
0 | 234330-Premium T8 with T12 40 Watt Baseline - Tr1 |  | System | Commercial | 01-ALC-AllCommercial-IntLight | 0 |  |  |  |  | 27.6532 | 13.1897 | 0 | 0 | 0 | 14.4636 | 83.5202 |  | kWh | 0.017351 | 0 | Commercial | [7 empty] | 15 | 0.78 |  |  |  | 0 | 136.4703 | 0 | 0 | 0 | 0 | 0 | 0 | 0 | 0 | 0 | 0 | 2009 Qtr 1: 136.4703; 2009 Qtr 2: 0; 2009 Qtr 3: 0; 2009 Qtr 4: 0; 2010 Qtr 1: 0; 2010 Qtr 2: 0; 2010 Qtr 3: 0; 2010 Qtr 4: 0; 2011 Qtr 1: 0; 2011 Qtr 2: 0; 2011 Qtr 3: 0; 2011 Qtr 4: 0 | 136.4703
0 | 234303-Lighting-Remove 4 Ft Lamp (De-Lamp) - Tr1 |  | System | Commercial | [6 empty] | 12.3596 | 16.4871 | 0 | 0 | 0 | -4.1275 | 137.2559 |  | 0 | 0.026384 | -2.5676 | Commercial |  | Winter Only | [5 empty] | 15 | 0.77 |  |  |  | 0 | 1.8196 | 0 | 0 | 0 | 0 | 0 | 0 | 0 | 0 | 0 | 0 | 2009 Qtr 1: 1.8196; 2009 Qtr 2: 0; 2009 Qtr 3: 0; 2009 Qtr 4: 0; 2010 Qtr 1: 0; 2010 Qtr 2: 0; 2010 Qtr 3: 0; 2010 Qtr 4: 0; 2011 Qtr 1: 0; 2011 Qtr 2: 0; 2011 Qtr 3: 0; 2011 Qtr 4: 0 | 1.8196
0 | 234049-Lighting-LED Exit Sign New Sign |  | System | Commercial | 25-SCN-Storage–Conditioned-Exit | 0 |  |  |  |  | 64.8921 | 45 | 0 | 0 | 0 | 19.8921 | 351.311 |  | kWh | 0 | 0 | Commercial | [7 empty] | 16 | 0.85 |  |  |  | 0 | 2 | 0 | 0 | 0 | 0 | 0 | 0 | 0 | 0 | 0 | 0 | 2009 Qtr 1: 2; 2009 Qtr 2: 0; 2009 Qtr 3: 0; 2009 Qtr 4: 0; 2010 Qtr 1: 0; 2010 Qtr 2: 0; 2010 Qtr 3: 0; 2010 Qtr 4: 0; 2011 Qtr 1: 0; 2011 Qtr 2: 0; 2011 Qtr 3: 0; 2011 Qtr 4: 0 | 2
0 | 234312-Lighting-Screw in 14-26 Watt Lamp - Tr1 |  | System | Commercial | [6 empty] | 9.3196 | 10.3931 | 0 | 0 | 0 | -1.0734 | 194.1729 |  | 0 | 0.038993 | -2.6224 | Commercial |  | Annual | [5 empty] | 2.47 | 0.81 |  |  |  | 0 | 5.3882 | 0 | 0 | 0 | 0 | 0 | 0 | 0 | 0 | 0 | 0 | 2009 Qtr 1: 5.3882; 2009 Qtr 2: 0; 2009 Qtr 3: 0; 2009 Qtr 4: 0; 2010 Qtr 1: 0; 2010 Qtr 2: 0; 2010 Qtr 3: 0; 2010 Qtr 4: 0; 2011 Qtr 1: 0; 2011 Qtr 2: 0; 2011 Qtr 3: 0; 2011 Qtr 4: 0 | 5.3882
0 | 234330-Premium T8 with T12 40 Watt Baseline - Tr1 |  | System | Commercial | 01-ALC-AllCommercial-IntLight | 0 |  |  |  |  | 27.6532 | 13.1897 | 0 | 0 | 0 | 14.4636 | 83.5202 |  | kWh | 0.017351 | 0 | Commercial | [7 empty] | 15 | 0.78 |  |  |  | 0 | 47.3097 | 0 | 0 | 0 | 0 | 0 | 0 | 0 | 0 | 0 | 0 | 2009 Qtr 1: 47.3097; 2009 Qtr 2: 0; 2009 Qtr 3: 0; 2009 Qtr 4: 0; 2010 Qtr 1: 0; 2010 Qtr 2: 0; 2010 Qtr 3: 0; 2010 Qtr 4: 0; 2011 Qtr 1: 0; 2011 Qtr 2: 0; 2011 Qtr 3: 0; 2011 Qtr 4: 0 | 47.3097
0 | 234303-Lighting-Remove 4 Ft Lamp (De-Lamp) - Tr1 |  | System | Commercial | [6 empty] | 12.3596 | 0 | 0 | 0 | 0 | 12.3596 | 137.2559 |  | 0 | 0.026384 | -2.5676 | Commercial |  | Winter Only | [5 empty] | 15 | 0.77 |  |  |  | 0 | 14.5568 | 0 | 0 | 0 | 0 | 0 | 0 | 0 | 0 | 0 | 0 | 2009 Qtr 1: 14.5568; 2009 Qtr 2: 0; 2009 Qtr 3: 0; 2009 Qtr 4: 0; 2010 Qtr 1: 0; 2010 Qtr 2: 0; 2010 Qtr 3: 0; 2010 Qtr 4: 0; 2011 Qtr 1: 0; 2011 Qtr 2: 0; 2011 Qtr 3: 0; 2011 Qtr 4: 0 | 14.5568
0 | 234330-Premium T8 with T12 40 Watt Baseline - Tr1 |  | System | Commercial | 01-ALC-AllCommercial-IntLight | 0 |  |  |  |  | 27.6532 | 13.1897 | 0 | 0 | 0 | 14.4636 | 83.5202 |  | kWh | 0.017351 | 0 | Commercial | [7 empty] | 15 | 0.78 |  |  |  | 0 | 18.196 | 0 | 0 | 0 | 0 | 0 | 0 | 0 | 0 | 0 | 0 | 2009 Qtr 1: 0; 2009 Qtr 2: 0; 2009 Qtr 3: 0; 2009 Qtr 4: 18.196; 2010 Qtr 1: 0; 2010 Qtr 2: 0; 2010 Qtr 3: 0; 2010 Qtr 4: 0; 2011 Qtr 1: 0; 2011 Qtr 2: 0; 2011 Qtr 3: 0; 2011 Qtr 4: 0 | 18.196
0 | 234303-Lighting-Remove 4 Ft Lamp (De-Lamp) - Tr1 |  | System | Commercial | [6 empty] | 12.3596 | 16.4871 | 0 | 0 | 0 | -4.1275 | 137.2559 |  | 0 | 0.026384 | -2.5676 | Commercial |  | Winter Only | [5 empty] | 15 | 0.77 |  |  |  | 0 | 18.196 | 0 | 0 | 0 | 0 | 0 | 0 | 0 | 0 | 0 | 0 | 2009 Qtr 1: 0; 2009 Qtr 2: 0; 2009 Qtr 3: 0; 2009 Qtr 4: 18.196; 2010 Qtr 1: 0; 2010 Qtr 2: 0; 2010 Qtr 3: 0; 2010 Qtr 4: 0; 2011 Qtr 1: 0; 2011 Qtr 2: 0; 2011 Qtr 3: 0; 2011 Qtr 4: 0 | 18.196
0 | 234312-Lighting-Screw in 14-26 Watt Lamp - Tr1 |  | System | Commercial | [6 empty] | 9.3196 | 10.3931 | 0 | 0 | 0 | -1.0734 | 194.1729 |  | 0 | 0.038993 | -2.6224 | Commercial |  | Annual | [5 empty] | 2.47 | 0.81 |  |  |  | 0 | 5.3882 | 0 | 0 | 0 | 0 | 0 | 0 | 0 | 0 | 0 | 0 | 2009 Qtr 1: 5.3882; 2009 Qtr 2: 0; 2009 Qtr 3: 0; 2009 Qtr 4: 0; 2010 Qtr 1: 0; 2010 Qtr 2: 0; 2010 Qtr 3: 0; 2010 Qtr 4: 0; 2011 Qtr 1: 0; 2011 Qtr 2: 0; 2011 Qtr 3: 0; 2011 Qtr 4: 0 | 5.3882
0 | 234330-Premium T8 with T12 40 Watt Baseline - Tr1 |  | System | Commercial | 01-ALC-AllCommercial-IntLight | 0 |  |  |  |  | 27.6532 | 13.1897 | 0 | 0 | 0 | 14.4636 | 83.5202 |  | kWh | 0.017351 | 0 | Commercial | [7 empty] | 15 | 0.78 |  |  |  | 0 | 60.0469 | 0 | 0 | 0 | 0 | 0 | 0 | 0 | 0 | 0 | 0 | 2009 Qtr 1: 60.0469; 2009 Qtr 2: 0; 2009 Qtr 3: 0; 2009 Qtr 4: 0; 2010 Qtr 1: 0; 2010 Qtr 2: 0; 2010 Qtr 3: 0; 2010 Qtr 4: 0; 2011 Qtr 1: 0; 2011 Qtr 2: 0; 2011 Qtr 3: 0; 2011 Qtr 4: 0 | 60.0469
0 | 234303-Lighting-Remove 4 Ft Lamp (De-Lamp) - Tr1 |  | System | Commercial | [6 empty] | 12.3596 | 16.4871 | 0 | 0 | 0 | -4.1275 | 137.2559 |  | 0 | 0.026384 | -2.5676 | Commercial |  | Winter Only | [5 empty] | 15 | 0.77 |  |  |  | 0 | 20.0156 | 0 | 0 | 0 | 0 | 0 | 0 | 0 | 0 | 0 | 0 | 2009 Qtr 1: 20.0156; 2009 Qtr 2: 0; 2009 Qtr 3: 0; 2009 Qtr 4: 0; 2010 Qtr 1: 0; 2010 Qtr 2: 0; 2010 Qtr 3: 0; 2010 Qtr 4: 0; 2011 Qtr 1: 0; 2011 Qtr 2: 0; 2011 Qtr 3: 0; 2011 Qtr 4: 0 | 20.0156
0 | 234330-Premium T8 with T12 40 Watt Baseline - Tr1 |  | System | Commercial | 01-ALC-AllCommercial-IntLight | 0 |  |  |  |  | 27.6532 | 13.1897 | 0 | 0 | 0 | 14.4636 | 83.5202 |  | kWh | 0.017351 | 0 | Commercial | [7 empty] | 15 | 0.78 |  |  |  | 0 | 18.196 | 0 | 0 | 0 | 0 | 0 | 0 | 0 | 0 | 0 | 0 | 2009 Qtr 1: 0; 2009 Qtr 2: 0; 2009 Qtr 3: 0; 2009 Qtr 4: 18.196; 2010 Qtr 1: 0; 2010 Qtr 2: 0; 2010 Qtr 3: 0; 2010 Qtr 4: 0; 2011 Qtr 1: 0; 2011 Qtr 2: 0; 2011 Qtr 3: 0; 2011 Qtr 4: 0 | 18.196
0 | 234303-Lighting-Remove 4 Ft Lamp (De-Lamp) - Tr1 |  | System | Commercial | [6 empty] | 12.3596 | 16.4871 | 0 | 0 | 0 | -4.1275 | 137.2559 |  | 0 | 0.026384 | -2.5676 | Commercial |  | Winter Only | [5 empty] | 15 | 0.77 |  |  |  | 0 | 18.196 | 0 | 0 | 0 | 0 | 0 | 0 | 0 | 0 | 0 | 0 | 2009 Qtr 1: 0; 2009 Qtr 2: 0; 2009 Qtr 3: 0; 2009 Qtr 4: 18.196; 2010 Qtr 1: 0; 2010 Qtr 2: 0; 2010 Qtr 3: 0; 2010 Qtr 4: 0; 2011 Qtr 1: 0; 2011 Qtr 2: 0; 2011 Qtr 3: 0; 2011 Qtr 4: 0 | 18.196
0 | 234286-Lighting-Occpncy Snsr-Hi-Bay integrated Snsr-Tr2 |  | System | Commercial | 01-ALC-AllCommercial-IntLight | 0 |  |  |  |  | 221.37 | 95.5 | 0 | 0 | 0 | 125.87 | 1499.5759 |  | kWh | 0.47213 | 0 | Commercial | [7 empty] | 8 | 0.84 |  |  |  | 0 | 16 | 0 | 0 | 0 | 0 | 0 | 0 | 0 | 0 | 0 | 0 | 2009 Qtr 1: 16; 2009 Qtr 2: 0; 2009 Qtr 3: 0; 2009 Qtr 4: 0; 2010 Qtr 1: 0; 2010 Qtr 2: 0; 2010 Qtr 3: 0; 2010 Qtr 4: 0; 2011 Qtr 1: 0; 2011 Qtr 2: 0; 2011 Qtr 3: 0; 2011 Qtr 4: 0 | 16
0 | 234330-Premium T8 with T12 40 Watt Baseline - Tr1 |  | System | Commercial | 01-ALC-AllCommercial-IntLight | 0 |  |  |  |  | 27.6532 | 13.1897 | 0 | 0 | 0 | 14.4636 | 83.5202 |  | kWh | 0.017351 | 0 | Commercial | [7 empty] | 15 | 0.78 |  |  |  | 0 | 25.4745 | 0 | 0 | 0 | 0 | 0 | 0 | 0 | 0 | 0 | 0 | 2009 Qtr 1: 25.4745; 2009 Qtr 2: 0; 2009 Qtr 3: 0; 2009 Qtr 4: 0; 2010 Qtr 1: 0; 2010 Qtr 2: 0; 2010 Qtr 3: 0; 2010 Qtr 4: 0; 2011 Qtr 1: 0; 2011 Qtr 2: 0; 2011 Qtr 3: 0; 2011 Qtr 4: 0 | 25.4745
0 | 234306-Lighting-Remove 8 Ft Lamp (De-Lamp) - Tr1 |  | System | Commercial | 23-RTL-Retail–SingleStorylarge-LIT_INT | 0 |  |  |  |  | 28.4369 | 27.4785 | 0 | 0 | 0 | 0.95836 | 366.7521 |  | kWh | 0.077777 | 0 | Commercial | [7 empty] | 15 | 0.77 |  |  |  | 0 | 12.7372 | 0 | 0 | 0 | 0 | 0 | 0 | 0 | 0 | 0 | 0 | 2009 Qtr 1: 12.7372; 2009 Qtr 2: 0; 2009 Qtr 3: 0; 2009 Qtr 4: 0; 2010 Qtr 1: 0; 2010 Qtr 2: 0; 2010 Qtr 3: 0; 2010 Qtr 4: 0; 2011 Qtr 1: 0; 2011 Qtr 2: 0; 2011 Qtr 3: 0; 2011 Qtr 4: 0 | 12.7372
0 | 234330-Premium T8 with T12 40 Watt Baseline - Tr1 |  | System | Commercial | 01-ALC-AllCommercial-IntLight | 0 |  |  |  |  | 27.6532 | 13.1897 | 0 | 0 | 0 | 14.4636 | 83.5202 |  | kWh | 0.017351 | 0 | Commercial | [7 empty] | 15 | 0.78 |  |  |  | 0 | 29.1137 | 0 | 0 | 0 | 0 | 0 | 0 | 0 | 0 | 0 | 0 | 2009 Qtr 1: 0; 2009 Qtr 2: 0; 2009 Qtr 3: 0; 2009 Qtr 4: 29.1137; 2010 Qtr 1: 0; 2010 Qtr 2: 0; 2010 Qtr 3: 0; 2010 Qtr 4: 0; 2011 Qtr 1: 0; 2011 Qtr 2: 0; 2011 Qtr 3: 0; 2011 Qtr 4: 0 | 29.1137
0 | 234312-Lighting-Screw in 14-26 Watt Lamp - Tr1 |  | System | Commercial | [6 empty] | 9.3196 | 10.3931 | 0 | 0 | 0 | -1.0734 | 194.1729 |  | 0 | 0.038993 | -2.6224 | Commercial |  | Annual | [5 empty] | 2.47 | 0.81 |  |  |  | 0 | 5.3882 | 0 | 0 | 0 | 0 | 0 | 0 | 0 | 0 | 0 | 0 | 2009 Qtr 1: 0; 2009 Qtr 2: 0; 2009 Qtr 3: 0; 2009 Qtr 4: 5.3882; 2010 Qtr 1: 0; 2010 Qtr 2: 0; 2010 Qtr 3: 0; 2010 Qtr 4: 0; 2011 Qtr 1: 0; 2011 Qtr 2: 0; 2011 Qtr 3: 0; 2011 Qtr 4: 0 | 5.3882
0 | 234330-Premium T8 with T12 40 Watt Baseline - Tr1 |  | System | Commercial | 01-ALC-AllCommercial-IntLight | 0 |  |  |  |  | 27.6532 | 13.1897 | 0 | 0 | 0 | 14.4636 | 83.5202 |  | kWh | 0.017351 | 0 | Commercial | [7 empty] | 15 | 0.78 |  |  |  | 0 | 367.5601 | 0 | 0 | 0 | 0 | 0 | 0 | 0 | 0 | 0 | 0 | 2009 Qtr 1: 0; 2009 Qtr 2: 0; 2009 Qtr 3: 0; 2009 Qtr 4: 367.5601; 2010 Qtr 1: 0; 2010 Qtr 2: 0; 2010 Qtr 3: 0; 2010 Qtr 4: 0; 2011 Qtr 1: 0; 2011 Qtr 2: 0; 2011 Qtr 3: 0; 2011 Qtr 4: 0 | 367.5601
0 | 234303-Lighting-Remove 4 Ft Lamp (De-Lamp) - Tr1 |  | System | Commercial | [6 empty] | 12.3596 | 16.4871 | 0 | 0 | 0 | -4.1275 | 137.2559 |  | 0 | 0.026384 | -2.5676 | Commercial |  | Winter Only | [5 empty] | 15 | 0.77 |  |  |  | 0 | 1.8196 | 0 | 0 | 0 | 0 | 0 | 0 | 0 | 0 | 0 | 0 | 2009 Qtr 1: 0; 2009 Qtr 2: 0; 2009 Qtr 3: 0; 2009 Qtr 4: 1.8196; 2010 Qtr 1: 0; 2010 Qtr 2: 0; 2010 Qtr 3: 0; 2010 Qtr 4: 0; 2011 Qtr 1: 0; 2011 Qtr 2: 0; 2011 Qtr 3: 0; 2011 Qtr 4: 0 | 1.8196
0 | 234331-Premium T8 with T12 40 Watt Baseline - Tr2 |  | System | Commercial | 01-ALC-AllCommercial-IntLight | 0 |  |  |  |  | 27.653 | 9.8923 | 0 | 0 | 0 | 17.7607 | 58.062 |  | kWh | 0.017133 | 0 | Commercial | [7 empty] | 15 | 0.78 |  |  |  | 0 | 43.6705 | 0 | 0 | 0 | 0 | 0 | 0 | 0 | 0 | 0 | 0 | 2009 Qtr 1: 0; 2009 Qtr 2: 0; 2009 Qtr 3: 0; 2009 Qtr 4: 43.6705; 2010 Qtr 1: 0; 2010 Qtr 2: 0; 2010 Qtr 3: 0; 2010 Qtr 4: 0; 2011 Qtr 1: 0; 2011 Qtr 2: 0; 2011 Qtr 3: 0; 2011 Qtr 4: 0 | 43.6705
0 | 234330-Premium T8 with T12 40 Watt Baseline - Tr1 |  | System | Commercial | 01-ALC-AllCommercial-IntLight | 0 |  |  |  |  | 27.6532 | 13.1897 | 0 | 0 | 0 | 14.4636 | 83.5202 |  | kWh | 0.017351 | 0 | Commercial | [7 empty] | 15 | 0.78 |  |  |  | 0 | 50.9489 | 0 | 0 | 0 | 0 | 0 | 0 | 0 | 0 | 0 | 0 | 2009 Qtr 1: 0; 2009 Qtr 2: 0; 2009 Qtr 3: 0; 2009 Qtr 4: 50.9489; 2010 Qtr 1: 0; 2010 Qtr 2: 0; 2010 Qtr 3: 0; 2010 Qtr 4: 0; 2011 Qtr 1: 0; 2011 Qtr 2: 0; 2011 Qtr 3: 0; 2011 Qtr 4: 0 | 50.9489
0 | 234312-Lighting-Screw in 14-26 Watt Lamp - Tr1 |  | System | Commercial | [6 empty] | 9.3196 | 10.3931 | 0 | 0 | 0 | -1.0734 | 194.1729 |  | 0 | 0.038993 | -2.6224 | Commercial |  | Annual | [5 empty] | 2.47 | 0.81 |  |  |  | 0 | 114.4994 | 0 | 0 | 0 | 0 | 0 | 0 | 0 | 0 | 0 | 0 | 2009 Qtr 1: 114.4994; 2009 Qtr 2: 0; 2009 Qtr 3: 0; 2009 Qtr 4: 0; 2010 Qtr 1: 0; 2010 Qtr 2: 0; 2010 Qtr 3: 0; 2010 Qtr 4: 0; 2011 Qtr 1: 0; 2011 Qtr 2: 0; 2011 Qtr 3: 0; 2011 Qtr 4: 0 | 114.4994
0 | 234315-Lighting-Screw in 14-26 Watt Reflector Lamp-Tr1 |  | System | Commercial | [6 empty] | 18.0648 | 9.6507 | 0 | 0 | 0 | 8.4141 | 194.1729 |  | 0 | 0.038993 | -2.6224 | Commercial |  | Winter Only | [5 empty] | 2.47 | 0.81 |  |  |  | 0 | 2.6941 | 0 | 0 | 0 | 0 | 0 | 0 | 0 | 0 | 0 | 0 | 2009 Qtr 1: 2.6941; 2009 Qtr 2: 0; 2009 Qtr 3: 0; 2009 Qtr 4: 0; 2010 Qtr 1: 0; 2010 Qtr 2: 0; 2010 Qtr 3: 0; 2010 Qtr 4: 0; 2011 Qtr 1: 0; 2011 Qtr 2: 0; 2011 Qtr 3: 0; 2011 Qtr 4: 0 | 2.6941
0 | 234140-Low Flow Showerhead |  | System | Commercial | 36-GST-Lodging-GuestRooms-Vent/Fan | 0 |  |  |  |  | 37.9464 | 20 | 0 | 0 | 0 | 17.9464 | 57.8762 |  | kWh | 0.012733 | 6.664 | Commercial |  | Annual | [5 empty] | 10 | 0.7 |  |  |  | 0 | 16 | 0 | 0 | 0 | 0 | 0 | 0 | 0 | 0 | 0 | 0 | 2009 Qtr 1: 16; 2009 Qtr 2: 0; 2009 Qtr 3: 0; 2009 Qtr 4: 0; 2010 Qtr 1: 0; 2010 Qtr 2: 0; 2010 Qtr 3: 0; 2010 Qtr 4: 0; 2011 Qtr 1: 0; 2011 Qtr 2: 0; 2011 Qtr 3: 0; 2011 Qtr 4: 0 | 16
0 | 234330-Premium T8 with T12 40 Watt Baseline - Tr1 |  | System | Commercial | 01-ALC-AllCommercial-IntLight | 0 |  |  |  |  | 27.6532 | 13.1897 | 0 | 0 | 0 | 14.4636 | 83.5202 |  | kWh | 0.017351 | 0 | Commercial | [7 empty] | 15 | 0.78 |  |  |  | 0 | 2.7294 | 0 | 0 | 0 | 0 | 0 | 0 | 0 | 0 | 0 | 0 | 2009 Qtr 1: 2.7294; 2009 Qtr 2: 0; 2009 Qtr 3: 0; 2009 Qtr 4: 0; 2010 Qtr 1: 0; 2010 Qtr 2: 0; 2010 Qtr 3: 0; 2010 Qtr 4: 0; 2011 Qtr 1: 0; 2011 Qtr 2: 0; 2011 Qtr 3: 0; 2011 Qtr 4: 0 | 2.7294
0 | 234330-Premium T8 with T12 40 Watt Baseline - Tr1 |  | System | Commercial | 01-ALC-AllCommercial-IntLight | 0 |  |  |  |  | 27.6532 | 0 | 0 | 0 | 0 | 27.6532 | 83.5202 |  | kWh | 0.017351 | 0 | Commercial | [7 empty] | 15 | 0.78 |  |  |  | 0 | 54.5881 | 0 | 0 | 0 | 0 | 0 | 0 | 0 | 0 | 0 | 0 | 2009 Qtr 1: 54.5881; 2009 Qtr 2: 0; 2009 Qtr 3: 0; 2009 Qtr 4: 0; 2010 Qtr 1: 0; 2010 Qtr 2: 0; 2010 Qtr 3: 0; 2010 Qtr 4: 0; 2011 Qtr 1: 0; 2011 Qtr 2: 0; 2011 Qtr 3: 0; 2011 Qtr 4: 0 | 54.5881
0 | 234360-Lighting-IntrHiByLnrFlscntFxtr244wrplc400w(TrI)Tr1 |  | System | Commercial | [6 empty] | 282.4319 | 153.8404 | 0 | 0 | 0 | 128.5914 | 0 |  | 0 | 0.224 | -7.1132 | Commercial |  | Winter Only | [5 empty] | 15 | 0.78 |  |  |  | 0 | 15.6006 | 0 | 0 | 0 | 0 | 0 | 0 | 0 | 0 | 0 | 0 | 2009 Qtr 1: 15.6006; 2009 Qtr 2: 0; 2009 Qtr 3: 0; 2009 Qtr 4: 0; 2010 Qtr 1: 0; 2010 Qtr 2: 0; 2010 Qtr 3: 0; 2010 Qtr 4: 0; 2011 Qtr 1: 0; 2011 Qtr 2: 0; 2011 Qtr 3: 0; 2011 Qtr 4: 0 | 15.6006
0 | 234285-Lighting-Occpncy Snsr-Hi-Bay integrated Snsr-Tr1 |  | System | Commercial | 01-ALC-AllCommercial-IntLight | 0 |  |  |  |  | 221.2703 | 95.5 | 0 | 0 | 0 | 125.7703 | 2503.6304 |  | kWh | 0.48559 | 0 | Commercial | [7 empty] | 8 | 0.84 |  |  |  | 0 | 16 | 0 | 0 | 0 | 0 | 0 | 0 | 0 | 0 | 0 | 0 | 2009 Qtr 1: 16; 2009 Qtr 2: 0; 2009 Qtr 3: 0; 2009 Qtr 4: 0; 2010 Qtr 1: 0; 2010 Qtr 2: 0; 2010 Qtr 3: 0; 2010 Qtr 4: 0; 2011 Qtr 1: 0; 2011 Qtr 2: 0; 2011 Qtr 3: 0; 2011 Qtr 4: 0 | 16
0 | 234330-Premium T8 with T12 40 Watt Baseline - Tr1 |  | System | Commercial | 01-ALC-AllCommercial-IntLight | 0 |  |  |  |  | 27.6532 | 13.1897 | 0 | 0 | 0 | 14.4636 | 83.5202 |  | kWh | 0.017351 | 0 | Commercial | [7 empty] | 15 | 0.78 |  |  |  | 0 | 96.439 | 0 | 0 | 0 | 0 | 0 | 0 | 0 | 0 | 0 | 0 | 2009 Qtr 1: 0; 2009 Qtr 2: 0; 2009 Qtr 3: 0; 2009 Qtr 4: 96.439; 2010 Qtr 1: 0; 2010 Qtr 2: 0; 2010 Qtr 3: 0; 2010 Qtr 4: 0; 2011 Qtr 1: 0; 2011 Qtr 2: 0; 2011 Qtr 3: 0; 2011 Qtr 4: 0 | 96.439
0 | 234331-Premium T8 with T12 40 Watt Baseline - Tr2 |  | System | Commercial | 01-ALC-AllCommercial-IntLight | 0 |  |  |  |  | 27.653 | 9.8923 | 0 | 0 | 0 | 17.7607 | 58.062 |  | kWh | 0.017133 | 0 | Commercial | [7 empty] | 15 | 0.78 |  |  |  | 0 | 80.0626 | 0 | 0 | 0 | 0 | 0 | 0 | 0 | 0 | 0 | 0 | 2009 Qtr 1: 0; 2009 Qtr 2: 0; 2009 Qtr 3: 0; 2009 Qtr 4: 80.0626; 2010 Qtr 1: 0; 2010 Qtr 2: 0; 2010 Qtr 3: 0; 2010 Qtr 4: 0; 2011 Qtr 1: 0; 2011 Qtr 2: 0; 2011 Qtr 3: 0; 2011 Qtr 4: 0 | 80.0626
0 | 234084-Refrigeration -Cooler/Freezer Door Gaskets - Solid Doors: Cooler |  | System | Commercial | 09-GRO-Grocery-REFG | 0 |  |  |  |  | 2.2498 | 4 | 0 | 0 | 0 | -1.7502 | 104.55 |  | kWh | 0.01195 | 0 | Commercial | [7 empty] | 4 | 0.76 |  |  |  | 0 | 30 | 0 | 0 | 0 | 0 | 0 | 0 | 0 | 0 | 0 | 0 | 2009 Qtr 1: 30; 2009 Qtr 2: 0; 2009 Qtr 3: 0; 2009 Qtr 4: 0; 2010 Qtr 1: 0; 2010 Qtr 2: 0; 2010 Qtr 3: 0; 2010 Qtr 4: 0; 2011 Qtr 1: 0; 2011 Qtr 2: 0; 2011 Qtr 3: 0; 2011 Qtr 4: 0 | 30
0 | 234084-Refrigeration -Cooler/Freezer Door Gaskets - Solid Doors: Cooler |  | System | Commercial | 09-GRO-Grocery-REFG | 0 |  |  |  |  | 2.2498 | 4 | 0 | 0 | 0 | -1.7502 | 104.55 |  | kWh | 0.01195 | 0 | Commercial | [7 empty] | 4 | 0.76 |  |  |  | 0 | 54 | 0 | 0 | 0 | 0 | 0 | 0 | 0 | 0 | 0 | 0 | 2009 Qtr 1: 54; 2009 Qtr 2: 0; 2009 Qtr 3: 0; 2009 Qtr 4: 0; 2010 Qtr 1: 0; 2010 Qtr 2: 0; 2010 Qtr 3: 0; 2010 Qtr 4: 0; 2011 Qtr 1: 0; 2011 Qtr 2: 0; 2011 Qtr 3: 0; 2011 Qtr 4: 0 | 54
0 | 234330-Premium T8 with T12 40 Watt Baseline - Tr1 |  | System | Commercial | 01-ALC-AllCommercial-IntLight | 0 |  |  |  |  | 27.6532 | 13.1897 | 0 | 0 | 0 | 14.4636 | 83.5202 |  | kWh | 0.017351 | 0 | Commercial | [7 empty] | 15 | 0.78 |  |  |  | 0 | 47.3097 | 0 | 0 | 0 | 0 | 0 | 0 | 0 | 0 | 0 | 0 | 2009 Qtr 1: 47.3097; 2009 Qtr 2: 0; 2009 Qtr 3: 0; 2009 Qtr 4: 0; 2010 Qtr 1: 0; 2010 Qtr 2: 0; 2010 Qtr 3: 0; 2010 Qtr 4: 0; 2011 Qtr 1: 0; 2011 Qtr 2: 0; 2011 Qtr 3: 0; 2011 Qtr 4: 0 | 47.3097
0 | 234330-Premium T8 with T12 40 Watt Baseline - Tr1 |  | System | Commercial | 01-ALC-AllCommercial-IntLight | 0 |  |  |  |  | 27.6532 | 13.1897 | 0 | 0 | 0 | 14.4636 | 83.5202 |  | kWh | 0.017351 | 0 | Commercial | [7 empty] | 15 | 0.78 |  |  |  | 0 | 10.9176 | 0 | 0 | 0 | 0 | 0 | 0 | 0 | 0 | 0 | 0 | 2009 Qtr 1: 0; 2009 Qtr 2: 0; 2009 Qtr 3: 0; 2009 Qtr 4: 10.9176; 2010 Qtr 1: 0; 2010 Qtr 2: 0; 2010 Qtr 3: 0; 2010 Qtr 4: 0; 2011 Qtr 1: 0; 2011 Qtr 2: 0; 2011 Qtr 3: 0; 2011 Qtr 4: 0 | 10.9176
0 | 234303-Lighting-Remove 4 Ft Lamp (De-Lamp) - Tr1 |  | System | Commercial | [6 empty] | 12.3596 | 16.4871 | 0 | 0 | 0 | -4.1275 | 137.2559 |  | 0 | 0.026384 | -2.5676 | Commercial |  | Winter Only | [5 empty] | 15 | 0.77 |  |  |  | 0 | 10.9176 | 0 | 0 | 0 | 0 | 0 | 0 | 0 | 0 | 0 | 0 | 2009 Qtr 1: 0; 2009 Qtr 2: 0; 2009 Qtr 3: 0; 2009 Qtr 4: 10.9176; 2010 Qtr 1: 0; 2010 Qtr 2: 0; 2010 Qtr 3: 0; 2010 Qtr 4: 0; 2011 Qtr 1: 0; 2011 Qtr 2: 0; 2011 Qtr 3: 0; 2011 Qtr 4: 0 | 10.9176
0 | 234330-Premium T8 with T12 40 Watt Baseline - Tr1 |  | System | Commercial | 01-ALC-AllCommercial-IntLight | 0 |  |  |  |  | 27.6532 | 13.1897 | 0 | 0 | 0 | 14.4636 | 83.5202 |  | kWh | 0.017351 | 0 | Commercial | [7 empty] | 15 | 0.78 |  |  |  | 0 | 58.2273 | 0 | 0 | 0 | 0 | 0 | 0 | 0 | 0 | 0 | 0 | 2009 Qtr 1: 0; 2009 Qtr 2: 0; 2009 Qtr 3: 0; 2009 Qtr 4: 58.2273; 2010 Qtr 1: 0; 2010 Qtr 2: 0; 2010 Qtr 3: 0; 2010 Qtr 4: 0; 2011 Qtr 1: 0; 2011 Qtr 2: 0; 2011 Qtr 3: 0; 2011 Qtr 4: 0 | 58.2273
0 | 234303-Lighting-Remove 4 Ft Lamp (De-Lamp) - Tr1 |  | System | Commercial | [6 empty] | 12.3596 | 16.4871 | 0 | 0 | 0 | -4.1275 | 137.2559 |  | 0 | 0.026384 | -2.5676 | Commercial |  | Winter Only | [5 empty] | 15 | 0.77 |  |  |  | 0 | 10.9176 | 0 | 0 | 0 | 0 | 0 | 0 | 0 | 0 | 0 | 0 | 2009 Qtr 1: 0; 2009 Qtr 2: 0; 2009 Qtr 3: 0; 2009 Qtr 4: 10.9176; 2010 Qtr 1: 0; 2010 Qtr 2: 0; 2010 Qtr 3: 0; 2010 Qtr 4: 0; 2011 Qtr 1: 0; 2011 Qtr 2: 0; 2011 Qtr 3: 0; 2011 Qtr 4: 0 | 10.9176
0 | 234330-Premium T8 with T12 40 Watt Baseline - Tr1 |  | System | Commercial | 01-ALC-AllCommercial-IntLight | 0 |  |  |  |  | 27.6532 | 13.1897 | 0 | 0 | 0 | 14.4636 | 83.5202 |  | kWh | 0.017351 | 0 | Commercial | [7 empty] | 15 | 0.78 |  |  |  | 0 | 25.4745 | 0 | 0 | 0 | 0 | 0 | 0 | 0 | 0 | 0 | 0 | 2009 Qtr 1: 25.4745; 2009 Qtr 2: 0; 2009 Qtr 3: 0; 2009 Qtr 4: 0; 2010 Qtr 1: 0; 2010 Qtr 2: 0; 2010 Qtr 3: 0; 2010 Qtr 4: 0; 2011 Qtr 1: 0; 2011 Qtr 2: 0; 2011 Qtr 3: 0; 2011 Qtr 4: 0 | 25.4745
0 | 234330-Premium T8 with T12 40 Watt Baseline - Tr1 |  | System | Commercial | 01-ALC-AllCommercial-IntLight | 0 |  |  |  |  | 27.6532 | 13.1897 | 0 | 0 | 0 | 14.4636 | 83.5202 |  | kWh | 0.017351 | 0 | Commercial | [7 empty] | 15 | 0.78 |  |  |  | 0 | 54.5881 | 0 | 0 | 0 | 0 | 0 | 0 | 0 | 0 | 0 | 0 | 2009 Qtr 1: 54.5881; 2009 Qtr 2: 0; 2009 Qtr 3: 0; 2009 Qtr 4: 0; 2010 Qtr 1: 0; 2010 Qtr 2: 0; 2010 Qtr 3: 0; 2010 Qtr 4: 0; 2011 Qtr 1: 0; 2011 Qtr 2: 0; 2011 Qtr 3: 0; 2011 Qtr 4: 0 | 54.5881
0 | 234330-Premium T8 with T12 40 Watt Baseline - Tr1 |  | System | Commercial | 01-ALC-AllCommercial-IntLight | 0 |  |  |  |  | 27.6532 | 13.1897 | 0 | 0 | 0 | 14.4636 | 83.5202 |  | kWh | 0.017351 | 0 | Commercial | [7 empty] | 15 | 0.78 |  |  |  | 0 | 61.8665 | 0 | 0 | 0 | 0 | 0 | 0 | 0 | 0 | 0 | 0 | 2009 Qtr 1: 0; 2009 Qtr 2: 0; 2009 Qtr 3: 0; 2009 Qtr 4: 61.8665; 2010 Qtr 1: 0; 2010 Qtr 2: 0; 2010 Qtr 3: 0; 2010 Qtr 4: 0; 2011 Qtr 1: 0; 2011 Qtr 2: 0; 2011 Qtr 3: 0; 2011 Qtr 4: 0 | 61.8665
0 | 234330-Premium T8 with T12 40 Watt Baseline - Tr1 |  | System | Commercial | 01-ALC-AllCommercial-IntLight | 0 |  |  |  |  | 27.6532 | 13.1897 | 0 | 0 | 0 | 14.4636 | 83.5202 |  | kWh | 0.017351 | 0 | Commercial | [7 empty] | 15 | 0.78 |  |  |  | 0 | 60.0469 | 0 | 0 | 0 | 0 | 0 | 0 | 0 | 0 | 0 | 0 | 2009 Qtr 1: 0; 2009 Qtr 2: 0; 2009 Qtr 3: 0; 2009 Qtr 4: 60.0469; 2010 Qtr 1: 0; 2010 Qtr 2: 0; 2010 Qtr 3: 0; 2010 Qtr 4: 0; 2011 Qtr 1: 0; 2011 Qtr 2: 0; 2011 Qtr 3: 0; 2011 Qtr 4: 0 | 60.0469
0 | 234303-Lighting-Remove 4 Ft Lamp (De-Lamp) - Tr1 |  | System | Commercial | [6 empty] | 12.3596 | 16.4871 | 0 | 0 | 0 | -4.1275 | 137.2559 |  | 0 | 0.026384 | -2.5676 | Commercial |  | Winter Only | [5 empty] | 15 | 0.77 |  |  |  | 0 | 20.0156 | 0 | 0 | 0 | 0 | 0 | 0 | 0 | 0 | 0 | 0 | 2009 Qtr 1: 0; 2009 Qtr 2: 0; 2009 Qtr 3: 0; 2009 Qtr 4: 20.0156; 2010 Qtr 1: 0; 2010 Qtr 2: 0; 2010 Qtr 3: 0; 2010 Qtr 4: 0; 2011 Qtr 1: 0; 2011 Qtr 2: 0; 2011 Qtr 3: 0; 2011 Qtr 4: 0 | 20.0156
0 | 234330-Premium T8 with T12 40 Watt Baseline - Tr1 |  | System | Commercial | 01-ALC-AllCommercial-IntLight | 0 |  |  |  |  | 27.6532 | 13.1897 | 0 | 0 | 0 | 14.4636 | 83.5202 |  | kWh | 0.017351 | 0 | Commercial | [7 empty] | 15 | 0.78 |  |  |  | 0 | 45.4901 | 0 | 0 | 0 | 0 | 0 | 0 | 0 | 0 | 0 | 0 | 2009 Qtr 1: 45.4901; 2009 Qtr 2: 0; 2009 Qtr 3: 0; 2009 Qtr 4: 0; 2010 Qtr 1: 0; 2010 Qtr 2: 0; 2010 Qtr 3: 0; 2010 Qtr 4: 0; 2011 Qtr 1: 0; 2011 Qtr 2: 0; 2011 Qtr 3: 0; 2011 Qtr 4: 0 | 45.4901
0 | 234303-Lighting-Remove 4 Ft Lamp (De-Lamp) - Tr1 |  | System | Commercial | [6 empty] | 12.3596 | 16.4871 | 0 | 0 | 0 | -4.1275 | 137.2559 |  | 0 | 0.026384 | -2.5676 | Commercial |  | Winter Only | [5 empty] | 15 | 0.77 |  |  |  | 0 | 1.8196 | 0 | 0 | 0 | 0 | 0 | 0 | 0 | 0 | 0 | 0 | 2009 Qtr 1: 1.8196; 2009 Qtr 2: 0; 2009 Qtr 3: 0; 2009 Qtr 4: 0; 2010 Qtr 1: 0; 2010 Qtr 2: 0; 2010 Qtr 3: 0; 2010 Qtr 4: 0; 2011 Qtr 1: 0; 2011 Qtr 2: 0; 2011 Qtr 3: 0; 2011 Qtr 4: 0 | 1.8196
0 | 234330-Premium T8 with T12 40 Watt Baseline - Tr1 |  | System | Commercial | 01-ALC-AllCommercial-IntLight | 0 |  |  |  |  | 27.6532 | 13.1897 | 0 | 0 | 0 | 14.4636 | 83.5202 |  | kWh | 0.017351 | 0 | Commercial | [7 empty] | 15 | 0.78 |  |  |  | 0 | 23.6549 | 0 | 0 | 0 | 0 | 0 | 0 | 0 | 0 | 0 | 0 | 2009 Qtr 1: 23.6549; 2009 Qtr 2: 0; 2009 Qtr 3: 0; 2009 Qtr 4: 0; 2010 Qtr 1: 0; 2010 Qtr 2: 0; 2010 Qtr 3: 0; 2010 Qtr 4: 0; 2011 Qtr 1: 0; 2011 Qtr 2: 0; 2011 Qtr 3: 0; 2011 Qtr 4: 0 | 23.6549
0 | 234303-Lighting-Remove 4 Ft Lamp (De-Lamp) - Tr1 |  | System | Commercial | [6 empty] | 12.3596 | 16.4871 | 0 | 0 | 0 | -4.1275 | 137.2559 |  | 0 | 0.026384 | -2.5676 | Commercial |  | Winter Only | [5 empty] | 15 | 0.77 |  |  |  | 0 | 5.4588 | 0 | 0 | 0 | 0 | 0 | 0 | 0 | 0 | 0 | 0 | 2009 Qtr 1: 5.4588; 2009 Qtr 2: 0; 2009 Qtr 3: 0; 2009 Qtr 4: 0; 2010 Qtr 1: 0; 2010 Qtr 2: 0; 2010 Qtr 3: 0; 2010 Qtr 4: 0; 2011 Qtr 1: 0; 2011 Qtr 2: 0; 2011 Qtr 3: 0; 2011 Qtr 4: 0 | 5.4588
0 | 234312-Lighting-Screw in 14-26 Watt Lamp - Tr1 |  | System | Commercial | [6 empty] | 9.3196 | 10.3931 | 0 | 0 | 0 | -1.0734 | 194.1729 |  | 0 | 0.038993 | -2.6224 | Commercial |  | Annual | [5 empty] | 2.47 | 0.81 |  |  |  | 0 | 0.67353 | 0 | 0 | 0 | 0 | 0 | 0 | 0 | 0 | 0 | 0 | 2009 Qtr 1: 0.67353; 2009 Qtr 2: 0; 2009 Qtr 3: 0; 2009 Qtr 4: 0; 2010 Qtr 1: 0; 2010 Qtr 2: 0; 2010 Qtr 3: 0; 2010 Qtr 4: 0; 2011 Qtr 1: 0; 2011 Qtr 2: 0; 2011 Qtr 3: 0; 2011 Qtr 4: 0 | 0.67353
0 | 234330-Premium T8 with T12 40 Watt Baseline - Tr1 |  | System | Commercial | 01-ALC-AllCommercial-IntLight | 0 |  |  |  |  | 27.6532 | 13.1897 | 0 | 0 | 0 | 14.4636 | 83.5202 |  | kWh | 0.017351 | 0 | Commercial | [7 empty] | 15 | 0.78 |  |  |  | 0 | 29.1137 | 0 | 0 | 0 | 0 | 0 | 0 | 0 | 0 | 0 | 0 | 2009 Qtr 1: 0; 2009 Qtr 2: 0; 2009 Qtr 3: 0; 2009 Qtr 4: 29.1137; 2010 Qtr 1: 0; 2010 Qtr 2: 0; 2010 Qtr 3: 0; 2010 Qtr 4: 0; 2011 Qtr 1: 0; 2011 Qtr 2: 0; 2011 Qtr 3: 0; 2011 Qtr 4: 0 | 29.1137
0 | 234303-Lighting-Remove 4 Ft Lamp (De-Lamp) - Tr1 |  | System | Commercial | [6 empty] | 12.3596 | 16.4871 | 0 | 0 | 0 | -4.1275 | 137.2559 |  | 0 | 0.026384 | -2.5676 | Commercial |  | Winter Only | [5 empty] | 15 | 0.77 |  |  |  | 0 | 14.5568 | 0 | 0 | 0 | 0 | 0 | 0 | 0 | 0 | 0 | 0 | 2009 Qtr 1: 0; 2009 Qtr 2: 0; 2009 Qtr 3: 0; 2009 Qtr 4: 14.5568; 2010 Qtr 1: 0; 2010 Qtr 2: 0; 2010 Qtr 3: 0; 2010 Qtr 4: 0; 2011 Qtr 1: 0; 2011 Qtr 2: 0; 2011 Qtr 3: 0; 2011 Qtr 4: 0 | 14.5568
0 | 234330-Premium T8 with T12 40 Watt Baseline - Tr1 |  | System | Commercial | 01-ALC-AllCommercial-IntLight | 0 |  |  |  |  | 27.6532 | 13.1897 | 0 | 0 | 0 | 14.4636 | 83.5202 |  | kWh | 0.017351 | 0 | Commercial | [7 empty] | 15 | 0.78 |  |  |  | 0 | 109.1763 | 0 | 0 | 0 | 0 | 0 | 0 | 0 | 0 | 0 | 0 | 2009 Qtr 1: 109.1763; 2009 Qtr 2: 0; 2009 Qtr 3: 0; 2009 Qtr 4: 0; 2010 Qtr 1: 0; 2010 Qtr 2: 0; 2010 Qtr 3: 0; 2010 Qtr 4: 0; 2011 Qtr 1: 0; 2011 Qtr 2: 0; 2011 Qtr 3: 0; 2011 Qtr 4: 0 | 109.1763
0 | 234303-Lighting-Remove 4 Ft Lamp (De-Lamp) - Tr1 |  | System | Commercial | [6 empty] | 12.3596 | 16.4871 | 0 | 0 | 0 | -4.1275 | 137.2559 |  | 0 | 0.026384 | -2.5676 | Commercial |  | Winter Only | [5 empty] | 15 | 0.77 |  |  |  | 0 | 3.6392 | 0 | 0 | 0 | 0 | 0 | 0 | 0 | 0 | 0 | 0 | 2009 Qtr 1: 3.6392; 2009 Qtr 2: 0; 2009 Qtr 3: 0; 2009 Qtr 4: 0; 2010 Qtr 1: 0; 2010 Qtr 2: 0; 2010 Qtr 3: 0; 2010 Qtr 4: 0; 2011 Qtr 1: 0; 2011 Qtr 2: 0; 2011 Qtr 3: 0; 2011 Qtr 4: 0 | 3.6392
0 | 234330-Premium T8 with T12 40 Watt Baseline - Tr1 |  | System | Commercial | 01-ALC-AllCommercial-IntLight | 0 |  |  |  |  | 27.6532 | 13.1897 | 0 | 0 | 0 | 14.4636 | 83.5202 |  | kWh | 0.017351 | 0 | Commercial | [7 empty] | 15 | 0.78 |  |  |  | 0 | 40.0313 | 0 | 0 | 0 | 0 | 0 | 0 | 0 | 0 | 0 | 0 | 2009 Qtr 1: 40.0313; 2009 Qtr 2: 0; 2009 Qtr 3: 0; 2009 Qtr 4: 0; 2010 Qtr 1: 0; 2010 Qtr 2: 0; 2010 Qtr 3: 0; 2010 Qtr 4: 0; 2011 Qtr 1: 0; 2011 Qtr 2: 0; 2011 Qtr 3: 0; 2011 Qtr 4: 0 | 40.0313
0 | 234312-Lighting-Screw in 14-26 Watt Lamp - Tr1 |  | System | Commercial | [6 empty] | 9.3196 | 10.3931 | 0 | 0 | 0 | -1.0734 | 194.1729 |  | 0 | 0.038993 | -2.6224 | Commercial |  | Annual | [5 empty] | 2.47 | 0.81 |  |  |  | 0 | 13.4705 | 0 | 0 | 0 | 0 | 0 | 0 | 0 | 0 | 0 | 0 | 2009 Qtr 1: 13.4705; 2009 Qtr 2: 0; 2009 Qtr 3: 0; 2009 Qtr 4: 0; 2010 Qtr 1: 0; 2010 Qtr 2: 0; 2010 Qtr 3: 0; 2010 Qtr 4: 0; 2011 Qtr 1: 0; 2011 Qtr 2: 0; 2011 Qtr 3: 0; 2011 Qtr 4: 0 | 13.4705
0 | 234360-Lighting-IntrHiByLnrFlscntFxtr244wrplc400w(TrI)Tr1 |  | System | Commercial | [6 empty] | 282.4319 | 153.8404 | 0 | 0 | 0 | 128.5914 | 0 |  | 0 | 0.224 | -7.1132 | Commercial |  | Winter Only | [5 empty] | 15 | 0.78 |  |  |  | 0 | 7.8003 | 0 | 0 | 0 | 0 | 0 | 0 | 0 | 0 | 0 | 0 | 2009 Qtr 1: 7.8003; 2009 Qtr 2: 0; 2009 Qtr 3: 0; 2009 Qtr 4: 0; 2010 Qtr 1: 0; 2010 Qtr 2: 0; 2010 Qtr 3: 0; 2010 Qtr 4: 0; 2011 Qtr 1: 0; 2011 Qtr 2: 0; 2011 Qtr 3: 0; 2011 Qtr 4: 0 | 7.8003
0 | 234285-Lighting-Occpncy Snsr-Hi-Bay integrated Snsr-Tr1 |  | System | Commercial | 01-ALC-AllCommercial-IntLight | 0 |  |  |  |  | 221.2703 | 95.5 | 0 | 0 | 0 | 125.7703 | 2503.6304 |  | kWh | 0.48559 | 0 | Commercial | [7 empty] | 8 | 0.84 |  |  |  | 0 | 8 | 0 | 0 | 0 | 0 | 0 | 0 | 0 | 0 | 0 | 0 | 2009 Qtr 1: 8; 2009 Qtr 2: 0; 2009 Qtr 3: 0; 2009 Qtr 4: 0; 2010 Qtr 1: 0; 2010 Qtr 2: 0; 2010 Qtr 3: 0; 2010 Qtr 4: 0; 2011 Qtr 1: 0; 2011 Qtr 2: 0; 2011 Qtr 3: 0; 2011 Qtr 4: 0 | 8
0 | 234330-Premium T8 with T12 40 Watt Baseline - Tr1 |  | System | Commercial | 01-ALC-AllCommercial-IntLight | 0 |  |  |  |  | 27.6532 | 13.1897 | 0 | 0 | 0 | 14.4636 | 83.5202 |  | kWh | 0.017351 | 0 | Commercial | [7 empty] | 15 | 0.78 |  |  |  | 0 | 40.0313 | 0 | 0 | 0 | 0 | 0 | 0 | 0 | 0 | 0 | 0 | 2009 Qtr 1: 40.0313; 2009 Qtr 2: 0; 2009 Qtr 3: 0; 2009 Qtr 4: 0; 2010 Qtr 1: 0; 2010 Qtr 2: 0; 2010 Qtr 3: 0; 2010 Qtr 4: 0; 2011 Qtr 1: 0; 2011 Qtr 2: 0; 2011 Qtr 3: 0; 2011 Qtr 4: 0 | 40.0313
0 | 234303-Lighting-Remove 4 Ft Lamp (De-Lamp) - Tr1 |  | System | Commercial | [6 empty] | 12.3596 | 16.4871 | 0 | 0 | 0 | -4.1275 | 137.2559 |  | 0 | 0.026384 | -2.5676 | Commercial |  | Winter Only | [5 empty] | 15 | 0.77 |  |  |  | 0 | 40.0313 | 0 | 0 | 0 | 0 | 0 | 0 | 0 | 0 | 0 | 0 | 2009 Qtr 1: 40.0313; 2009 Qtr 2: 0; 2009 Qtr 3: 0; 2009 Qtr 4: 0; 2010 Qtr 1: 0; 2010 Qtr 2: 0; 2010 Qtr 3: 0; 2010 Qtr 4: 0; 2011 Qtr 1: 0; 2011 Qtr 2: 0; 2011 Qtr 3: 0; 2011 Qtr 4: 0 | 40.0313
0 | 234330-Premium T8 with T12 40 Watt Baseline - Tr1 |  | System | Commercial | 01-ALC-AllCommercial-IntLight | 0 |  |  |  |  | 27.6532 | 13.1897 | 0 | 0 | 0 | 14.4636 | 83.5202 |  | kWh | 0.017351 | 0 | Commercial | [7 empty] | 15 | 0.78 |  |  |  | 0 | 20.0156 | 0 | 0 | 0 | 0 | 0 | 0 | 0 | 0 | 0 | 0 | 2009 Qtr 1: 20.0156; 2009 Qtr 2: 0; 2009 Qtr 3: 0; 2009 Qtr 4: 0; 2010 Qtr 1: 0; 2010 Qtr 2: 0; 2010 Qtr 3: 0; 2010 Qtr 4: 0; 2011 Qtr 1: 0; 2011 Qtr 2: 0; 2011 Qtr 3: 0; 2011 Qtr 4: 0 | 20.0156
0 | 234303-Lighting-Remove 4 Ft Lamp (De-Lamp) - Tr1 |  | System | Commercial | [6 empty] | 12.3596 | 16.4871 | 0 | 0 | 0 | -4.1275 | 137.2559 |  | 0 | 0.026384 | -2.5676 | Commercial |  | Winter Only | [5 empty] | 15 | 0.77 |  |  |  | 0 | 20.0156 | 0 | 0 | 0 | 0 | 0 | 0 | 0 | 0 | 0 | 0 | 2009 Qtr 1: 20.0156; 2009 Qtr 2: 0; 2009 Qtr 3: 0; 2009 Qtr 4: 0; 2010 Qtr 1: 0; 2010 Qtr 2: 0; 2010 Qtr 3: 0; 2010 Qtr 4: 0; 2011 Qtr 1: 0; 2011 Qtr 2: 0; 2011 Qtr 3: 0; 2011 Qtr 4: 0 | 20.0156
0 | 234330-Premium T8 with T12 40 Watt Baseline - Tr1 |  | System | Commercial | 01-ALC-AllCommercial-IntLight | 0 |  |  |  |  | 27.6532 | 13.1897 | 0 | 0 | 0 | 14.4636 | 83.5202 |  | kWh | 0.017351 | 0 | Commercial | [7 empty] | 15 | 0.78 |  |  |  | 0 | 20.0156 | 0 | 0 | 0 | 0 | 0 | 0 | 0 | 0 | 0 | 0 | 2009 Qtr 1: 0; 2009 Qtr 2: 0; 2009 Qtr 3: 0; 2009 Qtr 4: 20.0156; 2010 Qtr 1: 0; 2010 Qtr 2: 0; 2010 Qtr 3: 0; 2010 Qtr 4: 0; 2011 Qtr 1: 0; 2011 Qtr 2: 0; 2011 Qtr 3: 0; 2011 Qtr 4: 0 | 20.0156
0 | 234303-Lighting-Remove 4 Ft Lamp (De-Lamp) - Tr1 |  | System | Commercial | [6 empty] | 12.3596 | 16.4871 | 0 | 0 | 0 | -4.1275 | 137.2559 |  | 0 | 0.026384 | -2.5676 | Commercial |  | Winter Only | [5 empty] | 15 | 0.77 |  |  |  | 0 | 20.0156 | 0 | 0 | 0 | 0 | 0 | 0 | 0 | 0 | 0 | 0 | 2009 Qtr 1: 0; 2009 Qtr 2: 0; 2009 Qtr 3: 0; 2009 Qtr 4: 20.0156; 2010 Qtr 1: 0; 2010 Qtr 2: 0; 2010 Qtr 3: 0; 2010 Qtr 4: 0; 2011 Qtr 1: 0; 2011 Qtr 2: 0; 2011 Qtr 3: 0; 2011 Qtr 4: 0 | 20.0156
0 | 234330-Premium T8 with T12 40 Watt Baseline - Tr1 |  | System | Commercial | 01-ALC-AllCommercial-IntLight | 0 |  |  |  |  | 27.6532 | 13.1897 | 0 | 0 | 0 | 14.4636 | 83.5202 |  | kWh | 0.017351 | 0 | Commercial | [7 empty] | 15 | 0.78 |  |  |  | 0 | 7.2784 | 0 | 0 | 0 | 0 | 0 | 0 | 0 | 0 | 0 | 0 | 2009 Qtr 1: 0; 2009 Qtr 2: 0; 2009 Qtr 3: 0; 2009 Qtr 4: 7.2784; 2010 Qtr 1: 0; 2010 Qtr 2: 0; 2010 Qtr 3: 0; 2010 Qtr 4: 0; 2011 Qtr 1: 0; 2011 Qtr 2: 0; 2011 Qtr 3: 0; 2011 Qtr 4: 0 | 7.2784
0 | 234303-Lighting-Remove 4 Ft Lamp (De-Lamp) - Tr1 |  | System | Commercial | [6 empty] | 12.3596 | 16.4871 | 0 | 0 | 0 | -4.1275 | 137.2559 |  | 0 | 0.026384 | -2.5676 | Commercial |  | Winter Only | [5 empty] | 15 | 0.77 |  |  |  | 0 | 7.2784 | 0 | 0 | 0 | 0 | 0 | 0 | 0 | 0 | 0 | 0 | 2009 Qtr 1: 0; 2009 Qtr 2: 0; 2009 Qtr 3: 0; 2009 Qtr 4: 7.2784; 2010 Qtr 1: 0; 2010 Qtr 2: 0; 2010 Qtr 3: 0; 2010 Qtr 4: 0; 2011 Qtr 1: 0; 2011 Qtr 2: 0; 2011 Qtr 3: 0; 2011 Qtr 4: 0 | 7.2784
0 | 234312-Lighting-Screw in 14-26 Watt Lamp - Tr1 |  | System | Commercial | [6 empty] | 9.3196 | 10.3931 | 0 | 0 | 0 | -1.0734 | 194.1729 |  | 0 | 0.038993 | -2.6224 | Commercial |  | Annual | [5 empty] | 2.47 | 0.81 |  |  |  | 0 | 0.67353 | 0 | 0 | 0 | 0 | 0 | 0 | 0 | 0 | 0 | 0 | 2009 Qtr 1: 0.67353; 2009 Qtr 2: 0; 2009 Qtr 3: 0; 2009 Qtr 4: 0; 2010 Qtr 1: 0; 2010 Qtr 2: 0; 2010 Qtr 3: 0; 2010 Qtr 4: 0; 2011 Qtr 1: 0; 2011 Qtr 2: 0; 2011 Qtr 3: 0; 2011 Qtr 4: 0 | 0.67353
0 | 234330-Premium T8 with T12 40 Watt Baseline - Tr1 |  | System | Commercial | 01-ALC-AllCommercial-IntLight | 0 |  |  |  |  | 27.6532 | 13.1897 | 0 | 0 | 0 | 14.4636 | 83.5202 |  | kWh | 0.017351 | 0 | Commercial | [7 empty] | 15 | 0.78 |  |  |  | 0 | 25.4745 | 0 | 0 | 0 | 0 | 0 | 0 | 0 | 0 | 0 | 0 | 2009 Qtr 1: 25.4745; 2009 Qtr 2: 0; 2009 Qtr 3: 0; 2009 Qtr 4: 0; 2010 Qtr 1: 0; 2010 Qtr 2: 0; 2010 Qtr 3: 0; 2010 Qtr 4: 0; 2011 Qtr 1: 0; 2011 Qtr 2: 0; 2011 Qtr 3: 0; 2011 Qtr 4: 0 | 25.4745
0 | 234303-Lighting-Remove 4 Ft Lamp (De-Lamp) - Tr1 |  | System | Commercial | [6 empty] | 12.3596 | 16.4871 | 0 | 0 | 0 | -4.1275 | 137.2559 |  | 0 | 0.026384 | -2.5676 | Commercial |  | Winter Only | [5 empty] | 15 | 0.77 |  |  |  | 0 | 7.2784 | 0 | 0 | 0 | 0 | 0 | 0 | 0 | 0 | 0 | 0 | 2009 Qtr 1: 7.2784; 2009 Qtr 2: 0; 2009 Qtr 3: 0; 2009 Qtr 4: 0; 2010 Qtr 1: 0; 2010 Qtr 2: 0; 2010 Qtr 3: 0; 2010 Qtr 4: 0; 2011 Qtr 1: 0; 2011 Qtr 2: 0; 2011 Qtr 3: 0; 2011 Qtr 4: 0 | 7.2784
0 | 234360-Lighting-IntrHiByLnrFlscntFxtr244wrplc400w(TrI)Tr1 |  | System | Commercial | [6 empty] | 282.4319 | 153.8404 | 0 | 0 | 0 | 128.5914 | 0 |  | 0 | 0.224 | -7.1132 | Commercial |  | Winter Only | [5 empty] | 15 | 0.78 |  |  |  | 0 | 75.0778 | 0 | 0 | 0 | 0 | 0 | 0 | 0 | 0 | 0 | 0 | 2009 Qtr 1: 0; 2009 Qtr 2: 0; 2009 Qtr 3: 0; 2009 Qtr 4: 75.0778; 2010 Qtr 1: 0; 2010 Qtr 2: 0; 2010 Qtr 3: 0; 2010 Qtr 4: 0; 2011 Qtr 1: 0; 2011 Qtr 2: 0; 2011 Qtr 3: 0; 2011 Qtr 4: 0 | 75.0778
0 | 234285-Lighting-Occpncy Snsr-Hi-Bay integrated Snsr-Tr1 |  | System | Commercial | 01-ALC-AllCommercial-IntLight | 0 |  |  |  |  | 221.2703 | 95.5 | 0 | 0 | 0 | 125.7703 | 2503.6304 |  | kWh | 0.48559 | 0 | Commercial | [7 empty] | 8 | 0.84 |  |  |  | 0 | 77 | 0 | 0 | 0 | 0 | 0 | 0 | 0 | 0 | 0 | 0 | 2009 Qtr 1: 0; 2009 Qtr 2: 0; 2009 Qtr 3: 0; 2009 Qtr 4: 77; 2010 Qtr 1: 0; 2010 Qtr 2: 0; 2010 Qtr 3: 0; 2010 Qtr 4: 0; 2011 Qtr 1: 0; 2011 Qtr 2: 0; 2011 Qtr 3: 0; 2011 Qtr 4: 0 | 77
0 | 234330-Premium T8 with T12 40 Watt Baseline - Tr1 |  | System | Commercial | 01-ALC-AllCommercial-IntLight | 0 |  |  |  |  | 27.6532 | 13.1897 | 0 | 0 | 0 | 14.4636 | 83.5202 |  | kWh | 0.017351 | 0 | Commercial | [7 empty] | 15 | 0.78 |  |  |  | 0 | 21.8353 | 0 | 0 | 0 | 0 | 0 | 0 | 0 | 0 | 0 | 0 | 2009 Qtr 1: 0; 2009 Qtr 2: 0; 2009 Qtr 3: 0; 2009 Qtr 4: 21.8353; 2010 Qtr 1: 0; 2010 Qtr 2: 0; 2010 Qtr 3: 0; 2010 Qtr 4: 0; 2011 Qtr 1: 0; 2011 Qtr 2: 0; 2011 Qtr 3: 0; 2011 Qtr 4: 0 | 21.8353
0 | 234330-Premium T8 with T12 40 Watt Baseline - Tr1 |  | System | Commercial | 01-ALC-AllCommercial-IntLight | 0 |  |  |  |  | 27.6532 | 13.1897 | 0 | 0 | 0 | 14.4636 | 83.5202 |  | kWh | 0.017351 | 0 | Commercial | [7 empty] | 15 | 0.78 |  |  |  | 0 | 110.9959 | 0 | 0 | 0 | 0 | 0 | 0 | 0 | 0 | 0 | 0 | 2009 Qtr 1: 110.9959; 2009 Qtr 2: 0; 2009 Qtr 3: 0; 2009 Qtr 4: 0; 2010 Qtr 1: 0; 2010 Qtr 2: 0; 2010 Qtr 3: 0; 2010 Qtr 4: 0; 2011 Qtr 1: 0; 2011 Qtr 2: 0; 2011 Qtr 3: 0; 2011 Qtr 4: 0 | 110.9959
0 | 234207-Lighting-8 Ft T-8 with Elec Ballast-Tr1 |  | System | Commercial | 01-ALC-AllCommercial-IntLight | 0 |  |  |  |  | 35.6901 | 21.9828 | 0 | 0 | 0 | 13.7073 | 45.8368 |  | kWh | 0.0098893 | 0 | Commercial | [7 empty] | 15 | 0.78 |  |  |  | 0 | 14.5568 | 0 | 0 | 0 | 0 | 0 | 0 | 0 | 0 | 0 | 0 | 2009 Qtr 1: 14.5568; 2009 Qtr 2: 0; 2009 Qtr 3: 0; 2009 Qtr 4: 0; 2010 Qtr 1: 0; 2010 Qtr 2: 0; 2010 Qtr 3: 0; 2010 Qtr 4: 0; 2011 Qtr 1: 0; 2011 Qtr 2: 0; 2011 Qtr 3: 0; 2011 Qtr 4: 0 | 14.5568
0 | 234330-Premium T8 with T12 40 Watt Baseline - Tr1 |  | System | Commercial | 01-ALC-AllCommercial-IntLight | 0 |  |  |  |  | 27.6532 | 13.1897 | 0 | 0 | 0 | 14.4636 | 83.5202 |  | kWh | 0.017351 | 0 | Commercial | [7 empty] | 15 | 0.78 |  |  |  | 0 | 347.5444 | 0 | 0 | 0 | 0 | 0 | 0 | 0 | 0 | 0 | 0 | 2009 Qtr 1: 347.5444; 2009 Qtr 2: 0; 2009 Qtr 3: 0; 2009 Qtr 4: 0; 2010 Qtr 1: 0; 2010 Qtr 2: 0; 2010 Qtr 3: 0; 2010 Qtr 4: 0; 2011 Qtr 1: 0; 2011 Qtr 2: 0; 2011 Qtr 3: 0; 2011 Qtr 4: 0 | 347.5444
0 | 234303-Lighting-Remove 4 Ft Lamp (De-Lamp) - Tr1 |  | System | Commercial | [6 empty] | 12.3596 | 0 | 0 | 0 | 0 | 12.3596 | 137.2559 |  | 0 | 0.026384 | -2.5676 | Commercial |  | Winter Only | [5 empty] | 15 | 0.77 |  |  |  | 0 | 9.098 | 0 | 0 | 0 | 0 | 0 | 0 | 0 | 0 | 0 | 0 | 2009 Qtr 1: 9.098; 2009 Qtr 2: 0; 2009 Qtr 3: 0; 2009 Qtr 4: 0; 2010 Qtr 1: 0; 2010 Qtr 2: 0; 2010 Qtr 3: 0; 2010 Qtr 4: 0; 2011 Qtr 1: 0; 2011 Qtr 2: 0; 2011 Qtr 3: 0; 2011 Qtr 4: 0 | 9.098
0 | 234049-Lighting-LED Exit Sign New Sign |  | System | Commercial | 25-SCN-Storage–Conditioned-Exit | 0 |  |  |  |  | 64.8921 | 45 | 0 | 0 | 0 | 19.8921 | 351.311 |  | kWh | 0 | 0 | Commercial | [7 empty] | 16 | 0.85 |  |  |  | 0 | 6 | 0 | 0 | 0 | 0 | 0 | 0 | 0 | 0 | 0 | 0 | 2009 Qtr 1: 6; 2009 Qtr 2: 0; 2009 Qtr 3: 0; 2009 Qtr 4: 0; 2010 Qtr 1: 0; 2010 Qtr 2: 0; 2010 Qtr 3: 0; 2010 Qtr 4: 0; 2011 Qtr 1: 0; 2011 Qtr 2: 0; 2011 Qtr 3: 0; 2011 Qtr 4: 0 | 6
0 | 234084-Refrigeration -Cooler/Freezer Door Gaskets - Solid Doors: Cooler |  | System | Commercial | 09-GRO-Grocery-REFG | 0 |  |  |  |  | 2.2498 | 4 | 0 | 0 | 0 | -1.7502 | 104.55 |  | kWh | 0.01195 | 0 | Commercial | [7 empty] | 4 | 0.76 |  |  |  | 0 | 455.5 | 0 | 0 | 0 | 0 | 0 | 0 | 0 | 0 | 0 | 0 | 2009 Qtr 1: 455.5; 2009 Qtr 2: 0; 2009 Qtr 3: 0; 2009 Qtr 4: 0; 2010 Qtr 1: 0; 2010 Qtr 2: 0; 2010 Qtr 3: 0; 2010 Qtr 4: 0; 2011 Qtr 1: 0; 2011 Qtr 2: 0; 2011 Qtr 3: 0; 2011 Qtr 4: 0 | 455.5
0 | 234312-Lighting-Screw in 14-26 Watt Lamp - Tr1 |  | System | Commercial | [6 empty] | 9.3196 | 10.3931 | 0 | 0 | 0 | -1.0734 | 194.1729 |  | 0 | 0.038993 | -2.6224 | Commercial |  | Annual | [5 empty] | 2.47 | 0.81 |  |  |  | 0 | 35.0233 | 0 | 0 | 0 | 0 | 0 | 0 | 0 | 0 | 0 | 0 | 2009 Qtr 1: 35.0233; 2009 Qtr 2: 0; 2009 Qtr 3: 0; 2009 Qtr 4: 0; 2010 Qtr 1: 0; 2010 Qtr 2: 0; 2010 Qtr 3: 0; 2010 Qtr 4: 0; 2011 Qtr 1: 0; 2011 Qtr 2: 0; 2011 Qtr 3: 0; 2011 Qtr 4: 0 | 35.0233
0 | 234330-Premium T8 with T12 40 Watt Baseline - Tr1 |  | System | Commercial | 01-ALC-AllCommercial-IntLight | 0 |  |  |  |  | 27.6532 | 13.1897 | 0 | 0 | 0 | 14.4636 | 83.5202 |  | kWh | 0.017351 | 0 | Commercial | [7 empty] | 15 | 0.78 |  |  |  | 0 | 20.0156 | 0 | 0 | 0 | 0 | 0 | 0 | 0 | 0 | 0 | 0 | 2009 Qtr 1: 20.0156; 2009 Qtr 2: 0; 2009 Qtr 3: 0; 2009 Qtr 4: 0; 2010 Qtr 1: 0; 2010 Qtr 2: 0; 2010 Qtr 3: 0; 2010 Qtr 4: 0; 2011 Qtr 1: 0; 2011 Qtr 2: 0; 2011 Qtr 3: 0; 2011 Qtr 4: 0 | 20.0156
0 | 234360-Lighting-IntrHiByLnrFlscntFxtr244wrplc400w(TrI)Tr1 |  | System | Commercial | [6 empty] | 282.4319 | 153.8404 | 0 | 0 | 0 | 128.5914 | 0 |  | 0 | 0.224 | -7.1132 | Commercial |  | Winter Only | [5 empty] | 15 | 0.78 |  |  |  | 0 | 5.8502 | 0 | 0 | 0 | 0 | 0 | 0 | 0 | 0 | 0 | 0 | 2009 Qtr 1: 5.8502; 2009 Qtr 2: 0; 2009 Qtr 3: 0; 2009 Qtr 4: 0; 2010 Qtr 1: 0; 2010 Qtr 2: 0; 2010 Qtr 3: 0; 2010 Qtr 4: 0; 2011 Qtr 1: 0; 2011 Qtr 2: 0; 2011 Qtr 3: 0; 2011 Qtr 4: 0 | 5.8502
0 | 234285-Lighting-Occpncy Snsr-Hi-Bay integrated Snsr-Tr1 |  | System | Commercial | 01-ALC-AllCommercial-IntLight | 0 |  |  |  |  | 221.2703 | 95.5 | 0 | 0 | 0 | 125.7703 | 2503.6304 |  | kWh | 0.48559 | 0 | Commercial | [7 empty] | 8 | 0.84 |  |  |  | 0 | 6 | 0 | 0 | 0 | 0 | 0 | 0 | 0 | 0 | 0 | 0 | 2009 Qtr 1: 6; 2009 Qtr 2: 0; 2009 Qtr 3: 0; 2009 Qtr 4: 0; 2010 Qtr 1: 0; 2010 Qtr 2: 0; 2010 Qtr 3: 0; 2010 Qtr 4: 0; 2011 Qtr 1: 0; 2011 Qtr 2: 0; 2011 Qtr 3: 0; 2011 Qtr 4: 0 | 6
0 | 234303-Lighting-Remove 4 Ft Lamp (De-Lamp) - Tr1 |  | System | Commercial | [6 empty] | 12.3596 | 16.4871 | 0 | 0 | 0 | -4.1275 | 137.2559 |  | 0 | 0.026384 | -2.5676 | Commercial |  | Winter Only | [5 empty] | 15 | 0.77 |  |  |  | 0 | 5.4588 | 0 | 0 | 0 | 0 | 0 | 0 | 0 | 0 | 0 | 0 | 2009 Qtr 1: 5.4588; 2009 Qtr 2: 0; 2009 Qtr 3: 0; 2009 Qtr 4: 0; 2010 Qtr 1: 0; 2010 Qtr 2: 0; 2010 Qtr 3: 0; 2010 Qtr 4: 0; 2011 Qtr 1: 0; 2011 Qtr 2: 0; 2011 Qtr 3: 0; 2011 Qtr 4: 0 | 5.4588
0 | 234330-Premium T8 with T12 40 Watt Baseline - Tr1 |  | System | Commercial | 01-ALC-AllCommercial-IntLight | 0 |  |  |  |  | 27.6532 | 13.1897 | 0 | 0 | 0 | 14.4636 | 83.5202 |  | kWh | 0.017351 | 0 | Commercial | [7 empty] | 15 | 0.78 |  |  |  | 0 | 21.8353 | 0 | 0 | 0 | 0 | 0 | 0 | 0 | 0 | 0 | 0 | 2009 Qtr 1: 21.8353; 2009 Qtr 2: 0; 2009 Qtr 3: 0; 2009 Qtr 4: 0; 2010 Qtr 1: 0; 2010 Qtr 2: 0; 2010 Qtr 3: 0; 2010 Qtr 4: 0; 2011 Qtr 1: 0; 2011 Qtr 2: 0; 2011 Qtr 3: 0; 2011 Qtr 4: 0 | 21.8353
0 | 234330-Premium T8 with T12 40 Watt Baseline - Tr1 |  | System | Commercial | 01-ALC-AllCommercial-IntLight | 0 |  |  |  |  | 27.6532 | 13.1897 | 0 | 0 | 0 | 14.4636 | 83.5202 |  | kWh | 0.017351 | 0 | Commercial | [7 empty] | 15 | 0.78 |  |  |  | 0 | 74.6038 | 0 | 0 | 0 | 0 | 0 | 0 | 0 | 0 | 0 | 0 | 2009 Qtr 1: 0; 2009 Qtr 2: 0; 2009 Qtr 3: 0; 2009 Qtr 4: 74.6038; 2010 Qtr 1: 0; 2010 Qtr 2: 0; 2010 Qtr 3: 0; 2010 Qtr 4: 0; 2011 Qtr 1: 0; 2011 Qtr 2: 0; 2011 Qtr 3: 0; 2011 Qtr 4: 0 | 74.6038
0 | 234207-Lighting-8 Ft T-8 with Elec Ballast-Tr1 |  | System | Commercial | 01-ALC-AllCommercial-IntLight | 0 |  |  |  |  | 35.6901 | 21.9828 | 0 | 0 | 0 | 13.7073 | 45.8368 |  | kWh | 0.0098893 | 0 | Commercial | [7 empty] | 15 | 0.78 |  |  |  | 0 | 9.098 | 0 | 0 | 0 | 0 | 0 | 0 | 0 | 0 | 0 | 0 | 2009 Qtr 1: 0; 2009 Qtr 2: 0; 2009 Qtr 3: 0; 2009 Qtr 4: 9.098; 2010 Qtr 1: 0; 2010 Qtr 2: 0; 2010 Qtr 3: 0; 2010 Qtr 4: 0; 2011 Qtr 1: 0; 2011 Qtr 2: 0; 2011 Qtr 3: 0; 2011 Qtr 4: 0 | 9.098
0 | 234306-Lighting-Remove 8 Ft Lamp (De-Lamp) - Tr1 |  | System | Commercial | 23-RTL-Retail–SingleStorylarge-LIT_INT | 0 |  |  |  |  | 28.4369 | 27.4785 | 0 | 0 | 0 | 0.95836 | 366.7521 |  | kWh | 0.077777 | 0 | Commercial | [7 empty] | 15 | 0.77 |  |  |  | 0 | 36.3921 | 0 | 0 | 0 | 0 | 0 | 0 | 0 | 0 | 0 | 0 | 2009 Qtr 1: 0; 2009 Qtr 2: 0; 2009 Qtr 3: 0; 2009 Qtr 4: 36.3921; 2010 Qtr 1: 0; 2010 Qtr 2: 0; 2010 Qtr 3: 0; 2010 Qtr 4: 0; 2011 Qtr 1: 0; 2011 Qtr 2: 0; 2011 Qtr 3: 0; 2011 Qtr 4: 0 | 36.3921
0 | 234330-Premium T8 with T12 40 Watt Baseline - Tr1 |  | System | Commercial | 01-ALC-AllCommercial-IntLight | 0 |  |  |  |  | 27.6532 | 13.1897 | 0 | 0 | 0 | 14.4636 | 83.5202 |  | kWh | 0.017351 | 0 | Commercial | [7 empty] | 15 | 0.78 |  |  |  | 0 | 12.7372 | 0 | 0 | 0 | 0 | 0 | 0 | 0 | 0 | 0 | 0 | 2009 Qtr 1: 0; 2009 Qtr 2: 0; 2009 Qtr 3: 0; 2009 Qtr 4: 12.7372; 2010 Qtr 1: 0; 2010 Qtr 2: 0; 2010 Qtr 3: 0; 2010 Qtr 4: 0; 2011 Qtr 1: 0; 2011 Qtr 2: 0; 2011 Qtr 3: 0; 2011 Qtr 4: 0 | 12.7372
0 | 234303-Lighting-Remove 4 Ft Lamp (De-Lamp) - Tr1 |  | System | Commercial | [6 empty] | 12.3596 | 16.4871 | 0 | 0 | 0 | -4.1275 | 137.2559 |  | 0 | 0.026384 | -2.5676 | Commercial |  | Winter Only | [5 empty] | 15 | 0.77 |  |  |  | 0 | 12.7372 | 0 | 0 | 0 | 0 | 0 | 0 | 0 | 0 | 0 | 0 | 2009 Qtr 1: 0; 2009 Qtr 2: 0; 2009 Qtr 3: 0; 2009 Qtr 4: 12.7372; 2010 Qtr 1: 0; 2010 Qtr 2: 0; 2010 Qtr 3: 0; 2010 Qtr 4: 0; 2011 Qtr 1: 0; 2011 Qtr 2: 0; 2011 Qtr 3: 0; 2011 Qtr 4: 0 | 12.7372
0 | 234330-Premium T8 with T12 40 Watt Baseline - Tr1 |  | System | Commercial | 01-ALC-AllCommercial-IntLight | 0 |  |  |  |  | 27.6532 | 13.1897 | 0 | 0 | 0 | 14.4636 | 83.5202 |  | kWh | 0.017351 | 0 | Commercial | [7 empty] | 15 | 0.78 |  |  |  | 0 | 14.5568 | 0 | 0 | 0 | 0 | 0 | 0 | 0 | 0 | 0 | 0 | 2009 Qtr 1: 0; 2009 Qtr 2: 0; 2009 Qtr 3: 0; 2009 Qtr 4: 14.5568; 2010 Qtr 1: 0; 2010 Qtr 2: 0; 2010 Qtr 3: 0; 2010 Qtr 4: 0; 2011 Qtr 1: 0; 2011 Qtr 2: 0; 2011 Qtr 3: 0; 2011 Qtr 4: 0 | 14.5568
0 | 234303-Lighting-Remove 4 Ft Lamp (De-Lamp) - Tr1 |  | System | Commercial | [6 empty] | 12.3596 | 16.4871 | 0 | 0 | 0 | -4.1275 | 137.2559 |  | 0 | 0.026384 | -2.5676 | Commercial |  | Winter Only | [5 empty] | 15 | 0.77 |  |  |  | 0 | 14.5568 | 0 | 0 | 0 | 0 | 0 | 0 | 0 | 0 | 0 | 0 | 2009 Qtr 1: 0; 2009 Qtr 2: 0; 2009 Qtr 3: 0; 2009 Qtr 4: 14.5568; 2010 Qtr 1: 0; 2010 Qtr 2: 0; 2010 Qtr 3: 0; 2010 Qtr 4: 0; 2011 Qtr 1: 0; 2011 Qtr 2: 0; 2011 Qtr 3: 0; 2011 Qtr 4: 0 | 14.5568
0 | 234331-Premium T8 with T12 40 Watt Baseline - Tr2 |  | System | Commercial | 01-ALC-AllCommercial-IntLight | 0 |  |  |  |  | 27.653 | 9.8923 | 0 | 0 | 0 | 17.7607 | 58.062 |  | kWh | 0.017133 | 0 | Commercial | [7 empty] | 15 | 0.78 |  |  |  | 0 | 35.4823 | 0 | 0 | 0 | 0 | 0 | 0 | 0 | 0 | 0 | 0 | 2009 Qtr 1: 35.4823; 2009 Qtr 2: 0; 2009 Qtr 3: 0; 2009 Qtr 4: 0; 2010 Qtr 1: 0; 2010 Qtr 2: 0; 2010 Qtr 3: 0; 2010 Qtr 4: 0; 2011 Qtr 1: 0; 2011 Qtr 2: 0; 2011 Qtr 3: 0; 2011 Qtr 4: 0 | 35.4823
0 | 234331-Premium T8 with T12 40 Watt Baseline - Tr2 |  | System | Commercial | 01-ALC-AllCommercial-IntLight | 0 |  |  |  |  | 27.653 | 9.8923 | 0 | 0 | 0 | 17.7607 | 58.062 |  | kWh | 0.017133 | 0 | Commercial | [7 empty] | 15 | 0.78 |  |  |  | 0 | 34.5725 | 0 | 0 | 0 | 0 | 0 | 0 | 0 | 0 | 0 | 0 | 2009 Qtr 1: 34.5725; 2009 Qtr 2: 0; 2009 Qtr 3: 0; 2009 Qtr 4: 0; 2010 Qtr 1: 0; 2010 Qtr 2: 0; 2010 Qtr 3: 0; 2010 Qtr 4: 0; 2011 Qtr 1: 0; 2011 Qtr 2: 0; 2011 Qtr 3: 0; 2011 Qtr 4: 0 | 34.5725
0 | 234084-Refrigeration -Cooler/Freezer Door Gaskets - Solid Doors: Cooler |  | System | Commercial | 09-GRO-Grocery-REFG | 0 |  |  |  |  | 2.2498 | 4 | 0 | 0 | 0 | -1.7502 | 104.55 |  | kWh | 0.01195 | 0 | Commercial | [7 empty] | 4 | 0.76 |  |  |  | 0 | 16 | 0 | 0 | 0 | 0 | 0 | 0 | 0 | 0 | 0 | 0 | 2009 Qtr 1: 16; 2009 Qtr 2: 0; 2009 Qtr 3: 0; 2009 Qtr 4: 0; 2010 Qtr 1: 0; 2010 Qtr 2: 0; 2010 Qtr 3: 0; 2010 Qtr 4: 0; 2011 Qtr 1: 0; 2011 Qtr 2: 0; 2011 Qtr 3: 0; 2011 Qtr 4: 0 | 16
0 | 234083-Refrigeration -Cooler/Freezer Door Gaskets - Glass Doors |  | System | Commercial | 09-GRO-Grocery-REFG | 0 |  |  |  |  | 2.25 | 4 | 0 | 0 | 0 | -1.75 | 104.55 |  | kWh | 0.01195 | 0 | Commercial | [7 empty] | 4 | 0.76 |  |  |  | 0 | 300 | 0 | 0 | 0 | 0 | 0 | 0 | 0 | 0 | 0 | 0 | 2009 Qtr 1: 300; 2009 Qtr 2: 0; 2009 Qtr 3: 0; 2009 Qtr 4: 0; 2010 Qtr 1: 0; 2010 Qtr 2: 0; 2010 Qtr 3: 0; 2010 Qtr 4: 0; 2011 Qtr 1: 0; 2011 Qtr 2: 0; 2011 Qtr 3: 0; 2011 Qtr 4: 0 | 300
0 | 234330-Premium T8 with T12 40 Watt Baseline - Tr1 |  | System | Commercial | 01-ALC-AllCommercial-IntLight | 0 |  |  |  |  | 27.6532 | 13.1897 | 0 | 0 | 0 | 14.4636 | 83.5202 |  | kWh | 0.017351 | 0 | Commercial | [7 empty] | 15 | 0.78 |  |  |  | 0 | 29.1137 | 0 | 0 | 0 | 0 | 0 | 0 | 0 | 0 | 0 | 0 | 2009 Qtr 1: 29.1137; 2009 Qtr 2: 0; 2009 Qtr 3: 0; 2009 Qtr 4: 0; 2010 Qtr 1: 0; 2010 Qtr 2: 0; 2010 Qtr 3: 0; 2010 Qtr 4: 0; 2011 Qtr 1: 0; 2011 Qtr 2: 0; 2011 Qtr 3: 0; 2011 Qtr 4: 0 | 29.1137
0 | 234084-Refrigeration -Cooler/Freezer Door Gaskets - Solid Doors: Cooler |  | System | Commercial | 09-GRO-Grocery-REFG | 0 |  |  |  |  | 2.2498 | 0 | 0 | 0 | 0 | 2.2498 | 104.55 |  | kWh | 0.01195 | 0 | Commercial | [7 empty] | 4 | 0.76 |  |  |  | 0 | 53 | 0 | 0 | 0 | 0 | 0 | 0 | 0 | 0 | 0 | 0 | 2009 Qtr 1: 53; 2009 Qtr 2: 0; 2009 Qtr 3: 0; 2009 Qtr 4: 0; 2010 Qtr 1: 0; 2010 Qtr 2: 0; 2010 Qtr 3: 0; 2010 Qtr 4: 0; 2011 Qtr 1: 0; 2011 Qtr 2: 0; 2011 Qtr 3: 0; 2011 Qtr 4: 0 | 53
0 | 234116-Refrigeration -Cooler/Freezer Door Gaskets - Solid Doors: Freezer |  | System | Commercial | 09-GRO-Grocery-REFG | 0 |  |  |  |  | 3.9975 | 4 | 0 | 0 | 0 | -0.002476 | 104.55 |  | kWh | 0.01195 | 0 | Commercial | [7 empty] | 4 | 0.76 |  |  |  | 0 | 18 | 0 | 0 | 0 | 0 | 0 | 0 | 0 | 0 | 0 | 0 | 2009 Qtr 1: 18; 2009 Qtr 2: 0; 2009 Qtr 3: 0; 2009 Qtr 4: 0; 2010 Qtr 1: 0; 2010 Qtr 2: 0; 2010 Qtr 3: 0; 2010 Qtr 4: 0; 2011 Qtr 1: 0; 2011 Qtr 2: 0; 2011 Qtr 3: 0; 2011 Qtr 4: 0 | 18
0 | 234083-Refrigeration -Cooler/Freezer Door Gaskets - Glass Doors |  | System | Commercial | 09-GRO-Grocery-REFG | 0 |  |  |  |  | 2.25 | 4 | 0 | 0 | 0 | -1.75 | 104.55 |  | kWh | 0.01195 | 0 | Commercial | [7 empty] | 4 | 0.76 |  |  |  | 0 | 294 | 0 | 0 | 0 | 0 | 0 | 0 | 0 | 0 | 0 | 0 | 2009 Qtr 1: 294; 2009 Qtr 2: 0; 2009 Qtr 3: 0; 2009 Qtr 4: 0; 2010 Qtr 1: 0; 2010 Qtr 2: 0; 2010 Qtr 3: 0; 2010 Qtr 4: 0; 2011 Qtr 1: 0; 2011 Qtr 2: 0; 2011 Qtr 3: 0; 2011 Qtr 4: 0 | 294
0 | 234084-Refrigeration -Cooler/Freezer Door Gaskets - Solid Doors: Cooler |  | System | Commercial | 09-GRO-Grocery-REFG | 0 |  |  |  |  | 2.2498 | 4 | 0 | 0 | 0 | -1.7502 | 104.55 |  | kWh | 0.01195 | 0 | Commercial | [7 empty] | 4 | 0.76 |  |  |  | 0 | 16 | 0 | 0 | 0 | 0 | 0 | 0 | 0 | 0 | 0 | 0 | 2009 Qtr 1: 16; 2009 Qtr 2: 0; 2009 Qtr 3: 0; 2009 Qtr 4: 0; 2010 Qtr 1: 0; 2010 Qtr 2: 0; 2010 Qtr 3: 0; 2010 Qtr 4: 0; 2011 Qtr 1: 0; 2011 Qtr 2: 0; 2011 Qtr 3: 0; 2011 Qtr 4: 0 | 16
0 | 234116-Refrigeration -Cooler/Freezer Door Gaskets - Solid Doors: Freezer |  | System | Commercial | 09-GRO-Grocery-REFG | 0 |  |  |  |  | 3.9975 | 0 | 0 | 0 | 0 | 3.9975 | 104.55 |  | kWh | 0.01195 | 0 | Commercial | [7 empty] | 4 | 0.76 |  |  |  | 0 | 16 | 0 | 0 | 0 | 0 | 0 | 0 | 0 | 0 | 0 | 0 | 2009 Qtr 1: 16; 2009 Qtr 2: 0; 2009 Qtr 3: 0; 2009 Qtr 4: 0; 2010 Qtr 1: 0; 2010 Qtr 2: 0; 2010 Qtr 3: 0; 2010 Qtr 4: 0; 2011 Qtr 1: 0; 2011 Qtr 2: 0; 2011 Qtr 3: 0; 2011 Qtr 4: 0 | 16
0 | 234083-Refrigeration -Cooler/Freezer Door Gaskets - Glass Doors |  | System | Commercial | 09-GRO-Grocery-REFG | 0 |  |  |  |  | 2.25 | 4 | 0 | 0 | 0 | -1.75 | 104.55 |  | kWh | 0.01195 | 0 | Commercial | [7 empty] | 4 | 0.76 |  |  |  | 0 | 482 | 0 | 0 | 0 | 0 | 0 | 0 | 0 | 0 | 0 | 0 | 2009 Qtr 1: 482; 2009 Qtr 2: 0; 2009 Qtr 3: 0; 2009 Qtr 4: 0; 2010 Qtr 1: 0; 2010 Qtr 2: 0; 2010 Qtr 3: 0; 2010 Qtr 4: 0; 2011 Qtr 1: 0; 2011 Qtr 2: 0; 2011 Qtr 3: 0; 2011 Qtr 4: 0 | 482
0 | 234084-Refrigeration -Cooler/Freezer Door Gaskets - Solid Doors: Cooler |  | System | Commercial | 09-GRO-Grocery-REFG | 0 |  |  |  |  | 2.2498 | 4 | 0 | 0 | 0 | -1.7502 | 104.55 |  | kWh | 0.01195 | 0 | Commercial | [7 empty] | 4 | 0.76 |  |  |  | 0 | 18 | 0 | 0 | 0 | 0 | 0 | 0 | 0 | 0 | 0 | 0 | 2009 Qtr 1: 18; 2009 Qtr 2: 0; 2009 Qtr 3: 0; 2009 Qtr 4: 0; 2010 Qtr 1: 0; 2010 Qtr 2: 0; 2010 Qtr 3: 0; 2010 Qtr 4: 0; 2011 Qtr 1: 0; 2011 Qtr 2: 0; 2011 Qtr 3: 0; 2011 Qtr 4: 0 | 18
0 | 234083-Refrigeration -Cooler/Freezer Door Gaskets - Glass Doors |  | System | Commercial | 09-GRO-Grocery-REFG | 0 |  |  |  |  | 2.25 | 4 | 0 | 0 | 0 | -1.75 | 104.55 |  | kWh | 0.01195 | 0 | Commercial | [7 empty] | 4 | 0.76 |  |  |  | 0 | 212 | 0 | 0 | 0 | 0 | 0 | 0 | 0 | 0 | 0 | 0 | 2009 Qtr 1: 212; 2009 Qtr 2: 0; 2009 Qtr 3: 0; 2009 Qtr 4: 0; 2010 Qtr 1: 0; 2010 Qtr 2: 0; 2010 Qtr 3: 0; 2010 Qtr 4: 0; 2011 Qtr 1: 0; 2011 Qtr 2: 0; 2011 Qtr 3: 0; 2011 Qtr 4: 0 | 212
0 | 234083-Refrigeration -Cooler/Freezer Door Gaskets - Glass Doors |  | System | Commercial | 09-GRO-Grocery-REFG | 0 |  |  |  |  | 2.25 | 4 | 0 | 0 | 0 | -1.75 | 104.55 |  | kWh | 0.01195 | 0 | Commercial | [7 empty] | 4 | 0.76 |  |  |  | 0 | 404 | 0 | 0 | 0 | 0 | 0 | 0 | 0 | 0 | 0 | 0 | 2009 Qtr 1: 404; 2009 Qtr 2: 0; 2009 Qtr 3: 0; 2009 Qtr 4: 0; 2010 Qtr 1: 0; 2010 Qtr 2: 0; 2010 Qtr 3: 0; 2010 Qtr 4: 0; 2011 Qtr 1: 0; 2011 Qtr 2: 0; 2011 Qtr 3: 0; 2011 Qtr 4: 0 | 404
0 | 234330-Premium T8 with T12 40 Watt Baseline - Tr1 |  | System | Commercial | 01-ALC-AllCommercial-IntLight | 0 |  |  |  |  | 27.6532 | 13.1897 | 0 | 0 | 0 | 14.4636 | 83.5202 |  | kWh | 0.017351 | 0 | Commercial | [7 empty] | 15 | 0.78 |  |  |  | 0 | 32.7529 | 0 | 0 | 0 | 0 | 0 | 0 | 0 | 0 | 0 | 0 | 2009 Qtr 1: 32.7529; 2009 Qtr 2: 0; 2009 Qtr 3: 0; 2009 Qtr 4: 0; 2010 Qtr 1: 0; 2010 Qtr 2: 0; 2010 Qtr 3: 0; 2010 Qtr 4: 0; 2011 Qtr 1: 0; 2011 Qtr 2: 0; 2011 Qtr 3: 0; 2011 Qtr 4: 0 | 32.7529
0 | 234331-Premium T8 with T12 40 Watt Baseline - Tr2 |  | System | Commercial | 01-ALC-AllCommercial-IntLight | 0 |  |  |  |  | 27.653 | 9.8923 | 0 | 0 | 0 | 17.7607 | 58.062 |  | kWh | 0.017133 | 0 | Commercial | [7 empty] | 15 | 0.78 |  |  |  | 0 | 373.0189 | 0 | 0 | 0 | 0 | 0 | 0 | 0 | 0 | 0 | 0 | 2009 Qtr 1: 373.0189; 2009 Qtr 2: 0; 2009 Qtr 3: 0; 2009 Qtr 4: 0; 2010 Qtr 1: 0; 2010 Qtr 2: 0; 2010 Qtr 3: 0; 2010 Qtr 4: 0; 2011 Qtr 1: 0; 2011 Qtr 2: 0; 2011 Qtr 3: 0; 2011 Qtr 4: 0 | 373.0189
0 | 234330-Premium T8 with T12 40 Watt Baseline - Tr1 |  | System | Commercial | 01-ALC-AllCommercial-IntLight | 0 |  |  |  |  | 27.6532 | 13.1897 | 0 | 0 | 0 | 14.4636 | 83.5202 |  | kWh | 0.017351 | 0 | Commercial | [7 empty] | 15 | 0.78 |  |  |  | 0 | 14.5568 | 0 | 0 | 0 | 0 | 0 | 0 | 0 | 0 | 0 | 0 | 2009 Qtr 1: 14.5568; 2009 Qtr 2: 0; 2009 Qtr 3: 0; 2009 Qtr 4: 0; 2010 Qtr 1: 0; 2010 Qtr 2: 0; 2010 Qtr 3: 0; 2010 Qtr 4: 0; 2011 Qtr 1: 0; 2011 Qtr 2: 0; 2011 Qtr 3: 0; 2011 Qtr 4: 0 | 14.5568
0 | 234303-Lighting-Remove 4 Ft Lamp (De-Lamp) - Tr1 |  | System | Commercial | [6 empty] | 12.3596 | 16.4871 | 0 | 0 | 0 | -4.1275 | 137.2559 |  | 0 | 0.026384 | -2.5676 | Commercial |  | Winter Only | [5 empty] | 15 | 0.77 |  |  |  | 0 | 14.5568 | 0 | 0 | 0 | 0 | 0 | 0 | 0 | 0 | 0 | 0 | 2009 Qtr 1: 14.5568; 2009 Qtr 2: 0; 2009 Qtr 3: 0; 2009 Qtr 4: 0; 2010 Qtr 1: 0; 2010 Qtr 2: 0; 2010 Qtr 3: 0; 2010 Qtr 4: 0; 2011 Qtr 1: 0; 2011 Qtr 2: 0; 2011 Qtr 3: 0; 2011 Qtr 4: 0 | 14.5568
0 | 234330-Premium T8 with T12 40 Watt Baseline - Tr1 |  | System | Commercial | 01-ALC-AllCommercial-IntLight | 0 |  |  |  |  | 27.6532 | 13.1897 | 0 | 0 | 0 | 14.4636 | 83.5202 |  | kWh | 0.017351 | 0 | Commercial | [7 empty] | 15 | 0.78 |  |  |  | 0 | 23.6549 | 0 | 0 | 0 | 0 | 0 | 0 | 0 | 0 | 0 | 0 | 2009 Qtr 1: 23.6549; 2009 Qtr 2: 0; 2009 Qtr 3: 0; 2009 Qtr 4: 0; 2010 Qtr 1: 0; 2010 Qtr 2: 0; 2010 Qtr 3: 0; 2010 Qtr 4: 0; 2011 Qtr 1: 0; 2011 Qtr 2: 0; 2011 Qtr 3: 0; 2011 Qtr 4: 0 | 23.6549
0 | 234303-Lighting-Remove 4 Ft Lamp (De-Lamp) - Tr1 |  | System | Commercial | [6 empty] | 12.3596 | 16.4871 | 0 | 0 | 0 | -4.1275 | 137.2559 |  | 0 | 0.026384 | -2.5676 | Commercial |  | Winter Only | [5 empty] | 15 | 0.77 |  |  |  | 0 | 23.6549 | 0 | 0 | 0 | 0 | 0 | 0 | 0 | 0 | 0 | 0 | 2009 Qtr 1: 23.6549; 2009 Qtr 2: 0; 2009 Qtr 3: 0; 2009 Qtr 4: 0; 2010 Qtr 1: 0; 2010 Qtr 2: 0; 2010 Qtr 3: 0; 2010 Qtr 4: 0; 2011 Qtr 1: 0; 2011 Qtr 2: 0; 2011 Qtr 3: 0; 2011 Qtr 4: 0 | 23.6549
0 | 234330-Premium T8 with T12 40 Watt Baseline - Tr1 |  | System | Commercial | 01-ALC-AllCommercial-IntLight | 0 |  |  |  |  | 27.6532 | 13.1897 | 0 | 0 | 0 | 14.4636 | 83.5202 |  | kWh | 0.017351 | 0 | Commercial | [7 empty] | 15 | 0.78 |  |  |  | 0 | 7.2784 | 0 | 0 | 0 | 0 | 0 | 0 | 0 | 0 | 0 | 0 | 2009 Qtr 1: 7.2784; 2009 Qtr 2: 0; 2009 Qtr 3: 0; 2009 Qtr 4: 0; 2010 Qtr 1: 0; 2010 Qtr 2: 0; 2010 Qtr 3: 0; 2010 Qtr 4: 0; 2011 Qtr 1: 0; 2011 Qtr 2: 0; 2011 Qtr 3: 0; 2011 Qtr 4: 0 | 7.2784
0 | 234360-Lighting-IntrHiByLnrFlscntFxtr244wrplc400w(TrI)Tr1 |  | System | Commercial | [6 empty] | 282.4319 | 153.8404 | 0 | 0 | 0 | 128.5914 | 0 |  | 0 | 0.224 | -7.1132 | Commercial |  | Winter Only | [5 empty] | 15 | 0.78 |  |  |  | 0 | 14.6255 | 0 | 0 | 0 | 0 | 0 | 0 | 0 | 0 | 0 | 0 | 2009 Qtr 1: 14.6255; 2009 Qtr 2: 0; 2009 Qtr 3: 0; 2009 Qtr 4: 0; 2010 Qtr 1: 0; 2010 Qtr 2: 0; 2010 Qtr 3: 0; 2010 Qtr 4: 0; 2011 Qtr 1: 0; 2011 Qtr 2: 0; 2011 Qtr 3: 0; 2011 Qtr 4: 0 | 14.6255
0 | 234285-Lighting-Occpncy Snsr-Hi-Bay integrated Snsr-Tr1 |  | System | Commercial | 01-ALC-AllCommercial-IntLight | 0 |  |  |  |  | 221.2703 | 95.5 | 0 | 0 | 0 | 125.7703 | 2503.6304 |  | kWh | 0.48559 | 0 | Commercial | [7 empty] | 8 | 0.84 |  |  |  | 0 | 15 | 0 | 0 | 0 | 0 | 0 | 0 | 0 | 0 | 0 | 0 | 2009 Qtr 1: 15; 2009 Qtr 2: 0; 2009 Qtr 3: 0; 2009 Qtr 4: 0; 2010 Qtr 1: 0; 2010 Qtr 2: 0; 2010 Qtr 3: 0; 2010 Qtr 4: 0; 2011 Qtr 1: 0; 2011 Qtr 2: 0; 2011 Qtr 3: 0; 2011 Qtr 4: 0 | 15
0 | 234084-Refrigeration -Cooler/Freezer Door Gaskets - Solid Doors: Cooler |  | System | Commercial | 09-GRO-Grocery-REFG | 0 |  |  |  |  | 2.2498 | 4 | 0 | 0 | 0 | -1.7502 | 104.55 |  | kWh | 0.01195 | 0 | Commercial | [7 empty] | 4 | 0.76 |  |  |  | 0 | 436 | 0 | 0 | 0 | 0 | 0 | 0 | 0 | 0 | 0 | 0 | 2009 Qtr 1: 436; 2009 Qtr 2: 0; 2009 Qtr 3: 0; 2009 Qtr 4: 0; 2010 Qtr 1: 0; 2010 Qtr 2: 0; 2010 Qtr 3: 0; 2010 Qtr 4: 0; 2011 Qtr 1: 0; 2011 Qtr 2: 0; 2011 Qtr 3: 0; 2011 Qtr 4: 0 | 436
0 | 234312-Lighting-Screw in 14-26 Watt Lamp - Tr1 |  | System | Commercial | [6 empty] | 9.3196 | 10.3931 | 0 | 0 | 0 | -1.0734 | 194.1729 |  | 0 | 0.038993 | -2.6224 | Commercial |  | Annual | [5 empty] | 2.47 | 0.81 |  |  |  | 0 | 168.3814 | 0 | 0 | 0 | 0 | 0 | 0 | 0 | 0 | 0 | 0 | 2009 Qtr 1: 168.3814; 2009 Qtr 2: 0; 2009 Qtr 3: 0; 2009 Qtr 4: 0; 2010 Qtr 1: 0; 2010 Qtr 2: 0; 2010 Qtr 3: 0; 2010 Qtr 4: 0; 2011 Qtr 1: 0; 2011 Qtr 2: 0; 2011 Qtr 3: 0; 2011 Qtr 4: 0 | 168.3814
0 | 234330-Premium T8 with T12 40 Watt Baseline - Tr1 |  | System | Commercial | 01-ALC-AllCommercial-IntLight | 0 |  |  |  |  | 27.6532 | 13.1897 | 0 | 0 | 0 | 14.4636 | 83.5202 |  | kWh | 0.017351 | 0 | Commercial | [7 empty] | 15 | 0.78 |  |  |  | 0 | 78.243 | 0 | 0 | 0 | 0 | 0 | 0 | 0 | 0 | 0 | 0 | 2009 Qtr 1: 78.243; 2009 Qtr 2: 0; 2009 Qtr 3: 0; 2009 Qtr 4: 0; 2010 Qtr 1: 0; 2010 Qtr 2: 0; 2010 Qtr 3: 0; 2010 Qtr 4: 0; 2011 Qtr 1: 0; 2011 Qtr 2: 0; 2011 Qtr 3: 0; 2011 Qtr 4: 0 | 78.243
0 | 234140-Low Flow Showerhead |  | System | Commercial | 36-GST-Lodging-GuestRooms-Vent/Fan | 0 |  |  |  |  | 37.9464 | 20 | 0 | 0 | 0 | 17.9464 | 57.8762 |  | kWh | 0.012733 | 6.664 | Commercial |  | Annual | [5 empty] | 10 | 0.7 |  |  |  | 0 | 38 | 0 | 0 | 0 | 0 | 0 | 0 | 0 | 0 | 0 | 0 | 2009 Qtr 1: 38; 2009 Qtr 2: 0; 2009 Qtr 3: 0; 2009 Qtr 4: 0; 2010 Qtr 1: 0; 2010 Qtr 2: 0; 2010 Qtr 3: 0; 2010 Qtr 4: 0; 2011 Qtr 1: 0; 2011 Qtr 2: 0; 2011 Qtr 3: 0; 2011 Qtr 4: 0 | 38
0 | 234330-Premium T8 with T12 40 Watt Baseline - Tr1 |  | System | Commercial | 01-ALC-AllCommercial-IntLight | 0 |  |  |  |  | 27.6532 | 13.1897 | 0 | 0 | 0 | 14.4636 | 83.5202 |  | kWh | 0.017351 | 0 | Commercial | [7 empty] | 15 | 0.78 |  |  |  | 0 | 393.0345 | 0 | 0 | 0 | 0 | 0 | 0 | 0 | 0 | 0 | 0 | 2009 Qtr 1: 393.0345; 2009 Qtr 2: 0; 2009 Qtr 3: 0; 2009 Qtr 4: 0; 2010 Qtr 1: 0; 2010 Qtr 2: 0; 2010 Qtr 3: 0; 2010 Qtr 4: 0; 2011 Qtr 1: 0; 2011 Qtr 2: 0; 2011 Qtr 3: 0; 2011 Qtr 4: 0 | 393.0345
0 | 234207-Lighting-8 Ft T-8 with Elec Ballast-Tr1 |  | System | Commercial | 01-ALC-AllCommercial-IntLight | 0 |  |  |  |  | 35.6901 | 21.9828 | 0 | 0 | 0 | 13.7073 | 45.8368 |  | kWh | 0.0098893 | 0 | Commercial | [7 empty] | 15 | 0.78 |  |  |  | 0 | 100.0782 | 0 | 0 | 0 | 0 | 0 | 0 | 0 | 0 | 0 | 0 | 2009 Qtr 1: 100.0782; 2009 Qtr 2: 0; 2009 Qtr 3: 0; 2009 Qtr 4: 0; 2010 Qtr 1: 0; 2010 Qtr 2: 0; 2010 Qtr 3: 0; 2010 Qtr 4: 0; 2011 Qtr 1: 0; 2011 Qtr 2: 0; 2011 Qtr 3: 0; 2011 Qtr 4: 0 | 100.0782
0 | 234306-Lighting-Remove 8 Ft Lamp (De-Lamp) - Tr1 |  | System | Commercial | 23-RTL-Retail–SingleStorylarge-LIT_INT | 0 |  |  |  |  | 28.4369 | 27.4785 | 0 | 0 | 0 | 0.95836 | 366.7521 |  | kWh | 0.077777 | 0 | Commercial | [7 empty] | 15 | 0.77 |  |  |  | 0 | 30.9333 | 0 | 0 | 0 | 0 | 0 | 0 | 0 | 0 | 0 | 0 | 2009 Qtr 1: 30.9333; 2009 Qtr 2: 0; 2009 Qtr 3: 0; 2009 Qtr 4: 0; 2010 Qtr 1: 0; 2010 Qtr 2: 0; 2010 Qtr 3: 0; 2010 Qtr 4: 0; 2011 Qtr 1: 0; 2011 Qtr 2: 0; 2011 Qtr 3: 0; 2011 Qtr 4: 0 | 30.9333
0 | 234313-Lighting-Screw in 14-26 Watt Lamp - Tr2 |  | System | Commercial | 18-OFS-Office–Small-IntLight | 0 |  |  |  |  | 10.4935 | 7.4236 | 0 | 0 | 0 | 3.0699 | 188.4597 |  | kWh | 0.055757 | 0 | Commercial | [7 empty] | 2.62 | 0.81 |  |  |  | 0 | 7.4088 | 0 | 0 | 0 | 0 | 0 | 0 | 0 | 0 | 0 | 0 | 2009 Qtr 1: 0; 2009 Qtr 2: 0; 2009 Qtr 3: 0; 2009 Qtr 4: 7.4088; 2010 Qtr 1: 0; 2010 Qtr 2: 0; 2010 Qtr 3: 0; 2010 Qtr 4: 0; 2011 Qtr 1: 0; 2011 Qtr 2: 0; 2011 Qtr 3: 0; 2011 Qtr 4: 0 | 7.4088
0 | 234316-Lighting-Screw in 14-26 Watt Reflector Lamp-Tr2 |  | System | Commercial | 18-OFS-Office–Small-IntLight | 0 |  |  |  |  | 9.6109 | 6.6813 | 0 | 0 | 0 | 2.9297 | 159.5847 |  | kWh | 0.057596 | 0 | Commercial | [7 empty] | 2.47 | 0.81 |  |  |  | 0 | 4.0412 | 0 | 0 | 0 | 0 | 0 | 0 | 0 | 0 | 0 | 0 | 2009 Qtr 1: 0; 2009 Qtr 2: 0; 2009 Qtr 3: 0; 2009 Qtr 4: 4.0412; 2010 Qtr 1: 0; 2010 Qtr 2: 0; 2010 Qtr 3: 0; 2010 Qtr 4: 0; 2011 Qtr 1: 0; 2011 Qtr 2: 0; 2011 Qtr 3: 0; 2011 Qtr 4: 0 | 4.0412
0 | 234331-Premium T8 with T12 40 Watt Baseline - Tr2 |  | System | Commercial | 01-ALC-AllCommercial-IntLight | 0 |  |  |  |  | 27.653 | 9.8923 | 0 | 0 | 0 | 17.7607 | 58.062 |  | kWh | 0.017133 | 0 | Commercial | [7 empty] | 15 | 0.78 |  |  |  | 0 | 23.6549 | 0 | 0 | 0 | 0 | 0 | 0 | 0 | 0 | 0 | 0 | 2009 Qtr 1: 0; 2009 Qtr 2: 0; 2009 Qtr 3: 0; 2009 Qtr 4: 23.6549; 2010 Qtr 1: 0; 2010 Qtr 2: 0; 2010 Qtr 3: 0; 2010 Qtr 4: 0; 2011 Qtr 1: 0; 2011 Qtr 2: 0; 2011 Qtr 3: 0; 2011 Qtr 4: 0 | 23.6549
0 | 234304-Lighting-Remove 4 Ft Lamp (De-Lamp) - Tr2 |  | System | Commercial | [6 empty] | 12.3587 | 12.3653 | 0 | 0 | 0 | -0.0066231 | 137.2559 |  | 0 | 0.026384 | -2.5676 | Commercial | [7 empty] | 15 | 0.77 |  |  |  | 0 | 12.7372 | 0 | 0 | 0 | 0 | 0 | 0 | 0 | 0 | 0 | 0 | 2009 Qtr 1: 0; 2009 Qtr 2: 0; 2009 Qtr 3: 0; 2009 Qtr 4: 12.7372; 2010 Qtr 1: 0; 2010 Qtr 2: 0; 2010 Qtr 3: 0; 2010 Qtr 4: 0; 2011 Qtr 1: 0; 2011 Qtr 2: 0; 2011 Qtr 3: 0; 2011 Qtr 4: 0 | 12.7372
0 | 234049-Lighting-LED Exit Sign New Sign |  | System | Commercial | 25-SCN-Storage–Conditioned-Exit | 0 |  |  |  |  | 64.8921 | 0 | 0 | 0 | 0 | 64.8921 | 351.311 |  | kWh | 0 | 0 | Commercial | [7 empty] | 16 | 0.85 |  |  |  | 0 | 4 | 0 | 0 | 0 | 0 | 0 | 0 | 0 | 0 | 0 | 0 | 2009 Qtr 1: 0; 2009 Qtr 2: 0; 2009 Qtr 3: 0; 2009 Qtr 4: 4; 2010 Qtr 1: 0; 2010 Qtr 2: 0; 2010 Qtr 3: 0; 2010 Qtr 4: 0; 2011 Qtr 1: 0; 2011 Qtr 2: 0; 2011 Qtr 3: 0; 2011 Qtr 4: 0 | 4
0 | 234313-Lighting-Screw in 14-26 Watt Lamp - Tr2 |  | System | Commercial | 18-OFS-Office–Small-IntLight | 0 |  |  |  |  | 10.4935 | 7.4236 | 0 | 0 | 0 | 3.0699 | 188.4597 |  | kWh | 0.055757 | 0 | Commercial | [7 empty] | 2.62 | 0.81 |  |  |  | 0 | 11.4499 | 0 | 0 | 0 | 0 | 0 | 0 | 0 | 0 | 0 | 0 | 2009 Qtr 1: 0; 2009 Qtr 2: 0; 2009 Qtr 3: 0; 2009 Qtr 4: 11.4499; 2010 Qtr 1: 0; 2010 Qtr 2: 0; 2010 Qtr 3: 0; 2010 Qtr 4: 0; 2011 Qtr 1: 0; 2011 Qtr 2: 0; 2011 Qtr 3: 0; 2011 Qtr 4: 0 | 11.4499
0 | 234331-Premium T8 with T12 40 Watt Baseline - Tr2 |  | System | Commercial | 01-ALC-AllCommercial-IntLight | 0 |  |  |  |  | 27.653 | 9.8923 | 0 | 0 | 0 | 17.7607 | 58.062 |  | kWh | 0.017133 | 0 | Commercial | [7 empty] | 15 | 0.78 |  |  |  | 0 | 40.9411 | 0 | 0 | 0 | 0 | 0 | 0 | 0 | 0 | 0 | 0 | 2009 Qtr 1: 0; 2009 Qtr 2: 0; 2009 Qtr 3: 0; 2009 Qtr 4: 40.9411; 2010 Qtr 1: 0; 2010 Qtr 2: 0; 2010 Qtr 3: 0; 2010 Qtr 4: 0; 2011 Qtr 1: 0; 2011 Qtr 2: 0; 2011 Qtr 3: 0; 2011 Qtr 4: 0 | 40.9411
0 | 234304-Lighting-Remove 4 Ft Lamp (De-Lamp) - Tr2 |  | System | Commercial | [6 empty] | 12.3587 | 0 | 0 | 0 | 0 | 12.3587 | 137.2559 |  | 0 | 0.026384 | -2.5676 | Commercial | [7 empty] | 15 | 0.77 |  |  |  | 0 | 10.9176 | 0 | 0 | 0 | 0 | 0 | 0 | 0 | 0 | 0 | 0 | 2009 Qtr 1: 0; 2009 Qtr 2: 0; 2009 Qtr 3: 0; 2009 Qtr 4: 10.9176; 2010 Qtr 1: 0; 2010 Qtr 2: 0; 2010 Qtr 3: 0; 2010 Qtr 4: 0; 2011 Qtr 1: 0; 2011 Qtr 2: 0; 2011 Qtr 3: 0; 2011 Qtr 4: 0 | 10.9176
0 | 234049-Lighting-LED Exit Sign New Sign |  | System | Commercial | 25-SCN-Storage–Conditioned-Exit | 0 |  |  |  |  | 64.8921 | 0 | 0 | 0 | 0 | 64.8921 | 351.311 |  | kWh | 0 | 0 | Commercial | [7 empty] | 16 | 0.85 |  |  |  | 0 | 2 | 0 | 0 | 0 | 0 | 0 | 0 | 0 | 0 | 0 | 0 | 2009 Qtr 1: 0; 2009 Qtr 2: 0; 2009 Qtr 3: 0; 2009 Qtr 4: 2; 2010 Qtr 1: 0; 2010 Qtr 2: 0; 2010 Qtr 3: 0; 2010 Qtr 4: 0; 2011 Qtr 1: 0; 2011 Qtr 2: 0; 2011 Qtr 3: 0; 2011 Qtr 4: 0 | 2
0 | 234312-Lighting-Screw in 14-26 Watt Lamp - Tr1 |  | System | Commercial | [6 empty] | 9.3196 | 10.3931 | 0 | 0 | 0 | -1.0734 | 194.1729 |  | 0 | 0.038993 | -2.6224 | Commercial |  | Annual | [5 empty] | 2.47 | 0.81 |  |  |  | 0 | 5.3882 | 0 | 0 | 0 | 0 | 0 | 0 | 0 | 0 | 0 | 0 | 2009 Qtr 1: 5.3882; 2009 Qtr 2: 0; 2009 Qtr 3: 0; 2009 Qtr 4: 0; 2010 Qtr 1: 0; 2010 Qtr 2: 0; 2010 Qtr 3: 0; 2010 Qtr 4: 0; 2011 Qtr 1: 0; 2011 Qtr 2: 0; 2011 Qtr 3: 0; 2011 Qtr 4: 0 | 5.3882
0 | 234330-Premium T8 with T12 40 Watt Baseline - Tr1 |  | System | Commercial | 01-ALC-AllCommercial-IntLight | 0 |  |  |  |  | 27.6532 | 13.1897 | 0 | 0 | 0 | 14.4636 | 83.5202 |  | kWh | 0.017351 | 0 | Commercial | [7 empty] | 15 | 0.78 |  |  |  | 0 | 78.243 | 0 | 0 | 0 | 0 | 0 | 0 | 0 | 0 | 0 | 0 | 2009 Qtr 1: 78.243; 2009 Qtr 2: 0; 2009 Qtr 3: 0; 2009 Qtr 4: 0; 2010 Qtr 1: 0; 2010 Qtr 2: 0; 2010 Qtr 3: 0; 2010 Qtr 4: 0; 2011 Qtr 1: 0; 2011 Qtr 2: 0; 2011 Qtr 3: 0; 2011 Qtr 4: 0 | 78.243
0 | 234303-Lighting-Remove 4 Ft Lamp (De-Lamp) - Tr1 |  | System | Commercial | [6 empty] | 12.3596 | 16.4871 | 0 | 0 | 0 | -4.1275 | 137.2559 |  | 0 | 0.026384 | -2.5676 | Commercial |  | Winter Only | [5 empty] | 15 | 0.77 |  |  |  | 0 | 74.6038 | 0 | 0 | 0 | 0 | 0 | 0 | 0 | 0 | 0 | 0 | 2009 Qtr 1: 74.6038; 2009 Qtr 2: 0; 2009 Qtr 3: 0; 2009 Qtr 4: 0; 2010 Qtr 1: 0; 2010 Qtr 2: 0; 2010 Qtr 3: 0; 2010 Qtr 4: 0; 2011 Qtr 1: 0; 2011 Qtr 2: 0; 2011 Qtr 3: 0; 2011 Qtr 4: 0 | 74.6038
0 | 234330-Premium T8 with T12 40 Watt Baseline - Tr1 |  | System | Commercial | 01-ALC-AllCommercial-IntLight | 0 |  |  |  |  | 27.6532 | 13.1897 | 0 | 0 | 0 | 14.4636 | 83.5202 |  | kWh | 0.017351 | 0 | Commercial | [7 empty] | 15 | 0.78 |  |  |  | 0 | 14.5568 | 0 | 0 | 0 | 0 | 0 | 0 | 0 | 0 | 0 | 0 | 2009 Qtr 1: 14.5568; 2009 Qtr 2: 0; 2009 Qtr 3: 0; 2009 Qtr 4: 0; 2010 Qtr 1: 0; 2010 Qtr 2: 0; 2010 Qtr 3: 0; 2010 Qtr 4: 0; 2011 Qtr 1: 0; 2011 Qtr 2: 0; 2011 Qtr 3: 0; 2011 Qtr 4: 0 | 14.5568
0 | 234303-Lighting-Remove 4 Ft Lamp (De-Lamp) - Tr1 |  | System | Commercial | [6 empty] | 12.3596 | 16.4871 | 0 | 0 | 0 | -4.1275 | 137.2559 |  | 0 | 0.026384 | -2.5676 | Commercial |  | Winter Only | [5 empty] | 15 | 0.77 |  |  |  | 0 | 14.5568 | 0 | 0 | 0 | 0 | 0 | 0 | 0 | 0 | 0 | 0 | 2009 Qtr 1: 14.5568; 2009 Qtr 2: 0; 2009 Qtr 3: 0; 2009 Qtr 4: 0; 2010 Qtr 1: 0; 2010 Qtr 2: 0; 2010 Qtr 3: 0; 2010 Qtr 4: 0; 2011 Qtr 1: 0; 2011 Qtr 2: 0; 2011 Qtr 3: 0; 2011 Qtr 4: 0 | 14.5568
0 | 234312-Lighting-Screw in 14-26 Watt Lamp - Tr1 |  | System | Commercial | [6 empty] | 9.3196 | 10.3931 | 0 | 0 | 0 | -1.0734 | 194.1729 |  | 0 | 0.038993 | -2.6224 | Commercial |  | Annual | [5 empty] | 2.47 | 0.81 |  |  |  | 0 | 6.0617 | 0 | 0 | 0 | 0 | 0 | 0 | 0 | 0 | 0 | 0 | 2009 Qtr 1: 6.0617; 2009 Qtr 2: 0; 2009 Qtr 3: 0; 2009 Qtr 4: 0; 2010 Qtr 1: 0; 2010 Qtr 2: 0; 2010 Qtr 3: 0; 2010 Qtr 4: 0; 2011 Qtr 1: 0; 2011 Qtr 2: 0; 2011 Qtr 3: 0; 2011 Qtr 4: 0 | 6.0617
0 | 234360-Lighting-IntrHiByLnrFlscntFxtr244wrplc400w(TrI)Tr1 |  | System | Commercial | [6 empty] | 282.4319 | 153.8404 | 0 | 0 | 0 | 128.5914 | 0 |  | 0 | 0.224 | -7.1132 | Commercial |  | Winter Only | [5 empty] | 15 | 0.78 |  |  |  | 0 | 8.7753 | 0 | 0 | 0 | 0 | 0 | 0 | 0 | 0 | 0 | 0 | 2009 Qtr 1: 8.7753; 2009 Qtr 2: 0; 2009 Qtr 3: 0; 2009 Qtr 4: 0; 2010 Qtr 1: 0; 2010 Qtr 2: 0; 2010 Qtr 3: 0; 2010 Qtr 4: 0; 2011 Qtr 1: 0; 2011 Qtr 2: 0; 2011 Qtr 3: 0; 2011 Qtr 4: 0 | 8.7753
0 | 234285-Lighting-Occpncy Snsr-Hi-Bay integrated Snsr-Tr1 |  | System | Commercial | 01-ALC-AllCommercial-IntLight | 0 |  |  |  |  | 221.2703 | 95.5 | 0 | 0 | 0 | 125.7703 | 2503.6304 |  | kWh | 0.48559 | 0 | Commercial | [7 empty] | 8 | 0.84 |  |  |  | 0 | 9 | 0 | 0 | 0 | 0 | 0 | 0 | 0 | 0 | 0 | 0 | 2009 Qtr 1: 9; 2009 Qtr 2: 0; 2009 Qtr 3: 0; 2009 Qtr 4: 0; 2010 Qtr 1: 0; 2010 Qtr 2: 0; 2010 Qtr 3: 0; 2010 Qtr 4: 0; 2011 Qtr 1: 0; 2011 Qtr 2: 0; 2011 Qtr 3: 0; 2011 Qtr 4: 0 | 9
0 | 234049-Lighting-LED Exit Sign New Sign |  | System | Commercial | 25-SCN-Storage–Conditioned-Exit | 0 |  |  |  |  | 64.8921 | 45 | 0 | 0 | 0 | 19.8921 | 351.311 |  | kWh | 0 | 0 | Commercial | [7 empty] | 16 | 0.85 |  |  |  | 0 | 2 | 0 | 0 | 0 | 0 | 0 | 0 | 0 | 0 | 0 | 0 | 2009 Qtr 1: 2; 2009 Qtr 2: 0; 2009 Qtr 3: 0; 2009 Qtr 4: 0; 2010 Qtr 1: 0; 2010 Qtr 2: 0; 2010 Qtr 3: 0; 2010 Qtr 4: 0; 2011 Qtr 1: 0; 2011 Qtr 2: 0; 2011 Qtr 3: 0; 2011 Qtr 4: 0 | 2
0 | 234330-Premium T8 with T12 40 Watt Baseline - Tr1 |  | System | Commercial | 01-ALC-AllCommercial-IntLight | 0 |  |  |  |  | 27.6532 | 0 | 0 | 0 | 0 | 27.6532 | 83.5202 |  | kWh | 0.017351 | 0 | Commercial | [7 empty] | 15 | 0.78 |  |  |  | 0 | 14.5568 | 0 | 0 | 0 | 0 | 0 | 0 | 0 | 0 | 0 | 0 | 2009 Qtr 1: 14.5568; 2009 Qtr 2: 0; 2009 Qtr 3: 0; 2009 Qtr 4: 0; 2010 Qtr 1: 0; 2010 Qtr 2: 0; 2010 Qtr 3: 0; 2010 Qtr 4: 0; 2011 Qtr 1: 0; 2011 Qtr 2: 0; 2011 Qtr 3: 0; 2011 Qtr 4: 0 | 14.5568
0 | 234303-Lighting-Remove 4 Ft Lamp (De-Lamp) - Tr1 |  | System | Commercial | [6 empty] | 12.3596 | 0 | 0 | 0 | 0 | 12.3596 | 137.2559 |  | 0 | 0.026384 | -2.5676 | Commercial |  | Winter Only | [5 empty] | 15 | 0.77 |  |  |  | 0 | 14.5568 | 0 | 0 | 0 | 0 | 0 | 0 | 0 | 0 | 0 | 0 | 2009 Qtr 1: 14.5568; 2009 Qtr 2: 0; 2009 Qtr 3: 0; 2009 Qtr 4: 0; 2010 Qtr 1: 0; 2010 Qtr 2: 0; 2010 Qtr 3: 0; 2010 Qtr 4: 0; 2011 Qtr 1: 0; 2011 Qtr 2: 0; 2011 Qtr 3: 0; 2011 Qtr 4: 0 | 14.5568
0 | 234360-Lighting-IntrHiByLnrFlscntFxtr244wrplc400w(TrI)Tr1 |  | System | Commercial | [6 empty] | 282.4319 | 153.8404 | 0 | 0 | 0 | 128.5914 | 0 |  | 0 | 0.224 | -7.1132 | Commercial |  | Winter Only | [5 empty] | 15 | 0.78 |  |  |  | 0 | 12.6755 | 0 | 0 | 0 | 0 | 0 | 0 | 0 | 0 | 0 | 0 | 2009 Qtr 1: 12.6755; 2009 Qtr 2: 0; 2009 Qtr 3: 0; 2009 Qtr 4: 0; 2010 Qtr 1: 0; 2010 Qtr 2: 0; 2010 Qtr 3: 0; 2010 Qtr 4: 0; 2011 Qtr 1: 0; 2011 Qtr 2: 0; 2011 Qtr 3: 0; 2011 Qtr 4: 0 | 12.6755
0 | 234285-Lighting-Occpncy Snsr-Hi-Bay integrated Snsr-Tr1 |  | System | Commercial | 01-ALC-AllCommercial-IntLight | 0 |  |  |  |  | 221.2703 | 95.5 | 0 | 0 | 0 | 125.7703 | 2503.6304 |  | kWh | 0.48559 | 0 | Commercial | [7 empty] | 8 | 0.84 |  |  |  | 0 | 13 | 0 | 0 | 0 | 0 | 0 | 0 | 0 | 0 | 0 | 0 | 2009 Qtr 1: 13; 2009 Qtr 2: 0; 2009 Qtr 3: 0; 2009 Qtr 4: 0; 2010 Qtr 1: 0; 2010 Qtr 2: 0; 2010 Qtr 3: 0; 2010 Qtr 4: 0; 2011 Qtr 1: 0; 2011 Qtr 2: 0; 2011 Qtr 3: 0; 2011 Qtr 4: 0 | 13
0 | 234049-Lighting-LED Exit Sign New Sign |  | System | Commercial | 25-SCN-Storage–Conditioned-Exit | 0 |  |  |  |  | 64.8921 | 45 | 0 | 0 | 0 | 19.8921 | 351.311 |  | kWh | 0 | 0 | Commercial | [7 empty] | 16 | 0.85 |  |  |  | 0 | 3 | 0 | 0 | 0 | 0 | 0 | 0 | 0 | 0 | 0 | 0 | 2009 Qtr 1: 3; 2009 Qtr 2: 0; 2009 Qtr 3: 0; 2009 Qtr 4: 0; 2010 Qtr 1: 0; 2010 Qtr 2: 0; 2010 Qtr 3: 0; 2010 Qtr 4: 0; 2011 Qtr 1: 0; 2011 Qtr 2: 0; 2011 Qtr 3: 0; 2011 Qtr 4: 0 | 3
0 | 234201-Lighting-2 Ft 2nd Gen T-8 with Elec Ballast-Tr1 |  | System | Commercial | 01-ALC-AllCommercial-IntLight | 0 |  |  |  |  | 23.0819 | 10.9914 | 0 | 0 | 0 | 12.0905 | 56.0027 |  | kWh | 0.010616 | 0 | Commercial | [7 empty] | 15 | 0.78 |  |  |  | 0 | 12.7372 | 0 | 0 | 0 | 0 | 0 | 0 | 0 | 0 | 0 | 0 | 2009 Qtr 1: 12.7372; 2009 Qtr 2: 0; 2009 Qtr 3: 0; 2009 Qtr 4: 0; 2010 Qtr 1: 0; 2010 Qtr 2: 0; 2010 Qtr 3: 0; 2010 Qtr 4: 0; 2011 Qtr 1: 0; 2011 Qtr 2: 0; 2011 Qtr 3: 0; 2011 Qtr 4: 0 | 12.7372
0 | 234330-Premium T8 with T12 40 Watt Baseline - Tr1 |  | System | Commercial | 01-ALC-AllCommercial-IntLight | 0 |  |  |  |  | 27.6532 | 13.1897 | 0 | 0 | 0 | 14.4636 | 83.5202 |  | kWh | 0.017351 | 0 | Commercial | [7 empty] | 15 | 0.78 |  |  |  | 0 | 72.7842 | 0 | 0 | 0 | 0 | 0 | 0 | 0 | 0 | 0 | 0 | 2009 Qtr 1: 72.7842; 2009 Qtr 2: 0; 2009 Qtr 3: 0; 2009 Qtr 4: 0; 2010 Qtr 1: 0; 2010 Qtr 2: 0; 2010 Qtr 3: 0; 2010 Qtr 4: 0; 2011 Qtr 1: 0; 2011 Qtr 2: 0; 2011 Qtr 3: 0; 2011 Qtr 4: 0 | 72.7842
0 | 234303-Lighting-Remove 4 Ft Lamp (De-Lamp) - Tr1 |  | System | Commercial | [6 empty] | 12.3596 | 16.4871 | 0 | 0 | 0 | -4.1275 | 137.2559 |  | 0 | 0.026384 | -2.5676 | Commercial |  | Winter Only | [5 empty] | 15 | 0.77 |  |  |  | 0 | 79.1528 | 0 | 0 | 0 | 0 | 0 | 0 | 0 | 0 | 0 | 0 | 2009 Qtr 1: 79.1528; 2009 Qtr 2: 0; 2009 Qtr 3: 0; 2009 Qtr 4: 0; 2010 Qtr 1: 0; 2010 Qtr 2: 0; 2010 Qtr 3: 0; 2010 Qtr 4: 0; 2011 Qtr 1: 0; 2011 Qtr 2: 0; 2011 Qtr 3: 0; 2011 Qtr 4: 0 | 79.1528
0 | 234330-Premium T8 with T12 40 Watt Baseline - Tr1 |  | System | Commercial | 01-ALC-AllCommercial-IntLight | 0 |  |  |  |  | 27.6532 | 13.1897 | 0 | 0 | 0 | 14.4636 | 83.5202 |  | kWh | 0.017351 | 0 | Commercial | [7 empty] | 15 | 0.78 |  |  |  | 0 | 25.4745 | 0 | 0 | 0 | 0 | 0 | 0 | 0 | 0 | 0 | 0 | 2009 Qtr 1: 25.4745; 2009 Qtr 2: 0; 2009 Qtr 3: 0; 2009 Qtr 4: 0; 2010 Qtr 1: 0; 2010 Qtr 2: 0; 2010 Qtr 3: 0; 2010 Qtr 4: 0; 2011 Qtr 1: 0; 2011 Qtr 2: 0; 2011 Qtr 3: 0; 2011 Qtr 4: 0 | 25.4745
0 | 234360-Lighting-IntrHiByLnrFlscntFxtr244wrplc400w(TrI)Tr1 |  | System | Commercial | [6 empty] | 282.4319 | 153.8404 | 0 | 0 | 0 | 128.5914 | 0 |  | 0 | 0.224 | -7.1132 | Commercial |  | Winter Only | [5 empty] | 15 | 0.78 |  |  |  | 0 | 9.7504 | 0 | 0 | 0 | 0 | 0 | 0 | 0 | 0 | 0 | 0 | 2009 Qtr 1: 9.7504; 2009 Qtr 2: 0; 2009 Qtr 3: 0; 2009 Qtr 4: 0; 2010 Qtr 1: 0; 2010 Qtr 2: 0; 2010 Qtr 3: 0; 2010 Qtr 4: 0; 2011 Qtr 1: 0; 2011 Qtr 2: 0; 2011 Qtr 3: 0; 2011 Qtr 4: 0 | 9.7504
0 | 234285-Lighting-Occpncy Snsr-Hi-Bay integrated Snsr-Tr1 |  | System | Commercial | 01-ALC-AllCommercial-IntLight | 0 |  |  |  |  | 221.2703 | 95.5 | 0 | 0 | 0 | 125.7703 | 2503.6304 |  | kWh | 0.48559 | 0 | Commercial | [7 empty] | 8 | 0.84 |  |  |  | 0 | 10 | 0 | 0 | 0 | 0 | 0 | 0 | 0 | 0 | 0 | 0 | 2009 Qtr 1: 10; 2009 Qtr 2: 0; 2009 Qtr 3: 0; 2009 Qtr 4: 0; 2010 Qtr 1: 0; 2010 Qtr 2: 0; 2010 Qtr 3: 0; 2010 Qtr 4: 0; 2011 Qtr 1: 0; 2011 Qtr 2: 0; 2011 Qtr 3: 0; 2011 Qtr 4: 0 | 10
0 | 234330-Premium T8 with T12 40 Watt Baseline - Tr1 |  | System | Commercial | 01-ALC-AllCommercial-IntLight | 0 |  |  |  |  | 27.6532 | 13.1897 | 0 | 0 | 0 | 14.4636 | 83.5202 |  | kWh | 0.017351 | 0 | Commercial | [7 empty] | 15 | 0.78 |  |  |  | 0 | 54.5881 | 0 | 0 | 0 | 0 | 0 | 0 | 0 | 0 | 0 | 0 | 2009 Qtr 1: 54.5881; 2009 Qtr 2: 0; 2009 Qtr 3: 0; 2009 Qtr 4: 0; 2010 Qtr 1: 0; 2010 Qtr 2: 0; 2010 Qtr 3: 0; 2010 Qtr 4: 0; 2011 Qtr 1: 0; 2011 Qtr 2: 0; 2011 Qtr 3: 0; 2011 Qtr 4: 0 | 54.5881
0 | 234303-Lighting-Remove 4 Ft Lamp (De-Lamp) - Tr1 |  | System | Commercial | [6 empty] | 12.3596 | 16.4871 | 0 | 0 | 0 | -4.1275 | 137.2559 |  | 0 | 0.026384 | -2.5676 | Commercial |  | Winter Only | [5 empty] | 15 | 0.77 |  |  |  | 0 | 54.5881 | 0 | 0 | 0 | 0 | 0 | 0 | 0 | 0 | 0 | 0 | 2009 Qtr 1: 54.5881; 2009 Qtr 2: 0; 2009 Qtr 3: 0; 2009 Qtr 4: 0; 2010 Qtr 1: 0; 2010 Qtr 2: 0; 2010 Qtr 3: 0; 2010 Qtr 4: 0; 2011 Qtr 1: 0; 2011 Qtr 2: 0; 2011 Qtr 3: 0; 2011 Qtr 4: 0 | 54.5881
0 | 234330-Premium T8 with T12 40 Watt Baseline - Tr1 |  | System | Commercial | 01-ALC-AllCommercial-IntLight | 0 |  |  |  |  | 27.6532 | 13.1897 | 0 | 0 | 0 | 14.4636 | 83.5202 |  | kWh | 0.017351 | 0 | Commercial | [7 empty] | 15 | 0.78 |  |  |  | 0 | 18.196 | 0 | 0 | 0 | 0 | 0 | 0 | 0 | 0 | 0 | 0 | 2009 Qtr 1: 18.196; 2009 Qtr 2: 0; 2009 Qtr 3: 0; 2009 Qtr 4: 0; 2010 Qtr 1: 0; 2010 Qtr 2: 0; 2010 Qtr 3: 0; 2010 Qtr 4: 0; 2011 Qtr 1: 0; 2011 Qtr 2: 0; 2011 Qtr 3: 0; 2011 Qtr 4: 0 | 18.196
0 | 234303-Lighting-Remove 4 Ft Lamp (De-Lamp) - Tr1 |  | System | Commercial | [6 empty] | 12.3596 | 16.4871 | 0 | 0 | 0 | -4.1275 | 137.2559 |  | 0 | 0.026384 | -2.5676 | Commercial |  | Winter Only | [5 empty] | 15 | 0.77 |  |  |  | 0 | 14.5568 | 0 | 0 | 0 | 0 | 0 | 0 | 0 | 0 | 0 | 0 | 2009 Qtr 1: 14.5568; 2009 Qtr 2: 0; 2009 Qtr 3: 0; 2009 Qtr 4: 0; 2010 Qtr 1: 0; 2010 Qtr 2: 0; 2010 Qtr 3: 0; 2010 Qtr 4: 0; 2011 Qtr 1: 0; 2011 Qtr 2: 0; 2011 Qtr 3: 0; 2011 Qtr 4: 0 | 14.5568
0 | 234157-Pipe Insulation - Low Pressure Steam Applic. (LF) 1 in |  | System | Commercial | 01-ALC-AllCommercial-Vent/Fan | 0 |  |  |  |  | 5.22 | 3 | 0 | 0 | 0 | 2.22 | 0 |  | kWh | 0 | 13.4 | Commercial |  | Annual | [5 empty] | 20 | 0.7 |  |  |  | 0 | 279 | 0 | 0 | 0 | 0 | 0 | 0 | 0 | 0 | 0 | 0 | 2009 Qtr 1: 279; 2009 Qtr 2: 0; 2009 Qtr 3: 0; 2009 Qtr 4: 0; 2010 Qtr 1: 0; 2010 Qtr 2: 0; 2010 Qtr 3: 0; 2010 Qtr 4: 0; 2011 Qtr 1: 0; 2011 Qtr 2: 0; 2011 Qtr 3: 0; 2011 Qtr 4: 0 | 279
0 | 234360-Lighting-IntrHiByLnrFlscntFxtr244wrplc400w(TrI)Tr1 |  | System | Commercial | [6 empty] | 282.4319 | 153.8404 | 0 | 0 | 0 | 128.5914 | 0 |  | 0 | 0.224 | -7.1132 | Commercial |  | Winter Only | [5 empty] | 15 | 0.78 |  |  |  | 0 | 125.7797 | 0 | 0 | 0 | 0 | 0 | 0 | 0 | 0 | 0 | 0 | 2009 Qtr 1: 125.7797; 2009 Qtr 2: 0; 2009 Qtr 3: 0; 2009 Qtr 4: 0; 2010 Qtr 1: 0; 2010 Qtr 2: 0; 2010 Qtr 3: 0; 2010 Qtr 4: 0; 2011 Qtr 1: 0; 2011 Qtr 2: 0; 2011 Qtr 3: 0; 2011 Qtr 4: 0 | 125.7797
0 | 234285-Lighting-Occpncy Snsr-Hi-Bay integrated Snsr-Tr1 |  | System | Commercial | 01-ALC-AllCommercial-IntLight | 0 |  |  |  |  | 221.2703 | 95.5 | 0 | 0 | 0 | 125.7703 | 2503.6304 |  | kWh | 0.48559 | 0 | Commercial | [7 empty] | 8 | 0.84 |  |  |  | 0 | 129 | 0 | 0 | 0 | 0 | 0 | 0 | 0 | 0 | 0 | 0 | 2009 Qtr 1: 129; 2009 Qtr 2: 0; 2009 Qtr 3: 0; 2009 Qtr 4: 0; 2010 Qtr 1: 0; 2010 Qtr 2: 0; 2010 Qtr 3: 0; 2010 Qtr 4: 0; 2011 Qtr 1: 0; 2011 Qtr 2: 0; 2011 Qtr 3: 0; 2011 Qtr 4: 0 | 129
0 | 234157-Pipe Insulation - Low Pressure Steam Applic. (LF) 1 in |  | System | Commercial | 01-ALC-AllCommercial-Vent/Fan | 0 |  |  |  |  | 5.22 | 3 | 0 | 0 | 0 | 2.22 | 0 |  | kWh | 0 | 13.4 | Commercial |  | Annual | [5 empty] | 20 | 0.7 |  |  |  | 0 | 189 | 0 | 0 | 0 | 0 | 0 | 0 | 0 | 0 | 0 | 0 | 2009 Qtr 1: 189; 2009 Qtr 2: 0; 2009 Qtr 3: 0; 2009 Qtr 4: 0; 2010 Qtr 1: 0; 2010 Qtr 2: 0; 2010 Qtr 3: 0; 2010 Qtr 4: 0; 2011 Qtr 1: 0; 2011 Qtr 2: 0; 2011 Qtr 3: 0; 2011 Qtr 4: 0 | 189
0 | 234157-Pipe Insulation - Low Pressure Steam Applic. (LF) 1 in |  | System | Commercial | 01-ALC-AllCommercial-Vent/Fan | 0 |  |  |  |  | 5.22 | 3 | 0 | 0 | 0 | 2.22 | 0 |  | kWh | 0 | 13.4 | Commercial |  | Annual | [5 empty] | 20 | 0.7 |  |  |  | 0 | 219 | 0 | 0 | 0 | 0 | 0 | 0 | 0 | 0 | 0 | 0 | 2009 Qtr 1: 219; 2009 Qtr 2: 0; 2009 Qtr 3: 0; 2009 Qtr 4: 0; 2010 Qtr 1: 0; 2010 Qtr 2: 0; 2010 Qtr 3: 0; 2010 Qtr 4: 0; 2011 Qtr 1: 0; 2011 Qtr 2: 0; 2011 Qtr 3: 0; 2011 Qtr 4: 0 | 219
0 | 234157-Pipe Insulation - Low Pressure Steam Applic. (LF) 1 in |  | System | Commercial | 01-ALC-AllCommercial-Vent/Fan | 0 |  |  |  |  | 5.22 | 3 | 0 | 0 | 0 | 2.22 | 0 |  | kWh | 0 | 13.4 | Commercial |  | Annual | [5 empty] | 20 | 0.7 |  |  |  | 0 | 150 | 0 | 0 | 0 | 0 | 0 | 0 | 0 | 0 | 0 | 0 | 2009 Qtr 1: 150; 2009 Qtr 2: 0; 2009 Qtr 3: 0; 2009 Qtr 4: 0; 2010 Qtr 1: 0; 2010 Qtr 2: 0; 2010 Qtr 3: 0; 2010 Qtr 4: 0; 2011 Qtr 1: 0; 2011 Qtr 2: 0; 2011 Qtr 3: 0; 2011 Qtr 4: 0 | 150
0 | 234330-Premium T8 with T12 40 Watt Baseline - Tr1 |  | System | Commercial | 01-ALC-AllCommercial-IntLight | 0 |  |  |  |  | 27.6532 | 13.1897 | 0 | 0 | 0 | 14.4636 | 83.5202 |  | kWh | 0.017351 | 0 | Commercial | [7 empty] | 15 | 0.78 |  |  |  | 0 | 14.5568 | 0 | 0 | 0 | 0 | 0 | 0 | 0 | 0 | 0 | 0 | 2009 Qtr 1: 14.5568; 2009 Qtr 2: 0; 2009 Qtr 3: 0; 2009 Qtr 4: 0; 2010 Qtr 1: 0; 2010 Qtr 2: 0; 2010 Qtr 3: 0; 2010 Qtr 4: 0; 2011 Qtr 1: 0; 2011 Qtr 2: 0; 2011 Qtr 3: 0; 2011 Qtr 4: 0 | 14.5568
0 | 234330-Premium T8 with T12 40 Watt Baseline - Tr1 |  | System | Commercial | 01-ALC-AllCommercial-IntLight | 0 |  |  |  |  | 27.6532 | 13.1897 | 0 | 0 | 0 | 14.4636 | 83.5202 |  | kWh | 0.017351 | 0 | Commercial | [7 empty] | 15 | 0.78 |  |  |  | 0 | 3.6392 | 0 | 0 | 0 | 0 | 0 | 0 | 0 | 0 | 0 | 0 | 2009 Qtr 1: 3.6392; 2009 Qtr 2: 0; 2009 Qtr 3: 0; 2009 Qtr 4: 0; 2010 Qtr 1: 0; 2010 Qtr 2: 0; 2010 Qtr 3: 0; 2010 Qtr 4: 0; 2011 Qtr 1: 0; 2011 Qtr 2: 0; 2011 Qtr 3: 0; 2011 Qtr 4: 0 | 3.6392
0 | 234049-Lighting-LED Exit Sign New Sign |  | System | Commercial | 25-SCN-Storage–Conditioned-Exit | 0 |  |  |  |  | 64.8921 | 45 | 0 | 0 | 0 | 19.8921 | 351.311 |  | kWh | 0 | 0 | Commercial | [7 empty] | 16 | 0.85 |  |  |  | 0 | 9 | 0 | 0 | 0 | 0 | 0 | 0 | 0 | 0 | 0 | 0 | 2009 Qtr 1: 9; 2009 Qtr 2: 0; 2009 Qtr 3: 0; 2009 Qtr 4: 0; 2010 Qtr 1: 0; 2010 Qtr 2: 0; 2010 Qtr 3: 0; 2010 Qtr 4: 0; 2011 Qtr 1: 0; 2011 Qtr 2: 0; 2011 Qtr 3: 0; 2011 Qtr 4: 0 | 9
0 | 234049-Lighting-LED Exit Sign New Sign |  | System | Commercial | 25-SCN-Storage–Conditioned-Exit | 0 |  |  |  |  | 64.8921 | 45 | 0 | 0 | 0 | 19.8921 | 351.311 |  | kWh | 0 | 0 | Commercial | [7 empty] | 16 | 0.85 |  |  |  | 0 | 6 | 0 | 0 | 0 | 0 | 0 | 0 | 0 | 0 | 0 | 0 | 2009 Qtr 1: 6; 2009 Qtr 2: 0; 2009 Qtr 3: 0; 2009 Qtr 4: 0; 2010 Qtr 1: 0; 2010 Qtr 2: 0; 2010 Qtr 3: 0; 2010 Qtr 4: 0; 2011 Qtr 1: 0; 2011 Qtr 2: 0; 2011 Qtr 3: 0; 2011 Qtr 4: 0 | 6
0 | 234330-Premium T8 with T12 40 Watt Baseline - Tr1 |  | System | Commercial | 01-ALC-AllCommercial-IntLight | 0 |  |  |  |  | 27.6532 | 13.1897 | 0 | 0 | 0 | 14.4636 | 83.5202 |  | kWh | 0.017351 | 0 | Commercial | [7 empty] | 15 | 0.78 |  |  |  | 0 | 41.8509 | 0 | 0 | 0 | 0 | 0 | 0 | 0 | 0 | 0 | 0 | 2009 Qtr 1: 41.8509; 2009 Qtr 2: 0; 2009 Qtr 3: 0; 2009 Qtr 4: 0; 2010 Qtr 1: 0; 2010 Qtr 2: 0; 2010 Qtr 3: 0; 2010 Qtr 4: 0; 2011 Qtr 1: 0; 2011 Qtr 2: 0; 2011 Qtr 3: 0; 2011 Qtr 4: 0 | 41.8509
0 | 234303-Lighting-Remove 4 Ft Lamp (De-Lamp) - Tr1 |  | System | Commercial | [6 empty] | 12.3596 | 16.4871 | 0 | 0 | 0 | -4.1275 | 137.2559 |  | 0 | 0.026384 | -2.5676 | Commercial |  | Winter Only | [5 empty] | 15 | 0.77 |  |  |  | 0 | 41.8509 | 0 | 0 | 0 | 0 | 0 | 0 | 0 | 0 | 0 | 0 | 2009 Qtr 1: 41.8509; 2009 Qtr 2: 0; 2009 Qtr 3: 0; 2009 Qtr 4: 0; 2010 Qtr 1: 0; 2010 Qtr 2: 0; 2010 Qtr 3: 0; 2010 Qtr 4: 0; 2011 Qtr 1: 0; 2011 Qtr 2: 0; 2011 Qtr 3: 0; 2011 Qtr 4: 0 | 41.8509
0 | 234330-Premium T8 with T12 40 Watt Baseline - Tr1 |  | System | Commercial | 01-ALC-AllCommercial-IntLight | 0 |  |  |  |  | 27.6532 | 13.1897 | 0 | 0 | 0 | 14.4636 | 83.5202 |  | kWh | 0.017351 | 0 | Commercial | [7 empty] | 15 | 0.78 |  |  |  | 0 | 45.4901 | 0 | 0 | 0 | 0 | 0 | 0 | 0 | 0 | 0 | 0 | 2009 Qtr 1: 45.4901; 2009 Qtr 2: 0; 2009 Qtr 3: 0; 2009 Qtr 4: 0; 2010 Qtr 1: 0; 2010 Qtr 2: 0; 2010 Qtr 3: 0; 2010 Qtr 4: 0; 2011 Qtr 1: 0; 2011 Qtr 2: 0; 2011 Qtr 3: 0; 2011 Qtr 4: 0 | 45.4901
0 | 234303-Lighting-Remove 4 Ft Lamp (De-Lamp) - Tr1 |  | System | Commercial | [6 empty] | 12.3596 | 16.4871 | 0 | 0 | 0 | -4.1275 | 137.2559 |  | 0 | 0.026384 | -2.5676 | Commercial |  | Winter Only | [5 empty] | 15 | 0.77 |  |  |  | 0 | 5.4588 | 0 | 0 | 0 | 0 | 0 | 0 | 0 | 0 | 0 | 0 | 2009 Qtr 1: 5.4588; 2009 Qtr 2: 0; 2009 Qtr 3: 0; 2009 Qtr 4: 0; 2010 Qtr 1: 0; 2010 Qtr 2: 0; 2010 Qtr 3: 0; 2010 Qtr 4: 0; 2011 Qtr 1: 0; 2011 Qtr 2: 0; 2011 Qtr 3: 0; 2011 Qtr 4: 0 | 5.4588
0 | 234049-Lighting-LED Exit Sign New Sign |  | System | Commercial | 25-SCN-Storage–Conditioned-Exit | 0 |  |  |  |  | 64.8921 | 45 | 0 | 0 | 0 | 19.8921 | 351.311 |  | kWh | 0 | 0 | Commercial | [7 empty] | 16 | 0.85 |  |  |  | 0 | 3 | 0 | 0 | 0 | 0 | 0 | 0 | 0 | 0 | 0 | 0 | 2009 Qtr 1: 3; 2009 Qtr 2: 0; 2009 Qtr 3: 0; 2009 Qtr 4: 0; 2010 Qtr 1: 0; 2010 Qtr 2: 0; 2010 Qtr 3: 0; 2010 Qtr 4: 0; 2011 Qtr 1: 0; 2011 Qtr 2: 0; 2011 Qtr 3: 0; 2011 Qtr 4: 0 | 3
0 | 234330-Premium T8 with T12 40 Watt Baseline - Tr1 |  | System | Commercial | 01-ALC-AllCommercial-IntLight | 0 |  |  |  |  | 27.6532 | 13.1897 | 0 | 0 | 0 | 14.4636 | 83.5202 |  | kWh | 0.017351 | 0 | Commercial | [7 empty] | 15 | 0.78 |  |  |  | 0 | 76.4234 | 0 | 0 | 0 | 0 | 0 | 0 | 0 | 0 | 0 | 0 | 2009 Qtr 1: 76.4234; 2009 Qtr 2: 0; 2009 Qtr 3: 0; 2009 Qtr 4: 0; 2010 Qtr 1: 0; 2010 Qtr 2: 0; 2010 Qtr 3: 0; 2010 Qtr 4: 0; 2011 Qtr 1: 0; 2011 Qtr 2: 0; 2011 Qtr 3: 0; 2011 Qtr 4: 0 | 76.4234
0 | 234303-Lighting-Remove 4 Ft Lamp (De-Lamp) - Tr1 |  | System | Commercial | [6 empty] | 12.3596 | 16.4871 | 0 | 0 | 0 | -4.1275 | 137.2559 |  | 0 | 0.026384 | -2.5676 | Commercial |  | Winter Only | [5 empty] | 15 | 0.77 |  |  |  | 0 | 1.8196 | 0 | 0 | 0 | 0 | 0 | 0 | 0 | 0 | 0 | 0 | 2009 Qtr 1: 1.8196; 2009 Qtr 2: 0; 2009 Qtr 3: 0; 2009 Qtr 4: 0; 2010 Qtr 1: 0; 2010 Qtr 2: 0; 2010 Qtr 3: 0; 2010 Qtr 4: 0; 2011 Qtr 1: 0; 2011 Qtr 2: 0; 2011 Qtr 3: 0; 2011 Qtr 4: 0 | 1.8196
0 | 234306-Lighting-Remove 8 Ft Lamp (De-Lamp) - Tr1 |  | System | Commercial | 23-RTL-Retail–SingleStorylarge-LIT_INT | 0 |  |  |  |  | 28.4369 | 27.4785 | 0 | 0 | 0 | 0.95836 | 366.7521 |  | kWh | 0.077777 | 0 | Commercial | [7 empty] | 15 | 0.77 |  |  |  | 0 | 14.5568 | 0 | 0 | 0 | 0 | 0 | 0 | 0 | 0 | 0 | 0 | 2009 Qtr 1: 14.5568; 2009 Qtr 2: 0; 2009 Qtr 3: 0; 2009 Qtr 4: 0; 2010 Qtr 1: 0; 2010 Qtr 2: 0; 2010 Qtr 3: 0; 2010 Qtr 4: 0; 2011 Qtr 1: 0; 2011 Qtr 2: 0; 2011 Qtr 3: 0; 2011 Qtr 4: 0 | 14.5568
0 | 234207-Lighting-8 Ft T-8 with Elec Ballast-Tr1 |  | System | Commercial | 01-ALC-AllCommercial-IntLight | 0 |  |  |  |  | 35.6901 | 21.9828 | 0 | 0 | 0 | 13.7073 | 45.8368 |  | kWh | 0.0098893 | 0 | Commercial | [7 empty] | 15 | 0.78 |  |  |  | 0 | 14.5568 | 0 | 0 | 0 | 0 | 0 | 0 | 0 | 0 | 0 | 0 | 2009 Qtr 1: 14.5568; 2009 Qtr 2: 0; 2009 Qtr 3: 0; 2009 Qtr 4: 0; 2010 Qtr 1: 0; 2010 Qtr 2: 0; 2010 Qtr 3: 0; 2010 Qtr 4: 0; 2011 Qtr 1: 0; 2011 Qtr 2: 0; 2011 Qtr 3: 0; 2011 Qtr 4: 0 | 14.5568
0 | 234312-Lighting-Screw in 14-26 Watt Lamp - Tr1 |  | System | Commercial | [6 empty] | 9.3196 | 10.3931 | 0 | 0 | 0 | -1.0734 | 194.1729 |  | 0 | 0.038993 | -2.6224 | Commercial |  | Annual | [5 empty] | 2.47 | 0.81 |  |  |  | 0 | 4.7147 | 0 | 0 | 0 | 0 | 0 | 0 | 0 | 0 | 0 | 0 | 2009 Qtr 1: 4.7147; 2009 Qtr 2: 0; 2009 Qtr 3: 0; 2009 Qtr 4: 0; 2010 Qtr 1: 0; 2010 Qtr 2: 0; 2010 Qtr 3: 0; 2010 Qtr 4: 0; 2011 Qtr 1: 0; 2011 Qtr 2: 0; 2011 Qtr 3: 0; 2011 Qtr 4: 0 | 4.7147
0 | 234330-Premium T8 with T12 40 Watt Baseline - Tr1 |  | System | Commercial | 01-ALC-AllCommercial-IntLight | 0 |  |  |  |  | 27.6532 | 13.1897 | 0 | 0 | 0 | 14.4636 | 83.5202 |  | kWh | 0.017351 | 0 | Commercial | [7 empty] | 15 | 0.78 |  |  |  | 0 | 60.0469 | 0 | 0 | 0 | 0 | 0 | 0 | 0 | 0 | 0 | 0 | 2009 Qtr 1: 60.0469; 2009 Qtr 2: 0; 2009 Qtr 3: 0; 2009 Qtr 4: 0; 2010 Qtr 1: 0; 2010 Qtr 2: 0; 2010 Qtr 3: 0; 2010 Qtr 4: 0; 2011 Qtr 1: 0; 2011 Qtr 2: 0; 2011 Qtr 3: 0; 2011 Qtr 4: 0 | 60.0469
0 | 234303-Lighting-Remove 4 Ft Lamp (De-Lamp) - Tr1 |  | System | Commercial | [6 empty] | 12.3596 | 16.4871 | 0 | 0 | 0 | -4.1275 | 137.2559 |  | 0 | 0.026384 | -2.5676 | Commercial |  | Winter Only | [5 empty] | 15 | 0.77 |  |  |  | 0 | 29.1137 | 0 | 0 | 0 | 0 | 0 | 0 | 0 | 0 | 0 | 0 | 2009 Qtr 1: 29.1137; 2009 Qtr 2: 0; 2009 Qtr 3: 0; 2009 Qtr 4: 0; 2010 Qtr 1: 0; 2010 Qtr 2: 0; 2010 Qtr 3: 0; 2010 Qtr 4: 0; 2011 Qtr 1: 0; 2011 Qtr 2: 0; 2011 Qtr 3: 0; 2011 Qtr 4: 0 | 29.1137
0 | 234331-Premium T8 with T12 40 Watt Baseline - Tr2 |  | System | Commercial | 01-ALC-AllCommercial-IntLight | 0 |  |  |  |  | 27.653 | 9.8923 | 0 | 0 | 0 | 17.7607 | 58.062 |  | kWh | 0.017133 | 0 | Commercial | [7 empty] | 15 | 0.78 |  |  |  | 0 | 87.341 | 0 | 0 | 0 | 0 | 0 | 0 | 0 | 0 | 0 | 0 | 2009 Qtr 1: 87.341; 2009 Qtr 2: 0; 2009 Qtr 3: 0; 2009 Qtr 4: 0; 2010 Qtr 1: 0; 2010 Qtr 2: 0; 2010 Qtr 3: 0; 2010 Qtr 4: 0; 2011 Qtr 1: 0; 2011 Qtr 2: 0; 2011 Qtr 3: 0; 2011 Qtr 4: 0 | 87.341
0 | 234304-Lighting-Remove 4 Ft Lamp (De-Lamp) - Tr2 |  | System | Commercial | [6 empty] | 12.3587 | 12.3653 | 0 | 0 | 0 | -0.0066231 | 137.2559 |  | 0 | 0.026384 | -2.5676 | Commercial | [7 empty] | 15 | 0.77 |  |  |  | 0 | 87.341 | 0 | 0 | 0 | 0 | 0 | 0 | 0 | 0 | 0 | 0 | 2009 Qtr 1: 87.341; 2009 Qtr 2: 0; 2009 Qtr 3: 0; 2009 Qtr 4: 0; 2010 Qtr 1: 0; 2010 Qtr 2: 0; 2010 Qtr 3: 0; 2010 Qtr 4: 0; 2011 Qtr 1: 0; 2011 Qtr 2: 0; 2011 Qtr 3: 0; 2011 Qtr 4: 0 | 87.341
0 | 234331-Premium T8 with T12 40 Watt Baseline - Tr2 |  | System | Commercial | 01-ALC-AllCommercial-IntLight | 0 |  |  |  |  | 27.653 | 9.8923 | 0 | 0 | 0 | 17.7607 | 58.062 |  | kWh | 0.017133 | 0 | Commercial | [7 empty] | 15 | 0.78 |  |  |  | 0 | 14.5568 | 0 | 0 | 0 | 0 | 0 | 0 | 0 | 0 | 0 | 0 | 2009 Qtr 1: 14.5568; 2009 Qtr 2: 0; 2009 Qtr 3: 0; 2009 Qtr 4: 0; 2010 Qtr 1: 0; 2010 Qtr 2: 0; 2010 Qtr 3: 0; 2010 Qtr 4: 0; 2011 Qtr 1: 0; 2011 Qtr 2: 0; 2011 Qtr 3: 0; 2011 Qtr 4: 0 | 14.5568
0 | 234208-Lighting-8 Ft T-8 with Elec Ballast-Tr2 |  | System | Commercial | 01-ALC-AllCommercial-IntLight | 0 |  |  |  |  | 35.6904 | 16.4871 | 0 | 0 | 0 | 19.2033 | 32.3258 |  | kWh | 0.009599 | 0 | Commercial | [7 empty] | 15 | 0.78 |  |  |  | 0 | 18.196 | 0 | 0 | 0 | 0 | 0 | 0 | 0 | 0 | 0 | 0 | 2009 Qtr 1: 18.196; 2009 Qtr 2: 0; 2009 Qtr 3: 0; 2009 Qtr 4: 0; 2010 Qtr 1: 0; 2010 Qtr 2: 0; 2010 Qtr 3: 0; 2010 Qtr 4: 0; 2011 Qtr 1: 0; 2011 Qtr 2: 0; 2011 Qtr 3: 0; 2011 Qtr 4: 0 | 18.196
0 | 234307-Lighting-Remove 8 Ft Lamp (De-Lamp) - Tr2 |  | System | Commercial | 23-RTL-Retail–SingleStorylarge-LIT_INT | 0 |  |  |  |  | 28.4021 | 16.4871 | 0 | 0 | 0 | 11.915 | 253.9171 |  | kWh | 0.077292 | 0 | Commercial | [7 empty] | 15 | 0.77 |  |  |  | 0 | 14.5568 | 0 | 0 | 0 | 0 | 0 | 0 | 0 | 0 | 0 | 0 | 2009 Qtr 1: 14.5568; 2009 Qtr 2: 0; 2009 Qtr 3: 0; 2009 Qtr 4: 0; 2010 Qtr 1: 0; 2010 Qtr 2: 0; 2010 Qtr 3: 0; 2010 Qtr 4: 0; 2011 Qtr 1: 0; 2011 Qtr 2: 0; 2011 Qtr 3: 0; 2011 Qtr 4: 0 | 14.5568
0 | 234084-Refrigeration -Cooler/Freezer Door Gaskets - Solid Doors: Cooler |  | System | Commercial | 09-GRO-Grocery-REFG | 0 |  |  |  |  | 2.2498 | 0 | 0 | 0 | 0 | 2.2498 | 104.55 |  | kWh | 0.01195 | 0 | Commercial | [7 empty] | 4 | 0.76 |  |  |  | 0 | 16 | 0 | 0 | 0 | 0 | 0 | 0 | 0 | 0 | 0 | 0 | 2009 Qtr 1: 0; 2009 Qtr 2: 0; 2009 Qtr 3: 0; 2009 Qtr 4: 16; 2010 Qtr 1: 0; 2010 Qtr 2: 0; 2010 Qtr 3: 0; 2010 Qtr 4: 0; 2011 Qtr 1: 0; 2011 Qtr 2: 0; 2011 Qtr 3: 0; 2011 Qtr 4: 0 | 16
0 | 234083-Refrigeration -Cooler/Freezer Door Gaskets - Glass Doors |  | System | Commercial | 09-GRO-Grocery-REFG | 0 |  |  |  |  | 2.25 | 4 | 0 | 0 | 0 | -1.75 | 104.55 |  | kWh | 0.01195 | 0 | Commercial | [7 empty] | 4 | 0.76 |  |  |  | 0 | 430 | 0 | 0 | 0 | 0 | 0 | 0 | 0 | 0 | 0 | 0 | 2009 Qtr 1: 0; 2009 Qtr 2: 0; 2009 Qtr 3: 0; 2009 Qtr 4: 430; 2010 Qtr 1: 0; 2010 Qtr 2: 0; 2010 Qtr 3: 0; 2010 Qtr 4: 0; 2011 Qtr 1: 0; 2011 Qtr 2: 0; 2011 Qtr 3: 0; 2011 Qtr 4: 0 | 430
0 | 234084-Refrigeration -Cooler/Freezer Door Gaskets - Solid Doors: Cooler |  | System | Commercial | 09-GRO-Grocery-REFG | 0 |  |  |  |  | 2.2498 | 4 | 0 | 0 | 0 | -1.7502 | 104.55 |  | kWh | 0.01195 | 0 | Commercial | [7 empty] | 4 | 0.76 |  |  |  | 0 | 16 | 0 | 0 | 0 | 0 | 0 | 0 | 0 | 0 | 0 | 0 | 2009 Qtr 1: 16; 2009 Qtr 2: 0; 2009 Qtr 3: 0; 2009 Qtr 4: 0; 2010 Qtr 1: 0; 2010 Qtr 2: 0; 2010 Qtr 3: 0; 2010 Qtr 4: 0; 2011 Qtr 1: 0; 2011 Qtr 2: 0; 2011 Qtr 3: 0; 2011 Qtr 4: 0 | 16
0 | 234083-Refrigeration -Cooler/Freezer Door Gaskets - Glass Doors |  | System | Commercial | 09-GRO-Grocery-REFG | 0 |  |  |  |  | 2.25 | 4 | 0 | 0 | 0 | -1.75 | 104.55 |  | kWh | 0.01195 | 0 | Commercial | [7 empty] | 4 | 0.76 |  |  |  | 0 | 255 | 0 | 0 | 0 | 0 | 0 | 0 | 0 | 0 | 0 | 0 | 2009 Qtr 1: 255; 2009 Qtr 2: 0; 2009 Qtr 3: 0; 2009 Qtr 4: 0; 2010 Qtr 1: 0; 2010 Qtr 2: 0; 2010 Qtr 3: 0; 2010 Qtr 4: 0; 2011 Qtr 1: 0; 2011 Qtr 2: 0; 2011 Qtr 3: 0; 2011 Qtr 4: 0 | 255
0 | 234083-Refrigeration -Cooler/Freezer Door Gaskets - Glass Doors |  | System | Commercial | 09-GRO-Grocery-REFG | 0 |  |  |  |  | 2.25 | 4 | 0 | 0 | 0 | -1.75 | 104.55 |  | kWh | 0.01195 | 0 | Commercial | [7 empty] | 4 | 0.76 |  |  |  | 0 | 362 | 0 | 0 | 0 | 0 | 0 | 0 | 0 | 0 | 0 | 0 | 2009 Qtr 1: 362; 2009 Qtr 2: 0; 2009 Qtr 3: 0; 2009 Qtr 4: 0; 2010 Qtr 1: 0; 2010 Qtr 2: 0; 2010 Qtr 3: 0; 2010 Qtr 4: 0; 2011 Qtr 1: 0; 2011 Qtr 2: 0; 2011 Qtr 3: 0; 2011 Qtr 4: 0 | 362
0 | 234085-Refrigeration -Strip Curtains for Walk-ins |  | System | Commercial | 20-RFF-Restaurant–FastFood-Refrig | 0 |  |  |  |  | 10.214 | 0 | 0 | 0 | 0 | 10.214 | 465 |  | kWh | 0.053 | 0 | Commercial | [7 empty] | 4 | 0.46 |  |  |  | 0 | 37.1 | 0 | 0 | 0 | 0 | 0 | 0 | 0 | 0 | 0 | 0 | 2009 Qtr 1: 0; 2009 Qtr 2: 0; 2009 Qtr 3: 0; 2009 Qtr 4: 37.1; 2010 Qtr 1: 0; 2010 Qtr 2: 0; 2010 Qtr 3: 0; 2010 Qtr 4: 0; 2011 Qtr 1: 0; 2011 Qtr 2: 0; 2011 Qtr 3: 0; 2011 Qtr 4: 0 | 37.1
0 | 234084-Refrigeration -Cooler/Freezer Door Gaskets - Solid Doors: Cooler |  | System | Commercial | 09-GRO-Grocery-REFG | 0 |  |  |  |  | 2.2498 | 0 | 0 | 0 | 0 | 2.2498 | 104.55 |  | kWh | 0.01195 | 0 | Commercial | [7 empty] | 4 | 0.76 |  |  |  | 0 | 85.5 | 0 | 0 | 0 | 0 | 0 | 0 | 0 | 0 | 0 | 0 | 2009 Qtr 1: 0; 2009 Qtr 2: 0; 2009 Qtr 3: 0; 2009 Qtr 4: 85.5; 2010 Qtr 1: 0; 2010 Qtr 2: 0; 2010 Qtr 3: 0; 2010 Qtr 4: 0; 2011 Qtr 1: 0; 2011 Qtr 2: 0; 2011 Qtr 3: 0; 2011 Qtr 4: 0 | 85.5
0 | 234291-Lighting-Ocpncy Snsr-Wll/Cl Mntd Lght Snsr>=500Tr1 |  | System | Commercial | 01-ALC-AllCommercial-IntLight | 0 |  |  |  |  | 221.37 | 75 | 0 | 0 | 0 | 146.37 | 626 |  | kWh | 0.145 | 0 | Commercial | [7 empty] | 8 | 0.84 |  |  |  | 0 | 18 | 0 | 0 | 0 | 0 | 0 | 0 | 0 | 0 | 0 | 0 | 2009 Qtr 1: 18; 2009 Qtr 2: 0; 2009 Qtr 3: 0; 2009 Qtr 4: 0; 2010 Qtr 1: 0; 2010 Qtr 2: 0; 2010 Qtr 3: 0; 2010 Qtr 4: 0; 2011 Qtr 1: 0; 2011 Qtr 2: 0; 2011 Qtr 3: 0; 2011 Qtr 4: 0 | 18
0 | 234085-Refrigeration -Strip Curtains for Walk-ins |  | System | Commercial | 20-RFF-Restaurant–FastFood-Refrig | 0 |  |  |  |  | 10.214 | 3 | 0 | 0 | 0 | 7.214 | 465 |  | kWh | 0.053 | 0 | Commercial | [7 empty] | 4 | 0.46 |  |  |  | 0 | 22.8 | 0 | 0 | 0 | 0 | 0 | 0 | 0 | 0 | 0 | 0 | 2009 Qtr 1: 22.8; 2009 Qtr 2: 0; 2009 Qtr 3: 0; 2009 Qtr 4: 0; 2010 Qtr 1: 0; 2010 Qtr 2: 0; 2010 Qtr 3: 0; 2010 Qtr 4: 0; 2011 Qtr 1: 0; 2011 Qtr 2: 0; 2011 Qtr 3: 0; 2011 Qtr 4: 0 | 22.8
0 | 234084-Refrigeration -Cooler/Freezer Door Gaskets - Solid Doors: Cooler |  | System | Commercial | 09-GRO-Grocery-REFG | 0 |  |  |  |  | 2.2498 | 0 | 0 | 0 | 0 | 2.2498 | 104.55 |  | kWh | 0.01195 | 0 | Commercial | [7 empty] | 4 | 0.76 |  |  |  | 0 | 60.1 | 0 | 0 | 0 | 0 | 0 | 0 | 0 | 0 | 0 | 0 | 2009 Qtr 1: 60.1; 2009 Qtr 2: 0; 2009 Qtr 3: 0; 2009 Qtr 4: 0; 2010 Qtr 1: 0; 2010 Qtr 2: 0; 2010 Qtr 3: 0; 2010 Qtr 4: 0; 2011 Qtr 1: 0; 2011 Qtr 2: 0; 2011 Qtr 3: 0; 2011 Qtr 4: 0 | 60.1
0 | 234291-Lighting-Ocpncy Snsr-Wll/Cl Mntd Lght Snsr>=500Tr1 |  | System | Commercial | 01-ALC-AllCommercial-IntLight | 0 |  |  |  |  | 221.37 | 75 | 0 | 0 | 0 | 146.37 | 626 |  | kWh | 0.145 | 0 | Commercial | [7 empty] | 8 | 0.84 |  |  |  | 0 | 40 | 0 | 0 | 0 | 0 | 0 | 0 | 0 | 0 | 0 | 0 | 2009 Qtr 1: 40; 2009 Qtr 2: 0; 2009 Qtr 3: 0; 2009 Qtr 4: 0; 2010 Qtr 1: 0; 2010 Qtr 2: 0; 2010 Qtr 3: 0; 2010 Qtr 4: 0; 2011 Qtr 1: 0; 2011 Qtr 2: 0; 2011 Qtr 3: 0; 2011 Qtr 4: 0 | 40
0 | 234330-Premium T8 with T12 40 Watt Baseline - Tr1 |  | System | Commercial | 01-ALC-AllCommercial-IntLight | 0 |  |  |  |  | 27.6532 | 13.1897 | 0 | 0 | 0 | 14.4636 | 83.5202 |  | kWh | 0.017351 | 0 | Commercial | [7 empty] | 15 | 0.78 |  |  |  | 0 | 282.0387 | 0 | 0 | 0 | 0 | 0 | 0 | 0 | 0 | 0 | 0 | 2009 Qtr 1: 282.0387; 2009 Qtr 2: 0; 2009 Qtr 3: 0; 2009 Qtr 4: 0; 2010 Qtr 1: 0; 2010 Qtr 2: 0; 2010 Qtr 3: 0; 2010 Qtr 4: 0; 2011 Qtr 1: 0; 2011 Qtr 2: 0; 2011 Qtr 3: 0; 2011 Qtr 4: 0 | 282.0387
0 | 234303-Lighting-Remove 4 Ft Lamp (De-Lamp) - Tr1 |  | System | Commercial | [6 empty] | 12.3596 | 16.4871 | 0 | 0 | 0 | -4.1275 | 137.2559 |  | 0 | 0.026384 | -2.5676 | Commercial |  | Winter Only | [5 empty] | 15 | 0.77 |  |  |  | 0 | 127.3723 | 0 | 0 | 0 | 0 | 0 | 0 | 0 | 0 | 0 | 0 | 2009 Qtr 1: 127.3723; 2009 Qtr 2: 0; 2009 Qtr 3: 0; 2009 Qtr 4: 0; 2010 Qtr 1: 0; 2010 Qtr 2: 0; 2010 Qtr 3: 0; 2010 Qtr 4: 0; 2011 Qtr 1: 0; 2011 Qtr 2: 0; 2011 Qtr 3: 0; 2011 Qtr 4: 0 | 127.3723
0 | 234291-Lighting-Ocpncy Snsr-Wll/Cl Mntd Lght Snsr>=500Tr1 |  | System | Commercial | 01-ALC-AllCommercial-IntLight | 0 |  |  |  |  | 221.37 | 75 | 0 | 0 | 0 | 146.37 | 626 |  | kWh | 0.145 | 0 | Commercial | [7 empty] | 8 | 0.84 |  |  |  | 0 | 28 | 0 | 0 | 0 | 0 | 0 | 0 | 0 | 0 | 0 | 0 | 2009 Qtr 1: 28; 2009 Qtr 2: 0; 2009 Qtr 3: 0; 2009 Qtr 4: 0; 2010 Qtr 1: 0; 2010 Qtr 2: 0; 2010 Qtr 3: 0; 2010 Qtr 4: 0; 2011 Qtr 1: 0; 2011 Qtr 2: 0; 2011 Qtr 3: 0; 2011 Qtr 4: 0 | 28
0 | 234291-Lighting-Ocpncy Snsr-Wll/Cl Mntd Lght Snsr>=500Tr1 |  | System | Commercial | 01-ALC-AllCommercial-IntLight | 0 |  |  |  |  | 221.37 | 75 | 0 | 0 | 0 | 146.37 | 626 |  | kWh | 0.145 | 0 | Commercial | [7 empty] | 8 | 0.84 |  |  |  | 0 | 22 | 0 | 0 | 0 | 0 | 0 | 0 | 0 | 0 | 0 | 0 | 2009 Qtr 1: 22; 2009 Qtr 2: 0; 2009 Qtr 3: 0; 2009 Qtr 4: 0; 2010 Qtr 1: 0; 2010 Qtr 2: 0; 2010 Qtr 3: 0; 2010 Qtr 4: 0; 2011 Qtr 1: 0; 2011 Qtr 2: 0; 2011 Qtr 3: 0; 2011 Qtr 4: 0 | 22
0 | 234330-Premium T8 with T12 40 Watt Baseline - Tr1 |  | System | Commercial | 01-ALC-AllCommercial-IntLight | 0 |  |  |  |  | 27.6532 | 13.1897 | 0 | 0 | 0 | 14.4636 | 83.5202 |  | kWh | 0.017351 | 0 | Commercial | [7 empty] | 15 | 0.78 |  |  |  | 0 | 89.1606 | 0 | 0 | 0 | 0 | 0 | 0 | 0 | 0 | 0 | 0 | 2009 Qtr 1: 89.1606; 2009 Qtr 2: 0; 2009 Qtr 3: 0; 2009 Qtr 4: 0; 2010 Qtr 1: 0; 2010 Qtr 2: 0; 2010 Qtr 3: 0; 2010 Qtr 4: 0; 2011 Qtr 1: 0; 2011 Qtr 2: 0; 2011 Qtr 3: 0; 2011 Qtr 4: 0 | 89.1606
0 | 234303-Lighting-Remove 4 Ft Lamp (De-Lamp) - Tr1 |  | System | Commercial | [6 empty] | 12.3596 | 16.4871 | 0 | 0 | 0 | -4.1275 | 137.2559 |  | 0 | 0.026384 | -2.5676 | Commercial |  | Winter Only | [5 empty] | 15 | 0.77 |  |  |  | 0 | 60.0469 | 0 | 0 | 0 | 0 | 0 | 0 | 0 | 0 | 0 | 0 | 2009 Qtr 1: 60.0469; 2009 Qtr 2: 0; 2009 Qtr 3: 0; 2009 Qtr 4: 0; 2010 Qtr 1: 0; 2010 Qtr 2: 0; 2010 Qtr 3: 0; 2010 Qtr 4: 0; 2011 Qtr 1: 0; 2011 Qtr 2: 0; 2011 Qtr 3: 0; 2011 Qtr 4: 0 | 60.0469
0 | 234291-Lighting-Ocpncy Snsr-Wll/Cl Mntd Lght Snsr>=500Tr1 |  | System | Commercial | 01-ALC-AllCommercial-IntLight | 0 |  |  |  |  | 221.37 | 75 | 0 | 0 | 0 | 146.37 | 626 |  | kWh | 0.145 | 0 | Commercial | [7 empty] | 8 | 0.84 |  |  |  | 0 | 29 | 0 | 0 | 0 | 0 | 0 | 0 | 0 | 0 | 0 | 0 | 2009 Qtr 1: 0; 2009 Qtr 2: 0; 2009 Qtr 3: 0; 2009 Qtr 4: 29; 2010 Qtr 1: 0; 2010 Qtr 2: 0; 2010 Qtr 3: 0; 2010 Qtr 4: 0; 2011 Qtr 1: 0; 2011 Qtr 2: 0; 2011 Qtr 3: 0; 2011 Qtr 4: 0 | 29
0 | 234330-Premium T8 with T12 40 Watt Baseline - Tr1 |  | System | Commercial | 01-ALC-AllCommercial-IntLight | 0 |  |  |  |  | 27.6532 | 0 | 0 | 0 | 0 | 27.6532 | 83.5202 |  | kWh | 0.017351 | 0 | Commercial | [7 empty] | 15 | 0.78 |  |  |  | 0 | 105.5371 | 0 | 0 | 0 | 0 | 0 | 0 | 0 | 0 | 0 | 0 | 2009 Qtr 1: 0; 2009 Qtr 2: 0; 2009 Qtr 3: 0; 2009 Qtr 4: 105.5371; 2010 Qtr 1: 0; 2010 Qtr 2: 0; 2010 Qtr 3: 0; 2010 Qtr 4: 0; 2011 Qtr 1: 0; 2011 Qtr 2: 0; 2011 Qtr 3: 0; 2011 Qtr 4: 0 | 105.5371
0 | 234049-Lighting-LED Exit Sign New Sign |  | System | Commercial | 25-SCN-Storage–Conditioned-Exit | 0 |  |  |  |  | 64.8921 | 0 | 0 | 0 | 0 | 64.8921 | 351.311 |  | kWh | 0 | 0 | Commercial | [7 empty] | 16 | 0.85 |  |  |  | 0 | 6 | 0 | 0 | 0 | 0 | 0 | 0 | 0 | 0 | 0 | 0 | 2009 Qtr 1: 0; 2009 Qtr 2: 0; 2009 Qtr 3: 0; 2009 Qtr 4: 6; 2010 Qtr 1: 0; 2010 Qtr 2: 0; 2010 Qtr 3: 0; 2010 Qtr 4: 0; 2011 Qtr 1: 0; 2011 Qtr 2: 0; 2011 Qtr 3: 0; 2011 Qtr 4: 0 | 6
0 | 234291-Lighting-Ocpncy Snsr-Wll/Cl Mntd Lght Snsr>=500Tr1 |  | System | Commercial | 01-ALC-AllCommercial-IntLight | 0 |  |  |  |  | 221.37 | 75 | 0 | 0 | 0 | 146.37 | 626 |  | kWh | 0.145 | 0 | Commercial | [7 empty] | 8 | 0.84 |  |  |  | 0 | 166 | 0 | 0 | 0 | 0 | 0 | 0 | 0 | 0 | 0 | 0 | 2009 Qtr 1: 166; 2009 Qtr 2: 0; 2009 Qtr 3: 0; 2009 Qtr 4: 0; 2010 Qtr 1: 0; 2010 Qtr 2: 0; 2010 Qtr 3: 0; 2010 Qtr 4: 0; 2011 Qtr 1: 0; 2011 Qtr 2: 0; 2011 Qtr 3: 0; 2011 Qtr 4: 0 | 166
0 | 234330-Premium T8 with T12 40 Watt Baseline - Tr1 |  | System | Commercial | 01-ALC-AllCommercial-IntLight | 0 |  |  |  |  | 27.6532 | 13.1897 | 0 | 0 | 0 | 14.4636 | 83.5202 |  | kWh | 0.017351 | 0 | Commercial | [7 empty] | 15 | 0.78 |  |  |  | 0 | 513.1284 | 0 | 0 | 0 | 0 | 0 | 0 | 0 | 0 | 0 | 0 | 2009 Qtr 1: 513.1284; 2009 Qtr 2: 0; 2009 Qtr 3: 0; 2009 Qtr 4: 0; 2010 Qtr 1: 0; 2010 Qtr 2: 0; 2010 Qtr 3: 0; 2010 Qtr 4: 0; 2011 Qtr 1: 0; 2011 Qtr 2: 0; 2011 Qtr 3: 0; 2011 Qtr 4: 0 | 513.1284
0 | 234207-Lighting-8 Ft T-8 with Elec Ballast-Tr1 |  | System | Commercial | 01-ALC-AllCommercial-IntLight | 0 |  |  |  |  | 35.6901 | 0 | 0 | 0 | 0 | 35.6901 | 45.8368 |  | kWh | 0.0098893 | 0 | Commercial | [7 empty] | 15 | 0.78 |  |  |  | 0 | 89.1606 | 0 | 0 | 0 | 0 | 0 | 0 | 0 | 0 | 0 | 0 | 2009 Qtr 1: 89.1606; 2009 Qtr 2: 0; 2009 Qtr 3: 0; 2009 Qtr 4: 0; 2010 Qtr 1: 0; 2010 Qtr 2: 0; 2010 Qtr 3: 0; 2010 Qtr 4: 0; 2011 Qtr 1: 0; 2011 Qtr 2: 0; 2011 Qtr 3: 0; 2011 Qtr 4: 0 | 89.1606
0 | 234303-Lighting-Remove 4 Ft Lamp (De-Lamp) - Tr1 |  | System | Commercial | [6 empty] | 12.3596 | 16.4871 | 0 | 0 | 0 | -4.1275 | 137.2559 |  | 0 | 0.026384 | -2.5676 | Commercial |  | Winter Only | [5 empty] | 15 | 0.77 |  |  |  | 0 | 337.5366 | 0 | 0 | 0 | 0 | 0 | 0 | 0 | 0 | 0 | 0 | 2009 Qtr 1: 337.5366; 2009 Qtr 2: 0; 2009 Qtr 3: 0; 2009 Qtr 4: 0; 2010 Qtr 1: 0; 2010 Qtr 2: 0; 2010 Qtr 3: 0; 2010 Qtr 4: 0; 2011 Qtr 1: 0; 2011 Qtr 2: 0; 2011 Qtr 3: 0; 2011 Qtr 4: 0 | 337.5366
0 | 234315-Lighting-Screw in 14-26 Watt Reflector Lamp-Tr1 |  | System | Commercial | [6 empty] | 18.0648 | 8.9083 | 0 | 0 | 0 | 9.1565 | 194.1729 |  | 0 | 0.038993 | -2.6224 | Commercial |  | Winter Only | [5 empty] | 2.47 | 0.81 |  |  |  | 0 | 10.1029 | 0 | 0 | 0 | 0 | 0 | 0 | 0 | 0 | 0 | 0 | 2009 Qtr 1: 10.1029; 2009 Qtr 2: 0; 2009 Qtr 3: 0; 2009 Qtr 4: 0; 2010 Qtr 1: 0; 2010 Qtr 2: 0; 2010 Qtr 3: 0; 2010 Qtr 4: 0; 2011 Qtr 1: 0; 2011 Qtr 2: 0; 2011 Qtr 3: 0; 2011 Qtr 4: 0 | 10.1029
0 | 234157-Pipe Insulation - Low Pressure Steam Applic. (LF) 1 in |  | System | Commercial | 01-ALC-AllCommercial-Vent/Fan | 0 |  |  |  |  | 5.22 | 3 | 0 | 0 | 0 | 2.22 | 0 |  | kWh | 0 | 13.4 | Commercial |  | Annual | [5 empty] | 20 | 0.7 |  |  |  | 0 | 581 | 0 | 0 | 0 | 0 | 0 | 0 | 0 | 0 | 0 | 0 | 2009 Qtr 1: 0; 2009 Qtr 2: 0; 2009 Qtr 3: 0; 2009 Qtr 4: 581; 2010 Qtr 1: 0; 2010 Qtr 2: 0; 2010 Qtr 3: 0; 2010 Qtr 4: 0; 2011 Qtr 1: 0; 2011 Qtr 2: 0; 2011 Qtr 3: 0; 2011 Qtr 4: 0 | 581
0 | 234157-Pipe Insulation - Low Pressure Steam Applic. (LF) 1 in |  | System | Commercial | 01-ALC-AllCommercial-Vent/Fan | 0 |  |  |  |  | 5.22 | 3 | 0 | 0 | 0 | 2.22 | 0 |  | kWh | 0 | 13.4 | Commercial |  | Annual | [5 empty] | 20 | 0.7 |  |  |  | 0 | 396 | 0 | 0 | 0 | 0 | 0 | 0 | 0 | 0 | 0 | 0 | 2009 Qtr 1: 0; 2009 Qtr 2: 0; 2009 Qtr 3: 0; 2009 Qtr 4: 396; 2010 Qtr 1: 0; 2010 Qtr 2: 0; 2010 Qtr 3: 0; 2010 Qtr 4: 0; 2011 Qtr 1: 0; 2011 Qtr 2: 0; 2011 Qtr 3: 0; 2011 Qtr 4: 0 | 396
0 | 234157-Pipe Insulation - Low Pressure Steam Applic. (LF) 1 in |  | System | Commercial | 01-ALC-AllCommercial-Vent/Fan | 0 |  |  |  |  | 5.22 | 3 | 0 | 0 | 0 | 2.22 | 0 |  | kWh | 0 | 13.4 | Commercial |  | Annual | [5 empty] | 20 | 0.7 |  |  |  | 0 | 417 | 0 | 0 | 0 | 0 | 0 | 0 | 0 | 0 | 0 | 0 | 2009 Qtr 1: 0; 2009 Qtr 2: 0; 2009 Qtr 3: 0; 2009 Qtr 4: 417; 2010 Qtr 1: 0; 2010 Qtr 2: 0; 2010 Qtr 3: 0; 2010 Qtr 4: 0; 2011 Qtr 1: 0; 2011 Qtr 2: 0; 2011 Qtr 3: 0; 2011 Qtr 4: 0 | 417
0 | 234330-Premium T8 with T12 40 Watt Baseline - Tr1 |  | System | Commercial | 01-ALC-AllCommercial-IntLight | 0 |  |  |  |  | 27.6532 | 13.1897 | 0 | 0 | 0 | 14.4636 | 83.5202 |  | kWh | 0.017351 | 0 | Commercial | [7 empty] | 15 | 0.78 |  |  |  | 0 | 49.1293 | 0 | 0 | 0 | 0 | 0 | 0 | 0 | 0 | 0 | 0 | 2009 Qtr 1: 0; 2009 Qtr 2: 0; 2009 Qtr 3: 0; 2009 Qtr 4: 49.1293; 2010 Qtr 1: 0; 2010 Qtr 2: 0; 2010 Qtr 3: 0; 2010 Qtr 4: 0; 2011 Qtr 1: 0; 2011 Qtr 2: 0; 2011 Qtr 3: 0; 2011 Qtr 4: 0 | 49.1293
0 | 234303-Lighting-Remove 4 Ft Lamp (De-Lamp) - Tr1 |  | System | Commercial | [6 empty] | 12.3596 | 16.4871 | 0 | 0 | 0 | -4.1275 | 137.2559 |  | 0 | 0.026384 | -2.5676 | Commercial |  | Winter Only | [5 empty] | 15 | 0.77 |  |  |  | 0 | 49.1293 | 0 | 0 | 0 | 0 | 0 | 0 | 0 | 0 | 0 | 0 | 2009 Qtr 1: 0; 2009 Qtr 2: 0; 2009 Qtr 3: 0; 2009 Qtr 4: 49.1293; 2010 Qtr 1: 0; 2010 Qtr 2: 0; 2010 Qtr 3: 0; 2010 Qtr 4: 0; 2011 Qtr 1: 0; 2011 Qtr 2: 0; 2011 Qtr 3: 0; 2011 Qtr 4: 0 | 49.1293
0 | 234157-Pipe Insulation - Low Pressure Steam Applic. (LF) 1 in |  | System | Commercial | 01-ALC-AllCommercial-Vent/Fan | 0 |  |  |  |  | 5.22 | 3 | 0 | 0 | 0 | 2.22 | 0 |  | kWh | 0 | 13.4 | Commercial |  | Annual | [5 empty] | 20 | 0.7 |  |  |  | 0 | 607 | 0 | 0 | 0 | 0 | 0 | 0 | 0 | 0 | 0 | 0 | 2009 Qtr 1: 0; 2009 Qtr 2: 0; 2009 Qtr 3: 0; 2009 Qtr 4: 607; 2010 Qtr 1: 0; 2010 Qtr 2: 0; 2010 Qtr 3: 0; 2010 Qtr 4: 0; 2011 Qtr 1: 0; 2011 Qtr 2: 0; 2011 Qtr 3: 0; 2011 Qtr 4: 0 | 607
0 | 234330-Premium T8 with T12 40 Watt Baseline - Tr1 |  | System | Commercial | 01-ALC-AllCommercial-IntLight | 0 |  |  |  |  | 27.6532 | 13.1897 | 0 | 0 | 0 | 14.4636 | 83.5202 |  | kWh | 0.017351 | 0 | Commercial | [7 empty] | 15 | 0.78 |  |  |  | 0 | 43.6705 | 0 | 0 | 0 | 0 | 0 | 0 | 0 | 0 | 0 | 0 | 2009 Qtr 1: 0; 2009 Qtr 2: 0; 2009 Qtr 3: 0; 2009 Qtr 4: 43.6705; 2010 Qtr 1: 0; 2010 Qtr 2: 0; 2010 Qtr 3: 0; 2010 Qtr 4: 0; 2011 Qtr 1: 0; 2011 Qtr 2: 0; 2011 Qtr 3: 0; 2011 Qtr 4: 0 | 43.6705
Do NOT enter program data in this row or below. The Spreadsheet will not evaluate any such data. | bar: 2012 Qtr 1; 2014 Qtr 2 to 2014 Qtr 4; 2016 Qtr 2 to 2016 Qtr 4; 2018 Qtr 2 to 2018 Qtr 4
Lists of Dimensions and their Labels
|  |  | Climate Zones | Sectors | End Use Validation List |  | Measure Types for Measure Life | Measure Types for NTGR | Gas Sector | Gas Savings Profile | Combustor Type
|  |  | 7 | RES | res:DEER:Indoor_CFL_Ltg |  | NONRESIDENTIAL MEASURES: |  | Residential | Summer Only | Large Boilers (>100 MMBtu/hr Heat Input):Uncontrolled
|  |  | 10 | NON_RES | res:DEER:Indoor_CFL_Ltg |  | **************************************************************** | Appliance early retirement and replacement 0.80 | Commercial | Winter Only | Large Boilers (>100 MMBtu/hr Heat Input):Controlled Low NOx Burner
|  |  | 14 | Residential | res:DEER:Indoor_CFL_Ltg |  | Ballast – Dimmable: NR - 11 | California Home Energy Efficiency Rating System (CHEERS) | Core | Annual | Large Boilers (>100 MMBtu/hr Heat Input):Controlled – Flue Gas Recirculation
|  |  | 15 | Commercial | res:DEER:Indoor_CFL_Ltg |  | Ballast – Electronic: NR - 11 | Residential Audits 0.72 |  |  | Small Boilers (<100 MMBtu/hr Heat Input):Uncontrolled
|  |  | System | Industrial | res:DEER:Indoor_CFL_Ltg |  | Fluorescent Fixture – T8: C/I/A - 11 | Refrigerator Recycling 0.35 |  |  | Small Boilers (<100 MMBtu/hr Heat Input):Controlled Low NOx Burner
|  |  |  | Agricultural | res:DEER:RefgFrzr_HighEff |  | Fixture: T8 Lamp & Electronic Ballast: C/I/A - 11 | Freezer Recycling 0.54 |  |  | Small Boilers (<100 MMBtu/hr Heat Input):Controlled – Flue Gas Recirculation
|  |  |  | Not Used | res:DEER:RefgFrzr_HighEff |  | T8 Fixtures – 17 Watt Lamp, 2ft or 32-watt Lamp, 4ft 11 | Residential Contractor Program 0.89 |  |  | Residential Furnaces (<0.3):Uncontrolled
[5 empty] | res:DEER:RefgFrzr_HighEff |  | T8 Lamps: C/I/A - 5 | Emerging Technologies 0.83
[5 empty] | res:DEER:RefgFrzr_HighEff |  | High Efficiency Lighting (HID): NR - 16 | All other residential programs 0.80
[5 empty] | res:DEER:RefgFrzr_HighEff |  | High Output T5 Fixture: NR - 16 |  | Electric Rate | Gas Rate
[5 empty] | res:DEER:RefgFrzr_Recyc-Conditioned |  | Indoor or Outdoor Lighting System Modification: NR - 13.5 | Advanced water heating systems 1.00 | Residential | 0
[5 empty] | res:DEER:RefgFrzr_Recyc-Conditioned |  | Lighting Controls: NR - 16 | Agricultural and Dairy Incentives 0.75 | Commercial | Residential
[5 empty] | res:DEER:RefgFrzr_Recyc-Conditioned |  | Daylighting Controls; NR - 16 | Coin Laundry and Dry Cleaner Education 0.70 | Not Used | Not Used
[5 empty] | res:DEER:RefgFrzr_Recyc-Conditioned |  | Lighting Power Density: NR - 11 | Commercial and agricultural information, tools, or design assistance services | Not Used
[5 empty] | res:DEER:RefgFrzr_Recyc-Conditioned |  | Exit Sign – CF Hardware Kit/LED/ Electro-Luminescent: NR - 16 | Comprehensive Space Conditioning 1.00 | Not Used
[5 empty] | res:DEER:RefgFrzr_Recyc-UnConditioned |  | Occupancy Sensor: NR - 8 | Lodging Education 0.70
[5 empty] | res:DEER:RefgFrzr_Recyc-UnConditioned |  | Photocell: NR - 8 | Express Efficiency (rebates) 0.96
[5 empty] | res:DEER:RefgFrzr_Recyc-UnConditioned |  | Time Clock – Lighting: NR - 8 | Energy Management Services, including audits (for small and medium customers)
[5 empty] | res:DEER:RefgFrzr_Recyc-UnConditioned |  | Induction Lamps: NR - 2 | Food Services Equipment Retrofit 1.00
[5 empty] | res:DEER:RefgFrzr_Recyc-UnConditioned |  | Induction Fixture: NR - 16 | Industrial Information and Services 0.74
[5 empty] | res:DEER:HVAC_Eff_AC |  | Delamp/reflectors: C/I - 11 | Large Standard Performance Contract 0.70
[5 empty] | res:DEER:HVAC_Eff_AC |  | Optical Reflectors- new construction: Ind, NRNC - 12 | All other nonresidential programs 0.80
[5 empty] | res:DEER:HVAC_Eff_AC |  | Optical Reflectors- retrofit: NR - 10 | New Construction
[5 empty] | res:DEER:HVAC_Eff_AC |  | HID fixture: Interior, >= 176 Watts lamp: Ind - 16 | Industrial and Agricultural Process 0.94
[5 empty] | res:DEER:HVAC_Eff_AC |  | HID fixture: Interior, 251-400 Watt lamp: Com - 16 | Industrial new construction incentives 0.62
[5 empty] | res:DEER:HVAC_Duct_Sealing |  | CFL Fixture: Pin based CFL fixture: Com - 12.0 | Savings by Design 0.82
[5 empty] | res:DEER:HVAC_Duct_Sealing |  | Screw-in CFL: Education - Primary School: NR - 5.6 | All other new construction programs 0.80
[5 empty] | res:DEER:HVAC_Duct_Sealing |  | Screw-in CFL: Education - Secondary School: NR - 3.5 | Large Standard Performance Contract 0.7011
[5 empty] | res:DEER:HVAC_Duct_Sealing |  | Screw-in CFL: Education - Community College: NR - 2.1 | Savings by Design 0.8212
[5 empty] | res:DEER:HVAC_Duct_Sealing |  | Screw-in CFL: Education - University: NR - 2.6 | Codes and Standards
[5 empty] | res:DEER:HVAC_Refrig_Charge |  | Screw-in CFL: Grocery: NR - 1.4
[5 empty] | res:DEER:HVAC_Refrig_Charge |  | Screw-in CFL: Health/Medical - Hospital: NR - 0.9
[5 empty] | res:DEER:HVAC_Refrig_Charge |  | Screw-in CFL: Health/Medical - Nursing Home: NR - 0.9
[5 empty] | res:DEER:HVAC_Refrig_Charge |  | Screw-in CFL: Lodging - Hotel: NR - 0.9
[5 empty] | res:DEER:HVAC_Refrig_Charge |  | Screw-in CFL: Lodging - Motel: NR - 0.9
[5 empty] | res:DEER:Refg_Chrg_Duct_Seal |  | Screw-in CFL: Lodging - Guest Rooms: NR - 7.0
[5 empty] | res:DEER:Refg_Chrg_Duct_Seal |  | Screw-in CFL: Manufacturing - Light Industrial: NR - 2.8
[5 empty] | res:DEER:Refg_Chrg_Duct_Seal |  | Screw-in CFL: Office - Large: NR - 2.9
[5 empty] | res:DEER:Refg_Chrg_Duct_Seal |  | Screw-in CFL: Office - Small: NR - 3.2
[5 empty] | res:DEER:Refg_Chrg_Duct_Seal |  | Screw-in CFL: Restaurant - Sit-Down: NR - 2.3
[5 empty] | res:DEER:RefgFrzr_Recycling |  | Screw-in CFL: Restaurant - Fast-Food: NR - 1.3
[5 empty] | res:DEER:RefgFrzr_Recycling |  | Screw-in CFL: Retail - 3-Story Large: NR - 1.9
[5 empty] | res:DEER:RefgFrzr_Recycling |  | Screw-in CFL: Retail - Single-Story Large: NR - 1.8
[5 empty] | res:DEER:RefgFrzr_Recycling |  | Screw-in CFL: Retail - Small: NR - 2.1
[5 empty] | res:DEER:RefgFrzr_Recycling |  | Screw-in CFL: Storage - Conditioned: NR - 2.8
[5 empty] | NON_res:DEER:Indoor_CFL_Ltg |  | Screw-in CFL: Storage - Unconditioned: NR - 2.8
[5 empty] | NON_res:DEER:Indoor_CFL_Ltg |  | Screw-in CFL: Warehouse - Refrigerated: NR - 3.1
NON_res:DEER:Indoor_CFL_Ltg
[5 empty] | NON_res:DEER:Indoor_CFL_Ltg |  | HVAC/Refrigeration – SPC: NR - 16
[5 empty] | NON_res:DEER:Indoor_CFL_Ltg |  | Chiller – High Efficiency: NR - 20
[5 empty] | NON_res:DEER:Indoor_Non-CFL_Ltg |  | Chiller – Variable Speed Drive: NR - 20
[5 empty] | NON_res:DEER:Indoor_Non-CFL_Ltg |  | Water Cooled Chillers: NR - 20
[5 empty] | NON_res:DEER:Indoor_Non-CFL_Ltg |  | Air Conditioners – High Efficiency: NR - 15
[5 empty] | NON_res:DEER:Indoor_Non-CFL_Ltg |  | Packaged HVAC Systems: NR - 15
[5 empty] | NON_res:DEER:Indoor_Non-CFL_Ltg |  | Install HVAC EMS: Com - 14
[5 empty] | NON_res:DEER:HVAC_Chillers |  | AC Packaged Terminal Units: NR - 15
[5 empty] | NON_res:DEER:HVAC_Chillers |  | Evaporative Coolers: NR - 15
[5 empty] | NON_res:DEER:HVAC_Chillers |  | Boiler – High Efficiency: NR - 20
[5 empty] | NON_res:DEER:HVAC_Chillers |  | Cooling Towers/Evaporative Condenser: NR - 15
[5 empty] | NON_res:DEER:HVAC_Chillers |  | Heat Pump – Split System: NR - 15
[5 empty] | NON_res:DEER:HVAC_Refrig_Charge |  | Heat Pump with Integrated Water Heating: NR - 10
[5 empty] | NON_res:DEER:HVAC_Refrig_Charge |  | Ground Source Heat Pump: NR - 15
[5 empty] | NON_res:DEER:HVAC_Refrig_Charge |  | Reduce Internal Load: NR - 15
[5 empty] | NON_res:DEER:HVAC_Refrig_Charge |  | Insulation: NR - 20
[5 empty] | NON_res:DEER:HVAC_Refrig_Charge |  | Insulation Package: NR - 20
[5 empty] | NON_res:DEER:HVAC_Split-Package_AC |  | Reflective Window Film: NR - 10
[5 empty] | NON_res:DEER:HVAC_Split-Package_AC |  | Bypass/Delay Timer(lighting): NR - 8
[5 empty] | NON_res:DEER:HVAC_Split-Package_AC |  | Set-Back Thermostat: NR - 11
[5 empty] | NON_res:DEER:HVAC_Split-Package_AC |  | Time Clock - HVAC: NR - 10
[5 empty] | NON_res:DEER:HVAC_Split-Package_AC |  | HVAC/Space Heating/Efficiency (Gas): NR - 18
[5 empty] | NON_res:DEER:HVAC_Duct_Sealing |  | Nonresidential Gas – AC: NR - 20
NON_res:DEER:HVAC_Duct_Sealing
[5 empty] | NON_res:DEER:HVAC_Duct_Sealing |  | Adjustable speed drive, application unknown: Ag - 10
[5 empty] | NON_res:DEER:HVAC_Duct_Sealing |  | Adjustable speed drive, application unknown: Com - 10
[5 empty] | NON_res:DEER:HVAC_Duct_Sealing |  | Adjustable Speed Drive: HVAC fan, 50 HP Max: Com - 10
[5 empty] | 01-ALC-AllCommercial-Cooling |  | Pump repair: Ag - 11
[5 empty] | 01-ALC-AllCommercial-ExtLight |  | Injection molding machines: Ind - 15
[5 empty] | 01-ALC-AllCommercial-IntLight |  | Plastic extusion equipment: Ind - 15
[5 empty] | 01-ALC-AllCommercial-OffEquip |  | Process cooling: Ind - 15
[5 empty] | 01-ALC-AllCommercial-Refrig |  | Process equipment insulation: Ind - 15
01-ALC-AllCommercial-Vent/Fan
[5 empty] | 02-ASM-Assembly-Cooling |  | Horizontal Clothes Washer: NR - 10
[5 empty] | 02-ASM-Assembly-Exit |  | Efficient Dishwashing: NR - 5
[5 empty] | 02-ASM-Assembly-ExtLight |  | Water Heater Controls: NR - 15
[5 empty] | 02-ASM-Assembly-IntLight |  | Cooking measures , Assorted: Com - 12
[5 empty] | 03-BCR-BothResidentialandCommercial-COOL |  | Water Heater – Gas: NR - 15
[5 empty] | 03-BCR-BothResidentialandCommercial-LIT_INT |  | Domestic Hot Water Boiler (Gas): NR - 20
03-BCR-BothResidentialandCommercial-OFF_EQ
[5 empty] | 03-BCR-BothResidentialandCommercial-LIT_EXT |  | Auto Closer for Cooler/Freezer: NR - 8
[5 empty] | 03-BCR-BothResidentialandCommercial-REFG |  | Door Gaskets: NR - 4
[5 empty] | 03-BCR-BothResidentialandCommercial-VENT |  | Floating Head Pressure: NR - 16
[5 empty] | 04-DMO-ResidentialMobileHome–DoubleWide-CL_DRY |  | Heatless Door: NR - 16
[5 empty] | 04-DMO-ResidentialMobileHome–DoubleWide-CL_WASH |  | Humidistat Control for Anti-Sweat Heater: NR - 12
[5 empty] | 04-DMO-ResidentialMobileHome–DoubleWide-DSH_WASH |  | Insulation on Refrigeration Suction Line: NR - 11
[5 empty] | 04-DMO-ResidentialMobileHome–DoubleWide-FREEZ |  | Night Covers for Display Cases: NR - 5
[5 empty] | 04-DMO-ResidentialMobileHome–DoubleWide-LIGHT |  | PSC Evaporator Motor – Walkin/ Display: NR - 15
[5 empty] | 04-DMO-ResidentialMobileHome–DoubleWide-POOL_PMP |  | Refrigeration Case Doors – Glass/Acrylic: NR - 12
[5 empty] | 04-DMO-ResidentialMobileHome–DoubleWide-REFG |  | Refrigerator Case with Doors: NR - 12
[5 empty] | 04-DMO-ResidentialMobileHome–DoubleWide-SP_COOL |  | Refrigerator Condensate Evaporator – Elec/Non Elec: NR - 8
[5 empty] | 04-DMO-ResidentialMobileHome–DoubleWide-SP_HEAT |  | Strip Curtains for Walk-Ins: NR - 4
[5 empty] | 04-DMO-ResidentialMobileHome–DoubleWide-WAT_HEAT |  | Ballast: Electronic, for display case: NR - 11
[5 empty] | 05-ECC-Education–CommunityCollege-COOL |  | Defrost: NR - 16
[5 empty] | 05-ECC-Education–CommunityCollege-LIT_INT |  | FHP & EFF Conditioner: NR - 16
[5 empty] | 05-ECC-Education–CommunityCollege-OFF_EQ |  | High-efficiency Liquid Suction Heat Exchangers: NR - 16
[5 empty] | 05-ECC-Education–CommunityCollege-LIT_EXT |  | Night Shields on Refrigerator and Freezer Cases: NR - 5
[5 empty] | 05-ECC-Education–CommunityCollege-REFG |  | Walk-in Refrigerator or Freezer: Evaporative Fan Controller: NR - 5
[5 empty] | 05-ECC-Education–CommunityCollege-VENT |  | Multiplec Refrigeration Systems/Supermarket Systems: NR - 10
06-EPR-Education–PrimarySchool-COOL
[5 empty] | 06-EPR-Education–PrimarySchool-LIT_INT |  | Kiln/Oven/Furnace: NR - 18
[5 empty] | 06-EPR-Education–PrimarySchool-OFF_EQ |  | Thermal Night Curtains: NR - 5
[5 empty] | 06-EPR-Education–PrimarySchool-LIT_EXT |  | Custom Measures – SPC: NR - 15
[5 empty] | 06-EPR-Education–PrimarySchool-REFG |  | Local Government Partnership: NR - 11
[5 empty] | 06-EPR-Education–PrimarySchool-VENT |  | Audits: NR - 3
[5 empty] | 07-ESE-Education–SecondarySchool-COOL |  | Plug Load Sensor: NR - 10
[5 empty] | 07-ESE-Education–SecondarySchool-LIT_INT |  | Information: NR - 1
[5 empty] | 07-ESE-Education–SecondarySchool-OFF_EQ |  | High Efficiency Motors: NR - 15
[5 empty] | 07-ESE-Education–SecondarySchool-LIT_EXT |  | Process Overhaul: NR - 20
[5 empty] | 07-ESE-Education–SecondarySchool-REFG |  | System Controls: NR - 15
07-ESE-Education–SecondarySchool-VENT
08-EUN-Education–University-COOL
[5 empty] | 08-EUN-Education–University-LIT_INT |  | RESIDENTIAL MEASURES
[5 empty] | 08-EUN-Education–University-OFF_EQ |  | ****************************************************************
[5 empty] | 08-EUN-Education–University-LIT_EXT |  | T8 Fixtures ; lamp or ballast: Res - 15
[5 empty] | 08-EUN-Education–University-REFG |  | Pin based CFL Fixture: Res - 16
[5 empty] | 08-EUN-Education–University-VENT |  | CFL: Indoor Screw in: Res - 9.4
[5 empty] | 09-GRO-Grocery-COOL |  | CFL: Outdoor Screw in: Res - 7
[5 empty] | 09-GRO-Grocery-LIT_INT |  | Torchiere: Res - 9
09-GRO-Grocery-OFF_EQ
[5 empty] | 09-GRO-Grocery-LIT_EXT |  | Air Conditioners with SEER >= 11.0: Res - 18
[5 empty] | 09-GRO-Grocery-REFG |  | Central Air Conditioners: Res - 18
[5 empty] | 09-GRO-Grocery-VENT |  | Duct Testing: Res NC - 18
[5 empty] | 10-HSP-Health/Medical–Hospital-COOL |  | High Energy Efficiency Ducts: Res - 18
[5 empty] | 10-HSP-Health/Medical–Hospital-LIT_INT |  | Whole House Fan: Res - 15
[5 empty] | 10-HSP-Health/Medical–Hospital-OFF_EQ |  | Evaporative Cooler: Res - 15
[5 empty] | 10-HSP-Health/Medical–Hospital-LIT_EXT |  | Glazing - Low E Double / Low Shade Coefficient: Res - 20
[5 empty] | 10-HSP-Health/Medical–Hospital-REFG |  | Heat Pump - Electric: Res - 15
[5 empty] | 10-HSP-Health/Medical–Hospital-VENT |  | Insulation - Ceiling / Floor / Walls: Res - 20
[5 empty] | 11-HTL-Lodging–Hotel(GuestRooms)-COOL |  | A/C with Integrated Water Heating: Res - 10
[5 empty] | 11-HTL-Lodging–Hotel(GuestRooms)-LIT_INT |  | Programmable Thermostat: Res - 12
11-HTL-Lodging–Hotel(GuestRooms)-OFF_EQ
[5 empty] | 11-HTL-Lodging–Hotel(GuestRooms)-LIT_EXT |  | Audits: Res - 3
[5 empty] | 11-HTL-Lodging–Hotel(GuestRooms)-REFG |  | Gas Cooktops: Res - 20
[5 empty] | 11-HTL-Lodging–Hotel(GuestRooms)-VENT |  | Gas Dryer Stub: Res - 18
[5 empty] | 12-MBT-Manufacturing–Bio/Tech-AG_PUMP |  | Energy-Efficient Furnaces: Res - 18
12-MBT-Manufacturing–Bio/Tech-COMP_AIR
[5 empty] | 12-MBT-Manufacturing–Bio/Tech-COOL |  | Refrigerator Recycling: Res - 10
[5 empty] | 12-MBT-Manufacturing–Bio/Tech-LIGHT |  | Refrigerator - Energy Efficient; 20% more efficient: Res - 18
[5 empty] | 12-MBT-Manufacturing–Bio/Tech-MOTOR |  | Refrigerators: Res - 18
12-MBT-Manufacturing–Bio/Tech-PROC_OTH
13-MFM-ResidentialMulti-family-CL_DRY
[5 empty] | 13-MFM-ResidentialMulti-family-CL_WASH |  | GENERIC USEFUL LIVES:
[5 empty] | 13-MFM-ResidentialMulti-family-DSH_WASH |  | ****************************************************************
[5 empty] | 13-MFM-ResidentialMulti-family-FREEZ |  | 0.1
[5 empty] | 13-MFM-ResidentialMulti-family-LIGHT |  | 0.2
[5 empty] | 13-MFM-ResidentialMulti-family-POOL_PMP |  | 0.3
[5 empty] | 13-MFM-ResidentialMulti-family-REFG |  | 0.4
[5 empty] | 13-MFM-ResidentialMulti-family-SP_COOL |  | 0.5
[5 empty] | 13-MFM-ResidentialMulti-family-SP_HEAT |  | 0.6
[5 empty] | 13-MFM-ResidentialMulti-family-WAT_HEAT |  | 0.7
[5 empty] | 14-MLI-Manufacturing–LightIndustry-AG_PUMP |  | 0.8
[5 empty] | 14-MLI-Manufacturing–LightIndustry-COMP_AIR |  | 0.9
[5 empty] | 14-MLI-Manufacturing–LightIndustry-COOL |  | 1
[5 empty] | 14-MLI-Manufacturing–LightIndustry-LIGHT |  | 1.1
[5 empty] | 14-MLI-Manufacturing–LightIndustry-MOTOR |  | 1.2
[5 empty] | 14-MLI-Manufacturing–LightIndustry-PROC_OTH |  | 1.3
[5 empty] | 15-MTL-Lodging–Motel-COOL |  | 1.4
[5 empty] | 15-MTL-Lodging–Motel-LIT_INT |  | 1.5
[5 empty] | 15-MTL-Lodging–Motel-OFF_EQ |  | 1.6
[5 empty] | 15-MTL-Lodging–Motel-LIT_EXT |  | 1.7
[5 empty] | 15-MTL-Lodging–Motel-REFG |  | 1.8
[5 empty] | 15-MTL-Lodging–Motel-VENT |  | 1.9
[5 empty] | 16-NRS-Health/Medical–Clinic-COOL |  | 2
[5 empty] | 16-NRS-Health/Medical–Clinic-LIT_INT |  | 2.1
[5 empty] | 16-NRS-Health/Medical–Clinic-OFF_EQ |  | 2.2
[5 empty] | 16-NRS-Health/Medical–Clinic-LIT_EXT |  | 2.3
[5 empty] | 16-NRS-Health/Medical–Clinic-REFG |  | 2.4
[5 empty] | 16-NRS-Health/Medical–Clinic-VENT |  | 2.5
[5 empty] | 17-OFL-Office–Large-Cooling |  | 2.6
[5 empty] | 17-OFL-Office–Large-ExtLight |  | 2.7
[5 empty] | 17-OFL-Office–Large-IntLight |  | 2.8
[5 empty] | 17-OFL-Office–Large-OffEquip |  | 2.9
[5 empty] | 17-OFL-Office–Large-Refrig |  | 3
[5 empty] | 17-OFL-Office–Large-Vent/Fan |  | 3.1
[5 empty] | 18-OFS-Office–Small-Cooling |  | 3.2
[5 empty] | 18-OFS-Office–Small-ExtLight |  | 3.3
[5 empty] | 18-OFS-Office–Small-IntLight |  | 3.4
[5 empty] | 18-OFS-Office–Small-OffEquip |  | 3.5
[5 empty] | 18-OFS-Office–Small-Refrig |  | 3.6
[5 empty] | 18-OFS-Office–Small-Vent/Fan |  | 3.7
[5 empty] | 19-RES-AllResidential-CL_DRY |  | 3.8
[5 empty] | 19-RES-AllResidential-CL_WASH |  | 3.9
[5 empty] | 19-RES-AllResidential-DSH_WASH |  | 4
[5 empty] | 19-RES-AllResidential-FREEZ |  | 4.1
[5 empty] | 19-RES-AllResidential-LIGHT |  | 4.2
[5 empty] | 19-RES-AllResidential-POOL_PMP |  | 4.3
[5 empty] | 19-RES-AllResidential-REFG |  | 4.4
[5 empty] | 19-RES-AllResidential-SP_COOL |  | 4.5
[5 empty] | 19-RES-AllResidential-SP_HEAT |  | 4.6
[5 empty] | 19-RES-AllResidential-WAT_HEAT |  | 4.7
[5 empty] | 20-RFF-Restaurant–FastFood-Cooling |  | 4.8
[5 empty] | 20-RFF-Restaurant–FastFood-ExtLight |  | 4.9
[5 empty] | 20-RFF-Restaurant–FastFood-IntLight |  | 5
[5 empty] | 20-RFF-Restaurant–FastFood-OffEquip |  | 5.1
[5 empty] | 20-RFF-Restaurant–FastFood-Refrig |  | 5.2
[5 empty] | 20-RFF-Restaurant–FastFood-Vent/Fan |  | 5.3
[5 empty] | 21-RSD-Restaurant–SitDown-COOL |  | 5.4
[5 empty] | 21-RSD-Restaurant–SitDown-LIT_INT |  | 5.5
[5 empty] | 21-RSD-Restaurant–SitDown-OFF_EQ |  | 5.6
[5 empty] | 21-RSD-Restaurant–SitDown-LIT_EXT |  | 5.7
[5 empty] | 21-RSD-Restaurant–SitDown-PROC_OTH |  | 5.8
[5 empty] | 21-RSD-Restaurant–SitDown-REFG |  | 5.9
[5 empty] | 21-RSD-Restaurant–SitDown-VENT |  | 6
[5 empty] | 22-RT3-Retail–3StoryLarge-COOL |  | 6.1
[5 empty] | 22-RT3-Retail–3StoryLarge-LIT_INT |  | 6.2
[5 empty] | 22-RT3-Retail–3StoryLarge-OFF_EQ |  | 6.3
[5 empty] | 22-RT3-Retail–3StoryLarge-LIT_EXT |  | 6.4
[5 empty] | 22-RT3-Retail–3StoryLarge-REFG |  | 6.5
[5 empty] | 22-RT3-Retail–3StoryLarge-VENT |  | 6.6
[5 empty] | 23-RTL-Retail–SingleStorylarge-COOL |  | 6.7
[5 empty] | 23-RTL-Retail–SingleStorylarge-LIT_INT |  | 6.8
[5 empty] | 23-RTL-Retail–SingleStorylarge-OFF_EQ |  | 6.9
[5 empty] | 23-RTL-Retail–SingleStorylarge-LIT_EXT |  | 7
[5 empty] | 23-RTL-Retail–SingleStorylarge-REFG |  | 7.1
[5 empty] | 23-RTL-Retail–SingleStorylarge-VENT |  | 7.2
[5 empty] | 24-RTS-Retail–Small-COOL |  | 7.3
[5 empty] | 24-RTS-Retail–Small-LIT_INT |  | 7.4
[5 empty] | 24-RTS-Retail–Small-OFF_EQ |  | 7.5
[5 empty] | 24-RTS-Retail–Small-LIT_EXT |  | 7.6
[5 empty] | 24-RTS-Retail–Small-REFG |  | 7.7
[5 empty] | 24-RTS-Retail–Small-VENT |  | 7.8
[5 empty] | 25-SCN-Storage–Conditioned-Cooling |  | 7.9
[5 empty] | 25-SCN-Storage–Conditioned-Exit |  | 8
[5 empty] | 25-SCN-Storage–Conditioned-ExtLight |  | 8.1
[5 empty] | 26-SFM-ResidentialSingleFamily-CL_DRY |  | 8.2
[5 empty] | 26-SFM-ResidentialSingleFamily-CL_WASH |  | 8.3
[5 empty] | 26-SFM-ResidentialSingleFamily-DSH_WASH |  | 8.4
[5 empty] | 26-SFM-ResidentialSingleFamily-FREEZ |  | 8.5
[5 empty] | 26-SFM-ResidentialSingleFamily-LIGHT |  | 8.6
[5 empty] | 26-SFM-ResidentialSingleFamily-POOL_PMP |  | 8.7
[5 empty] | 26-SFM-ResidentialSingleFamily-REFG |  | 8.8
[5 empty] | 26-SFM-ResidentialSingleFamily-SP_COOL |  | 8.9
[5 empty] | 26-SFM-ResidentialSingleFamily-SP_HEAT |  | 9
[5 empty] | 26-SFM-ResidentialSingleFamily-WAT_HEAT |  | 9.1
[5 empty] | 27-SMO-ResidentialMobileHome–SingleWide-CL_DRY |  | 9.2
[5 empty] | 27-SMO-ResidentialMobileHome–SingleWide-CL_WASH |  | 9.3
[5 empty] | 27-SMO-ResidentialMobileHome–SingleWide-DSH_WASH |  | 9.4
[5 empty] | 27-SMO-ResidentialMobileHome–SingleWide-FREEZ |  | 9.5
[5 empty] | 27-SMO-ResidentialMobileHome–SingleWide-LIGHT |  | 9.6
[5 empty] | 27-SMO-ResidentialMobileHome–SingleWide-POOL_PMP |  | 9.7
[5 empty] | 27-SMO-ResidentialMobileHome–SingleWide-REFG |  | 9.8
[5 empty] | 27-SMO-ResidentialMobileHome–SingleWide-SP_COOL |  | 9.9
[5 empty] | 27-SMO-ResidentialMobileHome–SingleWide-SP_HEAT |  | 10
[5 empty] | 27-SMO-ResidentialMobileHome–SingleWide-WAT_HEAT |  | 10.1
[5 empty] | 28-SUN-Storage–Unconditioned-Exit |  | 10.2
[5 empty] | 28-SUN-Storage–Unconditioned-ExtLight |  | 10.3
[5 empty] | 29-WRF-Storage–Refrigerated-Cooling |  | 10.4
[5 empty] | 29-WRF-Storage–Refrigerated-Exit |  | 10.5
[5 empty] | 29-WRF-Storage–Refrigerated-ExtLight |  | 10.6
[5 empty] | 30-S20-SIC20Food&KindredProducts-AG_PUMP |  | 10.7
[5 empty] | 30-S20-SIC20Food&KindredProducts-COMP_AIR |  | 10.8
[5 empty] | 30-S20-SIC20Food&KindredProducts-COOL |  | 10.9
[5 empty] | 30-S20-SIC20Food&KindredProducts-LIGHT |  | 11
[5 empty] | 30-S20-SIC20Food&KindredProducts-MOTOR |  | 11.1
[5 empty] | 30-S20-SIC20Food&KindredProducts-PROC_OTH |  | 11.2
[5 empty] | 31-S26-SIC26Paper&AlliedProducts-AG_PUMP |  | 11.3
[5 empty] | 31-S26-SIC26Paper&AlliedProducts-COMP_AIR |  | 11.4
[5 empty] | 31-S26-SIC26Paper&AlliedProducts-COOL |  | 11.5
[5 empty] | 31-S26-SIC26Paper&AlliedProducts-LIGHT |  | 11.6
[5 empty] | 31-S26-SIC26Paper&AlliedProducts-MOTOR |  | 11.7
[5 empty] | 31-S26-SIC26Paper&AlliedProducts-PROC_OTH |  | 11.8
[5 empty] | 32-S28-SIC28Chemicals&AlliedProducts-AG_PUMP |  | 11.9
[5 empty] | 32-S28-SIC28Chemicals&AlliedProducts-COMP_AIR |  | 12
[5 empty] | 32-S28-SIC28Chemicals&AlliedProducts-COOL |  | 12.1
[5 empty] | 32-S28-SIC28Chemicals&AlliedProducts-LIGHT |  | 12.2
[5 empty] | 32-S28-SIC28Chemicals&AlliedProducts-MOTOR |  | 12.3
[5 empty] | 32-S28-SIC28Chemicals&AlliedProducts-PROC_OTH |  | 12.4
[5 empty] | 33-S29-SIC29Petroleum&CoalProducts-AG_PUMP |  | 12.5
[5 empty] | 33-S29-SIC29Petroleum&CoalProducts-COMP_AIR |  | 12.6
[5 empty] | 33-S29-SIC29Petroleum&CoalProducts-COOL |  | 12.7
[5 empty] | 33-S29-SIC29Petroleum&CoalProducts-LIGHT |  | 12.8
[5 empty] | 33-S29-SIC29Petroleum&CoalProducts-MOTOR |  | 12.9
[5 empty] | 33-S29-SIC29Petroleum&CoalProducts-PROC_OTH |  | 13
[5 empty] | 34-S33-SIC33Metals-AG_PUMP |  | 13.1
[5 empty] | 34-S33-SIC33Metals-COMP_AIR |  | 13.2
[5 empty] | 34-S33-SIC33Metals-COOL |  | 13.3
[5 empty] | 34-S33-SIC33Metals-LIGHT |  | 13.4
[5 empty] | 34-S33-SIC33Metals-MOTOR |  | 13.5
[5 empty] | 34-S33-SIC33Metals-PROC_OTH |  | 13.6
[5 empty] | 35-OTI-OtherIndustrial-AG_PUMP |  | 13.7
[5 empty] | 35-OTI-OtherIndustrial-COMP_AIR |  | 13.8
[5 empty] | 35-OTI-OtherIndustrial-COOL |  | 13.9
[5 empty] | 35-OTI-OtherIndustrial-LIGHT |  | 14
[5 empty] | 35-OTI-OtherIndustrial-MOTOR |  | 14.1
[5 empty] | 35-OTI-OtherIndustrial-PROC_OTH |  | 14.2
[5 empty] | 36-GST-Lodging-GuestRooms-Cooling |  | 14.3
[5 empty] | 36-GST-Lodging-GuestRooms-ExtLight |  | 14.4
[5 empty] | 36-GST-Lodging-GuestRooms-IntLight |  | 14.5
[5 empty] | 36-GST-Lodging-GuestRooms-OffEquip |  | 14.6
[5 empty] | 36-GST-Lodging-GuestRooms-Refrig |  | 14.7
[5 empty] | 36-GST-Lodging-GuestRooms-Vent/Fan |  | 14.8
14.9
15
15.1
15.2
15.3
15.4
15.5
15.6
15.7
15.8
15.9
16
16.1
16.2
16.3
16.4
16.5
16.6
16.7
16.8
16.9
17
17.1
17.2
17.3
17.4
17.5
17.6
17.7
17.8
17.9
18
18.1
18.2
18.3
18.4
18.5
18.6
18.7
18.8
18.9
19
19.1
19.2
19.3
19.4
19.5
19.6
19.7
19.8
19.9
20
21
22
23
24
25
26
27
28
29
30
Last Row Used is above