## Export
PROGRAM NAME | 0
BUDGET
Administrative Costs
Overhead and G&A | 0
Other Administrative Costs | 0
Marketing/Outreach | 0
Direct Implementation
d.i. User Input Incentive (No rebates) | 0
d.ii. Rebate | 732109.38
d.iii. Direct Install Labor | 0
d.iv. Direct Install Materials | 0
d.v. Upstream payments | 0
Activity | 0
Installation | 0
Hardware & Materials | 0
Rebate Processing & Inspection | 0
EM&V Costs | 0
Budget | 732109.38
Costs recovered from other sources | 0
Budget (plus other costs) | 732109.38
PROGRAM IMPACTS
Program Reductions for Measures installed through 2011
User Entered kW (kW) | 1291.248
Net Jul-Sept Peak (kW) | 1021.0306
Net Dec-Feb Peak (kW) | 696.6074
Net NCP (kW) | 1075.9073
Net CEC (kW) | 0
Annual Net kWh | 6561566.4344
Lifecycle Net kWh | 60311794.0883
Annual Net Therms | -13724.8822
Lifecycle Net Therms | -164684.1555
Cost Effectiveness for all measures installed through 2015
TRC
Costs | 1094317.7242
Electric Benefits | 4199373.6664
Gas Benefits | -89831.378
Net Benefits (NPV) | 3015224.5642
BC Ratio | 3.7553
PAC
Costs | 694406.3987
Electric Benefits | 4199373.6664
Gas Benefits | -89831.378
Net Benefits (NPV) | 3415135.8897
BC Ratio | 5.9181
Levelized Cost
Levelized Cost TRC ($/kWh )
Discounted kWh | 39937726.2724
Cost | 0.020929
Benefits | 0.10515
Benefit-Cost | 0.084219
Levelized Cost PAC ($/kWh)
Discounted kWh | 39937726.2724
Cost | 0.012866
Benefits | 0.10515
Benefit-Cost | 0.092282
Levelized Cost TRC ($/therm)
Discounted Therms | -98035.0053
Cost | -2.6364
Benefits | 0.91632
Benefit-Cost | 3.5527
Levelized Cost PAC ($/therm)
Discounted Therms | -98035.0053
Cost | -1.842
Benefits | 0.91632
Benefit-Cost | 2.7584
Emission Annual Reductions (2009-2011) |  | Energy Division File sheet "Attachment II" Total Electricity and Gas Emission Reductions
Electric Annual CO2 (tons) - 2009 | 3244.635 |  | 2009 | 2010 | 2011 | 2012 | 2013 | 2014 | 2015
2010 | 0 |  | Total | Total | Total | Total | Total | Total | Total
2011 | 0 | Annual CO2 Emission Reductions (tons) | 3164.3444 | 0 | 0 | 0 | 0 | 0 | 0
Electric Lifecycle CO2 (tons) - 2009 | 28587.1312 | Lifecycle CO2 Emission Reductions (tons) | 27623.7289 | 0 | 0 | 0 | 0 | 0 | 0
2010 | 0 | Annual NOx Emission Reductions (tons) | 0.37441 | 0 | 0 | 0 | 0 | 0 | 0
2011 | 0 | Lifecycle NOx Emission Reductions (tons) | 3.1103 | 0 | 0 | 0 | 0 | 0 | 0
Electric Annual NOX (tons) - 2009 | 0.43754 | Annual SO2 Emission Reductions (tons)
2010 | 0 | Lifecycle SO2 Emission Reductions (tons)
2011 | 0
Electric Lifecycle NOX (tons) - 2009 | 3.8678
2010 | 0
2011 | 0
Electric Annual SO2 (lbs) - 2009
2010
2011
Electric Lifecycle SO2 (lbs) - 2009
2010
2011
Gas Annual CO2 (tons) - 2009 | -80.2906
2010 | 0
2011 | 0
Gas Lifecycle CO2 (tons) - 2009 | -963.4023
2010 | 0
2011 | 0
Gas Annual NOX (tons) - 2009 | -0.063134
2010 | 0
2011 | 0
Gas Lifecycle NOX (tons) - 2009 | -0.75755
2010 | 0
2011 | 0
Gas Annual SO2 (lbs) - 2009
2010
2011
Gas Lifecycle SO2 (lbs) - 2009
2010
2011
Data below not currently used in Energy Division workbook
Levelized Cost RIM ($/therm)
Discounted Therms | -98035.0053
Cost | 0.15483
Benefits | 0.91632
Benefit-Cost | 0.76149
Levelized Cost RIM ($/kWh)
Discounted kWh | 39937726.2724
Cost | 0.017767
Benefits | 0.10515
Benefit-Cost | 0.76149
RIM
Costs | 694406.3987
Electric Benefits | 4199373.6664
Gas Benefits | -89831.378
Net Benefits (NPV) | 3415135.8897
BC Ratio | 5.9181
Impacts for all programs installed trhough 2019
Net July-Sept Peak (kW)
Clothes Dryer | 0
Clothes Washer | 0
Consumer Electronics | 0
Cooking | 0
Dishwasher | 0
Net Dec-Feb Pk (kW)
Clothes Dryer | 0
Clothes Washer | 0
Consumer Electronics | 0
Cooking | 0
Dishwasher | 0
0
Clothes Dryer | 0
Clothes Washer | 0
Consumer Electronics | 0
Cooking | 0
Dishwasher | 0
Annual Net kWh
Clothes Dryer | 0
Clothes Washer | 0
Consumer Electronics | 0
Cooking | 0
Dishwasher | 0
Lifecycle Net kWh
Clothes Dryer | 0
Clothes Washer | 0
Consumer Electronics | 0
Cooking | 0
Dishwasher | 0
Annual Net Therms
Clothes Dryer | 0
Clothes Washer | 0
Consumer Electronics | 0
Cooking | 0
Dishwasher | 0
Lifecycle Net Therms
Clothes Dryer | 0
Clothes Washer | 0
Consumer Electronics | 0
Cooking | 0
Dishwasher | 0

## Output by Measure
0
0
SDG&E | [7 empty] | Levelized Benefits less Costs (TRC) |  |  |  | Levelized Benefits less Costs (PAC) |  |  |  | Benefit Cost Ratios
Net Impacts by Measure | [7 empty] | No Allocated Admin |  | w/ Allocated Admin |  | No Allocated Admin |  | w/ Allocated Admin |  | No Allocated Admin |  | w/ Allocated Admin
| Net Avg Jul-Sep (kW) | Net Dec-Feb Pk (kW) | Net User Entered kW | Annual kWh adj for Net to gross | Lifecycle kWh (Annual * Measure Life) | Annual Therms | Lifecycle Therms | Electric ($/kWh) | Gas ($/Th) | Electric ($/kWh) | Gas ($/Th) | Electric ($/kWh) | Gas ($/Th) | Electric ($/kWh) | Gas ($/Th) | TRC | PAC | TRC | PAC
Total or Average | 1021.0306 | 696.6074 | 1291.248 | 6561566.4344 | 60311794.0883 | -13724.8822 | -164684.1555 | 0.084219 | 3.5527 | 0.084219 | 3.5527 | 0.092282 | 2.7584 | 0.092282 | 2.7584
234330-Premium T8 with T12 40 Watt Baseline - Tr1 | 0.37559 | 0.24219 | 0.39402 | 1896.6316 | 28449.4739 | 0 | 0 | 0.090475 | 0 | 0.090475 | 0 | 0.1096 | 0 | 0.1096 | 0 | 3.1812 | 5.9022 | 3.1812 | 5.9022
234126-Refrigeration - Efficient Evap Fan Motor Electronically Commutated Motor (ECM) | 0.097138 | 0.081236 | 0.099823 | 733.1247 | 10996.8705 | -0.72628 | -10.8942 | 0.048552 | 0.93798 | 0.048552 | 0.93798 | -0.08734 | 0.93798 | -0.08734 | 0.93798 | 1.7061 | 0.5659 | 1.7061 | 0.5659
234126-Refrigeration - Efficient Evap Fan Motor Electronically Commutated Motor (ECM) | 0.064759 | 0.054157 | 0.066549 | 488.7498 | 7331.247 | -0.48419 | -7.2628 | 0.048552 | 0.93798 | 0.048552 | 0.93798 | -0.08734 | 0.93798 | -0.08734 | 0.93798 | 1.7061 | 0.5659 | 1.7061 | 0.5659
234063-Refrigeration - Anti-Sweat Heater Controls | 0.79532 | 0.66512 | 0.385 | 6002.5 | 72030 | 0 | 0 | 0.088615 | 0 | 0.088615 | 0 | 0.099362 | 0 | 0.099362 | 0 | 4.6111 | 8.2043 | 4.6111 | 8.2043
234063-Refrigeration - Anti-Sweat Heater Controls | 0.7317 | 0.61191 | 0.3542 | 5522.3 | 66267.6 | 0 | 0 | 0.088615 | 0 | 0.088615 | 0 | 0.099362 | 0 | 0.099362 | 0 | 4.6111 | 8.2043 | 4.6111 | 8.2043
234126-Refrigeration - Efficient Evap Fan Motor Electronically Commutated Motor (ECM) | 0.10793 | 0.090262 | 0.11091 | 814.583 | 12218.745 | -0.80698 | -12.1047 | 0.048552 | 0.93798 | 0.048552 | 0.93798 | -0.08734 | 0.93798 | -0.08734 | 0.93798 | 1.7061 | 0.5659 | 1.7061 | 0.5659
234331-Premium T8 with T12 40 Watt Baseline - Tr2 | 0.19583 | 0.12627 | 0.29179 | 988.8821 | 14833.2318 | 0 | 0 | 0.074057 | 0 | 0.074057 | 0 | 0.10783 | 0 | 0.10783 | 0 | 2.2791 | 5.4708 | 2.2791 | 5.4708
234304-Lighting-Remove 4 Ft Lamp (De-Lamp) - Tr2 | 0 | 0 | 0.2218 | 1153.8512 | 17307.7678 | -21.5847 | -323.7702 | 0 | 0.69035 | 0 | 0.69035 | 0 | 0.69063 | 0 | 0.69063 | 0 | 0 | 0 | 0
234331-Premium T8 with T12 40 Watt Baseline - Tr2 | 0.68539 | 0.44196 | 1.0213 | 3461.0874 | 51916.3113 | 0 | 0 | 0.074057 | 0 | 0.074057 | 0 | 0.10783 | 0 | 0.10783 | 0 | 2.2791 | 5.4708 | 2.2791 | 5.4708
234304-Lighting-Remove 4 Ft Lamp (De-Lamp) - Tr2 | 0 | 0 | 0.77629 | 4038.4791 | 60577.1872 | -75.5464 | -1133.1956 | 0 | 0.69035 | 0 | 0.69035 | 0 | 0.69063 | 0 | 0.69063 | 0 | 0 | 0 | 0
234330-Premium T8 with T12 40 Watt Baseline - Tr1 | 2.9577 | 1.9072 | 3.1029 | 14935.9738 | 224039.6068 | 0 | 0 | 0.090477 | 0 | 0.090477 | 0 | 0.10961 | 0 | 0.10961 | 0 | 3.1814 | 5.9046 | 3.1814 | 5.9046
234303-Lighting-Remove 4 Ft Lamp (De-Lamp) - Tr1 | 0 | 0 | 4.436 | 23077.0237 | 346155.3552 | -431.6935 | -6475.4032 | 0 | 1.8238 | 0 | 1.8238 | 0 | 2.0013 | 0 | 2.0013 | -1.4536 | -1.1734 | -1.4536 | -1.1734
234330-Premium T8 with T12 40 Watt Baseline - Tr1 | 0.93896 | 0.60547 | 0.98505 | 4741.579 | 71123.6847 | 0 | 0 | 0.093473 | 0 | 0.093473 | 0 | 0.1126 | 0 | 0.1126 | 0 | 3.2535 | 6.0363 | 3.2535 | 6.0363
234303-Lighting-Remove 4 Ft Lamp (De-Lamp) - Tr1 | 0 | 0 | 1.4787 | 7692.3412 | 115385.1184 | -143.8978 | -2158.4677 | 0 | 1.8717 | 0 | 1.8717 | 0 | 2.0492 | 0 | 2.0492 | -1.5179 | -1.2253 | -1.5179 | -1.2253
234285-Lighting-Occpncy Snsr-Hi-Bay integrated Snsr-Tr1 | 4.5811 | 2.954 | 4.4869 | 23133.5452 | 185068.3615 | 0 | 0 | 0.1116 | 0 | 0.1116 | 0 | 0.11979 | 0 | 0.11979 | 0 | 8.1595 | 17.186 | 8.1595 | 17.186
234285-Lighting-Occpncy Snsr-Hi-Bay integrated Snsr-Tr1 | 6.2469 | 4.0282 | 6.1185 | 31545.7434 | 252365.9475 | 0 | 0 | 0.1116 | 0 | 0.1116 | 0 | 0.11979 | 0 | 0.11979 | 0 | 8.1595 | 17.186 | 8.1595 | 17.186
234285-Lighting-Occpncy Snsr-Hi-Bay integrated Snsr-Tr1 | 8.7457 | 5.6395 | 8.5659 | 44164.0408 | 353312.3265 | 0 | 0 | 0.1116 | 0 | 0.1116 | 0 | 0.11979 | 0 | 0.11979 | 0 | 8.1595 | 17.186 | 8.1595 | 17.186
234285-Lighting-Occpncy Snsr-Hi-Bay integrated Snsr-Tr1 | 12.4939 | 8.0564 | 12.237 | 63091.4869 | 504731.895 | 0 | 0 | 0.1116 | 0 | 0.1116 | 0 | 0.11979 | 0 | 0.11979 | 0 | 8.1595 | 17.186 | 8.1595 | 17.186
234313-Lighting-Screw in 14-26 Watt Lamp - Tr2 | 0.059643 | 0.037294 | 0.091255 | 308.4458 | 808.128 | 0 | 0 | 0.08981 | 0 | 0.08981 | 0 | 0.096437 | 0 | 0.096437 | 0 | 4.4006 | 5.8747 | 4.4006 | 5.8747
234202-Lighting-2 Ft 2nd Gen T-8 with Elec Ballast-Tr2 | 0.019485 | 0.012564 | 0.03155 | 98.3934 | 1475.9008 | 0 | 0 | 0.051017 | 0 | 0.051017 | 0 | 0.098286 | 0 | 0.098286 | 0 | 1.6303 | 3.9193 | 1.6303 | 3.9193
234331-Premium T8 with T12 40 Watt Baseline - Tr2 | 0.50588 | 0.32621 | 0.7538 | 2554.6121 | 38319.1821 | 0 | 0 | 0.074913 | 0 | 0.074913 | 0 | 0.11172 | 0 | 0.11172 | 0 | 2.3133 | 6.5229 | 2.3133 | 6.5229
234304-Lighting-Remove 4 Ft Lamp (De-Lamp) - Tr2 | 0 | 0 | 0.59146 | 3076.9365 | 46154.0474 | -57.5591 | -863.3871 | 0 | 0.69035 | 0 | 0.69035 | 0 | 0.69063 | 0 | 0.69063 | 0 | 0 | 0 | 0
234306-Lighting-Remove 8 Ft Lamp (De-Lamp) - Tr1 | 0.42809 | 0.26551 | 0.49038 | 2312.3456 | 34685.1846 | 0 | 0 | 0.118 | 0 | 0.118 | 0 | 0.11829 | 0 | 0.11829 | 0 | 11.6949 | 12.0089 | 11.6949 | 12.0089
234285-Lighting-Occpncy Snsr-Hi-Bay integrated Snsr-Tr1 | 16.6585 | 10.7418 | 16.316 | 84121.9825 | 672975.86 | 0 | 0 | 0.1116 | 0 | 0.1116 | 0 | 0.11979 | 0 | 0.11979 | 0 | 8.1595 | 17.186 | 8.1595 | 17.186
234312-Lighting-Screw in 14-26 Watt Lamp - Tr1 | 0 | 0 | 0.17018 | 847.4573 | 2093.2196 | -11.4454 | -28.2702 | 0 | 2.6409 | 0 | 2.6409 | 0 | 2.8165 | 0 | 2.8165 | -0.37305 | -0.34185 | -0.37305 | -0.34185
234201-Lighting-2 Ft 2nd Gen T-8 with Elec Ballast-Tr1 | 0.04722 | 0.030449 | 0.045202 | 238.4525 | 3576.787 | 0 | 0 | 0.08033 | 0 | 0.08033 | 0 | 0.10417 | 0 | 0.10417 | 0 | 2.556 | 4.7491 | 2.556 | 4.7491
234330-Premium T8 with T12 40 Watt Baseline - Tr1 | 0.39906 | 0.25732 | 0.41865 | 2015.1711 | 30227.566 | 0 | 0 | 0.090475 | 0 | 0.090475 | 0 | 0.1096 | 0 | 0.1096 | 0 | 3.1812 | 5.9022 | 3.1812 | 5.9022
234303-Lighting-Remove 4 Ft Lamp (De-Lamp) - Tr1 | 0 | 0 | 0.59146 | 3076.9365 | 46154.0474 | -57.5591 | -863.3871 | 0 | 1.8238 | 0 | 1.8238 | 0 | 2.0013 | 0 | 2.0013 | -1.4536 | -1.1734 | -1.4536 | -1.1734
234360-Lighting-IntrHiByLnrFlscntFxtr244wrplc400w(TrI)Tr1 | 0 | 0 | 5.2811 | 0 | 0 | -167.7024 | -2515.5366 | 0 | 6.1385 | 0 | 6.1385 | 0 | 4.1423 | 0 | 4.1423 | -0.21362 | -0.3529 | -0.21362 | -0.3529
234285-Lighting-Occpncy Snsr-Hi-Bay integrated Snsr-Tr1 | 12.9103 | 8.3249 | 12.6449 | 65194.5364 | 521556.2915 | 0 | 0 | 0.1082 | 0 | 0.1082 | 0 | 0.11639 | 0 | 0.11639 | 0 | 7.9412 | 16.7262 | 7.9412 | 16.7262
234049-Lighting-LED Exit Sign New Sign | 0.13635 | 0.13546 | 0 | 1194.4575 | 19111.3206 | 0 | 0 | 0.091877 | 0 | 0.091877 | 0 | 0.09793 | 0 | 0.09793 | 0 | 5.1455 | 7.0789 | 5.1455 | 7.0789
234313-Lighting-Screw in 14-26 Watt Lamp - Tr2 | 0.039762 | 0.024863 | 0.060837 | 205.6305 | 538.752 | 0 | 0 | 0.092535 | 0 | 0.092535 | 0 | 0.099161 | 0 | 0.099161 | 0 | 4.5038 | 6.0124 | 4.5038 | 6.0124
234331-Premium T8 with T12 40 Watt Baseline - Tr2 | 0.24478 | 0.15784 | 0.36474 | 1236.1026 | 18541.5397 | 0 | 0 | 0.077055 | 0 | 0.077055 | 0 | 0.11083 | 0 | 0.11083 | 0 | 2.3309 | 5.5951 | 2.3309 | 5.5951
234304-Lighting-Remove 4 Ft Lamp (De-Lamp) - Tr2 | 0 | 0 | 0.51753 | 2692.3194 | 40384.7914 | -50.3642 | -755.4637 | 0 | 0.69035 | 0 | 0.69035 | 0 | 0.69063 | 0 | 0.69063 | 0 | 0 | 0 | 0
234330-Premium T8 with T12 40 Watt Baseline - Tr1 | 0.65728 | 0.42383 | 0.68954 | 3319.1053 | 49786.5793 | 0 | 0 | 0.090475 | 0 | 0.090475 | 0 | 0.1096 | 0 | 0.1096 | 0 | 3.1812 | 5.9022 | 3.1812 | 5.9022
234330-Premium T8 with T12 40 Watt Baseline - Tr1 | 0.30516 | 0.19678 | 0.32014 | 1541.0132 | 23115.1975 | 0 | 0 | 0.093473 | 0 | 0.093473 | 0 | 0.1126 | 0 | 0.1126 | 0 | 3.2535 | 6.0363 | 3.2535 | 6.0363
234303-Lighting-Remove 4 Ft Lamp (De-Lamp) - Tr1 | 0 | 0 | 0.48056 | 2500.0109 | 37500.1635 | -46.7668 | -701.502 | 0 | 1.8717 | 0 | 1.8717 | 0 | 2.0492 | 0 | 2.0492 | -1.5179 | -1.2253 | -1.5179 | -1.2253
234360-Lighting-IntrHiByLnrFlscntFxtr244wrplc400w(TrI)Tr1 | 0 | 0 | 1.1925 | 0 | 0 | -37.8683 | -568.0244 | 0 | 6.1863 | 0 | 6.1863 | 0 | 4.1901 | 0 | 4.1901 | -0.22308 | -0.36852 | -0.22308 | -0.36852
234285-Lighting-Occpncy Snsr-Hi-Bay integrated Snsr-Tr1 | 2.9152 | 1.8798 | 2.8553 | 14721.3469 | 117770.7755 | 0 | 0 | 0.1116 | 0 | 0.1116 | 0 | 0.11979 | 0 | 0.11979 | 0 | 8.1595 | 17.186 | 8.1595 | 17.186
234286-Lighting-Occpncy Snsr-Hi-Bay integrated Snsr-Tr2 | 17.96 | 11.5811 | 28.5542 | 90694.3534 | 725554.8268 | 0 | 0 | 0.10115 | 0 | 0.10115 | 0 | 0.11483 | 0 | 0.11483 | 0 | 4.8852 | 10.2937 | 4.8852 | 10.2937
234330-Premium T8 with T12 40 Watt Baseline - Tr1 | 6.1737 | 3.981 | 6.4767 | 31175.8818 | 467638.227 | 0 | 0 | 0.090475 | 0 | 0.090475 | 0 | 0.1096 | 0 | 0.1096 | 0 | 3.1812 | 5.9022 | 3.1812 | 5.9022
234303-Lighting-Remove 4 Ft Lamp (De-Lamp) - Tr1 | 0 | 0 | 2.6431 | 13750.0599 | 206250.8991 | -257.2174 | -3858.2611 | 0 | 1.8238 | 0 | 1.8238 | 0 | 2.0013 | 0 | 2.0013 | -1.4536 | -1.1734 | -1.4536 | -1.1734
234306-Lighting-Remove 8 Ft Lamp (De-Lamp) - Tr1 | 0.85619 | 0.53102 | 0.98076 | 4624.6913 | 69370.3693 | 0 | 0 | 0.118 | 0 | 0.118 | 0 | 0.11829 | 0 | 0.11829 | 0 | 11.6949 | 12.0089 | 11.6949 | 12.0089
234312-Lighting-Screw in 14-26 Watt Lamp - Tr1 | 0 | 0 | 0.063818 | 317.7965 | 784.9573 | -4.292 | -10.6013 | 0 | 2.6409 | 0 | 2.6409 | 0 | 2.8165 | 0 | 2.8165 | -0.37305 | -0.34185 | -0.37305 | -0.34185
234330-Premium T8 with T12 40 Watt Baseline - Tr1 | 0.56338 | 0.36328 | 0.59103 | 2844.9474 | 42674.2108 | 0 | 0 | 0.093473 | 0 | 0.093473 | 0 | 0.1126 | 0 | 0.1126 | 0 | 3.2535 | 6.0363 | 3.2535 | 6.0363
234303-Lighting-Remove 4 Ft Lamp (De-Lamp) - Tr1 | 0 | 0 | 0.88719 | 4615.4047 | 69231.071 | -86.3387 | -1295.0806 | 0 | 1.8717 | 0 | 1.8717 | 0 | 2.0492 | 0 | 2.0492 | -1.5179 | -1.2253 | -1.5179 | -1.2253
234360-Lighting-IntrHiByLnrFlscntFxtr244wrplc400w(TrI)Tr1 | 0 | 0 | 7.4958 | 0 | 0 | -238.0293 | -3570.439 | 0 | 6.1863 | 0 | 6.1863 | 0 | 4.1901 | 0 | 4.1901 | -0.22308 | -0.36852 | -0.22308 | -0.36852
234285-Lighting-Occpncy Snsr-Hi-Bay integrated Snsr-Tr1 | 18.3243 | 11.816 | 17.9476 | 92534.1808 | 740273.446 | 0 | 0 | 0.1116 | 0 | 0.1116 | 0 | 0.11979 | 0 | 0.11979 | 0 | 8.1595 | 17.186 | 8.1595 | 17.186
234330-Premium T8 with T12 40 Watt Baseline - Tr1 | 2.277 | 1.4683 | 2.3888 | 11498.329 | 172474.9354 | 0 | 0 | 0.093473 | 0 | 0.093473 | 0 | 0.1126 | 0 | 0.1126 | 0 | 3.2535 | 6.0363 | 3.2535 | 6.0363
234303-Lighting-Remove 4 Ft Lamp (De-Lamp) - Tr1 | 0 | 0 | 0.62843 | 3269.245 | 49038.6753 | -61.1566 | -917.3488 | 0 | 1.8717 | 0 | 1.8717 | 0 | 2.0492 | 0 | 2.0492 | -1.5179 | -1.2253 | -1.5179 | -1.2253
234285-Lighting-Occpncy Snsr-Hi-Bay integrated Snsr-Tr1 | 40.8133 | 26.3175 | 39.9741 | 206098.8571 | 1648790.857 | 0 | 0 | 0.1082 | 0 | 0.1082 | 0 | 0.11639 | 0 | 0.11639 | 0 | 7.9412 | 16.7262 | 7.9412 | 16.7262
234285-Lighting-Occpncy Snsr-Hi-Bay integrated Snsr-Tr1 | 71.215 | 45.9213 | 69.7508 | 359621.4752 | 2876971.8016 | 0 | 0 | 0.1082 | 0 | 0.1082 | 0 | 0.11639 | 0 | 0.11639 | 0 | 7.9412 | 16.7262 | 7.9412 | 16.7262
234330-Premium T8 with T12 40 Watt Baseline - Tr1 | 2.1596 | 1.3926 | 2.2656 | 10905.6317 | 163584.4748 | 0 | 0 | 0.090967 | 0 | 0.090967 | 0 | 0.11183 | 0 | 0.11183 | 0 | 3.2194 | 6.558 | 3.2194 | 6.558
234303-Lighting-Remove 4 Ft Lamp (De-Lamp) - Tr1 | 0 | 0 | 1.8114 | 9423.118 | 141346.77 | -176.2749 | -2644.123 | 0 | 1.8027 | 0 | 1.8027 | 0 | 1.9093 | 0 | 1.9093 | -1.4962 | -1.3038 | -1.4962 | -1.3038
234360-Lighting-IntrHiByLnrFlscntFxtr244wrplc400w(TrI)Tr1 | 0 | 0 | 0.51107 | 0 | 0 | -16.2293 | -243.439 | 0 | 6.0711 | 0 | 6.0711 | 0 | 3.8361 | 0 | 3.8361 | -0.21651 | -0.39211 | -0.21651 | -0.39211
234285-Lighting-Occpncy Snsr-Hi-Bay integrated Snsr-Tr1 | 1.2494 | 0.80564 | 1.2237 | 6309.1487 | 50473.1895 | 0 | 0 | 0.10832 | 0 | 0.10832 | 0 | 0.11713 | 0 | 0.11713 | 0 | 8.002 | 18.5846 | 8.002 | 18.5846
234315-Lighting-Screw in 14-26 Watt Reflector Lamp-Tr1 | 0 | 0 | 0.42546 | 2118.6433 | 5233.0489 | -28.6135 | -70.6755 | 0 | 4.0148 | 0 | 4.0148 | 0 | 2.4805 | 0 | 2.4805 | -0.22089 | -0.41411 | -0.22089 | -0.41411
234330-Premium T8 with T12 40 Watt Baseline - Tr1 | 1.4084 | 0.9082 | 1.4776 | 7112.3685 | 106685.5271 | 0 | 0 | 0.090967 | 0 | 0.090967 | 0 | 0.11183 | 0 | 0.11183 | 0 | 3.2194 | 6.558 | 3.2194 | 6.558
234303-Lighting-Remove 4 Ft Lamp (De-Lamp) - Tr1 | 0 | 0 | 0.88719 | 4615.4047 | 69231.071 | -86.3387 | -1295.0806 | 0 | 1.8027 | 0 | 1.8027 | 0 | 1.9093 | 0 | 1.9093 | -1.4962 | -1.3038 | -1.4962 | -1.3038
234330-Premium T8 with T12 40 Watt Baseline - Tr1 | 0.35211 | 0.22705 | 0.3694 | 1778.0921 | 26671.3818 | 0 | 0 | 0.090475 | 0 | 0.090475 | 0 | 0.1096 | 0 | 0.1096 | 0 | 3.1812 | 5.9022 | 3.1812 | 5.9022
234303-Lighting-Remove 4 Ft Lamp (De-Lamp) - Tr1 | 0 | 0 | 0.5545 | 2884.628 | 43269.4194 | -53.9617 | -809.4254 | 0 | 1.8238 | 0 | 1.8238 | 0 | 2.0013 | 0 | 2.0013 | -1.4536 | -1.1734 | -1.4536 | -1.1734
234330-Premium T8 with T12 40 Watt Baseline - Tr1 | 6.9953 | 4.5107 | 7.3387 | 35324.7634 | 529871.4511 | 0 | 0 | 0.090967 | 0 | 0.090967 | 0 | 0.11183 | 0 | 0.11183 | 0 | 3.2194 | 6.558 | 3.2194 | 6.558
234315-Lighting-Screw in 14-26 Watt Reflector Lamp-Tr1 | 0 | 0 | 0.34036 | 1694.9146 | 4186.4392 | -22.8908 | -56.5404 | 0 | 4.0148 | 0 | 4.0148 | 0 | 2.4805 | 0 | 2.4805 | -0.22089 | -0.41411 | -0.22089 | -0.41411
234330-Premium T8 with T12 40 Watt Baseline - Tr1 | 0.56338 | 0.36328 | 0.59103 | 2844.9474 | 42674.2108 | 0 | 0 | 0.093473 | 0 | 0.093473 | 0 | 0.1126 | 0 | 0.1126 | 0 | 3.2535 | 6.0363 | 3.2535 | 6.0363
234309-Lighting-Screw in >27 Watt Lamp - Tr1 | 1.3545 | 0.84698 | 1.0837 | 7005.0595 | 14290.3213 | 0 | 0 | 0.092504 | 0 | 0.092504 | 0 | 0.092646 | 0 | 0.092646 | 0 | 5.9962 | 6.0422 | 5.9962 | 6.0422
234049-Lighting-LED Exit Sign New Sign | 0.30678 | 0.30479 | 0 | 2687.5295 | 43000.4713 | 0 | 0 | 0.092118 | 0 | 0.092118 | 0 | 0.099541 | 0 | 0.099541 | 0 | 5.2023 | 7.8655 | 5.2023 | 7.8655
234331-Premium T8 with T12 40 Watt Baseline - Tr2 | 0.79962 | 0.51562 | 1.1915 | 4037.9353 | 60569.0298 | 0 | 0 | 0.074057 | 0 | 0.074057 | 0 | 0.10783 | 0 | 0.10783 | 0 | 2.2791 | 5.4708 | 2.2791 | 5.4708
234304-Lighting-Remove 4 Ft Lamp (De-Lamp) - Tr2 | 0 | 0 | 1.8114 | 9423.118 | 141346.77 | -176.2749 | -2644.123 | 0 | 0.69035 | 0 | 0.69035 | 0 | 0.69063 | 0 | 0.69063 | 0 | 0 | 0 | 0
234331-Premium T8 with T12 40 Watt Baseline - Tr2 | 0.13055 | 0.084183 | 0.19453 | 659.2547 | 9888.8212 | 0 | 0 | 0.077055 | 0 | 0.077055 | 0 | 0.11083 | 0 | 0.11083 | 0 | 2.3309 | 5.5951 | 2.3309 | 5.5951
234208-Lighting-8 Ft T-8 with Elec Ballast-Tr2 | 0.018171 | 0.011717 | 0.027247 | 91.7594 | 1376.3903 | 0 | 0 | -0.0028495 | 0 | -0.0028495 | 0 | 0.062748 | 0 | 0.062748 | 0 | 0.97932 | 1.869 | 0.97932 | 1.869
234304-Lighting-Remove 4 Ft Lamp (De-Lamp) - Tr2 | 0 | 0 | 0.14787 | 769.2341 | 11538.5118 | -14.3898 | -215.8468 | 0 | 0.69035 | 0 | 0.69035 | 0 | 0.69063 | 0 | 0.69063 | 0 | 0 | 0 | 0
234307-Lighting-Remove 8 Ft Lamp (De-Lamp) - Tr2 | 0.13173 | 0.081699 | 0.21659 | 711.524 | 10672.86 | 0 | 0 | 0.11754 | 0 | 0.11754 | 0 | 0.12272 | 0 | 0.12272 | 0 | 9.1102 | 14.1797 | 9.1102 | 14.1797
234331-Premium T8 with T12 40 Watt Baseline - Tr2 | 0.66907 | 0.43144 | 0.99696 | 3378.6806 | 50680.2086 | 0 | 0 | 0.077055 | 0 | 0.077055 | 0 | 0.11083 | 0 | 0.11083 | 0 | 2.3309 | 5.5951 | 2.3309 | 5.5951
234330-Premium T8 with T12 40 Watt Baseline - Tr1 | 1.7606 | 1.1353 | 1.847 | 8890.4606 | 133356.9088 | 0 | 0 | 0.090475 | 0 | 0.090475 | 0 | 0.1096 | 0 | 0.1096 | 0 | 3.1812 | 5.9022 | 3.1812 | 5.9022
234360-Lighting-IntrHiByLnrFlscntFxtr244wrplc400w(TrI)Tr1 | 0 | 0 | 1.7036 | 0 | 0 | -54.0976 | -811.4634 | 0 | 6.1385 | 0 | 6.1385 | 0 | 4.1423 | 0 | 4.1423 | -0.21362 | -0.3529 | -0.21362 | -0.3529
234285-Lighting-Occpncy Snsr-Hi-Bay integrated Snsr-Tr1 | 0.41646 | 0.26855 | 0.4079 | 2103.0496 | 16824.3965 | 0 | 0 | 0.1082 | 0 | 0.1082 | 0 | 0.11639 | 0 | 0.11639 | 0 | 7.9412 | 16.7262 | 7.9412 | 16.7262
234201-Lighting-2 Ft 2nd Gen T-8 with Elec Ballast-Tr1 | 0.06296 | 0.040598 | 0.060269 | 317.9366 | 4769.0493 | 0 | 0 | 0.08033 | 0 | 0.08033 | 0 | 0.10417 | 0 | 0.10417 | 0 | 2.556 | 4.7491 | 2.556 | 4.7491
234303-Lighting-Remove 4 Ft Lamp (De-Lamp) - Tr1 | 0 | 0 | 0.88719 | 4615.4047 | 69231.071 | -86.3387 | -1295.0806 | 0 | 1.8238 | 0 | 1.8238 | 0 | 2.0013 | 0 | 2.0013 | -1.4536 | -1.1734 | -1.4536 | -1.1734
234063-Refrigeration - Anti-Sweat Heater Controls | 0.95439 | 0.79814 | 0.462 | 7203 | 86436 | 0 | 0 | 0.088615 | 0 | 0.088615 | 0 | 0.099362 | 0 | 0.099362 | 0 | 4.6111 | 8.2043 | 4.6111 | 8.2043
234126-Refrigeration - Efficient Evap Fan Motor Electronically Commutated Motor (ECM) | 0.097138 | 0.081236 | 0.099823 | 733.1247 | 10996.8705 | -0.72628 | -10.8942 | 0.048552 | 0.93798 | 0.048552 | 0.93798 | -0.08734 | 0.93798 | -0.08734 | 0.93798 | 1.7061 | 0.5659 | 1.7061 | 0.5659
234126-Refrigeration - Efficient Evap Fan Motor Electronically Commutated Motor (ECM) | 0.053965 | 0.045131 | 0.055457 | 407.2915 | 6109.3725 | -0.40349 | -6.0524 | 0.048552 | 0.93798 | 0.048552 | 0.93798 | -0.08734 | 0.93798 | -0.08734 | 0.93798 | 1.7061 | 0.5659 | 1.7061 | 0.5659
234063-Refrigeration - Anti-Sweat Heater Controls | 1.9088 | 1.5963 | 0.924 | 14406 | 172872 | 0 | 0 | 0.088615 | 0 | 0.088615 | 0 | 0.099362 | 0 | 0.099362 | 0 | 4.6111 | 8.2043 | 4.6111 | 8.2043
234330-Premium T8 with T12 40 Watt Baseline - Tr1 | 0.21127 | 0.13623 | 0.22164 | 1066.8553 | 16002.8291 | 0 | 0 | 0.093473 | 0 | 0.093473 | 0 | 0.1126 | 0 | 0.1126 | 0 | 3.2535 | 6.0363 | 3.2535 | 6.0363
234303-Lighting-Remove 4 Ft Lamp (De-Lamp) - Tr1 | 0 | 0 | 0.3327 | 1730.7768 | 25961.6516 | -32.377 | -485.6552 | 0 | 1.8717 | 0 | 1.8717 | 0 | 2.0492 | 0 | 2.0492 | -1.5179 | -1.2253 | -1.5179 | -1.2253
234312-Lighting-Screw in 14-26 Watt Lamp - Tr1 | 0 | 0 | 0.21273 | 1059.3216 | 2616.5245 | -14.3068 | -35.3377 | 0 | 2.7433 | 0 | 2.7433 | 0 | 2.9189 | 0 | 2.9189 | -0.4263 | -0.39063 | -0.4263 | -0.39063
234315-Lighting-Screw in 14-26 Watt Reflector Lamp-Tr1 | 0 | 0 | 0.25527 | 1271.186 | 3139.8294 | -17.1681 | -42.4053 | 0 | 4.3024 | 0 | 4.3024 | 0 | 2.926 | 0 | 2.926 | -0.29377 | -0.50123 | -0.29377 | -0.50123
234330-Premium T8 with T12 40 Watt Baseline - Tr1 | 0.58685 | 0.37842 | 0.61566 | 2963.4869 | 44452.3029 | 0 | 0 | 0.090475 | 0 | 0.090475 | 0 | 0.1096 | 0 | 0.1096 | 0 | 3.1812 | 5.9022 | 3.1812 | 5.9022
234303-Lighting-Remove 4 Ft Lamp (De-Lamp) - Tr1 | 0 | 0 | 0.92416 | 4807.7133 | 72115.699 | -89.9362 | -1349.0423 | 0 | 1.8238 | 0 | 1.8238 | 0 | 2.0013 | 0 | 2.0013 | -1.4536 | -1.1734 | -1.4536 | -1.1734
234360-Lighting-IntrHiByLnrFlscntFxtr244wrplc400w(TrI)Tr1 | 0 | 0 | 2.0443 | 0 | 0 | -64.9171 | -973.7561 | 0 | 6.1385 | 0 | 6.1385 | 0 | 4.1423 | 0 | 4.1423 | -0.21362 | -0.3529 | -0.21362 | -0.3529
234285-Lighting-Occpncy Snsr-Hi-Bay integrated Snsr-Tr1 | 4.9975 | 3.2226 | 4.8948 | 25236.5948 | 201892.758 | 0 | 0 | 0.1082 | 0 | 0.1082 | 0 | 0.11639 | 0 | 0.11639 | 0 | 7.9412 | 16.7262 | 7.9412 | 16.7262
234360-Lighting-IntrHiByLnrFlscntFxtr244wrplc400w(TrI)Tr1 | 0 | 0 | 2.0443 | 0 | 0 | -64.9171 | -973.7561 | 0 | 6.1385 | 0 | 6.1385 | 0 | 4.1423 | 0 | 4.1423 | -0.21362 | -0.3529 | -0.21362 | -0.3529
234285-Lighting-Occpncy Snsr-Hi-Bay integrated Snsr-Tr1 | 4.9975 | 3.2226 | 4.8948 | 25236.5948 | 201892.758 | 0 | 0 | 0.1082 | 0 | 0.1082 | 0 | 0.11639 | 0 | 0.11639 | 0 | 7.9412 | 16.7262 | 7.9412 | 16.7262
234084-Refrigeration -Cooler/Freezer Door Gaskets - Solid Doors: Cooler | 0.62116 | 0.51947 | 0.53584 | 4688.022 | 18752.088 | 0 | 0 | 0.093628 | 0 | 0.093628 | 0 | 0.088924 | 0 | 0.088924 | 0 | 10.916 | 7.286 | 10.916 | 7.286
234330-Premium T8 with T12 40 Watt Baseline - Tr1 | 0.39906 | 0.25732 | 0.41865 | 2015.1711 | 30227.566 | 0 | 0 | 0.093473 | 0 | 0.093473 | 0 | 0.1126 | 0 | 0.1126 | 0 | 3.2535 | 6.0363 | 3.2535 | 6.0363
234303-Lighting-Remove 4 Ft Lamp (De-Lamp) - Tr1 | 0 | 0 | 0.59146 | 3076.9365 | 46154.0474 | -57.5591 | -863.3871 | 0 | 1.8717 | 0 | 1.8717 | 0 | 2.0492 | 0 | 2.0492 | -1.5179 | -1.2253 | -1.5179 | -1.2253
234084-Refrigeration -Cooler/Freezer Door Gaskets - Solid Doors: Cooler | 0.7896 | 0.66034 | 0.68115 | 5959.35 | 23837.4 | 0 | 0 | 0.093628 | 0 | 0.093628 | 0 | 0.088924 | 0 | 0.088924 | 0 | 10.916 | 7.286 | 10.916 | 7.286
234116-Refrigeration -Cooler/Freezer Door Gaskets - Solid Doors: Freezer | 0.17898 | 0.14968 | 0.15439 | 1350.786 | 5403.144 | 0 | 0 | 0.08893 | 0 | 0.08893 | 0 | 0.088924 | 0 | 0.088924 | 0 | 7.2894 | 7.286 | 7.2894 | 7.286
234330-Premium T8 with T12 40 Watt Baseline - Tr1 | 0.23474 | 0.15137 | 0.24626 | 1185.3947 | 17780.9212 | 0 | 0 | 0.093473 | 0 | 0.093473 | 0 | 0.1126 | 0 | 0.1126 | 0 | 3.2535 | 6.0363 | 3.2535 | 6.0363
234084-Refrigeration -Cooler/Freezer Door Gaskets - Solid Doors: Cooler | 0.1895 | 0.15848 | 0.16348 | 1430.244 | 5720.976 | 0 | 0 | 0.093628 | 0 | 0.093628 | 0 | 0.088924 | 0 | 0.088924 | 0 | 10.916 | 7.286 | 10.916 | 7.286
234084-Refrigeration -Cooler/Freezer Door Gaskets - Solid Doors: Cooler | 1.0002 | 0.83643 | 0.86279 | 7548.51 | 30194.04 | 0 | 0 | 0.093628 | 0 | 0.093628 | 0 | 0.088924 | 0 | 0.088924 | 0 | 10.916 | 7.286 | 10.916 | 7.286
234084-Refrigeration -Cooler/Freezer Door Gaskets - Solid Doors: Cooler | 0.95805 | 0.80121 | 0.82646 | 7230.678 | 28922.712 | 0 | 0 | 0.093628 | 0 | 0.093628 | 0 | 0.088924 | 0 | 0.088924 | 0 | 10.916 | 7.286 | 10.916 | 7.286
234330-Premium T8 with T12 40 Watt Baseline - Tr1 | 1.338 | 0.86279 | 1.4037 | 6756.75 | 101351.2507 | 0 | 0 | 0.090475 | 0 | 0.090475 | 0 | 0.1096 | 0 | 0.1096 | 0 | 3.1812 | 5.9022 | 3.1812 | 5.9022
234330-Premium T8 with T12 40 Watt Baseline - Tr1 | 0.46948 | 0.30273 | 0.49253 | 2370.7895 | 35561.8424 | 0 | 0 | 0.093473 | 0 | 0.093473 | 0 | 0.1126 | 0 | 0.1126 | 0 | 3.2535 | 6.0363 | 3.2535 | 6.0363
234330-Premium T8 with T12 40 Watt Baseline - Tr1 | 1.1972 | 0.77197 | 1.2559 | 6045.5132 | 90682.698 | 0 | 0 | 0.090475 | 0 | 0.090475 | 0 | 0.1096 | 0 | 0.1096 | 0 | 3.1812 | 5.9022 | 3.1812 | 5.9022
234201-Lighting-2 Ft 2nd Gen T-8 with Elec Ballast-Tr1 | 0.03148 | 0.020299 | 0.030135 | 158.9683 | 2384.5246 | 0 | 0 | 0.08033 | 0 | 0.08033 | 0 | 0.10417 | 0 | 0.10417 | 0 | 2.556 | 4.7491 | 2.556 | 4.7491
234303-Lighting-Remove 4 Ft Lamp (De-Lamp) - Tr1 | 0 | 0 | 1.8853 | 9807.7351 | 147116.026 | -183.4698 | -2752.0464 | 0 | 1.8238 | 0 | 1.8238 | 0 | 2.0013 | 0 | 2.0013 | -1.4536 | -1.1734 | -1.4536 | -1.1734
234330-Premium T8 with T12 40 Watt Baseline - Tr1 | 0.32864 | 0.21191 | 0.34477 | 1659.5526 | 24893.2896 | 0 | 0 | 0.093473 | 0 | 0.093473 | 0 | 0.1126 | 0 | 0.1126 | 0 | 3.2535 | 6.0363 | 3.2535 | 6.0363
234303-Lighting-Remove 4 Ft Lamp (De-Lamp) - Tr1 | 0 | 0 | 0.29573 | 1538.4682 | 23077.0237 | -28.7796 | -431.6935 | 0 | 1.8717 | 0 | 1.8717 | 0 | 2.0492 | 0 | 2.0492 | -1.5179 | -1.2253 | -1.5179 | -1.2253
234330-Premium T8 with T12 40 Watt Baseline - Tr1 | 0.49296 | 0.31787 | 0.51715 | 2489.329 | 37339.9345 | 0 | 0 | 0.090475 | 0 | 0.090475 | 0 | 0.1096 | 0 | 0.1096 | 0 | 3.1812 | 5.9022 | 3.1812 | 5.9022
234303-Lighting-Remove 4 Ft Lamp (De-Lamp) - Tr1 | 0 | 0 | 0.62843 | 3269.245 | 49038.6753 | -61.1566 | -917.3488 | 0 | 1.8238 | 0 | 1.8238 | 0 | 2.0013 | 0 | 2.0013 | -1.4536 | -1.1734 | -1.4536 | -1.1734
234330-Premium T8 with T12 40 Watt Baseline - Tr1 | 1.2207 | 0.78711 | 1.2806 | 6164.0527 | 92460.7901 | 0 | 0 | 0.093473 | 0 | 0.093473 | 0 | 0.1126 | 0 | 0.1126 | 0 | 3.2535 | 6.0363 | 3.2535 | 6.0363
234303-Lighting-Remove 4 Ft Lamp (De-Lamp) - Tr1 | 0 | 0 | 0.14787 | 769.2341 | 11538.5118 | -14.3898 | -215.8468 | 0 | 1.8717 | 0 | 1.8717 | 0 | 2.0492 | 0 | 2.0492 | -1.5179 | -1.2253 | -1.5179 | -1.2253
234331-Premium T8 with T12 40 Watt Baseline - Tr2 | 0.63643 | 0.41039 | 0.94833 | 3213.8669 | 48208.0033 | 0 | 0 | 0.077055 | 0 | 0.077055 | 0 | 0.11083 | 0 | 0.11083 | 0 | 2.3309 | 5.5951 | 2.3309 | 5.5951
234304-Lighting-Remove 4 Ft Lamp (De-Lamp) - Tr2 | 0 | 0 | 1.4417 | 7500.0327 | 112500.4904 | -140.3004 | -2104.506 | 0 | 0.69035 | 0 | 0.69035 | 0 | 0.69063 | 0 | 0.69063 | 0 | 0 | 0 | 0
234049-Lighting-LED Exit Sign New Sign | 0.068174 | 0.067731 | 0 | 597.2288 | 9555.6603 | 0 | 0 | 0.094675 | 0 | 0.094675 | 0 | 0.10073 | 0 | 0.10073 | 0 | 5.2718 | 7.2526 | 5.2718 | 7.2526
234330-Premium T8 with T12 40 Watt Baseline - Tr1 | 0.44601 | 0.2876 | 0.4679 | 2252.25 | 33783.7502 | 0 | 0 | 0.093473 | 0 | 0.093473 | 0 | 0.1126 | 0 | 0.1126 | 0 | 3.2535 | 6.0363 | 3.2535 | 6.0363
234148-Premium T8 with T12 40 Watt Baseline | 1.603 | 1.0023 | 1.4948 | 8289.9201 | 124348.8017 | 0 | 0 | 0.094053 | 0 | 0.094053 | 0 | 0.11101 | 0 | 0.11101 | 0 | 3.5575 | 6.6007 | 3.5575 | 6.6007
234148-Premium T8 with T12 40 Watt Baseline | 0.36197 | 0.22633 | 0.33753 | 1871.9174 | 28078.7617 | 0 | 0 | 0.094053 | 0 | 0.094053 | 0 | 0.11101 | 0 | 0.11101 | 0 | 3.5575 | 6.6007 | 3.5575 | 6.6007
234340-Lighting-Intr HiBy Lnr FlrscntFxtr600w rplc>400Tr1 | 0 | 0 | 1.6035 | 8524.1335 | 127862.003 | -155.3903 | -2330.8551 | 0 | 3.7891 | 0 | 3.7891 | 0 | 2.1301 | 0 | 2.1301 | -0.39891 | -1.0295 | -0.39891 | -1.0295
234285-Lighting-Occpncy Snsr-Hi-Bay integrated Snsr-Tr1 | 2.9152 | 1.8798 | 2.8553 | 14721.3469 | 117770.7755 | 0 | 0 | 0.1082 | 0 | 0.1082 | 0 | 0.11639 | 0 | 0.11639 | 0 | 7.9412 | 16.7262 | 7.9412 | 16.7262
234303-Lighting-Remove 4 Ft Lamp (De-Lamp) - Tr1 | 0 | 0 | 0.51753 | 2692.3194 | 40384.7914 | -50.3642 | -755.4637 | 0 | 1.8238 | 0 | 1.8238 | 0 | 2.0013 | 0 | 2.0013 | -1.4536 | -1.1734 | -1.4536 | -1.1734
234148-Premium T8 with T12 40 Watt Baseline | 0.41368 | 0.25867 | 0.38575 | 2139.3342 | 32090.0133 | 0 | 0 | 0.094053 | 0 | 0.094053 | 0 | 0.11101 | 0 | 0.11101 | 0 | 3.5575 | 6.6007 | 3.5575 | 6.6007
234286-Lighting-Occpncy Snsr-Hi-Bay integrated Snsr-Tr2 | 23.1983 | 14.9589 | 36.8825 | 117146.8731 | 937174.9846 | 0 | 0 | 0.097751 | 0 | 0.097751 | 0 | 0.11143 | 0 | 0.11143 | 0 | 4.7545 | 10.0183 | 4.7545 | 10.0183
234331-Premium T8 with T12 40 Watt Baseline - Tr2 | 0.089754 | 0.057876 | 0.13374 | 453.2376 | 6798.5646 | 0 | 0 | 0.074057 | 0 | 0.074057 | 0 | 0.10783 | 0 | 0.10783 | 0 | 2.2791 | 5.4708 | 2.2791 | 5.4708
234325-Lighting-Ceramic Metal Halide Fixture - Tr2 | 0.8294 | 0.51441 | 0.96761 | 4479.9955 | 67199.9328 | 0 | 0 | 0.07511 | 0 | 0.07511 | 0 | 0.10685 | 0 | 0.10685 | 0 | 2.393 | 5.8166 | 2.393 | 5.8166
234312-Lighting-Screw in 14-26 Watt Lamp - Tr1 | 0 | 0 | 0.021273 | 105.9322 | 261.6524 | -1.4307 | -3.5338 | 0 | 2.6409 | 0 | 2.6409 | 0 | 2.8165 | 0 | 2.8165 | -0.37305 | -0.34185 | -0.37305 | -0.34185
234330-Premium T8 with T12 40 Watt Baseline - Tr1 | 0.070422 | 0.04541 | 0.073879 | 355.6184 | 5334.2764 | 0 | 0 | 0.090475 | 0 | 0.090475 | 0 | 0.1096 | 0 | 0.1096 | 0 | 3.1812 | 5.9022 | 3.1812 | 5.9022
234303-Lighting-Remove 4 Ft Lamp (De-Lamp) - Tr1 | 0 | 0 | 0.1109 | 576.9256 | 8653.8839 | -10.7923 | -161.8851 | 0 | 1.8238 | 0 | 1.8238 | 0 | 2.0013 | 0 | 2.0013 | -1.4536 | -1.1734 | -1.4536 | -1.1734
234312-Lighting-Screw in 14-26 Watt Lamp - Tr1 | 0 | 0 | 0.063818 | 317.7965 | 784.9573 | -4.292 | -10.6013 | 0 | 2.6409 | 0 | 2.6409 | 0 | 2.8165 | 0 | 2.8165 | -0.37305 | -0.34185 | -0.37305 | -0.34185
234330-Premium T8 with T12 40 Watt Baseline - Tr1 | 0.46948 | 0.30273 | 0.49253 | 2370.7895 | 35561.8424 | 0 | 0 | 0.090475 | 0 | 0.090475 | 0 | 0.1096 | 0 | 0.1096 | 0 | 3.1812 | 5.9022 | 3.1812 | 5.9022
234207-Lighting-8 Ft T-8 with Elec Ballast-Tr1 | 0.025766 | 0.016614 | 0.028072 | 130.1114 | 1951.6716 | 0 | 0 | 0.031038 | 0 | 0.031038 | 0 | 0.06406 | 0 | 0.06406 | 0 | 1.3076 | 1.9435 | 1.3076 | 1.9435
234303-Lighting-Remove 4 Ft Lamp (De-Lamp) - Tr1 | 0 | 0 | 0.25876 | 1346.1597 | 20192.3957 | -25.1821 | -377.7319 | 0 | 1.8238 | 0 | 1.8238 | 0 | 2.0013 | 0 | 2.0013 | -1.4536 | -1.1734 | -1.4536 | -1.1734
234306-Lighting-Remove 8 Ft Lamp (De-Lamp) - Tr1 | 0.19026 | 0.118 | 0.21795 | 1027.7092 | 15415.6376 | 0 | 0 | 0.118 | 0 | 0.118 | 0 | 0.11829 | 0 | 0.11829 | 0 | 11.6949 | 12.0089 | 11.6949 | 12.0089
234331-Premium T8 with T12 40 Watt Baseline - Tr2 | 0.14687 | 0.094705 | 0.21884 | 741.6616 | 11124.9238 | 0 | 0 | 0.074057 | 0 | 0.074057 | 0 | 0.10783 | 0 | 0.10783 | 0 | 2.2791 | 5.4708 | 2.2791 | 5.4708
234304-Lighting-Remove 4 Ft Lamp (De-Lamp) - Tr2 | 0 | 0 | 0.18483 | 961.5427 | 14423.1398 | -17.9872 | -269.8085 | 0 | 0.69035 | 0 | 0.69035 | 0 | 0.69063 | 0 | 0.69063 | 0 | 0 | 0 | 0
234312-Lighting-Screw in 14-26 Watt Lamp - Tr1 | 0 | 0 | 0.17018 | 847.4573 | 2093.2196 | -11.4454 | -28.2702 | 0 | 2.6409 | 0 | 2.6409 | 0 | 2.8165 | 0 | 2.8165 | -0.37305 | -0.34185 | -0.37305 | -0.34185
234330-Premium T8 with T12 40 Watt Baseline - Tr1 | 0.37559 | 0.24219 | 0.39402 | 1896.6316 | 28449.4739 | 0 | 0 | 0.090475 | 0 | 0.090475 | 0 | 0.1096 | 0 | 0.1096 | 0 | 3.1812 | 5.9022 | 3.1812 | 5.9022
234303-Lighting-Remove 4 Ft Lamp (De-Lamp) - Tr1 | 0 | 0 | 0.59146 | 3076.9365 | 46154.0474 | -57.5591 | -863.3871 | 0 | 1.8238 | 0 | 1.8238 | 0 | 2.0013 | 0 | 2.0013 | -1.4536 | -1.1734 | -1.4536 | -1.1734
234330-Premium T8 with T12 40 Watt Baseline - Tr1 | 0.28169 | 0.18164 | 0.29552 | 1422.4737 | 21337.1054 | 0 | 0 | 0.090475 | 0 | 0.090475 | 0 | 0.1096 | 0 | 0.1096 | 0 | 3.1812 | 5.9022 | 3.1812 | 5.9022
234360-Lighting-IntrHiByLnrFlscntFxtr244wrplc400w(TrI)Tr1 | 0 | 0 | 1.7036 | 0 | 0 | -54.0976 | -811.4634 | 0 | 6.1385 | 0 | 6.1385 | 0 | 4.1423 | 0 | 4.1423 | -0.21362 | -0.3529 | -0.21362 | -0.3529
234285-Lighting-Occpncy Snsr-Hi-Bay integrated Snsr-Tr1 | 4.1646 | 2.6855 | 4.079 | 21030.4956 | 168243.965 | 0 | 0 | 0.1082 | 0 | 0.1082 | 0 | 0.11639 | 0 | 0.11639 | 0 | 7.9412 | 16.7262 | 7.9412 | 16.7262
234330-Premium T8 with T12 40 Watt Baseline - Tr1 | 15.1173 | 9.7481 | 15.8594 | 76339.4216 | 1145091.3238 | 0 | 0 | 0.093473 | 0 | 0.093473 | 0 | 0.1126 | 0 | 0.1126 | 0 | 3.2535 | 6.0363 | 3.2535 | 6.0363
234303-Lighting-Remove 4 Ft Lamp (De-Lamp) - Tr1 | 0 | 0 | 1.5156 | 7884.6498 | 118269.7464 | -147.4953 | -2212.4294 | 0 | 1.8717 | 0 | 1.8717 | 0 | 2.0492 | 0 | 2.0492 | -1.5179 | -1.2253 | -1.5179 | -1.2253
234360-Lighting-IntrHiByLnrFlscntFxtr244wrplc400w(TrI)Tr1 | 0 | 0 | 0.17036 | 0 | 0 | -5.4098 | -81.1463 | 0 | 6.1863 | 0 | 6.1863 | 0 | 4.1901 | 0 | 4.1901 | -0.22308 | -0.36852 | -0.22308 | -0.36852
234285-Lighting-Occpncy Snsr-Hi-Bay integrated Snsr-Tr1 | 0.41646 | 0.26855 | 0.4079 | 2103.0496 | 16824.3965 | 0 | 0 | 0.1116 | 0 | 0.1116 | 0 | 0.11979 | 0 | 0.11979 | 0 | 8.1595 | 17.186 | 8.1595 | 17.186
234207-Lighting-8 Ft T-8 with Elec Ballast-Tr1 | 0.16748 | 0.10799 | 0.18247 | 845.7244 | 12685.8655 | 0 | 0 | 0.034036 | 0 | 0.034036 | 0 | 0.067057 | 0 | 0.067057 | 0 | 1.3373 | 1.9877 | 1.3373 | 1.9877
234330-Premium T8 with T12 40 Watt Baseline - Tr1 | 0.56338 | 0.36328 | 0.59103 | 2844.9474 | 42674.2108 | 0 | 0 | 0.090475 | 0 | 0.090475 | 0 | 0.1096 | 0 | 0.1096 | 0 | 3.1812 | 5.9022 | 3.1812 | 5.9022
234330-Premium T8 with T12 40 Watt Baseline - Tr1 | 0.61033 | 0.39355 | 0.64029 | 3082.0263 | 46230.3951 | 0 | 0 | 0.090475 | 0 | 0.090475 | 0 | 0.1096 | 0 | 0.1096 | 0 | 3.1812 | 5.9022 | 3.1812 | 5.9022
234330-Premium T8 with T12 40 Watt Baseline - Tr1 | 0.37559 | 0.24219 | 0.39402 | 1896.6316 | 28449.4739 | 0 | 0 | 0.090475 | 0 | 0.090475 | 0 | 0.1096 | 0 | 0.1096 | 0 | 3.1812 | 5.9022 | 3.1812 | 5.9022
234330-Premium T8 with T12 40 Watt Baseline - Tr1 | 0.61033 | 0.39355 | 0.64029 | 3082.0263 | 46230.3951 | 0 | 0 | 0.090475 | 0 | 0.090475 | 0 | 0.1096 | 0 | 0.1096 | 0 | 3.1812 | 5.9022 | 3.1812 | 5.9022
234084-Refrigeration -Cooler/Freezer Door Gaskets - Solid Doors: Cooler | 0.63179 | 0.52836 | 0.54501 | 4768.2746 | 19073.0983 | 0 | 0 | 0.097885 | 0 | 0.097885 | 0 | 0.09318 | 0 | 0.09318 | 0 | 11.3668 | 7.5869 | 11.3668 | 7.5869
234331-Premium T8 with T12 40 Watt Baseline - Tr2 | 0.11423 | 0.07366 | 0.17021 | 576.8479 | 8652.7185 | 0 | 0 | 0.074057 | 0 | 0.074057 | 0 | 0.10783 | 0 | 0.10783 | 0 | 2.2791 | 5.4708 | 2.2791 | 5.4708
234304-Lighting-Remove 4 Ft Lamp (De-Lamp) - Tr2 | 0 | 0 | 0.25876 | 1346.1597 | 20192.3957 | -25.1821 | -377.7319 | 0 | 0.69035 | 0 | 0.69035 | 0 | 0.69063 | 0 | 0.69063 | 0 | 0 | 0 | 0
234331-Premium T8 with T12 40 Watt Baseline - Tr2 | 0.17951 | 0.11575 | 0.26748 | 906.4753 | 13597.1291 | 0 | 0 | 0.074057 | 0 | 0.074057 | 0 | 0.10783 | 0 | 0.10783 | 0 | 2.2791 | 5.4708 | 2.2791 | 5.4708
234304-Lighting-Remove 4 Ft Lamp (De-Lamp) - Tr2 | 0 | 0 | 0.40663 | 2115.3938 | 31730.9076 | -39.5719 | -593.5786 | 0 | 0.69035 | 0 | 0.69035 | 0 | 0.69063 | 0 | 0.69063 | 0 | 0 | 0 | 0
234330-Premium T8 with T12 40 Watt Baseline - Tr1 | 0.32864 | 0.21191 | 0.34477 | 1659.5526 | 24893.2896 | 0 | 0 | 0.090475 | 0 | 0.090475 | 0 | 0.1096 | 0 | 0.1096 | 0 | 3.1812 | 5.9022 | 3.1812 | 5.9022
234303-Lighting-Remove 4 Ft Lamp (De-Lamp) - Tr1 | 0 | 0 | 0.51753 | 2692.3194 | 40384.7914 | -50.3642 | -755.4637 | 0 | 1.8238 | 0 | 1.8238 | 0 | 2.0013 | 0 | 2.0013 | -1.4536 | -1.1734 | -1.4536 | -1.1734
234330-Premium T8 with T12 40 Watt Baseline - Tr1 | 1.1502 | 0.7417 | 1.2067 | 5808.4343 | 87126.5138 | 0 | 0 | 0.090475 | 0 | 0.090475 | 0 | 0.1096 | 0 | 0.1096 | 0 | 3.1812 | 5.9022 | 3.1812 | 5.9022
234303-Lighting-Remove 4 Ft Lamp (De-Lamp) - Tr1 | 0 | 0 | 1.8114 | 9423.118 | 141346.77 | -176.2749 | -2644.123 | 0 | 1.8238 | 0 | 1.8238 | 0 | 2.0013 | 0 | 2.0013 | -1.4536 | -1.1734 | -1.4536 | -1.1734
234331-Premium T8 with T12 40 Watt Baseline - Tr2 | 0.54668 | 0.35251 | 0.81459 | 2760.6293 | 41409.4388 | 0 | 0 | 0.074057 | 0 | 0.074057 | 0 | 0.10783 | 0 | 0.10783 | 0 | 2.2791 | 5.4708 | 2.2791 | 5.4708
234330-Premium T8 with T12 40 Watt Baseline - Tr1 | 2.5352 | 1.6348 | 2.6596 | 12802.2632 | 192033.9487 | 0 | 0 | 0.090475 | 0 | 0.090475 | 0 | 0.1096 | 0 | 0.1096 | 0 | 3.1812 | 5.9022 | 3.1812 | 5.9022
234049-Lighting-LED Exit Sign New Sign | 0.20452 | 0.20319 | 0 | 1791.6863 | 28666.9809 | 0 | 0 | 0.091877 | 0 | 0.091877 | 0 | 0.09793 | 0 | 0.09793 | 0 | 5.1455 | 7.0789 | 5.1455 | 7.0789
234330-Premium T8 with T12 40 Watt Baseline - Tr1 | 0.35211 | 0.22705 | 0.3694 | 1778.0921 | 26671.3818 | 0 | 0 | 0.090657 | 0 | 0.090657 | 0 | 0.11042 | 0 | 0.11042 | 0 | 3.1952 | 6.1288 | 3.1952 | 6.1288
234330-Premium T8 with T12 40 Watt Baseline - Tr1 | 0.68075 | 0.43897 | 0.71416 | 3437.6448 | 51564.6714 | 0 | 0 | 0.093473 | 0 | 0.093473 | 0 | 0.1126 | 0 | 0.1126 | 0 | 3.2535 | 6.0363 | 3.2535 | 6.0363
234303-Lighting-Remove 4 Ft Lamp (De-Lamp) - Tr1 | 0 | 0 | 0.073933 | 384.6171 | 5769.2559 | -7.1949 | -107.9234 | 0 | 1.8717 | 0 | 1.8717 | 0 | 2.0492 | 0 | 2.0492 | -1.5179 | -1.2253 | -1.5179 | -1.2253
234312-Lighting-Screw in 14-26 Watt Lamp - Tr1 | 0 | 0 | 0.31909 | 1588.9825 | 3924.7867 | -21.4602 | -53.0066 | 0 | 2.7433 | 0 | 2.7433 | 0 | 2.9189 | 0 | 2.9189 | -0.4263 | -0.39063 | -0.4263 | -0.39063
234315-Lighting-Screw in 14-26 Watt Reflector Lamp-Tr1 | 0 | 0 | 0.21273 | 1059.3216 | 2616.5245 | -14.3068 | -35.3377 | 0 | 4.3024 | 0 | 4.3024 | 0 | 2.926 | 0 | 2.926 | -0.29377 | -0.50123 | -0.29377 | -0.50123
234330-Premium T8 with T12 40 Watt Baseline - Tr1 | 0.093896 | 0.060547 | 0.098505 | 474.1579 | 7112.3685 | 0 | 0 | 0.093473 | 0 | 0.093473 | 0 | 0.1126 | 0 | 0.1126 | 0 | 3.2535 | 6.0363 | 3.2535 | 6.0363
234312-Lighting-Screw in 14-26 Watt Lamp - Tr1 | 0 | 0 | 0.44673 | 2224.5755 | 5494.7014 | -30.0442 | -74.2092 | 0 | 2.7433 | 0 | 2.7433 | 0 | 2.9189 | 0 | 2.9189 | -0.4263 | -0.39063 | -0.4263 | -0.39063
234315-Lighting-Screw in 14-26 Watt Reflector Lamp-Tr1 | 0 | 0 | 0.12764 | 635.593 | 1569.9147 | -8.5841 | -21.2026 | 0 | 4.3024 | 0 | 4.3024 | 0 | 2.926 | 0 | 2.926 | -0.29377 | -0.50123 | -0.29377 | -0.50123
234312-Lighting-Screw in 14-26 Watt Lamp - Tr1 | 0 | 0 | 0.53182 | 2648.3041 | 6541.3112 | -35.7669 | -88.3443 | 0 | 2.7433 | 0 | 2.7433 | 0 | 2.9189 | 0 | 2.9189 | -0.4263 | -0.39063 | -0.4263 | -0.39063
234049-Lighting-LED Exit Sign New Sign | 0.13635 | 0.13546 | 0 | 1194.4575 | 19111.3206 | 0 | 0 | 0.094675 | 0 | 0.094675 | 0 | 0.10073 | 0 | 0.10073 | 0 | 5.2718 | 7.2526 | 5.2718 | 7.2526
234330-Premium T8 with T12 40 Watt Baseline - Tr1 | 0.21127 | 0.13623 | 0.22164 | 1066.8553 | 16002.8291 | 0 | 0 | 0.093473 | 0 | 0.093473 | 0 | 0.1126 | 0 | 0.1126 | 0 | 3.2535 | 6.0363 | 3.2535 | 6.0363
234303-Lighting-Remove 4 Ft Lamp (De-Lamp) - Tr1 | 0 | 0 | 0.3327 | 1730.7768 | 25961.6516 | -32.377 | -485.6552 | 0 | 1.8717 | 0 | 1.8717 | 0 | 2.0492 | 0 | 2.0492 | -1.5179 | -1.2253 | -1.5179 | -1.2253
234315-Lighting-Screw in 14-26 Watt Reflector Lamp-Tr1 | 0 | 0 | 0.21273 | 1059.3216 | 2616.5245 | -14.3068 | -35.3377 | 0 | 4.3024 | 0 | 4.3024 | 0 | 2.926 | 0 | 2.926 | -0.29377 | -0.50123 | -0.29377 | -0.50123
234330-Premium T8 with T12 40 Watt Baseline - Tr1 | 0.14084 | 0.09082 | 0.14776 | 711.2368 | 10668.5527 | 0 | 0 | 0.093473 | 0 | 0.093473 | 0 | 0.1126 | 0 | 0.1126 | 0 | 3.2535 | 6.0363 | 3.2535 | 6.0363
234303-Lighting-Remove 4 Ft Lamp (De-Lamp) - Tr1 | 0 | 0 | 0.2218 | 1153.8512 | 17307.7678 | -21.5847 | -323.7702 | 0 | 1.8717 | 0 | 1.8717 | 0 | 2.0492 | 0 | 2.0492 | -1.5179 | -1.2253 | -1.5179 | -1.2253
234312-Lighting-Screw in 14-26 Watt Lamp - Tr1 | 0 | 0 | 0.042546 | 211.8643 | 523.3049 | -2.8614 | -7.0675 | 0 | 2.7433 | 0 | 2.7433 | 0 | 2.9189 | 0 | 2.9189 | -0.4263 | -0.39063 | -0.4263 | -0.39063
234303-Lighting-Remove 4 Ft Lamp (De-Lamp) - Tr1 | 0 | 0 | 0.036966 | 192.3085 | 2884.628 | -3.5974 | -53.9617 | 0 | 1.8717 | 0 | 1.8717 | 0 | 2.0492 | 0 | 2.0492 | -1.5179 | -1.2253 | -1.5179 | -1.2253
234330-Premium T8 with T12 40 Watt Baseline - Tr1 | 0.023474 | 0.015137 | 0.024626 | 118.5395 | 1778.0921 | 0 | 0 | 0.093473 | 0 | 0.093473 | 0 | 0.1126 | 0 | 0.1126 | 0 | 3.2535 | 6.0363 | 3.2535 | 6.0363
234312-Lighting-Screw in 14-26 Watt Lamp - Tr1 | 0 | 0 | 0.234 | 1165.2538 | 2878.1769 | -15.7374 | -38.8715 | 0 | 2.7433 | 0 | 2.7433 | 0 | 2.9189 | 0 | 2.9189 | -0.4263 | -0.39063 | -0.4263 | -0.39063
234330-Premium T8 with T12 40 Watt Baseline - Tr1 | 2.3826 | 1.5364 | 2.4996 | 12031.7567 | 180476.35 | 0 | 0 | 0.090475 | 0 | 0.090475 | 0 | 0.1096 | 0 | 0.1096 | 0 | 3.1812 | 5.9022 | 3.1812 | 5.9022
234049-Lighting-LED Exit Sign New Sign | 0.068174 | 0.067731 | 0 | 597.2288 | 9555.6603 | 0 | 0 | 0.091877 | 0 | 0.091877 | 0 | 0.09793 | 0 | 0.09793 | 0 | 5.1455 | 7.0789 | 5.1455 | 7.0789
234312-Lighting-Screw in 14-26 Watt Lamp - Tr1 | 0 | 0 | 0.063818 | 317.7965 | 784.9573 | -4.292 | -10.6013 | 0 | 2.6409 | 0 | 2.6409 | 0 | 2.8165 | 0 | 2.8165 | -0.37305 | -0.34185 | -0.37305 | -0.34185
234330-Premium T8 with T12 40 Watt Baseline - Tr1 | 1.4084 | 0.9082 | 1.4776 | 7112.3685 | 106685.5271 | 0 | 0 | 0.090475 | 0 | 0.090475 | 0 | 0.1096 | 0 | 0.1096 | 0 | 3.1812 | 5.9022 | 3.1812 | 5.9022
234330-Premium T8 with T12 40 Watt Baseline - Tr1 | 0.14084 | 0.09082 | 0.14776 | 711.2368 | 10668.5527 | 0 | 0 | 0.090475 | 0 | 0.090475 | 0 | 0.1096 | 0 | 0.1096 | 0 | 3.1812 | 5.9022 | 3.1812 | 5.9022
234303-Lighting-Remove 4 Ft Lamp (De-Lamp) - Tr1 | 0 | 0 | 0.2218 | 1153.8512 | 17307.7678 | -21.5847 | -323.7702 | 0 | 1.8238 | 0 | 1.8238 | 0 | 2.0013 | 0 | 2.0013 | -1.4536 | -1.1734 | -1.4536 | -1.1734
234330-Premium T8 with T12 40 Watt Baseline - Tr1 | 0.51643 | 0.33301 | 0.54178 | 2607.8684 | 39118.0266 | 0 | 0 | 0.090475 | 0 | 0.090475 | 0 | 0.1096 | 0 | 0.1096 | 0 | 3.1812 | 5.9022 | 3.1812 | 5.9022
234285-Lighting-Occpncy Snsr-Hi-Bay integrated Snsr-Tr1 | 2.4988 | 1.6113 | 2.4474 | 12618.2974 | 100946.379 | 0 | 0 | 0.1082 | 0 | 0.1082 | 0 | 0.11639 | 0 | 0.11639 | 0 | 7.9412 | 16.7262 | 7.9412 | 16.7262
234340-Lighting-Intr HiBy Lnr FlrscntFxtr600w rplc>400Tr1 | 0 | 0 | 1.3745 | 7306.4002 | 109596.0025 | -133.1917 | -1997.8758 | 0 | 3.7891 | 0 | 3.7891 | 0 | 2.1301 | 0 | 2.1301 | -0.39891 | -1.0295 | -0.39891 | -1.0295
234287-Lighting-Occpncy Snsr-Hi-Bay integrated Snsr-Tr3 | 8.2889 | 5.3449 | 9.9066 | 41857.2 | 334857.6 | 0 | 0 | 0.1037 | 0 | 0.1037 | 0 | 0.11603 | 0 | 0.11603 | 0 | 5.4153 | 11.4018 | 5.4153 | 11.4018
234285-Lighting-Occpncy Snsr-Hi-Bay integrated Snsr-Tr1 | 28.7359 | 18.5297 | 28.1451 | 145110.4198 | 1160883.3585 | 0 | 0 | 0.1082 | 0 | 0.1082 | 0 | 0.11639 | 0 | 0.11639 | 0 | 7.9412 | 16.7262 | 7.9412 | 16.7262
234312-Lighting-Screw in 14-26 Watt Lamp - Tr1 | 0 | 0 | 0.12764 | 635.593 | 1569.9147 | -8.5841 | -21.2026 | 0 | 2.3445 | 0 | 2.3445 | 0 | 0.81993 | 0 | 0.81993 | -0.53781 | 0 | -0.53781 | 0
234330-Premium T8 with T12 40 Watt Baseline - Tr1 | 0.65728 | 0.42383 | 0.68954 | 3319.1053 | 49786.5793 | 0 | 0 | 0.093473 | 0 | 0.093473 | 0 | 0.1126 | 0 | 0.1126 | 0 | 3.2535 | 6.0363 | 3.2535 | 6.0363
234084-Refrigeration -Cooler/Freezer Door Gaskets - Solid Doors: Cooler | 0.50598 | 0.42315 | 0.43648 | 3818.7515 | 15275.0059 | 0 | 0 | 0.093628 | 0 | 0.093628 | 0 | 0.088924 | 0 | 0.088924 | 0 | 10.916 | 7.286 | 10.916 | 7.286
234085-Refrigeration -Strip Curtains for Walk-ins | 0.75951 | 0.54384 | 0.5761 | 5054.457 | 20217.828 | 0 | 0 | 0.096953 | 0 | 0.096953 | 0 | 0.10131 | 0 | 0.10131 | 0 | 12.68 | 26.7058 | 12.68 | 26.7058
234084-Refrigeration -Cooler/Freezer Door Gaskets - Solid Doors: Cooler | 0.7835 | 0.65523 | 0.67588 | 5913.2644 | 23653.0574 | 0 | 0 | 0.097885 | 0 | 0.097885 | 0 | 0.09318 | 0 | 0.09318 | 0 | 11.3668 | 7.5869 | 11.3668 | 7.5869
234312-Lighting-Screw in 14-26 Watt Lamp - Tr1 | 0 | 0 | 0.085091 | 423.7287 | 1046.6098 | -5.7227 | -14.1351 | 0 | 2.6409 | 0 | 2.6409 | 0 | 2.8165 | 0 | 2.8165 | -0.37305 | -0.34185 | -0.37305 | -0.34185
234330-Premium T8 with T12 40 Watt Baseline - Tr1 | 0.32864 | 0.21191 | 0.34477 | 1659.5526 | 24893.2896 | 0 | 0 | 0.090475 | 0 | 0.090475 | 0 | 0.1096 | 0 | 0.1096 | 0 | 3.1812 | 5.9022 | 3.1812 | 5.9022
234303-Lighting-Remove 4 Ft Lamp (De-Lamp) - Tr1 | 0 | 0 | 0.51753 | 2692.3194 | 40384.7914 | -50.3642 | -755.4637 | 0 | 1.8238 | 0 | 1.8238 | 0 | 2.0013 | 0 | 2.0013 | -1.4536 | -1.1734 | -1.4536 | -1.1734
234361-Lighting-IntrHiByLnrFlscntFxtr244wrplc400w(TrI)Tr2 | 0.63152 | 0.40722 | 1.0052 | 3189.0362 | 47835.5425 | 0 | 0 | 0.075005 | 0 | 0.075005 | 0 | 0.10858 | 0 | 0.10858 | 0 | 2.3171 | 5.6457 | 2.3171 | 5.6457
234286-Lighting-Occpncy Snsr-Hi-Bay integrated Snsr-Tr2 | 1.4967 | 0.96509 | 2.3795 | 7557.8628 | 60462.9022 | 0 | 0 | 0.097751 | 0 | 0.097751 | 0 | 0.11143 | 0 | 0.11143 | 0 | 4.7545 | 10.0183 | 4.7545 | 10.0183
234331-Premium T8 with T12 40 Watt Baseline - Tr2 | 0.27742 | 0.17889 | 0.41337 | 1400.9163 | 21013.745 | 0 | 0 | 0.074057 | 0 | 0.074057 | 0 | 0.10783 | 0 | 0.10783 | 0 | 2.2791 | 5.4708 | 2.2791 | 5.4708
234304-Lighting-Remove 4 Ft Lamp (De-Lamp) - Tr2 | 0 | 0 | 0.20332 | 1057.6969 | 15865.4538 | -19.786 | -296.7893 | 0 | 0.69035 | 0 | 0.69035 | 0 | 0.69063 | 0 | 0.69063 | 0 | 0 | 0 | 0
234330-Premium T8 with T12 40 Watt Baseline - Tr1 | 0.70422 | 0.4541 | 0.73879 | 3556.1842 | 53342.7635 | 0 | 0 | 0.090475 | 0 | 0.090475 | 0 | 0.1096 | 0 | 0.1096 | 0 | 3.1812 | 5.9022 | 3.1812 | 5.9022
234303-Lighting-Remove 4 Ft Lamp (De-Lamp) - Tr1 | 0 | 0 | 0.5545 | 2884.628 | 43269.4194 | -53.9617 | -809.4254 | 0 | 1.8238 | 0 | 1.8238 | 0 | 2.0013 | 0 | 2.0013 | -1.4536 | -1.1734 | -1.4536 | -1.1734
234331-Premium T8 with T12 40 Watt Baseline - Tr2 | 0.37533 | 0.24202 | 0.55927 | 1895.3574 | 28430.3609 | 0 | 0 | 0.074057 | 0 | 0.074057 | 0 | 0.10783 | 0 | 0.10783 | 0 | 2.2791 | 5.4708 | 2.2791 | 5.4708
234304-Lighting-Remove 4 Ft Lamp (De-Lamp) - Tr2 | 0 | 0 | 0.85023 | 4423.0962 | 66346.4431 | -82.7413 | -1241.1189 | 0 | 0.69035 | 0 | 0.69035 | 0 | 0.69063 | 0 | 0.69063 | 0 | 0 | 0 | 0
234331-Premium T8 with T12 40 Watt Baseline - Tr2 | 0.016319 | 0.010523 | 0.024316 | 82.4068 | 1236.1026 | 0 | 0 | 0.074057 | 0 | 0.074057 | 0 | 0.10783 | 0 | 0.10783 | 0 | 2.2791 | 5.4708 | 2.2791 | 5.4708
234208-Lighting-8 Ft T-8 with Elec Ballast-Tr2 | 0.090855 | 0.058585 | 0.13624 | 458.7968 | 6881.9513 | 0 | 0 | -0.0058472 | 0 | -0.0058472 | 0 | 0.05975 | 0 | 0.05975 | 0 | 0.95757 | 1.8275 | 0.95757 | 1.8275
234307-Lighting-Remove 8 Ft Lamp (De-Lamp) - Tr2 | 0.39518 | 0.2451 | 0.64976 | 2134.572 | 32018.5801 | 0 | 0 | 0.11454 | 0 | 0.11454 | 0 | 0.11972 | 0 | 0.11972 | 0 | 8.9029 | 13.8571 | 8.9029 | 13.8571
234330-Premium T8 with T12 40 Watt Baseline - Tr1 | 0.51643 | 0.33301 | 0.54178 | 2607.8684 | 39118.0266 | 0 | 0 | 0.090475 | 0 | 0.090475 | 0 | 0.1096 | 0 | 0.1096 | 0 | 3.1812 | 5.9022 | 3.1812 | 5.9022
234207-Lighting-8 Ft T-8 with Elec Ballast-Tr1 | 0.32207 | 0.20768 | 0.3509 | 1626.393 | 24395.8952 | 0 | 0 | 0.031038 | 0 | 0.031038 | 0 | 0.06406 | 0 | 0.06406 | 0 | 1.3076 | 1.9435 | 1.3076 | 1.9435
234303-Lighting-Remove 4 Ft Lamp (De-Lamp) - Tr1 | 0 | 0 | 0.073933 | 384.6171 | 5769.2559 | -7.1949 | -107.9234 | 0 | 1.8238 | 0 | 1.8238 | 0 | 2.0013 | 0 | 2.0013 | -1.4536 | -1.1734 | -1.4536 | -1.1734
234084-Refrigeration -Cooler/Freezer Door Gaskets - Solid Doors: Cooler | 0.16845 | 0.14087 | 0.14531 | 1271.328 | 5085.312 | 0 | 0 | 0.093628 | 0 | 0.093628 | 0 | 0.088924 | 0 | 0.088924 | 0 | 10.916 | 7.286 | 10.916 | 7.286
234083-Refrigeration -Cooler/Freezer Door Gaskets - Glass Doors | 3.3479 | 2.7998 | 2.8881 | 25267.644 | 101070.576 | 0 | 0 | 0.093627 | 0 | 0.093627 | 0 | 0.088924 | 0 | 0.088924 | 0 | 10.9154 | 7.286 | 10.9154 | 7.286
234331-Premium T8 with T12 40 Watt Baseline - Tr2 | 0.39165 | 0.25255 | 0.58358 | 1977.7642 | 29666.4636 | 0 | 0 | 0.077055 | 0 | 0.077055 | 0 | 0.11083 | 0 | 0.11083 | 0 | 2.3309 | 5.5951 | 2.3309 | 5.5951
234307-Lighting-Remove 8 Ft Lamp (De-Lamp) - Tr2 | 0.19759 | 0.12255 | 0.32488 | 1067.286 | 16009.29 | 0 | 0 | 0.11754 | 0 | 0.11754 | 0 | 0.12272 | 0 | 0.12272 | 0 | 9.1102 | 14.1797 | 9.1102 | 14.1797
234330-Premium T8 with T12 40 Watt Baseline - Tr1 | 1.6197 | 1.0444 | 1.6992 | 8179.2237 | 122688.3561 | 0 | 0 | 0.090475 | 0 | 0.090475 | 0 | 0.1096 | 0 | 0.1096 | 0 | 3.1812 | 5.9022 | 3.1812 | 5.9022
234303-Lighting-Remove 4 Ft Lamp (De-Lamp) - Tr1 | 0 | 0 | 2.181 | 11346.2033 | 170193.0496 | -212.2493 | -3183.7399 | 0 | 1.8238 | 0 | 1.8238 | 0 | 2.0013 | 0 | 2.0013 | -1.4536 | -1.1734 | -1.4536 | -1.1734
234049-Lighting-LED Exit Sign New Sign | 0.40905 | 0.40639 | 0 | 3583.3726 | 57333.9617 | 0 | 0 | 0.091877 | 0 | 0.091877 | 0 | 0.09793 | 0 | 0.09793 | 0 | 5.1455 | 7.0789 | 5.1455 | 7.0789
234330-Premium T8 with T12 40 Watt Baseline - Tr1 | 0.65728 | 0.42383 | 0.68954 | 3319.1053 | 49786.5793 | 0 | 0 | 0.090475 | 0 | 0.090475 | 0 | 0.1096 | 0 | 0.1096 | 0 | 3.1812 | 5.9022 | 3.1812 | 5.9022
234084-Refrigeration -Cooler/Freezer Door Gaskets - Solid Doors: Cooler | 3.1689 | 2.6502 | 2.7337 | 23916.858 | 95667.432 | 0 | 0 | 0.093628 | 0 | 0.093628 | 0 | 0.088924 | 0 | 0.088924 | 0 | 10.916 | 7.286 | 10.916 | 7.286
234084-Refrigeration -Cooler/Freezer Door Gaskets - Solid Doors: Cooler | 4.8587 | 4.0633 | 4.1913 | 36669.867 | 146679.468 | 0 | 0 | 0.093628 | 0 | 0.093628 | 0 | 0.088924 | 0 | 0.088924 | 0 | 10.916 | 7.286 | 10.916 | 7.286
234312-Lighting-Screw in 14-26 Watt Lamp - Tr1 | 0 | 0 | 0.17018 | 847.4573 | 2093.2196 | -11.4454 | -28.2702 | 0 | 2.6409 | 0 | 2.6409 | 0 | 2.8165 | 0 | 2.8165 | -0.37305 | -0.34185 | -0.37305 | -0.34185
234330-Premium T8 with T12 40 Watt Baseline - Tr1 | 0.39906 | 0.25732 | 0.41865 | 2015.1711 | 30227.566 | 0 | 0 | 0.090475 | 0 | 0.090475 | 0 | 0.1096 | 0 | 0.1096 | 0 | 3.1812 | 5.9022 | 3.1812 | 5.9022
234285-Lighting-Occpncy Snsr-Hi-Bay integrated Snsr-Tr1 | 3.7482 | 2.4169 | 3.6711 | 18927.4461 | 151419.5685 | 0 | 0 | 0.1082 | 0 | 0.1082 | 0 | 0.11639 | 0 | 0.11639 | 0 | 7.9412 | 16.7262 | 7.9412 | 16.7262
234085-Refrigeration -Strip Curtains for Walk-ins | 0.51427 | 0.36823 | 0.39008 | 3422.4 | 13689.6 | 0 | 0 | 0.096953 | 0 | 0.096953 | 0 | 0.10131 | 0 | 0.10131 | 0 | 12.68 | 26.7058 | 12.68 | 26.7058
234330-Premium T8 with T12 40 Watt Baseline - Tr1 | 0.30516 | 0.19678 | 0.32014 | 1541.0132 | 23115.1975 | 0 | 0 | 0.090475 | 0 | 0.090475 | 0 | 0.1096 | 0 | 0.1096 | 0 | 3.1812 | 5.9022 | 3.1812 | 5.9022
234306-Lighting-Remove 8 Ft Lamp (De-Lamp) - Tr1 | 0.047566 | 0.029501 | 0.054487 | 256.9273 | 3853.9094 | 0 | 0 | 0.118 | 0 | 0.118 | 0 | 0.11829 | 0 | 0.11829 | 0 | 11.6949 | 12.0089 | 11.6949 | 12.0089
234169-Food Service - French Fryer-Gas | 0 | 0 | 0 | 0 | 0 | 1414 | 16968 | 0 | -0.087878 | 0 | -0.087878 | 0 | 0.72771 | 0 | 0.72771 | 0.91144 | 5.1172 | 0.91144 | 5.1172
234003-A/C - Reflective Window Film Inland | 1.2188 | 0.56005 | 0.47364 | 3144.5435 | 31445.4346 | 0 | 0 | 0.12369 | 0 | 0.12369 | 0 | 0.13396 | 0 | 0.13396 | 0 | 4.8855 | 7.2111 | 4.8855 | 7.2111
234003-A/C - Reflective Window Film Inland | 1.2439 | 0.57161 | 0.48341 | 3209.441 | 32094.4097 | 0 | 0 | 0.12369 | 0 | 0.12369 | 0 | 0.13396 | 0 | 0.13396 | 0 | 4.8855 | 7.2111 | 4.8855 | 7.2111
234003-A/C - Reflective Window Film Inland | 1.2439 | 0.57161 | 0.48341 | 3209.441 | 32094.4097 | 0 | 0 | 0.12369 | 0 | 0.12369 | 0 | 0.13396 | 0 | 0.13396 | 0 | 4.8855 | 7.2111 | 4.8855 | 7.2111
234003-A/C - Reflective Window Film Inland | 1.2439 | 0.57161 | 0.48341 | 3209.441 | 32094.4097 | 0 | 0 | 0.12369 | 0 | 0.12369 | 0 | 0.13396 | 0 | 0.13396 | 0 | 4.8855 | 7.2111 | 4.8855 | 7.2111
234312-Lighting-Screw in 14-26 Watt Lamp - Tr1 | 0 | 0 | 1.2976 | 6461.862 | 15960.7993 | -87.2713 | -215.5601 | 0 | 2.7148 | 0 | 2.7148 | 0 | 2.769 | 0 | 2.769 | -0.43271 | -0.42068 | -0.43271 | -0.42068
234315-Lighting-Screw in 14-26 Watt Reflector Lamp-Tr1 | 0 | 0 | 1.2976 | 6461.862 | 15960.7993 | -87.2713 | -215.5601 | 0 | 3.9321 | 0 | 3.9321 | 0 | 0.97691 | 0 | 0.97691 | -0.33058 | 0 | -0.33058 | 0
234330-Premium T8 with T12 40 Watt Baseline - Tr1 | 0.23474 | 0.15137 | 0.24626 | 1185.3947 | 17780.9212 | 0 | 0 | 0.093473 | 0 | 0.093473 | 0 | 0.1126 | 0 | 0.1126 | 0 | 3.2535 | 6.0363 | 3.2535 | 6.0363
234312-Lighting-Screw in 14-26 Watt Lamp - Tr1 | 0 | 0 | 4.2546 | 21186.4329 | 52330.4894 | -286.1355 | -706.7546 | 0 | 2.2421 | 0 | 2.2421 | 0 | 0.71752 | 0 | 0.71752 | -0.47064 | 0 | -0.47064 | 0
234330-Premium T8 with T12 40 Watt Baseline - Tr1 | 1.5493 | 0.99902 | 1.6253 | 7823.6053 | 117354.0798 | 0 | 0 | 0.090475 | 0 | 0.090475 | 0 | 0.1096 | 0 | 0.1096 | 0 | 3.1812 | 5.9022 | 3.1812 | 5.9022
234204-Lighting-3 Ft 2nd Gen T-8 with Elec Ballast-Tr1 | 0.14279 | 0.092073 | 0.10866 | 721.0504 | 10815.7566 | 0 | 0 | 0.097901 | 0 | 0.097901 | 0 | 0.11358 | 0 | 0.11358 | 0 | 3.875 | 7.1804 | 3.875 | 7.1804
234085-Refrigeration -Strip Curtains for Walk-ins | 2.2821 | 1.634 | 1.731 | 15186.9 | 60747.6 | 0 | 0 | 0.096953 | 0 | 0.096953 | 0 | 0.10131 | 0 | 0.10131 | 0 | 12.68 | 26.7058 | 12.68 | 26.7058
234084-Refrigeration -Cooler/Freezer Door Gaskets - Solid Doors: Cooler | 1.0107 | 0.84523 | 0.87187 | 7627.968 | 30511.872 | 0 | 0 | 0.093628 | 0 | 0.093628 | 0 | 0.088924 | 0 | 0.088924 | 0 | 10.916 | 7.286 | 10.916 | 7.286
234332-Premium T8 with T12 40 Watt Baseline - Tr3 | 0.1735 | 0.11188 | 0.32804 | 876.1644 | 13142.4661 | 0 | 0 | 0.091951 | 0 | 0.091951 | 0 | 0.10902 | 0 | 0.10902 | 0 | 3.2986 | 5.7528 | 3.2986 | 5.7528
234305-Lighting-Remove 4 Ft Lamp (De-Lamp) - Tr3 | 0.50385 | 0.3249 | 0.98152 | 2544.365 | 38165.4753 | 0 | 0 | 0.10573 | 0 | 0.10573 | 0 | 0.12223 | 0 | 0.12223 | 0 | 5.0311 | 13.5736 | 5.0311 | 13.5736
234085-Refrigeration -Strip Curtains for Walk-ins | 1.1571 | 0.82853 | 0.87768 | 7700.4 | 30801.6 | 0 | 0 | 0.10126 | 0 | 0.10126 | 0 | 0.10562 | 0 | 0.10562 | 0 | 13.1994 | 27.7999 | 13.1994 | 27.7999
234084-Refrigeration -Cooler/Freezer Door Gaskets - Solid Doors: Cooler | 0.16845 | 0.14087 | 0.14531 | 1271.328 | 5085.312 | 0 | 0 | 0.097885 | 0 | 0.097885 | 0 | 0.09318 | 0 | 0.09318 | 0 | 11.3668 | 7.5869 | 11.3668 | 7.5869
234116-Refrigeration -Cooler/Freezer Door Gaskets - Solid Doors: Freezer | 0.16845 | 0.14087 | 0.14531 | 1271.328 | 5085.312 | 0 | 0 | 0.093187 | 0 | 0.093187 | 0 | 0.09318 | 0 | 0.09318 | 0 | 7.5905 | 7.5869 | 7.5905 | 7.5869
234330-Premium T8 with T12 40 Watt Baseline - Tr1 | 1.1737 | 0.75684 | 1.2313 | 5926.9737 | 88904.6059 | 0 | 0 | 0.093473 | 0 | 0.093473 | 0 | 0.1126 | 0 | 0.1126 | 0 | 3.2535 | 6.0363 | 3.2535 | 6.0363
234303-Lighting-Remove 4 Ft Lamp (De-Lamp) - Tr1 | 0 | 0 | 0.29573 | 1538.4682 | 23077.0237 | -28.7796 | -431.6935 | 0 | 1.8717 | 0 | 1.8717 | 0 | 2.0492 | 0 | 2.0492 | -1.5179 | -1.2253 | -1.5179 | -1.2253
234201-Lighting-2 Ft 2nd Gen T-8 with Elec Ballast-Tr1 | 0.03935 | 0.025374 | 0.037668 | 198.7104 | 2980.6558 | 0 | 0 | 0.08944 | 0 | 0.08944 | 0 | 0.13495 | 0 | 0.13495 | 0 | 2.9652 | 0 | 2.9652 | 0
234330-Premium T8 with T12 40 Watt Baseline - Tr1 | 1.2207 | 0.78711 | 1.2806 | 6164.0527 | 92460.7901 | 0 | 0 | 0.093473 | 0 | 0.093473 | 0 | 0.1126 | 0 | 0.1126 | 0 | 3.2535 | 6.0363 | 3.2535 | 6.0363
234303-Lighting-Remove 4 Ft Lamp (De-Lamp) - Tr1 | 0 | 0 | 1.9407 | 10096.1979 | 151442.9679 | -188.8659 | -2832.9889 | 0 | 1.6599 | 0 | 1.6599 | 0 | 1.1283 | 0 | 1.1283 | -2.1227 | 0 | -2.1227 | 0
234201-Lighting-2 Ft 2nd Gen T-8 with Elec Ballast-Tr1 | 0.0787 | 0.050748 | 0.075336 | 397.4208 | 5961.3116 | 0 | 0 | 0.083327 | 0 | 0.083327 | 0 | 0.10717 | 0 | 0.10717 | 0 | 2.6141 | 4.857 | 2.6141 | 4.857
234330-Premium T8 with T12 40 Watt Baseline - Tr1 | 5.1174 | 3.2998 | 5.3685 | 25841.6054 | 387624.0817 | 0 | 0 | 0.093473 | 0 | 0.093473 | 0 | 0.1126 | 0 | 0.1126 | 0 | 3.2535 | 6.0363 | 3.2535 | 6.0363
234303-Lighting-Remove 4 Ft Lamp (De-Lamp) - Tr1 | 0 | 0 | 2.6616 | 13846.2142 | 207693.2131 | -259.0161 | -3885.2419 | 0 | 1.8717 | 0 | 1.8717 | 0 | 2.0492 | 0 | 2.0492 | -1.5179 | -1.2253 | -1.5179 | -1.2253
234049-Lighting-LED Exit Sign New Sign | 0.20452 | 0.20319 | 0 | 1791.6863 | 28666.9809 | 0 | 0 | 0.094675 | 0 | 0.094675 | 0 | 0.10073 | 0 | 0.10073 | 0 | 5.2718 | 7.2526 | 5.2718 | 7.2526
234126-Refrigeration - Efficient Evap Fan Motor Electronically Commutated Motor (ECM) | 0.032379 | 0.027079 | 0.033274 | 244.3749 | 3665.6235 | -0.24209 | -3.6314 | 0.048552 | 0.93798 | 0.048552 | 0.93798 | -0.08734 | 0.93798 | -0.08734 | 0.93798 | 1.7061 | 0.5659 | 1.7061 | 0.5659
234126-Refrigeration - Efficient Evap Fan Motor Electronically Commutated Motor (ECM) | 0.56124 | 0.46936 | 0.57676 | 4235.8316 | 63537.474 | -4.1963 | -62.9444 | 0.048552 | 0.93798 | 0.048552 | 0.93798 | -0.08734 | 0.93798 | -0.08734 | 0.93798 | 1.7061 | 0.5659 | 1.7061 | 0.5659
234085-Refrigeration -Strip Curtains for Walk-ins | 1.5013 | 1.075 | 1.1388 | 9991.269 | 39965.076 | 0 | 0 | 0.096953 | 0 | 0.096953 | 0 | 0.10131 | 0 | 0.10131 | 0 | 12.68 | 26.7058 | 12.68 | 26.7058
234084-Refrigeration -Cooler/Freezer Door Gaskets - Solid Doors: Cooler | 1.7618 | 1.4733 | 1.5198 | 13296.5017 | 53186.0069 | 0 | 0 | 0.093628 | 0 | 0.093628 | 0 | 0.088924 | 0 | 0.088924 | 0 | 10.916 | 7.286 | 10.916 | 7.286
234067-Refrigeration - Food Service -Auto Closer for Main Cooler Doors | 0.19941 | 0.16677 | 0.29111 | 1505.0126 | 12040.1008 | -0.074725 | -0.5978 | 0.044085 | 0.85338 | 0.044085 | 0.85338 | 0.08646 | 0.85338 | 0.08646 | 0.85338 | 1.6809 | 4.874 | 1.6809 | 4.874
234085-Refrigeration -Strip Curtains for Walk-ins | 2.3161 | 1.6584 | 1.7568 | 15413.634 | 61654.536 | 0 | 0 | 0.10126 | 0 | 0.10126 | 0 | 0.10562 | 0 | 0.10562 | 0 | 13.1994 | 27.7999 | 13.1994 | 27.7999
234084-Refrigeration -Cooler/Freezer Door Gaskets - Solid Doors: Cooler | 1.0677 | 0.89287 | 0.92101 | 8057.8358 | 32231.3431 | 0 | 0 | 0.097885 | 0 | 0.097885 | 0 | 0.09318 | 0 | 0.09318 | 0 | 11.3668 | 7.5869 | 11.3668 | 7.5869
234067-Refrigeration - Food Service -Auto Closer for Main Cooler Doors | 0.19941 | 0.16677 | 0.29111 | 1505.0126 | 12040.1008 | -0.074725 | -0.5978 | 0.047246 | 0.89663 | 0.047246 | 0.89663 | 0.089621 | 0.89663 | 0.089621 | 0.89663 | 1.7297 | 5.0155 | 1.7297 | 5.0155
234082-Refrigeration - Vending Machine Controller | 0.59804 | 0.50014 | 0 | 4513.6 | 22568 | 0 | 0 | 0.064042 | 0 | 0.064042 | 0 | 0.072805 | 0 | 0.072805 | 0 | 2.5683 | 3.27 | 2.5683 | 3.27
234082-Refrigeration - Vending Machine Controller | 0.14951 | 0.12503 | 0 | 1128.4 | 5642 | 0 | 0 | 0.064042 | 0 | 0.064042 | 0 | 0.072805 | 0 | 0.072805 | 0 | 2.5683 | 3.27 | 2.5683 | 3.27
234082-Refrigeration - Vending Machine Controller | 0.29902 | 0.25007 | 0 | 2256.8 | 11284 | 0 | 0 | 0.064042 | 0 | 0.064042 | 0 | 0.072805 | 0 | 0.072805 | 0 | 2.5683 | 3.27 | 2.5683 | 3.27
234331-Premium T8 with T12 40 Watt Baseline - Tr2 | 2.3336 | 1.5048 | 3.4772 | 11784.1786 | 176762.6789 | 0 | 0 | 0.074057 | 0 | 0.074057 | 0 | 0.10783 | 0 | 0.10783 | 0 | 2.2791 | 5.4708 | 2.2791 | 5.4708
234304-Lighting-Remove 4 Ft Lamp (De-Lamp) - Tr2 | 0 | 0 | 5.2862 | 27500.1199 | 412501.7983 | -514.4348 | -7716.5221 | 0 | 0.69035 | 0 | 0.69035 | 0 | 0.69063 | 0 | 0.69063 | 0 | 0 | 0 | 0
234202-Lighting-2 Ft 2nd Gen T-8 with Elec Ballast-Tr2 | 0.048712 | 0.031411 | 0.078875 | 245.9835 | 3689.752 | 0 | 0 | 0.051017 | 0 | 0.051017 | 0 | 0.098286 | 0 | 0.098286 | 0 | 1.6303 | 3.9193 | 1.6303 | 3.9193
234360-Lighting-IntrHiByLnrFlscntFxtr244wrplc400w(TrI)Tr1 | 0 | 0 | 1.5332 | 0 | 0 | -48.6878 | -730.3171 | 0 | 6.1385 | 0 | 6.1385 | 0 | 4.1423 | 0 | 4.1423 | -0.21362 | -0.3529 | -0.21362 | -0.3529
234285-Lighting-Occpncy Snsr-Hi-Bay integrated Snsr-Tr1 | 3.7482 | 2.4169 | 3.6711 | 18927.4461 | 151419.5685 | 0 | 0 | 0.1082 | 0 | 0.1082 | 0 | 0.11639 | 0 | 0.11639 | 0 | 7.9412 | 16.7262 | 7.9412 | 16.7262
234360-Lighting-IntrHiByLnrFlscntFxtr244wrplc400w(TrI)Tr1 | 0 | 0 | 3.2368 | 0 | 0 | -102.7854 | -1541.7805 | 0 | 6.1385 | 0 | 6.1385 | 0 | 4.1423 | 0 | 4.1423 | -0.21362 | -0.3529 | -0.21362 | -0.3529
234285-Lighting-Occpncy Snsr-Hi-Bay integrated Snsr-Tr1 | 7.9128 | 5.1024 | 7.7501 | 39957.9417 | 319663.5335 | 0 | 0 | 0.1082 | 0 | 0.1082 | 0 | 0.11639 | 0 | 0.11639 | 0 | 7.9412 | 16.7262 | 7.9412 | 16.7262
234360-Lighting-IntrHiByLnrFlscntFxtr244wrplc400w(TrI)Tr1 | 0 | 0 | 1.1925 | 0 | 0 | -37.8683 | -568.0244 | 0 | 6.1863 | 0 | 6.1863 | 0 | 4.1901 | 0 | 4.1901 | -0.22308 | -0.36852 | -0.22308 | -0.36852
234285-Lighting-Occpncy Snsr-Hi-Bay integrated Snsr-Tr1 | 2.9152 | 1.8798 | 2.8553 | 14721.3469 | 117770.7755 | 0 | 0 | 0.1116 | 0 | 0.1116 | 0 | 0.11979 | 0 | 0.11979 | 0 | 8.1595 | 17.186 | 8.1595 | 17.186
234360-Lighting-IntrHiByLnrFlscntFxtr244wrplc400w(TrI)Tr1 | 0 | 0 | 0.68143 | 0 | 0 | -21.639 | -324.5854 | 0 | 6.1863 | 0 | 6.1863 | 0 | 4.1901 | 0 | 4.1901 | -0.22308 | -0.36852 | -0.22308 | -0.36852
234285-Lighting-Occpncy Snsr-Hi-Bay integrated Snsr-Tr1 | 1.6658 | 1.0742 | 1.6316 | 8412.1983 | 67297.586 | 0 | 0 | 0.1116 | 0 | 0.1116 | 0 | 0.11979 | 0 | 0.11979 | 0 | 8.1595 | 17.186 | 8.1595 | 17.186
234340-Lighting-Intr HiBy Lnr FlrscntFxtr600w rplc>400Tr1 | 0 | 0 | 3.2071 | 17048.2671 | 255724.0059 | -310.7807 | -4661.7102 | 0 | 3.7891 | 0 | 3.7891 | 0 | 2.1301 | 0 | 2.1301 | -0.39891 | -1.0295 | -0.39891 | -1.0295
234285-Lighting-Occpncy Snsr-Hi-Bay integrated Snsr-Tr1 | 5.8305 | 3.7596 | 5.7106 | 29442.6939 | 235541.551 | 0 | 0 | 0.1082 | 0 | 0.1082 | 0 | 0.11639 | 0 | 0.11639 | 0 | 7.9412 | 16.7262 | 7.9412 | 16.7262
234207-Lighting-8 Ft T-8 with Elec Ballast-Tr1 | 0.025766 | 0.016614 | 0.028072 | 130.1114 | 1951.6716 | 0 | 0 | 0.034036 | 0 | 0.034036 | 0 | 0.067057 | 0 | 0.067057 | 0 | 1.3373 | 1.9877 | 1.3373 | 1.9877
234306-Lighting-Remove 8 Ft Lamp (De-Lamp) - Tr1 | 1.427 | 0.88503 | 1.6346 | 7707.8188 | 115617.2821 | 0 | 0 | 0.12347 | 0 | 0.12347 | 0 | 0.13203 | 0 | 0.13203 | 0 | 15.4213 | 0 | 15.4213 | 0
234331-Premium T8 with T12 40 Watt Baseline - Tr2 | 0.19583 | 0.12627 | 0.29179 | 988.8821 | 14833.2318 | 0 | 0 | 0.077055 | 0 | 0.077055 | 0 | 0.11083 | 0 | 0.11083 | 0 | 2.3309 | 5.5951 | 2.3309 | 5.5951
234304-Lighting-Remove 4 Ft Lamp (De-Lamp) - Tr2 | 0 | 0 | 0.4436 | 2307.7024 | 34615.5355 | -43.1694 | -647.5403 | 0 | 0.69035 | 0 | 0.69035 | 0 | 0.69063 | 0 | 0.69063 | 0 | 0 | 0 | 0
234331-Premium T8 with T12 40 Watt Baseline - Tr2 | 0.35901 | 0.2315 | 0.53495 | 1812.9506 | 27194.2583 | 0 | 0 | 0.077055 | 0 | 0.077055 | 0 | 0.11083 | 0 | 0.11083 | 0 | 2.3309 | 5.5951 | 2.3309 | 5.5951
234304-Lighting-Remove 4 Ft Lamp (De-Lamp) - Tr2 | 0 | 0 | 0.81326 | 4230.7877 | 63461.8151 | -79.1438 | -1187.1573 | 0 | 0.69035 | 0 | 0.69035 | 0 | 0.69063 | 0 | 0.69063 | 0 | 0 | 0 | 0
234331-Premium T8 with T12 40 Watt Baseline - Tr2 | 0.66907 | 0.43144 | 0.99696 | 3378.6806 | 50680.2086 | 0 | 0 | 0.077055 | 0 | 0.077055 | 0 | 0.11083 | 0 | 0.11083 | 0 | 2.3309 | 5.5951 | 2.3309 | 5.5951
234304-Lighting-Remove 4 Ft Lamp (De-Lamp) - Tr2 | 0 | 0 | 1.5156 | 7884.6498 | 118269.7464 | -147.4953 | -2212.4294 | 0 | 0.69035 | 0 | 0.69035 | 0 | 0.69063 | 0 | 0.69063 | 0 | 0 | 0 | 0
234331-Premium T8 with T12 40 Watt Baseline - Tr2 | 0.11423 | 0.07366 | 0.17021 | 576.8479 | 8652.7185 | 0 | 0 | 0.077055 | 0 | 0.077055 | 0 | 0.11083 | 0 | 0.11083 | 0 | 2.3309 | 5.5951 | 2.3309 | 5.5951
234304-Lighting-Remove 4 Ft Lamp (De-Lamp) - Tr2 | 0 | 0 | 0.25876 | 1346.1597 | 20192.3957 | -25.1821 | -377.7319 | 0 | 0.69035 | 0 | 0.69035 | 0 | 0.69063 | 0 | 0.69063 | 0 | 0 | 0 | 0
234084-Refrigeration -Cooler/Freezer Door Gaskets - Solid Doors: Cooler | 0.24215 | 0.2025 | 0.20889 | 1827.534 | 7310.136 | 0 | 0 | 0.093628 | 0 | 0.093628 | 0 | 0.088924 | 0 | 0.088924 | 0 | 10.916 | 7.286 | 10.916 | 7.286
234286-Lighting-Occpncy Snsr-Hi-Bay integrated Snsr-Tr2 | 5.2383 | 3.3778 | 8.3283 | 26452.5197 | 211620.1578 | 0 | 0 | 0.097751 | 0 | 0.097751 | 0 | 0.11143 | 0 | 0.11143 | 0 | 4.7545 | 10.0183 | 4.7545 | 10.0183
234049-Lighting-LED Exit Sign New Sign | 0.2727 | 0.27093 | 0 | 2388.9151 | 38222.6412 | 0 | 0 | 0.091877 | 0 | 0.091877 | 0 | 0.09793 | 0 | 0.09793 | 0 | 5.1455 | 7.0789 | 5.1455 | 7.0789
234360-Lighting-IntrHiByLnrFlscntFxtr244wrplc400w(TrI)Tr1 | 0 | 0 | 0.68143 | 0 | 0 | -21.639 | -324.5854 | 0 | 6.1863 | 0 | 6.1863 | 0 | 4.1901 | 0 | 4.1901 | -0.22308 | -0.36852 | -0.22308 | -0.36852
234285-Lighting-Occpncy Snsr-Hi-Bay integrated Snsr-Tr1 | 1.6658 | 1.0742 | 1.6316 | 8412.1983 | 67297.586 | 0 | 0 | 0.1116 | 0 | 0.1116 | 0 | 0.11979 | 0 | 0.11979 | 0 | 8.1595 | 17.186 | 8.1595 | 17.186
234312-Lighting-Screw in 14-26 Watt Lamp - Tr1 | 0 | 0 | 6.3818 | 31779.6494 | 78495.7341 | -429.2032 | -1060.1319 | 0 | 2.2421 | 0 | 2.2421 | 0 | 0.71752 | 0 | 0.71752 | -0.47064 | 0 | -0.47064 | 0
234315-Lighting-Screw in 14-26 Watt Reflector Lamp-Tr1 | 0 | 0 | 2.1273 | 10593.2165 | 26165.2447 | -143.0677 | -353.3773 | 0 | 3.6816 | 0 | 3.6816 | 0 | 0.7264 | 0 | 0.7264 | -0.24581 | 0 | -0.24581 | 0
234330-Premium T8 with T12 40 Watt Baseline - Tr1 | 1.1502 | 0.7417 | 1.2067 | 5808.4343 | 87126.5138 | 0 | 0 | 0.090475 | 0 | 0.090475 | 0 | 0.1096 | 0 | 0.1096 | 0 | 3.1812 | 5.9022 | 3.1812 | 5.9022
234201-Lighting-2 Ft 2nd Gen T-8 with Elec Ballast-Tr1 | 0.01574 | 0.01015 | 0.015067 | 79.4842 | 1192.2623 | 0 | 0 | 0.086442 | 0 | 0.086442 | 0 | 0.13195 | 0 | 0.13195 | 0 | 2.8993 | 0 | 2.8993 | 0
234303-Lighting-Remove 4 Ft Lamp (De-Lamp) - Tr1 | 0 | 0 | 0.73933 | 3846.1706 | 57692.5592 | -71.9489 | -1079.2339 | 0 | 1.8238 | 0 | 1.8238 | 0 | 2.0013 | 0 | 2.0013 | -1.4536 | -1.1734 | -1.4536 | -1.1734
234140-Low Flow Showerhead | 0.24916 | 0.22718 | 0.41891 | 1904.1275 | 19041.2751 | 219.2456 | 2192.456 | 0.053812 | 0.41823 | 0.053812 | 0.41823 | 0.076717 | 0.59625 | 0.076717 | 0.59625 | 1.9064 | 3.1038 | 1.9064 | 3.1038
234312-Lighting-Screw in 14-26 Watt Lamp - Tr1 | 0 | 0 | 0.53182 | 2648.3041 | 6541.3112 | -35.7669 | -88.3443 | 0 | 2.6409 | 0 | 2.6409 | 0 | 2.8165 | 0 | 2.8165 | -0.37305 | -0.34185 | -0.37305 | -0.34185
234330-Premium T8 with T12 40 Watt Baseline - Tr1 | 0.29343 | 0.18921 | 0.30783 | 1481.7434 | 22226.1515 | 0 | 0 | 0.090475 | 0 | 0.090475 | 0 | 0.1096 | 0 | 0.1096 | 0 | 3.1812 | 5.9022 | 3.1812 | 5.9022
234303-Lighting-Remove 4 Ft Lamp (De-Lamp) - Tr1 | 0 | 0 | 0.46208 | 2403.8566 | 36057.8495 | -44.9681 | -674.5212 | 0 | 1.8238 | 0 | 1.8238 | 0 | 2.0013 | 0 | 2.0013 | -1.4536 | -1.1734 | -1.4536 | -1.1734
234140-Low Flow Showerhead | 0.095421 | 0.087003 | 0.16043 | 729.2403 | 7292.4032 | 83.9664 | 839.664 | 0.053812 | 0.41823 | 0.053812 | 0.41823 | 0.076717 | 0.59625 | 0.076717 | 0.59625 | 1.9064 | 3.1038 | 1.9064 | 3.1038
234331-Premium T8 with T12 40 Watt Baseline - Tr2 | 1.6482 | 1.0628 | 2.4559 | 8323.0912 | 124846.3676 | 0 | 0 | 0.077055 | 0 | 0.077055 | 0 | 0.11083 | 0 | 0.11083 | 0 | 2.3309 | 5.5951 | 2.3309 | 5.5951
234304-Lighting-Remove 4 Ft Lamp (De-Lamp) - Tr2 | 0 | 0 | 1.2938 | 6730.7986 | 100961.9786 | -125.9106 | -1888.6593 | 0 | 0.69035 | 0 | 0.69035 | 0 | 0.69063 | 0 | 0.69063 | 0 | 0 | 0 | 0
234312-Lighting-Screw in 14-26 Watt Lamp - Tr1 | 0 | 0 | 6.8286 | 34004.2249 | 83990.4355 | -459.2474 | -1134.3411 | 0 | 2.7433 | 0 | 2.7433 | 0 | 2.9189 | 0 | 2.9189 | -0.4263 | -0.39063 | -0.4263 | -0.39063
234049-Lighting-LED Exit Sign New Sign | 0.2727 | 0.27093 | 0 | 2388.9151 | 38222.6412 | 0 | 0 | 0.097092 | 0 | 0.097092 | 0 | 0.11684 | 0 | 0.11684 | 0 | 5.9169 | 0 | 5.9169 | 0
234140-Low Flow Showerhead | 0.19614 | 0.17884 | 0.32978 | 1498.994 | 14989.9399 | 172.5976 | 1725.976 | 0.057436 | 0.45522 | 0.057436 | 0.45522 | 0.08013 | 0.63508 | 0.08013 | 0.63508 | 1.9764 | 3.2179 | 1.9764 | 3.2179
234330-Premium T8 with T12 40 Watt Baseline - Tr1 | 0.70422 | 0.4541 | 0.73879 | 3556.1842 | 53342.7635 | 0 | 0 | 0.093473 | 0 | 0.093473 | 0 | 0.1126 | 0 | 0.1126 | 0 | 3.2535 | 6.0363 | 3.2535 | 6.0363
234207-Lighting-8 Ft T-8 with Elec Ballast-Tr1 | 0.15459 | 0.099686 | 0.16843 | 780.6686 | 11710.0297 | 0 | 0 | 0.034036 | 0 | 0.034036 | 0 | 0.067057 | 0 | 0.067057 | 0 | 1.3373 | 1.9877 | 1.3373 | 1.9877
234330-Premium T8 with T12 40 Watt Baseline - Tr1 | 0.49296 | 0.31787 | 0.51715 | 2489.329 | 37339.9345 | 0 | 0 | 0.090475 | 0 | 0.090475 | 0 | 0.1096 | 0 | 0.1096 | 0 | 3.1812 | 5.9022 | 3.1812 | 5.9022
234303-Lighting-Remove 4 Ft Lamp (De-Lamp) - Tr1 | 0 | 0 | 0.18483 | 961.5427 | 14423.1398 | -17.9872 | -269.8085 | 0 | 1.8238 | 0 | 1.8238 | 0 | 2.0013 | 0 | 2.0013 | -1.4536 | -1.1734 | -1.4536 | -1.1734
234330-Premium T8 with T12 40 Watt Baseline - Tr1 | 0.56338 | 0.36328 | 0.59103 | 2844.9474 | 42674.2108 | 0 | 0 | 0.093473 | 0 | 0.093473 | 0 | 0.1126 | 0 | 0.1126 | 0 | 3.2535 | 6.0363 | 3.2535 | 6.0363
234330-Premium T8 with T12 40 Watt Baseline - Tr1 | 0.61033 | 0.39355 | 0.64029 | 3082.0263 | 46230.3951 | 0 | 0 | 0.093473 | 0 | 0.093473 | 0 | 0.1126 | 0 | 0.1126 | 0 | 3.2535 | 6.0363 | 3.2535 | 6.0363
234049-Lighting-LED Exit Sign New Sign | 0.068174 | 0.067731 | 0 | 597.2288 | 9555.6603 | 0 | 0 | 0.094675 | 0 | 0.094675 | 0 | 0.10073 | 0 | 0.10073 | 0 | 5.2718 | 7.2526 | 5.2718 | 7.2526
234330-Premium T8 with T12 40 Watt Baseline - Tr1 | 1.338 | 0.86279 | 1.4037 | 6756.75 | 101351.2507 | 0 | 0 | 0.090475 | 0 | 0.090475 | 0 | 0.1096 | 0 | 0.1096 | 0 | 3.1812 | 5.9022 | 3.1812 | 5.9022
234330-Premium T8 with T12 40 Watt Baseline - Tr1 | 0.93896 | 0.60547 | 0.98505 | 4741.579 | 71123.6847 | 0 | 0 | 0.090475 | 0 | 0.090475 | 0 | 0.1096 | 0 | 0.1096 | 0 | 3.1812 | 5.9022 | 3.1812 | 5.9022
234303-Lighting-Remove 4 Ft Lamp (De-Lamp) - Tr1 | 0 | 0 | 0.85023 | 4423.0962 | 66346.4431 | -82.7413 | -1241.1189 | 0 | 1.8238 | 0 | 1.8238 | 0 | 2.0013 | 0 | 2.0013 | -1.4536 | -1.1734 | -1.4536 | -1.1734
234084-Refrigeration -Cooler/Freezer Door Gaskets - Solid Doors: Cooler | 2.5014 | 2.0919 | 2.1578 | 18878.4262 | 75513.7049 | 0 | 0 | 0.097885 | 0 | 0.097885 | 0 | 0.09318 | 0 | 0.09318 | 0 | 11.3668 | 7.5869 | 11.3668 | 7.5869
234085-Refrigeration -Strip Curtains for Walk-ins | 0.74344 | 0.53233 | 0.56391 | 4947.507 | 19790.028 | 0 | 0 | 0.10126 | 0 | 0.10126 | 0 | 0.10562 | 0 | 0.10562 | 0 | 13.1994 | 27.7999 | 13.1994 | 27.7999
234084-Refrigeration -Cooler/Freezer Door Gaskets - Solid Doors: Cooler | 0.86572 | 0.724 | 0.74681 | 6533.8313 | 26135.3254 | 0 | 0 | 0.097885 | 0 | 0.097885 | 0 | 0.09318 | 0 | 0.09318 | 0 | 11.3668 | 7.5869 | 11.3668 | 7.5869
234330-Premium T8 with T12 40 Watt Baseline - Tr1 | 2.8638 | 1.8467 | 3.0044 | 14461.8159 | 216927.2384 | 0 | 0 | 0.093473 | 0 | 0.093473 | 0 | 0.1126 | 0 | 0.1126 | 0 | 3.2535 | 6.0363 | 3.2535 | 6.0363
234360-Lighting-IntrHiByLnrFlscntFxtr244wrplc400w(TrI)Tr1 | 0 | 0 | 0.68143 | 0 | 0 | -21.639 | -324.5854 | 0 | 6.1863 | 0 | 6.1863 | 0 | 4.1901 | 0 | 4.1901 | -0.22308 | -0.36852 | -0.22308 | -0.36852
234285-Lighting-Occpncy Snsr-Hi-Bay integrated Snsr-Tr1 | 1.6658 | 1.0742 | 1.6316 | 8412.1983 | 67297.586 | 0 | 0 | 0.1116 | 0 | 0.1116 | 0 | 0.11979 | 0 | 0.11979 | 0 | 8.1595 | 17.186 | 8.1595 | 17.186
234303-Lighting-Remove 4 Ft Lamp (De-Lamp) - Tr1 | 0 | 0 | 1.4047 | 7307.7242 | 109615.8625 | -136.703 | -2050.5443 | 0 | 1.8717 | 0 | 1.8717 | 0 | 2.0492 | 0 | 2.0492 | -1.5179 | -1.2253 | -1.5179 | -1.2253
234126-Refrigeration - Efficient Evap Fan Motor Electronically Commutated Motor (ECM) | 0.097138 | 0.081236 | 0.099823 | 733.1247 | 10996.8705 | -0.72628 | -10.8942 | 0.05134 | 0.97721 | 0.05134 | 0.97721 | -0.084552 | 0.97721 | -0.084552 | 0.97721 | 1.7469 | 0.57941 | 1.7469 | 0.57941
234063-Refrigeration - Anti-Sweat Heater Controls | 0.7317 | 0.61191 | 0.3542 | 5522.3 | 66267.6 | 0 | 0 | 0.088615 | 0 | 0.088615 | 0 | 0.099362 | 0 | 0.099362 | 0 | 4.6111 | 8.2043 | 4.6111 | 8.2043
234126-Refrigeration - Efficient Evap Fan Motor Electronically Commutated Motor (ECM) | 0.064759 | 0.054157 | 0.066549 | 488.7498 | 7331.247 | -0.48419 | -7.2628 | 0.048552 | 0.93798 | 0.048552 | 0.93798 | -0.08734 | 0.93798 | -0.08734 | 0.93798 | 1.7061 | 0.5659 | 1.7061 | 0.5659
234126-Refrigeration - Efficient Evap Fan Motor Electronically Commutated Motor (ECM) | 0.064759 | 0.054157 | 0.066549 | 488.7498 | 7331.247 | -0.48419 | -7.2628 | 0.048552 | 0.93798 | 0.048552 | 0.93798 | -0.08734 | 0.93798 | -0.08734 | 0.93798 | 1.7061 | 0.5659 | 1.7061 | 0.5659
234330-Premium T8 with T12 40 Watt Baseline - Tr1 | 0.56338 | 0.36328 | 0.59103 | 2844.9474 | 42674.2108 | 0 | 0 | 0.093473 | 0 | 0.093473 | 0 | 0.1126 | 0 | 0.1126 | 0 | 3.2535 | 6.0363 | 3.2535 | 6.0363
234303-Lighting-Remove 4 Ft Lamp (De-Lamp) - Tr1 | 0 | 0 | 0.88719 | 4615.4047 | 69231.071 | -86.3387 | -1295.0806 | 0 | 1.8717 | 0 | 1.8717 | 0 | 2.0492 | 0 | 2.0492 | -1.5179 | -1.2253 | -1.5179 | -1.2253
234330-Premium T8 with T12 40 Watt Baseline - Tr1 | 0.65728 | 0.42383 | 0.68954 | 3319.1053 | 49786.5793 | 0 | 0 | 0.093473 | 0 | 0.093473 | 0 | 0.1126 | 0 | 0.1126 | 0 | 3.2535 | 6.0363 | 3.2535 | 6.0363
234207-Lighting-8 Ft T-8 with Elec Ballast-Tr1 | 0.077297 | 0.049843 | 0.084215 | 390.3343 | 5855.0148 | 0 | 0 | 0.034036 | 0 | 0.034036 | 0 | 0.067057 | 0 | 0.067057 | 0 | 1.3373 | 1.9877 | 1.3373 | 1.9877
234303-Lighting-Remove 4 Ft Lamp (De-Lamp) - Tr1 | 0 | 0 | 0.18483 | 961.5427 | 14423.1398 | -17.9872 | -269.8085 | 0 | 1.8717 | 0 | 1.8717 | 0 | 2.0492 | 0 | 2.0492 | -1.5179 | -1.2253 | -1.5179 | -1.2253
234360-Lighting-IntrHiByLnrFlscntFxtr244wrplc400w(TrI)Tr1 | 0 | 0 | 2.0443 | 0 | 0 | -64.9171 | -973.7561 | 0 | 6.1863 | 0 | 6.1863 | 0 | 4.1901 | 0 | 4.1901 | -0.22308 | -0.36852 | -0.22308 | -0.36852
234312-Lighting-Screw in 14-26 Watt Lamp - Tr1 | 0 | 0 | 7.8071 | 38877.1045 | 96026.448 | -525.0586 | -1296.8946 | 0 | 2.6409 | 0 | 2.6409 | 0 | 2.8165 | 0 | 2.8165 | -0.37305 | -0.34185 | -0.37305 | -0.34185
234315-Lighting-Screw in 14-26 Watt Reflector Lamp-Tr1 | 0 | 0 | 1.7231 | 8580.5053 | 21193.8482 | -115.8849 | -286.2356 | 0 | 4.0519 | 0 | 4.0519 | 0 | 2.6754 | 0 | 2.6754 | -0.21844 | -0.3727 | -0.21844 | -0.3727
234207-Lighting-8 Ft T-8 with Elec Ballast-Tr1 | 0.19324 | 0.12461 | 0.21054 | 975.8358 | 14637.5371 | 0 | 0 | 0.031038 | 0 | 0.031038 | 0 | 0.06406 | 0 | 0.06406 | 0 | 1.3076 | 1.9435 | 1.3076 | 1.9435
234049-Lighting-LED Exit Sign New Sign | 0.61357 | 0.60958 | 0 | 5375.0589 | 86000.9426 | 0 | 0 | 0.091877 | 0 | 0.091877 | 0 | 0.09793 | 0 | 0.09793 | 0 | 5.1455 | 7.0789 | 5.1455 | 7.0789
234140-Low Flow Showerhead | 0.18024 | 0.16434 | 0.30304 | 1377.4539 | 13774.5394 | 158.6032 | 1586.032 | 0.053812 | 0.41823 | 0.053812 | 0.41823 | 0.076717 | 0.59625 | 0.076717 | 0.59625 | 1.9064 | 3.1038 | 1.9064 | 3.1038
234330-Premium T8 with T12 40 Watt Baseline - Tr1 | 0.49296 | 0.31787 | 0.51715 | 2489.329 | 37339.9345 | 0 | 0 | 0.090475 | 0 | 0.090475 | 0 | 0.1096 | 0 | 0.1096 | 0 | 3.1812 | 5.9022 | 3.1812 | 5.9022
234303-Lighting-Remove 4 Ft Lamp (De-Lamp) - Tr1 | 0 | 0 | 0.62843 | 3269.245 | 49038.6753 | -61.1566 | -917.3488 | 0 | 1.8238 | 0 | 1.8238 | 0 | 2.0013 | 0 | 2.0013 | -1.4536 | -1.1734 | -1.4536 | -1.1734
234312-Lighting-Screw in 14-26 Watt Lamp - Tr1 | 0 | 0 | 0.10636 | 529.6608 | 1308.2622 | -7.1534 | -17.6689 | 0 | 2.6409 | 0 | 2.6409 | 0 | 2.8165 | 0 | 2.8165 | -0.37305 | -0.34185 | -0.37305 | -0.34185
234330-Premium T8 with T12 40 Watt Baseline - Tr1 | 0.070422 | 0.04541 | 0.073879 | 355.6184 | 5334.2764 | 0 | 0 | 0.090475 | 0 | 0.090475 | 0 | 0.1096 | 0 | 0.1096 | 0 | 3.1812 | 5.9022 | 3.1812 | 5.9022
234303-Lighting-Remove 4 Ft Lamp (De-Lamp) - Tr1 | 0 | 0 | 0.1109 | 576.9256 | 8653.8839 | -10.7923 | -161.8851 | 0 | 1.8238 | 0 | 1.8238 | 0 | 2.0013 | 0 | 2.0013 | -1.4536 | -1.1734 | -1.4536 | -1.1734
234285-Lighting-Occpncy Snsr-Hi-Bay integrated Snsr-Tr1 | 9.9951 | 6.4451 | 9.7896 | 50473.1895 | 403785.516 | 0 | 0 | 0.1116 | 0 | 0.1116 | 0 | 0.11979 | 0 | 0.11979 | 0 | 8.1595 | 17.186 | 8.1595 | 17.186
234286-Lighting-Occpncy Snsr-Hi-Bay integrated Snsr-Tr2 | 18.7083 | 12.0636 | 29.744 | 94473.2847 | 755786.2779 | 0 | 0 | 0.097751 | 0 | 0.097751 | 0 | 0.11143 | 0 | 0.11143 | 0 | 4.7545 | 10.0183 | 4.7545 | 10.0183
234361-Lighting-IntrHiByLnrFlscntFxtr244wrplc400w(TrI)Tr2 | 0.10525 | 0.06787 | 0.16754 | 531.506 | 7972.5904 | 0 | 0 | 0.075005 | 0 | 0.075005 | 0 | 0.10858 | 0 | 0.10858 | 0 | 2.3171 | 5.6457 | 2.3171 | 5.6457
234084-Refrigeration -Cooler/Freezer Door Gaskets - Solid Doors: Cooler | 1.3318 | 1.1138 | 1.1489 | 10051.437 | 40205.748 | 0 | 0 | 0.093628 | 0 | 0.093628 | 0 | 0.088924 | 0 | 0.088924 | 0 | 10.916 | 7.286 | 10.916 | 7.286
234084-Refrigeration -Cooler/Freezer Door Gaskets - Solid Doors: Cooler | 3.2532 | 2.7206 | 2.8063 | 24552.522 | 98210.088 | 0 | 0 | 0.093628 | 0 | 0.093628 | 0 | 0.088924 | 0 | 0.088924 | 0 | 10.916 | 7.286 | 10.916 | 7.286
234084-Refrigeration -Cooler/Freezer Door Gaskets - Solid Doors: Cooler | 2.8636 | 2.3948 | 2.4703 | 21612.576 | 86450.304 | 0 | 0 | 0.093628 | 0 | 0.093628 | 0 | 0.088924 | 0 | 0.088924 | 0 | 10.916 | 7.286 | 10.916 | 7.286
234084-Refrigeration -Cooler/Freezer Door Gaskets - Solid Doors: Cooler | 2.0214 | 1.6905 | 1.7437 | 15255.936 | 61023.744 | 0 | 0 | 0.093628 | 0 | 0.093628 | 0 | 0.088924 | 0 | 0.088924 | 0 | 10.916 | 7.286 | 10.916 | 7.286
234084-Refrigeration -Cooler/Freezer Door Gaskets - Solid Doors: Cooler | 2.5162 | 2.1043 | 2.1706 | 18990.462 | 75961.848 | 0 | 0 | 0.093628 | 0 | 0.093628 | 0 | 0.088924 | 0 | 0.088924 | 0 | 10.916 | 7.286 | 10.916 | 7.286
234084-Refrigeration -Cooler/Freezer Door Gaskets - Solid Doors: Cooler | 2.432 | 2.0338 | 2.0979 | 18354.798 | 73419.192 | 0 | 0 | 0.093628 | 0 | 0.093628 | 0 | 0.088924 | 0 | 0.088924 | 0 | 10.916 | 7.286 | 10.916 | 7.286
234330-Premium T8 with T12 40 Watt Baseline - Tr1 | 0.51643 | 0.33301 | 0.54178 | 2607.8684 | 39118.0266 | 0 | 0 | 0.093473 | 0 | 0.093473 | 0 | 0.1126 | 0 | 0.1126 | 0 | 3.2535 | 6.0363 | 3.2535 | 6.0363
234303-Lighting-Remove 4 Ft Lamp (De-Lamp) - Tr1 | 0 | 0 | 0.81326 | 4230.7877 | 63461.8151 | -79.1438 | -1187.1573 | 0 | 1.8717 | 0 | 1.8717 | 0 | 2.0492 | 0 | 2.0492 | -1.5179 | -1.2253 | -1.5179 | -1.2253
234084-Refrigeration -Cooler/Freezer Door Gaskets - Solid Doors: Cooler | 2.4899 | 2.0823 | 2.1479 | 18791.817 | 75167.268 | 0 | 0 | 0.093628 | 0 | 0.093628 | 0 | 0.088924 | 0 | 0.088924 | 0 | 10.916 | 7.286 | 10.916 | 7.286
234084-Refrigeration -Cooler/Freezer Door Gaskets - Solid Doors: Cooler | 2.432 | 2.0338 | 2.0979 | 18354.798 | 73419.192 | 0 | 0 | 0.093628 | 0 | 0.093628 | 0 | 0.088924 | 0 | 0.088924 | 0 | 10.916 | 7.286 | 10.916 | 7.286
234084-Refrigeration -Cooler/Freezer Door Gaskets - Solid Doors: Cooler | 1.8108 | 1.5144 | 1.5621 | 13666.776 | 54667.104 | 0 | 0 | 0.093628 | 0 | 0.093628 | 0 | 0.088924 | 0 | 0.088924 | 0 | 10.916 | 7.286 | 10.916 | 7.286
234084-Refrigeration -Cooler/Freezer Door Gaskets - Solid Doors: Cooler | 2.3162 | 1.937 | 1.998 | 17480.76 | 69923.04 | 0 | 0 | 0.093628 | 0 | 0.093628 | 0 | 0.088924 | 0 | 0.088924 | 0 | 10.916 | 7.286 | 10.916 | 7.286
234330-Premium T8 with T12 40 Watt Baseline - Tr1 | 6.1972 | 3.9961 | 6.5014 | 31294.4213 | 469416.3191 | 0 | 0 | 0.093473 | 0 | 0.093473 | 0 | 0.1126 | 0 | 0.1126 | 0 | 3.2535 | 6.0363 | 3.2535 | 6.0363
234303-Lighting-Remove 4 Ft Lamp (De-Lamp) - Tr1 | 0 | 0 | 6.8758 | 35769.3867 | 536540.8006 | -669.125 | -10036.875 | 0 | 1.8717 | 0 | 1.8717 | 0 | 2.0492 | 0 | 2.0492 | -1.5179 | -1.2253 | -1.5179 | -1.2253
234360-Lighting-IntrHiByLnrFlscntFxtr244wrplc400w(TrI)Tr1 | 0 | 0 | 1.3629 | 0 | 0 | -43.278 | -649.1707 | 0 | 6.1863 | 0 | 6.1863 | 0 | 4.1901 | 0 | 4.1901 | -0.22308 | -0.36852 | -0.22308 | -0.36852
234285-Lighting-Occpncy Snsr-Hi-Bay integrated Snsr-Tr1 | 3.3317 | 2.1484 | 3.2632 | 16824.3965 | 134595.172 | 0 | 0 | 0.1116 | 0 | 0.1116 | 0 | 0.11979 | 0 | 0.11979 | 0 | 8.1595 | 17.186 | 8.1595 | 17.186
234049-Lighting-LED Exit Sign New Sign | 0.57948 | 0.57572 | 0 | 5076.4445 | 81223.1124 | 0 | 0 | 0.094675 | 0 | 0.094675 | 0 | 0.10073 | 0 | 0.10073 | 0 | 5.2718 | 7.2526 | 5.2718 | 7.2526
234084-Refrigeration -Cooler/Freezer Door Gaskets - Solid Doors: Cooler | 2.1793 | 1.8225 | 1.88 | 16447.806 | 65791.224 | 0 | 0 | 0.093628 | 0 | 0.093628 | 0 | 0.088924 | 0 | 0.088924 | 0 | 10.916 | 7.286 | 10.916 | 7.286
234330-Premium T8 with T12 40 Watt Baseline - Tr1 | 0.82159 | 0.52979 | 0.86192 | 4148.8816 | 62233.2241 | 0 | 0 | 0.093473 | 0 | 0.093473 | 0 | 0.1126 | 0 | 0.1126 | 0 | 3.2535 | 6.0363 | 3.2535 | 6.0363
234303-Lighting-Remove 4 Ft Lamp (De-Lamp) - Tr1 | 0 | 0 | 0.29573 | 1538.4682 | 23077.0237 | -28.7796 | -431.6935 | 0 | 1.8717 | 0 | 1.8717 | 0 | 2.0492 | 0 | 2.0492 | -1.5179 | -1.2253 | -1.5179 | -1.2253
234330-Premium T8 with T12 40 Watt Baseline - Tr1 | 2.9343 | 1.8921 | 3.0783 | 14817.4343 | 222261.5147 | 0 | 0 | 0.093473 | 0 | 0.093473 | 0 | 0.1126 | 0 | 0.1126 | 0 | 3.2535 | 6.0363 | 3.2535 | 6.0363
234303-Lighting-Remove 4 Ft Lamp (De-Lamp) - Tr1 | 0 | 0 | 4.4729 | 23269.3322 | 349039.9832 | -435.291 | -6529.3649 | 0 | 1.8717 | 0 | 1.8717 | 0 | 2.0492 | 0 | 2.0492 | -1.5179 | -1.2253 | -1.5179 | -1.2253
234049-Lighting-LED Exit Sign New Sign | 0.10226 | 0.1016 | 0 | 895.8432 | 14333.4904 | 0 | 0 | 0.094675 | 0 | 0.094675 | 0 | 0.10073 | 0 | 0.10073 | 0 | 5.2718 | 7.2526 | 5.2718 | 7.2526
234126-Refrigeration - Efficient Evap Fan Motor Electronically Commutated Motor (ECM) | 0.086345 | 0.072209 | 0.088732 | 651.6664 | 9774.996 | -0.64558 | -9.6838 | 0.048552 | 0.93798 | 0.048552 | 0.93798 | -0.08734 | 0.93798 | -0.08734 | 0.93798 | 1.7061 | 0.5659 | 1.7061 | 0.5659
234063-Refrigeration - Anti-Sweat Heater Controls | 1.9883 | 1.6628 | 0.9625 | 15006.25 | 180075 | 0 | 0 | 0.088615 | 0 | 0.088615 | 0 | 0.099362 | 0 | 0.099362 | 0 | 4.6111 | 8.2043 | 4.6111 | 8.2043
234126-Refrigeration - Efficient Evap Fan Motor Electronically Commutated Motor (ECM) | 0.17269 | 0.14442 | 0.17746 | 1303.3328 | 19549.992 | -1.2912 | -19.3675 | 0.048552 | 0.93798 | 0.048552 | 0.93798 | -0.08734 | 0.93798 | -0.08734 | 0.93798 | 1.7061 | 0.5659 | 1.7061 | 0.5659
234126-Refrigeration - Efficient Evap Fan Motor Electronically Commutated Motor (ECM) | 0.075552 | 0.063183 | 0.07764 | 570.2081 | 8553.1215 | -0.56489 | -8.4733 | 0.048552 | 0.93798 | 0.048552 | 0.93798 | -0.08734 | 0.93798 | -0.08734 | 0.93798 | 1.7061 | 0.5659 | 1.7061 | 0.5659
234083-Refrigeration -Cooler/Freezer Door Gaskets - Glass Doors | 3.6427 | 3.0464 | 3.1424 | 27492.468 | 109969.872 | 0 | 0 | 0.097884 | 0 | 0.097884 | 0 | 0.09318 | 0 | 0.09318 | 0 | 11.3662 | 7.5869 | 11.3662 | 7.5869
234083-Refrigeration -Cooler/Freezer Door Gaskets - Glass Doors | 2.7584 | 2.3068 | 2.3795 | 20817.996 | 83271.984 | 0 | 0 | 0.097884 | 0 | 0.097884 | 0 | 0.09318 | 0 | 0.09318 | 0 | 11.3662 | 7.5869 | 11.3662 | 7.5869
234084-Refrigeration -Cooler/Freezer Door Gaskets - Solid Doors: Cooler | 0.16845 | 0.14087 | 0.14531 | 1271.328 | 5085.312 | 0 | 0 | 0.097885 | 0 | 0.097885 | 0 | 0.09318 | 0 | 0.09318 | 0 | 11.3668 | 7.5869 | 11.3668 | 7.5869
234116-Refrigeration -Cooler/Freezer Door Gaskets - Solid Doors: Freezer | 0.17898 | 0.14968 | 0.15439 | 1350.786 | 5403.144 | 0 | 0 | 0.093187 | 0 | 0.093187 | 0 | 0.09318 | 0 | 0.09318 | 0 | 7.5905 | 7.5869 | 7.5905 | 7.5869
234330-Premium T8 with T12 40 Watt Baseline - Tr1 | 0.44601 | 0.2876 | 0.4679 | 2252.25 | 33783.7502 | 0 | 0 | 0.090475 | 0 | 0.090475 | 0 | 0.1096 | 0 | 0.1096 | 0 | 3.1812 | 5.9022 | 3.1812 | 5.9022
234303-Lighting-Remove 4 Ft Lamp (De-Lamp) - Tr1 | 0 | 0 | 0.36966 | 1923.0853 | 28846.2796 | -35.9745 | -539.6169 | 0 | 1.8238 | 0 | 1.8238 | 0 | 2.0013 | 0 | 2.0013 | -1.4536 | -1.1734 | -1.4536 | -1.1734
234187-Food Service - Solid-Door Freezer 2-Door 31-60 | 0.19732 | 0.1553 | 0.16596 | 1453.795 | 17445.54 | 0 | 0 | 0.041334 | 0 | 0.041334 | 0 | 0.085979 | 0 | 0.085979 | 0 | 1.5695 | 4.0778 | 1.5695 | 4.0778
234082-Refrigeration - Vending Machine Controller | 0.14951 | 0.12503 | 0 | 1128.4 | 5642 | 0 | 0 | 0.064042 | 0 | 0.064042 | 0 | 0.072805 | 0 | 0.072805 | 0 | 2.5683 | 3.27 | 2.5683 | 3.27
234330-Premium T8 with T12 40 Watt Baseline - Tr1 | 12.8638 | 8.2949 | 13.4952 | 64959.632 | 974394.4805 | 0 | 0 | 0.093473 | 0 | 0.093473 | 0 | 0.1126 | 0 | 0.1126 | 0 | 3.2535 | 6.0363 | 3.2535 | 6.0363
234049-Lighting-LED Exit Sign New Sign | 0.20452 | 0.20319 | 0 | 1791.6863 | 28666.9809 | 0 | 0 | 0.094675 | 0 | 0.094675 | 0 | 0.10073 | 0 | 0.10073 | 0 | 5.2718 | 7.2526 | 5.2718 | 7.2526
234303-Lighting-Remove 4 Ft Lamp (De-Lamp) - Tr1 | 0 | 0 | 3.5857 | 18653.9275 | 279808.9121 | -348.9523 | -5234.2843 | 0 | 1.8717 | 0 | 1.8717 | 0 | 2.0492 | 0 | 2.0492 | -1.5179 | -1.2253 | -1.5179 | -1.2253
234330-Premium T8 with T12 40 Watt Baseline - Tr1 | 0.55164 | 0.35571 | 0.57872 | 2785.6777 | 41785.1648 | 0 | 0 | 0.093473 | 0 | 0.093473 | 0 | 0.1126 | 0 | 0.1126 | 0 | 3.2535 | 6.0363 | 3.2535 | 6.0363
234063-Refrigeration - Anti-Sweat Heater Controls | 2.0678 | 1.7293 | 1.001 | 15606.5 | 187278 | 0 | 0 | 0.088615 | 0 | 0.088615 | 0 | 0.099362 | 0 | 0.099362 | 0 | 4.6111 | 8.2043 | 4.6111 | 8.2043
234126-Refrigeration - Efficient Evap Fan Motor Electronically Commutated Motor (ECM) | 0.064759 | 0.054157 | 0.066549 | 488.7498 | 7331.247 | -0.48419 | -7.2628 | 0.048552 | 0.93798 | 0.048552 | 0.93798 | -0.08734 | 0.93798 | -0.08734 | 0.93798 | 1.7061 | 0.5659 | 1.7061 | 0.5659
234287-Lighting-Occpncy Snsr-Hi-Bay integrated Snsr-Tr3 | 15.1963 | 9.799 | 18.1621 | 76738.2 | 613905.6 | 0 | 0 | 0.1003 | 0 | 0.1003 | 0 | 0.11263 | 0 | 0.11263 | 0 | 5.2704 | 11.0968 | 5.2704 | 11.0968
234330-Premium T8 with T12 40 Watt Baseline - Tr1 | 0.98591 | 0.63574 | 1.0343 | 4978.6579 | 74679.8689 | 0 | 0 | 0.093473 | 0 | 0.093473 | 0 | 0.1126 | 0 | 0.1126 | 0 | 3.2535 | 6.0363 | 3.2535 | 6.0363
234360-Lighting-IntrHiByLnrFlscntFxtr244wrplc400w(TrI)Tr1 | 0 | 0 | 0.85179 | 0 | 0 | -27.0488 | -405.7317 | 0 | 6.1863 | 0 | 6.1863 | 0 | 4.1901 | 0 | 4.1901 | -0.22308 | -0.36852 | -0.22308 | -0.36852
234285-Lighting-Occpncy Snsr-Hi-Bay integrated Snsr-Tr1 | 2.0823 | 1.3427 | 2.0395 | 10515.2478 | 84121.9825 | 0 | 0 | 0.1116 | 0 | 0.1116 | 0 | 0.11979 | 0 | 0.11979 | 0 | 8.1595 | 17.186 | 8.1595 | 17.186
234330-Premium T8 with T12 40 Watt Baseline - Tr1 | 1.1737 | 0.75684 | 1.2313 | 5926.9737 | 88904.6059 | 0 | 0 | 0.093473 | 0 | 0.093473 | 0 | 0.1126 | 0 | 0.1126 | 0 | 3.2535 | 6.0363 | 3.2535 | 6.0363
234303-Lighting-Remove 4 Ft Lamp (De-Lamp) - Tr1 | 0 | 0 | 0.36966 | 1923.0853 | 28846.2796 | -35.9745 | -539.6169 | 0 | 1.8717 | 0 | 1.8717 | 0 | 2.0492 | 0 | 2.0492 | -1.5179 | -1.2253 | -1.5179 | -1.2253
234330-Premium T8 with T12 40 Watt Baseline - Tr1 | 4.108 | 2.6489 | 4.3096 | 20744.408 | 311166.1206 | 0 | 0 | 0.090475 | 0 | 0.090475 | 0 | 0.1096 | 0 | 0.1096 | 0 | 3.1812 | 5.9022 | 3.1812 | 5.9022
234303-Lighting-Remove 4 Ft Lamp (De-Lamp) - Tr1 | 0 | 0 | 1.5526 | 8076.9583 | 121154.3743 | -151.0927 | -2266.3911 | 0 | 1.8238 | 0 | 1.8238 | 0 | 2.0013 | 0 | 2.0013 | -1.4536 | -1.1734 | -1.4536 | -1.1734
234330-Premium T8 with T12 40 Watt Baseline - Tr1 | 0.46948 | 0.30273 | 0.49253 | 2370.7895 | 35561.8424 | 0 | 0 | 0.093473 | 0 | 0.093473 | 0 | 0.1126 | 0 | 0.1126 | 0 | 3.2535 | 6.0363 | 3.2535 | 6.0363
234330-Premium T8 with T12 40 Watt Baseline - Tr1 | 0.46948 | 0.30273 | 0.49253 | 2370.7895 | 35561.8424 | 0 | 0 | 0.093473 | 0 | 0.093473 | 0 | 0.1126 | 0 | 0.1126 | 0 | 3.2535 | 6.0363 | 3.2535 | 6.0363
234330-Premium T8 with T12 40 Watt Baseline - Tr1 | 0.28169 | 0.18164 | 0.29552 | 1422.4737 | 21337.1054 | 0 | 0 | 0.093473 | 0 | 0.093473 | 0 | 0.1126 | 0 | 0.1126 | 0 | 3.2535 | 6.0363 | 3.2535 | 6.0363
234084-Refrigeration -Cooler/Freezer Door Gaskets - Solid Doors: Cooler | 2.409 | 2.0147 | 2.0781 | 18181.5796 | 72726.3182 | 0 | 0 | 0.097885 | 0 | 0.097885 | 0 | 0.09318 | 0 | 0.09318 | 0 | 11.3668 | 7.5869 | 11.3668 | 7.5869
234084-Refrigeration -Cooler/Freezer Door Gaskets - Solid Doors: Cooler | 3.4152 | 2.8561 | 2.9461 | 25775.3806 | 103101.5225 | 0 | 0 | 0.097885 | 0 | 0.097885 | 0 | 0.09318 | 0 | 0.09318 | 0 | 11.3668 | 7.5869 | 11.3668 | 7.5869
234067-Refrigeration - Food Service -Auto Closer for Main Cooler Doors | 0.099706 | 0.083383 | 0.14556 | 752.5063 | 6020.0504 | -0.037362 | -0.2989 | 0.053938 | 0.89663 | 0.053938 | 0.89663 | 0.11193 | 0.89663 | 0.11193 | 0.89663 | 1.9294 | 0 | 1.9294 | 0
234330-Premium T8 with T12 40 Watt Baseline - Tr1 | 0.46948 | 0.30273 | 0.49253 | 2370.7895 | 35561.8424 | 0 | 0 | 0.090475 | 0 | 0.090475 | 0 | 0.1096 | 0 | 0.1096 | 0 | 3.1812 | 5.9022 | 3.1812 | 5.9022
234303-Lighting-Remove 4 Ft Lamp (De-Lamp) - Tr1 | 0 | 0 | 0.073933 | 384.6171 | 5769.2559 | -7.1949 | -107.9234 | 0 | 1.8238 | 0 | 1.8238 | 0 | 2.0013 | 0 | 2.0013 | -1.4536 | -1.1734 | -1.4536 | -1.1734
234148-Premium T8 with T12 40 Watt Baseline | 1.4479 | 0.90533 | 1.3501 | 7487.6698 | 112315.0467 | 0 | 0 | 0.097041 | 0 | 0.097041 | 0 | 0.114 | 0 | 0.114 | 0 | 3.6388 | 6.7514 | 3.6388 | 6.7514
234053-Lighting-Remove 4 Ft Lamp (De-Lamp) | 0.42724 | 0.26715 | 1.4237 | 2209.4892 | 33142.3382 | 0 | 0 | 0.092285 | 0 | 0.092285 | 0 | 0.10383 | 0 | 0.10383 | 0 | 3.2221 | 4.4626 | 3.2221 | 4.4626
234360-Lighting-IntrHiByLnrFlscntFxtr244wrplc400w(TrI)Tr1 | 0 | 0 | 4.259 | 0 | 0 | -135.2439 | -2028.6585 | 0 | 6.1863 | 0 | 6.1863 | 0 | 4.1901 | 0 | 4.1901 | -0.22308 | -0.36852 | -0.22308 | -0.36852
234285-Lighting-Occpncy Snsr-Hi-Bay integrated Snsr-Tr1 | 10.4116 | 6.7136 | 10.1975 | 52576.2391 | 420609.9125 | 0 | 0 | 0.1116 | 0 | 0.1116 | 0 | 0.11979 | 0 | 0.11979 | 0 | 8.1595 | 17.186 | 8.1595 | 17.186
234049-Lighting-LED Exit Sign New Sign | 0.13635 | 0.13546 | 0 | 1194.4575 | 19111.3206 | 0 | 0 | 0.094675 | 0 | 0.094675 | 0 | 0.10073 | 0 | 0.10073 | 0 | 5.2718 | 7.2526 | 5.2718 | 7.2526
234330-Premium T8 with T12 40 Watt Baseline - Tr1 | 0.51643 | 0.33301 | 0.54178 | 2607.8684 | 39118.0266 | 0 | 0 | 0.090475 | 0 | 0.090475 | 0 | 0.1096 | 0 | 0.1096 | 0 | 3.1812 | 5.9022 | 3.1812 | 5.9022
234303-Lighting-Remove 4 Ft Lamp (De-Lamp) - Tr1 | 0 | 0 | 0.81326 | 4230.7877 | 63461.8151 | -79.1438 | -1187.1573 | 0 | 1.8238 | 0 | 1.8238 | 0 | 2.0013 | 0 | 2.0013 | -1.4536 | -1.1734 | -1.4536 | -1.1734
234312-Lighting-Screw in 14-26 Watt Lamp - Tr1 | 0 | 0 | 0.25527 | 1271.186 | 3139.8294 | -17.1681 | -42.4053 | 0 | 2.6409 | 0 | 2.6409 | 0 | 2.8165 | 0 | 2.8165 | -0.37305 | -0.34185 | -0.37305 | -0.34185
234360-Lighting-IntrHiByLnrFlscntFxtr244wrplc400w(TrI)Tr1 | 0 | 0 | 2.7257 | 0 | 0 | -86.5561 | -1298.3415 | 0 | 6.1863 | 0 | 6.1863 | 0 | 4.1901 | 0 | 4.1901 | -0.22308 | -0.36852 | -0.22308 | -0.36852
234285-Lighting-Occpncy Snsr-Hi-Bay integrated Snsr-Tr1 | 6.6634 | 4.2967 | 6.5264 | 33648.793 | 269190.344 | 0 | 0 | 0.1116 | 0 | 0.1116 | 0 | 0.11979 | 0 | 0.11979 | 0 | 8.1595 | 17.186 | 8.1595 | 17.186
234049-Lighting-LED Exit Sign New Sign | 0.13635 | 0.13546 | 0 | 1194.4575 | 19111.3206 | 0 | 0 | 0.094675 | 0 | 0.094675 | 0 | 0.10073 | 0 | 0.10073 | 0 | 5.2718 | 7.2526 | 5.2718 | 7.2526
234330-Premium T8 with T12 40 Watt Baseline - Tr1 | 0.89202 | 0.5752 | 0.9358 | 4504.5 | 67567.5005 | 0 | 0 | 0.093473 | 0 | 0.093473 | 0 | 0.1126 | 0 | 0.1126 | 0 | 3.2535 | 6.0363 | 3.2535 | 6.0363
234303-Lighting-Remove 4 Ft Lamp (De-Lamp) - Tr1 | 0 | 0 | 0.96113 | 5000.0218 | 75000.327 | -93.5336 | -1403.004 | 0 | 1.8717 | 0 | 1.8717 | 0 | 2.0492 | 0 | 2.0492 | -1.5179 | -1.2253 | -1.5179 | -1.2253
234330-Premium T8 with T12 40 Watt Baseline - Tr1 | 0.46948 | 0.30273 | 0.49253 | 2370.7895 | 35561.8424 | 0 | 0 | 0.090475 | 0 | 0.090475 | 0 | 0.1096 | 0 | 0.1096 | 0 | 3.1812 | 5.9022 | 3.1812 | 5.9022
234303-Lighting-Remove 4 Ft Lamp (De-Lamp) - Tr1 | 0 | 0 | 0.73933 | 3846.1706 | 57692.5592 | -71.9489 | -1079.2339 | 0 | 1.8238 | 0 | 1.8238 | 0 | 2.0013 | 0 | 2.0013 | -1.4536 | -1.1734 | -1.4536 | -1.1734
234330-Premium T8 with T12 40 Watt Baseline - Tr1 | 0.49296 | 0.31787 | 0.51715 | 2489.329 | 37339.9345 | 0 | 0 | 0.093473 | 0 | 0.093473 | 0 | 0.1126 | 0 | 0.1126 | 0 | 3.2535 | 6.0363 | 3.2535 | 6.0363
234303-Lighting-Remove 4 Ft Lamp (De-Lamp) - Tr1 | 0 | 0 | 0.36966 | 1923.0853 | 28846.2796 | -35.9745 | -539.6169 | 0 | 1.8717 | 0 | 1.8717 | 0 | 2.0492 | 0 | 2.0492 | -1.5179 | -1.2253 | -1.5179 | -1.2253
234330-Premium T8 with T12 40 Watt Baseline - Tr1 | 0.42253 | 0.27246 | 0.44327 | 2133.7105 | 32005.6581 | 0 | 0 | 0.093473 | 0 | 0.093473 | 0 | 0.1126 | 0 | 0.1126 | 0 | 3.2535 | 6.0363 | 3.2535 | 6.0363
234303-Lighting-Remove 4 Ft Lamp (De-Lamp) - Tr1 | 0 | 0 | 0.073933 | 384.6171 | 5769.2559 | -7.1949 | -107.9234 | 0 | 1.8717 | 0 | 1.8717 | 0 | 2.0492 | 0 | 2.0492 | -1.5179 | -1.2253 | -1.5179 | -1.2253
234330-Premium T8 with T12 40 Watt Baseline - Tr1 | 0.35211 | 0.22705 | 0.3694 | 1778.0921 | 26671.3818 | 0 | 0 | 0.093473 | 0 | 0.093473 | 0 | 0.1126 | 0 | 0.1126 | 0 | 3.2535 | 6.0363 | 3.2535 | 6.0363
234303-Lighting-Remove 4 Ft Lamp (De-Lamp) - Tr1 | 0 | 0 | 0.5545 | 2884.628 | 43269.4194 | -53.9617 | -809.4254 | 0 | 1.8717 | 0 | 1.8717 | 0 | 2.0492 | 0 | 2.0492 | -1.5179 | -1.2253 | -1.5179 | -1.2253
234330-Premium T8 with T12 40 Watt Baseline - Tr1 | 0.093896 | 0.060547 | 0.098505 | 474.1579 | 7112.3685 | 0 | 0 | 0.093473 | 0 | 0.093473 | 0 | 0.1126 | 0 | 0.1126 | 0 | 3.2535 | 6.0363 | 3.2535 | 6.0363
234303-Lighting-Remove 4 Ft Lamp (De-Lamp) - Tr1 | 0 | 0 | 0.14787 | 769.2341 | 11538.5118 | -14.3898 | -215.8468 | 0 | 1.8717 | 0 | 1.8717 | 0 | 2.0492 | 0 | 2.0492 | -1.5179 | -1.2253 | -1.5179 | -1.2253
234312-Lighting-Screw in 14-26 Watt Lamp - Tr1 | 0 | 0 | 0.085091 | 423.7287 | 1046.6098 | -5.7227 | -14.1351 | 0 | 2.7433 | 0 | 2.7433 | 0 | 2.9189 | 0 | 2.9189 | -0.4263 | -0.39063 | -0.4263 | -0.39063
234330-Premium T8 with T12 40 Watt Baseline - Tr1 | 2.1831 | 1.4077 | 2.2903 | 11024.1711 | 165362.5669 | 0 | 0 | 0.093473 | 0 | 0.093473 | 0 | 0.1126 | 0 | 0.1126 | 0 | 3.2535 | 6.0363 | 3.2535 | 6.0363
234303-Lighting-Remove 4 Ft Lamp (De-Lamp) - Tr1 | 0 | 0 | 0.36966 | 1923.0853 | 28846.2796 | -35.9745 | -539.6169 | 0 | 1.8717 | 0 | 1.8717 | 0 | 2.0492 | 0 | 2.0492 | -1.5179 | -1.2253 | -1.5179 | -1.2253
234360-Lighting-IntrHiByLnrFlscntFxtr244wrplc400w(TrI)Tr1 | 0 | 0 | 1.5332 | 0 | 0 | -48.6878 | -730.3171 | 0 | 6.1863 | 0 | 6.1863 | 0 | 4.1901 | 0 | 4.1901 | -0.22308 | -0.36852 | -0.22308 | -0.36852
234285-Lighting-Occpncy Snsr-Hi-Bay integrated Snsr-Tr1 | 3.7482 | 2.4169 | 3.6711 | 18927.4461 | 151419.5685 | 0 | 0 | 0.1116 | 0 | 0.1116 | 0 | 0.11979 | 0 | 0.11979 | 0 | 8.1595 | 17.186 | 8.1595 | 17.186
234330-Premium T8 with T12 40 Watt Baseline - Tr1 | 0.25822 | 0.1665 | 0.27089 | 1303.9342 | 19559.0133 | 0 | 0 | 0.093473 | 0 | 0.093473 | 0 | 0.1126 | 0 | 0.1126 | 0 | 3.2535 | 6.0363 | 3.2535 | 6.0363
234303-Lighting-Remove 4 Ft Lamp (De-Lamp) - Tr1 | 0 | 0 | 0.40663 | 2115.3938 | 31730.9076 | -39.5719 | -593.5786 | 0 | 1.8717 | 0 | 1.8717 | 0 | 2.0492 | 0 | 2.0492 | -1.5179 | -1.2253 | -1.5179 | -1.2253
234330-Premium T8 with T12 40 Watt Baseline - Tr1 | 0.51643 | 0.33301 | 0.54178 | 2607.8684 | 39118.0266 | 0 | 0 | 0.093473 | 0 | 0.093473 | 0 | 0.1126 | 0 | 0.1126 | 0 | 3.2535 | 6.0363 | 3.2535 | 6.0363
234303-Lighting-Remove 4 Ft Lamp (De-Lamp) - Tr1 | 0 | 0 | 0.81326 | 4230.7877 | 63461.8151 | -79.1438 | -1187.1573 | 0 | 1.8717 | 0 | 1.8717 | 0 | 2.0492 | 0 | 2.0492 | -1.5179 | -1.2253 | -1.5179 | -1.2253
234330-Premium T8 with T12 40 Watt Baseline - Tr1 | 0.18779 | 0.12109 | 0.19701 | 948.3158 | 14224.7369 | 0 | 0 | 0.093473 | 0 | 0.093473 | 0 | 0.1126 | 0 | 0.1126 | 0 | 3.2535 | 6.0363 | 3.2535 | 6.0363
234303-Lighting-Remove 4 Ft Lamp (De-Lamp) - Tr1 | 0 | 0 | 0.073933 | 384.6171 | 5769.2559 | -7.1949 | -107.9234 | 0 | 1.8717 | 0 | 1.8717 | 0 | 2.0492 | 0 | 2.0492 | -1.5179 | -1.2253 | -1.5179 | -1.2253
234312-Lighting-Screw in 14-26 Watt Lamp - Tr1 | 0 | 0 | 0.063818 | 317.7965 | 784.9573 | -4.292 | -10.6013 | 0 | 2.7433 | 0 | 2.7433 | 0 | 2.9189 | 0 | 2.9189 | -0.4263 | -0.39063 | -0.4263 | -0.39063
234330-Premium T8 with T12 40 Watt Baseline - Tr1 | 0.046948 | 0.030273 | 0.049253 | 237.0789 | 3556.1842 | 0 | 0 | 0.093473 | 0 | 0.093473 | 0 | 0.1126 | 0 | 0.1126 | 0 | 3.2535 | 6.0363 | 3.2535 | 6.0363
234303-Lighting-Remove 4 Ft Lamp (De-Lamp) - Tr1 | 0 | 0 | 0.073933 | 384.6171 | 5769.2559 | -7.1949 | -107.9234 | 0 | 1.8717 | 0 | 1.8717 | 0 | 2.0492 | 0 | 2.0492 | -1.5179 | -1.2253 | -1.5179 | -1.2253
234312-Lighting-Screw in 14-26 Watt Lamp - Tr1 | 0 | 0 | 0.38291 | 1906.779 | 4709.744 | -25.7522 | -63.6079 | 0 | 2.7433 | 0 | 2.7433 | 0 | 2.9189 | 0 | 2.9189 | -0.4263 | -0.39063 | -0.4263 | -0.39063
234315-Lighting-Screw in 14-26 Watt Reflector Lamp-Tr1 | 0 | 0 | 0.44673 | 2224.5755 | 5494.7014 | -30.0442 | -74.2092 | 0 | 4.3024 | 0 | 4.3024 | 0 | 2.926 | 0 | 2.926 | -0.29377 | -0.50123 | -0.29377 | -0.50123
234312-Lighting-Screw in 14-26 Watt Lamp - Tr1 | 0 | 0 | 0.19146 | 953.3895 | 2354.872 | -12.8761 | -31.804 | 0 | 2.7433 | 0 | 2.7433 | 0 | 2.9189 | 0 | 2.9189 | -0.4263 | -0.39063 | -0.4263 | -0.39063
234330-Premium T8 with T12 40 Watt Baseline - Tr1 | 0.14084 | 0.09082 | 0.14776 | 711.2368 | 10668.5527 | 0 | 0 | 0.093473 | 0 | 0.093473 | 0 | 0.1126 | 0 | 0.1126 | 0 | 3.2535 | 6.0363 | 3.2535 | 6.0363
234303-Lighting-Remove 4 Ft Lamp (De-Lamp) - Tr1 | 0 | 0 | 0.2218 | 1153.8512 | 17307.7678 | -21.5847 | -323.7702 | 0 | 1.8717 | 0 | 1.8717 | 0 | 2.0492 | 0 | 2.0492 | -1.5179 | -1.2253 | -1.5179 | -1.2253
234312-Lighting-Screw in 14-26 Watt Lamp - Tr1 | 0 | 0 | 0.40418 | 2012.7111 | 4971.3965 | -27.1829 | -67.1417 | 0 | 2.7433 | 0 | 2.7433 | 0 | 2.9189 | 0 | 2.9189 | -0.4263 | -0.39063 | -0.4263 | -0.39063
234332-Premium T8 with T12 40 Watt Baseline - Tr3 | 0.64445 | 0.41556 | 1.2184 | 3254.3249 | 48814.8742 | 0 | 0 | 0.091951 | 0 | 0.091951 | 0 | 0.10902 | 0 | 0.10902 | 0 | 3.2986 | 5.7528 | 3.2986 | 5.7528
234305-Lighting-Remove 4 Ft Lamp (De-Lamp) - Tr3 | 0.71979 | 0.46414 | 1.4022 | 3634.8072 | 54522.1075 | 0 | 0 | 0.10573 | 0 | 0.10573 | 0 | 0.12223 | 0 | 0.12223 | 0 | 5.0311 | 13.5736 | 5.0311 | 13.5736
234308-Lighting-Remove 8 Ft Lamp (De-Lamp) - Tr3 | 0.11591 | 0.071887 | 0.26492 | 626.0737 | 9391.1048 | 0 | 0 | 0.10946 | 0 | 0.10946 | 0 | 0.11955 | 0 | 0.11955 | 0 | 6.5925 | 13.6107 | 6.5925 | 13.6107
234330-Premium T8 with T12 40 Watt Baseline - Tr1 | 0.77465 | 0.49951 | 0.81267 | 3911.8027 | 58677.0399 | 0 | 0 | 0.093473 | 0 | 0.093473 | 0 | 0.1126 | 0 | 0.1126 | 0 | 3.2535 | 6.0363 | 3.2535 | 6.0363
234312-Lighting-Screw in 14-26 Watt Lamp - Tr1 | 0 | 0 | 0.063818 | 317.7965 | 784.9573 | -4.292 | -10.6013 | 0 | 2.7433 | 0 | 2.7433 | 0 | 2.9189 | 0 | 2.9189 | -0.4263 | -0.39063 | -0.4263 | -0.39063
234207-Lighting-8 Ft T-8 with Elec Ballast-Tr1 | 0.30919 | 0.19937 | 0.33686 | 1561.3373 | 23420.0594 | 0 | 0 | 0.031038 | 0 | 0.031038 | 0 | 0.06406 | 0 | 0.06406 | 0 | 1.3076 | 1.9435 | 1.3076 | 1.9435
234330-Premium T8 with T12 40 Watt Baseline - Tr1 | 0.79812 | 0.51465 | 0.8373 | 4030.3421 | 60455.132 | 0 | 0 | 0.093473 | 0 | 0.093473 | 0 | 0.1126 | 0 | 0.1126 | 0 | 3.2535 | 6.0363 | 3.2535 | 6.0363
234312-Lighting-Screw in 14-26 Watt Lamp - Tr1 | 0 | 0 | 0.17018 | 847.4573 | 2093.2196 | -11.4454 | -28.2702 | 0 | 2.7433 | 0 | 2.7433 | 0 | 2.9189 | 0 | 2.9189 | -0.4263 | -0.39063 | -0.4263 | -0.39063
234330-Premium T8 with T12 40 Watt Baseline - Tr1 | 0.5399 | 0.34814 | 0.56641 | 2726.4079 | 40896.1187 | 0 | 0 | 0.093473 | 0 | 0.093473 | 0 | 0.1126 | 0 | 0.1126 | 0 | 3.2535 | 6.0363 | 3.2535 | 6.0363
234303-Lighting-Remove 4 Ft Lamp (De-Lamp) - Tr1 | 0 | 0 | 0.036966 | 192.3085 | 2884.628 | -3.5974 | -53.9617 | 0 | 1.8717 | 0 | 1.8717 | 0 | 2.0492 | 0 | 2.0492 | -1.5179 | -1.2253 | -1.5179 | -1.2253
234306-Lighting-Remove 8 Ft Lamp (De-Lamp) - Tr1 | 0.19026 | 0.118 | 0.21795 | 1027.7092 | 15415.6376 | 0 | 0 | 0.121 | 0 | 0.121 | 0 | 0.12129 | 0 | 0.12129 | 0 | 11.9671 | 12.2885 | 11.9671 | 12.2885
234312-Lighting-Screw in 14-26 Watt Lamp - Tr1 | 0 | 0 | 0.021273 | 105.9322 | 261.6524 | -1.4307 | -3.5338 | 0 | 2.7433 | 0 | 2.7433 | 0 | 2.9189 | 0 | 2.9189 | -0.4263 | -0.39063 | -0.4263 | -0.39063
234330-Premium T8 with T12 40 Watt Baseline - Tr1 | 0.75117 | 0.48438 | 0.78804 | 3793.2632 | 56898.9478 | 0 | 0 | 0.093473 | 0 | 0.093473 | 0 | 0.1126 | 0 | 0.1126 | 0 | 3.2535 | 6.0363 | 3.2535 | 6.0363
234312-Lighting-Screw in 14-26 Watt Lamp - Tr1 | 0 | 0 | 0.234 | 1165.2538 | 2878.1769 | -15.7374 | -38.8715 | 0 | 2.7433 | 0 | 2.7433 | 0 | 2.9189 | 0 | 2.9189 | -0.4263 | -0.39063 | -0.4263 | -0.39063
234351-Heating-Space Heating Boilers-Steam | 0 | 0 | 0 | 0 | 0 | 251.2 | 5024 | 0 | -0.16588 | 0 | -0.16588 | 0 | 0.83814 | 0 | 0.83814 | 0.85641 | 6.5429 | 0.85641 | 6.5429
234059-Motors - VFD - HVAC Fans (per Hp) | 12.0938 | 7.0564 | 0 | 58357.5 | 875362.5 | 0 | 0 | 0.083273 | 0 | 0.083273 | 0 | 0.098231 | 0 | 0.098231 | 0 | 2.8803 | 4.3493 | 2.8803 | 4.3493
234330-Premium T8 with T12 40 Watt Baseline - Tr1 | 1.1268 | 0.72656 | 1.1821 | 5689.8948 | 85348.4217 | 0 | 0 | 0.093473 | 0 | 0.093473 | 0 | 0.1126 | 0 | 0.1126 | 0 | 3.2535 | 6.0363 | 3.2535 | 6.0363
234303-Lighting-Remove 4 Ft Lamp (De-Lamp) - Tr1 | 0 | 0 | 0.88719 | 4615.4047 | 69231.071 | -86.3387 | -1295.0806 | 0 | 1.8717 | 0 | 1.8717 | 0 | 2.0492 | 0 | 2.0492 | -1.5179 | -1.2253 | -1.5179 | -1.2253
234312-Lighting-Screw in 14-26 Watt Lamp - Tr1 | 0 | 0 | 0.042546 | 211.8643 | 523.3049 | -2.8614 | -7.0675 | 0 | 2.7433 | 0 | 2.7433 | 0 | 2.9189 | 0 | 2.9189 | -0.4263 | -0.39063 | -0.4263 | -0.39063
234049-Lighting-LED Exit Sign New Sign | 0.034087 | 0.033866 | 0 | 298.6144 | 4777.8301 | 0 | 0 | 0.094675 | 0 | 0.094675 | 0 | 0.10073 | 0 | 0.10073 | 0 | 5.2718 | 7.2526 | 5.2718 | 7.2526
234084-Refrigeration -Cooler/Freezer Door Gaskets - Solid Doors: Cooler | 1.5582 | 1.3031 | 1.3441 | 11759.784 | 47039.136 | 0 | 0 | 0.093628 | 0 | 0.093628 | 0 | 0.088924 | 0 | 0.088924 | 0 | 10.916 | 7.286 | 10.916 | 7.286
234084-Refrigeration -Cooler/Freezer Door Gaskets - Solid Doors: Cooler | 3.1163 | 2.6061 | 2.6883 | 23519.568 | 94078.272 | 0 | 0 | 0.093628 | 0 | 0.093628 | 0 | 0.088924 | 0 | 0.088924 | 0 | 10.916 | 7.286 | 10.916 | 7.286
234312-Lighting-Screw in 14-26 Watt Lamp - Tr1 | 0 | 0 | 0.042546 | 211.8643 | 523.3049 | -2.8614 | -7.0675 | 0 | 2.356 | 0 | 2.356 | 0 | 1.3172 | 0 | 1.3172 | -0.43791 | -1.1965 | -0.43791 | -1.1965
234330-Premium T8 with T12 40 Watt Baseline - Tr1 | 0.23474 | 0.15137 | 0.24626 | 1185.3947 | 17780.9212 | 0 | 0 | 0.094164 | 0 | 0.094164 | 0 | 0.12636 | 0 | 0.12636 | 0 | 3.4917 | 23.6089 | 3.4917 | 23.6089
234303-Lighting-Remove 4 Ft Lamp (De-Lamp) - Tr1 | 0 | 0 | 0.2218 | 1153.8512 | 17307.7678 | -21.5847 | -323.7702 | 0 | 1.665 | 0 | 1.665 | 0 | 1.3107 | 0 | 1.3107 | -1.8486 | -4.6935 | -1.8486 | -4.6935
234360-Lighting-IntrHiByLnrFlscntFxtr244wrplc400w(TrI)Tr1 | 0 | 0 | 0.68143 | 0 | 0 | -21.639 | -324.5854 | 0 | 6.1863 | 0 | 6.1863 | 0 | 4.1901 | 0 | 4.1901 | -0.22308 | -0.36852 | -0.22308 | -0.36852
234285-Lighting-Occpncy Snsr-Hi-Bay integrated Snsr-Tr1 | 1.6658 | 1.0742 | 1.6316 | 8412.1983 | 67297.586 | 0 | 0 | 0.1116 | 0 | 0.1116 | 0 | 0.11979 | 0 | 0.11979 | 0 | 8.1595 | 17.186 | 8.1595 | 17.186
234312-Lighting-Screw in 14-26 Watt Lamp - Tr1 | 0 | 0 | 0.042546 | 211.8643 | 523.3049 | -2.8614 | -7.0675 | 0 | 2.7433 | 0 | 2.7433 | 0 | 2.9189 | 0 | 2.9189 | -0.4263 | -0.39063 | -0.4263 | -0.39063
234049-Lighting-LED Exit Sign New Sign | 0.10226 | 0.1016 | 0 | 895.8432 | 14333.4904 | 0 | 0 | 0.094675 | 0 | 0.094675 | 0 | 0.10073 | 0 | 0.10073 | 0 | 5.2718 | 7.2526 | 5.2718 | 7.2526
234330-Premium T8 with T12 40 Watt Baseline - Tr1 | 1.1737 | 0.75684 | 1.2313 | 5926.9737 | 88904.6059 | 0 | 0 | 0.094164 | 0 | 0.094164 | 0 | 0.12636 | 0 | 0.12636 | 0 | 3.4917 | 23.6089 | 3.4917 | 23.6089
234303-Lighting-Remove 4 Ft Lamp (De-Lamp) - Tr1 | 0 | 0 | 0.2218 | 1153.8512 | 17307.7678 | -21.5847 | -323.7702 | 0 | 1.665 | 0 | 1.665 | 0 | 1.3107 | 0 | 1.3107 | -1.8486 | -4.6935 | -1.8486 | -4.6935
234360-Lighting-IntrHiByLnrFlscntFxtr244wrplc400w(TrI)Tr1 | 0 | 0 | 4.259 | 0 | 0 | -135.2439 | -2028.6585 | 0 | 5.4649 | 0 | 5.4649 | 0 | 1.0805 | 0 | 1.0805 | -0.24644 | 0 | -0.24644 | 0
234285-Lighting-Occpncy Snsr-Hi-Bay integrated Snsr-Tr1 | 10.4116 | 6.7136 | 10.1975 | 52576.2391 | 420609.9125 | 0 | 0 | 0.10938 | 0 | 0.10938 | 0 | 0.12379 | 0 | 0.12379 | 0 | 8.594 | 0 | 8.594 | 0
234085-Refrigeration -Strip Curtains for Walk-ins | 0.82379 | 0.58986 | 0.62486 | 5482.257 | 21929.028 | 0 | 0 | 0.10339 | 0 | 0.10339 | 0 | 0.10957 | 0 | 0.10957 | 0 | 17.7505 | 0 | 17.7505 | 0
234084-Refrigeration -Cooler/Freezer Door Gaskets - Solid Doors: Cooler | 0.57473 | 0.48064 | 0.49579 | 4337.6122 | 17350.4489 | 0 | 0 | 0.097885 | 0 | 0.097885 | 0 | 0.09318 | 0 | 0.09318 | 0 | 11.3668 | 7.5869 | 11.3668 | 7.5869
234085-Refrigeration -Strip Curtains for Walk-ins | 1.5749 | 1.1277 | 1.1946 | 10481.1 | 41924.4 | 0 | 0 | 0.10126 | 0 | 0.10126 | 0 | 0.10562 | 0 | 0.10562 | 0 | 13.1994 | 27.7999 | 13.1994 | 27.7999
234084-Refrigeration -Cooler/Freezer Door Gaskets - Solid Doors: Cooler | 1.5214 | 1.2723 | 1.3124 | 11482.4756 | 45929.9023 | 0 | 0 | 0.097885 | 0 | 0.097885 | 0 | 0.09318 | 0 | 0.09318 | 0 | 11.3668 | 7.5869 | 11.3668 | 7.5869
234067-Refrigeration - Food Service -Auto Closer for Main Cooler Doors | 0.099706 | 0.083383 | 0.14556 | 752.5063 | 6020.0504 | -0.037362 | -0.2989 | 0.047246 | 0.89663 | 0.047246 | 0.89663 | 0.089621 | 0.89663 | 0.089621 | 0.89663 | 1.7297 | 5.0155 | 1.7297 | 5.0155
234330-Premium T8 with T12 40 Watt Baseline - Tr1 | 1.0563 | 0.68115 | 1.1082 | 5334.2764 | 80014.1453 | 0 | 0 | 0.094164 | 0 | 0.094164 | 0 | 0.12636 | 0 | 0.12636 | 0 | 3.4917 | 23.6089 | 3.4917 | 23.6089
234303-Lighting-Remove 4 Ft Lamp (De-Lamp) - Tr1 | 0 | 0 | 0.83174 | 4326.9419 | 64904.1291 | -80.9425 | -1214.1381 | 0 | 1.665 | 0 | 1.665 | 0 | 1.3107 | 0 | 1.3107 | -1.8486 | -4.6935 | -1.8486 | -4.6935
234126-Refrigeration - Efficient Evap Fan Motor Electronically Commutated Motor (ECM) | 0.10793 | 0.090262 | 0.11091 | 814.583 | 12218.745 | -0.80698 | -12.1047 | 0.05134 | 0.97721 | 0.05134 | 0.97721 | -0.084552 | 0.97721 | -0.084552 | 0.97721 | 1.7469 | 0.57941 | 1.7469 | 0.57941
234126-Refrigeration - Efficient Evap Fan Motor Electronically Commutated Motor (ECM) | 0.10793 | 0.090262 | 0.11091 | 814.583 | 12218.745 | -0.80698 | -12.1047 | 0.05134 | 0.97721 | 0.05134 | 0.97721 | -0.084552 | 0.97721 | -0.084552 | 0.97721 | 1.7469 | 0.57941 | 1.7469 | 0.57941
234330-Premium T8 with T12 40 Watt Baseline - Tr1 | 0.35211 | 0.22705 | 0.3694 | 1778.0921 | 26671.3818 | 0 | 0 | 0.093473 | 0 | 0.093473 | 0 | 0.1126 | 0 | 0.1126 | 0 | 3.2535 | 6.0363 | 3.2535 | 6.0363
234303-Lighting-Remove 4 Ft Lamp (De-Lamp) - Tr1 | 0 | 0 | 0.5545 | 2884.628 | 43269.4194 | -53.9617 | -809.4254 | 0 | 1.8717 | 0 | 1.8717 | 0 | 2.0492 | 0 | 2.0492 | -1.5179 | -1.2253 | -1.5179 | -1.2253
234330-Premium T8 with T12 40 Watt Baseline - Tr1 | 0.35211 | 0.22705 | 0.3694 | 1778.0921 | 26671.3818 | 0 | 0 | 0.093473 | 0 | 0.093473 | 0 | 0.1126 | 0 | 0.1126 | 0 | 3.2535 | 6.0363 | 3.2535 | 6.0363
234303-Lighting-Remove 4 Ft Lamp (De-Lamp) - Tr1 | 0 | 0 | 0.5545 | 2884.628 | 43269.4194 | -53.9617 | -809.4254 | 0 | 1.8717 | 0 | 1.8717 | 0 | 2.0492 | 0 | 2.0492 | -1.5179 | -1.2253 | -1.5179 | -1.2253
234330-Premium T8 with T12 40 Watt Baseline - Tr1 | 0.42253 | 0.27246 | 0.44327 | 2133.7105 | 32005.6581 | 0 | 0 | 0.090475 | 0 | 0.090475 | 0 | 0.1096 | 0 | 0.1096 | 0 | 3.1812 | 5.9022 | 3.1812 | 5.9022
234360-Lighting-IntrHiByLnrFlscntFxtr244wrplc400w(TrI)Tr1 | 0 | 0 | 1.0221 | 0 | 0 | -32.4585 | -486.878 | 0 | 6.1385 | 0 | 6.1385 | 0 | 4.1423 | 0 | 4.1423 | -0.21362 | -0.3529 | -0.21362 | -0.3529
234285-Lighting-Occpncy Snsr-Hi-Bay integrated Snsr-Tr1 | 2.4988 | 1.6113 | 2.4474 | 12618.2974 | 100946.379 | 0 | 0 | 0.1082 | 0 | 0.1082 | 0 | 0.11639 | 0 | 0.11639 | 0 | 7.9412 | 16.7262 | 7.9412 | 16.7262
234330-Premium T8 with T12 40 Watt Baseline - Tr1 | 1.1972 | 0.77197 | 1.2559 | 6045.5132 | 90682.698 | 0 | 0 | 0.090475 | 0 | 0.090475 | 0 | 0.1096 | 0 | 0.1096 | 0 | 3.1812 | 5.9022 | 3.1812 | 5.9022
234303-Lighting-Remove 4 Ft Lamp (De-Lamp) - Tr1 | 0 | 0 | 1.8853 | 9807.7351 | 147116.026 | -183.4698 | -2752.0464 | 0 | 1.8238 | 0 | 1.8238 | 0 | 2.0013 | 0 | 2.0013 | -1.4536 | -1.1734 | -1.4536 | -1.1734
234330-Premium T8 with T12 40 Watt Baseline - Tr1 | 1.4084 | 0.9082 | 1.4776 | 7112.3685 | 106685.5271 | 0 | 0 | 0.093473 | 0 | 0.093473 | 0 | 0.1126 | 0 | 0.1126 | 0 | 3.2535 | 6.0363 | 3.2535 | 6.0363
234331-Premium T8 with T12 40 Watt Baseline - Tr2 | 0.81594 | 0.52614 | 1.2158 | 4120.3422 | 61805.1325 | 0 | 0 | 0.074057 | 0 | 0.074057 | 0 | 0.10783 | 0 | 0.10783 | 0 | 2.2791 | 5.4708 | 2.2791 | 5.4708
234208-Lighting-8 Ft T-8 with Elec Ballast-Tr2 | 0.0090855 | 0.0058585 | 0.013624 | 45.8797 | 688.1951 | 0 | 0 | -0.0058472 | 0 | -0.0058472 | 0 | 0.05975 | 0 | 0.05975 | 0 | 0.95757 | 1.8275 | 0.95757 | 1.8275
234304-Lighting-Remove 4 Ft Lamp (De-Lamp) - Tr2 | 0 | 0 | 0.88719 | 4615.4047 | 69231.071 | -86.3387 | -1295.0806 | 0 | 0.69035 | 0 | 0.69035 | 0 | 0.69063 | 0 | 0.69063 | 0 | 0 | 0 | 0
234307-Lighting-Remove 8 Ft Lamp (De-Lamp) - Tr2 | 0.065864 | 0.04085 | 0.10829 | 355.762 | 5336.43 | 0 | 0 | 0.11454 | 0 | 0.11454 | 0 | 0.11972 | 0 | 0.11972 | 0 | 8.9029 | 13.8571 | 8.9029 | 13.8571
234083-Refrigeration -Cooler/Freezer Door Gaskets - Glass Doors | 4.1796 | 3.4954 | 3.6056 | 31544.826 | 126179.304 | 0 | 0 | 0.097884 | 0 | 0.097884 | 0 | 0.09318 | 0 | 0.09318 | 0 | 11.3662 | 7.5869 | 11.3662 | 7.5869
234084-Refrigeration -Cooler/Freezer Door Gaskets - Solid Doors: Cooler | 0.50535 | 0.42262 | 0.43594 | 3813.984 | 15255.936 | 0 | 0 | 0.097885 | 0 | 0.097885 | 0 | 0.09318 | 0 | 0.09318 | 0 | 11.3668 | 7.5869 | 11.3668 | 7.5869
234083-Refrigeration -Cooler/Freezer Door Gaskets - Glass Doors | 2.5057 | 2.0955 | 2.1615 | 18911.004 | 75644.016 | 0 | 0 | 0.097884 | 0 | 0.097884 | 0 | 0.09318 | 0 | 0.09318 | 0 | 11.3662 | 7.5869 | 11.3662 | 7.5869
234084-Refrigeration -Cooler/Freezer Door Gaskets - Solid Doors: Cooler | 0.16845 | 0.14087 | 0.14531 | 1271.328 | 5085.312 | 0 | 0 | 0.097885 | 0 | 0.097885 | 0 | 0.09318 | 0 | 0.09318 | 0 | 11.3668 | 7.5869 | 11.3668 | 7.5869
234116-Refrigeration -Cooler/Freezer Door Gaskets - Solid Doors: Freezer | 0.16845 | 0.14087 | 0.14531 | 1271.328 | 5085.312 | 0 | 0 | 0.093187 | 0 | 0.093187 | 0 | 0.09318 | 0 | 0.09318 | 0 | 7.5905 | 7.5869 | 7.5905 | 7.5869
234312-Lighting-Screw in 14-26 Watt Lamp - Tr1 | 0 | 0 | 0.234 | 1165.2538 | 2878.1769 | -15.7374 | -38.8715 | 0 | 2.7433 | 0 | 2.7433 | 0 | 2.9189 | 0 | 2.9189 | -0.4263 | -0.39063 | -0.4263 | -0.39063
234083-Refrigeration -Cooler/Freezer Door Gaskets - Glass Doors | 4.0744 | 3.4074 | 3.5147 | 30750.246 | 123000.984 | 0 | 0 | 0.097884 | 0 | 0.097884 | 0 | 0.09318 | 0 | 0.09318 | 0 | 11.3662 | 7.5869 | 11.3662 | 7.5869
234084-Refrigeration -Cooler/Freezer Door Gaskets - Solid Doors: Cooler | 0.16845 | 0.14087 | 0.14531 | 1271.328 | 5085.312 | 0 | 0 | 0.097885 | 0 | 0.097885 | 0 | 0.09318 | 0 | 0.09318 | 0 | 11.3668 | 7.5869 | 11.3668 | 7.5869
234330-Premium T8 with T12 40 Watt Baseline - Tr1 | 0.21127 | 0.13623 | 0.22164 | 1066.8553 | 16002.8291 | 0 | 0 | 0.093473 | 0 | 0.093473 | 0 | 0.1126 | 0 | 0.1126 | 0 | 3.2535 | 6.0363 | 3.2535 | 6.0363
234303-Lighting-Remove 4 Ft Lamp (De-Lamp) - Tr1 | 0 | 0 | 0.25876 | 1346.1597 | 20192.3957 | -25.1821 | -377.7319 | 0 | 1.8717 | 0 | 1.8717 | 0 | 2.0492 | 0 | 2.0492 | -1.5179 | -1.2253 | -1.5179 | -1.2253
234083-Refrigeration -Cooler/Freezer Door Gaskets - Glass Doors | 3.0952 | 2.5885 | 2.6701 | 23360.652 | 93442.608 | 0 | 0 | 0.097884 | 0 | 0.097884 | 0 | 0.09318 | 0 | 0.09318 | 0 | 11.3662 | 7.5869 | 11.3662 | 7.5869
234084-Refrigeration -Cooler/Freezer Door Gaskets - Solid Doors: Cooler | 0.37901 | 0.31696 | 0.32695 | 2860.488 | 11441.952 | 0 | 0 | 0.097885 | 0 | 0.097885 | 0 | 0.09318 | 0 | 0.09318 | 0 | 11.3668 | 7.5869 | 11.3668 | 7.5869
234083-Refrigeration -Cooler/Freezer Door Gaskets - Glass Doors | 7.9592 | 6.6562 | 6.866 | 60070.248 | 240280.992 | 0 | 0 | 0.097884 | 0 | 0.097884 | 0 | 0.09318 | 0 | 0.09318 | 0 | 11.3662 | 7.5869 | 11.3662 | 7.5869
234084-Refrigeration -Cooler/Freezer Door Gaskets - Solid Doors: Cooler | 0.51587 | 0.43142 | 0.44502 | 3893.442 | 15573.768 | 0 | 0 | 0.097885 | 0 | 0.097885 | 0 | 0.09318 | 0 | 0.09318 | 0 | 11.3668 | 7.5869 | 11.3668 | 7.5869
234083-Refrigeration -Cooler/Freezer Door Gaskets - Glass Doors | 3.5901 | 3.0023 | 3.097 | 27095.178 | 108380.712 | 0 | 0 | 0.097884 | 0 | 0.097884 | 0 | 0.09318 | 0 | 0.09318 | 0 | 11.3662 | 7.5869 | 11.3662 | 7.5869
234083-Refrigeration -Cooler/Freezer Door Gaskets - Glass Doors | 3.6427 | 3.0464 | 3.1424 | 27492.468 | 109969.872 | 0 | 0 | 0.097884 | 0 | 0.097884 | 0 | 0.09318 | 0 | 0.09318 | 0 | 11.3662 | 7.5869 | 11.3662 | 7.5869
234083-Refrigeration -Cooler/Freezer Door Gaskets - Glass Doors | 2.2425 | 1.8754 | 1.9345 | 16924.554 | 67698.216 | 0 | 0 | 0.097884 | 0 | 0.097884 | 0 | 0.09318 | 0 | 0.09318 | 0 | 11.3662 | 7.5869 | 11.3662 | 7.5869
234116-Refrigeration -Cooler/Freezer Door Gaskets - Solid Doors: Freezer | 0.46323 | 0.3874 | 0.39961 | 3496.152 | 13984.608 | 0 | 0 | 0.093187 | 0 | 0.093187 | 0 | 0.09318 | 0 | 0.09318 | 0 | 7.5905 | 7.5869 | 7.5905 | 7.5869
234084-Refrigeration -Cooler/Freezer Door Gaskets - Solid Doors: Cooler | 2.5478 | 2.1307 | 2.1978 | 19228.836 | 76915.344 | 0 | 0 | 0.097885 | 0 | 0.097885 | 0 | 0.09318 | 0 | 0.09318 | 0 | 11.3668 | 7.5869 | 11.3668 | 7.5869
234085-Refrigeration -Strip Curtains for Walk-ins | 0.51427 | 0.36823 | 0.39008 | 3422.4 | 13689.6 | 0 | 0 | 0.10126 | 0 | 0.10126 | 0 | 0.10562 | 0 | 0.10562 | 0 | 13.1994 | 27.7999 | 13.1994 | 27.7999
234126-Refrigeration - Efficient Evap Fan Motor Electronically Commutated Motor (ECM) | 0.021586 | 0.018052 | 0.022183 | 162.9166 | 2443.749 | -0.1614 | -2.4209 | 0.05134 | 0.97721 | 0.05134 | 0.97721 | -0.084552 | 0.97721 | -0.084552 | 0.97721 | 1.7469 | 0.57941 | 1.7469 | 0.57941
234083-Refrigeration -Cooler/Freezer Door Gaskets - Glass Doors | 3.1268 | 2.6149 | 2.6974 | 23599.026 | 94396.104 | 0 | 0 | 0.097884 | 0 | 0.097884 | 0 | 0.09318 | 0 | 0.09318 | 0 | 11.3662 | 7.5869 | 11.3662 | 7.5869
234084-Refrigeration -Cooler/Freezer Door Gaskets - Solid Doors: Cooler | 0.16845 | 0.14087 | 0.14531 | 1271.328 | 5085.312 | 0 | 0 | 0.097885 | 0 | 0.097885 | 0 | 0.09318 | 0 | 0.09318 | 0 | 11.3668 | 7.5869 | 11.3668 | 7.5869
234126-Refrigeration - Efficient Evap Fan Motor Electronically Commutated Motor (ECM) | 0.053965 | 0.045131 | 0.055457 | 407.2915 | 6109.3725 | -0.40349 | -6.0524 | 0.05134 | 0.97721 | 0.05134 | 0.97721 | -0.084552 | 0.97721 | -0.084552 | 0.97721 | 1.7469 | 0.57941 | 1.7469 | 0.57941
234083-Refrigeration -Cooler/Freezer Door Gaskets - Glass Doors | 1.2002 | 1.0037 | 1.0353 | 9058.212 | 36232.848 | 0 | 0 | 0.097884 | 0 | 0.097884 | 0 | 0.09318 | 0 | 0.09318 | 0 | 11.3662 | 7.5869 | 11.3662 | 7.5869
234084-Refrigeration -Cooler/Freezer Door Gaskets - Solid Doors: Cooler | 0.15792 | 0.13207 | 0.13623 | 1191.87 | 4767.48 | 0 | 0 | 0.097885 | 0 | 0.097885 | 0 | 0.09318 | 0 | 0.09318 | 0 | 11.3668 | 7.5869 | 11.3668 | 7.5869
234126-Refrigeration - Efficient Evap Fan Motor Electronically Commutated Motor (ECM) | 0.086345 | 0.072209 | 0.088732 | 651.6664 | 9774.996 | -0.64558 | -9.6838 | 0.05134 | 0.97721 | 0.05134 | 0.97721 | -0.084552 | 0.97721 | -0.084552 | 0.97721 | 1.7469 | 0.57941 | 1.7469 | 0.57941
234126-Refrigeration - Efficient Evap Fan Motor Electronically Commutated Motor (ECM) | 0.1619 | 0.13539 | 0.16637 | 1221.8745 | 18328.1175 | -1.2105 | -18.1571 | 0.05134 | 0.97721 | 0.05134 | 0.97721 | -0.084552 | 0.97721 | -0.084552 | 0.97721 | 1.7469 | 0.57941 | 1.7469 | 0.57941
234126-Refrigeration - Efficient Evap Fan Motor Electronically Commutated Motor (ECM) | 0.10793 | 0.090262 | 0.11091 | 814.583 | 12218.745 | -0.80698 | -12.1047 | 0.05134 | 0.97721 | 0.05134 | 0.97721 | -0.084552 | 0.97721 | -0.084552 | 0.97721 | 1.7469 | 0.57941 | 1.7469 | 0.57941
234083-Refrigeration -Cooler/Freezer Door Gaskets - Glass Doors | 4.8113 | 4.0237 | 4.1505 | 36312.306 | 145249.224 | 0 | 0 | 0.097884 | 0 | 0.097884 | 0 | 0.09318 | 0 | 0.09318 | 0 | 11.3662 | 7.5869 | 11.3662 | 7.5869
234084-Refrigeration -Cooler/Freezer Door Gaskets - Solid Doors: Cooler | 0.1895 | 0.15848 | 0.16348 | 1430.244 | 5720.976 | 0 | 0 | 0.097885 | 0 | 0.097885 | 0 | 0.09318 | 0 | 0.09318 | 0 | 11.3668 | 7.5869 | 11.3668 | 7.5869
234330-Premium T8 with T12 40 Watt Baseline - Tr1 | 0.61033 | 0.39355 | 0.64029 | 3082.0263 | 46230.3951 | 0 | 0 | 0.093473 | 0 | 0.093473 | 0 | 0.1126 | 0 | 0.1126 | 0 | 3.2535 | 6.0363 | 3.2535 | 6.0363
234049-Lighting-LED Exit Sign New Sign | 0.068174 | 0.067731 | 0 | 597.2288 | 9555.6603 | 0 | 0 | 0.097092 | 0 | 0.097092 | 0 | 0.11684 | 0 | 0.11684 | 0 | 5.9169 | 0 | 5.9169 | 0
234126-Refrigeration - Efficient Evap Fan Motor Electronically Commutated Motor (ECM) | 0.032379 | 0.027079 | 0.033274 | 244.3749 | 3665.6235 | -0.24209 | -3.6314 | 0.05134 | 0.97721 | 0.05134 | 0.97721 | -0.084552 | 0.97721 | -0.084552 | 0.97721 | 1.7469 | 0.57941 | 1.7469 | 0.57941
234126-Refrigeration - Efficient Evap Fan Motor Electronically Commutated Motor (ECM) | 0.24824 | 0.2076 | 0.2551 | 1873.5409 | 28103.1135 | -1.8561 | -27.8408 | 0.05134 | 0.97721 | 0.05134 | 0.97721 | -0.084552 | 0.97721 | -0.084552 | 0.97721 | 1.7469 | 0.57941 | 1.7469 | 0.57941
234126-Refrigeration - Efficient Evap Fan Motor Electronically Commutated Motor (ECM) | 0.075552 | 0.063183 | 0.07764 | 570.2081 | 8553.1215 | -0.56489 | -8.4733 | 0.05134 | 0.97721 | 0.05134 | 0.97721 | -0.084552 | 0.97721 | -0.084552 | 0.97721 | 1.7469 | 0.57941 | 1.7469 | 0.57941
234126-Refrigeration - Efficient Evap Fan Motor Electronically Commutated Motor (ECM) | 0.086345 | 0.072209 | 0.088732 | 651.6664 | 9774.996 | -0.64558 | -9.6838 | 0.05134 | 0.97721 | 0.05134 | 0.97721 | -0.084552 | 0.97721 | -0.084552 | 0.97721 | 1.7469 | 0.57941 | 1.7469 | 0.57941
234126-Refrigeration - Efficient Evap Fan Motor Electronically Commutated Motor (ECM) | 0.064759 | 0.054157 | 0.066549 | 488.7498 | 7331.247 | -0.48419 | -7.2628 | 0.05134 | 0.97721 | 0.05134 | 0.97721 | -0.084552 | 0.97721 | -0.084552 | 0.97721 | 1.7469 | 0.57941 | 1.7469 | 0.57941
234126-Refrigeration - Efficient Evap Fan Motor Electronically Commutated Motor (ECM) | 0.25903 | 0.21663 | 0.2662 | 1954.9992 | 29324.988 | -1.9368 | -29.0513 | 0.05134 | 0.97721 | 0.05134 | 0.97721 | -0.084552 | 0.97721 | -0.084552 | 0.97721 | 1.7469 | 0.57941 | 1.7469 | 0.57941
234126-Refrigeration - Efficient Evap Fan Motor Electronically Commutated Motor (ECM) | 0.4641 | 0.38813 | 0.47693 | 3502.7069 | 52540.6035 | -3.47 | -52.0502 | 0.05134 | 0.97721 | 0.05134 | 0.97721 | -0.084552 | 0.97721 | -0.084552 | 0.97721 | 1.7469 | 0.57941 | 1.7469 | 0.57941
234126-Refrigeration - Efficient Evap Fan Motor Electronically Commutated Motor (ECM) | 0.021586 | 0.018052 | 0.022183 | 162.9166 | 2443.749 | -0.1614 | -2.4209 | 0.05134 | 0.97721 | 0.05134 | 0.97721 | -0.084552 | 0.97721 | -0.084552 | 0.97721 | 1.7469 | 0.57941 | 1.7469 | 0.57941
234083-Refrigeration -Cooler/Freezer Door Gaskets - Glass Doors | 1.6634 | 1.3911 | 1.435 | 12554.364 | 50217.456 | 0 | 0 | 0.097884 | 0 | 0.097884 | 0 | 0.09318 | 0 | 0.09318 | 0 | 11.3662 | 7.5869 | 11.3662 | 7.5869
234083-Refrigeration -Cooler/Freezer Door Gaskets - Glass Doors | 2.8005 | 2.342 | 2.4158 | 21135.828 | 84543.312 | 0 | 0 | 0.097884 | 0 | 0.097884 | 0 | 0.09318 | 0 | 0.09318 | 0 | 11.3662 | 7.5869 | 11.3662 | 7.5869
234083-Refrigeration -Cooler/Freezer Door Gaskets - Glass Doors | 2.5373 | 2.1219 | 2.1888 | 19149.378 | 76597.512 | 0 | 0 | 0.097884 | 0 | 0.097884 | 0 | 0.09318 | 0 | 0.09318 | 0 | 11.3662 | 7.5869 | 11.3662 | 7.5869
234084-Refrigeration -Cooler/Freezer Door Gaskets - Solid Doors: Cooler | 0.16845 | 0.14087 | 0.14531 | 1271.328 | 5085.312 | 0 | 0 | 0.097885 | 0 | 0.097885 | 0 | 0.09318 | 0 | 0.09318 | 0 | 11.3668 | 7.5869 | 11.3668 | 7.5869
234083-Refrigeration -Cooler/Freezer Door Gaskets - Glass Doors | 2.0846 | 1.7433 | 1.7982 | 15732.684 | 62930.736 | 0 | 0 | 0.097884 | 0 | 0.097884 | 0 | 0.09318 | 0 | 0.09318 | 0 | 11.3662 | 7.5869 | 11.3662 | 7.5869
234084-Refrigeration -Cooler/Freezer Door Gaskets - Solid Doors: Cooler | 0.17898 | 0.14968 | 0.15439 | 1350.786 | 5403.144 | 0 | 0 | 0.097885 | 0 | 0.097885 | 0 | 0.09318 | 0 | 0.09318 | 0 | 11.3668 | 7.5869 | 11.3668 | 7.5869
234126-Refrigeration - Efficient Evap Fan Motor Electronically Commutated Motor (ECM) | 0.10793 | 0.090262 | 0.11091 | 814.583 | 12218.745 | -0.80698 | -12.1047 | 0.05134 | 0.97721 | 0.05134 | 0.97721 | -0.084552 | 0.97721 | -0.084552 | 0.97721 | 1.7469 | 0.57941 | 1.7469 | 0.57941
234330-Premium T8 with T12 40 Watt Baseline - Tr1 | 1.1972 | 0.77197 | 1.2559 | 6045.5132 | 90682.698 | 0 | 0 | 0.090475 | 0 | 0.090475 | 0 | 0.1096 | 0 | 0.1096 | 0 | 3.1812 | 5.9022 | 3.1812 | 5.9022
234303-Lighting-Remove 4 Ft Lamp (De-Lamp) - Tr1 | 0 | 0 | 0.6654 | 3461.5536 | 51923.3033 | -64.754 | -971.3105 | 0 | 1.8238 | 0 | 1.8238 | 0 | 2.0013 | 0 | 2.0013 | -1.4536 | -1.1734 | -1.4536 | -1.1734
234330-Premium T8 with T12 40 Watt Baseline - Tr1 | 2.1714 | 1.4001 | 2.2779 | 10964.9014 | 164473.5209 | 0 | 0 | 0.093473 | 0 | 0.093473 | 0 | 0.1126 | 0 | 0.1126 | 0 | 3.2535 | 6.0363 | 3.2535 | 6.0363
234303-Lighting-Remove 4 Ft Lamp (De-Lamp) - Tr1 | 0 | 0 | 0.14787 | 769.2341 | 11538.5118 | -14.3898 | -215.8468 | 0 | 1.8717 | 0 | 1.8717 | 0 | 2.0492 | 0 | 2.0492 | -1.5179 | -1.2253 | -1.5179 | -1.2253
234330-Premium T8 with T12 40 Watt Baseline - Tr1 | 0.59859 | 0.38599 | 0.62797 | 3022.7566 | 45341.349 | 0 | 0 | 0.093473 | 0 | 0.093473 | 0 | 0.1126 | 0 | 0.1126 | 0 | 3.2535 | 6.0363 | 3.2535 | 6.0363
234303-Lighting-Remove 4 Ft Lamp (De-Lamp) - Tr1 | 0 | 0 | 0.073933 | 384.6171 | 5769.2559 | -7.1949 | -107.9234 | 0 | 1.8717 | 0 | 1.8717 | 0 | 2.0492 | 0 | 2.0492 | -1.5179 | -1.2253 | -1.5179 | -1.2253
234201-Lighting-2 Ft 2nd Gen T-8 with Elec Ballast-Tr1 | 0.06296 | 0.040598 | 0.060269 | 317.9366 | 4769.0493 | 0 | 0 | 0.083327 | 0 | 0.083327 | 0 | 0.10717 | 0 | 0.10717 | 0 | 2.6141 | 4.857 | 2.6141 | 4.857
234330-Premium T8 with T12 40 Watt Baseline - Tr1 | 6.5962 | 4.2534 | 6.92 | 33309.5923 | 499643.8851 | 0 | 0 | 0.093473 | 0 | 0.093473 | 0 | 0.1126 | 0 | 0.1126 | 0 | 3.2535 | 6.0363 | 3.2535 | 6.0363
234303-Lighting-Remove 4 Ft Lamp (De-Lamp) - Tr1 | 0 | 0 | 1.7374 | 9038.5009 | 135577.5141 | -169.08 | -2536.1996 | 0 | 1.8717 | 0 | 1.8717 | 0 | 2.0492 | 0 | 2.0492 | -1.5179 | -1.2253 | -1.5179 | -1.2253
234360-Lighting-IntrHiByLnrFlscntFxtr244wrplc400w(TrI)Tr1 | 0 | 0 | 0.68143 | 0 | 0 | -21.639 | -324.5854 | 0 | 6.1863 | 0 | 6.1863 | 0 | 4.1901 | 0 | 4.1901 | -0.22308 | -0.36852 | -0.22308 | -0.36852
234285-Lighting-Occpncy Snsr-Hi-Bay integrated Snsr-Tr1 | 1.6658 | 1.0742 | 1.6316 | 8412.1983 | 67297.586 | 0 | 0 | 0.1116 | 0 | 0.1116 | 0 | 0.11979 | 0 | 0.11979 | 0 | 8.1595 | 17.186 | 8.1595 | 17.186
234330-Premium T8 with T12 40 Watt Baseline - Tr1 | 1.6432 | 1.0596 | 1.7238 | 8297.7632 | 124466.4482 | 0 | 0 | 0.090475 | 0 | 0.090475 | 0 | 0.1096 | 0 | 0.1096 | 0 | 3.1812 | 5.9022 | 3.1812 | 5.9022
234201-Lighting-2 Ft 2nd Gen T-8 with Elec Ballast-Tr1 | 0.03148 | 0.020299 | 0.030135 | 158.9683 | 2384.5246 | 0 | 0 | 0.08033 | 0 | 0.08033 | 0 | 0.10417 | 0 | 0.10417 | 0 | 2.556 | 4.7491 | 2.556 | 4.7491
234303-Lighting-Remove 4 Ft Lamp (De-Lamp) - Tr1 | 0 | 0 | 2.5876 | 13461.5971 | 201923.9572 | -251.8212 | -3777.3185 | 0 | 1.8238 | 0 | 1.8238 | 0 | 2.0013 | 0 | 2.0013 | -1.4536 | -1.1734 | -1.4536 | -1.1734
234330-Premium T8 with T12 40 Watt Baseline - Tr1 | 1.9836 | 1.2791 | 2.0809 | 10016.5856 | 150248.7839 | 0 | 0 | 0.093473 | 0 | 0.093473 | 0 | 0.1126 | 0 | 0.1126 | 0 | 3.2535 | 6.0363 | 3.2535 | 6.0363
234207-Lighting-8 Ft T-8 with Elec Ballast-Tr1 | 0.083738 | 0.053997 | 0.091233 | 422.8622 | 6342.9328 | 0 | 0 | 0.034036 | 0 | 0.034036 | 0 | 0.067057 | 0 | 0.067057 | 0 | 1.3373 | 1.9877 | 1.3373 | 1.9877
234303-Lighting-Remove 4 Ft Lamp (De-Lamp) - Tr1 | 0 | 0 | 3.1237 | 16250.0708 | 243751.0626 | -303.9842 | -4559.7631 | 0 | 1.8717 | 0 | 1.8717 | 0 | 2.0492 | 0 | 2.0492 | -1.5179 | -1.2253 | -1.5179 | -1.2253
234306-Lighting-Remove 8 Ft Lamp (De-Lamp) - Tr1 | 0.61836 | 0.38351 | 0.70833 | 3340.0548 | 50100.8222 | 0 | 0 | 0.121 | 0 | 0.121 | 0 | 0.12129 | 0 | 0.12129 | 0 | 11.9671 | 12.2885 | 11.9671 | 12.2885
234312-Lighting-Screw in 14-26 Watt Lamp - Tr1 | 0 | 0 | 0.085091 | 423.7287 | 1046.6098 | -5.7227 | -14.1351 | 0 | 2.6409 | 0 | 2.6409 | 0 | 2.8165 | 0 | 2.8165 | -0.37305 | -0.34185 | -0.37305 | -0.34185
234330-Premium T8 with T12 40 Watt Baseline - Tr1 | 0.18779 | 0.12109 | 0.19701 | 948.3158 | 14224.7369 | 0 | 0 | 0.090475 | 0 | 0.090475 | 0 | 0.1096 | 0 | 0.1096 | 0 | 3.1812 | 5.9022 | 3.1812 | 5.9022
234303-Lighting-Remove 4 Ft Lamp (De-Lamp) - Tr1 | 0 | 0 | 0.29573 | 1538.4682 | 23077.0237 | -28.7796 | -431.6935 | 0 | 1.8238 | 0 | 1.8238 | 0 | 2.0013 | 0 | 2.0013 | -1.4536 | -1.1734 | -1.4536 | -1.1734
234330-Premium T8 with T12 40 Watt Baseline - Tr1 | 0.23474 | 0.15137 | 0.24626 | 1185.3947 | 17780.9212 | 0 | 0 | 0.090475 | 0 | 0.090475 | 0 | 0.1096 | 0 | 0.1096 | 0 | 3.1812 | 5.9022 | 3.1812 | 5.9022
234291-Lighting-Ocpncy Snsr-Wll/Cl Mntd Lght Snsr>=500Tr1 | 0.20826 | 0.13429 | 0.2436 | 1051.68 | 8413.44 | 0 | 0 | 0.065838 | 0 | 0.065838 | 0 | 0.10394 | 0 | 0.10394 | 0 | 2.0731 | 5.4717 | 2.0731 | 5.4717
234053-Lighting-Remove 4 Ft Lamp (De-Lamp) | 0.25634 | 0.16029 | 0.8542 | 1325.6935 | 19885.4029 | 0 | 0 | 0.092285 | 0 | 0.092285 | 0 | 0.10383 | 0 | 0.10383 | 0 | 3.2221 | 4.4626 | 3.2221 | 4.4626
234148-Premium T8 with T12 40 Watt Baseline | 0.31026 | 0.194 | 0.28931 | 1604.5007 | 24067.51 | 0 | 0 | 0.097041 | 0 | 0.097041 | 0 | 0.114 | 0 | 0.114 | 0 | 3.6388 | 6.7514 | 3.6388 | 6.7514
234291-Lighting-Ocpncy Snsr-Wll/Cl Mntd Lght Snsr>=500Tr1 | 0.62479 | 0.40288 | 0.7308 | 3155.04 | 25240.32 | 0 | 0 | 0.065838 | 0 | 0.065838 | 0 | 0.10394 | 0 | 0.10394 | 0 | 2.0731 | 5.4717 | 2.0731 | 5.4717
234332-Premium T8 with T12 40 Watt Baseline - Tr3 | 0.099146 | 0.063932 | 0.18745 | 500.6654 | 7509.9806 | 0 | 0 | 0.094949 | 0 | 0.094949 | 0 | 0.11201 | 0 | 0.11201 | 0 | 3.3735 | 5.8835 | 3.3735 | 5.8835
234305-Lighting-Remove 4 Ft Lamp (De-Lamp) - Tr3 | 0.28792 | 0.18566 | 0.56087 | 1453.9229 | 21808.843 | 0 | 0 | 0.10872 | 0 | 0.10872 | 0 | 0.12523 | 0 | 0.12523 | 0 | 5.1454 | 13.882 | 5.1454 | 13.882
234332-Premium T8 with T12 40 Watt Baseline - Tr3 | 0.12393 | 0.079915 | 0.23431 | 625.8317 | 9387.4758 | 0 | 0 | 0.094949 | 0 | 0.094949 | 0 | 0.11201 | 0 | 0.11201 | 0 | 3.3735 | 5.8835 | 3.3735 | 5.8835
234305-Lighting-Remove 4 Ft Lamp (De-Lamp) - Tr3 | 0.3599 | 0.23207 | 0.70108 | 1817.4036 | 27261.0538 | 0 | 0 | 0.10872 | 0 | 0.10872 | 0 | 0.12523 | 0 | 0.12523 | 0 | 5.1454 | 13.882 | 5.1454 | 13.882
234084-Refrigeration -Cooler/Freezer Door Gaskets - Solid Doors: Cooler | 2.811 | 2.3508 | 2.4249 | 21215.286 | 84861.144 | 0 | 0 | 0.097885 | 0 | 0.097885 | 0 | 0.09318 | 0 | 0.09318 | 0 | 11.3668 | 7.5869 | 11.3668 | 7.5869
234330-Premium T8 with T12 40 Watt Baseline - Tr1 | 0.75117 | 0.48438 | 0.78804 | 3793.2632 | 56898.9478 | 0 | 0 | 0.093473 | 0 | 0.093473 | 0 | 0.1126 | 0 | 0.1126 | 0 | 3.2535 | 6.0363 | 3.2535 | 6.0363
234360-Lighting-IntrHiByLnrFlscntFxtr244wrplc400w(TrI)Tr1 | 0 | 0 | 5.6218 | 0 | 0 | -178.522 | -2677.8293 | 0 | 6.1863 | 0 | 6.1863 | 0 | 4.1901 | 0 | 4.1901 | -0.22308 | -0.36852 | -0.22308 | -0.36852
234285-Lighting-Occpncy Snsr-Hi-Bay integrated Snsr-Tr1 | 13.7433 | 8.862 | 13.4607 | 69400.6356 | 555205.0845 | 0 | 0 | 0.1116 | 0 | 0.1116 | 0 | 0.11979 | 0 | 0.11979 | 0 | 8.1595 | 17.186 | 8.1595 | 17.186
234285-Lighting-Occpncy Snsr-Hi-Bay integrated Snsr-Tr1 | 6.2469 | 4.0282 | 6.1185 | 31545.7434 | 252365.9475 | 0 | 0 | 0.1116 | 0 | 0.1116 | 0 | 0.11979 | 0 | 0.11979 | 0 | 8.1595 | 17.186 | 8.1595 | 17.186
234360-Lighting-IntrHiByLnrFlscntFxtr244wrplc400w(TrI)Tr1 | 0 | 0 | 2.5554 | 0 | 0 | -81.1463 | -1217.1951 | 0 | 6.1863 | 0 | 6.1863 | 0 | 4.1901 | 0 | 4.1901 | -0.22308 | -0.36852 | -0.22308 | -0.36852
234360-Lighting-IntrHiByLnrFlscntFxtr244wrplc400w(TrI)Tr1 | 0 | 0 | 1.5332 | 0 | 0 | -48.6878 | -730.3171 | 0 | 6.1863 | 0 | 6.1863 | 0 | 4.1901 | 0 | 4.1901 | -0.22308 | -0.36852 | -0.22308 | -0.36852
234285-Lighting-Occpncy Snsr-Hi-Bay integrated Snsr-Tr1 | 3.7482 | 2.4169 | 3.6711 | 18927.4461 | 151419.5685 | 0 | 0 | 0.1116 | 0 | 0.1116 | 0 | 0.11979 | 0 | 0.11979 | 0 | 8.1595 | 17.186 | 8.1595 | 17.186
234330-Premium T8 with T12 40 Watt Baseline - Tr1 | 0.61033 | 0.39355 | 0.64029 | 3082.0263 | 46230.3951 | 0 | 0 | 0.090475 | 0 | 0.090475 | 0 | 0.1096 | 0 | 0.1096 | 0 | 3.1812 | 5.9022 | 3.1812 | 5.9022
234306-Lighting-Remove 8 Ft Lamp (De-Lamp) - Tr1 | 1.2367 | 0.76703 | 1.4167 | 6680.1096 | 100201.6445 | 0 | 0 | 0.118 | 0 | 0.118 | 0 | 0.11829 | 0 | 0.11829 | 0 | 11.6949 | 12.0089 | 11.6949 | 12.0089
234330-Premium T8 with T12 40 Watt Baseline - Tr1 | 1.784 | 1.1504 | 1.8716 | 9009.0001 | 135135.0009 | 0 | 0 | 0.090475 | 0 | 0.090475 | 0 | 0.1096 | 0 | 0.1096 | 0 | 3.1812 | 5.9022 | 3.1812 | 5.9022
234303-Lighting-Remove 4 Ft Lamp (De-Lamp) - Tr1 | 0 | 0 | 2.8094 | 14615.4483 | 219231.725 | -273.4059 | -4101.0887 | 0 | 1.8238 | 0 | 1.8238 | 0 | 2.0013 | 0 | 2.0013 | -1.4536 | -1.1734 | -1.4536 | -1.1734
234049-Lighting-LED Exit Sign New Sign | 0.10226 | 0.1016 | 0 | 895.8432 | 14333.4904 | 0 | 0 | 0.091877 | 0 | 0.091877 | 0 | 0.09793 | 0 | 0.09793 | 0 | 5.1455 | 7.0789 | 5.1455 | 7.0789
234312-Lighting-Screw in 14-26 Watt Lamp - Tr1 | 0 | 0 | 0.53182 | 2648.3041 | 6541.3112 | -35.7669 | -88.3443 | 0 | 2.6409 | 0 | 2.6409 | 0 | 2.8165 | 0 | 2.8165 | -0.37305 | -0.34185 | -0.37305 | -0.34185
234315-Lighting-Screw in 14-26 Watt Reflector Lamp-Tr1 | 0 | 0 | 1.1913 | 5932.2012 | 14652.537 | -80.1179 | -197.8913 | 0 | 4.0519 | 0 | 4.0519 | 0 | 2.6754 | 0 | 2.6754 | -0.21844 | -0.3727 | -0.21844 | -0.3727
234330-Premium T8 with T12 40 Watt Baseline - Tr1 | 0.14084 | 0.09082 | 0.14776 | 711.2368 | 10668.5527 | 0 | 0 | 0.090475 | 0 | 0.090475 | 0 | 0.1096 | 0 | 0.1096 | 0 | 3.1812 | 5.9022 | 3.1812 | 5.9022
234303-Lighting-Remove 4 Ft Lamp (De-Lamp) - Tr1 | 0 | 0 | 0.14787 | 769.2341 | 11538.5118 | -14.3898 | -215.8468 | 0 | 1.8238 | 0 | 1.8238 | 0 | 2.0013 | 0 | 2.0013 | -1.4536 | -1.1734 | -1.4536 | -1.1734
234330-Premium T8 with T12 40 Watt Baseline - Tr1 | 0.44601 | 0.2876 | 0.4679 | 2252.25 | 33783.7502 | 0 | 0 | 0.090475 | 0 | 0.090475 | 0 | 0.1096 | 0 | 0.1096 | 0 | 3.1812 | 5.9022 | 3.1812 | 5.9022
234303-Lighting-Remove 4 Ft Lamp (De-Lamp) - Tr1 | 0 | 0 | 0.51753 | 2692.3194 | 40384.7914 | -50.3642 | -755.4637 | 0 | 1.8238 | 0 | 1.8238 | 0 | 2.0013 | 0 | 2.0013 | -1.4536 | -1.1734 | -1.4536 | -1.1734
234312-Lighting-Screw in 14-26 Watt Lamp - Tr1 | 0 | 0 | 0.085091 | 423.7287 | 1046.6098 | -5.7227 | -14.1351 | 0 | 2.7433 | 0 | 2.7433 | 0 | 2.9189 | 0 | 2.9189 | -0.4263 | -0.39063 | -0.4263 | -0.39063
234330-Premium T8 with T12 40 Watt Baseline - Tr1 | 0.11737 | 0.075684 | 0.12313 | 592.6974 | 8890.4606 | 0 | 0 | 0.093473 | 0 | 0.093473 | 0 | 0.1126 | 0 | 0.1126 | 0 | 3.2535 | 6.0363 | 3.2535 | 6.0363
234207-Lighting-8 Ft T-8 with Elec Ballast-Tr1 | 0.16748 | 0.10799 | 0.18247 | 845.7244 | 12685.8655 | 0 | 0 | 0.034036 | 0 | 0.034036 | 0 | 0.067057 | 0 | 0.067057 | 0 | 1.3373 | 1.9877 | 1.3373 | 1.9877
234285-Lighting-Occpncy Snsr-Hi-Bay integrated Snsr-Tr1 | 20.8231 | 13.4273 | 20.395 | 105152.4781 | 841219.825 | 0 | 0 | 0.1116 | 0 | 0.1116 | 0 | 0.11979 | 0 | 0.11979 | 0 | 8.1595 | 17.186 | 8.1595 | 17.186
234360-Lighting-IntrHiByLnrFlscntFxtr244wrplc400w(TrI)Tr1 | 0 | 0 | 8.5179 | 0 | 0 | -270.4878 | -4057.3171 | 0 | 6.1863 | 0 | 6.1863 | 0 | 4.1901 | 0 | 4.1901 | -0.22308 | -0.36852 | -0.22308 | -0.36852
234049-Lighting-LED Exit Sign New Sign | 0.20452 | 0.20319 | 0 | 1791.6863 | 28666.9809 | 0 | 0 | 0.094675 | 0 | 0.094675 | 0 | 0.10073 | 0 | 0.10073 | 0 | 5.2718 | 7.2526 | 5.2718 | 7.2526
234201-Lighting-2 Ft 2nd Gen T-8 with Elec Ballast-Tr1 | 0.01574 | 0.01015 | 0.015067 | 79.4842 | 1192.2623 | 0 | 0 | 0.083327 | 0 | 0.083327 | 0 | 0.10717 | 0 | 0.10717 | 0 | 2.6141 | 4.857 | 2.6141 | 4.857
234330-Premium T8 with T12 40 Watt Baseline - Tr1 | 2.5587 | 1.6499 | 2.6843 | 12920.8027 | 193812.0408 | 0 | 0 | 0.093473 | 0 | 0.093473 | 0 | 0.1126 | 0 | 0.1126 | 0 | 3.2535 | 6.0363 | 3.2535 | 6.0363
234303-Lighting-Remove 4 Ft Lamp (De-Lamp) - Tr1 | 0 | 0 | 0.59146 | 3076.9365 | 46154.0474 | -57.5591 | -863.3871 | 0 | 1.8717 | 0 | 1.8717 | 0 | 2.0492 | 0 | 2.0492 | -1.5179 | -1.2253 | -1.5179 | -1.2253
234306-Lighting-Remove 8 Ft Lamp (De-Lamp) - Tr1 | 2.2832 | 1.4161 | 2.6154 | 12332.5101 | 184987.6514 | 0 | 0 | 0.121 | 0 | 0.121 | 0 | 0.12129 | 0 | 0.12129 | 0 | 11.9671 | 12.2885 | 11.9671 | 12.2885
234330-Premium T8 with T12 40 Watt Baseline - Tr1 | 0.23474 | 0.15137 | 0.24626 | 1185.3947 | 17780.9212 | 0 | 0 | 0.093473 | 0 | 0.093473 | 0 | 0.1126 | 0 | 0.1126 | 0 | 3.2535 | 6.0363 | 3.2535 | 6.0363
234303-Lighting-Remove 4 Ft Lamp (De-Lamp) - Tr1 | 0 | 0 | 0.14787 | 769.2341 | 11538.5118 | -14.3898 | -215.8468 | 0 | 1.8717 | 0 | 1.8717 | 0 | 2.0492 | 0 | 2.0492 | -1.5179 | -1.2253 | -1.5179 | -1.2253
234306-Lighting-Remove 8 Ft Lamp (De-Lamp) - Tr1 | 0.38053 | 0.23601 | 0.43589 | 2055.4183 | 30831.2752 | 0 | 0 | 0.12347 | 0 | 0.12347 | 0 | 0.13203 | 0 | 0.13203 | 0 | 15.4213 | 0 | 15.4213 | 0
234285-Lighting-Occpncy Snsr-Hi-Bay integrated Snsr-Tr1 | 4.1646 | 2.6855 | 4.079 | 21030.4956 | 168243.965 | 0 | 0 | 0.1116 | 0 | 0.1116 | 0 | 0.11979 | 0 | 0.11979 | 0 | 8.1595 | 17.186 | 8.1595 | 17.186
234312-Lighting-Screw in 14-26 Watt Lamp - Tr1 | 0 | 0 | 0.14891 | 741.5252 | 1831.5671 | -10.0147 | -24.7364 | 0 | 2.7433 | 0 | 2.7433 | 0 | 2.9189 | 0 | 2.9189 | -0.4263 | -0.39063 | -0.4263 | -0.39063
234315-Lighting-Screw in 14-26 Watt Reflector Lamp-Tr1 | 0 | 0 | 0.063818 | 317.7965 | 784.9573 | -4.292 | -10.6013 | 0 | 4.3024 | 0 | 4.3024 | 0 | 2.926 | 0 | 2.926 | -0.29377 | -0.50123 | -0.29377 | -0.50123
234201-Lighting-2 Ft 2nd Gen T-8 with Elec Ballast-Tr1 | 0.03148 | 0.020299 | 0.030135 | 158.9683 | 2384.5246 | 0 | 0 | 0.083327 | 0 | 0.083327 | 0 | 0.10717 | 0 | 0.10717 | 0 | 2.6141 | 4.857 | 2.6141 | 4.857
234330-Premium T8 with T12 40 Watt Baseline - Tr1 | 1.2207 | 0.78711 | 1.2806 | 6164.0527 | 92460.7901 | 0 | 0 | 0.093473 | 0 | 0.093473 | 0 | 0.1126 | 0 | 0.1126 | 0 | 3.2535 | 6.0363 | 3.2535 | 6.0363
234303-Lighting-Remove 4 Ft Lamp (De-Lamp) - Tr1 | 0 | 0 | 1.2199 | 6346.1815 | 95192.7227 | -118.7157 | -1780.7359 | 0 | 1.8717 | 0 | 1.8717 | 0 | 2.0492 | 0 | 2.0492 | -1.5179 | -1.2253 | -1.5179 | -1.2253
234049-Lighting-LED Exit Sign New Sign | 0.54539 | 0.54185 | 0 | 4777.8301 | 76445.2823 | 0 | 0 | 0.097092 | 0 | 0.097092 | 0 | 0.11684 | 0 | 0.11684 | 0 | 5.9169 | 0 | 5.9169 | 0
234330-Premium T8 with T12 40 Watt Baseline - Tr1 | 0.39906 | 0.25732 | 0.41865 | 2015.1711 | 30227.566 | 0 | 0 | 0.093473 | 0 | 0.093473 | 0 | 0.1126 | 0 | 0.1126 | 0 | 3.2535 | 6.0363 | 3.2535 | 6.0363
234303-Lighting-Remove 4 Ft Lamp (De-Lamp) - Tr1 | 0 | 0 | 0.62843 | 3269.245 | 49038.6753 | -61.1566 | -917.3488 | 0 | 1.8717 | 0 | 1.8717 | 0 | 2.0492 | 0 | 2.0492 | -1.5179 | -1.2253 | -1.5179 | -1.2253
234330-Premium T8 with T12 40 Watt Baseline - Tr1 | 0.46948 | 0.30273 | 0.49253 | 2370.7895 | 35561.8424 | 0 | 0 | 0.093473 | 0 | 0.093473 | 0 | 0.1126 | 0 | 0.1126 | 0 | 3.2535 | 6.0363 | 3.2535 | 6.0363
234303-Lighting-Remove 4 Ft Lamp (De-Lamp) - Tr1 | 0 | 0 | 0.73933 | 3846.1706 | 57692.5592 | -71.9489 | -1079.2339 | 0 | 1.8717 | 0 | 1.8717 | 0 | 2.0492 | 0 | 2.0492 | -1.5179 | -1.2253 | -1.5179 | -1.2253
234129-Software Plug Load Sensors | 0.91238 | 0.74512 | 0 | 7150.5315 | 35752.6575 | 0 | 0 | 0.093119 | 0 | 0.093119 | 0 | 0.082833 | 0 | 0.082833 | 0 | 8.9215 | 4.7581 | 8.9215 | 4.7581
234129-Software Plug Load Sensors | 0.91238 | 0.74512 | 0 | 7150.5315 | 35752.6575 | 0 | 0 | 0.093119 | 0 | 0.093119 | 0 | 0.082833 | 0 | 0.082833 | 0 | 8.9215 | 4.7581 | 8.9215 | 4.7581
234129-Software Plug Load Sensors | 0.91238 | 0.74512 | 0 | 7150.5315 | 35752.6575 | 0 | 0 | 0.093119 | 0 | 0.093119 | 0 | 0.082833 | 0 | 0.082833 | 0 | 8.9215 | 4.7581 | 8.9215 | 4.7581
234129-Software Plug Load Sensors | 0.91238 | 0.74512 | 0 | 7150.5315 | 35752.6575 | 0 | 0 | 0.093119 | 0 | 0.093119 | 0 | 0.082833 | 0 | 0.082833 | 0 | 8.9215 | 4.7581 | 8.9215 | 4.7581
234129-Software Plug Load Sensors | 0.70963 | 0.57953 | 0 | 5561.5245 | 27807.6225 | 0 | 0 | 0.093119 | 0 | 0.093119 | 0 | 0.082833 | 0 | 0.082833 | 0 | 8.9215 | 4.7581 | 8.9215 | 4.7581
234360-Lighting-IntrHiByLnrFlscntFxtr244wrplc400w(TrI)Tr1 | 0 | 0 | 5.4515 | 0 | 0 | -173.1122 | -2596.6829 | 0 | 6.1863 | 0 | 6.1863 | 0 | 4.1901 | 0 | 4.1901 | -0.22308 | -0.36852 | -0.22308 | -0.36852
234285-Lighting-Occpncy Snsr-Hi-Bay integrated Snsr-Tr1 | 13.3268 | 8.5935 | 13.0528 | 67297.586 | 538380.688 | 0 | 0 | 0.1116 | 0 | 0.1116 | 0 | 0.11979 | 0 | 0.11979 | 0 | 8.1595 | 17.186 | 8.1595 | 17.186
234129-Software Plug Load Sensors | 0.70963 | 0.57953 | 0 | 5561.5245 | 27807.6225 | 0 | 0 | 0.093119 | 0 | 0.093119 | 0 | 0.082833 | 0 | 0.082833 | 0 | 8.9215 | 4.7581 | 8.9215 | 4.7581
234330-Premium T8 with T12 40 Watt Baseline - Tr1 | 1.4084 | 0.9082 | 1.4776 | 7112.3685 | 106685.5271 | 0 | 0 | 0.093473 | 0 | 0.093473 | 0 | 0.1126 | 0 | 0.1126 | 0 | 3.2535 | 6.0363 | 3.2535 | 6.0363
234303-Lighting-Remove 4 Ft Lamp (De-Lamp) - Tr1 | 0 | 0 | 0.2218 | 1153.8512 | 17307.7678 | -21.5847 | -323.7702 | 0 | 1.8717 | 0 | 1.8717 | 0 | 2.0492 | 0 | 2.0492 | -1.5179 | -1.2253 | -1.5179 | -1.2253
234330-Premium T8 with T12 40 Watt Baseline - Tr1 | 0.35211 | 0.22705 | 0.3694 | 1778.0921 | 26671.3818 | 0 | 0 | 0.093473 | 0 | 0.093473 | 0 | 0.1126 | 0 | 0.1126 | 0 | 3.2535 | 6.0363 | 3.2535 | 6.0363
234303-Lighting-Remove 4 Ft Lamp (De-Lamp) - Tr1 | 0 | 0 | 0.25876 | 1346.1597 | 20192.3957 | -25.1821 | -377.7319 | 0 | 1.8717 | 0 | 1.8717 | 0 | 2.0492 | 0 | 2.0492 | -1.5179 | -1.2253 | -1.5179 | -1.2253
234157-Pipe Insulation - Low Pressure Steam Applic. (LF) 1 in | 0 | 0 | 0 | 0 | 0 | 2223.06 | 44461.2 | 0 | 0.94237 | 0 | 0.94237 | 0 | 0.9584 | 0 | 0.9584 | 21.0573 | 31.965 | 21.0573 | 31.965
234126-Refrigeration - Efficient Evap Fan Motor Electronically Commutated Motor (ECM) | 0.1619 | 0.13539 | 0.16637 | 1221.8745 | 18328.1175 | -1.2105 | -18.1571 | 0.048552 | 0.93798 | 0.048552 | 0.93798 | -0.08734 | 0.93798 | -0.08734 | 0.93798 | 1.7061 | 0.5659 | 1.7061 | 0.5659
234084-Refrigeration -Cooler/Freezer Door Gaskets - Solid Doors: Cooler | 1.0528 | 0.88045 | 0.9082 | 7945.8 | 31783.2 | 0 | 0 | 0.093628 | 0 | 0.093628 | 0 | 0.088924 | 0 | 0.088924 | 0 | 10.916 | 7.286 | 10.916 | 7.286
234315-Lighting-Screw in 14-26 Watt Reflector Lamp-Tr1 | 0 | 0 | 0.55309 | 2754.2363 | 6802.9636 | -37.1976 | -91.8781 | 0 | 4.3024 | 0 | 4.3024 | 0 | 2.926 | 0 | 2.926 | -0.29377 | -0.50123 | -0.29377 | -0.50123
234225-Lighting-Hrdwr Mrc Vp Bs 27-65w Flrscnt Fxtr -Tr1 | 0.0901 | 0.058099 | 0.088611 | 454.9867 | 6824.7998 | 0 | 0 | 0.11402 | 0 | 0.11402 | 0 | 0.13495 | 0 | 0.13495 | 0 | 6.4478 | 0 | 6.4478 | 0
234315-Lighting-Screw in 14-26 Watt Reflector Lamp-Tr1 | 0 | 0 | 0.085091 | 423.7287 | 1046.6098 | -5.7227 | -14.1351 | 0 | 4.3024 | 0 | 4.3024 | 0 | 2.926 | 0 | 2.926 | -0.29377 | -0.50123 | -0.29377 | -0.50123
234231-Lighting-Hardwired 14-26 watt CF Fixture - Tier 1 | 0.32694 | 0.21082 | 0.31649 | 1650.9893 | 24764.8401 | 0 | 0 | 0.12616 | 0 | 0.12616 | 0 | 0.13495 | 0 | 0.13495 | 0 | 15.3511 | 0 | 15.3511 | 0
234225-Lighting-Hrdwr Mrc Vp Bs 27-65w Flrscnt Fxtr -Tr1 | 0.04505 | 0.029049 | 0.044305 | 227.4933 | 3412.3999 | 0 | 0 | 0.11402 | 0 | 0.11402 | 0 | 0.13495 | 0 | 0.13495 | 0 | 6.4478 | 0 | 6.4478 | 0
234063-Refrigeration - Anti-Sweat Heater Controls | 1.193 | 0.99768 | 0.5775 | 9003.75 | 108045 | 0 | 0 | 0.091546 | 0 | 0.091546 | 0 | 0.10229 | 0 | 0.10229 | 0 | 4.7306 | 8.4168 | 4.7306 | 8.4168
234126-Refrigeration - Efficient Evap Fan Motor Electronically Commutated Motor (ECM) | 0.043172 | 0.036105 | 0.044366 | 325.8332 | 4887.498 | -0.32279 | -4.8419 | 0.05134 | 0.97721 | 0.05134 | 0.97721 | -0.084552 | 0.97721 | -0.084552 | 0.97721 | 1.7469 | 0.57941 | 1.7469 | 0.57941
234063-Refrigeration - Anti-Sweat Heater Controls | 1.5906 | 1.3302 | 0.77 | 12005 | 144060 | 0 | 0 | 0.091546 | 0 | 0.091546 | 0 | 0.10229 | 0 | 0.10229 | 0 | 4.7306 | 8.4168 | 4.7306 | 8.4168
234126-Refrigeration - Efficient Evap Fan Motor Electronically Commutated Motor (ECM) | 0.086345 | 0.072209 | 0.088732 | 651.6664 | 9774.996 | -0.64558 | -9.6838 | 0.05134 | 0.97721 | 0.05134 | 0.97721 | -0.084552 | 0.97721 | -0.084552 | 0.97721 | 1.7469 | 0.57941 | 1.7469 | 0.57941
234330-Premium T8 with T12 40 Watt Baseline - Tr1 | 0.093896 | 0.060547 | 0.098505 | 474.1579 | 7112.3685 | 0 | 0 | 0.090475 | 0 | 0.090475 | 0 | 0.1096 | 0 | 0.1096 | 0 | 3.1812 | 5.9022 | 3.1812 | 5.9022
234340-Lighting-Intr HiBy Lnr FlrscntFxtr600w rplc>400Tr1 | 0 | 0 | 5.7269 | 30443.334 | 456650.0106 | -554.9655 | -8324.4826 | 0 | 3.7891 | 0 | 3.7891 | 0 | 2.1301 | 0 | 2.1301 | -0.39891 | -1.0295 | -0.39891 | -1.0295
234285-Lighting-Occpncy Snsr-Hi-Bay integrated Snsr-Tr1 | 10.4116 | 6.7136 | 10.1975 | 52576.2391 | 420609.9125 | 0 | 0 | 0.1082 | 0 | 0.1082 | 0 | 0.11639 | 0 | 0.11639 | 0 | 7.9412 | 16.7262 | 7.9412 | 16.7262
234063-Refrigeration - Anti-Sweat Heater Controls | 1.1135 | 0.93117 | 0.539 | 8403.5 | 100842 | 0 | 0 | 0.091546 | 0 | 0.091546 | 0 | 0.10229 | 0 | 0.10229 | 0 | 4.7306 | 8.4168 | 4.7306 | 8.4168
234126-Refrigeration - Efficient Evap Fan Motor Electronically Commutated Motor (ECM) | 0.086345 | 0.072209 | 0.088732 | 651.6664 | 9774.996 | -0.64558 | -9.6838 | 0.05134 | 0.97721 | 0.05134 | 0.97721 | -0.084552 | 0.97721 | -0.084552 | 0.97721 | 1.7469 | 0.57941 | 1.7469 | 0.57941
234330-Premium T8 with T12 40 Watt Baseline - Tr1 | 1.7371 | 1.1201 | 1.8224 | 8771.9211 | 131578.8167 | 0 | 0 | 0.093473 | 0 | 0.093473 | 0 | 0.1126 | 0 | 0.1126 | 0 | 3.2535 | 6.0363 | 3.2535 | 6.0363
234201-Lighting-2 Ft 2nd Gen T-8 with Elec Ballast-Tr1 | 0.09444 | 0.060898 | 0.090404 | 476.9049 | 7153.5739 | 0 | 0 | 0.083327 | 0 | 0.083327 | 0 | 0.10717 | 0 | 0.10717 | 0 | 2.6141 | 4.857 | 2.6141 | 4.857
234330-Premium T8 with T12 40 Watt Baseline - Tr1 | 0.51643 | 0.33301 | 0.54178 | 2607.8684 | 39118.0266 | 0 | 0 | 0.093473 | 0 | 0.093473 | 0 | 0.1126 | 0 | 0.1126 | 0 | 3.2535 | 6.0363 | 3.2535 | 6.0363
234201-Lighting-2 Ft 2nd Gen T-8 with Elec Ballast-Tr1 | 0.06296 | 0.040598 | 0.060269 | 317.9366 | 4769.0493 | 0 | 0 | 0.083327 | 0 | 0.083327 | 0 | 0.10717 | 0 | 0.10717 | 0 | 2.6141 | 4.857 | 2.6141 | 4.857
234360-Lighting-IntrHiByLnrFlscntFxtr244wrplc400w(TrI)Tr1 | 0 | 0 | 0.34072 | 0 | 0 | -10.8195 | -162.2927 | 0 | 6.1863 | 0 | 6.1863 | 0 | 4.1901 | 0 | 4.1901 | -0.22308 | -0.36852 | -0.22308 | -0.36852
234285-Lighting-Occpncy Snsr-Hi-Bay integrated Snsr-Tr1 | 0.83292 | 0.53709 | 0.8158 | 4206.0991 | 33648.793 | 0 | 0 | 0.1116 | 0 | 0.1116 | 0 | 0.11979 | 0 | 0.11979 | 0 | 8.1595 | 17.186 | 8.1595 | 17.186
234303-Lighting-Remove 4 Ft Lamp (De-Lamp) - Tr1 | 0 | 0 | 0.81326 | 4230.7877 | 63461.8151 | -79.1438 | -1187.1573 | 0 | 1.8717 | 0 | 1.8717 | 0 | 2.0492 | 0 | 2.0492 | -1.5179 | -1.2253 | -1.5179 | -1.2253
234330-Premium T8 with T12 40 Watt Baseline - Tr1 | 1.1268 | 0.72656 | 1.1821 | 5689.8948 | 85348.4217 | 0 | 0 | 0.093473 | 0 | 0.093473 | 0 | 0.1126 | 0 | 0.1126 | 0 | 3.2535 | 6.0363 | 3.2535 | 6.0363
234360-Lighting-IntrHiByLnrFlscntFxtr244wrplc400w(TrI)Tr1 | 0 | 0 | 0.85179 | 0 | 0 | -27.0488 | -405.7317 | 0 | 6.1863 | 0 | 6.1863 | 0 | 4.1901 | 0 | 4.1901 | -0.22308 | -0.36852 | -0.22308 | -0.36852
234285-Lighting-Occpncy Snsr-Hi-Bay integrated Snsr-Tr1 | 2.0823 | 1.3427 | 2.0395 | 10515.2478 | 84121.9825 | 0 | 0 | 0.1116 | 0 | 0.1116 | 0 | 0.11979 | 0 | 0.11979 | 0 | 8.1595 | 17.186 | 8.1595 | 17.186
234330-Premium T8 with T12 40 Watt Baseline - Tr1 | 0.23474 | 0.15137 | 0.24626 | 1185.3947 | 17780.9212 | 0 | 0 | 0.090475 | 0 | 0.090475 | 0 | 0.1096 | 0 | 0.1096 | 0 | 3.1812 | 5.9022 | 3.1812 | 5.9022
234330-Premium T8 with T12 40 Watt Baseline - Tr1 | 0.17606 | 0.11353 | 0.1847 | 889.0461 | 13335.6909 | 0 | 0 | 0.093473 | 0 | 0.093473 | 0 | 0.1126 | 0 | 0.1126 | 0 | 3.2535 | 6.0363 | 3.2535 | 6.0363
234360-Lighting-IntrHiByLnrFlscntFxtr244wrplc400w(TrI)Tr1 | 0 | 0 | 2.8961 | 0 | 0 | -91.9659 | -1379.4878 | 0 | 6.1863 | 0 | 6.1863 | 0 | 4.1901 | 0 | 4.1901 | -0.22308 | -0.36852 | -0.22308 | -0.36852
234360-Lighting-IntrHiByLnrFlscntFxtr244wrplc400w(TrI)Tr1 | 0 | 0 | 1.0221 | 0 | 0 | -32.4585 | -486.878 | 0 | 6.1385 | 0 | 6.1385 | 0 | 4.1423 | 0 | 4.1423 | -0.21362 | -0.3529 | -0.21362 | -0.3529
234285-Lighting-Occpncy Snsr-Hi-Bay integrated Snsr-Tr1 | 2.4988 | 1.6113 | 2.4474 | 12618.2974 | 100946.379 | 0 | 0 | 0.1082 | 0 | 0.1082 | 0 | 0.11639 | 0 | 0.11639 | 0 | 7.9412 | 16.7262 | 7.9412 | 16.7262
234330-Premium T8 with T12 40 Watt Baseline - Tr1 | 0.37559 | 0.24219 | 0.39402 | 1896.6316 | 28449.4739 | 0 | 0 | 0.090475 | 0 | 0.090475 | 0 | 0.1096 | 0 | 0.1096 | 0 | 3.1812 | 5.9022 | 3.1812 | 5.9022
234303-Lighting-Remove 4 Ft Lamp (De-Lamp) - Tr1 | 0 | 0 | 0.29573 | 1538.4682 | 23077.0237 | -28.7796 | -431.6935 | 0 | 1.8238 | 0 | 1.8238 | 0 | 2.0013 | 0 | 2.0013 | -1.4536 | -1.1734 | -1.4536 | -1.1734
234330-Premium T8 with T12 40 Watt Baseline - Tr1 | 0.46948 | 0.30273 | 0.49253 | 2370.7895 | 35561.8424 | 0 | 0 | 0.093473 | 0 | 0.093473 | 0 | 0.1126 | 0 | 0.1126 | 0 | 3.2535 | 6.0363 | 3.2535 | 6.0363
234303-Lighting-Remove 4 Ft Lamp (De-Lamp) - Tr1 | 0 | 0 | 0.73933 | 3846.1706 | 57692.5592 | -71.9489 | -1079.2339 | 0 | 1.8717 | 0 | 1.8717 | 0 | 2.0492 | 0 | 2.0492 | -1.5179 | -1.2253 | -1.5179 | -1.2253
234360-Lighting-IntrHiByLnrFlscntFxtr244wrplc400w(TrI)Tr1 | 0 | 0 | 7.155 | 0 | 0 | -227.2098 | -3408.1463 | 0 | 6.1863 | 0 | 6.1863 | 0 | 4.1901 | 0 | 4.1901 | -0.22308 | -0.36852 | -0.22308 | -0.36852
234285-Lighting-Occpncy Snsr-Hi-Bay integrated Snsr-Tr1 | 17.4914 | 11.2789 | 17.1318 | 88328.0816 | 706624.653 | 0 | 0 | 0.1116 | 0 | 0.1116 | 0 | 0.11979 | 0 | 0.11979 | 0 | 8.1595 | 17.186 | 8.1595 | 17.186
234331-Premium T8 with T12 40 Watt Baseline - Tr2 | 1.8603 | 1.1996 | 2.772 | 9394.3801 | 140915.7021 | 0 | 0 | 0.074057 | 0 | 0.074057 | 0 | 0.10783 | 0 | 0.10783 | 0 | 2.2791 | 5.4708 | 2.2791 | 5.4708
234208-Lighting-8 Ft T-8 with Elec Ballast-Tr2 | 0.33616 | 0.21677 | 0.50408 | 1697.548 | 25463.2199 | 0 | 0 | -0.0058472 | 0 | -0.0058472 | 0 | 0.05975 | 0 | 0.05975 | 0 | 0.95757 | 1.8275 | 0.95757 | 1.8275
234304-Lighting-Remove 4 Ft Lamp (De-Lamp) - Tr2 | 0 | 0 | 4.2142 | 21923.1725 | 328847.5874 | -410.1089 | -6151.633 | 0 | 0.69035 | 0 | 0.69035 | 0 | 0.69063 | 0 | 0.69063 | 0 | 0 | 0 | 0
234084-Refrigeration -Cooler/Freezer Door Gaskets - Solid Doors: Cooler | 2.9479 | 2.4653 | 2.543 | 22248.24 | 88992.96 | 0 | 0 | 0.097885 | 0 | 0.097885 | 0 | 0.09318 | 0 | 0.09318 | 0 | 11.3668 | 7.5869 | 11.3668 | 7.5869
234063-Refrigeration - Anti-Sweat Heater Controls | 0.95439 | 0.79814 | 0.462 | 7203 | 86436 | 0 | 0 | 0.088615 | 0 | 0.088615 | 0 | 0.099362 | 0 | 0.099362 | 0 | 4.6111 | 8.2043 | 4.6111 | 8.2043
234126-Refrigeration - Efficient Evap Fan Motor Electronically Commutated Motor (ECM) | 0.053965 | 0.045131 | 0.055457 | 407.2915 | 6109.3725 | -0.40349 | -6.0524 | 0.048552 | 0.93798 | 0.048552 | 0.93798 | -0.08734 | 0.93798 | -0.08734 | 0.93798 | 1.7061 | 0.5659 | 1.7061 | 0.5659
234126-Refrigeration - Efficient Evap Fan Motor Electronically Commutated Motor (ECM) | 0.032379 | 0.027079 | 0.033274 | 244.3749 | 3665.6235 | -0.24209 | -3.6314 | 0.048552 | 0.93798 | 0.048552 | 0.93798 | -0.08734 | 0.93798 | -0.08734 | 0.93798 | 1.7061 | 0.5659 | 1.7061 | 0.5659
234063-Refrigeration - Anti-Sweat Heater Controls | 1.2089 | 1.011 | 0.5852 | 9123.8 | 109485.6 | 0 | 0 | 0.088615 | 0 | 0.088615 | 0 | 0.099362 | 0 | 0.099362 | 0 | 4.6111 | 8.2043 | 4.6111 | 8.2043
234126-Refrigeration - Efficient Evap Fan Motor Electronically Commutated Motor (ECM) | 0.010793 | 0.0090262 | 0.011091 | 81.4583 | 1221.8745 | -0.080698 | -1.2105 | 0.048552 | 0.93798 | 0.048552 | 0.93798 | -0.08734 | 0.93798 | -0.08734 | 0.93798 | 1.7061 | 0.5659 | 1.7061 | 0.5659
234330-Premium T8 with T12 40 Watt Baseline - Tr1 | 0.46948 | 0.30273 | 0.49253 | 2370.7895 | 35561.8424 | 0 | 0 | 0.093473 | 0 | 0.093473 | 0 | 0.1126 | 0 | 0.1126 | 0 | 3.2535 | 6.0363 | 3.2535 | 6.0363
234330-Premium T8 with T12 40 Watt Baseline - Tr1 | 0.32864 | 0.21191 | 0.34477 | 1659.5526 | 24893.2896 | 0 | 0 | 0.093473 | 0 | 0.093473 | 0 | 0.1126 | 0 | 0.1126 | 0 | 3.2535 | 6.0363 | 3.2535 | 6.0363
234330-Premium T8 with T12 40 Watt Baseline - Tr1 | 0.046948 | 0.030273 | 0.049253 | 237.0789 | 3556.1842 | 0 | 0 | 0.093473 | 0 | 0.093473 | 0 | 0.1126 | 0 | 0.1126 | 0 | 3.2535 | 6.0363 | 3.2535 | 6.0363
234063-Refrigeration - Anti-Sweat Heater Controls | 1.7179 | 1.4367 | 0.8316 | 12965.4 | 155584.8 | 0 | 0 | 0.088615 | 0 | 0.088615 | 0 | 0.099362 | 0 | 0.099362 | 0 | 4.6111 | 8.2043 | 4.6111 | 8.2043
234063-Refrigeration - Anti-Sweat Heater Controls | 2.1633 | 1.8091 | 1.0472 | 16326.8 | 195921.6 | 0 | 0 | 0.090186 | 0 | 0.090186 | 0 | 0.10093 | 0 | 0.10093 | 0 | 4.6751 | 8.3182 | 4.6751 | 8.3182
234063-Refrigeration - Anti-Sweat Heater Controls | 1.527 | 1.277 | 0.7392 | 11524.8 | 138297.6 | 0 | 0 | 0.088615 | 0 | 0.088615 | 0 | 0.099362 | 0 | 0.099362 | 0 | 4.6111 | 8.2043 | 4.6111 | 8.2043
234063-Refrigeration - Anti-Sweat Heater Controls | 1.527 | 1.277 | 0.7392 | 11524.8 | 138297.6 | 0 | 0 | 0.088615 | 0 | 0.088615 | 0 | 0.099362 | 0 | 0.099362 | 0 | 4.6111 | 8.2043 | 4.6111 | 8.2043
234063-Refrigeration - Anti-Sweat Heater Controls | 2.1633 | 1.8091 | 1.0472 | 16326.8 | 195921.6 | 0 | 0 | 0.088615 | 0 | 0.088615 | 0 | 0.099362 | 0 | 0.099362 | 0 | 4.6111 | 8.2043 | 4.6111 | 8.2043
234063-Refrigeration - Anti-Sweat Heater Controls | 1.2725 | 1.0642 | 0.616 | 9604 | 115248 | 0 | 0 | 0.091546 | 0 | 0.091546 | 0 | 0.10229 | 0 | 0.10229 | 0 | 4.7306 | 8.4168 | 4.7306 | 8.4168
234330-Premium T8 with T12 40 Watt Baseline - Tr1 | 0.42253 | 0.27246 | 0.44327 | 2133.7105 | 32005.6581 | 0 | 0 | 0.093473 | 0 | 0.093473 | 0 | 0.1126 | 0 | 0.1126 | 0 | 3.2535 | 6.0363 | 3.2535 | 6.0363
234303-Lighting-Remove 4 Ft Lamp (De-Lamp) - Tr1 | 0 | 0 | 0.6654 | 3461.5536 | 51923.3033 | -64.754 | -971.3105 | 0 | 1.8717 | 0 | 1.8717 | 0 | 2.0492 | 0 | 2.0492 | -1.5179 | -1.2253 | -1.5179 | -1.2253
234063-Refrigeration - Anti-Sweat Heater Controls | 2.386 | 1.9954 | 1.155 | 18007.5 | 216090 | 0 | 0 | 0.088615 | 0 | 0.088615 | 0 | 0.099362 | 0 | 0.099362 | 0 | 4.6111 | 8.2043 | 4.6111 | 8.2043
234085-Refrigeration -Strip Curtains for Walk-ins | 0.76883 | 0.55051 | 0.58317 | 5116.488 | 20465.952 | 0 | 0 | 0.10126 | 0 | 0.10126 | 0 | 0.10562 | 0 | 0.10562 | 0 | 13.1994 | 27.7999 | 13.1994 | 27.7999
234084-Refrigeration -Cooler/Freezer Door Gaskets - Solid Doors: Cooler | 0.99301 | 0.83044 | 0.85661 | 7494.4786 | 29977.9142 | 0 | 0 | 0.097885 | 0 | 0.097885 | 0 | 0.09318 | 0 | 0.09318 | 0 | 11.3668 | 7.5869 | 11.3668 | 7.5869
234126-Refrigeration - Efficient Evap Fan Motor Electronically Commutated Motor (ECM) | 0.032379 | 0.027079 | 0.033274 | 244.3749 | 3665.6235 | -0.24209 | -3.6314 | 0.048552 | 0.93798 | 0.048552 | 0.93798 | -0.08734 | 0.93798 | -0.08734 | 0.93798 | 1.7061 | 0.5659 | 1.7061 | 0.5659
234063-Refrigeration - Anti-Sweat Heater Controls | 1.7497 | 1.4633 | 0.847 | 13205.5 | 158466 | 0 | 0 | 0.088615 | 0 | 0.088615 | 0 | 0.099362 | 0 | 0.099362 | 0 | 4.6111 | 8.2043 | 4.6111 | 8.2043
234126-Refrigeration - Efficient Evap Fan Motor Electronically Commutated Motor (ECM) | 0.24824 | 0.2076 | 0.2551 | 1873.5409 | 28103.1135 | -1.8561 | -27.8408 | 0.048552 | 0.93798 | 0.048552 | 0.93798 | -0.08734 | 0.93798 | -0.08734 | 0.93798 | 1.7061 | 0.5659 | 1.7061 | 0.5659
234085-Refrigeration -Strip Curtains for Walk-ins | 0.76883 | 0.55051 | 0.58317 | 5116.488 | 20465.952 | 0 | 0 | 0.10339 | 0 | 0.10339 | 0 | 0.10957 | 0 | 0.10957 | 0 | 17.7505 | 0 | 17.7505 | 0
234084-Refrigeration -Cooler/Freezer Door Gaskets - Solid Doors: Cooler | 1.1779 | 0.98505 | 1.0161 | 8889.761 | 35559.0442 | 0 | 0 | 0.097885 | 0 | 0.097885 | 0 | 0.09318 | 0 | 0.09318 | 0 | 11.3668 | 7.5869 | 11.3668 | 7.5869
234063-Refrigeration - Anti-Sweat Heater Controls | 1.0498 | 0.87796 | 0.5082 | 7923.3 | 95079.6 | 0 | 0 | 0.088615 | 0 | 0.088615 | 0 | 0.099362 | 0 | 0.099362 | 0 | 4.6111 | 8.2043 | 4.6111 | 8.2043
234126-Refrigeration - Efficient Evap Fan Motor Electronically Commutated Motor (ECM) | 0.17269 | 0.14442 | 0.17746 | 1303.3328 | 19549.992 | -1.2912 | -19.3675 | 0.048552 | 0.93798 | 0.048552 | 0.93798 | -0.08734 | 0.93798 | -0.08734 | 0.93798 | 1.7061 | 0.5659 | 1.7061 | 0.5659
234085-Refrigeration -Strip Curtains for Walk-ins | 0.81576 | 0.58411 | 0.61876 | 5428.782 | 21715.128 | 0 | 0 | 0.10126 | 0 | 0.10126 | 0 | 0.10562 | 0 | 0.10562 | 0 | 13.1994 | 27.7999 | 13.1994 | 27.7999
234084-Refrigeration -Cooler/Freezer Door Gaskets - Solid Doors: Cooler | 0.68675 | 0.57432 | 0.59242 | 5183.0453 | 20732.1814 | 0 | 0 | 0.097885 | 0 | 0.097885 | 0 | 0.09318 | 0 | 0.09318 | 0 | 11.3668 | 7.5869 | 11.3668 | 7.5869
234085-Refrigeration -Strip Curtains for Walk-ins | 0.87394 | 0.62577 | 0.66289 | 5815.941 | 23263.764 | 0 | 0 | 0.10126 | 0 | 0.10126 | 0 | 0.10562 | 0 | 0.10562 | 0 | 13.1994 | 27.7999 | 13.1994 | 27.7999
234084-Refrigeration -Cooler/Freezer Door Gaskets - Solid Doors: Cooler | 0.71549 | 0.59836 | 0.61721 | 5399.9657 | 21599.8627 | 0 | 0 | 0.097885 | 0 | 0.097885 | 0 | 0.09318 | 0 | 0.09318 | 0 | 11.3668 | 7.5869 | 11.3668 | 7.5869
234085-Refrigeration -Strip Curtains for Walk-ins | 0.74987 | 0.53693 | 0.56879 | 4990.287 | 19961.148 | 0 | 0 | 0.10339 | 0 | 0.10339 | 0 | 0.10957 | 0 | 0.10957 | 0 | 17.7505 | 0 | 17.7505 | 0
234084-Refrigeration -Cooler/Freezer Door Gaskets - Solid Doors: Cooler | 1.4821 | 1.2395 | 1.2786 | 11186.0972 | 44744.389 | 0 | 0 | 0.097885 | 0 | 0.097885 | 0 | 0.09318 | 0 | 0.09318 | 0 | 11.3668 | 7.5869 | 11.3668 | 7.5869
234330-Premium T8 with T12 40 Watt Baseline - Tr1 | 0.51643 | 0.33301 | 0.54178 | 2607.8684 | 39118.0266 | 0 | 0 | 0.090475 | 0 | 0.090475 | 0 | 0.1096 | 0 | 0.1096 | 0 | 3.1812 | 5.9022 | 3.1812 | 5.9022
234207-Lighting-8 Ft T-8 with Elec Ballast-Tr1 | 0.12883 | 0.083072 | 0.14036 | 650.5572 | 9758.3581 | 0 | 0 | 0.031038 | 0 | 0.031038 | 0 | 0.06406 | 0 | 0.06406 | 0 | 1.3076 | 1.9435 | 1.3076 | 1.9435
234286-Lighting-Occpncy Snsr-Hi-Bay integrated Snsr-Tr2 | 19.4567 | 12.5462 | 30.9337 | 98252.2161 | 786017.7291 | 0 | 0 | 0.10115 | 0 | 0.10115 | 0 | 0.11483 | 0 | 0.11483 | 0 | 4.8852 | 10.2937 | 4.8852 | 10.2937
234285-Lighting-Occpncy Snsr-Hi-Bay integrated Snsr-Tr1 | 2.4988 | 1.6113 | 2.4474 | 12618.2974 | 100946.379 | 0 | 0 | 0.1116 | 0 | 0.1116 | 0 | 0.11979 | 0 | 0.11979 | 0 | 8.1595 | 17.186 | 8.1595 | 17.186
234360-Lighting-IntrHiByLnrFlscntFxtr244wrplc400w(TrI)Tr1 | 0 | 0 | 1.0221 | 0 | 0 | -32.4585 | -486.878 | 0 | 6.1863 | 0 | 6.1863 | 0 | 4.1901 | 0 | 4.1901 | -0.22308 | -0.36852 | -0.22308 | -0.36852
234285-Lighting-Occpncy Snsr-Hi-Bay integrated Snsr-Tr1 | 0.41646 | 0.26855 | 0.4079 | 2103.0496 | 16824.3965 | 0 | 0 | 0.1116 | 0 | 0.1116 | 0 | 0.11979 | 0 | 0.11979 | 0 | 8.1595 | 17.186 | 8.1595 | 17.186
234360-Lighting-IntrHiByLnrFlscntFxtr244wrplc400w(TrI)Tr1 | 0 | 0 | 0.17036 | 0 | 0 | -5.4098 | -81.1463 | 0 | 6.1863 | 0 | 6.1863 | 0 | 4.1901 | 0 | 4.1901 | -0.22308 | -0.36852 | -0.22308 | -0.36852
234285-Lighting-Occpncy Snsr-Hi-Bay integrated Snsr-Tr1 | 0.83292 | 0.53709 | 0.8158 | 4206.0991 | 33648.793 | 0 | 0 | 0.1116 | 0 | 0.1116 | 0 | 0.11979 | 0 | 0.11979 | 0 | 8.1595 | 17.186 | 8.1595 | 17.186
234360-Lighting-IntrHiByLnrFlscntFxtr244wrplc400w(TrI)Tr1 | 0 | 0 | 0.34072 | 0 | 0 | -10.8195 | -162.2927 | 0 | 6.1863 | 0 | 6.1863 | 0 | 4.1901 | 0 | 4.1901 | -0.22308 | -0.36852 | -0.22308 | -0.36852
234285-Lighting-Occpncy Snsr-Hi-Bay integrated Snsr-Tr1 | 0.83292 | 0.53709 | 0.8158 | 4206.0991 | 33648.793 | 0 | 0 | 0.1116 | 0 | 0.1116 | 0 | 0.11979 | 0 | 0.11979 | 0 | 8.1595 | 17.186 | 8.1595 | 17.186
234360-Lighting-IntrHiByLnrFlscntFxtr244wrplc400w(TrI)Tr1 | 0 | 0 | 0.34072 | 0 | 0 | -10.8195 | -162.2927 | 0 | 6.1863 | 0 | 6.1863 | 0 | 4.1901 | 0 | 4.1901 | -0.22308 | -0.36852 | -0.22308 | -0.36852
234330-Premium T8 with T12 40 Watt Baseline - Tr1 | 0.35211 | 0.22705 | 0.3694 | 1778.0921 | 26671.3818 | 0 | 0 | 0.093473 | 0 | 0.093473 | 0 | 0.1126 | 0 | 0.1126 | 0 | 3.2535 | 6.0363 | 3.2535 | 6.0363
234049-Lighting-LED Exit Sign New Sign | 0.068174 | 0.067731 | 0 | 597.2288 | 9555.6603 | 0 | 0 | 0.097092 | 0 | 0.097092 | 0 | 0.11684 | 0 | 0.11684 | 0 | 5.9169 | 0 | 5.9169 | 0
234285-Lighting-Occpncy Snsr-Hi-Bay integrated Snsr-Tr1 | 2.4988 | 1.6113 | 2.4474 | 12618.2974 | 100946.379 | 0 | 0 | 0.1116 | 0 | 0.1116 | 0 | 0.11979 | 0 | 0.11979 | 0 | 8.1595 | 17.186 | 8.1595 | 17.186
234360-Lighting-IntrHiByLnrFlscntFxtr244wrplc400w(TrI)Tr1 | 0 | 0 | 1.0221 | 0 | 0 | -32.4585 | -486.878 | 0 | 6.1863 | 0 | 6.1863 | 0 | 4.1901 | 0 | 4.1901 | -0.22308 | -0.36852 | -0.22308 | -0.36852
234047-Lighting-LED Chnnl Sgng Rplcmnt-Otdr Rd<=2 ft hgh | 0.017206 | 0.015599 | 0.26365 | 1533.84 | 24541.44 | 0 | 0 | 0.041998 | 0 | 0.041998 | 0 | 0.062605 | 0 | 0.062605 | 0 | 1.7768 | 2.8714 | 1.7768 | 2.8714
234047-Lighting-LED Chnnl Sgng Rplcmnt-Otdr Rd<=2 ft hgh | 0.03979 | 0.036072 | 0.60969 | 3547.005 | 56752.08 | 0 | 0 | 0.041998 | 0 | 0.041998 | 0 | 0.062605 | 0 | 0.062605 | 0 | 1.7768 | 2.8714 | 1.7768 | 2.8714
234085-Refrigeration -Strip Curtains for Walk-ins | 2.3701 | 1.6971 | 1.7978 | 15772.986 | 63091.944 | 0 | 0 | 0.096953 | 0 | 0.096953 | 0 | 0.10131 | 0 | 0.10131 | 0 | 12.68 | 26.7058 | 12.68 | 26.7058
234084-Refrigeration -Cooler/Freezer Door Gaskets - Solid Doors: Cooler | 1.334 | 1.1156 | 1.1508 | 10068.1232 | 40272.4927 | 0 | 0 | 0.093628 | 0 | 0.093628 | 0 | 0.088924 | 0 | 0.088924 | 0 | 10.916 | 7.286 | 10.916 | 7.286
234067-Refrigeration - Food Service -Auto Closer for Main Cooler Doors | 0.099706 | 0.083383 | 0.14556 | 752.5063 | 6020.0504 | -0.037362 | -0.2989 | 0.044085 | 0.85338 | 0.044085 | 0.85338 | 0.08646 | 0.85338 | 0.08646 | 0.85338 | 1.6809 | 4.874 | 1.6809 | 4.874
234085-Refrigeration -Strip Curtains for Walk-ins | 1.2857 | 0.92058 | 0.9752 | 8556 | 34224 | 0 | 0 | 0.10339 | 0 | 0.10339 | 0 | 0.10957 | 0 | 0.10957 | 0 | 17.7505 | 0 | 17.7505 | 0
234084-Refrigeration -Cooler/Freezer Door Gaskets - Solid Doors: Cooler | 0.85677 | 0.71651 | 0.73909 | 6466.292 | 25865.1682 | 0 | 0 | 0.097885 | 0 | 0.097885 | 0 | 0.09318 | 0 | 0.09318 | 0 | 11.3668 | 7.5869 | 11.3668 | 7.5869
234067-Refrigeration - Food Service -Auto Closer for Main Cooler Doors | 0.099706 | 0.083383 | 0.14556 | 752.5063 | 6020.0504 | -0.037362 | -0.2989 | 0.047246 | 0.89663 | 0.047246 | 0.89663 | 0.089621 | 0.89663 | 0.089621 | 0.89663 | 1.7297 | 5.0155 | 1.7297 | 5.0155
234084-Refrigeration -Cooler/Freezer Door Gaskets - Solid Doors: Cooler | 0.79382 | 0.66386 | 0.68478 | 5991.1332 | 23964.5328 | 0 | 0 | 0.097885 | 0 | 0.097885 | 0 | 0.09318 | 0 | 0.09318 | 0 | 11.3668 | 7.5869 | 11.3668 | 7.5869
234067-Refrigeration - Food Service -Auto Closer for Main Cooler Doors | 0.099706 | 0.083383 | 0.14556 | 752.5063 | 6020.0504 | -0.037362 | -0.2989 | 0.053938 | 0.89663 | 0.053938 | 0.89663 | 0.11193 | 0.89663 | 0.11193 | 0.89663 | 1.9294 | 0 | 1.9294 | 0
234312-Lighting-Screw in 14-26 Watt Lamp - Tr1 | 0 | 0 | 0.40418 | 2012.7111 | 4971.3965 | -27.1829 | -67.1417 | 0 | 2.6409 | 0 | 2.6409 | 0 | 2.8165 | 0 | 2.8165 | -0.37305 | -0.34185 | -0.37305 | -0.34185
234330-Premium T8 with T12 40 Watt Baseline - Tr1 | 0.30516 | 0.19678 | 0.32014 | 1541.0132 | 23115.1975 | 0 | 0 | 0.090475 | 0 | 0.090475 | 0 | 0.1096 | 0 | 0.1096 | 0 | 3.1812 | 5.9022 | 3.1812 | 5.9022
234303-Lighting-Remove 4 Ft Lamp (De-Lamp) - Tr1 | 0 | 0 | 0.48056 | 2500.0109 | 37500.1635 | -46.7668 | -701.502 | 0 | 1.8238 | 0 | 1.8238 | 0 | 2.0013 | 0 | 2.0013 | -1.4536 | -1.1734 | -1.4536 | -1.1734
234312-Lighting-Screw in 14-26 Watt Lamp - Tr1 | 0 | 0 | 0.10636 | 529.6608 | 1308.2622 | -7.1534 | -17.6689 | 0 | 2.7433 | 0 | 2.7433 | 0 | 2.9189 | 0 | 2.9189 | -0.4263 | -0.39063 | -0.4263 | -0.39063
234330-Premium T8 with T12 40 Watt Baseline - Tr1 | 0.79812 | 0.51465 | 0.8373 | 4030.3421 | 60455.132 | 0 | 0 | 0.093473 | 0 | 0.093473 | 0 | 0.1126 | 0 | 0.1126 | 0 | 3.2535 | 6.0363 | 3.2535 | 6.0363
234085-Refrigeration -Strip Curtains for Walk-ins | 1.5749 | 1.1277 | 1.1946 | 10481.1 | 41924.4 | 0 | 0 | 0.10126 | 0 | 0.10126 | 0 | 0.10562 | 0 | 0.10562 | 0 | 13.1994 | 27.7999 | 13.1994 | 27.7999
234084-Refrigeration -Cooler/Freezer Door Gaskets - Solid Doors: Cooler | 1.499 | 1.2536 | 1.2931 | 11313.23 | 45252.9202 | 0 | 0 | 0.097885 | 0 | 0.097885 | 0 | 0.09318 | 0 | 0.09318 | 0 | 11.3668 | 7.5869 | 11.3668 | 7.5869
234085-Refrigeration -Strip Curtains for Walk-ins | 0.78747 | 0.56386 | 0.59731 | 5240.55 | 20962.2 | 0 | 0 | 0.10126 | 0 | 0.10126 | 0 | 0.10562 | 0 | 0.10562 | 0 | 13.1994 | 27.7999 | 13.1994 | 27.7999
234084-Refrigeration -Cooler/Freezer Door Gaskets - Solid Doors: Cooler | 0.99859 | 0.83511 | 0.86143 | 7536.5913 | 30146.3652 | 0 | 0 | 0.097885 | 0 | 0.097885 | 0 | 0.09318 | 0 | 0.09318 | 0 | 11.3668 | 7.5869 | 11.3668 | 7.5869
234085-Refrigeration -Strip Curtains for Walk-ins | 0.78747 | 0.56386 | 0.59731 | 5240.55 | 20962.2 | 0 | 0 | 0.10126 | 0 | 0.10126 | 0 | 0.10562 | 0 | 0.10562 | 0 | 13.1994 | 27.7999 | 13.1994 | 27.7999
234084-Refrigeration -Cooler/Freezer Door Gaskets - Solid Doors: Cooler | 0.43555 | 0.36424 | 0.37572 | 3287.1775 | 13148.7098 | 0 | 0 | 0.097885 | 0 | 0.097885 | 0 | 0.09318 | 0 | 0.09318 | 0 | 11.3668 | 7.5869 | 11.3668 | 7.5869
234067-Refrigeration - Food Service -Auto Closer for Main Cooler Doors | 0.099706 | 0.083383 | 0.14556 | 752.5063 | 6020.0504 | -0.037362 | -0.2989 | 0.047246 | 0.89663 | 0.047246 | 0.89663 | 0.089621 | 0.89663 | 0.089621 | 0.89663 | 1.7297 | 5.0155 | 1.7297 | 5.0155
234330-Premium T8 with T12 40 Watt Baseline - Tr1 | 0.46948 | 0.30273 | 0.49253 | 2370.7895 | 35561.8424 | 0 | 0 | 0.093473 | 0 | 0.093473 | 0 | 0.1126 | 0 | 0.1126 | 0 | 3.2535 | 6.0363 | 3.2535 | 6.0363
234207-Lighting-8 Ft T-8 with Elec Ballast-Tr1 | 0.012883 | 0.0083072 | 0.014036 | 65.0557 | 975.8358 | 0 | 0 | 0.034036 | 0 | 0.034036 | 0 | 0.067057 | 0 | 0.067057 | 0 | 1.3373 | 1.9877 | 1.3373 | 1.9877
234306-Lighting-Remove 8 Ft Lamp (De-Lamp) - Tr1 | 0.095132 | 0.059002 | 0.10897 | 513.8546 | 7707.8188 | 0 | 0 | 0.121 | 0 | 0.121 | 0 | 0.12129 | 0 | 0.12129 | 0 | 11.9671 | 12.2885 | 11.9671 | 12.2885
234330-Premium T8 with T12 40 Watt Baseline - Tr1 | 0.5399 | 0.34814 | 0.56641 | 2726.4079 | 40896.1187 | 0 | 0 | 0.093473 | 0 | 0.093473 | 0 | 0.1126 | 0 | 0.1126 | 0 | 3.2535 | 6.0363 | 3.2535 | 6.0363
234303-Lighting-Remove 4 Ft Lamp (De-Lamp) - Tr1 | 0 | 0 | 0.48056 | 2500.0109 | 37500.1635 | -46.7668 | -701.502 | 0 | 1.8717 | 0 | 1.8717 | 0 | 2.0492 | 0 | 2.0492 | -1.5179 | -1.2253 | -1.5179 | -1.2253
234312-Lighting-Screw in 14-26 Watt Lamp - Tr1 | 0 | 0 | 0.234 | 1165.2538 | 2878.1769 | -15.7374 | -38.8715 | 0 | 2.3445 | 0 | 2.3445 | 0 | 0.81993 | 0 | 0.81993 | -0.53781 | 0 | -0.53781 | 0
234330-Premium T8 with T12 40 Watt Baseline - Tr1 | 0.23474 | 0.15137 | 0.24626 | 1185.3947 | 17780.9212 | 0 | 0 | 0.093473 | 0 | 0.093473 | 0 | 0.1126 | 0 | 0.1126 | 0 | 3.2535 | 6.0363 | 3.2535 | 6.0363
234084-Refrigeration -Cooler/Freezer Door Gaskets - Solid Doors: Cooler | 2.1951 | 1.8357 | 1.8936 | 16566.993 | 66267.972 | 0 | 0 | 0.097885 | 0 | 0.097885 | 0 | 0.09318 | 0 | 0.09318 | 0 | 11.3668 | 7.5869 | 11.3668 | 7.5869
234085-Refrigeration -Strip Curtains for Walk-ins | 0.82508 | 0.59079 | 0.62583 | 5490.813 | 21963.252 | 0 | 0 | 0.10339 | 0 | 0.10339 | 0 | 0.10957 | 0 | 0.10957 | 0 | 17.7505 | 0 | 17.7505 | 0
234084-Refrigeration -Cooler/Freezer Door Gaskets - Solid Doors: Cooler | 0.35711 | 0.29865 | 0.30806 | 2695.2154 | 10780.8614 | 0 | 0 | 0.097885 | 0 | 0.097885 | 0 | 0.09318 | 0 | 0.09318 | 0 | 11.3668 | 7.5869 | 11.3668 | 7.5869
234002-A/C-Reflective Window Film Coastal | 0.81967 | 0.37665 | 0.391 | 2114.8 | 21148 | 0 | 0 | 0.11645 | 0 | 0.11645 | 0 | 0.12905 | 0 | 0.12905 | 0 | 3.9801 | 5.8746 | 3.9801 | 5.8746
234330-Premium T8 with T12 40 Watt Baseline - Tr1 | 0.093896 | 0.060547 | 0.098505 | 474.1579 | 7112.3685 | 0 | 0 | 0.093473 | 0 | 0.093473 | 0 | 0.1126 | 0 | 0.1126 | 0 | 3.2535 | 6.0363 | 3.2535 | 6.0363
234330-Premium T8 with T12 40 Watt Baseline - Tr1 | 0.093896 | 0.060547 | 0.098505 | 474.1579 | 7112.3685 | 0 | 0 | 0.093473 | 0 | 0.093473 | 0 | 0.1126 | 0 | 0.1126 | 0 | 3.2535 | 6.0363 | 3.2535 | 6.0363
234312-Lighting-Screw in 14-26 Watt Lamp - Tr1 | 0 | 0 | 0.10636 | 529.6608 | 1308.2622 | -7.1534 | -17.6689 | 0 | 2.7433 | 0 | 2.7433 | 0 | 2.9189 | 0 | 2.9189 | -0.4263 | -0.39063 | -0.4263 | -0.39063
234331-Premium T8 with T12 40 Watt Baseline - Tr2 | 0.37533 | 0.24202 | 0.55927 | 1895.3574 | 28430.3609 | 0 | 0 | 0.077055 | 0 | 0.077055 | 0 | 0.11083 | 0 | 0.11083 | 0 | 2.3309 | 5.5951 | 2.3309 | 5.5951
234304-Lighting-Remove 4 Ft Lamp (De-Lamp) - Tr2 | 0 | 0 | 0.85023 | 4423.0962 | 66346.4431 | -82.7413 | -1241.1189 | 0 | 0.69035 | 0 | 0.69035 | 0 | 0.69063 | 0 | 0.69063 | 0 | 0 | 0 | 0
234331-Premium T8 with T12 40 Watt Baseline - Tr2 | 0.35901 | 0.2315 | 0.53495 | 1812.9506 | 27194.2583 | 0 | 0 | 0.077055 | 0 | 0.077055 | 0 | 0.11083 | 0 | 0.11083 | 0 | 2.3309 | 5.5951 | 2.3309 | 5.5951
234304-Lighting-Remove 4 Ft Lamp (De-Lamp) - Tr2 | 0 | 0 | 0.81326 | 4230.7877 | 63461.8151 | -79.1438 | -1187.1573 | 0 | 0.69035 | 0 | 0.69035 | 0 | 0.69063 | 0 | 0.69063 | 0 | 0 | 0 | 0
234330-Premium T8 with T12 40 Watt Baseline - Tr1 | 3.0282 | 1.9526 | 3.1768 | 15291.5922 | 229373.8832 | 0 | 0 | 0.093473 | 0 | 0.093473 | 0 | 0.1126 | 0 | 0.1126 | 0 | 3.2535 | 6.0363 | 3.2535 | 6.0363
234303-Lighting-Remove 4 Ft Lamp (De-Lamp) - Tr1 | 0 | 0 | 0.27725 | 1442.314 | 21634.7097 | -26.9808 | -404.7127 | 0 | 1.8717 | 0 | 1.8717 | 0 | 2.0492 | 0 | 2.0492 | -1.5179 | -1.2253 | -1.5179 | -1.2253
234330-Premium T8 with T12 40 Watt Baseline - Tr1 | 0.25822 | 0.1665 | 0.27089 | 1303.9342 | 19559.0133 | 0 | 0 | 0.093473 | 0 | 0.093473 | 0 | 0.1126 | 0 | 0.1126 | 0 | 3.2535 | 6.0363 | 3.2535 | 6.0363
234303-Lighting-Remove 4 Ft Lamp (De-Lamp) - Tr1 | 0 | 0 | 0.40663 | 2115.3938 | 31730.9076 | -39.5719 | -593.5786 | 0 | 1.8717 | 0 | 1.8717 | 0 | 2.0492 | 0 | 2.0492 | -1.5179 | -1.2253 | -1.5179 | -1.2253
234084-Refrigeration -Cooler/Freezer Door Gaskets - Solid Doors: Cooler | 3.0426 | 2.5445 | 2.6247 | 22963.362 | 91853.448 | 0 | 0 | 0.097885 | 0 | 0.097885 | 0 | 0.09318 | 0 | 0.09318 | 0 | 11.3668 | 7.5869 | 11.3668 | 7.5869
234085-Refrigeration -Strip Curtains for Walk-ins | 0.71419 | 0.51138 | 0.54172 | 4752.858 | 19011.432 | 0 | 0 | 0.10126 | 0 | 0.10126 | 0 | 0.10562 | 0 | 0.10562 | 0 | 13.1994 | 27.7999 | 13.1994 | 27.7999
234084-Refrigeration -Cooler/Freezer Door Gaskets - Solid Doors: Cooler | 0.9071 | 0.7586 | 0.78251 | 6846.1013 | 27384.4051 | 0 | 0 | 0.097885 | 0 | 0.097885 | 0 | 0.09318 | 0 | 0.09318 | 0 | 11.3668 | 7.5869 | 11.3668 | 7.5869
234331-Premium T8 with T12 40 Watt Baseline - Tr2 | 0.17135 | 0.11049 | 0.25532 | 865.2719 | 12979.0778 | 0 | 0 | 0.082361 | 0 | 0.082361 | 0 | 0.13495 | 0 | 0.13495 | 0 | 2.5661 | 0 | 2.5661 | 0
234304-Lighting-Remove 4 Ft Lamp (De-Lamp) - Tr2 | 0 | 0 | 0.12938 | 673.0799 | 10096.1979 | -12.5911 | -188.8659 | 0 | 0.5315 | 0 | 0.5315 | 0 | 0 | 0 | 0 | 0 | 0 | 0 | 0
234361-Lighting-IntrHiByLnrFlscntFxtr244wrplc400w(TrI)Tr2 | 1.3683 | 0.88231 | 2.178 | 6909.5784 | 103643.6754 | 0 | 0 | 0.078003 | 0 | 0.078003 | 0 | 0.11158 | 0 | 0.11158 | 0 | 2.3697 | 5.774 | 2.3697 | 5.774
234286-Lighting-Occpncy Snsr-Hi-Bay integrated Snsr-Tr2 | 3.2428 | 2.091 | 5.1556 | 16375.3694 | 131002.9548 | 0 | 0 | 0.10115 | 0 | 0.10115 | 0 | 0.11483 | 0 | 0.11483 | 0 | 4.8852 | 10.2937 | 4.8852 | 10.2937
234360-Lighting-IntrHiByLnrFlscntFxtr244wrplc400w(TrI)Tr1 | 0 | 0 | 4.4293 | 0 | 0 | -140.6537 | -2109.8049 | 0 | 6.1385 | 0 | 6.1385 | 0 | 4.1423 | 0 | 4.1423 | -0.21362 | -0.3529 | -0.21362 | -0.3529
234285-Lighting-Occpncy Snsr-Hi-Bay integrated Snsr-Tr1 | 10.828 | 6.9822 | 10.6054 | 54679.2886 | 437434.309 | 0 | 0 | 0.1082 | 0 | 0.1082 | 0 | 0.11639 | 0 | 0.11639 | 0 | 7.9412 | 16.7262 | 7.9412 | 16.7262
234330-Premium T8 with T12 40 Watt Baseline - Tr1 | 0.86854 | 0.56006 | 0.91118 | 4385.9606 | 65789.4084 | 0 | 0 | 0.090475 | 0 | 0.090475 | 0 | 0.1096 | 0 | 0.1096 | 0 | 3.1812 | 5.9022 | 3.1812 | 5.9022
234303-Lighting-Remove 4 Ft Lamp (De-Lamp) - Tr1 | 0 | 0 | 0.59146 | 3076.9365 | 46154.0474 | -57.5591 | -863.3871 | 0 | 1.8238 | 0 | 1.8238 | 0 | 2.0013 | 0 | 2.0013 | -1.4536 | -1.1734 | -1.4536 | -1.1734
234306-Lighting-Remove 8 Ft Lamp (De-Lamp) - Tr1 | 0.47566 | 0.29501 | 0.54487 | 2569.2729 | 38539.094 | 0 | 0 | 0.118 | 0 | 0.118 | 0 | 0.11829 | 0 | 0.11829 | 0 | 11.6949 | 12.0089 | 11.6949 | 12.0089
234332-Premium T8 with T12 40 Watt Baseline - Tr3 | 0.12393 | 0.079915 | 0.23431 | 625.8317 | 9387.4758 | 0 | 0 | 0.091951 | 0 | 0.091951 | 0 | 0.10902 | 0 | 0.10902 | 0 | 3.2986 | 5.7528 | 3.2986 | 5.7528
234308-Lighting-Remove 8 Ft Lamp (De-Lamp) - Tr3 | 0.11591 | 0.071887 | 0.26492 | 626.0737 | 9391.1048 | 0 | 0 | 0.10946 | 0 | 0.10946 | 0 | 0.11955 | 0 | 0.11955 | 0 | 6.5925 | 13.6107 | 6.5925 | 13.6107
234330-Premium T8 with T12 40 Watt Baseline - Tr1 | 0.093896 | 0.060547 | 0.098505 | 474.1579 | 7112.3685 | 0 | 0 | 0.093473 | 0 | 0.093473 | 0 | 0.1126 | 0 | 0.1126 | 0 | 3.2535 | 6.0363 | 3.2535 | 6.0363
234303-Lighting-Remove 4 Ft Lamp (De-Lamp) - Tr1 | 0 | 0 | 0.073933 | 384.6171 | 5769.2559 | -7.1949 | -107.9234 | 0 | 1.8717 | 0 | 1.8717 | 0 | 2.0492 | 0 | 2.0492 | -1.5179 | -1.2253 | -1.5179 | -1.2253
234360-Lighting-IntrHiByLnrFlscntFxtr244wrplc400w(TrI)Tr1 | 0 | 0 | 0.51107 | 0 | 0 | -16.2293 | -243.439 | 0 | 6.1863 | 0 | 6.1863 | 0 | 4.1901 | 0 | 4.1901 | -0.22308 | -0.36852 | -0.22308 | -0.36852
234285-Lighting-Occpncy Snsr-Hi-Bay integrated Snsr-Tr1 | 1.2494 | 0.80564 | 1.2237 | 6309.1487 | 50473.1895 | 0 | 0 | 0.1116 | 0 | 0.1116 | 0 | 0.11979 | 0 | 0.11979 | 0 | 8.1595 | 17.186 | 8.1595 | 17.186
234312-Lighting-Screw in 14-26 Watt Lamp - Tr1 | 0 | 0 | 0.063818 | 317.7965 | 784.9573 | -4.292 | -10.6013 | 0 | 2.7433 | 0 | 2.7433 | 0 | 2.9189 | 0 | 2.9189 | -0.4263 | -0.39063 | -0.4263 | -0.39063
234330-Premium T8 with T12 40 Watt Baseline - Tr1 | 0.7277 | 0.46924 | 0.76342 | 3674.7237 | 55120.8556 | 0 | 0 | 0.093473 | 0 | 0.093473 | 0 | 0.1126 | 0 | 0.1126 | 0 | 3.2535 | 6.0363 | 3.2535 | 6.0363
234306-Lighting-Remove 8 Ft Lamp (De-Lamp) - Tr1 | 1.4745 | 0.91453 | 1.6891 | 7964.7461 | 119471.1915 | 0 | 0 | 0.121 | 0 | 0.121 | 0 | 0.12129 | 0 | 0.12129 | 0 | 11.9671 | 12.2885 | 11.9671 | 12.2885
234360-Lighting-IntrHiByLnrFlscntFxtr244wrplc400w(TrI)Tr1 | 0 | 0 | 1.8739 | 0 | 0 | -59.5073 | -892.6098 | 0 | 6.1385 | 0 | 6.1385 | 0 | 4.1423 | 0 | 4.1423 | -0.21362 | -0.3529 | -0.21362 | -0.3529
234285-Lighting-Occpncy Snsr-Hi-Bay integrated Snsr-Tr1 | 4.5811 | 2.954 | 4.4869 | 23133.5452 | 185068.3615 | 0 | 0 | 0.1082 | 0 | 0.1082 | 0 | 0.11639 | 0 | 0.11639 | 0 | 7.9412 | 16.7262 | 7.9412 | 16.7262
234360-Lighting-IntrHiByLnrFlscntFxtr244wrplc400w(TrI)Tr1 | 0 | 0 | 0.51107 | 0 | 0 | -16.2293 | -243.439 | 0 | 6.1385 | 0 | 6.1385 | 0 | 4.1423 | 0 | 4.1423 | -0.21362 | -0.3529 | -0.21362 | -0.3529
234285-Lighting-Occpncy Snsr-Hi-Bay integrated Snsr-Tr1 | 1.2494 | 0.80564 | 1.2237 | 6309.1487 | 50473.1895 | 0 | 0 | 0.1082 | 0 | 0.1082 | 0 | 0.11639 | 0 | 0.11639 | 0 | 7.9412 | 16.7262 | 7.9412 | 16.7262
234330-Premium T8 with T12 40 Watt Baseline - Tr1 | 0.46948 | 0.30273 | 0.49253 | 2370.7895 | 35561.8424 | 0 | 0 | 0.093473 | 0 | 0.093473 | 0 | 0.1126 | 0 | 0.1126 | 0 | 3.2535 | 6.0363 | 3.2535 | 6.0363
234360-Lighting-IntrHiByLnrFlscntFxtr244wrplc400w(TrI)Tr1 | 0 | 0 | 0.68143 | 0 | 0 | -21.639 | -324.5854 | 0 | 6.1863 | 0 | 6.1863 | 0 | 4.1901 | 0 | 4.1901 | -0.22308 | -0.36852 | -0.22308 | -0.36852

## Output
Program Summary |  | Nominal | Present Value | [5 empty] | Avoided Cost Version
Proposer Name |  | 0 | [6 empty] | 2010-05-04
Program Name |  | 0 | [6 empty] | 2010-05-04
Total Program Budget ($) |  | 732109.38 | 694406.3987 | [5 empty] | Base Year
2009
Net Participant Cost ($) |  | 420189.4096 | 399911.3255 | [5 empty] | SDG&E 09-11 4g3.xls
Program Impacts | [9 empty] | Program Impacts (Gross)
| Annual Net kWh | Lifecycle Net kWh | Annual Net Therms | Lifecycle Net Therms | Net Jul-Sept Pk (kW) | Net Dec-Feb Pk (kW) | Net CEC (kW) | User Entered kW |  |  | Annual Gross kWh | Lifecycle Gross kWh | Annual Gross Therms | Lifecycle Gross Therms | User Entered kW
2009-2011 | 6561566.4344 | 60311794.0883 | -13724.8822 | -164684.1555 | 1021.0306 | 696.6074 | 0 | 1291.248 |  | 2009-2011 | 8422269.0992 | 77218774.9464 | -16861.6953 | -200394.7729 | 1623.9948
2012-2015 | 0 | 0 | 0 | 0 | 0 | 0 | 0 | 0 |  | 2012-2015 | 0 | 0 | 0 | 0 | 0
2016-2019 | 0 | 0 | 0 | 0 | 0 | 0 | 0 | 0 |  | 2016-2019 | 0 | 0 | 0 | 0 | 0
Cost Effectiveness (Lifecycle Present Value Dollars)
|  | Benefits |  |  | Benefit - Cost
| Cost | Electric | Gas | Incentives | NPV | B/C Ratio | Notes
Program TRC ($) | 1094317.7242 | 4199373.6664 | -89831.378 | NA | 3015224.5642 | 3.7553 | *1
Program PAC ($) | 694406.3987 | 4199373.6664 | -89831.378 | NA | 3415135.8897 | 5.9181 | *1,2
Program RIM ($) | 694406.3987 | 4199373.6664 | -89831.378 | NA | 3415135.8897 | 5.9181 | *1
*1 B/C Ratio is an approximation because any supply cost increases are treated as negative benefits rather than as a cost as in the Standard Practice Manual
*2 PAC benefits include environmental costs. This is to be consistent with the TRC benefits, but is not strictly consistent with the Standard Practice Manual.
Levelized Cost and Benefit (All Measures Installed through 2019)
| Discounted Savings |  |  |  | Benefit - Cost
| kWh | Therms | Cost | Benefits | NPV
TRC ($/kWh ) | 39937726.2724 |  | 0.020929 | 0.10515 | 0.084219
PAC ($/kWh) | 39937726.2724 |  | 0.012866 | 0.10515 | 0.092282
RIM ($/kWh) | 39937726.2724 |  | 0.017767 | 0.10515 | 0.087381
TRC ($/therm) |  | -98035.0053 | -2.6364 | 0.91632 | 3.5527
PAC ($/therm) |  | -98035.0053 | -1.842 | 0.91632 | 2.7584
RIM ($/therm) |  | -98035.0053 | 0.15483 | 0.91632 | 0.76149
Emissions Reductions | [9 empty] | Emissions Reductions (Gross)
| Electric Reductions |  |  | Gas Reductions | [6 empty] | Electric Reductions |  |  | Gas Reductions
Annual Reductions | CO2 (tons) | NOX (lbs) | PM-10 (lbs) | CO2 (tons) | NOX (lbs) |  |  |  |  | Annual Reductions | CO2 (tons) | NOX (lbs) | PM-10 (lbs) | CO2 (tons) | NOX (lbs)
2009 | 3244.635 | 875.0871 | 417.0548 | -80.2906 | -126.2689 | * annual reductions are the units |  |  |  | 2009 | 4159.384 | 1120.5726 | 534.788 | -98.6409 | -155.1276 | * annual reductions are the units
2010 | 0 | 0 | 0 | 0 | 0 | implemented in the year, times |  |  |  | 2010 | 0 | 0 | 0 | 0 | 0 | implemented in the year, times
2011 | 0 | 0 | 0 | 0 | 0 | the annual emission reduction |  |  |  | 2011 | 0 | 0 | 0 | 0 | 0 | the annual emission reduction
2012 | 0 | 0 | 0 | 0 | 0 | for the measure. |  |  |  | 2012 | 0 | 0 | 0 | 0 | 0 | for the measure.
2013 | 0 | 0 | 0 | 0 | 0 |  |  |  |  | 2013 | 0 | 0 | 0 | 0 | 0
2014 | 0 | 0 | 0 | 0 | 0 |  |  |  |  | 2014 | 0 | 0 | 0 | 0 | 0
2015 | 0 | 0 | 0 | 0 | 0 |  |  |  |  | 2015 | 0 | 0 | 0 | 0 | 0
2016 | 0 | 0 | 0 | 0 | 0 |  |  |  |  | 2016 | 0 | 0 | 0 | 0 | 0
2017 | 0 | 0 | 0 | 0 | 0 |  |  |  |  | 2017 | 0 | 0 | 0 | 0 | 0
2018 | 0 | 0 | 0 | 0 | 0 |  |  |  |  | 2018 | 0 | 0 | 0 | 0 | 0
2019 | 0 | 0 | 0 | 0 | 0 |  |  |  |  | 2019 | 0 | 0 | 0 | 0 | 0
Total Annual | 3244.635 | 875.0871 | 417.0548 | -80.2906 | -126.2689 |  |  |  |  | Total Annual | 4159.384 | 1120.5726 | 534.788 | -98.6409 | -155.1276
Lifecycle Reductions | [9 empty] | Lifecycle Reductions
2009 | 28587.1312 | 7735.6788 | 3671.2648 | -963.4023 | -1515.0942 |  |  |  |  | 2009 | 36474.4909 | 9862.1303 | 4685.1799 | -1172.3094 | -1843.6319
2010 | 0 | 0 | 0 | 0 | 0 |  |  |  |  | 2010 | 0 | 0 | 0 | 0 | 0
2011 | 0 | 0 | 0 | 0 | 0 |  |  |  |  | 2011 | 0 | 0 | 0 | 0 | 0
2012 | 0 | 0 | 0 | 0 | 0 |  |  |  |  | 2012 | 0 | 0 | 0 | 0 | 0
2013 | 0 | 0 | 0 | 0 | 0 |  |  |  |  | 2013 | 0 | 0 | 0 | 0 | 0
2014 | 0 | 0 | 0 | 0 | 0 |  |  |  |  | 2014 | 0 | 0 | 0 | 0 | 0
2015 | 0 | 0 | 0 | 0 | 0 |  |  |  |  | 2015 | 0 | 0 | 0 | 0 | 0
2016 | 0 | 0 | 0 | 0 | 0 |  |  |  |  | 2016 | 0 | 0 | 0 | 0 | 0
2017 | 0 | 0 | 0 | 0 | 0 |  |  |  |  | 2017 | 0 | 0 | 0 | 0 | 0
2018 | 0 | 0 | 0 | 0 | 0 |  |  |  |  | 2018 | 0 | 0 | 0 | 0 | 0
2019 | 0 | 0 | 0 | 0 | 0 |  |  |  |  | 2019 | 0 | 0 | 0 | 0 | 0
Total Lifecycle | 28587.1312 | 7735.6788 | 3671.2648 | -963.4023 | -1515.0942 |  |  |  |  | Total Lifecycle | 36474.4909 | 9862.1303 | 4685.1799 | -1172.3094 | -1843.6319
Reductions based on total annual installations | [9 empty] | Reductions based on total annual installations (Gross)
| Annual Net kWh | Lifecycle Net kWh | Annual Net Therms | Lifecycle Net Therms | Net July-Sept Peak (kW) | Net Dec-Feb (kW) |  | User Entered kW | Net Annual NCP (kW) |  | Annual Gross kWh | Lifecycle Gross kWh | Annual Gross Therms | Lifecycle Gross Therms | User Entered kW
2009 | 6561566.4344 | 60311794.0883 | -13724.8822 | -164684.1555 | 1021.0306 | 696.6074 |  | 1291.248 | 535.9917 | 2009 | 8422269.0992 | 77218774.9464 | -16861.6953 | -200394.7729 | 1623.9948
2010 | 0 | 0 | 0 | 0 | 0 | 0 |  | 0 | 539.9156 | 2010 | 0 | 0 | 0 | 0 | 0
2011 | 0 | 0 | 0 | 0 | 0 | 0 |  | 0 | 0 | 2011 | 0 | 0 | 0 | 0 | 0
2012 | 0 | 0 | 0 | 0 | 0 | 0 |  | 0 | -1.6455 | 2012 | 0 | 0 | 0 | 0 | 0
2013 | 0 | 0 | 0 | 0 | 0 | 0 |  | 0 | -0.046265 | 2013 | 0 | 0 | 0 | 0 | 0
2014 | 0 | 0 | 0 | 0 | 0 | 0 |  | 0 | -157.1761 | 2014 | 0 | 0 | 0 | 0 | 0
2015 | 0 | 0 | 0 | 0 | 0 | 0 |  | 0 | -7.9434 | 2015 | 0 | 0 | 0 | 0 | 0
2016 | 0 | 0 | 0 | 0 | 0 | 0 |  | 0 | 0 | 2016 | 0 | 0 | 0 | 0 | 0
2017 | 0 | 0 | 0 | 0 | 0 | 0 |  | 0 | 0 | 2017 | 0 | 0 | 0 | 0 | 0
2018 | 0 | 0 | 0 | 0 | 0 | 0 |  | 0 | -616.7324 | 2018 | 0 | 0 | 0 | 0 | 0
2019 | 0 | 0 | 0 | 0 | 0 | 0 |  | 0 | 0 | 2019 | 0 | 0 | 0 | 0 | 0
Total | 6561566.4344 | 60311794.0883 | -13724.8822 | -164684.1555 | 1021.0306 | 696.6074 |  | 1291.248 | 292.3637 | Total | 8422269.0992 | 77218774.9464 | -16861.6953 | -200394.7729 | 1623.9948
Net Impacts by Sector (All Measures Installed through 2019)
| Annual Net kWh | Lifecycle Net kWh | Annual Net Therms | Lifecycle Net Therms | Net July-Sept Peak (kW) | Net Dec-Feb (kW) |  | User Entered kW | TRC Lifecycle Net Benefits* ($)
Total | 6561566.4344 | 60311794.0883 | -13724.8822 | -164684.1555 | 1021.0306 | 696.6074 |  | 1291.248 | 3015224.5642
RES | 0 | 0 | 0 | 0 | 0 | 0 |  | 0 | 0
NON_RES | 0 | 0 | 0 | 0 | 0 | 0 |  | 0 | 0
Residential | 0 | 0 | 0 | 0 | 0 | 0 |  | 0 | 0
Commercial | 6561566.4344 | 60311794.0883 | -13724.8822 | -164684.1555 | 1021.0306 | 696.6074 |  | 1291.248 | 3015224.5642
Industrial | 0 | 0 | 0 | 0 | 0 | 0 |  | 0 | 0
Agricultural | 0 | 0 | 0 | 0 | 0 | 0 |  | 0 | 0
Not Used | 0 | 0 | 0 | 0 | 0 | 0 |  | 0 | 0
0 | 0 | 0 | 0 | 0 | 0 | 0 |  | 0 | 0
0 | 0 | 0 | 0 | 0 | 0 | 0 |  | 0 | 0
0 | 0 | 0 | 0 | 0 | 0 | 0 |  | 0 | 0
0 | 0 | 0 | 0 | 0 | 0 | 0 |  | 0 | 0
0 | 0 | 0 | 0 | 0 | 0 | 0 |  | 0 | 0
0 |  |  | 0 |  |  |  |  | 0 | 0
0 |  |  | 0 |  |  |  |  | 0 | 0
0 |  |  | 0 |  |  |  |  | 0 | 0
0 |  |  | 0 |  |  |  |  | 0 | 0
0 |  |  | 0 |  |  |  |  | 0 | 0
0 |  |  | 0 |  |  |  |  | 0 | 0
0 |  |  | 0 |  |  |  |  | 0 | 0
0 |  |  | 0 |  |  |  |  | 0 | 0
0 |  |  | 0 |  |  |  |  | 0 | 0
0 |  |  | 0 |  |  |  |  | 0 | 0
0 |  |  | 0 |  |  |  |  | 0 | 0
Other and unspecified | 0 | 0 | 0 | 0 | 0 | 0 | 0 | 0 | 0
* Include program-level and admin costs allocated based to total gas and electric programs at the measure level.
Net Impacts by CPUC End Use Categories (All Measures Installed through 2019)
| Annual Net kWh | Lifecycle Net kWh | Annual Net Therms | Lifecycle Net Therms | Net July-Sept Peak (kW) | Net Dec-Feb Pk (kW) |  | User Entered kW | TRC Lifecycle Net Benefits* ($)
Total | 6561566.4344 | 60311794.0883 | -13724.8822 | -164684.1555 | 1021.0306 | 696.6074 |  | 1291.248 | 3015224.5642
Clothes Dryer | 0 | 0 | 0 | 0 | 0 | 0 |  | 0 | 0
Clothes Washer | 0 | 0 | 0 | 0 | 0 | 0 |  | 0 | 0
Consumer Electronics | 0 | 0 | 0 | 0 | 0 | 0 |  | 0 | 0
Cooking | 0 | 0 | 0 | 0 | 0 | 0 |  | 0 | 0
Dishwasher | 0 | 0 | 0 | 0 | 0 | 0 |  | 0 | 0
Other Appliance | 0 | 0 | 0 | 0 | 0 | 0 |  | 0 | 0
Office Equipment | 32447.6608 | 389565.0759 | 0 | 0 | 6.2743 | 3.9232 |  | 7.3711 | 21686.1483
Building shell | 0 | 0 | 0 | 0 | 0 | 0 |  | 0 | 0
Space Cooling | 14887.6664 | 148876.6636 | 0 | 0 | 5.7703 | 2.6515 |  | 2.3149 | 12778.6336
Space Heating | 0 | 0 | 0 | 0 | 0 | 0 |  | 0 | 0
Ventilation | 63867.3158 | 930460.6576 | 2857.4728 | 50805.328 | 12.8147 | 7.7138 |  | 1.2122 | 68250.765
Interior Lighting | 3913471.7193 | 38875066.9844 | 0 | 0 | 774.1714 | 498.9217 |  | 845.1957 | 2631141.0717
Exterior Lighting | 44806.02 | 279919.395 | 0 | 0 | 5.1258 | 4.1912 |  | 0.87333 | 17353.8943
Daylighting | 0 | 0 | 0 | 0 | 0 | 0 |  | 0 | 0
Motors | 0 | 0 | 0 | 0 | 0 | 0 |  | 0 | 0
Process | 0 | 0 | 0 | 0 | 0 | 0 |  | 0 | 0
Compressed Air | 0 | 0 | 0 | 0 | 0 | 0 |  | 0 | 0
Food Processor | 0 | 0 | 0 | 0 | 0 | 0 |  | 0 | 0
Refrigeration | 1576823.6494 | 8597308.3207 | -34.5896 | -516.2283 | 211.8292 | 174.1939 |  | 168.8382 | 598397.5519
Freezers | 0 | 0 | 0 | 0 | 0 | 0 |  | 0 | 0
Pumps | 0 | 0 | 0 | 0 | 0 | 0 |  | 0 | 0
Pool Pump | 0 | 0 | 0 | 0 | 0 | 0 |  | 0 | 0
Domestic Hot Water | 0 | 0 | 0 | 0 | 0 | 0 |  | 0 | 0
Water Heating | 0 | 0 | 0 | 0 | 0 | 0 |  | 0 | 0
Other and unspecified | 915262.4027 | 11090596.9911 | -16547.7654 | -214973.2551 | 5.0449 | 5.0121 | 0 | 265.4425 | -334383.5007
* Include program-level and admin costs allocated based to total gas and electric programs at the measure level.
Net Impacts by Climate Zone (All Measures Installed through 2016)
| Annual Net kWh | Lifecycle Net kWh | Annual Net Therms | Lifecycle Net Therms | Net July-Sept Peak (kW) | Net dec-Feb Pk (kW) |  | User Entered kW | TRC Lifecycle Net Benefits* ($)
Total | 6561566.4344 | 60311794.0883 | -13724.8822 | -164684.1555 | 1021.0306 | 696.6074 |  | 1291.248 | 3015224.5642
7 | 0 | 0 | 0 | 0 | 0 | 0 |  | 0 | 0
10 | 0 | 0 | 0 | 0 | 0 | 0 |  | 0 | 0
14 | 0 | 0 | 0 | 0 | 0 | 0 |  | 0 | 0
15 | 0 | 0 | 0 | 0 | 0 | 0 |  | 0 | 0
System | 6561566.4344 | 60311794.0883 | -13724.8822 | -164684.1555 | 1021.0306 | 696.6074 |  | 1291.248 | 3015224.5642
0 | 0 | 0 | 0 | 0 | 0 | 0 |  | 0
0 | 0 | 0 | 0 | 0 | 0 | 0 |  | 0
0 | 0 | 0 | 0 | 0 | 0 | 0 |  | 0
0 | 0 | 0 | 0 | 0 | 0 | 0 |  | 0
0 | 0 | 0 | 0 | 0 | 0 | 0 |  | 0
0 | 0 | 0 | 0 | 0 | 0 | 0 |  | 0
* Include program-level and admin costs allocated based to total gas and electric programs at the measure level.
Persistent reductions in the summer (3rd Qtr) or winter (4th Qtr) of each year
| Net Juy-Sept Peak (kW) | Net Annual Dec-Feb (kW)
2009 | 505.2137 | 696.6074
2010 | 1021.0306 | 696.6074
2011 | 1019.676 | 695.7232
2012 | 1019.6164 | 695.6983
2013 | 960.6396 | 553.0744
2014 | 839.2442 | 547.9346
2015 | 839.2442 | 547.9346
2016 | 839.2442 | 547.9346
2017 | 536.4742 | 185.4178
2018 | 277.3473 | 185.4178
2019 | 271.0522 | 182.1089
2020 | 270.8561 | 182.1089
Monthly Impacts
First Year for Impact Table: | 2009
| Quarter | Monthly Five Hour Avg or TOU Peak | Net Monthly NCP (kW) |  | Monthly Net kWh | Monthly Net Therms
2009-01-01 | 1 | 0 | 0 |  | 0 | 0
2009-02-01 | 1 | 0 | 0 |  | 0 | 0
2009-03-01 | 1 | 0 | 0 |  | 0 | 0
2009-04-01 | 2 | 341.1503 | 534.0031 |  | 228567.9354 | 242.226
2009-05-01 | 2 | 505.2137 | 505.7083 |  | 233749.5919 | 242.226
2009-06-01 | 2 | 505.2137 | 505.7083 |  | 233749.5919 | 242.226
2009-07-01 | 3 | 505.2137 | 505.7083 |  | 233749.5919 | 242.226
2009-08-01 | 3 | 505.2137 | 505.7083 |  | 233749.5919 | 242.226
2009-09-01 | 3 | 505.2137 | 505.7083 |  | 233749.5919 | 242.226
2009-10-01 | 4 | 342.9594 | 535.9917 |  | 229904.6338 | -1094.6063
2009-11-01 | 4 | 342.9594 | 535.9917 |  | 229904.6338 | -1094.6063
2009-12-01 | 4 | 342.9594 | 535.9917 |  | 229904.6338 | -1094.6063
2010-01-01 | 5 | 696.6074 | 1075.9073 |  | 469842.5735 | -2471.3265
2010-02-01 | 5 | 696.6074 | 1075.9073 |  | 469842.5735 | -2471.3265
2010-03-01 | 5 | 696.6074 | 1075.9073 |  | 469842.5735 | -2471.3265
2010-04-01 | 6 | 696.6074 | 1075.9073 |  | 469842.5735 | 183.8461
2010-05-01 | 6 | 1021.0306 | 1022.5993 |  | 480322.8227 | 183.8461
2010-06-01 | 6 | 1021.0306 | 1022.5993 |  | 480322.8227 | 183.8461
2010-07-01 | 7 | 1021.0306 | 1022.5993 |  | 480322.8227 | 183.8461
2010-08-01 | 7 | 1021.0306 | 1022.5993 |  | 480322.8227 | 183.8461
2010-09-01 | 7 | 1021.0306 | 1022.5993 |  | 480322.8227 | 183.8461
2010-10-01 | 8 | 696.6074 | 1075.9073 |  | 469842.5735 | -2471.3265
2010-11-01 | 8 | 696.6074 | 1075.9073 |  | 469842.5735 | -2471.3265
2010-12-01 | 8 | 696.6074 | 1075.9073 |  | 469842.5735 | -2471.3265
2011-01-01 | 9 | 696.6074 | 1075.9073 |  | 469842.5735 | -2471.3265
2011-02-01 | 9 | 696.6074 | 1075.9073 |  | 469842.5735 | -2471.3265
2011-03-01 | 9 | 696.6074 | 1075.9073 |  | 469842.5735 | -2471.3265
2011-04-01 | 10 | 696.6074 | 1075.9073 |  | 469842.5735 | 183.8461
2011-05-01 | 10 | 1021.0306 | 1022.5993 |  | 480322.8227 | 183.8461
2011-06-01 | 10 | 1021.0306 | 1022.5993 |  | 480322.8227 | 183.8461
2011-07-01 | 11 | 1019.676 | 1021.2448 |  | 479734.2576 | 183.8461
2011-08-01 | 11 | 1019.676 | 1021.2448 |  | 479734.2576 | 183.8461
2011-09-01 | 11 | 1019.676 | 1021.2448 |  | 479734.2576 | 183.8461
2011-10-01 | 12 | 695.7605 | 1074.3312 |  | 469262.3545 | -2287.3652
2011-11-01 | 12 | 695.7605 | 1074.3312 |  | 469262.3545 | -2287.3652
2011-12-01 | 12 | 695.7605 | 1074.3312 |  | 469262.3545 | -2287.3652
2012-01-01 | 13 | 695.7232 | 1074.2618 |  | 469236.8063 | -2287.3652
2012-02-01 | 13 | 695.7232 | 1074.2618 |  | 469236.8063 | -2287.3652
2012-03-01 | 13 | 695.7232 | 1074.2618 |  | 469236.8063 | -2287.3652
2012-04-01 | 14 | 695.7232 | 1074.2618 |  | 469236.8063 | 302.7115
2012-05-01 | 14 | 1019.6164 | 1021.1851 |  | 479708.342 | 302.7115
2012-06-01 | 14 | 1019.6164 | 1021.1851 |  | 479708.342 | 302.7115
2012-07-01 | 15 | 1019.6164 | 1021.1851 |  | 479708.342 | 374.0069
2012-08-01 | 15 | 1019.6164 | 1021.1851 |  | 479708.342 | 374.0069
2012-09-01 | 15 | 1019.6164 | 1021.1851 |  | 479708.342 | 374.0069
2012-10-01 | 16 | 695.6983 | 1074.2155 |  | 469219.7743 | -2179.5875
2012-11-01 | 16 | 695.6983 | 1074.2155 |  | 469219.7743 | -2179.5875
2012-12-01 | 16 | 695.6983 | 1074.2155 |  | 469219.7743 | -2179.5875
2013-01-01 | 17 | 695.6983 | 1074.2155 |  | 469219.7743 | -2179.5875
2013-02-01 | 17 | 695.6983 | 1074.2155 |  | 469219.7743 | -2179.5875
2013-03-01 | 17 | 695.6983 | 1074.2155 |  | 469219.7743 | -2179.5875
2013-04-01 | 18 | 647.303 | 1020.8969 |  | 433288.4517 | 374.0069
2013-05-01 | 18 | 960.6396 | 962.2084 |  | 442357.9129 | 374.0069
2013-06-01 | 18 | 960.6396 | 962.2084 |  | 442357.9129 | 374.0069
2013-07-01 | 19 | 960.6396 | 962.2084 |  | 442357.9129 | 374.0069
2013-08-01 | 19 | 960.6396 | 962.2084 |  | 442357.9129 | 374.0069
2013-09-01 | 19 | 960.6396 | 962.2084 |  | 442357.9129 | 374.0069
2013-10-01 | 20 | 647.303 | 1020.8969 |  | 433288.4517 | -2179.5875
2013-11-01 | 20 | 647.303 | 1020.8969 |  | 433288.4517 | -2179.5875
2013-12-01 | 20 | 647.303 | 1020.8969 |  | 433288.4517 | -2179.5875
2014-01-01 | 21 | 553.0744 | 917.0394 |  | 363266.7422 | -2179.5875
2014-02-01 | 21 | 553.0744 | 917.0394 |  | 363266.7422 | -2179.5875
2014-03-01 | 21 | 553.0744 | 917.0394 |  | 363266.7422 | -2179.5875
2014-04-01 | 22 | 547.9346 | 909.0961 |  | 359232.1855 | 374.0069
2014-05-01 | 22 | 839.2442 | 840.4222 |  | 365549.9253 | 374.0069
2014-06-01 | 22 | 839.2442 | 840.4222 |  | 365549.9253 | 374.0069
2014-07-01 | 23 | 839.2442 | 840.4222 |  | 365549.9253 | 374.0069
2014-08-01 | 23 | 839.2442 | 840.4222 |  | 365549.9253 | 374.0069
2014-09-01 | 23 | 839.2442 | 840.4222 |  | 365549.9253 | 374.0069
2014-10-01 | 24 | 547.9346 | 909.0961 |  | 359232.1855 | -2179.5875
2014-11-01 | 24 | 547.9346 | 909.0961 |  | 359232.1855 | -2179.5875
2014-12-01 | 24 | 547.9346 | 909.0961 |  | 359232.1855 | -2179.5875
2015-01-01 | 25 | 547.9346 | 909.0961 |  | 359232.1855 | -2179.5875
2015-02-01 | 25 | 547.9346 | 909.0961 |  | 359232.1855 | -2179.5875
2015-03-01 | 25 | 547.9346 | 909.0961 |  | 359232.1855 | -2179.5875
2015-04-01 | 26 | 547.9346 | 909.0961 |  | 359232.1855 | 374.0069
2015-05-01 | 26 | 839.2442 | 840.4222 |  | 365549.9253 | 374.0069
2015-06-01 | 26 | 839.2442 | 840.4222 |  | 365549.9253 | 374.0069
2015-07-01 | 27 | 839.2442 | 840.4222 |  | 365549.9253 | 374.0069
2015-08-01 | 27 | 839.2442 | 840.4222 |  | 365549.9253 | 374.0069
2015-09-01 | 27 | 839.2442 | 840.4222 |  | 365549.9253 | 374.0069
2015-10-01 | 28 | 547.9346 | 909.0961 |  | 359232.1855 | -2179.5875
2015-11-01 | 28 | 547.9346 | 909.0961 |  | 359232.1855 | -2179.5875
2015-12-01 | 28 | 547.9346 | 909.0961 |  | 359232.1855 | -2179.5875
2016-01-01 | 29 | 547.9346 | 909.0961 |  | 359232.1855 | -2179.5875
2016-02-01 | 29 | 547.9346 | 909.0961 |  | 359232.1855 | -2179.5875
2016-03-01 | 29 | 547.9346 | 909.0961 |  | 359232.1855 | -2179.5875
2016-04-01 | 30 | 547.9346 | 909.0961 |  | 359232.1855 | 374.0069
2016-05-01 | 30 | 839.2442 | 840.4222 |  | 365549.9253 | 374.0069
2016-06-01 | 30 | 839.2442 | 840.4222 |  | 365549.9253 | 374.0069
2016-07-01 | 31 | 839.2442 | 840.4222 |  | 365549.9253 | 374.0069
2016-08-01 | 31 | 839.2442 | 840.4222 |  | 365549.9253 | 374.0069
2016-09-01 | 31 | 839.2442 | 840.4222 |  | 365549.9253 | 374.0069
2016-10-01 | 32 | 547.9346 | 909.0961 |  | 359232.1855 | -2179.5875
2016-11-01 | 32 | 547.9346 | 909.0961 |  | 359232.1855 | -2179.5875
2016-12-01 | 32 | 547.9346 | 909.0961 |  | 359232.1855 | -2179.5875
2017-01-01 | 33 | 547.9346 | 909.0961 |  | 359232.1855 | -2179.5875
2017-02-01 | 33 | 547.9346 | 909.0961 |  | 359232.1855 | -2179.5875
2017-03-01 | 33 | 547.9346 | 909.0961 |  | 359232.1855 | -2179.5875
2017-04-01 | 34 | 352.6433 | 576.7363 |  | 232533.6623 | 374.0163
2017-05-01 | 34 | 536.4742 | 537.6522 |  | 236993.1259 | 374.0163
2017-06-01 | 34 | 536.4742 | 537.6522 |  | 236993.1259 | 374.0163
2017-07-01 | 35 | 536.4742 | 537.6522 |  | 236993.1259 | 374.0163
2017-08-01 | 35 | 536.4742 | 537.6522 |  | 236993.1259 | 374.0163
2017-09-01 | 35 | 536.4742 | 537.6522 |  | 236993.1259 | 374.0163
2017-10-01 | 36 | 352.6433 | 576.7363 |  | 232533.6623 | -2179.5782
2017-11-01 | 36 | 352.6433 | 576.7363 |  | 232533.6623 | -2179.5782
2017-12-01 | 36 | 352.6433 | 576.7363 |  | 232533.6623 | -2179.5782
2018-01-01 | 37 | 185.4178 | 292.3637 |  | 124009.9814 | -2179.5564
2018-02-01 | 37 | 185.4178 | 292.3637 |  | 124009.9814 | -2179.5564
2018-03-01 | 37 | 185.4178 | 292.3637 |  | 124009.9814 | -2179.5564
2018-04-01 | 38 | 185.4178 | 292.3637 |  | 124009.9814 | 374.0381
2018-05-01 | 38 | 277.3473 | 278.5253 |  | 126870.0325 | 374.0381
2018-06-01 | 38 | 277.3473 | 278.5253 |  | 126870.0325 | 374.0381
2018-07-01 | 39 | 277.3473 | 278.5253 |  | 126870.0325 | 374.0381
2018-08-01 | 39 | 277.3473 | 278.5253 |  | 126870.0325 | 374.0381
2018-09-01 | 39 | 277.3473 | 278.5253 |  | 126870.0325 | 374.0381
2018-10-01 | 40 | 185.4178 | 292.3637 |  | 124009.9814 | -2179.5564
2018-11-01 | 40 | 185.4178 | 292.3637 |  | 124009.9814 | -2179.5564
2018-12-01 | 40 | 185.4178 | 292.3637 |  | 124009.9814 | -2179.5564
2019-01-01 | 41 | 185.4178 | 292.3637 |  | 124009.9814 | -2179.5564
2019-02-01 | 41 | 185.4178 | 292.3637 |  | 124009.9814 | -2179.5564
2019-03-01 | 41 | 185.4178 | 292.3637 |  | 124009.9814 | -2179.5564
2019-04-01 | 42 | 182.2878 | 288.9008 |  | 122678.0392 | 335.5535
2019-05-01 | 42 | 271.0522 | 272.1267 |  | 124955.054 | 335.5535
2019-06-01 | 42 | 271.0522 | 272.1267 |  | 124955.054 | 335.5535
2019-07-01 | 43 | 271.0522 | 272.1267 |  | 124955.054 | 335.5535
2019-08-01 | 43 | 271.0522 | 272.1267 |  | 124955.054 | 335.5535
2019-09-01 | 43 | 271.0522 | 272.1267 |  | 124955.054 | 335.5535
2019-10-01 | 44 | 182.2878 | 288.9008 |  | 122678.0392 | -2218.041
2019-11-01 | 44 | 182.2878 | 288.9008 |  | 122678.0392 | -2218.041
2019-12-01 | 44 | 182.2878 | 288.9008 |  | 122678.0392 | -2218.041

## Input
| SDG&E 09-11 4g3.xls |  |  |  | Program Budget ($) |  |  | NPV Factor for lump-sum admin costs: | 100%
a. Administrative Costs
| Proposer General Information |  |  |  | a.i. Overhead and G&A |  | d. Incentives and Rebates ($) | Nominal | NPV
| Proposer Name |  |  |  | a.ii. Other Admin costs |  | d.i. User Input Incentive |  | 0 | Note: User Input Incentives are treated like Admin costs and are NOT adjusted by the net to gross ratio in the TRC test.
| Program Name |  |  |  | b. Marketing/Outreach |  | d.ii. Rebate | 732109.38 | 694406.3987
| Service Territory |  | SDG&E |  | c. Direct Implementation (non incentive) |  | d.iii. Direct Install Labor | 0 | 0
| First Year of Program Implementation |  |  | 2009 | c.i. Activity |  | d.iv. Direct Install Materials | 0 | 0
| Contact Information |  |  |  | c.ii. Installation |  | d.v. Upstream payments | 0 | 0
| Name |  |  |  | c.iii. Hardware & Materials |  | Subtotal Direct Install | 732109.38 | 694406.3987
| Address |  |  |  | c.iv. Rebate Processing and Inspection | [41 empty] | Formulas for spreading annual installations to quarters
| ZIP code |  |  |  | d. Total Incentives and Rebates | 732109.38 | [40 empty] | 0 | 0 | 0 | 0 | 0 | 0 | 0 | 0 | 0 | 0 | 0 | 0 | 0 | 0 | 0 | 0 | 0 | 0 | 0 | 0 | 0 | 0 | 0 | 0 | 0 | 0 | 0 | 0 | 0 | 0 | 0 | 0 | 0 | 0 | 0 | 0 | 0 | 0 | 0 | 0 | 0 | 0 | 0 | 0
| Telephone |  |  |  | e. EM&V |  | f. Costs recovered from other sources |  | 0
| Email |  |  |  | Total | 732109.38 | Program Budget w/ Other Costs (a to f) | 732109.38 | 694406.3987
Quarterly Installation Schedule
| Program Inputs | [10 empty] | Transfer | Admin | Admin | Admin | Participant | [8 empty] | Placeholders, not currently used | [10 empty] | Annual Installation Schedule | [10 empty] | 2009 |  |  |  | 2010 |  |  |  | 2011 |  |  |  | 2012 |  |  |  | 2013 |  |  |  | 2014 |  |  |  | 2015 |  |  |  | 2016 |  |  |  | 2017 |  |  |  | 2018 |  |  |  | 2019
| Measure Name | DEER RunID | Climate Zone | Target sector | Measure Electric End Use Shape | CZ, Sector, Measure combination found? | Measure Type (To Look up Measure Life) | Program Type (To look up Net-to-gross Ratio) | Unit Definition (e.g. homes) | Program Type (NEW/ROB or Early Repl(RET)) | Gross Measure Cost ($/unit) | Rebate to end use customer or its assignee ($/unit) | Incentives to entities other than the end use customer or its assignee($/unit) | Direct Install Labor ($/unit) | Direct Install Material ($/unit) | Participant cost ($/unit) | Gross Unit Annual Electricity Savings (kwh/unit) | Electric Rate Schedule | Demand Scaler | User Entered kW Savings per unit (kW/unit) | Gross Unit Annual Gas Savings (therm/unit) | Gas Sector | Gas Rate Schedule | Gas Savings Profile | Avg remaining life on replaced units (yrs) | Early retrofit incremental kWh savings (kWh/unit) | Early retrofit incremental kW savings (kW/unit) | Early retrofit incremental Th savings (Th/unit) | Combustion Type | Effective Useful Life (years) | Net-to-Gross Ratio | Net-to-Gross Ratio - kW | Net-to-Gross Ratio - Therms | Net-to-Gross Ratio - Costs | % Eligible for TOU AC adjustment | 2009 | 2010 | 2011 | 2012 | 2013 | 2014 | 2015 | 2016 | 2017 | 2018 | 2019 | Qtr 1 | Qtr 2 | Qtr 3 | Qtr 4 | Qtr 1 | Qtr 2 | Qtr 3 | Qtr 4 | Qtr 1 | Qtr 2 | Qtr 3 | Qtr 4 | Qtr 1 | Qtr 2 | Qtr 3 | Qtr 4 | Qtr 1 | Qtr 2 | Qtr 3 | Qtr 4 | Qtr 1 | Qtr 2 | Qtr 3 | Qtr 4 | Qtr 1 | Qtr 2 | Qtr 3 | Qtr 4 | Qtr 1 | Qtr 2 | Qtr 3 | Qtr 4 | Qtr 1 | Qtr 2 | Qtr 3 | Qtr 4 | Qtr 1 | Qtr 2 | Qtr 3 | Qtr 4 | Qtr 1 | Qtr 2 | Qtr 3 | Qtr 4 | Total Number of Units | Comments
0 | 234330-Premium T8 with T12 40 Watt Baseline - Tr1 |  | System | Commercial | 01-ALC-AllCommercial-IntLight | 0 |  |  |  |  | 27.6532 | 13.1897 | 0 | 0 | 0 | 14.4636 | 83.5202 |  | kWh | 0.017351 | 0 | Commercial | [7 empty] | 15 | 0.78 |  |  |  | 0 | 29.1137 | 0 | 0 | 0 | 0 | 0 | 0 | 0 | 0 | 0 | 0 | 2009 Qtr 1: 29.1137; 2009 Qtr 2: 0; 2009 Qtr 3: 0; 2009 Qtr 4: 0; 2010 Qtr 1: 0; 2010 Qtr 2: 0; 2010 Qtr 3: 0; 2010 Qtr 4: 0; 2011 Qtr 1: 0; 2011 Qtr 2: 0; 2011 Qtr 3: 0; 2011 Qtr 4: 0 | 29.1137
0 | 234126-Refrigeration - Efficient Evap Fan Motor Electronically Commutated Motor (ECM) |  | System | Commercial | 09-GRO-Grocery-REFG | 0 |  |  |  |  | 6.7904 | 150 | 0 | 0 | 0 | -143.2096 | 116.369 |  | kWh | 0.015845 | -0.11528 | Commercial |  | Annual | [5 empty] | 15 | 0.7 |  |  |  | 0 | 9 | 0 | 0 | 0 | 0 | 0 | 0 | 0 | 0 | 0 | 0 | 2009 Qtr 1: 9; 2009 Qtr 2: 0; 2009 Qtr 3: 0; 2009 Qtr 4: 0; 2010 Qtr 1: 0; 2010 Qtr 2: 0; 2010 Qtr 3: 0; 2010 Qtr 4: 0; 2011 Qtr 1: 0; 2011 Qtr 2: 0; 2011 Qtr 3: 0; 2011 Qtr 4: 0 | 9
0 | 234126-Refrigeration - Efficient Evap Fan Motor Electronically Commutated Motor (ECM) |  | System | Commercial | 09-GRO-Grocery-REFG | 0 |  |  |  |  | 6.7904 | 150 | 0 | 0 | 0 | -143.2096 | 116.369 |  | kWh | 0.015845 | -0.11528 | Commercial |  | Annual | [5 empty] | 15 | 0.7 |  |  |  | 0 | 6 | 0 | 0 | 0 | 0 | 0 | 0 | 0 | 0 | 0 | 0 | 2009 Qtr 1: 6; 2009 Qtr 2: 0; 2009 Qtr 3: 0; 2009 Qtr 4: 0; 2010 Qtr 1: 0; 2010 Qtr 2: 0; 2010 Qtr 3: 0; 2010 Qtr 4: 0; 2011 Qtr 1: 0; 2011 Qtr 2: 0; 2011 Qtr 3: 0; 2011 Qtr 4: 0 | 6
0 | 234063-Refrigeration - Anti-Sweat Heater Controls |  | System | Commercial | 09-GRO-Grocery-REFG | 0 |  |  |  |  | 56 | 26.5 | 0 | 0 | 0 | 29.5 | 343 |  | kWh | 0.022 | 0 | Commercial | [7 empty] | 12 | 0.7 |  |  |  | 0 | 25 | 0 | 0 | 0 | 0 | 0 | 0 | 0 | 0 | 0 | 0 | 2009 Qtr 1: 25; 2009 Qtr 2: 0; 2009 Qtr 3: 0; 2009 Qtr 4: 0; 2010 Qtr 1: 0; 2010 Qtr 2: 0; 2010 Qtr 3: 0; 2010 Qtr 4: 0; 2011 Qtr 1: 0; 2011 Qtr 2: 0; 2011 Qtr 3: 0; 2011 Qtr 4: 0 | 25
0 | 234063-Refrigeration - Anti-Sweat Heater Controls |  | System | Commercial | 09-GRO-Grocery-REFG | 0 |  |  |  |  | 56 | 26.5 | 0 | 0 | 0 | 29.5 | 343 |  | kWh | 0.022 | 0 | Commercial | [7 empty] | 12 | 0.7 |  |  |  | 0 | 23 | 0 | 0 | 0 | 0 | 0 | 0 | 0 | 0 | 0 | 0 | 2009 Qtr 1: 23; 2009 Qtr 2: 0; 2009 Qtr 3: 0; 2009 Qtr 4: 0; 2010 Qtr 1: 0; 2010 Qtr 2: 0; 2010 Qtr 3: 0; 2010 Qtr 4: 0; 2011 Qtr 1: 0; 2011 Qtr 2: 0; 2011 Qtr 3: 0; 2011 Qtr 4: 0 | 23
0 | 234126-Refrigeration - Efficient Evap Fan Motor Electronically Commutated Motor (ECM) |  | System | Commercial | 09-GRO-Grocery-REFG | 0 |  |  |  |  | 6.7904 | 150 | 0 | 0 | 0 | -143.2096 | 116.369 |  | kWh | 0.015845 | -0.11528 | Commercial |  | Annual | [5 empty] | 15 | 0.7 |  |  |  | 0 | 10 | 0 | 0 | 0 | 0 | 0 | 0 | 0 | 0 | 0 | 0 | 2009 Qtr 1: 10; 2009 Qtr 2: 0; 2009 Qtr 3: 0; 2009 Qtr 4: 0; 2010 Qtr 1: 0; 2010 Qtr 2: 0; 2010 Qtr 3: 0; 2010 Qtr 4: 0; 2011 Qtr 1: 0; 2011 Qtr 2: 0; 2011 Qtr 3: 0; 2011 Qtr 4: 0 | 10
0 | 234331-Premium T8 with T12 40 Watt Baseline - Tr2 |  | System | Commercial | 01-ALC-AllCommercial-IntLight | 0 |  |  |  |  | 27.653 | 9.8923 | 0 | 0 | 0 | 17.7607 | 58.062 |  | kWh | 0.017133 | 0 | Commercial | [7 empty] | 15 | 0.78 |  |  |  | 0 | 21.8353 | 0 | 0 | 0 | 0 | 0 | 0 | 0 | 0 | 0 | 0 | 2009 Qtr 1: 21.8353; 2009 Qtr 2: 0; 2009 Qtr 3: 0; 2009 Qtr 4: 0; 2010 Qtr 1: 0; 2010 Qtr 2: 0; 2010 Qtr 3: 0; 2010 Qtr 4: 0; 2011 Qtr 1: 0; 2011 Qtr 2: 0; 2011 Qtr 3: 0; 2011 Qtr 4: 0 | 21.8353
0 | 234304-Lighting-Remove 4 Ft Lamp (De-Lamp) - Tr2 |  | System | Commercial | [6 empty] | 12.3587 | 12.3653 | 0 | 0 | 0 | -0.0066231 | 137.2559 |  | 0 | 0.026384 | -2.5676 | Commercial | [7 empty] | 15 | 0.77 |  |  |  | 0 | 10.9176 | 0 | 0 | 0 | 0 | 0 | 0 | 0 | 0 | 0 | 0 | 2009 Qtr 1: 10.9176; 2009 Qtr 2: 0; 2009 Qtr 3: 0; 2009 Qtr 4: 0; 2010 Qtr 1: 0; 2010 Qtr 2: 0; 2010 Qtr 3: 0; 2010 Qtr 4: 0; 2011 Qtr 1: 0; 2011 Qtr 2: 0; 2011 Qtr 3: 0; 2011 Qtr 4: 0 | 10.9176
0 | 234331-Premium T8 with T12 40 Watt Baseline - Tr2 |  | System | Commercial | 01-ALC-AllCommercial-IntLight | 0 |  |  |  |  | 27.653 | 9.8923 | 0 | 0 | 0 | 17.7607 | 58.062 |  | kWh | 0.017133 | 0 | Commercial | [7 empty] | 15 | 0.78 |  |  |  | 0 | 76.4234 | 0 | 0 | 0 | 0 | 0 | 0 | 0 | 0 | 0 | 0 | 2009 Qtr 1: 76.4234; 2009 Qtr 2: 0; 2009 Qtr 3: 0; 2009 Qtr 4: 0; 2010 Qtr 1: 0; 2010 Qtr 2: 0; 2010 Qtr 3: 0; 2010 Qtr 4: 0; 2011 Qtr 1: 0; 2011 Qtr 2: 0; 2011 Qtr 3: 0; 2011 Qtr 4: 0 | 76.4234
0 | 234304-Lighting-Remove 4 Ft Lamp (De-Lamp) - Tr2 |  | System | Commercial | [6 empty] | 12.3587 | 12.3653 | 0 | 0 | 0 | -0.0066231 | 137.2559 |  | 0 | 0.026384 | -2.5676 | Commercial | [7 empty] | 15 | 0.77 |  |  |  | 0 | 38.2117 | 0 | 0 | 0 | 0 | 0 | 0 | 0 | 0 | 0 | 0 | 2009 Qtr 1: 38.2117; 2009 Qtr 2: 0; 2009 Qtr 3: 0; 2009 Qtr 4: 0; 2010 Qtr 1: 0; 2010 Qtr 2: 0; 2010 Qtr 3: 0; 2010 Qtr 4: 0; 2011 Qtr 1: 0; 2011 Qtr 2: 0; 2011 Qtr 3: 0; 2011 Qtr 4: 0 | 38.2117
0 | 234330-Premium T8 with T12 40 Watt Baseline - Tr1 |  | System | Commercial | 01-ALC-AllCommercial-IntLight | 0 |  |  |  |  | 27.6532 | 13.1844 | 0 | 0 | 0 | 14.4688 | 83.5202 |  | kWh | 0.017351 | 0 | Commercial | [7 empty] | 15 | 0.78 |  |  |  | 0 | 229.2701 | 0 | 0 | 0 | 0 | 0 | 0 | 0 | 0 | 0 | 0 | 2009 Qtr 1: 229.2701; 2009 Qtr 2: 0; 2009 Qtr 3: 0; 2009 Qtr 4: 0; 2010 Qtr 1: 0; 2010 Qtr 2: 0; 2010 Qtr 3: 0; 2010 Qtr 4: 0; 2011 Qtr 1: 0; 2011 Qtr 2: 0; 2011 Qtr 3: 0; 2011 Qtr 4: 0 | 229.2701
0 | 234303-Lighting-Remove 4 Ft Lamp (De-Lamp) - Tr1 |  | System | Commercial | [6 empty] | 12.3596 | 16.4871 | 0 | 0 | 0 | -4.1275 | 137.2559 |  | 0 | 0.026384 | -2.5676 | Commercial |  | Winter Only | [5 empty] | 15 | 0.77 |  |  |  | 0 | 218.3525 | 0 | 0 | 0 | 0 | 0 | 0 | 0 | 0 | 0 | 0 | 2009 Qtr 1: 218.3525; 2009 Qtr 2: 0; 2009 Qtr 3: 0; 2009 Qtr 4: 0; 2010 Qtr 1: 0; 2010 Qtr 2: 0; 2010 Qtr 3: 0; 2010 Qtr 4: 0; 2011 Qtr 1: 0; 2011 Qtr 2: 0; 2011 Qtr 3: 0; 2011 Qtr 4: 0 | 218.3525
0 | 234330-Premium T8 with T12 40 Watt Baseline - Tr1 |  | System | Commercial | 01-ALC-AllCommercial-IntLight | 0 |  |  |  |  | 27.6532 | 13.1897 | 0 | 0 | 0 | 14.4636 | 83.5202 |  | kWh | 0.017351 | 0 | Commercial | [7 empty] | 15 | 0.78 |  |  |  | 0 | 72.7842 | 0 | 0 | 0 | 0 | 0 | 0 | 0 | 0 | 0 | 0 | 2009 Qtr 1: 0; 2009 Qtr 2: 0; 2009 Qtr 3: 0; 2009 Qtr 4: 72.7842; 2010 Qtr 1: 0; 2010 Qtr 2: 0; 2010 Qtr 3: 0; 2010 Qtr 4: 0; 2011 Qtr 1: 0; 2011 Qtr 2: 0; 2011 Qtr 3: 0; 2011 Qtr 4: 0 | 72.7842
0 | 234303-Lighting-Remove 4 Ft Lamp (De-Lamp) - Tr1 |  | System | Commercial | [6 empty] | 12.3596 | 16.4871 | 0 | 0 | 0 | -4.1275 | 137.2559 |  | 0 | 0.026384 | -2.5676 | Commercial |  | Winter Only | [5 empty] | 15 | 0.77 |  |  |  | 0 | 72.7842 | 0 | 0 | 0 | 0 | 0 | 0 | 0 | 0 | 0 | 0 | 2009 Qtr 1: 0; 2009 Qtr 2: 0; 2009 Qtr 3: 0; 2009 Qtr 4: 72.7842; 2010 Qtr 1: 0; 2010 Qtr 2: 0; 2010 Qtr 3: 0; 2010 Qtr 4: 0; 2011 Qtr 1: 0; 2011 Qtr 2: 0; 2011 Qtr 3: 0; 2011 Qtr 4: 0 | 72.7842
0 | 234285-Lighting-Occpncy Snsr-Hi-Bay integrated Snsr-Tr1 |  | System | Commercial | 01-ALC-AllCommercial-IntLight | 0 |  |  |  |  | 221.2703 | 95.5 | 0 | 0 | 0 | 125.7703 | 2503.6304 |  | kWh | 0.48559 | 0 | Commercial | [7 empty] | 8 | 0.84 |  |  |  | 0 | 11 | 0 | 0 | 0 | 0 | 0 | 0 | 0 | 0 | 0 | 0 | 2009 Qtr 1: 0; 2009 Qtr 2: 0; 2009 Qtr 3: 0; 2009 Qtr 4: 11; 2010 Qtr 1: 0; 2010 Qtr 2: 0; 2010 Qtr 3: 0; 2010 Qtr 4: 0; 2011 Qtr 1: 0; 2011 Qtr 2: 0; 2011 Qtr 3: 0; 2011 Qtr 4: 0 | 11
0 | 234285-Lighting-Occpncy Snsr-Hi-Bay integrated Snsr-Tr1 |  | System | Commercial | 01-ALC-AllCommercial-IntLight | 0 |  |  |  |  | 221.2703 | 95.5 | 0 | 0 | 0 | 125.7703 | 2503.6304 |  | kWh | 0.48559 | 0 | Commercial | [7 empty] | 8 | 0.84 |  |  |  | 0 | 15 | 0 | 0 | 0 | 0 | 0 | 0 | 0 | 0 | 0 | 0 | 2009 Qtr 1: 0; 2009 Qtr 2: 0; 2009 Qtr 3: 0; 2009 Qtr 4: 15; 2010 Qtr 1: 0; 2010 Qtr 2: 0; 2010 Qtr 3: 0; 2010 Qtr 4: 0; 2011 Qtr 1: 0; 2011 Qtr 2: 0; 2011 Qtr 3: 0; 2011 Qtr 4: 0 | 15
0 | 234285-Lighting-Occpncy Snsr-Hi-Bay integrated Snsr-Tr1 |  | System | Commercial | 01-ALC-AllCommercial-IntLight | 0 |  |  |  |  | 221.2703 | 95.5 | 0 | 0 | 0 | 125.7703 | 2503.6304 |  | kWh | 0.48559 | 0 | Commercial | [7 empty] | 8 | 0.84 |  |  |  | 0 | 21 | 0 | 0 | 0 | 0 | 0 | 0 | 0 | 0 | 0 | 0 | 2009 Qtr 1: 0; 2009 Qtr 2: 0; 2009 Qtr 3: 0; 2009 Qtr 4: 21; 2010 Qtr 1: 0; 2010 Qtr 2: 0; 2010 Qtr 3: 0; 2010 Qtr 4: 0; 2011 Qtr 1: 0; 2011 Qtr 2: 0; 2011 Qtr 3: 0; 2011 Qtr 4: 0 | 21
0 | 234285-Lighting-Occpncy Snsr-Hi-Bay integrated Snsr-Tr1 |  | System | Commercial | 01-ALC-AllCommercial-IntLight | 0 |  |  |  |  | 221.2703 | 95.5 | 0 | 0 | 0 | 125.7703 | 2503.6304 |  | kWh | 0.48559 | 0 | Commercial | [7 empty] | 8 | 0.84 |  |  |  | 0 | 30 | 0 | 0 | 0 | 0 | 0 | 0 | 0 | 0 | 0 | 0 | 2009 Qtr 1: 0; 2009 Qtr 2: 0; 2009 Qtr 3: 0; 2009 Qtr 4: 30; 2010 Qtr 1: 0; 2010 Qtr 2: 0; 2010 Qtr 3: 0; 2010 Qtr 4: 0; 2011 Qtr 1: 0; 2011 Qtr 2: 0; 2011 Qtr 3: 0; 2011 Qtr 4: 0 | 30
0 | 234313-Lighting-Screw in 14-26 Watt Lamp - Tr2 |  | System | Commercial | 18-OFS-Office–Small-IntLight | 0 |  |  |  |  | 10.4935 | 7.4236 | 0 | 0 | 0 | 3.0699 | 188.4597 |  | kWh | 0.055757 | 0 | Commercial | [7 empty] | 2.62 | 0.81 |  |  |  | 0 | 2.0206 | 0 | 0 | 0 | 0 | 0 | 0 | 0 | 0 | 0 | 0 | 2009 Qtr 1: 2.0206; 2009 Qtr 2: 0; 2009 Qtr 3: 0; 2009 Qtr 4: 0; 2010 Qtr 1: 0; 2010 Qtr 2: 0; 2010 Qtr 3: 0; 2010 Qtr 4: 0; 2011 Qtr 1: 0; 2011 Qtr 2: 0; 2011 Qtr 3: 0; 2011 Qtr 4: 0 | 2.0206
0 | 234202-Lighting-2 Ft 2nd Gen T-8 with Elec Ballast-Tr2 |  | System | Commercial | 01-ALC-AllCommercial-IntLight | 0 |  |  |  |  | 23.0819 | 8.2436 | 0 | 0 | 0 | 14.8384 | 34.6629 |  | kWh | 0.011115 | 0 | Commercial | [7 empty] | 15 | 0.78 |  |  |  | 0 | 3.6392 | 0 | 0 | 0 | 0 | 0 | 0 | 0 | 0 | 0 | 0 | 2009 Qtr 1: 3.6392; 2009 Qtr 2: 0; 2009 Qtr 3: 0; 2009 Qtr 4: 0; 2010 Qtr 1: 0; 2010 Qtr 2: 0; 2010 Qtr 3: 0; 2010 Qtr 4: 0; 2011 Qtr 1: 0; 2011 Qtr 2: 0; 2011 Qtr 3: 0; 2011 Qtr 4: 0 | 3.6392
0 | 234331-Premium T8 with T12 40 Watt Baseline - Tr2 |  | System | Commercial | 01-ALC-AllCommercial-IntLight | 0 |  |  |  |  | 27.653 | 8.2967 | 0 | 0 | 0 | 19.3562 | 58.062 |  | kWh | 0.017133 | 0 | Commercial | [7 empty] | 15 | 0.78 |  |  |  | 0 | 56.4077 | 0 | 0 | 0 | 0 | 0 | 0 | 0 | 0 | 0 | 0 | 2009 Qtr 1: 56.4077; 2009 Qtr 2: 0; 2009 Qtr 3: 0; 2009 Qtr 4: 0; 2010 Qtr 1: 0; 2010 Qtr 2: 0; 2010 Qtr 3: 0; 2010 Qtr 4: 0; 2011 Qtr 1: 0; 2011 Qtr 2: 0; 2011 Qtr 3: 0; 2011 Qtr 4: 0 | 56.4077
0 | 234304-Lighting-Remove 4 Ft Lamp (De-Lamp) - Tr2 |  | System | Commercial | [6 empty] | 12.3587 | 12.3653 | 0 | 0 | 0 | -0.0066231 | 137.2559 |  | 0 | 0.026384 | -2.5676 | Commercial | [7 empty] | 15 | 0.77 |  |  |  | 0 | 29.1137 | 0 | 0 | 0 | 0 | 0 | 0 | 0 | 0 | 0 | 0 | 2009 Qtr 1: 29.1137; 2009 Qtr 2: 0; 2009 Qtr 3: 0; 2009 Qtr 4: 0; 2010 Qtr 1: 0; 2010 Qtr 2: 0; 2010 Qtr 3: 0; 2010 Qtr 4: 0; 2011 Qtr 1: 0; 2011 Qtr 2: 0; 2011 Qtr 3: 0; 2011 Qtr 4: 0 | 29.1137
0 | 234306-Lighting-Remove 8 Ft Lamp (De-Lamp) - Tr1 |  | System | Commercial | 23-RTL-Retail–SingleStorylarge-LIT_INT | 0 |  |  |  |  | 28.4369 | 27.4785 | 0 | 0 | 0 | 0.95836 | 366.7521 |  | kWh | 0.077777 | 0 | Commercial | [7 empty] | 15 | 0.77 |  |  |  | 0 | 8.1882 | 0 | 0 | 0 | 0 | 0 | 0 | 0 | 0 | 0 | 0 | 2009 Qtr 1: 8.1882; 2009 Qtr 2: 0; 2009 Qtr 3: 0; 2009 Qtr 4: 0; 2010 Qtr 1: 0; 2010 Qtr 2: 0; 2010 Qtr 3: 0; 2010 Qtr 4: 0; 2011 Qtr 1: 0; 2011 Qtr 2: 0; 2011 Qtr 3: 0; 2011 Qtr 4: 0 | 8.1882
0 | 234285-Lighting-Occpncy Snsr-Hi-Bay integrated Snsr-Tr1 |  | System | Commercial | 01-ALC-AllCommercial-IntLight | 0 |  |  |  |  | 221.2703 | 95.5 | 0 | 0 | 0 | 125.7703 | 2503.6304 |  | kWh | 0.48559 | 0 | Commercial | [7 empty] | 8 | 0.84 |  |  |  | 0 | 40 | 0 | 0 | 0 | 0 | 0 | 0 | 0 | 0 | 0 | 0 | 2009 Qtr 1: 0; 2009 Qtr 2: 0; 2009 Qtr 3: 0; 2009 Qtr 4: 40; 2010 Qtr 1: 0; 2010 Qtr 2: 0; 2010 Qtr 3: 0; 2010 Qtr 4: 0; 2011 Qtr 1: 0; 2011 Qtr 2: 0; 2011 Qtr 3: 0; 2011 Qtr 4: 0 | 40
0 | 234312-Lighting-Screw in 14-26 Watt Lamp - Tr1 |  | System | Commercial | [6 empty] | 9.3196 | 10.3931 | 0 | 0 | 0 | -1.0734 | 194.1729 |  | 0 | 0.038993 | -2.6224 | Commercial |  | Annual | [5 empty] | 2.47 | 0.81 |  |  |  | 0 | 5.3882 | 0 | 0 | 0 | 0 | 0 | 0 | 0 | 0 | 0 | 0 | 2009 Qtr 1: 5.3882; 2009 Qtr 2: 0; 2009 Qtr 3: 0; 2009 Qtr 4: 0; 2010 Qtr 1: 0; 2010 Qtr 2: 0; 2010 Qtr 3: 0; 2010 Qtr 4: 0; 2011 Qtr 1: 0; 2011 Qtr 2: 0; 2011 Qtr 3: 0; 2011 Qtr 4: 0 | 5.3882
0 | 234201-Lighting-2 Ft 2nd Gen T-8 with Elec Ballast-Tr1 |  | System | Commercial | 01-ALC-AllCommercial-IntLight | 0 |  |  |  |  | 23.0819 | 10.9914 | 0 | 0 | 0 | 12.0905 | 56.0027 |  | kWh | 0.010616 | 0 | Commercial | [7 empty] | 15 | 0.78 |  |  |  | 0 | 5.4588 | 0 | 0 | 0 | 0 | 0 | 0 | 0 | 0 | 0 | 0 | 2009 Qtr 1: 5.4588; 2009 Qtr 2: 0; 2009 Qtr 3: 0; 2009 Qtr 4: 0; 2010 Qtr 1: 0; 2010 Qtr 2: 0; 2010 Qtr 3: 0; 2010 Qtr 4: 0; 2011 Qtr 1: 0; 2011 Qtr 2: 0; 2011 Qtr 3: 0; 2011 Qtr 4: 0 | 5.4588
0 | 234330-Premium T8 with T12 40 Watt Baseline - Tr1 |  | System | Commercial | 01-ALC-AllCommercial-IntLight | 0 |  |  |  |  | 27.6532 | 13.1897 | 0 | 0 | 0 | 14.4636 | 83.5202 |  | kWh | 0.017351 | 0 | Commercial | [7 empty] | 15 | 0.78 |  |  |  | 0 | 30.9333 | 0 | 0 | 0 | 0 | 0 | 0 | 0 | 0 | 0 | 0 | 2009 Qtr 1: 30.9333; 2009 Qtr 2: 0; 2009 Qtr 3: 0; 2009 Qtr 4: 0; 2010 Qtr 1: 0; 2010 Qtr 2: 0; 2010 Qtr 3: 0; 2010 Qtr 4: 0; 2011 Qtr 1: 0; 2011 Qtr 2: 0; 2011 Qtr 3: 0; 2011 Qtr 4: 0 | 30.9333
0 | 234303-Lighting-Remove 4 Ft Lamp (De-Lamp) - Tr1 |  | System | Commercial | [6 empty] | 12.3596 | 16.4871 | 0 | 0 | 0 | -4.1275 | 137.2559 |  | 0 | 0.026384 | -2.5676 | Commercial |  | Winter Only | [5 empty] | 15 | 0.77 |  |  |  | 0 | 29.1137 | 0 | 0 | 0 | 0 | 0 | 0 | 0 | 0 | 0 | 0 | 2009 Qtr 1: 29.1137; 2009 Qtr 2: 0; 2009 Qtr 3: 0; 2009 Qtr 4: 0; 2010 Qtr 1: 0; 2010 Qtr 2: 0; 2010 Qtr 3: 0; 2010 Qtr 4: 0; 2011 Qtr 1: 0; 2011 Qtr 2: 0; 2011 Qtr 3: 0; 2011 Qtr 4: 0 | 29.1137
0 | 234360-Lighting-IntrHiByLnrFlscntFxtr244wrplc400w(TrI)Tr1 |  | System | Commercial | [6 empty] | 282.4319 | 153.8404 | 0 | 0 | 0 | 128.5914 | 0 |  | 0 | 0.224 | -7.1132 | Commercial |  | Winter Only | [5 empty] | 15 | 0.78 |  |  |  | 0 | 30.2261 | 0 | 0 | 0 | 0 | 0 | 0 | 0 | 0 | 0 | 0 | 2009 Qtr 1: 30.2261; 2009 Qtr 2: 0; 2009 Qtr 3: 0; 2009 Qtr 4: 0; 2010 Qtr 1: 0; 2010 Qtr 2: 0; 2010 Qtr 3: 0; 2010 Qtr 4: 0; 2011 Qtr 1: 0; 2011 Qtr 2: 0; 2011 Qtr 3: 0; 2011 Qtr 4: 0 | 30.2261
0 | 234285-Lighting-Occpncy Snsr-Hi-Bay integrated Snsr-Tr1 |  | System | Commercial | 01-ALC-AllCommercial-IntLight | 0 |  |  |  |  | 221.2703 | 95.5 | 0 | 0 | 0 | 125.7703 | 2503.6304 |  | kWh | 0.48559 | 0 | Commercial | [7 empty] | 8 | 0.84 |  |  |  | 0 | 31 | 0 | 0 | 0 | 0 | 0 | 0 | 0 | 0 | 0 | 0 | 2009 Qtr 1: 31; 2009 Qtr 2: 0; 2009 Qtr 3: 0; 2009 Qtr 4: 0; 2010 Qtr 1: 0; 2010 Qtr 2: 0; 2010 Qtr 3: 0; 2010 Qtr 4: 0; 2011 Qtr 1: 0; 2011 Qtr 2: 0; 2011 Qtr 3: 0; 2011 Qtr 4: 0 | 31
0 | 234049-Lighting-LED Exit Sign New Sign |  | System | Commercial | 25-SCN-Storage–Conditioned-Exit | 0 |  |  |  |  | 64.8921 | 45 | 0 | 0 | 0 | 19.8921 | 351.311 |  | kWh | 0 | 0 | Commercial | [7 empty] | 16 | 0.85 |  |  |  | 0 | 4 | 0 | 0 | 0 | 0 | 0 | 0 | 0 | 0 | 0 | 0 | 2009 Qtr 1: 4; 2009 Qtr 2: 0; 2009 Qtr 3: 0; 2009 Qtr 4: 0; 2010 Qtr 1: 0; 2010 Qtr 2: 0; 2010 Qtr 3: 0; 2010 Qtr 4: 0; 2011 Qtr 1: 0; 2011 Qtr 2: 0; 2011 Qtr 3: 0; 2011 Qtr 4: 0 | 4
0 | 234313-Lighting-Screw in 14-26 Watt Lamp - Tr2 |  | System | Commercial | 18-OFS-Office–Small-IntLight | 0 |  |  |  |  | 10.4935 | 7.4236 | 0 | 0 | 0 | 3.0699 | 188.4597 |  | kWh | 0.055757 | 0 | Commercial | [7 empty] | 2.62 | 0.81 |  |  |  | 0 | 1.3471 | 0 | 0 | 0 | 0 | 0 | 0 | 0 | 0 | 0 | 0 | 2009 Qtr 1: 0; 2009 Qtr 2: 0; 2009 Qtr 3: 0; 2009 Qtr 4: 1.3471; 2010 Qtr 1: 0; 2010 Qtr 2: 0; 2010 Qtr 3: 0; 2010 Qtr 4: 0; 2011 Qtr 1: 0; 2011 Qtr 2: 0; 2011 Qtr 3: 0; 2011 Qtr 4: 0 | 1.3471
0 | 234331-Premium T8 with T12 40 Watt Baseline - Tr2 |  | System | Commercial | 01-ALC-AllCommercial-IntLight | 0 |  |  |  |  | 27.653 | 9.8923 | 0 | 0 | 0 | 17.7607 | 58.062 |  | kWh | 0.017133 | 0 | Commercial | [7 empty] | 15 | 0.78 |  |  |  | 0 | 27.2941 | 0 | 0 | 0 | 0 | 0 | 0 | 0 | 0 | 0 | 0 | 2009 Qtr 1: 0; 2009 Qtr 2: 0; 2009 Qtr 3: 0; 2009 Qtr 4: 27.2941; 2010 Qtr 1: 0; 2010 Qtr 2: 0; 2010 Qtr 3: 0; 2010 Qtr 4: 0; 2011 Qtr 1: 0; 2011 Qtr 2: 0; 2011 Qtr 3: 0; 2011 Qtr 4: 0 | 27.2941
0 | 234304-Lighting-Remove 4 Ft Lamp (De-Lamp) - Tr2 |  | System | Commercial | [6 empty] | 12.3587 | 12.3653 | 0 | 0 | 0 | -0.0066231 | 137.2559 |  | 0 | 0.026384 | -2.5676 | Commercial | [7 empty] | 15 | 0.77 |  |  |  | 0 | 25.4745 | 0 | 0 | 0 | 0 | 0 | 0 | 0 | 0 | 0 | 0 | 2009 Qtr 1: 0; 2009 Qtr 2: 0; 2009 Qtr 3: 0; 2009 Qtr 4: 25.4745; 2010 Qtr 1: 0; 2010 Qtr 2: 0; 2010 Qtr 3: 0; 2010 Qtr 4: 0; 2011 Qtr 1: 0; 2011 Qtr 2: 0; 2011 Qtr 3: 0; 2011 Qtr 4: 0 | 25.4745
0 | 234330-Premium T8 with T12 40 Watt Baseline - Tr1 |  | System | Commercial | 01-ALC-AllCommercial-IntLight | 0 |  |  |  |  | 27.6532 | 13.1897 | 0 | 0 | 0 | 14.4636 | 83.5202 |  | kWh | 0.017351 | 0 | Commercial | [7 empty] | 15 | 0.78 |  |  |  | 0 | 50.9489 | 0 | 0 | 0 | 0 | 0 | 0 | 0 | 0 | 0 | 0 | 2009 Qtr 1: 50.9489; 2009 Qtr 2: 0; 2009 Qtr 3: 0; 2009 Qtr 4: 0; 2010 Qtr 1: 0; 2010 Qtr 2: 0; 2010 Qtr 3: 0; 2010 Qtr 4: 0; 2011 Qtr 1: 0; 2011 Qtr 2: 0; 2011 Qtr 3: 0; 2011 Qtr 4: 0 | 50.9489
0 | 234330-Premium T8 with T12 40 Watt Baseline - Tr1 |  | System | Commercial | 01-ALC-AllCommercial-IntLight | 0 |  |  |  |  | 27.6532 | 13.1897 | 0 | 0 | 0 | 14.4636 | 83.5202 |  | kWh | 0.017351 | 0 | Commercial | [7 empty] | 15 | 0.78 |  |  |  | 0 | 23.6549 | 0 | 0 | 0 | 0 | 0 | 0 | 0 | 0 | 0 | 0 | 2009 Qtr 1: 0; 2009 Qtr 2: 0; 2009 Qtr 3: 0; 2009 Qtr 4: 23.6549; 2010 Qtr 1: 0; 2010 Qtr 2: 0; 2010 Qtr 3: 0; 2010 Qtr 4: 0; 2011 Qtr 1: 0; 2011 Qtr 2: 0; 2011 Qtr 3: 0; 2011 Qtr 4: 0 | 23.6549
0 | 234303-Lighting-Remove 4 Ft Lamp (De-Lamp) - Tr1 |  | System | Commercial | [6 empty] | 12.3596 | 16.4871 | 0 | 0 | 0 | -4.1275 | 137.2559 |  | 0 | 0.026384 | -2.5676 | Commercial |  | Winter Only | [5 empty] | 15 | 0.77 |  |  |  | 0 | 23.6549 | 0 | 0 | 0 | 0 | 0 | 0 | 0 | 0 | 0 | 0 | 2009 Qtr 1: 0; 2009 Qtr 2: 0; 2009 Qtr 3: 0; 2009 Qtr 4: 23.6549; 2010 Qtr 1: 0; 2010 Qtr 2: 0; 2010 Qtr 3: 0; 2010 Qtr 4: 0; 2011 Qtr 1: 0; 2011 Qtr 2: 0; 2011 Qtr 3: 0; 2011 Qtr 4: 0 | 23.6549
0 | 234360-Lighting-IntrHiByLnrFlscntFxtr244wrplc400w(TrI)Tr1 |  | System | Commercial | [6 empty] | 282.4319 | 153.8404 | 0 | 0 | 0 | 128.5914 | 0 |  | 0 | 0.224 | -7.1132 | Commercial |  | Winter Only | [5 empty] | 15 | 0.78 |  |  |  | 0 | 6.8253 | 0 | 0 | 0 | 0 | 0 | 0 | 0 | 0 | 0 | 0 | 2009 Qtr 1: 0; 2009 Qtr 2: 0; 2009 Qtr 3: 0; 2009 Qtr 4: 6.8253; 2010 Qtr 1: 0; 2010 Qtr 2: 0; 2010 Qtr 3: 0; 2010 Qtr 4: 0; 2011 Qtr 1: 0; 2011 Qtr 2: 0; 2011 Qtr 3: 0; 2011 Qtr 4: 0 | 6.8253
0 | 234285-Lighting-Occpncy Snsr-Hi-Bay integrated Snsr-Tr1 |  | System | Commercial | 01-ALC-AllCommercial-IntLight | 0 |  |  |  |  | 221.2703 | 95.5 | 0 | 0 | 0 | 125.7703 | 2503.6304 |  | kWh | 0.48559 | 0 | Commercial | [7 empty] | 8 | 0.84 |  |  |  | 0 | 7 | 0 | 0 | 0 | 0 | 0 | 0 | 0 | 0 | 0 | 0 | 2009 Qtr 1: 0; 2009 Qtr 2: 0; 2009 Qtr 3: 0; 2009 Qtr 4: 7; 2010 Qtr 1: 0; 2010 Qtr 2: 0; 2010 Qtr 3: 0; 2010 Qtr 4: 0; 2011 Qtr 1: 0; 2011 Qtr 2: 0; 2011 Qtr 3: 0; 2011 Qtr 4: 0 | 7
0 | 234286-Lighting-Occpncy Snsr-Hi-Bay integrated Snsr-Tr2 |  | System | Commercial | 01-ALC-AllCommercial-IntLight | 0 |  |  |  |  | 221.37 | 95.5 | 0 | 0 | 0 | 125.87 | 1499.5759 |  | kWh | 0.47213 | 0 | Commercial | [7 empty] | 8 | 0.84 |  |  |  | 0 | 72 | 0 | 0 | 0 | 0 | 0 | 0 | 0 | 0 | 0 | 0 | 2009 Qtr 1: 0; 2009 Qtr 2: 0; 2009 Qtr 3: 0; 2009 Qtr 4: 72; 2010 Qtr 1: 0; 2010 Qtr 2: 0; 2010 Qtr 3: 0; 2010 Qtr 4: 0; 2011 Qtr 1: 0; 2011 Qtr 2: 0; 2011 Qtr 3: 0; 2011 Qtr 4: 0 | 72
0 | 234330-Premium T8 with T12 40 Watt Baseline - Tr1 |  | System | Commercial | 01-ALC-AllCommercial-IntLight | 0 |  |  |  |  | 27.6532 | 13.1897 | 0 | 0 | 0 | 14.4636 | 83.5202 |  | kWh | 0.017351 | 0 | Commercial | [7 empty] | 15 | 0.78 |  |  |  | 0 | 478.5559 | 0 | 0 | 0 | 0 | 0 | 0 | 0 | 0 | 0 | 0 | 2009 Qtr 1: 478.5559; 2009 Qtr 2: 0; 2009 Qtr 3: 0; 2009 Qtr 4: 0; 2010 Qtr 1: 0; 2010 Qtr 2: 0; 2010 Qtr 3: 0; 2010 Qtr 4: 0; 2011 Qtr 1: 0; 2011 Qtr 2: 0; 2011 Qtr 3: 0; 2011 Qtr 4: 0 | 478.5559
0 | 234303-Lighting-Remove 4 Ft Lamp (De-Lamp) - Tr1 |  | System | Commercial | [6 empty] | 12.3596 | 16.4871 | 0 | 0 | 0 | -4.1275 | 137.2559 |  | 0 | 0.026384 | -2.5676 | Commercial |  | Winter Only | [5 empty] | 15 | 0.77 |  |  |  | 0 | 130.1017 | 0 | 0 | 0 | 0 | 0 | 0 | 0 | 0 | 0 | 0 | 2009 Qtr 1: 130.1017; 2009 Qtr 2: 0; 2009 Qtr 3: 0; 2009 Qtr 4: 0; 2010 Qtr 1: 0; 2010 Qtr 2: 0; 2010 Qtr 3: 0; 2010 Qtr 4: 0; 2011 Qtr 1: 0; 2011 Qtr 2: 0; 2011 Qtr 3: 0; 2011 Qtr 4: 0 | 130.1017
0 | 234306-Lighting-Remove 8 Ft Lamp (De-Lamp) - Tr1 |  | System | Commercial | 23-RTL-Retail–SingleStorylarge-LIT_INT | 0 |  |  |  |  | 28.4369 | 27.4785 | 0 | 0 | 0 | 0.95836 | 366.7521 |  | kWh | 0.077777 | 0 | Commercial | [7 empty] | 15 | 0.77 |  |  |  | 0 | 16.3764 | 0 | 0 | 0 | 0 | 0 | 0 | 0 | 0 | 0 | 0 | 2009 Qtr 1: 16.3764; 2009 Qtr 2: 0; 2009 Qtr 3: 0; 2009 Qtr 4: 0; 2010 Qtr 1: 0; 2010 Qtr 2: 0; 2010 Qtr 3: 0; 2010 Qtr 4: 0; 2011 Qtr 1: 0; 2011 Qtr 2: 0; 2011 Qtr 3: 0; 2011 Qtr 4: 0 | 16.3764
0 | 234312-Lighting-Screw in 14-26 Watt Lamp - Tr1 |  | System | Commercial | [6 empty] | 9.3196 | 10.3931 | 0 | 0 | 0 | -1.0734 | 194.1729 |  | 0 | 0.038993 | -2.6224 | Commercial |  | Annual | [5 empty] | 2.47 | 0.81 |  |  |  | 0 | 2.0206 | 0 | 0 | 0 | 0 | 0 | 0 | 0 | 0 | 0 | 0 | 2009 Qtr 1: 2.0206; 2009 Qtr 2: 0; 2009 Qtr 3: 0; 2009 Qtr 4: 0; 2010 Qtr 1: 0; 2010 Qtr 2: 0; 2010 Qtr 3: 0; 2010 Qtr 4: 0; 2011 Qtr 1: 0; 2011 Qtr 2: 0; 2011 Qtr 3: 0; 2011 Qtr 4: 0 | 2.0206
0 | 234330-Premium T8 with T12 40 Watt Baseline - Tr1 |  | System | Commercial | 01-ALC-AllCommercial-IntLight | 0 |  |  |  |  | 27.6532 | 13.1897 | 0 | 0 | 0 | 14.4636 | 83.5202 |  | kWh | 0.017351 | 0 | Commercial | [7 empty] | 15 | 0.78 |  |  |  | 0 | 43.6705 | 0 | 0 | 0 | 0 | 0 | 0 | 0 | 0 | 0 | 0 | 2009 Qtr 1: 0; 2009 Qtr 2: 0; 2009 Qtr 3: 0; 2009 Qtr 4: 43.6705; 2010 Qtr 1: 0; 2010 Qtr 2: 0; 2010 Qtr 3: 0; 2010 Qtr 4: 0; 2011 Qtr 1: 0; 2011 Qtr 2: 0; 2011 Qtr 3: 0; 2011 Qtr 4: 0 | 43.6705
0 | 234303-Lighting-Remove 4 Ft Lamp (De-Lamp) - Tr1 |  | System | Commercial | [6 empty] | 12.3596 | 16.4871 | 0 | 0 | 0 | -4.1275 | 137.2559 |  | 0 | 0.026384 | -2.5676 | Commercial |  | Winter Only | [5 empty] | 15 | 0.77 |  |  |  | 0 | 43.6705 | 0 | 0 | 0 | 0 | 0 | 0 | 0 | 0 | 0 | 0 | 2009 Qtr 1: 0; 2009 Qtr 2: 0; 2009 Qtr 3: 0; 2009 Qtr 4: 43.6705; 2010 Qtr 1: 0; 2010 Qtr 2: 0; 2010 Qtr 3: 0; 2010 Qtr 4: 0; 2011 Qtr 1: 0; 2011 Qtr 2: 0; 2011 Qtr 3: 0; 2011 Qtr 4: 0 | 43.6705
0 | 234360-Lighting-IntrHiByLnrFlscntFxtr244wrplc400w(TrI)Tr1 |  | System | Commercial | [6 empty] | 282.4319 | 153.8404 | 0 | 0 | 0 | 128.5914 | 0 |  | 0 | 0.224 | -7.1132 | Commercial |  | Winter Only | [5 empty] | 15 | 0.78 |  |  |  | 0 | 42.9016 | 0 | 0 | 0 | 0 | 0 | 0 | 0 | 0 | 0 | 0 | 2009 Qtr 1: 0; 2009 Qtr 2: 0; 2009 Qtr 3: 0; 2009 Qtr 4: 42.9016; 2010 Qtr 1: 0; 2010 Qtr 2: 0; 2010 Qtr 3: 0; 2010 Qtr 4: 0; 2011 Qtr 1: 0; 2011 Qtr 2: 0; 2011 Qtr 3: 0; 2011 Qtr 4: 0 | 42.9016
0 | 234285-Lighting-Occpncy Snsr-Hi-Bay integrated Snsr-Tr1 |  | System | Commercial | 01-ALC-AllCommercial-IntLight | 0 |  |  |  |  | 221.2703 | 95.5 | 0 | 0 | 0 | 125.7703 | 2503.6304 |  | kWh | 0.48559 | 0 | Commercial | [7 empty] | 8 | 0.84 |  |  |  | 0 | 44 | 0 | 0 | 0 | 0 | 0 | 0 | 0 | 0 | 0 | 0 | 2009 Qtr 1: 0; 2009 Qtr 2: 0; 2009 Qtr 3: 0; 2009 Qtr 4: 44; 2010 Qtr 1: 0; 2010 Qtr 2: 0; 2010 Qtr 3: 0; 2010 Qtr 4: 0; 2011 Qtr 1: 0; 2011 Qtr 2: 0; 2011 Qtr 3: 0; 2011 Qtr 4: 0 | 44
0 | 234330-Premium T8 with T12 40 Watt Baseline - Tr1 |  | System | Commercial | 01-ALC-AllCommercial-IntLight | 0 |  |  |  |  | 27.6532 | 13.1897 | 0 | 0 | 0 | 14.4636 | 83.5202 |  | kWh | 0.017351 | 0 | Commercial | [7 empty] | 15 | 0.78 |  |  |  | 0 | 176.5016 | 0 | 0 | 0 | 0 | 0 | 0 | 0 | 0 | 0 | 0 | 2009 Qtr 1: 0; 2009 Qtr 2: 0; 2009 Qtr 3: 0; 2009 Qtr 4: 176.5016; 2010 Qtr 1: 0; 2010 Qtr 2: 0; 2010 Qtr 3: 0; 2010 Qtr 4: 0; 2011 Qtr 1: 0; 2011 Qtr 2: 0; 2011 Qtr 3: 0; 2011 Qtr 4: 0 | 176.5016
0 | 234303-Lighting-Remove 4 Ft Lamp (De-Lamp) - Tr1 |  | System | Commercial | [6 empty] | 12.3596 | 16.4871 | 0 | 0 | 0 | -4.1275 | 137.2559 |  | 0 | 0.026384 | -2.5676 | Commercial |  | Winter Only | [5 empty] | 15 | 0.77 |  |  |  | 0 | 30.9333 | 0 | 0 | 0 | 0 | 0 | 0 | 0 | 0 | 0 | 0 | 2009 Qtr 1: 0; 2009 Qtr 2: 0; 2009 Qtr 3: 0; 2009 Qtr 4: 30.9333; 2010 Qtr 1: 0; 2010 Qtr 2: 0; 2010 Qtr 3: 0; 2010 Qtr 4: 0; 2011 Qtr 1: 0; 2011 Qtr 2: 0; 2011 Qtr 3: 0; 2011 Qtr 4: 0 | 30.9333
0 | 234285-Lighting-Occpncy Snsr-Hi-Bay integrated Snsr-Tr1 |  | System | Commercial | 01-ALC-AllCommercial-IntLight | 0 |  |  |  |  | 221.2703 | 95.5 | 0 | 0 | 0 | 125.7703 | 2503.6304 |  | kWh | 0.48559 | 0 | Commercial | [7 empty] | 8 | 0.84 |  |  |  | 0 | 98 | 0 | 0 | 0 | 0 | 0 | 0 | 0 | 0 | 0 | 0 | 2009 Qtr 1: 98; 2009 Qtr 2: 0; 2009 Qtr 3: 0; 2009 Qtr 4: 0; 2010 Qtr 1: 0; 2010 Qtr 2: 0; 2010 Qtr 3: 0; 2010 Qtr 4: 0; 2011 Qtr 1: 0; 2011 Qtr 2: 0; 2011 Qtr 3: 0; 2011 Qtr 4: 0 | 98
0 | 234285-Lighting-Occpncy Snsr-Hi-Bay integrated Snsr-Tr1 |  | System | Commercial | 01-ALC-AllCommercial-IntLight | 0 |  |  |  |  | 221.2703 | 95.5 | 0 | 0 | 0 | 125.7703 | 2503.6304 |  | kWh | 0.48559 | 0 | Commercial | [7 empty] | 8 | 0.84 |  |  |  | 0 | 171 | 0 | 0 | 0 | 0 | 0 | 0 | 0 | 0 | 0 | 0 | 2009 Qtr 1: 171; 2009 Qtr 2: 0; 2009 Qtr 3: 0; 2009 Qtr 4: 0; 2010 Qtr 1: 0; 2010 Qtr 2: 0; 2010 Qtr 3: 0; 2010 Qtr 4: 0; 2011 Qtr 1: 0; 2011 Qtr 2: 0; 2011 Qtr 3: 0; 2011 Qtr 4: 0 | 171
0 | 234330-Premium T8 with T12 40 Watt Baseline - Tr1 |  | System | Commercial | 01-ALC-AllCommercial-IntLight | 0 |  |  |  |  | 27.6532 | 11.8707 | 0 | 0 | 0 | 15.7825 | 83.5202 |  | kWh | 0.017351 | 0 | Commercial | [7 empty] | 15 | 0.78 |  |  |  | 0 | 167.4036 | 0 | 0 | 0 | 0 | 0 | 0 | 0 | 0 | 0 | 0 | 2009 Qtr 1: 167.4036; 2009 Qtr 2: 0; 2009 Qtr 3: 0; 2009 Qtr 4: 0; 2010 Qtr 1: 0; 2010 Qtr 2: 0; 2010 Qtr 3: 0; 2010 Qtr 4: 0; 2011 Qtr 1: 0; 2011 Qtr 2: 0; 2011 Qtr 3: 0; 2011 Qtr 4: 0 | 167.4036
0 | 234303-Lighting-Remove 4 Ft Lamp (De-Lamp) - Tr1 |  | System | Commercial | [6 empty] | 12.3596 | 14.8384 | 0 | 0 | 0 | -2.4788 | 137.2559 |  | 0 | 0.026384 | -2.5676 | Commercial |  | Winter Only | [5 empty] | 15 | 0.77 |  |  |  | 0 | 89.1606 | 0 | 0 | 0 | 0 | 0 | 0 | 0 | 0 | 0 | 0 | 2009 Qtr 1: 89.1606; 2009 Qtr 2: 0; 2009 Qtr 3: 0; 2009 Qtr 4: 0; 2010 Qtr 1: 0; 2010 Qtr 2: 0; 2010 Qtr 3: 0; 2010 Qtr 4: 0; 2011 Qtr 1: 0; 2011 Qtr 2: 0; 2011 Qtr 3: 0; 2011 Qtr 4: 0 | 89.1606
0 | 234360-Lighting-IntrHiByLnrFlscntFxtr244wrplc400w(TrI)Tr1 |  | System | Commercial | [6 empty] | 282.4319 | 138.4564 | 0 | 0 | 0 | 143.9755 | 0 |  | 0 | 0.224 | -7.1132 | Commercial |  | Winter Only | [5 empty] | 15 | 0.78 |  |  |  | 0 | 2.9251 | 0 | 0 | 0 | 0 | 0 | 0 | 0 | 0 | 0 | 0 | 2009 Qtr 1: 2.9251; 2009 Qtr 2: 0; 2009 Qtr 3: 0; 2009 Qtr 4: 0; 2010 Qtr 1: 0; 2010 Qtr 2: 0; 2010 Qtr 3: 0; 2010 Qtr 4: 0; 2011 Qtr 1: 0; 2011 Qtr 2: 0; 2011 Qtr 3: 0; 2011 Qtr 4: 0 | 2.9251
0 | 234285-Lighting-Occpncy Snsr-Hi-Bay integrated Snsr-Tr1 |  | System | Commercial | 01-ALC-AllCommercial-IntLight | 0 |  |  |  |  | 221.2703 | 85.95 | 0 | 0 | 0 | 135.3203 | 2503.6304 |  | kWh | 0.48559 | 0 | Commercial | [7 empty] | 8 | 0.84 |  |  |  | 0 | 3 | 0 | 0 | 0 | 0 | 0 | 0 | 0 | 0 | 0 | 0 | 2009 Qtr 1: 3; 2009 Qtr 2: 0; 2009 Qtr 3: 0; 2009 Qtr 4: 0; 2010 Qtr 1: 0; 2010 Qtr 2: 0; 2010 Qtr 3: 0; 2010 Qtr 4: 0; 2011 Qtr 1: 0; 2011 Qtr 2: 0; 2011 Qtr 3: 0; 2011 Qtr 4: 0 | 3
0 | 234315-Lighting-Screw in 14-26 Watt Reflector Lamp-Tr1 |  | System | Commercial | [6 empty] | 18.0648 | 8.6856 | 0 | 0 | 0 | 9.3792 | 194.1729 |  | 0 | 0.038993 | -2.6224 | Commercial |  | Winter Only | [5 empty] | 2.47 | 0.81 |  |  |  | 0 | 13.4705 | 0 | 0 | 0 | 0 | 0 | 0 | 0 | 0 | 0 | 0 | 2009 Qtr 1: 13.4705; 2009 Qtr 2: 0; 2009 Qtr 3: 0; 2009 Qtr 4: 0; 2010 Qtr 1: 0; 2010 Qtr 2: 0; 2010 Qtr 3: 0; 2010 Qtr 4: 0; 2011 Qtr 1: 0; 2011 Qtr 2: 0; 2011 Qtr 3: 0; 2011 Qtr 4: 0 | 13.4705
0 | 234330-Premium T8 with T12 40 Watt Baseline - Tr1 |  | System | Commercial | 01-ALC-AllCommercial-IntLight | 0 |  |  |  |  | 27.6532 | 11.8707 | 0 | 0 | 0 | 15.7825 | 83.5202 |  | kWh | 0.017351 | 0 | Commercial | [7 empty] | 15 | 0.78 |  |  |  | 0 | 109.1763 | 0 | 0 | 0 | 0 | 0 | 0 | 0 | 0 | 0 | 0 | 2009 Qtr 1: 109.1763; 2009 Qtr 2: 0; 2009 Qtr 3: 0; 2009 Qtr 4: 0; 2010 Qtr 1: 0; 2010 Qtr 2: 0; 2010 Qtr 3: 0; 2010 Qtr 4: 0; 2011 Qtr 1: 0; 2011 Qtr 2: 0; 2011 Qtr 3: 0; 2011 Qtr 4: 0 | 109.1763
0 | 234303-Lighting-Remove 4 Ft Lamp (De-Lamp) - Tr1 |  | System | Commercial | [6 empty] | 12.3596 | 14.8384 | 0 | 0 | 0 | -2.4788 | 137.2559 |  | 0 | 0.026384 | -2.5676 | Commercial |  | Winter Only | [5 empty] | 15 | 0.77 |  |  |  | 0 | 43.6705 | 0 | 0 | 0 | 0 | 0 | 0 | 0 | 0 | 0 | 0 | 2009 Qtr 1: 43.6705; 2009 Qtr 2: 0; 2009 Qtr 3: 0; 2009 Qtr 4: 0; 2010 Qtr 1: 0; 2010 Qtr 2: 0; 2010 Qtr 3: 0; 2010 Qtr 4: 0; 2011 Qtr 1: 0; 2011 Qtr 2: 0; 2011 Qtr 3: 0; 2011 Qtr 4: 0 | 43.6705
0 | 234330-Premium T8 with T12 40 Watt Baseline - Tr1 |  | System | Commercial | 01-ALC-AllCommercial-IntLight | 0 |  |  |  |  | 27.6532 | 13.1897 | 0 | 0 | 0 | 14.4636 | 83.5202 |  | kWh | 0.017351 | 0 | Commercial | [7 empty] | 15 | 0.78 |  |  |  | 0 | 27.2941 | 0 | 0 | 0 | 0 | 0 | 0 | 0 | 0 | 0 | 0 | 2009 Qtr 1: 27.2941; 2009 Qtr 2: 0; 2009 Qtr 3: 0; 2009 Qtr 4: 0; 2010 Qtr 1: 0; 2010 Qtr 2: 0; 2010 Qtr 3: 0; 2010 Qtr 4: 0; 2011 Qtr 1: 0; 2011 Qtr 2: 0; 2011 Qtr 3: 0; 2011 Qtr 4: 0 | 27.2941
0 | 234303-Lighting-Remove 4 Ft Lamp (De-Lamp) - Tr1 |  | System | Commercial | [6 empty] | 12.3596 | 16.4871 | 0 | 0 | 0 | -4.1275 | 137.2559 |  | 0 | 0.026384 | -2.5676 | Commercial |  | Winter Only | [5 empty] | 15 | 0.77 |  |  |  | 0 | 27.2941 | 0 | 0 | 0 | 0 | 0 | 0 | 0 | 0 | 0 | 0 | 2009 Qtr 1: 27.2941; 2009 Qtr 2: 0; 2009 Qtr 3: 0; 2009 Qtr 4: 0; 2010 Qtr 1: 0; 2010 Qtr 2: 0; 2010 Qtr 3: 0; 2010 Qtr 4: 0; 2011 Qtr 1: 0; 2011 Qtr 2: 0; 2011 Qtr 3: 0; 2011 Qtr 4: 0 | 27.2941
0 | 234330-Premium T8 with T12 40 Watt Baseline - Tr1 |  | System | Commercial | 01-ALC-AllCommercial-IntLight | 0 |  |  |  |  | 27.6532 | 11.8707 | 0 | 0 | 0 | 15.7825 | 83.5202 |  | kWh | 0.017351 | 0 | Commercial | [7 empty] | 15 | 0.78 |  |  |  | 0 | 542.2421 | 0 | 0 | 0 | 0 | 0 | 0 | 0 | 0 | 0 | 0 | 2009 Qtr 1: 542.2421; 2009 Qtr 2: 0; 2009 Qtr 3: 0; 2009 Qtr 4: 0; 2010 Qtr 1: 0; 2010 Qtr 2: 0; 2010 Qtr 3: 0; 2010 Qtr 4: 0; 2011 Qtr 1: 0; 2011 Qtr 2: 0; 2011 Qtr 3: 0; 2011 Qtr 4: 0 | 542.2421
0 | 234315-Lighting-Screw in 14-26 Watt Reflector Lamp-Tr1 |  | System | Commercial | [6 empty] | 18.0648 | 8.6856 | 0 | 0 | 0 | 9.3792 | 194.1729 |  | 0 | 0.038993 | -2.6224 | Commercial |  | Winter Only | [5 empty] | 2.47 | 0.81 |  |  |  | 0 | 10.7764 | 0 | 0 | 0 | 0 | 0 | 0 | 0 | 0 | 0 | 0 | 2009 Qtr 1: 10.7764; 2009 Qtr 2: 0; 2009 Qtr 3: 0; 2009 Qtr 4: 0; 2010 Qtr 1: 0; 2010 Qtr 2: 0; 2010 Qtr 3: 0; 2010 Qtr 4: 0; 2011 Qtr 1: 0; 2011 Qtr 2: 0; 2011 Qtr 3: 0; 2011 Qtr 4: 0 | 10.7764
0 | 234330-Premium T8 with T12 40 Watt Baseline - Tr1 |  | System | Commercial | 01-ALC-AllCommercial-IntLight | 0 |  |  |  |  | 27.6532 | 13.1897 | 0 | 0 | 0 | 14.4636 | 83.5202 |  | kWh | 0.017351 | 0 | Commercial | [7 empty] | 15 | 0.78 |  |  |  | 0 | 43.6705 | 0 | 0 | 0 | 0 | 0 | 0 | 0 | 0 | 0 | 0 | 2009 Qtr 1: 0; 2009 Qtr 2: 0; 2009 Qtr 3: 0; 2009 Qtr 4: 43.6705; 2010 Qtr 1: 0; 2010 Qtr 2: 0; 2010 Qtr 3: 0; 2010 Qtr 4: 0; 2011 Qtr 1: 0; 2011 Qtr 2: 0; 2011 Qtr 3: 0; 2011 Qtr 4: 0 | 43.6705
0 | 234309-Lighting-Screw in >27 Watt Lamp - Tr1 |  | System | Commercial | 18-OFS-Office–Small-IntLight | 0 |  |  |  |  | 10.7915 | 10.69 | 0 | 0 | 0 | 0.10143 | 366.8636 |  | kWh | 0.056754 | 0 | Commercial | [7 empty] | 2.04 | 0.81 |  |  |  | 0 | 23.5734 | 0 | 0 | 0 | 0 | 0 | 0 | 0 | 0 | 0 | 0 | 2009 Qtr 1: 23.5734; 2009 Qtr 2: 0; 2009 Qtr 3: 0; 2009 Qtr 4: 0; 2010 Qtr 1: 0; 2010 Qtr 2: 0; 2010 Qtr 3: 0; 2010 Qtr 4: 0; 2011 Qtr 1: 0; 2011 Qtr 2: 0; 2011 Qtr 3: 0; 2011 Qtr 4: 0 | 23.5734
0 | 234049-Lighting-LED Exit Sign New Sign |  | System | Commercial | 25-SCN-Storage–Conditioned-Exit | 0 |  |  |  |  | 64.8921 | 40.5 | 0 | 0 | 0 | 24.3921 | 351.311 |  | kWh | 0 | 0 | Commercial | [7 empty] | 16 | 0.85 |  |  |  | 0 | 9 | 0 | 0 | 0 | 0 | 0 | 0 | 0 | 0 | 0 | 0 | 2009 Qtr 1: 9; 2009 Qtr 2: 0; 2009 Qtr 3: 0; 2009 Qtr 4: 0; 2010 Qtr 1: 0; 2010 Qtr 2: 0; 2010 Qtr 3: 0; 2010 Qtr 4: 0; 2011 Qtr 1: 0; 2011 Qtr 2: 0; 2011 Qtr 3: 0; 2011 Qtr 4: 0 | 9
0 | 234331-Premium T8 with T12 40 Watt Baseline - Tr2 |  | System | Commercial | 01-ALC-AllCommercial-IntLight | 0 |  |  |  |  | 27.653 | 9.8923 | 0 | 0 | 0 | 17.7607 | 58.062 |  | kWh | 0.017133 | 0 | Commercial | [7 empty] | 15 | 0.78 |  |  |  | 0 | 89.1606 | 0 | 0 | 0 | 0 | 0 | 0 | 0 | 0 | 0 | 0 | 2009 Qtr 1: 89.1606; 2009 Qtr 2: 0; 2009 Qtr 3: 0; 2009 Qtr 4: 0; 2010 Qtr 1: 0; 2010 Qtr 2: 0; 2010 Qtr 3: 0; 2010 Qtr 4: 0; 2011 Qtr 1: 0; 2011 Qtr 2: 0; 2011 Qtr 3: 0; 2011 Qtr 4: 0 | 89.1606
0 | 234304-Lighting-Remove 4 Ft Lamp (De-Lamp) - Tr2 |  | System | Commercial | [6 empty] | 12.3587 | 12.3653 | 0 | 0 | 0 | -0.0066231 | 137.2559 |  | 0 | 0.026384 | -2.5676 | Commercial | [7 empty] | 15 | 0.77 |  |  |  | 0 | 89.1606 | 0 | 0 | 0 | 0 | 0 | 0 | 0 | 0 | 0 | 0 | 2009 Qtr 1: 89.1606; 2009 Qtr 2: 0; 2009 Qtr 3: 0; 2009 Qtr 4: 0; 2010 Qtr 1: 0; 2010 Qtr 2: 0; 2010 Qtr 3: 0; 2010 Qtr 4: 0; 2011 Qtr 1: 0; 2011 Qtr 2: 0; 2011 Qtr 3: 0; 2011 Qtr 4: 0 | 89.1606
0 | 234331-Premium T8 with T12 40 Watt Baseline - Tr2 |  | System | Commercial | 01-ALC-AllCommercial-IntLight | 0 |  |  |  |  | 27.653 | 9.8923 | 0 | 0 | 0 | 17.7607 | 58.062 |  | kWh | 0.017133 | 0 | Commercial | [7 empty] | 15 | 0.78 |  |  |  | 0 | 14.5568 | 0 | 0 | 0 | 0 | 0 | 0 | 0 | 0 | 0 | 0 | 2009 Qtr 1: 0; 2009 Qtr 2: 0; 2009 Qtr 3: 0; 2009 Qtr 4: 14.5568; 2010 Qtr 1: 0; 2010 Qtr 2: 0; 2010 Qtr 3: 0; 2010 Qtr 4: 0; 2011 Qtr 1: 0; 2011 Qtr 2: 0; 2011 Qtr 3: 0; 2011 Qtr 4: 0 | 14.5568
0 | 234208-Lighting-8 Ft T-8 with Elec Ballast-Tr2 |  | System | Commercial | 01-ALC-AllCommercial-IntLight | 0 |  |  |  |  | 35.6904 | 16.4871 | 0 | 0 | 0 | 19.2033 | 32.3258 |  | kWh | 0.009599 | 0 | Commercial | [7 empty] | 15 | 0.78 |  |  |  | 0 | 3.6392 | 0 | 0 | 0 | 0 | 0 | 0 | 0 | 0 | 0 | 0 | 2009 Qtr 1: 0; 2009 Qtr 2: 0; 2009 Qtr 3: 0; 2009 Qtr 4: 3.6392; 2010 Qtr 1: 0; 2010 Qtr 2: 0; 2010 Qtr 3: 0; 2010 Qtr 4: 0; 2011 Qtr 1: 0; 2011 Qtr 2: 0; 2011 Qtr 3: 0; 2011 Qtr 4: 0 | 3.6392
0 | 234304-Lighting-Remove 4 Ft Lamp (De-Lamp) - Tr2 |  | System | Commercial | [6 empty] | 12.3587 | 12.3653 | 0 | 0 | 0 | -0.0066231 | 137.2559 |  | 0 | 0.026384 | -2.5676 | Commercial | [7 empty] | 15 | 0.77 |  |  |  | 0 | 7.2784 | 0 | 0 | 0 | 0 | 0 | 0 | 0 | 0 | 0 | 0 | 2009 Qtr 1: 0; 2009 Qtr 2: 0; 2009 Qtr 3: 0; 2009 Qtr 4: 7.2784; 2010 Qtr 1: 0; 2010 Qtr 2: 0; 2010 Qtr 3: 0; 2010 Qtr 4: 0; 2011 Qtr 1: 0; 2011 Qtr 2: 0; 2011 Qtr 3: 0; 2011 Qtr 4: 0 | 7.2784
0 | 234307-Lighting-Remove 8 Ft Lamp (De-Lamp) - Tr2 |  | System | Commercial | 23-RTL-Retail–SingleStorylarge-LIT_INT | 0 |  |  |  |  | 28.4021 | 16.4871 | 0 | 0 | 0 | 11.915 | 253.9171 |  | kWh | 0.077292 | 0 | Commercial | [7 empty] | 15 | 0.77 |  |  |  | 0 | 3.6392 | 0 | 0 | 0 | 0 | 0 | 0 | 0 | 0 | 0 | 0 | 2009 Qtr 1: 0; 2009 Qtr 2: 0; 2009 Qtr 3: 0; 2009 Qtr 4: 3.6392; 2010 Qtr 1: 0; 2010 Qtr 2: 0; 2010 Qtr 3: 0; 2010 Qtr 4: 0; 2011 Qtr 1: 0; 2011 Qtr 2: 0; 2011 Qtr 3: 0; 2011 Qtr 4: 0 | 3.6392
0 | 234331-Premium T8 with T12 40 Watt Baseline - Tr2 |  | System | Commercial | 01-ALC-AllCommercial-IntLight | 0 |  |  |  |  | 27.653 | 9.8923 | 0 | 0 | 0 | 17.7607 | 58.062 |  | kWh | 0.017133 | 0 | Commercial | [7 empty] | 15 | 0.78 |  |  |  | 0 | 74.6038 | 0 | 0 | 0 | 0 | 0 | 0 | 0 | 0 | 0 | 0 | 2009 Qtr 1: 0; 2009 Qtr 2: 0; 2009 Qtr 3: 0; 2009 Qtr 4: 74.6038; 2010 Qtr 1: 0; 2010 Qtr 2: 0; 2010 Qtr 3: 0; 2010 Qtr 4: 0; 2011 Qtr 1: 0; 2011 Qtr 2: 0; 2011 Qtr 3: 0; 2011 Qtr 4: 0 | 74.6038
0 | 234330-Premium T8 with T12 40 Watt Baseline - Tr1 |  | System | Commercial | 01-ALC-AllCommercial-IntLight | 0 |  |  |  |  | 27.6532 | 13.1897 | 0 | 0 | 0 | 14.4636 | 83.5202 |  | kWh | 0.017351 | 0 | Commercial | [7 empty] | 15 | 0.78 |  |  |  | 0 | 136.4703 | 0 | 0 | 0 | 0 | 0 | 0 | 0 | 0 | 0 | 0 | 2009 Qtr 1: 136.4703; 2009 Qtr 2: 0; 2009 Qtr 3: 0; 2009 Qtr 4: 0; 2010 Qtr 1: 0; 2010 Qtr 2: 0; 2010 Qtr 3: 0; 2010 Qtr 4: 0; 2011 Qtr 1: 0; 2011 Qtr 2: 0; 2011 Qtr 3: 0; 2011 Qtr 4: 0 | 136.4703
0 | 234360-Lighting-IntrHiByLnrFlscntFxtr244wrplc400w(TrI)Tr1 |  | System | Commercial | [6 empty] | 282.4319 | 153.8404 | 0 | 0 | 0 | 128.5914 | 0 |  | 0 | 0.224 | -7.1132 | Commercial |  | Winter Only | [5 empty] | 15 | 0.78 |  |  |  | 0 | 9.7504 | 0 | 0 | 0 | 0 | 0 | 0 | 0 | 0 | 0 | 0 | 2009 Qtr 1: 9.7504; 2009 Qtr 2: 0; 2009 Qtr 3: 0; 2009 Qtr 4: 0; 2010 Qtr 1: 0; 2010 Qtr 2: 0; 2010 Qtr 3: 0; 2010 Qtr 4: 0; 2011 Qtr 1: 0; 2011 Qtr 2: 0; 2011 Qtr 3: 0; 2011 Qtr 4: 0 | 9.7504
0 | 234285-Lighting-Occpncy Snsr-Hi-Bay integrated Snsr-Tr1 |  | System | Commercial | 01-ALC-AllCommercial-IntLight | 0 |  |  |  |  | 221.2703 | 95.5 | 0 | 0 | 0 | 125.7703 | 2503.6304 |  | kWh | 0.48559 | 0 | Commercial | [7 empty] | 8 | 0.84 |  |  |  | 0 | 1 | 0 | 0 | 0 | 0 | 0 | 0 | 0 | 0 | 0 | 0 | 2009 Qtr 1: 1; 2009 Qtr 2: 0; 2009 Qtr 3: 0; 2009 Qtr 4: 0; 2010 Qtr 1: 0; 2010 Qtr 2: 0; 2010 Qtr 3: 0; 2010 Qtr 4: 0; 2011 Qtr 1: 0; 2011 Qtr 2: 0; 2011 Qtr 3: 0; 2011 Qtr 4: 0 | 1
0 | 234201-Lighting-2 Ft 2nd Gen T-8 with Elec Ballast-Tr1 |  | System | Commercial | 01-ALC-AllCommercial-IntLight | 0 |  |  |  |  | 23.0819 | 10.9914 | 0 | 0 | 0 | 12.0905 | 56.0027 |  | kWh | 0.010616 | 0 | Commercial | [7 empty] | 15 | 0.78 |  |  |  | 0 | 7.2784 | 0 | 0 | 0 | 0 | 0 | 0 | 0 | 0 | 0 | 0 | 2009 Qtr 1: 7.2784; 2009 Qtr 2: 0; 2009 Qtr 3: 0; 2009 Qtr 4: 0; 2010 Qtr 1: 0; 2010 Qtr 2: 0; 2010 Qtr 3: 0; 2010 Qtr 4: 0; 2011 Qtr 1: 0; 2011 Qtr 2: 0; 2011 Qtr 3: 0; 2011 Qtr 4: 0 | 7.2784
0 | 234303-Lighting-Remove 4 Ft Lamp (De-Lamp) - Tr1 |  | System | Commercial | [6 empty] | 12.3596 | 16.4871 | 0 | 0 | 0 | -4.1275 | 137.2559 |  | 0 | 0.026384 | -2.5676 | Commercial |  | Winter Only | [5 empty] | 15 | 0.77 |  |  |  | 0 | 43.6705 | 0 | 0 | 0 | 0 | 0 | 0 | 0 | 0 | 0 | 0 | 2009 Qtr 1: 43.6705; 2009 Qtr 2: 0; 2009 Qtr 3: 0; 2009 Qtr 4: 0; 2010 Qtr 1: 0; 2010 Qtr 2: 0; 2010 Qtr 3: 0; 2010 Qtr 4: 0; 2011 Qtr 1: 0; 2011 Qtr 2: 0; 2011 Qtr 3: 0; 2011 Qtr 4: 0 | 43.6705
0 | 234063-Refrigeration - Anti-Sweat Heater Controls |  | System | Commercial | 09-GRO-Grocery-REFG | 0 |  |  |  |  | 56 | 26.5 | 0 | 0 | 0 | 29.5 | 343 |  | kWh | 0.022 | 0 | Commercial | [7 empty] | 12 | 0.7 |  |  |  | 0 | 30 | 0 | 0 | 0 | 0 | 0 | 0 | 0 | 0 | 0 | 0 | 2009 Qtr 1: 30; 2009 Qtr 2: 0; 2009 Qtr 3: 0; 2009 Qtr 4: 0; 2010 Qtr 1: 0; 2010 Qtr 2: 0; 2010 Qtr 3: 0; 2010 Qtr 4: 0; 2011 Qtr 1: 0; 2011 Qtr 2: 0; 2011 Qtr 3: 0; 2011 Qtr 4: 0 | 30
0 | 234126-Refrigeration - Efficient Evap Fan Motor Electronically Commutated Motor (ECM) |  | System | Commercial | 09-GRO-Grocery-REFG | 0 |  |  |  |  | 6.7904 | 150 | 0 | 0 | 0 | -143.2096 | 116.369 |  | kWh | 0.015845 | -0.11528 | Commercial |  | Annual | [5 empty] | 15 | 0.7 |  |  |  | 0 | 9 | 0 | 0 | 0 | 0 | 0 | 0 | 0 | 0 | 0 | 0 | 2009 Qtr 1: 9; 2009 Qtr 2: 0; 2009 Qtr 3: 0; 2009 Qtr 4: 0; 2010 Qtr 1: 0; 2010 Qtr 2: 0; 2010 Qtr 3: 0; 2010 Qtr 4: 0; 2011 Qtr 1: 0; 2011 Qtr 2: 0; 2011 Qtr 3: 0; 2011 Qtr 4: 0 | 9
0 | 234126-Refrigeration - Efficient Evap Fan Motor Electronically Commutated Motor (ECM) |  | System | Commercial | 09-GRO-Grocery-REFG | 0 |  |  |  |  | 6.7904 | 150 | 0 | 0 | 0 | -143.2096 | 116.369 |  | kWh | 0.015845 | -0.11528 | Commercial |  | Annual | [5 empty] | 15 | 0.7 |  |  |  | 0 | 5 | 0 | 0 | 0 | 0 | 0 | 0 | 0 | 0 | 0 | 0 | 2009 Qtr 1: 5; 2009 Qtr 2: 0; 2009 Qtr 3: 0; 2009 Qtr 4: 0; 2010 Qtr 1: 0; 2010 Qtr 2: 0; 2010 Qtr 3: 0; 2010 Qtr 4: 0; 2011 Qtr 1: 0; 2011 Qtr 2: 0; 2011 Qtr 3: 0; 2011 Qtr 4: 0 | 5
0 | 234063-Refrigeration - Anti-Sweat Heater Controls |  | System | Commercial | 09-GRO-Grocery-REFG | 0 |  |  |  |  | 56 | 26.5 | 0 | 0 | 0 | 29.5 | 343 |  | kWh | 0.022 | 0 | Commercial | [7 empty] | 12 | 0.7 |  |  |  | 0 | 60 | 0 | 0 | 0 | 0 | 0 | 0 | 0 | 0 | 0 | 0 | 2009 Qtr 1: 60; 2009 Qtr 2: 0; 2009 Qtr 3: 0; 2009 Qtr 4: 0; 2010 Qtr 1: 0; 2010 Qtr 2: 0; 2010 Qtr 3: 0; 2010 Qtr 4: 0; 2011 Qtr 1: 0; 2011 Qtr 2: 0; 2011 Qtr 3: 0; 2011 Qtr 4: 0 | 60
0 | 234330-Premium T8 with T12 40 Watt Baseline - Tr1 |  | System | Commercial | 01-ALC-AllCommercial-IntLight | 0 |  |  |  |  | 27.6532 | 13.1897 | 0 | 0 | 0 | 14.4636 | 83.5202 |  | kWh | 0.017351 | 0 | Commercial | [7 empty] | 15 | 0.78 |  |  |  | 0 | 16.3764 | 0 | 0 | 0 | 0 | 0 | 0 | 0 | 0 | 0 | 0 | 2009 Qtr 1: 0; 2009 Qtr 2: 0; 2009 Qtr 3: 0; 2009 Qtr 4: 16.3764; 2010 Qtr 1: 0; 2010 Qtr 2: 0; 2010 Qtr 3: 0; 2010 Qtr 4: 0; 2011 Qtr 1: 0; 2011 Qtr 2: 0; 2011 Qtr 3: 0; 2011 Qtr 4: 0 | 16.3764
0 | 234303-Lighting-Remove 4 Ft Lamp (De-Lamp) - Tr1 |  | System | Commercial | [6 empty] | 12.3596 | 16.4871 | 0 | 0 | 0 | -4.1275 | 137.2559 |  | 0 | 0.026384 | -2.5676 | Commercial |  | Winter Only | [5 empty] | 15 | 0.77 |  |  |  | 0 | 16.3764 | 0 | 0 | 0 | 0 | 0 | 0 | 0 | 0 | 0 | 0 | 2009 Qtr 1: 0; 2009 Qtr 2: 0; 2009 Qtr 3: 0; 2009 Qtr 4: 16.3764; 2010 Qtr 1: 0; 2010 Qtr 2: 0; 2010 Qtr 3: 0; 2010 Qtr 4: 0; 2011 Qtr 1: 0; 2011 Qtr 2: 0; 2011 Qtr 3: 0; 2011 Qtr 4: 0 | 16.3764
0 | 234312-Lighting-Screw in 14-26 Watt Lamp - Tr1 |  | System | Commercial | [6 empty] | 9.3196 | 10.3931 | 0 | 0 | 0 | -1.0734 | 194.1729 |  | 0 | 0.038993 | -2.6224 | Commercial |  | Annual | [5 empty] | 2.47 | 0.81 |  |  |  | 0 | 6.7353 | 0 | 0 | 0 | 0 | 0 | 0 | 0 | 0 | 0 | 0 | 2009 Qtr 1: 0; 2009 Qtr 2: 0; 2009 Qtr 3: 0; 2009 Qtr 4: 6.7353; 2010 Qtr 1: 0; 2010 Qtr 2: 0; 2010 Qtr 3: 0; 2010 Qtr 4: 0; 2011 Qtr 1: 0; 2011 Qtr 2: 0; 2011 Qtr 3: 0; 2011 Qtr 4: 0 | 6.7353
0 | 234315-Lighting-Screw in 14-26 Watt Reflector Lamp-Tr1 |  | System | Commercial | [6 empty] | 18.0648 | 9.6507 | 0 | 0 | 0 | 8.4141 | 194.1729 |  | 0 | 0.038993 | -2.6224 | Commercial |  | Winter Only | [5 empty] | 2.47 | 0.81 |  |  |  | 0 | 8.0823 | 0 | 0 | 0 | 0 | 0 | 0 | 0 | 0 | 0 | 0 | 2009 Qtr 1: 0; 2009 Qtr 2: 0; 2009 Qtr 3: 0; 2009 Qtr 4: 8.0823; 2010 Qtr 1: 0; 2010 Qtr 2: 0; 2010 Qtr 3: 0; 2010 Qtr 4: 0; 2011 Qtr 1: 0; 2011 Qtr 2: 0; 2011 Qtr 3: 0; 2011 Qtr 4: 0 | 8.0823
0 | 234330-Premium T8 with T12 40 Watt Baseline - Tr1 |  | System | Commercial | 01-ALC-AllCommercial-IntLight | 0 |  |  |  |  | 27.6532 | 13.1897 | 0 | 0 | 0 | 14.4636 | 83.5202 |  | kWh | 0.017351 | 0 | Commercial | [7 empty] | 15 | 0.78 |  |  |  | 0 | 45.4901 | 0 | 0 | 0 | 0 | 0 | 0 | 0 | 0 | 0 | 0 | 2009 Qtr 1: 45.4901; 2009 Qtr 2: 0; 2009 Qtr 3: 0; 2009 Qtr 4: 0; 2010 Qtr 1: 0; 2010 Qtr 2: 0; 2010 Qtr 3: 0; 2010 Qtr 4: 0; 2011 Qtr 1: 0; 2011 Qtr 2: 0; 2011 Qtr 3: 0; 2011 Qtr 4: 0 | 45.4901
0 | 234303-Lighting-Remove 4 Ft Lamp (De-Lamp) - Tr1 |  | System | Commercial | [6 empty] | 12.3596 | 16.4871 | 0 | 0 | 0 | -4.1275 | 137.2559 |  | 0 | 0.026384 | -2.5676 | Commercial |  | Winter Only | [5 empty] | 15 | 0.77 |  |  |  | 0 | 45.4901 | 0 | 0 | 0 | 0 | 0 | 0 | 0 | 0 | 0 | 0 | 2009 Qtr 1: 45.4901; 2009 Qtr 2: 0; 2009 Qtr 3: 0; 2009 Qtr 4: 0; 2010 Qtr 1: 0; 2010 Qtr 2: 0; 2010 Qtr 3: 0; 2010 Qtr 4: 0; 2011 Qtr 1: 0; 2011 Qtr 2: 0; 2011 Qtr 3: 0; 2011 Qtr 4: 0 | 45.4901
0 | 234360-Lighting-IntrHiByLnrFlscntFxtr244wrplc400w(TrI)Tr1 |  | System | Commercial | [6 empty] | 282.4319 | 153.8404 | 0 | 0 | 0 | 128.5914 | 0 |  | 0 | 0.224 | -7.1132 | Commercial |  | Winter Only | [5 empty] | 15 | 0.78 |  |  |  | 0 | 11.7004 | 0 | 0 | 0 | 0 | 0 | 0 | 0 | 0 | 0 | 0 | 2009 Qtr 1: 11.7004; 2009 Qtr 2: 0; 2009 Qtr 3: 0; 2009 Qtr 4: 0; 2010 Qtr 1: 0; 2010 Qtr 2: 0; 2010 Qtr 3: 0; 2010 Qtr 4: 0; 2011 Qtr 1: 0; 2011 Qtr 2: 0; 2011 Qtr 3: 0; 2011 Qtr 4: 0 | 11.7004
0 | 234285-Lighting-Occpncy Snsr-Hi-Bay integrated Snsr-Tr1 |  | System | Commercial | 01-ALC-AllCommercial-IntLight | 0 |  |  |  |  | 221.2703 | 95.5 | 0 | 0 | 0 | 125.7703 | 2503.6304 |  | kWh | 0.48559 | 0 | Commercial | [7 empty] | 8 | 0.84 |  |  |  | 0 | 12 | 0 | 0 | 0 | 0 | 0 | 0 | 0 | 0 | 0 | 0 | 2009 Qtr 1: 12; 2009 Qtr 2: 0; 2009 Qtr 3: 0; 2009 Qtr 4: 0; 2010 Qtr 1: 0; 2010 Qtr 2: 0; 2010 Qtr 3: 0; 2010 Qtr 4: 0; 2011 Qtr 1: 0; 2011 Qtr 2: 0; 2011 Qtr 3: 0; 2011 Qtr 4: 0 | 12
0 | 234360-Lighting-IntrHiByLnrFlscntFxtr244wrplc400w(TrI)Tr1 |  | System | Commercial | [6 empty] | 282.4319 | 153.8404 | 0 | 0 | 0 | 128.5914 | 0 |  | 0 | 0.224 | -7.1132 | Commercial |  | Winter Only | [5 empty] | 15 | 0.78 |  |  |  | 0 | 11.7004 | 0 | 0 | 0 | 0 | 0 | 0 | 0 | 0 | 0 | 0 | 2009 Qtr 1: 11.7004; 2009 Qtr 2: 0; 2009 Qtr 3: 0; 2009 Qtr 4: 0; 2010 Qtr 1: 0; 2010 Qtr 2: 0; 2010 Qtr 3: 0; 2010 Qtr 4: 0; 2011 Qtr 1: 0; 2011 Qtr 2: 0; 2011 Qtr 3: 0; 2011 Qtr 4: 0 | 11.7004
0 | 234285-Lighting-Occpncy Snsr-Hi-Bay integrated Snsr-Tr1 |  | System | Commercial | 01-ALC-AllCommercial-IntLight | 0 |  |  |  |  | 221.2703 | 95.5 | 0 | 0 | 0 | 125.7703 | 2503.6304 |  | kWh | 0.48559 | 0 | Commercial | [7 empty] | 8 | 0.84 |  |  |  | 0 | 12 | 0 | 0 | 0 | 0 | 0 | 0 | 0 | 0 | 0 | 0 | 2009 Qtr 1: 12; 2009 Qtr 2: 0; 2009 Qtr 3: 0; 2009 Qtr 4: 0; 2010 Qtr 1: 0; 2010 Qtr 2: 0; 2010 Qtr 3: 0; 2010 Qtr 4: 0; 2011 Qtr 1: 0; 2011 Qtr 2: 0; 2011 Qtr 3: 0; 2011 Qtr 4: 0 | 12
0 | 234084-Refrigeration -Cooler/Freezer Door Gaskets - Solid Doors: Cooler |  | System | Commercial | 09-GRO-Grocery-REFG | 0 |  |  |  |  | 2.2498 | 4 | 0 | 0 | 0 | -1.7502 | 104.55 |  | kWh | 0.01195 | 0 | Commercial | [7 empty] | 4 | 0.76 |  |  |  | 0 | 59 | 0 | 0 | 0 | 0 | 0 | 0 | 0 | 0 | 0 | 0 | 2009 Qtr 1: 59; 2009 Qtr 2: 0; 2009 Qtr 3: 0; 2009 Qtr 4: 0; 2010 Qtr 1: 0; 2010 Qtr 2: 0; 2010 Qtr 3: 0; 2010 Qtr 4: 0; 2011 Qtr 1: 0; 2011 Qtr 2: 0; 2011 Qtr 3: 0; 2011 Qtr 4: 0 | 59
0 | 234330-Premium T8 with T12 40 Watt Baseline - Tr1 |  | System | Commercial | 01-ALC-AllCommercial-IntLight | 0 |  |  |  |  | 27.6532 | 13.1897 | 0 | 0 | 0 | 14.4636 | 83.5202 |  | kWh | 0.017351 | 0 | Commercial | [7 empty] | 15 | 0.78 |  |  |  | 0 | 30.9333 | 0 | 0 | 0 | 0 | 0 | 0 | 0 | 0 | 0 | 0 | 2009 Qtr 1: 0; 2009 Qtr 2: 0; 2009 Qtr 3: 0; 2009 Qtr 4: 30.9333; 2010 Qtr 1: 0; 2010 Qtr 2: 0; 2010 Qtr 3: 0; 2010 Qtr 4: 0; 2011 Qtr 1: 0; 2011 Qtr 2: 0; 2011 Qtr 3: 0; 2011 Qtr 4: 0 | 30.9333
0 | 234303-Lighting-Remove 4 Ft Lamp (De-Lamp) - Tr1 |  | System | Commercial | [6 empty] | 12.3596 | 16.4871 | 0 | 0 | 0 | -4.1275 | 137.2559 |  | 0 | 0.026384 | -2.5676 | Commercial |  | Winter Only | [5 empty] | 15 | 0.77 |  |  |  | 0 | 29.1137 | 0 | 0 | 0 | 0 | 0 | 0 | 0 | 0 | 0 | 0 | 2009 Qtr 1: 0; 2009 Qtr 2: 0; 2009 Qtr 3: 0; 2009 Qtr 4: 29.1137; 2010 Qtr 1: 0; 2010 Qtr 2: 0; 2010 Qtr 3: 0; 2010 Qtr 4: 0; 2011 Qtr 1: 0; 2011 Qtr 2: 0; 2011 Qtr 3: 0; 2011 Qtr 4: 0 | 29.1137
0 | 234084-Refrigeration -Cooler/Freezer Door Gaskets - Solid Doors: Cooler |  | System | Commercial | 09-GRO-Grocery-REFG | 0 |  |  |  |  | 2.2498 | 4 | 0 | 0 | 0 | -1.7502 | 104.55 |  | kWh | 0.01195 | 0 | Commercial | [7 empty] | 4 | 0.76 |  |  |  | 0 | 75 | 0 | 0 | 0 | 0 | 0 | 0 | 0 | 0 | 0 | 0 | 2009 Qtr 1: 75; 2009 Qtr 2: 0; 2009 Qtr 3: 0; 2009 Qtr 4: 0; 2010 Qtr 1: 0; 2010 Qtr 2: 0; 2010 Qtr 3: 0; 2010 Qtr 4: 0; 2011 Qtr 1: 0; 2011 Qtr 2: 0; 2011 Qtr 3: 0; 2011 Qtr 4: 0 | 75
0 | 234116-Refrigeration -Cooler/Freezer Door Gaskets - Solid Doors: Freezer |  | System | Commercial | 09-GRO-Grocery-REFG | 0 |  |  |  |  | 3.9975 | 4 | 0 | 0 | 0 | -0.002476 | 104.55 |  | kWh | 0.01195 | 0 | Commercial | [7 empty] | 4 | 0.76 |  |  |  | 0 | 17 | 0 | 0 | 0 | 0 | 0 | 0 | 0 | 0 | 0 | 0 | 2009 Qtr 1: 17; 2009 Qtr 2: 0; 2009 Qtr 3: 0; 2009 Qtr 4: 0; 2010 Qtr 1: 0; 2010 Qtr 2: 0; 2010 Qtr 3: 0; 2010 Qtr 4: 0; 2011 Qtr 1: 0; 2011 Qtr 2: 0; 2011 Qtr 3: 0; 2011 Qtr 4: 0 | 17
0 | 234330-Premium T8 with T12 40 Watt Baseline - Tr1 |  | System | Commercial | 01-ALC-AllCommercial-IntLight | 0 |  |  |  |  | 27.6532 | 13.1897 | 0 | 0 | 0 | 14.4636 | 83.5202 |  | kWh | 0.017351 | 0 | Commercial | [7 empty] | 15 | 0.78 |  |  |  | 0 | 18.196 | 0 | 0 | 0 | 0 | 0 | 0 | 0 | 0 | 0 | 0 | 2009 Qtr 1: 0; 2009 Qtr 2: 0; 2009 Qtr 3: 0; 2009 Qtr 4: 18.196; 2010 Qtr 1: 0; 2010 Qtr 2: 0; 2010 Qtr 3: 0; 2010 Qtr 4: 0; 2011 Qtr 1: 0; 2011 Qtr 2: 0; 2011 Qtr 3: 0; 2011 Qtr 4: 0 | 18.196
0 | 234084-Refrigeration -Cooler/Freezer Door Gaskets - Solid Doors: Cooler |  | System | Commercial | 09-GRO-Grocery-REFG | 0 |  |  |  |  | 2.2498 | 4 | 0 | 0 | 0 | -1.7502 | 104.55 |  | kWh | 0.01195 | 0 | Commercial | [7 empty] | 4 | 0.76 |  |  |  | 0 | 18 | 0 | 0 | 0 | 0 | 0 | 0 | 0 | 0 | 0 | 0 | 2009 Qtr 1: 18; 2009 Qtr 2: 0; 2009 Qtr 3: 0; 2009 Qtr 4: 0; 2010 Qtr 1: 0; 2010 Qtr 2: 0; 2010 Qtr 3: 0; 2010 Qtr 4: 0; 2011 Qtr 1: 0; 2011 Qtr 2: 0; 2011 Qtr 3: 0; 2011 Qtr 4: 0 | 18
0 | 234084-Refrigeration -Cooler/Freezer Door Gaskets - Solid Doors: Cooler |  | System | Commercial | 09-GRO-Grocery-REFG | 0 |  |  |  |  | 2.2498 | 4 | 0 | 0 | 0 | -1.7502 | 104.55 |  | kWh | 0.01195 | 0 | Commercial | [7 empty] | 4 | 0.76 |  |  |  | 0 | 95 | 0 | 0 | 0 | 0 | 0 | 0 | 0 | 0 | 0 | 0 | 2009 Qtr 1: 95; 2009 Qtr 2: 0; 2009 Qtr 3: 0; 2009 Qtr 4: 0; 2010 Qtr 1: 0; 2010 Qtr 2: 0; 2010 Qtr 3: 0; 2010 Qtr 4: 0; 2011 Qtr 1: 0; 2011 Qtr 2: 0; 2011 Qtr 3: 0; 2011 Qtr 4: 0 | 95
0 | 234084-Refrigeration -Cooler/Freezer Door Gaskets - Solid Doors: Cooler |  | System | Commercial | 09-GRO-Grocery-REFG | 0 |  |  |  |  | 2.2498 | 4 | 0 | 0 | 0 | -1.7502 | 104.55 |  | kWh | 0.01195 | 0 | Commercial | [7 empty] | 4 | 0.76 |  |  |  | 0 | 91 | 0 | 0 | 0 | 0 | 0 | 0 | 0 | 0 | 0 | 0 | 2009 Qtr 1: 91; 2009 Qtr 2: 0; 2009 Qtr 3: 0; 2009 Qtr 4: 0; 2010 Qtr 1: 0; 2010 Qtr 2: 0; 2010 Qtr 3: 0; 2010 Qtr 4: 0; 2011 Qtr 1: 0; 2011 Qtr 2: 0; 2011 Qtr 3: 0; 2011 Qtr 4: 0 | 91
0 | 234330-Premium T8 with T12 40 Watt Baseline - Tr1 |  | System | Commercial | 01-ALC-AllCommercial-IntLight | 0 |  |  |  |  | 27.6532 | 13.1897 | 0 | 0 | 0 | 14.4636 | 83.5202 |  | kWh | 0.017351 | 0 | Commercial | [7 empty] | 15 | 0.78 |  |  |  | 0 | 103.7174 | 0 | 0 | 0 | 0 | 0 | 0 | 0 | 0 | 0 | 0 | 2009 Qtr 1: 103.7174; 2009 Qtr 2: 0; 2009 Qtr 3: 0; 2009 Qtr 4: 0; 2010 Qtr 1: 0; 2010 Qtr 2: 0; 2010 Qtr 3: 0; 2010 Qtr 4: 0; 2011 Qtr 1: 0; 2011 Qtr 2: 0; 2011 Qtr 3: 0; 2011 Qtr 4: 0 | 103.7174
0 | 234330-Premium T8 with T12 40 Watt Baseline - Tr1 |  | System | Commercial | 01-ALC-AllCommercial-IntLight | 0 |  |  |  |  | 27.6532 | 13.1897 | 0 | 0 | 0 | 14.4636 | 83.5202 |  | kWh | 0.017351 | 0 | Commercial | [7 empty] | 15 | 0.78 |  |  |  | 0 | 36.3921 | 0 | 0 | 0 | 0 | 0 | 0 | 0 | 0 | 0 | 0 | 2009 Qtr 1: 0; 2009 Qtr 2: 0; 2009 Qtr 3: 0; 2009 Qtr 4: 36.3921; 2010 Qtr 1: 0; 2010 Qtr 2: 0; 2010 Qtr 3: 0; 2010 Qtr 4: 0; 2011 Qtr 1: 0; 2011 Qtr 2: 0; 2011 Qtr 3: 0; 2011 Qtr 4: 0 | 36.3921
0 | 234330-Premium T8 with T12 40 Watt Baseline - Tr1 |  | System | Commercial | 01-ALC-AllCommercial-IntLight | 0 |  |  |  |  | 27.6532 | 13.1897 | 0 | 0 | 0 | 14.4636 | 83.5202 |  | kWh | 0.017351 | 0 | Commercial | [7 empty] | 15 | 0.78 |  |  |  | 0 | 92.7998 | 0 | 0 | 0 | 0 | 0 | 0 | 0 | 0 | 0 | 0 | 2009 Qtr 1: 92.7998; 2009 Qtr 2: 0; 2009 Qtr 3: 0; 2009 Qtr 4: 0; 2010 Qtr 1: 0; 2010 Qtr 2: 0; 2010 Qtr 3: 0; 2010 Qtr 4: 0; 2011 Qtr 1: 0; 2011 Qtr 2: 0; 2011 Qtr 3: 0; 2011 Qtr 4: 0 | 92.7998
0 | 234201-Lighting-2 Ft 2nd Gen T-8 with Elec Ballast-Tr1 |  | System | Commercial | 01-ALC-AllCommercial-IntLight | 0 |  |  |  |  | 23.0819 | 10.9914 | 0 | 0 | 0 | 12.0905 | 56.0027 |  | kWh | 0.010616 | 0 | Commercial | [7 empty] | 15 | 0.78 |  |  |  | 0 | 3.6392 | 0 | 0 | 0 | 0 | 0 | 0 | 0 | 0 | 0 | 0 | 2009 Qtr 1: 3.6392; 2009 Qtr 2: 0; 2009 Qtr 3: 0; 2009 Qtr 4: 0; 2010 Qtr 1: 0; 2010 Qtr 2: 0; 2010 Qtr 3: 0; 2010 Qtr 4: 0; 2011 Qtr 1: 0; 2011 Qtr 2: 0; 2011 Qtr 3: 0; 2011 Qtr 4: 0 | 3.6392
0 | 234303-Lighting-Remove 4 Ft Lamp (De-Lamp) - Tr1 |  | System | Commercial | [6 empty] | 12.3596 | 16.4871 | 0 | 0 | 0 | -4.1275 | 137.2559 |  | 0 | 0.026384 | -2.5676 | Commercial |  | Winter Only | [5 empty] | 15 | 0.77 |  |  |  | 0 | 92.7998 | 0 | 0 | 0 | 0 | 0 | 0 | 0 | 0 | 0 | 0 | 2009 Qtr 1: 92.7998; 2009 Qtr 2: 0; 2009 Qtr 3: 0; 2009 Qtr 4: 0; 2010 Qtr 1: 0; 2010 Qtr 2: 0; 2010 Qtr 3: 0; 2010 Qtr 4: 0; 2011 Qtr 1: 0; 2011 Qtr 2: 0; 2011 Qtr 3: 0; 2011 Qtr 4: 0 | 92.7998
0 | 234330-Premium T8 with T12 40 Watt Baseline - Tr1 |  | System | Commercial | 01-ALC-AllCommercial-IntLight | 0 |  |  |  |  | 27.6532 | 13.1897 | 0 | 0 | 0 | 14.4636 | 83.5202 |  | kWh | 0.017351 | 0 | Commercial | [7 empty] | 15 | 0.78 |  |  |  | 0 | 25.4745 | 0 | 0 | 0 | 0 | 0 | 0 | 0 | 0 | 0 | 0 | 2009 Qtr 1: 0; 2009 Qtr 2: 0; 2009 Qtr 3: 0; 2009 Qtr 4: 25.4745; 2010 Qtr 1: 0; 2010 Qtr 2: 0; 2010 Qtr 3: 0; 2010 Qtr 4: 0; 2011 Qtr 1: 0; 2011 Qtr 2: 0; 2011 Qtr 3: 0; 2011 Qtr 4: 0 | 25.4745
0 | 234303-Lighting-Remove 4 Ft Lamp (De-Lamp) - Tr1 |  | System | Commercial | [6 empty] | 12.3596 | 16.4871 | 0 | 0 | 0 | -4.1275 | 137.2559 |  | 0 | 0.026384 | -2.5676 | Commercial |  | Winter Only | [5 empty] | 15 | 0.77 |  |  |  | 0 | 14.5568 | 0 | 0 | 0 | 0 | 0 | 0 | 0 | 0 | 0 | 0 | 2009 Qtr 1: 0; 2009 Qtr 2: 0; 2009 Qtr 3: 0; 2009 Qtr 4: 14.5568; 2010 Qtr 1: 0; 2010 Qtr 2: 0; 2010 Qtr 3: 0; 2010 Qtr 4: 0; 2011 Qtr 1: 0; 2011 Qtr 2: 0; 2011 Qtr 3: 0; 2011 Qtr 4: 0 | 14.5568
0 | 234330-Premium T8 with T12 40 Watt Baseline - Tr1 |  | System | Commercial | 01-ALC-AllCommercial-IntLight | 0 |  |  |  |  | 27.6532 | 13.1897 | 0 | 0 | 0 | 14.4636 | 83.5202 |  | kWh | 0.017351 | 0 | Commercial | [7 empty] | 15 | 0.78 |  |  |  | 0 | 38.2117 | 0 | 0 | 0 | 0 | 0 | 0 | 0 | 0 | 0 | 0 | 2009 Qtr 1: 38.2117; 2009 Qtr 2: 0; 2009 Qtr 3: 0; 2009 Qtr 4: 0; 2010 Qtr 1: 0; 2010 Qtr 2: 0; 2010 Qtr 3: 0; 2010 Qtr 4: 0; 2011 Qtr 1: 0; 2011 Qtr 2: 0; 2011 Qtr 3: 0; 2011 Qtr 4: 0 | 38.2117
0 | 234303-Lighting-Remove 4 Ft Lamp (De-Lamp) - Tr1 |  | System | Commercial | [6 empty] | 12.3596 | 16.4871 | 0 | 0 | 0 | -4.1275 | 137.2559 |  | 0 | 0.026384 | -2.5676 | Commercial |  | Winter Only | [5 empty] | 15 | 0.77 |  |  |  | 0 | 30.9333 | 0 | 0 | 0 | 0 | 0 | 0 | 0 | 0 | 0 | 0 | 2009 Qtr 1: 30.9333; 2009 Qtr 2: 0; 2009 Qtr 3: 0; 2009 Qtr 4: 0; 2010 Qtr 1: 0; 2010 Qtr 2: 0; 2010 Qtr 3: 0; 2010 Qtr 4: 0; 2011 Qtr 1: 0; 2011 Qtr 2: 0; 2011 Qtr 3: 0; 2011 Qtr 4: 0 | 30.9333
0 | 234330-Premium T8 with T12 40 Watt Baseline - Tr1 |  | System | Commercial | 01-ALC-AllCommercial-IntLight | 0 |  |  |  |  | 27.6532 | 13.1897 | 0 | 0 | 0 | 14.4636 | 83.5202 |  | kWh | 0.017351 | 0 | Commercial | [7 empty] | 15 | 0.78 |  |  |  | 0 | 94.6194 | 0 | 0 | 0 | 0 | 0 | 0 | 0 | 0 | 0 | 0 | 2009 Qtr 1: 0; 2009 Qtr 2: 0; 2009 Qtr 3: 0; 2009 Qtr 4: 94.6194; 2010 Qtr 1: 0; 2010 Qtr 2: 0; 2010 Qtr 3: 0; 2010 Qtr 4: 0; 2011 Qtr 1: 0; 2011 Qtr 2: 0; 2011 Qtr 3: 0; 2011 Qtr 4: 0 | 94.6194
0 | 234303-Lighting-Remove 4 Ft Lamp (De-Lamp) - Tr1 |  | System | Commercial | [6 empty] | 12.3596 | 16.4871 | 0 | 0 | 0 | -4.1275 | 137.2559 |  | 0 | 0.026384 | -2.5676 | Commercial |  | Winter Only | [5 empty] | 15 | 0.77 |  |  |  | 0 | 7.2784 | 0 | 0 | 0 | 0 | 0 | 0 | 0 | 0 | 0 | 0 | 2009 Qtr 1: 0; 2009 Qtr 2: 0; 2009 Qtr 3: 0; 2009 Qtr 4: 7.2784; 2010 Qtr 1: 0; 2010 Qtr 2: 0; 2010 Qtr 3: 0; 2010 Qtr 4: 0; 2011 Qtr 1: 0; 2011 Qtr 2: 0; 2011 Qtr 3: 0; 2011 Qtr 4: 0 | 7.2784
0 | 234331-Premium T8 with T12 40 Watt Baseline - Tr2 |  | System | Commercial | 01-ALC-AllCommercial-IntLight | 0 |  |  |  |  | 27.653 | 9.8923 | 0 | 0 | 0 | 17.7607 | 58.062 |  | kWh | 0.017133 | 0 | Commercial | [7 empty] | 15 | 0.78 |  |  |  | 0 | 70.9646 | 0 | 0 | 0 | 0 | 0 | 0 | 0 | 0 | 0 | 0 | 2009 Qtr 1: 0; 2009 Qtr 2: 0; 2009 Qtr 3: 0; 2009 Qtr 4: 70.9646; 2010 Qtr 1: 0; 2010 Qtr 2: 0; 2010 Qtr 3: 0; 2010 Qtr 4: 0; 2011 Qtr 1: 0; 2011 Qtr 2: 0; 2011 Qtr 3: 0; 2011 Qtr 4: 0 | 70.9646
0 | 234304-Lighting-Remove 4 Ft Lamp (De-Lamp) - Tr2 |  | System | Commercial | [6 empty] | 12.3587 | 12.3653 | 0 | 0 | 0 | -0.0066231 | 137.2559 |  | 0 | 0.026384 | -2.5676 | Commercial | [7 empty] | 15 | 0.77 |  |  |  | 0 | 70.9646 | 0 | 0 | 0 | 0 | 0 | 0 | 0 | 0 | 0 | 0 | 2009 Qtr 1: 0; 2009 Qtr 2: 0; 2009 Qtr 3: 0; 2009 Qtr 4: 70.9646; 2010 Qtr 1: 0; 2010 Qtr 2: 0; 2010 Qtr 3: 0; 2010 Qtr 4: 0; 2011 Qtr 1: 0; 2011 Qtr 2: 0; 2011 Qtr 3: 0; 2011 Qtr 4: 0 | 70.9646
0 | 234049-Lighting-LED Exit Sign New Sign |  | System | Commercial | 25-SCN-Storage–Conditioned-Exit | 0 |  |  |  |  | 64.8921 | 45 | 0 | 0 | 0 | 19.8921 | 351.311 |  | kWh | 0 | 0 | Commercial | [7 empty] | 16 | 0.85 |  |  |  | 0 | 2 | 0 | 0 | 0 | 0 | 0 | 0 | 0 | 0 | 0 | 0 | 2009 Qtr 1: 0; 2009 Qtr 2: 0; 2009 Qtr 3: 0; 2009 Qtr 4: 2; 2010 Qtr 1: 0; 2010 Qtr 2: 0; 2010 Qtr 3: 0; 2010 Qtr 4: 0; 2011 Qtr 1: 0; 2011 Qtr 2: 0; 2011 Qtr 3: 0; 2011 Qtr 4: 0 | 2
0 | 234330-Premium T8 with T12 40 Watt Baseline - Tr1 |  | System | Commercial | 01-ALC-AllCommercial-IntLight | 0 |  |  |  |  | 27.6532 | 13.1897 | 0 | 0 | 0 | 14.4636 | 83.5202 |  | kWh | 0.017351 | 0 | Commercial | [7 empty] | 15 | 0.78 |  |  |  | 0 | 34.5725 | 0 | 0 | 0 | 0 | 0 | 0 | 0 | 0 | 0 | 0 | 2009 Qtr 1: 0; 2009 Qtr 2: 0; 2009 Qtr 3: 0; 2009 Qtr 4: 34.5725; 2010 Qtr 1: 0; 2010 Qtr 2: 0; 2010 Qtr 3: 0; 2010 Qtr 4: 0; 2011 Qtr 1: 0; 2011 Qtr 2: 0; 2011 Qtr 3: 0; 2011 Qtr 4: 0 | 34.5725
0 | 234148-Premium T8 with T12 40 Watt Baseline |  | System | Commercial | 18-OFS-Office–Small-IntLight | 0 |  |  |  |  | 27.6544 | 13.1897 | 0 | 0 | 0 | 14.4647 | 94.2079 |  | kWh | 0.016987 | 0 | Commercial | [7 empty] | 15 | 0.78 |  |  |  | 0 | 112.8155 | 0 | 0 | 0 | 0 | 0 | 0 | 0 | 0 | 0 | 0 | 2009 Qtr 1: 112.8155; 2009 Qtr 2: 0; 2009 Qtr 3: 0; 2009 Qtr 4: 0; 2010 Qtr 1: 0; 2010 Qtr 2: 0; 2010 Qtr 3: 0; 2010 Qtr 4: 0; 2011 Qtr 1: 0; 2011 Qtr 2: 0; 2011 Qtr 3: 0; 2011 Qtr 4: 0 | 112.8155
0 | 234148-Premium T8 with T12 40 Watt Baseline |  | System | Commercial | 18-OFS-Office–Small-IntLight | 0 |  |  |  |  | 27.6544 | 13.1897 | 0 | 0 | 0 | 14.4647 | 94.2079 |  | kWh | 0.016987 | 0 | Commercial | [7 empty] | 15 | 0.78 |  |  |  | 0 | 25.4745 | 0 | 0 | 0 | 0 | 0 | 0 | 0 | 0 | 0 | 0 | 2009 Qtr 1: 25.4745; 2009 Qtr 2: 0; 2009 Qtr 3: 0; 2009 Qtr 4: 0; 2010 Qtr 1: 0; 2010 Qtr 2: 0; 2010 Qtr 3: 0; 2010 Qtr 4: 0; 2011 Qtr 1: 0; 2011 Qtr 2: 0; 2011 Qtr 3: 0; 2011 Qtr 4: 0 | 25.4745
0 | 234340-Lighting-Intr HiBy Lnr FlrscntFxtr600w rplc>400Tr1 |  | System | Commercial | [6 empty] | 660.6362 | 216.4022 | 0 | 0 | 0 | 444.2339 | 1621.9623 |  | 0 | 0.30512 | -29.5675 | Commercial |  | Winter Only | [5 empty] | 15 | 0.77 |  |  |  | 0 | 6.8253 | 0 | 0 | 0 | 0 | 0 | 0 | 0 | 0 | 0 | 0 | 2009 Qtr 1: 6.8253; 2009 Qtr 2: 0; 2009 Qtr 3: 0; 2009 Qtr 4: 0; 2010 Qtr 1: 0; 2010 Qtr 2: 0; 2010 Qtr 3: 0; 2010 Qtr 4: 0; 2011 Qtr 1: 0; 2011 Qtr 2: 0; 2011 Qtr 3: 0; 2011 Qtr 4: 0 | 6.8253
0 | 234285-Lighting-Occpncy Snsr-Hi-Bay integrated Snsr-Tr1 |  | System | Commercial | 01-ALC-AllCommercial-IntLight | 0 |  |  |  |  | 221.2703 | 95.5 | 0 | 0 | 0 | 125.7703 | 2503.6304 |  | kWh | 0.48559 | 0 | Commercial | [7 empty] | 8 | 0.84 |  |  |  | 0 | 7 | 0 | 0 | 0 | 0 | 0 | 0 | 0 | 0 | 0 | 0 | 2009 Qtr 1: 7; 2009 Qtr 2: 0; 2009 Qtr 3: 0; 2009 Qtr 4: 0; 2010 Qtr 1: 0; 2010 Qtr 2: 0; 2010 Qtr 3: 0; 2010 Qtr 4: 0; 2011 Qtr 1: 0; 2011 Qtr 2: 0; 2011 Qtr 3: 0; 2011 Qtr 4: 0 | 7
0 | 234303-Lighting-Remove 4 Ft Lamp (De-Lamp) - Tr1 |  | System | Commercial | [6 empty] | 12.3596 | 16.4871 | 0 | 0 | 0 | -4.1275 | 137.2559 |  | 0 | 0.026384 | -2.5676 | Commercial |  | Winter Only | [5 empty] | 15 | 0.77 |  |  |  | 0 | 25.4745 | 0 | 0 | 0 | 0 | 0 | 0 | 0 | 0 | 0 | 0 | 2009 Qtr 1: 25.4745; 2009 Qtr 2: 0; 2009 Qtr 3: 0; 2009 Qtr 4: 0; 2010 Qtr 1: 0; 2010 Qtr 2: 0; 2010 Qtr 3: 0; 2010 Qtr 4: 0; 2011 Qtr 1: 0; 2011 Qtr 2: 0; 2011 Qtr 3: 0; 2011 Qtr 4: 0 | 25.4745
0 | 234148-Premium T8 with T12 40 Watt Baseline |  | System | Commercial | 18-OFS-Office–Small-IntLight | 0 |  |  |  |  | 27.6544 | 13.1897 | 0 | 0 | 0 | 14.4647 | 94.2079 |  | kWh | 0.016987 | 0 | Commercial | [7 empty] | 15 | 0.78 |  |  |  | 0 | 29.1137 | 0 | 0 | 0 | 0 | 0 | 0 | 0 | 0 | 0 | 0 | 2009 Qtr 1: 29.1137; 2009 Qtr 2: 0; 2009 Qtr 3: 0; 2009 Qtr 4: 0; 2010 Qtr 1: 0; 2010 Qtr 2: 0; 2010 Qtr 3: 0; 2010 Qtr 4: 0; 2011 Qtr 1: 0; 2011 Qtr 2: 0; 2011 Qtr 3: 0; 2011 Qtr 4: 0 | 29.1137
0 | 234286-Lighting-Occpncy Snsr-Hi-Bay integrated Snsr-Tr2 |  | System | Commercial | 01-ALC-AllCommercial-IntLight | 0 |  |  |  |  | 221.37 | 95.5 | 0 | 0 | 0 | 125.87 | 1499.5759 |  | kWh | 0.47213 | 0 | Commercial | [7 empty] | 8 | 0.84 |  |  |  | 0 | 93 | 0 | 0 | 0 | 0 | 0 | 0 | 0 | 0 | 0 | 0 | 2009 Qtr 1: 93; 2009 Qtr 2: 0; 2009 Qtr 3: 0; 2009 Qtr 4: 0; 2010 Qtr 1: 0; 2010 Qtr 2: 0; 2010 Qtr 3: 0; 2010 Qtr 4: 0; 2011 Qtr 1: 0; 2011 Qtr 2: 0; 2011 Qtr 3: 0; 2011 Qtr 4: 0 | 93
0 | 234331-Premium T8 with T12 40 Watt Baseline - Tr2 |  | System | Commercial | 01-ALC-AllCommercial-IntLight | 0 |  |  |  |  | 27.653 | 9.8923 | 0 | 0 | 0 | 17.7607 | 58.062 |  | kWh | 0.017133 | 0 | Commercial | [7 empty] | 15 | 0.78 |  |  |  | 0 | 10.0078 | 0 | 0 | 0 | 0 | 0 | 0 | 0 | 0 | 0 | 0 | 2009 Qtr 1: 10.0078; 2009 Qtr 2: 0; 2009 Qtr 3: 0; 2009 Qtr 4: 0; 2010 Qtr 1: 0; 2010 Qtr 2: 0; 2010 Qtr 3: 0; 2010 Qtr 4: 0; 2011 Qtr 1: 0; 2011 Qtr 2: 0; 2011 Qtr 3: 0; 2011 Qtr 4: 0 | 10.0078
0 | 234325-Lighting-Ceramic Metal Halide Fixture - Tr2 |  | System | Commercial | 23-RTL-Retail–SingleStorylarge-LIT_INT | 0 |  |  |  |  | 214.3555 | 75 | 0 | 0 | 0 | 139.3555 | 484.848 |  | kWh | 0.10472 | 0 | Commercial | [7 empty] | 15 | 0.77 |  |  |  | 0 | 12 | 0 | 0 | 0 | 0 | 0 | 0 | 0 | 0 | 0 | 0 | 2009 Qtr 1: 12; 2009 Qtr 2: 0; 2009 Qtr 3: 0; 2009 Qtr 4: 0; 2010 Qtr 1: 0; 2010 Qtr 2: 0; 2010 Qtr 3: 0; 2010 Qtr 4: 0; 2011 Qtr 1: 0; 2011 Qtr 2: 0; 2011 Qtr 3: 0; 2011 Qtr 4: 0 | 12
0 | 234312-Lighting-Screw in 14-26 Watt Lamp - Tr1 |  | System | Commercial | [6 empty] | 9.3196 | 10.3931 | 0 | 0 | 0 | -1.0734 | 194.1729 |  | 0 | 0.038993 | -2.6224 | Commercial |  | Annual | [5 empty] | 2.47 | 0.81 |  |  |  | 0 | 0.67353 | 0 | 0 | 0 | 0 | 0 | 0 | 0 | 0 | 0 | 0 | 2009 Qtr 1: 0.67353; 2009 Qtr 2: 0; 2009 Qtr 3: 0; 2009 Qtr 4: 0; 2010 Qtr 1: 0; 2010 Qtr 2: 0; 2010 Qtr 3: 0; 2010 Qtr 4: 0; 2011 Qtr 1: 0; 2011 Qtr 2: 0; 2011 Qtr 3: 0; 2011 Qtr 4: 0 | 0.67353
0 | 234330-Premium T8 with T12 40 Watt Baseline - Tr1 |  | System | Commercial | 01-ALC-AllCommercial-IntLight | 0 |  |  |  |  | 27.6532 | 13.1897 | 0 | 0 | 0 | 14.4636 | 83.5202 |  | kWh | 0.017351 | 0 | Commercial | [7 empty] | 15 | 0.78 |  |  |  | 0 | 5.4588 | 0 | 0 | 0 | 0 | 0 | 0 | 0 | 0 | 0 | 0 | 2009 Qtr 1: 5.4588; 2009 Qtr 2: 0; 2009 Qtr 3: 0; 2009 Qtr 4: 0; 2010 Qtr 1: 0; 2010 Qtr 2: 0; 2010 Qtr 3: 0; 2010 Qtr 4: 0; 2011 Qtr 1: 0; 2011 Qtr 2: 0; 2011 Qtr 3: 0; 2011 Qtr 4: 0 | 5.4588
0 | 234303-Lighting-Remove 4 Ft Lamp (De-Lamp) - Tr1 |  | System | Commercial | [6 empty] | 12.3596 | 16.4871 | 0 | 0 | 0 | -4.1275 | 137.2559 |  | 0 | 0.026384 | -2.5676 | Commercial |  | Winter Only | [5 empty] | 15 | 0.77 |  |  |  | 0 | 5.4588 | 0 | 0 | 0 | 0 | 0 | 0 | 0 | 0 | 0 | 0 | 2009 Qtr 1: 5.4588; 2009 Qtr 2: 0; 2009 Qtr 3: 0; 2009 Qtr 4: 0; 2010 Qtr 1: 0; 2010 Qtr 2: 0; 2010 Qtr 3: 0; 2010 Qtr 4: 0; 2011 Qtr 1: 0; 2011 Qtr 2: 0; 2011 Qtr 3: 0; 2011 Qtr 4: 0 | 5.4588
0 | 234312-Lighting-Screw in 14-26 Watt Lamp - Tr1 |  | System | Commercial | [6 empty] | 9.3196 | 10.3931 | 0 | 0 | 0 | -1.0734 | 194.1729 |  | 0 | 0.038993 | -2.6224 | Commercial |  | Annual | [5 empty] | 2.47 | 0.81 |  |  |  | 0 | 2.0206 | 0 | 0 | 0 | 0 | 0 | 0 | 0 | 0 | 0 | 0 | 2009 Qtr 1: 2.0206; 2009 Qtr 2: 0; 2009 Qtr 3: 0; 2009 Qtr 4: 0; 2010 Qtr 1: 0; 2010 Qtr 2: 0; 2010 Qtr 3: 0; 2010 Qtr 4: 0; 2011 Qtr 1: 0; 2011 Qtr 2: 0; 2011 Qtr 3: 0; 2011 Qtr 4: 0 | 2.0206
0 | 234330-Premium T8 with T12 40 Watt Baseline - Tr1 |  | System | Commercial | 01-ALC-AllCommercial-IntLight | 0 |  |  |  |  | 27.6532 | 13.1897 | 0 | 0 | 0 | 14.4636 | 83.5202 |  | kWh | 0.017351 | 0 | Commercial | [7 empty] | 15 | 0.78 |  |  |  | 0 | 36.3921 | 0 | 0 | 0 | 0 | 0 | 0 | 0 | 0 | 0 | 0 | 2009 Qtr 1: 36.3921; 2009 Qtr 2: 0; 2009 Qtr 3: 0; 2009 Qtr 4: 0; 2010 Qtr 1: 0; 2010 Qtr 2: 0; 2010 Qtr 3: 0; 2010 Qtr 4: 0; 2011 Qtr 1: 0; 2011 Qtr 2: 0; 2011 Qtr 3: 0; 2011 Qtr 4: 0 | 36.3921
0 | 234207-Lighting-8 Ft T-8 with Elec Ballast-Tr1 |  | System | Commercial | 01-ALC-AllCommercial-IntLight | 0 |  |  |  |  | 35.6901 | 21.9828 | 0 | 0 | 0 | 13.7073 | 45.8368 |  | kWh | 0.0098893 | 0 | Commercial | [7 empty] | 15 | 0.78 |  |  |  | 0 | 3.6392 | 0 | 0 | 0 | 0 | 0 | 0 | 0 | 0 | 0 | 0 | 2009 Qtr 1: 3.6392; 2009 Qtr 2: 0; 2009 Qtr 3: 0; 2009 Qtr 4: 0; 2010 Qtr 1: 0; 2010 Qtr 2: 0; 2010 Qtr 3: 0; 2010 Qtr 4: 0; 2011 Qtr 1: 0; 2011 Qtr 2: 0; 2011 Qtr 3: 0; 2011 Qtr 4: 0 | 3.6392
0 | 234303-Lighting-Remove 4 Ft Lamp (De-Lamp) - Tr1 |  | System | Commercial | [6 empty] | 12.3596 | 16.4871 | 0 | 0 | 0 | -4.1275 | 137.2559 |  | 0 | 0.026384 | -2.5676 | Commercial |  | Winter Only | [5 empty] | 15 | 0.77 |  |  |  | 0 | 12.7372 | 0 | 0 | 0 | 0 | 0 | 0 | 0 | 0 | 0 | 0 | 2009 Qtr 1: 12.7372; 2009 Qtr 2: 0; 2009 Qtr 3: 0; 2009 Qtr 4: 0; 2010 Qtr 1: 0; 2010 Qtr 2: 0; 2010 Qtr 3: 0; 2010 Qtr 4: 0; 2011 Qtr 1: 0; 2011 Qtr 2: 0; 2011 Qtr 3: 0; 2011 Qtr 4: 0 | 12.7372
0 | 234306-Lighting-Remove 8 Ft Lamp (De-Lamp) - Tr1 |  | System | Commercial | 23-RTL-Retail–SingleStorylarge-LIT_INT | 0 |  |  |  |  | 28.4369 | 27.4785 | 0 | 0 | 0 | 0.95836 | 366.7521 |  | kWh | 0.077777 | 0 | Commercial | [7 empty] | 15 | 0.77 |  |  |  | 0 | 3.6392 | 0 | 0 | 0 | 0 | 0 | 0 | 0 | 0 | 0 | 0 | 2009 Qtr 1: 3.6392; 2009 Qtr 2: 0; 2009 Qtr 3: 0; 2009 Qtr 4: 0; 2010 Qtr 1: 0; 2010 Qtr 2: 0; 2010 Qtr 3: 0; 2010 Qtr 4: 0; 2011 Qtr 1: 0; 2011 Qtr 2: 0; 2011 Qtr 3: 0; 2011 Qtr 4: 0 | 3.6392
0 | 234331-Premium T8 with T12 40 Watt Baseline - Tr2 |  | System | Commercial | 01-ALC-AllCommercial-IntLight | 0 |  |  |  |  | 27.653 | 9.8923 | 0 | 0 | 0 | 17.7607 | 58.062 |  | kWh | 0.017133 | 0 | Commercial | [7 empty] | 15 | 0.78 |  |  |  | 0 | 16.3764 | 0 | 0 | 0 | 0 | 0 | 0 | 0 | 0 | 0 | 0 | 2009 Qtr 1: 16.3764; 2009 Qtr 2: 0; 2009 Qtr 3: 0; 2009 Qtr 4: 0; 2010 Qtr 1: 0; 2010 Qtr 2: 0; 2010 Qtr 3: 0; 2010 Qtr 4: 0; 2011 Qtr 1: 0; 2011 Qtr 2: 0; 2011 Qtr 3: 0; 2011 Qtr 4: 0 | 16.3764
0 | 234304-Lighting-Remove 4 Ft Lamp (De-Lamp) - Tr2 |  | System | Commercial | [6 empty] | 12.3587 | 12.3653 | 0 | 0 | 0 | -0.0066231 | 137.2559 |  | 0 | 0.026384 | -2.5676 | Commercial | [7 empty] | 15 | 0.77 |  |  |  | 0 | 9.098 | 0 | 0 | 0 | 0 | 0 | 0 | 0 | 0 | 0 | 0 | 2009 Qtr 1: 9.098; 2009 Qtr 2: 0; 2009 Qtr 3: 0; 2009 Qtr 4: 0; 2010 Qtr 1: 0; 2010 Qtr 2: 0; 2010 Qtr 3: 0; 2010 Qtr 4: 0; 2011 Qtr 1: 0; 2011 Qtr 2: 0; 2011 Qtr 3: 0; 2011 Qtr 4: 0 | 9.098
0 | 234312-Lighting-Screw in 14-26 Watt Lamp - Tr1 |  | System | Commercial | [6 empty] | 9.3196 | 10.3931 | 0 | 0 | 0 | -1.0734 | 194.1729 |  | 0 | 0.038993 | -2.6224 | Commercial |  | Annual | [5 empty] | 2.47 | 0.81 |  |  |  | 0 | 5.3882 | 0 | 0 | 0 | 0 | 0 | 0 | 0 | 0 | 0 | 0 | 2009 Qtr 1: 5.3882; 2009 Qtr 2: 0; 2009 Qtr 3: 0; 2009 Qtr 4: 0; 2010 Qtr 1: 0; 2010 Qtr 2: 0; 2010 Qtr 3: 0; 2010 Qtr 4: 0; 2011 Qtr 1: 0; 2011 Qtr 2: 0; 2011 Qtr 3: 0; 2011 Qtr 4: 0 | 5.3882
0 | 234330-Premium T8 with T12 40 Watt Baseline - Tr1 |  | System | Commercial | 01-ALC-AllCommercial-IntLight | 0 |  |  |  |  | 27.6532 | 13.1897 | 0 | 0 | 0 | 14.4636 | 83.5202 |  | kWh | 0.017351 | 0 | Commercial | [7 empty] | 15 | 0.78 |  |  |  | 0 | 29.1137 | 0 | 0 | 0 | 0 | 0 | 0 | 0 | 0 | 0 | 0 | 2009 Qtr 1: 29.1137; 2009 Qtr 2: 0; 2009 Qtr 3: 0; 2009 Qtr 4: 0; 2010 Qtr 1: 0; 2010 Qtr 2: 0; 2010 Qtr 3: 0; 2010 Qtr 4: 0; 2011 Qtr 1: 0; 2011 Qtr 2: 0; 2011 Qtr 3: 0; 2011 Qtr 4: 0 | 29.1137
0 | 234303-Lighting-Remove 4 Ft Lamp (De-Lamp) - Tr1 |  | System | Commercial | [6 empty] | 12.3596 | 16.4871 | 0 | 0 | 0 | -4.1275 | 137.2559 |  | 0 | 0.026384 | -2.5676 | Commercial |  | Winter Only | [5 empty] | 15 | 0.77 |  |  |  | 0 | 29.1137 | 0 | 0 | 0 | 0 | 0 | 0 | 0 | 0 | 0 | 0 | 2009 Qtr 1: 29.1137; 2009 Qtr 2: 0; 2009 Qtr 3: 0; 2009 Qtr 4: 0; 2010 Qtr 1: 0; 2010 Qtr 2: 0; 2010 Qtr 3: 0; 2010 Qtr 4: 0; 2011 Qtr 1: 0; 2011 Qtr 2: 0; 2011 Qtr 3: 0; 2011 Qtr 4: 0 | 29.1137
0 | 234330-Premium T8 with T12 40 Watt Baseline - Tr1 |  | System | Commercial | 01-ALC-AllCommercial-IntLight | 0 |  |  |  |  | 27.6532 | 13.1897 | 0 | 0 | 0 | 14.4636 | 83.5202 |  | kWh | 0.017351 | 0 | Commercial | [7 empty] | 15 | 0.78 |  |  |  | 0 | 21.8353 | 0 | 0 | 0 | 0 | 0 | 0 | 0 | 0 | 0 | 0 | 2009 Qtr 1: 21.8353; 2009 Qtr 2: 0; 2009 Qtr 3: 0; 2009 Qtr 4: 0; 2010 Qtr 1: 0; 2010 Qtr 2: 0; 2010 Qtr 3: 0; 2010 Qtr 4: 0; 2011 Qtr 1: 0; 2011 Qtr 2: 0; 2011 Qtr 3: 0; 2011 Qtr 4: 0 | 21.8353
0 | 234360-Lighting-IntrHiByLnrFlscntFxtr244wrplc400w(TrI)Tr1 |  | System | Commercial | [6 empty] | 282.4319 | 153.8404 | 0 | 0 | 0 | 128.5914 | 0 |  | 0 | 0.224 | -7.1132 | Commercial |  | Winter Only | [5 empty] | 15 | 0.78 |  |  |  | 0 | 9.7504 | 0 | 0 | 0 | 0 | 0 | 0 | 0 | 0 | 0 | 0 | 2009 Qtr 1: 9.7504; 2009 Qtr 2: 0; 2009 Qtr 3: 0; 2009 Qtr 4: 0; 2010 Qtr 1: 0; 2010 Qtr 2: 0; 2010 Qtr 3: 0; 2010 Qtr 4: 0; 2011 Qtr 1: 0; 2011 Qtr 2: 0; 2011 Qtr 3: 0; 2011 Qtr 4: 0 | 9.7504
0 | 234285-Lighting-Occpncy Snsr-Hi-Bay integrated Snsr-Tr1 |  | System | Commercial | 01-ALC-AllCommercial-IntLight | 0 |  |  |  |  | 221.2703 | 95.5 | 0 | 0 | 0 | 125.7703 | 2503.6304 |  | kWh | 0.48559 | 0 | Commercial | [7 empty] | 8 | 0.84 |  |  |  | 0 | 10 | 0 | 0 | 0 | 0 | 0 | 0 | 0 | 0 | 0 | 0 | 2009 Qtr 1: 10; 2009 Qtr 2: 0; 2009 Qtr 3: 0; 2009 Qtr 4: 0; 2010 Qtr 1: 0; 2010 Qtr 2: 0; 2010 Qtr 3: 0; 2010 Qtr 4: 0; 2011 Qtr 1: 0; 2011 Qtr 2: 0; 2011 Qtr 3: 0; 2011 Qtr 4: 0 | 10
0 | 234330-Premium T8 with T12 40 Watt Baseline - Tr1 |  | System | Commercial | 01-ALC-AllCommercial-IntLight | 0 |  |  |  |  | 27.6532 | 13.1897 | 0 | 0 | 0 | 14.4636 | 83.5202 |  | kWh | 0.017351 | 0 | Commercial | [7 empty] | 15 | 0.78 |  |  |  | 0 | 1171.8252 | 0 | 0 | 0 | 0 | 0 | 0 | 0 | 0 | 0 | 0 | 2009 Qtr 1: 0; 2009 Qtr 2: 0; 2009 Qtr 3: 0; 2009 Qtr 4: 1171.8252; 2010 Qtr 1: 0; 2010 Qtr 2: 0; 2010 Qtr 3: 0; 2010 Qtr 4: 0; 2011 Qtr 1: 0; 2011 Qtr 2: 0; 2011 Qtr 3: 0; 2011 Qtr 4: 0 | 1171.8252
0 | 234303-Lighting-Remove 4 Ft Lamp (De-Lamp) - Tr1 |  | System | Commercial | [6 empty] | 12.3596 | 16.4871 | 0 | 0 | 0 | -4.1275 | 137.2559 |  | 0 | 0.026384 | -2.5676 | Commercial |  | Winter Only | [5 empty] | 15 | 0.77 |  |  |  | 0 | 74.6038 | 0 | 0 | 0 | 0 | 0 | 0 | 0 | 0 | 0 | 0 | 2009 Qtr 1: 0; 2009 Qtr 2: 0; 2009 Qtr 3: 0; 2009 Qtr 4: 74.6038; 2010 Qtr 1: 0; 2010 Qtr 2: 0; 2010 Qtr 3: 0; 2010 Qtr 4: 0; 2011 Qtr 1: 0; 2011 Qtr 2: 0; 2011 Qtr 3: 0; 2011 Qtr 4: 0 | 74.6038
0 | 234360-Lighting-IntrHiByLnrFlscntFxtr244wrplc400w(TrI)Tr1 |  | System | Commercial | [6 empty] | 282.4319 | 153.8404 | 0 | 0 | 0 | 128.5914 | 0 |  | 0 | 0.224 | -7.1132 | Commercial |  | Winter Only | [5 empty] | 15 | 0.78 |  |  |  | 0 | 0.97504 | 0 | 0 | 0 | 0 | 0 | 0 | 0 | 0 | 0 | 0 | 2009 Qtr 1: 0; 2009 Qtr 2: 0; 2009 Qtr 3: 0; 2009 Qtr 4: 0.97504; 2010 Qtr 1: 0; 2010 Qtr 2: 0; 2010 Qtr 3: 0; 2010 Qtr 4: 0; 2011 Qtr 1: 0; 2011 Qtr 2: 0; 2011 Qtr 3: 0; 2011 Qtr 4: 0 | 0.97504
0 | 234285-Lighting-Occpncy Snsr-Hi-Bay integrated Snsr-Tr1 |  | System | Commercial | 01-ALC-AllCommercial-IntLight | 0 |  |  |  |  | 221.2703 | 95.5 | 0 | 0 | 0 | 125.7703 | 2503.6304 |  | kWh | 0.48559 | 0 | Commercial | [7 empty] | 8 | 0.84 |  |  |  | 0 | 1 | 0 | 0 | 0 | 0 | 0 | 0 | 0 | 0 | 0 | 0 | 2009 Qtr 1: 0; 2009 Qtr 2: 0; 2009 Qtr 3: 0; 2009 Qtr 4: 1; 2010 Qtr 1: 0; 2010 Qtr 2: 0; 2010 Qtr 3: 0; 2010 Qtr 4: 0; 2011 Qtr 1: 0; 2011 Qtr 2: 0; 2011 Qtr 3: 0; 2011 Qtr 4: 0 | 1
0 | 234207-Lighting-8 Ft T-8 with Elec Ballast-Tr1 |  | System | Commercial | 01-ALC-AllCommercial-IntLight | 0 |  |  |  |  | 35.6901 | 21.9828 | 0 | 0 | 0 | 13.7073 | 45.8368 |  | kWh | 0.0098893 | 0 | Commercial | [7 empty] | 15 | 0.78 |  |  |  | 0 | 23.6549 | 0 | 0 | 0 | 0 | 0 | 0 | 0 | 0 | 0 | 0 | 2009 Qtr 1: 0; 2009 Qtr 2: 0; 2009 Qtr 3: 0; 2009 Qtr 4: 23.6549; 2010 Qtr 1: 0; 2010 Qtr 2: 0; 2010 Qtr 3: 0; 2010 Qtr 4: 0; 2011 Qtr 1: 0; 2011 Qtr 2: 0; 2011 Qtr 3: 0; 2011 Qtr 4: 0 | 23.6549
0 | 234330-Premium T8 with T12 40 Watt Baseline - Tr1 |  | System | Commercial | 01-ALC-AllCommercial-IntLight | 0 |  |  |  |  | 27.6532 | 13.1897 | 0 | 0 | 0 | 14.4636 | 83.5202 |  | kWh | 0.017351 | 0 | Commercial | [7 empty] | 15 | 0.78 |  |  |  | 0 | 43.6705 | 0 | 0 | 0 | 0 | 0 | 0 | 0 | 0 | 0 | 0 | 2009 Qtr 1: 43.6705; 2009 Qtr 2: 0; 2009 Qtr 3: 0; 2009 Qtr 4: 0; 2010 Qtr 1: 0; 2010 Qtr 2: 0; 2010 Qtr 3: 0; 2010 Qtr 4: 0; 2011 Qtr 1: 0; 2011 Qtr 2: 0; 2011 Qtr 3: 0; 2011 Qtr 4: 0 | 43.6705
0 | 234330-Premium T8 with T12 40 Watt Baseline - Tr1 |  | System | Commercial | 01-ALC-AllCommercial-IntLight | 0 |  |  |  |  | 27.6532 | 13.1897 | 0 | 0 | 0 | 14.4636 | 83.5202 |  | kWh | 0.017351 | 0 | Commercial | [7 empty] | 15 | 0.78 |  |  |  | 0 | 47.3097 | 0 | 0 | 0 | 0 | 0 | 0 | 0 | 0 | 0 | 0 | 2009 Qtr 1: 47.3097; 2009 Qtr 2: 0; 2009 Qtr 3: 0; 2009 Qtr 4: 0; 2010 Qtr 1: 0; 2010 Qtr 2: 0; 2010 Qtr 3: 0; 2010 Qtr 4: 0; 2011 Qtr 1: 0; 2011 Qtr 2: 0; 2011 Qtr 3: 0; 2011 Qtr 4: 0 | 47.3097
0 | 234330-Premium T8 with T12 40 Watt Baseline - Tr1 |  | System | Commercial | 01-ALC-AllCommercial-IntLight | 0 |  |  |  |  | 27.6532 | 13.1897 | 0 | 0 | 0 | 14.4636 | 83.5202 |  | kWh | 0.017351 | 0 | Commercial | [7 empty] | 15 | 0.78 |  |  |  | 0 | 29.1137 | 0 | 0 | 0 | 0 | 0 | 0 | 0 | 0 | 0 | 0 | 2009 Qtr 1: 29.1137; 2009 Qtr 2: 0; 2009 Qtr 3: 0; 2009 Qtr 4: 0; 2010 Qtr 1: 0; 2010 Qtr 2: 0; 2010 Qtr 3: 0; 2010 Qtr 4: 0; 2011 Qtr 1: 0; 2011 Qtr 2: 0; 2011 Qtr 3: 0; 2011 Qtr 4: 0 | 29.1137
0 | 234330-Premium T8 with T12 40 Watt Baseline - Tr1 |  | System | Commercial | 01-ALC-AllCommercial-IntLight | 0 |  |  |  |  | 27.6532 | 13.1897 | 0 | 0 | 0 | 14.4636 | 83.5202 |  | kWh | 0.017351 | 0 | Commercial | [7 empty] | 15 | 0.78 |  |  |  | 0 | 47.3097 | 0 | 0 | 0 | 0 | 0 | 0 | 0 | 0 | 0 | 0 | 2009 Qtr 1: 47.3097; 2009 Qtr 2: 0; 2009 Qtr 3: 0; 2009 Qtr 4: 0; 2010 Qtr 1: 0; 2010 Qtr 2: 0; 2010 Qtr 3: 0; 2010 Qtr 4: 0; 2011 Qtr 1: 0; 2011 Qtr 2: 0; 2011 Qtr 3: 0; 2011 Qtr 4: 0 | 47.3097
0 | 234084-Refrigeration -Cooler/Freezer Door Gaskets - Solid Doors: Cooler |  | System | Commercial | 09-GRO-Grocery-REFG | 0 |  |  |  |  | 2.2498 | 4 | 0 | 0 | 0 | -1.7502 | 104.55 |  | kWh | 0.01195 | 0 | Commercial | [7 empty] | 4 | 0.76 |  |  |  | 0 | 60.01 | 0 | 0 | 0 | 0 | 0 | 0 | 0 | 0 | 0 | 0 | 2009 Qtr 1: 0; 2009 Qtr 2: 0; 2009 Qtr 3: 0; 2009 Qtr 4: 60.01; 2010 Qtr 1: 0; 2010 Qtr 2: 0; 2010 Qtr 3: 0; 2010 Qtr 4: 0; 2011 Qtr 1: 0; 2011 Qtr 2: 0; 2011 Qtr 3: 0; 2011 Qtr 4: 0 | 60.01
0 | 234331-Premium T8 with T12 40 Watt Baseline - Tr2 |  | System | Commercial | 01-ALC-AllCommercial-IntLight | 0 |  |  |  |  | 27.653 | 9.8923 | 0 | 0 | 0 | 17.7607 | 58.062 |  | kWh | 0.017133 | 0 | Commercial | [7 empty] | 15 | 0.78 |  |  |  | 0 | 12.7372 | 0 | 0 | 0 | 0 | 0 | 0 | 0 | 0 | 0 | 0 | 2009 Qtr 1: 12.7372; 2009 Qtr 2: 0; 2009 Qtr 3: 0; 2009 Qtr 4: 0; 2010 Qtr 1: 0; 2010 Qtr 2: 0; 2010 Qtr 3: 0; 2010 Qtr 4: 0; 2011 Qtr 1: 0; 2011 Qtr 2: 0; 2011 Qtr 3: 0; 2011 Qtr 4: 0 | 12.7372
0 | 234304-Lighting-Remove 4 Ft Lamp (De-Lamp) - Tr2 |  | System | Commercial | [6 empty] | 12.3587 | 12.3653 | 0 | 0 | 0 | -0.0066231 | 137.2559 |  | 0 | 0.026384 | -2.5676 | Commercial | [7 empty] | 15 | 0.77 |  |  |  | 0 | 12.7372 | 0 | 0 | 0 | 0 | 0 | 0 | 0 | 0 | 0 | 0 | 2009 Qtr 1: 12.7372; 2009 Qtr 2: 0; 2009 Qtr 3: 0; 2009 Qtr 4: 0; 2010 Qtr 1: 0; 2010 Qtr 2: 0; 2010 Qtr 3: 0; 2010 Qtr 4: 0; 2011 Qtr 1: 0; 2011 Qtr 2: 0; 2011 Qtr 3: 0; 2011 Qtr 4: 0 | 12.7372
0 | 234331-Premium T8 with T12 40 Watt Baseline - Tr2 |  | System | Commercial | 01-ALC-AllCommercial-IntLight | 0 |  |  |  |  | 27.653 | 9.8923 | 0 | 0 | 0 | 17.7607 | 58.062 |  | kWh | 0.017133 | 0 | Commercial | [7 empty] | 15 | 0.78 |  |  |  | 0 | 20.0156 | 0 | 0 | 0 | 0 | 0 | 0 | 0 | 0 | 0 | 0 | 2009 Qtr 1: 20.0156; 2009 Qtr 2: 0; 2009 Qtr 3: 0; 2009 Qtr 4: 0; 2010 Qtr 1: 0; 2010 Qtr 2: 0; 2010 Qtr 3: 0; 2010 Qtr 4: 0; 2011 Qtr 1: 0; 2011 Qtr 2: 0; 2011 Qtr 3: 0; 2011 Qtr 4: 0 | 20.0156
0 | 234304-Lighting-Remove 4 Ft Lamp (De-Lamp) - Tr2 |  | System | Commercial | [6 empty] | 12.3587 | 12.3653 | 0 | 0 | 0 | -0.0066231 | 137.2559 |  | 0 | 0.026384 | -2.5676 | Commercial | [7 empty] | 15 | 0.77 |  |  |  | 0 | 20.0156 | 0 | 0 | 0 | 0 | 0 | 0 | 0 | 0 | 0 | 0 | 2009 Qtr 1: 20.0156; 2009 Qtr 2: 0; 2009 Qtr 3: 0; 2009 Qtr 4: 0; 2010 Qtr 1: 0; 2010 Qtr 2: 0; 2010 Qtr 3: 0; 2010 Qtr 4: 0; 2011 Qtr 1: 0; 2011 Qtr 2: 0; 2011 Qtr 3: 0; 2011 Qtr 4: 0 | 20.0156
0 | 234330-Premium T8 with T12 40 Watt Baseline - Tr1 |  | System | Commercial | 01-ALC-AllCommercial-IntLight | 0 |  |  |  |  | 27.6532 | 13.1897 | 0 | 0 | 0 | 14.4636 | 83.5202 |  | kWh | 0.017351 | 0 | Commercial | [7 empty] | 15 | 0.78 |  |  |  | 0 | 25.4745 | 0 | 0 | 0 | 0 | 0 | 0 | 0 | 0 | 0 | 0 | 2009 Qtr 1: 25.4745; 2009 Qtr 2: 0; 2009 Qtr 3: 0; 2009 Qtr 4: 0; 2010 Qtr 1: 0; 2010 Qtr 2: 0; 2010 Qtr 3: 0; 2010 Qtr 4: 0; 2011 Qtr 1: 0; 2011 Qtr 2: 0; 2011 Qtr 3: 0; 2011 Qtr 4: 0 | 25.4745
0 | 234303-Lighting-Remove 4 Ft Lamp (De-Lamp) - Tr1 |  | System | Commercial | [6 empty] | 12.3596 | 16.4871 | 0 | 0 | 0 | -4.1275 | 137.2559 |  | 0 | 0.026384 | -2.5676 | Commercial |  | Winter Only | [5 empty] | 15 | 0.77 |  |  |  | 0 | 25.4745 | 0 | 0 | 0 | 0 | 0 | 0 | 0 | 0 | 0 | 0 | 2009 Qtr 1: 25.4745; 2009 Qtr 2: 0; 2009 Qtr 3: 0; 2009 Qtr 4: 0; 2010 Qtr 1: 0; 2010 Qtr 2: 0; 2010 Qtr 3: 0; 2010 Qtr 4: 0; 2011 Qtr 1: 0; 2011 Qtr 2: 0; 2011 Qtr 3: 0; 2011 Qtr 4: 0 | 25.4745
0 | 234330-Premium T8 with T12 40 Watt Baseline - Tr1 |  | System | Commercial | 01-ALC-AllCommercial-IntLight | 0 |  |  |  |  | 27.6532 | 13.1897 | 0 | 0 | 0 | 14.4636 | 83.5202 |  | kWh | 0.017351 | 0 | Commercial | [7 empty] | 15 | 0.78 |  |  |  | 0 | 89.1606 | 0 | 0 | 0 | 0 | 0 | 0 | 0 | 0 | 0 | 0 | 2009 Qtr 1: 89.1606; 2009 Qtr 2: 0; 2009 Qtr 3: 0; 2009 Qtr 4: 0; 2010 Qtr 1: 0; 2010 Qtr 2: 0; 2010 Qtr 3: 0; 2010 Qtr 4: 0; 2011 Qtr 1: 0; 2011 Qtr 2: 0; 2011 Qtr 3: 0; 2011 Qtr 4: 0 | 89.1606
0 | 234303-Lighting-Remove 4 Ft Lamp (De-Lamp) - Tr1 |  | System | Commercial | [6 empty] | 12.3596 | 16.4871 | 0 | 0 | 0 | -4.1275 | 137.2559 |  | 0 | 0.026384 | -2.5676 | Commercial |  | Winter Only | [5 empty] | 15 | 0.77 |  |  |  | 0 | 89.1606 | 0 | 0 | 0 | 0 | 0 | 0 | 0 | 0 | 0 | 0 | 2009 Qtr 1: 89.1606; 2009 Qtr 2: 0; 2009 Qtr 3: 0; 2009 Qtr 4: 0; 2010 Qtr 1: 0; 2010 Qtr 2: 0; 2010 Qtr 3: 0; 2010 Qtr 4: 0; 2011 Qtr 1: 0; 2011 Qtr 2: 0; 2011 Qtr 3: 0; 2011 Qtr 4: 0 | 89.1606
0 | 234331-Premium T8 with T12 40 Watt Baseline - Tr2 |  | System | Commercial | 01-ALC-AllCommercial-IntLight | 0 |  |  |  |  | 27.653 | 9.8923 | 0 | 0 | 0 | 17.7607 | 58.062 |  | kWh | 0.017133 | 0 | Commercial | [7 empty] | 15 | 0.78 |  |  |  | 0 | 60.9567 | 0 | 0 | 0 | 0 | 0 | 0 | 0 | 0 | 0 | 0 | 2009 Qtr 1: 60.9567; 2009 Qtr 2: 0; 2009 Qtr 3: 0; 2009 Qtr 4: 0; 2010 Qtr 1: 0; 2010 Qtr 2: 0; 2010 Qtr 3: 0; 2010 Qtr 4: 0; 2011 Qtr 1: 0; 2011 Qtr 2: 0; 2011 Qtr 3: 0; 2011 Qtr 4: 0 | 60.9567
0 | 234330-Premium T8 with T12 40 Watt Baseline - Tr1 |  | System | Commercial | 01-ALC-AllCommercial-IntLight | 0 |  |  |  |  | 27.6532 | 13.1897 | 0 | 0 | 0 | 14.4636 | 83.5202 |  | kWh | 0.017351 | 0 | Commercial | [7 empty] | 15 | 0.78 |  |  |  | 0 | 196.5173 | 0 | 0 | 0 | 0 | 0 | 0 | 0 | 0 | 0 | 0 | 2009 Qtr 1: 196.5173; 2009 Qtr 2: 0; 2009 Qtr 3: 0; 2009 Qtr 4: 0; 2010 Qtr 1: 0; 2010 Qtr 2: 0; 2010 Qtr 3: 0; 2010 Qtr 4: 0; 2011 Qtr 1: 0; 2011 Qtr 2: 0; 2011 Qtr 3: 0; 2011 Qtr 4: 0 | 196.5173
0 | 234049-Lighting-LED Exit Sign New Sign |  | System | Commercial | 25-SCN-Storage–Conditioned-Exit | 0 |  |  |  |  | 64.8921 | 45 | 0 | 0 | 0 | 19.8921 | 351.311 |  | kWh | 0 | 0 | Commercial | [7 empty] | 16 | 0.85 |  |  |  | 0 | 6 | 0 | 0 | 0 | 0 | 0 | 0 | 0 | 0 | 0 | 0 | 2009 Qtr 1: 6; 2009 Qtr 2: 0; 2009 Qtr 3: 0; 2009 Qtr 4: 0; 2010 Qtr 1: 0; 2010 Qtr 2: 0; 2010 Qtr 3: 0; 2010 Qtr 4: 0; 2011 Qtr 1: 0; 2011 Qtr 2: 0; 2011 Qtr 3: 0; 2011 Qtr 4: 0 | 6
0 | 234330-Premium T8 with T12 40 Watt Baseline - Tr1 |  | System | Commercial | 01-ALC-AllCommercial-IntLight | 0 |  |  |  |  | 27.6532 | 12.702 | 0 | 0 | 0 | 14.9512 | 83.5202 |  | kWh | 0.017351 | 0 | Commercial | [7 empty] | 15 | 0.78 |  |  |  | 0 | 27.2941 | 0 | 0 | 0 | 0 | 0 | 0 | 0 | 0 | 0 | 0 | 2009 Qtr 1: 27.2941; 2009 Qtr 2: 0; 2009 Qtr 3: 0; 2009 Qtr 4: 0; 2010 Qtr 1: 0; 2010 Qtr 2: 0; 2010 Qtr 3: 0; 2010 Qtr 4: 0; 2011 Qtr 1: 0; 2011 Qtr 2: 0; 2011 Qtr 3: 0; 2011 Qtr 4: 0 | 27.2941
0 | 234330-Premium T8 with T12 40 Watt Baseline - Tr1 |  | System | Commercial | 01-ALC-AllCommercial-IntLight | 0 |  |  |  |  | 27.6532 | 13.1897 | 0 | 0 | 0 | 14.4636 | 83.5202 |  | kWh | 0.017351 | 0 | Commercial | [7 empty] | 15 | 0.78 |  |  |  | 0 | 52.7685 | 0 | 0 | 0 | 0 | 0 | 0 | 0 | 0 | 0 | 0 | 2009 Qtr 1: 0; 2009 Qtr 2: 0; 2009 Qtr 3: 0; 2009 Qtr 4: 52.7685; 2010 Qtr 1: 0; 2010 Qtr 2: 0; 2010 Qtr 3: 0; 2010 Qtr 4: 0; 2011 Qtr 1: 0; 2011 Qtr 2: 0; 2011 Qtr 3: 0; 2011 Qtr 4: 0 | 52.7685
0 | 234303-Lighting-Remove 4 Ft Lamp (De-Lamp) - Tr1 |  | System | Commercial | [6 empty] | 12.3596 | 16.4871 | 0 | 0 | 0 | -4.1275 | 137.2559 |  | 0 | 0.026384 | -2.5676 | Commercial |  | Winter Only | [5 empty] | 15 | 0.77 |  |  |  | 0 | 3.6392 | 0 | 0 | 0 | 0 | 0 | 0 | 0 | 0 | 0 | 0 | 2009 Qtr 1: 0; 2009 Qtr 2: 0; 2009 Qtr 3: 0; 2009 Qtr 4: 3.6392; 2010 Qtr 1: 0; 2010 Qtr 2: 0; 2010 Qtr 3: 0; 2010 Qtr 4: 0; 2011 Qtr 1: 0; 2011 Qtr 2: 0; 2011 Qtr 3: 0; 2011 Qtr 4: 0 | 3.6392
0 | 234312-Lighting-Screw in 14-26 Watt Lamp - Tr1 |  | System | Commercial | [6 empty] | 9.3196 | 10.3931 | 0 | 0 | 0 | -1.0734 | 194.1729 |  | 0 | 0.038993 | -2.6224 | Commercial |  | Annual | [5 empty] | 2.47 | 0.81 |  |  |  | 0 | 10.1029 | 0 | 0 | 0 | 0 | 0 | 0 | 0 | 0 | 0 | 0 | 2009 Qtr 1: 0; 2009 Qtr 2: 0; 2009 Qtr 3: 0; 2009 Qtr 4: 10.1029; 2010 Qtr 1: 0; 2010 Qtr 2: 0; 2010 Qtr 3: 0; 2010 Qtr 4: 0; 2011 Qtr 1: 0; 2011 Qtr 2: 0; 2011 Qtr 3: 0; 2011 Qtr 4: 0 | 10.1029
0 | 234315-Lighting-Screw in 14-26 Watt Reflector Lamp-Tr1 |  | System | Commercial | [6 empty] | 18.0648 | 9.6507 | 0 | 0 | 0 | 8.4141 | 194.1729 |  | 0 | 0.038993 | -2.6224 | Commercial |  | Winter Only | [5 empty] | 2.47 | 0.81 |  |  |  | 0 | 6.7353 | 0 | 0 | 0 | 0 | 0 | 0 | 0 | 0 | 0 | 0 | 2009 Qtr 1: 0; 2009 Qtr 2: 0; 2009 Qtr 3: 0; 2009 Qtr 4: 6.7353; 2010 Qtr 1: 0; 2010 Qtr 2: 0; 2010 Qtr 3: 0; 2010 Qtr 4: 0; 2011 Qtr 1: 0; 2011 Qtr 2: 0; 2011 Qtr 3: 0; 2011 Qtr 4: 0 | 6.7353
0 | 234330-Premium T8 with T12 40 Watt Baseline - Tr1 |  | System | Commercial | 01-ALC-AllCommercial-IntLight | 0 |  |  |  |  | 27.6532 | 13.1897 | 0 | 0 | 0 | 14.4636 | 83.5202 |  | kWh | 0.017351 | 0 | Commercial | [7 empty] | 15 | 0.78 |  |  |  | 0 | 7.2784 | 0 | 0 | 0 | 0 | 0 | 0 | 0 | 0 | 0 | 0 | 2009 Qtr 1: 0; 2009 Qtr 2: 0; 2009 Qtr 3: 0; 2009 Qtr 4: 7.2784; 2010 Qtr 1: 0; 2010 Qtr 2: 0; 2010 Qtr 3: 0; 2010 Qtr 4: 0; 2011 Qtr 1: 0; 2011 Qtr 2: 0; 2011 Qtr 3: 0; 2011 Qtr 4: 0 | 7.2784
0 | 234312-Lighting-Screw in 14-26 Watt Lamp - Tr1 |  | System | Commercial | [6 empty] | 9.3196 | 10.3931 | 0 | 0 | 0 | -1.0734 | 194.1729 |  | 0 | 0.038993 | -2.6224 | Commercial |  | Annual | [5 empty] | 2.47 | 0.81 |  |  |  | 0 | 14.144 | 0 | 0 | 0 | 0 | 0 | 0 | 0 | 0 | 0 | 0 | 2009 Qtr 1: 0; 2009 Qtr 2: 0; 2009 Qtr 3: 0; 2009 Qtr 4: 14.144; 2010 Qtr 1: 0; 2010 Qtr 2: 0; 2010 Qtr 3: 0; 2010 Qtr 4: 0; 2011 Qtr 1: 0; 2011 Qtr 2: 0; 2011 Qtr 3: 0; 2011 Qtr 4: 0 | 14.144
0 | 234315-Lighting-Screw in 14-26 Watt Reflector Lamp-Tr1 |  | System | Commercial | [6 empty] | 18.0648 | 9.6507 | 0 | 0 | 0 | 8.4141 | 194.1729 |  | 0 | 0.038993 | -2.6224 | Commercial |  | Winter Only | [5 empty] | 2.47 | 0.81 |  |  |  | 0 | 4.0412 | 0 | 0 | 0 | 0 | 0 | 0 | 0 | 0 | 0 | 0 | 2009 Qtr 1: 0; 2009 Qtr 2: 0; 2009 Qtr 3: 0; 2009 Qtr 4: 4.0412; 2010 Qtr 1: 0; 2010 Qtr 2: 0; 2010 Qtr 3: 0; 2010 Qtr 4: 0; 2011 Qtr 1: 0; 2011 Qtr 2: 0; 2011 Qtr 3: 0; 2011 Qtr 4: 0 | 4.0412
0 | 234312-Lighting-Screw in 14-26 Watt Lamp - Tr1 |  | System | Commercial | [6 empty] | 9.3196 | 10.3931 | 0 | 0 | 0 | -1.0734 | 194.1729 |  | 0 | 0.038993 | -2.6224 | Commercial |  | Annual | [5 empty] | 2.47 | 0.81 |  |  |  | 0 | 16.8381 | 0 | 0 | 0 | 0 | 0 | 0 | 0 | 0 | 0 | 0 | 2009 Qtr 1: 0; 2009 Qtr 2: 0; 2009 Qtr 3: 0; 2009 Qtr 4: 16.8381; 2010 Qtr 1: 0; 2010 Qtr 2: 0; 2010 Qtr 3: 0; 2010 Qtr 4: 0; 2011 Qtr 1: 0; 2011 Qtr 2: 0; 2011 Qtr 3: 0; 2011 Qtr 4: 0 | 16.8381
0 | 234049-Lighting-LED Exit Sign New Sign |  | System | Commercial | 25-SCN-Storage–Conditioned-Exit | 0 |  |  |  |  | 64.8921 | 45 | 0 | 0 | 0 | 19.8921 | 351.311 |  | kWh | 0 | 0 | Commercial | [7 empty] | 16 | 0.85 |  |  |  | 0 | 4 | 0 | 0 | 0 | 0 | 0 | 0 | 0 | 0 | 0 | 0 | 2009 Qtr 1: 0; 2009 Qtr 2: 0; 2009 Qtr 3: 0; 2009 Qtr 4: 4; 2010 Qtr 1: 0; 2010 Qtr 2: 0; 2010 Qtr 3: 0; 2010 Qtr 4: 0; 2011 Qtr 1: 0; 2011 Qtr 2: 0; 2011 Qtr 3: 0; 2011 Qtr 4: 0 | 4
0 | 234330-Premium T8 with T12 40 Watt Baseline - Tr1 |  | System | Commercial | 01-ALC-AllCommercial-IntLight | 0 |  |  |  |  | 27.6532 | 13.1897 | 0 | 0 | 0 | 14.4636 | 83.5202 |  | kWh | 0.017351 | 0 | Commercial | [7 empty] | 15 | 0.78 |  |  |  | 0 | 16.3764 | 0 | 0 | 0 | 0 | 0 | 0 | 0 | 0 | 0 | 0 | 2009 Qtr 1: 0; 2009 Qtr 2: 0; 2009 Qtr 3: 0; 2009 Qtr 4: 16.3764; 2010 Qtr 1: 0; 2010 Qtr 2: 0; 2010 Qtr 3: 0; 2010 Qtr 4: 0; 2011 Qtr 1: 0; 2011 Qtr 2: 0; 2011 Qtr 3: 0; 2011 Qtr 4: 0 | 16.3764
0 | 234303-Lighting-Remove 4 Ft Lamp (De-Lamp) - Tr1 |  | System | Commercial | [6 empty] | 12.3596 | 16.4871 | 0 | 0 | 0 | -4.1275 | 137.2559 |  | 0 | 0.026384 | -2.5676 | Commercial |  | Winter Only | [5 empty] | 15 | 0.77 |  |  |  | 0 | 16.3764 | 0 | 0 | 0 | 0 | 0 | 0 | 0 | 0 | 0 | 0 | 2009 Qtr 1: 0; 2009 Qtr 2: 0; 2009 Qtr 3: 0; 2009 Qtr 4: 16.3764; 2010 Qtr 1: 0; 2010 Qtr 2: 0; 2010 Qtr 3: 0; 2010 Qtr 4: 0; 2011 Qtr 1: 0; 2011 Qtr 2: 0; 2011 Qtr 3: 0; 2011 Qtr 4: 0 | 16.3764
0 | 234315-Lighting-Screw in 14-26 Watt Reflector Lamp-Tr1 |  | System | Commercial | [6 empty] | 18.0648 | 9.6507 | 0 | 0 | 0 | 8.4141 | 194.1729 |  | 0 | 0.038993 | -2.6224 | Commercial |  | Winter Only | [5 empty] | 2.47 | 0.81 |  |  |  | 0 | 6.7353 | 0 | 0 | 0 | 0 | 0 | 0 | 0 | 0 | 0 | 0 | 2009 Qtr 1: 0; 2009 Qtr 2: 0; 2009 Qtr 3: 0; 2009 Qtr 4: 6.7353; 2010 Qtr 1: 0; 2010 Qtr 2: 0; 2010 Qtr 3: 0; 2010 Qtr 4: 0; 2011 Qtr 1: 0; 2011 Qtr 2: 0; 2011 Qtr 3: 0; 2011 Qtr 4: 0 | 6.7353
0 | 234330-Premium T8 with T12 40 Watt Baseline - Tr1 |  | System | Commercial | 01-ALC-AllCommercial-IntLight | 0 |  |  |  |  | 27.6532 | 13.1897 | 0 | 0 | 0 | 14.4636 | 83.5202 |  | kWh | 0.017351 | 0 | Commercial | [7 empty] | 15 | 0.78 |  |  |  | 0 | 10.9176 | 0 | 0 | 0 | 0 | 0 | 0 | 0 | 0 | 0 | 0 | 2009 Qtr 1: 0; 2009 Qtr 2: 0; 2009 Qtr 3: 0; 2009 Qtr 4: 10.9176; 2010 Qtr 1: 0; 2010 Qtr 2: 0; 2010 Qtr 3: 0; 2010 Qtr 4: 0; 2011 Qtr 1: 0; 2011 Qtr 2: 0; 2011 Qtr 3: 0; 2011 Qtr 4: 0 | 10.9176
0 | 234303-Lighting-Remove 4 Ft Lamp (De-Lamp) - Tr1 |  | System | Commercial | [6 empty] | 12.3596 | 16.4871 | 0 | 0 | 0 | -4.1275 | 137.2559 |  | 0 | 0.026384 | -2.5676 | Commercial |  | Winter Only | [5 empty] | 15 | 0.77 |  |  |  | 0 | 10.9176 | 0 | 0 | 0 | 0 | 0 | 0 | 0 | 0 | 0 | 0 | 2009 Qtr 1: 0; 2009 Qtr 2: 0; 2009 Qtr 3: 0; 2009 Qtr 4: 10.9176; 2010 Qtr 1: 0; 2010 Qtr 2: 0; 2010 Qtr 3: 0; 2010 Qtr 4: 0; 2011 Qtr 1: 0; 2011 Qtr 2: 0; 2011 Qtr 3: 0; 2011 Qtr 4: 0 | 10.9176
0 | 234312-Lighting-Screw in 14-26 Watt Lamp - Tr1 |  | System | Commercial | [6 empty] | 9.3196 | 10.3931 | 0 | 0 | 0 | -1.0734 | 194.1729 |  | 0 | 0.038993 | -2.6224 | Commercial |  | Annual | [5 empty] | 2.47 | 0.81 |  |  |  | 0 | 1.3471 | 0 | 0 | 0 | 0 | 0 | 0 | 0 | 0 | 0 | 0 | 2009 Qtr 1: 0; 2009 Qtr 2: 0; 2009 Qtr 3: 0; 2009 Qtr 4: 1.3471; 2010 Qtr 1: 0; 2010 Qtr 2: 0; 2010 Qtr 3: 0; 2010 Qtr 4: 0; 2011 Qtr 1: 0; 2011 Qtr 2: 0; 2011 Qtr 3: 0; 2011 Qtr 4: 0 | 1.3471
0 | 234303-Lighting-Remove 4 Ft Lamp (De-Lamp) - Tr1 |  | System | Commercial | [6 empty] | 12.3596 | 16.4871 | 0 | 0 | 0 | -4.1275 | 137.2559 |  | 0 | 0.026384 | -2.5676 | Commercial |  | Winter Only | [5 empty] | 15 | 0.77 |  |  |  | 0 | 1.8196 | 0 | 0 | 0 | 0 | 0 | 0 | 0 | 0 | 0 | 0 | 2009 Qtr 1: 0; 2009 Qtr 2: 0; 2009 Qtr 3: 0; 2009 Qtr 4: 1.8196; 2010 Qtr 1: 0; 2010 Qtr 2: 0; 2010 Qtr 3: 0; 2010 Qtr 4: 0; 2011 Qtr 1: 0; 2011 Qtr 2: 0; 2011 Qtr 3: 0; 2011 Qtr 4: 0 | 1.8196
0 | 234330-Premium T8 with T12 40 Watt Baseline - Tr1 |  | System | Commercial | 01-ALC-AllCommercial-IntLight | 0 |  |  |  |  | 27.6532 | 13.1897 | 0 | 0 | 0 | 14.4636 | 83.5202 |  | kWh | 0.017351 | 0 | Commercial | [7 empty] | 15 | 0.78 |  |  |  | 0 | 1.8196 | 0 | 0 | 0 | 0 | 0 | 0 | 0 | 0 | 0 | 0 | 2009 Qtr 1: 0; 2009 Qtr 2: 0; 2009 Qtr 3: 0; 2009 Qtr 4: 1.8196; 2010 Qtr 1: 0; 2010 Qtr 2: 0; 2010 Qtr 3: 0; 2010 Qtr 4: 0; 2011 Qtr 1: 0; 2011 Qtr 2: 0; 2011 Qtr 3: 0; 2011 Qtr 4: 0 | 1.8196
0 | 234312-Lighting-Screw in 14-26 Watt Lamp - Tr1 |  | System | Commercial | [6 empty] | 9.3196 | 10.3931 | 0 | 0 | 0 | -1.0734 | 194.1729 |  | 0 | 0.038993 | -2.6224 | Commercial |  | Annual | [5 empty] | 2.47 | 0.81 |  |  |  | 0 | 7.4088 | 0 | 0 | 0 | 0 | 0 | 0 | 0 | 0 | 0 | 0 | 2009 Qtr 1: 0; 2009 Qtr 2: 0; 2009 Qtr 3: 0; 2009 Qtr 4: 7.4088; 2010 Qtr 1: 0; 2010 Qtr 2: 0; 2010 Qtr 3: 0; 2010 Qtr 4: 0; 2011 Qtr 1: 0; 2011 Qtr 2: 0; 2011 Qtr 3: 0; 2011 Qtr 4: 0 | 7.4088
0 | 234330-Premium T8 with T12 40 Watt Baseline - Tr1 |  | System | Commercial | 01-ALC-AllCommercial-IntLight | 0 |  |  |  |  | 27.6532 | 13.1897 | 0 | 0 | 0 | 14.4636 | 83.5202 |  | kWh | 0.017351 | 0 | Commercial | [7 empty] | 15 | 0.78 |  |  |  | 0 | 184.6898 | 0 | 0 | 0 | 0 | 0 | 0 | 0 | 0 | 0 | 0 | 2009 Qtr 1: 184.6898; 2009 Qtr 2: 0; 2009 Qtr 3: 0; 2009 Qtr 4: 0; 2010 Qtr 1: 0; 2010 Qtr 2: 0; 2010 Qtr 3: 0; 2010 Qtr 4: 0; 2011 Qtr 1: 0; 2011 Qtr 2: 0; 2011 Qtr 3: 0; 2011 Qtr 4: 0 | 184.6898
0 | 234049-Lighting-LED Exit Sign New Sign |  | System | Commercial | 25-SCN-Storage–Conditioned-Exit | 0 |  |  |  |  | 64.8921 | 45 | 0 | 0 | 0 | 19.8921 | 351.311 |  | kWh | 0 | 0 | Commercial | [7 empty] | 16 | 0.85 |  |  |  | 0 | 2 | 0 | 0 | 0 | 0 | 0 | 0 | 0 | 0 | 0 | 0 | 2009 Qtr 1: 2; 2009 Qtr 2: 0; 2009 Qtr 3: 0; 2009 Qtr 4: 0; 2010 Qtr 1: 0; 2010 Qtr 2: 0; 2010 Qtr 3: 0; 2010 Qtr 4: 0; 2011 Qtr 1: 0; 2011 Qtr 2: 0; 2011 Qtr 3: 0; 2011 Qtr 4: 0 | 2
0 | 234312-Lighting-Screw in 14-26 Watt Lamp - Tr1 |  | System | Commercial | [6 empty] | 9.3196 | 10.3931 | 0 | 0 | 0 | -1.0734 | 194.1729 |  | 0 | 0.038993 | -2.6224 | Commercial |  | Annual | [5 empty] | 2.47 | 0.81 |  |  |  | 0 | 2.0206 | 0 | 0 | 0 | 0 | 0 | 0 | 0 | 0 | 0 | 0 | 2009 Qtr 1: 2.0206; 2009 Qtr 2: 0; 2009 Qtr 3: 0; 2009 Qtr 4: 0; 2010 Qtr 1: 0; 2010 Qtr 2: 0; 2010 Qtr 3: 0; 2010 Qtr 4: 0; 2011 Qtr 1: 0; 2011 Qtr 2: 0; 2011 Qtr 3: 0; 2011 Qtr 4: 0 | 2.0206
0 | 234330-Premium T8 with T12 40 Watt Baseline - Tr1 |  | System | Commercial | 01-ALC-AllCommercial-IntLight | 0 |  |  |  |  | 27.6532 | 13.1897 | 0 | 0 | 0 | 14.4636 | 83.5202 |  | kWh | 0.017351 | 0 | Commercial | [7 empty] | 15 | 0.78 |  |  |  | 0 | 109.1763 | 0 | 0 | 0 | 0 | 0 | 0 | 0 | 0 | 0 | 0 | 2009 Qtr 1: 109.1763; 2009 Qtr 2: 0; 2009 Qtr 3: 0; 2009 Qtr 4: 0; 2010 Qtr 1: 0; 2010 Qtr 2: 0; 2010 Qtr 3: 0; 2010 Qtr 4: 0; 2011 Qtr 1: 0; 2011 Qtr 2: 0; 2011 Qtr 3: 0; 2011 Qtr 4: 0 | 109.1763
0 | 234330-Premium T8 with T12 40 Watt Baseline - Tr1 |  | System | Commercial | 01-ALC-AllCommercial-IntLight | 0 |  |  |  |  | 27.6532 | 13.1897 | 0 | 0 | 0 | 14.4636 | 83.5202 |  | kWh | 0.017351 | 0 | Commercial | [7 empty] | 15 | 0.78 |  |  |  | 0 | 10.9176 | 0 | 0 | 0 | 0 | 0 | 0 | 0 | 0 | 0 | 0 | 2009 Qtr 1: 10.9176; 2009 Qtr 2: 0; 2009 Qtr 3: 0; 2009 Qtr 4: 0; 2010 Qtr 1: 0; 2010 Qtr 2: 0; 2010 Qtr 3: 0; 2010 Qtr 4: 0; 2011 Qtr 1: 0; 2011 Qtr 2: 0; 2011 Qtr 3: 0; 2011 Qtr 4: 0 | 10.9176
0 | 234303-Lighting-Remove 4 Ft Lamp (De-Lamp) - Tr1 |  | System | Commercial | [6 empty] | 12.3596 | 16.4871 | 0 | 0 | 0 | -4.1275 | 137.2559 |  | 0 | 0.026384 | -2.5676 | Commercial |  | Winter Only | [5 empty] | 15 | 0.77 |  |  |  | 0 | 10.9176 | 0 | 0 | 0 | 0 | 0 | 0 | 0 | 0 | 0 | 0 | 2009 Qtr 1: 10.9176; 2009 Qtr 2: 0; 2009 Qtr 3: 0; 2009 Qtr 4: 0; 2010 Qtr 1: 0; 2010 Qtr 2: 0; 2010 Qtr 3: 0; 2010 Qtr 4: 0; 2011 Qtr 1: 0; 2011 Qtr 2: 0; 2011 Qtr 3: 0; 2011 Qtr 4: 0 | 10.9176
0 | 234330-Premium T8 with T12 40 Watt Baseline - Tr1 |  | System | Commercial | 01-ALC-AllCommercial-IntLight | 0 |  |  |  |  | 27.6532 | 13.1897 | 0 | 0 | 0 | 14.4636 | 83.5202 |  | kWh | 0.017351 | 0 | Commercial | [7 empty] | 15 | 0.78 |  |  |  | 0 | 40.0313 | 0 | 0 | 0 | 0 | 0 | 0 | 0 | 0 | 0 | 0 | 2009 Qtr 1: 40.0313; 2009 Qtr 2: 0; 2009 Qtr 3: 0; 2009 Qtr 4: 0; 2010 Qtr 1: 0; 2010 Qtr 2: 0; 2010 Qtr 3: 0; 2010 Qtr 4: 0; 2011 Qtr 1: 0; 2011 Qtr 2: 0; 2011 Qtr 3: 0; 2011 Qtr 4: 0 | 40.0313
0 | 234285-Lighting-Occpncy Snsr-Hi-Bay integrated Snsr-Tr1 |  | System | Commercial | 01-ALC-AllCommercial-IntLight | 0 |  |  |  |  | 221.2703 | 95.5 | 0 | 0 | 0 | 125.7703 | 2503.6304 |  | kWh | 0.48559 | 0 | Commercial | [7 empty] | 8 | 0.84 |  |  |  | 0 | 6 | 0 | 0 | 0 | 0 | 0 | 0 | 0 | 0 | 0 | 0 | 2009 Qtr 1: 6; 2009 Qtr 2: 0; 2009 Qtr 3: 0; 2009 Qtr 4: 0; 2010 Qtr 1: 0; 2010 Qtr 2: 0; 2010 Qtr 3: 0; 2010 Qtr 4: 0; 2011 Qtr 1: 0; 2011 Qtr 2: 0; 2011 Qtr 3: 0; 2011 Qtr 4: 0 | 6
0 | 234340-Lighting-Intr HiBy Lnr FlrscntFxtr600w rplc>400Tr1 |  | System | Commercial | [6 empty] | 660.6362 | 216.4022 | 0 | 0 | 0 | 444.2339 | 1621.9623 |  | 0 | 0.30512 | -29.5675 | Commercial |  | Winter Only | [5 empty] | 15 | 0.77 |  |  |  | 0 | 5.8502 | 0 | 0 | 0 | 0 | 0 | 0 | 0 | 0 | 0 | 0 | 2009 Qtr 1: 5.8502; 2009 Qtr 2: 0; 2009 Qtr 3: 0; 2009 Qtr 4: 0; 2010 Qtr 1: 0; 2010 Qtr 2: 0; 2010 Qtr 3: 0; 2010 Qtr 4: 0; 2011 Qtr 1: 0; 2011 Qtr 2: 0; 2011 Qtr 3: 0; 2011 Qtr 4: 0 | 5.8502
0 | 234287-Lighting-Occpncy Snsr-Hi-Bay integrated Snsr-Tr3 |  | System | Commercial | 01-ALC-AllCommercial-IntLight | 0 |  |  |  |  | 221.1826 | 95.5 | 0 | 0 | 0 | 125.6826 | 1661 |  | kWh | 0.39312 | 0 | Commercial | [7 empty] | 8 | 0.84 |  |  |  | 0 | 30 | 0 | 0 | 0 | 0 | 0 | 0 | 0 | 0 | 0 | 0 | 2009 Qtr 1: 0; 2009 Qtr 2: 0; 2009 Qtr 3: 0; 2009 Qtr 4: 30; 2010 Qtr 1: 0; 2010 Qtr 2: 0; 2010 Qtr 3: 0; 2010 Qtr 4: 0; 2011 Qtr 1: 0; 2011 Qtr 2: 0; 2011 Qtr 3: 0; 2011 Qtr 4: 0 | 30
0 | 234285-Lighting-Occpncy Snsr-Hi-Bay integrated Snsr-Tr1 |  | System | Commercial | 01-ALC-AllCommercial-IntLight | 0 |  |  |  |  | 221.2703 | 95.5 | 0 | 0 | 0 | 125.7703 | 2503.6304 |  | kWh | 0.48559 | 0 | Commercial | [7 empty] | 8 | 0.84 |  |  |  | 0 | 69 | 0 | 0 | 0 | 0 | 0 | 0 | 0 | 0 | 0 | 0 | 2009 Qtr 1: 69; 2009 Qtr 2: 0; 2009 Qtr 3: 0; 2009 Qtr 4: 0; 2010 Qtr 1: 0; 2010 Qtr 2: 0; 2010 Qtr 3: 0; 2010 Qtr 4: 0; 2011 Qtr 1: 0; 2011 Qtr 2: 0; 2011 Qtr 3: 0; 2011 Qtr 4: 0 | 69
0 | 234312-Lighting-Screw in 14-26 Watt Lamp - Tr1 |  | System | Commercial | [6 empty] | 9.3196 | 0 | 0 | 0 | 0 | 9.3196 | 194.1729 |  | 0 | 0.038993 | -2.6224 | Commercial |  | Annual | [5 empty] | 2.47 | 0.81 |  |  |  | 0 | 4.0412 | 0 | 0 | 0 | 0 | 0 | 0 | 0 | 0 | 0 | 0 | 2009 Qtr 1: 0; 2009 Qtr 2: 0; 2009 Qtr 3: 0; 2009 Qtr 4: 4.0412; 2010 Qtr 1: 0; 2010 Qtr 2: 0; 2010 Qtr 3: 0; 2010 Qtr 4: 0; 2011 Qtr 1: 0; 2011 Qtr 2: 0; 2011 Qtr 3: 0; 2011 Qtr 4: 0 | 4.0412
0 | 234330-Premium T8 with T12 40 Watt Baseline - Tr1 |  | System | Commercial | 01-ALC-AllCommercial-IntLight | 0 |  |  |  |  | 27.6532 | 13.1897 | 0 | 0 | 0 | 14.4636 | 83.5202 |  | kWh | 0.017351 | 0 | Commercial | [7 empty] | 15 | 0.78 |  |  |  | 0 | 50.9489 | 0 | 0 | 0 | 0 | 0 | 0 | 0 | 0 | 0 | 0 | 2009 Qtr 1: 0; 2009 Qtr 2: 0; 2009 Qtr 3: 0; 2009 Qtr 4: 50.9489; 2010 Qtr 1: 0; 2010 Qtr 2: 0; 2010 Qtr 3: 0; 2010 Qtr 4: 0; 2011 Qtr 1: 0; 2011 Qtr 2: 0; 2011 Qtr 3: 0; 2011 Qtr 4: 0 | 50.9489
0 | 234084-Refrigeration -Cooler/Freezer Door Gaskets - Solid Doors: Cooler |  | System | Commercial | 09-GRO-Grocery-REFG | 0 |  |  |  |  | 2.2498 | 4 | 0 | 0 | 0 | -1.7502 | 104.55 |  | kWh | 0.01195 | 0 | Commercial | [7 empty] | 4 | 0.76 |  |  |  | 0 | 48.06 | 0 | 0 | 0 | 0 | 0 | 0 | 0 | 0 | 0 | 0 | 2009 Qtr 1: 48.06; 2009 Qtr 2: 0; 2009 Qtr 3: 0; 2009 Qtr 4: 0; 2010 Qtr 1: 0; 2010 Qtr 2: 0; 2010 Qtr 3: 0; 2010 Qtr 4: 0; 2011 Qtr 1: 0; 2011 Qtr 2: 0; 2011 Qtr 3: 0; 2011 Qtr 4: 0 | 48.06
0 | 234085-Refrigeration -Strip Curtains for Walk-ins |  | System | Commercial | 20-RFF-Restaurant–FastFood-Refrig | 0 |  |  |  |  | 10.214 | 3 | 0 | 0 | 0 | 7.214 | 465 |  | kWh | 0.053 | 0 | Commercial | [7 empty] | 4 | 0.46 |  |  |  | 0 | 23.63 | 0 | 0 | 0 | 0 | 0 | 0 | 0 | 0 | 0 | 0 | 2009 Qtr 1: 23.63; 2009 Qtr 2: 0; 2009 Qtr 3: 0; 2009 Qtr 4: 0; 2010 Qtr 1: 0; 2010 Qtr 2: 0; 2010 Qtr 3: 0; 2010 Qtr 4: 0; 2011 Qtr 1: 0; 2011 Qtr 2: 0; 2011 Qtr 3: 0; 2011 Qtr 4: 0 | 23.63
0 | 234084-Refrigeration -Cooler/Freezer Door Gaskets - Solid Doors: Cooler |  | System | Commercial | 09-GRO-Grocery-REFG | 0 |  |  |  |  | 2.2498 | 4 | 0 | 0 | 0 | -1.7502 | 104.55 |  | kWh | 0.01195 | 0 | Commercial | [7 empty] | 4 | 0.76 |  |  |  | 0 | 74.42 | 0 | 0 | 0 | 0 | 0 | 0 | 0 | 0 | 0 | 0 | 2009 Qtr 1: 0; 2009 Qtr 2: 0; 2009 Qtr 3: 0; 2009 Qtr 4: 74.42; 2010 Qtr 1: 0; 2010 Qtr 2: 0; 2010 Qtr 3: 0; 2010 Qtr 4: 0; 2011 Qtr 1: 0; 2011 Qtr 2: 0; 2011 Qtr 3: 0; 2011 Qtr 4: 0 | 74.42
0 | 234312-Lighting-Screw in 14-26 Watt Lamp - Tr1 |  | System | Commercial | [6 empty] | 9.3196 | 10.3931 | 0 | 0 | 0 | -1.0734 | 194.1729 |  | 0 | 0.038993 | -2.6224 | Commercial |  | Annual | [5 empty] | 2.47 | 0.81 |  |  |  | 0 | 2.6941 | 0 | 0 | 0 | 0 | 0 | 0 | 0 | 0 | 0 | 0 | 2009 Qtr 1: 2.6941; 2009 Qtr 2: 0; 2009 Qtr 3: 0; 2009 Qtr 4: 0; 2010 Qtr 1: 0; 2010 Qtr 2: 0; 2010 Qtr 3: 0; 2010 Qtr 4: 0; 2011 Qtr 1: 0; 2011 Qtr 2: 0; 2011 Qtr 3: 0; 2011 Qtr 4: 0 | 2.6941
0 | 234330-Premium T8 with T12 40 Watt Baseline - Tr1 |  | System | Commercial | 01-ALC-AllCommercial-IntLight | 0 |  |  |  |  | 27.6532 | 13.1897 | 0 | 0 | 0 | 14.4636 | 83.5202 |  | kWh | 0.017351 | 0 | Commercial | [7 empty] | 15 | 0.78 |  |  |  | 0 | 25.4745 | 0 | 0 | 0 | 0 | 0 | 0 | 0 | 0 | 0 | 0 | 2009 Qtr 1: 25.4745; 2009 Qtr 2: 0; 2009 Qtr 3: 0; 2009 Qtr 4: 0; 2010 Qtr 1: 0; 2010 Qtr 2: 0; 2010 Qtr 3: 0; 2010 Qtr 4: 0; 2011 Qtr 1: 0; 2011 Qtr 2: 0; 2011 Qtr 3: 0; 2011 Qtr 4: 0 | 25.4745
0 | 234303-Lighting-Remove 4 Ft Lamp (De-Lamp) - Tr1 |  | System | Commercial | [6 empty] | 12.3596 | 16.4871 | 0 | 0 | 0 | -4.1275 | 137.2559 |  | 0 | 0.026384 | -2.5676 | Commercial |  | Winter Only | [5 empty] | 15 | 0.77 |  |  |  | 0 | 25.4745 | 0 | 0 | 0 | 0 | 0 | 0 | 0 | 0 | 0 | 0 | 2009 Qtr 1: 25.4745; 2009 Qtr 2: 0; 2009 Qtr 3: 0; 2009 Qtr 4: 0; 2010 Qtr 1: 0; 2010 Qtr 2: 0; 2010 Qtr 3: 0; 2010 Qtr 4: 0; 2011 Qtr 1: 0; 2011 Qtr 2: 0; 2011 Qtr 3: 0; 2011 Qtr 4: 0 | 25.4745
0 | 234361-Lighting-IntrHiByLnrFlscntFxtr244wrplc400w(TrI)Tr2 |  | System | Commercial | 01-ALC-AllCommercial-IntLight | 0 |  |  |  |  | 327.8836 | 115.3803 | 0 | 0 | 0 | 212.5033 | 698.8643 |  | kWh | 0.2203 | 0 | Commercial | [7 empty] | 15 | 0.78 |  |  |  | 0 | 5.8502 | 0 | 0 | 0 | 0 | 0 | 0 | 0 | 0 | 0 | 0 | 2009 Qtr 1: 5.8502; 2009 Qtr 2: 0; 2009 Qtr 3: 0; 2009 Qtr 4: 0; 2010 Qtr 1: 0; 2010 Qtr 2: 0; 2010 Qtr 3: 0; 2010 Qtr 4: 0; 2011 Qtr 1: 0; 2011 Qtr 2: 0; 2011 Qtr 3: 0; 2011 Qtr 4: 0 | 5.8502
0 | 234286-Lighting-Occpncy Snsr-Hi-Bay integrated Snsr-Tr2 |  | System | Commercial | 01-ALC-AllCommercial-IntLight | 0 |  |  |  |  | 221.37 | 95.5 | 0 | 0 | 0 | 125.87 | 1499.5759 |  | kWh | 0.47213 | 0 | Commercial | [7 empty] | 8 | 0.84 |  |  |  | 0 | 6 | 0 | 0 | 0 | 0 | 0 | 0 | 0 | 0 | 0 | 0 | 2009 Qtr 1: 6; 2009 Qtr 2: 0; 2009 Qtr 3: 0; 2009 Qtr 4: 0; 2010 Qtr 1: 0; 2010 Qtr 2: 0; 2010 Qtr 3: 0; 2010 Qtr 4: 0; 2011 Qtr 1: 0; 2011 Qtr 2: 0; 2011 Qtr 3: 0; 2011 Qtr 4: 0 | 6
0 | 234331-Premium T8 with T12 40 Watt Baseline - Tr2 |  | System | Commercial | 01-ALC-AllCommercial-IntLight | 0 |  |  |  |  | 27.653 | 9.8923 | 0 | 0 | 0 | 17.7607 | 58.062 |  | kWh | 0.017133 | 0 | Commercial | [7 empty] | 15 | 0.78 |  |  |  | 0 | 30.9333 | 0 | 0 | 0 | 0 | 0 | 0 | 0 | 0 | 0 | 0 | 2009 Qtr 1: 30.9333; 2009 Qtr 2: 0; 2009 Qtr 3: 0; 2009 Qtr 4: 0; 2010 Qtr 1: 0; 2010 Qtr 2: 0; 2010 Qtr 3: 0; 2010 Qtr 4: 0; 2011 Qtr 1: 0; 2011 Qtr 2: 0; 2011 Qtr 3: 0; 2011 Qtr 4: 0 | 30.9333
0 | 234304-Lighting-Remove 4 Ft Lamp (De-Lamp) - Tr2 |  | System | Commercial | [6 empty] | 12.3587 | 12.3653 | 0 | 0 | 0 | -0.0066231 | 137.2559 |  | 0 | 0.026384 | -2.5676 | Commercial | [7 empty] | 15 | 0.77 |  |  |  | 0 | 10.0078 | 0 | 0 | 0 | 0 | 0 | 0 | 0 | 0 | 0 | 0 | 2009 Qtr 1: 10.0078; 2009 Qtr 2: 0; 2009 Qtr 3: 0; 2009 Qtr 4: 0; 2010 Qtr 1: 0; 2010 Qtr 2: 0; 2010 Qtr 3: 0; 2010 Qtr 4: 0; 2011 Qtr 1: 0; 2011 Qtr 2: 0; 2011 Qtr 3: 0; 2011 Qtr 4: 0 | 10.0078
0 | 234330-Premium T8 with T12 40 Watt Baseline - Tr1 |  | System | Commercial | 01-ALC-AllCommercial-IntLight | 0 |  |  |  |  | 27.6532 | 13.1897 | 0 | 0 | 0 | 14.4636 | 83.5202 |  | kWh | 0.017351 | 0 | Commercial | [7 empty] | 15 | 0.78 |  |  |  | 0 | 54.5881 | 0 | 0 | 0 | 0 | 0 | 0 | 0 | 0 | 0 | 0 | 2009 Qtr 1: 54.5881; 2009 Qtr 2: 0; 2009 Qtr 3: 0; 2009 Qtr 4: 0; 2010 Qtr 1: 0; 2010 Qtr 2: 0; 2010 Qtr 3: 0; 2010 Qtr 4: 0; 2011 Qtr 1: 0; 2011 Qtr 2: 0; 2011 Qtr 3: 0; 2011 Qtr 4: 0 | 54.5881
0 | 234303-Lighting-Remove 4 Ft Lamp (De-Lamp) - Tr1 |  | System | Commercial | [6 empty] | 12.3596 | 16.4871 | 0 | 0 | 0 | -4.1275 | 137.2559 |  | 0 | 0.026384 | -2.5676 | Commercial |  | Winter Only | [5 empty] | 15 | 0.77 |  |  |  | 0 | 27.2941 | 0 | 0 | 0 | 0 | 0 | 0 | 0 | 0 | 0 | 0 | 2009 Qtr 1: 27.2941; 2009 Qtr 2: 0; 2009 Qtr 3: 0; 2009 Qtr 4: 0; 2010 Qtr 1: 0; 2010 Qtr 2: 0; 2010 Qtr 3: 0; 2010 Qtr 4: 0; 2011 Qtr 1: 0; 2011 Qtr 2: 0; 2011 Qtr 3: 0; 2011 Qtr 4: 0 | 27.2941
0 | 234331-Premium T8 with T12 40 Watt Baseline - Tr2 |  | System | Commercial | 01-ALC-AllCommercial-IntLight | 0 |  |  |  |  | 27.653 | 9.8923 | 0 | 0 | 0 | 17.7607 | 58.062 |  | kWh | 0.017133 | 0 | Commercial | [7 empty] | 15 | 0.78 |  |  |  | 0 | 41.8509 | 0 | 0 | 0 | 0 | 0 | 0 | 0 | 0 | 0 | 0 | 2009 Qtr 1: 41.8509; 2009 Qtr 2: 0; 2009 Qtr 3: 0; 2009 Qtr 4: 0; 2010 Qtr 1: 0; 2010 Qtr 2: 0; 2010 Qtr 3: 0; 2010 Qtr 4: 0; 2011 Qtr 1: 0; 2011 Qtr 2: 0; 2011 Qtr 3: 0; 2011 Qtr 4: 0 | 41.8509
0 | 234304-Lighting-Remove 4 Ft Lamp (De-Lamp) - Tr2 |  | System | Commercial | [6 empty] | 12.3587 | 12.3653 | 0 | 0 | 0 | -0.0066231 | 137.2559 |  | 0 | 0.026384 | -2.5676 | Commercial | [7 empty] | 15 | 0.77 |  |  |  | 0 | 41.8509 | 0 | 0 | 0 | 0 | 0 | 0 | 0 | 0 | 0 | 0 | 2009 Qtr 1: 41.8509; 2009 Qtr 2: 0; 2009 Qtr 3: 0; 2009 Qtr 4: 0; 2010 Qtr 1: 0; 2010 Qtr 2: 0; 2010 Qtr 3: 0; 2010 Qtr 4: 0; 2011 Qtr 1: 0; 2011 Qtr 2: 0; 2011 Qtr 3: 0; 2011 Qtr 4: 0 | 41.8509
0 | 234331-Premium T8 with T12 40 Watt Baseline - Tr2 |  | System | Commercial | 01-ALC-AllCommercial-IntLight | 0 |  |  |  |  | 27.653 | 9.8923 | 0 | 0 | 0 | 17.7607 | 58.062 |  | kWh | 0.017133 | 0 | Commercial | [7 empty] | 15 | 0.78 |  |  |  | 0 | 1.8196 | 0 | 0 | 0 | 0 | 0 | 0 | 0 | 0 | 0 | 0 | 2009 Qtr 1: 1.8196; 2009 Qtr 2: 0; 2009 Qtr 3: 0; 2009 Qtr 4: 0; 2010 Qtr 1: 0; 2010 Qtr 2: 0; 2010 Qtr 3: 0; 2010 Qtr 4: 0; 2011 Qtr 1: 0; 2011 Qtr 2: 0; 2011 Qtr 3: 0; 2011 Qtr 4: 0 | 1.8196
0 | 234208-Lighting-8 Ft T-8 with Elec Ballast-Tr2 |  | System | Commercial | 01-ALC-AllCommercial-IntLight | 0 |  |  |  |  | 35.6904 | 16.4871 | 0 | 0 | 0 | 19.2033 | 32.3258 |  | kWh | 0.009599 | 0 | Commercial | [7 empty] | 15 | 0.78 |  |  |  | 0 | 18.196 | 0 | 0 | 0 | 0 | 0 | 0 | 0 | 0 | 0 | 0 | 2009 Qtr 1: 18.196; 2009 Qtr 2: 0; 2009 Qtr 3: 0; 2009 Qtr 4: 0; 2010 Qtr 1: 0; 2010 Qtr 2: 0; 2010 Qtr 3: 0; 2010 Qtr 4: 0; 2011 Qtr 1: 0; 2011 Qtr 2: 0; 2011 Qtr 3: 0; 2011 Qtr 4: 0 | 18.196
0 | 234307-Lighting-Remove 8 Ft Lamp (De-Lamp) - Tr2 |  | System | Commercial | 23-RTL-Retail–SingleStorylarge-LIT_INT | 0 |  |  |  |  | 28.4021 | 16.4871 | 0 | 0 | 0 | 11.915 | 253.9171 |  | kWh | 0.077292 | 0 | Commercial | [7 empty] | 15 | 0.77 |  |  |  | 0 | 10.9176 | 0 | 0 | 0 | 0 | 0 | 0 | 0 | 0 | 0 | 0 | 2009 Qtr 1: 10.9176; 2009 Qtr 2: 0; 2009 Qtr 3: 0; 2009 Qtr 4: 0; 2010 Qtr 1: 0; 2010 Qtr 2: 0; 2010 Qtr 3: 0; 2010 Qtr 4: 0; 2011 Qtr 1: 0; 2011 Qtr 2: 0; 2011 Qtr 3: 0; 2011 Qtr 4: 0 | 10.9176
0 | 234330-Premium T8 with T12 40 Watt Baseline - Tr1 |  | System | Commercial | 01-ALC-AllCommercial-IntLight | 0 |  |  |  |  | 27.6532 | 13.1897 | 0 | 0 | 0 | 14.4636 | 83.5202 |  | kWh | 0.017351 | 0 | Commercial | [7 empty] | 15 | 0.78 |  |  |  | 0 | 40.0313 | 0 | 0 | 0 | 0 | 0 | 0 | 0 | 0 | 0 | 0 | 2009 Qtr 1: 40.0313; 2009 Qtr 2: 0; 2009 Qtr 3: 0; 2009 Qtr 4: 0; 2010 Qtr 1: 0; 2010 Qtr 2: 0; 2010 Qtr 3: 0; 2010 Qtr 4: 0; 2011 Qtr 1: 0; 2011 Qtr 2: 0; 2011 Qtr 3: 0; 2011 Qtr 4: 0 | 40.0313
0 | 234207-Lighting-8 Ft T-8 with Elec Ballast-Tr1 |  | System | Commercial | 01-ALC-AllCommercial-IntLight | 0 |  |  |  |  | 35.6901 | 21.9828 | 0 | 0 | 0 | 13.7073 | 45.8368 |  | kWh | 0.0098893 | 0 | Commercial | [7 empty] | 15 | 0.78 |  |  |  | 0 | 45.4901 | 0 | 0 | 0 | 0 | 0 | 0 | 0 | 0 | 0 | 0 | 2009 Qtr 1: 45.4901; 2009 Qtr 2: 0; 2009 Qtr 3: 0; 2009 Qtr 4: 0; 2010 Qtr 1: 0; 2010 Qtr 2: 0; 2010 Qtr 3: 0; 2010 Qtr 4: 0; 2011 Qtr 1: 0; 2011 Qtr 2: 0; 2011 Qtr 3: 0; 2011 Qtr 4: 0 | 45.4901
0 | 234303-Lighting-Remove 4 Ft Lamp (De-Lamp) - Tr1 |  | System | Commercial | [6 empty] | 12.3596 | 16.4871 | 0 | 0 | 0 | -4.1275 | 137.2559 |  | 0 | 0.026384 | -2.5676 | Commercial |  | Winter Only | [5 empty] | 15 | 0.77 |  |  |  | 0 | 3.6392 | 0 | 0 | 0 | 0 | 0 | 0 | 0 | 0 | 0 | 0 | 2009 Qtr 1: 3.6392; 2009 Qtr 2: 0; 2009 Qtr 3: 0; 2009 Qtr 4: 0; 2010 Qtr 1: 0; 2010 Qtr 2: 0; 2010 Qtr 3: 0; 2010 Qtr 4: 0; 2011 Qtr 1: 0; 2011 Qtr 2: 0; 2011 Qtr 3: 0; 2011 Qtr 4: 0 | 3.6392
0 | 234084-Refrigeration -Cooler/Freezer Door Gaskets - Solid Doors: Cooler |  | System | Commercial | 09-GRO-Grocery-REFG | 0 |  |  |  |  | 2.2498 | 4 | 0 | 0 | 0 | -1.7502 | 104.55 |  | kWh | 0.01195 | 0 | Commercial | [7 empty] | 4 | 0.76 |  |  |  | 0 | 16 | 0 | 0 | 0 | 0 | 0 | 0 | 0 | 0 | 0 | 0 | 2009 Qtr 1: 16; 2009 Qtr 2: 0; 2009 Qtr 3: 0; 2009 Qtr 4: 0; 2010 Qtr 1: 0; 2010 Qtr 2: 0; 2010 Qtr 3: 0; 2010 Qtr 4: 0; 2011 Qtr 1: 0; 2011 Qtr 2: 0; 2011 Qtr 3: 0; 2011 Qtr 4: 0 | 16
0 | 234083-Refrigeration -Cooler/Freezer Door Gaskets - Glass Doors |  | System | Commercial | 09-GRO-Grocery-REFG | 0 |  |  |  |  | 2.25 | 4 | 0 | 0 | 0 | -1.75 | 104.55 |  | kWh | 0.01195 | 0 | Commercial | [7 empty] | 4 | 0.76 |  |  |  | 0 | 318 | 0 | 0 | 0 | 0 | 0 | 0 | 0 | 0 | 0 | 0 | 2009 Qtr 1: 318; 2009 Qtr 2: 0; 2009 Qtr 3: 0; 2009 Qtr 4: 0; 2010 Qtr 1: 0; 2010 Qtr 2: 0; 2010 Qtr 3: 0; 2010 Qtr 4: 0; 2011 Qtr 1: 0; 2011 Qtr 2: 0; 2011 Qtr 3: 0; 2011 Qtr 4: 0 | 318
0 | 234331-Premium T8 with T12 40 Watt Baseline - Tr2 |  | System | Commercial | 01-ALC-AllCommercial-IntLight | 0 |  |  |  |  | 27.653 | 9.8923 | 0 | 0 | 0 | 17.7607 | 58.062 |  | kWh | 0.017133 | 0 | Commercial | [7 empty] | 15 | 0.78 |  |  |  | 0 | 43.6705 | 0 | 0 | 0 | 0 | 0 | 0 | 0 | 0 | 0 | 0 | 2009 Qtr 1: 0; 2009 Qtr 2: 0; 2009 Qtr 3: 0; 2009 Qtr 4: 43.6705; 2010 Qtr 1: 0; 2010 Qtr 2: 0; 2010 Qtr 3: 0; 2010 Qtr 4: 0; 2011 Qtr 1: 0; 2011 Qtr 2: 0; 2011 Qtr 3: 0; 2011 Qtr 4: 0 | 43.6705
0 | 234307-Lighting-Remove 8 Ft Lamp (De-Lamp) - Tr2 |  | System | Commercial | 23-RTL-Retail–SingleStorylarge-LIT_INT | 0 |  |  |  |  | 28.4021 | 16.4871 | 0 | 0 | 0 | 11.915 | 253.9171 |  | kWh | 0.077292 | 0 | Commercial | [7 empty] | 15 | 0.77 |  |  |  | 0 | 5.4588 | 0 | 0 | 0 | 0 | 0 | 0 | 0 | 0 | 0 | 0 | 2009 Qtr 1: 0; 2009 Qtr 2: 0; 2009 Qtr 3: 0; 2009 Qtr 4: 5.4588; 2010 Qtr 1: 0; 2010 Qtr 2: 0; 2010 Qtr 3: 0; 2010 Qtr 4: 0; 2011 Qtr 1: 0; 2011 Qtr 2: 0; 2011 Qtr 3: 0; 2011 Qtr 4: 0 | 5.4588
0 | 234330-Premium T8 with T12 40 Watt Baseline - Tr1 |  | System | Commercial | 01-ALC-AllCommercial-IntLight | 0 |  |  |  |  | 27.6532 | 13.1897 | 0 | 0 | 0 | 14.4636 | 83.5202 |  | kWh | 0.017351 | 0 | Commercial | [7 empty] | 15 | 0.78 |  |  |  | 0 | 125.5527 | 0 | 0 | 0 | 0 | 0 | 0 | 0 | 0 | 0 | 0 | 2009 Qtr 1: 125.5527; 2009 Qtr 2: 0; 2009 Qtr 3: 0; 2009 Qtr 4: 0; 2010 Qtr 1: 0; 2010 Qtr 2: 0; 2010 Qtr 3: 0; 2010 Qtr 4: 0; 2011 Qtr 1: 0; 2011 Qtr 2: 0; 2011 Qtr 3: 0; 2011 Qtr 4: 0 | 125.5527
0 | 234303-Lighting-Remove 4 Ft Lamp (De-Lamp) - Tr1 |  | System | Commercial | [6 empty] | 12.3596 | 16.4871 | 0 | 0 | 0 | -4.1275 | 137.2559 |  | 0 | 0.026384 | -2.5676 | Commercial |  | Winter Only | [5 empty] | 15 | 0.77 |  |  |  | 0 | 107.3567 | 0 | 0 | 0 | 0 | 0 | 0 | 0 | 0 | 0 | 0 | 2009 Qtr 1: 107.3567; 2009 Qtr 2: 0; 2009 Qtr 3: 0; 2009 Qtr 4: 0; 2010 Qtr 1: 0; 2010 Qtr 2: 0; 2010 Qtr 3: 0; 2010 Qtr 4: 0; 2011 Qtr 1: 0; 2011 Qtr 2: 0; 2011 Qtr 3: 0; 2011 Qtr 4: 0 | 107.3567
0 | 234049-Lighting-LED Exit Sign New Sign |  | System | Commercial | 25-SCN-Storage–Conditioned-Exit | 0 |  |  |  |  | 64.8921 | 45 | 0 | 0 | 0 | 19.8921 | 351.311 |  | kWh | 0 | 0 | Commercial | [7 empty] | 16 | 0.85 |  |  |  | 0 | 12 | 0 | 0 | 0 | 0 | 0 | 0 | 0 | 0 | 0 | 0 | 2009 Qtr 1: 12; 2009 Qtr 2: 0; 2009 Qtr 3: 0; 2009 Qtr 4: 0; 2010 Qtr 1: 0; 2010 Qtr 2: 0; 2010 Qtr 3: 0; 2010 Qtr 4: 0; 2011 Qtr 1: 0; 2011 Qtr 2: 0; 2011 Qtr 3: 0; 2011 Qtr 4: 0 | 12
0 | 234330-Premium T8 with T12 40 Watt Baseline - Tr1 |  | System | Commercial | 01-ALC-AllCommercial-IntLight | 0 |  |  |  |  | 27.6532 | 13.1897 | 0 | 0 | 0 | 14.4636 | 83.5202 |  | kWh | 0.017351 | 0 | Commercial | [7 empty] | 15 | 0.78 |  |  |  | 0 | 50.9489 | 0 | 0 | 0 | 0 | 0 | 0 | 0 | 0 | 0 | 0 | 2009 Qtr 1: 50.9489; 2009 Qtr 2: 0; 2009 Qtr 3: 0; 2009 Qtr 4: 0; 2010 Qtr 1: 0; 2010 Qtr 2: 0; 2010 Qtr 3: 0; 2010 Qtr 4: 0; 2011 Qtr 1: 0; 2011 Qtr 2: 0; 2011 Qtr 3: 0; 2011 Qtr 4: 0 | 50.9489
0 | 234084-Refrigeration -Cooler/Freezer Door Gaskets - Solid Doors: Cooler |  | System | Commercial | 09-GRO-Grocery-REFG | 0 |  |  |  |  | 2.2498 | 4 | 0 | 0 | 0 | -1.7502 | 104.55 |  | kWh | 0.01195 | 0 | Commercial | [7 empty] | 4 | 0.76 |  |  |  | 0 | 301 | 0 | 0 | 0 | 0 | 0 | 0 | 0 | 0 | 0 | 0 | 2009 Qtr 1: 301; 2009 Qtr 2: 0; 2009 Qtr 3: 0; 2009 Qtr 4: 0; 2010 Qtr 1: 0; 2010 Qtr 2: 0; 2010 Qtr 3: 0; 2010 Qtr 4: 0; 2011 Qtr 1: 0; 2011 Qtr 2: 0; 2011 Qtr 3: 0; 2011 Qtr 4: 0 | 301
0 | 234084-Refrigeration -Cooler/Freezer Door Gaskets - Solid Doors: Cooler |  | System | Commercial | 09-GRO-Grocery-REFG | 0 |  |  |  |  | 2.2498 | 4 | 0 | 0 | 0 | -1.7502 | 104.55 |  | kWh | 0.01195 | 0 | Commercial | [7 empty] | 4 | 0.76 |  |  |  | 0 | 461.5 | 0 | 0 | 0 | 0 | 0 | 0 | 0 | 0 | 0 | 0 | 2009 Qtr 1: 461.5; 2009 Qtr 2: 0; 2009 Qtr 3: 0; 2009 Qtr 4: 0; 2010 Qtr 1: 0; 2010 Qtr 2: 0; 2010 Qtr 3: 0; 2010 Qtr 4: 0; 2011 Qtr 1: 0; 2011 Qtr 2: 0; 2011 Qtr 3: 0; 2011 Qtr 4: 0 | 461.5
0 | 234312-Lighting-Screw in 14-26 Watt Lamp - Tr1 |  | System | Commercial | [6 empty] | 9.3196 | 10.3931 | 0 | 0 | 0 | -1.0734 | 194.1729 |  | 0 | 0.038993 | -2.6224 | Commercial |  | Annual | [5 empty] | 2.47 | 0.81 |  |  |  | 0 | 5.3882 | 0 | 0 | 0 | 0 | 0 | 0 | 0 | 0 | 0 | 0 | 2009 Qtr 1: 5.3882; 2009 Qtr 2: 0; 2009 Qtr 3: 0; 2009 Qtr 4: 0; 2010 Qtr 1: 0; 2010 Qtr 2: 0; 2010 Qtr 3: 0; 2010 Qtr 4: 0; 2011 Qtr 1: 0; 2011 Qtr 2: 0; 2011 Qtr 3: 0; 2011 Qtr 4: 0 | 5.3882
0 | 234330-Premium T8 with T12 40 Watt Baseline - Tr1 |  | System | Commercial | 01-ALC-AllCommercial-IntLight | 0 |  |  |  |  | 27.6532 | 13.1897 | 0 | 0 | 0 | 14.4636 | 83.5202 |  | kWh | 0.017351 | 0 | Commercial | [7 empty] | 15 | 0.78 |  |  |  | 0 | 30.9333 | 0 | 0 | 0 | 0 | 0 | 0 | 0 | 0 | 0 | 0 | 2009 Qtr 1: 30.9333; 2009 Qtr 2: 0; 2009 Qtr 3: 0; 2009 Qtr 4: 0; 2010 Qtr 1: 0; 2010 Qtr 2: 0; 2010 Qtr 3: 0; 2010 Qtr 4: 0; 2011 Qtr 1: 0; 2011 Qtr 2: 0; 2011 Qtr 3: 0; 2011 Qtr 4: 0 | 30.9333
0 | 234285-Lighting-Occpncy Snsr-Hi-Bay integrated Snsr-Tr1 |  | System | Commercial | 01-ALC-AllCommercial-IntLight | 0 |  |  |  |  | 221.2703 | 95.5 | 0 | 0 | 0 | 125.7703 | 2503.6304 |  | kWh | 0.48559 | 0 | Commercial | [7 empty] | 8 | 0.84 |  |  |  | 0 | 9 | 0 | 0 | 0 | 0 | 0 | 0 | 0 | 0 | 0 | 0 | 2009 Qtr 1: 9; 2009 Qtr 2: 0; 2009 Qtr 3: 0; 2009 Qtr 4: 0; 2010 Qtr 1: 0; 2010 Qtr 2: 0; 2010 Qtr 3: 0; 2010 Qtr 4: 0; 2011 Qtr 1: 0; 2011 Qtr 2: 0; 2011 Qtr 3: 0; 2011 Qtr 4: 0 | 9
0 | 234085-Refrigeration -Strip Curtains for Walk-ins |  | System | Commercial | 20-RFF-Restaurant–FastFood-Refrig | 0 |  |  |  |  | 10.214 | 3 | 0 | 0 | 0 | 7.214 | 465 |  | kWh | 0.053 | 0 | Commercial | [7 empty] | 4 | 0.46 |  |  |  | 0 | 16 | 0 | 0 | 0 | 0 | 0 | 0 | 0 | 0 | 0 | 0 | 2009 Qtr 1: 16; 2009 Qtr 2: 0; 2009 Qtr 3: 0; 2009 Qtr 4: 0; 2010 Qtr 1: 0; 2010 Qtr 2: 0; 2010 Qtr 3: 0; 2010 Qtr 4: 0; 2011 Qtr 1: 0; 2011 Qtr 2: 0; 2011 Qtr 3: 0; 2011 Qtr 4: 0 | 16
0 | 234330-Premium T8 with T12 40 Watt Baseline - Tr1 |  | System | Commercial | 01-ALC-AllCommercial-IntLight | 0 |  |  |  |  | 27.6532 | 13.1897 | 0 | 0 | 0 | 14.4636 | 83.5202 |  | kWh | 0.017351 | 0 | Commercial | [7 empty] | 15 | 0.78 |  |  |  | 0 | 23.6549 | 0 | 0 | 0 | 0 | 0 | 0 | 0 | 0 | 0 | 0 | 2009 Qtr 1: 23.6549; 2009 Qtr 2: 0; 2009 Qtr 3: 0; 2009 Qtr 4: 0; 2010 Qtr 1: 0; 2010 Qtr 2: 0; 2010 Qtr 3: 0; 2010 Qtr 4: 0; 2011 Qtr 1: 0; 2011 Qtr 2: 0; 2011 Qtr 3: 0; 2011 Qtr 4: 0 | 23.6549
0 | 234306-Lighting-Remove 8 Ft Lamp (De-Lamp) - Tr1 |  | System | Commercial | 23-RTL-Retail–SingleStorylarge-LIT_INT | 0 |  |  |  |  | 28.4369 | 27.4785 | 0 | 0 | 0 | 0.95836 | 366.7521 |  | kWh | 0.077777 | 0 | Commercial | [7 empty] | 15 | 0.77 |  |  |  | 0 | 0.9098 | 0 | 0 | 0 | 0 | 0 | 0 | 0 | 0 | 0 | 0 | 2009 Qtr 1: 0.9098; 2009 Qtr 2: 0; 2009 Qtr 3: 0; 2009 Qtr 4: 0; 2010 Qtr 1: 0; 2010 Qtr 2: 0; 2010 Qtr 3: 0; 2010 Qtr 4: 0; 2011 Qtr 1: 0; 2011 Qtr 2: 0; 2011 Qtr 3: 0; 2011 Qtr 4: 0 | 0.9098
0 | 234169-Food Service - French Fryer-Gas |  | System | Commercial | [6 empty] | 3796 | 500 | 0 | 0 | 0 | 3296 | 0 |  | 0 | 0 | 505 | Commercial |  | Annual | [5 empty] | 12 | 0.7 |  |  |  | 0 | 4 | 0 | 0 | 0 | 0 | 0 | 0 | 0 | 0 | 0 | 0 | 2009 Qtr 1: 4; 2009 Qtr 2: 0; 2009 Qtr 3: 0; 2009 Qtr 4: 0; 2010 Qtr 1: 0; 2010 Qtr 2: 0; 2010 Qtr 3: 0; 2010 Qtr 4: 0; 2011 Qtr 1: 0; 2011 Qtr 2: 0; 2011 Qtr 3: 0; 2011 Qtr 4: 0 | 4
0 | 234003-A/C - Reflective Window Film Inland |  | System | Commercial | 18-OFS-Office–Small-Cooling | 0 |  |  |  |  | 3.12 | 2 | 0 | 0 | 0 | 1.12 | 15.27 |  | kWh | 0.0023 | 0 | Commercial | [7 empty] | 10 | 0.85 |  |  |  | 0 | 242.27 | 0 | 0 | 0 | 0 | 0 | 0 | 0 | 0 | 0 | 0 | 2009 Qtr 1: 242.27; 2009 Qtr 2: 0; 2009 Qtr 3: 0; 2009 Qtr 4: 0; 2010 Qtr 1: 0; 2010 Qtr 2: 0; 2010 Qtr 3: 0; 2010 Qtr 4: 0; 2011 Qtr 1: 0; 2011 Qtr 2: 0; 2011 Qtr 3: 0; 2011 Qtr 4: 0 | 242.27
0 | 234003-A/C - Reflective Window Film Inland |  | System | Commercial | 18-OFS-Office–Small-Cooling | 0 |  |  |  |  | 3.12 | 2 | 0 | 0 | 0 | 1.12 | 15.27 |  | kWh | 0.0023 | 0 | Commercial | [7 empty] | 10 | 0.85 |  |  |  | 0 | 247.27 | 0 | 0 | 0 | 0 | 0 | 0 | 0 | 0 | 0 | 0 | 2009 Qtr 1: 247.27; 2009 Qtr 2: 0; 2009 Qtr 3: 0; 2009 Qtr 4: 0; 2010 Qtr 1: 0; 2010 Qtr 2: 0; 2010 Qtr 3: 0; 2010 Qtr 4: 0; 2011 Qtr 1: 0; 2011 Qtr 2: 0; 2011 Qtr 3: 0; 2011 Qtr 4: 0 | 247.27
0 | 234003-A/C - Reflective Window Film Inland |  | System | Commercial | 18-OFS-Office–Small-Cooling | 0 |  |  |  |  | 3.12 | 2 | 0 | 0 | 0 | 1.12 | 15.27 |  | kWh | 0.0023 | 0 | Commercial | [7 empty] | 10 | 0.85 |  |  |  | 0 | 247.27 | 0 | 0 | 0 | 0 | 0 | 0 | 0 | 0 | 0 | 0 | 2009 Qtr 1: 247.27; 2009 Qtr 2: 0; 2009 Qtr 3: 0; 2009 Qtr 4: 0; 2010 Qtr 1: 0; 2010 Qtr 2: 0; 2010 Qtr 3: 0; 2010 Qtr 4: 0; 2011 Qtr 1: 0; 2011 Qtr 2: 0; 2011 Qtr 3: 0; 2011 Qtr 4: 0 | 247.27
0 | 234003-A/C - Reflective Window Film Inland |  | System | Commercial | 18-OFS-Office–Small-Cooling | 0 |  |  |  |  | 3.12 | 2 | 0 | 0 | 0 | 1.12 | 15.27 |  | kWh | 0.0023 | 0 | Commercial | [7 empty] | 10 | 0.85 |  |  |  | 0 | 247.27 | 0 | 0 | 0 | 0 | 0 | 0 | 0 | 0 | 0 | 0 | 2009 Qtr 1: 247.27; 2009 Qtr 2: 0; 2009 Qtr 3: 0; 2009 Qtr 4: 0; 2010 Qtr 1: 0; 2010 Qtr 2: 0; 2010 Qtr 3: 0; 2010 Qtr 4: 0; 2011 Qtr 1: 0; 2011 Qtr 2: 0; 2011 Qtr 3: 0; 2011 Qtr 4: 0 | 247.27
0 | 234312-Lighting-Screw in 14-26 Watt Lamp - Tr1 |  | System | Commercial | [6 empty] | 9.3196 | 9.6507 | 0 | 0 | 0 | -0.33107 | 194.1729 |  | 0 | 0.038993 | -2.6224 | Commercial |  | Annual | [5 empty] | 2.47 | 0.81 |  |  |  | 0 | 41.0851 | 0 | 0 | 0 | 0 | 0 | 0 | 0 | 0 | 0 | 0 | 2009 Qtr 1: 0; 2009 Qtr 2: 0; 2009 Qtr 3: 0; 2009 Qtr 4: 41.0851; 2010 Qtr 1: 0; 2010 Qtr 2: 0; 2010 Qtr 3: 0; 2010 Qtr 4: 0; 2011 Qtr 1: 0; 2011 Qtr 2: 0; 2011 Qtr 3: 0; 2011 Qtr 4: 0 | 41.0851
0 | 234315-Lighting-Screw in 14-26 Watt Reflector Lamp-Tr1 |  | System | Commercial | [6 empty] | 18.0648 | 0 | 0 | 0 | 0 | 18.0648 | 194.1729 |  | 0 | 0.038993 | -2.6224 | Commercial |  | Winter Only | [5 empty] | 2.47 | 0.81 |  |  |  | 0 | 41.0851 | 0 | 0 | 0 | 0 | 0 | 0 | 0 | 0 | 0 | 0 | 2009 Qtr 1: 0; 2009 Qtr 2: 0; 2009 Qtr 3: 0; 2009 Qtr 4: 41.0851; 2010 Qtr 1: 0; 2010 Qtr 2: 0; 2010 Qtr 3: 0; 2010 Qtr 4: 0; 2011 Qtr 1: 0; 2011 Qtr 2: 0; 2011 Qtr 3: 0; 2011 Qtr 4: 0 | 41.0851
0 | 234330-Premium T8 with T12 40 Watt Baseline - Tr1 |  | System | Commercial | 01-ALC-AllCommercial-IntLight | 0 |  |  |  |  | 27.6532 | 13.1897 | 0 | 0 | 0 | 14.4636 | 83.5202 |  | kWh | 0.017351 | 0 | Commercial | [7 empty] | 15 | 0.78 |  |  |  | 0 | 18.196 | 0 | 0 | 0 | 0 | 0 | 0 | 0 | 0 | 0 | 0 | 2009 Qtr 1: 0; 2009 Qtr 2: 0; 2009 Qtr 3: 0; 2009 Qtr 4: 18.196; 2010 Qtr 1: 0; 2010 Qtr 2: 0; 2010 Qtr 3: 0; 2010 Qtr 4: 0; 2011 Qtr 1: 0; 2011 Qtr 2: 0; 2011 Qtr 3: 0; 2011 Qtr 4: 0 | 18.196
0 | 234312-Lighting-Screw in 14-26 Watt Lamp - Tr1 |  | System | Commercial | [6 empty] | 9.3196 | 0 | 0 | 0 | 0 | 9.3196 | 194.1729 |  | 0 | 0.038993 | -2.6224 | Commercial |  | Annual | [5 empty] | 2.47 | 0.81 |  |  |  | 0 | 134.7051 | 0 | 0 | 0 | 0 | 0 | 0 | 0 | 0 | 0 | 0 | 2009 Qtr 1: 134.7051; 2009 Qtr 2: 0; 2009 Qtr 3: 0; 2009 Qtr 4: 0; 2010 Qtr 1: 0; 2010 Qtr 2: 0; 2010 Qtr 3: 0; 2010 Qtr 4: 0; 2011 Qtr 1: 0; 2011 Qtr 2: 0; 2011 Qtr 3: 0; 2011 Qtr 4: 0 | 134.7051
0 | 234330-Premium T8 with T12 40 Watt Baseline - Tr1 |  | System | Commercial | 01-ALC-AllCommercial-IntLight | 0 |  |  |  |  | 27.6532 | 13.1897 | 0 | 0 | 0 | 14.4636 | 83.5202 |  | kWh | 0.017351 | 0 | Commercial | [7 empty] | 15 | 0.78 |  |  |  | 0 | 120.0939 | 0 | 0 | 0 | 0 | 0 | 0 | 0 | 0 | 0 | 0 | 2009 Qtr 1: 120.0939; 2009 Qtr 2: 0; 2009 Qtr 3: 0; 2009 Qtr 4: 0; 2010 Qtr 1: 0; 2010 Qtr 2: 0; 2010 Qtr 3: 0; 2010 Qtr 4: 0; 2011 Qtr 1: 0; 2011 Qtr 2: 0; 2011 Qtr 3: 0; 2011 Qtr 4: 0 | 120.0939
0 | 234204-Lighting-3 Ft 2nd Gen T-8 with Elec Ballast-Tr1 |  | System | Commercial | 01-ALC-AllCommercial-IntLight | 0 |  |  |  |  | 23.0118 | 10.9914 | 0 | 0 | 0 | 12.0204 | 84.6726 |  | kWh | 0.01276 | 0 | Commercial | [7 empty] | 15 | 0.78 |  |  |  | 0 | 10.9176 | 0 | 0 | 0 | 0 | 0 | 0 | 0 | 0 | 0 | 0 | 2009 Qtr 1: 10.9176; 2009 Qtr 2: 0; 2009 Qtr 3: 0; 2009 Qtr 4: 0; 2010 Qtr 1: 0; 2010 Qtr 2: 0; 2010 Qtr 3: 0; 2010 Qtr 4: 0; 2011 Qtr 1: 0; 2011 Qtr 2: 0; 2011 Qtr 3: 0; 2011 Qtr 4: 0 | 10.9176
0 | 234085-Refrigeration -Strip Curtains for Walk-ins |  | System | Commercial | 20-RFF-Restaurant–FastFood-Refrig | 0 |  |  |  |  | 10.214 | 3 | 0 | 0 | 0 | 7.214 | 465 |  | kWh | 0.053 | 0 | Commercial | [7 empty] | 4 | 0.46 |  |  |  | 0 | 71 | 0 | 0 | 0 | 0 | 0 | 0 | 0 | 0 | 0 | 0 | 2009 Qtr 1: 71; 2009 Qtr 2: 0; 2009 Qtr 3: 0; 2009 Qtr 4: 0; 2010 Qtr 1: 0; 2010 Qtr 2: 0; 2010 Qtr 3: 0; 2010 Qtr 4: 0; 2011 Qtr 1: 0; 2011 Qtr 2: 0; 2011 Qtr 3: 0; 2011 Qtr 4: 0 | 71
0 | 234084-Refrigeration -Cooler/Freezer Door Gaskets - Solid Doors: Cooler |  | System | Commercial | 09-GRO-Grocery-REFG | 0 |  |  |  |  | 2.2498 | 4 | 0 | 0 | 0 | -1.7502 | 104.55 |  | kWh | 0.01195 | 0 | Commercial | [7 empty] | 4 | 0.76 |  |  |  | 0 | 96 | 0 | 0 | 0 | 0 | 0 | 0 | 0 | 0 | 0 | 0 | 2009 Qtr 1: 96; 2009 Qtr 2: 0; 2009 Qtr 3: 0; 2009 Qtr 4: 0; 2010 Qtr 1: 0; 2010 Qtr 2: 0; 2010 Qtr 3: 0; 2010 Qtr 4: 0; 2011 Qtr 1: 0; 2011 Qtr 2: 0; 2011 Qtr 3: 0; 2011 Qtr 4: 0 | 96
0 | 234332-Premium T8 with T12 40 Watt Baseline - Tr3 |  | System | Commercial | 01-ALC-AllCommercial-IntLight | 0 |  |  |  |  | 13.9591 | 7.1444 | 0 | 0 | 0 | 6.8147 | 44.0947 |  | kWh | 0.016509 | 0 | Commercial | [7 empty] | 15 | 0.78 |  |  |  | 0 | 25.4745 | 0 | 0 | 0 | 0 | 0 | 0 | 0 | 0 | 0 | 0 | 2009 Qtr 1: 25.4745; 2009 Qtr 2: 0; 2009 Qtr 3: 0; 2009 Qtr 4: 0; 2010 Qtr 1: 0; 2010 Qtr 2: 0; 2010 Qtr 3: 0; 2010 Qtr 4: 0; 2011 Qtr 1: 0; 2011 Qtr 2: 0; 2011 Qtr 3: 0; 2011 Qtr 4: 0 | 25.4745
0 | 234305-Lighting-Remove 4 Ft Lamp (De-Lamp) - Tr3 |  | System | Commercial | 01-ALC-AllCommercial-IntLight | 0 |  |  |  |  | 28.1828 | 8.7931 | 0 | 0 | 0 | 19.3897 | 129.7131 |  | kWh | 0.050038 | 0 | Commercial | [7 empty] | 15 | 0.77 |  |  |  | 0 | 25.4745 | 0 | 0 | 0 | 0 | 0 | 0 | 0 | 0 | 0 | 0 | 2009 Qtr 1: 25.4745; 2009 Qtr 2: 0; 2009 Qtr 3: 0; 2009 Qtr 4: 0; 2010 Qtr 1: 0; 2010 Qtr 2: 0; 2010 Qtr 3: 0; 2010 Qtr 4: 0; 2011 Qtr 1: 0; 2011 Qtr 2: 0; 2011 Qtr 3: 0; 2011 Qtr 4: 0 | 25.4745
0 | 234085-Refrigeration -Strip Curtains for Walk-ins |  | System | Commercial | 20-RFF-Restaurant–FastFood-Refrig | 0 |  |  |  |  | 10.214 | 3 | 0 | 0 | 0 | 7.214 | 465 |  | kWh | 0.053 | 0 | Commercial | [7 empty] | 4 | 0.46 |  |  |  | 0 | 36 | 0 | 0 | 0 | 0 | 0 | 0 | 0 | 0 | 0 | 0 | 2009 Qtr 1: 0; 2009 Qtr 2: 0; 2009 Qtr 3: 0; 2009 Qtr 4: 36; 2010 Qtr 1: 0; 2010 Qtr 2: 0; 2010 Qtr 3: 0; 2010 Qtr 4: 0; 2011 Qtr 1: 0; 2011 Qtr 2: 0; 2011 Qtr 3: 0; 2011 Qtr 4: 0 | 36
0 | 234084-Refrigeration -Cooler/Freezer Door Gaskets - Solid Doors: Cooler |  | System | Commercial | 09-GRO-Grocery-REFG | 0 |  |  |  |  | 2.2498 | 4 | 0 | 0 | 0 | -1.7502 | 104.55 |  | kWh | 0.01195 | 0 | Commercial | [7 empty] | 4 | 0.76 |  |  |  | 0 | 16 | 0 | 0 | 0 | 0 | 0 | 0 | 0 | 0 | 0 | 0 | 2009 Qtr 1: 0; 2009 Qtr 2: 0; 2009 Qtr 3: 0; 2009 Qtr 4: 16; 2010 Qtr 1: 0; 2010 Qtr 2: 0; 2010 Qtr 3: 0; 2010 Qtr 4: 0; 2011 Qtr 1: 0; 2011 Qtr 2: 0; 2011 Qtr 3: 0; 2011 Qtr 4: 0 | 16
0 | 234116-Refrigeration -Cooler/Freezer Door Gaskets - Solid Doors: Freezer |  | System | Commercial | 09-GRO-Grocery-REFG | 0 |  |  |  |  | 3.9975 | 4 | 0 | 0 | 0 | -0.002476 | 104.55 |  | kWh | 0.01195 | 0 | Commercial | [7 empty] | 4 | 0.76 |  |  |  | 0 | 16 | 0 | 0 | 0 | 0 | 0 | 0 | 0 | 0 | 0 | 0 | 2009 Qtr 1: 0; 2009 Qtr 2: 0; 2009 Qtr 3: 0; 2009 Qtr 4: 16; 2010 Qtr 1: 0; 2010 Qtr 2: 0; 2010 Qtr 3: 0; 2010 Qtr 4: 0; 2011 Qtr 1: 0; 2011 Qtr 2: 0; 2011 Qtr 3: 0; 2011 Qtr 4: 0 | 16
0 | 234330-Premium T8 with T12 40 Watt Baseline - Tr1 |  | System | Commercial | 01-ALC-AllCommercial-IntLight | 0 |  |  |  |  | 27.6532 | 13.1897 | 0 | 0 | 0 | 14.4636 | 83.5202 |  | kWh | 0.017351 | 0 | Commercial | [7 empty] | 15 | 0.78 |  |  |  | 0 | 90.9802 | 0 | 0 | 0 | 0 | 0 | 0 | 0 | 0 | 0 | 0 | 2009 Qtr 1: 0; 2009 Qtr 2: 0; 2009 Qtr 3: 0; 2009 Qtr 4: 90.9802; 2010 Qtr 1: 0; 2010 Qtr 2: 0; 2010 Qtr 3: 0; 2010 Qtr 4: 0; 2011 Qtr 1: 0; 2011 Qtr 2: 0; 2011 Qtr 3: 0; 2011 Qtr 4: 0 | 90.9802
0 | 234303-Lighting-Remove 4 Ft Lamp (De-Lamp) - Tr1 |  | System | Commercial | [6 empty] | 12.3596 | 16.4871 | 0 | 0 | 0 | -4.1275 | 137.2559 |  | 0 | 0.026384 | -2.5676 | Commercial |  | Winter Only | [5 empty] | 15 | 0.77 |  |  |  | 0 | 14.5568 | 0 | 0 | 0 | 0 | 0 | 0 | 0 | 0 | 0 | 0 | 2009 Qtr 1: 0; 2009 Qtr 2: 0; 2009 Qtr 3: 0; 2009 Qtr 4: 14.5568; 2010 Qtr 1: 0; 2010 Qtr 2: 0; 2010 Qtr 3: 0; 2010 Qtr 4: 0; 2011 Qtr 1: 0; 2011 Qtr 2: 0; 2011 Qtr 3: 0; 2011 Qtr 4: 0 | 14.5568
0 | 234201-Lighting-2 Ft 2nd Gen T-8 with Elec Ballast-Tr1 |  | System | Commercial | 01-ALC-AllCommercial-IntLight | 0 |  |  |  |  | 23.0819 | 0 | 0 | 0 | 0 | 23.0819 | 56.0027 |  | kWh | 0.010616 | 0 | Commercial | [7 empty] | 15 | 0.78 |  |  |  | 0 | 4.549 | 0 | 0 | 0 | 0 | 0 | 0 | 0 | 0 | 0 | 0 | 2009 Qtr 1: 0; 2009 Qtr 2: 0; 2009 Qtr 3: 0; 2009 Qtr 4: 4.549; 2010 Qtr 1: 0; 2010 Qtr 2: 0; 2010 Qtr 3: 0; 2010 Qtr 4: 0; 2011 Qtr 1: 0; 2011 Qtr 2: 0; 2011 Qtr 3: 0; 2011 Qtr 4: 0 | 4.549
0 | 234330-Premium T8 with T12 40 Watt Baseline - Tr1 |  | System | Commercial | 01-ALC-AllCommercial-IntLight | 0 |  |  |  |  | 27.6532 | 13.1897 | 0 | 0 | 0 | 14.4636 | 83.5202 |  | kWh | 0.017351 | 0 | Commercial | [7 empty] | 15 | 0.78 |  |  |  | 0 | 94.6194 | 0 | 0 | 0 | 0 | 0 | 0 | 0 | 0 | 0 | 0 | 2009 Qtr 1: 0; 2009 Qtr 2: 0; 2009 Qtr 3: 0; 2009 Qtr 4: 94.6194; 2010 Qtr 1: 0; 2010 Qtr 2: 0; 2010 Qtr 3: 0; 2010 Qtr 4: 0; 2011 Qtr 1: 0; 2011 Qtr 2: 0; 2011 Qtr 3: 0; 2011 Qtr 4: 0 | 94.6194
0 | 234303-Lighting-Remove 4 Ft Lamp (De-Lamp) - Tr1 |  | System | Commercial | [6 empty] | 12.3596 | 0 | 0 | 0 | 0 | 12.3596 | 137.2559 |  | 0 | 0.026384 | -2.5676 | Commercial |  | Winter Only | [5 empty] | 15 | 0.77 |  |  |  | 0 | 95.5292 | 0 | 0 | 0 | 0 | 0 | 0 | 0 | 0 | 0 | 0 | 2009 Qtr 1: 0; 2009 Qtr 2: 0; 2009 Qtr 3: 0; 2009 Qtr 4: 95.5292; 2010 Qtr 1: 0; 2010 Qtr 2: 0; 2010 Qtr 3: 0; 2010 Qtr 4: 0; 2011 Qtr 1: 0; 2011 Qtr 2: 0; 2011 Qtr 3: 0; 2011 Qtr 4: 0 | 95.5292
0 | 234201-Lighting-2 Ft 2nd Gen T-8 with Elec Ballast-Tr1 |  | System | Commercial | 01-ALC-AllCommercial-IntLight | 0 |  |  |  |  | 23.0819 | 10.9914 | 0 | 0 | 0 | 12.0905 | 56.0027 |  | kWh | 0.010616 | 0 | Commercial | [7 empty] | 15 | 0.78 |  |  |  | 0 | 9.098 | 0 | 0 | 0 | 0 | 0 | 0 | 0 | 0 | 0 | 0 | 2009 Qtr 1: 0; 2009 Qtr 2: 0; 2009 Qtr 3: 0; 2009 Qtr 4: 9.098; 2010 Qtr 1: 0; 2010 Qtr 2: 0; 2010 Qtr 3: 0; 2010 Qtr 4: 0; 2011 Qtr 1: 0; 2011 Qtr 2: 0; 2011 Qtr 3: 0; 2011 Qtr 4: 0 | 9.098
0 | 234330-Premium T8 with T12 40 Watt Baseline - Tr1 |  | System | Commercial | 01-ALC-AllCommercial-IntLight | 0 |  |  |  |  | 27.6532 | 13.1897 | 0 | 0 | 0 | 14.4636 | 83.5202 |  | kWh | 0.017351 | 0 | Commercial | [7 empty] | 15 | 0.78 |  |  |  | 0 | 396.6737 | 0 | 0 | 0 | 0 | 0 | 0 | 0 | 0 | 0 | 0 | 2009 Qtr 1: 0; 2009 Qtr 2: 0; 2009 Qtr 3: 0; 2009 Qtr 4: 396.6737; 2010 Qtr 1: 0; 2010 Qtr 2: 0; 2010 Qtr 3: 0; 2010 Qtr 4: 0; 2011 Qtr 1: 0; 2011 Qtr 2: 0; 2011 Qtr 3: 0; 2011 Qtr 4: 0 | 396.6737
0 | 234303-Lighting-Remove 4 Ft Lamp (De-Lamp) - Tr1 |  | System | Commercial | [6 empty] | 12.3596 | 16.4871 | 0 | 0 | 0 | -4.1275 | 137.2559 |  | 0 | 0.026384 | -2.5676 | Commercial |  | Winter Only | [5 empty] | 15 | 0.77 |  |  |  | 0 | 131.0115 | 0 | 0 | 0 | 0 | 0 | 0 | 0 | 0 | 0 | 0 | 2009 Qtr 1: 0; 2009 Qtr 2: 0; 2009 Qtr 3: 0; 2009 Qtr 4: 131.0115; 2010 Qtr 1: 0; 2010 Qtr 2: 0; 2010 Qtr 3: 0; 2010 Qtr 4: 0; 2011 Qtr 1: 0; 2011 Qtr 2: 0; 2011 Qtr 3: 0; 2011 Qtr 4: 0 | 131.0115
0 | 234049-Lighting-LED Exit Sign New Sign |  | System | Commercial | 25-SCN-Storage–Conditioned-Exit | 0 |  |  |  |  | 64.8921 | 45 | 0 | 0 | 0 | 19.8921 | 351.311 |  | kWh | 0 | 0 | Commercial | [7 empty] | 16 | 0.85 |  |  |  | 0 | 6 | 0 | 0 | 0 | 0 | 0 | 0 | 0 | 0 | 0 | 0 | 2009 Qtr 1: 0; 2009 Qtr 2: 0; 2009 Qtr 3: 0; 2009 Qtr 4: 6; 2010 Qtr 1: 0; 2010 Qtr 2: 0; 2010 Qtr 3: 0; 2010 Qtr 4: 0; 2011 Qtr 1: 0; 2011 Qtr 2: 0; 2011 Qtr 3: 0; 2011 Qtr 4: 0 | 6
0 | 234126-Refrigeration - Efficient Evap Fan Motor Electronically Commutated Motor (ECM) |  | System | Commercial | 09-GRO-Grocery-REFG | 0 |  |  |  |  | 6.7904 | 150 | 0 | 0 | 0 | -143.2096 | 116.369 |  | kWh | 0.015845 | -0.11528 | Commercial |  | Annual | [5 empty] | 15 | 0.7 |  |  |  | 0 | 3 | 0 | 0 | 0 | 0 | 0 | 0 | 0 | 0 | 0 | 0 | 2009 Qtr 1: 3; 2009 Qtr 2: 0; 2009 Qtr 3: 0; 2009 Qtr 4: 0; 2010 Qtr 1: 0; 2010 Qtr 2: 0; 2010 Qtr 3: 0; 2010 Qtr 4: 0; 2011 Qtr 1: 0; 2011 Qtr 2: 0; 2011 Qtr 3: 0; 2011 Qtr 4: 0 | 3
0 | 234126-Refrigeration - Efficient Evap Fan Motor Electronically Commutated Motor (ECM) |  | System | Commercial | 09-GRO-Grocery-REFG | 0 |  |  |  |  | 6.7904 | 150 | 0 | 0 | 0 | -143.2096 | 116.369 |  | kWh | 0.015845 | -0.11528 | Commercial |  | Annual | [5 empty] | 15 | 0.7 |  |  |  | 0 | 52 | 0 | 0 | 0 | 0 | 0 | 0 | 0 | 0 | 0 | 0 | 2009 Qtr 1: 52; 2009 Qtr 2: 0; 2009 Qtr 3: 0; 2009 Qtr 4: 0; 2010 Qtr 1: 0; 2010 Qtr 2: 0; 2010 Qtr 3: 0; 2010 Qtr 4: 0; 2011 Qtr 1: 0; 2011 Qtr 2: 0; 2011 Qtr 3: 0; 2011 Qtr 4: 0 | 52
0 | 234085-Refrigeration -Strip Curtains for Walk-ins |  | System | Commercial | 20-RFF-Restaurant–FastFood-Refrig | 0 |  |  |  |  | 10.214 | 3 | 0 | 0 | 0 | 7.214 | 465 |  | kWh | 0.053 | 0 | Commercial | [7 empty] | 4 | 0.46 |  |  |  | 0 | 46.71 | 0 | 0 | 0 | 0 | 0 | 0 | 0 | 0 | 0 | 0 | 2009 Qtr 1: 46.71; 2009 Qtr 2: 0; 2009 Qtr 3: 0; 2009 Qtr 4: 0; 2010 Qtr 1: 0; 2010 Qtr 2: 0; 2010 Qtr 3: 0; 2010 Qtr 4: 0; 2011 Qtr 1: 0; 2011 Qtr 2: 0; 2011 Qtr 3: 0; 2011 Qtr 4: 0 | 46.71
0 | 234084-Refrigeration -Cooler/Freezer Door Gaskets - Solid Doors: Cooler |  | System | Commercial | 09-GRO-Grocery-REFG | 0 |  |  |  |  | 2.2498 | 4 | 0 | 0 | 0 | -1.7502 | 104.55 |  | kWh | 0.01195 | 0 | Commercial | [7 empty] | 4 | 0.76 |  |  |  | 0 | 167.34 | 0 | 0 | 0 | 0 | 0 | 0 | 0 | 0 | 0 | 0 | 2009 Qtr 1: 167.34; 2009 Qtr 2: 0; 2009 Qtr 3: 0; 2009 Qtr 4: 0; 2010 Qtr 1: 0; 2010 Qtr 2: 0; 2010 Qtr 3: 0; 2010 Qtr 4: 0; 2011 Qtr 1: 0; 2011 Qtr 2: 0; 2011 Qtr 3: 0; 2011 Qtr 4: 0 | 167.34
0 | 234067-Refrigeration - Food Service -Auto Closer for Main Cooler Doors |  | System | Commercial | 09-GRO-Grocery-REFG | 0 |  |  |  |  | 382.5103 | 103 | 0 | 0 | 0 | 279.5103 | 1075.009 |  | kWh | 0.20794 | -0.053375 | Commercial |  | Annual | [5 empty] | 8 | 0.7 |  |  |  | 0 | 2 | 0 | 0 | 0 | 0 | 0 | 0 | 0 | 0 | 0 | 0 | 2009 Qtr 1: 2; 2009 Qtr 2: 0; 2009 Qtr 3: 0; 2009 Qtr 4: 0; 2010 Qtr 1: 0; 2010 Qtr 2: 0; 2010 Qtr 3: 0; 2010 Qtr 4: 0; 2011 Qtr 1: 0; 2011 Qtr 2: 0; 2011 Qtr 3: 0; 2011 Qtr 4: 0 | 2
0 | 234085-Refrigeration -Strip Curtains for Walk-ins |  | System | Commercial | 20-RFF-Restaurant–FastFood-Refrig | 0 |  |  |  |  | 10.214 | 3 | 0 | 0 | 0 | 7.214 | 465 |  | kWh | 0.053 | 0 | Commercial | [7 empty] | 4 | 0.46 |  |  |  | 0 | 72.06 | 0 | 0 | 0 | 0 | 0 | 0 | 0 | 0 | 0 | 0 | 2009 Qtr 1: 0; 2009 Qtr 2: 0; 2009 Qtr 3: 0; 2009 Qtr 4: 72.06; 2010 Qtr 1: 0; 2010 Qtr 2: 0; 2010 Qtr 3: 0; 2010 Qtr 4: 0; 2011 Qtr 1: 0; 2011 Qtr 2: 0; 2011 Qtr 3: 0; 2011 Qtr 4: 0 | 72.06
0 | 234084-Refrigeration -Cooler/Freezer Door Gaskets - Solid Doors: Cooler |  | System | Commercial | 09-GRO-Grocery-REFG | 0 |  |  |  |  | 2.2498 | 4 | 0 | 0 | 0 | -1.7502 | 104.55 |  | kWh | 0.01195 | 0 | Commercial | [7 empty] | 4 | 0.76 |  |  |  | 0 | 101.41 | 0 | 0 | 0 | 0 | 0 | 0 | 0 | 0 | 0 | 0 | 2009 Qtr 1: 0; 2009 Qtr 2: 0; 2009 Qtr 3: 0; 2009 Qtr 4: 101.41; 2010 Qtr 1: 0; 2010 Qtr 2: 0; 2010 Qtr 3: 0; 2010 Qtr 4: 0; 2011 Qtr 1: 0; 2011 Qtr 2: 0; 2011 Qtr 3: 0; 2011 Qtr 4: 0 | 101.41
0 | 234067-Refrigeration - Food Service -Auto Closer for Main Cooler Doors |  | System | Commercial | 09-GRO-Grocery-REFG | 0 |  |  |  |  | 382.5103 | 103 | 0 | 0 | 0 | 279.5103 | 1075.009 |  | kWh | 0.20794 | -0.053375 | Commercial |  | Annual | [5 empty] | 8 | 0.7 |  |  |  | 0 | 2 | 0 | 0 | 0 | 0 | 0 | 0 | 0 | 0 | 0 | 0 | 2009 Qtr 1: 0; 2009 Qtr 2: 0; 2009 Qtr 3: 0; 2009 Qtr 4: 2; 2010 Qtr 1: 0; 2010 Qtr 2: 0; 2010 Qtr 3: 0; 2010 Qtr 4: 0; 2011 Qtr 1: 0; 2011 Qtr 2: 0; 2011 Qtr 3: 0; 2011 Qtr 4: 0 | 2
0 | 234082-Refrigeration - Vending Machine Controller |  | System | Commercial | 09-GRO-Grocery-REFG | 0 |  |  |  |  | 215.5 | 155 | 0 | 0 | 0 | 60.5 | 1612 |  | kWh | 0 | 0 | Commercial | [7 empty] | 5 | 0.7 |  |  |  | 0 | 4 | 0 | 0 | 0 | 0 | 0 | 0 | 0 | 0 | 0 | 0 | 2009 Qtr 1: 4; 2009 Qtr 2: 0; 2009 Qtr 3: 0; 2009 Qtr 4: 0; 2010 Qtr 1: 0; 2010 Qtr 2: 0; 2010 Qtr 3: 0; 2010 Qtr 4: 0; 2011 Qtr 1: 0; 2011 Qtr 2: 0; 2011 Qtr 3: 0; 2011 Qtr 4: 0 | 4
0 | 234082-Refrigeration - Vending Machine Controller |  | System | Commercial | 09-GRO-Grocery-REFG | 0 |  |  |  |  | 215.5 | 155 | 0 | 0 | 0 | 60.5 | 1612 |  | kWh | 0 | 0 | Commercial | [7 empty] | 5 | 0.7 |  |  |  | 0 | 1 | 0 | 0 | 0 | 0 | 0 | 0 | 0 | 0 | 0 | 0 | 2009 Qtr 1: 1; 2009 Qtr 2: 0; 2009 Qtr 3: 0; 2009 Qtr 4: 0; 2010 Qtr 1: 0; 2010 Qtr 2: 0; 2010 Qtr 3: 0; 2010 Qtr 4: 0; 2011 Qtr 1: 0; 2011 Qtr 2: 0; 2011 Qtr 3: 0; 2011 Qtr 4: 0 | 1
0 | 234082-Refrigeration - Vending Machine Controller |  | System | Commercial | 09-GRO-Grocery-REFG | 0 |  |  |  |  | 215.5 | 155 | 0 | 0 | 0 | 60.5 | 1612 |  | kWh | 0 | 0 | Commercial | [7 empty] | 5 | 0.7 |  |  |  | 0 | 2 | 0 | 0 | 0 | 0 | 0 | 0 | 0 | 0 | 0 | 0 | 2009 Qtr 1: 2; 2009 Qtr 2: 0; 2009 Qtr 3: 0; 2009 Qtr 4: 0; 2010 Qtr 1: 0; 2010 Qtr 2: 0; 2010 Qtr 3: 0; 2010 Qtr 4: 0; 2011 Qtr 1: 0; 2011 Qtr 2: 0; 2011 Qtr 3: 0; 2011 Qtr 4: 0 | 2
0 | 234331-Premium T8 with T12 40 Watt Baseline - Tr2 |  | System | Commercial | 01-ALC-AllCommercial-IntLight | 0 |  |  |  |  | 27.653 | 9.8923 | 0 | 0 | 0 | 17.7607 | 58.062 |  | kWh | 0.017133 | 0 | Commercial | [7 empty] | 15 | 0.78 |  |  |  | 0 | 260.2034 | 0 | 0 | 0 | 0 | 0 | 0 | 0 | 0 | 0 | 0 | 2009 Qtr 1: 260.2034; 2009 Qtr 2: 0; 2009 Qtr 3: 0; 2009 Qtr 4: 0; 2010 Qtr 1: 0; 2010 Qtr 2: 0; 2010 Qtr 3: 0; 2010 Qtr 4: 0; 2011 Qtr 1: 0; 2011 Qtr 2: 0; 2011 Qtr 3: 0; 2011 Qtr 4: 0 | 260.2034
0 | 234304-Lighting-Remove 4 Ft Lamp (De-Lamp) - Tr2 |  | System | Commercial | [6 empty] | 12.3587 | 12.3653 | 0 | 0 | 0 | -0.0066231 | 137.2559 |  | 0 | 0.026384 | -2.5676 | Commercial | [7 empty] | 15 | 0.77 |  |  |  | 0 | 260.2034 | 0 | 0 | 0 | 0 | 0 | 0 | 0 | 0 | 0 | 0 | 2009 Qtr 1: 260.2034; 2009 Qtr 2: 0; 2009 Qtr 3: 0; 2009 Qtr 4: 0; 2010 Qtr 1: 0; 2010 Qtr 2: 0; 2010 Qtr 3: 0; 2010 Qtr 4: 0; 2011 Qtr 1: 0; 2011 Qtr 2: 0; 2011 Qtr 3: 0; 2011 Qtr 4: 0 | 260.2034
0 | 234202-Lighting-2 Ft 2nd Gen T-8 with Elec Ballast-Tr2 |  | System | Commercial | 01-ALC-AllCommercial-IntLight | 0 |  |  |  |  | 23.0819 | 8.2436 | 0 | 0 | 0 | 14.8384 | 34.6629 |  | kWh | 0.011115 | 0 | Commercial | [7 empty] | 15 | 0.78 |  |  |  | 0 | 9.098 | 0 | 0 | 0 | 0 | 0 | 0 | 0 | 0 | 0 | 0 | 2009 Qtr 1: 9.098; 2009 Qtr 2: 0; 2009 Qtr 3: 0; 2009 Qtr 4: 0; 2010 Qtr 1: 0; 2010 Qtr 2: 0; 2010 Qtr 3: 0; 2010 Qtr 4: 0; 2011 Qtr 1: 0; 2011 Qtr 2: 0; 2011 Qtr 3: 0; 2011 Qtr 4: 0 | 9.098
0 | 234360-Lighting-IntrHiByLnrFlscntFxtr244wrplc400w(TrI)Tr1 |  | System | Commercial | [6 empty] | 282.4319 | 153.8404 | 0 | 0 | 0 | 128.5914 | 0 |  | 0 | 0.224 | -7.1132 | Commercial |  | Winter Only | [5 empty] | 15 | 0.78 |  |  |  | 0 | 8.7753 | 0 | 0 | 0 | 0 | 0 | 0 | 0 | 0 | 0 | 0 | 2009 Qtr 1: 8.7753; 2009 Qtr 2: 0; 2009 Qtr 3: 0; 2009 Qtr 4: 0; 2010 Qtr 1: 0; 2010 Qtr 2: 0; 2010 Qtr 3: 0; 2010 Qtr 4: 0; 2011 Qtr 1: 0; 2011 Qtr 2: 0; 2011 Qtr 3: 0; 2011 Qtr 4: 0 | 8.7753
0 | 234285-Lighting-Occpncy Snsr-Hi-Bay integrated Snsr-Tr1 |  | System | Commercial | 01-ALC-AllCommercial-IntLight | 0 |  |  |  |  | 221.2703 | 95.5 | 0 | 0 | 0 | 125.7703 | 2503.6304 |  | kWh | 0.48559 | 0 | Commercial | [7 empty] | 8 | 0.84 |  |  |  | 0 | 9 | 0 | 0 | 0 | 0 | 0 | 0 | 0 | 0 | 0 | 0 | 2009 Qtr 1: 9; 2009 Qtr 2: 0; 2009 Qtr 3: 0; 2009 Qtr 4: 0; 2010 Qtr 1: 0; 2010 Qtr 2: 0; 2010 Qtr 3: 0; 2010 Qtr 4: 0; 2011 Qtr 1: 0; 2011 Qtr 2: 0; 2011 Qtr 3: 0; 2011 Qtr 4: 0 | 9
0 | 234360-Lighting-IntrHiByLnrFlscntFxtr244wrplc400w(TrI)Tr1 |  | System | Commercial | [6 empty] | 282.4319 | 153.8404 | 0 | 0 | 0 | 128.5914 | 0 |  | 0 | 0.224 | -7.1132 | Commercial |  | Winter Only | [5 empty] | 15 | 0.78 |  |  |  | 0 | 18.5257 | 0 | 0 | 0 | 0 | 0 | 0 | 0 | 0 | 0 | 0 | 2009 Qtr 1: 18.5257; 2009 Qtr 2: 0; 2009 Qtr 3: 0; 2009 Qtr 4: 0; 2010 Qtr 1: 0; 2010 Qtr 2: 0; 2010 Qtr 3: 0; 2010 Qtr 4: 0; 2011 Qtr 1: 0; 2011 Qtr 2: 0; 2011 Qtr 3: 0; 2011 Qtr 4: 0 | 18.5257
0 | 234285-Lighting-Occpncy Snsr-Hi-Bay integrated Snsr-Tr1 |  | System | Commercial | 01-ALC-AllCommercial-IntLight | 0 |  |  |  |  | 221.2703 | 95.5 | 0 | 0 | 0 | 125.7703 | 2503.6304 |  | kWh | 0.48559 | 0 | Commercial | [7 empty] | 8 | 0.84 |  |  |  | 0 | 19 | 0 | 0 | 0 | 0 | 0 | 0 | 0 | 0 | 0 | 0 | 2009 Qtr 1: 19; 2009 Qtr 2: 0; 2009 Qtr 3: 0; 2009 Qtr 4: 0; 2010 Qtr 1: 0; 2010 Qtr 2: 0; 2010 Qtr 3: 0; 2010 Qtr 4: 0; 2011 Qtr 1: 0; 2011 Qtr 2: 0; 2011 Qtr 3: 0; 2011 Qtr 4: 0 | 19
0 | 234360-Lighting-IntrHiByLnrFlscntFxtr244wrplc400w(TrI)Tr1 |  | System | Commercial | [6 empty] | 282.4319 | 153.8404 | 0 | 0 | 0 | 128.5914 | 0 |  | 0 | 0.224 | -7.1132 | Commercial |  | Winter Only | [5 empty] | 15 | 0.78 |  |  |  | 0 | 6.8253 | 0 | 0 | 0 | 0 | 0 | 0 | 0 | 0 | 0 | 0 | 2009 Qtr 1: 0; 2009 Qtr 2: 0; 2009 Qtr 3: 0; 2009 Qtr 4: 6.8253; 2010 Qtr 1: 0; 2010 Qtr 2: 0; 2010 Qtr 3: 0; 2010 Qtr 4: 0; 2011 Qtr 1: 0; 2011 Qtr 2: 0; 2011 Qtr 3: 0; 2011 Qtr 4: 0 | 6.8253
0 | 234285-Lighting-Occpncy Snsr-Hi-Bay integrated Snsr-Tr1 |  | System | Commercial | 01-ALC-AllCommercial-IntLight | 0 |  |  |  |  | 221.2703 | 95.5 | 0 | 0 | 0 | 125.7703 | 2503.6304 |  | kWh | 0.48559 | 0 | Commercial | [7 empty] | 8 | 0.84 |  |  |  | 0 | 7 | 0 | 0 | 0 | 0 | 0 | 0 | 0 | 0 | 0 | 0 | 2009 Qtr 1: 0; 2009 Qtr 2: 0; 2009 Qtr 3: 0; 2009 Qtr 4: 7; 2010 Qtr 1: 0; 2010 Qtr 2: 0; 2010 Qtr 3: 0; 2010 Qtr 4: 0; 2011 Qtr 1: 0; 2011 Qtr 2: 0; 2011 Qtr 3: 0; 2011 Qtr 4: 0 | 7
0 | 234360-Lighting-IntrHiByLnrFlscntFxtr244wrplc400w(TrI)Tr1 |  | System | Commercial | [6 empty] | 282.4319 | 153.8404 | 0 | 0 | 0 | 128.5914 | 0 |  | 0 | 0.224 | -7.1132 | Commercial |  | Winter Only | [5 empty] | 15 | 0.78 |  |  |  | 0 | 3.9001 | 0 | 0 | 0 | 0 | 0 | 0 | 0 | 0 | 0 | 0 | 2009 Qtr 1: 0; 2009 Qtr 2: 0; 2009 Qtr 3: 0; 2009 Qtr 4: 3.9001; 2010 Qtr 1: 0; 2010 Qtr 2: 0; 2010 Qtr 3: 0; 2010 Qtr 4: 0; 2011 Qtr 1: 0; 2011 Qtr 2: 0; 2011 Qtr 3: 0; 2011 Qtr 4: 0 | 3.9001
0 | 234285-Lighting-Occpncy Snsr-Hi-Bay integrated Snsr-Tr1 |  | System | Commercial | 01-ALC-AllCommercial-IntLight | 0 |  |  |  |  | 221.2703 | 95.5 | 0 | 0 | 0 | 125.7703 | 2503.6304 |  | kWh | 0.48559 | 0 | Commercial | [7 empty] | 8 | 0.84 |  |  |  | 0 | 4 | 0 | 0 | 0 | 0 | 0 | 0 | 0 | 0 | 0 | 0 | 2009 Qtr 1: 0; 2009 Qtr 2: 0; 2009 Qtr 3: 0; 2009 Qtr 4: 4; 2010 Qtr 1: 0; 2010 Qtr 2: 0; 2010 Qtr 3: 0; 2010 Qtr 4: 0; 2011 Qtr 1: 0; 2011 Qtr 2: 0; 2011 Qtr 3: 0; 2011 Qtr 4: 0 | 4
0 | 234340-Lighting-Intr HiBy Lnr FlrscntFxtr600w rplc>400Tr1 |  | System | Commercial | [6 empty] | 660.6362 | 216.4022 | 0 | 0 | 0 | 444.2339 | 1621.9623 |  | 0 | 0.30512 | -29.5675 | Commercial |  | Winter Only | [5 empty] | 15 | 0.77 |  |  |  | 0 | 13.6505 | 0 | 0 | 0 | 0 | 0 | 0 | 0 | 0 | 0 | 0 | 2009 Qtr 1: 13.6505; 2009 Qtr 2: 0; 2009 Qtr 3: 0; 2009 Qtr 4: 0; 2010 Qtr 1: 0; 2010 Qtr 2: 0; 2010 Qtr 3: 0; 2010 Qtr 4: 0; 2011 Qtr 1: 0; 2011 Qtr 2: 0; 2011 Qtr 3: 0; 2011 Qtr 4: 0 | 13.6505
0 | 234285-Lighting-Occpncy Snsr-Hi-Bay integrated Snsr-Tr1 |  | System | Commercial | 01-ALC-AllCommercial-IntLight | 0 |  |  |  |  | 221.2703 | 95.5 | 0 | 0 | 0 | 125.7703 | 2503.6304 |  | kWh | 0.48559 | 0 | Commercial | [7 empty] | 8 | 0.84 |  |  |  | 0 | 14 | 0 | 0 | 0 | 0 | 0 | 0 | 0 | 0 | 0 | 0 | 2009 Qtr 1: 14; 2009 Qtr 2: 0; 2009 Qtr 3: 0; 2009 Qtr 4: 0; 2010 Qtr 1: 0; 2010 Qtr 2: 0; 2010 Qtr 3: 0; 2010 Qtr 4: 0; 2011 Qtr 1: 0; 2011 Qtr 2: 0; 2011 Qtr 3: 0; 2011 Qtr 4: 0 | 14
0 | 234207-Lighting-8 Ft T-8 with Elec Ballast-Tr1 |  | System | Commercial | 01-ALC-AllCommercial-IntLight | 0 |  |  |  |  | 35.6901 | 21.9828 | 0 | 0 | 0 | 13.7073 | 45.8368 |  | kWh | 0.0098893 | 0 | Commercial | [7 empty] | 15 | 0.78 |  |  |  | 0 | 3.6392 | 0 | 0 | 0 | 0 | 0 | 0 | 0 | 0 | 0 | 0 | 2009 Qtr 1: 0; 2009 Qtr 2: 0; 2009 Qtr 3: 0; 2009 Qtr 4: 3.6392; 2010 Qtr 1: 0; 2010 Qtr 2: 0; 2010 Qtr 3: 0; 2010 Qtr 4: 0; 2011 Qtr 1: 0; 2011 Qtr 2: 0; 2011 Qtr 3: 0; 2011 Qtr 4: 0 | 3.6392
0 | 234306-Lighting-Remove 8 Ft Lamp (De-Lamp) - Tr1 |  | System | Commercial | 23-RTL-Retail–SingleStorylarge-LIT_INT | 0 |  |  |  |  | 28.4369 | 0 | 0 | 0 | 0 | 28.4369 | 366.7521 |  | kWh | 0.077777 | 0 | Commercial | [7 empty] | 15 | 0.77 |  |  |  | 0 | 27.2941 | 0 | 0 | 0 | 0 | 0 | 0 | 0 | 0 | 0 | 0 | 2009 Qtr 1: 0; 2009 Qtr 2: 0; 2009 Qtr 3: 0; 2009 Qtr 4: 27.2941; 2010 Qtr 1: 0; 2010 Qtr 2: 0; 2010 Qtr 3: 0; 2010 Qtr 4: 0; 2011 Qtr 1: 0; 2011 Qtr 2: 0; 2011 Qtr 3: 0; 2011 Qtr 4: 0 | 27.2941
0 | 234331-Premium T8 with T12 40 Watt Baseline - Tr2 |  | System | Commercial | 01-ALC-AllCommercial-IntLight | 0 |  |  |  |  | 27.653 | 9.8923 | 0 | 0 | 0 | 17.7607 | 58.062 |  | kWh | 0.017133 | 0 | Commercial | [7 empty] | 15 | 0.78 |  |  |  | 0 | 21.8353 | 0 | 0 | 0 | 0 | 0 | 0 | 0 | 0 | 0 | 0 | 2009 Qtr 1: 0; 2009 Qtr 2: 0; 2009 Qtr 3: 0; 2009 Qtr 4: 21.8353; 2010 Qtr 1: 0; 2010 Qtr 2: 0; 2010 Qtr 3: 0; 2010 Qtr 4: 0; 2011 Qtr 1: 0; 2011 Qtr 2: 0; 2011 Qtr 3: 0; 2011 Qtr 4: 0 | 21.8353
0 | 234304-Lighting-Remove 4 Ft Lamp (De-Lamp) - Tr2 |  | System | Commercial | [6 empty] | 12.3587 | 12.3653 | 0 | 0 | 0 | -0.0066231 | 137.2559 |  | 0 | 0.026384 | -2.5676 | Commercial | [7 empty] | 15 | 0.77 |  |  |  | 0 | 21.8353 | 0 | 0 | 0 | 0 | 0 | 0 | 0 | 0 | 0 | 0 | 2009 Qtr 1: 0; 2009 Qtr 2: 0; 2009 Qtr 3: 0; 2009 Qtr 4: 21.8353; 2010 Qtr 1: 0; 2010 Qtr 2: 0; 2010 Qtr 3: 0; 2010 Qtr 4: 0; 2011 Qtr 1: 0; 2011 Qtr 2: 0; 2011 Qtr 3: 0; 2011 Qtr 4: 0 | 21.8353
0 | 234331-Premium T8 with T12 40 Watt Baseline - Tr2 |  | System | Commercial | 01-ALC-AllCommercial-IntLight | 0 |  |  |  |  | 27.653 | 9.8923 | 0 | 0 | 0 | 17.7607 | 58.062 |  | kWh | 0.017133 | 0 | Commercial | [7 empty] | 15 | 0.78 |  |  |  | 0 | 40.0313 | 0 | 0 | 0 | 0 | 0 | 0 | 0 | 0 | 0 | 0 | 2009 Qtr 1: 0; 2009 Qtr 2: 0; 2009 Qtr 3: 0; 2009 Qtr 4: 40.0313; 2010 Qtr 1: 0; 2010 Qtr 2: 0; 2010 Qtr 3: 0; 2010 Qtr 4: 0; 2011 Qtr 1: 0; 2011 Qtr 2: 0; 2011 Qtr 3: 0; 2011 Qtr 4: 0 | 40.0313
0 | 234304-Lighting-Remove 4 Ft Lamp (De-Lamp) - Tr2 |  | System | Commercial | [6 empty] | 12.3587 | 12.3653 | 0 | 0 | 0 | -0.0066231 | 137.2559 |  | 0 | 0.026384 | -2.5676 | Commercial | [7 empty] | 15 | 0.77 |  |  |  | 0 | 40.0313 | 0 | 0 | 0 | 0 | 0 | 0 | 0 | 0 | 0 | 0 | 2009 Qtr 1: 0; 2009 Qtr 2: 0; 2009 Qtr 3: 0; 2009 Qtr 4: 40.0313; 2010 Qtr 1: 0; 2010 Qtr 2: 0; 2010 Qtr 3: 0; 2010 Qtr 4: 0; 2011 Qtr 1: 0; 2011 Qtr 2: 0; 2011 Qtr 3: 0; 2011 Qtr 4: 0 | 40.0313
0 | 234331-Premium T8 with T12 40 Watt Baseline - Tr2 |  | System | Commercial | 01-ALC-AllCommercial-IntLight | 0 |  |  |  |  | 27.653 | 9.8923 | 0 | 0 | 0 | 17.7607 | 58.062 |  | kWh | 0.017133 | 0 | Commercial | [7 empty] | 15 | 0.78 |  |  |  | 0 | 74.6038 | 0 | 0 | 0 | 0 | 0 | 0 | 0 | 0 | 0 | 0 | 2009 Qtr 1: 0; 2009 Qtr 2: 0; 2009 Qtr 3: 0; 2009 Qtr 4: 74.6038; 2010 Qtr 1: 0; 2010 Qtr 2: 0; 2010 Qtr 3: 0; 2010 Qtr 4: 0; 2011 Qtr 1: 0; 2011 Qtr 2: 0; 2011 Qtr 3: 0; 2011 Qtr 4: 0 | 74.6038
0 | 234304-Lighting-Remove 4 Ft Lamp (De-Lamp) - Tr2 |  | System | Commercial | [6 empty] | 12.3587 | 12.3653 | 0 | 0 | 0 | -0.0066231 | 137.2559 |  | 0 | 0.026384 | -2.5676 | Commercial | [7 empty] | 15 | 0.77 |  |  |  | 0 | 74.6038 | 0 | 0 | 0 | 0 | 0 | 0 | 0 | 0 | 0 | 0 | 2009 Qtr 1: 0; 2009 Qtr 2: 0; 2009 Qtr 3: 0; 2009 Qtr 4: 74.6038; 2010 Qtr 1: 0; 2010 Qtr 2: 0; 2010 Qtr 3: 0; 2010 Qtr 4: 0; 2011 Qtr 1: 0; 2011 Qtr 2: 0; 2011 Qtr 3: 0; 2011 Qtr 4: 0 | 74.6038
0 | 234331-Premium T8 with T12 40 Watt Baseline - Tr2 |  | System | Commercial | 01-ALC-AllCommercial-IntLight | 0 |  |  |  |  | 27.653 | 9.8923 | 0 | 0 | 0 | 17.7607 | 58.062 |  | kWh | 0.017133 | 0 | Commercial | [7 empty] | 15 | 0.78 |  |  |  | 0 | 12.7372 | 0 | 0 | 0 | 0 | 0 | 0 | 0 | 0 | 0 | 0 | 2009 Qtr 1: 0; 2009 Qtr 2: 0; 2009 Qtr 3: 0; 2009 Qtr 4: 12.7372; 2010 Qtr 1: 0; 2010 Qtr 2: 0; 2010 Qtr 3: 0; 2010 Qtr 4: 0; 2011 Qtr 1: 0; 2011 Qtr 2: 0; 2011 Qtr 3: 0; 2011 Qtr 4: 0 | 12.7372
0 | 234304-Lighting-Remove 4 Ft Lamp (De-Lamp) - Tr2 |  | System | Commercial | [6 empty] | 12.3587 | 12.3653 | 0 | 0 | 0 | -0.0066231 | 137.2559 |  | 0 | 0.026384 | -2.5676 | Commercial | [7 empty] | 15 | 0.77 |  |  |  | 0 | 12.7372 | 0 | 0 | 0 | 0 | 0 | 0 | 0 | 0 | 0 | 0 | 2009 Qtr 1: 0; 2009 Qtr 2: 0; 2009 Qtr 3: 0; 2009 Qtr 4: 12.7372; 2010 Qtr 1: 0; 2010 Qtr 2: 0; 2010 Qtr 3: 0; 2010 Qtr 4: 0; 2011 Qtr 1: 0; 2011 Qtr 2: 0; 2011 Qtr 3: 0; 2011 Qtr 4: 0 | 12.7372
0 | 234084-Refrigeration -Cooler/Freezer Door Gaskets - Solid Doors: Cooler |  | System | Commercial | 09-GRO-Grocery-REFG | 0 |  |  |  |  | 2.2498 | 4 | 0 | 0 | 0 | -1.7502 | 104.55 |  | kWh | 0.01195 | 0 | Commercial | [7 empty] | 4 | 0.76 |  |  |  | 0 | 23 | 0 | 0 | 0 | 0 | 0 | 0 | 0 | 0 | 0 | 0 | 2009 Qtr 1: 23; 2009 Qtr 2: 0; 2009 Qtr 3: 0; 2009 Qtr 4: 0; 2010 Qtr 1: 0; 2010 Qtr 2: 0; 2010 Qtr 3: 0; 2010 Qtr 4: 0; 2011 Qtr 1: 0; 2011 Qtr 2: 0; 2011 Qtr 3: 0; 2011 Qtr 4: 0 | 23
0 | 234286-Lighting-Occpncy Snsr-Hi-Bay integrated Snsr-Tr2 |  | System | Commercial | 01-ALC-AllCommercial-IntLight | 0 |  |  |  |  | 221.37 | 95.5 | 0 | 0 | 0 | 125.87 | 1499.5759 |  | kWh | 0.47213 | 0 | Commercial | [7 empty] | 8 | 0.84 |  |  |  | 0 | 21 | 0 | 0 | 0 | 0 | 0 | 0 | 0 | 0 | 0 | 0 | 2009 Qtr 1: 21; 2009 Qtr 2: 0; 2009 Qtr 3: 0; 2009 Qtr 4: 0; 2010 Qtr 1: 0; 2010 Qtr 2: 0; 2010 Qtr 3: 0; 2010 Qtr 4: 0; 2011 Qtr 1: 0; 2011 Qtr 2: 0; 2011 Qtr 3: 0; 2011 Qtr 4: 0 | 21
0 | 234049-Lighting-LED Exit Sign New Sign |  | System | Commercial | 25-SCN-Storage–Conditioned-Exit | 0 |  |  |  |  | 64.8921 | 45 | 0 | 0 | 0 | 19.8921 | 351.311 |  | kWh | 0 | 0 | Commercial | [7 empty] | 16 | 0.85 |  |  |  | 0 | 8 | 0 | 0 | 0 | 0 | 0 | 0 | 0 | 0 | 0 | 0 | 2009 Qtr 1: 8; 2009 Qtr 2: 0; 2009 Qtr 3: 0; 2009 Qtr 4: 0; 2010 Qtr 1: 0; 2010 Qtr 2: 0; 2010 Qtr 3: 0; 2010 Qtr 4: 0; 2011 Qtr 1: 0; 2011 Qtr 2: 0; 2011 Qtr 3: 0; 2011 Qtr 4: 0 | 8
0 | 234360-Lighting-IntrHiByLnrFlscntFxtr244wrplc400w(TrI)Tr1 |  | System | Commercial | [6 empty] | 282.4319 | 153.8404 | 0 | 0 | 0 | 128.5914 | 0 |  | 0 | 0.224 | -7.1132 | Commercial |  | Winter Only | [5 empty] | 15 | 0.78 |  |  |  | 0 | 3.9001 | 0 | 0 | 0 | 0 | 0 | 0 | 0 | 0 | 0 | 0 | 2009 Qtr 1: 0; 2009 Qtr 2: 0; 2009 Qtr 3: 0; 2009 Qtr 4: 3.9001; 2010 Qtr 1: 0; 2010 Qtr 2: 0; 2010 Qtr 3: 0; 2010 Qtr 4: 0; 2011 Qtr 1: 0; 2011 Qtr 2: 0; 2011 Qtr 3: 0; 2011 Qtr 4: 0 | 3.9001
0 | 234285-Lighting-Occpncy Snsr-Hi-Bay integrated Snsr-Tr1 |  | System | Commercial | 01-ALC-AllCommercial-IntLight | 0 |  |  |  |  | 221.2703 | 95.5 | 0 | 0 | 0 | 125.7703 | 2503.6304 |  | kWh | 0.48559 | 0 | Commercial | [7 empty] | 8 | 0.84 |  |  |  | 0 | 4 | 0 | 0 | 0 | 0 | 0 | 0 | 0 | 0 | 0 | 0 | 2009 Qtr 1: 0; 2009 Qtr 2: 0; 2009 Qtr 3: 0; 2009 Qtr 4: 4; 2010 Qtr 1: 0; 2010 Qtr 2: 0; 2010 Qtr 3: 0; 2010 Qtr 4: 0; 2011 Qtr 1: 0; 2011 Qtr 2: 0; 2011 Qtr 3: 0; 2011 Qtr 4: 0 | 4
0 | 234312-Lighting-Screw in 14-26 Watt Lamp - Tr1 |  | System | Commercial | [6 empty] | 9.3196 | 0 | 0 | 0 | 0 | 9.3196 | 194.1729 |  | 0 | 0.038993 | -2.6224 | Commercial |  | Annual | [5 empty] | 2.47 | 0.81 |  |  |  | 0 | 202.0577 | 0 | 0 | 0 | 0 | 0 | 0 | 0 | 0 | 0 | 0 | 2009 Qtr 1: 202.0577; 2009 Qtr 2: 0; 2009 Qtr 3: 0; 2009 Qtr 4: 0; 2010 Qtr 1: 0; 2010 Qtr 2: 0; 2010 Qtr 3: 0; 2010 Qtr 4: 0; 2011 Qtr 1: 0; 2011 Qtr 2: 0; 2011 Qtr 3: 0; 2011 Qtr 4: 0 | 202.0577
0 | 234315-Lighting-Screw in 14-26 Watt Reflector Lamp-Tr1 |  | System | Commercial | [6 empty] | 18.0648 | 0 | 0 | 0 | 0 | 18.0648 | 194.1729 |  | 0 | 0.038993 | -2.6224 | Commercial |  | Winter Only | [5 empty] | 2.47 | 0.81 |  |  |  | 0 | 67.3526 | 0 | 0 | 0 | 0 | 0 | 0 | 0 | 0 | 0 | 0 | 2009 Qtr 1: 67.3526; 2009 Qtr 2: 0; 2009 Qtr 3: 0; 2009 Qtr 4: 0; 2010 Qtr 1: 0; 2010 Qtr 2: 0; 2010 Qtr 3: 0; 2010 Qtr 4: 0; 2011 Qtr 1: 0; 2011 Qtr 2: 0; 2011 Qtr 3: 0; 2011 Qtr 4: 0 | 67.3526
0 | 234330-Premium T8 with T12 40 Watt Baseline - Tr1 |  | System | Commercial | 01-ALC-AllCommercial-IntLight | 0 |  |  |  |  | 27.6532 | 13.1897 | 0 | 0 | 0 | 14.4636 | 83.5202 |  | kWh | 0.017351 | 0 | Commercial | [7 empty] | 15 | 0.78 |  |  |  | 0 | 89.1606 | 0 | 0 | 0 | 0 | 0 | 0 | 0 | 0 | 0 | 0 | 2009 Qtr 1: 89.1606; 2009 Qtr 2: 0; 2009 Qtr 3: 0; 2009 Qtr 4: 0; 2010 Qtr 1: 0; 2010 Qtr 2: 0; 2010 Qtr 3: 0; 2010 Qtr 4: 0; 2011 Qtr 1: 0; 2011 Qtr 2: 0; 2011 Qtr 3: 0; 2011 Qtr 4: 0 | 89.1606
0 | 234201-Lighting-2 Ft 2nd Gen T-8 with Elec Ballast-Tr1 |  | System | Commercial | 01-ALC-AllCommercial-IntLight | 0 |  |  |  |  | 23.0819 | 0 | 0 | 0 | 0 | 23.0819 | 56.0027 |  | kWh | 0.010616 | 0 | Commercial | [7 empty] | 15 | 0.78 |  |  |  | 0 | 1.8196 | 0 | 0 | 0 | 0 | 0 | 0 | 0 | 0 | 0 | 0 | 2009 Qtr 1: 1.8196; 2009 Qtr 2: 0; 2009 Qtr 3: 0; 2009 Qtr 4: 0; 2010 Qtr 1: 0; 2010 Qtr 2: 0; 2010 Qtr 3: 0; 2010 Qtr 4: 0; 2011 Qtr 1: 0; 2011 Qtr 2: 0; 2011 Qtr 3: 0; 2011 Qtr 4: 0 | 1.8196
0 | 234303-Lighting-Remove 4 Ft Lamp (De-Lamp) - Tr1 |  | System | Commercial | [6 empty] | 12.3596 | 16.4871 | 0 | 0 | 0 | -4.1275 | 137.2559 |  | 0 | 0.026384 | -2.5676 | Commercial |  | Winter Only | [5 empty] | 15 | 0.77 |  |  |  | 0 | 36.3921 | 0 | 0 | 0 | 0 | 0 | 0 | 0 | 0 | 0 | 0 | 2009 Qtr 1: 36.3921; 2009 Qtr 2: 0; 2009 Qtr 3: 0; 2009 Qtr 4: 0; 2010 Qtr 1: 0; 2010 Qtr 2: 0; 2010 Qtr 3: 0; 2010 Qtr 4: 0; 2011 Qtr 1: 0; 2011 Qtr 2: 0; 2011 Qtr 3: 0; 2011 Qtr 4: 0 | 36.3921
0 | 234140-Low Flow Showerhead |  | System | Commercial | 36-GST-Lodging-GuestRooms-Vent/Fan | 0 |  |  |  |  | 37.9464 | 20 | 0 | 0 | 0 | 17.9464 | 57.8762 |  | kWh | 0.012733 | 6.664 | Commercial |  | Annual | [5 empty] | 10 | 0.7 |  |  |  | 0 | 47 | 0 | 0 | 0 | 0 | 0 | 0 | 0 | 0 | 0 | 0 | 2009 Qtr 1: 47; 2009 Qtr 2: 0; 2009 Qtr 3: 0; 2009 Qtr 4: 0; 2010 Qtr 1: 0; 2010 Qtr 2: 0; 2010 Qtr 3: 0; 2010 Qtr 4: 0; 2011 Qtr 1: 0; 2011 Qtr 2: 0; 2011 Qtr 3: 0; 2011 Qtr 4: 0 | 47
0 | 234312-Lighting-Screw in 14-26 Watt Lamp - Tr1 |  | System | Commercial | [6 empty] | 9.3196 | 10.3931 | 0 | 0 | 0 | -1.0734 | 194.1729 |  | 0 | 0.038993 | -2.6224 | Commercial |  | Annual | [5 empty] | 2.47 | 0.81 |  |  |  | 0 | 16.8381 | 0 | 0 | 0 | 0 | 0 | 0 | 0 | 0 | 0 | 0 | 2009 Qtr 1: 16.8381; 2009 Qtr 2: 0; 2009 Qtr 3: 0; 2009 Qtr 4: 0; 2010 Qtr 1: 0; 2010 Qtr 2: 0; 2010 Qtr 3: 0; 2010 Qtr 4: 0; 2011 Qtr 1: 0; 2011 Qtr 2: 0; 2011 Qtr 3: 0; 2011 Qtr 4: 0 | 16.8381
0 | 234330-Premium T8 with T12 40 Watt Baseline - Tr1 |  | System | Commercial | 01-ALC-AllCommercial-IntLight | 0 |  |  |  |  | 27.6532 | 13.1897 | 0 | 0 | 0 | 14.4636 | 83.5202 |  | kWh | 0.017351 | 0 | Commercial | [7 empty] | 15 | 0.78 |  |  |  | 0 | 22.7451 | 0 | 0 | 0 | 0 | 0 | 0 | 0 | 0 | 0 | 0 | 2009 Qtr 1: 22.7451; 2009 Qtr 2: 0; 2009 Qtr 3: 0; 2009 Qtr 4: 0; 2010 Qtr 1: 0; 2010 Qtr 2: 0; 2010 Qtr 3: 0; 2010 Qtr 4: 0; 2011 Qtr 1: 0; 2011 Qtr 2: 0; 2011 Qtr 3: 0; 2011 Qtr 4: 0 | 22.7451
0 | 234303-Lighting-Remove 4 Ft Lamp (De-Lamp) - Tr1 |  | System | Commercial | [6 empty] | 12.3596 | 16.4871 | 0 | 0 | 0 | -4.1275 | 137.2559 |  | 0 | 0.026384 | -2.5676 | Commercial |  | Winter Only | [5 empty] | 15 | 0.77 |  |  |  | 0 | 22.7451 | 0 | 0 | 0 | 0 | 0 | 0 | 0 | 0 | 0 | 0 | 2009 Qtr 1: 22.7451; 2009 Qtr 2: 0; 2009 Qtr 3: 0; 2009 Qtr 4: 0; 2010 Qtr 1: 0; 2010 Qtr 2: 0; 2010 Qtr 3: 0; 2010 Qtr 4: 0; 2011 Qtr 1: 0; 2011 Qtr 2: 0; 2011 Qtr 3: 0; 2011 Qtr 4: 0 | 22.7451
0 | 234140-Low Flow Showerhead |  | System | Commercial | 36-GST-Lodging-GuestRooms-Vent/Fan | 0 |  |  |  |  | 37.9464 | 20 | 0 | 0 | 0 | 17.9464 | 57.8762 |  | kWh | 0.012733 | 6.664 | Commercial |  | Annual | [5 empty] | 10 | 0.7 |  |  |  | 0 | 18 | 0 | 0 | 0 | 0 | 0 | 0 | 0 | 0 | 0 | 0 | 2009 Qtr 1: 18; 2009 Qtr 2: 0; 2009 Qtr 3: 0; 2009 Qtr 4: 0; 2010 Qtr 1: 0; 2010 Qtr 2: 0; 2010 Qtr 3: 0; 2010 Qtr 4: 0; 2011 Qtr 1: 0; 2011 Qtr 2: 0; 2011 Qtr 3: 0; 2011 Qtr 4: 0 | 18
0 | 234331-Premium T8 with T12 40 Watt Baseline - Tr2 |  | System | Commercial | 01-ALC-AllCommercial-IntLight | 0 |  |  |  |  | 27.653 | 9.8923 | 0 | 0 | 0 | 17.7607 | 58.062 |  | kWh | 0.017133 | 0 | Commercial | [7 empty] | 15 | 0.78 |  |  |  | 0 | 183.78 | 0 | 0 | 0 | 0 | 0 | 0 | 0 | 0 | 0 | 0 | 2009 Qtr 1: 0; 2009 Qtr 2: 0; 2009 Qtr 3: 0; 2009 Qtr 4: 183.78; 2010 Qtr 1: 0; 2010 Qtr 2: 0; 2010 Qtr 3: 0; 2010 Qtr 4: 0; 2011 Qtr 1: 0; 2011 Qtr 2: 0; 2011 Qtr 3: 0; 2011 Qtr 4: 0 | 183.78
0 | 234304-Lighting-Remove 4 Ft Lamp (De-Lamp) - Tr2 |  | System | Commercial | [6 empty] | 12.3587 | 12.3653 | 0 | 0 | 0 | -0.0066231 | 137.2559 |  | 0 | 0.026384 | -2.5676 | Commercial | [7 empty] | 15 | 0.77 |  |  |  | 0 | 63.6862 | 0 | 0 | 0 | 0 | 0 | 0 | 0 | 0 | 0 | 0 | 2009 Qtr 1: 0; 2009 Qtr 2: 0; 2009 Qtr 3: 0; 2009 Qtr 4: 63.6862; 2010 Qtr 1: 0; 2010 Qtr 2: 0; 2010 Qtr 3: 0; 2010 Qtr 4: 0; 2011 Qtr 1: 0; 2011 Qtr 2: 0; 2011 Qtr 3: 0; 2011 Qtr 4: 0 | 63.6862
0 | 234312-Lighting-Screw in 14-26 Watt Lamp - Tr1 |  | System | Commercial | [6 empty] | 9.3196 | 10.3931 | 0 | 0 | 0 | -1.0734 | 194.1729 |  | 0 | 0.038993 | -2.6224 | Commercial |  | Annual | [5 empty] | 2.47 | 0.81 |  |  |  | 0 | 216.2017 | 0 | 0 | 0 | 0 | 0 | 0 | 0 | 0 | 0 | 0 | 2009 Qtr 1: 0; 2009 Qtr 2: 0; 2009 Qtr 3: 0; 2009 Qtr 4: 216.2017; 2010 Qtr 1: 0; 2010 Qtr 2: 0; 2010 Qtr 3: 0; 2010 Qtr 4: 0; 2011 Qtr 1: 0; 2011 Qtr 2: 0; 2011 Qtr 3: 0; 2011 Qtr 4: 0 | 216.2017
0 | 234049-Lighting-LED Exit Sign New Sign |  | System | Commercial | 25-SCN-Storage–Conditioned-Exit | 0 |  |  |  |  | 64.8921 | 0 | 0 | 0 | 0 | 64.8921 | 351.311 |  | kWh | 0 | 0 | Commercial | [7 empty] | 16 | 0.85 |  |  |  | 0 | 8 | 0 | 0 | 0 | 0 | 0 | 0 | 0 | 0 | 0 | 0 | 2009 Qtr 1: 0; 2009 Qtr 2: 0; 2009 Qtr 3: 0; 2009 Qtr 4: 8; 2010 Qtr 1: 0; 2010 Qtr 2: 0; 2010 Qtr 3: 0; 2010 Qtr 4: 0; 2011 Qtr 1: 0; 2011 Qtr 2: 0; 2011 Qtr 3: 0; 2011 Qtr 4: 0 | 8
0 | 234140-Low Flow Showerhead |  | System | Commercial | 36-GST-Lodging-GuestRooms-Vent/Fan | 0 |  |  |  |  | 37.9464 | 20 | 0 | 0 | 0 | 17.9464 | 57.8762 |  | kWh | 0.012733 | 6.664 | Commercial |  | Annual | [5 empty] | 10 | 0.7 |  |  |  | 0 | 37 | 0 | 0 | 0 | 0 | 0 | 0 | 0 | 0 | 0 | 0 | 2009 Qtr 1: 0; 2009 Qtr 2: 0; 2009 Qtr 3: 0; 2009 Qtr 4: 37; 2010 Qtr 1: 0; 2010 Qtr 2: 0; 2010 Qtr 3: 0; 2010 Qtr 4: 0; 2011 Qtr 1: 0; 2011 Qtr 2: 0; 2011 Qtr 3: 0; 2011 Qtr 4: 0 | 37
0 | 234330-Premium T8 with T12 40 Watt Baseline - Tr1 |  | System | Commercial | 01-ALC-AllCommercial-IntLight | 0 |  |  |  |  | 27.6532 | 13.1897 | 0 | 0 | 0 | 14.4636 | 83.5202 |  | kWh | 0.017351 | 0 | Commercial | [7 empty] | 15 | 0.78 |  |  |  | 0 | 54.5881 | 0 | 0 | 0 | 0 | 0 | 0 | 0 | 0 | 0 | 0 | 2009 Qtr 1: 0; 2009 Qtr 2: 0; 2009 Qtr 3: 0; 2009 Qtr 4: 54.5881; 2010 Qtr 1: 0; 2010 Qtr 2: 0; 2010 Qtr 3: 0; 2010 Qtr 4: 0; 2011 Qtr 1: 0; 2011 Qtr 2: 0; 2011 Qtr 3: 0; 2011 Qtr 4: 0 | 54.5881
0 | 234207-Lighting-8 Ft T-8 with Elec Ballast-Tr1 |  | System | Commercial | 01-ALC-AllCommercial-IntLight | 0 |  |  |  |  | 35.6901 | 21.9828 | 0 | 0 | 0 | 13.7073 | 45.8368 |  | kWh | 0.0098893 | 0 | Commercial | [7 empty] | 15 | 0.78 |  |  |  | 0 | 21.8353 | 0 | 0 | 0 | 0 | 0 | 0 | 0 | 0 | 0 | 0 | 2009 Qtr 1: 0; 2009 Qtr 2: 0; 2009 Qtr 3: 0; 2009 Qtr 4: 21.8353; 2010 Qtr 1: 0; 2010 Qtr 2: 0; 2010 Qtr 3: 0; 2010 Qtr 4: 0; 2011 Qtr 1: 0; 2011 Qtr 2: 0; 2011 Qtr 3: 0; 2011 Qtr 4: 0 | 21.8353
0 | 234330-Premium T8 with T12 40 Watt Baseline - Tr1 |  | System | Commercial | 01-ALC-AllCommercial-IntLight | 0 |  |  |  |  | 27.6532 | 13.1897 | 0 | 0 | 0 | 14.4636 | 83.5202 |  | kWh | 0.017351 | 0 | Commercial | [7 empty] | 15 | 0.78 |  |  |  | 0 | 38.2117 | 0 | 0 | 0 | 0 | 0 | 0 | 0 | 0 | 0 | 0 | 2009 Qtr 1: 38.2117; 2009 Qtr 2: 0; 2009 Qtr 3: 0; 2009 Qtr 4: 0; 2010 Qtr 1: 0; 2010 Qtr 2: 0; 2010 Qtr 3: 0; 2010 Qtr 4: 0; 2011 Qtr 1: 0; 2011 Qtr 2: 0; 2011 Qtr 3: 0; 2011 Qtr 4: 0 | 38.2117
0 | 234303-Lighting-Remove 4 Ft Lamp (De-Lamp) - Tr1 |  | System | Commercial | [6 empty] | 12.3596 | 16.4871 | 0 | 0 | 0 | -4.1275 | 137.2559 |  | 0 | 0.026384 | -2.5676 | Commercial |  | Winter Only | [5 empty] | 15 | 0.77 |  |  |  | 0 | 9.098 | 0 | 0 | 0 | 0 | 0 | 0 | 0 | 0 | 0 | 0 | 2009 Qtr 1: 9.098; 2009 Qtr 2: 0; 2009 Qtr 3: 0; 2009 Qtr 4: 0; 2010 Qtr 1: 0; 2010 Qtr 2: 0; 2010 Qtr 3: 0; 2010 Qtr 4: 0; 2011 Qtr 1: 0; 2011 Qtr 2: 0; 2011 Qtr 3: 0; 2011 Qtr 4: 0 | 9.098
0 | 234330-Premium T8 with T12 40 Watt Baseline - Tr1 |  | System | Commercial | 01-ALC-AllCommercial-IntLight | 0 |  |  |  |  | 27.6532 | 13.1897 | 0 | 0 | 0 | 14.4636 | 83.5202 |  | kWh | 0.017351 | 0 | Commercial | [7 empty] | 15 | 0.78 |  |  |  | 0 | 43.6705 | 0 | 0 | 0 | 0 | 0 | 0 | 0 | 0 | 0 | 0 | 2009 Qtr 1: 0; 2009 Qtr 2: 0; 2009 Qtr 3: 0; 2009 Qtr 4: 43.6705; 2010 Qtr 1: 0; 2010 Qtr 2: 0; 2010 Qtr 3: 0; 2010 Qtr 4: 0; 2011 Qtr 1: 0; 2011 Qtr 2: 0; 2011 Qtr 3: 0; 2011 Qtr 4: 0 | 43.6705
0 | 234330-Premium T8 with T12 40 Watt Baseline - Tr1 |  | System | Commercial | 01-ALC-AllCommercial-IntLight | 0 |  |  |  |  | 27.6532 | 13.1897 | 0 | 0 | 0 | 14.4636 | 83.5202 |  | kWh | 0.017351 | 0 | Commercial | [7 empty] | 15 | 0.78 |  |  |  | 0 | 47.3097 | 0 | 0 | 0 | 0 | 0 | 0 | 0 | 0 | 0 | 0 | 2009 Qtr 1: 0; 2009 Qtr 2: 0; 2009 Qtr 3: 0; 2009 Qtr 4: 47.3097; 2010 Qtr 1: 0; 2010 Qtr 2: 0; 2010 Qtr 3: 0; 2010 Qtr 4: 0; 2011 Qtr 1: 0; 2011 Qtr 2: 0; 2011 Qtr 3: 0; 2011 Qtr 4: 0 | 47.3097
0 | 234049-Lighting-LED Exit Sign New Sign |  | System | Commercial | 25-SCN-Storage–Conditioned-Exit | 0 |  |  |  |  | 64.8921 | 45 | 0 | 0 | 0 | 19.8921 | 351.311 |  | kWh | 0 | 0 | Commercial | [7 empty] | 16 | 0.85 |  |  |  | 0 | 2 | 0 | 0 | 0 | 0 | 0 | 0 | 0 | 0 | 0 | 0 | 2009 Qtr 1: 0; 2009 Qtr 2: 0; 2009 Qtr 3: 0; 2009 Qtr 4: 2; 2010 Qtr 1: 0; 2010 Qtr 2: 0; 2010 Qtr 3: 0; 2010 Qtr 4: 0; 2011 Qtr 1: 0; 2011 Qtr 2: 0; 2011 Qtr 3: 0; 2011 Qtr 4: 0 | 2
0 | 234330-Premium T8 with T12 40 Watt Baseline - Tr1 |  | System | Commercial | 01-ALC-AllCommercial-IntLight | 0 |  |  |  |  | 27.6532 | 13.1897 | 0 | 0 | 0 | 14.4636 | 83.5202 |  | kWh | 0.017351 | 0 | Commercial | [7 empty] | 15 | 0.78 |  |  |  | 0 | 103.7174 | 0 | 0 | 0 | 0 | 0 | 0 | 0 | 0 | 0 | 0 | 2009 Qtr 1: 103.7174; 2009 Qtr 2: 0; 2009 Qtr 3: 0; 2009 Qtr 4: 0; 2010 Qtr 1: 0; 2010 Qtr 2: 0; 2010 Qtr 3: 0; 2010 Qtr 4: 0; 2011 Qtr 1: 0; 2011 Qtr 2: 0; 2011 Qtr 3: 0; 2011 Qtr 4: 0 | 103.7174
0 | 234330-Premium T8 with T12 40 Watt Baseline - Tr1 |  | System | Commercial | 01-ALC-AllCommercial-IntLight | 0 |  |  |  |  | 27.6532 | 13.1897 | 0 | 0 | 0 | 14.4636 | 83.5202 |  | kWh | 0.017351 | 0 | Commercial | [7 empty] | 15 | 0.78 |  |  |  | 0 | 72.7842 | 0 | 0 | 0 | 0 | 0 | 0 | 0 | 0 | 0 | 0 | 2009 Qtr 1: 72.7842; 2009 Qtr 2: 0; 2009 Qtr 3: 0; 2009 Qtr 4: 0; 2010 Qtr 1: 0; 2010 Qtr 2: 0; 2010 Qtr 3: 0; 2010 Qtr 4: 0; 2011 Qtr 1: 0; 2011 Qtr 2: 0; 2011 Qtr 3: 0; 2011 Qtr 4: 0 | 72.7842
0 | 234303-Lighting-Remove 4 Ft Lamp (De-Lamp) - Tr1 |  | System | Commercial | [6 empty] | 12.3596 | 16.4871 | 0 | 0 | 0 | -4.1275 | 137.2559 |  | 0 | 0.026384 | -2.5676 | Commercial |  | Winter Only | [5 empty] | 15 | 0.77 |  |  |  | 0 | 41.8509 | 0 | 0 | 0 | 0 | 0 | 0 | 0 | 0 | 0 | 0 | 2009 Qtr 1: 41.8509; 2009 Qtr 2: 0; 2009 Qtr 3: 0; 2009 Qtr 4: 0; 2010 Qtr 1: 0; 2010 Qtr 2: 0; 2010 Qtr 3: 0; 2010 Qtr 4: 0; 2011 Qtr 1: 0; 2011 Qtr 2: 0; 2011 Qtr 3: 0; 2011 Qtr 4: 0 | 41.8509
0 | 234084-Refrigeration -Cooler/Freezer Door Gaskets - Solid Doors: Cooler |  | System | Commercial | 09-GRO-Grocery-REFG | 0 |  |  |  |  | 2.2498 | 4 | 0 | 0 | 0 | -1.7502 | 104.55 |  | kWh | 0.01195 | 0 | Commercial | [7 empty] | 4 | 0.76 |  |  |  | 0 | 237.59 | 0 | 0 | 0 | 0 | 0 | 0 | 0 | 0 | 0 | 0 | 2009 Qtr 1: 0; 2009 Qtr 2: 0; 2009 Qtr 3: 0; 2009 Qtr 4: 237.59; 2010 Qtr 1: 0; 2010 Qtr 2: 0; 2010 Qtr 3: 0; 2010 Qtr 4: 0; 2011 Qtr 1: 0; 2011 Qtr 2: 0; 2011 Qtr 3: 0; 2011 Qtr 4: 0 | 237.59
0 | 234085-Refrigeration -Strip Curtains for Walk-ins |  | System | Commercial | 20-RFF-Restaurant–FastFood-Refrig | 0 |  |  |  |  | 10.214 | 3 | 0 | 0 | 0 | 7.214 | 465 |  | kWh | 0.053 | 0 | Commercial | [7 empty] | 4 | 0.46 |  |  |  | 0 | 23.13 | 0 | 0 | 0 | 0 | 0 | 0 | 0 | 0 | 0 | 0 | 2009 Qtr 1: 0; 2009 Qtr 2: 0; 2009 Qtr 3: 0; 2009 Qtr 4: 23.13; 2010 Qtr 1: 0; 2010 Qtr 2: 0; 2010 Qtr 3: 0; 2010 Qtr 4: 0; 2011 Qtr 1: 0; 2011 Qtr 2: 0; 2011 Qtr 3: 0; 2011 Qtr 4: 0 | 23.13
0 | 234084-Refrigeration -Cooler/Freezer Door Gaskets - Solid Doors: Cooler |  | System | Commercial | 09-GRO-Grocery-REFG | 0 |  |  |  |  | 2.2498 | 4 | 0 | 0 | 0 | -1.7502 | 104.55 |  | kWh | 0.01195 | 0 | Commercial | [7 empty] | 4 | 0.76 |  |  |  | 0 | 82.23 | 0 | 0 | 0 | 0 | 0 | 0 | 0 | 0 | 0 | 0 | 2009 Qtr 1: 0; 2009 Qtr 2: 0; 2009 Qtr 3: 0; 2009 Qtr 4: 82.23; 2010 Qtr 1: 0; 2010 Qtr 2: 0; 2010 Qtr 3: 0; 2010 Qtr 4: 0; 2011 Qtr 1: 0; 2011 Qtr 2: 0; 2011 Qtr 3: 0; 2011 Qtr 4: 0 | 82.23
0 | 234330-Premium T8 with T12 40 Watt Baseline - Tr1 |  | System | Commercial | 01-ALC-AllCommercial-IntLight | 0 |  |  |  |  | 27.6532 | 13.1897 | 0 | 0 | 0 | 14.4636 | 83.5202 |  | kWh | 0.017351 | 0 | Commercial | [7 empty] | 15 | 0.78 |  |  |  | 0 | 221.9917 | 0 | 0 | 0 | 0 | 0 | 0 | 0 | 0 | 0 | 0 | 2009 Qtr 1: 0; 2009 Qtr 2: 0; 2009 Qtr 3: 0; 2009 Qtr 4: 221.9917; 2010 Qtr 1: 0; 2010 Qtr 2: 0; 2010 Qtr 3: 0; 2010 Qtr 4: 0; 2011 Qtr 1: 0; 2011 Qtr 2: 0; 2011 Qtr 3: 0; 2011 Qtr 4: 0 | 221.9917
0 | 234360-Lighting-IntrHiByLnrFlscntFxtr244wrplc400w(TrI)Tr1 |  | System | Commercial | [6 empty] | 282.4319 | 153.8404 | 0 | 0 | 0 | 128.5914 | 0 |  | 0 | 0.224 | -7.1132 | Commercial |  | Winter Only | [5 empty] | 15 | 0.78 |  |  |  | 0 | 3.9001 | 0 | 0 | 0 | 0 | 0 | 0 | 0 | 0 | 0 | 0 | 2009 Qtr 1: 0; 2009 Qtr 2: 0; 2009 Qtr 3: 0; 2009 Qtr 4: 3.9001; 2010 Qtr 1: 0; 2010 Qtr 2: 0; 2010 Qtr 3: 0; 2010 Qtr 4: 0; 2011 Qtr 1: 0; 2011 Qtr 2: 0; 2011 Qtr 3: 0; 2011 Qtr 4: 0 | 3.9001
0 | 234285-Lighting-Occpncy Snsr-Hi-Bay integrated Snsr-Tr1 |  | System | Commercial | 01-ALC-AllCommercial-IntLight | 0 |  |  |  |  | 221.2703 | 95.5 | 0 | 0 | 0 | 125.7703 | 2503.6304 |  | kWh | 0.48559 | 0 | Commercial | [7 empty] | 8 | 0.84 |  |  |  | 0 | 4 | 0 | 0 | 0 | 0 | 0 | 0 | 0 | 0 | 0 | 0 | 2009 Qtr 1: 0; 2009 Qtr 2: 0; 2009 Qtr 3: 0; 2009 Qtr 4: 4; 2010 Qtr 1: 0; 2010 Qtr 2: 0; 2010 Qtr 3: 0; 2010 Qtr 4: 0; 2011 Qtr 1: 0; 2011 Qtr 2: 0; 2011 Qtr 3: 0; 2011 Qtr 4: 0 | 4
0 | 234303-Lighting-Remove 4 Ft Lamp (De-Lamp) - Tr1 |  | System | Commercial | [6 empty] | 12.3596 | 16.4871 | 0 | 0 | 0 | -4.1275 | 137.2559 |  | 0 | 0.026384 | -2.5676 | Commercial |  | Winter Only | [5 empty] | 15 | 0.77 |  |  |  | 0 | 69.145 | 0 | 0 | 0 | 0 | 0 | 0 | 0 | 0 | 0 | 0 | 2009 Qtr 1: 0; 2009 Qtr 2: 0; 2009 Qtr 3: 0; 2009 Qtr 4: 69.145; 2010 Qtr 1: 0; 2010 Qtr 2: 0; 2010 Qtr 3: 0; 2010 Qtr 4: 0; 2011 Qtr 1: 0; 2011 Qtr 2: 0; 2011 Qtr 3: 0; 2011 Qtr 4: 0 | 69.145
0 | 234126-Refrigeration - Efficient Evap Fan Motor Electronically Commutated Motor (ECM) |  | System | Commercial | 09-GRO-Grocery-REFG | 0 |  |  |  |  | 6.7904 | 150 | 0 | 0 | 0 | -143.2096 | 116.369 |  | kWh | 0.015845 | -0.11528 | Commercial |  | Annual | [5 empty] | 15 | 0.7 |  |  |  | 0 | 9 | 0 | 0 | 0 | 0 | 0 | 0 | 0 | 0 | 0 | 0 | 2009 Qtr 1: 0; 2009 Qtr 2: 0; 2009 Qtr 3: 0; 2009 Qtr 4: 9; 2010 Qtr 1: 0; 2010 Qtr 2: 0; 2010 Qtr 3: 0; 2010 Qtr 4: 0; 2011 Qtr 1: 0; 2011 Qtr 2: 0; 2011 Qtr 3: 0; 2011 Qtr 4: 0 | 9
0 | 234063-Refrigeration - Anti-Sweat Heater Controls |  | System | Commercial | 09-GRO-Grocery-REFG | 0 |  |  |  |  | 56 | 26.5 | 0 | 0 | 0 | 29.5 | 343 |  | kWh | 0.022 | 0 | Commercial | [7 empty] | 12 | 0.7 |  |  |  | 0 | 23 | 0 | 0 | 0 | 0 | 0 | 0 | 0 | 0 | 0 | 0 | 2009 Qtr 1: 23; 2009 Qtr 2: 0; 2009 Qtr 3: 0; 2009 Qtr 4: 0; 2010 Qtr 1: 0; 2010 Qtr 2: 0; 2010 Qtr 3: 0; 2010 Qtr 4: 0; 2011 Qtr 1: 0; 2011 Qtr 2: 0; 2011 Qtr 3: 0; 2011 Qtr 4: 0 | 23
0 | 234126-Refrigeration - Efficient Evap Fan Motor Electronically Commutated Motor (ECM) |  | System | Commercial | 09-GRO-Grocery-REFG | 0 |  |  |  |  | 6.7904 | 150 | 0 | 0 | 0 | -143.2096 | 116.369 |  | kWh | 0.015845 | -0.11528 | Commercial |  | Annual | [5 empty] | 15 | 0.7 |  |  |  | 0 | 6 | 0 | 0 | 0 | 0 | 0 | 0 | 0 | 0 | 0 | 0 | 2009 Qtr 1: 6; 2009 Qtr 2: 0; 2009 Qtr 3: 0; 2009 Qtr 4: 0; 2010 Qtr 1: 0; 2010 Qtr 2: 0; 2010 Qtr 3: 0; 2010 Qtr 4: 0; 2011 Qtr 1: 0; 2011 Qtr 2: 0; 2011 Qtr 3: 0; 2011 Qtr 4: 0 | 6
0 | 234126-Refrigeration - Efficient Evap Fan Motor Electronically Commutated Motor (ECM) |  | System | Commercial | 09-GRO-Grocery-REFG | 0 |  |  |  |  | 6.7904 | 150 | 0 | 0 | 0 | -143.2096 | 116.369 |  | kWh | 0.015845 | -0.11528 | Commercial |  | Annual | [5 empty] | 15 | 0.7 |  |  |  | 0 | 6 | 0 | 0 | 0 | 0 | 0 | 0 | 0 | 0 | 0 | 0 | 2009 Qtr 1: 6; 2009 Qtr 2: 0; 2009 Qtr 3: 0; 2009 Qtr 4: 0; 2010 Qtr 1: 0; 2010 Qtr 2: 0; 2010 Qtr 3: 0; 2010 Qtr 4: 0; 2011 Qtr 1: 0; 2011 Qtr 2: 0; 2011 Qtr 3: 0; 2011 Qtr 4: 0 | 6
0 | 234330-Premium T8 with T12 40 Watt Baseline - Tr1 |  | System | Commercial | 01-ALC-AllCommercial-IntLight | 0 |  |  |  |  | 27.6532 | 13.1897 | 0 | 0 | 0 | 14.4636 | 83.5202 |  | kWh | 0.017351 | 0 | Commercial | [7 empty] | 15 | 0.78 |  |  |  | 0 | 43.6705 | 0 | 0 | 0 | 0 | 0 | 0 | 0 | 0 | 0 | 0 | 2009 Qtr 1: 0; 2009 Qtr 2: 0; 2009 Qtr 3: 0; 2009 Qtr 4: 43.6705; 2010 Qtr 1: 0; 2010 Qtr 2: 0; 2010 Qtr 3: 0; 2010 Qtr 4: 0; 2011 Qtr 1: 0; 2011 Qtr 2: 0; 2011 Qtr 3: 0; 2011 Qtr 4: 0 | 43.6705
0 | 234303-Lighting-Remove 4 Ft Lamp (De-Lamp) - Tr1 |  | System | Commercial | [6 empty] | 12.3596 | 16.4871 | 0 | 0 | 0 | -4.1275 | 137.2559 |  | 0 | 0.026384 | -2.5676 | Commercial |  | Winter Only | [5 empty] | 15 | 0.77 |  |  |  | 0 | 43.6705 | 0 | 0 | 0 | 0 | 0 | 0 | 0 | 0 | 0 | 0 | 2009 Qtr 1: 0; 2009 Qtr 2: 0; 2009 Qtr 3: 0; 2009 Qtr 4: 43.6705; 2010 Qtr 1: 0; 2010 Qtr 2: 0; 2010 Qtr 3: 0; 2010 Qtr 4: 0; 2011 Qtr 1: 0; 2011 Qtr 2: 0; 2011 Qtr 3: 0; 2011 Qtr 4: 0 | 43.6705
0 | 234330-Premium T8 with T12 40 Watt Baseline - Tr1 |  | System | Commercial | 01-ALC-AllCommercial-IntLight | 0 |  |  |  |  | 27.6532 | 13.1897 | 0 | 0 | 0 | 14.4636 | 83.5202 |  | kWh | 0.017351 | 0 | Commercial | [7 empty] | 15 | 0.78 |  |  |  | 0 | 50.9489 | 0 | 0 | 0 | 0 | 0 | 0 | 0 | 0 | 0 | 0 | 2009 Qtr 1: 0; 2009 Qtr 2: 0; 2009 Qtr 3: 0; 2009 Qtr 4: 50.9489; 2010 Qtr 1: 0; 2010 Qtr 2: 0; 2010 Qtr 3: 0; 2010 Qtr 4: 0; 2011 Qtr 1: 0; 2011 Qtr 2: 0; 2011 Qtr 3: 0; 2011 Qtr 4: 0 | 50.9489
0 | 234207-Lighting-8 Ft T-8 with Elec Ballast-Tr1 |  | System | Commercial | 01-ALC-AllCommercial-IntLight | 0 |  |  |  |  | 35.6901 | 21.9828 | 0 | 0 | 0 | 13.7073 | 45.8368 |  | kWh | 0.0098893 | 0 | Commercial | [7 empty] | 15 | 0.78 |  |  |  | 0 | 10.9176 | 0 | 0 | 0 | 0 | 0 | 0 | 0 | 0 | 0 | 0 | 2009 Qtr 1: 0; 2009 Qtr 2: 0; 2009 Qtr 3: 0; 2009 Qtr 4: 10.9176; 2010 Qtr 1: 0; 2010 Qtr 2: 0; 2010 Qtr 3: 0; 2010 Qtr 4: 0; 2011 Qtr 1: 0; 2011 Qtr 2: 0; 2011 Qtr 3: 0; 2011 Qtr 4: 0 | 10.9176
0 | 234303-Lighting-Remove 4 Ft Lamp (De-Lamp) - Tr1 |  | System | Commercial | [6 empty] | 12.3596 | 16.4871 | 0 | 0 | 0 | -4.1275 | 137.2559 |  | 0 | 0.026384 | -2.5676 | Commercial |  | Winter Only | [5 empty] | 15 | 0.77 |  |  |  | 0 | 9.098 | 0 | 0 | 0 | 0 | 0 | 0 | 0 | 0 | 0 | 0 | 2009 Qtr 1: 0; 2009 Qtr 2: 0; 2009 Qtr 3: 0; 2009 Qtr 4: 9.098; 2010 Qtr 1: 0; 2010 Qtr 2: 0; 2010 Qtr 3: 0; 2010 Qtr 4: 0; 2011 Qtr 1: 0; 2011 Qtr 2: 0; 2011 Qtr 3: 0; 2011 Qtr 4: 0 | 9.098
0 | 234360-Lighting-IntrHiByLnrFlscntFxtr244wrplc400w(TrI)Tr1 |  | System | Commercial | [6 empty] | 282.4319 | 153.8404 | 0 | 0 | 0 | 128.5914 | 0 |  | 0 | 0.224 | -7.1132 | Commercial |  | Winter Only | [5 empty] | 15 | 0.78 |  |  |  | 0 | 11.7004 | 0 | 0 | 0 | 0 | 0 | 0 | 0 | 0 | 0 | 0 | 2009 Qtr 1: 0; 2009 Qtr 2: 0; 2009 Qtr 3: 0; 2009 Qtr 4: 11.7004; 2010 Qtr 1: 0; 2010 Qtr 2: 0; 2010 Qtr 3: 0; 2010 Qtr 4: 0; 2011 Qtr 1: 0; 2011 Qtr 2: 0; 2011 Qtr 3: 0; 2011 Qtr 4: 0 | 11.7004
0 | 234312-Lighting-Screw in 14-26 Watt Lamp - Tr1 |  | System | Commercial | [6 empty] | 9.3196 | 10.3931 | 0 | 0 | 0 | -1.0734 | 194.1729 |  | 0 | 0.038993 | -2.6224 | Commercial |  | Annual | [5 empty] | 2.47 | 0.81 |  |  |  | 0 | 247.1839 | 0 | 0 | 0 | 0 | 0 | 0 | 0 | 0 | 0 | 0 | 2009 Qtr 1: 247.1839; 2009 Qtr 2: 0; 2009 Qtr 3: 0; 2009 Qtr 4: 0; 2010 Qtr 1: 0; 2010 Qtr 2: 0; 2010 Qtr 3: 0; 2010 Qtr 4: 0; 2011 Qtr 1: 0; 2011 Qtr 2: 0; 2011 Qtr 3: 0; 2011 Qtr 4: 0 | 247.1839
0 | 234315-Lighting-Screw in 14-26 Watt Reflector Lamp-Tr1 |  | System | Commercial | [6 empty] | 18.0648 | 9.6507 | 0 | 0 | 0 | 8.4141 | 194.1729 |  | 0 | 0.038993 | -2.6224 | Commercial |  | Winter Only | [5 empty] | 2.47 | 0.81 |  |  |  | 0 | 54.5556 | 0 | 0 | 0 | 0 | 0 | 0 | 0 | 0 | 0 | 0 | 2009 Qtr 1: 54.5556; 2009 Qtr 2: 0; 2009 Qtr 3: 0; 2009 Qtr 4: 0; 2010 Qtr 1: 0; 2010 Qtr 2: 0; 2010 Qtr 3: 0; 2010 Qtr 4: 0; 2011 Qtr 1: 0; 2011 Qtr 2: 0; 2011 Qtr 3: 0; 2011 Qtr 4: 0 | 54.5556
0 | 234207-Lighting-8 Ft T-8 with Elec Ballast-Tr1 |  | System | Commercial | 01-ALC-AllCommercial-IntLight | 0 |  |  |  |  | 35.6901 | 21.9828 | 0 | 0 | 0 | 13.7073 | 45.8368 |  | kWh | 0.0098893 | 0 | Commercial | [7 empty] | 15 | 0.78 |  |  |  | 0 | 27.2941 | 0 | 0 | 0 | 0 | 0 | 0 | 0 | 0 | 0 | 0 | 2009 Qtr 1: 27.2941; 2009 Qtr 2: 0; 2009 Qtr 3: 0; 2009 Qtr 4: 0; 2010 Qtr 1: 0; 2010 Qtr 2: 0; 2010 Qtr 3: 0; 2010 Qtr 4: 0; 2011 Qtr 1: 0; 2011 Qtr 2: 0; 2011 Qtr 3: 0; 2011 Qtr 4: 0 | 27.2941
0 | 234049-Lighting-LED Exit Sign New Sign |  | System | Commercial | 25-SCN-Storage–Conditioned-Exit | 0 |  |  |  |  | 64.8921 | 45 | 0 | 0 | 0 | 19.8921 | 351.311 |  | kWh | 0 | 0 | Commercial | [7 empty] | 16 | 0.85 |  |  |  | 0 | 18 | 0 | 0 | 0 | 0 | 0 | 0 | 0 | 0 | 0 | 0 | 2009 Qtr 1: 18; 2009 Qtr 2: 0; 2009 Qtr 3: 0; 2009 Qtr 4: 0; 2010 Qtr 1: 0; 2010 Qtr 2: 0; 2010 Qtr 3: 0; 2010 Qtr 4: 0; 2011 Qtr 1: 0; 2011 Qtr 2: 0; 2011 Qtr 3: 0; 2011 Qtr 4: 0 | 18
0 | 234140-Low Flow Showerhead |  | System | Commercial | 36-GST-Lodging-GuestRooms-Vent/Fan | 0 |  |  |  |  | 37.9464 | 20 | 0 | 0 | 0 | 17.9464 | 57.8762 |  | kWh | 0.012733 | 6.664 | Commercial |  | Annual | [5 empty] | 10 | 0.7 |  |  |  | 0 | 34 | 0 | 0 | 0 | 0 | 0 | 0 | 0 | 0 | 0 | 0 | 2009 Qtr 1: 34; 2009 Qtr 2: 0; 2009 Qtr 3: 0; 2009 Qtr 4: 0; 2010 Qtr 1: 0; 2010 Qtr 2: 0; 2010 Qtr 3: 0; 2010 Qtr 4: 0; 2011 Qtr 1: 0; 2011 Qtr 2: 0; 2011 Qtr 3: 0; 2011 Qtr 4: 0 | 34
0 | 234330-Premium T8 with T12 40 Watt Baseline - Tr1 |  | System | Commercial | 01-ALC-AllCommercial-IntLight | 0 |  |  |  |  | 27.6532 | 13.1897 | 0 | 0 | 0 | 14.4636 | 83.5202 |  | kWh | 0.017351 | 0 | Commercial | [7 empty] | 15 | 0.78 |  |  |  | 0 | 38.2117 | 0 | 0 | 0 | 0 | 0 | 0 | 0 | 0 | 0 | 0 | 2009 Qtr 1: 38.2117; 2009 Qtr 2: 0; 2009 Qtr 3: 0; 2009 Qtr 4: 0; 2010 Qtr 1: 0; 2010 Qtr 2: 0; 2010 Qtr 3: 0; 2010 Qtr 4: 0; 2011 Qtr 1: 0; 2011 Qtr 2: 0; 2011 Qtr 3: 0; 2011 Qtr 4: 0 | 38.2117
0 | 234303-Lighting-Remove 4 Ft Lamp (De-Lamp) - Tr1 |  | System | Commercial | [6 empty] | 12.3596 | 16.4871 | 0 | 0 | 0 | -4.1275 | 137.2559 |  | 0 | 0.026384 | -2.5676 | Commercial |  | Winter Only | [5 empty] | 15 | 0.77 |  |  |  | 0 | 30.9333 | 0 | 0 | 0 | 0 | 0 | 0 | 0 | 0 | 0 | 0 | 2009 Qtr 1: 30.9333; 2009 Qtr 2: 0; 2009 Qtr 3: 0; 2009 Qtr 4: 0; 2010 Qtr 1: 0; 2010 Qtr 2: 0; 2010 Qtr 3: 0; 2010 Qtr 4: 0; 2011 Qtr 1: 0; 2011 Qtr 2: 0; 2011 Qtr 3: 0; 2011 Qtr 4: 0 | 30.9333
0 | 234312-Lighting-Screw in 14-26 Watt Lamp - Tr1 |  | System | Commercial | [6 empty] | 9.3196 | 10.3931 | 0 | 0 | 0 | -1.0734 | 194.1729 |  | 0 | 0.038993 | -2.6224 | Commercial |  | Annual | [5 empty] | 2.47 | 0.81 |  |  |  | 0 | 3.3676 | 0 | 0 | 0 | 0 | 0 | 0 | 0 | 0 | 0 | 0 | 2009 Qtr 1: 3.3676; 2009 Qtr 2: 0; 2009 Qtr 3: 0; 2009 Qtr 4: 0; 2010 Qtr 1: 0; 2010 Qtr 2: 0; 2010 Qtr 3: 0; 2010 Qtr 4: 0; 2011 Qtr 1: 0; 2011 Qtr 2: 0; 2011 Qtr 3: 0; 2011 Qtr 4: 0 | 3.3676
0 | 234330-Premium T8 with T12 40 Watt Baseline - Tr1 |  | System | Commercial | 01-ALC-AllCommercial-IntLight | 0 |  |  |  |  | 27.6532 | 13.1897 | 0 | 0 | 0 | 14.4636 | 83.5202 |  | kWh | 0.017351 | 0 | Commercial | [7 empty] | 15 | 0.78 |  |  |  | 0 | 5.4588 | 0 | 0 | 0 | 0 | 0 | 0 | 0 | 0 | 0 | 0 | 2009 Qtr 1: 5.4588; 2009 Qtr 2: 0; 2009 Qtr 3: 0; 2009 Qtr 4: 0; 2010 Qtr 1: 0; 2010 Qtr 2: 0; 2010 Qtr 3: 0; 2010 Qtr 4: 0; 2011 Qtr 1: 0; 2011 Qtr 2: 0; 2011 Qtr 3: 0; 2011 Qtr 4: 0 | 5.4588
0 | 234303-Lighting-Remove 4 Ft Lamp (De-Lamp) - Tr1 |  | System | Commercial | [6 empty] | 12.3596 | 16.4871 | 0 | 0 | 0 | -4.1275 | 137.2559 |  | 0 | 0.026384 | -2.5676 | Commercial |  | Winter Only | [5 empty] | 15 | 0.77 |  |  |  | 0 | 5.4588 | 0 | 0 | 0 | 0 | 0 | 0 | 0 | 0 | 0 | 0 | 2009 Qtr 1: 5.4588; 2009 Qtr 2: 0; 2009 Qtr 3: 0; 2009 Qtr 4: 0; 2010 Qtr 1: 0; 2010 Qtr 2: 0; 2010 Qtr 3: 0; 2010 Qtr 4: 0; 2011 Qtr 1: 0; 2011 Qtr 2: 0; 2011 Qtr 3: 0; 2011 Qtr 4: 0 | 5.4588
0 | 234285-Lighting-Occpncy Snsr-Hi-Bay integrated Snsr-Tr1 |  | System | Commercial | 01-ALC-AllCommercial-IntLight | 0 |  |  |  |  | 221.2703 | 95.5 | 0 | 0 | 0 | 125.7703 | 2503.6304 |  | kWh | 0.48559 | 0 | Commercial | [7 empty] | 8 | 0.84 |  |  |  | 0 | 24 | 0 | 0 | 0 | 0 | 0 | 0 | 0 | 0 | 0 | 0 | 2009 Qtr 1: 0; 2009 Qtr 2: 0; 2009 Qtr 3: 0; 2009 Qtr 4: 24; 2010 Qtr 1: 0; 2010 Qtr 2: 0; 2010 Qtr 3: 0; 2010 Qtr 4: 0; 2011 Qtr 1: 0; 2011 Qtr 2: 0; 2011 Qtr 3: 0; 2011 Qtr 4: 0 | 24
0 | 234286-Lighting-Occpncy Snsr-Hi-Bay integrated Snsr-Tr2 |  | System | Commercial | 01-ALC-AllCommercial-IntLight | 0 |  |  |  |  | 221.37 | 95.5 | 0 | 0 | 0 | 125.87 | 1499.5759 |  | kWh | 0.47213 | 0 | Commercial | [7 empty] | 8 | 0.84 |  |  |  | 0 | 75 | 0 | 0 | 0 | 0 | 0 | 0 | 0 | 0 | 0 | 0 | 2009 Qtr 1: 75; 2009 Qtr 2: 0; 2009 Qtr 3: 0; 2009 Qtr 4: 0; 2010 Qtr 1: 0; 2010 Qtr 2: 0; 2010 Qtr 3: 0; 2010 Qtr 4: 0; 2011 Qtr 1: 0; 2011 Qtr 2: 0; 2011 Qtr 3: 0; 2011 Qtr 4: 0 | 75
0 | 234361-Lighting-IntrHiByLnrFlscntFxtr244wrplc400w(TrI)Tr2 |  | System | Commercial | 01-ALC-AllCommercial-IntLight | 0 |  |  |  |  | 327.8836 | 115.3803 | 0 | 0 | 0 | 212.5033 | 698.8643 |  | kWh | 0.2203 | 0 | Commercial | [7 empty] | 15 | 0.78 |  |  |  | 0 | 0.97504 | 0 | 0 | 0 | 0 | 0 | 0 | 0 | 0 | 0 | 0 | 2009 Qtr 1: 0.97504; 2009 Qtr 2: 0; 2009 Qtr 3: 0; 2009 Qtr 4: 0; 2010 Qtr 1: 0; 2010 Qtr 2: 0; 2010 Qtr 3: 0; 2010 Qtr 4: 0; 2011 Qtr 1: 0; 2011 Qtr 2: 0; 2011 Qtr 3: 0; 2011 Qtr 4: 0 | 0.97504
0 | 234084-Refrigeration -Cooler/Freezer Door Gaskets - Solid Doors: Cooler |  | System | Commercial | 09-GRO-Grocery-REFG | 0 |  |  |  |  | 2.2498 | 4 | 0 | 0 | 0 | -1.7502 | 104.55 |  | kWh | 0.01195 | 0 | Commercial | [7 empty] | 4 | 0.76 |  |  |  | 0 | 126.5 | 0 | 0 | 0 | 0 | 0 | 0 | 0 | 0 | 0 | 0 | 2009 Qtr 1: 126.5; 2009 Qtr 2: 0; 2009 Qtr 3: 0; 2009 Qtr 4: 0; 2010 Qtr 1: 0; 2010 Qtr 2: 0; 2010 Qtr 3: 0; 2010 Qtr 4: 0; 2011 Qtr 1: 0; 2011 Qtr 2: 0; 2011 Qtr 3: 0; 2011 Qtr 4: 0 | 126.5
0 | 234084-Refrigeration -Cooler/Freezer Door Gaskets - Solid Doors: Cooler |  | System | Commercial | 09-GRO-Grocery-REFG | 0 |  |  |  |  | 2.2498 | 4 | 0 | 0 | 0 | -1.7502 | 104.55 |  | kWh | 0.01195 | 0 | Commercial | [7 empty] | 4 | 0.76 |  |  |  | 0 | 309 | 0 | 0 | 0 | 0 | 0 | 0 | 0 | 0 | 0 | 0 | 2009 Qtr 1: 309; 2009 Qtr 2: 0; 2009 Qtr 3: 0; 2009 Qtr 4: 0; 2010 Qtr 1: 0; 2010 Qtr 2: 0; 2010 Qtr 3: 0; 2010 Qtr 4: 0; 2011 Qtr 1: 0; 2011 Qtr 2: 0; 2011 Qtr 3: 0; 2011 Qtr 4: 0 | 309
0 | 234084-Refrigeration -Cooler/Freezer Door Gaskets - Solid Doors: Cooler |  | System | Commercial | 09-GRO-Grocery-REFG | 0 |  |  |  |  | 2.2498 | 4 | 0 | 0 | 0 | -1.7502 | 104.55 |  | kWh | 0.01195 | 0 | Commercial | [7 empty] | 4 | 0.76 |  |  |  | 0 | 272 | 0 | 0 | 0 | 0 | 0 | 0 | 0 | 0 | 0 | 0 | 2009 Qtr 1: 272; 2009 Qtr 2: 0; 2009 Qtr 3: 0; 2009 Qtr 4: 0; 2010 Qtr 1: 0; 2010 Qtr 2: 0; 2010 Qtr 3: 0; 2010 Qtr 4: 0; 2011 Qtr 1: 0; 2011 Qtr 2: 0; 2011 Qtr 3: 0; 2011 Qtr 4: 0 | 272
0 | 234084-Refrigeration -Cooler/Freezer Door Gaskets - Solid Doors: Cooler |  | System | Commercial | 09-GRO-Grocery-REFG | 0 |  |  |  |  | 2.2498 | 4 | 0 | 0 | 0 | -1.7502 | 104.55 |  | kWh | 0.01195 | 0 | Commercial | [7 empty] | 4 | 0.76 |  |  |  | 0 | 192 | 0 | 0 | 0 | 0 | 0 | 0 | 0 | 0 | 0 | 0 | 2009 Qtr 1: 192; 2009 Qtr 2: 0; 2009 Qtr 3: 0; 2009 Qtr 4: 0; 2010 Qtr 1: 0; 2010 Qtr 2: 0; 2010 Qtr 3: 0; 2010 Qtr 4: 0; 2011 Qtr 1: 0; 2011 Qtr 2: 0; 2011 Qtr 3: 0; 2011 Qtr 4: 0 | 192
0 | 234084-Refrigeration -Cooler/Freezer Door Gaskets - Solid Doors: Cooler |  | System | Commercial | 09-GRO-Grocery-REFG | 0 |  |  |  |  | 2.2498 | 4 | 0 | 0 | 0 | -1.7502 | 104.55 |  | kWh | 0.01195 | 0 | Commercial | [7 empty] | 4 | 0.76 |  |  |  | 0 | 239 | 0 | 0 | 0 | 0 | 0 | 0 | 0 | 0 | 0 | 0 | 2009 Qtr 1: 239; 2009 Qtr 2: 0; 2009 Qtr 3: 0; 2009 Qtr 4: 0; 2010 Qtr 1: 0; 2010 Qtr 2: 0; 2010 Qtr 3: 0; 2010 Qtr 4: 0; 2011 Qtr 1: 0; 2011 Qtr 2: 0; 2011 Qtr 3: 0; 2011 Qtr 4: 0 | 239
0 | 234084-Refrigeration -Cooler/Freezer Door Gaskets - Solid Doors: Cooler |  | System | Commercial | 09-GRO-Grocery-REFG | 0 |  |  |  |  | 2.2498 | 4 | 0 | 0 | 0 | -1.7502 | 104.55 |  | kWh | 0.01195 | 0 | Commercial | [7 empty] | 4 | 0.76 |  |  |  | 0 | 231 | 0 | 0 | 0 | 0 | 0 | 0 | 0 | 0 | 0 | 0 | 2009 Qtr 1: 231; 2009 Qtr 2: 0; 2009 Qtr 3: 0; 2009 Qtr 4: 0; 2010 Qtr 1: 0; 2010 Qtr 2: 0; 2010 Qtr 3: 0; 2010 Qtr 4: 0; 2011 Qtr 1: 0; 2011 Qtr 2: 0; 2011 Qtr 3: 0; 2011 Qtr 4: 0 | 231
0 | 234330-Premium T8 with T12 40 Watt Baseline - Tr1 |  | System | Commercial | 01-ALC-AllCommercial-IntLight | 0 |  |  |  |  | 27.6532 | 13.1897 | 0 | 0 | 0 | 14.4636 | 83.5202 |  | kWh | 0.017351 | 0 | Commercial | [7 empty] | 15 | 0.78 |  |  |  | 0 | 40.0313 | 0 | 0 | 0 | 0 | 0 | 0 | 0 | 0 | 0 | 0 | 2009 Qtr 1: 0; 2009 Qtr 2: 0; 2009 Qtr 3: 0; 2009 Qtr 4: 40.0313; 2010 Qtr 1: 0; 2010 Qtr 2: 0; 2010 Qtr 3: 0; 2010 Qtr 4: 0; 2011 Qtr 1: 0; 2011 Qtr 2: 0; 2011 Qtr 3: 0; 2011 Qtr 4: 0 | 40.0313
0 | 234303-Lighting-Remove 4 Ft Lamp (De-Lamp) - Tr1 |  | System | Commercial | [6 empty] | 12.3596 | 16.4871 | 0 | 0 | 0 | -4.1275 | 137.2559 |  | 0 | 0.026384 | -2.5676 | Commercial |  | Winter Only | [5 empty] | 15 | 0.77 |  |  |  | 0 | 40.0313 | 0 | 0 | 0 | 0 | 0 | 0 | 0 | 0 | 0 | 0 | 2009 Qtr 1: 0; 2009 Qtr 2: 0; 2009 Qtr 3: 0; 2009 Qtr 4: 40.0313; 2010 Qtr 1: 0; 2010 Qtr 2: 0; 2010 Qtr 3: 0; 2010 Qtr 4: 0; 2011 Qtr 1: 0; 2011 Qtr 2: 0; 2011 Qtr 3: 0; 2011 Qtr 4: 0 | 40.0313
0 | 234084-Refrigeration -Cooler/Freezer Door Gaskets - Solid Doors: Cooler |  | System | Commercial | 09-GRO-Grocery-REFG | 0 |  |  |  |  | 2.2498 | 4 | 0 | 0 | 0 | -1.7502 | 104.55 |  | kWh | 0.01195 | 0 | Commercial | [7 empty] | 4 | 0.76 |  |  |  | 0 | 236.5 | 0 | 0 | 0 | 0 | 0 | 0 | 0 | 0 | 0 | 0 | 2009 Qtr 1: 236.5; 2009 Qtr 2: 0; 2009 Qtr 3: 0; 2009 Qtr 4: 0; 2010 Qtr 1: 0; 2010 Qtr 2: 0; 2010 Qtr 3: 0; 2010 Qtr 4: 0; 2011 Qtr 1: 0; 2011 Qtr 2: 0; 2011 Qtr 3: 0; 2011 Qtr 4: 0 | 236.5
0 | 234084-Refrigeration -Cooler/Freezer Door Gaskets - Solid Doors: Cooler |  | System | Commercial | 09-GRO-Grocery-REFG | 0 |  |  |  |  | 2.2498 | 4 | 0 | 0 | 0 | -1.7502 | 104.55 |  | kWh | 0.01195 | 0 | Commercial | [7 empty] | 4 | 0.76 |  |  |  | 0 | 231 | 0 | 0 | 0 | 0 | 0 | 0 | 0 | 0 | 0 | 0 | 2009 Qtr 1: 231; 2009 Qtr 2: 0; 2009 Qtr 3: 0; 2009 Qtr 4: 0; 2010 Qtr 1: 0; 2010 Qtr 2: 0; 2010 Qtr 3: 0; 2010 Qtr 4: 0; 2011 Qtr 1: 0; 2011 Qtr 2: 0; 2011 Qtr 3: 0; 2011 Qtr 4: 0 | 231
0 | 234084-Refrigeration -Cooler/Freezer Door Gaskets - Solid Doors: Cooler |  | System | Commercial | 09-GRO-Grocery-REFG | 0 |  |  |  |  | 2.2498 | 4 | 0 | 0 | 0 | -1.7502 | 104.55 |  | kWh | 0.01195 | 0 | Commercial | [7 empty] | 4 | 0.76 |  |  |  | 0 | 172 | 0 | 0 | 0 | 0 | 0 | 0 | 0 | 0 | 0 | 0 | 2009 Qtr 1: 172; 2009 Qtr 2: 0; 2009 Qtr 3: 0; 2009 Qtr 4: 0; 2010 Qtr 1: 0; 2010 Qtr 2: 0; 2010 Qtr 3: 0; 2010 Qtr 4: 0; 2011 Qtr 1: 0; 2011 Qtr 2: 0; 2011 Qtr 3: 0; 2011 Qtr 4: 0 | 172
0 | 234084-Refrigeration -Cooler/Freezer Door Gaskets - Solid Doors: Cooler |  | System | Commercial | 09-GRO-Grocery-REFG | 0 |  |  |  |  | 2.2498 | 4 | 0 | 0 | 0 | -1.7502 | 104.55 |  | kWh | 0.01195 | 0 | Commercial | [7 empty] | 4 | 0.76 |  |  |  | 0 | 220 | 0 | 0 | 0 | 0 | 0 | 0 | 0 | 0 | 0 | 0 | 2009 Qtr 1: 220; 2009 Qtr 2: 0; 2009 Qtr 3: 0; 2009 Qtr 4: 0; 2010 Qtr 1: 0; 2010 Qtr 2: 0; 2010 Qtr 3: 0; 2010 Qtr 4: 0; 2011 Qtr 1: 0; 2011 Qtr 2: 0; 2011 Qtr 3: 0; 2011 Qtr 4: 0 | 220
0 | 234330-Premium T8 with T12 40 Watt Baseline - Tr1 |  | System | Commercial | 01-ALC-AllCommercial-IntLight | 0 |  |  |  |  | 27.6532 | 13.1897 | 0 | 0 | 0 | 14.4636 | 83.5202 |  | kWh | 0.017351 | 0 | Commercial | [7 empty] | 15 | 0.78 |  |  |  | 0 | 480.3755 | 0 | 0 | 0 | 0 | 0 | 0 | 0 | 0 | 0 | 0 | 2009 Qtr 1: 0; 2009 Qtr 2: 0; 2009 Qtr 3: 0; 2009 Qtr 4: 480.3755; 2010 Qtr 1: 0; 2010 Qtr 2: 0; 2010 Qtr 3: 0; 2010 Qtr 4: 0; 2011 Qtr 1: 0; 2011 Qtr 2: 0; 2011 Qtr 3: 0; 2011 Qtr 4: 0 | 480.3755
0 | 234303-Lighting-Remove 4 Ft Lamp (De-Lamp) - Tr1 |  | System | Commercial | [6 empty] | 12.3596 | 16.4871 | 0 | 0 | 0 | -4.1275 | 137.2559 |  | 0 | 0.026384 | -2.5676 | Commercial |  | Winter Only | [5 empty] | 15 | 0.77 |  |  |  | 0 | 338.4464 | 0 | 0 | 0 | 0 | 0 | 0 | 0 | 0 | 0 | 0 | 2009 Qtr 1: 0; 2009 Qtr 2: 0; 2009 Qtr 3: 0; 2009 Qtr 4: 338.4464; 2010 Qtr 1: 0; 2010 Qtr 2: 0; 2010 Qtr 3: 0; 2010 Qtr 4: 0; 2011 Qtr 1: 0; 2011 Qtr 2: 0; 2011 Qtr 3: 0; 2011 Qtr 4: 0 | 338.4464
0 | 234360-Lighting-IntrHiByLnrFlscntFxtr244wrplc400w(TrI)Tr1 |  | System | Commercial | [6 empty] | 282.4319 | 153.8404 | 0 | 0 | 0 | 128.5914 | 0 |  | 0 | 0.224 | -7.1132 | Commercial |  | Winter Only | [5 empty] | 15 | 0.78 |  |  |  | 0 | 7.8003 | 0 | 0 | 0 | 0 | 0 | 0 | 0 | 0 | 0 | 0 | 2009 Qtr 1: 0; 2009 Qtr 2: 0; 2009 Qtr 3: 0; 2009 Qtr 4: 7.8003; 2010 Qtr 1: 0; 2010 Qtr 2: 0; 2010 Qtr 3: 0; 2010 Qtr 4: 0; 2011 Qtr 1: 0; 2011 Qtr 2: 0; 2011 Qtr 3: 0; 2011 Qtr 4: 0 | 7.8003
0 | 234285-Lighting-Occpncy Snsr-Hi-Bay integrated Snsr-Tr1 |  | System | Commercial | 01-ALC-AllCommercial-IntLight | 0 |  |  |  |  | 221.2703 | 95.5 | 0 | 0 | 0 | 125.7703 | 2503.6304 |  | kWh | 0.48559 | 0 | Commercial | [7 empty] | 8 | 0.84 |  |  |  | 0 | 8 | 0 | 0 | 0 | 0 | 0 | 0 | 0 | 0 | 0 | 0 | 2009 Qtr 1: 0; 2009 Qtr 2: 0; 2009 Qtr 3: 0; 2009 Qtr 4: 8; 2010 Qtr 1: 0; 2010 Qtr 2: 0; 2010 Qtr 3: 0; 2010 Qtr 4: 0; 2011 Qtr 1: 0; 2011 Qtr 2: 0; 2011 Qtr 3: 0; 2011 Qtr 4: 0 | 8
0 | 234049-Lighting-LED Exit Sign New Sign |  | System | Commercial | 25-SCN-Storage–Conditioned-Exit | 0 |  |  |  |  | 64.8921 | 45 | 0 | 0 | 0 | 19.8921 | 351.311 |  | kWh | 0 | 0 | Commercial | [7 empty] | 16 | 0.85 |  |  |  | 0 | 17 | 0 | 0 | 0 | 0 | 0 | 0 | 0 | 0 | 0 | 0 | 2009 Qtr 1: 0; 2009 Qtr 2: 0; 2009 Qtr 3: 0; 2009 Qtr 4: 17; 2010 Qtr 1: 0; 2010 Qtr 2: 0; 2010 Qtr 3: 0; 2010 Qtr 4: 0; 2011 Qtr 1: 0; 2011 Qtr 2: 0; 2011 Qtr 3: 0; 2011 Qtr 4: 0 | 17
0 | 234084-Refrigeration -Cooler/Freezer Door Gaskets - Solid Doors: Cooler |  | System | Commercial | 09-GRO-Grocery-REFG | 0 |  |  |  |  | 2.2498 | 4 | 0 | 0 | 0 | -1.7502 | 104.55 |  | kWh | 0.01195 | 0 | Commercial | [7 empty] | 4 | 0.76 |  |  |  | 0 | 207 | 0 | 0 | 0 | 0 | 0 | 0 | 0 | 0 | 0 | 0 | 2009 Qtr 1: 207; 2009 Qtr 2: 0; 2009 Qtr 3: 0; 2009 Qtr 4: 0; 2010 Qtr 1: 0; 2010 Qtr 2: 0; 2010 Qtr 3: 0; 2010 Qtr 4: 0; 2011 Qtr 1: 0; 2011 Qtr 2: 0; 2011 Qtr 3: 0; 2011 Qtr 4: 0 | 207
0 | 234330-Premium T8 with T12 40 Watt Baseline - Tr1 |  | System | Commercial | 01-ALC-AllCommercial-IntLight | 0 |  |  |  |  | 27.6532 | 13.1897 | 0 | 0 | 0 | 14.4636 | 83.5202 |  | kWh | 0.017351 | 0 | Commercial | [7 empty] | 15 | 0.78 |  |  |  | 0 | 63.6862 | 0 | 0 | 0 | 0 | 0 | 0 | 0 | 0 | 0 | 0 | 2009 Qtr 1: 0; 2009 Qtr 2: 0; 2009 Qtr 3: 0; 2009 Qtr 4: 63.6862; 2010 Qtr 1: 0; 2010 Qtr 2: 0; 2010 Qtr 3: 0; 2010 Qtr 4: 0; 2011 Qtr 1: 0; 2011 Qtr 2: 0; 2011 Qtr 3: 0; 2011 Qtr 4: 0 | 63.6862
0 | 234303-Lighting-Remove 4 Ft Lamp (De-Lamp) - Tr1 |  | System | Commercial | [6 empty] | 12.3596 | 16.4871 | 0 | 0 | 0 | -4.1275 | 137.2559 |  | 0 | 0.026384 | -2.5676 | Commercial |  | Winter Only | [5 empty] | 15 | 0.77 |  |  |  | 0 | 14.5568 | 0 | 0 | 0 | 0 | 0 | 0 | 0 | 0 | 0 | 0 | 2009 Qtr 1: 0; 2009 Qtr 2: 0; 2009 Qtr 3: 0; 2009 Qtr 4: 14.5568; 2010 Qtr 1: 0; 2010 Qtr 2: 0; 2010 Qtr 3: 0; 2010 Qtr 4: 0; 2011 Qtr 1: 0; 2011 Qtr 2: 0; 2011 Qtr 3: 0; 2011 Qtr 4: 0 | 14.5568
0 | 234330-Premium T8 with T12 40 Watt Baseline - Tr1 |  | System | Commercial | 01-ALC-AllCommercial-IntLight | 0 |  |  |  |  | 27.6532 | 13.1897 | 0 | 0 | 0 | 14.4636 | 83.5202 |  | kWh | 0.017351 | 0 | Commercial | [7 empty] | 15 | 0.78 |  |  |  | 0 | 227.4505 | 0 | 0 | 0 | 0 | 0 | 0 | 0 | 0 | 0 | 0 | 2009 Qtr 1: 0; 2009 Qtr 2: 0; 2009 Qtr 3: 0; 2009 Qtr 4: 227.4505; 2010 Qtr 1: 0; 2010 Qtr 2: 0; 2010 Qtr 3: 0; 2010 Qtr 4: 0; 2011 Qtr 1: 0; 2011 Qtr 2: 0; 2011 Qtr 3: 0; 2011 Qtr 4: 0 | 227.4505
0 | 234303-Lighting-Remove 4 Ft Lamp (De-Lamp) - Tr1 |  | System | Commercial | [6 empty] | 12.3596 | 16.4871 | 0 | 0 | 0 | -4.1275 | 137.2559 |  | 0 | 0.026384 | -2.5676 | Commercial |  | Winter Only | [5 empty] | 15 | 0.77 |  |  |  | 0 | 220.1721 | 0 | 0 | 0 | 0 | 0 | 0 | 0 | 0 | 0 | 0 | 2009 Qtr 1: 0; 2009 Qtr 2: 0; 2009 Qtr 3: 0; 2009 Qtr 4: 220.1721; 2010 Qtr 1: 0; 2010 Qtr 2: 0; 2010 Qtr 3: 0; 2010 Qtr 4: 0; 2011 Qtr 1: 0; 2011 Qtr 2: 0; 2011 Qtr 3: 0; 2011 Qtr 4: 0 | 220.1721
0 | 234049-Lighting-LED Exit Sign New Sign |  | System | Commercial | 25-SCN-Storage–Conditioned-Exit | 0 |  |  |  |  | 64.8921 | 45 | 0 | 0 | 0 | 19.8921 | 351.311 |  | kWh | 0 | 0 | Commercial | [7 empty] | 16 | 0.85 |  |  |  | 0 | 3 | 0 | 0 | 0 | 0 | 0 | 0 | 0 | 0 | 0 | 0 | 2009 Qtr 1: 0; 2009 Qtr 2: 0; 2009 Qtr 3: 0; 2009 Qtr 4: 3; 2010 Qtr 1: 0; 2010 Qtr 2: 0; 2010 Qtr 3: 0; 2010 Qtr 4: 0; 2011 Qtr 1: 0; 2011 Qtr 2: 0; 2011 Qtr 3: 0; 2011 Qtr 4: 0 | 3
0 | 234126-Refrigeration - Efficient Evap Fan Motor Electronically Commutated Motor (ECM) |  | System | Commercial | 09-GRO-Grocery-REFG | 0 |  |  |  |  | 6.7904 | 150 | 0 | 0 | 0 | -143.2096 | 116.369 |  | kWh | 0.015845 | -0.11528 | Commercial |  | Annual | [5 empty] | 15 | 0.7 |  |  |  | 0 | 8 | 0 | 0 | 0 | 0 | 0 | 0 | 0 | 0 | 0 | 0 | 2009 Qtr 1: 8; 2009 Qtr 2: 0; 2009 Qtr 3: 0; 2009 Qtr 4: 0; 2010 Qtr 1: 0; 2010 Qtr 2: 0; 2010 Qtr 3: 0; 2010 Qtr 4: 0; 2011 Qtr 1: 0; 2011 Qtr 2: 0; 2011 Qtr 3: 0; 2011 Qtr 4: 0 | 8
0 | 234063-Refrigeration - Anti-Sweat Heater Controls |  | System | Commercial | 09-GRO-Grocery-REFG | 0 |  |  |  |  | 56 | 26.5 | 0 | 0 | 0 | 29.5 | 343 |  | kWh | 0.022 | 0 | Commercial | [7 empty] | 12 | 0.7 |  |  |  | 0 | 62.5 | 0 | 0 | 0 | 0 | 0 | 0 | 0 | 0 | 0 | 0 | 2009 Qtr 1: 62.5; 2009 Qtr 2: 0; 2009 Qtr 3: 0; 2009 Qtr 4: 0; 2010 Qtr 1: 0; 2010 Qtr 2: 0; 2010 Qtr 3: 0; 2010 Qtr 4: 0; 2011 Qtr 1: 0; 2011 Qtr 2: 0; 2011 Qtr 3: 0; 2011 Qtr 4: 0 | 62.5
0 | 234126-Refrigeration - Efficient Evap Fan Motor Electronically Commutated Motor (ECM) |  | System | Commercial | 09-GRO-Grocery-REFG | 0 |  |  |  |  | 6.7904 | 150 | 0 | 0 | 0 | -143.2096 | 116.369 |  | kWh | 0.015845 | -0.11528 | Commercial |  | Annual | [5 empty] | 15 | 0.7 |  |  |  | 0 | 16 | 0 | 0 | 0 | 0 | 0 | 0 | 0 | 0 | 0 | 0 | 2009 Qtr 1: 16; 2009 Qtr 2: 0; 2009 Qtr 3: 0; 2009 Qtr 4: 0; 2010 Qtr 1: 0; 2010 Qtr 2: 0; 2010 Qtr 3: 0; 2010 Qtr 4: 0; 2011 Qtr 1: 0; 2011 Qtr 2: 0; 2011 Qtr 3: 0; 2011 Qtr 4: 0 | 16
0 | 234126-Refrigeration - Efficient Evap Fan Motor Electronically Commutated Motor (ECM) |  | System | Commercial | 09-GRO-Grocery-REFG | 0 |  |  |  |  | 6.7904 | 150 | 0 | 0 | 0 | -143.2096 | 116.369 |  | kWh | 0.015845 | -0.11528 | Commercial |  | Annual | [5 empty] | 15 | 0.7 |  |  |  | 0 | 7 | 0 | 0 | 0 | 0 | 0 | 0 | 0 | 0 | 0 | 0 | 2009 Qtr 1: 7; 2009 Qtr 2: 0; 2009 Qtr 3: 0; 2009 Qtr 4: 0; 2010 Qtr 1: 0; 2010 Qtr 2: 0; 2010 Qtr 3: 0; 2010 Qtr 4: 0; 2011 Qtr 1: 0; 2011 Qtr 2: 0; 2011 Qtr 3: 0; 2011 Qtr 4: 0 | 7
0 | 234083-Refrigeration -Cooler/Freezer Door Gaskets - Glass Doors |  | System | Commercial | 09-GRO-Grocery-REFG | 0 |  |  |  |  | 2.25 | 4 | 0 | 0 | 0 | -1.75 | 104.55 |  | kWh | 0.01195 | 0 | Commercial | [7 empty] | 4 | 0.76 |  |  |  | 0 | 346 | 0 | 0 | 0 | 0 | 0 | 0 | 0 | 0 | 0 | 0 | 2009 Qtr 1: 0; 2009 Qtr 2: 0; 2009 Qtr 3: 0; 2009 Qtr 4: 346; 2010 Qtr 1: 0; 2010 Qtr 2: 0; 2010 Qtr 3: 0; 2010 Qtr 4: 0; 2011 Qtr 1: 0; 2011 Qtr 2: 0; 2011 Qtr 3: 0; 2011 Qtr 4: 0 | 346
0 | 234083-Refrigeration -Cooler/Freezer Door Gaskets - Glass Doors |  | System | Commercial | 09-GRO-Grocery-REFG | 0 |  |  |  |  | 2.25 | 4 | 0 | 0 | 0 | -1.75 | 104.55 |  | kWh | 0.01195 | 0 | Commercial | [7 empty] | 4 | 0.76 |  |  |  | 0 | 262 | 0 | 0 | 0 | 0 | 0 | 0 | 0 | 0 | 0 | 0 | 2009 Qtr 1: 0; 2009 Qtr 2: 0; 2009 Qtr 3: 0; 2009 Qtr 4: 262; 2010 Qtr 1: 0; 2010 Qtr 2: 0; 2010 Qtr 3: 0; 2010 Qtr 4: 0; 2011 Qtr 1: 0; 2011 Qtr 2: 0; 2011 Qtr 3: 0; 2011 Qtr 4: 0 | 262
0 | 234084-Refrigeration -Cooler/Freezer Door Gaskets - Solid Doors: Cooler |  | System | Commercial | 09-GRO-Grocery-REFG | 0 |  |  |  |  | 2.2498 | 4 | 0 | 0 | 0 | -1.7502 | 104.55 |  | kWh | 0.01195 | 0 | Commercial | [7 empty] | 4 | 0.76 |  |  |  | 0 | 16 | 0 | 0 | 0 | 0 | 0 | 0 | 0 | 0 | 0 | 0 | 2009 Qtr 1: 0; 2009 Qtr 2: 0; 2009 Qtr 3: 0; 2009 Qtr 4: 16; 2010 Qtr 1: 0; 2010 Qtr 2: 0; 2010 Qtr 3: 0; 2010 Qtr 4: 0; 2011 Qtr 1: 0; 2011 Qtr 2: 0; 2011 Qtr 3: 0; 2011 Qtr 4: 0 | 16
0 | 234116-Refrigeration -Cooler/Freezer Door Gaskets - Solid Doors: Freezer |  | System | Commercial | 09-GRO-Grocery-REFG | 0 |  |  |  |  | 3.9975 | 4 | 0 | 0 | 0 | -0.002476 | 104.55 |  | kWh | 0.01195 | 0 | Commercial | [7 empty] | 4 | 0.76 |  |  |  | 0 | 17 | 0 | 0 | 0 | 0 | 0 | 0 | 0 | 0 | 0 | 0 | 2009 Qtr 1: 0; 2009 Qtr 2: 0; 2009 Qtr 3: 0; 2009 Qtr 4: 17; 2010 Qtr 1: 0; 2010 Qtr 2: 0; 2010 Qtr 3: 0; 2010 Qtr 4: 0; 2011 Qtr 1: 0; 2011 Qtr 2: 0; 2011 Qtr 3: 0; 2011 Qtr 4: 0 | 17
0 | 234330-Premium T8 with T12 40 Watt Baseline - Tr1 |  | System | Commercial | 01-ALC-AllCommercial-IntLight | 0 |  |  |  |  | 27.6532 | 13.1897 | 0 | 0 | 0 | 14.4636 | 83.5202 |  | kWh | 0.017351 | 0 | Commercial | [7 empty] | 15 | 0.78 |  |  |  | 0 | 34.5725 | 0 | 0 | 0 | 0 | 0 | 0 | 0 | 0 | 0 | 0 | 2009 Qtr 1: 34.5725; 2009 Qtr 2: 0; 2009 Qtr 3: 0; 2009 Qtr 4: 0; 2010 Qtr 1: 0; 2010 Qtr 2: 0; 2010 Qtr 3: 0; 2010 Qtr 4: 0; 2011 Qtr 1: 0; 2011 Qtr 2: 0; 2011 Qtr 3: 0; 2011 Qtr 4: 0 | 34.5725
0 | 234303-Lighting-Remove 4 Ft Lamp (De-Lamp) - Tr1 |  | System | Commercial | [6 empty] | 12.3596 | 16.4871 | 0 | 0 | 0 | -4.1275 | 137.2559 |  | 0 | 0.026384 | -2.5676 | Commercial |  | Winter Only | [5 empty] | 15 | 0.77 |  |  |  | 0 | 18.196 | 0 | 0 | 0 | 0 | 0 | 0 | 0 | 0 | 0 | 0 | 2009 Qtr 1: 18.196; 2009 Qtr 2: 0; 2009 Qtr 3: 0; 2009 Qtr 4: 0; 2010 Qtr 1: 0; 2010 Qtr 2: 0; 2010 Qtr 3: 0; 2010 Qtr 4: 0; 2011 Qtr 1: 0; 2011 Qtr 2: 0; 2011 Qtr 3: 0; 2011 Qtr 4: 0 | 18.196
0 | 234187-Food Service - Solid-Door Freezer 2-Door 31-60 |  | System | Commercial | 21-RSD-Restaurant–SitDown-REFG | 0 |  |  |  |  | 1067 | 325 | 0 | 0 | 0 | 742 | 2076.85 |  | kWh | 0.23708 | 0 | Commercial | [7 empty] | 12 | 0.7 |  |  |  | 0 | 1 | 0 | 0 | 0 | 0 | 0 | 0 | 0 | 0 | 0 | 0 | 2009 Qtr 1: 1; 2009 Qtr 2: 0; 2009 Qtr 3: 0; 2009 Qtr 4: 0; 2010 Qtr 1: 0; 2010 Qtr 2: 0; 2010 Qtr 3: 0; 2010 Qtr 4: 0; 2011 Qtr 1: 0; 2011 Qtr 2: 0; 2011 Qtr 3: 0; 2011 Qtr 4: 0 | 1
0 | 234082-Refrigeration - Vending Machine Controller |  | System | Commercial | 09-GRO-Grocery-REFG | 0 |  |  |  |  | 215.5 | 155 | 0 | 0 | 0 | 60.5 | 1612 |  | kWh | 0 | 0 | Commercial | [7 empty] | 5 | 0.7 |  |  |  | 0 | 1 | 0 | 0 | 0 | 0 | 0 | 0 | 0 | 0 | 0 | 0 | 2009 Qtr 1: 1; 2009 Qtr 2: 0; 2009 Qtr 3: 0; 2009 Qtr 4: 0; 2010 Qtr 1: 0; 2010 Qtr 2: 0; 2010 Qtr 3: 0; 2010 Qtr 4: 0; 2011 Qtr 1: 0; 2011 Qtr 2: 0; 2011 Qtr 3: 0; 2011 Qtr 4: 0 | 1
0 | 234330-Premium T8 with T12 40 Watt Baseline - Tr1 |  | System | Commercial | 01-ALC-AllCommercial-IntLight | 0 |  |  |  |  | 27.6532 | 13.1897 | 0 | 0 | 0 | 14.4636 | 83.5202 |  | kWh | 0.017351 | 0 | Commercial | [7 empty] | 15 | 0.78 |  |  |  | 0 | 997.1432 | 0 | 0 | 0 | 0 | 0 | 0 | 0 | 0 | 0 | 0 | 2009 Qtr 1: 0; 2009 Qtr 2: 0; 2009 Qtr 3: 0; 2009 Qtr 4: 997.1432; 2010 Qtr 1: 0; 2010 Qtr 2: 0; 2010 Qtr 3: 0; 2010 Qtr 4: 0; 2011 Qtr 1: 0; 2011 Qtr 2: 0; 2011 Qtr 3: 0; 2011 Qtr 4: 0 | 997.1432
0 | 234049-Lighting-LED Exit Sign New Sign |  | System | Commercial | 25-SCN-Storage–Conditioned-Exit | 0 |  |  |  |  | 64.8921 | 45 | 0 | 0 | 0 | 19.8921 | 351.311 |  | kWh | 0 | 0 | Commercial | [7 empty] | 16 | 0.85 |  |  |  | 0 | 6 | 0 | 0 | 0 | 0 | 0 | 0 | 0 | 0 | 0 | 0 | 2009 Qtr 1: 0; 2009 Qtr 2: 0; 2009 Qtr 3: 0; 2009 Qtr 4: 6; 2010 Qtr 1: 0; 2010 Qtr 2: 0; 2010 Qtr 3: 0; 2010 Qtr 4: 0; 2011 Qtr 1: 0; 2011 Qtr 2: 0; 2011 Qtr 3: 0; 2011 Qtr 4: 0 | 6
0 | 234303-Lighting-Remove 4 Ft Lamp (De-Lamp) - Tr1 |  | System | Commercial | [6 empty] | 12.3596 | 16.4871 | 0 | 0 | 0 | -4.1275 | 137.2559 |  | 0 | 0.026384 | -2.5676 | Commercial |  | Winter Only | [5 empty] | 15 | 0.77 |  |  |  | 0 | 176.5016 | 0 | 0 | 0 | 0 | 0 | 0 | 0 | 0 | 0 | 0 | 2009 Qtr 1: 0; 2009 Qtr 2: 0; 2009 Qtr 3: 0; 2009 Qtr 4: 176.5016; 2010 Qtr 1: 0; 2010 Qtr 2: 0; 2010 Qtr 3: 0; 2010 Qtr 4: 0; 2011 Qtr 1: 0; 2011 Qtr 2: 0; 2011 Qtr 3: 0; 2011 Qtr 4: 0 | 176.5016
0 | 234330-Premium T8 with T12 40 Watt Baseline - Tr1 |  | System | Commercial | 01-ALC-AllCommercial-IntLight | 0 |  |  |  |  | 27.6532 | 13.1897 | 0 | 0 | 0 | 14.4636 | 83.5202 |  | kWh | 0.017351 | 0 | Commercial | [7 empty] | 15 | 0.78 |  |  |  | 0 | 42.7607 | 0 | 0 | 0 | 0 | 0 | 0 | 0 | 0 | 0 | 0 | 2009 Qtr 1: 0; 2009 Qtr 2: 0; 2009 Qtr 3: 0; 2009 Qtr 4: 42.7607; 2010 Qtr 1: 0; 2010 Qtr 2: 0; 2010 Qtr 3: 0; 2010 Qtr 4: 0; 2011 Qtr 1: 0; 2011 Qtr 2: 0; 2011 Qtr 3: 0; 2011 Qtr 4: 0 | 42.7607
0 | 234063-Refrigeration - Anti-Sweat Heater Controls |  | System | Commercial | 09-GRO-Grocery-REFG | 0 |  |  |  |  | 56 | 26.5 | 0 | 0 | 0 | 29.5 | 343 |  | kWh | 0.022 | 0 | Commercial | [7 empty] | 12 | 0.7 |  |  |  | 0 | 65 | 0 | 0 | 0 | 0 | 0 | 0 | 0 | 0 | 0 | 0 | 2009 Qtr 1: 65; 2009 Qtr 2: 0; 2009 Qtr 3: 0; 2009 Qtr 4: 0; 2010 Qtr 1: 0; 2010 Qtr 2: 0; 2010 Qtr 3: 0; 2010 Qtr 4: 0; 2011 Qtr 1: 0; 2011 Qtr 2: 0; 2011 Qtr 3: 0; 2011 Qtr 4: 0 | 65
0 | 234126-Refrigeration - Efficient Evap Fan Motor Electronically Commutated Motor (ECM) |  | System | Commercial | 09-GRO-Grocery-REFG | 0 |  |  |  |  | 6.7904 | 150 | 0 | 0 | 0 | -143.2096 | 116.369 |  | kWh | 0.015845 | -0.11528 | Commercial |  | Annual | [5 empty] | 15 | 0.7 |  |  |  | 0 | 6 | 0 | 0 | 0 | 0 | 0 | 0 | 0 | 0 | 0 | 0 | 2009 Qtr 1: 6; 2009 Qtr 2: 0; 2009 Qtr 3: 0; 2009 Qtr 4: 0; 2010 Qtr 1: 0; 2010 Qtr 2: 0; 2010 Qtr 3: 0; 2010 Qtr 4: 0; 2011 Qtr 1: 0; 2011 Qtr 2: 0; 2011 Qtr 3: 0; 2011 Qtr 4: 0 | 6
0 | 234287-Lighting-Occpncy Snsr-Hi-Bay integrated Snsr-Tr3 |  | System | Commercial | 01-ALC-AllCommercial-IntLight | 0 |  |  |  |  | 221.1826 | 95.5 | 0 | 0 | 0 | 125.6826 | 1661 |  | kWh | 0.39312 | 0 | Commercial | [7 empty] | 8 | 0.84 |  |  |  | 0 | 55 | 0 | 0 | 0 | 0 | 0 | 0 | 0 | 0 | 0 | 0 | 2009 Qtr 1: 55; 2009 Qtr 2: 0; 2009 Qtr 3: 0; 2009 Qtr 4: 0; 2010 Qtr 1: 0; 2010 Qtr 2: 0; 2010 Qtr 3: 0; 2010 Qtr 4: 0; 2011 Qtr 1: 0; 2011 Qtr 2: 0; 2011 Qtr 3: 0; 2011 Qtr 4: 0 | 55
0 | 234330-Premium T8 with T12 40 Watt Baseline - Tr1 |  | System | Commercial | 01-ALC-AllCommercial-IntLight | 0 |  |  |  |  | 27.6532 | 13.1897 | 0 | 0 | 0 | 14.4636 | 83.5202 |  | kWh | 0.017351 | 0 | Commercial | [7 empty] | 15 | 0.78 |  |  |  | 0 | 76.4234 | 0 | 0 | 0 | 0 | 0 | 0 | 0 | 0 | 0 | 0 | 2009 Qtr 1: 0; 2009 Qtr 2: 0; 2009 Qtr 3: 0; 2009 Qtr 4: 76.4234; 2010 Qtr 1: 0; 2010 Qtr 2: 0; 2010 Qtr 3: 0; 2010 Qtr 4: 0; 2011 Qtr 1: 0; 2011 Qtr 2: 0; 2011 Qtr 3: 0; 2011 Qtr 4: 0 | 76.4234
0 | 234360-Lighting-IntrHiByLnrFlscntFxtr244wrplc400w(TrI)Tr1 |  | System | Commercial | [6 empty] | 282.4319 | 153.8404 | 0 | 0 | 0 | 128.5914 | 0 |  | 0 | 0.224 | -7.1132 | Commercial |  | Winter Only | [5 empty] | 15 | 0.78 |  |  |  | 0 | 4.8752 | 0 | 0 | 0 | 0 | 0 | 0 | 0 | 0 | 0 | 0 | 2009 Qtr 1: 0; 2009 Qtr 2: 0; 2009 Qtr 3: 0; 2009 Qtr 4: 4.8752; 2010 Qtr 1: 0; 2010 Qtr 2: 0; 2010 Qtr 3: 0; 2010 Qtr 4: 0; 2011 Qtr 1: 0; 2011 Qtr 2: 0; 2011 Qtr 3: 0; 2011 Qtr 4: 0 | 4.8752
0 | 234285-Lighting-Occpncy Snsr-Hi-Bay integrated Snsr-Tr1 |  | System | Commercial | 01-ALC-AllCommercial-IntLight | 0 |  |  |  |  | 221.2703 | 95.5 | 0 | 0 | 0 | 125.7703 | 2503.6304 |  | kWh | 0.48559 | 0 | Commercial | [7 empty] | 8 | 0.84 |  |  |  | 0 | 5 | 0 | 0 | 0 | 0 | 0 | 0 | 0 | 0 | 0 | 0 | 2009 Qtr 1: 0; 2009 Qtr 2: 0; 2009 Qtr 3: 0; 2009 Qtr 4: 5; 2010 Qtr 1: 0; 2010 Qtr 2: 0; 2010 Qtr 3: 0; 2010 Qtr 4: 0; 2011 Qtr 1: 0; 2011 Qtr 2: 0; 2011 Qtr 3: 0; 2011 Qtr 4: 0 | 5
0 | 234330-Premium T8 with T12 40 Watt Baseline - Tr1 |  | System | Commercial | 01-ALC-AllCommercial-IntLight | 0 |  |  |  |  | 27.6532 | 13.1897 | 0 | 0 | 0 | 14.4636 | 83.5202 |  | kWh | 0.017351 | 0 | Commercial | [7 empty] | 15 | 0.78 |  |  |  | 0 | 90.9802 | 0 | 0 | 0 | 0 | 0 | 0 | 0 | 0 | 0 | 0 | 2009 Qtr 1: 0; 2009 Qtr 2: 0; 2009 Qtr 3: 0; 2009 Qtr 4: 90.9802; 2010 Qtr 1: 0; 2010 Qtr 2: 0; 2010 Qtr 3: 0; 2010 Qtr 4: 0; 2011 Qtr 1: 0; 2011 Qtr 2: 0; 2011 Qtr 3: 0; 2011 Qtr 4: 0 | 90.9802
0 | 234303-Lighting-Remove 4 Ft Lamp (De-Lamp) - Tr1 |  | System | Commercial | [6 empty] | 12.3596 | 16.4871 | 0 | 0 | 0 | -4.1275 | 137.2559 |  | 0 | 0.026384 | -2.5676 | Commercial |  | Winter Only | [5 empty] | 15 | 0.77 |  |  |  | 0 | 18.196 | 0 | 0 | 0 | 0 | 0 | 0 | 0 | 0 | 0 | 0 | 2009 Qtr 1: 0; 2009 Qtr 2: 0; 2009 Qtr 3: 0; 2009 Qtr 4: 18.196; 2010 Qtr 1: 0; 2010 Qtr 2: 0; 2010 Qtr 3: 0; 2010 Qtr 4: 0; 2011 Qtr 1: 0; 2011 Qtr 2: 0; 2011 Qtr 3: 0; 2011 Qtr 4: 0 | 18.196
0 | 234330-Premium T8 with T12 40 Watt Baseline - Tr1 |  | System | Commercial | 01-ALC-AllCommercial-IntLight | 0 |  |  |  |  | 27.6532 | 13.1897 | 0 | 0 | 0 | 14.4636 | 83.5202 |  | kWh | 0.017351 | 0 | Commercial | [7 empty] | 15 | 0.78 |  |  |  | 0 | 318.4308 | 0 | 0 | 0 | 0 | 0 | 0 | 0 | 0 | 0 | 0 | 2009 Qtr 1: 318.4308; 2009 Qtr 2: 0; 2009 Qtr 3: 0; 2009 Qtr 4: 0; 2010 Qtr 1: 0; 2010 Qtr 2: 0; 2010 Qtr 3: 0; 2010 Qtr 4: 0; 2011 Qtr 1: 0; 2011 Qtr 2: 0; 2011 Qtr 3: 0; 2011 Qtr 4: 0 | 318.4308
0 | 234303-Lighting-Remove 4 Ft Lamp (De-Lamp) - Tr1 |  | System | Commercial | [6 empty] | 12.3596 | 16.4871 | 0 | 0 | 0 | -4.1275 | 137.2559 |  | 0 | 0.026384 | -2.5676 | Commercial |  | Winter Only | [5 empty] | 15 | 0.77 |  |  |  | 0 | 76.4234 | 0 | 0 | 0 | 0 | 0 | 0 | 0 | 0 | 0 | 0 | 2009 Qtr 1: 76.4234; 2009 Qtr 2: 0; 2009 Qtr 3: 0; 2009 Qtr 4: 0; 2010 Qtr 1: 0; 2010 Qtr 2: 0; 2010 Qtr 3: 0; 2010 Qtr 4: 0; 2011 Qtr 1: 0; 2011 Qtr 2: 0; 2011 Qtr 3: 0; 2011 Qtr 4: 0 | 76.4234
0 | 234330-Premium T8 with T12 40 Watt Baseline - Tr1 |  | System | Commercial | 01-ALC-AllCommercial-IntLight | 0 |  |  |  |  | 27.6532 | 13.1897 | 0 | 0 | 0 | 14.4636 | 83.5202 |  | kWh | 0.017351 | 0 | Commercial | [7 empty] | 15 | 0.78 |  |  |  | 0 | 36.3921 | 0 | 0 | 0 | 0 | 0 | 0 | 0 | 0 | 0 | 0 | 2009 Qtr 1: 0; 2009 Qtr 2: 0; 2009 Qtr 3: 0; 2009 Qtr 4: 36.3921; 2010 Qtr 1: 0; 2010 Qtr 2: 0; 2010 Qtr 3: 0; 2010 Qtr 4: 0; 2011 Qtr 1: 0; 2011 Qtr 2: 0; 2011 Qtr 3: 0; 2011 Qtr 4: 0 | 36.3921
0 | 234330-Premium T8 with T12 40 Watt Baseline - Tr1 |  | System | Commercial | 01-ALC-AllCommercial-IntLight | 0 |  |  |  |  | 27.6532 | 13.1897 | 0 | 0 | 0 | 14.4636 | 83.5202 |  | kWh | 0.017351 | 0 | Commercial | [7 empty] | 15 | 0.78 |  |  |  | 0 | 36.3921 | 0 | 0 | 0 | 0 | 0 | 0 | 0 | 0 | 0 | 0 | 2009 Qtr 1: 0; 2009 Qtr 2: 0; 2009 Qtr 3: 0; 2009 Qtr 4: 36.3921; 2010 Qtr 1: 0; 2010 Qtr 2: 0; 2010 Qtr 3: 0; 2010 Qtr 4: 0; 2011 Qtr 1: 0; 2011 Qtr 2: 0; 2011 Qtr 3: 0; 2011 Qtr 4: 0 | 36.3921
0 | 234330-Premium T8 with T12 40 Watt Baseline - Tr1 |  | System | Commercial | 01-ALC-AllCommercial-IntLight | 0 |  |  |  |  | 27.6532 | 13.1897 | 0 | 0 | 0 | 14.4636 | 83.5202 |  | kWh | 0.017351 | 0 | Commercial | [7 empty] | 15 | 0.78 |  |  |  | 0 | 21.8353 | 0 | 0 | 0 | 0 | 0 | 0 | 0 | 0 | 0 | 0 | 2009 Qtr 1: 0; 2009 Qtr 2: 0; 2009 Qtr 3: 0; 2009 Qtr 4: 21.8353; 2010 Qtr 1: 0; 2010 Qtr 2: 0; 2010 Qtr 3: 0; 2010 Qtr 4: 0; 2011 Qtr 1: 0; 2011 Qtr 2: 0; 2011 Qtr 3: 0; 2011 Qtr 4: 0 | 21.8353
0 | 234084-Refrigeration -Cooler/Freezer Door Gaskets - Solid Doors: Cooler |  | System | Commercial | 09-GRO-Grocery-REFG | 0 |  |  |  |  | 2.2498 | 4 | 0 | 0 | 0 | -1.7502 | 104.55 |  | kWh | 0.01195 | 0 | Commercial | [7 empty] | 4 | 0.76 |  |  |  | 0 | 228.82 | 0 | 0 | 0 | 0 | 0 | 0 | 0 | 0 | 0 | 0 | 2009 Qtr 1: 0; 2009 Qtr 2: 0; 2009 Qtr 3: 0; 2009 Qtr 4: 228.82; 2010 Qtr 1: 0; 2010 Qtr 2: 0; 2010 Qtr 3: 0; 2010 Qtr 4: 0; 2011 Qtr 1: 0; 2011 Qtr 2: 0; 2011 Qtr 3: 0; 2011 Qtr 4: 0 | 228.82
0 | 234084-Refrigeration -Cooler/Freezer Door Gaskets - Solid Doors: Cooler |  | System | Commercial | 09-GRO-Grocery-REFG | 0 |  |  |  |  | 2.2498 | 4 | 0 | 0 | 0 | -1.7502 | 104.55 |  | kWh | 0.01195 | 0 | Commercial | [7 empty] | 4 | 0.76 |  |  |  | 0 | 324.39 | 0 | 0 | 0 | 0 | 0 | 0 | 0 | 0 | 0 | 0 | 2009 Qtr 1: 0; 2009 Qtr 2: 0; 2009 Qtr 3: 0; 2009 Qtr 4: 324.39; 2010 Qtr 1: 0; 2010 Qtr 2: 0; 2010 Qtr 3: 0; 2010 Qtr 4: 0; 2011 Qtr 1: 0; 2011 Qtr 2: 0; 2011 Qtr 3: 0; 2011 Qtr 4: 0 | 324.39
0 | 234067-Refrigeration - Food Service -Auto Closer for Main Cooler Doors |  | System | Commercial | 09-GRO-Grocery-REFG | 0 |  |  |  |  | 382.5103 | 0 | 0 | 0 | 0 | 382.5103 | 1075.009 |  | kWh | 0.20794 | -0.053375 | Commercial |  | Annual | [5 empty] | 8 | 0.7 |  |  |  | 0 | 1 | 0 | 0 | 0 | 0 | 0 | 0 | 0 | 0 | 0 | 0 | 2009 Qtr 1: 0; 2009 Qtr 2: 0; 2009 Qtr 3: 0; 2009 Qtr 4: 1; 2010 Qtr 1: 0; 2010 Qtr 2: 0; 2010 Qtr 3: 0; 2010 Qtr 4: 0; 2011 Qtr 1: 0; 2011 Qtr 2: 0; 2011 Qtr 3: 0; 2011 Qtr 4: 0 | 1
0 | 234330-Premium T8 with T12 40 Watt Baseline - Tr1 |  | System | Commercial | 01-ALC-AllCommercial-IntLight | 0 |  |  |  |  | 27.6532 | 13.1897 | 0 | 0 | 0 | 14.4636 | 83.5202 |  | kWh | 0.017351 | 0 | Commercial | [7 empty] | 15 | 0.78 |  |  |  | 0 | 36.3921 | 0 | 0 | 0 | 0 | 0 | 0 | 0 | 0 | 0 | 0 | 2009 Qtr 1: 36.3921; 2009 Qtr 2: 0; 2009 Qtr 3: 0; 2009 Qtr 4: 0; 2010 Qtr 1: 0; 2010 Qtr 2: 0; 2010 Qtr 3: 0; 2010 Qtr 4: 0; 2011 Qtr 1: 0; 2011 Qtr 2: 0; 2011 Qtr 3: 0; 2011 Qtr 4: 0 | 36.3921
0 | 234303-Lighting-Remove 4 Ft Lamp (De-Lamp) - Tr1 |  | System | Commercial | [6 empty] | 12.3596 | 16.4871 | 0 | 0 | 0 | -4.1275 | 137.2559 |  | 0 | 0.026384 | -2.5676 | Commercial |  | Winter Only | [5 empty] | 15 | 0.77 |  |  |  | 0 | 3.6392 | 0 | 0 | 0 | 0 | 0 | 0 | 0 | 0 | 0 | 0 | 2009 Qtr 1: 3.6392; 2009 Qtr 2: 0; 2009 Qtr 3: 0; 2009 Qtr 4: 0; 2010 Qtr 1: 0; 2010 Qtr 2: 0; 2010 Qtr 3: 0; 2010 Qtr 4: 0; 2011 Qtr 1: 0; 2011 Qtr 2: 0; 2011 Qtr 3: 0; 2011 Qtr 4: 0 | 3.6392
0 | 234148-Premium T8 with T12 40 Watt Baseline |  | System | Commercial | 18-OFS-Office–Small-IntLight | 0 |  |  |  |  | 27.6544 | 13.1897 | 0 | 0 | 0 | 14.4647 | 94.2079 |  | kWh | 0.016987 | 0 | Commercial | [7 empty] | 15 | 0.78 |  |  |  | 0 | 101.8978 | 0 | 0 | 0 | 0 | 0 | 0 | 0 | 0 | 0 | 0 | 2009 Qtr 1: 0; 2009 Qtr 2: 0; 2009 Qtr 3: 0; 2009 Qtr 4: 101.8978; 2010 Qtr 1: 0; 2010 Qtr 2: 0; 2010 Qtr 3: 0; 2010 Qtr 4: 0; 2011 Qtr 1: 0; 2011 Qtr 2: 0; 2011 Qtr 3: 0; 2011 Qtr 4: 0 | 101.8978
0 | 234053-Lighting-Remove 4 Ft Lamp (De-Lamp) |  | System | Commercial | 18-OFS-Office–Small-IntLight | 0 |  |  |  |  | 24.7307 | 16.4871 | 0 | 0 | 0 | 8.2436 | 78.8486 |  | kWh | 0.050805 | 0 | Commercial | [7 empty] | 15 | 0.77 |  |  |  | 0 | 36.3921 | 0 | 0 | 0 | 0 | 0 | 0 | 0 | 0 | 0 | 0 | 2009 Qtr 1: 0; 2009 Qtr 2: 0; 2009 Qtr 3: 0; 2009 Qtr 4: 36.3921; 2010 Qtr 1: 0; 2010 Qtr 2: 0; 2010 Qtr 3: 0; 2010 Qtr 4: 0; 2011 Qtr 1: 0; 2011 Qtr 2: 0; 2011 Qtr 3: 0; 2011 Qtr 4: 0 | 36.3921
0 | 234360-Lighting-IntrHiByLnrFlscntFxtr244wrplc400w(TrI)Tr1 |  | System | Commercial | [6 empty] | 282.4319 | 153.8404 | 0 | 0 | 0 | 128.5914 | 0 |  | 0 | 0.224 | -7.1132 | Commercial |  | Winter Only | [5 empty] | 15 | 0.78 |  |  |  | 0 | 24.3759 | 0 | 0 | 0 | 0 | 0 | 0 | 0 | 0 | 0 | 0 | 2009 Qtr 1: 0; 2009 Qtr 2: 0; 2009 Qtr 3: 0; 2009 Qtr 4: 24.3759; 2010 Qtr 1: 0; 2010 Qtr 2: 0; 2010 Qtr 3: 0; 2010 Qtr 4: 0; 2011 Qtr 1: 0; 2011 Qtr 2: 0; 2011 Qtr 3: 0; 2011 Qtr 4: 0 | 24.3759
0 | 234285-Lighting-Occpncy Snsr-Hi-Bay integrated Snsr-Tr1 |  | System | Commercial | 01-ALC-AllCommercial-IntLight | 0 |  |  |  |  | 221.2703 | 95.5 | 0 | 0 | 0 | 125.7703 | 2503.6304 |  | kWh | 0.48559 | 0 | Commercial | [7 empty] | 8 | 0.84 |  |  |  | 0 | 25 | 0 | 0 | 0 | 0 | 0 | 0 | 0 | 0 | 0 | 0 | 2009 Qtr 1: 0; 2009 Qtr 2: 0; 2009 Qtr 3: 0; 2009 Qtr 4: 25; 2010 Qtr 1: 0; 2010 Qtr 2: 0; 2010 Qtr 3: 0; 2010 Qtr 4: 0; 2011 Qtr 1: 0; 2011 Qtr 2: 0; 2011 Qtr 3: 0; 2011 Qtr 4: 0 | 25
0 | 234049-Lighting-LED Exit Sign New Sign |  | System | Commercial | 25-SCN-Storage–Conditioned-Exit | 0 |  |  |  |  | 64.8921 | 45 | 0 | 0 | 0 | 19.8921 | 351.311 |  | kWh | 0 | 0 | Commercial | [7 empty] | 16 | 0.85 |  |  |  | 0 | 4 | 0 | 0 | 0 | 0 | 0 | 0 | 0 | 0 | 0 | 0 | 2009 Qtr 1: 0; 2009 Qtr 2: 0; 2009 Qtr 3: 0; 2009 Qtr 4: 4; 2010 Qtr 1: 0; 2010 Qtr 2: 0; 2010 Qtr 3: 0; 2010 Qtr 4: 0; 2011 Qtr 1: 0; 2011 Qtr 2: 0; 2011 Qtr 3: 0; 2011 Qtr 4: 0 | 4
0 | 234330-Premium T8 with T12 40 Watt Baseline - Tr1 |  | System | Commercial | 01-ALC-AllCommercial-IntLight | 0 |  |  |  |  | 27.6532 | 13.1897 | 0 | 0 | 0 | 14.4636 | 83.5202 |  | kWh | 0.017351 | 0 | Commercial | [7 empty] | 15 | 0.78 |  |  |  | 0 | 40.0313 | 0 | 0 | 0 | 0 | 0 | 0 | 0 | 0 | 0 | 0 | 2009 Qtr 1: 40.0313; 2009 Qtr 2: 0; 2009 Qtr 3: 0; 2009 Qtr 4: 0; 2010 Qtr 1: 0; 2010 Qtr 2: 0; 2010 Qtr 3: 0; 2010 Qtr 4: 0; 2011 Qtr 1: 0; 2011 Qtr 2: 0; 2011 Qtr 3: 0; 2011 Qtr 4: 0 | 40.0313
0 | 234303-Lighting-Remove 4 Ft Lamp (De-Lamp) - Tr1 |  | System | Commercial | [6 empty] | 12.3596 | 16.4871 | 0 | 0 | 0 | -4.1275 | 137.2559 |  | 0 | 0.026384 | -2.5676 | Commercial |  | Winter Only | [5 empty] | 15 | 0.77 |  |  |  | 0 | 40.0313 | 0 | 0 | 0 | 0 | 0 | 0 | 0 | 0 | 0 | 0 | 2009 Qtr 1: 40.0313; 2009 Qtr 2: 0; 2009 Qtr 3: 0; 2009 Qtr 4: 0; 2010 Qtr 1: 0; 2010 Qtr 2: 0; 2010 Qtr 3: 0; 2010 Qtr 4: 0; 2011 Qtr 1: 0; 2011 Qtr 2: 0; 2011 Qtr 3: 0; 2011 Qtr 4: 0 | 40.0313
0 | 234312-Lighting-Screw in 14-26 Watt Lamp - Tr1 |  | System | Commercial | [6 empty] | 9.3196 | 10.3931 | 0 | 0 | 0 | -1.0734 | 194.1729 |  | 0 | 0.038993 | -2.6224 | Commercial |  | Annual | [5 empty] | 2.47 | 0.81 |  |  |  | 0 | 8.0823 | 0 | 0 | 0 | 0 | 0 | 0 | 0 | 0 | 0 | 0 | 2009 Qtr 1: 8.0823; 2009 Qtr 2: 0; 2009 Qtr 3: 0; 2009 Qtr 4: 0; 2010 Qtr 1: 0; 2010 Qtr 2: 0; 2010 Qtr 3: 0; 2010 Qtr 4: 0; 2011 Qtr 1: 0; 2011 Qtr 2: 0; 2011 Qtr 3: 0; 2011 Qtr 4: 0 | 8.0823
0 | 234360-Lighting-IntrHiByLnrFlscntFxtr244wrplc400w(TrI)Tr1 |  | System | Commercial | [6 empty] | 282.4319 | 153.8404 | 0 | 0 | 0 | 128.5914 | 0 |  | 0 | 0.224 | -7.1132 | Commercial |  | Winter Only | [5 empty] | 15 | 0.78 |  |  |  | 0 | 15.6006 | 0 | 0 | 0 | 0 | 0 | 0 | 0 | 0 | 0 | 0 | 2009 Qtr 1: 0; 2009 Qtr 2: 0; 2009 Qtr 3: 0; 2009 Qtr 4: 15.6006; 2010 Qtr 1: 0; 2010 Qtr 2: 0; 2010 Qtr 3: 0; 2010 Qtr 4: 0; 2011 Qtr 1: 0; 2011 Qtr 2: 0; 2011 Qtr 3: 0; 2011 Qtr 4: 0 | 15.6006
0 | 234285-Lighting-Occpncy Snsr-Hi-Bay integrated Snsr-Tr1 |  | System | Commercial | 01-ALC-AllCommercial-IntLight | 0 |  |  |  |  | 221.2703 | 95.5 | 0 | 0 | 0 | 125.7703 | 2503.6304 |  | kWh | 0.48559 | 0 | Commercial | [7 empty] | 8 | 0.84 |  |  |  | 0 | 16 | 0 | 0 | 0 | 0 | 0 | 0 | 0 | 0 | 0 | 0 | 2009 Qtr 1: 0; 2009 Qtr 2: 0; 2009 Qtr 3: 0; 2009 Qtr 4: 16; 2010 Qtr 1: 0; 2010 Qtr 2: 0; 2010 Qtr 3: 0; 2010 Qtr 4: 0; 2011 Qtr 1: 0; 2011 Qtr 2: 0; 2011 Qtr 3: 0; 2011 Qtr 4: 0 | 16
0 | 234049-Lighting-LED Exit Sign New Sign |  | System | Commercial | 25-SCN-Storage–Conditioned-Exit | 0 |  |  |  |  | 64.8921 | 45 | 0 | 0 | 0 | 19.8921 | 351.311 |  | kWh | 0 | 0 | Commercial | [7 empty] | 16 | 0.85 |  |  |  | 0 | 4 | 0 | 0 | 0 | 0 | 0 | 0 | 0 | 0 | 0 | 0 | 2009 Qtr 1: 0; 2009 Qtr 2: 0; 2009 Qtr 3: 0; 2009 Qtr 4: 4; 2010 Qtr 1: 0; 2010 Qtr 2: 0; 2010 Qtr 3: 0; 2010 Qtr 4: 0; 2011 Qtr 1: 0; 2011 Qtr 2: 0; 2011 Qtr 3: 0; 2011 Qtr 4: 0 | 4
0 | 234330-Premium T8 with T12 40 Watt Baseline - Tr1 |  | System | Commercial | 01-ALC-AllCommercial-IntLight | 0 |  |  |  |  | 27.6532 | 13.1897 | 0 | 0 | 0 | 14.4636 | 83.5202 |  | kWh | 0.017351 | 0 | Commercial | [7 empty] | 15 | 0.78 |  |  |  | 0 | 69.145 | 0 | 0 | 0 | 0 | 0 | 0 | 0 | 0 | 0 | 0 | 2009 Qtr 1: 0; 2009 Qtr 2: 0; 2009 Qtr 3: 0; 2009 Qtr 4: 69.145; 2010 Qtr 1: 0; 2010 Qtr 2: 0; 2010 Qtr 3: 0; 2010 Qtr 4: 0; 2011 Qtr 1: 0; 2011 Qtr 2: 0; 2011 Qtr 3: 0; 2011 Qtr 4: 0 | 69.145
0 | 234303-Lighting-Remove 4 Ft Lamp (De-Lamp) - Tr1 |  | System | Commercial | [6 empty] | 12.3596 | 16.4871 | 0 | 0 | 0 | -4.1275 | 137.2559 |  | 0 | 0.026384 | -2.5676 | Commercial |  | Winter Only | [5 empty] | 15 | 0.77 |  |  |  | 0 | 47.3097 | 0 | 0 | 0 | 0 | 0 | 0 | 0 | 0 | 0 | 0 | 2009 Qtr 1: 0; 2009 Qtr 2: 0; 2009 Qtr 3: 0; 2009 Qtr 4: 47.3097; 2010 Qtr 1: 0; 2010 Qtr 2: 0; 2010 Qtr 3: 0; 2010 Qtr 4: 0; 2011 Qtr 1: 0; 2011 Qtr 2: 0; 2011 Qtr 3: 0; 2011 Qtr 4: 0 | 47.3097
0 | 234330-Premium T8 with T12 40 Watt Baseline - Tr1 |  | System | Commercial | 01-ALC-AllCommercial-IntLight | 0 |  |  |  |  | 27.6532 | 13.1897 | 0 | 0 | 0 | 14.4636 | 83.5202 |  | kWh | 0.017351 | 0 | Commercial | [7 empty] | 15 | 0.78 |  |  |  | 0 | 36.3921 | 0 | 0 | 0 | 0 | 0 | 0 | 0 | 0 | 0 | 0 | 2009 Qtr 1: 36.3921; 2009 Qtr 2: 0; 2009 Qtr 3: 0; 2009 Qtr 4: 0; 2010 Qtr 1: 0; 2010 Qtr 2: 0; 2010 Qtr 3: 0; 2010 Qtr 4: 0; 2011 Qtr 1: 0; 2011 Qtr 2: 0; 2011 Qtr 3: 0; 2011 Qtr 4: 0 | 36.3921
0 | 234303-Lighting-Remove 4 Ft Lamp (De-Lamp) - Tr1 |  | System | Commercial | [6 empty] | 12.3596 | 16.4871 | 0 | 0 | 0 | -4.1275 | 137.2559 |  | 0 | 0.026384 | -2.5676 | Commercial |  | Winter Only | [5 empty] | 15 | 0.77 |  |  |  | 0 | 36.3921 | 0 | 0 | 0 | 0 | 0 | 0 | 0 | 0 | 0 | 0 | 2009 Qtr 1: 36.3921; 2009 Qtr 2: 0; 2009 Qtr 3: 0; 2009 Qtr 4: 0; 2010 Qtr 1: 0; 2010 Qtr 2: 0; 2010 Qtr 3: 0; 2010 Qtr 4: 0; 2011 Qtr 1: 0; 2011 Qtr 2: 0; 2011 Qtr 3: 0; 2011 Qtr 4: 0 | 36.3921
0 | 234330-Premium T8 with T12 40 Watt Baseline - Tr1 |  | System | Commercial | 01-ALC-AllCommercial-IntLight | 0 |  |  |  |  | 27.6532 | 13.1897 | 0 | 0 | 0 | 14.4636 | 83.5202 |  | kWh | 0.017351 | 0 | Commercial | [7 empty] | 15 | 0.78 |  |  |  | 0 | 38.2117 | 0 | 0 | 0 | 0 | 0 | 0 | 0 | 0 | 0 | 0 | 2009 Qtr 1: 0; 2009 Qtr 2: 0; 2009 Qtr 3: 0; 2009 Qtr 4: 38.2117; 2010 Qtr 1: 0; 2010 Qtr 2: 0; 2010 Qtr 3: 0; 2010 Qtr 4: 0; 2011 Qtr 1: 0; 2011 Qtr 2: 0; 2011 Qtr 3: 0; 2011 Qtr 4: 0 | 38.2117
0 | 234303-Lighting-Remove 4 Ft Lamp (De-Lamp) - Tr1 |  | System | Commercial | [6 empty] | 12.3596 | 16.4871 | 0 | 0 | 0 | -4.1275 | 137.2559 |  | 0 | 0.026384 | -2.5676 | Commercial |  | Winter Only | [5 empty] | 15 | 0.77 |  |  |  | 0 | 18.196 | 0 | 0 | 0 | 0 | 0 | 0 | 0 | 0 | 0 | 0 | 2009 Qtr 1: 0; 2009 Qtr 2: 0; 2009 Qtr 3: 0; 2009 Qtr 4: 18.196; 2010 Qtr 1: 0; 2010 Qtr 2: 0; 2010 Qtr 3: 0; 2010 Qtr 4: 0; 2011 Qtr 1: 0; 2011 Qtr 2: 0; 2011 Qtr 3: 0; 2011 Qtr 4: 0 | 18.196
0 | 234330-Premium T8 with T12 40 Watt Baseline - Tr1 |  | System | Commercial | 01-ALC-AllCommercial-IntLight | 0 |  |  |  |  | 27.6532 | 13.1897 | 0 | 0 | 0 | 14.4636 | 83.5202 |  | kWh | 0.017351 | 0 | Commercial | [7 empty] | 15 | 0.78 |  |  |  | 0 | 32.7529 | 0 | 0 | 0 | 0 | 0 | 0 | 0 | 0 | 0 | 0 | 2009 Qtr 1: 0; 2009 Qtr 2: 0; 2009 Qtr 3: 0; 2009 Qtr 4: 32.7529; 2010 Qtr 1: 0; 2010 Qtr 2: 0; 2010 Qtr 3: 0; 2010 Qtr 4: 0; 2011 Qtr 1: 0; 2011 Qtr 2: 0; 2011 Qtr 3: 0; 2011 Qtr 4: 0 | 32.7529
0 | 234303-Lighting-Remove 4 Ft Lamp (De-Lamp) - Tr1 |  | System | Commercial | [6 empty] | 12.3596 | 16.4871 | 0 | 0 | 0 | -4.1275 | 137.2559 |  | 0 | 0.026384 | -2.5676 | Commercial |  | Winter Only | [5 empty] | 15 | 0.77 |  |  |  | 0 | 3.6392 | 0 | 0 | 0 | 0 | 0 | 0 | 0 | 0 | 0 | 0 | 2009 Qtr 1: 0; 2009 Qtr 2: 0; 2009 Qtr 3: 0; 2009 Qtr 4: 3.6392; 2010 Qtr 1: 0; 2010 Qtr 2: 0; 2010 Qtr 3: 0; 2010 Qtr 4: 0; 2011 Qtr 1: 0; 2011 Qtr 2: 0; 2011 Qtr 3: 0; 2011 Qtr 4: 0 | 3.6392
0 | 234330-Premium T8 with T12 40 Watt Baseline - Tr1 |  | System | Commercial | 01-ALC-AllCommercial-IntLight | 0 |  |  |  |  | 27.6532 | 13.1897 | 0 | 0 | 0 | 14.4636 | 83.5202 |  | kWh | 0.017351 | 0 | Commercial | [7 empty] | 15 | 0.78 |  |  |  | 0 | 27.2941 | 0 | 0 | 0 | 0 | 0 | 0 | 0 | 0 | 0 | 0 | 2009 Qtr 1: 0; 2009 Qtr 2: 0; 2009 Qtr 3: 0; 2009 Qtr 4: 27.2941; 2010 Qtr 1: 0; 2010 Qtr 2: 0; 2010 Qtr 3: 0; 2010 Qtr 4: 0; 2011 Qtr 1: 0; 2011 Qtr 2: 0; 2011 Qtr 3: 0; 2011 Qtr 4: 0 | 27.2941
0 | 234303-Lighting-Remove 4 Ft Lamp (De-Lamp) - Tr1 |  | System | Commercial | [6 empty] | 12.3596 | 16.4871 | 0 | 0 | 0 | -4.1275 | 137.2559 |  | 0 | 0.026384 | -2.5676 | Commercial |  | Winter Only | [5 empty] | 15 | 0.77 |  |  |  | 0 | 27.2941 | 0 | 0 | 0 | 0 | 0 | 0 | 0 | 0 | 0 | 0 | 2009 Qtr 1: 0; 2009 Qtr 2: 0; 2009 Qtr 3: 0; 2009 Qtr 4: 27.2941; 2010 Qtr 1: 0; 2010 Qtr 2: 0; 2010 Qtr 3: 0; 2010 Qtr 4: 0; 2011 Qtr 1: 0; 2011 Qtr 2: 0; 2011 Qtr 3: 0; 2011 Qtr 4: 0 | 27.2941
0 | 234330-Premium T8 with T12 40 Watt Baseline - Tr1 |  | System | Commercial | 01-ALC-AllCommercial-IntLight | 0 |  |  |  |  | 27.6532 | 13.1897 | 0 | 0 | 0 | 14.4636 | 83.5202 |  | kWh | 0.017351 | 0 | Commercial | [7 empty] | 15 | 0.78 |  |  |  | 0 | 7.2784 | 0 | 0 | 0 | 0 | 0 | 0 | 0 | 0 | 0 | 0 | 2009 Qtr 1: 0; 2009 Qtr 2: 0; 2009 Qtr 3: 0; 2009 Qtr 4: 7.2784; 2010 Qtr 1: 0; 2010 Qtr 2: 0; 2010 Qtr 3: 0; 2010 Qtr 4: 0; 2011 Qtr 1: 0; 2011 Qtr 2: 0; 2011 Qtr 3: 0; 2011 Qtr 4: 0 | 7.2784
0 | 234303-Lighting-Remove 4 Ft Lamp (De-Lamp) - Tr1 |  | System | Commercial | [6 empty] | 12.3596 | 16.4871 | 0 | 0 | 0 | -4.1275 | 137.2559 |  | 0 | 0.026384 | -2.5676 | Commercial |  | Winter Only | [5 empty] | 15 | 0.77 |  |  |  | 0 | 7.2784 | 0 | 0 | 0 | 0 | 0 | 0 | 0 | 0 | 0 | 0 | 2009 Qtr 1: 0; 2009 Qtr 2: 0; 2009 Qtr 3: 0; 2009 Qtr 4: 7.2784; 2010 Qtr 1: 0; 2010 Qtr 2: 0; 2010 Qtr 3: 0; 2010 Qtr 4: 0; 2011 Qtr 1: 0; 2011 Qtr 2: 0; 2011 Qtr 3: 0; 2011 Qtr 4: 0 | 7.2784
0 | 234312-Lighting-Screw in 14-26 Watt Lamp - Tr1 |  | System | Commercial | [6 empty] | 9.3196 | 10.3931 | 0 | 0 | 0 | -1.0734 | 194.1729 |  | 0 | 0.038993 | -2.6224 | Commercial |  | Annual | [5 empty] | 2.47 | 0.81 |  |  |  | 0 | 2.6941 | 0 | 0 | 0 | 0 | 0 | 0 | 0 | 0 | 0 | 0 | 2009 Qtr 1: 0; 2009 Qtr 2: 0; 2009 Qtr 3: 0; 2009 Qtr 4: 2.6941; 2010 Qtr 1: 0; 2010 Qtr 2: 0; 2010 Qtr 3: 0; 2010 Qtr 4: 0; 2011 Qtr 1: 0; 2011 Qtr 2: 0; 2011 Qtr 3: 0; 2011 Qtr 4: 0 | 2.6941
0 | 234330-Premium T8 with T12 40 Watt Baseline - Tr1 |  | System | Commercial | 01-ALC-AllCommercial-IntLight | 0 |  |  |  |  | 27.6532 | 13.1897 | 0 | 0 | 0 | 14.4636 | 83.5202 |  | kWh | 0.017351 | 0 | Commercial | [7 empty] | 15 | 0.78 |  |  |  | 0 | 169.2232 | 0 | 0 | 0 | 0 | 0 | 0 | 0 | 0 | 0 | 0 | 2009 Qtr 1: 0; 2009 Qtr 2: 0; 2009 Qtr 3: 0; 2009 Qtr 4: 169.2232; 2010 Qtr 1: 0; 2010 Qtr 2: 0; 2010 Qtr 3: 0; 2010 Qtr 4: 0; 2011 Qtr 1: 0; 2011 Qtr 2: 0; 2011 Qtr 3: 0; 2011 Qtr 4: 0 | 169.2232
0 | 234303-Lighting-Remove 4 Ft Lamp (De-Lamp) - Tr1 |  | System | Commercial | [6 empty] | 12.3596 | 16.4871 | 0 | 0 | 0 | -4.1275 | 137.2559 |  | 0 | 0.026384 | -2.5676 | Commercial |  | Winter Only | [5 empty] | 15 | 0.77 |  |  |  | 0 | 18.196 | 0 | 0 | 0 | 0 | 0 | 0 | 0 | 0 | 0 | 0 | 2009 Qtr 1: 0; 2009 Qtr 2: 0; 2009 Qtr 3: 0; 2009 Qtr 4: 18.196; 2010 Qtr 1: 0; 2010 Qtr 2: 0; 2010 Qtr 3: 0; 2010 Qtr 4: 0; 2011 Qtr 1: 0; 2011 Qtr 2: 0; 2011 Qtr 3: 0; 2011 Qtr 4: 0 | 18.196
0 | 234360-Lighting-IntrHiByLnrFlscntFxtr244wrplc400w(TrI)Tr1 |  | System | Commercial | [6 empty] | 282.4319 | 153.8404 | 0 | 0 | 0 | 128.5914 | 0 |  | 0 | 0.224 | -7.1132 | Commercial |  | Winter Only | [5 empty] | 15 | 0.78 |  |  |  | 0 | 8.7753 | 0 | 0 | 0 | 0 | 0 | 0 | 0 | 0 | 0 | 0 | 2009 Qtr 1: 0; 2009 Qtr 2: 0; 2009 Qtr 3: 0; 2009 Qtr 4: 8.7753; 2010 Qtr 1: 0; 2010 Qtr 2: 0; 2010 Qtr 3: 0; 2010 Qtr 4: 0; 2011 Qtr 1: 0; 2011 Qtr 2: 0; 2011 Qtr 3: 0; 2011 Qtr 4: 0 | 8.7753
0 | 234285-Lighting-Occpncy Snsr-Hi-Bay integrated Snsr-Tr1 |  | System | Commercial | 01-ALC-AllCommercial-IntLight | 0 |  |  |  |  | 221.2703 | 95.5 | 0 | 0 | 0 | 125.7703 | 2503.6304 |  | kWh | 0.48559 | 0 | Commercial | [7 empty] | 8 | 0.84 |  |  |  | 0 | 9 | 0 | 0 | 0 | 0 | 0 | 0 | 0 | 0 | 0 | 0 | 2009 Qtr 1: 0; 2009 Qtr 2: 0; 2009 Qtr 3: 0; 2009 Qtr 4: 9; 2010 Qtr 1: 0; 2010 Qtr 2: 0; 2010 Qtr 3: 0; 2010 Qtr 4: 0; 2011 Qtr 1: 0; 2011 Qtr 2: 0; 2011 Qtr 3: 0; 2011 Qtr 4: 0 | 9
0 | 234330-Premium T8 with T12 40 Watt Baseline - Tr1 |  | System | Commercial | 01-ALC-AllCommercial-IntLight | 0 |  |  |  |  | 27.6532 | 13.1897 | 0 | 0 | 0 | 14.4636 | 83.5202 |  | kWh | 0.017351 | 0 | Commercial | [7 empty] | 15 | 0.78 |  |  |  | 0 | 20.0156 | 0 | 0 | 0 | 0 | 0 | 0 | 0 | 0 | 0 | 0 | 2009 Qtr 1: 0; 2009 Qtr 2: 0; 2009 Qtr 3: 0; 2009 Qtr 4: 20.0156; 2010 Qtr 1: 0; 2010 Qtr 2: 0; 2010 Qtr 3: 0; 2010 Qtr 4: 0; 2011 Qtr 1: 0; 2011 Qtr 2: 0; 2011 Qtr 3: 0; 2011 Qtr 4: 0 | 20.0156
0 | 234303-Lighting-Remove 4 Ft Lamp (De-Lamp) - Tr1 |  | System | Commercial | [6 empty] | 12.3596 | 16.4871 | 0 | 0 | 0 | -4.1275 | 137.2559 |  | 0 | 0.026384 | -2.5676 | Commercial |  | Winter Only | [5 empty] | 15 | 0.77 |  |  |  | 0 | 20.0156 | 0 | 0 | 0 | 0 | 0 | 0 | 0 | 0 | 0 | 0 | 2009 Qtr 1: 0; 2009 Qtr 2: 0; 2009 Qtr 3: 0; 2009 Qtr 4: 20.0156; 2010 Qtr 1: 0; 2010 Qtr 2: 0; 2010 Qtr 3: 0; 2010 Qtr 4: 0; 2011 Qtr 1: 0; 2011 Qtr 2: 0; 2011 Qtr 3: 0; 2011 Qtr 4: 0 | 20.0156
0 | 234330-Premium T8 with T12 40 Watt Baseline - Tr1 |  | System | Commercial | 01-ALC-AllCommercial-IntLight | 0 |  |  |  |  | 27.6532 | 13.1897 | 0 | 0 | 0 | 14.4636 | 83.5202 |  | kWh | 0.017351 | 0 | Commercial | [7 empty] | 15 | 0.78 |  |  |  | 0 | 40.0313 | 0 | 0 | 0 | 0 | 0 | 0 | 0 | 0 | 0 | 0 | 2009 Qtr 1: 0; 2009 Qtr 2: 0; 2009 Qtr 3: 0; 2009 Qtr 4: 40.0313; 2010 Qtr 1: 0; 2010 Qtr 2: 0; 2010 Qtr 3: 0; 2010 Qtr 4: 0; 2011 Qtr 1: 0; 2011 Qtr 2: 0; 2011 Qtr 3: 0; 2011 Qtr 4: 0 | 40.0313
0 | 234303-Lighting-Remove 4 Ft Lamp (De-Lamp) - Tr1 |  | System | Commercial | [6 empty] | 12.3596 | 16.4871 | 0 | 0 | 0 | -4.1275 | 137.2559 |  | 0 | 0.026384 | -2.5676 | Commercial |  | Winter Only | [5 empty] | 15 | 0.77 |  |  |  | 0 | 40.0313 | 0 | 0 | 0 | 0 | 0 | 0 | 0 | 0 | 0 | 0 | 2009 Qtr 1: 0; 2009 Qtr 2: 0; 2009 Qtr 3: 0; 2009 Qtr 4: 40.0313; 2010 Qtr 1: 0; 2010 Qtr 2: 0; 2010 Qtr 3: 0; 2010 Qtr 4: 0; 2011 Qtr 1: 0; 2011 Qtr 2: 0; 2011 Qtr 3: 0; 2011 Qtr 4: 0 | 40.0313
0 | 234330-Premium T8 with T12 40 Watt Baseline - Tr1 |  | System | Commercial | 01-ALC-AllCommercial-IntLight | 0 |  |  |  |  | 27.6532 | 13.1897 | 0 | 0 | 0 | 14.4636 | 83.5202 |  | kWh | 0.017351 | 0 | Commercial | [7 empty] | 15 | 0.78 |  |  |  | 0 | 14.5568 | 0 | 0 | 0 | 0 | 0 | 0 | 0 | 0 | 0 | 0 | 2009 Qtr 1: 0; 2009 Qtr 2: 0; 2009 Qtr 3: 0; 2009 Qtr 4: 14.5568; 2010 Qtr 1: 0; 2010 Qtr 2: 0; 2010 Qtr 3: 0; 2010 Qtr 4: 0; 2011 Qtr 1: 0; 2011 Qtr 2: 0; 2011 Qtr 3: 0; 2011 Qtr 4: 0 | 14.5568
0 | 234303-Lighting-Remove 4 Ft Lamp (De-Lamp) - Tr1 |  | System | Commercial | [6 empty] | 12.3596 | 16.4871 | 0 | 0 | 0 | -4.1275 | 137.2559 |  | 0 | 0.026384 | -2.5676 | Commercial |  | Winter Only | [5 empty] | 15 | 0.77 |  |  |  | 0 | 3.6392 | 0 | 0 | 0 | 0 | 0 | 0 | 0 | 0 | 0 | 0 | 2009 Qtr 1: 0; 2009 Qtr 2: 0; 2009 Qtr 3: 0; 2009 Qtr 4: 3.6392; 2010 Qtr 1: 0; 2010 Qtr 2: 0; 2010 Qtr 3: 0; 2010 Qtr 4: 0; 2011 Qtr 1: 0; 2011 Qtr 2: 0; 2011 Qtr 3: 0; 2011 Qtr 4: 0 | 3.6392
0 | 234312-Lighting-Screw in 14-26 Watt Lamp - Tr1 |  | System | Commercial | [6 empty] | 9.3196 | 10.3931 | 0 | 0 | 0 | -1.0734 | 194.1729 |  | 0 | 0.038993 | -2.6224 | Commercial |  | Annual | [5 empty] | 2.47 | 0.81 |  |  |  | 0 | 2.0206 | 0 | 0 | 0 | 0 | 0 | 0 | 0 | 0 | 0 | 0 | 2009 Qtr 1: 0; 2009 Qtr 2: 0; 2009 Qtr 3: 0; 2009 Qtr 4: 2.0206; 2010 Qtr 1: 0; 2010 Qtr 2: 0; 2010 Qtr 3: 0; 2010 Qtr 4: 0; 2011 Qtr 1: 0; 2011 Qtr 2: 0; 2011 Qtr 3: 0; 2011 Qtr 4: 0 | 2.0206
0 | 234330-Premium T8 with T12 40 Watt Baseline - Tr1 |  | System | Commercial | 01-ALC-AllCommercial-IntLight | 0 |  |  |  |  | 27.6532 | 13.1897 | 0 | 0 | 0 | 14.4636 | 83.5202 |  | kWh | 0.017351 | 0 | Commercial | [7 empty] | 15 | 0.78 |  |  |  | 0 | 3.6392 | 0 | 0 | 0 | 0 | 0 | 0 | 0 | 0 | 0 | 0 | 2009 Qtr 1: 0; 2009 Qtr 2: 0; 2009 Qtr 3: 0; 2009 Qtr 4: 3.6392; 2010 Qtr 1: 0; 2010 Qtr 2: 0; 2010 Qtr 3: 0; 2010 Qtr 4: 0; 2011 Qtr 1: 0; 2011 Qtr 2: 0; 2011 Qtr 3: 0; 2011 Qtr 4: 0 | 3.6392
0 | 234303-Lighting-Remove 4 Ft Lamp (De-Lamp) - Tr1 |  | System | Commercial | [6 empty] | 12.3596 | 16.4871 | 0 | 0 | 0 | -4.1275 | 137.2559 |  | 0 | 0.026384 | -2.5676 | Commercial |  | Winter Only | [5 empty] | 15 | 0.77 |  |  |  | 0 | 3.6392 | 0 | 0 | 0 | 0 | 0 | 0 | 0 | 0 | 0 | 0 | 2009 Qtr 1: 0; 2009 Qtr 2: 0; 2009 Qtr 3: 0; 2009 Qtr 4: 3.6392; 2010 Qtr 1: 0; 2010 Qtr 2: 0; 2010 Qtr 3: 0; 2010 Qtr 4: 0; 2011 Qtr 1: 0; 2011 Qtr 2: 0; 2011 Qtr 3: 0; 2011 Qtr 4: 0 | 3.6392
0 | 234312-Lighting-Screw in 14-26 Watt Lamp - Tr1 |  | System | Commercial | [6 empty] | 9.3196 | 10.3931 | 0 | 0 | 0 | -1.0734 | 194.1729 |  | 0 | 0.038993 | -2.6224 | Commercial |  | Annual | [5 empty] | 2.47 | 0.81 |  |  |  | 0 | 12.1235 | 0 | 0 | 0 | 0 | 0 | 0 | 0 | 0 | 0 | 0 | 2009 Qtr 1: 0; 2009 Qtr 2: 0; 2009 Qtr 3: 0; 2009 Qtr 4: 12.1235; 2010 Qtr 1: 0; 2010 Qtr 2: 0; 2010 Qtr 3: 0; 2010 Qtr 4: 0; 2011 Qtr 1: 0; 2011 Qtr 2: 0; 2011 Qtr 3: 0; 2011 Qtr 4: 0 | 12.1235
0 | 234315-Lighting-Screw in 14-26 Watt Reflector Lamp-Tr1 |  | System | Commercial | [6 empty] | 18.0648 | 9.6507 | 0 | 0 | 0 | 8.4141 | 194.1729 |  | 0 | 0.038993 | -2.6224 | Commercial |  | Winter Only | [5 empty] | 2.47 | 0.81 |  |  |  | 0 | 14.144 | 0 | 0 | 0 | 0 | 0 | 0 | 0 | 0 | 0 | 0 | 2009 Qtr 1: 0; 2009 Qtr 2: 0; 2009 Qtr 3: 0; 2009 Qtr 4: 14.144; 2010 Qtr 1: 0; 2010 Qtr 2: 0; 2010 Qtr 3: 0; 2010 Qtr 4: 0; 2011 Qtr 1: 0; 2011 Qtr 2: 0; 2011 Qtr 3: 0; 2011 Qtr 4: 0 | 14.144
0 | 234312-Lighting-Screw in 14-26 Watt Lamp - Tr1 |  | System | Commercial | [6 empty] | 9.3196 | 10.3931 | 0 | 0 | 0 | -1.0734 | 194.1729 |  | 0 | 0.038993 | -2.6224 | Commercial |  | Annual | [5 empty] | 2.47 | 0.81 |  |  |  | 0 | 6.0617 | 0 | 0 | 0 | 0 | 0 | 0 | 0 | 0 | 0 | 0 | 2009 Qtr 1: 0; 2009 Qtr 2: 0; 2009 Qtr 3: 0; 2009 Qtr 4: 6.0617; 2010 Qtr 1: 0; 2010 Qtr 2: 0; 2010 Qtr 3: 0; 2010 Qtr 4: 0; 2011 Qtr 1: 0; 2011 Qtr 2: 0; 2011 Qtr 3: 0; 2011 Qtr 4: 0 | 6.0617
0 | 234330-Premium T8 with T12 40 Watt Baseline - Tr1 |  | System | Commercial | 01-ALC-AllCommercial-IntLight | 0 |  |  |  |  | 27.6532 | 13.1897 | 0 | 0 | 0 | 14.4636 | 83.5202 |  | kWh | 0.017351 | 0 | Commercial | [7 empty] | 15 | 0.78 |  |  |  | 0 | 10.9176 | 0 | 0 | 0 | 0 | 0 | 0 | 0 | 0 | 0 | 0 | 2009 Qtr 1: 0; 2009 Qtr 2: 0; 2009 Qtr 3: 0; 2009 Qtr 4: 10.9176; 2010 Qtr 1: 0; 2010 Qtr 2: 0; 2010 Qtr 3: 0; 2010 Qtr 4: 0; 2011 Qtr 1: 0; 2011 Qtr 2: 0; 2011 Qtr 3: 0; 2011 Qtr 4: 0 | 10.9176
0 | 234303-Lighting-Remove 4 Ft Lamp (De-Lamp) - Tr1 |  | System | Commercial | [6 empty] | 12.3596 | 16.4871 | 0 | 0 | 0 | -4.1275 | 137.2559 |  | 0 | 0.026384 | -2.5676 | Commercial |  | Winter Only | [5 empty] | 15 | 0.77 |  |  |  | 0 | 10.9176 | 0 | 0 | 0 | 0 | 0 | 0 | 0 | 0 | 0 | 0 | 2009 Qtr 1: 0; 2009 Qtr 2: 0; 2009 Qtr 3: 0; 2009 Qtr 4: 10.9176; 2010 Qtr 1: 0; 2010 Qtr 2: 0; 2010 Qtr 3: 0; 2010 Qtr 4: 0; 2011 Qtr 1: 0; 2011 Qtr 2: 0; 2011 Qtr 3: 0; 2011 Qtr 4: 0 | 10.9176
0 | 234312-Lighting-Screw in 14-26 Watt Lamp - Tr1 |  | System | Commercial | [6 empty] | 9.3196 | 10.3931 | 0 | 0 | 0 | -1.0734 | 194.1729 |  | 0 | 0.038993 | -2.6224 | Commercial |  | Annual | [5 empty] | 2.47 | 0.81 |  |  |  | 0 | 12.797 | 0 | 0 | 0 | 0 | 0 | 0 | 0 | 0 | 0 | 0 | 2009 Qtr 1: 0; 2009 Qtr 2: 0; 2009 Qtr 3: 0; 2009 Qtr 4: 12.797; 2010 Qtr 1: 0; 2010 Qtr 2: 0; 2010 Qtr 3: 0; 2010 Qtr 4: 0; 2011 Qtr 1: 0; 2011 Qtr 2: 0; 2011 Qtr 3: 0; 2011 Qtr 4: 0 | 12.797
0 | 234332-Premium T8 with T12 40 Watt Baseline - Tr3 |  | System | Commercial | 01-ALC-AllCommercial-IntLight | 0 |  |  |  |  | 13.9591 | 7.1444 | 0 | 0 | 0 | 6.8147 | 44.0947 |  | kWh | 0.016509 | 0 | Commercial | [7 empty] | 15 | 0.78 |  |  |  | 0 | 94.6194 | 0 | 0 | 0 | 0 | 0 | 0 | 0 | 0 | 0 | 0 | 2009 Qtr 1: 94.6194; 2009 Qtr 2: 0; 2009 Qtr 3: 0; 2009 Qtr 4: 0; 2010 Qtr 1: 0; 2010 Qtr 2: 0; 2010 Qtr 3: 0; 2010 Qtr 4: 0; 2011 Qtr 1: 0; 2011 Qtr 2: 0; 2011 Qtr 3: 0; 2011 Qtr 4: 0 | 94.6194
0 | 234305-Lighting-Remove 4 Ft Lamp (De-Lamp) - Tr3 |  | System | Commercial | 01-ALC-AllCommercial-IntLight | 0 |  |  |  |  | 28.1828 | 8.7931 | 0 | 0 | 0 | 19.3897 | 129.7131 |  | kWh | 0.050038 | 0 | Commercial | [7 empty] | 15 | 0.77 |  |  |  | 0 | 36.3921 | 0 | 0 | 0 | 0 | 0 | 0 | 0 | 0 | 0 | 0 | 2009 Qtr 1: 36.3921; 2009 Qtr 2: 0; 2009 Qtr 3: 0; 2009 Qtr 4: 0; 2010 Qtr 1: 0; 2010 Qtr 2: 0; 2010 Qtr 3: 0; 2010 Qtr 4: 0; 2011 Qtr 1: 0; 2011 Qtr 2: 0; 2011 Qtr 3: 0; 2011 Qtr 4: 0 | 36.3921
0 | 234308-Lighting-Remove 8 Ft Lamp (De-Lamp) - Tr3 |  | System | Commercial | 23-RTL-Retail–SingleStorylarge-LIT_INT | 0 |  |  |  |  | 28.1519 | 11.8158 | 0 | 0 | 0 | 16.3362 | 178.7383 |  | kWh | 0.075633 | 0 | Commercial | [7 empty] | 15 | 0.77 |  |  |  | 0 | 4.549 | 0 | 0 | 0 | 0 | 0 | 0 | 0 | 0 | 0 | 0 | 2009 Qtr 1: 4.549; 2009 Qtr 2: 0; 2009 Qtr 3: 0; 2009 Qtr 4: 0; 2010 Qtr 1: 0; 2010 Qtr 2: 0; 2010 Qtr 3: 0; 2010 Qtr 4: 0; 2011 Qtr 1: 0; 2011 Qtr 2: 0; 2011 Qtr 3: 0; 2011 Qtr 4: 0 | 4.549
0 | 234330-Premium T8 with T12 40 Watt Baseline - Tr1 |  | System | Commercial | 01-ALC-AllCommercial-IntLight | 0 |  |  |  |  | 27.6532 | 13.1897 | 0 | 0 | 0 | 14.4636 | 83.5202 |  | kWh | 0.017351 | 0 | Commercial | [7 empty] | 15 | 0.78 |  |  |  | 0 | 60.0469 | 0 | 0 | 0 | 0 | 0 | 0 | 0 | 0 | 0 | 0 | 2009 Qtr 1: 0; 2009 Qtr 2: 0; 2009 Qtr 3: 0; 2009 Qtr 4: 60.0469; 2010 Qtr 1: 0; 2010 Qtr 2: 0; 2010 Qtr 3: 0; 2010 Qtr 4: 0; 2011 Qtr 1: 0; 2011 Qtr 2: 0; 2011 Qtr 3: 0; 2011 Qtr 4: 0 | 60.0469
0 | 234312-Lighting-Screw in 14-26 Watt Lamp - Tr1 |  | System | Commercial | [6 empty] | 9.3196 | 10.3931 | 0 | 0 | 0 | -1.0734 | 194.1729 |  | 0 | 0.038993 | -2.6224 | Commercial |  | Annual | [5 empty] | 2.47 | 0.81 |  |  |  | 0 | 2.0206 | 0 | 0 | 0 | 0 | 0 | 0 | 0 | 0 | 0 | 0 | 2009 Qtr 1: 0; 2009 Qtr 2: 0; 2009 Qtr 3: 0; 2009 Qtr 4: 2.0206; 2010 Qtr 1: 0; 2010 Qtr 2: 0; 2010 Qtr 3: 0; 2010 Qtr 4: 0; 2011 Qtr 1: 0; 2011 Qtr 2: 0; 2011 Qtr 3: 0; 2011 Qtr 4: 0 | 2.0206
0 | 234207-Lighting-8 Ft T-8 with Elec Ballast-Tr1 |  | System | Commercial | 01-ALC-AllCommercial-IntLight | 0 |  |  |  |  | 35.6901 | 21.9828 | 0 | 0 | 0 | 13.7073 | 45.8368 |  | kWh | 0.0098893 | 0 | Commercial | [7 empty] | 15 | 0.78 |  |  |  | 0 | 43.6705 | 0 | 0 | 0 | 0 | 0 | 0 | 0 | 0 | 0 | 0 | 2009 Qtr 1: 43.6705; 2009 Qtr 2: 0; 2009 Qtr 3: 0; 2009 Qtr 4: 0; 2010 Qtr 1: 0; 2010 Qtr 2: 0; 2010 Qtr 3: 0; 2010 Qtr 4: 0; 2011 Qtr 1: 0; 2011 Qtr 2: 0; 2011 Qtr 3: 0; 2011 Qtr 4: 0 | 43.6705
0 | 234330-Premium T8 with T12 40 Watt Baseline - Tr1 |  | System | Commercial | 01-ALC-AllCommercial-IntLight | 0 |  |  |  |  | 27.6532 | 13.1897 | 0 | 0 | 0 | 14.4636 | 83.5202 |  | kWh | 0.017351 | 0 | Commercial | [7 empty] | 15 | 0.78 |  |  |  | 0 | 61.8665 | 0 | 0 | 0 | 0 | 0 | 0 | 0 | 0 | 0 | 0 | 2009 Qtr 1: 0; 2009 Qtr 2: 0; 2009 Qtr 3: 0; 2009 Qtr 4: 61.8665; 2010 Qtr 1: 0; 2010 Qtr 2: 0; 2010 Qtr 3: 0; 2010 Qtr 4: 0; 2011 Qtr 1: 0; 2011 Qtr 2: 0; 2011 Qtr 3: 0; 2011 Qtr 4: 0 | 61.8665
0 | 234312-Lighting-Screw in 14-26 Watt Lamp - Tr1 |  | System | Commercial | [6 empty] | 9.3196 | 10.3931 | 0 | 0 | 0 | -1.0734 | 194.1729 |  | 0 | 0.038993 | -2.6224 | Commercial |  | Annual | [5 empty] | 2.47 | 0.81 |  |  |  | 0 | 5.3882 | 0 | 0 | 0 | 0 | 0 | 0 | 0 | 0 | 0 | 0 | 2009 Qtr 1: 0; 2009 Qtr 2: 0; 2009 Qtr 3: 0; 2009 Qtr 4: 5.3882; 2010 Qtr 1: 0; 2010 Qtr 2: 0; 2010 Qtr 3: 0; 2010 Qtr 4: 0; 2011 Qtr 1: 0; 2011 Qtr 2: 0; 2011 Qtr 3: 0; 2011 Qtr 4: 0 | 5.3882
0 | 234330-Premium T8 with T12 40 Watt Baseline - Tr1 |  | System | Commercial | 01-ALC-AllCommercial-IntLight | 0 |  |  |  |  | 27.6532 | 13.1897 | 0 | 0 | 0 | 14.4636 | 83.5202 |  | kWh | 0.017351 | 0 | Commercial | [7 empty] | 15 | 0.78 |  |  |  | 0 | 41.8509 | 0 | 0 | 0 | 0 | 0 | 0 | 0 | 0 | 0 | 0 | 2009 Qtr 1: 0; 2009 Qtr 2: 0; 2009 Qtr 3: 0; 2009 Qtr 4: 41.8509; 2010 Qtr 1: 0; 2010 Qtr 2: 0; 2010 Qtr 3: 0; 2010 Qtr 4: 0; 2011 Qtr 1: 0; 2011 Qtr 2: 0; 2011 Qtr 3: 0; 2011 Qtr 4: 0 | 41.8509
0 | 234303-Lighting-Remove 4 Ft Lamp (De-Lamp) - Tr1 |  | System | Commercial | [6 empty] | 12.3596 | 16.4871 | 0 | 0 | 0 | -4.1275 | 137.2559 |  | 0 | 0.026384 | -2.5676 | Commercial |  | Winter Only | [5 empty] | 15 | 0.77 |  |  |  | 0 | 1.8196 | 0 | 0 | 0 | 0 | 0 | 0 | 0 | 0 | 0 | 0 | 2009 Qtr 1: 0; 2009 Qtr 2: 0; 2009 Qtr 3: 0; 2009 Qtr 4: 1.8196; 2010 Qtr 1: 0; 2010 Qtr 2: 0; 2010 Qtr 3: 0; 2010 Qtr 4: 0; 2011 Qtr 1: 0; 2011 Qtr 2: 0; 2011 Qtr 3: 0; 2011 Qtr 4: 0 | 1.8196
0 | 234306-Lighting-Remove 8 Ft Lamp (De-Lamp) - Tr1 |  | System | Commercial | 23-RTL-Retail–SingleStorylarge-LIT_INT | 0 |  |  |  |  | 28.4369 | 27.4785 | 0 | 0 | 0 | 0.95836 | 366.7521 |  | kWh | 0.077777 | 0 | Commercial | [7 empty] | 15 | 0.77 |  |  |  | 0 | 3.6392 | 0 | 0 | 0 | 0 | 0 | 0 | 0 | 0 | 0 | 0 | 2009 Qtr 1: 0; 2009 Qtr 2: 0; 2009 Qtr 3: 0; 2009 Qtr 4: 3.6392; 2010 Qtr 1: 0; 2010 Qtr 2: 0; 2010 Qtr 3: 0; 2010 Qtr 4: 0; 2011 Qtr 1: 0; 2011 Qtr 2: 0; 2011 Qtr 3: 0; 2011 Qtr 4: 0 | 3.6392
0 | 234312-Lighting-Screw in 14-26 Watt Lamp - Tr1 |  | System | Commercial | [6 empty] | 9.3196 | 10.3931 | 0 | 0 | 0 | -1.0734 | 194.1729 |  | 0 | 0.038993 | -2.6224 | Commercial |  | Annual | [5 empty] | 2.47 | 0.81 |  |  |  | 0 | 0.67353 | 0 | 0 | 0 | 0 | 0 | 0 | 0 | 0 | 0 | 0 | 2009 Qtr 1: 0; 2009 Qtr 2: 0; 2009 Qtr 3: 0; 2009 Qtr 4: 0.67353; 2010 Qtr 1: 0; 2010 Qtr 2: 0; 2010 Qtr 3: 0; 2010 Qtr 4: 0; 2011 Qtr 1: 0; 2011 Qtr 2: 0; 2011 Qtr 3: 0; 2011 Qtr 4: 0 | 0.67353
0 | 234330-Premium T8 with T12 40 Watt Baseline - Tr1 |  | System | Commercial | 01-ALC-AllCommercial-IntLight | 0 |  |  |  |  | 27.6532 | 13.1897 | 0 | 0 | 0 | 14.4636 | 83.5202 |  | kWh | 0.017351 | 0 | Commercial | [7 empty] | 15 | 0.78 |  |  |  | 0 | 58.2273 | 0 | 0 | 0 | 0 | 0 | 0 | 0 | 0 | 0 | 0 | 2009 Qtr 1: 0; 2009 Qtr 2: 0; 2009 Qtr 3: 0; 2009 Qtr 4: 58.2273; 2010 Qtr 1: 0; 2010 Qtr 2: 0; 2010 Qtr 3: 0; 2010 Qtr 4: 0; 2011 Qtr 1: 0; 2011 Qtr 2: 0; 2011 Qtr 3: 0; 2011 Qtr 4: 0 | 58.2273
0 | 234312-Lighting-Screw in 14-26 Watt Lamp - Tr1 |  | System | Commercial | [6 empty] | 9.3196 | 10.3931 | 0 | 0 | 0 | -1.0734 | 194.1729 |  | 0 | 0.038993 | -2.6224 | Commercial |  | Annual | [5 empty] | 2.47 | 0.81 |  |  |  | 0 | 7.4088 | 0 | 0 | 0 | 0 | 0 | 0 | 0 | 0 | 0 | 0 | 2009 Qtr 1: 0; 2009 Qtr 2: 0; 2009 Qtr 3: 0; 2009 Qtr 4: 7.4088; 2010 Qtr 1: 0; 2010 Qtr 2: 0; 2010 Qtr 3: 0; 2010 Qtr 4: 0; 2011 Qtr 1: 0; 2011 Qtr 2: 0; 2011 Qtr 3: 0; 2011 Qtr 4: 0 | 7.4088
0 | 234351-Heating-Space Heating Boilers-Steam |  | System | Commercial | [6 empty] | 3.57 | 0.25 | 0 | 0 | 0 | 3.32 | 0 |  | 0 | 0 | 0.32 | Commercial |  | Annual | [5 empty] | 20 | 0.5 |  |  |  | 0 | 1570 | 0 | 0 | 0 | 0 | 0 | 0 | 0 | 0 | 0 | 0 | 2009 Qtr 1: 1570; 2009 Qtr 2: 0; 2009 Qtr 3: 0; 2009 Qtr 4: 0; 2010 Qtr 1: 0; 2010 Qtr 2: 0; 2010 Qtr 3: 0; 2010 Qtr 4: 0; 2011 Qtr 1: 0; 2011 Qtr 2: 0; 2011 Qtr 3: 0; 2011 Qtr 4: 0 | 1570
0 | 234059-Motors - VFD - HVAC Fans (per Hp) |  | System | Commercial | 18-OFS-Office–Small-Vent/Fan | 0 |  |  |  |  | 202 | 100 | 0 | 0 | 0 | 102 | 753 |  | kWh | 0 | 0 | Commercial | [7 empty] | 15 | 0.5 |  |  |  | 0 | 155 | 0 | 0 | 0 | 0 | 0 | 0 | 0 | 0 | 0 | 0 | 2009 Qtr 1: 155; 2009 Qtr 2: 0; 2009 Qtr 3: 0; 2009 Qtr 4: 0; 2010 Qtr 1: 0; 2010 Qtr 2: 0; 2010 Qtr 3: 0; 2010 Qtr 4: 0; 2011 Qtr 1: 0; 2011 Qtr 2: 0; 2011 Qtr 3: 0; 2011 Qtr 4: 0 | 155
0 | 234330-Premium T8 with T12 40 Watt Baseline - Tr1 |  | System | Commercial | 01-ALC-AllCommercial-IntLight | 0 |  |  |  |  | 27.6532 | 13.1897 | 0 | 0 | 0 | 14.4636 | 83.5202 |  | kWh | 0.017351 | 0 | Commercial | [7 empty] | 15 | 0.78 |  |  |  | 0 | 87.341 | 0 | 0 | 0 | 0 | 0 | 0 | 0 | 0 | 0 | 0 | 2009 Qtr 1: 0; 2009 Qtr 2: 0; 2009 Qtr 3: 0; 2009 Qtr 4: 87.341; 2010 Qtr 1: 0; 2010 Qtr 2: 0; 2010 Qtr 3: 0; 2010 Qtr 4: 0; 2011 Qtr 1: 0; 2011 Qtr 2: 0; 2011 Qtr 3: 0; 2011 Qtr 4: 0 | 87.341
0 | 234303-Lighting-Remove 4 Ft Lamp (De-Lamp) - Tr1 |  | System | Commercial | [6 empty] | 12.3596 | 16.4871 | 0 | 0 | 0 | -4.1275 | 137.2559 |  | 0 | 0.026384 | -2.5676 | Commercial |  | Winter Only | [5 empty] | 15 | 0.77 |  |  |  | 0 | 43.6705 | 0 | 0 | 0 | 0 | 0 | 0 | 0 | 0 | 0 | 0 | 2009 Qtr 1: 0; 2009 Qtr 2: 0; 2009 Qtr 3: 0; 2009 Qtr 4: 43.6705; 2010 Qtr 1: 0; 2010 Qtr 2: 0; 2010 Qtr 3: 0; 2010 Qtr 4: 0; 2011 Qtr 1: 0; 2011 Qtr 2: 0; 2011 Qtr 3: 0; 2011 Qtr 4: 0 | 43.6705
0 | 234312-Lighting-Screw in 14-26 Watt Lamp - Tr1 |  | System | Commercial | [6 empty] | 9.3196 | 10.3931 | 0 | 0 | 0 | -1.0734 | 194.1729 |  | 0 | 0.038993 | -2.6224 | Commercial |  | Annual | [5 empty] | 2.47 | 0.81 |  |  |  | 0 | 1.3471 | 0 | 0 | 0 | 0 | 0 | 0 | 0 | 0 | 0 | 0 | 2009 Qtr 1: 0; 2009 Qtr 2: 0; 2009 Qtr 3: 0; 2009 Qtr 4: 1.3471; 2010 Qtr 1: 0; 2010 Qtr 2: 0; 2010 Qtr 3: 0; 2010 Qtr 4: 0; 2011 Qtr 1: 0; 2011 Qtr 2: 0; 2011 Qtr 3: 0; 2011 Qtr 4: 0 | 1.3471
0 | 234049-Lighting-LED Exit Sign New Sign |  | System | Commercial | 25-SCN-Storage–Conditioned-Exit | 0 |  |  |  |  | 64.8921 | 45 | 0 | 0 | 0 | 19.8921 | 351.311 |  | kWh | 0 | 0 | Commercial | [7 empty] | 16 | 0.85 |  |  |  | 0 | 1 | 0 | 0 | 0 | 0 | 0 | 0 | 0 | 0 | 0 | 0 | 2009 Qtr 1: 0; 2009 Qtr 2: 0; 2009 Qtr 3: 0; 2009 Qtr 4: 1; 2010 Qtr 1: 0; 2010 Qtr 2: 0; 2010 Qtr 3: 0; 2010 Qtr 4: 0; 2011 Qtr 1: 0; 2011 Qtr 2: 0; 2011 Qtr 3: 0; 2011 Qtr 4: 0 | 1
0 | 234084-Refrigeration -Cooler/Freezer Door Gaskets - Solid Doors: Cooler |  | System | Commercial | 09-GRO-Grocery-REFG | 0 |  |  |  |  | 2.2498 | 4 | 0 | 0 | 0 | -1.7502 | 104.55 |  | kWh | 0.01195 | 0 | Commercial | [7 empty] | 4 | 0.76 |  |  |  | 0 | 148 | 0 | 0 | 0 | 0 | 0 | 0 | 0 | 0 | 0 | 0 | 2009 Qtr 1: 148; 2009 Qtr 2: 0; 2009 Qtr 3: 0; 2009 Qtr 4: 0; 2010 Qtr 1: 0; 2010 Qtr 2: 0; 2010 Qtr 3: 0; 2010 Qtr 4: 0; 2011 Qtr 1: 0; 2011 Qtr 2: 0; 2011 Qtr 3: 0; 2011 Qtr 4: 0 | 148
0 | 234084-Refrigeration -Cooler/Freezer Door Gaskets - Solid Doors: Cooler |  | System | Commercial | 09-GRO-Grocery-REFG | 0 |  |  |  |  | 2.2498 | 4 | 0 | 0 | 0 | -1.7502 | 104.55 |  | kWh | 0.01195 | 0 | Commercial | [7 empty] | 4 | 0.76 |  |  |  | 0 | 296 | 0 | 0 | 0 | 0 | 0 | 0 | 0 | 0 | 0 | 0 | 2009 Qtr 1: 296; 2009 Qtr 2: 0; 2009 Qtr 3: 0; 2009 Qtr 4: 0; 2010 Qtr 1: 0; 2010 Qtr 2: 0; 2010 Qtr 3: 0; 2010 Qtr 4: 0; 2011 Qtr 1: 0; 2011 Qtr 2: 0; 2011 Qtr 3: 0; 2011 Qtr 4: 0 | 296
0 | 234312-Lighting-Screw in 14-26 Watt Lamp - Tr1 |  | System | Commercial | [6 empty] | 9.3196 | 2.9694 | 0 | 0 | 0 | 6.3502 | 194.1729 |  | 0 | 0.038993 | -2.6224 | Commercial |  | Annual | [5 empty] | 2.47 | 0.81 |  |  |  | 0 | 1.3471 | 0 | 0 | 0 | 0 | 0 | 0 | 0 | 0 | 0 | 0 | 2009 Qtr 1: 1.3471; 2009 Qtr 2: 0; 2009 Qtr 3: 0; 2009 Qtr 4: 0; 2010 Qtr 1: 0; 2010 Qtr 2: 0; 2010 Qtr 3: 0; 2010 Qtr 4: 0; 2011 Qtr 1: 0; 2011 Qtr 2: 0; 2011 Qtr 3: 0; 2011 Qtr 4: 0 | 1.3471
0 | 234330-Premium T8 with T12 40 Watt Baseline - Tr1 |  | System | Commercial | 01-ALC-AllCommercial-IntLight | 0 |  |  |  |  | 27.6532 | 3.2974 | 0 | 0 | 0 | 24.3558 | 83.5202 |  | kWh | 0.017351 | 0 | Commercial | [7 empty] | 15 | 0.78 |  |  |  | 0 | 18.196 | 0 | 0 | 0 | 0 | 0 | 0 | 0 | 0 | 0 | 0 | 2009 Qtr 1: 18.196; 2009 Qtr 2: 0; 2009 Qtr 3: 0; 2009 Qtr 4: 0; 2010 Qtr 1: 0; 2010 Qtr 2: 0; 2010 Qtr 3: 0; 2010 Qtr 4: 0; 2011 Qtr 1: 0; 2011 Qtr 2: 0; 2011 Qtr 3: 0; 2011 Qtr 4: 0 | 18.196
0 | 234303-Lighting-Remove 4 Ft Lamp (De-Lamp) - Tr1 |  | System | Commercial | [6 empty] | 12.3596 | 4.1218 | 0 | 0 | 0 | 8.2378 | 137.2559 |  | 0 | 0.026384 | -2.5676 | Commercial |  | Winter Only | [5 empty] | 15 | 0.77 |  |  |  | 0 | 10.9176 | 0 | 0 | 0 | 0 | 0 | 0 | 0 | 0 | 0 | 0 | 2009 Qtr 1: 10.9176; 2009 Qtr 2: 0; 2009 Qtr 3: 0; 2009 Qtr 4: 0; 2010 Qtr 1: 0; 2010 Qtr 2: 0; 2010 Qtr 3: 0; 2010 Qtr 4: 0; 2011 Qtr 1: 0; 2011 Qtr 2: 0; 2011 Qtr 3: 0; 2011 Qtr 4: 0 | 10.9176
0 | 234360-Lighting-IntrHiByLnrFlscntFxtr244wrplc400w(TrI)Tr1 |  | System | Commercial | [6 empty] | 282.4319 | 153.8404 | 0 | 0 | 0 | 128.5914 | 0 |  | 0 | 0.224 | -7.1132 | Commercial |  | Winter Only | [5 empty] | 15 | 0.78 |  |  |  | 0 | 3.9001 | 0 | 0 | 0 | 0 | 0 | 0 | 0 | 0 | 0 | 0 | 2009 Qtr 1: 0; 2009 Qtr 2: 0; 2009 Qtr 3: 0; 2009 Qtr 4: 3.9001; 2010 Qtr 1: 0; 2010 Qtr 2: 0; 2010 Qtr 3: 0; 2010 Qtr 4: 0; 2011 Qtr 1: 0; 2011 Qtr 2: 0; 2011 Qtr 3: 0; 2011 Qtr 4: 0 | 3.9001
0 | 234285-Lighting-Occpncy Snsr-Hi-Bay integrated Snsr-Tr1 |  | System | Commercial | 01-ALC-AllCommercial-IntLight | 0 |  |  |  |  | 221.2703 | 95.5 | 0 | 0 | 0 | 125.7703 | 2503.6304 |  | kWh | 0.48559 | 0 | Commercial | [7 empty] | 8 | 0.84 |  |  |  | 0 | 4 | 0 | 0 | 0 | 0 | 0 | 0 | 0 | 0 | 0 | 0 | 2009 Qtr 1: 0; 2009 Qtr 2: 0; 2009 Qtr 3: 0; 2009 Qtr 4: 4; 2010 Qtr 1: 0; 2010 Qtr 2: 0; 2010 Qtr 3: 0; 2010 Qtr 4: 0; 2011 Qtr 1: 0; 2011 Qtr 2: 0; 2011 Qtr 3: 0; 2011 Qtr 4: 0 | 4
0 | 234312-Lighting-Screw in 14-26 Watt Lamp - Tr1 |  | System | Commercial | [6 empty] | 9.3196 | 10.3931 | 0 | 0 | 0 | -1.0734 | 194.1729 |  | 0 | 0.038993 | -2.6224 | Commercial |  | Annual | [5 empty] | 2.47 | 0.81 |  |  |  | 0 | 1.3471 | 0 | 0 | 0 | 0 | 0 | 0 | 0 | 0 | 0 | 0 | 2009 Qtr 1: 0; 2009 Qtr 2: 0; 2009 Qtr 3: 0; 2009 Qtr 4: 1.3471; 2010 Qtr 1: 0; 2010 Qtr 2: 0; 2010 Qtr 3: 0; 2010 Qtr 4: 0; 2011 Qtr 1: 0; 2011 Qtr 2: 0; 2011 Qtr 3: 0; 2011 Qtr 4: 0 | 1.3471
0 | 234049-Lighting-LED Exit Sign New Sign |  | System | Commercial | 25-SCN-Storage–Conditioned-Exit | 0 |  |  |  |  | 64.8921 | 45 | 0 | 0 | 0 | 19.8921 | 351.311 |  | kWh | 0 | 0 | Commercial | [7 empty] | 16 | 0.85 |  |  |  | 0 | 3 | 0 | 0 | 0 | 0 | 0 | 0 | 0 | 0 | 0 | 0 | 2009 Qtr 1: 0; 2009 Qtr 2: 0; 2009 Qtr 3: 0; 2009 Qtr 4: 3; 2010 Qtr 1: 0; 2010 Qtr 2: 0; 2010 Qtr 3: 0; 2010 Qtr 4: 0; 2011 Qtr 1: 0; 2011 Qtr 2: 0; 2011 Qtr 3: 0; 2011 Qtr 4: 0 | 3
0 | 234330-Premium T8 with T12 40 Watt Baseline - Tr1 |  | System | Commercial | 01-ALC-AllCommercial-IntLight | 0 |  |  |  |  | 27.6532 | 3.2974 | 0 | 0 | 0 | 24.3558 | 83.5202 |  | kWh | 0.017351 | 0 | Commercial | [7 empty] | 15 | 0.78 |  |  |  | 0 | 90.9802 | 0 | 0 | 0 | 0 | 0 | 0 | 0 | 0 | 0 | 0 | 2009 Qtr 1: 90.9802; 2009 Qtr 2: 0; 2009 Qtr 3: 0; 2009 Qtr 4: 0; 2010 Qtr 1: 0; 2010 Qtr 2: 0; 2010 Qtr 3: 0; 2010 Qtr 4: 0; 2011 Qtr 1: 0; 2011 Qtr 2: 0; 2011 Qtr 3: 0; 2011 Qtr 4: 0 | 90.9802
0 | 234303-Lighting-Remove 4 Ft Lamp (De-Lamp) - Tr1 |  | System | Commercial | [6 empty] | 12.3596 | 4.1218 | 0 | 0 | 0 | 8.2378 | 137.2559 |  | 0 | 0.026384 | -2.5676 | Commercial |  | Winter Only | [5 empty] | 15 | 0.77 |  |  |  | 0 | 10.9176 | 0 | 0 | 0 | 0 | 0 | 0 | 0 | 0 | 0 | 0 | 2009 Qtr 1: 10.9176; 2009 Qtr 2: 0; 2009 Qtr 3: 0; 2009 Qtr 4: 0; 2010 Qtr 1: 0; 2010 Qtr 2: 0; 2010 Qtr 3: 0; 2010 Qtr 4: 0; 2011 Qtr 1: 0; 2011 Qtr 2: 0; 2011 Qtr 3: 0; 2011 Qtr 4: 0 | 10.9176
0 | 234360-Lighting-IntrHiByLnrFlscntFxtr244wrplc400w(TrI)Tr1 |  | System | Commercial | [6 empty] | 282.4319 | 0 | 0 | 0 | 0 | 282.4319 | 0 |  | 0 | 0.224 | -7.1132 | Commercial |  | Winter Only | [5 empty] | 15 | 0.78 |  |  |  | 0 | 24.3759 | 0 | 0 | 0 | 0 | 0 | 0 | 0 | 0 | 0 | 0 | 2009 Qtr 1: 24.3759; 2009 Qtr 2: 0; 2009 Qtr 3: 0; 2009 Qtr 4: 0; 2010 Qtr 1: 0; 2010 Qtr 2: 0; 2010 Qtr 3: 0; 2010 Qtr 4: 0; 2011 Qtr 1: 0; 2011 Qtr 2: 0; 2011 Qtr 3: 0; 2011 Qtr 4: 0 | 24.3759
0 | 234285-Lighting-Occpncy Snsr-Hi-Bay integrated Snsr-Tr1 |  | System | Commercial | 01-ALC-AllCommercial-IntLight | 0 |  |  |  |  | 221.2703 | 0 | 0 | 0 | 0 | 221.2703 | 2503.6304 |  | kWh | 0.48559 | 0 | Commercial | [7 empty] | 8 | 0.84 |  |  |  | 0 | 25 | 0 | 0 | 0 | 0 | 0 | 0 | 0 | 0 | 0 | 0 | 2009 Qtr 1: 25; 2009 Qtr 2: 0; 2009 Qtr 3: 0; 2009 Qtr 4: 0; 2010 Qtr 1: 0; 2010 Qtr 2: 0; 2010 Qtr 3: 0; 2010 Qtr 4: 0; 2011 Qtr 1: 0; 2011 Qtr 2: 0; 2011 Qtr 3: 0; 2011 Qtr 4: 0 | 25
0 | 234085-Refrigeration -Strip Curtains for Walk-ins |  | System | Commercial | 20-RFF-Restaurant–FastFood-Refrig | 0 |  |  |  |  | 10.214 | 0 | 0 | 0 | 0 | 10.214 | 465 |  | kWh | 0.053 | 0 | Commercial | [7 empty] | 4 | 0.46 |  |  |  | 0 | 25.63 | 0 | 0 | 0 | 0 | 0 | 0 | 0 | 0 | 0 | 0 | 2009 Qtr 1: 0; 2009 Qtr 2: 0; 2009 Qtr 3: 0; 2009 Qtr 4: 25.63; 2010 Qtr 1: 0; 2010 Qtr 2: 0; 2010 Qtr 3: 0; 2010 Qtr 4: 0; 2011 Qtr 1: 0; 2011 Qtr 2: 0; 2011 Qtr 3: 0; 2011 Qtr 4: 0 | 25.63
0 | 234084-Refrigeration -Cooler/Freezer Door Gaskets - Solid Doors: Cooler |  | System | Commercial | 09-GRO-Grocery-REFG | 0 |  |  |  |  | 2.2498 | 4 | 0 | 0 | 0 | -1.7502 | 104.55 |  | kWh | 0.01195 | 0 | Commercial | [7 empty] | 4 | 0.76 |  |  |  | 0 | 54.59 | 0 | 0 | 0 | 0 | 0 | 0 | 0 | 0 | 0 | 0 | 2009 Qtr 1: 0; 2009 Qtr 2: 0; 2009 Qtr 3: 0; 2009 Qtr 4: 54.59; 2010 Qtr 1: 0; 2010 Qtr 2: 0; 2010 Qtr 3: 0; 2010 Qtr 4: 0; 2011 Qtr 1: 0; 2011 Qtr 2: 0; 2011 Qtr 3: 0; 2011 Qtr 4: 0 | 54.59
0 | 234085-Refrigeration -Strip Curtains for Walk-ins |  | System | Commercial | 20-RFF-Restaurant–FastFood-Refrig | 0 |  |  |  |  | 10.214 | 3 | 0 | 0 | 0 | 7.214 | 465 |  | kWh | 0.053 | 0 | Commercial | [7 empty] | 4 | 0.46 |  |  |  | 0 | 49 | 0 | 0 | 0 | 0 | 0 | 0 | 0 | 0 | 0 | 0 | 2009 Qtr 1: 0; 2009 Qtr 2: 0; 2009 Qtr 3: 0; 2009 Qtr 4: 49; 2010 Qtr 1: 0; 2010 Qtr 2: 0; 2010 Qtr 3: 0; 2010 Qtr 4: 0; 2011 Qtr 1: 0; 2011 Qtr 2: 0; 2011 Qtr 3: 0; 2011 Qtr 4: 0 | 49
0 | 234084-Refrigeration -Cooler/Freezer Door Gaskets - Solid Doors: Cooler |  | System | Commercial | 09-GRO-Grocery-REFG | 0 |  |  |  |  | 2.2498 | 4 | 0 | 0 | 0 | -1.7502 | 104.55 |  | kWh | 0.01195 | 0 | Commercial | [7 empty] | 4 | 0.76 |  |  |  | 0 | 144.51 | 0 | 0 | 0 | 0 | 0 | 0 | 0 | 0 | 0 | 0 | 2009 Qtr 1: 0; 2009 Qtr 2: 0; 2009 Qtr 3: 0; 2009 Qtr 4: 144.51; 2010 Qtr 1: 0; 2010 Qtr 2: 0; 2010 Qtr 3: 0; 2010 Qtr 4: 0; 2011 Qtr 1: 0; 2011 Qtr 2: 0; 2011 Qtr 3: 0; 2011 Qtr 4: 0 | 144.51
0 | 234067-Refrigeration - Food Service -Auto Closer for Main Cooler Doors |  | System | Commercial | 09-GRO-Grocery-REFG | 0 |  |  |  |  | 382.5103 | 103 | 0 | 0 | 0 | 279.5103 | 1075.009 |  | kWh | 0.20794 | -0.053375 | Commercial |  | Annual | [5 empty] | 8 | 0.7 |  |  |  | 0 | 1 | 0 | 0 | 0 | 0 | 0 | 0 | 0 | 0 | 0 | 0 | 2009 Qtr 1: 0; 2009 Qtr 2: 0; 2009 Qtr 3: 0; 2009 Qtr 4: 1; 2010 Qtr 1: 0; 2010 Qtr 2: 0; 2010 Qtr 3: 0; 2010 Qtr 4: 0; 2011 Qtr 1: 0; 2011 Qtr 2: 0; 2011 Qtr 3: 0; 2011 Qtr 4: 0 | 1
0 | 234330-Premium T8 with T12 40 Watt Baseline - Tr1 |  | System | Commercial | 01-ALC-AllCommercial-IntLight | 0 |  |  |  |  | 27.6532 | 3.2974 | 0 | 0 | 0 | 24.3558 | 83.5202 |  | kWh | 0.017351 | 0 | Commercial | [7 empty] | 15 | 0.78 |  |  |  | 0 | 81.8822 | 0 | 0 | 0 | 0 | 0 | 0 | 0 | 0 | 0 | 0 | 2009 Qtr 1: 81.8822; 2009 Qtr 2: 0; 2009 Qtr 3: 0; 2009 Qtr 4: 0; 2010 Qtr 1: 0; 2010 Qtr 2: 0; 2010 Qtr 3: 0; 2010 Qtr 4: 0; 2011 Qtr 1: 0; 2011 Qtr 2: 0; 2011 Qtr 3: 0; 2011 Qtr 4: 0 | 81.8822
0 | 234303-Lighting-Remove 4 Ft Lamp (De-Lamp) - Tr1 |  | System | Commercial | [6 empty] | 12.3596 | 4.1218 | 0 | 0 | 0 | 8.2378 | 137.2559 |  | 0 | 0.026384 | -2.5676 | Commercial |  | Winter Only | [5 empty] | 15 | 0.77 |  |  |  | 0 | 40.9411 | 0 | 0 | 0 | 0 | 0 | 0 | 0 | 0 | 0 | 0 | 2009 Qtr 1: 40.9411; 2009 Qtr 2: 0; 2009 Qtr 3: 0; 2009 Qtr 4: 0; 2010 Qtr 1: 0; 2010 Qtr 2: 0; 2010 Qtr 3: 0; 2010 Qtr 4: 0; 2011 Qtr 1: 0; 2011 Qtr 2: 0; 2011 Qtr 3: 0; 2011 Qtr 4: 0 | 40.9411
0 | 234126-Refrigeration - Efficient Evap Fan Motor Electronically Commutated Motor (ECM) |  | System | Commercial | 09-GRO-Grocery-REFG | 0 |  |  |  |  | 6.7904 | 150 | 0 | 0 | 0 | -143.2096 | 116.369 |  | kWh | 0.015845 | -0.11528 | Commercial |  | Annual | [5 empty] | 15 | 0.7 |  |  |  | 0 | 10 | 0 | 0 | 0 | 0 | 0 | 0 | 0 | 0 | 0 | 0 | 2009 Qtr 1: 0; 2009 Qtr 2: 0; 2009 Qtr 3: 0; 2009 Qtr 4: 10; 2010 Qtr 1: 0; 2010 Qtr 2: 0; 2010 Qtr 3: 0; 2010 Qtr 4: 0; 2011 Qtr 1: 0; 2011 Qtr 2: 0; 2011 Qtr 3: 0; 2011 Qtr 4: 0 | 10
0 | 234126-Refrigeration - Efficient Evap Fan Motor Electronically Commutated Motor (ECM) |  | System | Commercial | 09-GRO-Grocery-REFG | 0 |  |  |  |  | 6.7904 | 150 | 0 | 0 | 0 | -143.2096 | 116.369 |  | kWh | 0.015845 | -0.11528 | Commercial |  | Annual | [5 empty] | 15 | 0.7 |  |  |  | 0 | 10 | 0 | 0 | 0 | 0 | 0 | 0 | 0 | 0 | 0 | 0 | 2009 Qtr 1: 0; 2009 Qtr 2: 0; 2009 Qtr 3: 0; 2009 Qtr 4: 10; 2010 Qtr 1: 0; 2010 Qtr 2: 0; 2010 Qtr 3: 0; 2010 Qtr 4: 0; 2011 Qtr 1: 0; 2011 Qtr 2: 0; 2011 Qtr 3: 0; 2011 Qtr 4: 0 | 10
0 | 234330-Premium T8 with T12 40 Watt Baseline - Tr1 |  | System | Commercial | 01-ALC-AllCommercial-IntLight | 0 |  |  |  |  | 27.6532 | 13.1897 | 0 | 0 | 0 | 14.4636 | 83.5202 |  | kWh | 0.017351 | 0 | Commercial | [7 empty] | 15 | 0.78 |  |  |  | 0 | 27.2941 | 0 | 0 | 0 | 0 | 0 | 0 | 0 | 0 | 0 | 0 | 2009 Qtr 1: 0; 2009 Qtr 2: 0; 2009 Qtr 3: 0; 2009 Qtr 4: 27.2941; 2010 Qtr 1: 0; 2010 Qtr 2: 0; 2010 Qtr 3: 0; 2010 Qtr 4: 0; 2011 Qtr 1: 0; 2011 Qtr 2: 0; 2011 Qtr 3: 0; 2011 Qtr 4: 0 | 27.2941
0 | 234303-Lighting-Remove 4 Ft Lamp (De-Lamp) - Tr1 |  | System | Commercial | [6 empty] | 12.3596 | 16.4871 | 0 | 0 | 0 | -4.1275 | 137.2559 |  | 0 | 0.026384 | -2.5676 | Commercial |  | Winter Only | [5 empty] | 15 | 0.77 |  |  |  | 0 | 27.2941 | 0 | 0 | 0 | 0 | 0 | 0 | 0 | 0 | 0 | 0 | 2009 Qtr 1: 0; 2009 Qtr 2: 0; 2009 Qtr 3: 0; 2009 Qtr 4: 27.2941; 2010 Qtr 1: 0; 2010 Qtr 2: 0; 2010 Qtr 3: 0; 2010 Qtr 4: 0; 2011 Qtr 1: 0; 2011 Qtr 2: 0; 2011 Qtr 3: 0; 2011 Qtr 4: 0 | 27.2941
0 | 234330-Premium T8 with T12 40 Watt Baseline - Tr1 |  | System | Commercial | 01-ALC-AllCommercial-IntLight | 0 |  |  |  |  | 27.6532 | 13.1897 | 0 | 0 | 0 | 14.4636 | 83.5202 |  | kWh | 0.017351 | 0 | Commercial | [7 empty] | 15 | 0.78 |  |  |  | 0 | 27.2941 | 0 | 0 | 0 | 0 | 0 | 0 | 0 | 0 | 0 | 0 | 2009 Qtr 1: 0; 2009 Qtr 2: 0; 2009 Qtr 3: 0; 2009 Qtr 4: 27.2941; 2010 Qtr 1: 0; 2010 Qtr 2: 0; 2010 Qtr 3: 0; 2010 Qtr 4: 0; 2011 Qtr 1: 0; 2011 Qtr 2: 0; 2011 Qtr 3: 0; 2011 Qtr 4: 0 | 27.2941
0 | 234303-Lighting-Remove 4 Ft Lamp (De-Lamp) - Tr1 |  | System | Commercial | [6 empty] | 12.3596 | 16.4871 | 0 | 0 | 0 | -4.1275 | 137.2559 |  | 0 | 0.026384 | -2.5676 | Commercial |  | Winter Only | [5 empty] | 15 | 0.77 |  |  |  | 0 | 27.2941 | 0 | 0 | 0 | 0 | 0 | 0 | 0 | 0 | 0 | 0 | 2009 Qtr 1: 0; 2009 Qtr 2: 0; 2009 Qtr 3: 0; 2009 Qtr 4: 27.2941; 2010 Qtr 1: 0; 2010 Qtr 2: 0; 2010 Qtr 3: 0; 2010 Qtr 4: 0; 2011 Qtr 1: 0; 2011 Qtr 2: 0; 2011 Qtr 3: 0; 2011 Qtr 4: 0 | 27.2941
0 | 234330-Premium T8 with T12 40 Watt Baseline - Tr1 |  | System | Commercial | 01-ALC-AllCommercial-IntLight | 0 |  |  |  |  | 27.6532 | 13.1897 | 0 | 0 | 0 | 14.4636 | 83.5202 |  | kWh | 0.017351 | 0 | Commercial | [7 empty] | 15 | 0.78 |  |  |  | 0 | 32.7529 | 0 | 0 | 0 | 0 | 0 | 0 | 0 | 0 | 0 | 0 | 2009 Qtr 1: 32.7529; 2009 Qtr 2: 0; 2009 Qtr 3: 0; 2009 Qtr 4: 0; 2010 Qtr 1: 0; 2010 Qtr 2: 0; 2010 Qtr 3: 0; 2010 Qtr 4: 0; 2011 Qtr 1: 0; 2011 Qtr 2: 0; 2011 Qtr 3: 0; 2011 Qtr 4: 0 | 32.7529
0 | 234360-Lighting-IntrHiByLnrFlscntFxtr244wrplc400w(TrI)Tr1 |  | System | Commercial | [6 empty] | 282.4319 | 153.8404 | 0 | 0 | 0 | 128.5914 | 0 |  | 0 | 0.224 | -7.1132 | Commercial |  | Winter Only | [5 empty] | 15 | 0.78 |  |  |  | 0 | 5.8502 | 0 | 0 | 0 | 0 | 0 | 0 | 0 | 0 | 0 | 0 | 2009 Qtr 1: 5.8502; 2009 Qtr 2: 0; 2009 Qtr 3: 0; 2009 Qtr 4: 0; 2010 Qtr 1: 0; 2010 Qtr 2: 0; 2010 Qtr 3: 0; 2010 Qtr 4: 0; 2011 Qtr 1: 0; 2011 Qtr 2: 0; 2011 Qtr 3: 0; 2011 Qtr 4: 0 | 5.8502
0 | 234285-Lighting-Occpncy Snsr-Hi-Bay integrated Snsr-Tr1 |  | System | Commercial | 01-ALC-AllCommercial-IntLight | 0 |  |  |  |  | 221.2703 | 95.5 | 0 | 0 | 0 | 125.7703 | 2503.6304 |  | kWh | 0.48559 | 0 | Commercial | [7 empty] | 8 | 0.84 |  |  |  | 0 | 6 | 0 | 0 | 0 | 0 | 0 | 0 | 0 | 0 | 0 | 0 | 2009 Qtr 1: 6; 2009 Qtr 2: 0; 2009 Qtr 3: 0; 2009 Qtr 4: 0; 2010 Qtr 1: 0; 2010 Qtr 2: 0; 2010 Qtr 3: 0; 2010 Qtr 4: 0; 2011 Qtr 1: 0; 2011 Qtr 2: 0; 2011 Qtr 3: 0; 2011 Qtr 4: 0 | 6
0 | 234330-Premium T8 with T12 40 Watt Baseline - Tr1 |  | System | Commercial | 01-ALC-AllCommercial-IntLight | 0 |  |  |  |  | 27.6532 | 13.1897 | 0 | 0 | 0 | 14.4636 | 83.5202 |  | kWh | 0.017351 | 0 | Commercial | [7 empty] | 15 | 0.78 |  |  |  | 0 | 92.7998 | 0 | 0 | 0 | 0 | 0 | 0 | 0 | 0 | 0 | 0 | 2009 Qtr 1: 92.7998; 2009 Qtr 2: 0; 2009 Qtr 3: 0; 2009 Qtr 4: 0; 2010 Qtr 1: 0; 2010 Qtr 2: 0; 2010 Qtr 3: 0; 2010 Qtr 4: 0; 2011 Qtr 1: 0; 2011 Qtr 2: 0; 2011 Qtr 3: 0; 2011 Qtr 4: 0 | 92.7998
0 | 234303-Lighting-Remove 4 Ft Lamp (De-Lamp) - Tr1 |  | System | Commercial | [6 empty] | 12.3596 | 16.4871 | 0 | 0 | 0 | -4.1275 | 137.2559 |  | 0 | 0.026384 | -2.5676 | Commercial |  | Winter Only | [5 empty] | 15 | 0.77 |  |  |  | 0 | 92.7998 | 0 | 0 | 0 | 0 | 0 | 0 | 0 | 0 | 0 | 0 | 2009 Qtr 1: 92.7998; 2009 Qtr 2: 0; 2009 Qtr 3: 0; 2009 Qtr 4: 0; 2010 Qtr 1: 0; 2010 Qtr 2: 0; 2010 Qtr 3: 0; 2010 Qtr 4: 0; 2011 Qtr 1: 0; 2011 Qtr 2: 0; 2011 Qtr 3: 0; 2011 Qtr 4: 0 | 92.7998
0 | 234330-Premium T8 with T12 40 Watt Baseline - Tr1 |  | System | Commercial | 01-ALC-AllCommercial-IntLight | 0 |  |  |  |  | 27.6532 | 13.1897 | 0 | 0 | 0 | 14.4636 | 83.5202 |  | kWh | 0.017351 | 0 | Commercial | [7 empty] | 15 | 0.78 |  |  |  | 0 | 109.1763 | 0 | 0 | 0 | 0 | 0 | 0 | 0 | 0 | 0 | 0 | 2009 Qtr 1: 0; 2009 Qtr 2: 0; 2009 Qtr 3: 0; 2009 Qtr 4: 109.1763; 2010 Qtr 1: 0; 2010 Qtr 2: 0; 2010 Qtr 3: 0; 2010 Qtr 4: 0; 2011 Qtr 1: 0; 2011 Qtr 2: 0; 2011 Qtr 3: 0; 2011 Qtr 4: 0 | 109.1763
0 | 234331-Premium T8 with T12 40 Watt Baseline - Tr2 |  | System | Commercial | 01-ALC-AllCommercial-IntLight | 0 |  |  |  |  | 27.653 | 9.8923 | 0 | 0 | 0 | 17.7607 | 58.062 |  | kWh | 0.017133 | 0 | Commercial | [7 empty] | 15 | 0.78 |  |  |  | 0 | 90.9802 | 0 | 0 | 0 | 0 | 0 | 0 | 0 | 0 | 0 | 0 | 2009 Qtr 1: 90.9802; 2009 Qtr 2: 0; 2009 Qtr 3: 0; 2009 Qtr 4: 0; 2010 Qtr 1: 0; 2010 Qtr 2: 0; 2010 Qtr 3: 0; 2010 Qtr 4: 0; 2011 Qtr 1: 0; 2011 Qtr 2: 0; 2011 Qtr 3: 0; 2011 Qtr 4: 0 | 90.9802
0 | 234208-Lighting-8 Ft T-8 with Elec Ballast-Tr2 |  | System | Commercial | 01-ALC-AllCommercial-IntLight | 0 |  |  |  |  | 35.6904 | 16.4871 | 0 | 0 | 0 | 19.2033 | 32.3258 |  | kWh | 0.009599 | 0 | Commercial | [7 empty] | 15 | 0.78 |  |  |  | 0 | 1.8196 | 0 | 0 | 0 | 0 | 0 | 0 | 0 | 0 | 0 | 0 | 2009 Qtr 1: 1.8196; 2009 Qtr 2: 0; 2009 Qtr 3: 0; 2009 Qtr 4: 0; 2010 Qtr 1: 0; 2010 Qtr 2: 0; 2010 Qtr 3: 0; 2010 Qtr 4: 0; 2011 Qtr 1: 0; 2011 Qtr 2: 0; 2011 Qtr 3: 0; 2011 Qtr 4: 0 | 1.8196
0 | 234304-Lighting-Remove 4 Ft Lamp (De-Lamp) - Tr2 |  | System | Commercial | [6 empty] | 12.3587 | 12.3653 | 0 | 0 | 0 | -0.0066231 | 137.2559 |  | 0 | 0.026384 | -2.5676 | Commercial | [7 empty] | 15 | 0.77 |  |  |  | 0 | 43.6705 | 0 | 0 | 0 | 0 | 0 | 0 | 0 | 0 | 0 | 0 | 2009 Qtr 1: 43.6705; 2009 Qtr 2: 0; 2009 Qtr 3: 0; 2009 Qtr 4: 0; 2010 Qtr 1: 0; 2010 Qtr 2: 0; 2010 Qtr 3: 0; 2010 Qtr 4: 0; 2011 Qtr 1: 0; 2011 Qtr 2: 0; 2011 Qtr 3: 0; 2011 Qtr 4: 0 | 43.6705
0 | 234307-Lighting-Remove 8 Ft Lamp (De-Lamp) - Tr2 |  | System | Commercial | 23-RTL-Retail–SingleStorylarge-LIT_INT | 0 |  |  |  |  | 28.4021 | 16.4871 | 0 | 0 | 0 | 11.915 | 253.9171 |  | kWh | 0.077292 | 0 | Commercial | [7 empty] | 15 | 0.77 |  |  |  | 0 | 1.8196 | 0 | 0 | 0 | 0 | 0 | 0 | 0 | 0 | 0 | 0 | 2009 Qtr 1: 1.8196; 2009 Qtr 2: 0; 2009 Qtr 3: 0; 2009 Qtr 4: 0; 2010 Qtr 1: 0; 2010 Qtr 2: 0; 2010 Qtr 3: 0; 2010 Qtr 4: 0; 2011 Qtr 1: 0; 2011 Qtr 2: 0; 2011 Qtr 3: 0; 2011 Qtr 4: 0 | 1.8196
0 | 234083-Refrigeration -Cooler/Freezer Door Gaskets - Glass Doors |  | System | Commercial | 09-GRO-Grocery-REFG | 0 |  |  |  |  | 2.25 | 4 | 0 | 0 | 0 | -1.75 | 104.55 |  | kWh | 0.01195 | 0 | Commercial | [7 empty] | 4 | 0.76 |  |  |  | 0 | 397 | 0 | 0 | 0 | 0 | 0 | 0 | 0 | 0 | 0 | 0 | 2009 Qtr 1: 0; 2009 Qtr 2: 0; 2009 Qtr 3: 0; 2009 Qtr 4: 397; 2010 Qtr 1: 0; 2010 Qtr 2: 0; 2010 Qtr 3: 0; 2010 Qtr 4: 0; 2011 Qtr 1: 0; 2011 Qtr 2: 0; 2011 Qtr 3: 0; 2011 Qtr 4: 0 | 397
0 | 234084-Refrigeration -Cooler/Freezer Door Gaskets - Solid Doors: Cooler |  | System | Commercial | 09-GRO-Grocery-REFG | 0 |  |  |  |  | 2.2498 | 4 | 0 | 0 | 0 | -1.7502 | 104.55 |  | kWh | 0.01195 | 0 | Commercial | [7 empty] | 4 | 0.76 |  |  |  | 0 | 48 | 0 | 0 | 0 | 0 | 0 | 0 | 0 | 0 | 0 | 0 | 2009 Qtr 1: 0; 2009 Qtr 2: 0; 2009 Qtr 3: 0; 2009 Qtr 4: 48; 2010 Qtr 1: 0; 2010 Qtr 2: 0; 2010 Qtr 3: 0; 2010 Qtr 4: 0; 2011 Qtr 1: 0; 2011 Qtr 2: 0; 2011 Qtr 3: 0; 2011 Qtr 4: 0 | 48
0 | 234083-Refrigeration -Cooler/Freezer Door Gaskets - Glass Doors |  | System | Commercial | 09-GRO-Grocery-REFG | 0 |  |  |  |  | 2.25 | 4 | 0 | 0 | 0 | -1.75 | 104.55 |  | kWh | 0.01195 | 0 | Commercial | [7 empty] | 4 | 0.76 |  |  |  | 0 | 238 | 0 | 0 | 0 | 0 | 0 | 0 | 0 | 0 | 0 | 0 | 2009 Qtr 1: 0; 2009 Qtr 2: 0; 2009 Qtr 3: 0; 2009 Qtr 4: 238; 2010 Qtr 1: 0; 2010 Qtr 2: 0; 2010 Qtr 3: 0; 2010 Qtr 4: 0; 2011 Qtr 1: 0; 2011 Qtr 2: 0; 2011 Qtr 3: 0; 2011 Qtr 4: 0 | 238
0 | 234084-Refrigeration -Cooler/Freezer Door Gaskets - Solid Doors: Cooler |  | System | Commercial | 09-GRO-Grocery-REFG | 0 |  |  |  |  | 2.2498 | 4 | 0 | 0 | 0 | -1.7502 | 104.55 |  | kWh | 0.01195 | 0 | Commercial | [7 empty] | 4 | 0.76 |  |  |  | 0 | 16 | 0 | 0 | 0 | 0 | 0 | 0 | 0 | 0 | 0 | 0 | 2009 Qtr 1: 0; 2009 Qtr 2: 0; 2009 Qtr 3: 0; 2009 Qtr 4: 16; 2010 Qtr 1: 0; 2010 Qtr 2: 0; 2010 Qtr 3: 0; 2010 Qtr 4: 0; 2011 Qtr 1: 0; 2011 Qtr 2: 0; 2011 Qtr 3: 0; 2011 Qtr 4: 0 | 16
0 | 234116-Refrigeration -Cooler/Freezer Door Gaskets - Solid Doors: Freezer |  | System | Commercial | 09-GRO-Grocery-REFG | 0 |  |  |  |  | 3.9975 | 4 | 0 | 0 | 0 | -0.002476 | 104.55 |  | kWh | 0.01195 | 0 | Commercial | [7 empty] | 4 | 0.76 |  |  |  | 0 | 16 | 0 | 0 | 0 | 0 | 0 | 0 | 0 | 0 | 0 | 0 | 2009 Qtr 1: 0; 2009 Qtr 2: 0; 2009 Qtr 3: 0; 2009 Qtr 4: 16; 2010 Qtr 1: 0; 2010 Qtr 2: 0; 2010 Qtr 3: 0; 2010 Qtr 4: 0; 2011 Qtr 1: 0; 2011 Qtr 2: 0; 2011 Qtr 3: 0; 2011 Qtr 4: 0 | 16
0 | 234312-Lighting-Screw in 14-26 Watt Lamp - Tr1 |  | System | Commercial | [6 empty] | 9.3196 | 10.3931 | 0 | 0 | 0 | -1.0734 | 194.1729 |  | 0 | 0.038993 | -2.6224 | Commercial |  | Annual | [5 empty] | 2.47 | 0.81 |  |  |  | 0 | 7.4088 | 0 | 0 | 0 | 0 | 0 | 0 | 0 | 0 | 0 | 0 | 2009 Qtr 1: 0; 2009 Qtr 2: 0; 2009 Qtr 3: 0; 2009 Qtr 4: 7.4088; 2010 Qtr 1: 0; 2010 Qtr 2: 0; 2010 Qtr 3: 0; 2010 Qtr 4: 0; 2011 Qtr 1: 0; 2011 Qtr 2: 0; 2011 Qtr 3: 0; 2011 Qtr 4: 0 | 7.4088
0 | 234083-Refrigeration -Cooler/Freezer Door Gaskets - Glass Doors |  | System | Commercial | 09-GRO-Grocery-REFG | 0 |  |  |  |  | 2.25 | 4 | 0 | 0 | 0 | -1.75 | 104.55 |  | kWh | 0.01195 | 0 | Commercial | [7 empty] | 4 | 0.76 |  |  |  | 0 | 387 | 0 | 0 | 0 | 0 | 0 | 0 | 0 | 0 | 0 | 0 | 2009 Qtr 1: 0; 2009 Qtr 2: 0; 2009 Qtr 3: 0; 2009 Qtr 4: 387; 2010 Qtr 1: 0; 2010 Qtr 2: 0; 2010 Qtr 3: 0; 2010 Qtr 4: 0; 2011 Qtr 1: 0; 2011 Qtr 2: 0; 2011 Qtr 3: 0; 2011 Qtr 4: 0 | 387
0 | 234084-Refrigeration -Cooler/Freezer Door Gaskets - Solid Doors: Cooler |  | System | Commercial | 09-GRO-Grocery-REFG | 0 |  |  |  |  | 2.2498 | 4 | 0 | 0 | 0 | -1.7502 | 104.55 |  | kWh | 0.01195 | 0 | Commercial | [7 empty] | 4 | 0.76 |  |  |  | 0 | 16 | 0 | 0 | 0 | 0 | 0 | 0 | 0 | 0 | 0 | 0 | 2009 Qtr 1: 0; 2009 Qtr 2: 0; 2009 Qtr 3: 0; 2009 Qtr 4: 16; 2010 Qtr 1: 0; 2010 Qtr 2: 0; 2010 Qtr 3: 0; 2010 Qtr 4: 0; 2011 Qtr 1: 0; 2011 Qtr 2: 0; 2011 Qtr 3: 0; 2011 Qtr 4: 0 | 16
0 | 234330-Premium T8 with T12 40 Watt Baseline - Tr1 |  | System | Commercial | 01-ALC-AllCommercial-IntLight | 0 |  |  |  |  | 27.6532 | 13.1897 | 0 | 0 | 0 | 14.4636 | 83.5202 |  | kWh | 0.017351 | 0 | Commercial | [7 empty] | 15 | 0.78 |  |  |  | 0 | 16.3764 | 0 | 0 | 0 | 0 | 0 | 0 | 0 | 0 | 0 | 0 | 2009 Qtr 1: 0; 2009 Qtr 2: 0; 2009 Qtr 3: 0; 2009 Qtr 4: 16.3764; 2010 Qtr 1: 0; 2010 Qtr 2: 0; 2010 Qtr 3: 0; 2010 Qtr 4: 0; 2011 Qtr 1: 0; 2011 Qtr 2: 0; 2011 Qtr 3: 0; 2011 Qtr 4: 0 | 16.3764
0 | 234303-Lighting-Remove 4 Ft Lamp (De-Lamp) - Tr1 |  | System | Commercial | [6 empty] | 12.3596 | 16.4871 | 0 | 0 | 0 | -4.1275 | 137.2559 |  | 0 | 0.026384 | -2.5676 | Commercial |  | Winter Only | [5 empty] | 15 | 0.77 |  |  |  | 0 | 12.7372 | 0 | 0 | 0 | 0 | 0 | 0 | 0 | 0 | 0 | 0 | 2009 Qtr 1: 0; 2009 Qtr 2: 0; 2009 Qtr 3: 0; 2009 Qtr 4: 12.7372; 2010 Qtr 1: 0; 2010 Qtr 2: 0; 2010 Qtr 3: 0; 2010 Qtr 4: 0; 2011 Qtr 1: 0; 2011 Qtr 2: 0; 2011 Qtr 3: 0; 2011 Qtr 4: 0 | 12.7372
0 | 234083-Refrigeration -Cooler/Freezer Door Gaskets - Glass Doors |  | System | Commercial | 09-GRO-Grocery-REFG | 0 |  |  |  |  | 2.25 | 4 | 0 | 0 | 0 | -1.75 | 104.55 |  | kWh | 0.01195 | 0 | Commercial | [7 empty] | 4 | 0.76 |  |  |  | 0 | 294 | 0 | 0 | 0 | 0 | 0 | 0 | 0 | 0 | 0 | 0 | 2009 Qtr 1: 0; 2009 Qtr 2: 0; 2009 Qtr 3: 0; 2009 Qtr 4: 294; 2010 Qtr 1: 0; 2010 Qtr 2: 0; 2010 Qtr 3: 0; 2010 Qtr 4: 0; 2011 Qtr 1: 0; 2011 Qtr 2: 0; 2011 Qtr 3: 0; 2011 Qtr 4: 0 | 294
0 | 234084-Refrigeration -Cooler/Freezer Door Gaskets - Solid Doors: Cooler |  | System | Commercial | 09-GRO-Grocery-REFG | 0 |  |  |  |  | 2.2498 | 4 | 0 | 0 | 0 | -1.7502 | 104.55 |  | kWh | 0.01195 | 0 | Commercial | [7 empty] | 4 | 0.76 |  |  |  | 0 | 36 | 0 | 0 | 0 | 0 | 0 | 0 | 0 | 0 | 0 | 0 | 2009 Qtr 1: 0; 2009 Qtr 2: 0; 2009 Qtr 3: 0; 2009 Qtr 4: 36; 2010 Qtr 1: 0; 2010 Qtr 2: 0; 2010 Qtr 3: 0; 2010 Qtr 4: 0; 2011 Qtr 1: 0; 2011 Qtr 2: 0; 2011 Qtr 3: 0; 2011 Qtr 4: 0 | 36
0 | 234083-Refrigeration -Cooler/Freezer Door Gaskets - Glass Doors |  | System | Commercial | 09-GRO-Grocery-REFG | 0 |  |  |  |  | 2.25 | 4 | 0 | 0 | 0 | -1.75 | 104.55 |  | kWh | 0.01195 | 0 | Commercial | [7 empty] | 4 | 0.76 |  |  |  | 0 | 756 | 0 | 0 | 0 | 0 | 0 | 0 | 0 | 0 | 0 | 0 | 2009 Qtr 1: 0; 2009 Qtr 2: 0; 2009 Qtr 3: 0; 2009 Qtr 4: 756; 2010 Qtr 1: 0; 2010 Qtr 2: 0; 2010 Qtr 3: 0; 2010 Qtr 4: 0; 2011 Qtr 1: 0; 2011 Qtr 2: 0; 2011 Qtr 3: 0; 2011 Qtr 4: 0 | 756
0 | 234084-Refrigeration -Cooler/Freezer Door Gaskets - Solid Doors: Cooler |  | System | Commercial | 09-GRO-Grocery-REFG | 0 |  |  |  |  | 2.2498 | 4 | 0 | 0 | 0 | -1.7502 | 104.55 |  | kWh | 0.01195 | 0 | Commercial | [7 empty] | 4 | 0.76 |  |  |  | 0 | 49 | 0 | 0 | 0 | 0 | 0 | 0 | 0 | 0 | 0 | 0 | 2009 Qtr 1: 0; 2009 Qtr 2: 0; 2009 Qtr 3: 0; 2009 Qtr 4: 49; 2010 Qtr 1: 0; 2010 Qtr 2: 0; 2010 Qtr 3: 0; 2010 Qtr 4: 0; 2011 Qtr 1: 0; 2011 Qtr 2: 0; 2011 Qtr 3: 0; 2011 Qtr 4: 0 | 49
0 | 234083-Refrigeration -Cooler/Freezer Door Gaskets - Glass Doors |  | System | Commercial | 09-GRO-Grocery-REFG | 0 |  |  |  |  | 2.25 | 4 | 0 | 0 | 0 | -1.75 | 104.55 |  | kWh | 0.01195 | 0 | Commercial | [7 empty] | 4 | 0.76 |  |  |  | 0 | 341 | 0 | 0 | 0 | 0 | 0 | 0 | 0 | 0 | 0 | 0 | 2009 Qtr 1: 0; 2009 Qtr 2: 0; 2009 Qtr 3: 0; 2009 Qtr 4: 341; 2010 Qtr 1: 0; 2010 Qtr 2: 0; 2010 Qtr 3: 0; 2010 Qtr 4: 0; 2011 Qtr 1: 0; 2011 Qtr 2: 0; 2011 Qtr 3: 0; 2011 Qtr 4: 0 | 341
0 | 234083-Refrigeration -Cooler/Freezer Door Gaskets - Glass Doors |  | System | Commercial | 09-GRO-Grocery-REFG | 0 |  |  |  |  | 2.25 | 4 | 0 | 0 | 0 | -1.75 | 104.55 |  | kWh | 0.01195 | 0 | Commercial | [7 empty] | 4 | 0.76 |  |  |  | 0 | 346 | 0 | 0 | 0 | 0 | 0 | 0 | 0 | 0 | 0 | 0 | 2009 Qtr 1: 0; 2009 Qtr 2: 0; 2009 Qtr 3: 0; 2009 Qtr 4: 346; 2010 Qtr 1: 0; 2010 Qtr 2: 0; 2010 Qtr 3: 0; 2010 Qtr 4: 0; 2011 Qtr 1: 0; 2011 Qtr 2: 0; 2011 Qtr 3: 0; 2011 Qtr 4: 0 | 346
0 | 234083-Refrigeration -Cooler/Freezer Door Gaskets - Glass Doors |  | System | Commercial | 09-GRO-Grocery-REFG | 0 |  |  |  |  | 2.25 | 4 | 0 | 0 | 0 | -1.75 | 104.55 |  | kWh | 0.01195 | 0 | Commercial | [7 empty] | 4 | 0.76 |  |  |  | 0 | 213 | 0 | 0 | 0 | 0 | 0 | 0 | 0 | 0 | 0 | 0 | 2009 Qtr 1: 0; 2009 Qtr 2: 0; 2009 Qtr 3: 0; 2009 Qtr 4: 213; 2010 Qtr 1: 0; 2010 Qtr 2: 0; 2010 Qtr 3: 0; 2010 Qtr 4: 0; 2011 Qtr 1: 0; 2011 Qtr 2: 0; 2011 Qtr 3: 0; 2011 Qtr 4: 0 | 213
0 | 234116-Refrigeration -Cooler/Freezer Door Gaskets - Solid Doors: Freezer |  | System | Commercial | 09-GRO-Grocery-REFG | 0 |  |  |  |  | 3.9975 | 4 | 0 | 0 | 0 | -0.002476 | 104.55 |  | kWh | 0.01195 | 0 | Commercial | [7 empty] | 4 | 0.76 |  |  |  | 0 | 44 | 0 | 0 | 0 | 0 | 0 | 0 | 0 | 0 | 0 | 0 | 2009 Qtr 1: 0; 2009 Qtr 2: 0; 2009 Qtr 3: 0; 2009 Qtr 4: 44; 2010 Qtr 1: 0; 2010 Qtr 2: 0; 2010 Qtr 3: 0; 2010 Qtr 4: 0; 2011 Qtr 1: 0; 2011 Qtr 2: 0; 2011 Qtr 3: 0; 2011 Qtr 4: 0 | 44
0 | 234084-Refrigeration -Cooler/Freezer Door Gaskets - Solid Doors: Cooler |  | System | Commercial | 09-GRO-Grocery-REFG | 0 |  |  |  |  | 2.2498 | 4 | 0 | 0 | 0 | -1.7502 | 104.55 |  | kWh | 0.01195 | 0 | Commercial | [7 empty] | 4 | 0.76 |  |  |  | 0 | 242 | 0 | 0 | 0 | 0 | 0 | 0 | 0 | 0 | 0 | 0 | 2009 Qtr 1: 0; 2009 Qtr 2: 0; 2009 Qtr 3: 0; 2009 Qtr 4: 242; 2010 Qtr 1: 0; 2010 Qtr 2: 0; 2010 Qtr 3: 0; 2010 Qtr 4: 0; 2011 Qtr 1: 0; 2011 Qtr 2: 0; 2011 Qtr 3: 0; 2011 Qtr 4: 0 | 242
0 | 234085-Refrigeration -Strip Curtains for Walk-ins |  | System | Commercial | 20-RFF-Restaurant–FastFood-Refrig | 0 |  |  |  |  | 10.214 | 3 | 0 | 0 | 0 | 7.214 | 465 |  | kWh | 0.053 | 0 | Commercial | [7 empty] | 4 | 0.46 |  |  |  | 0 | 16 | 0 | 0 | 0 | 0 | 0 | 0 | 0 | 0 | 0 | 0 | 2009 Qtr 1: 0; 2009 Qtr 2: 0; 2009 Qtr 3: 0; 2009 Qtr 4: 16; 2010 Qtr 1: 0; 2010 Qtr 2: 0; 2010 Qtr 3: 0; 2010 Qtr 4: 0; 2011 Qtr 1: 0; 2011 Qtr 2: 0; 2011 Qtr 3: 0; 2011 Qtr 4: 0 | 16
0 | 234126-Refrigeration - Efficient Evap Fan Motor Electronically Commutated Motor (ECM) |  | System | Commercial | 09-GRO-Grocery-REFG | 0 |  |  |  |  | 6.7904 | 150 | 0 | 0 | 0 | -143.2096 | 116.369 |  | kWh | 0.015845 | -0.11528 | Commercial |  | Annual | [5 empty] | 15 | 0.7 |  |  |  | 0 | 2 | 0 | 0 | 0 | 0 | 0 | 0 | 0 | 0 | 0 | 0 | 2009 Qtr 1: 0; 2009 Qtr 2: 0; 2009 Qtr 3: 0; 2009 Qtr 4: 2; 2010 Qtr 1: 0; 2010 Qtr 2: 0; 2010 Qtr 3: 0; 2010 Qtr 4: 0; 2011 Qtr 1: 0; 2011 Qtr 2: 0; 2011 Qtr 3: 0; 2011 Qtr 4: 0 | 2
0 | 234083-Refrigeration -Cooler/Freezer Door Gaskets - Glass Doors |  | System | Commercial | 09-GRO-Grocery-REFG | 0 |  |  |  |  | 2.25 | 4 | 0 | 0 | 0 | -1.75 | 104.55 |  | kWh | 0.01195 | 0 | Commercial | [7 empty] | 4 | 0.76 |  |  |  | 0 | 297 | 0 | 0 | 0 | 0 | 0 | 0 | 0 | 0 | 0 | 0 | 2009 Qtr 1: 0; 2009 Qtr 2: 0; 2009 Qtr 3: 0; 2009 Qtr 4: 297; 2010 Qtr 1: 0; 2010 Qtr 2: 0; 2010 Qtr 3: 0; 2010 Qtr 4: 0; 2011 Qtr 1: 0; 2011 Qtr 2: 0; 2011 Qtr 3: 0; 2011 Qtr 4: 0 | 297
0 | 234084-Refrigeration -Cooler/Freezer Door Gaskets - Solid Doors: Cooler |  | System | Commercial | 09-GRO-Grocery-REFG | 0 |  |  |  |  | 2.2498 | 4 | 0 | 0 | 0 | -1.7502 | 104.55 |  | kWh | 0.01195 | 0 | Commercial | [7 empty] | 4 | 0.76 |  |  |  | 0 | 16 | 0 | 0 | 0 | 0 | 0 | 0 | 0 | 0 | 0 | 0 | 2009 Qtr 1: 0; 2009 Qtr 2: 0; 2009 Qtr 3: 0; 2009 Qtr 4: 16; 2010 Qtr 1: 0; 2010 Qtr 2: 0; 2010 Qtr 3: 0; 2010 Qtr 4: 0; 2011 Qtr 1: 0; 2011 Qtr 2: 0; 2011 Qtr 3: 0; 2011 Qtr 4: 0 | 16
0 | 234126-Refrigeration - Efficient Evap Fan Motor Electronically Commutated Motor (ECM) |  | System | Commercial | 09-GRO-Grocery-REFG | 0 |  |  |  |  | 6.7904 | 150 | 0 | 0 | 0 | -143.2096 | 116.369 |  | kWh | 0.015845 | -0.11528 | Commercial |  | Annual | [5 empty] | 15 | 0.7 |  |  |  | 0 | 5 | 0 | 0 | 0 | 0 | 0 | 0 | 0 | 0 | 0 | 0 | 2009 Qtr 1: 0; 2009 Qtr 2: 0; 2009 Qtr 3: 0; 2009 Qtr 4: 5; 2010 Qtr 1: 0; 2010 Qtr 2: 0; 2010 Qtr 3: 0; 2010 Qtr 4: 0; 2011 Qtr 1: 0; 2011 Qtr 2: 0; 2011 Qtr 3: 0; 2011 Qtr 4: 0 | 5
0 | 234083-Refrigeration -Cooler/Freezer Door Gaskets - Glass Doors |  | System | Commercial | 09-GRO-Grocery-REFG | 0 |  |  |  |  | 2.25 | 4 | 0 | 0 | 0 | -1.75 | 104.55 |  | kWh | 0.01195 | 0 | Commercial | [7 empty] | 4 | 0.76 |  |  |  | 0 | 114 | 0 | 0 | 0 | 0 | 0 | 0 | 0 | 0 | 0 | 0 | 2009 Qtr 1: 0; 2009 Qtr 2: 0; 2009 Qtr 3: 0; 2009 Qtr 4: 114; 2010 Qtr 1: 0; 2010 Qtr 2: 0; 2010 Qtr 3: 0; 2010 Qtr 4: 0; 2011 Qtr 1: 0; 2011 Qtr 2: 0; 2011 Qtr 3: 0; 2011 Qtr 4: 0 | 114
0 | 234084-Refrigeration -Cooler/Freezer Door Gaskets - Solid Doors: Cooler |  | System | Commercial | 09-GRO-Grocery-REFG | 0 |  |  |  |  | 2.2498 | 4 | 0 | 0 | 0 | -1.7502 | 104.55 |  | kWh | 0.01195 | 0 | Commercial | [7 empty] | 4 | 0.76 |  |  |  | 0 | 15 | 0 | 0 | 0 | 0 | 0 | 0 | 0 | 0 | 0 | 0 | 2009 Qtr 1: 0; 2009 Qtr 2: 0; 2009 Qtr 3: 0; 2009 Qtr 4: 15; 2010 Qtr 1: 0; 2010 Qtr 2: 0; 2010 Qtr 3: 0; 2010 Qtr 4: 0; 2011 Qtr 1: 0; 2011 Qtr 2: 0; 2011 Qtr 3: 0; 2011 Qtr 4: 0 | 15
0 | 234126-Refrigeration - Efficient Evap Fan Motor Electronically Commutated Motor (ECM) |  | System | Commercial | 09-GRO-Grocery-REFG | 0 |  |  |  |  | 6.7904 | 150 | 0 | 0 | 0 | -143.2096 | 116.369 |  | kWh | 0.015845 | -0.11528 | Commercial |  | Annual | [5 empty] | 15 | 0.7 |  |  |  | 0 | 8 | 0 | 0 | 0 | 0 | 0 | 0 | 0 | 0 | 0 | 0 | 2009 Qtr 1: 0; 2009 Qtr 2: 0; 2009 Qtr 3: 0; 2009 Qtr 4: 8; 2010 Qtr 1: 0; 2010 Qtr 2: 0; 2010 Qtr 3: 0; 2010 Qtr 4: 0; 2011 Qtr 1: 0; 2011 Qtr 2: 0; 2011 Qtr 3: 0; 2011 Qtr 4: 0 | 8
0 | 234126-Refrigeration - Efficient Evap Fan Motor Electronically Commutated Motor (ECM) |  | System | Commercial | 09-GRO-Grocery-REFG | 0 |  |  |  |  | 6.7904 | 150 | 0 | 0 | 0 | -143.2096 | 116.369 |  | kWh | 0.015845 | -0.11528 | Commercial |  | Annual | [5 empty] | 15 | 0.7 |  |  |  | 0 | 15 | 0 | 0 | 0 | 0 | 0 | 0 | 0 | 0 | 0 | 0 | 2009 Qtr 1: 0; 2009 Qtr 2: 0; 2009 Qtr 3: 0; 2009 Qtr 4: 15; 2010 Qtr 1: 0; 2010 Qtr 2: 0; 2010 Qtr 3: 0; 2010 Qtr 4: 0; 2011 Qtr 1: 0; 2011 Qtr 2: 0; 2011 Qtr 3: 0; 2011 Qtr 4: 0 | 15
0 | 234126-Refrigeration - Efficient Evap Fan Motor Electronically Commutated Motor (ECM) |  | System | Commercial | 09-GRO-Grocery-REFG | 0 |  |  |  |  | 6.7904 | 150 | 0 | 0 | 0 | -143.2096 | 116.369 |  | kWh | 0.015845 | -0.11528 | Commercial |  | Annual | [5 empty] | 15 | 0.7 |  |  |  | 0 | 10 | 0 | 0 | 0 | 0 | 0 | 0 | 0 | 0 | 0 | 0 | 2009 Qtr 1: 0; 2009 Qtr 2: 0; 2009 Qtr 3: 0; 2009 Qtr 4: 10; 2010 Qtr 1: 0; 2010 Qtr 2: 0; 2010 Qtr 3: 0; 2010 Qtr 4: 0; 2011 Qtr 1: 0; 2011 Qtr 2: 0; 2011 Qtr 3: 0; 2011 Qtr 4: 0 | 10
0 | 234083-Refrigeration -Cooler/Freezer Door Gaskets - Glass Doors |  | System | Commercial | 09-GRO-Grocery-REFG | 0 |  |  |  |  | 2.25 | 4 | 0 | 0 | 0 | -1.75 | 104.55 |  | kWh | 0.01195 | 0 | Commercial | [7 empty] | 4 | 0.76 |  |  |  | 0 | 457 | 0 | 0 | 0 | 0 | 0 | 0 | 0 | 0 | 0 | 0 | 2009 Qtr 1: 0; 2009 Qtr 2: 0; 2009 Qtr 3: 0; 2009 Qtr 4: 457; 2010 Qtr 1: 0; 2010 Qtr 2: 0; 2010 Qtr 3: 0; 2010 Qtr 4: 0; 2011 Qtr 1: 0; 2011 Qtr 2: 0; 2011 Qtr 3: 0; 2011 Qtr 4: 0 | 457
0 | 234084-Refrigeration -Cooler/Freezer Door Gaskets - Solid Doors: Cooler |  | System | Commercial | 09-GRO-Grocery-REFG | 0 |  |  |  |  | 2.2498 | 4 | 0 | 0 | 0 | -1.7502 | 104.55 |  | kWh | 0.01195 | 0 | Commercial | [7 empty] | 4 | 0.76 |  |  |  | 0 | 18 | 0 | 0 | 0 | 0 | 0 | 0 | 0 | 0 | 0 | 0 | 2009 Qtr 1: 0; 2009 Qtr 2: 0; 2009 Qtr 3: 0; 2009 Qtr 4: 18; 2010 Qtr 1: 0; 2010 Qtr 2: 0; 2010 Qtr 3: 0; 2010 Qtr 4: 0; 2011 Qtr 1: 0; 2011 Qtr 2: 0; 2011 Qtr 3: 0; 2011 Qtr 4: 0 | 18
0 | 234330-Premium T8 with T12 40 Watt Baseline - Tr1 |  | System | Commercial | 01-ALC-AllCommercial-IntLight | 0 |  |  |  |  | 27.6532 | 13.1897 | 0 | 0 | 0 | 14.4636 | 83.5202 |  | kWh | 0.017351 | 0 | Commercial | [7 empty] | 15 | 0.78 |  |  |  | 0 | 47.3097 | 0 | 0 | 0 | 0 | 0 | 0 | 0 | 0 | 0 | 0 | 2009 Qtr 1: 0; 2009 Qtr 2: 0; 2009 Qtr 3: 0; 2009 Qtr 4: 47.3097; 2010 Qtr 1: 0; 2010 Qtr 2: 0; 2010 Qtr 3: 0; 2010 Qtr 4: 0; 2011 Qtr 1: 0; 2011 Qtr 2: 0; 2011 Qtr 3: 0; 2011 Qtr 4: 0 | 47.3097
0 | 234049-Lighting-LED Exit Sign New Sign |  | System | Commercial | 25-SCN-Storage–Conditioned-Exit | 0 |  |  |  |  | 64.8921 | 0 | 0 | 0 | 0 | 64.8921 | 351.311 |  | kWh | 0 | 0 | Commercial | [7 empty] | 16 | 0.85 |  |  |  | 0 | 2 | 0 | 0 | 0 | 0 | 0 | 0 | 0 | 0 | 0 | 0 | 2009 Qtr 1: 0; 2009 Qtr 2: 0; 2009 Qtr 3: 0; 2009 Qtr 4: 2; 2010 Qtr 1: 0; 2010 Qtr 2: 0; 2010 Qtr 3: 0; 2010 Qtr 4: 0; 2011 Qtr 1: 0; 2011 Qtr 2: 0; 2011 Qtr 3: 0; 2011 Qtr 4: 0 | 2
0 | 234126-Refrigeration - Efficient Evap Fan Motor Electronically Commutated Motor (ECM) |  | System | Commercial | 09-GRO-Grocery-REFG | 0 |  |  |  |  | 6.7904 | 150 | 0 | 0 | 0 | -143.2096 | 116.369 |  | kWh | 0.015845 | -0.11528 | Commercial |  | Annual | [5 empty] | 15 | 0.7 |  |  |  | 0 | 3 | 0 | 0 | 0 | 0 | 0 | 0 | 0 | 0 | 0 | 0 | 2009 Qtr 1: 0; 2009 Qtr 2: 0; 2009 Qtr 3: 0; 2009 Qtr 4: 3; 2010 Qtr 1: 0; 2010 Qtr 2: 0; 2010 Qtr 3: 0; 2010 Qtr 4: 0; 2011 Qtr 1: 0; 2011 Qtr 2: 0; 2011 Qtr 3: 0; 2011 Qtr 4: 0 | 3
0 | 234126-Refrigeration - Efficient Evap Fan Motor Electronically Commutated Motor (ECM) |  | System | Commercial | 09-GRO-Grocery-REFG | 0 |  |  |  |  | 6.7904 | 150 | 0 | 0 | 0 | -143.2096 | 116.369 |  | kWh | 0.015845 | -0.11528 | Commercial |  | Annual | [5 empty] | 15 | 0.7 |  |  |  | 0 | 23 | 0 | 0 | 0 | 0 | 0 | 0 | 0 | 0 | 0 | 0 | 2009 Qtr 1: 0; 2009 Qtr 2: 0; 2009 Qtr 3: 0; 2009 Qtr 4: 23; 2010 Qtr 1: 0; 2010 Qtr 2: 0; 2010 Qtr 3: 0; 2010 Qtr 4: 0; 2011 Qtr 1: 0; 2011 Qtr 2: 0; 2011 Qtr 3: 0; 2011 Qtr 4: 0 | 23
0 | 234126-Refrigeration - Efficient Evap Fan Motor Electronically Commutated Motor (ECM) |  | System | Commercial | 09-GRO-Grocery-REFG | 0 |  |  |  |  | 6.7904 | 150 | 0 | 0 | 0 | -143.2096 | 116.369 |  | kWh | 0.015845 | -0.11528 | Commercial |  | Annual | [5 empty] | 15 | 0.7 |  |  |  | 0 | 7 | 0 | 0 | 0 | 0 | 0 | 0 | 0 | 0 | 0 | 0 | 2009 Qtr 1: 0; 2009 Qtr 2: 0; 2009 Qtr 3: 0; 2009 Qtr 4: 7; 2010 Qtr 1: 0; 2010 Qtr 2: 0; 2010 Qtr 3: 0; 2010 Qtr 4: 0; 2011 Qtr 1: 0; 2011 Qtr 2: 0; 2011 Qtr 3: 0; 2011 Qtr 4: 0 | 7
0 | 234126-Refrigeration - Efficient Evap Fan Motor Electronically Commutated Motor (ECM) |  | System | Commercial | 09-GRO-Grocery-REFG | 0 |  |  |  |  | 6.7904 | 150 | 0 | 0 | 0 | -143.2096 | 116.369 |  | kWh | 0.015845 | -0.11528 | Commercial |  | Annual | [5 empty] | 15 | 0.7 |  |  |  | 0 | 8 | 0 | 0 | 0 | 0 | 0 | 0 | 0 | 0 | 0 | 0 | 2009 Qtr 1: 0; 2009 Qtr 2: 0; 2009 Qtr 3: 0; 2009 Qtr 4: 8; 2010 Qtr 1: 0; 2010 Qtr 2: 0; 2010 Qtr 3: 0; 2010 Qtr 4: 0; 2011 Qtr 1: 0; 2011 Qtr 2: 0; 2011 Qtr 3: 0; 2011 Qtr 4: 0 | 8
0 | 234126-Refrigeration - Efficient Evap Fan Motor Electronically Commutated Motor (ECM) |  | System | Commercial | 09-GRO-Grocery-REFG | 0 |  |  |  |  | 6.7904 | 150 | 0 | 0 | 0 | -143.2096 | 116.369 |  | kWh | 0.015845 | -0.11528 | Commercial |  | Annual | [5 empty] | 15 | 0.7 |  |  |  | 0 | 6 | 0 | 0 | 0 | 0 | 0 | 0 | 0 | 0 | 0 | 0 | 2009 Qtr 1: 0; 2009 Qtr 2: 0; 2009 Qtr 3: 0; 2009 Qtr 4: 6; 2010 Qtr 1: 0; 2010 Qtr 2: 0; 2010 Qtr 3: 0; 2010 Qtr 4: 0; 2011 Qtr 1: 0; 2011 Qtr 2: 0; 2011 Qtr 3: 0; 2011 Qtr 4: 0 | 6
0 | 234126-Refrigeration - Efficient Evap Fan Motor Electronically Commutated Motor (ECM) |  | System | Commercial | 09-GRO-Grocery-REFG | 0 |  |  |  |  | 6.7904 | 150 | 0 | 0 | 0 | -143.2096 | 116.369 |  | kWh | 0.015845 | -0.11528 | Commercial |  | Annual | [5 empty] | 15 | 0.7 |  |  |  | 0 | 24 | 0 | 0 | 0 | 0 | 0 | 0 | 0 | 0 | 0 | 0 | 2009 Qtr 1: 0; 2009 Qtr 2: 0; 2009 Qtr 3: 0; 2009 Qtr 4: 24; 2010 Qtr 1: 0; 2010 Qtr 2: 0; 2010 Qtr 3: 0; 2010 Qtr 4: 0; 2011 Qtr 1: 0; 2011 Qtr 2: 0; 2011 Qtr 3: 0; 2011 Qtr 4: 0 | 24
0 | 234126-Refrigeration - Efficient Evap Fan Motor Electronically Commutated Motor (ECM) |  | System | Commercial | 09-GRO-Grocery-REFG | 0 |  |  |  |  | 6.7904 | 150 | 0 | 0 | 0 | -143.2096 | 116.369 |  | kWh | 0.015845 | -0.11528 | Commercial |  | Annual | [5 empty] | 15 | 0.7 |  |  |  | 0 | 43 | 0 | 0 | 0 | 0 | 0 | 0 | 0 | 0 | 0 | 0 | 2009 Qtr 1: 0; 2009 Qtr 2: 0; 2009 Qtr 3: 0; 2009 Qtr 4: 43; 2010 Qtr 1: 0; 2010 Qtr 2: 0; 2010 Qtr 3: 0; 2010 Qtr 4: 0; 2011 Qtr 1: 0; 2011 Qtr 2: 0; 2011 Qtr 3: 0; 2011 Qtr 4: 0 | 43
0 | 234126-Refrigeration - Efficient Evap Fan Motor Electronically Commutated Motor (ECM) |  | System | Commercial | 09-GRO-Grocery-REFG | 0 |  |  |  |  | 6.7904 | 150 | 0 | 0 | 0 | -143.2096 | 116.369 |  | kWh | 0.015845 | -0.11528 | Commercial |  | Annual | [5 empty] | 15 | 0.7 |  |  |  | 0 | 2 | 0 | 0 | 0 | 0 | 0 | 0 | 0 | 0 | 0 | 0 | 2009 Qtr 1: 0; 2009 Qtr 2: 0; 2009 Qtr 3: 0; 2009 Qtr 4: 2; 2010 Qtr 1: 0; 2010 Qtr 2: 0; 2010 Qtr 3: 0; 2010 Qtr 4: 0; 2011 Qtr 1: 0; 2011 Qtr 2: 0; 2011 Qtr 3: 0; 2011 Qtr 4: 0 | 2
0 | 234083-Refrigeration -Cooler/Freezer Door Gaskets - Glass Doors |  | System | Commercial | 09-GRO-Grocery-REFG | 0 |  |  |  |  | 2.25 | 4 | 0 | 0 | 0 | -1.75 | 104.55 |  | kWh | 0.01195 | 0 | Commercial | [7 empty] | 4 | 0.76 |  |  |  | 0 | 158 | 0 | 0 | 0 | 0 | 0 | 0 | 0 | 0 | 0 | 0 | 2009 Qtr 1: 0; 2009 Qtr 2: 0; 2009 Qtr 3: 0; 2009 Qtr 4: 158; 2010 Qtr 1: 0; 2010 Qtr 2: 0; 2010 Qtr 3: 0; 2010 Qtr 4: 0; 2011 Qtr 1: 0; 2011 Qtr 2: 0; 2011 Qtr 3: 0; 2011 Qtr 4: 0 | 158
0 | 234083-Refrigeration -Cooler/Freezer Door Gaskets - Glass Doors |  | System | Commercial | 09-GRO-Grocery-REFG | 0 |  |  |  |  | 2.25 | 4 | 0 | 0 | 0 | -1.75 | 104.55 |  | kWh | 0.01195 | 0 | Commercial | [7 empty] | 4 | 0.76 |  |  |  | 0 | 266 | 0 | 0 | 0 | 0 | 0 | 0 | 0 | 0 | 0 | 0 | 2009 Qtr 1: 0; 2009 Qtr 2: 0; 2009 Qtr 3: 0; 2009 Qtr 4: 266; 2010 Qtr 1: 0; 2010 Qtr 2: 0; 2010 Qtr 3: 0; 2010 Qtr 4: 0; 2011 Qtr 1: 0; 2011 Qtr 2: 0; 2011 Qtr 3: 0; 2011 Qtr 4: 0 | 266
0 | 234083-Refrigeration -Cooler/Freezer Door Gaskets - Glass Doors |  | System | Commercial | 09-GRO-Grocery-REFG | 0 |  |  |  |  | 2.25 | 4 | 0 | 0 | 0 | -1.75 | 104.55 |  | kWh | 0.01195 | 0 | Commercial | [7 empty] | 4 | 0.76 |  |  |  | 0 | 241 | 0 | 0 | 0 | 0 | 0 | 0 | 0 | 0 | 0 | 0 | 2009 Qtr 1: 0; 2009 Qtr 2: 0; 2009 Qtr 3: 0; 2009 Qtr 4: 241; 2010 Qtr 1: 0; 2010 Qtr 2: 0; 2010 Qtr 3: 0; 2010 Qtr 4: 0; 2011 Qtr 1: 0; 2011 Qtr 2: 0; 2011 Qtr 3: 0; 2011 Qtr 4: 0 | 241
0 | 234084-Refrigeration -Cooler/Freezer Door Gaskets - Solid Doors: Cooler |  | System | Commercial | 09-GRO-Grocery-REFG | 0 |  |  |  |  | 2.2498 | 4 | 0 | 0 | 0 | -1.7502 | 104.55 |  | kWh | 0.01195 | 0 | Commercial | [7 empty] | 4 | 0.76 |  |  |  | 0 | 16 | 0 | 0 | 0 | 0 | 0 | 0 | 0 | 0 | 0 | 0 | 2009 Qtr 1: 0; 2009 Qtr 2: 0; 2009 Qtr 3: 0; 2009 Qtr 4: 16; 2010 Qtr 1: 0; 2010 Qtr 2: 0; 2010 Qtr 3: 0; 2010 Qtr 4: 0; 2011 Qtr 1: 0; 2011 Qtr 2: 0; 2011 Qtr 3: 0; 2011 Qtr 4: 0 | 16
0 | 234083-Refrigeration -Cooler/Freezer Door Gaskets - Glass Doors |  | System | Commercial | 09-GRO-Grocery-REFG | 0 |  |  |  |  | 2.25 | 4 | 0 | 0 | 0 | -1.75 | 104.55 |  | kWh | 0.01195 | 0 | Commercial | [7 empty] | 4 | 0.76 |  |  |  | 0 | 198 | 0 | 0 | 0 | 0 | 0 | 0 | 0 | 0 | 0 | 0 | 2009 Qtr 1: 0; 2009 Qtr 2: 0; 2009 Qtr 3: 0; 2009 Qtr 4: 198; 2010 Qtr 1: 0; 2010 Qtr 2: 0; 2010 Qtr 3: 0; 2010 Qtr 4: 0; 2011 Qtr 1: 0; 2011 Qtr 2: 0; 2011 Qtr 3: 0; 2011 Qtr 4: 0 | 198
0 | 234084-Refrigeration -Cooler/Freezer Door Gaskets - Solid Doors: Cooler |  | System | Commercial | 09-GRO-Grocery-REFG | 0 |  |  |  |  | 2.2498 | 4 | 0 | 0 | 0 | -1.7502 | 104.55 |  | kWh | 0.01195 | 0 | Commercial | [7 empty] | 4 | 0.76 |  |  |  | 0 | 17 | 0 | 0 | 0 | 0 | 0 | 0 | 0 | 0 | 0 | 0 | 2009 Qtr 1: 0; 2009 Qtr 2: 0; 2009 Qtr 3: 0; 2009 Qtr 4: 17; 2010 Qtr 1: 0; 2010 Qtr 2: 0; 2010 Qtr 3: 0; 2010 Qtr 4: 0; 2011 Qtr 1: 0; 2011 Qtr 2: 0; 2011 Qtr 3: 0; 2011 Qtr 4: 0 | 17
0 | 234126-Refrigeration - Efficient Evap Fan Motor Electronically Commutated Motor (ECM) |  | System | Commercial | 09-GRO-Grocery-REFG | 0 |  |  |  |  | 6.7904 | 150 | 0 | 0 | 0 | -143.2096 | 116.369 |  | kWh | 0.015845 | -0.11528 | Commercial |  | Annual | [5 empty] | 15 | 0.7 |  |  |  | 0 | 10 | 0 | 0 | 0 | 0 | 0 | 0 | 0 | 0 | 0 | 0 | 2009 Qtr 1: 0; 2009 Qtr 2: 0; 2009 Qtr 3: 0; 2009 Qtr 4: 10; 2010 Qtr 1: 0; 2010 Qtr 2: 0; 2010 Qtr 3: 0; 2010 Qtr 4: 0; 2011 Qtr 1: 0; 2011 Qtr 2: 0; 2011 Qtr 3: 0; 2011 Qtr 4: 0 | 10
0 | 234330-Premium T8 with T12 40 Watt Baseline - Tr1 |  | System | Commercial | 01-ALC-AllCommercial-IntLight | 0 |  |  |  |  | 27.6532 | 13.1897 | 0 | 0 | 0 | 14.4636 | 83.5202 |  | kWh | 0.017351 | 0 | Commercial | [7 empty] | 15 | 0.78 |  |  |  | 0 | 92.7998 | 0 | 0 | 0 | 0 | 0 | 0 | 0 | 0 | 0 | 0 | 2009 Qtr 1: 92.7998; 2009 Qtr 2: 0; 2009 Qtr 3: 0; 2009 Qtr 4: 0; 2010 Qtr 1: 0; 2010 Qtr 2: 0; 2010 Qtr 3: 0; 2010 Qtr 4: 0; 2011 Qtr 1: 0; 2011 Qtr 2: 0; 2011 Qtr 3: 0; 2011 Qtr 4: 0 | 92.7998
0 | 234303-Lighting-Remove 4 Ft Lamp (De-Lamp) - Tr1 |  | System | Commercial | [6 empty] | 12.3596 | 16.4871 | 0 | 0 | 0 | -4.1275 | 137.2559 |  | 0 | 0.026384 | -2.5676 | Commercial |  | Winter Only | [5 empty] | 15 | 0.77 |  |  |  | 0 | 32.7529 | 0 | 0 | 0 | 0 | 0 | 0 | 0 | 0 | 0 | 0 | 2009 Qtr 1: 32.7529; 2009 Qtr 2: 0; 2009 Qtr 3: 0; 2009 Qtr 4: 0; 2010 Qtr 1: 0; 2010 Qtr 2: 0; 2010 Qtr 3: 0; 2010 Qtr 4: 0; 2011 Qtr 1: 0; 2011 Qtr 2: 0; 2011 Qtr 3: 0; 2011 Qtr 4: 0 | 32.7529
0 | 234330-Premium T8 with T12 40 Watt Baseline - Tr1 |  | System | Commercial | 01-ALC-AllCommercial-IntLight | 0 |  |  |  |  | 27.6532 | 13.1897 | 0 | 0 | 0 | 14.4636 | 83.5202 |  | kWh | 0.017351 | 0 | Commercial | [7 empty] | 15 | 0.78 |  |  |  | 0 | 168.3134 | 0 | 0 | 0 | 0 | 0 | 0 | 0 | 0 | 0 | 0 | 2009 Qtr 1: 0; 2009 Qtr 2: 0; 2009 Qtr 3: 0; 2009 Qtr 4: 168.3134; 2010 Qtr 1: 0; 2010 Qtr 2: 0; 2010 Qtr 3: 0; 2010 Qtr 4: 0; 2011 Qtr 1: 0; 2011 Qtr 2: 0; 2011 Qtr 3: 0; 2011 Qtr 4: 0 | 168.3134
0 | 234303-Lighting-Remove 4 Ft Lamp (De-Lamp) - Tr1 |  | System | Commercial | [6 empty] | 12.3596 | 16.4871 | 0 | 0 | 0 | -4.1275 | 137.2559 |  | 0 | 0.026384 | -2.5676 | Commercial |  | Winter Only | [5 empty] | 15 | 0.77 |  |  |  | 0 | 7.2784 | 0 | 0 | 0 | 0 | 0 | 0 | 0 | 0 | 0 | 0 | 2009 Qtr 1: 0; 2009 Qtr 2: 0; 2009 Qtr 3: 0; 2009 Qtr 4: 7.2784; 2010 Qtr 1: 0; 2010 Qtr 2: 0; 2010 Qtr 3: 0; 2010 Qtr 4: 0; 2011 Qtr 1: 0; 2011 Qtr 2: 0; 2011 Qtr 3: 0; 2011 Qtr 4: 0 | 7.2784
0 | 234330-Premium T8 with T12 40 Watt Baseline - Tr1 |  | System | Commercial | 01-ALC-AllCommercial-IntLight | 0 |  |  |  |  | 27.6532 | 13.1897 | 0 | 0 | 0 | 14.4636 | 83.5202 |  | kWh | 0.017351 | 0 | Commercial | [7 empty] | 15 | 0.78 |  |  |  | 0 | 46.3999 | 0 | 0 | 0 | 0 | 0 | 0 | 0 | 0 | 0 | 0 | 2009 Qtr 1: 0; 2009 Qtr 2: 0; 2009 Qtr 3: 0; 2009 Qtr 4: 46.3999; 2010 Qtr 1: 0; 2010 Qtr 2: 0; 2010 Qtr 3: 0; 2010 Qtr 4: 0; 2011 Qtr 1: 0; 2011 Qtr 2: 0; 2011 Qtr 3: 0; 2011 Qtr 4: 0 | 46.3999
0 | 234303-Lighting-Remove 4 Ft Lamp (De-Lamp) - Tr1 |  | System | Commercial | [6 empty] | 12.3596 | 16.4871 | 0 | 0 | 0 | -4.1275 | 137.2559 |  | 0 | 0.026384 | -2.5676 | Commercial |  | Winter Only | [5 empty] | 15 | 0.77 |  |  |  | 0 | 3.6392 | 0 | 0 | 0 | 0 | 0 | 0 | 0 | 0 | 0 | 0 | 2009 Qtr 1: 0; 2009 Qtr 2: 0; 2009 Qtr 3: 0; 2009 Qtr 4: 3.6392; 2010 Qtr 1: 0; 2010 Qtr 2: 0; 2010 Qtr 3: 0; 2010 Qtr 4: 0; 2011 Qtr 1: 0; 2011 Qtr 2: 0; 2011 Qtr 3: 0; 2011 Qtr 4: 0 | 3.6392
0 | 234201-Lighting-2 Ft 2nd Gen T-8 with Elec Ballast-Tr1 |  | System | Commercial | 01-ALC-AllCommercial-IntLight | 0 |  |  |  |  | 23.0819 | 10.9914 | 0 | 0 | 0 | 12.0905 | 56.0027 |  | kWh | 0.010616 | 0 | Commercial | [7 empty] | 15 | 0.78 |  |  |  | 0 | 7.2784 | 0 | 0 | 0 | 0 | 0 | 0 | 0 | 0 | 0 | 0 | 2009 Qtr 1: 0; 2009 Qtr 2: 0; 2009 Qtr 3: 0; 2009 Qtr 4: 7.2784; 2010 Qtr 1: 0; 2010 Qtr 2: 0; 2010 Qtr 3: 0; 2010 Qtr 4: 0; 2011 Qtr 1: 0; 2011 Qtr 2: 0; 2011 Qtr 3: 0; 2011 Qtr 4: 0 | 7.2784
0 | 234330-Premium T8 with T12 40 Watt Baseline - Tr1 |  | System | Commercial | 01-ALC-AllCommercial-IntLight | 0 |  |  |  |  | 27.6532 | 13.1897 | 0 | 0 | 0 | 14.4636 | 83.5202 |  | kWh | 0.017351 | 0 | Commercial | [7 empty] | 15 | 0.78 |  |  |  | 0 | 511.3088 | 0 | 0 | 0 | 0 | 0 | 0 | 0 | 0 | 0 | 0 | 2009 Qtr 1: 0; 2009 Qtr 2: 0; 2009 Qtr 3: 0; 2009 Qtr 4: 511.3088; 2010 Qtr 1: 0; 2010 Qtr 2: 0; 2010 Qtr 3: 0; 2010 Qtr 4: 0; 2011 Qtr 1: 0; 2011 Qtr 2: 0; 2011 Qtr 3: 0; 2011 Qtr 4: 0 | 511.3088
0 | 234303-Lighting-Remove 4 Ft Lamp (De-Lamp) - Tr1 |  | System | Commercial | [6 empty] | 12.3596 | 16.4871 | 0 | 0 | 0 | -4.1275 | 137.2559 |  | 0 | 0.026384 | -2.5676 | Commercial |  | Winter Only | [5 empty] | 15 | 0.77 |  |  |  | 0 | 85.5214 | 0 | 0 | 0 | 0 | 0 | 0 | 0 | 0 | 0 | 0 | 2009 Qtr 1: 0; 2009 Qtr 2: 0; 2009 Qtr 3: 0; 2009 Qtr 4: 85.5214; 2010 Qtr 1: 0; 2010 Qtr 2: 0; 2010 Qtr 3: 0; 2010 Qtr 4: 0; 2011 Qtr 1: 0; 2011 Qtr 2: 0; 2011 Qtr 3: 0; 2011 Qtr 4: 0 | 85.5214
0 | 234360-Lighting-IntrHiByLnrFlscntFxtr244wrplc400w(TrI)Tr1 |  | System | Commercial | [6 empty] | 282.4319 | 153.8404 | 0 | 0 | 0 | 128.5914 | 0 |  | 0 | 0.224 | -7.1132 | Commercial |  | Winter Only | [5 empty] | 15 | 0.78 |  |  |  | 0 | 3.9001 | 0 | 0 | 0 | 0 | 0 | 0 | 0 | 0 | 0 | 0 | 2009 Qtr 1: 0; 2009 Qtr 2: 0; 2009 Qtr 3: 0; 2009 Qtr 4: 3.9001; 2010 Qtr 1: 0; 2010 Qtr 2: 0; 2010 Qtr 3: 0; 2010 Qtr 4: 0; 2011 Qtr 1: 0; 2011 Qtr 2: 0; 2011 Qtr 3: 0; 2011 Qtr 4: 0 | 3.9001
0 | 234285-Lighting-Occpncy Snsr-Hi-Bay integrated Snsr-Tr1 |  | System | Commercial | 01-ALC-AllCommercial-IntLight | 0 |  |  |  |  | 221.2703 | 95.5 | 0 | 0 | 0 | 125.7703 | 2503.6304 |  | kWh | 0.48559 | 0 | Commercial | [7 empty] | 8 | 0.84 |  |  |  | 0 | 4 | 0 | 0 | 0 | 0 | 0 | 0 | 0 | 0 | 0 | 0 | 2009 Qtr 1: 0; 2009 Qtr 2: 0; 2009 Qtr 3: 0; 2009 Qtr 4: 4; 2010 Qtr 1: 0; 2010 Qtr 2: 0; 2010 Qtr 3: 0; 2010 Qtr 4: 0; 2011 Qtr 1: 0; 2011 Qtr 2: 0; 2011 Qtr 3: 0; 2011 Qtr 4: 0 | 4
0 | 234330-Premium T8 with T12 40 Watt Baseline - Tr1 |  | System | Commercial | 01-ALC-AllCommercial-IntLight | 0 |  |  |  |  | 27.6532 | 13.1897 | 0 | 0 | 0 | 14.4636 | 83.5202 |  | kWh | 0.017351 | 0 | Commercial | [7 empty] | 15 | 0.78 |  |  |  | 0 | 127.3723 | 0 | 0 | 0 | 0 | 0 | 0 | 0 | 0 | 0 | 0 | 2009 Qtr 1: 127.3723; 2009 Qtr 2: 0; 2009 Qtr 3: 0; 2009 Qtr 4: 0; 2010 Qtr 1: 0; 2010 Qtr 2: 0; 2010 Qtr 3: 0; 2010 Qtr 4: 0; 2011 Qtr 1: 0; 2011 Qtr 2: 0; 2011 Qtr 3: 0; 2011 Qtr 4: 0 | 127.3723
0 | 234201-Lighting-2 Ft 2nd Gen T-8 with Elec Ballast-Tr1 |  | System | Commercial | 01-ALC-AllCommercial-IntLight | 0 |  |  |  |  | 23.0819 | 10.9914 | 0 | 0 | 0 | 12.0905 | 56.0027 |  | kWh | 0.010616 | 0 | Commercial | [7 empty] | 15 | 0.78 |  |  |  | 0 | 3.6392 | 0 | 0 | 0 | 0 | 0 | 0 | 0 | 0 | 0 | 0 | 2009 Qtr 1: 3.6392; 2009 Qtr 2: 0; 2009 Qtr 3: 0; 2009 Qtr 4: 0; 2010 Qtr 1: 0; 2010 Qtr 2: 0; 2010 Qtr 3: 0; 2010 Qtr 4: 0; 2011 Qtr 1: 0; 2011 Qtr 2: 0; 2011 Qtr 3: 0; 2011 Qtr 4: 0 | 3.6392
0 | 234303-Lighting-Remove 4 Ft Lamp (De-Lamp) - Tr1 |  | System | Commercial | [6 empty] | 12.3596 | 16.4871 | 0 | 0 | 0 | -4.1275 | 137.2559 |  | 0 | 0.026384 | -2.5676 | Commercial |  | Winter Only | [5 empty] | 15 | 0.77 |  |  |  | 0 | 127.3723 | 0 | 0 | 0 | 0 | 0 | 0 | 0 | 0 | 0 | 0 | 2009 Qtr 1: 127.3723; 2009 Qtr 2: 0; 2009 Qtr 3: 0; 2009 Qtr 4: 0; 2010 Qtr 1: 0; 2010 Qtr 2: 0; 2010 Qtr 3: 0; 2010 Qtr 4: 0; 2011 Qtr 1: 0; 2011 Qtr 2: 0; 2011 Qtr 3: 0; 2011 Qtr 4: 0 | 127.3723
0 | 234330-Premium T8 with T12 40 Watt Baseline - Tr1 |  | System | Commercial | 01-ALC-AllCommercial-IntLight | 0 |  |  |  |  | 27.6532 | 13.1897 | 0 | 0 | 0 | 14.4636 | 83.5202 |  | kWh | 0.017351 | 0 | Commercial | [7 empty] | 15 | 0.78 |  |  |  | 0 | 153.7566 | 0 | 0 | 0 | 0 | 0 | 0 | 0 | 0 | 0 | 0 | 2009 Qtr 1: 0; 2009 Qtr 2: 0; 2009 Qtr 3: 0; 2009 Qtr 4: 153.7566; 2010 Qtr 1: 0; 2010 Qtr 2: 0; 2010 Qtr 3: 0; 2010 Qtr 4: 0; 2011 Qtr 1: 0; 2011 Qtr 2: 0; 2011 Qtr 3: 0; 2011 Qtr 4: 0 | 153.7566
0 | 234207-Lighting-8 Ft T-8 with Elec Ballast-Tr1 |  | System | Commercial | 01-ALC-AllCommercial-IntLight | 0 |  |  |  |  | 35.6901 | 21.9828 | 0 | 0 | 0 | 13.7073 | 45.8368 |  | kWh | 0.0098893 | 0 | Commercial | [7 empty] | 15 | 0.78 |  |  |  | 0 | 11.8274 | 0 | 0 | 0 | 0 | 0 | 0 | 0 | 0 | 0 | 0 | 2009 Qtr 1: 0; 2009 Qtr 2: 0; 2009 Qtr 3: 0; 2009 Qtr 4: 11.8274; 2010 Qtr 1: 0; 2010 Qtr 2: 0; 2010 Qtr 3: 0; 2010 Qtr 4: 0; 2011 Qtr 1: 0; 2011 Qtr 2: 0; 2011 Qtr 3: 0; 2011 Qtr 4: 0 | 11.8274
0 | 234303-Lighting-Remove 4 Ft Lamp (De-Lamp) - Tr1 |  | System | Commercial | [6 empty] | 12.3596 | 16.4871 | 0 | 0 | 0 | -4.1275 | 137.2559 |  | 0 | 0.026384 | -2.5676 | Commercial |  | Winter Only | [5 empty] | 15 | 0.77 |  |  |  | 0 | 153.7566 | 0 | 0 | 0 | 0 | 0 | 0 | 0 | 0 | 0 | 0 | 2009 Qtr 1: 0; 2009 Qtr 2: 0; 2009 Qtr 3: 0; 2009 Qtr 4: 153.7566; 2010 Qtr 1: 0; 2010 Qtr 2: 0; 2010 Qtr 3: 0; 2010 Qtr 4: 0; 2011 Qtr 1: 0; 2011 Qtr 2: 0; 2011 Qtr 3: 0; 2011 Qtr 4: 0 | 153.7566
0 | 234306-Lighting-Remove 8 Ft Lamp (De-Lamp) - Tr1 |  | System | Commercial | 23-RTL-Retail–SingleStorylarge-LIT_INT | 0 |  |  |  |  | 28.4369 | 27.4785 | 0 | 0 | 0 | 0.95836 | 366.7521 |  | kWh | 0.077777 | 0 | Commercial | [7 empty] | 15 | 0.77 |  |  |  | 0 | 11.8274 | 0 | 0 | 0 | 0 | 0 | 0 | 0 | 0 | 0 | 0 | 2009 Qtr 1: 0; 2009 Qtr 2: 0; 2009 Qtr 3: 0; 2009 Qtr 4: 11.8274; 2010 Qtr 1: 0; 2010 Qtr 2: 0; 2010 Qtr 3: 0; 2010 Qtr 4: 0; 2011 Qtr 1: 0; 2011 Qtr 2: 0; 2011 Qtr 3: 0; 2011 Qtr 4: 0 | 11.8274
0 | 234312-Lighting-Screw in 14-26 Watt Lamp - Tr1 |  | System | Commercial | [6 empty] | 9.3196 | 10.3931 | 0 | 0 | 0 | -1.0734 | 194.1729 |  | 0 | 0.038993 | -2.6224 | Commercial |  | Annual | [5 empty] | 2.47 | 0.81 |  |  |  | 0 | 2.6941 | 0 | 0 | 0 | 0 | 0 | 0 | 0 | 0 | 0 | 0 | 2009 Qtr 1: 2.6941; 2009 Qtr 2: 0; 2009 Qtr 3: 0; 2009 Qtr 4: 0; 2010 Qtr 1: 0; 2010 Qtr 2: 0; 2010 Qtr 3: 0; 2010 Qtr 4: 0; 2011 Qtr 1: 0; 2011 Qtr 2: 0; 2011 Qtr 3: 0; 2011 Qtr 4: 0 | 2.6941
0 | 234330-Premium T8 with T12 40 Watt Baseline - Tr1 |  | System | Commercial | 01-ALC-AllCommercial-IntLight | 0 |  |  |  |  | 27.6532 | 13.1897 | 0 | 0 | 0 | 14.4636 | 83.5202 |  | kWh | 0.017351 | 0 | Commercial | [7 empty] | 15 | 0.78 |  |  |  | 0 | 14.5568 | 0 | 0 | 0 | 0 | 0 | 0 | 0 | 0 | 0 | 0 | 2009 Qtr 1: 14.5568; 2009 Qtr 2: 0; 2009 Qtr 3: 0; 2009 Qtr 4: 0; 2010 Qtr 1: 0; 2010 Qtr 2: 0; 2010 Qtr 3: 0; 2010 Qtr 4: 0; 2011 Qtr 1: 0; 2011 Qtr 2: 0; 2011 Qtr 3: 0; 2011 Qtr 4: 0 | 14.5568
0 | 234303-Lighting-Remove 4 Ft Lamp (De-Lamp) - Tr1 |  | System | Commercial | [6 empty] | 12.3596 | 16.4871 | 0 | 0 | 0 | -4.1275 | 137.2559 |  | 0 | 0.026384 | -2.5676 | Commercial |  | Winter Only | [5 empty] | 15 | 0.77 |  |  |  | 0 | 14.5568 | 0 | 0 | 0 | 0 | 0 | 0 | 0 | 0 | 0 | 0 | 2009 Qtr 1: 14.5568; 2009 Qtr 2: 0; 2009 Qtr 3: 0; 2009 Qtr 4: 0; 2010 Qtr 1: 0; 2010 Qtr 2: 0; 2010 Qtr 3: 0; 2010 Qtr 4: 0; 2011 Qtr 1: 0; 2011 Qtr 2: 0; 2011 Qtr 3: 0; 2011 Qtr 4: 0 | 14.5568
0 | 234330-Premium T8 with T12 40 Watt Baseline - Tr1 |  | System | Commercial | 01-ALC-AllCommercial-IntLight | 0 |  |  |  |  | 27.6532 | 13.1897 | 0 | 0 | 0 | 14.4636 | 83.5202 |  | kWh | 0.017351 | 0 | Commercial | [7 empty] | 15 | 0.78 |  |  |  | 0 | 18.196 | 0 | 0 | 0 | 0 | 0 | 0 | 0 | 0 | 0 | 0 | 2009 Qtr 1: 18.196; 2009 Qtr 2: 0; 2009 Qtr 3: 0; 2009 Qtr 4: 0; 2010 Qtr 1: 0; 2010 Qtr 2: 0; 2010 Qtr 3: 0; 2010 Qtr 4: 0; 2011 Qtr 1: 0; 2011 Qtr 2: 0; 2011 Qtr 3: 0; 2011 Qtr 4: 0 | 18.196
0 | 234291-Lighting-Ocpncy Snsr-Wll/Cl Mntd Lght Snsr>=500Tr1 |  | System | Commercial | 01-ALC-AllCommercial-IntLight | 0 |  |  |  |  | 221.37 | 75 | 0 | 0 | 0 | 146.37 | 626 |  | kWh | 0.145 | 0 | Commercial | [7 empty] | 8 | 0.84 |  |  |  | 0 | 2 | 0 | 0 | 0 | 0 | 0 | 0 | 0 | 0 | 0 | 0 | 2009 Qtr 1: 0; 2009 Qtr 2: 0; 2009 Qtr 3: 0; 2009 Qtr 4: 2; 2010 Qtr 1: 0; 2010 Qtr 2: 0; 2010 Qtr 3: 0; 2010 Qtr 4: 0; 2011 Qtr 1: 0; 2011 Qtr 2: 0; 2011 Qtr 3: 0; 2011 Qtr 4: 0 | 2
0 | 234053-Lighting-Remove 4 Ft Lamp (De-Lamp) |  | System | Commercial | 18-OFS-Office–Small-IntLight | 0 |  |  |  |  | 24.7307 | 16.4871 | 0 | 0 | 0 | 8.2436 | 78.8486 |  | kWh | 0.050805 | 0 | Commercial | [7 empty] | 15 | 0.77 |  |  |  | 0 | 21.8353 | 0 | 0 | 0 | 0 | 0 | 0 | 0 | 0 | 0 | 0 | 2009 Qtr 1: 0; 2009 Qtr 2: 0; 2009 Qtr 3: 0; 2009 Qtr 4: 21.8353; 2010 Qtr 1: 0; 2010 Qtr 2: 0; 2010 Qtr 3: 0; 2010 Qtr 4: 0; 2011 Qtr 1: 0; 2011 Qtr 2: 0; 2011 Qtr 3: 0; 2011 Qtr 4: 0 | 21.8353
0 | 234148-Premium T8 with T12 40 Watt Baseline |  | System | Commercial | 18-OFS-Office–Small-IntLight | 0 |  |  |  |  | 27.6544 | 13.1897 | 0 | 0 | 0 | 14.4647 | 94.2079 |  | kWh | 0.016987 | 0 | Commercial | [7 empty] | 15 | 0.78 |  |  |  | 0 | 21.8353 | 0 | 0 | 0 | 0 | 0 | 0 | 0 | 0 | 0 | 0 | 2009 Qtr 1: 0; 2009 Qtr 2: 0; 2009 Qtr 3: 0; 2009 Qtr 4: 21.8353; 2010 Qtr 1: 0; 2010 Qtr 2: 0; 2010 Qtr 3: 0; 2010 Qtr 4: 0; 2011 Qtr 1: 0; 2011 Qtr 2: 0; 2011 Qtr 3: 0; 2011 Qtr 4: 0 | 21.8353
0 | 234291-Lighting-Ocpncy Snsr-Wll/Cl Mntd Lght Snsr>=500Tr1 |  | System | Commercial | 01-ALC-AllCommercial-IntLight | 0 |  |  |  |  | 221.37 | 75 | 0 | 0 | 0 | 146.37 | 626 |  | kWh | 0.145 | 0 | Commercial | [7 empty] | 8 | 0.84 |  |  |  | 0 | 6 | 0 | 0 | 0 | 0 | 0 | 0 | 0 | 0 | 0 | 0 | 2009 Qtr 1: 0; 2009 Qtr 2: 0; 2009 Qtr 3: 0; 2009 Qtr 4: 6; 2010 Qtr 1: 0; 2010 Qtr 2: 0; 2010 Qtr 3: 0; 2010 Qtr 4: 0; 2011 Qtr 1: 0; 2011 Qtr 2: 0; 2011 Qtr 3: 0; 2011 Qtr 4: 0 | 6
0 | 234332-Premium T8 with T12 40 Watt Baseline - Tr3 |  | System | Commercial | 01-ALC-AllCommercial-IntLight | 0 |  |  |  |  | 13.9591 | 7.1444 | 0 | 0 | 0 | 6.8147 | 44.0947 |  | kWh | 0.016509 | 0 | Commercial | [7 empty] | 15 | 0.78 |  |  |  | 0 | 14.5568 | 0 | 0 | 0 | 0 | 0 | 0 | 0 | 0 | 0 | 0 | 2009 Qtr 1: 0; 2009 Qtr 2: 0; 2009 Qtr 3: 0; 2009 Qtr 4: 14.5568; 2010 Qtr 1: 0; 2010 Qtr 2: 0; 2010 Qtr 3: 0; 2010 Qtr 4: 0; 2011 Qtr 1: 0; 2011 Qtr 2: 0; 2011 Qtr 3: 0; 2011 Qtr 4: 0 | 14.5568
0 | 234305-Lighting-Remove 4 Ft Lamp (De-Lamp) - Tr3 |  | System | Commercial | 01-ALC-AllCommercial-IntLight | 0 |  |  |  |  | 28.1828 | 8.7931 | 0 | 0 | 0 | 19.3897 | 129.7131 |  | kWh | 0.050038 | 0 | Commercial | [7 empty] | 15 | 0.77 |  |  |  | 0 | 14.5568 | 0 | 0 | 0 | 0 | 0 | 0 | 0 | 0 | 0 | 0 | 2009 Qtr 1: 0; 2009 Qtr 2: 0; 2009 Qtr 3: 0; 2009 Qtr 4: 14.5568; 2010 Qtr 1: 0; 2010 Qtr 2: 0; 2010 Qtr 3: 0; 2010 Qtr 4: 0; 2011 Qtr 1: 0; 2011 Qtr 2: 0; 2011 Qtr 3: 0; 2011 Qtr 4: 0 | 14.5568
0 | 234332-Premium T8 with T12 40 Watt Baseline - Tr3 |  | System | Commercial | 01-ALC-AllCommercial-IntLight | 0 |  |  |  |  | 13.9591 | 7.1444 | 0 | 0 | 0 | 6.8147 | 44.0947 |  | kWh | 0.016509 | 0 | Commercial | [7 empty] | 15 | 0.78 |  |  |  | 0 | 18.196 | 0 | 0 | 0 | 0 | 0 | 0 | 0 | 0 | 0 | 0 | 2009 Qtr 1: 0; 2009 Qtr 2: 0; 2009 Qtr 3: 0; 2009 Qtr 4: 18.196; 2010 Qtr 1: 0; 2010 Qtr 2: 0; 2010 Qtr 3: 0; 2010 Qtr 4: 0; 2011 Qtr 1: 0; 2011 Qtr 2: 0; 2011 Qtr 3: 0; 2011 Qtr 4: 0 | 18.196
0 | 234305-Lighting-Remove 4 Ft Lamp (De-Lamp) - Tr3 |  | System | Commercial | 01-ALC-AllCommercial-IntLight | 0 |  |  |  |  | 28.1828 | 8.7931 | 0 | 0 | 0 | 19.3897 | 129.7131 |  | kWh | 0.050038 | 0 | Commercial | [7 empty] | 15 | 0.77 |  |  |  | 0 | 18.196 | 0 | 0 | 0 | 0 | 0 | 0 | 0 | 0 | 0 | 0 | 2009 Qtr 1: 0; 2009 Qtr 2: 0; 2009 Qtr 3: 0; 2009 Qtr 4: 18.196; 2010 Qtr 1: 0; 2010 Qtr 2: 0; 2010 Qtr 3: 0; 2010 Qtr 4: 0; 2011 Qtr 1: 0; 2011 Qtr 2: 0; 2011 Qtr 3: 0; 2011 Qtr 4: 0 | 18.196
0 | 234084-Refrigeration -Cooler/Freezer Door Gaskets - Solid Doors: Cooler |  | System | Commercial | 09-GRO-Grocery-REFG | 0 |  |  |  |  | 2.2498 | 4 | 0 | 0 | 0 | -1.7502 | 104.55 |  | kWh | 0.01195 | 0 | Commercial | [7 empty] | 4 | 0.76 |  |  |  | 0 | 267 | 0 | 0 | 0 | 0 | 0 | 0 | 0 | 0 | 0 | 0 | 2009 Qtr 1: 0; 2009 Qtr 2: 0; 2009 Qtr 3: 0; 2009 Qtr 4: 267; 2010 Qtr 1: 0; 2010 Qtr 2: 0; 2010 Qtr 3: 0; 2010 Qtr 4: 0; 2011 Qtr 1: 0; 2011 Qtr 2: 0; 2011 Qtr 3: 0; 2011 Qtr 4: 0 | 267
0 | 234330-Premium T8 with T12 40 Watt Baseline - Tr1 |  | System | Commercial | 01-ALC-AllCommercial-IntLight | 0 |  |  |  |  | 27.6532 | 13.1897 | 0 | 0 | 0 | 14.4636 | 83.5202 |  | kWh | 0.017351 | 0 | Commercial | [7 empty] | 15 | 0.78 |  |  |  | 0 | 58.2273 | 0 | 0 | 0 | 0 | 0 | 0 | 0 | 0 | 0 | 0 | 2009 Qtr 1: 0; 2009 Qtr 2: 0; 2009 Qtr 3: 0; 2009 Qtr 4: 58.2273; 2010 Qtr 1: 0; 2010 Qtr 2: 0; 2010 Qtr 3: 0; 2010 Qtr 4: 0; 2011 Qtr 1: 0; 2011 Qtr 2: 0; 2011 Qtr 3: 0; 2011 Qtr 4: 0 | 58.2273
0 | 234360-Lighting-IntrHiByLnrFlscntFxtr244wrplc400w(TrI)Tr1 |  | System | Commercial | [6 empty] | 282.4319 | 153.8404 | 0 | 0 | 0 | 128.5914 | 0 |  | 0 | 0.224 | -7.1132 | Commercial |  | Winter Only | [5 empty] | 15 | 0.78 |  |  |  | 0 | 32.1762 | 0 | 0 | 0 | 0 | 0 | 0 | 0 | 0 | 0 | 0 | 2009 Qtr 1: 0; 2009 Qtr 2: 0; 2009 Qtr 3: 0; 2009 Qtr 4: 32.1762; 2010 Qtr 1: 0; 2010 Qtr 2: 0; 2010 Qtr 3: 0; 2010 Qtr 4: 0; 2011 Qtr 1: 0; 2011 Qtr 2: 0; 2011 Qtr 3: 0; 2011 Qtr 4: 0 | 32.1762
0 | 234285-Lighting-Occpncy Snsr-Hi-Bay integrated Snsr-Tr1 |  | System | Commercial | 01-ALC-AllCommercial-IntLight | 0 |  |  |  |  | 221.2703 | 95.5 | 0 | 0 | 0 | 125.7703 | 2503.6304 |  | kWh | 0.48559 | 0 | Commercial | [7 empty] | 8 | 0.84 |  |  |  | 0 | 33 | 0 | 0 | 0 | 0 | 0 | 0 | 0 | 0 | 0 | 0 | 2009 Qtr 1: 0; 2009 Qtr 2: 0; 2009 Qtr 3: 0; 2009 Qtr 4: 33; 2010 Qtr 1: 0; 2010 Qtr 2: 0; 2010 Qtr 3: 0; 2010 Qtr 4: 0; 2011 Qtr 1: 0; 2011 Qtr 2: 0; 2011 Qtr 3: 0; 2011 Qtr 4: 0 | 33
0 | 234285-Lighting-Occpncy Snsr-Hi-Bay integrated Snsr-Tr1 |  | System | Commercial | 01-ALC-AllCommercial-IntLight | 0 |  |  |  |  | 221.2703 | 95.5 | 0 | 0 | 0 | 125.7703 | 2503.6304 |  | kWh | 0.48559 | 0 | Commercial | [7 empty] | 8 | 0.84 |  |  |  | 0 | 15 | 0 | 0 | 0 | 0 | 0 | 0 | 0 | 0 | 0 | 0 | 2009 Qtr 1: 0; 2009 Qtr 2: 0; 2009 Qtr 3: 0; 2009 Qtr 4: 15; 2010 Qtr 1: 0; 2010 Qtr 2: 0; 2010 Qtr 3: 0; 2010 Qtr 4: 0; 2011 Qtr 1: 0; 2011 Qtr 2: 0; 2011 Qtr 3: 0; 2011 Qtr 4: 0 | 15
0 | 234360-Lighting-IntrHiByLnrFlscntFxtr244wrplc400w(TrI)Tr1 |  | System | Commercial | [6 empty] | 282.4319 | 153.8404 | 0 | 0 | 0 | 128.5914 | 0 |  | 0 | 0.224 | -7.1132 | Commercial |  | Winter Only | [5 empty] | 15 | 0.78 |  |  |  | 0 | 14.6255 | 0 | 0 | 0 | 0 | 0 | 0 | 0 | 0 | 0 | 0 | 2009 Qtr 1: 0; 2009 Qtr 2: 0; 2009 Qtr 3: 0; 2009 Qtr 4: 14.6255; 2010 Qtr 1: 0; 2010 Qtr 2: 0; 2010 Qtr 3: 0; 2010 Qtr 4: 0; 2011 Qtr 1: 0; 2011 Qtr 2: 0; 2011 Qtr 3: 0; 2011 Qtr 4: 0 | 14.6255
0 | 234360-Lighting-IntrHiByLnrFlscntFxtr244wrplc400w(TrI)Tr1 |  | System | Commercial | [6 empty] | 282.4319 | 153.8404 | 0 | 0 | 0 | 128.5914 | 0 |  | 0 | 0.224 | -7.1132 | Commercial |  | Winter Only | [5 empty] | 15 | 0.78 |  |  |  | 0 | 8.7753 | 0 | 0 | 0 | 0 | 0 | 0 | 0 | 0 | 0 | 0 | 2009 Qtr 1: 0; 2009 Qtr 2: 0; 2009 Qtr 3: 0; 2009 Qtr 4: 8.7753; 2010 Qtr 1: 0; 2010 Qtr 2: 0; 2010 Qtr 3: 0; 2010 Qtr 4: 0; 2011 Qtr 1: 0; 2011 Qtr 2: 0; 2011 Qtr 3: 0; 2011 Qtr 4: 0 | 8.7753
0 | 234285-Lighting-Occpncy Snsr-Hi-Bay integrated Snsr-Tr1 |  | System | Commercial | 01-ALC-AllCommercial-IntLight | 0 |  |  |  |  | 221.2703 | 95.5 | 0 | 0 | 0 | 125.7703 | 2503.6304 |  | kWh | 0.48559 | 0 | Commercial | [7 empty] | 8 | 0.84 |  |  |  | 0 | 9 | 0 | 0 | 0 | 0 | 0 | 0 | 0 | 0 | 0 | 0 | 2009 Qtr 1: 0; 2009 Qtr 2: 0; 2009 Qtr 3: 0; 2009 Qtr 4: 9; 2010 Qtr 1: 0; 2010 Qtr 2: 0; 2010 Qtr 3: 0; 2010 Qtr 4: 0; 2011 Qtr 1: 0; 2011 Qtr 2: 0; 2011 Qtr 3: 0; 2011 Qtr 4: 0 | 9
0 | 234330-Premium T8 with T12 40 Watt Baseline - Tr1 |  | System | Commercial | 01-ALC-AllCommercial-IntLight | 0 |  |  |  |  | 27.6532 | 13.1897 | 0 | 0 | 0 | 14.4636 | 83.5202 |  | kWh | 0.017351 | 0 | Commercial | [7 empty] | 15 | 0.78 |  |  |  | 0 | 47.3097 | 0 | 0 | 0 | 0 | 0 | 0 | 0 | 0 | 0 | 0 | 2009 Qtr 1: 47.3097; 2009 Qtr 2: 0; 2009 Qtr 3: 0; 2009 Qtr 4: 0; 2010 Qtr 1: 0; 2010 Qtr 2: 0; 2010 Qtr 3: 0; 2010 Qtr 4: 0; 2011 Qtr 1: 0; 2011 Qtr 2: 0; 2011 Qtr 3: 0; 2011 Qtr 4: 0 | 47.3097
0 | 234306-Lighting-Remove 8 Ft Lamp (De-Lamp) - Tr1 |  | System | Commercial | 23-RTL-Retail–SingleStorylarge-LIT_INT | 0 |  |  |  |  | 28.4369 | 27.4785 | 0 | 0 | 0 | 0.95836 | 366.7521 |  | kWh | 0.077777 | 0 | Commercial | [7 empty] | 15 | 0.77 |  |  |  | 0 | 23.6549 | 0 | 0 | 0 | 0 | 0 | 0 | 0 | 0 | 0 | 0 | 2009 Qtr 1: 23.6549; 2009 Qtr 2: 0; 2009 Qtr 3: 0; 2009 Qtr 4: 0; 2010 Qtr 1: 0; 2010 Qtr 2: 0; 2010 Qtr 3: 0; 2010 Qtr 4: 0; 2011 Qtr 1: 0; 2011 Qtr 2: 0; 2011 Qtr 3: 0; 2011 Qtr 4: 0 | 23.6549
0 | 234330-Premium T8 with T12 40 Watt Baseline - Tr1 |  | System | Commercial | 01-ALC-AllCommercial-IntLight | 0 |  |  |  |  | 27.6532 | 13.1897 | 0 | 0 | 0 | 14.4636 | 83.5202 |  | kWh | 0.017351 | 0 | Commercial | [7 empty] | 15 | 0.78 |  |  |  | 0 | 138.2899 | 0 | 0 | 0 | 0 | 0 | 0 | 0 | 0 | 0 | 0 | 2009 Qtr 1: 138.2899; 2009 Qtr 2: 0; 2009 Qtr 3: 0; 2009 Qtr 4: 0; 2010 Qtr 1: 0; 2010 Qtr 2: 0; 2010 Qtr 3: 0; 2010 Qtr 4: 0; 2011 Qtr 1: 0; 2011 Qtr 2: 0; 2011 Qtr 3: 0; 2011 Qtr 4: 0 | 138.2899
0 | 234303-Lighting-Remove 4 Ft Lamp (De-Lamp) - Tr1 |  | System | Commercial | [6 empty] | 12.3596 | 16.4871 | 0 | 0 | 0 | -4.1275 | 137.2559 |  | 0 | 0.026384 | -2.5676 | Commercial |  | Winter Only | [5 empty] | 15 | 0.77 |  |  |  | 0 | 138.2899 | 0 | 0 | 0 | 0 | 0 | 0 | 0 | 0 | 0 | 0 | 2009 Qtr 1: 138.2899; 2009 Qtr 2: 0; 2009 Qtr 3: 0; 2009 Qtr 4: 0; 2010 Qtr 1: 0; 2010 Qtr 2: 0; 2010 Qtr 3: 0; 2010 Qtr 4: 0; 2011 Qtr 1: 0; 2011 Qtr 2: 0; 2011 Qtr 3: 0; 2011 Qtr 4: 0 | 138.2899
0 | 234049-Lighting-LED Exit Sign New Sign |  | System | Commercial | 25-SCN-Storage–Conditioned-Exit | 0 |  |  |  |  | 64.8921 | 45 | 0 | 0 | 0 | 19.8921 | 351.311 |  | kWh | 0 | 0 | Commercial | [7 empty] | 16 | 0.85 |  |  |  | 0 | 3 | 0 | 0 | 0 | 0 | 0 | 0 | 0 | 0 | 0 | 0 | 2009 Qtr 1: 3; 2009 Qtr 2: 0; 2009 Qtr 3: 0; 2009 Qtr 4: 0; 2010 Qtr 1: 0; 2010 Qtr 2: 0; 2010 Qtr 3: 0; 2010 Qtr 4: 0; 2011 Qtr 1: 0; 2011 Qtr 2: 0; 2011 Qtr 3: 0; 2011 Qtr 4: 0 | 3
0 | 234312-Lighting-Screw in 14-26 Watt Lamp - Tr1 |  | System | Commercial | [6 empty] | 9.3196 | 10.3931 | 0 | 0 | 0 | -1.0734 | 194.1729 |  | 0 | 0.038993 | -2.6224 | Commercial |  | Annual | [5 empty] | 2.47 | 0.81 |  |  |  | 0 | 16.8381 | 0 | 0 | 0 | 0 | 0 | 0 | 0 | 0 | 0 | 0 | 2009 Qtr 1: 16.8381; 2009 Qtr 2: 0; 2009 Qtr 3: 0; 2009 Qtr 4: 0; 2010 Qtr 1: 0; 2010 Qtr 2: 0; 2010 Qtr 3: 0; 2010 Qtr 4: 0; 2011 Qtr 1: 0; 2011 Qtr 2: 0; 2011 Qtr 3: 0; 2011 Qtr 4: 0 | 16.8381
0 | 234315-Lighting-Screw in 14-26 Watt Reflector Lamp-Tr1 |  | System | Commercial | [6 empty] | 18.0648 | 9.6507 | 0 | 0 | 0 | 8.4141 | 194.1729 |  | 0 | 0.038993 | -2.6224 | Commercial |  | Winter Only | [5 empty] | 2.47 | 0.81 |  |  |  | 0 | 37.7174 | 0 | 0 | 0 | 0 | 0 | 0 | 0 | 0 | 0 | 0 | 2009 Qtr 1: 37.7174; 2009 Qtr 2: 0; 2009 Qtr 3: 0; 2009 Qtr 4: 0; 2010 Qtr 1: 0; 2010 Qtr 2: 0; 2010 Qtr 3: 0; 2010 Qtr 4: 0; 2011 Qtr 1: 0; 2011 Qtr 2: 0; 2011 Qtr 3: 0; 2011 Qtr 4: 0 | 37.7174
0 | 234330-Premium T8 with T12 40 Watt Baseline - Tr1 |  | System | Commercial | 01-ALC-AllCommercial-IntLight | 0 |  |  |  |  | 27.6532 | 13.1897 | 0 | 0 | 0 | 14.4636 | 83.5202 |  | kWh | 0.017351 | 0 | Commercial | [7 empty] | 15 | 0.78 |  |  |  | 0 | 10.9176 | 0 | 0 | 0 | 0 | 0 | 0 | 0 | 0 | 0 | 0 | 2009 Qtr 1: 10.9176; 2009 Qtr 2: 0; 2009 Qtr 3: 0; 2009 Qtr 4: 0; 2010 Qtr 1: 0; 2010 Qtr 2: 0; 2010 Qtr 3: 0; 2010 Qtr 4: 0; 2011 Qtr 1: 0; 2011 Qtr 2: 0; 2011 Qtr 3: 0; 2011 Qtr 4: 0 | 10.9176
0 | 234303-Lighting-Remove 4 Ft Lamp (De-Lamp) - Tr1 |  | System | Commercial | [6 empty] | 12.3596 | 16.4871 | 0 | 0 | 0 | -4.1275 | 137.2559 |  | 0 | 0.026384 | -2.5676 | Commercial |  | Winter Only | [5 empty] | 15 | 0.77 |  |  |  | 0 | 7.2784 | 0 | 0 | 0 | 0 | 0 | 0 | 0 | 0 | 0 | 0 | 2009 Qtr 1: 7.2784; 2009 Qtr 2: 0; 2009 Qtr 3: 0; 2009 Qtr 4: 0; 2010 Qtr 1: 0; 2010 Qtr 2: 0; 2010 Qtr 3: 0; 2010 Qtr 4: 0; 2011 Qtr 1: 0; 2011 Qtr 2: 0; 2011 Qtr 3: 0; 2011 Qtr 4: 0 | 7.2784
0 | 234330-Premium T8 with T12 40 Watt Baseline - Tr1 |  | System | Commercial | 01-ALC-AllCommercial-IntLight | 0 |  |  |  |  | 27.6532 | 13.1897 | 0 | 0 | 0 | 14.4636 | 83.5202 |  | kWh | 0.017351 | 0 | Commercial | [7 empty] | 15 | 0.78 |  |  |  | 0 | 34.5725 | 0 | 0 | 0 | 0 | 0 | 0 | 0 | 0 | 0 | 0 | 2009 Qtr 1: 34.5725; 2009 Qtr 2: 0; 2009 Qtr 3: 0; 2009 Qtr 4: 0; 2010 Qtr 1: 0; 2010 Qtr 2: 0; 2010 Qtr 3: 0; 2010 Qtr 4: 0; 2011 Qtr 1: 0; 2011 Qtr 2: 0; 2011 Qtr 3: 0; 2011 Qtr 4: 0 | 34.5725
0 | 234303-Lighting-Remove 4 Ft Lamp (De-Lamp) - Tr1 |  | System | Commercial | [6 empty] | 12.3596 | 16.4871 | 0 | 0 | 0 | -4.1275 | 137.2559 |  | 0 | 0.026384 | -2.5676 | Commercial |  | Winter Only | [5 empty] | 15 | 0.77 |  |  |  | 0 | 25.4745 | 0 | 0 | 0 | 0 | 0 | 0 | 0 | 0 | 0 | 0 | 2009 Qtr 1: 25.4745; 2009 Qtr 2: 0; 2009 Qtr 3: 0; 2009 Qtr 4: 0; 2010 Qtr 1: 0; 2010 Qtr 2: 0; 2010 Qtr 3: 0; 2010 Qtr 4: 0; 2011 Qtr 1: 0; 2011 Qtr 2: 0; 2011 Qtr 3: 0; 2011 Qtr 4: 0 | 25.4745
0 | 234312-Lighting-Screw in 14-26 Watt Lamp - Tr1 |  | System | Commercial | [6 empty] | 9.3196 | 10.3931 | 0 | 0 | 0 | -1.0734 | 194.1729 |  | 0 | 0.038993 | -2.6224 | Commercial |  | Annual | [5 empty] | 2.47 | 0.81 |  |  |  | 0 | 2.6941 | 0 | 0 | 0 | 0 | 0 | 0 | 0 | 0 | 0 | 0 | 2009 Qtr 1: 0; 2009 Qtr 2: 0; 2009 Qtr 3: 0; 2009 Qtr 4: 2.6941; 2010 Qtr 1: 0; 2010 Qtr 2: 0; 2010 Qtr 3: 0; 2010 Qtr 4: 0; 2011 Qtr 1: 0; 2011 Qtr 2: 0; 2011 Qtr 3: 0; 2011 Qtr 4: 0 | 2.6941
0 | 234330-Premium T8 with T12 40 Watt Baseline - Tr1 |  | System | Commercial | 01-ALC-AllCommercial-IntLight | 0 |  |  |  |  | 27.6532 | 13.1897 | 0 | 0 | 0 | 14.4636 | 83.5202 |  | kWh | 0.017351 | 0 | Commercial | [7 empty] | 15 | 0.78 |  |  |  | 0 | 9.098 | 0 | 0 | 0 | 0 | 0 | 0 | 0 | 0 | 0 | 0 | 2009 Qtr 1: 0; 2009 Qtr 2: 0; 2009 Qtr 3: 0; 2009 Qtr 4: 9.098; 2010 Qtr 1: 0; 2010 Qtr 2: 0; 2010 Qtr 3: 0; 2010 Qtr 4: 0; 2011 Qtr 1: 0; 2011 Qtr 2: 0; 2011 Qtr 3: 0; 2011 Qtr 4: 0 | 9.098
0 | 234207-Lighting-8 Ft T-8 with Elec Ballast-Tr1 |  | System | Commercial | 01-ALC-AllCommercial-IntLight | 0 |  |  |  |  | 35.6901 | 21.9828 | 0 | 0 | 0 | 13.7073 | 45.8368 |  | kWh | 0.0098893 | 0 | Commercial | [7 empty] | 15 | 0.78 |  |  |  | 0 | 23.6549 | 0 | 0 | 0 | 0 | 0 | 0 | 0 | 0 | 0 | 0 | 2009 Qtr 1: 0; 2009 Qtr 2: 0; 2009 Qtr 3: 0; 2009 Qtr 4: 23.6549; 2010 Qtr 1: 0; 2010 Qtr 2: 0; 2010 Qtr 3: 0; 2010 Qtr 4: 0; 2011 Qtr 1: 0; 2011 Qtr 2: 0; 2011 Qtr 3: 0; 2011 Qtr 4: 0 | 23.6549
0 | 234285-Lighting-Occpncy Snsr-Hi-Bay integrated Snsr-Tr1 |  | System | Commercial | 01-ALC-AllCommercial-IntLight | 0 |  |  |  |  | 221.2703 | 95.5 | 0 | 0 | 0 | 125.7703 | 2503.6304 |  | kWh | 0.48559 | 0 | Commercial | [7 empty] | 8 | 0.84 |  |  |  | 0 | 50 | 0 | 0 | 0 | 0 | 0 | 0 | 0 | 0 | 0 | 0 | 2009 Qtr 1: 0; 2009 Qtr 2: 0; 2009 Qtr 3: 0; 2009 Qtr 4: 50; 2010 Qtr 1: 0; 2010 Qtr 2: 0; 2010 Qtr 3: 0; 2010 Qtr 4: 0; 2011 Qtr 1: 0; 2011 Qtr 2: 0; 2011 Qtr 3: 0; 2011 Qtr 4: 0 | 50
0 | 234360-Lighting-IntrHiByLnrFlscntFxtr244wrplc400w(TrI)Tr1 |  | System | Commercial | [6 empty] | 282.4319 | 153.8404 | 0 | 0 | 0 | 128.5914 | 0 |  | 0 | 0.224 | -7.1132 | Commercial |  | Winter Only | [5 empty] | 15 | 0.78 |  |  |  | 0 | 48.7518 | 0 | 0 | 0 | 0 | 0 | 0 | 0 | 0 | 0 | 0 | 2009 Qtr 1: 0; 2009 Qtr 2: 0; 2009 Qtr 3: 0; 2009 Qtr 4: 48.7518; 2010 Qtr 1: 0; 2010 Qtr 2: 0; 2010 Qtr 3: 0; 2010 Qtr 4: 0; 2011 Qtr 1: 0; 2011 Qtr 2: 0; 2011 Qtr 3: 0; 2011 Qtr 4: 0 | 48.7518
0 | 234049-Lighting-LED Exit Sign New Sign |  | System | Commercial | 25-SCN-Storage–Conditioned-Exit | 0 |  |  |  |  | 64.8921 | 45 | 0 | 0 | 0 | 19.8921 | 351.311 |  | kWh | 0 | 0 | Commercial | [7 empty] | 16 | 0.85 |  |  |  | 0 | 6 | 0 | 0 | 0 | 0 | 0 | 0 | 0 | 0 | 0 | 0 | 2009 Qtr 1: 0; 2009 Qtr 2: 0; 2009 Qtr 3: 0; 2009 Qtr 4: 6; 2010 Qtr 1: 0; 2010 Qtr 2: 0; 2010 Qtr 3: 0; 2010 Qtr 4: 0; 2011 Qtr 1: 0; 2011 Qtr 2: 0; 2011 Qtr 3: 0; 2011 Qtr 4: 0 | 6
0 | 234201-Lighting-2 Ft 2nd Gen T-8 with Elec Ballast-Tr1 |  | System | Commercial | 01-ALC-AllCommercial-IntLight | 0 |  |  |  |  | 23.0819 | 10.9914 | 0 | 0 | 0 | 12.0905 | 56.0027 |  | kWh | 0.010616 | 0 | Commercial | [7 empty] | 15 | 0.78 |  |  |  | 0 | 1.8196 | 0 | 0 | 0 | 0 | 0 | 0 | 0 | 0 | 0 | 0 | 2009 Qtr 1: 0; 2009 Qtr 2: 0; 2009 Qtr 3: 0; 2009 Qtr 4: 1.8196; 2010 Qtr 1: 0; 2010 Qtr 2: 0; 2010 Qtr 3: 0; 2010 Qtr 4: 0; 2011 Qtr 1: 0; 2011 Qtr 2: 0; 2011 Qtr 3: 0; 2011 Qtr 4: 0 | 1.8196
0 | 234330-Premium T8 with T12 40 Watt Baseline - Tr1 |  | System | Commercial | 01-ALC-AllCommercial-IntLight | 0 |  |  |  |  | 27.6532 | 13.1897 | 0 | 0 | 0 | 14.4636 | 83.5202 |  | kWh | 0.017351 | 0 | Commercial | [7 empty] | 15 | 0.78 |  |  |  | 0 | 198.3369 | 0 | 0 | 0 | 0 | 0 | 0 | 0 | 0 | 0 | 0 | 2009 Qtr 1: 0; 2009 Qtr 2: 0; 2009 Qtr 3: 0; 2009 Qtr 4: 198.3369; 2010 Qtr 1: 0; 2010 Qtr 2: 0; 2010 Qtr 3: 0; 2010 Qtr 4: 0; 2011 Qtr 1: 0; 2011 Qtr 2: 0; 2011 Qtr 3: 0; 2011 Qtr 4: 0 | 198.3369
0 | 234303-Lighting-Remove 4 Ft Lamp (De-Lamp) - Tr1 |  | System | Commercial | [6 empty] | 12.3596 | 16.4871 | 0 | 0 | 0 | -4.1275 | 137.2559 |  | 0 | 0.026384 | -2.5676 | Commercial |  | Winter Only | [5 empty] | 15 | 0.77 |  |  |  | 0 | 29.1137 | 0 | 0 | 0 | 0 | 0 | 0 | 0 | 0 | 0 | 0 | 2009 Qtr 1: 0; 2009 Qtr 2: 0; 2009 Qtr 3: 0; 2009 Qtr 4: 29.1137; 2010 Qtr 1: 0; 2010 Qtr 2: 0; 2010 Qtr 3: 0; 2010 Qtr 4: 0; 2011 Qtr 1: 0; 2011 Qtr 2: 0; 2011 Qtr 3: 0; 2011 Qtr 4: 0 | 29.1137
0 | 234306-Lighting-Remove 8 Ft Lamp (De-Lamp) - Tr1 |  | System | Commercial | 23-RTL-Retail–SingleStorylarge-LIT_INT | 0 |  |  |  |  | 28.4369 | 27.4785 | 0 | 0 | 0 | 0.95836 | 366.7521 |  | kWh | 0.077777 | 0 | Commercial | [7 empty] | 15 | 0.77 |  |  |  | 0 | 43.6705 | 0 | 0 | 0 | 0 | 0 | 0 | 0 | 0 | 0 | 0 | 2009 Qtr 1: 0; 2009 Qtr 2: 0; 2009 Qtr 3: 0; 2009 Qtr 4: 43.6705; 2010 Qtr 1: 0; 2010 Qtr 2: 0; 2010 Qtr 3: 0; 2010 Qtr 4: 0; 2011 Qtr 1: 0; 2011 Qtr 2: 0; 2011 Qtr 3: 0; 2011 Qtr 4: 0 | 43.6705
0 | 234330-Premium T8 with T12 40 Watt Baseline - Tr1 |  | System | Commercial | 01-ALC-AllCommercial-IntLight | 0 |  |  |  |  | 27.6532 | 13.1897 | 0 | 0 | 0 | 14.4636 | 83.5202 |  | kWh | 0.017351 | 0 | Commercial | [7 empty] | 15 | 0.78 |  |  |  | 0 | 18.196 | 0 | 0 | 0 | 0 | 0 | 0 | 0 | 0 | 0 | 0 | 2009 Qtr 1: 0; 2009 Qtr 2: 0; 2009 Qtr 3: 0; 2009 Qtr 4: 18.196; 2010 Qtr 1: 0; 2010 Qtr 2: 0; 2010 Qtr 3: 0; 2010 Qtr 4: 0; 2011 Qtr 1: 0; 2011 Qtr 2: 0; 2011 Qtr 3: 0; 2011 Qtr 4: 0 | 18.196
0 | 234303-Lighting-Remove 4 Ft Lamp (De-Lamp) - Tr1 |  | System | Commercial | [6 empty] | 12.3596 | 16.4871 | 0 | 0 | 0 | -4.1275 | 137.2559 |  | 0 | 0.026384 | -2.5676 | Commercial |  | Winter Only | [5 empty] | 15 | 0.77 |  |  |  | 0 | 7.2784 | 0 | 0 | 0 | 0 | 0 | 0 | 0 | 0 | 0 | 0 | 2009 Qtr 1: 0; 2009 Qtr 2: 0; 2009 Qtr 3: 0; 2009 Qtr 4: 7.2784; 2010 Qtr 1: 0; 2010 Qtr 2: 0; 2010 Qtr 3: 0; 2010 Qtr 4: 0; 2011 Qtr 1: 0; 2011 Qtr 2: 0; 2011 Qtr 3: 0; 2011 Qtr 4: 0 | 7.2784
0 | 234306-Lighting-Remove 8 Ft Lamp (De-Lamp) - Tr1 |  | System | Commercial | 23-RTL-Retail–SingleStorylarge-LIT_INT | 0 |  |  |  |  | 28.4369 | 0 | 0 | 0 | 0 | 28.4369 | 366.7521 |  | kWh | 0.077777 | 0 | Commercial | [7 empty] | 15 | 0.77 |  |  |  | 0 | 7.2784 | 0 | 0 | 0 | 0 | 0 | 0 | 0 | 0 | 0 | 0 | 2009 Qtr 1: 0; 2009 Qtr 2: 0; 2009 Qtr 3: 0; 2009 Qtr 4: 7.2784; 2010 Qtr 1: 0; 2010 Qtr 2: 0; 2010 Qtr 3: 0; 2010 Qtr 4: 0; 2011 Qtr 1: 0; 2011 Qtr 2: 0; 2011 Qtr 3: 0; 2011 Qtr 4: 0 | 7.2784
0 | 234285-Lighting-Occpncy Snsr-Hi-Bay integrated Snsr-Tr1 |  | System | Commercial | 01-ALC-AllCommercial-IntLight | 0 |  |  |  |  | 221.2703 | 95.5 | 0 | 0 | 0 | 125.7703 | 2503.6304 |  | kWh | 0.48559 | 0 | Commercial | [7 empty] | 8 | 0.84 |  |  |  | 0 | 10 | 0 | 0 | 0 | 0 | 0 | 0 | 0 | 0 | 0 | 0 | 2009 Qtr 1: 0; 2009 Qtr 2: 0; 2009 Qtr 3: 0; 2009 Qtr 4: 10; 2010 Qtr 1: 0; 2010 Qtr 2: 0; 2010 Qtr 3: 0; 2010 Qtr 4: 0; 2011 Qtr 1: 0; 2011 Qtr 2: 0; 2011 Qtr 3: 0; 2011 Qtr 4: 0 | 10
0 | 234312-Lighting-Screw in 14-26 Watt Lamp - Tr1 |  | System | Commercial | [6 empty] | 9.3196 | 10.3931 | 0 | 0 | 0 | -1.0734 | 194.1729 |  | 0 | 0.038993 | -2.6224 | Commercial |  | Annual | [5 empty] | 2.47 | 0.81 |  |  |  | 0 | 4.7147 | 0 | 0 | 0 | 0 | 0 | 0 | 0 | 0 | 0 | 0 | 2009 Qtr 1: 0; 2009 Qtr 2: 0; 2009 Qtr 3: 0; 2009 Qtr 4: 4.7147; 2010 Qtr 1: 0; 2010 Qtr 2: 0; 2010 Qtr 3: 0; 2010 Qtr 4: 0; 2011 Qtr 1: 0; 2011 Qtr 2: 0; 2011 Qtr 3: 0; 2011 Qtr 4: 0 | 4.7147
0 | 234315-Lighting-Screw in 14-26 Watt Reflector Lamp-Tr1 |  | System | Commercial | [6 empty] | 18.0648 | 9.6507 | 0 | 0 | 0 | 8.4141 | 194.1729 |  | 0 | 0.038993 | -2.6224 | Commercial |  | Winter Only | [5 empty] | 2.47 | 0.81 |  |  |  | 0 | 2.0206 | 0 | 0 | 0 | 0 | 0 | 0 | 0 | 0 | 0 | 0 | 2009 Qtr 1: 0; 2009 Qtr 2: 0; 2009 Qtr 3: 0; 2009 Qtr 4: 2.0206; 2010 Qtr 1: 0; 2010 Qtr 2: 0; 2010 Qtr 3: 0; 2010 Qtr 4: 0; 2011 Qtr 1: 0; 2011 Qtr 2: 0; 2011 Qtr 3: 0; 2011 Qtr 4: 0 | 2.0206
0 | 234201-Lighting-2 Ft 2nd Gen T-8 with Elec Ballast-Tr1 |  | System | Commercial | 01-ALC-AllCommercial-IntLight | 0 |  |  |  |  | 23.0819 | 10.9914 | 0 | 0 | 0 | 12.0905 | 56.0027 |  | kWh | 0.010616 | 0 | Commercial | [7 empty] | 15 | 0.78 |  |  |  | 0 | 3.6392 | 0 | 0 | 0 | 0 | 0 | 0 | 0 | 0 | 0 | 0 | 2009 Qtr 1: 0; 2009 Qtr 2: 0; 2009 Qtr 3: 0; 2009 Qtr 4: 3.6392; 2010 Qtr 1: 0; 2010 Qtr 2: 0; 2010 Qtr 3: 0; 2010 Qtr 4: 0; 2011 Qtr 1: 0; 2011 Qtr 2: 0; 2011 Qtr 3: 0; 2011 Qtr 4: 0 | 3.6392
0 | 234330-Premium T8 with T12 40 Watt Baseline - Tr1 |  | System | Commercial | 01-ALC-AllCommercial-IntLight | 0 |  |  |  |  | 27.6532 | 13.1897 | 0 | 0 | 0 | 14.4636 | 83.5202 |  | kWh | 0.017351 | 0 | Commercial | [7 empty] | 15 | 0.78 |  |  |  | 0 | 94.6194 | 0 | 0 | 0 | 0 | 0 | 0 | 0 | 0 | 0 | 0 | 2009 Qtr 1: 0; 2009 Qtr 2: 0; 2009 Qtr 3: 0; 2009 Qtr 4: 94.6194; 2010 Qtr 1: 0; 2010 Qtr 2: 0; 2010 Qtr 3: 0; 2010 Qtr 4: 0; 2011 Qtr 1: 0; 2011 Qtr 2: 0; 2011 Qtr 3: 0; 2011 Qtr 4: 0 | 94.6194
0 | 234303-Lighting-Remove 4 Ft Lamp (De-Lamp) - Tr1 |  | System | Commercial | [6 empty] | 12.3596 | 16.4871 | 0 | 0 | 0 | -4.1275 | 137.2559 |  | 0 | 0.026384 | -2.5676 | Commercial |  | Winter Only | [5 empty] | 15 | 0.77 |  |  |  | 0 | 60.0469 | 0 | 0 | 0 | 0 | 0 | 0 | 0 | 0 | 0 | 0 | 2009 Qtr 1: 0; 2009 Qtr 2: 0; 2009 Qtr 3: 0; 2009 Qtr 4: 60.0469; 2010 Qtr 1: 0; 2010 Qtr 2: 0; 2010 Qtr 3: 0; 2010 Qtr 4: 0; 2011 Qtr 1: 0; 2011 Qtr 2: 0; 2011 Qtr 3: 0; 2011 Qtr 4: 0 | 60.0469
0 | 234049-Lighting-LED Exit Sign New Sign |  | System | Commercial | 25-SCN-Storage–Conditioned-Exit | 0 |  |  |  |  | 64.8921 | 0 | 0 | 0 | 0 | 64.8921 | 351.311 |  | kWh | 0 | 0 | Commercial | [7 empty] | 16 | 0.85 |  |  |  | 0 | 16 | 0 | 0 | 0 | 0 | 0 | 0 | 0 | 0 | 0 | 0 | 2009 Qtr 1: 0; 2009 Qtr 2: 0; 2009 Qtr 3: 0; 2009 Qtr 4: 16; 2010 Qtr 1: 0; 2010 Qtr 2: 0; 2010 Qtr 3: 0; 2010 Qtr 4: 0; 2011 Qtr 1: 0; 2011 Qtr 2: 0; 2011 Qtr 3: 0; 2011 Qtr 4: 0 | 16
0 | 234330-Premium T8 with T12 40 Watt Baseline - Tr1 |  | System | Commercial | 01-ALC-AllCommercial-IntLight | 0 |  |  |  |  | 27.6532 | 13.1897 | 0 | 0 | 0 | 14.4636 | 83.5202 |  | kWh | 0.017351 | 0 | Commercial | [7 empty] | 15 | 0.78 |  |  |  | 0 | 30.9333 | 0 | 0 | 0 | 0 | 0 | 0 | 0 | 0 | 0 | 0 | 2009 Qtr 1: 0; 2009 Qtr 2: 0; 2009 Qtr 3: 0; 2009 Qtr 4: 30.9333; 2010 Qtr 1: 0; 2010 Qtr 2: 0; 2010 Qtr 3: 0; 2010 Qtr 4: 0; 2011 Qtr 1: 0; 2011 Qtr 2: 0; 2011 Qtr 3: 0; 2011 Qtr 4: 0 | 30.9333
0 | 234303-Lighting-Remove 4 Ft Lamp (De-Lamp) - Tr1 |  | System | Commercial | [6 empty] | 12.3596 | 16.4871 | 0 | 0 | 0 | -4.1275 | 137.2559 |  | 0 | 0.026384 | -2.5676 | Commercial |  | Winter Only | [5 empty] | 15 | 0.77 |  |  |  | 0 | 30.9333 | 0 | 0 | 0 | 0 | 0 | 0 | 0 | 0 | 0 | 0 | 2009 Qtr 1: 0; 2009 Qtr 2: 0; 2009 Qtr 3: 0; 2009 Qtr 4: 30.9333; 2010 Qtr 1: 0; 2010 Qtr 2: 0; 2010 Qtr 3: 0; 2010 Qtr 4: 0; 2011 Qtr 1: 0; 2011 Qtr 2: 0; 2011 Qtr 3: 0; 2011 Qtr 4: 0 | 30.9333
0 | 234330-Premium T8 with T12 40 Watt Baseline - Tr1 |  | System | Commercial | 01-ALC-AllCommercial-IntLight | 0 |  |  |  |  | 27.6532 | 13.1897 | 0 | 0 | 0 | 14.4636 | 83.5202 |  | kWh | 0.017351 | 0 | Commercial | [7 empty] | 15 | 0.78 |  |  |  | 0 | 36.3921 | 0 | 0 | 0 | 0 | 0 | 0 | 0 | 0 | 0 | 0 | 2009 Qtr 1: 0; 2009 Qtr 2: 0; 2009 Qtr 3: 0; 2009 Qtr 4: 36.3921; 2010 Qtr 1: 0; 2010 Qtr 2: 0; 2010 Qtr 3: 0; 2010 Qtr 4: 0; 2011 Qtr 1: 0; 2011 Qtr 2: 0; 2011 Qtr 3: 0; 2011 Qtr 4: 0 | 36.3921
0 | 234303-Lighting-Remove 4 Ft Lamp (De-Lamp) - Tr1 |  | System | Commercial | [6 empty] | 12.3596 | 16.4871 | 0 | 0 | 0 | -4.1275 | 137.2559 |  | 0 | 0.026384 | -2.5676 | Commercial |  | Winter Only | [5 empty] | 15 | 0.77 |  |  |  | 0 | 36.3921 | 0 | 0 | 0 | 0 | 0 | 0 | 0 | 0 | 0 | 0 | 2009 Qtr 1: 0; 2009 Qtr 2: 0; 2009 Qtr 3: 0; 2009 Qtr 4: 36.3921; 2010 Qtr 1: 0; 2010 Qtr 2: 0; 2010 Qtr 3: 0; 2010 Qtr 4: 0; 2011 Qtr 1: 0; 2011 Qtr 2: 0; 2011 Qtr 3: 0; 2011 Qtr 4: 0 | 36.3921
0 | 234129-Software Plug Load Sensors |  | System | Commercial | 18-OFS-Office–Small-OffEquip | 0 |  |  |  |  | 5 | 15 | 0 | 0 | 0 | -10 | 227.001 |  | kWh | 0 | 0 | Commercial | [7 empty] | 5 | 0.7 |  |  |  | 0 | 45 | 0 | 0 | 0 | 0 | 0 | 0 | 0 | 0 | 0 | 0 | 2009 Qtr 1: 45; 2009 Qtr 2: 0; 2009 Qtr 3: 0; 2009 Qtr 4: 0; 2010 Qtr 1: 0; 2010 Qtr 2: 0; 2010 Qtr 3: 0; 2010 Qtr 4: 0; 2011 Qtr 1: 0; 2011 Qtr 2: 0; 2011 Qtr 3: 0; 2011 Qtr 4: 0 | 45
0 | 234129-Software Plug Load Sensors |  | System | Commercial | 18-OFS-Office–Small-OffEquip | 0 |  |  |  |  | 5 | 15 | 0 | 0 | 0 | -10 | 227.001 |  | kWh | 0 | 0 | Commercial | [7 empty] | 5 | 0.7 |  |  |  | 0 | 45 | 0 | 0 | 0 | 0 | 0 | 0 | 0 | 0 | 0 | 0 | 2009 Qtr 1: 45; 2009 Qtr 2: 0; 2009 Qtr 3: 0; 2009 Qtr 4: 0; 2010 Qtr 1: 0; 2010 Qtr 2: 0; 2010 Qtr 3: 0; 2010 Qtr 4: 0; 2011 Qtr 1: 0; 2011 Qtr 2: 0; 2011 Qtr 3: 0; 2011 Qtr 4: 0 | 45
0 | 234129-Software Plug Load Sensors |  | System | Commercial | 18-OFS-Office–Small-OffEquip | 0 |  |  |  |  | 5 | 15 | 0 | 0 | 0 | -10 | 227.001 |  | kWh | 0 | 0 | Commercial | [7 empty] | 5 | 0.7 |  |  |  | 0 | 45 | 0 | 0 | 0 | 0 | 0 | 0 | 0 | 0 | 0 | 0 | 2009 Qtr 1: 45; 2009 Qtr 2: 0; 2009 Qtr 3: 0; 2009 Qtr 4: 0; 2010 Qtr 1: 0; 2010 Qtr 2: 0; 2010 Qtr 3: 0; 2010 Qtr 4: 0; 2011 Qtr 1: 0; 2011 Qtr 2: 0; 2011 Qtr 3: 0; 2011 Qtr 4: 0 | 45
0 | 234129-Software Plug Load Sensors |  | System | Commercial | 18-OFS-Office–Small-OffEquip | 0 |  |  |  |  | 5 | 15 | 0 | 0 | 0 | -10 | 227.001 |  | kWh | 0 | 0 | Commercial | [7 empty] | 5 | 0.7 |  |  |  | 0 | 45 | 0 | 0 | 0 | 0 | 0 | 0 | 0 | 0 | 0 | 0 | 2009 Qtr 1: 45; 2009 Qtr 2: 0; 2009 Qtr 3: 0; 2009 Qtr 4: 0; 2010 Qtr 1: 0; 2010 Qtr 2: 0; 2010 Qtr 3: 0; 2010 Qtr 4: 0; 2011 Qtr 1: 0; 2011 Qtr 2: 0; 2011 Qtr 3: 0; 2011 Qtr 4: 0 | 45
0 | 234129-Software Plug Load Sensors |  | System | Commercial | 18-OFS-Office–Small-OffEquip | 0 |  |  |  |  | 5 | 15 | 0 | 0 | 0 | -10 | 227.001 |  | kWh | 0 | 0 | Commercial | [7 empty] | 5 | 0.7 |  |  |  | 0 | 35 | 0 | 0 | 0 | 0 | 0 | 0 | 0 | 0 | 0 | 0 | 2009 Qtr 1: 35; 2009 Qtr 2: 0; 2009 Qtr 3: 0; 2009 Qtr 4: 0; 2010 Qtr 1: 0; 2010 Qtr 2: 0; 2010 Qtr 3: 0; 2010 Qtr 4: 0; 2011 Qtr 1: 0; 2011 Qtr 2: 0; 2011 Qtr 3: 0; 2011 Qtr 4: 0 | 35
0 | 234360-Lighting-IntrHiByLnrFlscntFxtr244wrplc400w(TrI)Tr1 |  | System | Commercial | [6 empty] | 282.4319 | 153.8404 | 0 | 0 | 0 | 128.5914 | 0 |  | 0 | 0.224 | -7.1132 | Commercial |  | Winter Only | [5 empty] | 15 | 0.78 |  |  |  | 0 | 31.2012 | 0 | 0 | 0 | 0 | 0 | 0 | 0 | 0 | 0 | 0 | 2009 Qtr 1: 0; 2009 Qtr 2: 0; 2009 Qtr 3: 0; 2009 Qtr 4: 31.2012; 2010 Qtr 1: 0; 2010 Qtr 2: 0; 2010 Qtr 3: 0; 2010 Qtr 4: 0; 2011 Qtr 1: 0; 2011 Qtr 2: 0; 2011 Qtr 3: 0; 2011 Qtr 4: 0 | 31.2012
0 | 234285-Lighting-Occpncy Snsr-Hi-Bay integrated Snsr-Tr1 |  | System | Commercial | 01-ALC-AllCommercial-IntLight | 0 |  |  |  |  | 221.2703 | 95.5 | 0 | 0 | 0 | 125.7703 | 2503.6304 |  | kWh | 0.48559 | 0 | Commercial | [7 empty] | 8 | 0.84 |  |  |  | 0 | 32 | 0 | 0 | 0 | 0 | 0 | 0 | 0 | 0 | 0 | 0 | 2009 Qtr 1: 0; 2009 Qtr 2: 0; 2009 Qtr 3: 0; 2009 Qtr 4: 32; 2010 Qtr 1: 0; 2010 Qtr 2: 0; 2010 Qtr 3: 0; 2010 Qtr 4: 0; 2011 Qtr 1: 0; 2011 Qtr 2: 0; 2011 Qtr 3: 0; 2011 Qtr 4: 0 | 32
0 | 234129-Software Plug Load Sensors |  | System | Commercial | 18-OFS-Office–Small-OffEquip | 0 |  |  |  |  | 5 | 15 | 0 | 0 | 0 | -10 | 227.001 |  | kWh | 0 | 0 | Commercial | [7 empty] | 5 | 0.7 |  |  |  | 0 | 35 | 0 | 0 | 0 | 0 | 0 | 0 | 0 | 0 | 0 | 0 | 2009 Qtr 1: 35; 2009 Qtr 2: 0; 2009 Qtr 3: 0; 2009 Qtr 4: 0; 2010 Qtr 1: 0; 2010 Qtr 2: 0; 2010 Qtr 3: 0; 2010 Qtr 4: 0; 2011 Qtr 1: 0; 2011 Qtr 2: 0; 2011 Qtr 3: 0; 2011 Qtr 4: 0 | 35
0 | 234330-Premium T8 with T12 40 Watt Baseline - Tr1 |  | System | Commercial | 01-ALC-AllCommercial-IntLight | 0 |  |  |  |  | 27.6532 | 13.1897 | 0 | 0 | 0 | 14.4636 | 83.5202 |  | kWh | 0.017351 | 0 | Commercial | [7 empty] | 15 | 0.78 |  |  |  | 0 | 109.1763 | 0 | 0 | 0 | 0 | 0 | 0 | 0 | 0 | 0 | 0 | 2009 Qtr 1: 0; 2009 Qtr 2: 0; 2009 Qtr 3: 0; 2009 Qtr 4: 109.1763; 2010 Qtr 1: 0; 2010 Qtr 2: 0; 2010 Qtr 3: 0; 2010 Qtr 4: 0; 2011 Qtr 1: 0; 2011 Qtr 2: 0; 2011 Qtr 3: 0; 2011 Qtr 4: 0 | 109.1763
0 | 234303-Lighting-Remove 4 Ft Lamp (De-Lamp) - Tr1 |  | System | Commercial | [6 empty] | 12.3596 | 16.4871 | 0 | 0 | 0 | -4.1275 | 137.2559 |  | 0 | 0.026384 | -2.5676 | Commercial |  | Winter Only | [5 empty] | 15 | 0.77 |  |  |  | 0 | 10.9176 | 0 | 0 | 0 | 0 | 0 | 0 | 0 | 0 | 0 | 0 | 2009 Qtr 1: 0; 2009 Qtr 2: 0; 2009 Qtr 3: 0; 2009 Qtr 4: 10.9176; 2010 Qtr 1: 0; 2010 Qtr 2: 0; 2010 Qtr 3: 0; 2010 Qtr 4: 0; 2011 Qtr 1: 0; 2011 Qtr 2: 0; 2011 Qtr 3: 0; 2011 Qtr 4: 0 | 10.9176
0 | 234330-Premium T8 with T12 40 Watt Baseline - Tr1 |  | System | Commercial | 01-ALC-AllCommercial-IntLight | 0 |  |  |  |  | 27.6532 | 13.1897 | 0 | 0 | 0 | 14.4636 | 83.5202 |  | kWh | 0.017351 | 0 | Commercial | [7 empty] | 15 | 0.78 |  |  |  | 0 | 27.2941 | 0 | 0 | 0 | 0 | 0 | 0 | 0 | 0 | 0 | 0 | 2009 Qtr 1: 0; 2009 Qtr 2: 0; 2009 Qtr 3: 0; 2009 Qtr 4: 27.2941; 2010 Qtr 1: 0; 2010 Qtr 2: 0; 2010 Qtr 3: 0; 2010 Qtr 4: 0; 2011 Qtr 1: 0; 2011 Qtr 2: 0; 2011 Qtr 3: 0; 2011 Qtr 4: 0 | 27.2941
0 | 234303-Lighting-Remove 4 Ft Lamp (De-Lamp) - Tr1 |  | System | Commercial | [6 empty] | 12.3596 | 16.4871 | 0 | 0 | 0 | -4.1275 | 137.2559 |  | 0 | 0.026384 | -2.5676 | Commercial |  | Winter Only | [5 empty] | 15 | 0.77 |  |  |  | 0 | 12.7372 | 0 | 0 | 0 | 0 | 0 | 0 | 0 | 0 | 0 | 0 | 2009 Qtr 1: 0; 2009 Qtr 2: 0; 2009 Qtr 3: 0; 2009 Qtr 4: 12.7372; 2010 Qtr 1: 0; 2010 Qtr 2: 0; 2010 Qtr 3: 0; 2010 Qtr 4: 0; 2011 Qtr 1: 0; 2011 Qtr 2: 0; 2011 Qtr 3: 0; 2011 Qtr 4: 0 | 12.7372
0 | 234157-Pipe Insulation - Low Pressure Steam Applic. (LF) 1 in |  | System | Commercial | 01-ALC-AllCommercial-Vent/Fan | 0 |  |  |  |  | 5.22 | 3 | 0 | 0 | 0 | 2.22 | 0 |  | kWh | 0 | 13.4 | Commercial |  | Annual | [5 empty] | 20 | 0.7 |  |  |  | 0 | 237 | 0 | 0 | 0 | 0 | 0 | 0 | 0 | 0 | 0 | 0 | 2009 Qtr 1: 237; 2009 Qtr 2: 0; 2009 Qtr 3: 0; 2009 Qtr 4: 0; 2010 Qtr 1: 0; 2010 Qtr 2: 0; 2010 Qtr 3: 0; 2010 Qtr 4: 0; 2011 Qtr 1: 0; 2011 Qtr 2: 0; 2011 Qtr 3: 0; 2011 Qtr 4: 0 | 237
0 | 234126-Refrigeration - Efficient Evap Fan Motor Electronically Commutated Motor (ECM) |  | System | Commercial | 09-GRO-Grocery-REFG | 0 |  |  |  |  | 6.7904 | 150 | 0 | 0 | 0 | -143.2096 | 116.369 |  | kWh | 0.015845 | -0.11528 | Commercial |  | Annual | [5 empty] | 15 | 0.7 |  |  |  | 0 | 15 | 0 | 0 | 0 | 0 | 0 | 0 | 0 | 0 | 0 | 0 | 2009 Qtr 1: 15; 2009 Qtr 2: 0; 2009 Qtr 3: 0; 2009 Qtr 4: 0; 2010 Qtr 1: 0; 2010 Qtr 2: 0; 2010 Qtr 3: 0; 2010 Qtr 4: 0; 2011 Qtr 1: 0; 2011 Qtr 2: 0; 2011 Qtr 3: 0; 2011 Qtr 4: 0 | 15
0 | 234084-Refrigeration -Cooler/Freezer Door Gaskets - Solid Doors: Cooler |  | System | Commercial | 09-GRO-Grocery-REFG | 0 |  |  |  |  | 2.2498 | 4 | 0 | 0 | 0 | -1.7502 | 104.55 |  | kWh | 0.01195 | 0 | Commercial | [7 empty] | 4 | 0.76 |  |  |  | 0 | 100 | 0 | 0 | 0 | 0 | 0 | 0 | 0 | 0 | 0 | 0 | 2009 Qtr 1: 100; 2009 Qtr 2: 0; 2009 Qtr 3: 0; 2009 Qtr 4: 0; 2010 Qtr 1: 0; 2010 Qtr 2: 0; 2010 Qtr 3: 0; 2010 Qtr 4: 0; 2011 Qtr 1: 0; 2011 Qtr 2: 0; 2011 Qtr 3: 0; 2011 Qtr 4: 0 | 100
0 | 234315-Lighting-Screw in 14-26 Watt Reflector Lamp-Tr1 |  | System | Commercial | [6 empty] | 18.0648 | 9.6507 | 0 | 0 | 0 | 8.4141 | 194.1729 |  | 0 | 0.038993 | -2.6224 | Commercial |  | Winter Only | [5 empty] | 2.47 | 0.81 |  |  |  | 0 | 17.5117 | 0 | 0 | 0 | 0 | 0 | 0 | 0 | 0 | 0 | 0 | 2009 Qtr 1: 0; 2009 Qtr 2: 0; 2009 Qtr 3: 0; 2009 Qtr 4: 17.5117; 2010 Qtr 1: 0; 2010 Qtr 2: 0; 2010 Qtr 3: 0; 2010 Qtr 4: 0; 2011 Qtr 1: 0; 2011 Qtr 2: 0; 2011 Qtr 3: 0; 2011 Qtr 4: 0 | 17.5117
0 | 234225-Lighting-Hrdwr Mrc Vp Bs 27-65w Flrscnt Fxtr -Tr1 |  | System | Commercial | 01-ALC-AllCommercial-IntLight | 0 |  |  |  |  | 56 | 0 | 0 | 0 | 0 | 56 | 295.4459 |  | kWh | 0.05754 | 0 | Commercial | [7 empty] | 15 | 0.77 |  |  |  | 0 | 2 | 0 | 0 | 0 | 0 | 0 | 0 | 0 | 0 | 0 | 0 | 2009 Qtr 1: 0; 2009 Qtr 2: 0; 2009 Qtr 3: 0; 2009 Qtr 4: 2; 2010 Qtr 1: 0; 2010 Qtr 2: 0; 2010 Qtr 3: 0; 2010 Qtr 4: 0; 2011 Qtr 1: 0; 2011 Qtr 2: 0; 2011 Qtr 3: 0; 2011 Qtr 4: 0 | 2
0 | 234315-Lighting-Screw in 14-26 Watt Reflector Lamp-Tr1 |  | System | Commercial | [6 empty] | 18.0648 | 9.6507 | 0 | 0 | 0 | 8.4141 | 194.1729 |  | 0 | 0.038993 | -2.6224 | Commercial |  | Winter Only | [5 empty] | 2.47 | 0.81 |  |  |  | 0 | 2.6941 | 0 | 0 | 0 | 0 | 0 | 0 | 0 | 0 | 0 | 0 | 2009 Qtr 1: 0; 2009 Qtr 2: 0; 2009 Qtr 3: 0; 2009 Qtr 4: 2.6941; 2010 Qtr 1: 0; 2010 Qtr 2: 0; 2010 Qtr 3: 0; 2010 Qtr 4: 0; 2011 Qtr 1: 0; 2011 Qtr 2: 0; 2011 Qtr 3: 0; 2011 Qtr 4: 0 | 2.6941
0 | 234231-Lighting-Hardwired 14-26 watt CF Fixture - Tier 1 |  | System | Commercial | 01-ALC-AllCommercial-IntLight | 0 |  |  |  |  | 21.3375 | 0 | 0 | 0 | 0 | 21.3375 | 268.0177 |  | kWh | 0.051378 | 0 | Commercial | [7 empty] | 15 | 0.77 |  |  |  | 0 | 8 | 0 | 0 | 0 | 0 | 0 | 0 | 0 | 0 | 0 | 0 | 2009 Qtr 1: 0; 2009 Qtr 2: 0; 2009 Qtr 3: 0; 2009 Qtr 4: 8; 2010 Qtr 1: 0; 2010 Qtr 2: 0; 2010 Qtr 3: 0; 2010 Qtr 4: 0; 2011 Qtr 1: 0; 2011 Qtr 2: 0; 2011 Qtr 3: 0; 2011 Qtr 4: 0 | 8
0 | 234225-Lighting-Hrdwr Mrc Vp Bs 27-65w Flrscnt Fxtr -Tr1 |  | System | Commercial | 01-ALC-AllCommercial-IntLight | 0 |  |  |  |  | 56 | 0 | 0 | 0 | 0 | 56 | 295.4459 |  | kWh | 0.05754 | 0 | Commercial | [7 empty] | 15 | 0.77 |  |  |  | 0 | 1 | 0 | 0 | 0 | 0 | 0 | 0 | 0 | 0 | 0 | 0 | 2009 Qtr 1: 0; 2009 Qtr 2: 0; 2009 Qtr 3: 0; 2009 Qtr 4: 1; 2010 Qtr 1: 0; 2010 Qtr 2: 0; 2010 Qtr 3: 0; 2010 Qtr 4: 0; 2011 Qtr 1: 0; 2011 Qtr 2: 0; 2011 Qtr 3: 0; 2011 Qtr 4: 0 | 1
0 | 234063-Refrigeration - Anti-Sweat Heater Controls |  | System | Commercial | 09-GRO-Grocery-REFG | 0 |  |  |  |  | 56 | 26.5 | 0 | 0 | 0 | 29.5 | 343 |  | kWh | 0.022 | 0 | Commercial | [7 empty] | 12 | 0.7 |  |  |  | 0 | 37.5 | 0 | 0 | 0 | 0 | 0 | 0 | 0 | 0 | 0 | 0 | 2009 Qtr 1: 0; 2009 Qtr 2: 0; 2009 Qtr 3: 0; 2009 Qtr 4: 37.5; 2010 Qtr 1: 0; 2010 Qtr 2: 0; 2010 Qtr 3: 0; 2010 Qtr 4: 0; 2011 Qtr 1: 0; 2011 Qtr 2: 0; 2011 Qtr 3: 0; 2011 Qtr 4: 0 | 37.5
0 | 234126-Refrigeration - Efficient Evap Fan Motor Electronically Commutated Motor (ECM) |  | System | Commercial | 09-GRO-Grocery-REFG | 0 |  |  |  |  | 6.7904 | 150 | 0 | 0 | 0 | -143.2096 | 116.369 |  | kWh | 0.015845 | -0.11528 | Commercial |  | Annual | [5 empty] | 15 | 0.7 |  |  |  | 0 | 4 | 0 | 0 | 0 | 0 | 0 | 0 | 0 | 0 | 0 | 0 | 2009 Qtr 1: 0; 2009 Qtr 2: 0; 2009 Qtr 3: 0; 2009 Qtr 4: 4; 2010 Qtr 1: 0; 2010 Qtr 2: 0; 2010 Qtr 3: 0; 2010 Qtr 4: 0; 2011 Qtr 1: 0; 2011 Qtr 2: 0; 2011 Qtr 3: 0; 2011 Qtr 4: 0 | 4
0 | 234063-Refrigeration - Anti-Sweat Heater Controls |  | System | Commercial | 09-GRO-Grocery-REFG | 0 |  |  |  |  | 56 | 26.5 | 0 | 0 | 0 | 29.5 | 343 |  | kWh | 0.022 | 0 | Commercial | [7 empty] | 12 | 0.7 |  |  |  | 0 | 50 | 0 | 0 | 0 | 0 | 0 | 0 | 0 | 0 | 0 | 0 | 2009 Qtr 1: 0; 2009 Qtr 2: 0; 2009 Qtr 3: 0; 2009 Qtr 4: 50; 2010 Qtr 1: 0; 2010 Qtr 2: 0; 2010 Qtr 3: 0; 2010 Qtr 4: 0; 2011 Qtr 1: 0; 2011 Qtr 2: 0; 2011 Qtr 3: 0; 2011 Qtr 4: 0 | 50
0 | 234126-Refrigeration - Efficient Evap Fan Motor Electronically Commutated Motor (ECM) |  | System | Commercial | 09-GRO-Grocery-REFG | 0 |  |  |  |  | 6.7904 | 150 | 0 | 0 | 0 | -143.2096 | 116.369 |  | kWh | 0.015845 | -0.11528 | Commercial |  | Annual | [5 empty] | 15 | 0.7 |  |  |  | 0 | 8 | 0 | 0 | 0 | 0 | 0 | 0 | 0 | 0 | 0 | 0 | 2009 Qtr 1: 0; 2009 Qtr 2: 0; 2009 Qtr 3: 0; 2009 Qtr 4: 8; 2010 Qtr 1: 0; 2010 Qtr 2: 0; 2010 Qtr 3: 0; 2010 Qtr 4: 0; 2011 Qtr 1: 0; 2011 Qtr 2: 0; 2011 Qtr 3: 0; 2011 Qtr 4: 0 | 8
0 | 234330-Premium T8 with T12 40 Watt Baseline - Tr1 |  | System | Commercial | 01-ALC-AllCommercial-IntLight | 0 |  |  |  |  | 27.6532 | 13.1897 | 0 | 0 | 0 | 14.4636 | 83.5202 |  | kWh | 0.017351 | 0 | Commercial | [7 empty] | 15 | 0.78 |  |  |  | 0 | 7.2784 | 0 | 0 | 0 | 0 | 0 | 0 | 0 | 0 | 0 | 0 | 2009 Qtr 1: 7.2784; 2009 Qtr 2: 0; 2009 Qtr 3: 0; 2009 Qtr 4: 0; 2010 Qtr 1: 0; 2010 Qtr 2: 0; 2010 Qtr 3: 0; 2010 Qtr 4: 0; 2011 Qtr 1: 0; 2011 Qtr 2: 0; 2011 Qtr 3: 0; 2011 Qtr 4: 0 | 7.2784
0 | 234340-Lighting-Intr HiBy Lnr FlrscntFxtr600w rplc>400Tr1 |  | System | Commercial | [6 empty] | 660.6362 | 216.4022 | 0 | 0 | 0 | 444.2339 | 1621.9623 |  | 0 | 0.30512 | -29.5675 | Commercial |  | Winter Only | [5 empty] | 15 | 0.77 |  |  |  | 0 | 24.3759 | 0 | 0 | 0 | 0 | 0 | 0 | 0 | 0 | 0 | 0 | 2009 Qtr 1: 24.3759; 2009 Qtr 2: 0; 2009 Qtr 3: 0; 2009 Qtr 4: 0; 2010 Qtr 1: 0; 2010 Qtr 2: 0; 2010 Qtr 3: 0; 2010 Qtr 4: 0; 2011 Qtr 1: 0; 2011 Qtr 2: 0; 2011 Qtr 3: 0; 2011 Qtr 4: 0 | 24.3759
0 | 234285-Lighting-Occpncy Snsr-Hi-Bay integrated Snsr-Tr1 |  | System | Commercial | 01-ALC-AllCommercial-IntLight | 0 |  |  |  |  | 221.2703 | 95.5 | 0 | 0 | 0 | 125.7703 | 2503.6304 |  | kWh | 0.48559 | 0 | Commercial | [7 empty] | 8 | 0.84 |  |  |  | 0 | 25 | 0 | 0 | 0 | 0 | 0 | 0 | 0 | 0 | 0 | 0 | 2009 Qtr 1: 25; 2009 Qtr 2: 0; 2009 Qtr 3: 0; 2009 Qtr 4: 0; 2010 Qtr 1: 0; 2010 Qtr 2: 0; 2010 Qtr 3: 0; 2010 Qtr 4: 0; 2011 Qtr 1: 0; 2011 Qtr 2: 0; 2011 Qtr 3: 0; 2011 Qtr 4: 0 | 25
0 | 234063-Refrigeration - Anti-Sweat Heater Controls |  | System | Commercial | 09-GRO-Grocery-REFG | 0 |  |  |  |  | 56 | 26.5 | 0 | 0 | 0 | 29.5 | 343 |  | kWh | 0.022 | 0 | Commercial | [7 empty] | 12 | 0.7 |  |  |  | 0 | 35 | 0 | 0 | 0 | 0 | 0 | 0 | 0 | 0 | 0 | 0 | 2009 Qtr 1: 0; 2009 Qtr 2: 0; 2009 Qtr 3: 0; 2009 Qtr 4: 35; 2010 Qtr 1: 0; 2010 Qtr 2: 0; 2010 Qtr 3: 0; 2010 Qtr 4: 0; 2011 Qtr 1: 0; 2011 Qtr 2: 0; 2011 Qtr 3: 0; 2011 Qtr 4: 0 | 35
0 | 234126-Refrigeration - Efficient Evap Fan Motor Electronically Commutated Motor (ECM) |  | System | Commercial | 09-GRO-Grocery-REFG | 0 |  |  |  |  | 6.7904 | 150 | 0 | 0 | 0 | -143.2096 | 116.369 |  | kWh | 0.015845 | -0.11528 | Commercial |  | Annual | [5 empty] | 15 | 0.7 |  |  |  | 0 | 8 | 0 | 0 | 0 | 0 | 0 | 0 | 0 | 0 | 0 | 0 | 2009 Qtr 1: 0; 2009 Qtr 2: 0; 2009 Qtr 3: 0; 2009 Qtr 4: 8; 2010 Qtr 1: 0; 2010 Qtr 2: 0; 2010 Qtr 3: 0; 2010 Qtr 4: 0; 2011 Qtr 1: 0; 2011 Qtr 2: 0; 2011 Qtr 3: 0; 2011 Qtr 4: 0 | 8
0 | 234330-Premium T8 with T12 40 Watt Baseline - Tr1 |  | System | Commercial | 01-ALC-AllCommercial-IntLight | 0 |  |  |  |  | 27.6532 | 13.1897 | 0 | 0 | 0 | 14.4636 | 83.5202 |  | kWh | 0.017351 | 0 | Commercial | [7 empty] | 15 | 0.78 |  |  |  | 0 | 134.6507 | 0 | 0 | 0 | 0 | 0 | 0 | 0 | 0 | 0 | 0 | 2009 Qtr 1: 0; 2009 Qtr 2: 0; 2009 Qtr 3: 0; 2009 Qtr 4: 134.6507; 2010 Qtr 1: 0; 2010 Qtr 2: 0; 2010 Qtr 3: 0; 2010 Qtr 4: 0; 2011 Qtr 1: 0; 2011 Qtr 2: 0; 2011 Qtr 3: 0; 2011 Qtr 4: 0 | 134.6507
0 | 234201-Lighting-2 Ft 2nd Gen T-8 with Elec Ballast-Tr1 |  | System | Commercial | 01-ALC-AllCommercial-IntLight | 0 |  |  |  |  | 23.0819 | 10.9914 | 0 | 0 | 0 | 12.0905 | 56.0027 |  | kWh | 0.010616 | 0 | Commercial | [7 empty] | 15 | 0.78 |  |  |  | 0 | 10.9176 | 0 | 0 | 0 | 0 | 0 | 0 | 0 | 0 | 0 | 0 | 2009 Qtr 1: 0; 2009 Qtr 2: 0; 2009 Qtr 3: 0; 2009 Qtr 4: 10.9176; 2010 Qtr 1: 0; 2010 Qtr 2: 0; 2010 Qtr 3: 0; 2010 Qtr 4: 0; 2011 Qtr 1: 0; 2011 Qtr 2: 0; 2011 Qtr 3: 0; 2011 Qtr 4: 0 | 10.9176
0 | 234330-Premium T8 with T12 40 Watt Baseline - Tr1 |  | System | Commercial | 01-ALC-AllCommercial-IntLight | 0 |  |  |  |  | 27.6532 | 13.1897 | 0 | 0 | 0 | 14.4636 | 83.5202 |  | kWh | 0.017351 | 0 | Commercial | [7 empty] | 15 | 0.78 |  |  |  | 0 | 40.0313 | 0 | 0 | 0 | 0 | 0 | 0 | 0 | 0 | 0 | 0 | 2009 Qtr 1: 0; 2009 Qtr 2: 0; 2009 Qtr 3: 0; 2009 Qtr 4: 40.0313; 2010 Qtr 1: 0; 2010 Qtr 2: 0; 2010 Qtr 3: 0; 2010 Qtr 4: 0; 2011 Qtr 1: 0; 2011 Qtr 2: 0; 2011 Qtr 3: 0; 2011 Qtr 4: 0 | 40.0313
0 | 234201-Lighting-2 Ft 2nd Gen T-8 with Elec Ballast-Tr1 |  | System | Commercial | 01-ALC-AllCommercial-IntLight | 0 |  |  |  |  | 23.0819 | 10.9914 | 0 | 0 | 0 | 12.0905 | 56.0027 |  | kWh | 0.010616 | 0 | Commercial | [7 empty] | 15 | 0.78 |  |  |  | 0 | 7.2784 | 0 | 0 | 0 | 0 | 0 | 0 | 0 | 0 | 0 | 0 | 2009 Qtr 1: 0; 2009 Qtr 2: 0; 2009 Qtr 3: 0; 2009 Qtr 4: 7.2784; 2010 Qtr 1: 0; 2010 Qtr 2: 0; 2010 Qtr 3: 0; 2010 Qtr 4: 0; 2011 Qtr 1: 0; 2011 Qtr 2: 0; 2011 Qtr 3: 0; 2011 Qtr 4: 0 | 7.2784
0 | 234360-Lighting-IntrHiByLnrFlscntFxtr244wrplc400w(TrI)Tr1 |  | System | Commercial | [6 empty] | 282.4319 | 153.8404 | 0 | 0 | 0 | 128.5914 | 0 |  | 0 | 0.224 | -7.1132 | Commercial |  | Winter Only | [5 empty] | 15 | 0.78 |  |  |  | 0 | 1.9501 | 0 | 0 | 0 | 0 | 0 | 0 | 0 | 0 | 0 | 0 | 2009 Qtr 1: 0; 2009 Qtr 2: 0; 2009 Qtr 3: 0; 2009 Qtr 4: 1.9501; 2010 Qtr 1: 0; 2010 Qtr 2: 0; 2010 Qtr 3: 0; 2010 Qtr 4: 0; 2011 Qtr 1: 0; 2011 Qtr 2: 0; 2011 Qtr 3: 0; 2011 Qtr 4: 0 | 1.9501
0 | 234285-Lighting-Occpncy Snsr-Hi-Bay integrated Snsr-Tr1 |  | System | Commercial | 01-ALC-AllCommercial-IntLight | 0 |  |  |  |  | 221.2703 | 95.5 | 0 | 0 | 0 | 125.7703 | 2503.6304 |  | kWh | 0.48559 | 0 | Commercial | [7 empty] | 8 | 0.84 |  |  |  | 0 | 2 | 0 | 0 | 0 | 0 | 0 | 0 | 0 | 0 | 0 | 0 | 2009 Qtr 1: 0; 2009 Qtr 2: 0; 2009 Qtr 3: 0; 2009 Qtr 4: 2; 2010 Qtr 1: 0; 2010 Qtr 2: 0; 2010 Qtr 3: 0; 2010 Qtr 4: 0; 2011 Qtr 1: 0; 2011 Qtr 2: 0; 2011 Qtr 3: 0; 2011 Qtr 4: 0 | 2
0 | 234303-Lighting-Remove 4 Ft Lamp (De-Lamp) - Tr1 |  | System | Commercial | [6 empty] | 12.3596 | 16.4871 | 0 | 0 | 0 | -4.1275 | 137.2559 |  | 0 | 0.026384 | -2.5676 | Commercial |  | Winter Only | [5 empty] | 15 | 0.77 |  |  |  | 0 | 40.0313 | 0 | 0 | 0 | 0 | 0 | 0 | 0 | 0 | 0 | 0 | 2009 Qtr 1: 0; 2009 Qtr 2: 0; 2009 Qtr 3: 0; 2009 Qtr 4: 40.0313; 2010 Qtr 1: 0; 2010 Qtr 2: 0; 2010 Qtr 3: 0; 2010 Qtr 4: 0; 2011 Qtr 1: 0; 2011 Qtr 2: 0; 2011 Qtr 3: 0; 2011 Qtr 4: 0 | 40.0313
0 | 234330-Premium T8 with T12 40 Watt Baseline - Tr1 |  | System | Commercial | 01-ALC-AllCommercial-IntLight | 0 |  |  |  |  | 27.6532 | 13.1897 | 0 | 0 | 0 | 14.4636 | 83.5202 |  | kWh | 0.017351 | 0 | Commercial | [7 empty] | 15 | 0.78 |  |  |  | 0 | 87.341 | 0 | 0 | 0 | 0 | 0 | 0 | 0 | 0 | 0 | 0 | 2009 Qtr 1: 0; 2009 Qtr 2: 0; 2009 Qtr 3: 0; 2009 Qtr 4: 87.341; 2010 Qtr 1: 0; 2010 Qtr 2: 0; 2010 Qtr 3: 0; 2010 Qtr 4: 0; 2011 Qtr 1: 0; 2011 Qtr 2: 0; 2011 Qtr 3: 0; 2011 Qtr 4: 0 | 87.341
0 | 234360-Lighting-IntrHiByLnrFlscntFxtr244wrplc400w(TrI)Tr1 |  | System | Commercial | [6 empty] | 282.4319 | 153.8404 | 0 | 0 | 0 | 128.5914 | 0 |  | 0 | 0.224 | -7.1132 | Commercial |  | Winter Only | [5 empty] | 15 | 0.78 |  |  |  | 0 | 4.8752 | 0 | 0 | 0 | 0 | 0 | 0 | 0 | 0 | 0 | 0 | 2009 Qtr 1: 0; 2009 Qtr 2: 0; 2009 Qtr 3: 0; 2009 Qtr 4: 4.8752; 2010 Qtr 1: 0; 2010 Qtr 2: 0; 2010 Qtr 3: 0; 2010 Qtr 4: 0; 2011 Qtr 1: 0; 2011 Qtr 2: 0; 2011 Qtr 3: 0; 2011 Qtr 4: 0 | 4.8752
0 | 234285-Lighting-Occpncy Snsr-Hi-Bay integrated Snsr-Tr1 |  | System | Commercial | 01-ALC-AllCommercial-IntLight | 0 |  |  |  |  | 221.2703 | 95.5 | 0 | 0 | 0 | 125.7703 | 2503.6304 |  | kWh | 0.48559 | 0 | Commercial | [7 empty] | 8 | 0.84 |  |  |  | 0 | 5 | 0 | 0 | 0 | 0 | 0 | 0 | 0 | 0 | 0 | 0 | 2009 Qtr 1: 0; 2009 Qtr 2: 0; 2009 Qtr 3: 0; 2009 Qtr 4: 5; 2010 Qtr 1: 0; 2010 Qtr 2: 0; 2010 Qtr 3: 0; 2010 Qtr 4: 0; 2011 Qtr 1: 0; 2011 Qtr 2: 0; 2011 Qtr 3: 0; 2011 Qtr 4: 0 | 5
0 | 234330-Premium T8 with T12 40 Watt Baseline - Tr1 |  | System | Commercial | 01-ALC-AllCommercial-IntLight | 0 |  |  |  |  | 27.6532 | 13.1897 | 0 | 0 | 0 | 14.4636 | 83.5202 |  | kWh | 0.017351 | 0 | Commercial | [7 empty] | 15 | 0.78 |  |  |  | 0 | 18.196 | 0 | 0 | 0 | 0 | 0 | 0 | 0 | 0 | 0 | 0 | 2009 Qtr 1: 18.196; 2009 Qtr 2: 0; 2009 Qtr 3: 0; 2009 Qtr 4: 0; 2010 Qtr 1: 0; 2010 Qtr 2: 0; 2010 Qtr 3: 0; 2010 Qtr 4: 0; 2011 Qtr 1: 0; 2011 Qtr 2: 0; 2011 Qtr 3: 0; 2011 Qtr 4: 0 | 18.196
0 | 234330-Premium T8 with T12 40 Watt Baseline - Tr1 |  | System | Commercial | 01-ALC-AllCommercial-IntLight | 0 |  |  |  |  | 27.6532 | 13.1897 | 0 | 0 | 0 | 14.4636 | 83.5202 |  | kWh | 0.017351 | 0 | Commercial | [7 empty] | 15 | 0.78 |  |  |  | 0 | 13.647 | 0 | 0 | 0 | 0 | 0 | 0 | 0 | 0 | 0 | 0 | 2009 Qtr 1: 0; 2009 Qtr 2: 0; 2009 Qtr 3: 0; 2009 Qtr 4: 13.647; 2010 Qtr 1: 0; 2010 Qtr 2: 0; 2010 Qtr 3: 0; 2010 Qtr 4: 0; 2011 Qtr 1: 0; 2011 Qtr 2: 0; 2011 Qtr 3: 0; 2011 Qtr 4: 0 | 13.647
0 | 234360-Lighting-IntrHiByLnrFlscntFxtr244wrplc400w(TrI)Tr1 |  | System | Commercial | [6 empty] | 282.4319 | 153.8404 | 0 | 0 | 0 | 128.5914 | 0 |  | 0 | 0.224 | -7.1132 | Commercial |  | Winter Only | [5 empty] | 15 | 0.78 |  |  |  | 0 | 16.5756 | 0 | 0 | 0 | 0 | 0 | 0 | 0 | 0 | 0 | 0 | 2009 Qtr 1: 0; 2009 Qtr 2: 0; 2009 Qtr 3: 0; 2009 Qtr 4: 16.5756; 2010 Qtr 1: 0; 2010 Qtr 2: 0; 2010 Qtr 3: 0; 2010 Qtr 4: 0; 2011 Qtr 1: 0; 2011 Qtr 2: 0; 2011 Qtr 3: 0; 2011 Qtr 4: 0 | 16.5756
0 | 234360-Lighting-IntrHiByLnrFlscntFxtr244wrplc400w(TrI)Tr1 |  | System | Commercial | [6 empty] | 282.4319 | 153.8404 | 0 | 0 | 0 | 128.5914 | 0 |  | 0 | 0.224 | -7.1132 | Commercial |  | Winter Only | [5 empty] | 15 | 0.78 |  |  |  | 0 | 5.8502 | 0 | 0 | 0 | 0 | 0 | 0 | 0 | 0 | 0 | 0 | 2009 Qtr 1: 5.8502; 2009 Qtr 2: 0; 2009 Qtr 3: 0; 2009 Qtr 4: 0; 2010 Qtr 1: 0; 2010 Qtr 2: 0; 2010 Qtr 3: 0; 2010 Qtr 4: 0; 2011 Qtr 1: 0; 2011 Qtr 2: 0; 2011 Qtr 3: 0; 2011 Qtr 4: 0 | 5.8502
0 | 234285-Lighting-Occpncy Snsr-Hi-Bay integrated Snsr-Tr1 |  | System | Commercial | 01-ALC-AllCommercial-IntLight | 0 |  |  |  |  | 221.2703 | 95.5 | 0 | 0 | 0 | 125.7703 | 2503.6304 |  | kWh | 0.48559 | 0 | Commercial | [7 empty] | 8 | 0.84 |  |  |  | 0 | 6 | 0 | 0 | 0 | 0 | 0 | 0 | 0 | 0 | 0 | 0 | 2009 Qtr 1: 6; 2009 Qtr 2: 0; 2009 Qtr 3: 0; 2009 Qtr 4: 0; 2010 Qtr 1: 0; 2010 Qtr 2: 0; 2010 Qtr 3: 0; 2010 Qtr 4: 0; 2011 Qtr 1: 0; 2011 Qtr 2: 0; 2011 Qtr 3: 0; 2011 Qtr 4: 0 | 6
0 | 234330-Premium T8 with T12 40 Watt Baseline - Tr1 |  | System | Commercial | 01-ALC-AllCommercial-IntLight | 0 |  |  |  |  | 27.6532 | 13.1897 | 0 | 0 | 0 | 14.4636 | 83.5202 |  | kWh | 0.017351 | 0 | Commercial | [7 empty] | 15 | 0.78 |  |  |  | 0 | 29.1137 | 0 | 0 | 0 | 0 | 0 | 0 | 0 | 0 | 0 | 0 | 2009 Qtr 1: 29.1137; 2009 Qtr 2: 0; 2009 Qtr 3: 0; 2009 Qtr 4: 0; 2010 Qtr 1: 0; 2010 Qtr 2: 0; 2010 Qtr 3: 0; 2010 Qtr 4: 0; 2011 Qtr 1: 0; 2011 Qtr 2: 0; 2011 Qtr 3: 0; 2011 Qtr 4: 0 | 29.1137
0 | 234303-Lighting-Remove 4 Ft Lamp (De-Lamp) - Tr1 |  | System | Commercial | [6 empty] | 12.3596 | 16.4871 | 0 | 0 | 0 | -4.1275 | 137.2559 |  | 0 | 0.026384 | -2.5676 | Commercial |  | Winter Only | [5 empty] | 15 | 0.77 |  |  |  | 0 | 14.5568 | 0 | 0 | 0 | 0 | 0 | 0 | 0 | 0 | 0 | 0 | 2009 Qtr 1: 14.5568; 2009 Qtr 2: 0; 2009 Qtr 3: 0; 2009 Qtr 4: 0; 2010 Qtr 1: 0; 2010 Qtr 2: 0; 2010 Qtr 3: 0; 2010 Qtr 4: 0; 2011 Qtr 1: 0; 2011 Qtr 2: 0; 2011 Qtr 3: 0; 2011 Qtr 4: 0 | 14.5568
0 | 234330-Premium T8 with T12 40 Watt Baseline - Tr1 |  | System | Commercial | 01-ALC-AllCommercial-IntLight | 0 |  |  |  |  | 27.6532 | 13.1897 | 0 | 0 | 0 | 14.4636 | 83.5202 |  | kWh | 0.017351 | 0 | Commercial | [7 empty] | 15 | 0.78 |  |  |  | 0 | 36.3921 | 0 | 0 | 0 | 0 | 0 | 0 | 0 | 0 | 0 | 0 | 2009 Qtr 1: 0; 2009 Qtr 2: 0; 2009 Qtr 3: 0; 2009 Qtr 4: 36.3921; 2010 Qtr 1: 0; 2010 Qtr 2: 0; 2010 Qtr 3: 0; 2010 Qtr 4: 0; 2011 Qtr 1: 0; 2011 Qtr 2: 0; 2011 Qtr 3: 0; 2011 Qtr 4: 0 | 36.3921
0 | 234303-Lighting-Remove 4 Ft Lamp (De-Lamp) - Tr1 |  | System | Commercial | [6 empty] | 12.3596 | 16.4871 | 0 | 0 | 0 | -4.1275 | 137.2559 |  | 0 | 0.026384 | -2.5676 | Commercial |  | Winter Only | [5 empty] | 15 | 0.77 |  |  |  | 0 | 36.3921 | 0 | 0 | 0 | 0 | 0 | 0 | 0 | 0 | 0 | 0 | 2009 Qtr 1: 0; 2009 Qtr 2: 0; 2009 Qtr 3: 0; 2009 Qtr 4: 36.3921; 2010 Qtr 1: 0; 2010 Qtr 2: 0; 2010 Qtr 3: 0; 2010 Qtr 4: 0; 2011 Qtr 1: 0; 2011 Qtr 2: 0; 2011 Qtr 3: 0; 2011 Qtr 4: 0 | 36.3921
0 | 234360-Lighting-IntrHiByLnrFlscntFxtr244wrplc400w(TrI)Tr1 |  | System | Commercial | [6 empty] | 282.4319 | 153.8404 | 0 | 0 | 0 | 128.5914 | 0 |  | 0 | 0.224 | -7.1132 | Commercial |  | Winter Only | [5 empty] | 15 | 0.78 |  |  |  | 0 | 40.9515 | 0 | 0 | 0 | 0 | 0 | 0 | 0 | 0 | 0 | 0 | 2009 Qtr 1: 0; 2009 Qtr 2: 0; 2009 Qtr 3: 0; 2009 Qtr 4: 40.9515; 2010 Qtr 1: 0; 2010 Qtr 2: 0; 2010 Qtr 3: 0; 2010 Qtr 4: 0; 2011 Qtr 1: 0; 2011 Qtr 2: 0; 2011 Qtr 3: 0; 2011 Qtr 4: 0 | 40.9515
0 | 234285-Lighting-Occpncy Snsr-Hi-Bay integrated Snsr-Tr1 |  | System | Commercial | 01-ALC-AllCommercial-IntLight | 0 |  |  |  |  | 221.2703 | 95.5 | 0 | 0 | 0 | 125.7703 | 2503.6304 |  | kWh | 0.48559 | 0 | Commercial | [7 empty] | 8 | 0.84 |  |  |  | 0 | 42 | 0 | 0 | 0 | 0 | 0 | 0 | 0 | 0 | 0 | 0 | 2009 Qtr 1: 0; 2009 Qtr 2: 0; 2009 Qtr 3: 0; 2009 Qtr 4: 42; 2010 Qtr 1: 0; 2010 Qtr 2: 0; 2010 Qtr 3: 0; 2010 Qtr 4: 0; 2011 Qtr 1: 0; 2011 Qtr 2: 0; 2011 Qtr 3: 0; 2011 Qtr 4: 0 | 42
0 | 234331-Premium T8 with T12 40 Watt Baseline - Tr2 |  | System | Commercial | 01-ALC-AllCommercial-IntLight | 0 |  |  |  |  | 27.653 | 9.8923 | 0 | 0 | 0 | 17.7607 | 58.062 |  | kWh | 0.017133 | 0 | Commercial | [7 empty] | 15 | 0.78 |  |  |  | 0 | 207.4349 | 0 | 0 | 0 | 0 | 0 | 0 | 0 | 0 | 0 | 0 | 2009 Qtr 1: 207.4349; 2009 Qtr 2: 0; 2009 Qtr 3: 0; 2009 Qtr 4: 0; 2010 Qtr 1: 0; 2010 Qtr 2: 0; 2010 Qtr 3: 0; 2010 Qtr 4: 0; 2011 Qtr 1: 0; 2011 Qtr 2: 0; 2011 Qtr 3: 0; 2011 Qtr 4: 0 | 207.4349
0 | 234208-Lighting-8 Ft T-8 with Elec Ballast-Tr2 |  | System | Commercial | 01-ALC-AllCommercial-IntLight | 0 |  |  |  |  | 35.6904 | 16.4871 | 0 | 0 | 0 | 19.2033 | 32.3258 |  | kWh | 0.009599 | 0 | Commercial | [7 empty] | 15 | 0.78 |  |  |  | 0 | 67.3254 | 0 | 0 | 0 | 0 | 0 | 0 | 0 | 0 | 0 | 0 | 2009 Qtr 1: 67.3254; 2009 Qtr 2: 0; 2009 Qtr 3: 0; 2009 Qtr 4: 0; 2010 Qtr 1: 0; 2010 Qtr 2: 0; 2010 Qtr 3: 0; 2010 Qtr 4: 0; 2011 Qtr 1: 0; 2011 Qtr 2: 0; 2011 Qtr 3: 0; 2011 Qtr 4: 0 | 67.3254
0 | 234304-Lighting-Remove 4 Ft Lamp (De-Lamp) - Tr2 |  | System | Commercial | [6 empty] | 12.3587 | 12.3653 | 0 | 0 | 0 | -0.0066231 | 137.2559 |  | 0 | 0.026384 | -2.5676 | Commercial | [7 empty] | 15 | 0.77 |  |  |  | 0 | 207.4349 | 0 | 0 | 0 | 0 | 0 | 0 | 0 | 0 | 0 | 0 | 2009 Qtr 1: 207.4349; 2009 Qtr 2: 0; 2009 Qtr 3: 0; 2009 Qtr 4: 0; 2010 Qtr 1: 0; 2010 Qtr 2: 0; 2010 Qtr 3: 0; 2010 Qtr 4: 0; 2011 Qtr 1: 0; 2011 Qtr 2: 0; 2011 Qtr 3: 0; 2011 Qtr 4: 0 | 207.4349
0 | 234084-Refrigeration -Cooler/Freezer Door Gaskets - Solid Doors: Cooler |  | System | Commercial | 09-GRO-Grocery-REFG | 0 |  |  |  |  | 2.2498 | 4 | 0 | 0 | 0 | -1.7502 | 104.55 |  | kWh | 0.01195 | 0 | Commercial | [7 empty] | 4 | 0.76 |  |  |  | 0 | 280 | 0 | 0 | 0 | 0 | 0 | 0 | 0 | 0 | 0 | 0 | 2009 Qtr 1: 0; 2009 Qtr 2: 0; 2009 Qtr 3: 0; 2009 Qtr 4: 280; 2010 Qtr 1: 0; 2010 Qtr 2: 0; 2010 Qtr 3: 0; 2010 Qtr 4: 0; 2011 Qtr 1: 0; 2011 Qtr 2: 0; 2011 Qtr 3: 0; 2011 Qtr 4: 0 | 280
0 | 234063-Refrigeration - Anti-Sweat Heater Controls |  | System | Commercial | 09-GRO-Grocery-REFG | 0 |  |  |  |  | 56 | 26.5 | 0 | 0 | 0 | 29.5 | 343 |  | kWh | 0.022 | 0 | Commercial | [7 empty] | 12 | 0.7 |  |  |  | 0 | 30 | 0 | 0 | 0 | 0 | 0 | 0 | 0 | 0 | 0 | 0 | 2009 Qtr 1: 30; 2009 Qtr 2: 0; 2009 Qtr 3: 0; 2009 Qtr 4: 0; 2010 Qtr 1: 0; 2010 Qtr 2: 0; 2010 Qtr 3: 0; 2010 Qtr 4: 0; 2011 Qtr 1: 0; 2011 Qtr 2: 0; 2011 Qtr 3: 0; 2011 Qtr 4: 0 | 30
0 | 234126-Refrigeration - Efficient Evap Fan Motor Electronically Commutated Motor (ECM) |  | System | Commercial | 09-GRO-Grocery-REFG | 0 |  |  |  |  | 6.7904 | 150 | 0 | 0 | 0 | -143.2096 | 116.369 |  | kWh | 0.015845 | -0.11528 | Commercial |  | Annual | [5 empty] | 15 | 0.7 |  |  |  | 0 | 5 | 0 | 0 | 0 | 0 | 0 | 0 | 0 | 0 | 0 | 0 | 2009 Qtr 1: 5; 2009 Qtr 2: 0; 2009 Qtr 3: 0; 2009 Qtr 4: 0; 2010 Qtr 1: 0; 2010 Qtr 2: 0; 2010 Qtr 3: 0; 2010 Qtr 4: 0; 2011 Qtr 1: 0; 2011 Qtr 2: 0; 2011 Qtr 3: 0; 2011 Qtr 4: 0 | 5
0 | 234126-Refrigeration - Efficient Evap Fan Motor Electronically Commutated Motor (ECM) |  | System | Commercial | 09-GRO-Grocery-REFG | 0 |  |  |  |  | 6.7904 | 150 | 0 | 0 | 0 | -143.2096 | 116.369 |  | kWh | 0.015845 | -0.11528 | Commercial |  | Annual | [5 empty] | 15 | 0.7 |  |  |  | 0 | 3 | 0 | 0 | 0 | 0 | 0 | 0 | 0 | 0 | 0 | 0 | 2009 Qtr 1: 3; 2009 Qtr 2: 0; 2009 Qtr 3: 0; 2009 Qtr 4: 0; 2010 Qtr 1: 0; 2010 Qtr 2: 0; 2010 Qtr 3: 0; 2010 Qtr 4: 0; 2011 Qtr 1: 0; 2011 Qtr 2: 0; 2011 Qtr 3: 0; 2011 Qtr 4: 0 | 3
0 | 234063-Refrigeration - Anti-Sweat Heater Controls |  | System | Commercial | 09-GRO-Grocery-REFG | 0 |  |  |  |  | 56 | 26.5 | 0 | 0 | 0 | 29.5 | 343 |  | kWh | 0.022 | 0 | Commercial | [7 empty] | 12 | 0.7 |  |  |  | 0 | 38 | 0 | 0 | 0 | 0 | 0 | 0 | 0 | 0 | 0 | 0 | 2009 Qtr 1: 38; 2009 Qtr 2: 0; 2009 Qtr 3: 0; 2009 Qtr 4: 0; 2010 Qtr 1: 0; 2010 Qtr 2: 0; 2010 Qtr 3: 0; 2010 Qtr 4: 0; 2011 Qtr 1: 0; 2011 Qtr 2: 0; 2011 Qtr 3: 0; 2011 Qtr 4: 0 | 38
0 | 234126-Refrigeration - Efficient Evap Fan Motor Electronically Commutated Motor (ECM) |  | System | Commercial | 09-GRO-Grocery-REFG | 0 |  |  |  |  | 6.7904 | 150 | 0 | 0 | 0 | -143.2096 | 116.369 |  | kWh | 0.015845 | -0.11528 | Commercial |  | Annual | [5 empty] | 15 | 0.7 |  |  |  | 0 | 1 | 0 | 0 | 0 | 0 | 0 | 0 | 0 | 0 | 0 | 0 | 2009 Qtr 1: 1; 2009 Qtr 2: 0; 2009 Qtr 3: 0; 2009 Qtr 4: 0; 2010 Qtr 1: 0; 2010 Qtr 2: 0; 2010 Qtr 3: 0; 2010 Qtr 4: 0; 2011 Qtr 1: 0; 2011 Qtr 2: 0; 2011 Qtr 3: 0; 2011 Qtr 4: 0 | 1
0 | 234330-Premium T8 with T12 40 Watt Baseline - Tr1 |  | System | Commercial | 01-ALC-AllCommercial-IntLight | 0 |  |  |  |  | 27.6532 | 13.1897 | 0 | 0 | 0 | 14.4636 | 83.5202 |  | kWh | 0.017351 | 0 | Commercial | [7 empty] | 15 | 0.78 |  |  |  | 0 | 36.3921 | 0 | 0 | 0 | 0 | 0 | 0 | 0 | 0 | 0 | 0 | 2009 Qtr 1: 0; 2009 Qtr 2: 0; 2009 Qtr 3: 0; 2009 Qtr 4: 36.3921; 2010 Qtr 1: 0; 2010 Qtr 2: 0; 2010 Qtr 3: 0; 2010 Qtr 4: 0; 2011 Qtr 1: 0; 2011 Qtr 2: 0; 2011 Qtr 3: 0; 2011 Qtr 4: 0 | 36.3921
0 | 234330-Premium T8 with T12 40 Watt Baseline - Tr1 |  | System | Commercial | 01-ALC-AllCommercial-IntLight | 0 |  |  |  |  | 27.6532 | 13.1897 | 0 | 0 | 0 | 14.4636 | 83.5202 |  | kWh | 0.017351 | 0 | Commercial | [7 empty] | 15 | 0.78 |  |  |  | 0 | 25.4745 | 0 | 0 | 0 | 0 | 0 | 0 | 0 | 0 | 0 | 0 | 2009 Qtr 1: 0; 2009 Qtr 2: 0; 2009 Qtr 3: 0; 2009 Qtr 4: 25.4745; 2010 Qtr 1: 0; 2010 Qtr 2: 0; 2010 Qtr 3: 0; 2010 Qtr 4: 0; 2011 Qtr 1: 0; 2011 Qtr 2: 0; 2011 Qtr 3: 0; 2011 Qtr 4: 0 | 25.4745
0 | 234330-Premium T8 with T12 40 Watt Baseline - Tr1 |  | System | Commercial | 01-ALC-AllCommercial-IntLight | 0 |  |  |  |  | 27.6532 | 13.1897 | 0 | 0 | 0 | 14.4636 | 83.5202 |  | kWh | 0.017351 | 0 | Commercial | [7 empty] | 15 | 0.78 |  |  |  | 0 | 3.6392 | 0 | 0 | 0 | 0 | 0 | 0 | 0 | 0 | 0 | 0 | 2009 Qtr 1: 0; 2009 Qtr 2: 0; 2009 Qtr 3: 0; 2009 Qtr 4: 3.6392; 2010 Qtr 1: 0; 2010 Qtr 2: 0; 2010 Qtr 3: 0; 2010 Qtr 4: 0; 2011 Qtr 1: 0; 2011 Qtr 2: 0; 2011 Qtr 3: 0; 2011 Qtr 4: 0 | 3.6392
0 | 234063-Refrigeration - Anti-Sweat Heater Controls |  | System | Commercial | 09-GRO-Grocery-REFG | 0 |  |  |  |  | 56 | 26.5 | 0 | 0 | 0 | 29.5 | 343 |  | kWh | 0.022 | 0 | Commercial | [7 empty] | 12 | 0.7 |  |  |  | 0 | 54 | 0 | 0 | 0 | 0 | 0 | 0 | 0 | 0 | 0 | 0 | 2009 Qtr 1: 54; 2009 Qtr 2: 0; 2009 Qtr 3: 0; 2009 Qtr 4: 0; 2010 Qtr 1: 0; 2010 Qtr 2: 0; 2010 Qtr 3: 0; 2010 Qtr 4: 0; 2011 Qtr 1: 0; 2011 Qtr 2: 0; 2011 Qtr 3: 0; 2011 Qtr 4: 0 | 54
0 | 234063-Refrigeration - Anti-Sweat Heater Controls |  | System | Commercial | 09-GRO-Grocery-REFG | 0 |  |  |  |  | 56 | 26.5 | 0 | 0 | 0 | 29.5 | 343 |  | kWh | 0.022 | 0 | Commercial | [7 empty] | 12 | 0.7 |  |  |  | 0 | 68 | 0 | 0 | 0 | 0 | 0 | 0 | 0 | 0 | 0 | 0 | 2009 Qtr 1: 0; 2009 Qtr 2: 0; 2009 Qtr 3: 68; 2009 Qtr 4: 0; 2010 Qtr 1: 0; 2010 Qtr 2: 0; 2010 Qtr 3: 0; 2010 Qtr 4: 0; 2011 Qtr 1: 0; 2011 Qtr 2: 0; 2011 Qtr 3: 0; 2011 Qtr 4: 0 | 68
0 | 234063-Refrigeration - Anti-Sweat Heater Controls |  | System | Commercial | 09-GRO-Grocery-REFG | 0 |  |  |  |  | 56 | 26.5 | 0 | 0 | 0 | 29.5 | 343 |  | kWh | 0.022 | 0 | Commercial | [7 empty] | 12 | 0.7 |  |  |  | 0 | 48 | 0 | 0 | 0 | 0 | 0 | 0 | 0 | 0 | 0 | 0 | 2009 Qtr 1: 48; 2009 Qtr 2: 0; 2009 Qtr 3: 0; 2009 Qtr 4: 0; 2010 Qtr 1: 0; 2010 Qtr 2: 0; 2010 Qtr 3: 0; 2010 Qtr 4: 0; 2011 Qtr 1: 0; 2011 Qtr 2: 0; 2011 Qtr 3: 0; 2011 Qtr 4: 0 | 48
0 | 234063-Refrigeration - Anti-Sweat Heater Controls |  | System | Commercial | 09-GRO-Grocery-REFG | 0 |  |  |  |  | 56 | 26.5 | 0 | 0 | 0 | 29.5 | 343 |  | kWh | 0.022 | 0 | Commercial | [7 empty] | 12 | 0.7 |  |  |  | 0 | 48 | 0 | 0 | 0 | 0 | 0 | 0 | 0 | 0 | 0 | 0 | 2009 Qtr 1: 48; 2009 Qtr 2: 0; 2009 Qtr 3: 0; 2009 Qtr 4: 0; 2010 Qtr 1: 0; 2010 Qtr 2: 0; 2010 Qtr 3: 0; 2010 Qtr 4: 0; 2011 Qtr 1: 0; 2011 Qtr 2: 0; 2011 Qtr 3: 0; 2011 Qtr 4: 0 | 48
0 | 234063-Refrigeration - Anti-Sweat Heater Controls |  | System | Commercial | 09-GRO-Grocery-REFG | 0 |  |  |  |  | 56 | 26.5 | 0 | 0 | 0 | 29.5 | 343 |  | kWh | 0.022 | 0 | Commercial | [7 empty] | 12 | 0.7 |  |  |  | 0 | 68 | 0 | 0 | 0 | 0 | 0 | 0 | 0 | 0 | 0 | 0 | 2009 Qtr 1: 68; 2009 Qtr 2: 0; 2009 Qtr 3: 0; 2009 Qtr 4: 0; 2010 Qtr 1: 0; 2010 Qtr 2: 0; 2010 Qtr 3: 0; 2010 Qtr 4: 0; 2011 Qtr 1: 0; 2011 Qtr 2: 0; 2011 Qtr 3: 0; 2011 Qtr 4: 0 | 68
0 | 234063-Refrigeration - Anti-Sweat Heater Controls |  | System | Commercial | 09-GRO-Grocery-REFG | 0 |  |  |  |  | 56 | 26.5 | 0 | 0 | 0 | 29.5 | 343 |  | kWh | 0.022 | 0 | Commercial | [7 empty] | 12 | 0.7 |  |  |  | 0 | 40 | 0 | 0 | 0 | 0 | 0 | 0 | 0 | 0 | 0 | 0 | 2009 Qtr 1: 0; 2009 Qtr 2: 0; 2009 Qtr 3: 0; 2009 Qtr 4: 40; 2010 Qtr 1: 0; 2010 Qtr 2: 0; 2010 Qtr 3: 0; 2010 Qtr 4: 0; 2011 Qtr 1: 0; 2011 Qtr 2: 0; 2011 Qtr 3: 0; 2011 Qtr 4: 0 | 40
0 | 234330-Premium T8 with T12 40 Watt Baseline - Tr1 |  | System | Commercial | 01-ALC-AllCommercial-IntLight | 0 |  |  |  |  | 27.6532 | 13.1897 | 0 | 0 | 0 | 14.4636 | 83.5202 |  | kWh | 0.017351 | 0 | Commercial | [7 empty] | 15 | 0.78 |  |  |  | 0 | 32.7529 | 0 | 0 | 0 | 0 | 0 | 0 | 0 | 0 | 0 | 0 | 2009 Qtr 1: 0; 2009 Qtr 2: 0; 2009 Qtr 3: 0; 2009 Qtr 4: 32.7529; 2010 Qtr 1: 0; 2010 Qtr 2: 0; 2010 Qtr 3: 0; 2010 Qtr 4: 0; 2011 Qtr 1: 0; 2011 Qtr 2: 0; 2011 Qtr 3: 0; 2011 Qtr 4: 0 | 32.7529
0 | 234303-Lighting-Remove 4 Ft Lamp (De-Lamp) - Tr1 |  | System | Commercial | [6 empty] | 12.3596 | 16.4871 | 0 | 0 | 0 | -4.1275 | 137.2559 |  | 0 | 0.026384 | -2.5676 | Commercial |  | Winter Only | [5 empty] | 15 | 0.77 |  |  |  | 0 | 32.7529 | 0 | 0 | 0 | 0 | 0 | 0 | 0 | 0 | 0 | 0 | 2009 Qtr 1: 0; 2009 Qtr 2: 0; 2009 Qtr 3: 0; 2009 Qtr 4: 32.7529; 2010 Qtr 1: 0; 2010 Qtr 2: 0; 2010 Qtr 3: 0; 2010 Qtr 4: 0; 2011 Qtr 1: 0; 2011 Qtr 2: 0; 2011 Qtr 3: 0; 2011 Qtr 4: 0 | 32.7529
0 | 234063-Refrigeration - Anti-Sweat Heater Controls |  | System | Commercial | 09-GRO-Grocery-REFG | 0 |  |  |  |  | 56 | 26.5 | 0 | 0 | 0 | 29.5 | 343 |  | kWh | 0.022 | 0 | Commercial | [7 empty] | 12 | 0.7 |  |  |  | 0 | 75 | 0 | 0 | 0 | 0 | 0 | 0 | 0 | 0 | 0 | 0 | 2009 Qtr 1: 75; 2009 Qtr 2: 0; 2009 Qtr 3: 0; 2009 Qtr 4: 0; 2010 Qtr 1: 0; 2010 Qtr 2: 0; 2010 Qtr 3: 0; 2010 Qtr 4: 0; 2011 Qtr 1: 0; 2011 Qtr 2: 0; 2011 Qtr 3: 0; 2011 Qtr 4: 0 | 75
0 | 234085-Refrigeration -Strip Curtains for Walk-ins |  | System | Commercial | 20-RFF-Restaurant–FastFood-Refrig | 0 |  |  |  |  | 10.214 | 3 | 0 | 0 | 0 | 7.214 | 465 |  | kWh | 0.053 | 0 | Commercial | [7 empty] | 4 | 0.46 |  |  |  | 0 | 23.92 | 0 | 0 | 0 | 0 | 0 | 0 | 0 | 0 | 0 | 0 | 2009 Qtr 1: 0; 2009 Qtr 2: 0; 2009 Qtr 3: 0; 2009 Qtr 4: 23.92; 2010 Qtr 1: 0; 2010 Qtr 2: 0; 2010 Qtr 3: 0; 2010 Qtr 4: 0; 2011 Qtr 1: 0; 2011 Qtr 2: 0; 2011 Qtr 3: 0; 2011 Qtr 4: 0 | 23.92
0 | 234084-Refrigeration -Cooler/Freezer Door Gaskets - Solid Doors: Cooler |  | System | Commercial | 09-GRO-Grocery-REFG | 0 |  |  |  |  | 2.2498 | 4 | 0 | 0 | 0 | -1.7502 | 104.55 |  | kWh | 0.01195 | 0 | Commercial | [7 empty] | 4 | 0.76 |  |  |  | 0 | 94.32 | 0 | 0 | 0 | 0 | 0 | 0 | 0 | 0 | 0 | 0 | 2009 Qtr 1: 0; 2009 Qtr 2: 0; 2009 Qtr 3: 0; 2009 Qtr 4: 94.32; 2010 Qtr 1: 0; 2010 Qtr 2: 0; 2010 Qtr 3: 0; 2010 Qtr 4: 0; 2011 Qtr 1: 0; 2011 Qtr 2: 0; 2011 Qtr 3: 0; 2011 Qtr 4: 0 | 94.32
0 | 234126-Refrigeration - Efficient Evap Fan Motor Electronically Commutated Motor (ECM) |  | System | Commercial | 09-GRO-Grocery-REFG | 0 |  |  |  |  | 6.7904 | 150 | 0 | 0 | 0 | -143.2096 | 116.369 |  | kWh | 0.015845 | -0.11528 | Commercial |  | Annual | [5 empty] | 15 | 0.7 |  |  |  | 0 | 3 | 0 | 0 | 0 | 0 | 0 | 0 | 0 | 0 | 0 | 0 | 2009 Qtr 1: 3; 2009 Qtr 2: 0; 2009 Qtr 3: 0; 2009 Qtr 4: 0; 2010 Qtr 1: 0; 2010 Qtr 2: 0; 2010 Qtr 3: 0; 2010 Qtr 4: 0; 2011 Qtr 1: 0; 2011 Qtr 2: 0; 2011 Qtr 3: 0; 2011 Qtr 4: 0 | 3
0 | 234063-Refrigeration - Anti-Sweat Heater Controls |  | System | Commercial | 09-GRO-Grocery-REFG | 0 |  |  |  |  | 56 | 26.5 | 0 | 0 | 0 | 29.5 | 343 |  | kWh | 0.022 | 0 | Commercial | [7 empty] | 12 | 0.7 |  |  |  | 0 | 55 | 0 | 0 | 0 | 0 | 0 | 0 | 0 | 0 | 0 | 0 | 2009 Qtr 1: 55; 2009 Qtr 2: 0; 2009 Qtr 3: 0; 2009 Qtr 4: 0; 2010 Qtr 1: 0; 2010 Qtr 2: 0; 2010 Qtr 3: 0; 2010 Qtr 4: 0; 2011 Qtr 1: 0; 2011 Qtr 2: 0; 2011 Qtr 3: 0; 2011 Qtr 4: 0 | 55
0 | 234126-Refrigeration - Efficient Evap Fan Motor Electronically Commutated Motor (ECM) |  | System | Commercial | 09-GRO-Grocery-REFG | 0 |  |  |  |  | 6.7904 | 150 | 0 | 0 | 0 | -143.2096 | 116.369 |  | kWh | 0.015845 | -0.11528 | Commercial |  | Annual | [5 empty] | 15 | 0.7 |  |  |  | 0 | 23 | 0 | 0 | 0 | 0 | 0 | 0 | 0 | 0 | 0 | 0 | 2009 Qtr 1: 23; 2009 Qtr 2: 0; 2009 Qtr 3: 0; 2009 Qtr 4: 0; 2010 Qtr 1: 0; 2010 Qtr 2: 0; 2010 Qtr 3: 0; 2010 Qtr 4: 0; 2011 Qtr 1: 0; 2011 Qtr 2: 0; 2011 Qtr 3: 0; 2011 Qtr 4: 0 | 23
0 | 234085-Refrigeration -Strip Curtains for Walk-ins |  | System | Commercial | 20-RFF-Restaurant–FastFood-Refrig | 0 |  |  |  |  | 10.214 | 0 | 0 | 0 | 0 | 10.214 | 465 |  | kWh | 0.053 | 0 | Commercial | [7 empty] | 4 | 0.46 |  |  |  | 0 | 23.92 | 0 | 0 | 0 | 0 | 0 | 0 | 0 | 0 | 0 | 0 | 2009 Qtr 1: 0; 2009 Qtr 2: 0; 2009 Qtr 3: 0; 2009 Qtr 4: 23.92; 2010 Qtr 1: 0; 2010 Qtr 2: 0; 2010 Qtr 3: 0; 2010 Qtr 4: 0; 2011 Qtr 1: 0; 2011 Qtr 2: 0; 2011 Qtr 3: 0; 2011 Qtr 4: 0 | 23.92
0 | 234084-Refrigeration -Cooler/Freezer Door Gaskets - Solid Doors: Cooler |  | System | Commercial | 09-GRO-Grocery-REFG | 0 |  |  |  |  | 2.2498 | 4 | 0 | 0 | 0 | -1.7502 | 104.55 |  | kWh | 0.01195 | 0 | Commercial | [7 empty] | 4 | 0.76 |  |  |  | 0 | 111.88 | 0 | 0 | 0 | 0 | 0 | 0 | 0 | 0 | 0 | 0 | 2009 Qtr 1: 0; 2009 Qtr 2: 0; 2009 Qtr 3: 0; 2009 Qtr 4: 111.88; 2010 Qtr 1: 0; 2010 Qtr 2: 0; 2010 Qtr 3: 0; 2010 Qtr 4: 0; 2011 Qtr 1: 0; 2011 Qtr 2: 0; 2011 Qtr 3: 0; 2011 Qtr 4: 0 | 111.88
0 | 234063-Refrigeration - Anti-Sweat Heater Controls |  | System | Commercial | 09-GRO-Grocery-REFG | 0 |  |  |  |  | 56 | 26.5 | 0 | 0 | 0 | 29.5 | 343 |  | kWh | 0.022 | 0 | Commercial | [7 empty] | 12 | 0.7 |  |  |  | 0 | 33 | 0 | 0 | 0 | 0 | 0 | 0 | 0 | 0 | 0 | 0 | 2009 Qtr 1: 33; 2009 Qtr 2: 0; 2009 Qtr 3: 0; 2009 Qtr 4: 0; 2010 Qtr 1: 0; 2010 Qtr 2: 0; 2010 Qtr 3: 0; 2010 Qtr 4: 0; 2011 Qtr 1: 0; 2011 Qtr 2: 0; 2011 Qtr 3: 0; 2011 Qtr 4: 0 | 33
0 | 234126-Refrigeration - Efficient Evap Fan Motor Electronically Commutated Motor (ECM) |  | System | Commercial | 09-GRO-Grocery-REFG | 0 |  |  |  |  | 6.7904 | 150 | 0 | 0 | 0 | -143.2096 | 116.369 |  | kWh | 0.015845 | -0.11528 | Commercial |  | Annual | [5 empty] | 15 | 0.7 |  |  |  | 0 | 16 | 0 | 0 | 0 | 0 | 0 | 0 | 0 | 0 | 0 | 0 | 2009 Qtr 1: 16; 2009 Qtr 2: 0; 2009 Qtr 3: 0; 2009 Qtr 4: 0; 2010 Qtr 1: 0; 2010 Qtr 2: 0; 2010 Qtr 3: 0; 2010 Qtr 4: 0; 2011 Qtr 1: 0; 2011 Qtr 2: 0; 2011 Qtr 3: 0; 2011 Qtr 4: 0 | 16
0 | 234085-Refrigeration -Strip Curtains for Walk-ins |  | System | Commercial | 20-RFF-Restaurant–FastFood-Refrig | 0 |  |  |  |  | 10.214 | 3 | 0 | 0 | 0 | 7.214 | 465 |  | kWh | 0.053 | 0 | Commercial | [7 empty] | 4 | 0.46 |  |  |  | 0 | 25.38 | 0 | 0 | 0 | 0 | 0 | 0 | 0 | 0 | 0 | 0 | 2009 Qtr 1: 0; 2009 Qtr 2: 0; 2009 Qtr 3: 0; 2009 Qtr 4: 25.38; 2010 Qtr 1: 0; 2010 Qtr 2: 0; 2010 Qtr 3: 0; 2010 Qtr 4: 0; 2011 Qtr 1: 0; 2011 Qtr 2: 0; 2011 Qtr 3: 0; 2011 Qtr 4: 0 | 25.38
0 | 234084-Refrigeration -Cooler/Freezer Door Gaskets - Solid Doors: Cooler |  | System | Commercial | 09-GRO-Grocery-REFG | 0 |  |  |  |  | 2.2498 | 4 | 0 | 0 | 0 | -1.7502 | 104.55 |  | kWh | 0.01195 | 0 | Commercial | [7 empty] | 4 | 0.76 |  |  |  | 0 | 65.23 | 0 | 0 | 0 | 0 | 0 | 0 | 0 | 0 | 0 | 0 | 2009 Qtr 1: 0; 2009 Qtr 2: 0; 2009 Qtr 3: 0; 2009 Qtr 4: 65.23; 2010 Qtr 1: 0; 2010 Qtr 2: 0; 2010 Qtr 3: 0; 2010 Qtr 4: 0; 2011 Qtr 1: 0; 2011 Qtr 2: 0; 2011 Qtr 3: 0; 2011 Qtr 4: 0 | 65.23
0 | 234085-Refrigeration -Strip Curtains for Walk-ins |  | System | Commercial | 20-RFF-Restaurant–FastFood-Refrig | 0 |  |  |  |  | 10.214 | 3 | 0 | 0 | 0 | 7.214 | 465 |  | kWh | 0.053 | 0 | Commercial | [7 empty] | 4 | 0.46 |  |  |  | 0 | 27.19 | 0 | 0 | 0 | 0 | 0 | 0 | 0 | 0 | 0 | 0 | 2009 Qtr 1: 0; 2009 Qtr 2: 0; 2009 Qtr 3: 0; 2009 Qtr 4: 27.19; 2010 Qtr 1: 0; 2010 Qtr 2: 0; 2010 Qtr 3: 0; 2010 Qtr 4: 0; 2011 Qtr 1: 0; 2011 Qtr 2: 0; 2011 Qtr 3: 0; 2011 Qtr 4: 0 | 27.19
0 | 234084-Refrigeration -Cooler/Freezer Door Gaskets - Solid Doors: Cooler |  | System | Commercial | 09-GRO-Grocery-REFG | 0 |  |  |  |  | 2.2498 | 4 | 0 | 0 | 0 | -1.7502 | 104.55 |  | kWh | 0.01195 | 0 | Commercial | [7 empty] | 4 | 0.76 |  |  |  | 0 | 67.96 | 0 | 0 | 0 | 0 | 0 | 0 | 0 | 0 | 0 | 0 | 2009 Qtr 1: 0; 2009 Qtr 2: 0; 2009 Qtr 3: 0; 2009 Qtr 4: 67.96; 2010 Qtr 1: 0; 2010 Qtr 2: 0; 2010 Qtr 3: 0; 2010 Qtr 4: 0; 2011 Qtr 1: 0; 2011 Qtr 2: 0; 2011 Qtr 3: 0; 2011 Qtr 4: 0 | 67.96
0 | 234085-Refrigeration -Strip Curtains for Walk-ins |  | System | Commercial | 20-RFF-Restaurant–FastFood-Refrig | 0 |  |  |  |  | 10.214 | 0 | 0 | 0 | 0 | 10.214 | 465 |  | kWh | 0.053 | 0 | Commercial | [7 empty] | 4 | 0.46 |  |  |  | 0 | 23.33 | 0 | 0 | 0 | 0 | 0 | 0 | 0 | 0 | 0 | 0 | 2009 Qtr 1: 0; 2009 Qtr 2: 0; 2009 Qtr 3: 0; 2009 Qtr 4: 23.33; 2010 Qtr 1: 0; 2010 Qtr 2: 0; 2010 Qtr 3: 0; 2010 Qtr 4: 0; 2011 Qtr 1: 0; 2011 Qtr 2: 0; 2011 Qtr 3: 0; 2011 Qtr 4: 0 | 23.33
0 | 234084-Refrigeration -Cooler/Freezer Door Gaskets - Solid Doors: Cooler |  | System | Commercial | 09-GRO-Grocery-REFG | 0 |  |  |  |  | 2.2498 | 4 | 0 | 0 | 0 | -1.7502 | 104.55 |  | kWh | 0.01195 | 0 | Commercial | [7 empty] | 4 | 0.76 |  |  |  | 0 | 140.78 | 0 | 0 | 0 | 0 | 0 | 0 | 0 | 0 | 0 | 0 | 2009 Qtr 1: 0; 2009 Qtr 2: 0; 2009 Qtr 3: 0; 2009 Qtr 4: 140.78; 2010 Qtr 1: 0; 2010 Qtr 2: 0; 2010 Qtr 3: 0; 2010 Qtr 4: 0; 2011 Qtr 1: 0; 2011 Qtr 2: 0; 2011 Qtr 3: 0; 2011 Qtr 4: 0 | 140.78
0 | 234330-Premium T8 with T12 40 Watt Baseline - Tr1 |  | System | Commercial | 01-ALC-AllCommercial-IntLight | 0 |  |  |  |  | 27.6532 | 13.1897 | 0 | 0 | 0 | 14.4636 | 83.5202 |  | kWh | 0.017351 | 0 | Commercial | [7 empty] | 15 | 0.78 |  |  |  | 0 | 40.0313 | 0 | 0 | 0 | 0 | 0 | 0 | 0 | 0 | 0 | 0 | 2009 Qtr 1: 40.0313; 2009 Qtr 2: 0; 2009 Qtr 3: 0; 2009 Qtr 4: 0; 2010 Qtr 1: 0; 2010 Qtr 2: 0; 2010 Qtr 3: 0; 2010 Qtr 4: 0; 2011 Qtr 1: 0; 2011 Qtr 2: 0; 2011 Qtr 3: 0; 2011 Qtr 4: 0 | 40.0313
0 | 234207-Lighting-8 Ft T-8 with Elec Ballast-Tr1 |  | System | Commercial | 01-ALC-AllCommercial-IntLight | 0 |  |  |  |  | 35.6901 | 21.9828 | 0 | 0 | 0 | 13.7073 | 45.8368 |  | kWh | 0.0098893 | 0 | Commercial | [7 empty] | 15 | 0.78 |  |  |  | 0 | 18.196 | 0 | 0 | 0 | 0 | 0 | 0 | 0 | 0 | 0 | 0 | 2009 Qtr 1: 18.196; 2009 Qtr 2: 0; 2009 Qtr 3: 0; 2009 Qtr 4: 0; 2010 Qtr 1: 0; 2010 Qtr 2: 0; 2010 Qtr 3: 0; 2010 Qtr 4: 0; 2011 Qtr 1: 0; 2011 Qtr 2: 0; 2011 Qtr 3: 0; 2011 Qtr 4: 0 | 18.196
0 | 234286-Lighting-Occpncy Snsr-Hi-Bay integrated Snsr-Tr2 |  | System | Commercial | 01-ALC-AllCommercial-IntLight | 0 |  |  |  |  | 221.37 | 95.5 | 0 | 0 | 0 | 125.87 | 1499.5759 |  | kWh | 0.47213 | 0 | Commercial | [7 empty] | 8 | 0.84 |  |  |  | 0 | 78 | 0 | 0 | 0 | 0 | 0 | 0 | 0 | 0 | 0 | 0 | 2009 Qtr 1: 0; 2009 Qtr 2: 0; 2009 Qtr 3: 0; 2009 Qtr 4: 78; 2010 Qtr 1: 0; 2010 Qtr 2: 0; 2010 Qtr 3: 0; 2010 Qtr 4: 0; 2011 Qtr 1: 0; 2011 Qtr 2: 0; 2011 Qtr 3: 0; 2011 Qtr 4: 0 | 78
0 | 234285-Lighting-Occpncy Snsr-Hi-Bay integrated Snsr-Tr1 |  | System | Commercial | 01-ALC-AllCommercial-IntLight | 0 |  |  |  |  | 221.2703 | 95.5 | 0 | 0 | 0 | 125.7703 | 2503.6304 |  | kWh | 0.48559 | 0 | Commercial | [7 empty] | 8 | 0.84 |  |  |  | 0 | 6 | 0 | 0 | 0 | 0 | 0 | 0 | 0 | 0 | 0 | 0 | 2009 Qtr 1: 0; 2009 Qtr 2: 0; 2009 Qtr 3: 0; 2009 Qtr 4: 6; 2010 Qtr 1: 0; 2010 Qtr 2: 0; 2010 Qtr 3: 0; 2010 Qtr 4: 0; 2011 Qtr 1: 0; 2011 Qtr 2: 0; 2011 Qtr 3: 0; 2011 Qtr 4: 0 | 6
0 | 234360-Lighting-IntrHiByLnrFlscntFxtr244wrplc400w(TrI)Tr1 |  | System | Commercial | [6 empty] | 282.4319 | 153.8404 | 0 | 0 | 0 | 128.5914 | 0 |  | 0 | 0.224 | -7.1132 | Commercial |  | Winter Only | [5 empty] | 15 | 0.78 |  |  |  | 0 | 5.8502 | 0 | 0 | 0 | 0 | 0 | 0 | 0 | 0 | 0 | 0 | 2009 Qtr 1: 0; 2009 Qtr 2: 0; 2009 Qtr 3: 0; 2009 Qtr 4: 5.8502; 2010 Qtr 1: 0; 2010 Qtr 2: 0; 2010 Qtr 3: 0; 2010 Qtr 4: 0; 2011 Qtr 1: 0; 2011 Qtr 2: 0; 2011 Qtr 3: 0; 2011 Qtr 4: 0 | 5.8502
0 | 234285-Lighting-Occpncy Snsr-Hi-Bay integrated Snsr-Tr1 |  | System | Commercial | 01-ALC-AllCommercial-IntLight | 0 |  |  |  |  | 221.2703 | 95.5 | 0 | 0 | 0 | 125.7703 | 2503.6304 |  | kWh | 0.48559 | 0 | Commercial | [7 empty] | 8 | 0.84 |  |  |  | 0 | 1 | 0 | 0 | 0 | 0 | 0 | 0 | 0 | 0 | 0 | 0 | 2009 Qtr 1: 0; 2009 Qtr 2: 0; 2009 Qtr 3: 0; 2009 Qtr 4: 1; 2010 Qtr 1: 0; 2010 Qtr 2: 0; 2010 Qtr 3: 0; 2010 Qtr 4: 0; 2011 Qtr 1: 0; 2011 Qtr 2: 0; 2011 Qtr 3: 0; 2011 Qtr 4: 0 | 1
0 | 234360-Lighting-IntrHiByLnrFlscntFxtr244wrplc400w(TrI)Tr1 |  | System | Commercial | [6 empty] | 282.4319 | 153.8404 | 0 | 0 | 0 | 128.5914 | 0 |  | 0 | 0.224 | -7.1132 | Commercial |  | Winter Only | [5 empty] | 15 | 0.78 |  |  |  | 0 | 0.97504 | 0 | 0 | 0 | 0 | 0 | 0 | 0 | 0 | 0 | 0 | 2009 Qtr 1: 0; 2009 Qtr 2: 0; 2009 Qtr 3: 0; 2009 Qtr 4: 0.97504; 2010 Qtr 1: 0; 2010 Qtr 2: 0; 2010 Qtr 3: 0; 2010 Qtr 4: 0; 2011 Qtr 1: 0; 2011 Qtr 2: 0; 2011 Qtr 3: 0; 2011 Qtr 4: 0 | 0.97504
0 | 234285-Lighting-Occpncy Snsr-Hi-Bay integrated Snsr-Tr1 |  | System | Commercial | 01-ALC-AllCommercial-IntLight | 0 |  |  |  |  | 221.2703 | 95.5 | 0 | 0 | 0 | 125.7703 | 2503.6304 |  | kWh | 0.48559 | 0 | Commercial | [7 empty] | 8 | 0.84 |  |  |  | 0 | 2 | 0 | 0 | 0 | 0 | 0 | 0 | 0 | 0 | 0 | 0 | 2009 Qtr 1: 0; 2009 Qtr 2: 0; 2009 Qtr 3: 0; 2009 Qtr 4: 2; 2010 Qtr 1: 0; 2010 Qtr 2: 0; 2010 Qtr 3: 0; 2010 Qtr 4: 0; 2011 Qtr 1: 0; 2011 Qtr 2: 0; 2011 Qtr 3: 0; 2011 Qtr 4: 0 | 2
0 | 234360-Lighting-IntrHiByLnrFlscntFxtr244wrplc400w(TrI)Tr1 |  | System | Commercial | [6 empty] | 282.4319 | 153.8404 | 0 | 0 | 0 | 128.5914 | 0 |  | 0 | 0.224 | -7.1132 | Commercial |  | Winter Only | [5 empty] | 15 | 0.78 |  |  |  | 0 | 1.9501 | 0 | 0 | 0 | 0 | 0 | 0 | 0 | 0 | 0 | 0 | 2009 Qtr 1: 0; 2009 Qtr 2: 0; 2009 Qtr 3: 0; 2009 Qtr 4: 1.9501; 2010 Qtr 1: 0; 2010 Qtr 2: 0; 2010 Qtr 3: 0; 2010 Qtr 4: 0; 2011 Qtr 1: 0; 2011 Qtr 2: 0; 2011 Qtr 3: 0; 2011 Qtr 4: 0 | 1.9501
0 | 234285-Lighting-Occpncy Snsr-Hi-Bay integrated Snsr-Tr1 |  | System | Commercial | 01-ALC-AllCommercial-IntLight | 0 |  |  |  |  | 221.2703 | 95.5 | 0 | 0 | 0 | 125.7703 | 2503.6304 |  | kWh | 0.48559 | 0 | Commercial | [7 empty] | 8 | 0.84 |  |  |  | 0 | 2 | 0 | 0 | 0 | 0 | 0 | 0 | 0 | 0 | 0 | 0 | 2009 Qtr 1: 0; 2009 Qtr 2: 0; 2009 Qtr 3: 0; 2009 Qtr 4: 2; 2010 Qtr 1: 0; 2010 Qtr 2: 0; 2010 Qtr 3: 0; 2010 Qtr 4: 0; 2011 Qtr 1: 0; 2011 Qtr 2: 0; 2011 Qtr 3: 0; 2011 Qtr 4: 0 | 2
0 | 234360-Lighting-IntrHiByLnrFlscntFxtr244wrplc400w(TrI)Tr1 |  | System | Commercial | [6 empty] | 282.4319 | 153.8404 | 0 | 0 | 0 | 128.5914 | 0 |  | 0 | 0.224 | -7.1132 | Commercial |  | Winter Only | [5 empty] | 15 | 0.78 |  |  |  | 0 | 1.9501 | 0 | 0 | 0 | 0 | 0 | 0 | 0 | 0 | 0 | 0 | 2009 Qtr 1: 0; 2009 Qtr 2: 0; 2009 Qtr 3: 0; 2009 Qtr 4: 1.9501; 2010 Qtr 1: 0; 2010 Qtr 2: 0; 2010 Qtr 3: 0; 2010 Qtr 4: 0; 2011 Qtr 1: 0; 2011 Qtr 2: 0; 2011 Qtr 3: 0; 2011 Qtr 4: 0 | 1.9501
0 | 234330-Premium T8 with T12 40 Watt Baseline - Tr1 |  | System | Commercial | 01-ALC-AllCommercial-IntLight | 0 |  |  |  |  | 27.6532 | 13.1897 | 0 | 0 | 0 | 14.4636 | 83.5202 |  | kWh | 0.017351 | 0 | Commercial | [7 empty] | 15 | 0.78 |  |  |  | 0 | 27.2941 | 0 | 0 | 0 | 0 | 0 | 0 | 0 | 0 | 0 | 0 | 2009 Qtr 1: 0; 2009 Qtr 2: 0; 2009 Qtr 3: 0; 2009 Qtr 4: 27.2941; 2010 Qtr 1: 0; 2010 Qtr 2: 0; 2010 Qtr 3: 0; 2010 Qtr 4: 0; 2011 Qtr 1: 0; 2011 Qtr 2: 0; 2011 Qtr 3: 0; 2011 Qtr 4: 0 | 27.2941
0 | 234049-Lighting-LED Exit Sign New Sign |  | System | Commercial | 25-SCN-Storage–Conditioned-Exit | 0 |  |  |  |  | 64.8921 | 0 | 0 | 0 | 0 | 64.8921 | 351.311 |  | kWh | 0 | 0 | Commercial | [7 empty] | 16 | 0.85 |  |  |  | 0 | 2 | 0 | 0 | 0 | 0 | 0 | 0 | 0 | 0 | 0 | 0 | 2009 Qtr 1: 0; 2009 Qtr 2: 0; 2009 Qtr 3: 0; 2009 Qtr 4: 2; 2010 Qtr 1: 0; 2010 Qtr 2: 0; 2010 Qtr 3: 0; 2010 Qtr 4: 0; 2011 Qtr 1: 0; 2011 Qtr 2: 0; 2011 Qtr 3: 0; 2011 Qtr 4: 0 | 2
0 | 234285-Lighting-Occpncy Snsr-Hi-Bay integrated Snsr-Tr1 |  | System | Commercial | 01-ALC-AllCommercial-IntLight | 0 |  |  |  |  | 221.2703 | 95.5 | 0 | 0 | 0 | 125.7703 | 2503.6304 |  | kWh | 0.48559 | 0 | Commercial | [7 empty] | 8 | 0.84 |  |  |  | 0 | 6 | 0 | 0 | 0 | 0 | 0 | 0 | 0 | 0 | 0 | 0 | 2009 Qtr 1: 0; 2009 Qtr 2: 0; 2009 Qtr 3: 0; 2009 Qtr 4: 6; 2010 Qtr 1: 0; 2010 Qtr 2: 0; 2010 Qtr 3: 0; 2010 Qtr 4: 0; 2011 Qtr 1: 0; 2011 Qtr 2: 0; 2011 Qtr 3: 0; 2011 Qtr 4: 0 | 6
0 | 234360-Lighting-IntrHiByLnrFlscntFxtr244wrplc400w(TrI)Tr1 |  | System | Commercial | [6 empty] | 282.4319 | 153.8404 | 0 | 0 | 0 | 128.5914 | 0 |  | 0 | 0.224 | -7.1132 | Commercial |  | Winter Only | [5 empty] | 15 | 0.78 |  |  |  | 0 | 5.8502 | 0 | 0 | 0 | 0 | 0 | 0 | 0 | 0 | 0 | 0 | 2009 Qtr 1: 0; 2009 Qtr 2: 0; 2009 Qtr 3: 0; 2009 Qtr 4: 5.8502; 2010 Qtr 1: 0; 2010 Qtr 2: 0; 2010 Qtr 3: 0; 2010 Qtr 4: 0; 2011 Qtr 1: 0; 2011 Qtr 2: 0; 2011 Qtr 3: 0; 2011 Qtr 4: 0 | 5.8502
0 | 234047-Lighting-LED Chnnl Sgng Rplcmnt-Otdr Rd<=2 ft hgh |  | System | Commercial | 24-RTS-Retail–Small-LIT_EXT | 0 |  |  |  |  | 18 | 10 | 0 | 0 | 0 | 8 | 41.5 |  | kWh | 0.0071333 | 0 | Commercial | [7 empty] | 16 | 0.77 |  |  |  | 0 | 48 | 0 | 0 | 0 | 0 | 0 | 0 | 0 | 0 | 0 | 0 | 2009 Qtr 1: 0; 2009 Qtr 2: 0; 2009 Qtr 3: 0; 2009 Qtr 4: 48; 2010 Qtr 1: 0; 2010 Qtr 2: 0; 2010 Qtr 3: 0; 2010 Qtr 4: 0; 2011 Qtr 1: 0; 2011 Qtr 2: 0; 2011 Qtr 3: 0; 2011 Qtr 4: 0 | 48
0 | 234047-Lighting-LED Chnnl Sgng Rplcmnt-Otdr Rd<=2 ft hgh |  | System | Commercial | 24-RTS-Retail–Small-LIT_EXT | 0 |  |  |  |  | 18 | 10 | 0 | 0 | 0 | 8 | 41.5 |  | kWh | 0.0071333 | 0 | Commercial | [7 empty] | 16 | 0.77 |  |  |  | 0 | 111 | 0 | 0 | 0 | 0 | 0 | 0 | 0 | 0 | 0 | 0 | 2009 Qtr 1: 0; 2009 Qtr 2: 0; 2009 Qtr 3: 0; 2009 Qtr 4: 111; 2010 Qtr 1: 0; 2010 Qtr 2: 0; 2010 Qtr 3: 0; 2010 Qtr 4: 0; 2011 Qtr 1: 0; 2011 Qtr 2: 0; 2011 Qtr 3: 0; 2011 Qtr 4: 0 | 111
0 | 234085-Refrigeration -Strip Curtains for Walk-ins |  | System | Commercial | 20-RFF-Restaurant–FastFood-Refrig | 0 |  |  |  |  | 10.214 | 3 | 0 | 0 | 0 | 7.214 | 465 |  | kWh | 0.053 | 0 | Commercial | [7 empty] | 4 | 0.46 |  |  |  | 0 | 73.74 | 0 | 0 | 0 | 0 | 0 | 0 | 0 | 0 | 0 | 0 | 2009 Qtr 1: 73.74; 2009 Qtr 2: 0; 2009 Qtr 3: 0; 2009 Qtr 4: 0; 2010 Qtr 1: 0; 2010 Qtr 2: 0; 2010 Qtr 3: 0; 2010 Qtr 4: 0; 2011 Qtr 1: 0; 2011 Qtr 2: 0; 2011 Qtr 3: 0; 2011 Qtr 4: 0 | 73.74
0 | 234084-Refrigeration -Cooler/Freezer Door Gaskets - Solid Doors: Cooler |  | System | Commercial | 09-GRO-Grocery-REFG | 0 |  |  |  |  | 2.2498 | 4 | 0 | 0 | 0 | -1.7502 | 104.55 |  | kWh | 0.01195 | 0 | Commercial | [7 empty] | 4 | 0.76 |  |  |  | 0 | 126.71 | 0 | 0 | 0 | 0 | 0 | 0 | 0 | 0 | 0 | 0 | 2009 Qtr 1: 126.71; 2009 Qtr 2: 0; 2009 Qtr 3: 0; 2009 Qtr 4: 0; 2010 Qtr 1: 0; 2010 Qtr 2: 0; 2010 Qtr 3: 0; 2010 Qtr 4: 0; 2011 Qtr 1: 0; 2011 Qtr 2: 0; 2011 Qtr 3: 0; 2011 Qtr 4: 0 | 126.71
0 | 234067-Refrigeration - Food Service -Auto Closer for Main Cooler Doors |  | System | Commercial | 09-GRO-Grocery-REFG | 0 |  |  |  |  | 382.5103 | 103 | 0 | 0 | 0 | 279.5103 | 1075.009 |  | kWh | 0.20794 | -0.053375 | Commercial |  | Annual | [5 empty] | 8 | 0.7 |  |  |  | 0 | 1 | 0 | 0 | 0 | 0 | 0 | 0 | 0 | 0 | 0 | 0 | 2009 Qtr 1: 1; 2009 Qtr 2: 0; 2009 Qtr 3: 0; 2009 Qtr 4: 0; 2010 Qtr 1: 0; 2010 Qtr 2: 0; 2010 Qtr 3: 0; 2010 Qtr 4: 0; 2011 Qtr 1: 0; 2011 Qtr 2: 0; 2011 Qtr 3: 0; 2011 Qtr 4: 0 | 1
0 | 234085-Refrigeration -Strip Curtains for Walk-ins |  | System | Commercial | 20-RFF-Restaurant–FastFood-Refrig | 0 |  |  |  |  | 10.214 | 0 | 0 | 0 | 0 | 10.214 | 465 |  | kWh | 0.053 | 0 | Commercial | [7 empty] | 4 | 0.46 |  |  |  | 0 | 40 | 0 | 0 | 0 | 0 | 0 | 0 | 0 | 0 | 0 | 0 | 2009 Qtr 1: 0; 2009 Qtr 2: 0; 2009 Qtr 3: 0; 2009 Qtr 4: 40; 2010 Qtr 1: 0; 2010 Qtr 2: 0; 2010 Qtr 3: 0; 2010 Qtr 4: 0; 2011 Qtr 1: 0; 2011 Qtr 2: 0; 2011 Qtr 3: 0; 2011 Qtr 4: 0 | 40
0 | 234084-Refrigeration -Cooler/Freezer Door Gaskets - Solid Doors: Cooler |  | System | Commercial | 09-GRO-Grocery-REFG | 0 |  |  |  |  | 2.2498 | 4 | 0 | 0 | 0 | -1.7502 | 104.55 |  | kWh | 0.01195 | 0 | Commercial | [7 empty] | 4 | 0.76 |  |  |  | 0 | 81.38 | 0 | 0 | 0 | 0 | 0 | 0 | 0 | 0 | 0 | 0 | 2009 Qtr 1: 0; 2009 Qtr 2: 0; 2009 Qtr 3: 0; 2009 Qtr 4: 81.38; 2010 Qtr 1: 0; 2010 Qtr 2: 0; 2010 Qtr 3: 0; 2010 Qtr 4: 0; 2011 Qtr 1: 0; 2011 Qtr 2: 0; 2011 Qtr 3: 0; 2011 Qtr 4: 0 | 81.38
0 | 234067-Refrigeration - Food Service -Auto Closer for Main Cooler Doors |  | System | Commercial | 09-GRO-Grocery-REFG | 0 |  |  |  |  | 382.5103 | 103 | 0 | 0 | 0 | 279.5103 | 1075.009 |  | kWh | 0.20794 | -0.053375 | Commercial |  | Annual | [5 empty] | 8 | 0.7 |  |  |  | 0 | 1 | 0 | 0 | 0 | 0 | 0 | 0 | 0 | 0 | 0 | 0 | 2009 Qtr 1: 0; 2009 Qtr 2: 0; 2009 Qtr 3: 0; 2009 Qtr 4: 1; 2010 Qtr 1: 0; 2010 Qtr 2: 0; 2010 Qtr 3: 0; 2010 Qtr 4: 0; 2011 Qtr 1: 0; 2011 Qtr 2: 0; 2011 Qtr 3: 0; 2011 Qtr 4: 0 | 1
0 | 234084-Refrigeration -Cooler/Freezer Door Gaskets - Solid Doors: Cooler |  | System | Commercial | 09-GRO-Grocery-REFG | 0 |  |  |  |  | 2.2498 | 4 | 0 | 0 | 0 | -1.7502 | 104.55 |  | kWh | 0.01195 | 0 | Commercial | [7 empty] | 4 | 0.76 |  |  |  | 0 | 75.4 | 0 | 0 | 0 | 0 | 0 | 0 | 0 | 0 | 0 | 0 | 2009 Qtr 1: 0; 2009 Qtr 2: 0; 2009 Qtr 3: 0; 2009 Qtr 4: 75.4; 2010 Qtr 1: 0; 2010 Qtr 2: 0; 2010 Qtr 3: 0; 2010 Qtr 4: 0; 2011 Qtr 1: 0; 2011 Qtr 2: 0; 2011 Qtr 3: 0; 2011 Qtr 4: 0 | 75.4
0 | 234067-Refrigeration - Food Service -Auto Closer for Main Cooler Doors |  | System | Commercial | 09-GRO-Grocery-REFG | 0 |  |  |  |  | 382.5103 | 0 | 0 | 0 | 0 | 382.5103 | 1075.009 |  | kWh | 0.20794 | -0.053375 | Commercial |  | Annual | [5 empty] | 8 | 0.7 |  |  |  | 0 | 1 | 0 | 0 | 0 | 0 | 0 | 0 | 0 | 0 | 0 | 0 | 2009 Qtr 1: 0; 2009 Qtr 2: 0; 2009 Qtr 3: 0; 2009 Qtr 4: 1; 2010 Qtr 1: 0; 2010 Qtr 2: 0; 2010 Qtr 3: 0; 2010 Qtr 4: 0; 2011 Qtr 1: 0; 2011 Qtr 2: 0; 2011 Qtr 3: 0; 2011 Qtr 4: 0 | 1
0 | 234312-Lighting-Screw in 14-26 Watt Lamp - Tr1 |  | System | Commercial | [6 empty] | 9.3196 | 10.3931 | 0 | 0 | 0 | -1.0734 | 194.1729 |  | 0 | 0.038993 | -2.6224 | Commercial |  | Annual | [5 empty] | 2.47 | 0.81 |  |  |  | 0 | 12.797 | 0 | 0 | 0 | 0 | 0 | 0 | 0 | 0 | 0 | 0 | 2009 Qtr 1: 12.797; 2009 Qtr 2: 0; 2009 Qtr 3: 0; 2009 Qtr 4: 0; 2010 Qtr 1: 0; 2010 Qtr 2: 0; 2010 Qtr 3: 0; 2010 Qtr 4: 0; 2011 Qtr 1: 0; 2011 Qtr 2: 0; 2011 Qtr 3: 0; 2011 Qtr 4: 0 | 12.797
0 | 234330-Premium T8 with T12 40 Watt Baseline - Tr1 |  | System | Commercial | 01-ALC-AllCommercial-IntLight | 0 |  |  |  |  | 27.6532 | 13.1897 | 0 | 0 | 0 | 14.4636 | 83.5202 |  | kWh | 0.017351 | 0 | Commercial | [7 empty] | 15 | 0.78 |  |  |  | 0 | 23.6549 | 0 | 0 | 0 | 0 | 0 | 0 | 0 | 0 | 0 | 0 | 2009 Qtr 1: 23.6549; 2009 Qtr 2: 0; 2009 Qtr 3: 0; 2009 Qtr 4: 0; 2010 Qtr 1: 0; 2010 Qtr 2: 0; 2010 Qtr 3: 0; 2010 Qtr 4: 0; 2011 Qtr 1: 0; 2011 Qtr 2: 0; 2011 Qtr 3: 0; 2011 Qtr 4: 0 | 23.6549
0 | 234303-Lighting-Remove 4 Ft Lamp (De-Lamp) - Tr1 |  | System | Commercial | [6 empty] | 12.3596 | 16.4871 | 0 | 0 | 0 | -4.1275 | 137.2559 |  | 0 | 0.026384 | -2.5676 | Commercial |  | Winter Only | [5 empty] | 15 | 0.77 |  |  |  | 0 | 23.6549 | 0 | 0 | 0 | 0 | 0 | 0 | 0 | 0 | 0 | 0 | 2009 Qtr 1: 23.6549; 2009 Qtr 2: 0; 2009 Qtr 3: 0; 2009 Qtr 4: 0; 2010 Qtr 1: 0; 2010 Qtr 2: 0; 2010 Qtr 3: 0; 2010 Qtr 4: 0; 2011 Qtr 1: 0; 2011 Qtr 2: 0; 2011 Qtr 3: 0; 2011 Qtr 4: 0 | 23.6549
0 | 234312-Lighting-Screw in 14-26 Watt Lamp - Tr1 |  | System | Commercial | [6 empty] | 9.3196 | 10.3931 | 0 | 0 | 0 | -1.0734 | 194.1729 |  | 0 | 0.038993 | -2.6224 | Commercial |  | Annual | [5 empty] | 2.47 | 0.81 |  |  |  | 0 | 3.3676 | 0 | 0 | 0 | 0 | 0 | 0 | 0 | 0 | 0 | 0 | 2009 Qtr 1: 0; 2009 Qtr 2: 0; 2009 Qtr 3: 0; 2009 Qtr 4: 3.3676; 2010 Qtr 1: 0; 2010 Qtr 2: 0; 2010 Qtr 3: 0; 2010 Qtr 4: 0; 2011 Qtr 1: 0; 2011 Qtr 2: 0; 2011 Qtr 3: 0; 2011 Qtr 4: 0 | 3.3676
0 | 234330-Premium T8 with T12 40 Watt Baseline - Tr1 |  | System | Commercial | 01-ALC-AllCommercial-IntLight | 0 |  |  |  |  | 27.6532 | 13.1897 | 0 | 0 | 0 | 14.4636 | 83.5202 |  | kWh | 0.017351 | 0 | Commercial | [7 empty] | 15 | 0.78 |  |  |  | 0 | 61.8665 | 0 | 0 | 0 | 0 | 0 | 0 | 0 | 0 | 0 | 0 | 2009 Qtr 1: 0; 2009 Qtr 2: 0; 2009 Qtr 3: 0; 2009 Qtr 4: 61.8665; 2010 Qtr 1: 0; 2010 Qtr 2: 0; 2010 Qtr 3: 0; 2010 Qtr 4: 0; 2011 Qtr 1: 0; 2011 Qtr 2: 0; 2011 Qtr 3: 0; 2011 Qtr 4: 0 | 61.8665
0 | 234085-Refrigeration -Strip Curtains for Walk-ins |  | System | Commercial | 20-RFF-Restaurant–FastFood-Refrig | 0 |  |  |  |  | 10.214 | 3 | 0 | 0 | 0 | 7.214 | 465 |  | kWh | 0.053 | 0 | Commercial | [7 empty] | 4 | 0.46 |  |  |  | 0 | 49 | 0 | 0 | 0 | 0 | 0 | 0 | 0 | 0 | 0 | 0 | 2009 Qtr 1: 0; 2009 Qtr 2: 0; 2009 Qtr 3: 0; 2009 Qtr 4: 49; 2010 Qtr 1: 0; 2010 Qtr 2: 0; 2010 Qtr 3: 0; 2010 Qtr 4: 0; 2011 Qtr 1: 0; 2011 Qtr 2: 0; 2011 Qtr 3: 0; 2011 Qtr 4: 0 | 49
0 | 234084-Refrigeration -Cooler/Freezer Door Gaskets - Solid Doors: Cooler |  | System | Commercial | 09-GRO-Grocery-REFG | 0 |  |  |  |  | 2.2498 | 4 | 0 | 0 | 0 | -1.7502 | 104.55 |  | kWh | 0.01195 | 0 | Commercial | [7 empty] | 4 | 0.76 |  |  |  | 0 | 142.38 | 0 | 0 | 0 | 0 | 0 | 0 | 0 | 0 | 0 | 0 | 2009 Qtr 1: 0; 2009 Qtr 2: 0; 2009 Qtr 3: 0; 2009 Qtr 4: 142.38; 2010 Qtr 1: 0; 2010 Qtr 2: 0; 2010 Qtr 3: 0; 2010 Qtr 4: 0; 2011 Qtr 1: 0; 2011 Qtr 2: 0; 2011 Qtr 3: 0; 2011 Qtr 4: 0 | 142.38
0 | 234085-Refrigeration -Strip Curtains for Walk-ins |  | System | Commercial | 20-RFF-Restaurant–FastFood-Refrig | 0 |  |  |  |  | 10.214 | 3 | 0 | 0 | 0 | 7.214 | 465 |  | kWh | 0.053 | 0 | Commercial | [7 empty] | 4 | 0.46 |  |  |  | 0 | 24.5 | 0 | 0 | 0 | 0 | 0 | 0 | 0 | 0 | 0 | 0 | 2009 Qtr 1: 0; 2009 Qtr 2: 0; 2009 Qtr 3: 0; 2009 Qtr 4: 24.5; 2010 Qtr 1: 0; 2010 Qtr 2: 0; 2010 Qtr 3: 0; 2010 Qtr 4: 0; 2011 Qtr 1: 0; 2011 Qtr 2: 0; 2011 Qtr 3: 0; 2011 Qtr 4: 0 | 24.5
0 | 234084-Refrigeration -Cooler/Freezer Door Gaskets - Solid Doors: Cooler |  | System | Commercial | 09-GRO-Grocery-REFG | 0 |  |  |  |  | 2.2498 | 4 | 0 | 0 | 0 | -1.7502 | 104.55 |  | kWh | 0.01195 | 0 | Commercial | [7 empty] | 4 | 0.76 |  |  |  | 0 | 94.85 | 0 | 0 | 0 | 0 | 0 | 0 | 0 | 0 | 0 | 0 | 2009 Qtr 1: 0; 2009 Qtr 2: 0; 2009 Qtr 3: 0; 2009 Qtr 4: 94.85; 2010 Qtr 1: 0; 2010 Qtr 2: 0; 2010 Qtr 3: 0; 2010 Qtr 4: 0; 2011 Qtr 1: 0; 2011 Qtr 2: 0; 2011 Qtr 3: 0; 2011 Qtr 4: 0 | 94.85
0 | 234085-Refrigeration -Strip Curtains for Walk-ins |  | System | Commercial | 20-RFF-Restaurant–FastFood-Refrig | 0 |  |  |  |  | 10.214 | 3 | 0 | 0 | 0 | 7.214 | 465 |  | kWh | 0.053 | 0 | Commercial | [7 empty] | 4 | 0.46 |  |  |  | 0 | 24.5 | 0 | 0 | 0 | 0 | 0 | 0 | 0 | 0 | 0 | 0 | 2009 Qtr 1: 0; 2009 Qtr 2: 0; 2009 Qtr 3: 0; 2009 Qtr 4: 24.5; 2010 Qtr 1: 0; 2010 Qtr 2: 0; 2010 Qtr 3: 0; 2010 Qtr 4: 0; 2011 Qtr 1: 0; 2011 Qtr 2: 0; 2011 Qtr 3: 0; 2011 Qtr 4: 0 | 24.5
0 | 234084-Refrigeration -Cooler/Freezer Door Gaskets - Solid Doors: Cooler |  | System | Commercial | 09-GRO-Grocery-REFG | 0 |  |  |  |  | 2.2498 | 4 | 0 | 0 | 0 | -1.7502 | 104.55 |  | kWh | 0.01195 | 0 | Commercial | [7 empty] | 4 | 0.76 |  |  |  | 0 | 41.37 | 0 | 0 | 0 | 0 | 0 | 0 | 0 | 0 | 0 | 0 | 2009 Qtr 1: 0; 2009 Qtr 2: 0; 2009 Qtr 3: 0; 2009 Qtr 4: 41.37; 2010 Qtr 1: 0; 2010 Qtr 2: 0; 2010 Qtr 3: 0; 2010 Qtr 4: 0; 2011 Qtr 1: 0; 2011 Qtr 2: 0; 2011 Qtr 3: 0; 2011 Qtr 4: 0 | 41.37
0 | 234067-Refrigeration - Food Service -Auto Closer for Main Cooler Doors |  | System | Commercial | 09-GRO-Grocery-REFG | 0 |  |  |  |  | 382.5103 | 103 | 0 | 0 | 0 | 279.5103 | 1075.009 |  | kWh | 0.20794 | -0.053375 | Commercial |  | Annual | [5 empty] | 8 | 0.7 |  |  |  | 0 | 1 | 0 | 0 | 0 | 0 | 0 | 0 | 0 | 0 | 0 | 0 | 2009 Qtr 1: 0; 2009 Qtr 2: 0; 2009 Qtr 3: 0; 2009 Qtr 4: 1; 2010 Qtr 1: 0; 2010 Qtr 2: 0; 2010 Qtr 3: 0; 2010 Qtr 4: 0; 2011 Qtr 1: 0; 2011 Qtr 2: 0; 2011 Qtr 3: 0; 2011 Qtr 4: 0 | 1
0 | 234330-Premium T8 with T12 40 Watt Baseline - Tr1 |  | System | Commercial | 01-ALC-AllCommercial-IntLight | 0 |  |  |  |  | 27.6532 | 13.1897 | 0 | 0 | 0 | 14.4636 | 83.5202 |  | kWh | 0.017351 | 0 | Commercial | [7 empty] | 15 | 0.78 |  |  |  | 0 | 36.3921 | 0 | 0 | 0 | 0 | 0 | 0 | 0 | 0 | 0 | 0 | 2009 Qtr 1: 0; 2009 Qtr 2: 0; 2009 Qtr 3: 0; 2009 Qtr 4: 36.3921; 2010 Qtr 1: 0; 2010 Qtr 2: 0; 2010 Qtr 3: 0; 2010 Qtr 4: 0; 2011 Qtr 1: 0; 2011 Qtr 2: 0; 2011 Qtr 3: 0; 2011 Qtr 4: 0 | 36.3921
0 | 234207-Lighting-8 Ft T-8 with Elec Ballast-Tr1 |  | System | Commercial | 01-ALC-AllCommercial-IntLight | 0 |  |  |  |  | 35.6901 | 21.9828 | 0 | 0 | 0 | 13.7073 | 45.8368 |  | kWh | 0.0098893 | 0 | Commercial | [7 empty] | 15 | 0.78 |  |  |  | 0 | 1.8196 | 0 | 0 | 0 | 0 | 0 | 0 | 0 | 0 | 0 | 0 | 2009 Qtr 1: 0; 2009 Qtr 2: 0; 2009 Qtr 3: 0; 2009 Qtr 4: 1.8196; 2010 Qtr 1: 0; 2010 Qtr 2: 0; 2010 Qtr 3: 0; 2010 Qtr 4: 0; 2011 Qtr 1: 0; 2011 Qtr 2: 0; 2011 Qtr 3: 0; 2011 Qtr 4: 0 | 1.8196
0 | 234306-Lighting-Remove 8 Ft Lamp (De-Lamp) - Tr1 |  | System | Commercial | 23-RTL-Retail–SingleStorylarge-LIT_INT | 0 |  |  |  |  | 28.4369 | 27.4785 | 0 | 0 | 0 | 0.95836 | 366.7521 |  | kWh | 0.077777 | 0 | Commercial | [7 empty] | 15 | 0.77 |  |  |  | 0 | 1.8196 | 0 | 0 | 0 | 0 | 0 | 0 | 0 | 0 | 0 | 0 | 2009 Qtr 1: 0; 2009 Qtr 2: 0; 2009 Qtr 3: 0; 2009 Qtr 4: 1.8196; 2010 Qtr 1: 0; 2010 Qtr 2: 0; 2010 Qtr 3: 0; 2010 Qtr 4: 0; 2011 Qtr 1: 0; 2011 Qtr 2: 0; 2011 Qtr 3: 0; 2011 Qtr 4: 0 | 1.8196
0 | 234330-Premium T8 with T12 40 Watt Baseline - Tr1 |  | System | Commercial | 01-ALC-AllCommercial-IntLight | 0 |  |  |  |  | 27.6532 | 13.1897 | 0 | 0 | 0 | 14.4636 | 83.5202 |  | kWh | 0.017351 | 0 | Commercial | [7 empty] | 15 | 0.78 |  |  |  | 0 | 41.8509 | 0 | 0 | 0 | 0 | 0 | 0 | 0 | 0 | 0 | 0 | 2009 Qtr 1: 0; 2009 Qtr 2: 0; 2009 Qtr 3: 0; 2009 Qtr 4: 41.8509; 2010 Qtr 1: 0; 2010 Qtr 2: 0; 2010 Qtr 3: 0; 2010 Qtr 4: 0; 2011 Qtr 1: 0; 2011 Qtr 2: 0; 2011 Qtr 3: 0; 2011 Qtr 4: 0 | 41.8509
0 | 234303-Lighting-Remove 4 Ft Lamp (De-Lamp) - Tr1 |  | System | Commercial | [6 empty] | 12.3596 | 16.4871 | 0 | 0 | 0 | -4.1275 | 137.2559 |  | 0 | 0.026384 | -2.5676 | Commercial |  | Winter Only | [5 empty] | 15 | 0.77 |  |  |  | 0 | 23.6549 | 0 | 0 | 0 | 0 | 0 | 0 | 0 | 0 | 0 | 0 | 2009 Qtr 1: 0; 2009 Qtr 2: 0; 2009 Qtr 3: 0; 2009 Qtr 4: 23.6549; 2010 Qtr 1: 0; 2010 Qtr 2: 0; 2010 Qtr 3: 0; 2010 Qtr 4: 0; 2011 Qtr 1: 0; 2011 Qtr 2: 0; 2011 Qtr 3: 0; 2011 Qtr 4: 0 | 23.6549
0 | 234312-Lighting-Screw in 14-26 Watt Lamp - Tr1 |  | System | Commercial | [6 empty] | 9.3196 | 0 | 0 | 0 | 0 | 9.3196 | 194.1729 |  | 0 | 0.038993 | -2.6224 | Commercial |  | Annual | [5 empty] | 2.47 | 0.81 |  |  |  | 0 | 7.4088 | 0 | 0 | 0 | 0 | 0 | 0 | 0 | 0 | 0 | 0 | 2009 Qtr 1: 0; 2009 Qtr 2: 0; 2009 Qtr 3: 0; 2009 Qtr 4: 7.4088; 2010 Qtr 1: 0; 2010 Qtr 2: 0; 2010 Qtr 3: 0; 2010 Qtr 4: 0; 2011 Qtr 1: 0; 2011 Qtr 2: 0; 2011 Qtr 3: 0; 2011 Qtr 4: 0 | 7.4088
0 | 234330-Premium T8 with T12 40 Watt Baseline - Tr1 |  | System | Commercial | 01-ALC-AllCommercial-IntLight | 0 |  |  |  |  | 27.6532 | 13.1897 | 0 | 0 | 0 | 14.4636 | 83.5202 |  | kWh | 0.017351 | 0 | Commercial | [7 empty] | 15 | 0.78 |  |  |  | 0 | 18.196 | 0 | 0 | 0 | 0 | 0 | 0 | 0 | 0 | 0 | 0 | 2009 Qtr 1: 0; 2009 Qtr 2: 0; 2009 Qtr 3: 0; 2009 Qtr 4: 18.196; 2010 Qtr 1: 0; 2010 Qtr 2: 0; 2010 Qtr 3: 0; 2010 Qtr 4: 0; 2011 Qtr 1: 0; 2011 Qtr 2: 0; 2011 Qtr 3: 0; 2011 Qtr 4: 0 | 18.196
0 | 234084-Refrigeration -Cooler/Freezer Door Gaskets - Solid Doors: Cooler |  | System | Commercial | 09-GRO-Grocery-REFG | 0 |  |  |  |  | 2.2498 | 4 | 0 | 0 | 0 | -1.7502 | 104.55 |  | kWh | 0.01195 | 0 | Commercial | [7 empty] | 4 | 0.76 |  |  |  | 0 | 208.5 | 0 | 0 | 0 | 0 | 0 | 0 | 0 | 0 | 0 | 0 | 2009 Qtr 1: 0; 2009 Qtr 2: 0; 2009 Qtr 3: 0; 2009 Qtr 4: 208.5; 2010 Qtr 1: 0; 2010 Qtr 2: 0; 2010 Qtr 3: 0; 2010 Qtr 4: 0; 2011 Qtr 1: 0; 2011 Qtr 2: 0; 2011 Qtr 3: 0; 2011 Qtr 4: 0 | 208.5
0 | 234085-Refrigeration -Strip Curtains for Walk-ins |  | System | Commercial | 20-RFF-Restaurant–FastFood-Refrig | 0 |  |  |  |  | 10.214 | 0 | 0 | 0 | 0 | 10.214 | 465 |  | kWh | 0.053 | 0 | Commercial | [7 empty] | 4 | 0.46 |  |  |  | 0 | 25.67 | 0 | 0 | 0 | 0 | 0 | 0 | 0 | 0 | 0 | 0 | 2009 Qtr 1: 0; 2009 Qtr 2: 0; 2009 Qtr 3: 0; 2009 Qtr 4: 25.67; 2010 Qtr 1: 0; 2010 Qtr 2: 0; 2010 Qtr 3: 0; 2010 Qtr 4: 0; 2011 Qtr 1: 0; 2011 Qtr 2: 0; 2011 Qtr 3: 0; 2011 Qtr 4: 0 | 25.67
0 | 234084-Refrigeration -Cooler/Freezer Door Gaskets - Solid Doors: Cooler |  | System | Commercial | 09-GRO-Grocery-REFG | 0 |  |  |  |  | 2.2498 | 4 | 0 | 0 | 0 | -1.7502 | 104.55 |  | kWh | 0.01195 | 0 | Commercial | [7 empty] | 4 | 0.76 |  |  |  | 0 | 33.92 | 0 | 0 | 0 | 0 | 0 | 0 | 0 | 0 | 0 | 0 | 2009 Qtr 1: 0; 2009 Qtr 2: 0; 2009 Qtr 3: 0; 2009 Qtr 4: 33.92; 2010 Qtr 1: 0; 2010 Qtr 2: 0; 2010 Qtr 3: 0; 2010 Qtr 4: 0; 2011 Qtr 1: 0; 2011 Qtr 2: 0; 2011 Qtr 3: 0; 2011 Qtr 4: 0 | 33.92
0 | 234002-A/C-Reflective Window Film Coastal |  | System | Commercial | 18-OFS-Office–Small-Cooling | 0 |  |  |  |  | 3.12 | 2 | 0 | 0 | 0 | 1.12 | 12.44 |  | kWh | 0.0023 | 0 | Commercial | [7 empty] | 10 | 0.85 |  |  |  | 0 | 200 | 0 | 0 | 0 | 0 | 0 | 0 | 0 | 0 | 0 | 0 | 2009 Qtr 1: 200; 2009 Qtr 2: 0; 2009 Qtr 3: 0; 2009 Qtr 4: 0; 2010 Qtr 1: 0; 2010 Qtr 2: 0; 2010 Qtr 3: 0; 2010 Qtr 4: 0; 2011 Qtr 1: 0; 2011 Qtr 2: 0; 2011 Qtr 3: 0; 2011 Qtr 4: 0 | 200
0 | 234330-Premium T8 with T12 40 Watt Baseline - Tr1 |  | System | Commercial | 01-ALC-AllCommercial-IntLight | 0 |  |  |  |  | 27.6532 | 13.1897 | 0 | 0 | 0 | 14.4636 | 83.5202 |  | kWh | 0.017351 | 0 | Commercial | [7 empty] | 15 | 0.78 |  |  |  | 0 | 7.2784 | 0 | 0 | 0 | 0 | 0 | 0 | 0 | 0 | 0 | 0 | 2009 Qtr 1: 0; 2009 Qtr 2: 0; 2009 Qtr 3: 0; 2009 Qtr 4: 7.2784; 2010 Qtr 1: 0; 2010 Qtr 2: 0; 2010 Qtr 3: 0; 2010 Qtr 4: 0; 2011 Qtr 1: 0; 2011 Qtr 2: 0; 2011 Qtr 3: 0; 2011 Qtr 4: 0 | 7.2784
0 | 234330-Premium T8 with T12 40 Watt Baseline - Tr1 |  | System | Commercial | 01-ALC-AllCommercial-IntLight | 0 |  |  |  |  | 27.6532 | 13.1897 | 0 | 0 | 0 | 14.4636 | 83.5202 |  | kWh | 0.017351 | 0 | Commercial | [7 empty] | 15 | 0.78 |  |  |  | 0 | 7.2784 | 0 | 0 | 0 | 0 | 0 | 0 | 0 | 0 | 0 | 0 | 2009 Qtr 1: 0; 2009 Qtr 2: 0; 2009 Qtr 3: 0; 2009 Qtr 4: 7.2784; 2010 Qtr 1: 0; 2010 Qtr 2: 0; 2010 Qtr 3: 0; 2010 Qtr 4: 0; 2011 Qtr 1: 0; 2011 Qtr 2: 0; 2011 Qtr 3: 0; 2011 Qtr 4: 0 | 7.2784
0 | 234312-Lighting-Screw in 14-26 Watt Lamp - Tr1 |  | System | Commercial | [6 empty] | 9.3196 | 10.3931 | 0 | 0 | 0 | -1.0734 | 194.1729 |  | 0 | 0.038993 | -2.6224 | Commercial |  | Annual | [5 empty] | 2.47 | 0.81 |  |  |  | 0 | 3.3676 | 0 | 0 | 0 | 0 | 0 | 0 | 0 | 0 | 0 | 0 | 2009 Qtr 1: 0; 2009 Qtr 2: 0; 2009 Qtr 3: 0; 2009 Qtr 4: 3.3676; 2010 Qtr 1: 0; 2010 Qtr 2: 0; 2010 Qtr 3: 0; 2010 Qtr 4: 0; 2011 Qtr 1: 0; 2011 Qtr 2: 0; 2011 Qtr 3: 0; 2011 Qtr 4: 0 | 3.3676
0 | 234331-Premium T8 with T12 40 Watt Baseline - Tr2 |  | System | Commercial | 01-ALC-AllCommercial-IntLight | 0 |  |  |  |  | 27.653 | 9.8923 | 0 | 0 | 0 | 17.7607 | 58.062 |  | kWh | 0.017133 | 0 | Commercial | [7 empty] | 15 | 0.78 |  |  |  | 0 | 41.8509 | 0 | 0 | 0 | 0 | 0 | 0 | 0 | 0 | 0 | 0 | 2009 Qtr 1: 0; 2009 Qtr 2: 0; 2009 Qtr 3: 0; 2009 Qtr 4: 41.8509; 2010 Qtr 1: 0; 2010 Qtr 2: 0; 2010 Qtr 3: 0; 2010 Qtr 4: 0; 2011 Qtr 1: 0; 2011 Qtr 2: 0; 2011 Qtr 3: 0; 2011 Qtr 4: 0 | 41.8509
0 | 234304-Lighting-Remove 4 Ft Lamp (De-Lamp) - Tr2 |  | System | Commercial | [6 empty] | 12.3587 | 12.3653 | 0 | 0 | 0 | -0.0066231 | 137.2559 |  | 0 | 0.026384 | -2.5676 | Commercial | [7 empty] | 15 | 0.77 |  |  |  | 0 | 41.8509 | 0 | 0 | 0 | 0 | 0 | 0 | 0 | 0 | 0 | 0 | 2009 Qtr 1: 0; 2009 Qtr 2: 0; 2009 Qtr 3: 0; 2009 Qtr 4: 41.8509; 2010 Qtr 1: 0; 2010 Qtr 2: 0; 2010 Qtr 3: 0; 2010 Qtr 4: 0; 2011 Qtr 1: 0; 2011 Qtr 2: 0; 2011 Qtr 3: 0; 2011 Qtr 4: 0 | 41.8509
0 | 234331-Premium T8 with T12 40 Watt Baseline - Tr2 |  | System | Commercial | 01-ALC-AllCommercial-IntLight | 0 |  |  |  |  | 27.653 | 9.8923 | 0 | 0 | 0 | 17.7607 | 58.062 |  | kWh | 0.017133 | 0 | Commercial | [7 empty] | 15 | 0.78 |  |  |  | 0 | 40.0313 | 0 | 0 | 0 | 0 | 0 | 0 | 0 | 0 | 0 | 0 | 2009 Qtr 1: 0; 2009 Qtr 2: 0; 2009 Qtr 3: 0; 2009 Qtr 4: 40.0313; 2010 Qtr 1: 0; 2010 Qtr 2: 0; 2010 Qtr 3: 0; 2010 Qtr 4: 0; 2011 Qtr 1: 0; 2011 Qtr 2: 0; 2011 Qtr 3: 0; 2011 Qtr 4: 0 | 40.0313
0 | 234304-Lighting-Remove 4 Ft Lamp (De-Lamp) - Tr2 |  | System | Commercial | [6 empty] | 12.3587 | 12.3653 | 0 | 0 | 0 | -0.0066231 | 137.2559 |  | 0 | 0.026384 | -2.5676 | Commercial | [7 empty] | 15 | 0.77 |  |  |  | 0 | 40.0313 | 0 | 0 | 0 | 0 | 0 | 0 | 0 | 0 | 0 | 0 | 2009 Qtr 1: 0; 2009 Qtr 2: 0; 2009 Qtr 3: 0; 2009 Qtr 4: 40.0313; 2010 Qtr 1: 0; 2010 Qtr 2: 0; 2010 Qtr 3: 0; 2010 Qtr 4: 0; 2011 Qtr 1: 0; 2011 Qtr 2: 0; 2011 Qtr 3: 0; 2011 Qtr 4: 0 | 40.0313
0 | 234330-Premium T8 with T12 40 Watt Baseline - Tr1 |  | System | Commercial | 01-ALC-AllCommercial-IntLight | 0 |  |  |  |  | 27.6532 | 13.1897 | 0 | 0 | 0 | 14.4636 | 83.5202 |  | kWh | 0.017351 | 0 | Commercial | [7 empty] | 15 | 0.78 |  |  |  | 0 | 234.729 | 0 | 0 | 0 | 0 | 0 | 0 | 0 | 0 | 0 | 0 | 2009 Qtr 1: 0; 2009 Qtr 2: 0; 2009 Qtr 3: 0; 2009 Qtr 4: 234.729; 2010 Qtr 1: 0; 2010 Qtr 2: 0; 2010 Qtr 3: 0; 2010 Qtr 4: 0; 2011 Qtr 1: 0; 2011 Qtr 2: 0; 2011 Qtr 3: 0; 2011 Qtr 4: 0 | 234.729
0 | 234303-Lighting-Remove 4 Ft Lamp (De-Lamp) - Tr1 |  | System | Commercial | [6 empty] | 12.3596 | 16.4871 | 0 | 0 | 0 | -4.1275 | 137.2559 |  | 0 | 0.026384 | -2.5676 | Commercial |  | Winter Only | [5 empty] | 15 | 0.77 |  |  |  | 0 | 13.647 | 0 | 0 | 0 | 0 | 0 | 0 | 0 | 0 | 0 | 0 | 2009 Qtr 1: 0; 2009 Qtr 2: 0; 2009 Qtr 3: 0; 2009 Qtr 4: 13.647; 2010 Qtr 1: 0; 2010 Qtr 2: 0; 2010 Qtr 3: 0; 2010 Qtr 4: 0; 2011 Qtr 1: 0; 2011 Qtr 2: 0; 2011 Qtr 3: 0; 2011 Qtr 4: 0 | 13.647
0 | 234330-Premium T8 with T12 40 Watt Baseline - Tr1 |  | System | Commercial | 01-ALC-AllCommercial-IntLight | 0 |  |  |  |  | 27.6532 | 13.1897 | 0 | 0 | 0 | 14.4636 | 83.5202 |  | kWh | 0.017351 | 0 | Commercial | [7 empty] | 15 | 0.78 |  |  |  | 0 | 20.0156 | 0 | 0 | 0 | 0 | 0 | 0 | 0 | 0 | 0 | 0 | 2009 Qtr 1: 0; 2009 Qtr 2: 0; 2009 Qtr 3: 0; 2009 Qtr 4: 20.0156; 2010 Qtr 1: 0; 2010 Qtr 2: 0; 2010 Qtr 3: 0; 2010 Qtr 4: 0; 2011 Qtr 1: 0; 2011 Qtr 2: 0; 2011 Qtr 3: 0; 2011 Qtr 4: 0 | 20.0156
0 | 234303-Lighting-Remove 4 Ft Lamp (De-Lamp) - Tr1 |  | System | Commercial | [6 empty] | 12.3596 | 16.4871 | 0 | 0 | 0 | -4.1275 | 137.2559 |  | 0 | 0.026384 | -2.5676 | Commercial |  | Winter Only | [5 empty] | 15 | 0.77 |  |  |  | 0 | 20.0156 | 0 | 0 | 0 | 0 | 0 | 0 | 0 | 0 | 0 | 0 | 2009 Qtr 1: 0; 2009 Qtr 2: 0; 2009 Qtr 3: 0; 2009 Qtr 4: 20.0156; 2010 Qtr 1: 0; 2010 Qtr 2: 0; 2010 Qtr 3: 0; 2010 Qtr 4: 0; 2011 Qtr 1: 0; 2011 Qtr 2: 0; 2011 Qtr 3: 0; 2011 Qtr 4: 0 | 20.0156
0 | 234084-Refrigeration -Cooler/Freezer Door Gaskets - Solid Doors: Cooler |  | System | Commercial | 09-GRO-Grocery-REFG | 0 |  |  |  |  | 2.2498 | 4 | 0 | 0 | 0 | -1.7502 | 104.55 |  | kWh | 0.01195 | 0 | Commercial | [7 empty] | 4 | 0.76 |  |  |  | 0 | 289 | 0 | 0 | 0 | 0 | 0 | 0 | 0 | 0 | 0 | 0 | 2009 Qtr 1: 0; 2009 Qtr 2: 0; 2009 Qtr 3: 0; 2009 Qtr 4: 289; 2010 Qtr 1: 0; 2010 Qtr 2: 0; 2010 Qtr 3: 0; 2010 Qtr 4: 0; 2011 Qtr 1: 0; 2011 Qtr 2: 0; 2011 Qtr 3: 0; 2011 Qtr 4: 0 | 289
0 | 234085-Refrigeration -Strip Curtains for Walk-ins |  | System | Commercial | 20-RFF-Restaurant–FastFood-Refrig | 0 |  |  |  |  | 10.214 | 3 | 0 | 0 | 0 | 7.214 | 465 |  | kWh | 0.053 | 0 | Commercial | [7 empty] | 4 | 0.46 |  |  |  | 0 | 22.22 | 0 | 0 | 0 | 0 | 0 | 0 | 0 | 0 | 0 | 0 | 2009 Qtr 1: 0; 2009 Qtr 2: 0; 2009 Qtr 3: 0; 2009 Qtr 4: 22.22; 2010 Qtr 1: 0; 2010 Qtr 2: 0; 2010 Qtr 3: 0; 2010 Qtr 4: 0; 2011 Qtr 1: 0; 2011 Qtr 2: 0; 2011 Qtr 3: 0; 2011 Qtr 4: 0 | 22.22
0 | 234084-Refrigeration -Cooler/Freezer Door Gaskets - Solid Doors: Cooler |  | System | Commercial | 09-GRO-Grocery-REFG | 0 |  |  |  |  | 2.2498 | 4 | 0 | 0 | 0 | -1.7502 | 104.55 |  | kWh | 0.01195 | 0 | Commercial | [7 empty] | 4 | 0.76 |  |  |  | 0 | 86.16 | 0 | 0 | 0 | 0 | 0 | 0 | 0 | 0 | 0 | 0 | 2009 Qtr 1: 0; 2009 Qtr 2: 0; 2009 Qtr 3: 0; 2009 Qtr 4: 86.16; 2010 Qtr 1: 0; 2010 Qtr 2: 0; 2010 Qtr 3: 0; 2010 Qtr 4: 0; 2011 Qtr 1: 0; 2011 Qtr 2: 0; 2011 Qtr 3: 0; 2011 Qtr 4: 0 | 86.16
0 | 234331-Premium T8 with T12 40 Watt Baseline - Tr2 |  | System | Commercial | 01-ALC-AllCommercial-IntLight | 0 |  |  |  |  | 27.653 | 0 | 0 | 0 | 0 | 27.653 | 58.062 |  | kWh | 0.017133 | 0 | Commercial | [7 empty] | 15 | 0.78 |  |  |  | 0 | 19.1058 | 0 | 0 | 0 | 0 | 0 | 0 | 0 | 0 | 0 | 0 | 2009 Qtr 1: 0; 2009 Qtr 2: 0; 2009 Qtr 3: 0; 2009 Qtr 4: 19.1058; 2010 Qtr 1: 0; 2010 Qtr 2: 0; 2010 Qtr 3: 0; 2010 Qtr 4: 0; 2011 Qtr 1: 0; 2011 Qtr 2: 0; 2011 Qtr 3: 0; 2011 Qtr 4: 0 | 19.1058
0 | 234304-Lighting-Remove 4 Ft Lamp (De-Lamp) - Tr2 |  | System | Commercial | [6 empty] | 12.3587 | 0 | 0 | 0 | 0 | 12.3587 | 137.2559 |  | 0 | 0.026384 | -2.5676 | Commercial | [7 empty] | 15 | 0.77 |  |  |  | 0 | 6.3686 | 0 | 0 | 0 | 0 | 0 | 0 | 0 | 0 | 0 | 0 | 2009 Qtr 1: 0; 2009 Qtr 2: 0; 2009 Qtr 3: 0; 2009 Qtr 4: 6.3686; 2010 Qtr 1: 0; 2010 Qtr 2: 0; 2010 Qtr 3: 0; 2010 Qtr 4: 0; 2011 Qtr 1: 0; 2011 Qtr 2: 0; 2011 Qtr 3: 0; 2011 Qtr 4: 0 | 6.3686
0 | 234361-Lighting-IntrHiByLnrFlscntFxtr244wrplc400w(TrI)Tr2 |  | System | Commercial | 01-ALC-AllCommercial-IntLight | 0 |  |  |  |  | 327.8836 | 115.3803 | 0 | 0 | 0 | 212.5033 | 698.8643 |  | kWh | 0.2203 | 0 | Commercial | [7 empty] | 15 | 0.78 |  |  |  | 0 | 12.6755 | 0 | 0 | 0 | 0 | 0 | 0 | 0 | 0 | 0 | 0 | 2009 Qtr 1: 0; 2009 Qtr 2: 0; 2009 Qtr 3: 0; 2009 Qtr 4: 12.6755; 2010 Qtr 1: 0; 2010 Qtr 2: 0; 2010 Qtr 3: 0; 2010 Qtr 4: 0; 2011 Qtr 1: 0; 2011 Qtr 2: 0; 2011 Qtr 3: 0; 2011 Qtr 4: 0 | 12.6755
0 | 234286-Lighting-Occpncy Snsr-Hi-Bay integrated Snsr-Tr2 |  | System | Commercial | 01-ALC-AllCommercial-IntLight | 0 |  |  |  |  | 221.37 | 95.5 | 0 | 0 | 0 | 125.87 | 1499.5759 |  | kWh | 0.47213 | 0 | Commercial | [7 empty] | 8 | 0.84 |  |  |  | 0 | 13 | 0 | 0 | 0 | 0 | 0 | 0 | 0 | 0 | 0 | 0 | 2009 Qtr 1: 0; 2009 Qtr 2: 0; 2009 Qtr 3: 0; 2009 Qtr 4: 13; 2010 Qtr 1: 0; 2010 Qtr 2: 0; 2010 Qtr 3: 0; 2010 Qtr 4: 0; 2011 Qtr 1: 0; 2011 Qtr 2: 0; 2011 Qtr 3: 0; 2011 Qtr 4: 0 | 13
0 | 234360-Lighting-IntrHiByLnrFlscntFxtr244wrplc400w(TrI)Tr1 |  | System | Commercial | [6 empty] | 282.4319 | 153.8404 | 0 | 0 | 0 | 128.5914 | 0 |  | 0 | 0.224 | -7.1132 | Commercial |  | Winter Only | [5 empty] | 15 | 0.78 |  |  |  | 0 | 25.3509 | 0 | 0 | 0 | 0 | 0 | 0 | 0 | 0 | 0 | 0 | 2009 Qtr 1: 25.3509; 2009 Qtr 2: 0; 2009 Qtr 3: 0; 2009 Qtr 4: 0; 2010 Qtr 1: 0; 2010 Qtr 2: 0; 2010 Qtr 3: 0; 2010 Qtr 4: 0; 2011 Qtr 1: 0; 2011 Qtr 2: 0; 2011 Qtr 3: 0; 2011 Qtr 4: 0 | 25.3509
0 | 234285-Lighting-Occpncy Snsr-Hi-Bay integrated Snsr-Tr1 |  | System | Commercial | 01-ALC-AllCommercial-IntLight | 0 |  |  |  |  | 221.2703 | 95.5 | 0 | 0 | 0 | 125.7703 | 2503.6304 |  | kWh | 0.48559 | 0 | Commercial | [7 empty] | 8 | 0.84 |  |  |  | 0 | 26 | 0 | 0 | 0 | 0 | 0 | 0 | 0 | 0 | 0 | 0 | 2009 Qtr 1: 26; 2009 Qtr 2: 0; 2009 Qtr 3: 0; 2009 Qtr 4: 0; 2010 Qtr 1: 0; 2010 Qtr 2: 0; 2010 Qtr 3: 0; 2010 Qtr 4: 0; 2011 Qtr 1: 0; 2011 Qtr 2: 0; 2011 Qtr 3: 0; 2011 Qtr 4: 0 | 26
0 | 234330-Premium T8 with T12 40 Watt Baseline - Tr1 |  | System | Commercial | 01-ALC-AllCommercial-IntLight | 0 |  |  |  |  | 27.6532 | 13.1897 | 0 | 0 | 0 | 14.4636 | 83.5202 |  | kWh | 0.017351 | 0 | Commercial | [7 empty] | 15 | 0.78 |  |  |  | 0 | 67.3254 | 0 | 0 | 0 | 0 | 0 | 0 | 0 | 0 | 0 | 0 | 2009 Qtr 1: 67.3254; 2009 Qtr 2: 0; 2009 Qtr 3: 0; 2009 Qtr 4: 0; 2010 Qtr 1: 0; 2010 Qtr 2: 0; 2010 Qtr 3: 0; 2010 Qtr 4: 0; 2011 Qtr 1: 0; 2011 Qtr 2: 0; 2011 Qtr 3: 0; 2011 Qtr 4: 0 | 67.3254
0 | 234303-Lighting-Remove 4 Ft Lamp (De-Lamp) - Tr1 |  | System | Commercial | [6 empty] | 12.3596 | 16.4871 | 0 | 0 | 0 | -4.1275 | 137.2559 |  | 0 | 0.026384 | -2.5676 | Commercial |  | Winter Only | [5 empty] | 15 | 0.77 |  |  |  | 0 | 29.1137 | 0 | 0 | 0 | 0 | 0 | 0 | 0 | 0 | 0 | 0 | 2009 Qtr 1: 29.1137; 2009 Qtr 2: 0; 2009 Qtr 3: 0; 2009 Qtr 4: 0; 2010 Qtr 1: 0; 2010 Qtr 2: 0; 2010 Qtr 3: 0; 2010 Qtr 4: 0; 2011 Qtr 1: 0; 2011 Qtr 2: 0; 2011 Qtr 3: 0; 2011 Qtr 4: 0 | 29.1137
0 | 234306-Lighting-Remove 8 Ft Lamp (De-Lamp) - Tr1 |  | System | Commercial | 23-RTL-Retail–SingleStorylarge-LIT_INT | 0 |  |  |  |  | 28.4369 | 27.4785 | 0 | 0 | 0 | 0.95836 | 366.7521 |  | kWh | 0.077777 | 0 | Commercial | [7 empty] | 15 | 0.77 |  |  |  | 0 | 9.098 | 0 | 0 | 0 | 0 | 0 | 0 | 0 | 0 | 0 | 0 | 2009 Qtr 1: 9.098; 2009 Qtr 2: 0; 2009 Qtr 3: 0; 2009 Qtr 4: 0; 2010 Qtr 1: 0; 2010 Qtr 2: 0; 2010 Qtr 3: 0; 2010 Qtr 4: 0; 2011 Qtr 1: 0; 2011 Qtr 2: 0; 2011 Qtr 3: 0; 2011 Qtr 4: 0 | 9.098
0 | 234332-Premium T8 with T12 40 Watt Baseline - Tr3 |  | System | Commercial | 01-ALC-AllCommercial-IntLight | 0 |  |  |  |  | 13.9591 | 7.1444 | 0 | 0 | 0 | 6.8147 | 44.0947 |  | kWh | 0.016509 | 0 | Commercial | [7 empty] | 15 | 0.78 |  |  |  | 0 | 18.196 | 0 | 0 | 0 | 0 | 0 | 0 | 0 | 0 | 0 | 0 | 2009 Qtr 1: 18.196; 2009 Qtr 2: 0; 2009 Qtr 3: 0; 2009 Qtr 4: 0; 2010 Qtr 1: 0; 2010 Qtr 2: 0; 2010 Qtr 3: 0; 2010 Qtr 4: 0; 2011 Qtr 1: 0; 2011 Qtr 2: 0; 2011 Qtr 3: 0; 2011 Qtr 4: 0 | 18.196
0 | 234308-Lighting-Remove 8 Ft Lamp (De-Lamp) - Tr3 |  | System | Commercial | 23-RTL-Retail–SingleStorylarge-LIT_INT | 0 |  |  |  |  | 28.1519 | 11.8158 | 0 | 0 | 0 | 16.3362 | 178.7383 |  | kWh | 0.075633 | 0 | Commercial | [7 empty] | 15 | 0.77 |  |  |  | 0 | 4.549 | 0 | 0 | 0 | 0 | 0 | 0 | 0 | 0 | 0 | 0 | 2009 Qtr 1: 4.549; 2009 Qtr 2: 0; 2009 Qtr 3: 0; 2009 Qtr 4: 0; 2010 Qtr 1: 0; 2010 Qtr 2: 0; 2010 Qtr 3: 0; 2010 Qtr 4: 0; 2011 Qtr 1: 0; 2011 Qtr 2: 0; 2011 Qtr 3: 0; 2011 Qtr 4: 0 | 4.549
0 | 234330-Premium T8 with T12 40 Watt Baseline - Tr1 |  | System | Commercial | 01-ALC-AllCommercial-IntLight | 0 |  |  |  |  | 27.6532 | 13.1897 | 0 | 0 | 0 | 14.4636 | 83.5202 |  | kWh | 0.017351 | 0 | Commercial | [7 empty] | 15 | 0.78 |  |  |  | 0 | 7.2784 | 0 | 0 | 0 | 0 | 0 | 0 | 0 | 0 | 0 | 0 | 2009 Qtr 1: 0; 2009 Qtr 2: 0; 2009 Qtr 3: 0; 2009 Qtr 4: 7.2784; 2010 Qtr 1: 0; 2010 Qtr 2: 0; 2010 Qtr 3: 0; 2010 Qtr 4: 0; 2011 Qtr 1: 0; 2011 Qtr 2: 0; 2011 Qtr 3: 0; 2011 Qtr 4: 0 | 7.2784
0 | 234303-Lighting-Remove 4 Ft Lamp (De-Lamp) - Tr1 |  | System | Commercial | [6 empty] | 12.3596 | 16.4871 | 0 | 0 | 0 | -4.1275 | 137.2559 |  | 0 | 0.026384 | -2.5676 | Commercial |  | Winter Only | [5 empty] | 15 | 0.77 |  |  |  | 0 | 3.6392 | 0 | 0 | 0 | 0 | 0 | 0 | 0 | 0 | 0 | 0 | 2009 Qtr 1: 0; 2009 Qtr 2: 0; 2009 Qtr 3: 0; 2009 Qtr 4: 3.6392; 2010 Qtr 1: 0; 2010 Qtr 2: 0; 2010 Qtr 3: 0; 2010 Qtr 4: 0; 2011 Qtr 1: 0; 2011 Qtr 2: 0; 2011 Qtr 3: 0; 2011 Qtr 4: 0 | 3.6392
0 | 234360-Lighting-IntrHiByLnrFlscntFxtr244wrplc400w(TrI)Tr1 |  | System | Commercial | [6 empty] | 282.4319 | 153.8404 | 0 | 0 | 0 | 128.5914 | 0 |  | 0 | 0.224 | -7.1132 | Commercial |  | Winter Only | [5 empty] | 15 | 0.78 |  |  |  | 0 | 2.9251 | 0 | 0 | 0 | 0 | 0 | 0 | 0 | 0 | 0 | 0 | 2009 Qtr 1: 0; 2009 Qtr 2: 0; 2009 Qtr 3: 0; 2009 Qtr 4: 2.9251; 2010 Qtr 1: 0; 2010 Qtr 2: 0; 2010 Qtr 3: 0; 2010 Qtr 4: 0; 2011 Qtr 1: 0; 2011 Qtr 2: 0; 2011 Qtr 3: 0; 2011 Qtr 4: 0 | 2.9251
0 | 234285-Lighting-Occpncy Snsr-Hi-Bay integrated Snsr-Tr1 |  | System | Commercial | 01-ALC-AllCommercial-IntLight | 0 |  |  |  |  | 221.2703 | 95.5 | 0 | 0 | 0 | 125.7703 | 2503.6304 |  | kWh | 0.48559 | 0 | Commercial | [7 empty] | 8 | 0.84 |  |  |  | 0 | 3 | 0 | 0 | 0 | 0 | 0 | 0 | 0 | 0 | 0 | 0 | 2009 Qtr 1: 0; 2009 Qtr 2: 0; 2009 Qtr 3: 0; 2009 Qtr 4: 3; 2010 Qtr 1: 0; 2010 Qtr 2: 0; 2010 Qtr 3: 0; 2010 Qtr 4: 0; 2011 Qtr 1: 0; 2011 Qtr 2: 0; 2011 Qtr 3: 0; 2011 Qtr 4: 0 | 3
0 | 234312-Lighting-Screw in 14-26 Watt Lamp - Tr1 |  | System | Commercial | [6 empty] | 9.3196 | 10.3931 | 0 | 0 | 0 | -1.0734 | 194.1729 |  | 0 | 0.038993 | -2.6224 | Commercial |  | Annual | [5 empty] | 2.47 | 0.81 |  |  |  | 0 | 2.0206 | 0 | 0 | 0 | 0 | 0 | 0 | 0 | 0 | 0 | 0 | 2009 Qtr 1: 0; 2009 Qtr 2: 0; 2009 Qtr 3: 0; 2009 Qtr 4: 2.0206; 2010 Qtr 1: 0; 2010 Qtr 2: 0; 2010 Qtr 3: 0; 2010 Qtr 4: 0; 2011 Qtr 1: 0; 2011 Qtr 2: 0; 2011 Qtr 3: 0; 2011 Qtr 4: 0 | 2.0206
0 | 234330-Premium T8 with T12 40 Watt Baseline - Tr1 |  | System | Commercial | 01-ALC-AllCommercial-IntLight | 0 |  |  |  |  | 27.6532 | 13.1897 | 0 | 0 | 0 | 14.4636 | 83.5202 |  | kWh | 0.017351 | 0 | Commercial | [7 empty] | 15 | 0.78 |  |  |  | 0 | 56.4077 | 0 | 0 | 0 | 0 | 0 | 0 | 0 | 0 | 0 | 0 | 2009 Qtr 1: 0; 2009 Qtr 2: 0; 2009 Qtr 3: 0; 2009 Qtr 4: 56.4077; 2010 Qtr 1: 0; 2010 Qtr 2: 0; 2010 Qtr 3: 0; 2010 Qtr 4: 0; 2011 Qtr 1: 0; 2011 Qtr 2: 0; 2011 Qtr 3: 0; 2011 Qtr 4: 0 | 56.4077
0 | 234306-Lighting-Remove 8 Ft Lamp (De-Lamp) - Tr1 |  | System | Commercial | 23-RTL-Retail–SingleStorylarge-LIT_INT | 0 |  |  |  |  | 28.4369 | 27.4785 | 0 | 0 | 0 | 0.95836 | 366.7521 |  | kWh | 0.077777 | 0 | Commercial | [7 empty] | 15 | 0.77 |  |  |  | 0 | 28.2039 | 0 | 0 | 0 | 0 | 0 | 0 | 0 | 0 | 0 | 0 | 2009 Qtr 1: 0; 2009 Qtr 2: 0; 2009 Qtr 3: 0; 2009 Qtr 4: 28.2039; 2010 Qtr 1: 0; 2010 Qtr 2: 0; 2010 Qtr 3: 0; 2010 Qtr 4: 0; 2011 Qtr 1: 0; 2011 Qtr 2: 0; 2011 Qtr 3: 0; 2011 Qtr 4: 0 | 28.2039
0 | 234360-Lighting-IntrHiByLnrFlscntFxtr244wrplc400w(TrI)Tr1 |  | System | Commercial | [6 empty] | 282.4319 | 153.8404 | 0 | 0 | 0 | 128.5914 | 0 |  | 0 | 0.224 | -7.1132 | Commercial |  | Winter Only | [5 empty] | 15 | 0.78 |  |  |  | 0 | 10.7254 | 0 | 0 | 0 | 0 | 0 | 0 | 0 | 0 | 0 | 0 | 2009 Qtr 1: 10.7254; 2009 Qtr 2: 0; 2009 Qtr 3: 0; 2009 Qtr 4: 0; 2010 Qtr 1: 0; 2010 Qtr 2: 0; 2010 Qtr 3: 0; 2010 Qtr 4: 0; 2011 Qtr 1: 0; 2011 Qtr 2: 0; 2011 Qtr 3: 0; 2011 Qtr 4: 0 | 10.7254
0 | 234285-Lighting-Occpncy Snsr-Hi-Bay integrated Snsr-Tr1 |  | System | Commercial | 01-ALC-AllCommercial-IntLight | 0 |  |  |  |  | 221.2703 | 95.5 | 0 | 0 | 0 | 125.7703 | 2503.6304 |  | kWh | 0.48559 | 0 | Commercial | [7 empty] | 8 | 0.84 |  |  |  | 0 | 11 | 0 | 0 | 0 | 0 | 0 | 0 | 0 | 0 | 0 | 0 | 2009 Qtr 1: 11; 2009 Qtr 2: 0; 2009 Qtr 3: 0; 2009 Qtr 4: 0; 2010 Qtr 1: 0; 2010 Qtr 2: 0; 2010 Qtr 3: 0; 2010 Qtr 4: 0; 2011 Qtr 1: 0; 2011 Qtr 2: 0; 2011 Qtr 3: 0; 2011 Qtr 4: 0 | 11
0 | 234360-Lighting-IntrHiByLnrFlscntFxtr244wrplc400w(TrI)Tr1 |  | System | Commercial | [6 empty] | 282.4319 | 153.8404 | 0 | 0 | 0 | 128.5914 | 0 |  | 0 | 0.224 | -7.1132 | Commercial |  | Winter Only | [5 empty] | 15 | 0.78 |  |  |  | 0 | 2.9251 | 0 | 0 | 0 | 0 | 0 | 0 | 0 | 0 | 0 | 0 | 2009 Qtr 1: 2.9251; 2009 Qtr 2: 0; 2009 Qtr 3: 0; 2009 Qtr 4: 0; 2010 Qtr 1: 0; 2010 Qtr 2: 0; 2010 Qtr 3: 0; 2010 Qtr 4: 0; 2011 Qtr 1: 0; 2011 Qtr 2: 0; 2011 Qtr 3: 0; 2011 Qtr 4: 0 | 2.9251
0 | 234285-Lighting-Occpncy Snsr-Hi-Bay integrated Snsr-Tr1 |  | System | Commercial | 01-ALC-AllCommercial-IntLight | 0 |  |  |  |  | 221.2703 | 95.5 | 0 | 0 | 0 | 125.7703 | 2503.6304 |  | kWh | 0.48559 | 0 | Commercial | [7 empty] | 8 | 0.84 |  |  |  | 0 | 3 | 0 | 0 | 0 | 0 | 0 | 0 | 0 | 0 | 0 | 0 | 2009 Qtr 1: 3; 2009 Qtr 2: 0; 2009 Qtr 3: 0; 2009 Qtr 4: 0; 2010 Qtr 1: 0; 2010 Qtr 2: 0; 2010 Qtr 3: 0; 2010 Qtr 4: 0; 2011 Qtr 1: 0; 2011 Qtr 2: 0; 2011 Qtr 3: 0; 2011 Qtr 4: 0 | 3
0 | 234330-Premium T8 with T12 40 Watt Baseline - Tr1 |  | System | Commercial | 01-ALC-AllCommercial-IntLight | 0 |  |  |  |  | 27.6532 | 13.1897 | 0 | 0 | 0 | 14.4636 | 83.5202 |  | kWh | 0.017351 | 0 | Commercial | [7 empty] | 15 | 0.78 |  |  |  | 0 | 36.3921 | 0 | 0 | 0 | 0 | 0 | 0 | 0 | 0 | 0 | 0 | 2009 Qtr 1: 0; 2009 Qtr 2: 0; 2009 Qtr 3: 0; 2009 Qtr 4: 36.3921; 2010 Qtr 1: 0; 2010 Qtr 2: 0; 2010 Qtr 3: 0; 2010 Qtr 4: 0; 2011 Qtr 1: 0; 2011 Qtr 2: 0; 2011 Qtr 3: 0; 2011 Qtr 4: 0 | 36.3921
0 | 234360-Lighting-IntrHiByLnrFlscntFxtr244wrplc400w(TrI)Tr1 |  | System | Commercial | [6 empty] | 282.4319 | 153.8404 | 0 | 0 | 0 | 128.5914 | 0 |  | 0 | 0.224 | -7.1132 | Commercial |  | Winter Only | [5 empty] | 15 | 0.78 |  |  |  | 0 | 3.9001 | 0 | 0 | 0 | 0 | 0 | 0 | 0 | 0 | 0 | 0 | 2009 Qtr 1: 0; 2009 Qtr 2: 0; 2009 Qtr 3: 0; 2009 Qtr 4: 3.9001; 2010 Qtr 1: 0; 2010 Qtr 2: 0; 2010 Qtr 3: 0; 2010 Qtr 4: 0; 2011 Qtr 1: 0; 2011 Qtr 2: 0; 2011 Qtr 3: 0; 2011 Qtr 4: 0 | 3.9001
Do NOT enter program data in this row or below. The Spreadsheet will not evaluate any such data. | bar: 2012 Qtr 1; 2014 Qtr 2 to 2014 Qtr 4; 2016 Qtr 2 to 2016 Qtr 4; 2018 Qtr 2 to 2018 Qtr 4
Lists of Dimensions and their Labels
|  |  | Climate Zones | Sectors | End Use Validation List |  | Measure Types for Measure Life | Measure Types for NTGR | Gas Sector | Gas Savings Profile | Combustor Type
|  |  | 7 | RES | res:DEER:Indoor_CFL_Ltg |  | NONRESIDENTIAL MEASURES: |  | Residential | Summer Only | Large Boilers (>100 MMBtu/hr Heat Input):Uncontrolled
|  |  | 10 | NON_RES | res:DEER:Indoor_CFL_Ltg |  | **************************************************************** | Appliance early retirement and replacement 0.80 | Commercial | Winter Only | Large Boilers (>100 MMBtu/hr Heat Input):Controlled Low NOx Burner
|  |  | 14 | Residential | res:DEER:Indoor_CFL_Ltg |  | Ballast – Dimmable: NR - 11 | California Home Energy Efficiency Rating System (CHEERS) | Core | Annual | Large Boilers (>100 MMBtu/hr Heat Input):Controlled – Flue Gas Recirculation
|  |  | 15 | Commercial | res:DEER:Indoor_CFL_Ltg |  | Ballast – Electronic: NR - 11 | Residential Audits 0.72 |  |  | Small Boilers (<100 MMBtu/hr Heat Input):Uncontrolled
|  |  | System | Industrial | res:DEER:Indoor_CFL_Ltg |  | Fluorescent Fixture – T8: C/I/A - 11 | Refrigerator Recycling 0.35 |  |  | Small Boilers (<100 MMBtu/hr Heat Input):Controlled Low NOx Burner
|  |  |  | Agricultural | res:DEER:RefgFrzr_HighEff |  | Fixture: T8 Lamp & Electronic Ballast: C/I/A - 11 | Freezer Recycling 0.54 |  |  | Small Boilers (<100 MMBtu/hr Heat Input):Controlled – Flue Gas Recirculation
|  |  |  | Not Used | res:DEER:RefgFrzr_HighEff |  | T8 Fixtures – 17 Watt Lamp, 2ft or 32-watt Lamp, 4ft 11 | Residential Contractor Program 0.89 |  |  | Residential Furnaces (<0.3):Uncontrolled
[5 empty] | res:DEER:RefgFrzr_HighEff |  | T8 Lamps: C/I/A - 5 | Emerging Technologies 0.83
[5 empty] | res:DEER:RefgFrzr_HighEff |  | High Efficiency Lighting (HID): NR - 16 | All other residential programs 0.80
[5 empty] | res:DEER:RefgFrzr_HighEff |  | High Output T5 Fixture: NR - 16 |  | Electric Rate | Gas Rate
[5 empty] | res:DEER:RefgFrzr_Recyc-Conditioned |  | Indoor or Outdoor Lighting System Modification: NR - 13.5 | Advanced water heating systems 1.00 | Residential | 0
[5 empty] | res:DEER:RefgFrzr_Recyc-Conditioned |  | Lighting Controls: NR - 16 | Agricultural and Dairy Incentives 0.75 | Commercial | Residential
[5 empty] | res:DEER:RefgFrzr_Recyc-Conditioned |  | Daylighting Controls; NR - 16 | Coin Laundry and Dry Cleaner Education 0.70 | Not Used | Not Used
[5 empty] | res:DEER:RefgFrzr_Recyc-Conditioned |  | Lighting Power Density: NR - 11 | Commercial and agricultural information, tools, or design assistance services | Not Used
[5 empty] | res:DEER:RefgFrzr_Recyc-Conditioned |  | Exit Sign – CF Hardware Kit/LED/ Electro-Luminescent: NR - 16 | Comprehensive Space Conditioning 1.00 | Not Used
[5 empty] | res:DEER:RefgFrzr_Recyc-UnConditioned |  | Occupancy Sensor: NR - 8 | Lodging Education 0.70
[5 empty] | res:DEER:RefgFrzr_Recyc-UnConditioned |  | Photocell: NR - 8 | Express Efficiency (rebates) 0.96
[5 empty] | res:DEER:RefgFrzr_Recyc-UnConditioned |  | Time Clock – Lighting: NR - 8 | Energy Management Services, including audits (for small and medium customers)
[5 empty] | res:DEER:RefgFrzr_Recyc-UnConditioned |  | Induction Lamps: NR - 2 | Food Services Equipment Retrofit 1.00
[5 empty] | res:DEER:RefgFrzr_Recyc-UnConditioned |  | Induction Fixture: NR - 16 | Industrial Information and Services 0.74
[5 empty] | res:DEER:HVAC_Eff_AC |  | Delamp/reflectors: C/I - 11 | Large Standard Performance Contract 0.70
[5 empty] | res:DEER:HVAC_Eff_AC |  | Optical Reflectors- new construction: Ind, NRNC - 12 | All other nonresidential programs 0.80
[5 empty] | res:DEER:HVAC_Eff_AC |  | Optical Reflectors- retrofit: NR - 10 | New Construction
[5 empty] | res:DEER:HVAC_Eff_AC |  | HID fixture: Interior, >= 176 Watts lamp: Ind - 16 | Industrial and Agricultural Process 0.94
[5 empty] | res:DEER:HVAC_Eff_AC |  | HID fixture: Interior, 251-400 Watt lamp: Com - 16 | Industrial new construction incentives 0.62
[5 empty] | res:DEER:HVAC_Duct_Sealing |  | CFL Fixture: Pin based CFL fixture: Com - 12.0 | Savings by Design 0.82
[5 empty] | res:DEER:HVAC_Duct_Sealing |  | Screw-in CFL: Education - Primary School: NR - 5.6 | All other new construction programs 0.80
[5 empty] | res:DEER:HVAC_Duct_Sealing |  | Screw-in CFL: Education - Secondary School: NR - 3.5 | Large Standard Performance Contract 0.7011
[5 empty] | res:DEER:HVAC_Duct_Sealing |  | Screw-in CFL: Education - Community College: NR - 2.1 | Savings by Design 0.8212
[5 empty] | res:DEER:HVAC_Duct_Sealing |  | Screw-in CFL: Education - University: NR - 2.6 | Codes and Standards
[5 empty] | res:DEER:HVAC_Refrig_Charge |  | Screw-in CFL: Grocery: NR - 1.4
[5 empty] | res:DEER:HVAC_Refrig_Charge |  | Screw-in CFL: Health/Medical - Hospital: NR - 0.9
[5 empty] | res:DEER:HVAC_Refrig_Charge |  | Screw-in CFL: Health/Medical - Nursing Home: NR - 0.9
[5 empty] | res:DEER:HVAC_Refrig_Charge |  | Screw-in CFL: Lodging - Hotel: NR - 0.9
[5 empty] | res:DEER:HVAC_Refrig_Charge |  | Screw-in CFL: Lodging - Motel: NR - 0.9
[5 empty] | res:DEER:Refg_Chrg_Duct_Seal |  | Screw-in CFL: Lodging - Guest Rooms: NR - 7.0
[5 empty] | res:DEER:Refg_Chrg_Duct_Seal |  | Screw-in CFL: Manufacturing - Light Industrial: NR - 2.8
[5 empty] | res:DEER:Refg_Chrg_Duct_Seal |  | Screw-in CFL: Office - Large: NR - 2.9
[5 empty] | res:DEER:Refg_Chrg_Duct_Seal |  | Screw-in CFL: Office - Small: NR - 3.2
[5 empty] | res:DEER:Refg_Chrg_Duct_Seal |  | Screw-in CFL: Restaurant - Sit-Down: NR - 2.3
[5 empty] | res:DEER:RefgFrzr_Recycling |  | Screw-in CFL: Restaurant - Fast-Food: NR - 1.3
[5 empty] | res:DEER:RefgFrzr_Recycling |  | Screw-in CFL: Retail - 3-Story Large: NR - 1.9
[5 empty] | res:DEER:RefgFrzr_Recycling |  | Screw-in CFL: Retail - Single-Story Large: NR - 1.8
[5 empty] | res:DEER:RefgFrzr_Recycling |  | Screw-in CFL: Retail - Small: NR - 2.1
[5 empty] | res:DEER:RefgFrzr_Recycling |  | Screw-in CFL: Storage - Conditioned: NR - 2.8
[5 empty] | NON_res:DEER:Indoor_CFL_Ltg |  | Screw-in CFL: Storage - Unconditioned: NR - 2.8
[5 empty] | NON_res:DEER:Indoor_CFL_Ltg |  | Screw-in CFL: Warehouse - Refrigerated: NR - 3.1
NON_res:DEER:Indoor_CFL_Ltg
[5 empty] | NON_res:DEER:Indoor_CFL_Ltg |  | HVAC/Refrigeration – SPC: NR - 16
[5 empty] | NON_res:DEER:Indoor_CFL_Ltg |  | Chiller – High Efficiency: NR - 20
[5 empty] | NON_res:DEER:Indoor_Non-CFL_Ltg |  | Chiller – Variable Speed Drive: NR - 20
[5 empty] | NON_res:DEER:Indoor_Non-CFL_Ltg |  | Water Cooled Chillers: NR - 20
[5 empty] | NON_res:DEER:Indoor_Non-CFL_Ltg |  | Air Conditioners – High Efficiency: NR - 15
[5 empty] | NON_res:DEER:Indoor_Non-CFL_Ltg |  | Packaged HVAC Systems: NR - 15
[5 empty] | NON_res:DEER:Indoor_Non-CFL_Ltg |  | Install HVAC EMS: Com - 14
[5 empty] | NON_res:DEER:HVAC_Chillers |  | AC Packaged Terminal Units: NR - 15
[5 empty] | NON_res:DEER:HVAC_Chillers |  | Evaporative Coolers: NR - 15
[5 empty] | NON_res:DEER:HVAC_Chillers |  | Boiler – High Efficiency: NR - 20
[5 empty] | NON_res:DEER:HVAC_Chillers |  | Cooling Towers/Evaporative Condenser: NR - 15
[5 empty] | NON_res:DEER:HVAC_Chillers |  | Heat Pump – Split System: NR - 15
[5 empty] | NON_res:DEER:HVAC_Refrig_Charge |  | Heat Pump with Integrated Water Heating: NR - 10
[5 empty] | NON_res:DEER:HVAC_Refrig_Charge |  | Ground Source Heat Pump: NR - 15
[5 empty] | NON_res:DEER:HVAC_Refrig_Charge |  | Reduce Internal Load: NR - 15
[5 empty] | NON_res:DEER:HVAC_Refrig_Charge |  | Insulation: NR - 20
[5 empty] | NON_res:DEER:HVAC_Refrig_Charge |  | Insulation Package: NR - 20
[5 empty] | NON_res:DEER:HVAC_Split-Package_AC |  | Reflective Window Film: NR - 10
[5 empty] | NON_res:DEER:HVAC_Split-Package_AC |  | Bypass/Delay Timer(lighting): NR - 8
[5 empty] | NON_res:DEER:HVAC_Split-Package_AC |  | Set-Back Thermostat: NR - 11
[5 empty] | NON_res:DEER:HVAC_Split-Package_AC |  | Time Clock - HVAC: NR - 10
[5 empty] | NON_res:DEER:HVAC_Split-Package_AC |  | HVAC/Space Heating/Efficiency (Gas): NR - 18
[5 empty] | NON_res:DEER:HVAC_Duct_Sealing |  | Nonresidential Gas – AC: NR - 20
NON_res:DEER:HVAC_Duct_Sealing
[5 empty] | NON_res:DEER:HVAC_Duct_Sealing |  | Adjustable speed drive, application unknown: Ag - 10
[5 empty] | NON_res:DEER:HVAC_Duct_Sealing |  | Adjustable speed drive, application unknown: Com - 10
[5 empty] | NON_res:DEER:HVAC_Duct_Sealing |  | Adjustable Speed Drive: HVAC fan, 50 HP Max: Com - 10
[5 empty] | 01-ALC-AllCommercial-Cooling |  | Pump repair: Ag - 11
[5 empty] | 01-ALC-AllCommercial-ExtLight |  | Injection molding machines: Ind - 15
[5 empty] | 01-ALC-AllCommercial-IntLight |  | Plastic extusion equipment: Ind - 15
[5 empty] | 01-ALC-AllCommercial-OffEquip |  | Process cooling: Ind - 15
[5 empty] | 01-ALC-AllCommercial-Refrig |  | Process equipment insulation: Ind - 15
01-ALC-AllCommercial-Vent/Fan
[5 empty] | 02-ASM-Assembly-Cooling |  | Horizontal Clothes Washer: NR - 10
[5 empty] | 02-ASM-Assembly-Exit |  | Efficient Dishwashing: NR - 5
[5 empty] | 02-ASM-Assembly-ExtLight |  | Water Heater Controls: NR - 15
[5 empty] | 02-ASM-Assembly-IntLight |  | Cooking measures , Assorted: Com - 12
[5 empty] | 03-BCR-BothResidentialandCommercial-COOL |  | Water Heater – Gas: NR - 15
[5 empty] | 03-BCR-BothResidentialandCommercial-LIT_INT |  | Domestic Hot Water Boiler (Gas): NR - 20
03-BCR-BothResidentialandCommercial-OFF_EQ
[5 empty] | 03-BCR-BothResidentialandCommercial-LIT_EXT |  | Auto Closer for Cooler/Freezer: NR - 8
[5 empty] | 03-BCR-BothResidentialandCommercial-REFG |  | Door Gaskets: NR - 4
[5 empty] | 03-BCR-BothResidentialandCommercial-VENT |  | Floating Head Pressure: NR - 16
[5 empty] | 04-DMO-ResidentialMobileHome–DoubleWide-CL_DRY |  | Heatless Door: NR - 16
[5 empty] | 04-DMO-ResidentialMobileHome–DoubleWide-CL_WASH |  | Humidistat Control for Anti-Sweat Heater: NR - 12
[5 empty] | 04-DMO-ResidentialMobileHome–DoubleWide-DSH_WASH |  | Insulation on Refrigeration Suction Line: NR - 11
[5 empty] | 04-DMO-ResidentialMobileHome–DoubleWide-FREEZ |  | Night Covers for Display Cases: NR - 5
[5 empty] | 04-DMO-ResidentialMobileHome–DoubleWide-LIGHT |  | PSC Evaporator Motor – Walkin/ Display: NR - 15
[5 empty] | 04-DMO-ResidentialMobileHome–DoubleWide-POOL_PMP |  | Refrigeration Case Doors – Glass/Acrylic: NR - 12
[5 empty] | 04-DMO-ResidentialMobileHome–DoubleWide-REFG |  | Refrigerator Case with Doors: NR - 12
[5 empty] | 04-DMO-ResidentialMobileHome–DoubleWide-SP_COOL |  | Refrigerator Condensate Evaporator – Elec/Non Elec: NR - 8
[5 empty] | 04-DMO-ResidentialMobileHome–DoubleWide-SP_HEAT |  | Strip Curtains for Walk-Ins: NR - 4
[5 empty] | 04-DMO-ResidentialMobileHome–DoubleWide-WAT_HEAT |  | Ballast: Electronic, for display case: NR - 11
[5 empty] | 05-ECC-Education–CommunityCollege-COOL |  | Defrost: NR - 16
[5 empty] | 05-ECC-Education–CommunityCollege-LIT_INT |  | FHP & EFF Conditioner: NR - 16
[5 empty] | 05-ECC-Education–CommunityCollege-OFF_EQ |  | High-efficiency Liquid Suction Heat Exchangers: NR - 16
[5 empty] | 05-ECC-Education–CommunityCollege-LIT_EXT |  | Night Shields on Refrigerator and Freezer Cases: NR - 5
[5 empty] | 05-ECC-Education–CommunityCollege-REFG |  | Walk-in Refrigerator or Freezer: Evaporative Fan Controller: NR - 5
[5 empty] | 05-ECC-Education–CommunityCollege-VENT |  | Multiplec Refrigeration Systems/Supermarket Systems: NR - 10
06-EPR-Education–PrimarySchool-COOL
[5 empty] | 06-EPR-Education–PrimarySchool-LIT_INT |  | Kiln/Oven/Furnace: NR - 18
[5 empty] | 06-EPR-Education–PrimarySchool-OFF_EQ |  | Thermal Night Curtains: NR - 5
[5 empty] | 06-EPR-Education–PrimarySchool-LIT_EXT |  | Custom Measures – SPC: NR - 15
[5 empty] | 06-EPR-Education–PrimarySchool-REFG |  | Local Government Partnership: NR - 11
[5 empty] | 06-EPR-Education–PrimarySchool-VENT |  | Audits: NR - 3
[5 empty] | 07-ESE-Education–SecondarySchool-COOL |  | Plug Load Sensor: NR - 10
[5 empty] | 07-ESE-Education–SecondarySchool-LIT_INT |  | Information: NR - 1
[5 empty] | 07-ESE-Education–SecondarySchool-OFF_EQ |  | High Efficiency Motors: NR - 15
[5 empty] | 07-ESE-Education–SecondarySchool-LIT_EXT |  | Process Overhaul: NR - 20
[5 empty] | 07-ESE-Education–SecondarySchool-REFG |  | System Controls: NR - 15
07-ESE-Education–SecondarySchool-VENT
08-EUN-Education–University-COOL
[5 empty] | 08-EUN-Education–University-LIT_INT |  | RESIDENTIAL MEASURES
[5 empty] | 08-EUN-Education–University-OFF_EQ |  | ****************************************************************
[5 empty] | 08-EUN-Education–University-LIT_EXT |  | T8 Fixtures ; lamp or ballast: Res - 15
[5 empty] | 08-EUN-Education–University-REFG |  | Pin based CFL Fixture: Res - 16
[5 empty] | 08-EUN-Education–University-VENT |  | CFL: Indoor Screw in: Res - 9.4
[5 empty] | 09-GRO-Grocery-COOL |  | CFL: Outdoor Screw in: Res - 7
[5 empty] | 09-GRO-Grocery-LIT_INT |  | Torchiere: Res - 9
09-GRO-Grocery-OFF_EQ
[5 empty] | 09-GRO-Grocery-LIT_EXT |  | Air Conditioners with SEER >= 11.0: Res - 18
[5 empty] | 09-GRO-Grocery-REFG |  | Central Air Conditioners: Res - 18
[5 empty] | 09-GRO-Grocery-VENT |  | Duct Testing: Res NC - 18
[5 empty] | 10-HSP-Health/Medical–Hospital-COOL |  | High Energy Efficiency Ducts: Res - 18
[5 empty] | 10-HSP-Health/Medical–Hospital-LIT_INT |  | Whole House Fan: Res - 15
[5 empty] | 10-HSP-Health/Medical–Hospital-OFF_EQ |  | Evaporative Cooler: Res - 15
[5 empty] | 10-HSP-Health/Medical–Hospital-LIT_EXT |  | Glazing - Low E Double / Low Shade Coefficient: Res - 20
[5 empty] | 10-HSP-Health/Medical–Hospital-REFG |  | Heat Pump - Electric: Res - 15
[5 empty] | 10-HSP-Health/Medical–Hospital-VENT |  | Insulation - Ceiling / Floor / Walls: Res - 20
[5 empty] | 11-HTL-Lodging–Hotel(GuestRooms)-COOL |  | A/C with Integrated Water Heating: Res - 10
[5 empty] | 11-HTL-Lodging–Hotel(GuestRooms)-LIT_INT |  | Programmable Thermostat: Res - 12
11-HTL-Lodging–Hotel(GuestRooms)-OFF_EQ
[5 empty] | 11-HTL-Lodging–Hotel(GuestRooms)-LIT_EXT |  | Audits: Res - 3
[5 empty] | 11-HTL-Lodging–Hotel(GuestRooms)-REFG |  | Gas Cooktops: Res - 20
[5 empty] | 11-HTL-Lodging–Hotel(GuestRooms)-VENT |  | Gas Dryer Stub: Res - 18
[5 empty] | 12-MBT-Manufacturing–Bio/Tech-AG_PUMP |  | Energy-Efficient Furnaces: Res - 18
12-MBT-Manufacturing–Bio/Tech-COMP_AIR
[5 empty] | 12-MBT-Manufacturing–Bio/Tech-COOL |  | Refrigerator Recycling: Res - 10
[5 empty] | 12-MBT-Manufacturing–Bio/Tech-LIGHT |  | Refrigerator - Energy Efficient; 20% more efficient: Res - 18
[5 empty] | 12-MBT-Manufacturing–Bio/Tech-MOTOR |  | Refrigerators: Res - 18
12-MBT-Manufacturing–Bio/Tech-PROC_OTH
13-MFM-ResidentialMulti-family-CL_DRY
[5 empty] | 13-MFM-ResidentialMulti-family-CL_WASH |  | GENERIC USEFUL LIVES:
[5 empty] | 13-MFM-ResidentialMulti-family-DSH_WASH |  | ****************************************************************
[5 empty] | 13-MFM-ResidentialMulti-family-FREEZ |  | 0.1
[5 empty] | 13-MFM-ResidentialMulti-family-LIGHT |  | 0.2
[5 empty] | 13-MFM-ResidentialMulti-family-POOL_PMP |  | 0.3
[5 empty] | 13-MFM-ResidentialMulti-family-REFG |  | 0.4
[5 empty] | 13-MFM-ResidentialMulti-family-SP_COOL |  | 0.5
[5 empty] | 13-MFM-ResidentialMulti-family-SP_HEAT |  | 0.6
[5 empty] | 13-MFM-ResidentialMulti-family-WAT_HEAT |  | 0.7
[5 empty] | 14-MLI-Manufacturing–LightIndustry-AG_PUMP |  | 0.8
[5 empty] | 14-MLI-Manufacturing–LightIndustry-COMP_AIR |  | 0.9
[5 empty] | 14-MLI-Manufacturing–LightIndustry-COOL |  | 1
[5 empty] | 14-MLI-Manufacturing–LightIndustry-LIGHT |  | 1.1
[5 empty] | 14-MLI-Manufacturing–LightIndustry-MOTOR |  | 1.2
[5 empty] | 14-MLI-Manufacturing–LightIndustry-PROC_OTH |  | 1.3
[5 empty] | 15-MTL-Lodging–Motel-COOL |  | 1.4
[5 empty] | 15-MTL-Lodging–Motel-LIT_INT |  | 1.5
[5 empty] | 15-MTL-Lodging–Motel-OFF_EQ |  | 1.6
[5 empty] | 15-MTL-Lodging–Motel-LIT_EXT |  | 1.7
[5 empty] | 15-MTL-Lodging–Motel-REFG |  | 1.8
[5 empty] | 15-MTL-Lodging–Motel-VENT |  | 1.9
[5 empty] | 16-NRS-Health/Medical–Clinic-COOL |  | 2
[5 empty] | 16-NRS-Health/Medical–Clinic-LIT_INT |  | 2.1
[5 empty] | 16-NRS-Health/Medical–Clinic-OFF_EQ |  | 2.2
[5 empty] | 16-NRS-Health/Medical–Clinic-LIT_EXT |  | 2.3
[5 empty] | 16-NRS-Health/Medical–Clinic-REFG |  | 2.4
[5 empty] | 16-NRS-Health/Medical–Clinic-VENT |  | 2.5
[5 empty] | 17-OFL-Office–Large-Cooling |  | 2.6
[5 empty] | 17-OFL-Office–Large-ExtLight |  | 2.7
[5 empty] | 17-OFL-Office–Large-IntLight |  | 2.8
[5 empty] | 17-OFL-Office–Large-OffEquip |  | 2.9
[5 empty] | 17-OFL-Office–Large-Refrig |  | 3
[5 empty] | 17-OFL-Office–Large-Vent/Fan |  | 3.1
[5 empty] | 18-OFS-Office–Small-Cooling |  | 3.2
[5 empty] | 18-OFS-Office–Small-ExtLight |  | 3.3
[5 empty] | 18-OFS-Office–Small-IntLight |  | 3.4
[5 empty] | 18-OFS-Office–Small-OffEquip |  | 3.5
[5 empty] | 18-OFS-Office–Small-Refrig |  | 3.6
[5 empty] | 18-OFS-Office–Small-Vent/Fan |  | 3.7
[5 empty] | 19-RES-AllResidential-CL_DRY |  | 3.8
[5 empty] | 19-RES-AllResidential-CL_WASH |  | 3.9
[5 empty] | 19-RES-AllResidential-DSH_WASH |  | 4
[5 empty] | 19-RES-AllResidential-FREEZ |  | 4.1
[5 empty] | 19-RES-AllResidential-LIGHT |  | 4.2
[5 empty] | 19-RES-AllResidential-POOL_PMP |  | 4.3
[5 empty] | 19-RES-AllResidential-REFG |  | 4.4
[5 empty] | 19-RES-AllResidential-SP_COOL |  | 4.5
[5 empty] | 19-RES-AllResidential-SP_HEAT |  | 4.6
[5 empty] | 19-RES-AllResidential-WAT_HEAT |  | 4.7
[5 empty] | 20-RFF-Restaurant–FastFood-Cooling |  | 4.8
[5 empty] | 20-RFF-Restaurant–FastFood-ExtLight |  | 4.9
[5 empty] | 20-RFF-Restaurant–FastFood-IntLight |  | 5
[5 empty] | 20-RFF-Restaurant–FastFood-OffEquip |  | 5.1
[5 empty] | 20-RFF-Restaurant–FastFood-Refrig |  | 5.2
[5 empty] | 20-RFF-Restaurant–FastFood-Vent/Fan |  | 5.3
[5 empty] | 21-RSD-Restaurant–SitDown-COOL |  | 5.4
[5 empty] | 21-RSD-Restaurant–SitDown-LIT_INT |  | 5.5
[5 empty] | 21-RSD-Restaurant–SitDown-OFF_EQ |  | 5.6
[5 empty] | 21-RSD-Restaurant–SitDown-LIT_EXT |  | 5.7
[5 empty] | 21-RSD-Restaurant–SitDown-PROC_OTH |  | 5.8
[5 empty] | 21-RSD-Restaurant–SitDown-REFG |  | 5.9
[5 empty] | 21-RSD-Restaurant–SitDown-VENT |  | 6
[5 empty] | 22-RT3-Retail–3StoryLarge-COOL |  | 6.1
[5 empty] | 22-RT3-Retail–3StoryLarge-LIT_INT |  | 6.2
[5 empty] | 22-RT3-Retail–3StoryLarge-OFF_EQ |  | 6.3
[5 empty] | 22-RT3-Retail–3StoryLarge-LIT_EXT |  | 6.4
[5 empty] | 22-RT3-Retail–3StoryLarge-REFG |  | 6.5
[5 empty] | 22-RT3-Retail–3StoryLarge-VENT |  | 6.6
[5 empty] | 23-RTL-Retail–SingleStorylarge-COOL |  | 6.7
[5 empty] | 23-RTL-Retail–SingleStorylarge-LIT_INT |  | 6.8
[5 empty] | 23-RTL-Retail–SingleStorylarge-OFF_EQ |  | 6.9
[5 empty] | 23-RTL-Retail–SingleStorylarge-LIT_EXT |  | 7
[5 empty] | 23-RTL-Retail–SingleStorylarge-REFG |  | 7.1
[5 empty] | 23-RTL-Retail–SingleStorylarge-VENT |  | 7.2
[5 empty] | 24-RTS-Retail–Small-COOL |  | 7.3
[5 empty] | 24-RTS-Retail–Small-LIT_INT |  | 7.4
[5 empty] | 24-RTS-Retail–Small-OFF_EQ |  | 7.5
[5 empty] | 24-RTS-Retail–Small-LIT_EXT |  | 7.6
[5 empty] | 24-RTS-Retail–Small-REFG |  | 7.7
[5 empty] | 24-RTS-Retail–Small-VENT |  | 7.8
[5 empty] | 25-SCN-Storage–Conditioned-Cooling |  | 7.9
[5 empty] | 25-SCN-Storage–Conditioned-Exit |  | 8
[5 empty] | 25-SCN-Storage–Conditioned-ExtLight |  | 8.1
[5 empty] | 26-SFM-ResidentialSingleFamily-CL_DRY |  | 8.2
[5 empty] | 26-SFM-ResidentialSingleFamily-CL_WASH |  | 8.3
[5 empty] | 26-SFM-ResidentialSingleFamily-DSH_WASH |  | 8.4
[5 empty] | 26-SFM-ResidentialSingleFamily-FREEZ |  | 8.5
[5 empty] | 26-SFM-ResidentialSingleFamily-LIGHT |  | 8.6
[5 empty] | 26-SFM-ResidentialSingleFamily-POOL_PMP |  | 8.7
[5 empty] | 26-SFM-ResidentialSingleFamily-REFG |  | 8.8
[5 empty] | 26-SFM-ResidentialSingleFamily-SP_COOL |  | 8.9
[5 empty] | 26-SFM-ResidentialSingleFamily-SP_HEAT |  | 9
[5 empty] | 26-SFM-ResidentialSingleFamily-WAT_HEAT |  | 9.1
[5 empty] | 27-SMO-ResidentialMobileHome–SingleWide-CL_DRY |  | 9.2
[5 empty] | 27-SMO-ResidentialMobileHome–SingleWide-CL_WASH |  | 9.3
[5 empty] | 27-SMO-ResidentialMobileHome–SingleWide-DSH_WASH |  | 9.4
[5 empty] | 27-SMO-ResidentialMobileHome–SingleWide-FREEZ |  | 9.5
[5 empty] | 27-SMO-ResidentialMobileHome–SingleWide-LIGHT |  | 9.6
[5 empty] | 27-SMO-ResidentialMobileHome–SingleWide-POOL_PMP |  | 9.7
[5 empty] | 27-SMO-ResidentialMobileHome–SingleWide-REFG |  | 9.8
[5 empty] | 27-SMO-ResidentialMobileHome–SingleWide-SP_COOL |  | 9.9
[5 empty] | 27-SMO-ResidentialMobileHome–SingleWide-SP_HEAT |  | 10
[5 empty] | 27-SMO-ResidentialMobileHome–SingleWide-WAT_HEAT |  | 10.1
[5 empty] | 28-SUN-Storage–Unconditioned-Exit |  | 10.2
[5 empty] | 28-SUN-Storage–Unconditioned-ExtLight |  | 10.3
[5 empty] | 29-WRF-Storage–Refrigerated-Cooling |  | 10.4
[5 empty] | 29-WRF-Storage–Refrigerated-Exit |  | 10.5
[5 empty] | 29-WRF-Storage–Refrigerated-ExtLight |  | 10.6
[5 empty] | 30-S20-SIC20Food&KindredProducts-AG_PUMP |  | 10.7
[5 empty] | 30-S20-SIC20Food&KindredProducts-COMP_AIR |  | 10.8
[5 empty] | 30-S20-SIC20Food&KindredProducts-COOL |  | 10.9
[5 empty] | 30-S20-SIC20Food&KindredProducts-LIGHT |  | 11
[5 empty] | 30-S20-SIC20Food&KindredProducts-MOTOR |  | 11.1
[5 empty] | 30-S20-SIC20Food&KindredProducts-PROC_OTH |  | 11.2
[5 empty] | 31-S26-SIC26Paper&AlliedProducts-AG_PUMP |  | 11.3
[5 empty] | 31-S26-SIC26Paper&AlliedProducts-COMP_AIR |  | 11.4
[5 empty] | 31-S26-SIC26Paper&AlliedProducts-COOL |  | 11.5
[5 empty] | 31-S26-SIC26Paper&AlliedProducts-LIGHT |  | 11.6
[5 empty] | 31-S26-SIC26Paper&AlliedProducts-MOTOR |  | 11.7
[5 empty] | 31-S26-SIC26Paper&AlliedProducts-PROC_OTH |  | 11.8
[5 empty] | 32-S28-SIC28Chemicals&AlliedProducts-AG_PUMP |  | 11.9
[5 empty] | 32-S28-SIC28Chemicals&AlliedProducts-COMP_AIR |  | 12
[5 empty] | 32-S28-SIC28Chemicals&AlliedProducts-COOL |  | 12.1
[5 empty] | 32-S28-SIC28Chemicals&AlliedProducts-LIGHT |  | 12.2
[5 empty] | 32-S28-SIC28Chemicals&AlliedProducts-MOTOR |  | 12.3
[5 empty] | 32-S28-SIC28Chemicals&AlliedProducts-PROC_OTH |  | 12.4
[5 empty] | 33-S29-SIC29Petroleum&CoalProducts-AG_PUMP |  | 12.5
[5 empty] | 33-S29-SIC29Petroleum&CoalProducts-COMP_AIR |  | 12.6
[5 empty] | 33-S29-SIC29Petroleum&CoalProducts-COOL |  | 12.7
[5 empty] | 33-S29-SIC29Petroleum&CoalProducts-LIGHT |  | 12.8
[5 empty] | 33-S29-SIC29Petroleum&CoalProducts-MOTOR |  | 12.9
[5 empty] | 33-S29-SIC29Petroleum&CoalProducts-PROC_OTH |  | 13
[5 empty] | 34-S33-SIC33Metals-AG_PUMP |  | 13.1
[5 empty] | 34-S33-SIC33Metals-COMP_AIR |  | 13.2
[5 empty] | 34-S33-SIC33Metals-COOL |  | 13.3
[5 empty] | 34-S33-SIC33Metals-LIGHT |  | 13.4
[5 empty] | 34-S33-SIC33Metals-MOTOR |  | 13.5
[5 empty] | 34-S33-SIC33Metals-PROC_OTH |  | 13.6
[5 empty] | 35-OTI-OtherIndustrial-AG_PUMP |  | 13.7
[5 empty] | 35-OTI-OtherIndustrial-COMP_AIR |  | 13.8
[5 empty] | 35-OTI-OtherIndustrial-COOL |  | 13.9
[5 empty] | 35-OTI-OtherIndustrial-LIGHT |  | 14
[5 empty] | 35-OTI-OtherIndustrial-MOTOR |  | 14.1
[5 empty] | 35-OTI-OtherIndustrial-PROC_OTH |  | 14.2
[5 empty] | 36-GST-Lodging-GuestRooms-Cooling |  | 14.3
[5 empty] | 36-GST-Lodging-GuestRooms-ExtLight |  | 14.4
[5 empty] | 36-GST-Lodging-GuestRooms-IntLight |  | 14.5
[5 empty] | 36-GST-Lodging-GuestRooms-OffEquip |  | 14.6
[5 empty] | 36-GST-Lodging-GuestRooms-Refrig |  | 14.7
[5 empty] | 36-GST-Lodging-GuestRooms-Vent/Fan |  | 14.8
14.9
15
15.1
15.2
15.3
15.4
15.5
15.6
15.7
15.8
15.9
16
16.1
16.2
16.3
16.4
16.5
16.6
16.7
16.8
16.9
17
17.1
17.2
17.3
17.4
17.5
17.6
17.7
17.8
17.9
18
18.1
18.2
18.3
18.4
18.5
18.6
18.7
18.8
18.9
19
19.1
19.2
19.3
19.4
19.5
19.6
19.7
19.8
19.9
20
21
22
23
24
25
26
27
28
29
30
Last Row Used is above