## Export
PROGRAM NAME | 0
BUDGET
Administrative Costs
Overhead and G&A | 0
Other Administrative Costs | 0
Marketing/Outreach | 0
Direct Implementation
d.i. User Input Incentive (No rebates) | 0
d.ii. Rebate | 831174.45
d.iii. Direct Install Labor | 0
d.iv. Direct Install Materials | 0
d.v. Upstream payments | 0
Activity | 0
Installation | 0
Hardware & Materials | 0
Rebate Processing & Inspection | 0
EM&V Costs | 0
Budget | 831174.45
Costs recovered from other sources | 0
Budget (plus other costs) | 831174.45
PROGRAM IMPACTS
Program Reductions for Measures installed through 2011
User Entered kW (kW) | 2202.9449
Net Jul-Sept Peak (kW) | 1836.488
Net Dec-Feb Peak (kW) | 1230.4856
Net NCP (kW) | 1961.6524
Net CEC (kW) | 0
Annual Net kWh | 10515517.296
Lifecycle Net kWh | 86170668.2376
Annual Net Therms | -9453.744
Lifecycle Net Therms | -110847.948
Cost Effectiveness for all measures installed through 2015
TRC
Costs | 1373461.343
Electric Benefits | 6904813.1113
Gas Benefits | -62872.8414
Net Benefits (NPV) | 5468478.9269
BC Ratio | 4.9815
PAC
Costs | 770814.8516
Electric Benefits | 6904813.1113
Gas Benefits | -62872.8414
Net Benefits (NPV) | 6071125.4183
BC Ratio | 8.8762
Levelized Cost
Levelized Cost TRC ($/kWh )
Discounted kWh | 58736433.9046
Cost | 0.021562
Benefits | 0.11756
Benefit-Cost | 0.095994
Levelized Cost PAC ($/kWh)
Discounted kWh | 58736433.9046
Cost | 0.011505
Benefits | 0.11756
Benefit-Cost | 0.10605
Levelized Cost TRC ($/therm)
Discounted Therms | -63933.8987
Cost | -1.6243
Benefits | 0.9834
Benefit-Cost | 2.6077
Levelized Cost PAC ($/therm)
Discounted Therms | -63933.8987
Cost | -1.487
Benefits | 0.9834
Benefit-Cost | 2.4704
Emission Annual Reductions (2009-2011) |  | Energy Division File sheet "Attachment II" Total Electricity and Gas Emission Reductions
Electric Annual CO2 (tons) - 2009 | 5687.1925 |  | 2009 | 2010 | 2011 | 2012 | 2013 | 2014 | 2015
2010 | 0 |  | Total | Total | Total | Total | Total | Total | Total
2011 | 0 | Annual CO2 Emission Reductions (tons) | 5631.8881 | 0 | 0 | 0 | 0 | 0 | 0
Electric Lifecycle CO2 (tons) - 2009 | 45916.347 | Lifecycle CO2 Emission Reductions (tons) | 45267.8865 | 0 | 0 | 0 | 0 | 0 | 0
2010 | 0 | Annual NOx Emission Reductions (tons) | 0.72601 | 0 | 0 | 0 | 0 | 0 | 0
2011 | 0 | Lifecycle NOx Emission Reductions (tons) | 5.7229 | 0 | 0 | 0 | 0 | 0 | 0
Electric Annual NOX (tons) - 2009 | 0.7695 | Annual SO2 Emission Reductions (tons)
2010 | 0 | Lifecycle SO2 Emission Reductions (tons)
2011 | 0
Electric Lifecycle NOX (tons) - 2009 | 6.2328
2010 | 0
2011 | 0
Electric Annual SO2 (lbs) - 2009
2010
2011
Electric Lifecycle SO2 (lbs) - 2009
2010
2011
Gas Annual CO2 (tons) - 2009 | -55.3044
2010 | 0
2011 | 0
Gas Lifecycle CO2 (tons) - 2009 | -648.4605
2010 | 0
2011 | 0
Gas Annual NOX (tons) - 2009 | -0.043487
2010 | 0
2011 | 0
Gas Lifecycle NOX (tons) - 2009 | -0.5099
2010 | 0
2011 | 0
Gas Annual SO2 (lbs) - 2009
2010
2011
Gas Lifecycle SO2 (lbs) - 2009
2010
2011
Data below not currently used in Energy Division workbook
Levelized Cost RIM ($/therm)
Discounted Therms | -63933.8987
Cost | 0.11079
Benefits | 0.9834
Benefit-Cost | 0.87261
Levelized Cost RIM ($/kWh)
Discounted kWh | 58736433.9046
Cost | 0.013244
Benefits | 0.11756
Benefit-Cost | 0.87261
RIM
Costs | 770814.8516
Electric Benefits | 6904813.1113
Gas Benefits | -62872.8414
Net Benefits (NPV) | 6071125.4183
BC Ratio | 8.8762
Impacts for all programs installed trhough 2019
Net July-Sept Peak (kW)
Clothes Dryer | 0
Clothes Washer | 0
Consumer Electronics | 0
Cooking | 0
Dishwasher | 0
Net Dec-Feb Pk (kW)
Clothes Dryer | 0
Clothes Washer | 0
Consumer Electronics | 0
Cooking | 0
Dishwasher | 0
0
Clothes Dryer | 0
Clothes Washer | 0
Consumer Electronics | 0
Cooking | 0
Dishwasher | 0
Annual Net kWh
Clothes Dryer | 0
Clothes Washer | 0
Consumer Electronics | 0
Cooking | 0
Dishwasher | 0
Lifecycle Net kWh
Clothes Dryer | 0
Clothes Washer | 0
Consumer Electronics | 0
Cooking | 0
Dishwasher | 0
Annual Net Therms
Clothes Dryer | 0
Clothes Washer | 0
Consumer Electronics | 0
Cooking | 0
Dishwasher | 0
Lifecycle Net Therms
Clothes Dryer | 0
Clothes Washer | 0
Consumer Electronics | 0
Cooking | 0
Dishwasher | 0

## Output by Measure
0
0
SDG&E | [7 empty] | Levelized Benefits less Costs (TRC) |  |  |  | Levelized Benefits less Costs (PAC) |  |  |  | Benefit Cost Ratios
Net Impacts by Measure | [7 empty] | No Allocated Admin |  | w/ Allocated Admin |  | No Allocated Admin |  | w/ Allocated Admin |  | No Allocated Admin |  | w/ Allocated Admin
| Net Avg Jul-Sep (kW) | Net Dec-Feb Pk (kW) | Net User Entered kW | Annual kWh adj for Net to gross | Lifecycle kWh (Annual * Measure Life) | Annual Therms | Lifecycle Therms | Electric ($/kWh) | Gas ($/Th) | Electric ($/kWh) | Gas ($/Th) | Electric ($/kWh) | Gas ($/Th) | Electric ($/kWh) | Gas ($/Th) | TRC | PAC | TRC | PAC
Total or Average | 1836.488 | 1230.4856 | 2202.9449 | 10515517.296 | 86170668.2376 | -9453.744 | -110847.948 | 0.095994 | 2.6077 | 0.095994 | 2.6077 | 0.10605 | 2.4704 | 0.10605 | 2.4704
234129-Software Plug Load Sensors | 0.2433 | 0.1987 | 0 | 1906.8084 | 9534.042 | 0 | 0 | 0.098804 | 0 | 0.098804 | 0 | 0.092838 | 0 | 0.092838 | 0 | 10.9764 | 6.8501 | 10.9764 | 6.8501
234129-Software Plug Load Sensors | 0.1622 | 0.13247 | 0 | 1271.2056 | 6356.028 | 0 | 0 | 0.098804 | 0 | 0.098804 | 0 | 0.092838 | 0 | 0.092838 | 0 | 10.9764 | 6.8501 | 10.9764 | 6.8501
234129-Software Plug Load Sensors | 0.8921 | 0.72856 | 0 | 6991.6308 | 34958.154 | 0 | 0 | 0.098804 | 0 | 0.098804 | 0 | 0.092838 | 0 | 0.092838 | 0 | 10.9764 | 6.8501 | 10.9764 | 6.8501
234129-Software Plug Load Sensors | 0.0811 | 0.066233 | 0 | 635.6028 | 3178.014 | 0 | 0 | 0.098804 | 0 | 0.098804 | 0 | 0.092838 | 0 | 0.092838 | 0 | 10.9764 | 6.8501 | 10.9764 | 6.8501
234129-Software Plug Load Sensors | 0.020275 | 0.016558 | 0 | 158.9007 | 794.5035 | 0 | 0 | 0.098804 | 0 | 0.098804 | 0 | 0.092838 | 0 | 0.092838 | 0 | 10.9764 | 6.8501 | 10.9764 | 6.8501
234129-Software Plug Load Sensors | 0.10138 | 0.082791 | 0 | 794.5035 | 3972.5175 | 0 | 0 | 0.098936 | 0 | 0.098936 | 0 | 0.093279 | 0 | 0.093279 | 0 | 11.1249 | 7.0458 | 11.1249 | 7.0458
234129-Software Plug Load Sensors | 0.28385 | 0.23181 | 0 | 2224.6098 | 11123.049 | 0 | 0 | 0.098794 | 0 | 0.098794 | 0 | 0.092807 | 0 | 0.092807 | 0 | 10.9659 | 6.8365 | 10.9659 | 6.8365
234129-Software Plug Load Sensors | 0.020275 | 0.016558 | 0 | 158.9007 | 794.5035 | 0 | 0 | 0.098804 | 0 | 0.098804 | 0 | 0.092838 | 0 | 0.092838 | 0 | 10.9764 | 6.8501 | 10.9764 | 6.8501
234129-Software Plug Load Sensors | 0.20275 | 0.16558 | 0 | 1589.007 | 7945.035 | 0 | 0 | 0.098804 | 0 | 0.098804 | 0 | 0.092838 | 0 | 0.092838 | 0 | 10.9764 | 6.8501 | 10.9764 | 6.8501
234129-Software Plug Load Sensors | 0.04055 | 0.033116 | 0 | 317.8014 | 1589.007 | 0 | 0 | 0.098804 | 0 | 0.098804 | 0 | 0.092838 | 0 | 0.092838 | 0 | 10.9764 | 6.8501 | 10.9764 | 6.8501
234129-Software Plug Load Sensors | 0.12165 | 0.099349 | 0 | 953.4042 | 4767.021 | 0 | 0 | 0.098804 | 0 | 0.098804 | 0 | 0.092838 | 0 | 0.092838 | 0 | 10.9764 | 6.8501 | 10.9764 | 6.8501
234129-Software Plug Load Sensors | 0.20275 | 0.16558 | 0 | 1589.007 | 7945.035 | 0 | 0 | 0.098804 | 0 | 0.098804 | 0 | 0.092838 | 0 | 0.092838 | 0 | 10.9764 | 6.8501 | 10.9764 | 6.8501
234129-Software Plug Load Sensors | 2.9804 | 2.434 | 0 | 23358.4029 | 116792.0145 | 0 | 0 | 0.098804 | 0 | 0.098804 | 0 | 0.092838 | 0 | 0.092838 | 0 | 10.9764 | 6.8501 | 10.9764 | 6.8501
234148-Premium T8 with T12 40 Watt Baseline | 0.51709 | 0.32333 | 0.48219 | 2674.1678 | 40112.5167 | 0 | 0 | 0.097041 | 0 | 0.097041 | 0 | 0.114 | 0 | 0.114 | 0 | 3.6388 | 6.7514 | 3.6388 | 6.7514
234053-Lighting-Remove 4 Ft Lamp (De-Lamp) | 0.042724 | 0.026715 | 0.14237 | 220.9489 | 3314.2338 | 0 | 0 | 0.092285 | 0 | 0.092285 | 0 | 0.10383 | 0 | 0.10383 | 0 | 3.2221 | 4.4626 | 3.2221 | 4.4626
234207-Lighting-8 Ft T-8 with Elec Ballast-Tr1 | 0.25766 | 0.16614 | 0.28072 | 1301.1144 | 19516.7162 | 0 | 0 | 0.034036 | 0 | 0.034036 | 0 | 0.067057 | 0 | 0.067057 | 0 | 1.3373 | 1.9877 | 1.3373 | 1.9877
234306-Lighting-Remove 8 Ft Lamp (De-Lamp) - Tr1 | 1.9026 | 1.18 | 2.1795 | 10277.0917 | 154156.3761 | 0 | 0 | 0.121 | 0 | 0.121 | 0 | 0.12129 | 0 | 0.12129 | 0 | 11.9671 | 12.2885 | 11.9671 | 12.2885
234330-Premium T8 with T12 40 Watt Baseline - Tr1 | 0.28169 | 0.18164 | 0.29552 | 1422.4737 | 21337.1054 | 0 | 0 | 0.093473 | 0 | 0.093473 | 0 | 0.1126 | 0 | 0.1126 | 0 | 3.2535 | 6.0363 | 3.2535 | 6.0363
234303-Lighting-Remove 4 Ft Lamp (De-Lamp) - Tr1 | 0 | 0 | 0.36966 | 1923.0853 | 28846.2796 | -35.9745 | -539.6169 | 0 | 1.8717 | 0 | 1.8717 | 0 | 2.0492 | 0 | 2.0492 | -1.5179 | -1.2253 | -1.5179 | -1.2253
234332-Premium T8 with T12 40 Watt Baseline - Tr3 | 0.12393 | 0.079915 | 0.23431 | 625.8317 | 9387.4758 | 0 | 0 | 0.094949 | 0 | 0.094949 | 0 | 0.11201 | 0 | 0.11201 | 0 | 3.3735 | 5.8835 | 3.3735 | 5.8835
234083-Refrigeration -Cooler/Freezer Door Gaskets - Glass Doors | 4.5692 | 3.8212 | 3.9416 | 34484.772 | 137939.088 | 0 | 0 | 0.097884 | 0 | 0.097884 | 0 | 0.09318 | 0 | 0.09318 | 0 | 11.3662 | 7.5869 | 11.3662 | 7.5869
234116-Refrigeration -Cooler/Freezer Door Gaskets - Solid Doors: Freezer | 0.15792 | 0.13207 | 0.13623 | 1191.87 | 4767.48 | 0 | 0 | 0.093187 | 0 | 0.093187 | 0 | 0.09318 | 0 | 0.09318 | 0 | 7.5905 | 7.5869 | 7.5905 | 7.5869
234084-Refrigeration -Cooler/Freezer Door Gaskets - Solid Doors: Cooler | 0.50535 | 0.42262 | 0.43594 | 3813.984 | 15255.936 | 0 | 0 | 0.097885 | 0 | 0.097885 | 0 | 0.09318 | 0 | 0.09318 | 0 | 11.3668 | 7.5869 | 11.3668 | 7.5869
234082-Refrigeration - Vending Machine Controller | 0.59804 | 0.50014 | 0 | 4513.6 | 22568 | 0 | 0 | 0.067874 | 0 | 0.067874 | 0 | 0.076637 | 0 | 0.076637 | 0 | 2.6621 | 3.3895 | 2.6621 | 3.3895
234082-Refrigeration - Vending Machine Controller | 0.29902 | 0.25007 | 0 | 2256.8 | 11284 | 0 | 0 | 0.067874 | 0 | 0.067874 | 0 | 0.076637 | 0 | 0.076637 | 0 | 2.6621 | 3.3895 | 2.6621 | 3.3895
234082-Refrigeration - Vending Machine Controller | 0.29902 | 0.25007 | 0 | 2256.8 | 11284 | 0 | 0 | 0.067874 | 0 | 0.067874 | 0 | 0.076637 | 0 | 0.076637 | 0 | 2.6621 | 3.3895 | 2.6621 | 3.3895
234082-Refrigeration - Vending Machine Controller | 0.14951 | 0.12503 | 0 | 1128.4 | 5642 | 0 | 0 | 0.067874 | 0 | 0.067874 | 0 | 0.076637 | 0 | 0.076637 | 0 | 2.6621 | 3.3895 | 2.6621 | 3.3895
234332-Premium T8 with T12 40 Watt Baseline - Tr3 | 0.19829 | 0.12786 | 0.3749 | 1001.3308 | 15019.9613 | 0 | 0 | 0.094949 | 0 | 0.094949 | 0 | 0.11201 | 0 | 0.11201 | 0 | 3.3735 | 5.8835 | 3.3735 | 5.8835
234332-Premium T8 with T12 40 Watt Baseline - Tr3 | 0.1735 | 0.11188 | 0.32804 | 876.1644 | 13142.4661 | 0 | 0 | 0.094949 | 0 | 0.094949 | 0 | 0.11201 | 0 | 0.11201 | 0 | 3.3735 | 5.8835 | 3.3735 | 5.8835
234332-Premium T8 with T12 40 Watt Baseline - Tr3 | 0.024786 | 0.015983 | 0.046863 | 125.1663 | 1877.4952 | 0 | 0 | 0.094949 | 0 | 0.094949 | 0 | 0.11201 | 0 | 0.11201 | 0 | 3.3735 | 5.8835 | 3.3735 | 5.8835
234332-Premium T8 with T12 40 Watt Baseline - Tr3 | 0.22308 | 0.14385 | 0.42177 | 1126.4971 | 16897.4564 | 0 | 0 | 0.094949 | 0 | 0.094949 | 0 | 0.11201 | 0 | 0.11201 | 0 | 3.3735 | 5.8835 | 3.3735 | 5.8835
234332-Premium T8 with T12 40 Watt Baseline - Tr3 | 0.1735 | 0.11188 | 0.32804 | 876.1644 | 13142.4661 | 0 | 0 | 0.094949 | 0 | 0.094949 | 0 | 0.11201 | 0 | 0.11201 | 0 | 3.3735 | 5.8835 | 3.3735 | 5.8835
234049-Lighting-LED Exit Sign New Sign | 0.17044 | 0.16933 | 0 | 1493.0719 | 23889.1507 | 0 | 0 | 0.094675 | 0 | 0.094675 | 0 | 0.10073 | 0 | 0.10073 | 0 | 5.2718 | 7.2526 | 5.2718 | 7.2526
234360-Lighting-IntrHiByLnrFlscntFxtr244wrplc400w(TrI)Tr1 | 0 | 0 | 1.3629 | 0 | 0 | -43.278 | -649.1707 | 0 | 6.1863 | 0 | 6.1863 | 0 | 4.1901 | 0 | 4.1901 | -0.22308 | -0.36852 | -0.22308 | -0.36852
234285-Lighting-Occpncy Snsr-Hi-Bay integrated Snsr-Tr1 | 3.3317 | 2.1484 | 3.2632 | 16824.3965 | 134595.172 | 0 | 0 | 0.1116 | 0 | 0.1116 | 0 | 0.11979 | 0 | 0.11979 | 0 | 8.1595 | 17.186 | 8.1595 | 17.186
234201-Lighting-2 Ft 2nd Gen T-8 with Elec Ballast-Tr1 | 0.22036 | 0.14209 | 0.21094 | 1112.7782 | 16691.6725 | 0 | 0 | 0.083327 | 0 | 0.083327 | 0 | 0.10717 | 0 | 0.10717 | 0 | 2.6141 | 4.857 | 2.6141 | 4.857
234330-Premium T8 with T12 40 Watt Baseline - Tr1 | 0.6338 | 0.40869 | 0.66491 | 3200.5658 | 48008.4872 | 0 | 0 | 0.093473 | 0 | 0.093473 | 0 | 0.1126 | 0 | 0.1126 | 0 | 3.2535 | 6.0363 | 3.2535 | 6.0363
234303-Lighting-Remove 4 Ft Lamp (De-Lamp) - Tr1 | 0 | 0 | 0.53601 | 2788.4737 | 41827.1054 | -52.163 | -782.4446 | 0 | 1.8717 | 0 | 1.8717 | 0 | 2.0492 | 0 | 2.0492 | -1.5179 | -1.2253 | -1.5179 | -1.2253
234330-Premium T8 with T12 40 Watt Baseline - Tr1 | 0.11737 | 0.075684 | 0.12313 | 592.6974 | 8890.4606 | 0 | 0 | 0.093473 | 0 | 0.093473 | 0 | 0.1126 | 0 | 0.1126 | 0 | 3.2535 | 6.0363 | 3.2535 | 6.0363
234303-Lighting-Remove 4 Ft Lamp (De-Lamp) - Tr1 | 0 | 0 | 0.18483 | 961.5427 | 14423.1398 | -17.9872 | -269.8085 | 0 | 1.8717 | 0 | 1.8717 | 0 | 2.0492 | 0 | 2.0492 | -1.5179 | -1.2253 | -1.5179 | -1.2253
234330-Premium T8 with T12 40 Watt Baseline - Tr1 | 0.51643 | 0.33301 | 0.54178 | 2607.8684 | 39118.0266 | 0 | 0 | 0.093473 | 0 | 0.093473 | 0 | 0.1126 | 0 | 0.1126 | 0 | 3.2535 | 6.0363 | 3.2535 | 6.0363
234303-Lighting-Remove 4 Ft Lamp (De-Lamp) - Tr1 | 0 | 0 | 0.1109 | 576.9256 | 8653.8839 | -10.7923 | -161.8851 | 0 | 1.8717 | 0 | 1.8717 | 0 | 2.0492 | 0 | 2.0492 | -1.5179 | -1.2253 | -1.5179 | -1.2253
234084-Refrigeration -Cooler/Freezer Door Gaskets - Solid Doors: Cooler | 2.5478 | 2.1307 | 2.1978 | 19228.836 | 76915.344 | 0 | 0 | 0.097885 | 0 | 0.097885 | 0 | 0.09318 | 0 | 0.09318 | 0 | 11.3668 | 7.5869 | 11.3668 | 7.5869
234330-Premium T8 with T12 40 Watt Baseline - Tr1 | 0.6338 | 0.40869 | 0.66491 | 3200.5658 | 48008.4872 | 0 | 0 | 0.093473 | 0 | 0.093473 | 0 | 0.1126 | 0 | 0.1126 | 0 | 3.2535 | 6.0363 | 3.2535 | 6.0363
234303-Lighting-Remove 4 Ft Lamp (De-Lamp) - Tr1 | 0 | 0 | 0.99809 | 5192.3303 | 77884.9549 | -97.131 | -1456.9657 | 0 | 1.8717 | 0 | 1.8717 | 0 | 2.0492 | 0 | 2.0492 | -1.5179 | -1.2253 | -1.5179 | -1.2253
234084-Refrigeration -Cooler/Freezer Door Gaskets - Solid Doors: Cooler | 2.0214 | 1.6905 | 1.7437 | 15255.936 | 61023.744 | 0 | 0 | 0.097885 | 0 | 0.097885 | 0 | 0.09318 | 0 | 0.09318 | 0 | 11.3668 | 7.5869 | 11.3668 | 7.5869
234084-Refrigeration -Cooler/Freezer Door Gaskets - Solid Doors: Cooler | 1.516 | 1.2679 | 1.3078 | 11441.952 | 45767.808 | 0 | 0 | 0.097885 | 0 | 0.097885 | 0 | 0.09318 | 0 | 0.09318 | 0 | 11.3668 | 7.5869 | 11.3668 | 7.5869
234084-Refrigeration -Cooler/Freezer Door Gaskets - Solid Doors: Cooler | 1.7687 | 1.4792 | 1.5258 | 13348.944 | 53395.776 | 0 | 0 | 0.096112 | 0 | 0.096112 | 0 | 0.091408 | 0 | 0.091408 | 0 | 11.1791 | 7.4616 | 11.1791 | 7.4616
234084-Refrigeration -Cooler/Freezer Door Gaskets - Solid Doors: Cooler | 1.0107 | 0.84523 | 0.87187 | 7627.968 | 30511.872 | 0 | 0 | 0.097885 | 0 | 0.097885 | 0 | 0.09318 | 0 | 0.09318 | 0 | 11.3668 | 7.5869 | 11.3668 | 7.5869
234084-Refrigeration -Cooler/Freezer Door Gaskets - Solid Doors: Cooler | 0.64221 | 0.53708 | 0.554 | 4846.938 | 19387.752 | 0 | 0 | 0.097885 | 0 | 0.097885 | 0 | 0.09318 | 0 | 0.09318 | 0 | 11.3668 | 7.5869 | 11.3668 | 7.5869
234084-Refrigeration -Cooler/Freezer Door Gaskets - Solid Doors: Cooler | 1.2002 | 1.0037 | 1.0353 | 9058.212 | 36232.848 | 0 | 0 | 0.097885 | 0 | 0.097885 | 0 | 0.09318 | 0 | 0.09318 | 0 | 11.3668 | 7.5869 | 11.3668 | 7.5869
234316-Lighting-Screw in 14-26 Watt Reflector Lamp-Tr2 | 0.53872 | 0.33685 | 1.0055 | 2785.9952 | 6881.4082 | 0 | 0 | 0.086753 | 0 | 0.086753 | 0 | 0.094629 | 0 | 0.094629 | 0 | 3.8871 | 5.2677 | 3.8871 | 5.2677
234331-Premium T8 with T12 40 Watt Baseline - Tr2 | 0.37533 | 0.24202 | 0.55927 | 1895.3574 | 28430.3609 | 0 | 0 | 0.077055 | 0 | 0.077055 | 0 | 0.11083 | 0 | 0.11083 | 0 | 2.3309 | 5.5951 | 2.3309 | 5.5951
234049-Lighting-LED Exit Sign New Sign | 0.068174 | 0.067731 | 0 | 597.2288 | 9555.6603 | 0 | 0 | 0.094675 | 0 | 0.094675 | 0 | 0.10073 | 0 | 0.10073 | 0 | 5.2718 | 7.2526 | 5.2718 | 7.2526
234084-Refrigeration -Cooler/Freezer Door Gaskets - Solid Doors: Cooler | 1.3002 | 1.0874 | 1.1216 | 9813.063 | 39252.252 | 0 | 0 | 0.097885 | 0 | 0.097885 | 0 | 0.09318 | 0 | 0.09318 | 0 | 11.3668 | 7.5869 | 11.3668 | 7.5869
234360-Lighting-IntrHiByLnrFlscntFxtr244wrplc400w(TrI)Tr1 | 0 | 0 | 0.17036 | 0 | 0 | -5.4098 | -81.1463 | 0 | 6.1863 | 0 | 6.1863 | 0 | 4.1901 | 0 | 4.1901 | -0.22308 | -0.36852 | -0.22308 | -0.36852
234285-Lighting-Occpncy Snsr-Hi-Bay integrated Snsr-Tr1 | 0.41646 | 0.26855 | 0.4079 | 2103.0496 | 16824.3965 | 0 | 0 | 0.1116 | 0 | 0.1116 | 0 | 0.11979 | 0 | 0.11979 | 0 | 8.1595 | 17.186 | 8.1595 | 17.186
234202-Lighting-2 Ft 2nd Gen T-8 with Elec Ballast-Tr2 | 0.087681 | 0.056539 | 0.14197 | 442.7702 | 6641.5537 | 0 | 0 | 0.056483 | 0 | 0.056483 | 0 | 0.11251 | 0 | 0.11251 | 0 | 1.7198 | 6.0125 | 1.7198 | 6.0125
234331-Premium T8 with T12 40 Watt Baseline - Tr2 | 2.4641 | 1.5889 | 3.6717 | 12443.4333 | 186651.5001 | 0 | 0 | 0.078823 | 0 | 0.078823 | 0 | 0.11887 | 0 | 0.11887 | 0 | 2.4043 | 8.3927 | 2.4043 | 8.3927
234304-Lighting-Remove 4 Ft Lamp (De-Lamp) - Tr2 | 0 | 0 | 5.1938 | 27019.3486 | 405290.2284 | -505.4412 | -7581.6179 | 0 | 0.6727 | 0 | 0.6727 | 0 | 0.6139 | 0 | 0.6139 | 0 | 0 | 0 | 0
234307-Lighting-Remove 8 Ft Lamp (De-Lamp) - Tr2 | 0.032932 | 0.020425 | 0.054146 | 177.881 | 2668.215 | 0 | 0 | 0.11754 | 0 | 0.11754 | 0 | 0.12272 | 0 | 0.12272 | 0 | 9.1102 | 14.1797 | 9.1102 | 14.1797
234352-Water Heating-Instantaneous Gas | 0 | 0 | 0 | 0 | 0 | 504.266 | 10085.32 | 0 | 1.399 | 0 | 1.399 | 0 | 0.87661 | 0 | 0.87661 | -2.7851 | 6.7385 | -2.7851 | 6.7385
234330-Premium T8 with T12 40 Watt Baseline - Tr1 | 0.61033 | 0.39355 | 0.64029 | 3082.0263 | 46230.3951 | 0 | 0 | 0.093473 | 0 | 0.093473 | 0 | 0.1126 | 0 | 0.1126 | 0 | 3.2535 | 6.0363 | 3.2535 | 6.0363
234303-Lighting-Remove 4 Ft Lamp (De-Lamp) - Tr1 | 0 | 0 | 0.96113 | 5000.0218 | 75000.327 | -93.5336 | -1403.004 | 0 | 1.8717 | 0 | 1.8717 | 0 | 2.0492 | 0 | 2.0492 | -1.5179 | -1.2253 | -1.5179 | -1.2253
234084-Refrigeration -Cooler/Freezer Door Gaskets - Solid Doors: Cooler | 3.2321 | 2.703 | 2.7882 | 24393.606 | 97574.424 | 0 | 0 | 0.097885 | 0 | 0.097885 | 0 | 0.09318 | 0 | 0.09318 | 0 | 11.3668 | 7.5869 | 11.3668 | 7.5869
234084-Refrigeration -Cooler/Freezer Door Gaskets - Solid Doors: Cooler | 2.3583 | 1.9722 | 2.0344 | 17798.592 | 71194.368 | 0 | 0 | 0.097885 | 0 | 0.097885 | 0 | 0.09318 | 0 | 0.09318 | 0 | 11.3668 | 7.5869 | 11.3668 | 7.5869
234084-Refrigeration -Cooler/Freezer Door Gaskets - Solid Doors: Cooler | 2.5478 | 2.1307 | 2.1978 | 19228.836 | 76915.344 | 0 | 0 | 0.097885 | 0 | 0.097885 | 0 | 0.09318 | 0 | 0.09318 | 0 | 11.3668 | 7.5869 | 11.3668 | 7.5869
234084-Refrigeration -Cooler/Freezer Door Gaskets - Solid Doors: Cooler | 2.8847 | 2.4124 | 2.4885 | 21771.492 | 87085.968 | 0 | 0 | 0.097885 | 0 | 0.097885 | 0 | 0.09318 | 0 | 0.09318 | 0 | 11.3668 | 7.5869 | 11.3668 | 7.5869
234084-Refrigeration -Cooler/Freezer Door Gaskets - Solid Doors: Cooler | 2.9373 | 2.4565 | 2.5339 | 22168.782 | 88675.128 | 0 | 0 | 0.097885 | 0 | 0.097885 | 0 | 0.09318 | 0 | 0.09318 | 0 | 11.3668 | 7.5869 | 11.3668 | 7.5869
234360-Lighting-IntrHiByLnrFlscntFxtr244wrplc400w(TrI)Tr1 | 0 | 0 | 0.34072 | 0 | 0 | -10.8195 | -162.2927 | 0 | 6.1863 | 0 | 6.1863 | 0 | 4.1901 | 0 | 4.1901 | -0.22308 | -0.36852 | -0.22308 | -0.36852
234285-Lighting-Occpncy Snsr-Hi-Bay integrated Snsr-Tr1 | 0.83292 | 0.53709 | 0.8158 | 4206.0991 | 33648.793 | 0 | 0 | 0.1116 | 0 | 0.1116 | 0 | 0.11979 | 0 | 0.11979 | 0 | 8.1595 | 17.186 | 8.1595 | 17.186
234126-Refrigeration - Efficient Evap Fan Motor Electronically Commutated Motor (ECM) | 0.075552 | 0.063183 | 0.07764 | 570.2081 | 8553.1215 | -0.56489 | -8.4733 | 0.050018 | 0.96773 | 0.050018 | 0.96773 | -0.085874 | 0.96773 | -0.085874 | 0.96773 | 1.7274 | 0.57296 | 1.7274 | 0.57296
234126-Refrigeration - Efficient Evap Fan Motor Electronically Commutated Motor (ECM) | 0.075552 | 0.063183 | 0.07764 | 570.2081 | 8553.1215 | -0.56489 | -8.4733 | 0.050018 | 0.96773 | 0.050018 | 0.96773 | -0.085874 | 0.96773 | -0.085874 | 0.96773 | 1.7274 | 0.57296 | 1.7274 | 0.57296
234084-Refrigeration -Cooler/Freezer Door Gaskets - Solid Doors: Cooler | 0.17898 | 0.14968 | 0.15439 | 1350.786 | 5403.144 | 0 | 0 | 0.097855 | 0 | 0.097855 | 0 | 0.093056 | 0 | 0.093056 | 0 | 11.3309 | 7.5206 | 11.3309 | 7.5206
234083-Refrigeration -Cooler/Freezer Door Gaskets - Glass Doors | 1.9793 | 1.6553 | 1.7074 | 14938.104 | 59752.416 | 0 | 0 | 0.097881 | 0 | 0.097881 | 0 | 0.093169 | 0 | 0.093169 | 0 | 11.3629 | 7.5809 | 11.3629 | 7.5809
234067-Refrigeration - Food Service -Auto Closer for Main Cooler Doors | 0.099706 | 0.083383 | 0.14556 | 752.5063 | 6020.0504 | -0.037362 | -0.2989 | 0.047246 | 0.89663 | 0.047246 | 0.89663 | 0.089621 | 0.89663 | 0.089621 | 0.89663 | 1.7297 | 5.0155 | 1.7297 | 5.0155
234126-Refrigeration - Efficient Evap Fan Motor Electronically Commutated Motor (ECM) | 0.043172 | 0.036105 | 0.044366 | 325.8332 | 4887.498 | -0.32279 | -4.8419 | 0.050018 | 0.96773 | 0.050018 | 0.96773 | -0.085874 | 0.96773 | -0.085874 | 0.96773 | 1.7274 | 0.57296 | 1.7274 | 0.57296
234126-Refrigeration - Efficient Evap Fan Motor Electronically Commutated Motor (ECM) | 0.010793 | 0.0090262 | 0.011091 | 81.4583 | 1221.8745 | -0.080698 | -1.2105 | 0.05134 | 0.97721 | 0.05134 | 0.97721 | -0.084552 | 0.97721 | -0.084552 | 0.97721 | 1.7469 | 0.57941 | 1.7469 | 0.57941
234331-Premium T8 with T12 40 Watt Baseline - Tr2 | 1.8277 | 1.1786 | 2.7234 | 9229.5665 | 138443.4968 | 0 | 0 | 0.077229 | 0 | 0.077229 | 0 | 0.11728 | 0 | 0.11728 | 0 | 2.3759 | 8.2935 | 2.3759 | 8.2935
234286-Lighting-Occpncy Snsr-Hi-Bay integrated Snsr-Tr2 | 6.2361 | 4.0212 | 9.9147 | 31491.0949 | 251928.7593 | 0 | 0 | 0.099462 | 0 | 0.099462 | 0 | 0.11314 | 0 | 0.11314 | 0 | 4.8202 | 10.1569 | 4.8202 | 10.1569
234084-Refrigeration -Cooler/Freezer Door Gaskets - Solid Doors: Cooler | 3.2953 | 2.7558 | 2.8427 | 24870.354 | 99481.416 | 0 | 0 | 0.097885 | 0 | 0.097885 | 0 | 0.09318 | 0 | 0.09318 | 0 | 11.3668 | 7.5869 | 11.3668 | 7.5869
234084-Refrigeration -Cooler/Freezer Door Gaskets - Solid Doors: Cooler | 1.4002 | 1.171 | 1.2079 | 10567.914 | 42271.656 | 0 | 0 | 0.097872 | 0 | 0.097872 | 0 | 0.093127 | 0 | 0.093127 | 0 | 11.3515 | 7.5585 | 11.3515 | 7.5585
234240-Lighting-Induction Fixture >100 watts - Tr1 | 1.1864 | 0.76501 | 1.5208 | 5990.985 | 89864.775 | 0 | 0 | 0.066856 | 0 | 0.066856 | 0 | 0.1073 | 0 | 0.1073 | 0 | 1.9818 | 4.8812 | 1.9818 | 4.8812
234207-Lighting-8 Ft T-8 with Elec Ballast-Tr1 | 0.096621 | 0.062304 | 0.10527 | 487.9179 | 7318.7686 | 0 | 0 | 0.034036 | 0 | 0.034036 | 0 | 0.067057 | 0 | 0.067057 | 0 | 1.3373 | 1.9877 | 1.3373 | 1.9877
234333-Lighting-Photocell Tr1 | 0.0011558 | 0.0025422 | 0 | 68.096 | 544.768 | 0 | 0 | -0.014849 | 0 | -0.014849 | 0 | 0.053783 | 0 | 0.053783 | 0 | 0.85794 | 2.4982 | 0.85794 | 2.4982
234312-Lighting-Screw in 14-26 Watt Lamp - Tr1 | 0 | 0 | 24.2935 | 120974.5321 | 298807.0944 | -1633.8334 | -4035.5686 | 0 | 2.7433 | 0 | 2.7433 | 0 | 2.9189 | 0 | 2.9189 | -0.4263 | -0.39063 | -0.4263 | -0.39063
234315-Lighting-Screw in 14-26 Watt Reflector Lamp-Tr1 | 0 | 0 | 3.4036 | 16949.1464 | 41864.3915 | -228.9084 | -565.4037 | 0 | 4.3024 | 0 | 4.3024 | 0 | 2.926 | 0 | 2.926 | -0.29377 | -0.50123 | -0.29377 | -0.50123
234330-Premium T8 with T12 40 Watt Baseline - Tr1 | 1.1972 | 0.77197 | 1.2559 | 6045.5132 | 90682.698 | 0 | 0 | 0.093473 | 0 | 0.093473 | 0 | 0.1126 | 0 | 0.1126 | 0 | 3.2535 | 6.0363 | 3.2535 | 6.0363
234207-Lighting-8 Ft T-8 with Elec Ballast-Tr1 | 0.025766 | 0.016614 | 0.028072 | 130.1114 | 1951.6716 | 0 | 0 | 0.034036 | 0 | 0.034036 | 0 | 0.067057 | 0 | 0.067057 | 0 | 1.3373 | 1.9877 | 1.3373 | 1.9877
234303-Lighting-Remove 4 Ft Lamp (De-Lamp) - Tr1 | 0 | 0 | 0.88719 | 4615.4047 | 69231.071 | -86.3387 | -1295.0806 | 0 | 1.8717 | 0 | 1.8717 | 0 | 2.0492 | 0 | 2.0492 | -1.5179 | -1.2253 | -1.5179 | -1.2253
234049-Lighting-LED Exit Sign New Sign | 1.5339 | 1.524 | 0 | 13437.6473 | 215002.3565 | 0 | 0 | 0.094675 | 0 | 0.094675 | 0 | 0.10073 | 0 | 0.10073 | 0 | 5.2718 | 7.2526 | 5.2718 | 7.2526
234140-Low Flow Showerhead | 0.69976 | 0.63802 | 1.1765 | 5347.7624 | 53477.6236 | 615.7536 | 6157.536 | 0.057436 | 0.45522 | 0.057436 | 0.45522 | 0.08013 | 0.63508 | 0.08013 | 0.63508 | 1.9764 | 3.2179 | 1.9764 | 3.2179
234084-Refrigeration -Cooler/Freezer Door Gaskets - Solid Doors: Cooler | 2.7794 | 2.3244 | 2.3976 | 20976.912 | 83907.648 | 0 | 0 | 0.097885 | 0 | 0.097885 | 0 | 0.09318 | 0 | 0.09318 | 0 | 11.3668 | 7.5869 | 11.3668 | 7.5869
234332-Premium T8 with T12 40 Watt Baseline - Tr3 | 0.1735 | 0.11188 | 0.32804 | 876.1644 | 13142.4661 | 0 | 0 | 0.094949 | 0 | 0.094949 | 0 | 0.11201 | 0 | 0.11201 | 0 | 3.3735 | 5.8835 | 3.3735 | 5.8835
234305-Lighting-Remove 4 Ft Lamp (De-Lamp) - Tr3 | 0.26992 | 0.17405 | 0.52581 | 1363.0527 | 20445.7903 | 0 | 0 | 0.10872 | 0 | 0.10872 | 0 | 0.12523 | 0 | 0.12523 | 0 | 5.1454 | 13.882 | 5.1454 | 13.882
234305-Lighting-Remove 4 Ft Lamp (De-Lamp) - Tr3 | 0.3599 | 0.23207 | 0.70108 | 1817.4036 | 27261.0538 | 0 | 0 | 0.10713 | 0 | 0.10713 | 0 | 0.12364 | 0 | 0.12364 | 0 | 5.0846 | 13.7179 | 5.0846 | 13.7179
234332-Premium T8 with T12 40 Watt Baseline - Tr3 | 0.24167 | 0.15583 | 0.45691 | 1220.3719 | 18305.5778 | 0 | 0 | 0.093354 | 0 | 0.093354 | 0 | 0.11042 | 0 | 0.11042 | 0 | 3.3337 | 5.8139 | 3.3337 | 5.8139
234330-Premium T8 with T12 40 Watt Baseline - Tr1 | 0.42253 | 0.27246 | 0.44327 | 2133.7105 | 32005.6581 | 0 | 0 | 0.093473 | 0 | 0.093473 | 0 | 0.1126 | 0 | 0.1126 | 0 | 3.2535 | 6.0363 | 3.2535 | 6.0363
234313-Lighting-Screw in 14-26 Watt Lamp - Tr2 | 0.45726 | 0.28592 | 0.69962 | 2364.7513 | 6195.6484 | 0 | 0 | 0.092535 | 0 | 0.092535 | 0 | 0.099161 | 0 | 0.099161 | 0 | 4.5038 | 6.0124 | 4.5038 | 6.0124
234207-Lighting-8 Ft T-8 with Elec Ballast-Tr1 | 0.19968 | 0.12876 | 0.21756 | 1008.3637 | 15125.455 | 0 | 0 | 0.034036 | 0 | 0.034036 | 0 | 0.067057 | 0 | 0.067057 | 0 | 1.3373 | 1.9877 | 1.3373 | 1.9877
234330-Premium T8 with T12 40 Watt Baseline - Tr1 | 7.9108 | 5.1011 | 8.2991 | 39947.8029 | 599217.0437 | 0 | 0 | 0.093473 | 0 | 0.093473 | 0 | 0.1126 | 0 | 0.1126 | 0 | 3.2535 | 6.0363 | 3.2535 | 6.0363
234312-Lighting-Screw in 14-26 Watt Lamp - Tr1 | 0 | 0 | 1.7869 | 8898.3018 | 21978.8055 | -120.1769 | -296.8369 | 0 | 2.7433 | 0 | 2.7433 | 0 | 2.9189 | 0 | 2.9189 | -0.4263 | -0.39063 | -0.4263 | -0.39063
234330-Premium T8 with T12 40 Watt Baseline - Tr1 | 0.093896 | 0.060547 | 0.098505 | 474.1579 | 7112.3685 | 0 | 0 | 0.093473 | 0 | 0.093473 | 0 | 0.1126 | 0 | 0.1126 | 0 | 3.2535 | 6.0363 | 3.2535 | 6.0363
234303-Lighting-Remove 4 Ft Lamp (De-Lamp) - Tr1 | 0 | 0 | 0.14787 | 769.2341 | 11538.5118 | -14.3898 | -215.8468 | 0 | 1.8717 | 0 | 1.8717 | 0 | 2.0492 | 0 | 2.0492 | -1.5179 | -1.2253 | -1.5179 | -1.2253
234330-Premium T8 with T12 40 Watt Baseline - Tr1 | 0.21127 | 0.13623 | 0.22164 | 1066.8553 | 16002.8291 | 0 | 0 | 0.093473 | 0 | 0.093473 | 0 | 0.1126 | 0 | 0.1126 | 0 | 3.2535 | 6.0363 | 3.2535 | 6.0363
234303-Lighting-Remove 4 Ft Lamp (De-Lamp) - Tr1 | 0 | 0 | 0.3327 | 1730.7768 | 25961.6516 | -32.377 | -485.6552 | 0 | 1.8717 | 0 | 1.8717 | 0 | 2.0492 | 0 | 2.0492 | -1.5179 | -1.2253 | -1.5179 | -1.2253
234309-Lighting-Screw in >27 Watt Lamp - Tr1 | 0.038701 | 0.024199 | 0.030963 | 200.1446 | 408.2949 | 0 | 0 | 0.097544 | 0 | 0.097544 | 0 | 0.096031 | 0 | 0.096031 | 0 | 6.1602 | 5.7039 | 6.1602 | 5.7039
234330-Premium T8 with T12 40 Watt Baseline - Tr1 | 0.42253 | 0.27246 | 0.44327 | 2133.7105 | 32005.6581 | 0 | 0 | 0.093473 | 0 | 0.093473 | 0 | 0.1126 | 0 | 0.1126 | 0 | 3.2535 | 6.0363 | 3.2535 | 6.0363
234303-Lighting-Remove 4 Ft Lamp (De-Lamp) - Tr1 | 0 | 0 | 0.036966 | 192.3085 | 2884.628 | -3.5974 | -53.9617 | 0 | 1.8717 | 0 | 1.8717 | 0 | 2.0492 | 0 | 2.0492 | -1.5179 | -1.2253 | -1.5179 | -1.2253
234306-Lighting-Remove 8 Ft Lamp (De-Lamp) - Tr1 | 0.76106 | 0.47202 | 0.87179 | 4110.8367 | 61662.5505 | 0 | 0 | 0.121 | 0 | 0.121 | 0 | 0.12129 | 0 | 0.12129 | 0 | 11.9671 | 12.2885 | 11.9671 | 12.2885
234360-Lighting-IntrHiByLnrFlscntFxtr244wrplc400w(TrI)Tr1 | 0 | 0 | 0.51107 | 0 | 0 | -16.2293 | -243.439 | 0 | 6.1863 | 0 | 6.1863 | 0 | 4.1901 | 0 | 4.1901 | -0.22308 | -0.36852 | -0.22308 | -0.36852
234285-Lighting-Occpncy Snsr-Hi-Bay integrated Snsr-Tr1 | 1.2494 | 0.80564 | 1.2237 | 6309.1487 | 50473.1895 | 0 | 0 | 0.1116 | 0 | 0.1116 | 0 | 0.11979 | 0 | 0.11979 | 0 | 8.1595 | 17.186 | 8.1595 | 17.186
234330-Premium T8 with T12 40 Watt Baseline - Tr1 | 0.16432 | 0.10596 | 0.17238 | 829.7763 | 12446.6448 | 0 | 0 | 0.093473 | 0 | 0.093473 | 0 | 0.1126 | 0 | 0.1126 | 0 | 3.2535 | 6.0363 | 3.2535 | 6.0363
234303-Lighting-Remove 4 Ft Lamp (De-Lamp) - Tr1 | 0 | 0 | 0.25876 | 1346.1597 | 20192.3957 | -25.1821 | -377.7319 | 0 | 1.8717 | 0 | 1.8717 | 0 | 2.0492 | 0 | 2.0492 | -1.5179 | -1.2253 | -1.5179 | -1.2253
234330-Premium T8 with T12 40 Watt Baseline - Tr1 | 0.21127 | 0.13623 | 0.22164 | 1066.8553 | 16002.8291 | 0 | 0 | 0.093473 | 0 | 0.093473 | 0 | 0.1126 | 0 | 0.1126 | 0 | 3.2535 | 6.0363 | 3.2535 | 6.0363
234303-Lighting-Remove 4 Ft Lamp (De-Lamp) - Tr1 | 0 | 0 | 0.3327 | 1730.7768 | 25961.6516 | -32.377 | -485.6552 | 0 | 1.8717 | 0 | 1.8717 | 0 | 2.0492 | 0 | 2.0492 | -1.5179 | -1.2253 | -1.5179 | -1.2253
234312-Lighting-Screw in 14-26 Watt Lamp - Tr1 | 0 | 0 | 0.44673 | 2224.5755 | 5494.7014 | -30.0442 | -74.2092 | 0 | 2.7433 | 0 | 2.7433 | 0 | 2.9189 | 0 | 2.9189 | -0.4263 | -0.39063 | -0.4263 | -0.39063
234291-Lighting-Ocpncy Snsr-Wll/Cl Mntd Lght Snsr>=500Tr1 | 3.957 | 2.5516 | 4.6284 | 19981.92 | 159855.36 | 0 | 0 | 0.065838 | 0 | 0.065838 | 0 | 0.10394 | 0 | 0.10394 | 0 | 2.0731 | 5.4717 | 2.0731 | 5.4717
234330-Premium T8 with T12 40 Watt Baseline - Tr1 | 0.77465 | 0.49951 | 0.81267 | 3911.8027 | 58677.0399 | 0 | 0 | 0.093473 | 0 | 0.093473 | 0 | 0.1126 | 0 | 0.1126 | 0 | 3.2535 | 6.0363 | 3.2535 | 6.0363
234303-Lighting-Remove 4 Ft Lamp (De-Lamp) - Tr1 | 0 | 0 | 1.2199 | 6346.1815 | 95192.7227 | -118.7157 | -1780.7359 | 0 | 1.8717 | 0 | 1.8717 | 0 | 2.0492 | 0 | 2.0492 | -1.5179 | -1.2253 | -1.5179 | -1.2253
234291-Lighting-Ocpncy Snsr-Wll/Cl Mntd Lght Snsr>=500Tr1 | 2.0826 | 1.3429 | 2.436 | 10516.8 | 84134.4 | 0 | 0 | 0.065838 | 0 | 0.065838 | 0 | 0.10394 | 0 | 0.10394 | 0 | 2.0731 | 5.4717 | 2.0731 | 5.4717
234291-Lighting-Ocpncy Snsr-Wll/Cl Mntd Lght Snsr>=500Tr1 | 1.8744 | 1.2086 | 2.1924 | 9465.12 | 75720.96 | 0 | 0 | 0.065838 | 0 | 0.065838 | 0 | 0.10394 | 0 | 0.10394 | 0 | 2.0731 | 5.4717 | 2.0731 | 5.4717
234291-Lighting-Ocpncy Snsr-Wll/Cl Mntd Lght Snsr>=500Tr1 | 0.62479 | 0.40288 | 0.7308 | 3155.04 | 25240.32 | 0 | 0 | 0.065838 | 0 | 0.065838 | 0 | 0.10394 | 0 | 0.10394 | 0 | 2.0731 | 5.4717 | 2.0731 | 5.4717
234291-Lighting-Ocpncy Snsr-Wll/Cl Mntd Lght Snsr>=500Tr1 | 0.83305 | 0.53717 | 0.9744 | 4206.72 | 33653.76 | 0 | 0 | 0.065838 | 0 | 0.065838 | 0 | 0.10394 | 0 | 0.10394 | 0 | 2.0731 | 5.4717 | 2.0731 | 5.4717
234330-Premium T8 with T12 40 Watt Baseline - Tr1 | 0.6338 | 0.40869 | 0.66491 | 3200.5658 | 48008.4872 | 0 | 0 | 0.093473 | 0 | 0.093473 | 0 | 0.1126 | 0 | 0.1126 | 0 | 3.2535 | 6.0363 | 3.2535 | 6.0363
234303-Lighting-Remove 4 Ft Lamp (De-Lamp) - Tr1 | 0 | 0 | 0.88719 | 4615.4047 | 69231.071 | -86.3387 | -1295.0806 | 0 | 1.8717 | 0 | 1.8717 | 0 | 2.0492 | 0 | 2.0492 | -1.5179 | -1.2253 | -1.5179 | -1.2253
234330-Premium T8 with T12 40 Watt Baseline - Tr1 | 0.25822 | 0.1665 | 0.27089 | 1303.9342 | 19559.0133 | 0 | 0 | 0.093473 | 0 | 0.093473 | 0 | 0.1126 | 0 | 0.1126 | 0 | 3.2535 | 6.0363 | 3.2535 | 6.0363
234303-Lighting-Remove 4 Ft Lamp (De-Lamp) - Tr1 | 0 | 0 | 0.40663 | 2115.3938 | 31730.9076 | -39.5719 | -593.5786 | 0 | 1.8717 | 0 | 1.8717 | 0 | 2.0492 | 0 | 2.0492 | -1.5179 | -1.2253 | -1.5179 | -1.2253
234330-Premium T8 with T12 40 Watt Baseline - Tr1 | 0.23474 | 0.15137 | 0.24626 | 1185.3947 | 17780.9212 | 0 | 0 | 0.093473 | 0 | 0.093473 | 0 | 0.1126 | 0 | 0.1126 | 0 | 3.2535 | 6.0363 | 3.2535 | 6.0363
234303-Lighting-Remove 4 Ft Lamp (De-Lamp) - Tr1 | 0 | 0 | 0.36966 | 1923.0853 | 28846.2796 | -35.9745 | -539.6169 | 0 | 1.8717 | 0 | 1.8717 | 0 | 2.0492 | 0 | 2.0492 | -1.5179 | -1.2253 | -1.5179 | -1.2253
234083-Refrigeration -Cooler/Freezer Door Gaskets - Glass Doors | 3.1374 | 2.6237 | 2.7064 | 23678.484 | 94713.936 | 0 | 0 | 0.097884 | 0 | 0.097884 | 0 | 0.09318 | 0 | 0.09318 | 0 | 11.3662 | 7.5869 | 11.3662 | 7.5869
234084-Refrigeration -Cooler/Freezer Door Gaskets - Solid Doors: Cooler | 0.16845 | 0.14087 | 0.14531 | 1271.328 | 5085.312 | 0 | 0 | 0.097885 | 0 | 0.097885 | 0 | 0.09318 | 0 | 0.09318 | 0 | 11.3668 | 7.5869 | 11.3668 | 7.5869
234083-Refrigeration -Cooler/Freezer Door Gaskets - Glass Doors | 4.864 | 4.0677 | 4.1959 | 36709.596 | 146838.384 | 0 | 0 | 0.097884 | 0 | 0.097884 | 0 | 0.09318 | 0 | 0.09318 | 0 | 11.3662 | 7.5869 | 11.3662 | 7.5869
234085-Refrigeration -Strip Curtains for Walk-ins | 0.83569 | 0.59838 | 0.63388 | 5561.4 | 22245.6 | 0 | 0 | 0.099406 | 0 | 0.099406 | 0 | 0.10373 | 0 | 0.10373 | 0 | 12.9074 | 26.7438 | 12.9074 | 26.7438
234084-Refrigeration -Cooler/Freezer Door Gaskets - Solid Doors: Cooler | 0.16845 | 0.14087 | 0.14531 | 1271.328 | 5085.312 | 0 | 0 | 0.096091 | 0 | 0.096091 | 0 | 0.09132 | 0 | 0.09132 | 0 | 11.1541 | 7.4153 | 11.1541 | 7.4153
234067-Refrigeration - Food Service -Auto Closer for Main Cooler Doors | 0.099706 | 0.083383 | 0.14556 | 752.5063 | 6020.0504 | -0.037362 | -0.2989 | 0.045823 | 0.88635 | 0.045823 | 0.88635 | 0.088197 | 0.88635 | 0.088197 | 0.88635 | 1.7077 | 4.9518 | 1.7077 | 4.9518
234084-Refrigeration -Cooler/Freezer Door Gaskets - Solid Doors: Cooler | 0.16845 | 0.14087 | 0.14531 | 1271.328 | 5085.312 | 0 | 0 | 0.097885 | 0 | 0.097885 | 0 | 0.09318 | 0 | 0.09318 | 0 | 11.3668 | 7.5869 | 11.3668 | 7.5869
234083-Refrigeration -Cooler/Freezer Door Gaskets - Glass Doors | 2.7689 | 2.3156 | 2.3886 | 20897.454 | 83589.816 | 0 | 0 | 0.097884 | 0 | 0.097884 | 0 | 0.09318 | 0 | 0.09318 | 0 | 11.3662 | 7.5869 | 11.3662 | 7.5869
234085-Refrigeration -Strip Curtains for Walk-ins | 0.64284 | 0.46029 | 0.4876 | 4278 | 17112 | 0 | 0 | 0.10117 | 0 | 0.10117 | 0 | 0.10546 | 0 | 0.10546 | 0 | 13.0572 | 26.6666 | 13.0572 | 26.6666
234084-Refrigeration -Cooler/Freezer Door Gaskets - Solid Doors: Cooler | 1.0107 | 0.84523 | 0.87187 | 7627.968 | 30511.872 | 0 | 0 | 0.097874 | 0 | 0.097874 | 0 | 0.093136 | 0 | 0.093136 | 0 | 11.3541 | 7.5633 | 11.3541 | 7.5633
234067-Refrigeration - Food Service -Auto Closer for Main Cooler Doors | 0.099706 | 0.083383 | 0.14556 | 752.5063 | 6020.0504 | -0.037362 | -0.2989 | 0.047246 | 0.89663 | 0.047246 | 0.89663 | 0.089621 | 0.89663 | 0.089621 | 0.89663 | 1.7297 | 5.0155 | 1.7297 | 5.0155
234085-Refrigeration -Strip Curtains for Walk-ins | 0.89997 | 0.64441 | 0.68264 | 5989.2 | 23956.8 | 0 | 0 | 0.099434 | 0 | 0.099434 | 0 | 0.10378 | 0 | 0.10378 | 0 | 12.9504 | 27.0889 | 12.9504 | 27.0889
234084-Refrigeration -Cooler/Freezer Door Gaskets - Solid Doors: Cooler | 1.1476 | 0.95969 | 0.98994 | 8660.922 | 34643.688 | 0 | 0 | 0.096111 | 0 | 0.096111 | 0 | 0.091403 | 0 | 0.091403 | 0 | 11.1777 | 7.4589 | 11.1777 | 7.4589
234083-Refrigeration -Cooler/Freezer Door Gaskets - Glass Doors | 0.13686 | 0.11446 | 0.11807 | 1032.954 | 4131.816 | 0 | 0 | 0.096057 | 0 | 0.096057 | 0 | 0.09118 | 0 | 0.09118 | 0 | 11.1139 | 7.343 | 11.1139 | 7.343
234067-Refrigeration - Food Service -Auto Closer for Main Cooler Doors | 0.099706 | 0.083383 | 0.14556 | 752.5063 | 6020.0504 | -0.037362 | -0.2989 | 0.045823 | 0.88635 | 0.045823 | 0.88635 | 0.088197 | 0.88635 | 0.088197 | 0.88635 | 1.7077 | 4.9518 | 1.7077 | 4.9518
234085-Refrigeration -Strip Curtains for Walk-ins | 1.4464 | 1.0357 | 1.0971 | 9625.5 | 38502 | 0 | 0 | 0.10126 | 0 | 0.10126 | 0 | 0.10562 | 0 | 0.10562 | 0 | 13.1994 | 27.7999 | 13.1994 | 27.7999
234084-Refrigeration -Cooler/Freezer Door Gaskets - Solid Doors: Cooler | 0.80013 | 0.66914 | 0.69023 | 6038.808 | 24155.232 | 0 | 0 | 0.097859 | 0 | 0.097859 | 0 | 0.093074 | 0 | 0.093074 | 0 | 11.3363 | 7.5304 | 11.3363 | 7.5304
234312-Lighting-Screw in 14-26 Watt Lamp - Tr1 | 0 | 0 | 0.31909 | 1588.9825 | 3924.7867 | -21.4602 | -53.0066 | 0 | 2.7433 | 0 | 2.7433 | 0 | 2.9189 | 0 | 2.9189 | -0.4263 | -0.39063 | -0.4263 | -0.39063
234285-Lighting-Occpncy Snsr-Hi-Bay integrated Snsr-Tr1 | 16.6585 | 10.7418 | 16.316 | 84121.9825 | 672975.86 | 0 | 0 | 0.1116 | 0 | 0.1116 | 0 | 0.11979 | 0 | 0.11979 | 0 | 8.1595 | 17.186 | 8.1595 | 17.186
234361-Lighting-IntrHiByLnrFlscntFxtr244wrplc400w(TrI)Tr2 | 3.0523 | 1.9682 | 4.8587 | 15413.6748 | 231205.122 | 0 | 0 | 0.078517 | 0 | 0.078517 | 0 | 0.11392 | 0 | 0.11392 | 0 | 2.3913 | 6.4155 | 2.3913 | 6.4155
234286-Lighting-Occpncy Snsr-Hi-Bay integrated Snsr-Tr2 | 7.2339 | 4.6646 | 11.501 | 36529.6701 | 292237.3608 | 0 | 0 | 0.10135 | 0 | 0.10135 | 0 | 0.11607 | 0 | 0.11607 | 0 | 4.9226 | 11.4375 | 4.9226 | 11.4375
234294-Lighting-Occupancy Sensor-Wallbox Lghtng Snsr-Tr1 | 0.066485 | 0.041235 | 0.29597 | 359.1151 | 2872.921 | 0 | 0 | 0.086393 | 0 | 0.086393 | 0 | 0.088118 | 0 | 0.088118 | 0 | 3.2717 | 3.4271 | 3.2717 | 3.4271
234330-Premium T8 with T12 40 Watt Baseline - Tr1 | 0.30516 | 0.19678 | 0.32014 | 1541.0132 | 23115.1975 | 0 | 0 | 0.093473 | 0 | 0.093473 | 0 | 0.1126 | 0 | 0.1126 | 0 | 3.2535 | 6.0363 | 3.2535 | 6.0363
234303-Lighting-Remove 4 Ft Lamp (De-Lamp) - Tr1 | 0 | 0 | 0.48056 | 2500.0109 | 37500.1635 | -46.7668 | -701.502 | 0 | 1.8717 | 0 | 1.8717 | 0 | 2.0492 | 0 | 2.0492 | -1.5179 | -1.2253 | -1.5179 | -1.2253
234360-Lighting-IntrHiByLnrFlscntFxtr244wrplc400w(TrI)Tr1 | 0 | 0 | 2.0443 | 0 | 0 | -64.9171 | -973.7561 | 0 | 6.1385 | 0 | 6.1385 | 0 | 4.1423 | 0 | 4.1423 | -0.21362 | -0.3529 | -0.21362 | -0.3529
234285-Lighting-Occpncy Snsr-Hi-Bay integrated Snsr-Tr1 | 4.9975 | 3.2226 | 4.8948 | 25236.5948 | 201892.758 | 0 | 0 | 0.1082 | 0 | 0.1082 | 0 | 0.11639 | 0 | 0.11639 | 0 | 7.9412 | 16.7262 | 7.9412 | 16.7262
234085-Refrigeration -Strip Curtains for Walk-ins | 1.4142 | 1.0126 | 1.0727 | 9411.6 | 37646.4 | 0 | 0 | 0.099419 | 0 | 0.099419 | 0 | 0.10375 | 0 | 0.10375 | 0 | 12.9278 | 26.9062 | 12.9278 | 26.9062
234084-Refrigeration -Cooler/Freezer Door Gaskets - Solid Doors: Cooler | 0.53693 | 0.44903 | 0.46318 | 4052.358 | 16209.432 | 0 | 0 | 0.096095 | 0 | 0.096095 | 0 | 0.091336 | 0 | 0.091336 | 0 | 11.1587 | 7.4238 | 11.1587 | 7.4238
234083-Refrigeration -Cooler/Freezer Door Gaskets - Glass Doors | 0.51587 | 0.43142 | 0.44502 | 3893.442 | 15573.768 | 0 | 0 | 0.096077 | 0 | 0.096077 | 0 | 0.091264 | 0 | 0.091264 | 0 | 11.1376 | 7.3863 | 11.1376 | 7.3863
234126-Refrigeration - Efficient Evap Fan Motor Electronically Commutated Motor (ECM) | 0.043172 | 0.036105 | 0.044366 | 325.8332 | 4887.498 | -0.32279 | -4.8419 | 0.050018 | 0.96773 | 0.050018 | 0.96773 | -0.085874 | 0.96773 | -0.085874 | 0.96773 | 1.7274 | 0.57296 | 1.7274 | 0.57296
234085-Refrigeration -Strip Curtains for Walk-ins | 0.57855 | 0.41426 | 0.43884 | 3850.2 | 15400.8 | 0 | 0 | 0.099348 | 0 | 0.099348 | 0 | 0.10362 | 0 | 0.10362 | 0 | 12.8187 | 26.0523 | 12.8187 | 26.0523
234084-Refrigeration -Cooler/Freezer Door Gaskets - Solid Doors: Cooler | 2.2214 | 1.8578 | 1.9163 | 16765.638 | 67062.552 | 0 | 0 | 0.096111 | 0 | 0.096111 | 0 | 0.091403 | 0 | 0.091403 | 0 | 11.1776 | 7.4588 | 11.1776 | 7.4588
234067-Refrigeration - Food Service -Auto Closer for Main Cooler Doors | 0.19941 | 0.16677 | 0.29111 | 1505.0126 | 12040.1008 | -0.074725 | -0.5978 | 0.045823 | 0.88635 | 0.045823 | 0.88635 | 0.088197 | 0.88635 | 0.088197 | 0.88635 | 1.7077 | 4.9518 | 1.7077 | 4.9518
234068-Refrigeration - Food Service -Auto Closer for Main Freezer Doors | 0.25838 | 0.21608 | 0.19315 | 1950.0694 | 15600.5556 | -0.018681 | -0.14945 | 0.084673 | 0.88635 | 0.084673 | 0.88635 | 0.097091 | 0.88635 | 0.097091 | 0.88635 | 4.2775 | 8.2376 | 4.2775 | 8.2376
234294-Lighting-Occupancy Sensor-Wallbox Lghtng Snsr-Tr1 | 0.033242 | 0.020617 | 0.14799 | 179.5576 | 1436.4605 | 0 | 0 | 0.086393 | 0 | 0.086393 | 0 | 0.088118 | 0 | 0.088118 | 0 | 3.2717 | 3.4271 | 3.2717 | 3.4271
234330-Premium T8 with T12 40 Watt Baseline - Tr1 | 0.73943 | 0.47681 | 0.77573 | 3733.9934 | 56009.9017 | 0 | 0 | 0.093473 | 0 | 0.093473 | 0 | 0.1126 | 0 | 0.1126 | 0 | 3.2535 | 6.0363 | 3.2535 | 6.0363
234126-Refrigeration - Efficient Evap Fan Motor Electronically Commutated Motor (ECM) | 0.043172 | 0.036105 | 0.044366 | 325.8332 | 4887.498 | -0.32279 | -4.8419 | 0.050018 | 0.96773 | 0.050018 | 0.96773 | -0.085874 | 0.96773 | -0.085874 | 0.96773 | 1.7274 | 0.57296 | 1.7274 | 0.57296
234085-Refrigeration -Strip Curtains for Walk-ins | 3.0535 | 2.1864 | 2.3161 | 20320.5 | 81282 | 0 | 0 | 0.099438 | 0 | 0.099438 | 0 | 0.10378 | 0 | 0.10378 | 0 | 12.9575 | 27.1461 | 12.9575 | 27.1461
234084-Refrigeration -Cooler/Freezer Door Gaskets - Solid Doors: Cooler | 1.6845 | 1.4087 | 1.4531 | 12713.28 | 50853.12 | 0 | 0 | 0.09611 | 0 | 0.09611 | 0 | 0.091397 | 0 | 0.091397 | 0 | 11.1761 | 7.456 | 11.1761 | 7.456
234067-Refrigeration - Food Service -Auto Closer for Main Cooler Doors | 0.099706 | 0.083383 | 0.14556 | 752.5063 | 6020.0504 | -0.037362 | -0.2989 | 0.045823 | 0.88635 | 0.045823 | 0.88635 | 0.088197 | 0.88635 | 0.088197 | 0.88635 | 1.7077 | 4.9518 | 1.7077 | 4.9518
234084-Refrigeration -Cooler/Freezer Door Gaskets - Solid Doors: Cooler | 1.674 | 1.3999 | 1.444 | 12633.822 | 50535.288 | 0 | 0 | 0.096094 | 0 | 0.096094 | 0 | 0.091333 | 0 | 0.091333 | 0 | 11.1579 | 7.4224 | 11.1579 | 7.4224
234085-Refrigeration -Strip Curtains for Walk-ins | 1.125 | 0.80551 | 0.8533 | 7486.5 | 29946 | 0 | 0 | 0.099414 | 0 | 0.099414 | 0 | 0.10374 | 0 | 0.10374 | 0 | 12.9197 | 26.8419 | 12.9197 | 26.8419
234084-Refrigeration -Cooler/Freezer Door Gaskets - Solid Doors: Cooler | 0.71591 | 0.59871 | 0.61758 | 5403.144 | 21612.576 | 0 | 0 | 0.096112 | 0 | 0.096112 | 0 | 0.091408 | 0 | 0.091408 | 0 | 11.1791 | 7.4616 | 11.1791 | 7.4616
234067-Refrigeration - Food Service -Auto Closer for Main Cooler Doors | 0.099706 | 0.083383 | 0.14556 | 752.5063 | 6020.0504 | -0.037362 | -0.2989 | 0.045823 | 0.88635 | 0.045823 | 0.88635 | 0.088197 | 0.88635 | 0.088197 | 0.88635 | 1.7077 | 4.9518 | 1.7077 | 4.9518
234312-Lighting-Screw in 14-26 Watt Lamp - Tr1 | 0 | 0 | 0 | 0 | 0 | 0 | 0 | 0 | 0 | 0 | 0 | 0 | 0 | 0 | 0 | 0 | 0 | 0 | 0
234330-Premium T8 with T12 40 Watt Baseline - Tr1 | 3.1925 | 2.0586 | 3.3492 | 16121.3685 | 241820.528 | 0 | 0 | 0.093473 | 0 | 0.093473 | 0 | 0.1126 | 0 | 0.1126 | 0 | 3.2535 | 6.0363 | 3.2535 | 6.0363
234207-Lighting-8 Ft T-8 with Elec Ballast-Tr1 | 0.025766 | 0.016614 | 0.028072 | 130.1114 | 1951.6716 | 0 | 0 | 0.034036 | 0 | 0.034036 | 0 | 0.067057 | 0 | 0.067057 | 0 | 1.3373 | 1.9877 | 1.3373 | 1.9877
234303-Lighting-Remove 4 Ft Lamp (De-Lamp) - Tr1 | 0 | 0 | 2.9943 | 15576.991 | 233654.8648 | -291.3931 | -4370.8972 | 0 | 1.8717 | 0 | 1.8717 | 0 | 2.0492 | 0 | 2.0492 | -1.5179 | -1.2253 | -1.5179 | -1.2253
234340-Lighting-Intr HiBy Lnr FlrscntFxtr600w rplc>400Tr1 | 0 | 0 | 0 | 0 | 0 | 0 | 0 | 0 | 0 | 0 | 0 | 0 | 0 | 0 | 0 | 0 | 0 | 0 | 0
234291-Lighting-Ocpncy Snsr-Wll/Cl Mntd Lght Snsr>=500Tr1 | 11.8709 | 7.6547 | 13.8852 | 59945.76 | 479566.08 | 0 | 0 | 0.065838 | 0 | 0.065838 | 0 | 0.10394 | 0 | 0.10394 | 0 | 2.0731 | 5.4717 | 2.0731 | 5.4717
234285-Lighting-Occpncy Snsr-Hi-Bay integrated Snsr-Tr1 | 0 | 0 | 0 | 0 | 0 | 0 | 0 | 0 | 0 | 0 | 0 | 0 | 0 | 0 | 0 | 0 | 0 | 0 | 0
234376-Lighting-Energy Efficient Exit Sign | 0 | 0 | 0 | 0 | 0 | 0 | 0 | 0 | 0 | 0 | 0 | 0 | 0 | 0 | 0 | 0 | 0 | 0 | 0
234049-Lighting-LED Exit Sign New Sign | 0.13635 | 0.13546 | 0 | 1194.4575 | 19111.3206 | 0 | 0 | 0.094675 | 0 | 0.094675 | 0 | 0.10073 | 0 | 0.10073 | 0 | 5.2718 | 7.2526 | 5.2718 | 7.2526
234330-Premium T8 with T12 40 Watt Baseline - Tr1 | 0.28169 | 0.18164 | 0.29552 | 1422.4737 | 21337.1054 | 0 | 0 | 0.093473 | 0 | 0.093473 | 0 | 0.1126 | 0 | 0.1126 | 0 | 3.2535 | 6.0363 | 3.2535 | 6.0363
234330-Premium T8 with T12 40 Watt Baseline - Tr1 | 0.30516 | 0.19678 | 0.32014 | 1541.0132 | 23115.1975 | 0 | 0 | 0.093473 | 0 | 0.093473 | 0 | 0.1126 | 0 | 0.1126 | 0 | 3.2535 | 6.0363 | 3.2535 | 6.0363
234303-Lighting-Remove 4 Ft Lamp (De-Lamp) - Tr1 | 0 | 0 | 0.036966 | 192.3085 | 2884.628 | -3.5974 | -53.9617 | 0 | 1.8717 | 0 | 1.8717 | 0 | 2.0492 | 0 | 2.0492 | -1.5179 | -1.2253 | -1.5179 | -1.2253
234330-Premium T8 with T12 40 Watt Baseline - Tr1 | 1.0563 | 0.68115 | 1.1082 | 5334.2764 | 80014.1453 | 0 | 0 | 0.093473 | 0 | 0.093473 | 0 | 0.1126 | 0 | 0.1126 | 0 | 3.2535 | 6.0363 | 3.2535 | 6.0363
234303-Lighting-Remove 4 Ft Lamp (De-Lamp) - Tr1 | 0 | 0 | 0.40663 | 2115.3938 | 31730.9076 | -39.5719 | -593.5786 | 0 | 1.8717 | 0 | 1.8717 | 0 | 2.0492 | 0 | 2.0492 | -1.5179 | -1.2253 | -1.5179 | -1.2253
234285-Lighting-Occpncy Snsr-Hi-Bay integrated Snsr-Tr1 | 7.0799 | 4.5653 | 6.9343 | 35751.8426 | 286014.7405 | 0 | 0 | 0.1116 | 0 | 0.1116 | 0 | 0.11979 | 0 | 0.11979 | 0 | 8.1595 | 17.186 | 8.1595 | 17.186
234084-Refrigeration -Cooler/Freezer Door Gaskets - Solid Doors: Cooler | 0.84224 | 0.70436 | 0.72656 | 6356.64 | 25426.56 | 0 | 0 | 0.097885 | 0 | 0.097885 | 0 | 0.09318 | 0 | 0.09318 | 0 | 11.3668 | 7.5869 | 11.3668 | 7.5869
234309-Lighting-Screw in >27 Watt Lamp - Tr1 | 0.038701 | 0.024199 | 0.030963 | 200.1446 | 408.2949 | 0 | 0 | 0.097544 | 0 | 0.097544 | 0 | 0.096031 | 0 | 0.096031 | 0 | 6.1602 | 5.7039 | 6.1602 | 5.7039
234330-Premium T8 with T12 40 Watt Baseline - Tr1 | 0.61033 | 0.39355 | 0.64029 | 3082.0263 | 46230.3951 | 0 | 0 | 0.093473 | 0 | 0.093473 | 0 | 0.1126 | 0 | 0.1126 | 0 | 3.2535 | 6.0363 | 3.2535 | 6.0363
234303-Lighting-Remove 4 Ft Lamp (De-Lamp) - Tr1 | 0 | 0 | 0.14787 | 769.2341 | 11538.5118 | -14.3898 | -215.8468 | 0 | 1.8717 | 0 | 1.8717 | 0 | 2.0492 | 0 | 2.0492 | -1.5179 | -1.2253 | -1.5179 | -1.2253
234306-Lighting-Remove 8 Ft Lamp (De-Lamp) - Tr1 | 1.0465 | 0.64902 | 1.1987 | 5652.4005 | 84786.0069 | 0 | 0 | 0.121 | 0 | 0.121 | 0 | 0.12129 | 0 | 0.12129 | 0 | 11.9671 | 12.2885 | 11.9671 | 12.2885
234330-Premium T8 with T12 40 Watt Baseline - Tr1 | 1.1737 | 0.75684 | 1.2313 | 5926.9737 | 88904.6059 | 0 | 0 | 0.093473 | 0 | 0.093473 | 0 | 0.1126 | 0 | 0.1126 | 0 | 3.2535 | 6.0363 | 3.2535 | 6.0363
234306-Lighting-Remove 8 Ft Lamp (De-Lamp) - Tr1 | 2.3783 | 1.4751 | 2.7243 | 12846.3647 | 192695.4702 | 0 | 0 | 0.121 | 0 | 0.121 | 0 | 0.12129 | 0 | 0.12129 | 0 | 11.9671 | 12.2885 | 11.9671 | 12.2885
234085-Refrigeration -Strip Curtains for Walk-ins | 1.5107 | 1.0817 | 1.1459 | 10053.3 | 40213.2 | 0 | 0 | 0.099428 | 0 | 0.099428 | 0 | 0.10377 | 0 | 0.10377 | 0 | 12.941 | 27.0128 | 12.941 | 27.0128
234084-Refrigeration -Cooler/Freezer Door Gaskets - Solid Doors: Cooler | 2.1372 | 1.7873 | 1.8436 | 16129.974 | 64519.896 | 0 | 0 | 0.096099 | 0 | 0.096099 | 0 | 0.091352 | 0 | 0.091352 | 0 | 11.1631 | 7.432 | 11.1631 | 7.432
234068-Refrigeration - Food Service -Auto Closer for Main Freezer Doors | 0.25838 | 0.21608 | 0.19315 | 1950.0694 | 15600.5556 | -0.018681 | -0.14945 | 0.084673 | 0.88635 | 0.084673 | 0.88635 | 0.097091 | 0.88635 | 0.097091 | 0.88635 | 4.2775 | 8.2376 | 4.2775 | 8.2376
234330-Premium T8 with T12 40 Watt Baseline - Tr1 | 1.2207 | 0.78711 | 1.2806 | 6164.0527 | 92460.7901 | 0 | 0 | 0.093473 | 0 | 0.093473 | 0 | 0.1126 | 0 | 0.1126 | 0 | 3.2535 | 6.0363 | 3.2535 | 6.0363
234306-Lighting-Remove 8 Ft Lamp (De-Lamp) - Tr1 | 2.4734 | 1.5341 | 2.8333 | 13360.2193 | 200403.289 | 0 | 0 | 0.121 | 0 | 0.121 | 0 | 0.12129 | 0 | 0.12129 | 0 | 11.9671 | 12.2885 | 11.9671 | 12.2885
234286-Lighting-Occpncy Snsr-Hi-Bay integrated Snsr-Tr2 | 4.9889 | 3.217 | 7.9317 | 25192.8759 | 201543.0075 | 0 | 0 | 0.10115 | 0 | 0.10115 | 0 | 0.11483 | 0 | 0.11483 | 0 | 4.8852 | 10.2937 | 4.8852 | 10.2937
234312-Lighting-Screw in 14-26 Watt Lamp - Tr1 | 0 | 0 | 1.0849 | 5402.5404 | 13344.2748 | -72.9645 | -180.2224 | 0 | 2.7433 | 0 | 2.7433 | 0 | 2.9189 | 0 | 2.9189 | -0.4263 | -0.39063 | -0.4263 | -0.39063
234330-Premium T8 with T12 40 Watt Baseline - Tr1 | 0 | 0 | 0 | 0 | 0 | 0 | 0 | 0 | 0 | 0 | 0 | 0 | 0 | 0 | 0 | 0 | 0 | 0 | 0
234303-Lighting-Remove 4 Ft Lamp (De-Lamp) - Tr1 | 0 | 0 | 0 | 0 | 0 | 0 | 0 | 0 | 0 | 0 | 0 | 0 | 0 | 0 | 0 | 0 | 0 | 0 | 0
234330-Premium T8 with T12 40 Watt Baseline - Tr1 | 0.14084 | 0.09082 | 0.14776 | 711.2368 | 10668.5527 | 0 | 0 | 0.091878 | 0 | 0.091878 | 0 | 0.111 | 0 | 0.111 | 0 | 3.215 | 5.965 | 3.215 | 5.965
234303-Lighting-Remove 4 Ft Lamp (De-Lamp) - Tr1 | 0 | 0 | 0.2218 | 1153.8512 | 17307.7678 | -21.5847 | -323.7702 | 0 | 1.8697 | 0 | 1.8697 | 0 | 2.0472 | 0 | 2.0472 | -1.5153 | -1.2232 | -1.5153 | -1.2232
234330-Premium T8 with T12 40 Watt Baseline - Tr1 | 12.453 | 8.03 | 13.0643 | 62885.1912 | 943277.8685 | 0 | 0 | 0.093473 | 0 | 0.093473 | 0 | 0.1126 | 0 | 0.1126 | 0 | 3.2535 | 6.0363 | 3.2535 | 6.0363
234303-Lighting-Remove 4 Ft Lamp (De-Lamp) - Tr1 | 0 | 0 | 4.2696 | 22211.6353 | 333174.5294 | -415.505 | -6232.5756 | 0 | 1.8717 | 0 | 1.8717 | 0 | 2.0492 | 0 | 2.0492 | -1.5179 | -1.2253 | -1.5179 | -1.2253
234295-Lighting-Occupancy Sensor-Wallbox Lghtng Snsr-Tr2 | 1.3156 | 0.84835 | 5.4755 | 6643.6297 | 53149.0378 | 0 | 0 | 0.089006 | 0 | 0.089006 | 0 | 0.098268 | 0 | 0.098268 | 0 | 3.4391 | 4.6089 | 3.4391 | 4.6089
234085-Refrigeration -Strip Curtains for Walk-ins | 0.64284 | 0.46029 | 0.4876 | 4278 | 17112 | 0 | 0 | 0.099454 | 0 | 0.099454 | 0 | 0.10381 | 0 | 0.10381 | 0 | 12.9812 | 27.3404 | 12.9812 | 27.3404
234084-Refrigeration -Cooler/Freezer Door Gaskets - Solid Doors: Cooler | 1.0107 | 0.84523 | 0.87187 | 7627.968 | 30511.872 | 0 | 0 | 0.096092 | 0 | 0.096092 | 0 | 0.091324 | 0 | 0.091324 | 0 | 11.1553 | 7.4176 | 11.1553 | 7.4176
234330-Premium T8 with T12 40 Watt Baseline - Tr1 | 0.32864 | 0.21191 | 0.34477 | 1659.5526 | 24893.2896 | 0 | 0 | 0.093473 | 0 | 0.093473 | 0 | 0.1126 | 0 | 0.1126 | 0 | 3.2535 | 6.0363 | 3.2535 | 6.0363
234303-Lighting-Remove 4 Ft Lamp (De-Lamp) - Tr1 | 0 | 0 | 0.51753 | 2692.3194 | 40384.7914 | -50.3642 | -755.4637 | 0 | 1.8717 | 0 | 1.8717 | 0 | 2.0492 | 0 | 2.0492 | -1.5179 | -1.2253 | -1.5179 | -1.2253
234312-Lighting-Screw in 14-26 Watt Lamp - Tr1 | 0 | 0 | 0.063818 | 317.7965 | 784.9573 | -4.292 | -10.6013 | 0 | 2.7433 | 0 | 2.7433 | 0 | 2.9189 | 0 | 2.9189 | -0.4263 | -0.39063 | -0.4263 | -0.39063
234330-Premium T8 with T12 40 Watt Baseline - Tr1 | 1.0329 | 0.66602 | 1.0836 | 5215.7369 | 78236.0532 | 0 | 0 | 0.093473 | 0 | 0.093473 | 0 | 0.1126 | 0 | 0.1126 | 0 | 3.2535 | 6.0363 | 3.2535 | 6.0363
234303-Lighting-Remove 4 Ft Lamp (De-Lamp) - Tr1 | 0 | 0 | 0.073933 | 384.6171 | 5769.2559 | -7.1949 | -107.9234 | 0 | 1.8717 | 0 | 1.8717 | 0 | 2.0492 | 0 | 2.0492 | -1.5179 | -1.2253 | -1.5179 | -1.2253
234360-Lighting-IntrHiByLnrFlscntFxtr244wrplc400w(TrI)Tr1 | 0 | 0 | 0.68143 | 0 | 0 | -21.639 | -324.5854 | 0 | 6.1863 | 0 | 6.1863 | 0 | 4.1901 | 0 | 4.1901 | -0.22308 | -0.36852 | -0.22308 | -0.36852
234285-Lighting-Occpncy Snsr-Hi-Bay integrated Snsr-Tr1 | 1.6658 | 1.0742 | 1.6316 | 8412.1983 | 67297.586 | 0 | 0 | 0.1116 | 0 | 0.1116 | 0 | 0.11979 | 0 | 0.11979 | 0 | 8.1595 | 17.186 | 8.1595 | 17.186
234312-Lighting-Screw in 14-26 Watt Lamp - Tr1 | 0 | 0 | 0.021273 | 105.9322 | 261.6524 | -1.4307 | -3.5338 | 0 | 2.7433 | 0 | 2.7433 | 0 | 2.9189 | 0 | 2.9189 | -0.4263 | -0.39063 | -0.4263 | -0.39063
234330-Premium T8 with T12 40 Watt Baseline - Tr1 | 0.56338 | 0.36328 | 0.59103 | 2844.9474 | 42674.2108 | 0 | 0 | 0.093473 | 0 | 0.093473 | 0 | 0.1126 | 0 | 0.1126 | 0 | 3.2535 | 6.0363 | 3.2535 | 6.0363
234303-Lighting-Remove 4 Ft Lamp (De-Lamp) - Tr1 | 0 | 0 | 0.2218 | 1153.8512 | 17307.7678 | -21.5847 | -323.7702 | 0 | 1.8717 | 0 | 1.8717 | 0 | 2.0492 | 0 | 2.0492 | -1.5179 | -1.2253 | -1.5179 | -1.2253
234085-Refrigeration -Strip Curtains for Walk-ins | 0.61069 | 0.43728 | 0.46322 | 4064.1 | 16256.4 | 0 | 0 | 0.099404 | 0 | 0.099404 | 0 | 0.10372 | 0 | 0.10372 | 0 | 12.9046 | 26.7216 | 12.9046 | 26.7216
234085-Refrigeration -Strip Curtains for Walk-ins | 0.67498 | 0.48331 | 0.51198 | 4491.9 | 17967.6 | 0 | 0 | 0.10117 | 0 | 0.10117 | 0 | 0.10545 | 0 | 0.10545 | 0 | 13.0497 | 26.6089 | 13.0497 | 26.6089
234084-Refrigeration -Cooler/Freezer Door Gaskets - Solid Doors: Cooler | 0.20003 | 0.16729 | 0.17256 | 1509.702 | 6038.808 | 0 | 0 | 0.097826 | 0 | 0.097826 | 0 | 0.092935 | 0 | 0.092935 | 0 | 11.2963 | 7.4574 | 11.2963 | 7.4574
234286-Lighting-Occpncy Snsr-Hi-Bay integrated Snsr-Tr2 | 10.7261 | 6.9165 | 17.0532 | 54164.6833 | 433317.466 | 0 | 0 | 0.09966 | 0 | 0.09966 | 0 | 0.11438 | 0 | 0.11438 | 0 | 4.8571 | 11.2854 | 4.8571 | 11.2854
234361-Lighting-IntrHiByLnrFlscntFxtr244wrplc400w(TrI)Tr2 | 4.5259 | 2.9184 | 7.2042 | 22854.7592 | 342821.3878 | 0 | 0 | 0.076922 | 0 | 0.076922 | 0 | 0.11232 | 0 | 0.11232 | 0 | 2.363 | 6.3397 | 2.363 | 6.3397
234084-Refrigeration -Cooler/Freezer Door Gaskets - Solid Doors: Cooler | 0.43165 | 0.36099 | 0.37236 | 3257.778 | 13031.112 | 0 | 0 | 0.097885 | 0 | 0.097885 | 0 | 0.09318 | 0 | 0.09318 | 0 | 11.3668 | 7.5869 | 11.3668 | 7.5869
234330-Premium T8 with T12 40 Watt Baseline - Tr1 | 1.4554 | 0.93848 | 1.5268 | 7349.4474 | 110241.7113 | 0 | 0 | 0.093473 | 0 | 0.093473 | 0 | 0.1126 | 0 | 0.1126 | 0 | 3.2535 | 6.0363 | 3.2535 | 6.0363
234303-Lighting-Remove 4 Ft Lamp (De-Lamp) - Tr1 | 0 | 0 | 1.2753 | 6634.6443 | 99519.6646 | -124.1119 | -1861.6784 | 0 | 1.8717 | 0 | 1.8717 | 0 | 2.0492 | 0 | 2.0492 | -1.5179 | -1.2253 | -1.5179 | -1.2253
234330-Premium T8 with T12 40 Watt Baseline - Tr1 | 0.75117 | 0.48438 | 0.78804 | 3793.2632 | 56898.9478 | 0 | 0 | 0.093473 | 0 | 0.093473 | 0 | 0.1126 | 0 | 0.1126 | 0 | 3.2535 | 6.0363 | 3.2535 | 6.0363
234084-Refrigeration -Cooler/Freezer Door Gaskets - Solid Doors: Cooler | 0.937 | 0.7836 | 0.8083 | 7071.762 | 28287.048 | 0 | 0 | 0.093628 | 0 | 0.093628 | 0 | 0.088924 | 0 | 0.088924 | 0 | 10.916 | 7.286 | 10.916 | 7.286
234331-Premium T8 with T12 40 Watt Baseline - Tr2 | 0.2203 | 0.14206 | 0.32827 | 1112.4924 | 16687.3858 | 0 | 0 | 0.077055 | 0 | 0.077055 | 0 | 0.11083 | 0 | 0.11083 | 0 | 2.3309 | 5.5951 | 2.3309 | 5.5951
234304-Lighting-Remove 4 Ft Lamp (De-Lamp) - Tr2 | 0 | 0 | 0.31421 | 1634.6225 | 24519.3377 | -30.5783 | -458.6744 | 0 | 0.69035 | 0 | 0.69035 | 0 | 0.69063 | 0 | 0.69063 | 0 | 0 | 0 | 0
234330-Premium T8 with T12 40 Watt Baseline - Tr1 | 0.11737 | 0.075684 | 0.12313 | 592.6974 | 8890.4606 | 0 | 0 | 0.093473 | 0 | 0.093473 | 0 | 0.1126 | 0 | 0.1126 | 0 | 3.2535 | 6.0363 | 3.2535 | 6.0363
234303-Lighting-Remove 4 Ft Lamp (De-Lamp) - Tr1 | 0 | 0 | 0.14787 | 769.2341 | 11538.5118 | -14.3898 | -215.8468 | 0 | 1.8717 | 0 | 1.8717 | 0 | 2.0492 | 0 | 2.0492 | -1.5179 | -1.2253 | -1.5179 | -1.2253
234330-Premium T8 with T12 40 Watt Baseline - Tr1 | 0.68075 | 0.43897 | 0.71416 | 3437.6448 | 51564.6714 | 0 | 0 | 0.093473 | 0 | 0.093473 | 0 | 0.1126 | 0 | 0.1126 | 0 | 3.2535 | 6.0363 | 3.2535 | 6.0363
234083-Refrigeration -Cooler/Freezer Door Gaskets - Glass Doors | 2.7057 | 2.2628 | 2.3341 | 20420.706 | 81682.824 | 0 | 0 | 0.097884 | 0 | 0.097884 | 0 | 0.09318 | 0 | 0.09318 | 0 | 11.3662 | 7.5869 | 11.3662 | 7.5869
234312-Lighting-Screw in 14-26 Watt Lamp - Tr1 | 0 | 0 | 0.063818 | 317.7965 | 784.9573 | -4.292 | -10.6013 | 0 | 2.7433 | 0 | 2.7433 | 0 | 2.9189 | 0 | 2.9189 | -0.4263 | -0.39063 | -0.4263 | -0.39063
234330-Premium T8 with T12 40 Watt Baseline - Tr1 | 0.46948 | 0.30273 | 0.49253 | 2370.7895 | 35561.8424 | 0 | 0 | 0.093473 | 0 | 0.093473 | 0 | 0.1126 | 0 | 0.1126 | 0 | 3.2535 | 6.0363 | 3.2535 | 6.0363
234303-Lighting-Remove 4 Ft Lamp (De-Lamp) - Tr1 | 0 | 0 | 0.14787 | 769.2341 | 11538.5118 | -14.3898 | -215.8468 | 0 | 1.8717 | 0 | 1.8717 | 0 | 2.0492 | 0 | 2.0492 | -1.5179 | -1.2253 | -1.5179 | -1.2253
234330-Premium T8 with T12 40 Watt Baseline - Tr1 | 0.11737 | 0.075684 | 0.12313 | 592.6974 | 8890.4606 | 0 | 0 | 0.093473 | 0 | 0.093473 | 0 | 0.1126 | 0 | 0.1126 | 0 | 3.2535 | 6.0363 | 3.2535 | 6.0363
234360-Lighting-IntrHiByLnrFlscntFxtr244wrplc400w(TrI)Tr1 | 0 | 0 | 1.7036 | 0 | 0 | -54.0976 | -811.4634 | 0 | 6.1863 | 0 | 6.1863 | 0 | 4.1901 | 0 | 4.1901 | -0.22308 | -0.36852 | -0.22308 | -0.36852
234285-Lighting-Occpncy Snsr-Hi-Bay integrated Snsr-Tr1 | 4.1646 | 2.6855 | 4.079 | 21030.4956 | 168243.965 | 0 | 0 | 0.1116 | 0 | 0.1116 | 0 | 0.11979 | 0 | 0.11979 | 0 | 8.1595 | 17.186 | 8.1595 | 17.186
234330-Premium T8 with T12 40 Watt Baseline - Tr1 | 6.3145 | 4.0718 | 6.6245 | 31887.1186 | 478306.7797 | 0 | 0 | 0.093964 | 0 | 0.093964 | 0 | 0.11483 | 0 | 0.11483 | 0 | 3.2925 | 6.707 | 3.2925 | 6.707
234303-Lighting-Remove 4 Ft Lamp (De-Lamp) - Tr1 | 0 | 0 | 4.6947 | 24423.1834 | 366347.7509 | -456.8757 | -6853.1351 | 0 | 1.8505 | 0 | 1.8505 | 0 | 1.9571 | 0 | 1.9571 | -1.5624 | -1.3615 | -1.5624 | -1.3615
234306-Lighting-Remove 8 Ft Lamp (De-Lamp) - Tr1 | 0.71349 | 0.44252 | 0.8173 | 3853.9094 | 57808.6411 | 0 | 0 | 0.12125 | 0 | 0.12125 | 0 | 0.12236 | 0 | 0.12236 | 0 | 12.2413 | 13.6539 | 12.2413 | 13.6539
234330-Premium T8 with T12 40 Watt Baseline - Tr1 | 0.28169 | 0.18164 | 0.29552 | 1422.4737 | 21337.1054 | 0 | 0 | 0.093473 | 0 | 0.093473 | 0 | 0.1126 | 0 | 0.1126 | 0 | 3.2535 | 6.0363 | 3.2535 | 6.0363
234360-Lighting-IntrHiByLnrFlscntFxtr244wrplc400w(TrI)Tr1 | 0 | 0 | 0.51107 | 0 | 0 | -16.2293 | -243.439 | 0 | 6.1863 | 0 | 6.1863 | 0 | 4.1901 | 0 | 4.1901 | -0.22308 | -0.36852 | -0.22308 | -0.36852
234285-Lighting-Occpncy Snsr-Hi-Bay integrated Snsr-Tr1 | 1.2494 | 0.80564 | 1.2237 | 6309.1487 | 50473.1895 | 0 | 0 | 0.1116 | 0 | 0.1116 | 0 | 0.11979 | 0 | 0.11979 | 0 | 8.1595 | 17.186 | 8.1595 | 17.186
234330-Premium T8 with T12 40 Watt Baseline - Tr1 | 0.32864 | 0.21191 | 0.34477 | 1659.5526 | 24893.2896 | 0 | 0 | 0.093473 | 0 | 0.093473 | 0 | 0.1126 | 0 | 0.1126 | 0 | 3.2535 | 6.0363 | 3.2535 | 6.0363
234303-Lighting-Remove 4 Ft Lamp (De-Lamp) - Tr1 | 0 | 0 | 0.51753 | 2692.3194 | 40384.7914 | -50.3642 | -755.4637 | 0 | 1.8717 | 0 | 1.8717 | 0 | 2.0492 | 0 | 2.0492 | -1.5179 | -1.2253 | -1.5179 | -1.2253
234330-Premium T8 with T12 40 Watt Baseline - Tr1 | 0.46948 | 0.30273 | 0.49253 | 2370.7895 | 35561.8424 | 0 | 0 | 0.091878 | 0 | 0.091878 | 0 | 0.111 | 0 | 0.111 | 0 | 3.215 | 5.965 | 3.215 | 5.965
234303-Lighting-Remove 4 Ft Lamp (De-Lamp) - Tr1 | 0 | 0 | 0.073933 | 384.6171 | 5769.2559 | -7.1949 | -107.9234 | 0 | 1.8697 | 0 | 1.8697 | 0 | 2.0472 | 0 | 2.0472 | -1.5153 | -1.2232 | -1.5153 | -1.2232
234312-Lighting-Screw in 14-26 Watt Lamp - Tr1 | 0 | 0 | 0.17018 | 847.4573 | 2093.2196 | -11.4454 | -28.2702 | 0 | 2.7433 | 0 | 2.7433 | 0 | 2.9189 | 0 | 2.9189 | -0.4263 | -0.39063 | -0.4263 | -0.39063
234330-Premium T8 with T12 40 Watt Baseline - Tr1 | 0.5399 | 0.34814 | 0.56641 | 2726.4079 | 40896.1187 | 0 | 0 | 0.093473 | 0 | 0.093473 | 0 | 0.1126 | 0 | 0.1126 | 0 | 3.2535 | 6.0363 | 3.2535 | 6.0363
234303-Lighting-Remove 4 Ft Lamp (De-Lamp) - Tr1 | 0 | 0 | 0.14787 | 769.2341 | 11538.5118 | -14.3898 | -215.8468 | 0 | 1.8717 | 0 | 1.8717 | 0 | 2.0492 | 0 | 2.0492 | -1.5179 | -1.2253 | -1.5179 | -1.2253
234312-Lighting-Screw in 14-26 Watt Lamp - Tr1 | 0 | 0 | 0.21273 | 1059.3216 | 2616.5245 | -14.3068 | -35.3377 | 0 | 2.7417 | 0 | 2.7417 | 0 | 2.9173 | 0 | 2.9173 | -0.42547 | -0.38987 | -0.42547 | -0.38987
234330-Premium T8 with T12 40 Watt Baseline - Tr1 | 0.35211 | 0.22705 | 0.3694 | 1778.0921 | 26671.3818 | 0 | 0 | 0.091878 | 0 | 0.091878 | 0 | 0.111 | 0 | 0.111 | 0 | 3.215 | 5.965 | 3.215 | 5.965
234303-Lighting-Remove 4 Ft Lamp (De-Lamp) - Tr1 | 0 | 0 | 0.1109 | 576.9256 | 8653.8839 | -10.7923 | -161.8851 | 0 | 1.8697 | 0 | 1.8697 | 0 | 2.0472 | 0 | 2.0472 | -1.5153 | -1.2232 | -1.5153 | -1.2232
234285-Lighting-Occpncy Snsr-Hi-Bay integrated Snsr-Tr1 | 2.4988 | 1.6113 | 2.4474 | 12618.2974 | 100946.379 | 0 | 0 | 0.10991 | 0 | 0.10991 | 0 | 0.1181 | 0 | 0.1181 | 0 | 8.051 | 16.9575 | 8.051 | 16.9575
234126-Refrigeration - Efficient Evap Fan Motor Electronically Commutated Motor (ECM) | 0.043172 | 0.036105 | 0.044366 | 325.8332 | 4887.498 | -0.32279 | -4.8419 | 0.050018 | 0.96773 | 0.050018 | 0.96773 | -0.085874 | 0.96773 | -0.085874 | 0.96773 | 1.7274 | 0.57296 | 1.7274 | 0.57296
234330-Premium T8 with T12 40 Watt Baseline - Tr1 | 0.11737 | 0.075684 | 0.12313 | 592.6974 | 8890.4606 | 0 | 0 | 0.091878 | 0 | 0.091878 | 0 | 0.111 | 0 | 0.111 | 0 | 3.215 | 5.965 | 3.215 | 5.965
234360-Lighting-IntrHiByLnrFlscntFxtr244wrplc400w(TrI)Tr1 | 0 | 0 | 1.7036 | 0 | 0 | -54.0976 | -811.4634 | 0 | 6.1844 | 0 | 6.1844 | 0 | 4.1881 | 0 | 4.1881 | -0.22269 | -0.36788 | -0.22269 | -0.36788
234285-Lighting-Occpncy Snsr-Hi-Bay integrated Snsr-Tr1 | 4.1646 | 2.6855 | 4.079 | 21030.4956 | 168243.965 | 0 | 0 | 0.10991 | 0 | 0.10991 | 0 | 0.1181 | 0 | 0.1181 | 0 | 8.051 | 16.9575 | 8.051 | 16.9575
234332-Premium T8 with T12 40 Watt Baseline - Tr3 | 0.024786 | 0.015983 | 0.046863 | 125.1663 | 1877.4952 | 0 | 0 | 0.094949 | 0 | 0.094949 | 0 | 0.11201 | 0 | 0.11201 | 0 | 3.3735 | 5.8835 | 3.3735 | 5.8835
234362-Lighting-IntrHiByLnrFlscntFxtr244wrplc400w(TrI)Tr3 | 0.33301 | 0.21473 | 0.73152 | 1681.641 | 25224.6155 | 0 | 0 | 0.048182 | 0 | 0.048182 | 0 | 0.10885 | 0 | 0.10885 | 0 | 1.5553 | 5.1703 | 1.5553 | 5.1703
234287-Lighting-Occpncy Snsr-Hi-Bay integrated Snsr-Tr3 | 1.3815 | 0.89082 | 1.6511 | 6976.2 | 55809.6 | 0 | 0 | 0.1037 | 0 | 0.1037 | 0 | 0.11603 | 0 | 0.11603 | 0 | 5.4153 | 11.4018 | 5.4153 | 11.4018
234361-Lighting-IntrHiByLnrFlscntFxtr244wrplc400w(TrI)Tr2 | 0.52626 | 0.33935 | 0.8377 | 2657.5301 | 39862.9521 | 0 | 0 | 0.078003 | 0 | 0.078003 | 0 | 0.11158 | 0 | 0.11158 | 0 | 2.3697 | 5.774 | 2.3697 | 5.774
234286-Lighting-Occpncy Snsr-Hi-Bay integrated Snsr-Tr2 | 1.2472 | 0.80424 | 1.9829 | 6298.219 | 50385.7519 | 0 | 0 | 0.10115 | 0 | 0.10115 | 0 | 0.11483 | 0 | 0.11483 | 0 | 4.8852 | 10.2937 | 4.8852 | 10.2937
234285-Lighting-Occpncy Snsr-Hi-Bay integrated Snsr-Tr1 | 5.8305 | 3.7596 | 5.7106 | 29442.6939 | 235541.551 | 0 | 0 | 0.1116 | 0 | 0.1116 | 0 | 0.11979 | 0 | 0.11979 | 0 | 8.1595 | 17.186 | 8.1595 | 17.186
234360-Lighting-IntrHiByLnrFlscntFxtr244wrplc400w(TrI)Tr1 | 0 | 0 | 1.0221 | 0 | 0 | -32.4585 | -486.878 | 0 | 6.1863 | 0 | 6.1863 | 0 | 4.1901 | 0 | 4.1901 | -0.22308 | -0.36852 | -0.22308 | -0.36852
234330-Premium T8 with T12 40 Watt Baseline - Tr1 | 0.89202 | 0.5752 | 0.9358 | 4504.5 | 67567.5005 | 0 | 0 | 0.093473 | 0 | 0.093473 | 0 | 0.1126 | 0 | 0.1126 | 0 | 3.2535 | 6.0363 | 3.2535 | 6.0363
234285-Lighting-Occpncy Snsr-Hi-Bay integrated Snsr-Tr1 | 4.5811 | 2.954 | 4.4869 | 23133.5452 | 185068.3615 | 0 | 0 | 0.1116 | 0 | 0.1116 | 0 | 0.11979 | 0 | 0.11979 | 0 | 8.1595 | 17.186 | 8.1595 | 17.186
234285-Lighting-Occpncy Snsr-Hi-Bay integrated Snsr-Tr1 | 7.9128 | 5.1024 | 7.7501 | 39957.9417 | 319663.5335 | 0 | 0 | 0.10991 | 0 | 0.10991 | 0 | 0.1181 | 0 | 0.1181 | 0 | 8.051 | 16.9575 | 8.051 | 16.9575
234286-Lighting-Occpncy Snsr-Hi-Bay integrated Snsr-Tr2 | 5.9867 | 3.8604 | 9.5181 | 30231.4511 | 241851.6089 | 0 | 0 | 0.099462 | 0 | 0.099462 | 0 | 0.11314 | 0 | 0.11314 | 0 | 4.8202 | 10.1569 | 4.8202 | 10.1569
234285-Lighting-Occpncy Snsr-Hi-Bay integrated Snsr-Tr1 | 6.2469 | 4.0282 | 6.1185 | 31545.7434 | 252365.9475 | 0 | 0 | 0.1116 | 0 | 0.1116 | 0 | 0.11979 | 0 | 0.11979 | 0 | 8.1595 | 17.186 | 8.1595 | 17.186
234330-Premium T8 with T12 40 Watt Baseline - Tr1 | 0.93896 | 0.60547 | 0.98505 | 4741.579 | 71123.6847 | 0 | 0 | 0.093473 | 0 | 0.093473 | 0 | 0.1126 | 0 | 0.1126 | 0 | 3.2535 | 6.0363 | 3.2535 | 6.0363
234285-Lighting-Occpncy Snsr-Hi-Bay integrated Snsr-Tr1 | 4.9975 | 3.2226 | 4.8948 | 25236.5948 | 201892.758 | 0 | 0 | 0.10991 | 0 | 0.10991 | 0 | 0.1181 | 0 | 0.1181 | 0 | 8.051 | 16.9575 | 8.051 | 16.9575
234330-Premium T8 with T12 40 Watt Baseline - Tr1 | 0.093896 | 0.060547 | 0.098505 | 474.1579 | 7112.3685 | 0 | 0 | 0.091878 | 0 | 0.091878 | 0 | 0.111 | 0 | 0.111 | 0 | 3.215 | 5.965 | 3.215 | 5.965
234285-Lighting-Occpncy Snsr-Hi-Bay integrated Snsr-Tr1 | 7.0799 | 4.5653 | 6.9343 | 35751.8426 | 286014.7405 | 0 | 0 | 0.10991 | 0 | 0.10991 | 0 | 0.1181 | 0 | 0.1181 | 0 | 8.051 | 16.9575 | 8.051 | 16.9575
234330-Premium T8 with T12 40 Watt Baseline - Tr1 | 0.51643 | 0.33301 | 0.54178 | 2607.8684 | 39118.0266 | 0 | 0 | 0.091878 | 0 | 0.091878 | 0 | 0.111 | 0 | 0.111 | 0 | 3.215 | 5.965 | 3.215 | 5.965
234285-Lighting-Occpncy Snsr-Hi-Bay integrated Snsr-Tr1 | 4.5811 | 2.954 | 4.4869 | 23133.5452 | 185068.3615 | 0 | 0 | 0.10991 | 0 | 0.10991 | 0 | 0.1181 | 0 | 0.1181 | 0 | 8.051 | 16.9575 | 8.051 | 16.9575
234285-Lighting-Occpncy Snsr-Hi-Bay integrated Snsr-Tr1 | 11.6609 | 7.5193 | 11.4212 | 58885.3878 | 471083.102 | 0 | 0 | 0.10991 | 0 | 0.10991 | 0 | 0.1181 | 0 | 0.1181 | 0 | 8.051 | 16.9575 | 8.051 | 16.9575
234303-Lighting-Remove 4 Ft Lamp (De-Lamp) - Tr1 | 0 | 0 | 0.14787 | 769.2341 | 11538.5118 | -14.3898 | -215.8468 | 0 | 1.8697 | 0 | 1.8697 | 0 | 2.0472 | 0 | 2.0472 | -1.5153 | -1.2232 | -1.5153 | -1.2232
234360-Lighting-IntrHiByLnrFlscntFxtr244wrplc400w(TrI)Tr1 | 0 | 0 | 0.34072 | 0 | 0 | -10.8195 | -162.2927 | 0 | 6.1844 | 0 | 6.1844 | 0 | 4.1881 | 0 | 4.1881 | -0.22269 | -0.36788 | -0.22269 | -0.36788
234285-Lighting-Occpncy Snsr-Hi-Bay integrated Snsr-Tr1 | 0.83292 | 0.53709 | 0.8158 | 4206.0991 | 33648.793 | 0 | 0 | 0.10991 | 0 | 0.10991 | 0 | 0.1181 | 0 | 0.1181 | 0 | 8.051 | 16.9575 | 8.051 | 16.9575
234287-Lighting-Occpncy Snsr-Hi-Bay integrated Snsr-Tr3 | 2.2104 | 1.4253 | 2.6418 | 11161.92 | 89295.36 | 0 | 0 | 0.1037 | 0 | 0.1037 | 0 | 0.11603 | 0 | 0.11603 | 0 | 5.4153 | 11.4018 | 5.4153 | 11.4018
234286-Lighting-Occpncy Snsr-Hi-Bay integrated Snsr-Tr2 | 5.4878 | 3.5387 | 8.7249 | 27712.1635 | 221697.3082 | 0 | 0 | 0.10115 | 0 | 0.10115 | 0 | 0.11483 | 0 | 0.11483 | 0 | 4.8852 | 10.2937 | 4.8852 | 10.2937
234084-Refrigeration -Cooler/Freezer Door Gaskets - Solid Doors: Cooler | 1.3055 | 1.0918 | 1.1262 | 9852.792 | 39411.168 | 0 | 0 | 0.097885 | 0 | 0.097885 | 0 | 0.09318 | 0 | 0.09318 | 0 | 11.3668 | 7.5869 | 11.3668 | 7.5869
234330-Premium T8 with T12 40 Watt Baseline - Tr1 | 0.35211 | 0.22705 | 0.3694 | 1778.0921 | 26671.3818 | 0 | 0 | 0.091878 | 0 | 0.091878 | 0 | 0.111 | 0 | 0.111 | 0 | 3.215 | 5.965 | 3.215 | 5.965
234303-Lighting-Remove 4 Ft Lamp (De-Lamp) - Tr1 | 0 | 0 | 0.18483 | 961.5427 | 14423.1398 | -17.9872 | -269.8085 | 0 | 1.8697 | 0 | 1.8697 | 0 | 2.0472 | 0 | 2.0472 | -1.5153 | -1.2232 | -1.5153 | -1.2232
234285-Lighting-Occpncy Snsr-Hi-Bay integrated Snsr-Tr1 | 0.83292 | 0.53709 | 0.8158 | 4206.0991 | 33648.793 | 0 | 0 | 0.10991 | 0 | 0.10991 | 0 | 0.1181 | 0 | 0.1181 | 0 | 8.051 | 16.9575 | 8.051 | 16.9575
234084-Refrigeration -Cooler/Freezer Door Gaskets - Solid Doors: Cooler | 1.895 | 1.5848 | 1.6348 | 14302.44 | 57209.76 | 0 | 0 | 0.097885 | 0 | 0.097885 | 0 | 0.09318 | 0 | 0.09318 | 0 | 11.3668 | 7.5869 | 11.3668 | 7.5869
234330-Premium T8 with T12 40 Watt Baseline - Tr1 | 0.32864 | 0.21191 | 0.34477 | 1659.5526 | 24893.2896 | 0 | 0 | 0.093473 | 0 | 0.093473 | 0 | 0.1126 | 0 | 0.1126 | 0 | 3.2535 | 6.0363 | 3.2535 | 6.0363
234207-Lighting-8 Ft T-8 with Elec Ballast-Tr1 | 0.025766 | 0.016614 | 0.028072 | 130.1114 | 1951.6716 | 0 | 0 | 0.034036 | 0 | 0.034036 | 0 | 0.067057 | 0 | 0.067057 | 0 | 1.3373 | 1.9877 | 1.3373 | 1.9877
234306-Lighting-Remove 8 Ft Lamp (De-Lamp) - Tr1 | 0.19026 | 0.118 | 0.21795 | 1027.7092 | 15415.6376 | 0 | 0 | 0.121 | 0 | 0.121 | 0 | 0.12129 | 0 | 0.12129 | 0 | 11.9671 | 12.2885 | 11.9671 | 12.2885
234285-Lighting-Occpncy Snsr-Hi-Bay integrated Snsr-Tr1 | 3.7482 | 2.4169 | 3.6711 | 18927.4461 | 151419.5685 | 0 | 0 | 0.1116 | 0 | 0.1116 | 0 | 0.11979 | 0 | 0.11979 | 0 | 8.1595 | 17.186 | 8.1595 | 17.186
234084-Refrigeration -Cooler/Freezer Door Gaskets - Solid Doors: Cooler | 0.35795 | 0.29935 | 0.30879 | 2701.572 | 10806.288 | 0 | 0 | 0.097885 | 0 | 0.097885 | 0 | 0.09318 | 0 | 0.09318 | 0 | 11.3668 | 7.5869 | 11.3668 | 7.5869
234330-Premium T8 with T12 40 Watt Baseline - Tr1 | 0.37559 | 0.24219 | 0.39402 | 1896.6316 | 28449.4739 | 0 | 0 | 0.091878 | 0 | 0.091878 | 0 | 0.111 | 0 | 0.111 | 0 | 3.215 | 5.965 | 3.215 | 5.965
234303-Lighting-Remove 4 Ft Lamp (De-Lamp) - Tr1 | 0 | 0 | 0.14787 | 769.2341 | 11538.5118 | -14.3898 | -215.8468 | 0 | 1.8697 | 0 | 1.8697 | 0 | 2.0472 | 0 | 2.0472 | -1.5153 | -1.2232 | -1.5153 | -1.2232
234330-Premium T8 with T12 40 Watt Baseline - Tr1 | 0.65728 | 0.42383 | 0.68954 | 3319.1053 | 49786.5793 | 0 | 0 | 0.093473 | 0 | 0.093473 | 0 | 0.1126 | 0 | 0.1126 | 0 | 3.2535 | 6.0363 | 3.2535 | 6.0363
234303-Lighting-Remove 4 Ft Lamp (De-Lamp) - Tr1 | 0 | 0 | 0.64691 | 3365.3993 | 50480.9893 | -62.9553 | -944.3296 | 0 | 1.8717 | 0 | 1.8717 | 0 | 2.0492 | 0 | 2.0492 | -1.5179 | -1.2253 | -1.5179 | -1.2253
234084-Refrigeration -Cooler/Freezer Door Gaskets - Solid Doors: Cooler | 2.1056 | 1.7609 | 1.8164 | 15891.6 | 63566.4 | 0 | 0 | 0.097885 | 0 | 0.097885 | 0 | 0.09318 | 0 | 0.09318 | 0 | 11.3668 | 7.5869 | 11.3668 | 7.5869
234330-Premium T8 with T12 40 Watt Baseline - Tr1 | 0.58685 | 0.37842 | 0.61566 | 2963.4869 | 44452.3029 | 0 | 0 | 0.093473 | 0 | 0.093473 | 0 | 0.1126 | 0 | 0.1126 | 0 | 3.2535 | 6.0363 | 3.2535 | 6.0363
234207-Lighting-8 Ft T-8 with Elec Ballast-Tr1 | 0.025766 | 0.016614 | 0.028072 | 130.1114 | 1951.6716 | 0 | 0 | 0.034036 | 0 | 0.034036 | 0 | 0.067057 | 0 | 0.067057 | 0 | 1.3373 | 1.9877 | 1.3373 | 1.9877
234303-Lighting-Remove 4 Ft Lamp (De-Lamp) - Tr1 | 0 | 0 | 0.1109 | 576.9256 | 8653.8839 | -10.7923 | -161.8851 | 0 | 1.8717 | 0 | 1.8717 | 0 | 2.0492 | 0 | 2.0492 | -1.5179 | -1.2253 | -1.5179 | -1.2253
234306-Lighting-Remove 8 Ft Lamp (De-Lamp) - Tr1 | 0.19026 | 0.118 | 0.21795 | 1027.7092 | 15415.6376 | 0 | 0 | 0.121 | 0 | 0.121 | 0 | 0.12129 | 0 | 0.12129 | 0 | 11.9671 | 12.2885 | 11.9671 | 12.2885
234285-Lighting-Occpncy Snsr-Hi-Bay integrated Snsr-Tr1 | 5.414 | 3.4911 | 5.3027 | 27339.6443 | 218717.1545 | 0 | 0 | 0.1116 | 0 | 0.1116 | 0 | 0.11979 | 0 | 0.11979 | 0 | 8.1595 | 17.186 | 8.1595 | 17.186
234312-Lighting-Screw in 14-26 Watt Lamp - Tr1 | 0 | 0 | 0.042546 | 211.8643 | 523.3049 | -2.8614 | -7.0675 | 0 | 2.7417 | 0 | 2.7417 | 0 | 2.9173 | 0 | 2.9173 | -0.42547 | -0.38987 | -0.42547 | -0.38987
234330-Premium T8 with T12 40 Watt Baseline - Tr1 | 0.21127 | 0.13623 | 0.22164 | 1066.8553 | 16002.8291 | 0 | 0 | 0.091878 | 0 | 0.091878 | 0 | 0.111 | 0 | 0.111 | 0 | 3.215 | 5.965 | 3.215 | 5.965
234303-Lighting-Remove 4 Ft Lamp (De-Lamp) - Tr1 | 0 | 0 | 0.036966 | 192.3085 | 2884.628 | -3.5974 | -53.9617 | 0 | 1.8697 | 0 | 1.8697 | 0 | 2.0472 | 0 | 2.0472 | -1.5153 | -1.2232 | -1.5153 | -1.2232
234330-Premium T8 with T12 40 Watt Baseline - Tr1 | 0.84507 | 0.54492 | 0.88655 | 4267.4211 | 64011.3162 | 0 | 0 | 0.091878 | 0 | 0.091878 | 0 | 0.111 | 0 | 0.111 | 0 | 3.215 | 5.965 | 3.215 | 5.965
234285-Lighting-Occpncy Snsr-Hi-Bay integrated Snsr-Tr1 | 2.4988 | 1.6113 | 2.4474 | 12618.2974 | 100946.379 | 0 | 0 | 0.10991 | 0 | 0.10991 | 0 | 0.1181 | 0 | 0.1181 | 0 | 8.051 | 16.9575 | 8.051 | 16.9575
234330-Premium T8 with T12 40 Watt Baseline - Tr1 | 0.37559 | 0.24219 | 0.39402 | 1896.6316 | 28449.4739 | 0 | 0 | 0.091878 | 0 | 0.091878 | 0 | 0.111 | 0 | 0.111 | 0 | 3.215 | 5.965 | 3.215 | 5.965
234285-Lighting-Occpncy Snsr-Hi-Bay integrated Snsr-Tr1 | 3.3317 | 2.1484 | 3.2632 | 16824.3965 | 134595.172 | 0 | 0 | 0.10991 | 0 | 0.10991 | 0 | 0.1181 | 0 | 0.1181 | 0 | 8.051 | 16.9575 | 8.051 | 16.9575
234285-Lighting-Occpncy Snsr-Hi-Bay integrated Snsr-Tr1 | 41.2298 | 26.586 | 40.382 | 208201.9067 | 1665615.2535 | 0 | 0 | 0.1116 | 0 | 0.1116 | 0 | 0.11979 | 0 | 0.11979 | 0 | 8.1595 | 17.186 | 8.1595 | 17.186
234312-Lighting-Screw in 14-26 Watt Lamp - Tr1 | 0 | 0 | 0.042546 | 211.8643 | 523.3049 | -2.8614 | -7.0675 | 0 | 2.7417 | 0 | 2.7417 | 0 | 2.9173 | 0 | 2.9173 | -0.42547 | -0.38987 | -0.42547 | -0.38987
234330-Premium T8 with T12 40 Watt Baseline - Tr1 | 0.11737 | 0.075684 | 0.12313 | 592.6974 | 8890.4606 | 0 | 0 | 0.091878 | 0 | 0.091878 | 0 | 0.111 | 0 | 0.111 | 0 | 3.215 | 5.965 | 3.215 | 5.965
234303-Lighting-Remove 4 Ft Lamp (De-Lamp) - Tr1 | 0 | 0 | 0.036966 | 192.3085 | 2884.628 | -3.5974 | -53.9617 | 0 | 1.8697 | 0 | 1.8697 | 0 | 2.0472 | 0 | 2.0472 | -1.5153 | -1.2232 | -1.5153 | -1.2232
234331-Premium T8 with T12 40 Watt Baseline - Tr2 | 0.23662 | 0.15258 | 0.35258 | 1194.8992 | 17923.4884 | 0 | 0 | 0.077055 | 0 | 0.077055 | 0 | 0.11083 | 0 | 0.11083 | 0 | 2.3309 | 5.5951 | 2.3309 | 5.5951
234304-Lighting-Remove 4 Ft Lamp (De-Lamp) - Tr2 | 0 | 0 | 0.38815 | 2019.2396 | 30288.5936 | -37.7732 | -566.5978 | 0 | 0.69035 | 0 | 0.69035 | 0 | 0.69063 | 0 | 0.69063 | 0 | 0 | 0 | 0
234332-Premium T8 with T12 40 Watt Baseline - Tr3 | 0.68163 | 0.43953 | 1.2887 | 3442.0745 | 51631.1169 | 0 | 0 | 0.094949 | 0 | 0.094949 | 0 | 0.11201 | 0 | 0.11201 | 0 | 3.3735 | 5.8835 | 3.3735 | 5.8835
234305-Lighting-Remove 4 Ft Lamp (De-Lamp) - Tr3 | 1.0437 | 0.67301 | 2.0331 | 5270.4704 | 79057.0559 | 0 | 0 | 0.10872 | 0 | 0.10872 | 0 | 0.12523 | 0 | 0.12523 | 0 | 5.1454 | 13.882 | 5.1454 | 13.882
234287-Lighting-Occpncy Snsr-Hi-Bay integrated Snsr-Tr3 | 1.9341 | 1.2471 | 2.3115 | 9766.68 | 78133.44 | 0 | 0 | 0.1037 | 0 | 0.1037 | 0 | 0.11603 | 0 | 0.11603 | 0 | 5.4153 | 11.4018 | 5.4153 | 11.4018
234330-Premium T8 with T12 40 Watt Baseline - Tr1 | 0.84507 | 0.54492 | 0.88655 | 4267.4211 | 64011.3162 | 0 | 0 | 0.093473 | 0 | 0.093473 | 0 | 0.1126 | 0 | 0.1126 | 0 | 3.2535 | 6.0363 | 3.2535 | 6.0363
234285-Lighting-Occpncy Snsr-Hi-Bay integrated Snsr-Tr1 | 7.9128 | 5.1024 | 7.7501 | 39957.9417 | 319663.5335 | 0 | 0 | 0.1116 | 0 | 0.1116 | 0 | 0.11979 | 0 | 0.11979 | 0 | 8.1595 | 17.186 | 8.1595 | 17.186
234312-Lighting-Screw in 14-26 Watt Lamp - Tr1 | 0 | 0 | 0 | 0 | 0 | 0 | 0 | 0 | 0 | 0 | 0 | 0 | 0 | 0 | 0 | 0 | 0 | 0 | 0
234324-Lighting-Ceramic Metal Halide Fixture - Tr1 | 2.1426 | 1.3289 | 2.4997 | 11573.3218 | 173599.8264 | 0 | 0 | 0.077093 | 0 | 0.077093 | 0 | 0.10541 | 0 | 0.10541 | 0 | 2.4032 | 4.96 | 2.4032 | 4.96
234312-Lighting-Screw in 14-26 Watt Lamp - Tr1 | 0 | 0 | 1.17 | 5826.2691 | 14390.8846 | -78.6872 | -194.3575 | 0 | 2.6409 | 0 | 2.6409 | 0 | 2.8165 | 0 | 2.8165 | -0.37305 | -0.34185 | -0.37305 | -0.34185
234330-Premium T8 with T12 40 Watt Baseline - Tr1 | 3.216 | 2.0737 | 3.3738 | 16239.908 | 243598.6201 | 0 | 0 | 0.090475 | 0 | 0.090475 | 0 | 0.1096 | 0 | 0.1096 | 0 | 3.1812 | 5.9022 | 3.1812 | 5.9022
234303-Lighting-Remove 4 Ft Lamp (De-Lamp) - Tr1 | 0 | 0 | 4.5469 | 23653.9493 | 354809.2391 | -442.4859 | -6637.2883 | 0 | 1.8238 | 0 | 1.8238 | 0 | 2.0013 | 0 | 2.0013 | -1.4536 | -1.1734 | -1.4536 | -1.1734
234285-Lighting-Occpncy Snsr-Hi-Bay integrated Snsr-Tr1 | 7.9128 | 5.1024 | 7.7501 | 39957.9417 | 319663.5335 | 0 | 0 | 0.10991 | 0 | 0.10991 | 0 | 0.1181 | 0 | 0.1181 | 0 | 8.051 | 16.9575 | 8.051 | 16.9575
234331-Premium T8 with T12 40 Watt Baseline - Tr2 | 0.21214 | 0.1368 | 0.31611 | 1071.289 | 16069.3344 | 0 | 0 | 0.077055 | 0 | 0.077055 | 0 | 0.11083 | 0 | 0.11083 | 0 | 2.3309 | 5.5951 | 2.3309 | 5.5951
234304-Lighting-Remove 4 Ft Lamp (De-Lamp) - Tr2 | 0 | 0 | 0 | 0 | 0 | 0 | 0 | 0 | 0 | 0 | 0 | 0 | 0 | 0 | 0 | 0 | 0 | 0 | 0
234360-Lighting-IntrHiByLnrFlscntFxtr244wrplc400w(TrI)Tr1 | 0 | 0 | 2.385 | 0 | 0 | -75.7366 | -1136.0488 | 0 | 6.1385 | 0 | 6.1385 | 0 | 4.1423 | 0 | 4.1423 | -0.21362 | -0.3529 | -0.21362 | -0.3529
234363-Lighting-IntrHiByLnrFlscntFxt360wrplc400w(TrII)Tr1 | 0.93689 | 0.60413 | 1.3035 | 4731.1267 | 70966.9008 | 0 | 0 | 0.0079784 | 0 | 0.0079784 | 0 | 0.10465 | 0 | 0.10465 | 0 | 1.0644 | 4.8322 | 1.0644 | 4.8322
234285-Lighting-Occpncy Snsr-Hi-Bay integrated Snsr-Tr1 | 13.3268 | 8.5935 | 13.0528 | 67297.586 | 538380.688 | 0 | 0 | 0.1082 | 0 | 0.1082 | 0 | 0.11639 | 0 | 0.11639 | 0 | 7.9412 | 16.7262 | 7.9412 | 16.7262
234084-Refrigeration -Cooler/Freezer Door Gaskets - Solid Doors: Cooler | 1.3686 | 1.1446 | 1.1807 | 10329.54 | 41318.16 | 0 | 0 | 0.096098 | 0 | 0.096098 | 0 | 0.091349 | 0 | 0.091349 | 0 | 11.1625 | 7.4308 | 11.1625 | 7.4308
234067-Refrigeration - Food Service -Auto Closer for Main Cooler Doors | 0 | 0 | 0 | 0 | 0 | 0 | 0 | 0 | 0 | 0 | 0 | 0 | 0 | 0 | 0 | 0 | 0 | 0 | 0
234330-Premium T8 with T12 40 Watt Baseline - Tr1 | 0.093896 | 0.060547 | 0.098505 | 474.1579 | 7112.3685 | 0 | 0 | 0.093473 | 0 | 0.093473 | 0 | 0.1126 | 0 | 0.1126 | 0 | 3.2535 | 6.0363 | 3.2535 | 6.0363
234285-Lighting-Occpncy Snsr-Hi-Bay integrated Snsr-Tr1 | 1.2494 | 0.80564 | 1.2237 | 6309.1487 | 50473.1895 | 0 | 0 | 0.1116 | 0 | 0.1116 | 0 | 0.11979 | 0 | 0.11979 | 0 | 8.1595 | 17.186 | 8.1595 | 17.186
234360-Lighting-IntrHiByLnrFlscntFxtr244wrplc400w(TrI)Tr1 | 0 | 0 | 0.51107 | 0 | 0 | -16.2293 | -243.439 | 0 | 6.1863 | 0 | 6.1863 | 0 | 4.1901 | 0 | 4.1901 | -0.22308 | -0.36852 | -0.22308 | -0.36852
234312-Lighting-Screw in 14-26 Watt Lamp - Tr1 | 0 | 0 | 0.063818 | 317.7965 | 784.9573 | -4.292 | -10.6013 | 0 | 2.6409 | 0 | 2.6409 | 0 | 2.8165 | 0 | 2.8165 | -0.37305 | -0.34185 | -0.37305 | -0.34185
234309-Lighting-Screw in >27 Watt Lamp - Tr1 | 0.58052 | 0.36299 | 0.46444 | 3002.1683 | 6124.4234 | 0 | 0 | 0.092117 | 0 | 0.092117 | 0 | 0.090604 | 0 | 0.090604 | 0 | 5.8731 | 5.438 | 5.8731 | 5.438
234330-Premium T8 with T12 40 Watt Baseline - Tr1 | 0.058685 | 0.037842 | 0.061566 | 296.3487 | 4445.2303 | 0 | 0 | 0.090475 | 0 | 0.090475 | 0 | 0.1096 | 0 | 0.1096 | 0 | 3.1812 | 5.9022 | 3.1812 | 5.9022
234303-Lighting-Remove 4 Ft Lamp (De-Lamp) - Tr1 | 0 | 0 | 0.073933 | 384.6171 | 5769.2559 | -7.1949 | -107.9234 | 0 | 1.8238 | 0 | 1.8238 | 0 | 2.0013 | 0 | 2.0013 | -1.4536 | -1.1734 | -1.4536 | -1.1734
234340-Lighting-Intr HiBy Lnr FlrscntFxtr600w rplc>400Tr1 | 0 | 0 | 0 | 0 | 0 | 0 | 0 | 0 | 0 | 0 | 0 | 0 | 0 | 0 | 0 | 0 | 0 | 0 | 0
234369-Lighting-Occpncy Snsr-Wll/Cl Mnt Lght Snsr<500-Tr1 | 0.11112 | 0.071651 | 0 | 561.12 | 4488.96 | 0 | 0 | 0.051686 | 0 | 0.051686 | 0 | 0.10316 | 0 | 0.10316 | 0 | 1.7169 | 6.0027 | 1.7169 | 6.0027
234285-Lighting-Occpncy Snsr-Hi-Bay integrated Snsr-Tr1 | 1.6658 | 1.0742 | 1.6316 | 8412.1983 | 67297.586 | 0 | 0 | 0.1082 | 0 | 0.1082 | 0 | 0.11639 | 0 | 0.11639 | 0 | 7.9412 | 16.7262 | 7.9412 | 16.7262
234331-Premium T8 with T12 40 Watt Baseline - Tr2 | 0.13055 | 0.084183 | 0.19453 | 659.2547 | 9888.8212 | 0 | 0 | 0.077055 | 0 | 0.077055 | 0 | 0.11083 | 0 | 0.11083 | 0 | 2.3309 | 5.5951 | 2.3309 | 5.5951
234361-Lighting-IntrHiByLnrFlscntFxtr244wrplc400w(TrI)Tr2 | 0.31576 | 0.20361 | 0.50262 | 1594.5181 | 23917.7712 | 0 | 0 | 0.078003 | 0 | 0.078003 | 0 | 0.11158 | 0 | 0.11158 | 0 | 2.3697 | 5.774 | 2.3697 | 5.774
234286-Lighting-Occpncy Snsr-Hi-Bay integrated Snsr-Tr2 | 0.74833 | 0.48255 | 1.1898 | 3778.9314 | 30231.4511 | 0 | 0 | 0.10115 | 0 | 0.10115 | 0 | 0.11483 | 0 | 0.11483 | 0 | 4.8852 | 10.2937 | 4.8852 | 10.2937
234304-Lighting-Remove 4 Ft Lamp (De-Lamp) - Tr2 | 0 | 0 | 0.29573 | 1538.4682 | 23077.0237 | -28.7796 | -431.6935 | 0 | 0.69035 | 0 | 0.69035 | 0 | 0.69063 | 0 | 0.69063 | 0 | 0 | 0 | 0
234148-Premium T8 with T12 40 Watt Baseline | 0.62051 | 0.388 | 0.57862 | 3209.0013 | 48135.02 | 0 | 0 | 0.097041 | 0 | 0.097041 | 0 | 0.114 | 0 | 0.114 | 0 | 3.6388 | 6.7514 | 3.6388 | 6.7514
234053-Lighting-Remove 4 Ft Lamp (De-Lamp) | 0.1709 | 0.10686 | 0.56946 | 883.7957 | 13256.9353 | 0 | 0 | 0.092285 | 0 | 0.092285 | 0 | 0.10383 | 0 | 0.10383 | 0 | 3.2221 | 4.4626 | 3.2221 | 4.4626
234331-Premium T8 with T12 40 Watt Baseline - Tr2 | 0.097913 | 0.063137 | 0.1459 | 494.4411 | 7416.6159 | 0 | 0 | 0.077055 | 0 | 0.077055 | 0 | 0.11083 | 0 | 0.11083 | 0 | 2.3309 | 5.5951 | 2.3309 | 5.5951
234304-Lighting-Remove 4 Ft Lamp (De-Lamp) - Tr2 | 0 | 0 | 0.2218 | 1153.8512 | 17307.7678 | -21.5847 | -323.7702 | 0 | 0.69035 | 0 | 0.69035 | 0 | 0.69063 | 0 | 0.69063 | 0 | 0 | 0 | 0
234331-Premium T8 with T12 40 Watt Baseline - Tr2 | 0.11423 | 0.07366 | 0.17021 | 576.8479 | 8652.7185 | 0 | 0 | 0.077055 | 0 | 0.077055 | 0 | 0.11083 | 0 | 0.11083 | 0 | 2.3309 | 5.5951 | 2.3309 | 5.5951
234304-Lighting-Remove 4 Ft Lamp (De-Lamp) - Tr2 | 0 | 0 | 0.25876 | 1346.1597 | 20192.3957 | -25.1821 | -377.7319 | 0 | 0.69035 | 0 | 0.69035 | 0 | 0.69063 | 0 | 0.69063 | 0 | 0 | 0 | 0
234331-Premium T8 with T12 40 Watt Baseline - Tr2 | 0.20399 | 0.13154 | 0.30395 | 1030.0855 | 15451.2831 | 0 | 0 | 0.077055 | 0 | 0.077055 | 0 | 0.11083 | 0 | 0.11083 | 0 | 2.3309 | 5.5951 | 2.3309 | 5.5951
234304-Lighting-Remove 4 Ft Lamp (De-Lamp) - Tr2 | 0 | 0 | 0.46208 | 2403.8566 | 36057.8495 | -44.9681 | -674.5212 | 0 | 0.69035 | 0 | 0.69035 | 0 | 0.69063 | 0 | 0.69063 | 0 | 0 | 0 | 0
234330-Premium T8 with T12 40 Watt Baseline - Tr1 | 1.5728 | 1.0142 | 1.65 | 7942.1448 | 119132.1719 | 0 | 0 | 0.091878 | 0 | 0.091878 | 0 | 0.111 | 0 | 0.111 | 0 | 3.215 | 5.965 | 3.215 | 5.965
234303-Lighting-Remove 4 Ft Lamp (De-Lamp) - Tr1 | 0 | 0 | 0.14787 | 769.2341 | 11538.5118 | -14.3898 | -215.8468 | 0 | 1.8697 | 0 | 1.8697 | 0 | 2.0472 | 0 | 2.0472 | -1.5153 | -1.2232 | -1.5153 | -1.2232
234285-Lighting-Occpncy Snsr-Hi-Bay integrated Snsr-Tr1 | 12.4939 | 8.0564 | 12.237 | 63091.4869 | 504731.895 | 0 | 0 | 0.10991 | 0 | 0.10991 | 0 | 0.1181 | 0 | 0.1181 | 0 | 8.051 | 16.9575 | 8.051 | 16.9575
234330-Premium T8 with T12 40 Watt Baseline - Tr1 | 0.14084 | 0.09082 | 0.14776 | 711.2368 | 10668.5527 | 0 | 0 | 0.091878 | 0 | 0.091878 | 0 | 0.111 | 0 | 0.111 | 0 | 3.215 | 5.965 | 3.215 | 5.965
234285-Lighting-Occpncy Snsr-Hi-Bay integrated Snsr-Tr1 | 9.9951 | 6.4451 | 9.7896 | 50473.1895 | 403785.516 | 0 | 0 | 0.10991 | 0 | 0.10991 | 0 | 0.1181 | 0 | 0.1181 | 0 | 8.051 | 16.9575 | 8.051 | 16.9575
234362-Lighting-IntrHiByLnrFlscntFxtr244wrplc400w(TrI)Tr3 | 1.4653 | 0.94483 | 3.2187 | 7399.2205 | 110988.308 | 0 | 0 | 0.046587 | 0 | 0.046587 | 0 | 0.10726 | 0 | 0.10726 | 0 | 1.5369 | 5.1092 | 1.5369 | 5.1092
234287-Lighting-Occpncy Snsr-Hi-Bay integrated Snsr-Tr3 | 6.0785 | 3.9196 | 7.2649 | 30695.28 | 245562.24 | 0 | 0 | 0.10201 | 0 | 0.10201 | 0 | 0.11434 | 0 | 0.11434 | 0 | 5.3433 | 11.2502 | 5.3433 | 11.2502
234286-Lighting-Occpncy Snsr-Hi-Bay integrated Snsr-Tr2 | 3.4922 | 2.2519 | 5.5522 | 17635.0132 | 141080.1052 | 0 | 0 | 0.099462 | 0 | 0.099462 | 0 | 0.11314 | 0 | 0.11314 | 0 | 4.8202 | 10.1569 | 4.8202 | 10.1569
234286-Lighting-Occpncy Snsr-Hi-Bay integrated Snsr-Tr2 | 4.49 | 2.8953 | 7.1386 | 22673.5883 | 181388.7067 | 0 | 0 | 0.099462 | 0 | 0.099462 | 0 | 0.11314 | 0 | 0.11314 | 0 | 4.8202 | 10.1569 | 4.8202 | 10.1569
234330-Premium T8 with T12 40 Watt Baseline - Tr1 | 0.28169 | 0.18164 | 0.29552 | 1422.4737 | 21337.1054 | 0 | 0 | 0.093473 | 0 | 0.093473 | 0 | 0.1126 | 0 | 0.1126 | 0 | 3.2535 | 6.0363 | 3.2535 | 6.0363
234303-Lighting-Remove 4 Ft Lamp (De-Lamp) - Tr1 | 0 | 0 | 0.3327 | 1730.7768 | 25961.6516 | -32.377 | -485.6552 | 0 | 1.8717 | 0 | 1.8717 | 0 | 2.0492 | 0 | 2.0492 | -1.5179 | -1.2253 | -1.5179 | -1.2253
234330-Premium T8 with T12 40 Watt Baseline - Tr1 | 0.37559 | 0.24219 | 0.39402 | 1896.6316 | 28449.4739 | 0 | 0 | 0.093473 | 0 | 0.093473 | 0 | 0.1126 | 0 | 0.1126 | 0 | 3.2535 | 6.0363 | 3.2535 | 6.0363
234286-Lighting-Occpncy Snsr-Hi-Bay integrated Snsr-Tr2 | 21.2028 | 13.6721 | 33.7098 | 107069.7227 | 856557.7817 | 0 | 0 | 0.099462 | 0 | 0.099462 | 0 | 0.11314 | 0 | 0.11314 | 0 | 4.8202 | 10.1569 | 4.8202 | 10.1569
234286-Lighting-Occpncy Snsr-Hi-Bay integrated Snsr-Tr2 | 5.9867 | 3.8604 | 9.5181 | 30231.4511 | 241851.6089 | 0 | 0 | 0.099462 | 0 | 0.099462 | 0 | 0.11314 | 0 | 0.11314 | 0 | 4.8202 | 10.1569 | 4.8202 | 10.1569
234286-Lighting-Occpncy Snsr-Hi-Bay integrated Snsr-Tr2 | 3.4922 | 2.2519 | 5.5522 | 17635.0132 | 141080.1052 | 0 | 0 | 0.099462 | 0 | 0.099462 | 0 | 0.11314 | 0 | 0.11314 | 0 | 4.8202 | 10.1569 | 4.8202 | 10.1569
234286-Lighting-Occpncy Snsr-Hi-Bay integrated Snsr-Tr2 | 11.7239 | 7.5599 | 18.6396 | 59203.2584 | 473626.0675 | 0 | 0 | 0.099462 | 0 | 0.099462 | 0 | 0.11314 | 0 | 0.11314 | 0 | 4.8202 | 10.1569 | 4.8202 | 10.1569
234287-Lighting-Occpncy Snsr-Hi-Bay integrated Snsr-Tr3 | 14.0911 | 9.0863 | 16.8413 | 71157.24 | 569257.92 | 0 | 0 | 0.1037 | 0 | 0.1037 | 0 | 0.11603 | 0 | 0.11603 | 0 | 5.4153 | 11.4018 | 5.4153 | 11.4018
234330-Premium T8 with T12 40 Watt Baseline - Tr1 | 2.6526 | 1.7104 | 2.7828 | 13394.9606 | 200924.4093 | 0 | 0 | 0.093473 | 0 | 0.093473 | 0 | 0.1126 | 0 | 0.1126 | 0 | 3.2535 | 6.0363 | 3.2535 | 6.0363
234303-Lighting-Remove 4 Ft Lamp (De-Lamp) - Tr1 | 0 | 0 | 1.8483 | 9615.4265 | 144231.398 | -179.8723 | -2698.0847 | 0 | 1.8717 | 0 | 1.8717 | 0 | 2.0492 | 0 | 2.0492 | -1.5179 | -1.2253 | -1.5179 | -1.2253
234331-Premium T8 with T12 40 Watt Baseline - Tr2 | 1.2402 | 0.79973 | 1.848 | 6262.9201 | 93943.8014 | 0 | 0 | 0.077055 | 0 | 0.077055 | 0 | 0.11083 | 0 | 0.11083 | 0 | 2.3309 | 5.5951 | 2.3309 | 5.5951
234286-Lighting-Occpncy Snsr-Hi-Bay integrated Snsr-Tr2 | 9.4789 | 6.1122 | 15.0703 | 47866.4643 | 382931.7142 | 0 | 0 | 0.10115 | 0 | 0.10115 | 0 | 0.11483 | 0 | 0.11483 | 0 | 4.8852 | 10.2937 | 4.8852 | 10.2937
234330-Premium T8 with T12 40 Watt Baseline - Tr1 | 2.7934 | 1.8013 | 2.9305 | 14106.1975 | 211592.962 | 0 | 0 | 0.093473 | 0 | 0.093473 | 0 | 0.1126 | 0 | 0.1126 | 0 | 3.2535 | 6.0363 | 3.2535 | 6.0363
234303-Lighting-Remove 4 Ft Lamp (De-Lamp) - Tr1 | 0 | 0 | 4.399 | 22884.7151 | 343270.7272 | -428.0961 | -6421.4415 | 0 | 1.8717 | 0 | 1.8717 | 0 | 2.0492 | 0 | 2.0492 | -1.5179 | -1.2253 | -1.5179 | -1.2253
234201-Lighting-2 Ft 2nd Gen T-8 with Elec Ballast-Tr1 | 0.09444 | 0.060898 | 0.090404 | 476.9049 | 7153.5739 | 0 | 0 | 0.083327 | 0 | 0.083327 | 0 | 0.10717 | 0 | 0.10717 | 0 | 2.6141 | 4.857 | 2.6141 | 4.857
234330-Premium T8 with T12 40 Watt Baseline - Tr1 | 7.0188 | 4.5259 | 7.3633 | 35443.3029 | 531649.5432 | 0 | 0 | 0.093473 | 0 | 0.093473 | 0 | 0.1126 | 0 | 0.1126 | 0 | 3.2535 | 6.0363 | 3.2535 | 6.0363
234303-Lighting-Remove 4 Ft Lamp (De-Lamp) - Tr1 | 0 | 0 | 5.0644 | 26346.2687 | 395194.0305 | -492.8501 | -7392.752 | 0 | 1.8717 | 0 | 1.8717 | 0 | 2.0492 | 0 | 2.0492 | -1.5179 | -1.2253 | -1.5179 | -1.2253
234285-Lighting-Occpncy Snsr-Hi-Bay integrated Snsr-Tr1 | 16.6585 | 10.7418 | 16.316 | 84121.9825 | 672975.86 | 0 | 0 | 0.1116 | 0 | 0.1116 | 0 | 0.11979 | 0 | 0.11979 | 0 | 8.1595 | 17.186 | 8.1595 | 17.186
234049-Lighting-LED Exit Sign New Sign | 0.17044 | 0.16933 | 0 | 1493.0719 | 23889.1507 | 0 | 0 | 0.094675 | 0 | 0.094675 | 0 | 0.10073 | 0 | 0.10073 | 0 | 5.2718 | 7.2526 | 5.2718 | 7.2526
234084-Refrigeration -Cooler/Freezer Door Gaskets - Solid Doors: Cooler | 1.1686 | 0.9773 | 1.0081 | 8819.838 | 35279.352 | 0 | 0 | 0.09786 | 0 | 0.09786 | 0 | 0.093079 | 0 | 0.093079 | 0 | 11.3375 | 7.5326 | 11.3375 | 7.5326
234285-Lighting-Occpncy Snsr-Hi-Bay integrated Snsr-Tr1 | 0.83292 | 0.53709 | 0.8158 | 4206.0991 | 33648.793 | 0 | 0 | 0.1116 | 0 | 0.1116 | 0 | 0.11979 | 0 | 0.11979 | 0 | 8.1595 | 17.186 | 8.1595 | 17.186
234285-Lighting-Occpncy Snsr-Hi-Bay integrated Snsr-Tr1 | 2.9152 | 1.8798 | 2.8553 | 14721.3469 | 117770.7755 | 0 | 0 | 0.1116 | 0 | 0.1116 | 0 | 0.11979 | 0 | 0.11979 | 0 | 8.1595 | 17.186 | 8.1595 | 17.186
234085-Refrigeration -Strip Curtains for Walk-ins | 0.61069 | 0.43728 | 0.46322 | 4064.1 | 16256.4 | 0 | 0 | 0.099386 | 0 | 0.099386 | 0 | 0.10369 | 0 | 0.10369 | 0 | 12.877 | 26.5034 | 12.877 | 26.5034
234084-Refrigeration -Cooler/Freezer Door Gaskets - Solid Doors: Cooler | 1.3792 | 1.1534 | 1.1897 | 10408.998 | 41635.992 | 0 | 0 | 0.096091 | 0 | 0.096091 | 0 | 0.091317 | 0 | 0.091317 | 0 | 11.1534 | 7.4141 | 11.1534 | 7.4141
234067-Refrigeration - Food Service -Auto Closer for Main Cooler Doors | 0.099706 | 0.083383 | 0.14556 | 752.5063 | 6020.0504 | -0.037362 | -0.2989 | 0.045823 | 0.88635 | 0.045823 | 0.88635 | 0.088197 | 0.88635 | 0.088197 | 0.88635 | 1.7077 | 4.9518 | 1.7077 | 4.9518
234330-Premium T8 with T12 40 Watt Baseline - Tr1 | 0.46948 | 0.30273 | 0.49253 | 2370.7895 | 35561.8424 | 0 | 0 | 0.093473 | 0 | 0.093473 | 0 | 0.1126 | 0 | 0.1126 | 0 | 3.2535 | 6.0363 | 3.2535 | 6.0363
234303-Lighting-Remove 4 Ft Lamp (De-Lamp) - Tr1 | 0 | 0 | 0.59146 | 3076.9365 | 46154.0474 | -57.5591 | -863.3871 | 0 | 1.8717 | 0 | 1.8717 | 0 | 2.0492 | 0 | 2.0492 | -1.5179 | -1.2253 | -1.5179 | -1.2253
234330-Premium T8 with T12 40 Watt Baseline - Tr1 | 4.4366 | 2.8608 | 4.6544 | 22403.9607 | 336059.4103 | 0 | 0 | 0.093473 | 0 | 0.093473 | 0 | 0.1126 | 0 | 0.1126 | 0 | 3.2535 | 6.0363 | 3.2535 | 6.0363
234303-Lighting-Remove 4 Ft Lamp (De-Lamp) - Tr1 | 0 | 0 | 0.5545 | 2884.628 | 43269.4194 | -53.9617 | -809.4254 | 0 | 1.8717 | 0 | 1.8717 | 0 | 2.0492 | 0 | 2.0492 | -1.5179 | -1.2253 | -1.5179 | -1.2253
234085-Refrigeration -Strip Curtains for Walk-ins | 0.67498 | 0.48331 | 0.51198 | 4491.9 | 17967.6 | 0 | 0 | 0.099386 | 0 | 0.099386 | 0 | 0.10369 | 0 | 0.10369 | 0 | 12.8759 | 26.4951 | 12.8759 | 26.4951
234084-Refrigeration -Cooler/Freezer Door Gaskets - Solid Doors: Cooler | 1.0844 | 0.90687 | 0.93545 | 8184.174 | 32736.696 | 0 | 0 | 0.0961 | 0 | 0.0961 | 0 | 0.091356 | 0 | 0.091356 | 0 | 11.1643 | 7.4342 | 11.1643 | 7.4342
234067-Refrigeration - Food Service -Auto Closer for Main Cooler Doors | 0.099706 | 0.083383 | 0.14556 | 752.5063 | 6020.0504 | -0.037362 | -0.2989 | 0.045823 | 0.88635 | 0.045823 | 0.88635 | 0.088197 | 0.88635 | 0.088197 | 0.88635 | 1.7077 | 4.9518 | 1.7077 | 4.9518
234126-Refrigeration - Efficient Evap Fan Motor Electronically Commutated Motor (ECM) | 0.021586 | 0.018052 | 0.022183 | 162.9166 | 2443.749 | -0.1614 | -2.4209 | 0.05134 | 0.97721 | 0.05134 | 0.97721 | -0.084552 | 0.97721 | -0.084552 | 0.97721 | 1.7469 | 0.57941 | 1.7469 | 0.57941
234085-Refrigeration -Strip Curtains for Walk-ins | 1.1892 | 0.85154 | 0.90206 | 7914.3 | 31657.2 | 0 | 0 | 0.099409 | 0 | 0.099409 | 0 | 0.10373 | 0 | 0.10373 | 0 | 12.9115 | 26.7759 | 12.9115 | 26.7759
234084-Refrigeration -Cooler/Freezer Door Gaskets - Solid Doors: Cooler | 0.94752 | 0.79241 | 0.81738 | 7151.22 | 28604.88 | 0 | 0 | 0.096091 | 0 | 0.096091 | 0 | 0.091318 | 0 | 0.091318 | 0 | 11.1537 | 7.4147 | 11.1537 | 7.4147
234085-Refrigeration -Strip Curtains for Walk-ins | 0.61069 | 0.43728 | 0.46322 | 4064.1 | 16256.4 | 0 | 0 | 0.09937 | 0 | 0.09937 | 0 | 0.10366 | 0 | 0.10366 | 0 | 12.8512 | 26.3022 | 12.8512 | 26.3022
234084-Refrigeration -Cooler/Freezer Door Gaskets - Solid Doors: Cooler | 0.16845 | 0.14087 | 0.14531 | 1271.328 | 5085.312 | 0 | 0 | 0.095932 | 0 | 0.095932 | 0 | 0.090657 | 0 | 0.090657 | 0 | 10.9696 | 7.0852 | 10.9696 | 7.0852
234067-Refrigeration - Food Service -Auto Closer for Main Cooler Doors | 0 | 0 | 0 | 0 | 0 | 0 | 0 | 0 | 0 | 0 | 0 | 0 | 0 | 0 | 0 | 0 | 0 | 0 | 0
234084-Refrigeration -Cooler/Freezer Door Gaskets - Solid Doors: Cooler | 1.8003 | 1.5056 | 1.553 | 13587.318 | 54349.272 | 0 | 0 | 0.096095 | 0 | 0.096095 | 0 | 0.091334 | 0 | 0.091334 | 0 | 11.1583 | 7.423 | 11.1583 | 7.423
234067-Refrigeration - Food Service -Auto Closer for Main Cooler Doors | 0.099706 | 0.083383 | 0.14556 | 752.5063 | 6020.0504 | -0.037362 | -0.2989 | 0.045823 | 0.88635 | 0.045823 | 0.88635 | 0.088197 | 0.88635 | 0.088197 | 0.88635 | 1.7077 | 4.9518 | 1.7077 | 4.9518
234126-Refrigeration - Efficient Evap Fan Motor Electronically Commutated Motor (ECM) | 0.010793 | 0.0090262 | 0.011091 | 81.4583 | 1221.8745 | -0.080698 | -1.2105 | 0.05134 | 0.97721 | 0.05134 | 0.97721 | -0.084552 | 0.97721 | -0.084552 | 0.97721 | 1.7469 | 0.57941 | 1.7469 | 0.57941
234085-Refrigeration -Strip Curtains for Walk-ins | 0.61069 | 0.43728 | 0.46322 | 4064.1 | 16256.4 | 0 | 0 | 0.0994 | 0 | 0.0994 | 0 | 0.10371 | 0 | 0.10371 | 0 | 12.8977 | 26.6667 | 12.8977 | 26.6667
234084-Refrigeration -Cooler/Freezer Door Gaskets - Solid Doors: Cooler | 0.82119 | 0.68675 | 0.7084 | 6197.724 | 24790.896 | 0 | 0 | 0.096086 | 0 | 0.096086 | 0 | 0.091297 | 0 | 0.091297 | 0 | 11.1478 | 7.4037 | 11.1478 | 7.4037
234116-Refrigeration -Cooler/Freezer Door Gaskets - Solid Doors: Freezer | 0.15792 | 0.13207 | 0.13623 | 1191.87 | 4767.48 | 0 | 0 | 0.09125 | 0 | 0.09125 | 0 | 0.09072 | 0 | 0.09072 | 0 | 7.3789 | 7.1154 | 7.3789 | 7.1154
234067-Refrigeration - Food Service -Auto Closer for Main Cooler Doors | 0.099706 | 0.083383 | 0.14556 | 752.5063 | 6020.0504 | -0.037362 | -0.2989 | 0.045823 | 0.88635 | 0.045823 | 0.88635 | 0.088197 | 0.88635 | 0.088197 | 0.88635 | 1.7077 | 4.9518 | 1.7077 | 4.9518
234068-Refrigeration - Food Service -Auto Closer for Main Freezer Doors | 0.25838 | 0.21608 | 0.19315 | 1950.0694 | 15600.5556 | -0.018681 | -0.14945 | 0.084673 | 0.88635 | 0.084673 | 0.88635 | 0.097091 | 0.88635 | 0.097091 | 0.88635 | 4.2775 | 8.2376 | 4.2775 | 8.2376
234085-Refrigeration -Strip Curtains for Walk-ins | 0.51427 | 0.36823 | 0.39008 | 3422.4 | 13689.6 | 0 | 0 | 0.099364 | 0 | 0.099364 | 0 | 0.10365 | 0 | 0.10365 | 0 | 12.8433 | 26.2415 | 12.8433 | 26.2415
234084-Refrigeration -Cooler/Freezer Door Gaskets - Solid Doors: Cooler | 0.1895 | 0.15848 | 0.16348 | 1430.244 | 5720.976 | 0 | 0 | 0.096014 | 0 | 0.096014 | 0 | 0.090999 | 0 | 0.090999 | 0 | 11.0642 | 7.2521 | 11.0642 | 7.2521
234067-Refrigeration - Food Service -Auto Closer for Main Cooler Doors | 0 | 0 | 0 | 0 | 0 | 0 | 0 | 0 | 0 | 0 | 0 | 0 | 0 | 0 | 0 | 0 | 0 | 0 | 0
234085-Refrigeration -Strip Curtains for Walk-ins | 1.2214 | 0.87456 | 0.92644 | 8128.2 | 32512.8 | 0 | 0 | 0.099416 | 0 | 0.099416 | 0 | 0.10374 | 0 | 0.10374 | 0 | 12.922 | 26.8597 | 12.922 | 26.8597
234084-Refrigeration -Cooler/Freezer Door Gaskets - Solid Doors: Cooler | 1.695 | 1.4175 | 1.4622 | 12792.738 | 51170.952 | 0 | 0 | 0.096103 | 0 | 0.096103 | 0 | 0.091371 | 0 | 0.091371 | 0 | 11.1687 | 7.4422 | 11.1687 | 7.4422
234067-Refrigeration - Food Service -Auto Closer for Main Cooler Doors | 0.099706 | 0.083383 | 0.14556 | 752.5063 | 6020.0504 | -0.037362 | -0.2989 | 0.045823 | 0.88635 | 0.045823 | 0.88635 | 0.088197 | 0.88635 | 0.088197 | 0.88635 | 1.7077 | 4.9518 | 1.7077 | 4.9518
234324-Lighting-Ceramic Metal Halide Fixture - Tr1 | 10.4366 | 6.4729 | 12.1758 | 56373.277 | 845599.1544 | 0 | 0 | 0.077093 | 0 | 0.077093 | 0 | 0.10541 | 0 | 0.10541 | 0 | 2.4032 | 4.96 | 2.4032 | 4.96
234324-Lighting-Ceramic Metal Halide Fixture - Tr1 | 9.6072 | 5.9585 | 11.2082 | 51893.2814 | 778399.2216 | 0 | 0 | 0.077093 | 0 | 0.077093 | 0 | 0.10541 | 0 | 0.10541 | 0 | 2.4032 | 4.96 | 2.4032 | 4.96
234084-Refrigeration -Cooler/Freezer Door Gaskets - Solid Doors: Cooler | 0.65274 | 0.54588 | 0.56308 | 4926.396 | 19705.584 | 0 | 0 | 0.097849 | 0 | 0.097849 | 0 | 0.093032 | 0 | 0.093032 | 0 | 11.3242 | 7.5082 | 11.3242 | 7.5082
234084-Refrigeration -Cooler/Freezer Door Gaskets - Solid Doors: Cooler | 0.35795 | 0.29935 | 0.30879 | 2701.572 | 10806.288 | 0 | 0 | 0.097885 | 0 | 0.097885 | 0 | 0.09318 | 0 | 0.09318 | 0 | 11.3668 | 7.5869 | 11.3668 | 7.5869
234085-Refrigeration -Strip Curtains for Walk-ins | 0.64284 | 0.46029 | 0.4876 | 4278 | 17112 | 0 | 0 | 0.10126 | 0 | 0.10126 | 0 | 0.10562 | 0 | 0.10562 | 0 | 13.1994 | 27.7999 | 13.1994 | 27.7999
234285-Lighting-Occpncy Snsr-Hi-Bay integrated Snsr-Tr1 | 1.2494 | 0.80564 | 1.2237 | 6309.1487 | 50473.1895 | 0 | 0 | 0.1116 | 0 | 0.1116 | 0 | 0.11979 | 0 | 0.11979 | 0 | 8.1595 | 17.186 | 8.1595 | 17.186
234084-Refrigeration -Cooler/Freezer Door Gaskets - Solid Doors: Cooler | 1.6003 | 1.3383 | 1.3805 | 12077.616 | 48310.464 | 0 | 0 | 0.096092 | 0 | 0.096092 | 0 | 0.091322 | 0 | 0.091322 | 0 | 11.1549 | 7.4167 | 11.1549 | 7.4167
234286-Lighting-Occpncy Snsr-Hi-Bay integrated Snsr-Tr2 | 21.9511 | 14.1547 | 34.8996 | 110848.6541 | 886789.2328 | 0 | 0 | 0.099462 | 0 | 0.099462 | 0 | 0.11314 | 0 | 0.11314 | 0 | 4.8202 | 10.1569 | 4.8202 | 10.1569
234286-Lighting-Occpncy Snsr-Hi-Bay integrated Snsr-Tr2 | 6.9844 | 4.5038 | 11.1044 | 35270.0263 | 282160.2104 | 0 | 0 | 0.099462 | 0 | 0.099462 | 0 | 0.11314 | 0 | 0.11314 | 0 | 4.8202 | 10.1569 | 4.8202 | 10.1569
234085-Refrigeration -Strip Curtains for Walk-ins | 0.80355 | 0.57537 | 0.6095 | 5347.5 | 21390 | 0 | 0 | 0.099397 | 0 | 0.099397 | 0 | 0.10371 | 0 | 0.10371 | 0 | 12.8926 | 26.6268 | 12.8926 | 26.6268
234084-Refrigeration -Cooler/Freezer Door Gaskets - Solid Doors: Cooler | 1.0844 | 0.90687 | 0.93545 | 8184.174 | 32736.696 | 0 | 0 | 0.096101 | 0 | 0.096101 | 0 | 0.09136 | 0 | 0.09136 | 0 | 11.1655 | 7.4364 | 11.1655 | 7.4364
234067-Refrigeration - Food Service -Auto Closer for Main Cooler Doors | 0 | 0 | 0 | 0 | 0 | 0 | 0 | 0 | 0 | 0 | 0 | 0 | 0 | 0 | 0 | 0 | 0 | 0 | 0
234330-Premium T8 with T12 40 Watt Baseline - Tr1 | 1.1033 | 0.71143 | 1.1574 | 5571.3553 | 83570.3295 | 0 | 0 | 0.093473 | 0 | 0.093473 | 0 | 0.1126 | 0 | 0.1126 | 0 | 3.2535 | 6.0363 | 3.2535 | 6.0363
234207-Lighting-8 Ft T-8 with Elec Ballast-Tr1 | 0.025766 | 0.016614 | 0.028072 | 130.1114 | 1951.6716 | 0 | 0 | 0.034036 | 0 | 0.034036 | 0 | 0.067057 | 0 | 0.067057 | 0 | 1.3373 | 1.9877 | 1.3373 | 1.9877
234303-Lighting-Remove 4 Ft Lamp (De-Lamp) - Tr1 | 0 | 0 | 1.2938 | 6730.7986 | 100961.9786 | -125.9106 | -1888.6593 | 0 | 1.8717 | 0 | 1.8717 | 0 | 2.0492 | 0 | 2.0492 | -1.5179 | -1.2253 | -1.5179 | -1.2253
234330-Premium T8 with T12 40 Watt Baseline - Tr1 | 0.75117 | 0.48438 | 0.78804 | 3793.2632 | 56898.9478 | 0 | 0 | 0.093473 | 0 | 0.093473 | 0 | 0.1126 | 0 | 0.1126 | 0 | 3.2535 | 6.0363 | 3.2535 | 6.0363
234207-Lighting-8 Ft T-8 with Elec Ballast-Tr1 | 0.025766 | 0.016614 | 0.028072 | 130.1114 | 1951.6716 | 0 | 0 | 0.034036 | 0 | 0.034036 | 0 | 0.067057 | 0 | 0.067057 | 0 | 1.3373 | 1.9877 | 1.3373 | 1.9877
234303-Lighting-Remove 4 Ft Lamp (De-Lamp) - Tr1 | 0 | 0 | 1.109 | 5769.2559 | 86538.8388 | -107.9234 | -1618.8508 | 0 | 1.8717 | 0 | 1.8717 | 0 | 2.0492 | 0 | 2.0492 | -1.5179 | -1.2253 | -1.5179 | -1.2253
234360-Lighting-IntrHiByLnrFlscntFxtr244wrplc400w(TrI)Tr1 | 0 | 0 | 1.0221 | 0 | 0 | -32.4585 | -486.878 | 0 | 6.1863 | 0 | 6.1863 | 0 | 4.1901 | 0 | 4.1901 | -0.22308 | -0.36852 | -0.22308 | -0.36852
234285-Lighting-Occpncy Snsr-Hi-Bay integrated Snsr-Tr1 | 2.4988 | 1.6113 | 2.4474 | 12618.2974 | 100946.379 | 0 | 0 | 0.1116 | 0 | 0.1116 | 0 | 0.11979 | 0 | 0.11979 | 0 | 8.1595 | 17.186 | 8.1595 | 17.186
234126-Refrigeration - Efficient Evap Fan Motor Electronically Commutated Motor (ECM) | 0.043172 | 0.036105 | 0.044366 | 325.8332 | 4887.498 | -0.32279 | -4.8419 | 0.05134 | 0.97721 | 0.05134 | 0.97721 | -0.084552 | 0.97721 | -0.084552 | 0.97721 | 1.7469 | 0.57941 | 1.7469 | 0.57941
234083-Refrigeration -Cooler/Freezer Door Gaskets - Glass Doors | 6.2431 | 5.2211 | 5.3856 | 47118.594 | 188474.376 | 0 | 0 | 0.097884 | 0 | 0.097884 | 0 | 0.09318 | 0 | 0.09318 | 0 | 11.3662 | 7.5869 | 11.3662 | 7.5869
234084-Refrigeration -Cooler/Freezer Door Gaskets - Solid Doors: Cooler | 0.17898 | 0.14968 | 0.15439 | 1350.786 | 5403.144 | 0 | 0 | 0.097885 | 0 | 0.097885 | 0 | 0.09318 | 0 | 0.09318 | 0 | 11.3668 | 7.5869 | 11.3668 | 7.5869
234126-Refrigeration - Efficient Evap Fan Motor Electronically Commutated Motor (ECM) | 0.032379 | 0.027079 | 0.033274 | 244.3749 | 3665.6235 | -0.24209 | -3.6314 | 0.05134 | 0.97721 | 0.05134 | 0.97721 | -0.084552 | 0.97721 | -0.084552 | 0.97721 | 1.7469 | 0.57941 | 1.7469 | 0.57941
234286-Lighting-Occpncy Snsr-Hi-Bay integrated Snsr-Tr2 | 0.49889 | 0.3217 | 0.79317 | 2519.2876 | 20154.3007 | 0 | 0 | 0.099462 | 0 | 0.099462 | 0 | 0.11314 | 0 | 0.11314 | 0 | 4.8202 | 10.1569 | 4.8202 | 10.1569
234330-Premium T8 with T12 40 Watt Baseline - Tr1 | 0.14084 | 0.09082 | 0.14776 | 711.2368 | 10668.5527 | 0 | 0 | 0.093473 | 0 | 0.093473 | 0 | 0.1126 | 0 | 0.1126 | 0 | 3.2535 | 6.0363 | 3.2535 | 6.0363
234303-Lighting-Remove 4 Ft Lamp (De-Lamp) - Tr1 | 0 | 0 | 0.2218 | 1153.8512 | 17307.7678 | -21.5847 | -323.7702 | 0 | 1.8717 | 0 | 1.8717 | 0 | 2.0492 | 0 | 2.0492 | -1.5179 | -1.2253 | -1.5179 | -1.2253
234003-A/C - Reflective Window Film Inland | 1.1822 | 0.54324 | 0.45942 | 3050.1825 | 30501.825 | 0 | 0 | 0.12696 | 0 | 0.12696 | 0 | 0.13722 | 0 | 0.13722 | 0 | 4.988 | 7.3623 | 4.988 | 7.3623
234287-Lighting-Occpncy Snsr-Hi-Bay integrated Snsr-Tr3 | 3.3156 | 2.138 | 3.9626 | 16742.88 | 133943.04 | 0 | 0 | 0.1037 | 0 | 0.1037 | 0 | 0.11603 | 0 | 0.11603 | 0 | 5.4153 | 11.4018 | 5.4153 | 11.4018
234287-Lighting-Occpncy Snsr-Hi-Bay integrated Snsr-Tr3 | 11.0519 | 7.1265 | 13.2088 | 55809.6 | 446476.8 | 0 | 0 | 0.1037 | 0 | 0.1037 | 0 | 0.11603 | 0 | 0.11603 | 0 | 5.4153 | 11.4018 | 5.4153 | 11.4018
234286-Lighting-Occpncy Snsr-Hi-Bay integrated Snsr-Tr2 | 1.7461 | 1.1259 | 2.7761 | 8817.5066 | 70540.0526 | 0 | 0 | 0.10115 | 0 | 0.10115 | 0 | 0.11483 | 0 | 0.11483 | 0 | 4.8852 | 10.2937 | 4.8852 | 10.2937
234327-Premium T8 with T12 34Watt Baseline - Tr1 | 3.7082 | 2.3912 | 3.0299 | 18725.8919 | 280888.378 | 0 | 0 | 0.087622 | 0 | 0.087622 | 0 | 0.11549 | 0 | 0.11549 | 0 | 2.8513 | 6.9358 | 2.8513 | 6.9358
234399-2006-2008 Incentive Adjustment (per $) | 0 | 0 | 0 | 0 | 0 | 0 | 0 | 0 | 0 | 0 | 0 | 0 | 0 | 0 | 0 | 0 | 0 | 0 | 0
234330-Premium T8 with T12 40 Watt Baseline - Tr1 | 4.6479 | 2.9971 | 4.876 | 23470.816 | 352062.2393 | 0 | 0 | 0.093473 | 0 | 0.093473 | 0 | 0.1126 | 0 | 0.1126 | 0 | 3.2535 | 6.0363 | 3.2535 | 6.0363
234303-Lighting-Remove 4 Ft Lamp (De-Lamp) - Tr1 | 0 | 0 | 0.18483 | 961.5427 | 14423.1398 | -17.9872 | -269.8085 | 0 | 1.8717 | 0 | 1.8717 | 0 | 2.0492 | 0 | 2.0492 | -1.5179 | -1.2253 | -1.5179 | -1.2253
234049-Lighting-LED Exit Sign New Sign | 0.13635 | 0.13546 | 0 | 1194.4575 | 19111.3206 | 0 | 0 | 0.094675 | 0 | 0.094675 | 0 | 0.10073 | 0 | 0.10073 | 0 | 5.2718 | 7.2526 | 5.2718 | 7.2526
234049-Lighting-LED Exit Sign New Sign | 0.034087 | 0.033866 | 0 | 298.6144 | 4777.8301 | 0 | 0 | 0.094675 | 0 | 0.094675 | 0 | 0.10073 | 0 | 0.10073 | 0 | 5.2718 | 7.2526 | 5.2718 | 7.2526
234312-Lighting-Screw in 14-26 Watt Lamp - Tr1 | 0 | 0 | 0.021273 | 105.9322 | 261.6524 | -1.4307 | -3.5338 | 0 | 2.7433 | 0 | 2.7433 | 0 | 2.9189 | 0 | 2.9189 | -0.4263 | -0.39063 | -0.4263 | -0.39063
234330-Premium T8 with T12 40 Watt Baseline - Tr1 | 0.30516 | 0.19678 | 0.32014 | 1541.0132 | 23115.1975 | 0 | 0 | 0.093473 | 0 | 0.093473 | 0 | 0.1126 | 0 | 0.1126 | 0 | 3.2535 | 6.0363 | 3.2535 | 6.0363
234303-Lighting-Remove 4 Ft Lamp (De-Lamp) - Tr1 | 0 | 0 | 0.24028 | 1250.0054 | 18750.0817 | -23.3834 | -350.751 | 0 | 1.8717 | 0 | 1.8717 | 0 | 2.0492 | 0 | 2.0492 | -1.5179 | -1.2253 | -1.5179 | -1.2253
234330-Premium T8 with T12 40 Watt Baseline - Tr1 | 0.37559 | 0.24219 | 0.39402 | 1896.6316 | 28449.4739 | 0 | 0 | 0.093473 | 0 | 0.093473 | 0 | 0.1126 | 0 | 0.1126 | 0 | 3.2535 | 6.0363 | 3.2535 | 6.0363
234303-Lighting-Remove 4 Ft Lamp (De-Lamp) - Tr1 | 0 | 0 | 0.36966 | 1923.0853 | 28846.2796 | -35.9745 | -539.6169 | 0 | 1.8717 | 0 | 1.8717 | 0 | 2.0492 | 0 | 2.0492 | -1.5179 | -1.2253 | -1.5179 | -1.2253
234330-Premium T8 with T12 40 Watt Baseline - Tr1 | 0.28169 | 0.18164 | 0.29552 | 1422.4737 | 21337.1054 | 0 | 0 | 0.093473 | 0 | 0.093473 | 0 | 0.1126 | 0 | 0.1126 | 0 | 3.2535 | 6.0363 | 3.2535 | 6.0363
234312-Lighting-Screw in 14-26 Watt Lamp - Tr1 | 0 | 0 | 0.17018 | 847.4573 | 2093.2196 | -11.4454 | -28.2702 | 0 | 2.7417 | 0 | 2.7417 | 0 | 2.9173 | 0 | 2.9173 | -0.42547 | -0.38987 | -0.42547 | -0.38987
234330-Premium T8 with T12 40 Watt Baseline - Tr1 | 1.0563 | 0.68115 | 1.1082 | 5334.2764 | 80014.1453 | 0 | 0 | 0.091878 | 0 | 0.091878 | 0 | 0.111 | 0 | 0.111 | 0 | 3.215 | 5.965 | 3.215 | 5.965
234285-Lighting-Occpncy Snsr-Hi-Bay integrated Snsr-Tr1 | 3.3317 | 2.1484 | 3.2632 | 16824.3965 | 134595.172 | 0 | 0 | 0.10991 | 0 | 0.10991 | 0 | 0.1181 | 0 | 0.1181 | 0 | 8.051 | 16.9575 | 8.051 | 16.9575
234331-Premium T8 with T12 40 Watt Baseline - Tr2 | 0.42429 | 0.27359 | 0.63222 | 2142.5779 | 32138.6689 | 0 | 0 | 0.07546 | 0 | 0.07546 | 0 | 0.10924 | 0 | 0.10924 | 0 | 2.3033 | 5.529 | 2.3033 | 5.529
234286-Lighting-Occpncy Snsr-Hi-Bay integrated Snsr-Tr2 | 3.2428 | 2.091 | 5.1556 | 16375.3694 | 131002.9548 | 0 | 0 | 0.099462 | 0 | 0.099462 | 0 | 0.11314 | 0 | 0.11314 | 0 | 4.8202 | 10.1569 | 4.8202 | 10.1569
234285-Lighting-Occpncy Snsr-Hi-Bay integrated Snsr-Tr1 | 17.9079 | 11.5475 | 17.5397 | 90431.1312 | 723449.0495 | 0 | 0 | 0.1116 | 0 | 0.1116 | 0 | 0.11979 | 0 | 0.11979 | 0 | 8.1595 | 17.186 | 8.1595 | 17.186
234332-Premium T8 with T12 40 Watt Baseline - Tr3 | 0.19829 | 0.12786 | 0.3749 | 1001.3308 | 15019.9613 | 0 | 0 | 0.094949 | 0 | 0.094949 | 0 | 0.11201 | 0 | 0.11201 | 0 | 3.3735 | 5.8835 | 3.3735 | 5.8835
234305-Lighting-Remove 4 Ft Lamp (De-Lamp) - Tr3 | 0.57583 | 0.37131 | 1.1217 | 2907.8457 | 43617.686 | 0 | 0 | 0.10872 | 0 | 0.10872 | 0 | 0.12523 | 0 | 0.12523 | 0 | 5.1454 | 13.882 | 5.1454 | 13.882
234314-Lighting-Screw in 14-26 Watt Lamp - Tr3 | 0.054861 | 0.034304 | 0.12884 | 283.7146 | 1305.0873 | 0 | 0 | 0.093872 | 0 | 0.093872 | 0 | 0.10665 | 0 | 0.10665 | 0 | 4.3288 | 7.9165 | 4.3288 | 7.9165
234312-Lighting-Screw in 14-26 Watt Lamp - Tr1 | 0 | 0 | 0.12764 | 635.593 | 1569.9147 | -8.5841 | -21.2026 | 0 | 2.7417 | 0 | 2.7417 | 0 | 2.9173 | 0 | 2.9173 | -0.42547 | -0.38987 | -0.42547 | -0.38987
234330-Premium T8 with T12 40 Watt Baseline - Tr1 | 0.56338 | 0.36328 | 0.59103 | 2844.9474 | 42674.2108 | 0 | 0 | 0.091878 | 0 | 0.091878 | 0 | 0.111 | 0 | 0.111 | 0 | 3.215 | 5.965 | 3.215 | 5.965
234330-Premium T8 with T12 40 Watt Baseline - Tr1 | 0.18779 | 0.12109 | 0.19701 | 948.3158 | 14224.7369 | 0 | 0 | 0.093473 | 0 | 0.093473 | 0 | 0.1126 | 0 | 0.1126 | 0 | 3.2535 | 6.0363 | 3.2535 | 6.0363
234360-Lighting-IntrHiByLnrFlscntFxtr244wrplc400w(TrI)Tr1 | 0 | 0 | 0.17036 | 0 | 0 | -5.4098 | -81.1463 | 0 | 6.1863 | 0 | 6.1863 | 0 | 4.1901 | 0 | 4.1901 | -0.22308 | -0.36852 | -0.22308 | -0.36852
234285-Lighting-Occpncy Snsr-Hi-Bay integrated Snsr-Tr1 | 0.41646 | 0.26855 | 0.4079 | 2103.0496 | 16824.3965 | 0 | 0 | 0.1116 | 0 | 0.1116 | 0 | 0.11979 | 0 | 0.11979 | 0 | 8.1595 | 17.186 | 8.1595 | 17.186
234330-Premium T8 with T12 40 Watt Baseline - Tr1 | 0.86854 | 0.56006 | 0.91118 | 4385.9606 | 65789.4084 | 0 | 0 | 0.093473 | 0 | 0.093473 | 0 | 0.1126 | 0 | 0.1126 | 0 | 3.2535 | 6.0363 | 3.2535 | 6.0363
234360-Lighting-IntrHiByLnrFlscntFxtr244wrplc400w(TrI)Tr1 | 0 | 0 | 2.2147 | 0 | 0 | -70.3268 | -1054.9024 | 0 | 6.1863 | 0 | 6.1863 | 0 | 4.1901 | 0 | 4.1901 | -0.22308 | -0.36852 | -0.22308 | -0.36852
234285-Lighting-Occpncy Snsr-Hi-Bay integrated Snsr-Tr1 | 5.414 | 3.4911 | 5.3027 | 27339.6443 | 218717.1545 | 0 | 0 | 0.1116 | 0 | 0.1116 | 0 | 0.11979 | 0 | 0.11979 | 0 | 8.1595 | 17.186 | 8.1595 | 17.186
234287-Lighting-Occpncy Snsr-Hi-Bay integrated Snsr-Tr3 | 17.4067 | 11.2243 | 20.8039 | 87900.12 | 703200.96 | 0 | 0 | 0.1037 | 0 | 0.1037 | 0 | 0.11603 | 0 | 0.11603 | 0 | 5.4153 | 11.4018 | 5.4153 | 11.4018
234331-Premium T8 with T12 40 Watt Baseline - Tr2 | 0.42429 | 0.27359 | 0.63222 | 2142.5779 | 32138.6689 | 0 | 0 | 0.07546 | 0 | 0.07546 | 0 | 0.10924 | 0 | 0.10924 | 0 | 2.3033 | 5.529 | 2.3033 | 5.529
234286-Lighting-Occpncy Snsr-Hi-Bay integrated Snsr-Tr2 | 3.2428 | 2.091 | 5.1556 | 16375.3694 | 131002.9548 | 0 | 0 | 0.099462 | 0 | 0.099462 | 0 | 0.11314 | 0 | 0.11314 | 0 | 4.8202 | 10.1569 | 4.8202 | 10.1569
234330-Premium T8 with T12 40 Watt Baseline - Tr1 | 0.59859 | 0.38599 | 0.62797 | 3022.7566 | 45341.349 | 0 | 0 | 0.091878 | 0 | 0.091878 | 0 | 0.111 | 0 | 0.111 | 0 | 3.215 | 5.965 | 3.215 | 5.965
234303-Lighting-Remove 4 Ft Lamp (De-Lamp) - Tr1 | 0 | 0 | 0.20332 | 1057.6969 | 15865.4538 | -19.786 | -296.7893 | 0 | 1.8697 | 0 | 1.8697 | 0 | 2.0472 | 0 | 2.0472 | -1.5153 | -1.2232 | -1.5153 | -1.2232
234360-Lighting-IntrHiByLnrFlscntFxtr244wrplc400w(TrI)Tr1 | 0 | 0 | 4.0886 | 0 | 0 | -129.8341 | -1947.5122 | 0 | 6.1844 | 0 | 6.1844 | 0 | 4.1881 | 0 | 4.1881 | -0.22269 | -0.36788 | -0.22269 | -0.36788
234285-Lighting-Occpncy Snsr-Hi-Bay integrated Snsr-Tr1 | 9.9951 | 6.4451 | 9.7896 | 50473.1895 | 403785.516 | 0 | 0 | 0.10991 | 0 | 0.10991 | 0 | 0.1181 | 0 | 0.1181 | 0 | 8.051 | 16.9575 | 8.051 | 16.9575
234286-Lighting-Occpncy Snsr-Hi-Bay integrated Snsr-Tr2 | 5.4878 | 3.5387 | 8.7249 | 27712.1635 | 221697.3082 | 0 | 0 | 0.099462 | 0 | 0.099462 | 0 | 0.11314 | 0 | 0.11314 | 0 | 4.8202 | 10.1569 | 4.8202 | 10.1569
234287-Lighting-Occpncy Snsr-Hi-Bay integrated Snsr-Tr3 | 7.7363 | 4.9886 | 9.2462 | 39066.72 | 312533.76 | 0 | 0 | 0.10201 | 0 | 0.10201 | 0 | 0.11434 | 0 | 0.11434 | 0 | 5.3433 | 11.2502 | 5.3433 | 11.2502
234287-Lighting-Occpncy Snsr-Hi-Bay integrated Snsr-Tr3 | 5.5259 | 3.5633 | 6.6044 | 27904.8 | 223238.4 | 0 | 0 | 0.10201 | 0 | 0.10201 | 0 | 0.11434 | 0 | 0.11434 | 0 | 5.3433 | 11.2502 | 5.3433 | 11.2502
234286-Lighting-Occpncy Snsr-Hi-Bay integrated Snsr-Tr2 | 9.4789 | 6.1122 | 15.0703 | 47866.4643 | 382931.7142 | 0 | 0 | 0.10115 | 0 | 0.10115 | 0 | 0.11483 | 0 | 0.11483 | 0 | 4.8852 | 10.2937 | 4.8852 | 10.2937
234085-Refrigeration -Strip Curtains for Walk-ins | 0.70712 | 0.50632 | 0.53636 | 4705.8 | 18823.2 | 0 | 0 | 0.10124 | 0 | 0.10124 | 0 | 0.10558 | 0 | 0.10558 | 0 | 13.1657 | 27.5247 | 13.1657 | 27.5247
234084-Refrigeration -Cooler/Freezer Door Gaskets - Solid Doors: Cooler | 1.3686 | 1.1446 | 1.1807 | 10329.54 | 41318.16 | 0 | 0 | 0.097862 | 0 | 0.097862 | 0 | 0.093087 | 0 | 0.093087 | 0 | 11.3399 | 7.5371 | 11.3399 | 7.5371
234067-Refrigeration - Food Service -Auto Closer for Main Cooler Doors | 0.099706 | 0.083383 | 0.14556 | 752.5063 | 6020.0504 | -0.037362 | -0.2989 | 0.047246 | 0.89663 | 0.047246 | 0.89663 | 0.089621 | 0.89663 | 0.089621 | 0.89663 | 1.7297 | 5.0155 | 1.7297 | 5.0155
234068-Refrigeration - Food Service -Auto Closer for Main Freezer Doors | 0.25838 | 0.21608 | 0.19315 | 1950.0694 | 15600.5556 | -0.018681 | -0.14945 | 0.086096 | 0.89663 | 0.086096 | 0.89663 | 0.098515 | 0.89663 | 0.098515 | 0.89663 | 4.3326 | 8.3437 | 4.3326 | 8.3437
234085-Refrigeration -Strip Curtains for Walk-ins | 1.7678 | 1.2658 | 1.3409 | 11764.5 | 47058 | 0 | 0 | 0.099427 | 0 | 0.099427 | 0 | 0.10376 | 0 | 0.10376 | 0 | 12.9402 | 27.0065 | 12.9402 | 27.0065
234084-Refrigeration -Cooler/Freezer Door Gaskets - Solid Doors: Cooler | 1.516 | 1.2679 | 1.3078 | 11441.952 | 45767.808 | 0 | 0 | 0.09609 | 0 | 0.09609 | 0 | 0.091316 | 0 | 0.091316 | 0 | 11.153 | 7.4132 | 11.153 | 7.4132
234067-Refrigeration - Food Service -Auto Closer for Main Cooler Doors | 0.19941 | 0.16677 | 0.29111 | 1505.0126 | 12040.1008 | -0.074725 | -0.5978 | 0.045823 | 0.88635 | 0.045823 | 0.88635 | 0.088197 | 0.88635 | 0.088197 | 0.88635 | 1.7077 | 4.9518 | 1.7077 | 4.9518
234084-Refrigeration -Cooler/Freezer Door Gaskets - Solid Doors: Cooler | 0.21056 | 0.17609 | 0.18164 | 1589.16 | 6356.64 | 0 | 0 | 0.097885 | 0 | 0.097885 | 0 | 0.09318 | 0 | 0.09318 | 0 | 11.3668 | 7.5869 | 11.3668 | 7.5869
234085-Refrigeration -Strip Curtains for Walk-ins | 2.1856 | 1.565 | 1.6578 | 14545.2 | 58180.8 | 0 | 0 | 0.099443 | 0 | 0.099443 | 0 | 0.10379 | 0 | 0.10379 | 0 | 12.9651 | 27.2084 | 12.9651 | 27.2084
234084-Refrigeration -Cooler/Freezer Door Gaskets - Solid Doors: Cooler | 1.6529 | 1.3823 | 1.4259 | 12474.906 | 49899.624 | 0 | 0 | 0.096102 | 0 | 0.096102 | 0 | 0.091366 | 0 | 0.091366 | 0 | 11.1671 | 7.4394 | 11.1671 | 7.4394
234067-Refrigeration - Food Service -Auto Closer for Main Cooler Doors | 0.19941 | 0.16677 | 0.29111 | 1505.0126 | 12040.1008 | -0.074725 | -0.5978 | 0.045823 | 0.88635 | 0.045823 | 0.88635 | 0.088197 | 0.88635 | 0.088197 | 0.88635 | 1.7077 | 4.9518 | 1.7077 | 4.9518
234068-Refrigeration - Food Service -Auto Closer for Main Freezer Doors | 0.25838 | 0.21608 | 0.19315 | 1950.0694 | 15600.5556 | -0.018681 | -0.14945 | 0.084673 | 0.88635 | 0.084673 | 0.88635 | 0.097091 | 0.88635 | 0.097091 | 0.88635 | 4.2775 | 8.2376 | 4.2775 | 8.2376
234084-Refrigeration -Cooler/Freezer Door Gaskets - Solid Doors: Cooler | 2.1477 | 1.7961 | 1.8527 | 16209.432 | 64837.728 | 0 | 0 | 0.097871 | 0 | 0.097871 | 0 | 0.093122 | 0 | 0.093122 | 0 | 11.35 | 7.5558 | 11.35 | 7.5558
234085-Refrigeration -Strip Curtains for Walk-ins | 1.4142 | 1.0126 | 1.0727 | 9411.6 | 37646.4 | 0 | 0 | 0.099419 | 0 | 0.099419 | 0 | 0.10375 | 0 | 0.10375 | 0 | 12.927 | 26.9002 | 12.927 | 26.9002
234084-Refrigeration -Cooler/Freezer Door Gaskets - Solid Doors: Cooler | 0.65274 | 0.54588 | 0.56308 | 4926.396 | 19705.584 | 0 | 0 | 0.096083 | 0 | 0.096083 | 0 | 0.091285 | 0 | 0.091285 | 0 | 11.1442 | 7.3972 | 11.1442 | 7.3972
234085-Refrigeration -Strip Curtains for Walk-ins | 1.2857 | 0.92058 | 0.9752 | 8556 | 34224 | 0 | 0 | 0.099454 | 0 | 0.099454 | 0 | 0.10381 | 0 | 0.10381 | 0 | 12.9812 | 27.3404 | 12.9812 | 27.3404
234084-Refrigeration -Cooler/Freezer Door Gaskets - Solid Doors: Cooler | 0 | 0 | 0 | 0 | 0 | 0 | 0 | 0 | 0 | 0 | 0 | 0 | 0 | 0 | 0 | 0 | 0 | 0 | 0
234067-Refrigeration - Food Service -Auto Closer for Main Cooler Doors | 0.099706 | 0.083383 | 0.14556 | 752.5063 | 6020.0504 | -0.037362 | -0.2989 | 0.045823 | 0.88635 | 0.045823 | 0.88635 | 0.088197 | 0.88635 | 0.088197 | 0.88635 | 1.7077 | 4.9518 | 1.7077 | 4.9518
234068-Refrigeration - Food Service -Auto Closer for Main Freezer Doors | 0.25838 | 0.21608 | 0.19315 | 1950.0694 | 15600.5556 | -0.018681 | -0.14945 | 0.084673 | 0.88635 | 0.084673 | 0.88635 | 0.097091 | 0.88635 | 0.097091 | 0.88635 | 4.2775 | 8.2376 | 4.2775 | 8.2376
234286-Lighting-Occpncy Snsr-Hi-Bay integrated Snsr-Tr2 | 23.1983 | 14.9589 | 36.8825 | 117146.8731 | 937174.9846 | 0 | 0 | 0.099462 | 0 | 0.099462 | 0 | 0.11314 | 0 | 0.11314 | 0 | 4.8202 | 10.1569 | 4.8202 | 10.1569
234084-Refrigeration -Cooler/Freezer Door Gaskets - Solid Doors: Cooler | 0.31584 | 0.26414 | 0.27246 | 2383.74 | 9534.96 | 0 | 0 | 0.096112 | 0 | 0.096112 | 0 | 0.091408 | 0 | 0.091408 | 0 | 11.1791 | 7.4616 | 11.1791 | 7.4616
234067-Refrigeration - Food Service -Auto Closer for Main Cooler Doors | 0 | 0 | 0 | 0 | 0 | 0 | 0 | 0 | 0 | 0 | 0 | 0 | 0 | 0 | 0 | 0 | 0 | 0 | 0
234330-Premium T8 with T12 40 Watt Baseline - Tr1 | 0.6338 | 0.40869 | 0.66491 | 3200.5658 | 48008.4872 | 0 | 0 | 0.093473 | 0 | 0.093473 | 0 | 0.1126 | 0 | 0.1126 | 0 | 3.2535 | 6.0363 | 3.2535 | 6.0363
234303-Lighting-Remove 4 Ft Lamp (De-Lamp) - Tr1 | 0 | 0 | 0.94264 | 4903.8675 | 73558.013 | -91.7349 | -1376.0232 | 0 | 1.8717 | 0 | 1.8717 | 0 | 2.0492 | 0 | 2.0492 | -1.5179 | -1.2253 | -1.5179 | -1.2253
234330-Premium T8 with T12 40 Watt Baseline - Tr1 | 0.18779 | 0.12109 | 0.19701 | 948.3158 | 14224.7369 | 0 | 0 | 0.093473 | 0 | 0.093473 | 0 | 0.1126 | 0 | 0.1126 | 0 | 3.2535 | 6.0363 | 3.2535 | 6.0363
234303-Lighting-Remove 4 Ft Lamp (De-Lamp) - Tr1 | 0 | 0 | 0.18483 | 961.5427 | 14423.1398 | -17.9872 | -269.8085 | 0 | 1.8717 | 0 | 1.8717 | 0 | 2.0492 | 0 | 2.0492 | -1.5179 | -1.2253 | -1.5179 | -1.2253
234330-Premium T8 with T12 40 Watt Baseline - Tr1 | 0.25822 | 0.1665 | 0.27089 | 1303.9342 | 19559.0133 | 0 | 0 | 0.093473 | 0 | 0.093473 | 0 | 0.1126 | 0 | 0.1126 | 0 | 3.2535 | 6.0363 | 3.2535 | 6.0363
234303-Lighting-Remove 4 Ft Lamp (De-Lamp) - Tr1 | 0 | 0 | 0.2218 | 1153.8512 | 17307.7678 | -21.5847 | -323.7702 | 0 | 1.8717 | 0 | 1.8717 | 0 | 2.0492 | 0 | 2.0492 | -1.5179 | -1.2253 | -1.5179 | -1.2253
234201-Lighting-2 Ft 2nd Gen T-8 with Elec Ballast-Tr1 | 0.03148 | 0.020299 | 0.030135 | 158.9683 | 2384.5246 | 0 | 0 | 0.083327 | 0 | 0.083327 | 0 | 0.10717 | 0 | 0.10717 | 0 | 2.6141 | 4.857 | 2.6141 | 4.857
234330-Premium T8 with T12 40 Watt Baseline - Tr1 | 2.4296 | 1.5667 | 2.5488 | 12268.8356 | 184032.5342 | 0 | 0 | 0.093473 | 0 | 0.093473 | 0 | 0.1126 | 0 | 0.1126 | 0 | 3.2535 | 6.0363 | 3.2535 | 6.0363
234285-Lighting-Occpncy Snsr-Hi-Bay integrated Snsr-Tr1 | 14.9926 | 9.6677 | 14.6844 | 75709.7843 | 605678.274 | 0 | 0 | 0.1116 | 0 | 0.1116 | 0 | 0.11979 | 0 | 0.11979 | 0 | 8.1595 | 17.186 | 8.1595 | 17.186
234049-Lighting-LED Exit Sign New Sign | 0.034087 | 0.033866 | 0 | 298.6144 | 4777.8301 | 0 | 0 | 0.094675 | 0 | 0.094675 | 0 | 0.10073 | 0 | 0.10073 | 0 | 5.2718 | 7.2526 | 5.2718 | 7.2526
234285-Lighting-Occpncy Snsr-Hi-Bay integrated Snsr-Tr1 | 4.1646 | 2.6855 | 4.079 | 21030.4956 | 168243.965 | 0 | 0 | 0.10991 | 0 | 0.10991 | 0 | 0.1181 | 0 | 0.1181 | 0 | 8.051 | 16.9575 | 8.051 | 16.9575
234330-Premium T8 with T12 40 Watt Baseline - Tr1 | 2.6291 | 1.6953 | 2.7582 | 13276.4211 | 199146.3172 | 0 | 0 | 0.091878 | 0 | 0.091878 | 0 | 0.111 | 0 | 0.111 | 0 | 3.215 | 5.965 | 3.215 | 5.965
234285-Lighting-Occpncy Snsr-Hi-Bay integrated Snsr-Tr1 | 5.8305 | 3.7596 | 5.7106 | 29442.6939 | 235541.551 | 0 | 0 | 0.10991 | 0 | 0.10991 | 0 | 0.1181 | 0 | 0.1181 | 0 | 8.051 | 16.9575 | 8.051 | 16.9575
234287-Lighting-Occpncy Snsr-Hi-Bay integrated Snsr-Tr3 | 4.4207 | 2.8506 | 5.2835 | 22323.84 | 178590.72 | 0 | 0 | 0.10201 | 0 | 0.10201 | 0 | 0.11434 | 0 | 0.11434 | 0 | 5.3433 | 11.2502 | 5.3433 | 11.2502
234330-Premium T8 with T12 40 Watt Baseline - Tr1 | 1.2207 | 0.78711 | 1.2806 | 6164.0527 | 92460.7901 | 0 | 0 | 0.093473 | 0 | 0.093473 | 0 | 0.1126 | 0 | 0.1126 | 0 | 3.2535 | 6.0363 | 3.2535 | 6.0363
234285-Lighting-Occpncy Snsr-Hi-Bay integrated Snsr-Tr1 | 3.7482 | 2.4169 | 3.6711 | 18927.4461 | 151419.5685 | 0 | 0 | 0.1116 | 0 | 0.1116 | 0 | 0.11979 | 0 | 0.11979 | 0 | 8.1595 | 17.186 | 8.1595 | 17.186
234330-Premium T8 with T12 40 Watt Baseline - Tr1 | 0.28169 | 0.18164 | 0.29552 | 1422.4737 | 21337.1054 | 0 | 0 | 0.091878 | 0 | 0.091878 | 0 | 0.111 | 0 | 0.111 | 0 | 3.215 | 5.965 | 3.215 | 5.965
234330-Premium T8 with T12 40 Watt Baseline - Tr1 | 0.80986 | 0.52222 | 0.84961 | 4089.6119 | 61344.1781 | 0 | 0 | 0.093473 | 0 | 0.093473 | 0 | 0.1126 | 0 | 0.1126 | 0 | 3.2535 | 6.0363 | 3.2535 | 6.0363
234285-Lighting-Occpncy Snsr-Hi-Bay integrated Snsr-Tr1 | 4.9975 | 3.2226 | 4.8948 | 25236.5948 | 201892.758 | 0 | 0 | 0.1116 | 0 | 0.1116 | 0 | 0.11979 | 0 | 0.11979 | 0 | 8.1595 | 17.186 | 8.1595 | 17.186
234286-Lighting-Occpncy Snsr-Hi-Bay integrated Snsr-Tr2 | 21.4522 | 13.833 | 34.1064 | 108329.3665 | 866634.932 | 0 | 0 | 0.099462 | 0 | 0.099462 | 0 | 0.11314 | 0 | 0.11314 | 0 | 4.8202 | 10.1569 | 4.8202 | 10.1569
234331-Premium T8 with T12 40 Watt Baseline - Tr2 | 2.0562 | 1.3259 | 3.0638 | 10383.2623 | 155748.9339 | 0 | 0 | 0.07546 | 0 | 0.07546 | 0 | 0.10924 | 0 | 0.10924 | 0 | 2.3033 | 5.529 | 2.3033 | 5.529
234286-Lighting-Occpncy Snsr-Hi-Bay integrated Snsr-Tr2 | 14.4678 | 9.3292 | 23.002 | 73059.3402 | 584474.7216 | 0 | 0 | 0.099462 | 0 | 0.099462 | 0 | 0.11314 | 0 | 0.11314 | 0 | 4.8202 | 10.1569 | 4.8202 | 10.1569
234286-Lighting-Occpncy Snsr-Hi-Bay integrated Snsr-Tr2 | 21.7017 | 13.9938 | 34.503 | 109589.0103 | 876712.0824 | 0 | 0 | 0.099462 | 0 | 0.099462 | 0 | 0.11314 | 0 | 0.11314 | 0 | 4.8202 | 10.1569 | 4.8202 | 10.1569
234330-Premium T8 with T12 40 Watt Baseline - Tr1 | 1.7371 | 1.1201 | 1.8224 | 8771.9211 | 131578.8167 | 0 | 0 | 0.093473 | 0 | 0.093473 | 0 | 0.1126 | 0 | 0.1126 | 0 | 3.2535 | 6.0363 | 3.2535 | 6.0363
234303-Lighting-Remove 4 Ft Lamp (De-Lamp) - Tr1 | 0 | 0 | 0.14787 | 769.2341 | 11538.5118 | -14.3898 | -215.8468 | 0 | 1.8717 | 0 | 1.8717 | 0 | 2.0492 | 0 | 2.0492 | -1.5179 | -1.2253 | -1.5179 | -1.2253
234285-Lighting-Occpncy Snsr-Hi-Bay integrated Snsr-Tr1 | 9.1622 | 5.908 | 8.9738 | 46267.0904 | 370136.723 | 0 | 0 | 0.1116 | 0 | 0.1116 | 0 | 0.11979 | 0 | 0.11979 | 0 | 8.1595 | 17.186 | 8.1595 | 17.186
234084-Refrigeration -Cooler/Freezer Door Gaskets - Solid Doors: Cooler | 1.0107 | 0.84523 | 0.87187 | 7627.968 | 30511.872 | 0 | 0 | 0.097885 | 0 | 0.097885 | 0 | 0.09318 | 0 | 0.09318 | 0 | 11.3668 | 7.5869 | 11.3668 | 7.5869
234084-Refrigeration -Cooler/Freezer Door Gaskets - Solid Doors: Cooler | 1.695 | 1.4175 | 1.4622 | 12792.738 | 51170.952 | 0 | 0 | 0.097885 | 0 | 0.097885 | 0 | 0.09318 | 0 | 0.09318 | 0 | 11.3668 | 7.5869 | 11.3668 | 7.5869
234084-Refrigeration -Cooler/Freezer Door Gaskets - Solid Doors: Cooler | 1.4002 | 1.171 | 1.2079 | 10567.914 | 42271.656 | 0 | 0 | 0.097885 | 0 | 0.097885 | 0 | 0.09318 | 0 | 0.09318 | 0 | 11.3668 | 7.5869 | 11.3668 | 7.5869
234084-Refrigeration -Cooler/Freezer Door Gaskets - Solid Doors: Cooler | 1.6318 | 1.3647 | 1.4077 | 12315.99 | 49263.96 | 0 | 0 | 0.097885 | 0 | 0.097885 | 0 | 0.09318 | 0 | 0.09318 | 0 | 11.3668 | 7.5869 | 11.3668 | 7.5869
234084-Refrigeration -Cooler/Freezer Door Gaskets - Solid Doors: Cooler | 1.6845 | 1.4087 | 1.4531 | 12713.28 | 50853.12 | 0 | 0 | 0.097885 | 0 | 0.097885 | 0 | 0.09318 | 0 | 0.09318 | 0 | 11.3668 | 7.5869 | 11.3668 | 7.5869
234084-Refrigeration -Cooler/Freezer Door Gaskets - Solid Doors: Cooler | 1.9687 | 1.6464 | 1.6983 | 14858.646 | 59434.584 | 0 | 0 | 0.097885 | 0 | 0.097885 | 0 | 0.09318 | 0 | 0.09318 | 0 | 11.3668 | 7.5869 | 11.3668 | 7.5869
234084-Refrigeration -Cooler/Freezer Door Gaskets - Solid Doors: Cooler | 3.9375 | 3.2929 | 3.3967 | 29717.292 | 118869.168 | 0 | 0 | 0.097885 | 0 | 0.097885 | 0 | 0.09318 | 0 | 0.09318 | 0 | 11.3668 | 7.5869 | 11.3668 | 7.5869
234084-Refrigeration -Cooler/Freezer Door Gaskets - Solid Doors: Cooler | 3.5374 | 2.9583 | 3.0516 | 26697.888 | 106791.552 | 0 | 0 | 0.097885 | 0 | 0.097885 | 0 | 0.09318 | 0 | 0.09318 | 0 | 11.3668 | 7.5869 | 11.3668 | 7.5869
234084-Refrigeration -Cooler/Freezer Door Gaskets - Solid Doors: Cooler | 1.2318 | 1.0301 | 1.0626 | 9296.586 | 37186.344 | 0 | 0 | 0.097885 | 0 | 0.097885 | 0 | 0.09318 | 0 | 0.09318 | 0 | 11.3668 | 7.5869 | 11.3668 | 7.5869
234286-Lighting-Occpncy Snsr-Hi-Bay integrated Snsr-Tr2 | 1.7461 | 1.1259 | 2.7761 | 8817.5066 | 70540.0526 | 0 | 0 | 0.10115 | 0 | 0.10115 | 0 | 0.11483 | 0 | 0.11483 | 0 | 4.8852 | 10.2937 | 4.8852 | 10.2937
234361-Lighting-IntrHiByLnrFlscntFxtr244wrplc400w(TrI)Tr2 | 0.42101 | 0.27148 | 0.67016 | 2126.0241 | 31890.3617 | 0 | 0 | 0.078003 | 0 | 0.078003 | 0 | 0.11158 | 0 | 0.11158 | 0 | 2.3697 | 5.774 | 2.3697 | 5.774
234286-Lighting-Occpncy Snsr-Hi-Bay integrated Snsr-Tr2 | 3.2428 | 2.091 | 5.1556 | 16375.3694 | 131002.9548 | 0 | 0 | 0.10115 | 0 | 0.10115 | 0 | 0.11483 | 0 | 0.11483 | 0 | 4.8852 | 10.2937 | 4.8852 | 10.2937
234330-Premium T8 with T12 40 Watt Baseline - Tr1 | 3.169 | 2.0435 | 3.3246 | 16002.8291 | 240042.4359 | 0 | 0 | 0.093473 | 0 | 0.093473 | 0 | 0.1126 | 0 | 0.1126 | 0 | 3.2535 | 6.0363 | 3.2535 | 6.0363
234303-Lighting-Remove 4 Ft Lamp (De-Lamp) - Tr1 | 0 | 0 | 1.6635 | 8653.8839 | 129808.2582 | -161.8851 | -2428.2762 | 0 | 1.8717 | 0 | 1.8717 | 0 | 2.0492 | 0 | 2.0492 | -1.5179 | -1.2253 | -1.5179 | -1.2253
234285-Lighting-Occpncy Snsr-Hi-Bay integrated Snsr-Tr1 | 17.9079 | 11.5475 | 17.5397 | 90431.1312 | 723449.0495 | 0 | 0 | 0.1116 | 0 | 0.1116 | 0 | 0.11979 | 0 | 0.11979 | 0 | 8.1595 | 17.186 | 8.1595 | 17.186
234330-Premium T8 with T12 40 Watt Baseline - Tr1 | 2.1361 | 1.3774 | 2.241 | 10787.0922 | 161806.3827 | 0 | 0 | 0.091878 | 0 | 0.091878 | 0 | 0.111 | 0 | 0.111 | 0 | 3.215 | 5.965 | 3.215 | 5.965
234303-Lighting-Remove 4 Ft Lamp (De-Lamp) - Tr1 | 0 | 0 | 1.072 | 5576.9474 | 83654.2108 | -104.3259 | -1564.8891 | 0 | 1.8697 | 0 | 1.8697 | 0 | 2.0472 | 0 | 2.0472 | -1.5153 | -1.2232 | -1.5153 | -1.2232
234126-Refrigeration - Efficient Evap Fan Motor Electronically Commutated Motor (ECM) | 0.021586 | 0.018052 | 0.022183 | 162.9166 | 2443.749 | -0.1614 | -2.4209 | 0.05134 | 0.97721 | 0.05134 | 0.97721 | -0.084552 | 0.97721 | -0.084552 | 0.97721 | 1.7469 | 0.57941 | 1.7469 | 0.57941
234312-Lighting-Screw in 14-26 Watt Lamp - Tr1 | 0 | 0 | 0.085091 | 423.7287 | 1046.6098 | -5.7227 | -14.1351 | 0 | 2.7417 | 0 | 2.7417 | 0 | 2.9173 | 0 | 2.9173 | -0.42547 | -0.38987 | -0.42547 | -0.38987
234330-Premium T8 with T12 40 Watt Baseline - Tr1 | 0.86854 | 0.56006 | 0.91118 | 4385.9606 | 65789.4084 | 0 | 0 | 0.091878 | 0 | 0.091878 | 0 | 0.111 | 0 | 0.111 | 0 | 3.215 | 5.965 | 3.215 | 5.965
234303-Lighting-Remove 4 Ft Lamp (De-Lamp) - Tr1 | 0 | 0 | 0.48056 | 2500.0109 | 37500.1635 | -46.7668 | -701.502 | 0 | 1.8697 | 0 | 1.8697 | 0 | 2.0472 | 0 | 2.0472 | -1.5153 | -1.2232 | -1.5153 | -1.2232
234285-Lighting-Occpncy Snsr-Hi-Bay integrated Snsr-Tr1 | 44.9779 | 29.003 | 44.0531 | 227129.3528 | 1817034.822 | 0 | 0 | 0.1116 | 0 | 0.1116 | 0 | 0.11979 | 0 | 0.11979 | 0 | 8.1595 | 17.186 | 8.1595 | 17.186
234286-Lighting-Occpncy Snsr-Hi-Bay integrated Snsr-Tr2 | 11.9733 | 7.7207 | 19.0361 | 60462.9022 | 483703.2179 | 0 | 0 | 0.099462 | 0 | 0.099462 | 0 | 0.11314 | 0 | 0.11314 | 0 | 4.8202 | 10.1569 | 4.8202 | 10.1569
234286-Lighting-Occpncy Snsr-Hi-Bay integrated Snsr-Tr2 | 18.2094 | 11.7419 | 28.9508 | 91953.9971 | 735631.9772 | 0 | 0 | 0.099462 | 0 | 0.099462 | 0 | 0.11314 | 0 | 0.11314 | 0 | 4.8202 | 10.1569 | 4.8202 | 10.1569
234286-Lighting-Occpncy Snsr-Hi-Bay integrated Snsr-Tr2 | 2.9933 | 1.9302 | 4.759 | 15115.7256 | 120925.8045 | 0 | 0 | 0.10115 | 0 | 0.10115 | 0 | 0.11483 | 0 | 0.11483 | 0 | 4.8852 | 10.2937 | 4.8852 | 10.2937
234085-Refrigeration -Strip Curtains for Walk-ins | 1.2857 | 0.92058 | 0.9752 | 8556 | 34224 | 0 | 0 | 0.099454 | 0 | 0.099454 | 0 | 0.10381 | 0 | 0.10381 | 0 | 12.9812 | 27.3404 | 12.9812 | 27.3404
234084-Refrigeration -Cooler/Freezer Door Gaskets - Solid Doors: Cooler | 1.0423 | 0.87165 | 0.89912 | 7866.342 | 31465.368 | 0 | 0 | 0.096107 | 0 | 0.096107 | 0 | 0.091385 | 0 | 0.091385 | 0 | 11.1726 | 7.4496 | 11.1726 | 7.4496
234067-Refrigeration - Food Service -Auto Closer for Main Cooler Doors | 0.099706 | 0.083383 | 0.14556 | 752.5063 | 6020.0504 | -0.037362 | -0.2989 | 0.045823 | 0.88635 | 0.045823 | 0.88635 | 0.088197 | 0.88635 | 0.088197 | 0.88635 | 1.7077 | 4.9518 | 1.7077 | 4.9518
234068-Refrigeration - Food Service -Auto Closer for Main Freezer Doors | 0.25838 | 0.21608 | 0.19315 | 1950.0694 | 15600.5556 | -0.018681 | -0.14945 | 0.084673 | 0.88635 | 0.084673 | 0.88635 | 0.097091 | 0.88635 | 0.097091 | 0.88635 | 4.2775 | 8.2376 | 4.2775 | 8.2376
234285-Lighting-Occpncy Snsr-Hi-Bay integrated Snsr-Tr1 | 13.3268 | 8.5935 | 13.0528 | 67297.586 | 538380.688 | 0 | 0 | 0.1116 | 0 | 0.1116 | 0 | 0.11979 | 0 | 0.11979 | 0 | 8.1595 | 17.186 | 8.1595 | 17.186
234330-Premium T8 with T12 40 Watt Baseline - Tr1 | 0.86854 | 0.56006 | 0.91118 | 4385.9606 | 65789.4084 | 0 | 0 | 0.091878 | 0 | 0.091878 | 0 | 0.111 | 0 | 0.111 | 0 | 3.215 | 5.965 | 3.215 | 5.965
234303-Lighting-Remove 4 Ft Lamp (De-Lamp) - Tr1 | 0 | 0 | 0.40663 | 2115.3938 | 31730.9076 | -39.5719 | -593.5786 | 0 | 1.8697 | 0 | 1.8697 | 0 | 2.0472 | 0 | 2.0472 | -1.5153 | -1.2232 | -1.5153 | -1.2232
234285-Lighting-Occpncy Snsr-Hi-Bay integrated Snsr-Tr1 | 5.414 | 3.4911 | 5.3027 | 27339.6443 | 218717.1545 | 0 | 0 | 0.10991 | 0 | 0.10991 | 0 | 0.1181 | 0 | 0.1181 | 0 | 8.051 | 16.9575 | 8.051 | 16.9575
234085-Refrigeration -Strip Curtains for Walk-ins | 0.67498 | 0.48331 | 0.51198 | 4491.9 | 17967.6 | 0 | 0 | 0.099442 | 0 | 0.099442 | 0 | 0.10379 | 0 | 0.10379 | 0 | 12.9638 | 27.1979 | 12.9638 | 27.1979
234084-Refrigeration -Cooler/Freezer Door Gaskets - Solid Doors: Cooler | 0.80013 | 0.66914 | 0.69023 | 6038.808 | 24155.232 | 0 | 0 | 0.096078 | 0 | 0.096078 | 0 | 0.091267 | 0 | 0.091267 | 0 | 11.1391 | 7.3878 | 11.1391 | 7.3878
234067-Refrigeration - Food Service -Auto Closer for Main Cooler Doors | 0.099706 | 0.083383 | 0.14556 | 752.5063 | 6020.0504 | -0.037362 | -0.2989 | 0.045823 | 0.88635 | 0.045823 | 0.88635 | 0.088197 | 0.88635 | 0.088197 | 0.88635 | 1.7077 | 4.9518 | 1.7077 | 4.9518
234083-Refrigeration -Cooler/Freezer Door Gaskets - Glass Doors | 2.6636 | 2.2275 | 2.2977 | 20102.874 | 80411.496 | 0 | 0 | 0.097884 | 0 | 0.097884 | 0 | 0.09318 | 0 | 0.09318 | 0 | 11.3662 | 7.5869 | 11.3662 | 7.5869
234330-Premium T8 with T12 40 Watt Baseline - Tr1 | 0.28169 | 0.18164 | 0.29552 | 1422.4737 | 21337.1054 | 0 | 0 | 0.091878 | 0 | 0.091878 | 0 | 0.111 | 0 | 0.111 | 0 | 3.215 | 5.965 | 3.215 | 5.965
234303-Lighting-Remove 4 Ft Lamp (De-Lamp) - Tr1 | 0 | 0 | 0.29573 | 1538.4682 | 23077.0237 | -28.7796 | -431.6935 | 0 | 1.8697 | 0 | 1.8697 | 0 | 2.0472 | 0 | 2.0472 | -1.5153 | -1.2232 | -1.5153 | -1.2232
234330-Premium T8 with T12 40 Watt Baseline - Tr1 | 0.093896 | 0.060547 | 0.098505 | 474.1579 | 7112.3685 | 0 | 0 | 0.093473 | 0 | 0.093473 | 0 | 0.1126 | 0 | 0.1126 | 0 | 3.2535 | 6.0363 | 3.2535 | 6.0363
234285-Lighting-Occpncy Snsr-Hi-Bay integrated Snsr-Tr1 | 14.9926 | 9.6677 | 14.6844 | 75709.7843 | 605678.274 | 0 | 0 | 0.1116 | 0 | 0.1116 | 0 | 0.11979 | 0 | 0.11979 | 0 | 8.1595 | 17.186 | 8.1595 | 17.186
234084-Refrigeration -Cooler/Freezer Door Gaskets - Solid Doors: Cooler | 1.1897 | 0.99491 | 1.0263 | 8978.754 | 35915.016 | 0 | 0 | 0.096098 | 0 | 0.096098 | 0 | 0.091347 | 0 | 0.091347 | 0 | 11.1617 | 7.4294 | 11.1617 | 7.4294
234116-Refrigeration -Cooler/Freezer Door Gaskets - Solid Doors: Freezer | 0.15792 | 0.13207 | 0.13623 | 1191.87 | 4767.48 | 0 | 0 | 0.091236 | 0 | 0.091236 | 0 | 0.090663 | 0 | 0.090663 | 0 | 7.3719 | 7.0883 | 7.3719 | 7.0883
234084-Refrigeration -Cooler/Freezer Door Gaskets - Solid Doors: Cooler | 1.0949 | 0.91567 | 0.94453 | 8263.632 | 33054.528 | 0 | 0 | 0.097885 | 0 | 0.097885 | 0 | 0.09318 | 0 | 0.09318 | 0 | 11.3668 | 7.5869 | 11.3668 | 7.5869
234084-Refrigeration -Cooler/Freezer Door Gaskets - Solid Doors: Cooler | 0.6001 | 0.50186 | 0.51767 | 4529.106 | 18116.424 | 0 | 0 | 0.097885 | 0 | 0.097885 | 0 | 0.09318 | 0 | 0.09318 | 0 | 11.3668 | 7.5869 | 11.3668 | 7.5869
234084-Refrigeration -Cooler/Freezer Door Gaskets - Solid Doors: Cooler | 1.5266 | 1.2767 | 1.3169 | 11521.41 | 46085.64 | 0 | 0 | 0.097885 | 0 | 0.097885 | 0 | 0.09318 | 0 | 0.09318 | 0 | 11.3668 | 7.5869 | 11.3668 | 7.5869
234084-Refrigeration -Cooler/Freezer Door Gaskets - Solid Doors: Cooler | 2.3267 | 1.9458 | 2.0071 | 17560.218 | 70240.872 | 0 | 0 | 0.096107 | 0 | 0.096107 | 0 | 0.091387 | 0 | 0.091387 | 0 | 11.1731 | 7.4505 | 11.1731 | 7.4505
234067-Refrigeration - Food Service -Auto Closer for Main Cooler Doors | 0.099706 | 0.083383 | 0.14556 | 752.5063 | 6020.0504 | -0.037362 | -0.2989 | 0.045823 | 0.88635 | 0.045823 | 0.88635 | 0.088197 | 0.88635 | 0.088197 | 0.88635 | 1.7077 | 4.9518 | 1.7077 | 4.9518
234285-Lighting-Occpncy Snsr-Hi-Bay integrated Snsr-Tr1 | 23.3219 | 15.0386 | 22.8424 | 117770.7755 | 942166.204 | 0 | 0 | 0.1116 | 0 | 0.1116 | 0 | 0.11979 | 0 | 0.11979 | 0 | 8.1595 | 17.186 | 8.1595 | 17.186
234286-Lighting-Occpncy Snsr-Hi-Bay integrated Snsr-Tr2 | 2.9933 | 1.9302 | 4.759 | 15115.7256 | 120925.8045 | 0 | 0 | 0.10115 | 0 | 0.10115 | 0 | 0.11483 | 0 | 0.11483 | 0 | 4.8852 | 10.2937 | 4.8852 | 10.2937
234285-Lighting-Occpncy Snsr-Hi-Bay integrated Snsr-Tr1 | 5.414 | 3.4911 | 5.3027 | 27339.6443 | 218717.1545 | 0 | 0 | 0.10991 | 0 | 0.10991 | 0 | 0.1181 | 0 | 0.1181 | 0 | 8.051 | 16.9575 | 8.051 | 16.9575
234285-Lighting-Occpncy Snsr-Hi-Bay integrated Snsr-Tr1 | 3.7482 | 2.4169 | 3.6711 | 18927.4461 | 151419.5685 | 0 | 0 | 0.10991 | 0 | 0.10991 | 0 | 0.1181 | 0 | 0.1181 | 0 | 8.051 | 16.9575 | 8.051 | 16.9575
234083-Refrigeration -Cooler/Freezer Door Gaskets - Glass Doors | 2.3162 | 1.937 | 1.998 | 17480.76 | 69923.04 | 0 | 0 | 0.097884 | 0 | 0.097884 | 0 | 0.09318 | 0 | 0.09318 | 0 | 11.3662 | 7.5869 | 11.3662 | 7.5869
234083-Refrigeration -Cooler/Freezer Door Gaskets - Glass Doors | 2.7162 | 2.2716 | 2.3432 | 20500.164 | 82000.656 | 0 | 0 | 0.097884 | 0 | 0.097884 | 0 | 0.09318 | 0 | 0.09318 | 0 | 11.3662 | 7.5869 | 11.3662 | 7.5869
234083-Refrigeration -Cooler/Freezer Door Gaskets - Glass Doors | 2.6847 | 2.2452 | 2.3159 | 20261.79 | 81047.16 | 0 | 0 | 0.097884 | 0 | 0.097884 | 0 | 0.09318 | 0 | 0.09318 | 0 | 11.3662 | 7.5869 | 11.3662 | 7.5869
234126-Refrigeration - Efficient Evap Fan Motor Electronically Commutated Motor (ECM) | 0.021586 | 0.018052 | 0.022183 | 162.9166 | 2443.749 | -0.1614 | -2.4209 | 0.05134 | 0.97721 | 0.05134 | 0.97721 | -0.084552 | 0.97721 | -0.084552 | 0.97721 | 1.7469 | 0.57941 | 1.7469 | 0.57941
234084-Refrigeration -Cooler/Freezer Door Gaskets - Solid Doors: Cooler | 0.82119 | 0.68675 | 0.7084 | 6197.724 | 24790.896 | 0 | 0 | 0.096081 | 0 | 0.096081 | 0 | 0.091278 | 0 | 0.091278 | 0 | 11.1422 | 7.3934 | 11.1422 | 7.3934
234067-Refrigeration - Food Service -Auto Closer for Main Cooler Doors | 0.099706 | 0.083383 | 0.14556 | 752.5063 | 6020.0504 | -0.037362 | -0.2989 | 0.045823 | 0.88635 | 0.045823 | 0.88635 | 0.088197 | 0.88635 | 0.088197 | 0.88635 | 1.7077 | 4.9518 | 1.7077 | 4.9518
234068-Refrigeration - Food Service -Auto Closer for Main Freezer Doors | 0.25838 | 0.21608 | 0.19315 | 1950.0694 | 15600.5556 | -0.018681 | -0.14945 | 0.084673 | 0.88635 | 0.084673 | 0.88635 | 0.097091 | 0.88635 | 0.097091 | 0.88635 | 4.2775 | 8.2376 | 4.2775 | 8.2376
234291-Lighting-Ocpncy Snsr-Wll/Cl Mntd Lght Snsr>=500Tr1 | 4.3735 | 2.8201 | 5.1156 | 22085.28 | 176682.24 | 0 | 0 | 0.065838 | 0 | 0.065838 | 0 | 0.10394 | 0 | 0.10394 | 0 | 2.0731 | 5.4717 | 2.0731 | 5.4717
234330-Premium T8 with T12 40 Watt Baseline - Tr1 | 2.4296 | 1.5667 | 2.5488 | 12268.8356 | 184032.5342 | 0 | 0 | 0.093473 | 0 | 0.093473 | 0 | 0.1126 | 0 | 0.1126 | 0 | 3.2535 | 6.0363 | 3.2535 | 6.0363
234312-Lighting-Screw in 14-26 Watt Lamp - Tr1 | 0 | 0 | 0.78709 | 3919.4901 | 9681.1405 | -52.9351 | -130.7496 | 0 | 2.7433 | 0 | 2.7433 | 0 | 2.9189 | 0 | 2.9189 | -0.4263 | -0.39063 | -0.4263 | -0.39063
234085-Refrigeration -Strip Curtains for Walk-ins | 0.67498 | 0.48331 | 0.51198 | 4491.9 | 17967.6 | 0 | 0 | 0.099368 | 0 | 0.099368 | 0 | 0.10366 | 0 | 0.10366 | 0 | 12.8495 | 26.2888 | 12.8495 | 26.2888
234084-Refrigeration -Cooler/Freezer Door Gaskets - Solid Doors: Cooler | 3.2111 | 2.6854 | 2.77 | 24234.69 | 96938.76 | 0 | 0 | 0.096112 | 0 | 0.096112 | 0 | 0.091407 | 0 | 0.091407 | 0 | 11.1789 | 7.4611 | 11.1789 | 7.4611
234083-Refrigeration -Cooler/Freezer Door Gaskets - Glass Doors | 1.8529 | 1.5496 | 1.5984 | 13984.608 | 55938.432 | 0 | 0 | 0.097884 | 0 | 0.097884 | 0 | 0.09318 | 0 | 0.09318 | 0 | 11.3662 | 7.5869 | 11.3662 | 7.5869
234083-Refrigeration -Cooler/Freezer Door Gaskets - Glass Doors | 1.5371 | 1.2855 | 1.326 | 11600.868 | 46403.472 | 0 | 0 | 0.096112 | 0 | 0.096112 | 0 | 0.091408 | 0 | 0.091408 | 0 | 11.1785 | 7.4616 | 11.1785 | 7.4616
234083-Refrigeration -Cooler/Freezer Door Gaskets - Glass Doors | 1.116 | 0.93328 | 0.96269 | 8422.548 | 33690.192 | 0 | 0 | 0.097884 | 0 | 0.097884 | 0 | 0.09318 | 0 | 0.09318 | 0 | 11.3662 | 7.5869 | 11.3662 | 7.5869
234126-Refrigeration - Efficient Evap Fan Motor Electronically Commutated Motor (ECM) | 0.021586 | 0.018052 | 0.022183 | 162.9166 | 2443.749 | -0.1614 | -2.4209 | 0.05134 | 0.97721 | 0.05134 | 0.97721 | -0.084552 | 0.97721 | -0.084552 | 0.97721 | 1.7469 | 0.57941 | 1.7469 | 0.57941
234083-Refrigeration -Cooler/Freezer Door Gaskets - Glass Doors | 1.7055 | 1.4263 | 1.4713 | 12872.196 | 51488.784 | 0 | 0 | 0.096112 | 0 | 0.096112 | 0 | 0.091408 | 0 | 0.091408 | 0 | 11.1785 | 7.4616 | 11.1785 | 7.4616
234083-Refrigeration -Cooler/Freezer Door Gaskets - Glass Doors | 2.074 | 1.7345 | 1.7892 | 15653.226 | 62612.904 | 0 | 0 | 0.09788 | 0 | 0.09788 | 0 | 0.093163 | 0 | 0.093163 | 0 | 11.361 | 7.5773 | 11.361 | 7.5773
234083-Refrigeration -Cooler/Freezer Door Gaskets - Glass Doors | 2.4004 | 2.0074 | 2.0707 | 18116.424 | 72465.696 | 0 | 0 | 0.097873 | 0 | 0.097873 | 0 | 0.093134 | 0 | 0.093134 | 0 | 11.3528 | 7.5621 | 11.3528 | 7.5621
234083-Refrigeration -Cooler/Freezer Door Gaskets - Glass Doors | 1.137 | 0.95089 | 0.98086 | 8581.464 | 34325.856 | 0 | 0 | 0.097884 | 0 | 0.097884 | 0 | 0.09318 | 0 | 0.09318 | 0 | 11.3662 | 7.5869 | 11.3662 | 7.5869
234083-Refrigeration -Cooler/Freezer Door Gaskets - Glass Doors | 2.7689 | 2.3156 | 2.3886 | 20897.454 | 83589.816 | 0 | 0 | 0.096112 | 0 | 0.096112 | 0 | 0.091408 | 0 | 0.091408 | 0 | 11.1785 | 7.4616 | 11.1785 | 7.4616
234083-Refrigeration -Cooler/Freezer Door Gaskets - Glass Doors | 1.0002 | 0.83643 | 0.86279 | 7548.51 | 30194.04 | 0 | 0 | 0.097884 | 0 | 0.097884 | 0 | 0.09318 | 0 | 0.09318 | 0 | 11.3662 | 7.5869 | 11.3662 | 7.5869
234083-Refrigeration -Cooler/Freezer Door Gaskets - Glass Doors | 2.6004 | 2.1747 | 2.2433 | 19626.126 | 78504.504 | 0 | 0 | 0.096112 | 0 | 0.096112 | 0 | 0.091408 | 0 | 0.091408 | 0 | 11.1785 | 7.4616 | 11.1785 | 7.4616
234083-Refrigeration -Cooler/Freezer Door Gaskets - Glass Doors | 2.6004 | 2.1747 | 2.2433 | 19626.126 | 78504.504 | 0 | 0 | 0.096112 | 0 | 0.096112 | 0 | 0.091408 | 0 | 0.091408 | 0 | 11.1785 | 7.4616 | 11.1785 | 7.4616
234285-Lighting-Occpncy Snsr-Hi-Bay integrated Snsr-Tr1 | 7.9128 | 5.1024 | 7.7501 | 39957.9417 | 319663.5335 | 0 | 0 | 0.1116 | 0 | 0.1116 | 0 | 0.11979 | 0 | 0.11979 | 0 | 8.1595 | 17.186 | 8.1595 | 17.186
234085-Refrigeration -Strip Curtains for Walk-ins | 0.89997 | 0.64441 | 0.68264 | 5989.2 | 23956.8 | 0 | 0 | 0.099429 | 0 | 0.099429 | 0 | 0.10377 | 0 | 0.10377 | 0 | 12.9421 | 27.0219 | 12.9421 | 27.0219
234084-Refrigeration -Cooler/Freezer Door Gaskets - Solid Doors: Cooler | 0.50535 | 0.42262 | 0.43594 | 3813.984 | 15255.936 | 0 | 0 | 0.096051 | 0 | 0.096051 | 0 | 0.091152 | 0 | 0.091152 | 0 | 11.1068 | 7.3288 | 11.1068 | 7.3288
234067-Refrigeration - Food Service -Auto Closer for Main Cooler Doors | 0.099706 | 0.083383 | 0.14556 | 752.5063 | 6020.0504 | -0.037362 | -0.2989 | 0.045823 | 0.88635 | 0.045823 | 0.88635 | 0.088197 | 0.88635 | 0.088197 | 0.88635 | 1.7077 | 4.9518 | 1.7077 | 4.9518
234285-Lighting-Occpncy Snsr-Hi-Bay integrated Snsr-Tr1 | 14.5762 | 9.3991 | 14.2765 | 73606.7347 | 588853.8775 | 0 | 0 | 0.1116 | 0 | 0.1116 | 0 | 0.11979 | 0 | 0.11979 | 0 | 8.1595 | 17.186 | 8.1595 | 17.186
234083-Refrigeration -Cooler/Freezer Door Gaskets - Glass Doors | 3.6848 | 3.0816 | 3.1787 | 27810.3 | 111241.2 | 0 | 0 | 0.097884 | 0 | 0.097884 | 0 | 0.09318 | 0 | 0.09318 | 0 | 11.3662 | 7.5869 | 11.3662 | 7.5869
234084-Refrigeration -Cooler/Freezer Door Gaskets - Solid Doors: Cooler | 0.17898 | 0.14968 | 0.15439 | 1350.786 | 5403.144 | 0 | 0 | 0.097885 | 0 | 0.097885 | 0 | 0.09318 | 0 | 0.09318 | 0 | 11.3668 | 7.5869 | 11.3668 | 7.5869
234084-Refrigeration -Cooler/Freezer Door Gaskets - Solid Doors: Cooler | 0.17898 | 0.14968 | 0.15439 | 1350.786 | 5403.144 | 0 | 0 | 0.097885 | 0 | 0.097885 | 0 | 0.09318 | 0 | 0.09318 | 0 | 11.3668 | 7.5869 | 11.3668 | 7.5869
234083-Refrigeration -Cooler/Freezer Door Gaskets - Glass Doors | 2.5267 | 2.1131 | 2.1797 | 19069.92 | 76279.68 | 0 | 0 | 0.097884 | 0 | 0.097884 | 0 | 0.09318 | 0 | 0.09318 | 0 | 11.3662 | 7.5869 | 11.3662 | 7.5869
234126-Refrigeration - Efficient Evap Fan Motor Electronically Commutated Motor (ECM) | 0.14031 | 0.11734 | 0.14419 | 1058.9579 | 15884.3685 | -1.0491 | -15.7361 | 0.050018 | 0.96773 | 0.050018 | 0.96773 | -0.085874 | 0.96773 | -0.085874 | 0.96773 | 1.7274 | 0.57296 | 1.7274 | 0.57296
234126-Refrigeration - Efficient Evap Fan Motor Electronically Commutated Motor (ECM) | 0.032379 | 0.027079 | 0.033274 | 244.3749 | 3665.6235 | -0.24209 | -3.6314 | 0.05134 | 0.97721 | 0.05134 | 0.97721 | -0.084552 | 0.97721 | -0.084552 | 0.97721 | 1.7469 | 0.57941 | 1.7469 | 0.57941
234294-Lighting-Occupancy Sensor-Wallbox Lghtng Snsr-Tr1 | 2.5929 | 1.6081 | 11.543 | 14005.4897 | 112043.9174 | 0 | 0 | 0.08477 | 0 | 0.08477 | 0 | 0.086495 | 0 | 0.086495 | 0 | 3.229 | 3.3824 | 3.229 | 3.3824
234331-Premium T8 with T12 40 Watt Baseline - Tr2 | 0.22846 | 0.14732 | 0.34042 | 1153.6958 | 17305.4371 | 0 | 0 | 0.07546 | 0 | 0.07546 | 0 | 0.10924 | 0 | 0.10924 | 0 | 2.3033 | 5.529 | 2.3033 | 5.529
234304-Lighting-Remove 4 Ft Lamp (De-Lamp) - Tr2 | 0 | 0 | 0.073933 | 384.6171 | 5769.2559 | -7.1949 | -107.9234 | 0 | 0.69035 | 0 | 0.69035 | 0 | 0.69063 | 0 | 0.69063 | 0 | 0 | 0 | 0
234330-Premium T8 with T12 40 Watt Baseline - Tr1 | 0.70422 | 0.4541 | 0.73879 | 3556.1842 | 53342.7635 | 0 | 0 | 0.091878 | 0 | 0.091878 | 0 | 0.111 | 0 | 0.111 | 0 | 3.215 | 5.965 | 3.215 | 5.965
234285-Lighting-Occpncy Snsr-Hi-Bay integrated Snsr-Tr1 | 35.3993 | 22.8264 | 34.6715 | 178759.2128 | 1430073.7025 | 0 | 0 | 0.10991 | 0 | 0.10991 | 0 | 0.1181 | 0 | 0.1181 | 0 | 8.051 | 16.9575 | 8.051 | 16.9575
234049-Lighting-LED Exit Sign New Sign | 0.034087 | 0.033866 | 0 | 298.6144 | 4777.8301 | 0 | 0 | 0.093414 | 0 | 0.093414 | 0 | 0.099467 | 0 | 0.099467 | 0 | 5.2149 | 7.1743 | 5.2149 | 7.1743
234331-Premium T8 with T12 40 Watt Baseline - Tr2 | 0.19583 | 0.12627 | 0.29179 | 988.8821 | 14833.2318 | 0 | 0 | 0.077055 | 0 | 0.077055 | 0 | 0.11083 | 0 | 0.11083 | 0 | 2.3309 | 5.5951 | 2.3309 | 5.5951
234331-Premium T8 with T12 40 Watt Baseline - Tr2 | 0.097913 | 0.063137 | 0.1459 | 494.4411 | 7416.6159 | 0 | 0 | 0.077055 | 0 | 0.077055 | 0 | 0.11083 | 0 | 0.11083 | 0 | 2.3309 | 5.5951 | 2.3309 | 5.5951
234304-Lighting-Remove 4 Ft Lamp (De-Lamp) - Tr2 | 0 | 0 | 0 | 0 | 0 | 0 | 0 | 0 | 0 | 0 | 0 | 0 | 0 | 0 | 0 | 0 | 0 | 0 | 0
234330-Premium T8 with T12 40 Watt Baseline - Tr1 | 0.46948 | 0.30273 | 0.49253 | 2370.7895 | 35561.8424 | 0 | 0 | 0.093473 | 0 | 0.093473 | 0 | 0.1126 | 0 | 0.1126 | 0 | 3.2535 | 6.0363 | 3.2535 | 6.0363
234303-Lighting-Remove 4 Ft Lamp (De-Lamp) - Tr1 | 0 | 0 | 0.073933 | 384.6171 | 5769.2559 | -7.1949 | -107.9234 | 0 | 1.8717 | 0 | 1.8717 | 0 | 2.0492 | 0 | 2.0492 | -1.5179 | -1.2253 | -1.5179 | -1.2253
234312-Lighting-Screw in 14-26 Watt Lamp - Tr1 | 0 | 0 | 4.4035 | 21927.9581 | 54162.0565 | -296.1502 | -731.491 | 0 | 2.7433 | 0 | 2.7433 | 0 | 2.9189 | 0 | 2.9189 | -0.4263 | -0.39063 | -0.4263 | -0.39063
234140-Low Flow Showerhead | 0.16964 | 0.15467 | 0.28521 | 1296.4272 | 12964.2724 | 149.2736 | 1492.736 | 0.057436 | 0.45522 | 0.057436 | 0.45522 | 0.08013 | 0.63508 | 0.08013 | 0.63508 | 1.9764 | 3.2179 | 1.9764 | 3.2179
234330-Premium T8 with T12 40 Watt Baseline - Tr1 | 0.070422 | 0.04541 | 0.073879 | 355.6184 | 5334.2764 | 0 | 0 | 0.093473 | 0 | 0.093473 | 0 | 0.1126 | 0 | 0.1126 | 0 | 3.2535 | 6.0363 | 3.2535 | 6.0363
234318-Lighting-Screw in 5- 13 Watt Lamp - Tr1 | 0.84196 | 0.52647 | 0.59115 | 4354.2345 | 8708.469 | 0 | 0 | 0.091579 | 0 | 0.091579 | 0 | 0.098019 | 0 | 0.098019 | 0 | 4.6263 | 6.2096 | 4.6263 | 6.2096
234315-Lighting-Screw in 14-26 Watt Reflector Lamp-Tr1 | 0 | 0 | 0.21273 | 1059.3216 | 2616.5245 | -14.3068 | -35.3377 | 0 | 4.3024 | 0 | 4.3024 | 0 | 2.926 | 0 | 2.926 | -0.29377 | -0.50123 | -0.29377 | -0.50123
234332-Premium T8 with T12 40 Watt Baseline - Tr3 | 0.055769 | 0.035962 | 0.10544 | 281.6243 | 4224.3641 | 0 | 0 | 0.094949 | 0 | 0.094949 | 0 | 0.11201 | 0 | 0.11201 | 0 | 3.3735 | 5.8835 | 3.3735 | 5.8835
234305-Lighting-Remove 4 Ft Lamp (De-Lamp) - Tr3 | 0 | 0 | 0 | 0 | 0 | 0 | 0 | 0 | 0 | 0 | 0 | 0 | 0 | 0 | 0 | 0 | 0 | 0 | 0
234331-Premium T8 with T12 40 Watt Baseline - Tr2 | 0.21214 | 0.1368 | 0.31611 | 1071.289 | 16069.3344 | 0 | 0 | 0.077055 | 0 | 0.077055 | 0 | 0.11083 | 0 | 0.11083 | 0 | 2.3309 | 5.5951 | 2.3309 | 5.5951
234304-Lighting-Remove 4 Ft Lamp (De-Lamp) - Tr2 | 0 | 0 | 0.48056 | 2500.0109 | 37500.1635 | -46.7668 | -701.502 | 0 | 0.69035 | 0 | 0.69035 | 0 | 0.69063 | 0 | 0.69063 | 0 | 0 | 0 | 0
234330-Premium T8 with T12 40 Watt Baseline - Tr1 | 0.46948 | 0.30273 | 0.49253 | 2370.7895 | 35561.8424 | 0 | 0 | 0.093473 | 0 | 0.093473 | 0 | 0.1126 | 0 | 0.1126 | 0 | 3.2535 | 6.0363 | 3.2535 | 6.0363
234303-Lighting-Remove 4 Ft Lamp (De-Lamp) - Tr1 | 0 | 0 | 0 | 0 | 0 | 0 | 0 | 0 | 0 | 0 | 0 | 0 | 0 | 0 | 0 | 0 | 0 | 0 | 0
234287-Lighting-Occpncy Snsr-Hi-Bay integrated Snsr-Tr3 | 8.2889 | 5.3449 | 9.9066 | 41857.2 | 334857.6 | 0 | 0 | 0.10201 | 0 | 0.10201 | 0 | 0.11434 | 0 | 0.11434 | 0 | 5.3433 | 11.2502 | 5.3433 | 11.2502
234083-Refrigeration -Cooler/Freezer Door Gaskets - Glass Doors | 3.2532 | 2.7206 | 2.8063 | 24552.522 | 98210.088 | 0 | 0 | 0.097884 | 0 | 0.097884 | 0 | 0.09318 | 0 | 0.09318 | 0 | 11.3662 | 7.5869 | 11.3662 | 7.5869
234083-Refrigeration -Cooler/Freezer Door Gaskets - Glass Doors | 2.9057 | 2.43 | 2.5066 | 21930.408 | 87721.632 | 0 | 0 | 0.097884 | 0 | 0.097884 | 0 | 0.09318 | 0 | 0.09318 | 0 | 11.3662 | 7.5869 | 11.3662 | 7.5869
234330-Premium T8 with T12 40 Watt Baseline - Tr1 | 0.39906 | 0.25732 | 0.41865 | 2015.1711 | 30227.566 | 0 | 0 | 0.093473 | 0 | 0.093473 | 0 | 0.1126 | 0 | 0.1126 | 0 | 3.2535 | 6.0363 | 3.2535 | 6.0363
234303-Lighting-Remove 4 Ft Lamp (De-Lamp) - Tr1 | 0 | 0 | 0.62843 | 3269.245 | 49038.6753 | -61.1566 | -917.3488 | 0 | 1.8717 | 0 | 1.8717 | 0 | 2.0492 | 0 | 2.0492 | -1.5179 | -1.2253 | -1.5179 | -1.2253
234330-Premium T8 with T12 40 Watt Baseline - Tr1 | 0.51643 | 0.33301 | 0.54178 | 2607.8684 | 39118.0266 | 0 | 0 | 0.093473 | 0 | 0.093473 | 0 | 0.1126 | 0 | 0.1126 | 0 | 3.2535 | 6.0363 | 3.2535 | 6.0363
234303-Lighting-Remove 4 Ft Lamp (De-Lamp) - Tr1 | 0 | 0 | 0.81326 | 4230.7877 | 63461.8151 | -79.1438 | -1187.1573 | 0 | 1.8717 | 0 | 1.8717 | 0 | 2.0492 | 0 | 2.0492 | -1.5179 | -1.2253 | -1.5179 | -1.2253
234330-Premium T8 with T12 40 Watt Baseline - Tr1 | 0.32864 | 0.21191 | 0.34477 | 1659.5526 | 24893.2896 | 0 | 0 | 0.093473 | 0 | 0.093473 | 0 | 0.1126 | 0 | 0.1126 | 0 | 3.2535 | 6.0363 | 3.2535 | 6.0363
234330-Premium T8 with T12 40 Watt Baseline - Tr1 | 0.86854 | 0.56006 | 0.91118 | 4385.9606 | 65789.4084 | 0 | 0 | 0.093473 | 0 | 0.093473 | 0 | 0.1126 | 0 | 0.1126 | 0 | 3.2535 | 6.0363 | 3.2535 | 6.0363
234303-Lighting-Remove 4 Ft Lamp (De-Lamp) - Tr1 | 0 | 0 | 0.77629 | 4038.4791 | 60577.1872 | -75.5464 | -1133.1956 | 0 | 1.8717 | 0 | 1.8717 | 0 | 2.0492 | 0 | 2.0492 | -1.5179 | -1.2253 | -1.5179 | -1.2253
234330-Premium T8 with T12 40 Watt Baseline - Tr1 | 0.18779 | 0.12109 | 0.19701 | 948.3158 | 14224.7369 | 0 | 0 | 0.093473 | 0 | 0.093473 | 0 | 0.1126 | 0 | 0.1126 | 0 | 3.2535 | 6.0363 | 3.2535 | 6.0363
234303-Lighting-Remove 4 Ft Lamp (De-Lamp) - Tr1 | 0 | 0 | 0.29573 | 1538.4682 | 23077.0237 | -28.7796 | -431.6935 | 0 | 1.8717 | 0 | 1.8717 | 0 | 2.0492 | 0 | 2.0492 | -1.5179 | -1.2253 | -1.5179 | -1.2253
234330-Premium T8 with T12 40 Watt Baseline - Tr1 | 0.18779 | 0.12109 | 0.19701 | 948.3158 | 14224.7369 | 0 | 0 | 0.093473 | 0 | 0.093473 | 0 | 0.1126 | 0 | 0.1126 | 0 | 3.2535 | 6.0363 | 3.2535 | 6.0363
234303-Lighting-Remove 4 Ft Lamp (De-Lamp) - Tr1 | 0 | 0 | 0.29573 | 1538.4682 | 23077.0237 | -28.7796 | -431.6935 | 0 | 1.8717 | 0 | 1.8717 | 0 | 2.0492 | 0 | 2.0492 | -1.5179 | -1.2253 | -1.5179 | -1.2253
234285-Lighting-Occpncy Snsr-Hi-Bay integrated Snsr-Tr1 | 4.1646 | 2.6855 | 4.079 | 21030.4956 | 168243.965 | 0 | 0 | 0.1116 | 0 | 0.1116 | 0 | 0.11979 | 0 | 0.11979 | 0 | 8.1595 | 17.186 | 8.1595 | 17.186
234330-Premium T8 with T12 40 Watt Baseline - Tr1 | 0.82159 | 0.52979 | 0.86192 | 4148.8816 | 62233.2241 | 0 | 0 | 0.093473 | 0 | 0.093473 | 0 | 0.1126 | 0 | 0.1126 | 0 | 3.2535 | 6.0363 | 3.2535 | 6.0363
234303-Lighting-Remove 4 Ft Lamp (De-Lamp) - Tr1 | 0 | 0 | 0.18483 | 961.5427 | 14423.1398 | -17.9872 | -269.8085 | 0 | 1.8717 | 0 | 1.8717 | 0 | 2.0492 | 0 | 2.0492 | -1.5179 | -1.2253 | -1.5179 | -1.2253
234285-Lighting-Occpncy Snsr-Hi-Bay integrated Snsr-Tr1 | 2.9152 | 1.8798 | 2.8553 | 14721.3469 | 117770.7755 | 0 | 0 | 0.1116 | 0 | 0.1116 | 0 | 0.11979 | 0 | 0.11979 | 0 | 8.1595 | 17.186 | 8.1595 | 17.186
234330-Premium T8 with T12 40 Watt Baseline - Tr1 | 1.2207 | 0.78711 | 1.2806 | 6164.0527 | 92460.7901 | 0 | 0 | 0.093473 | 0 | 0.093473 | 0 | 0.1126 | 0 | 0.1126 | 0 | 3.2535 | 6.0363 | 3.2535 | 6.0363
234303-Lighting-Remove 4 Ft Lamp (De-Lamp) - Tr1 | 0 | 0 | 1.3308 | 6923.1071 | 103846.6066 | -129.5081 | -1942.621 | 0 | 1.8717 | 0 | 1.8717 | 0 | 2.0492 | 0 | 2.0492 | -1.5179 | -1.2253 | -1.5179 | -1.2253
234285-Lighting-Occpncy Snsr-Hi-Bay integrated Snsr-Tr1 | 4.1646 | 2.6855 | 4.079 | 21030.4956 | 168243.965 | 0 | 0 | 0.1116 | 0 | 0.1116 | 0 | 0.11979 | 0 | 0.11979 | 0 | 8.1595 | 17.186 | 8.1595 | 17.186
234360-Lighting-IntrHiByLnrFlscntFxtr244wrplc400w(TrI)Tr1 | 0 | 0 | 0.68143 | 0 | 0 | -21.639 | -324.5854 | 0 | 6.1863 | 0 | 6.1863 | 0 | 4.1901 | 0 | 4.1901 | -0.22308 | -0.36852 | -0.22308 | -0.36852
234330-Premium T8 with T12 40 Watt Baseline - Tr1 | 0.61033 | 0.39355 | 0.64029 | 3082.0263 | 46230.3951 | 0 | 0 | 0.093473 | 0 | 0.093473 | 0 | 0.1126 | 0 | 0.1126 | 0 | 3.2535 | 6.0363 | 3.2535 | 6.0363
234303-Lighting-Remove 4 Ft Lamp (De-Lamp) - Tr1 | 0 | 0 | 0.77629 | 4038.4791 | 60577.1872 | -75.5464 | -1133.1956 | 0 | 1.8717 | 0 | 1.8717 | 0 | 2.0492 | 0 | 2.0492 | -1.5179 | -1.2253 | -1.5179 | -1.2253
234330-Premium T8 with T12 40 Watt Baseline - Tr1 | 0.25822 | 0.1665 | 0.27089 | 1303.9342 | 19559.0133 | 0 | 0 | 0.093473 | 0 | 0.093473 | 0 | 0.1126 | 0 | 0.1126 | 0 | 3.2535 | 6.0363 | 3.2535 | 6.0363
234303-Lighting-Remove 4 Ft Lamp (De-Lamp) - Tr1 | 0 | 0 | 0.40663 | 2115.3938 | 31730.9076 | -39.5719 | -593.5786 | 0 | 1.8717 | 0 | 1.8717 | 0 | 2.0492 | 0 | 2.0492 | -1.5179 | -1.2253 | -1.5179 | -1.2253
234330-Premium T8 with T12 40 Watt Baseline - Tr1 | 0.44601 | 0.2876 | 0.4679 | 2252.25 | 33783.7502 | 0 | 0 | 0.093473 | 0 | 0.093473 | 0 | 0.1126 | 0 | 0.1126 | 0 | 3.2535 | 6.0363 | 3.2535 | 6.0363
234303-Lighting-Remove 4 Ft Lamp (De-Lamp) - Tr1 | 0 | 0 | 0.70236 | 3653.8621 | 54807.9312 | -68.3515 | -1025.2722 | 0 | 1.8717 | 0 | 1.8717 | 0 | 2.0492 | 0 | 2.0492 | -1.5179 | -1.2253 | -1.5179 | -1.2253
234360-Lighting-IntrHiByLnrFlscntFxtr244wrplc400w(TrI)Tr1 | 0 | 0 | 1.5332 | 0 | 0 | -48.6878 | -730.3171 | 0 | 6.1863 | 0 | 6.1863 | 0 | 4.1901 | 0 | 4.1901 | -0.22308 | -0.36852 | -0.22308 | -0.36852
234285-Lighting-Occpncy Snsr-Hi-Bay integrated Snsr-Tr1 | 3.7482 | 2.4169 | 3.6711 | 18927.4461 | 151419.5685 | 0 | 0 | 0.1116 | 0 | 0.1116 | 0 | 0.11979 | 0 | 0.11979 | 0 | 8.1595 | 17.186 | 8.1595 | 17.186
234084-Refrigeration -Cooler/Freezer Door Gaskets - Solid Doors: Cooler | 2.5794 | 2.1571 | 2.2251 | 19467.21 | 77868.84 | 0 | 0 | 0.096112 | 0 | 0.096112 | 0 | 0.091408 | 0 | 0.091408 | 0 | 11.1791 | 7.4616 | 11.1791 | 7.4616
234084-Refrigeration -Cooler/Freezer Door Gaskets - Solid Doors: Cooler | 1.9793 | 1.6553 | 1.7074 | 14938.104 | 59752.416 | 0 | 0 | 0.096112 | 0 | 0.096112 | 0 | 0.091408 | 0 | 0.091408 | 0 | 11.1791 | 7.4616 | 11.1791 | 7.4616
234084-Refrigeration -Cooler/Freezer Door Gaskets - Solid Doors: Cooler | 1.5055 | 1.259 | 1.2987 | 11362.494 | 45449.976 | 0 | 0 | 0.097885 | 0 | 0.097885 | 0 | 0.09318 | 0 | 0.09318 | 0 | 11.3668 | 7.5869 | 11.3668 | 7.5869
234084-Refrigeration -Cooler/Freezer Door Gaskets - Solid Doors: Cooler | 1.4108 | 1.1798 | 1.217 | 10647.372 | 42589.488 | 0 | 0 | 0.097885 | 0 | 0.097885 | 0 | 0.09318 | 0 | 0.09318 | 0 | 11.3668 | 7.5869 | 11.3668 | 7.5869
234084-Refrigeration -Cooler/Freezer Door Gaskets - Solid Doors: Cooler | 0.91594 | 0.76599 | 0.79013 | 6912.846 | 27651.384 | 0 | 0 | 0.097885 | 0 | 0.097885 | 0 | 0.09318 | 0 | 0.09318 | 0 | 11.3668 | 7.5869 | 11.3668 | 7.5869
234084-Refrigeration -Cooler/Freezer Door Gaskets - Solid Doors: Cooler | 0.83172 | 0.69556 | 0.71748 | 6277.182 | 25108.728 | 0 | 0 | 0.097885 | 0 | 0.097885 | 0 | 0.09318 | 0 | 0.09318 | 0 | 11.3668 | 7.5869 | 11.3668 | 7.5869
234360-Lighting-IntrHiByLnrFlscntFxtr244wrplc400w(TrI)Tr1 | 0 | 0 | 0.34072 | 0 | 0 | -10.8195 | -162.2927 | 0 | 6.1863 | 0 | 6.1863 | 0 | 4.1901 | 0 | 4.1901 | -0.22308 | -0.36852 | -0.22308 | -0.36852
234285-Lighting-Occpncy Snsr-Hi-Bay integrated Snsr-Tr1 | 0.83292 | 0.53709 | 0.8158 | 4206.0991 | 33648.793 | 0 | 0 | 0.1116 | 0 | 0.1116 | 0 | 0.11979 | 0 | 0.11979 | 0 | 8.1595 | 17.186 | 8.1595 | 17.186
234330-Premium T8 with T12 40 Watt Baseline - Tr1 | 0.11737 | 0.075684 | 0.12313 | 592.6974 | 8890.4606 | 0 | 0 | 0.093473 | 0 | 0.093473 | 0 | 0.1126 | 0 | 0.1126 | 0 | 3.2535 | 6.0363 | 3.2535 | 6.0363
234303-Lighting-Remove 4 Ft Lamp (De-Lamp) - Tr1 | 0 | 0 | 0.18483 | 961.5427 | 14423.1398 | -17.9872 | -269.8085 | 0 | 1.8717 | 0 | 1.8717 | 0 | 2.0492 | 0 | 2.0492 | -1.5179 | -1.2253 | -1.5179 | -1.2253
234360-Lighting-IntrHiByLnrFlscntFxtr244wrplc400w(TrI)Tr1 | 0 | 0 | 0.51107 | 0 | 0 | -16.2293 | -243.439 | 0 | 6.1863 | 0 | 6.1863 | 0 | 4.1901 | 0 | 4.1901 | -0.22308 | -0.36852 | -0.22308 | -0.36852
234285-Lighting-Occpncy Snsr-Hi-Bay integrated Snsr-Tr1 | 1.2494 | 0.80564 | 1.2237 | 6309.1487 | 50473.1895 | 0 | 0 | 0.1116 | 0 | 0.1116 | 0 | 0.11979 | 0 | 0.11979 | 0 | 8.1595 | 17.186 | 8.1595 | 17.186
234084-Refrigeration -Cooler/Freezer Door Gaskets - Solid Doors: Cooler | 0.51587 | 0.43142 | 0.44502 | 3893.442 | 15573.768 | 0 | 0 | 0.09611 | 0 | 0.09611 | 0 | 0.091397 | 0 | 0.091397 | 0 | 11.1759 | 7.4556 | 11.1759 | 7.4556
234085-Refrigeration -Strip Curtains for Walk-ins | 1.4142 | 1.0126 | 1.0727 | 9411.6 | 37646.4 | 0 | 0 | 0.099419 | 0 | 0.099419 | 0 | 0.10375 | 0 | 0.10375 | 0 | 12.927 | 26.9002 | 12.927 | 26.9002
234084-Refrigeration -Cooler/Freezer Door Gaskets - Solid Doors: Cooler | 2.8636 | 2.3948 | 2.4703 | 21612.576 | 86450.304 | 0 | 0 | 0.096112 | 0 | 0.096112 | 0 | 0.091405 | 0 | 0.091405 | 0 | 11.1784 | 7.4603 | 11.1784 | 7.4603
234083-Refrigeration -Cooler/Freezer Door Gaskets - Glass Doors | 0.29479 | 0.24653 | 0.2543 | 2224.824 | 8899.296 | 0 | 0 | 0.096112 | 0 | 0.096112 | 0 | 0.091408 | 0 | 0.091408 | 0 | 11.1785 | 7.4616 | 11.1785 | 7.4616
234067-Refrigeration - Food Service -Auto Closer for Main Cooler Doors | 0.19941 | 0.16677 | 0.29111 | 1505.0126 | 12040.1008 | -0.074725 | -0.5978 | 0.045823 | 0.88635 | 0.045823 | 0.88635 | 0.088197 | 0.88635 | 0.088197 | 0.88635 | 1.7077 | 4.9518 | 1.7077 | 4.9518
234330-Premium T8 with T12 40 Watt Baseline - Tr1 | 0.32864 | 0.21191 | 0.34477 | 1659.5526 | 24893.2896 | 0 | 0 | 0.093473 | 0 | 0.093473 | 0 | 0.1126 | 0 | 0.1126 | 0 | 3.2535 | 6.0363 | 3.2535 | 6.0363
234303-Lighting-Remove 4 Ft Lamp (De-Lamp) - Tr1 | 0 | 0 | 0.073933 | 384.6171 | 5769.2559 | -7.1949 | -107.9234 | 0 | 1.8717 | 0 | 1.8717 | 0 | 2.0492 | 0 | 2.0492 | -1.5179 | -1.2253 | -1.5179 | -1.2253
234330-Premium T8 with T12 40 Watt Baseline - Tr1 | 0.093896 | 0.060547 | 0.098505 | 474.1579 | 7112.3685 | 0 | 0 | 0.091878 | 0 | 0.091878 | 0 | 0.111 | 0 | 0.111 | 0 | 3.215 | 5.965 | 3.215 | 5.965
234303-Lighting-Remove 4 Ft Lamp (De-Lamp) - Tr1 | 0 | 0 | 0.14787 | 769.2341 | 11538.5118 | -14.3898 | -215.8468 | 0 | 1.8697 | 0 | 1.8697 | 0 | 2.0472 | 0 | 2.0472 | -1.5153 | -1.2232 | -1.5153 | -1.2232
234285-Lighting-Occpncy Snsr-Hi-Bay integrated Snsr-Tr1 | 2.9152 | 1.8798 | 2.8553 | 14721.3469 | 117770.7755 | 0 | 0 | 0.10991 | 0 | 0.10991 | 0 | 0.1181 | 0 | 0.1181 | 0 | 8.051 | 16.9575 | 8.051 | 16.9575
234331-Premium T8 with T12 40 Watt Baseline - Tr2 | 2.0562 | 1.3259 | 3.0638 | 10383.2623 | 155748.9339 | 0 | 0 | 0.077055 | 0 | 0.077055 | 0 | 0.11083 | 0 | 0.11083 | 0 | 2.3309 | 5.5951 | 2.3309 | 5.5951
234286-Lighting-Occpncy Snsr-Hi-Bay integrated Snsr-Tr2 | 15.715 | 10.1334 | 24.9849 | 79357.5592 | 634860.4735 | 0 | 0 | 0.10115 | 0 | 0.10115 | 0 | 0.11483 | 0 | 0.11483 | 0 | 4.8852 | 10.2937 | 4.8852 | 10.2937
234084-Refrigeration -Cooler/Freezer Door Gaskets - Solid Doors: Cooler | 0.16845 | 0.14087 | 0.14531 | 1271.328 | 5085.312 | 0 | 0 | 0.096051 | 0 | 0.096051 | 0 | 0.091152 | 0 | 0.091152 | 0 | 11.1068 | 7.3288 | 11.1068 | 7.3288
234330-Premium T8 with T12 40 Watt Baseline - Tr1 | 0.21127 | 0.13623 | 0.22164 | 1066.8553 | 16002.8291 | 0 | 0 | 0.093473 | 0 | 0.093473 | 0 | 0.1126 | 0 | 0.1126 | 0 | 3.2535 | 6.0363 | 3.2535 | 6.0363
234303-Lighting-Remove 4 Ft Lamp (De-Lamp) - Tr1 | 0 | 0 | 0.3327 | 1730.7768 | 25961.6516 | -32.377 | -485.6552 | 0 | 1.8717 | 0 | 1.8717 | 0 | 2.0492 | 0 | 2.0492 | -1.5179 | -1.2253 | -1.5179 | -1.2253
234360-Lighting-IntrHiByLnrFlscntFxtr244wrplc400w(TrI)Tr1 | 0 | 0 | 4.9404 | 0 | 0 | -156.8829 | -2353.2439 | 0 | 6.1863 | 0 | 6.1863 | 0 | 4.1901 | 0 | 4.1901 | -0.22308 | -0.36852 | -0.22308 | -0.36852
234285-Lighting-Occpncy Snsr-Hi-Bay integrated Snsr-Tr1 | 123.6893 | 79.7581 | 121.1461 | 624605.7201 | 4996845.7606 | 0 | 0 | 0.1116 | 0 | 0.1116 | 0 | 0.11979 | 0 | 0.11979 | 0 | 8.1595 | 17.186 | 8.1595 | 17.186
234172-Food Service - Convection Oven-Gas | 0 | 0 | 0 | 0 | 0 | 226.1 | 2713.2 | 0 | -0.35412 | 0 | -0.35412 | 0 | 0.66879 | 0 | 0.66879 | 0.72744 | 3.4201 | 0.72744 | 3.4201
234084-Refrigeration -Cooler/Freezer Door Gaskets - Solid Doors: Cooler | 0.75802 | 0.63393 | 0.6539 | 5720.976 | 22883.904 | 0 | 0 | 0.096077 | 0 | 0.096077 | 0 | 0.091261 | 0 | 0.091261 | 0 | 11.1374 | 7.3847 | 11.1374 | 7.3847
234067-Refrigeration - Food Service -Auto Closer for Main Cooler Doors | 0.099706 | 0.083383 | 0.14556 | 752.5063 | 6020.0504 | -0.037362 | -0.2989 | 0.045823 | 0.88635 | 0.045823 | 0.88635 | 0.088197 | 0.88635 | 0.088197 | 0.88635 | 1.7077 | 4.9518 | 1.7077 | 4.9518
234294-Lighting-Occupancy Sensor-Wallbox Lghtng Snsr-Tr1 | 5.9836 | 3.7111 | 26.6377 | 32320.3608 | 258562.8864 | 0 | 0 | 0.086393 | 0 | 0.086393 | 0 | 0.088118 | 0 | 0.088118 | 0 | 3.2717 | 3.4271 | 3.2717 | 3.4271
234330-Premium T8 with T12 40 Watt Baseline - Tr1 | 0.32864 | 0.21191 | 0.34477 | 1659.5526 | 24893.2896 | 0 | 0 | 0.093473 | 0 | 0.093473 | 0 | 0.1126 | 0 | 0.1126 | 0 | 3.2535 | 6.0363 | 3.2535 | 6.0363
234360-Lighting-IntrHiByLnrFlscntFxtr244wrplc400w(TrI)Tr1 | 0 | 0 | 0.85179 | 0 | 0 | -27.0488 | -405.7317 | 0 | 6.1863 | 0 | 6.1863 | 0 | 4.1901 | 0 | 4.1901 | -0.22308 | -0.36852 | -0.22308 | -0.36852
234285-Lighting-Occpncy Snsr-Hi-Bay integrated Snsr-Tr1 | 2.0823 | 1.3427 | 2.0395 | 10515.2478 | 84121.9825 | 0 | 0 | 0.1116 | 0 | 0.1116 | 0 | 0.11979 | 0 | 0.11979 | 0 | 8.1595 | 17.186 | 8.1595 | 17.186
234332-Premium T8 with T12 40 Watt Baseline - Tr3 | 0.11774 | 0.075919 | 0.2226 | 594.5401 | 8918.102 | 0 | 0 | 0.094949 | 0 | 0.094949 | 0 | 0.11201 | 0 | 0.11201 | 0 | 3.3735 | 5.8835 | 3.3735 | 5.8835
234305-Lighting-Remove 4 Ft Lamp (De-Lamp) - Tr3 | 0 | 0 | 0 | 0 | 0 | 0 | 0 | 0 | 0 | 0 | 0 | 0 | 0 | 0 | 0 | 0 | 0 | 0 | 0
234330-Premium T8 with T12 40 Watt Baseline - Tr1 | 0.44601 | 0.2876 | 0.4679 | 2252.25 | 33783.7502 | 0 | 0 | 0.093473 | 0 | 0.093473 | 0 | 0.1126 | 0 | 0.1126 | 0 | 3.2535 | 6.0363 | 3.2535 | 6.0363
234303-Lighting-Remove 4 Ft Lamp (De-Lamp) - Tr1 | 0 | 0 | 0.70236 | 3653.8621 | 54807.9312 | -68.3515 | -1025.2722 | 0 | 1.8717 | 0 | 1.8717 | 0 | 2.0492 | 0 | 2.0492 | -1.5179 | -1.2253 | -1.5179 | -1.2253
234286-Lighting-Occpncy Snsr-Hi-Bay integrated Snsr-Tr2 | 7.4833 | 4.8255 | 11.8976 | 37789.3139 | 302314.5112 | 0 | 0 | 0.10115 | 0 | 0.10115 | 0 | 0.11483 | 0 | 0.11483 | 0 | 4.8852 | 10.2937 | 4.8852 | 10.2937
234286-Lighting-Occpncy Snsr-Hi-Bay integrated Snsr-Tr2 | 3.7417 | 2.4127 | 5.9488 | 18894.6569 | 151157.2556 | 0 | 0 | 0.10115 | 0 | 0.10115 | 0 | 0.11483 | 0 | 0.11483 | 0 | 4.8852 | 10.2937 | 4.8852 | 10.2937
234084-Refrigeration -Cooler/Freezer Door Gaskets - Solid Doors: Cooler | 1.2739 | 1.0653 | 1.0989 | 9614.418 | 38457.672 | 0 | 0 | 0.096111 | 0 | 0.096111 | 0 | 0.091401 | 0 | 0.091401 | 0 | 11.1771 | 7.4579 | 11.1771 | 7.4579
234067-Refrigeration - Food Service -Auto Closer for Main Cooler Doors | 0.19941 | 0.16677 | 0.29111 | 1505.0126 | 12040.1008 | -0.074725 | -0.5978 | 0.045823 | 0.88635 | 0.045823 | 0.88635 | 0.088197 | 0.88635 | 0.088197 | 0.88635 | 1.7077 | 4.9518 | 1.7077 | 4.9518
234330-Premium T8 with T12 40 Watt Baseline - Tr1 | 21.3967 | 13.7971 | 22.4469 | 108048.731 | 1620730.9653 | 0 | 0 | 0.093473 | 0 | 0.093473 | 0 | 0.1126 | 0 | 0.1126 | 0 | 3.2535 | 6.0363 | 3.2535 | 6.0363
234303-Lighting-Remove 4 Ft Lamp (De-Lamp) - Tr1 | 0 | 0 | 0.85023 | 4423.0962 | 66346.4431 | -82.7413 | -1241.1189 | 0 | 1.8717 | 0 | 1.8717 | 0 | 2.0492 | 0 | 2.0492 | -1.5179 | -1.2253 | -1.5179 | -1.2253
234285-Lighting-Occpncy Snsr-Hi-Bay integrated Snsr-Tr1 | 149.5099 | 96.408 | 146.4359 | 754994.793 | 6039958.3436 | 0 | 0 | 0.1116 | 0 | 0.1116 | 0 | 0.11979 | 0 | 0.11979 | 0 | 8.1595 | 17.186 | 8.1595 | 17.186
234330-Premium T8 with T12 40 Watt Baseline - Tr1 | 0.28169 | 0.18164 | 0.29552 | 1422.4737 | 21337.1054 | 0 | 0 | 0.093473 | 0 | 0.093473 | 0 | 0.1126 | 0 | 0.1126 | 0 | 3.2535 | 6.0363 | 3.2535 | 6.0363
234303-Lighting-Remove 4 Ft Lamp (De-Lamp) - Tr1 | 0 | 0 | 0.073933 | 384.6171 | 5769.2559 | -7.1949 | -107.9234 | 0 | 1.8717 | 0 | 1.8717 | 0 | 2.0492 | 0 | 2.0492 | -1.5179 | -1.2253 | -1.5179 | -1.2253
234360-Lighting-IntrHiByLnrFlscntFxtr244wrplc400w(TrI)Tr1 | 0 | 0 | 0.85179 | 0 | 0 | -27.0488 | -405.7317 | 0 | 6.1863 | 0 | 6.1863 | 0 | 4.1901 | 0 | 4.1901 | -0.22308 | -0.36852 | -0.22308 | -0.36852
234285-Lighting-Occpncy Snsr-Hi-Bay integrated Snsr-Tr1 | 2.0823 | 1.3427 | 2.0395 | 10515.2478 | 84121.9825 | 0 | 0 | 0.1116 | 0 | 0.1116 | 0 | 0.11979 | 0 | 0.11979 | 0 | 8.1595 | 17.186 | 8.1595 | 17.186
234330-Premium T8 with T12 40 Watt Baseline - Tr1 | 0.11737 | 0.075684 | 0.12313 | 592.6974 | 8890.4606 | 0 | 0 | 0.093473 | 0 | 0.093473 | 0 | 0.1126 | 0 | 0.1126 | 0 | 3.2535 | 6.0363 | 3.2535 | 6.0363
234303-Lighting-Remove 4 Ft Lamp (De-Lamp) - Tr1 | 0 | 0 | 0.18483 | 961.5427 | 14423.1398 | -17.9872 | -269.8085 | 0 | 1.8717 | 0 | 1.8717 | 0 | 2.0492 | 0 | 2.0492 | -1.5179 | -1.2253 | -1.5179 | -1.2253
234201-Lighting-2 Ft 2nd Gen T-8 with Elec Ballast-Tr1 | 0.25184 | 0.16239 | 0.24108 | 1271.7465 | 19076.1971 | 0 | 0 | 0.083327 | 0 | 0.083327 | 0 | 0.10717 | 0 | 0.10717 | 0 | 2.6141 | 4.857 | 2.6141 | 4.857
234330-Premium T8 with T12 40 Watt Baseline - Tr1 | 3.9437 | 2.543 | 4.1372 | 19914.6317 | 298719.4758 | 0 | 0 | 0.093473 | 0 | 0.093473 | 0 | 0.1126 | 0 | 0.1126 | 0 | 3.2535 | 6.0363 | 3.2535 | 6.0363
234303-Lighting-Remove 4 Ft Lamp (De-Lamp) - Tr1 | 0 | 0 | 3.327 | 17307.7678 | 259616.5164 | -323.7702 | -4856.5524 | 0 | 1.8717 | 0 | 1.8717 | 0 | 2.0492 | 0 | 2.0492 | -1.5179 | -1.2253 | -1.5179 | -1.2253
234306-Lighting-Remove 8 Ft Lamp (De-Lamp) - Tr1 | 0.047566 | 0.029501 | 0.054487 | 256.9273 | 3853.9094 | 0 | 0 | 0.121 | 0 | 0.121 | 0 | 0.12129 | 0 | 0.12129 | 0 | 11.9671 | 12.2885 | 11.9671 | 12.2885
234360-Lighting-IntrHiByLnrFlscntFxtr244wrplc400w(TrI)Tr1 | 0 | 0 | 0 | 0 | 0 | 0 | 0 | 0 | 0 | 0 | 0 | 0 | 0 | 0 | 0 | 0 | 0 | 0 | 0
234285-Lighting-Occpncy Snsr-Hi-Bay integrated Snsr-Tr1 | 0 | 0 | 0 | 0 | 0 | 0 | 0 | 0 | 0 | 0 | 0 | 0 | 0 | 0 | 0 | 0 | 0 | 0 | 0
234286-Lighting-Occpncy Snsr-Hi-Bay integrated Snsr-Tr2 | 20.205 | 13.0287 | 32.1235 | 102031.1475 | 816249.1802 | 0 | 0 | 0.099462 | 0 | 0.099462 | 0 | 0.11314 | 0 | 0.11314 | 0 | 4.8202 | 10.1569 | 4.8202 | 10.1569
234085-Refrigeration -Strip Curtains for Walk-ins | 0.64284 | 0.46029 | 0.4876 | 4278 | 17112 | 0 | 0 | 0.099413 | 0 | 0.099413 | 0 | 0.10374 | 0 | 0.10374 | 0 | 12.9183 | 26.8306 | 12.9183 | 26.8306
234084-Refrigeration -Cooler/Freezer Door Gaskets - Solid Doors: Cooler | 0.6001 | 0.50186 | 0.51767 | 4529.106 | 18116.424 | 0 | 0 | 0.096056 | 0 | 0.096056 | 0 | 0.091175 | 0 | 0.091175 | 0 | 11.1132 | 7.3406 | 11.1132 | 7.3406
234067-Refrigeration - Food Service -Auto Closer for Main Cooler Doors | 0.099706 | 0.083383 | 0.14556 | 752.5063 | 6020.0504 | -0.037362 | -0.2989 | 0.045823 | 0.88635 | 0.045823 | 0.88635 | 0.088197 | 0.88635 | 0.088197 | 0.88635 | 1.7077 | 4.9518 | 1.7077 | 4.9518
234083-Refrigeration -Cooler/Freezer Door Gaskets - Glass Doors | 1.4529 | 1.215 | 1.2533 | 10965.204 | 43860.816 | 0 | 0 | 0.097866 | 0 | 0.097866 | 0 | 0.093104 | 0 | 0.093104 | 0 | 11.344 | 7.5459 | 11.344 | 7.5459
234085-Refrigeration -Strip Curtains for Walk-ins | 1.2214 | 0.87456 | 0.92644 | 8128.2 | 32512.8 | 0 | 0 | 0.099439 | 0 | 0.099439 | 0 | 0.10379 | 0 | 0.10379 | 0 | 12.9585 | 27.1546 | 12.9585 | 27.1546
234084-Refrigeration -Cooler/Freezer Door Gaskets - Solid Doors: Cooler | 1.9477 | 1.6288 | 1.6802 | 14699.73 | 58798.92 | 0 | 0 | 0.096106 | 0 | 0.096106 | 0 | 0.091384 | 0 | 0.091384 | 0 | 11.1722 | 7.4488 | 11.1722 | 7.4488
234084-Refrigeration -Cooler/Freezer Door Gaskets - Solid Doors: Cooler | 3.9691 | 3.3193 | 3.4239 | 29955.666 | 119822.664 | 0 | 0 | 0.097885 | 0 | 0.097885 | 0 | 0.09318 | 0 | 0.09318 | 0 | 11.3668 | 7.5869 | 11.3668 | 7.5869
234084-Refrigeration -Cooler/Freezer Door Gaskets - Solid Doors: Cooler | 0.57904 | 0.48425 | 0.49951 | 4370.19 | 17480.76 | 0 | 0 | 0.097885 | 0 | 0.097885 | 0 | 0.09318 | 0 | 0.09318 | 0 | 11.3668 | 7.5869 | 11.3668 | 7.5869
234084-Refrigeration -Cooler/Freezer Door Gaskets - Solid Doors: Cooler | 0.8633 | 0.72197 | 0.74472 | 6515.556 | 26062.224 | 0 | 0 | 0.097885 | 0 | 0.097885 | 0 | 0.09318 | 0 | 0.09318 | 0 | 11.3668 | 7.5869 | 11.3668 | 7.5869
234084-Refrigeration -Cooler/Freezer Door Gaskets - Solid Doors: Cooler | 1.674 | 1.3999 | 1.444 | 12633.822 | 50535.288 | 0 | 0 | 0.097885 | 0 | 0.097885 | 0 | 0.09318 | 0 | 0.09318 | 0 | 11.3668 | 7.5869 | 11.3668 | 7.5869
234085-Refrigeration -Strip Curtains for Walk-ins | 0.70712 | 0.50632 | 0.53636 | 4705.8 | 18823.2 | 0 | 0 | 0.099432 | 0 | 0.099432 | 0 | 0.10377 | 0 | 0.10377 | 0 | 12.948 | 27.0697 | 12.948 | 27.0697
234084-Refrigeration -Cooler/Freezer Door Gaskets - Solid Doors: Cooler | 1.8529 | 1.5496 | 1.5984 | 13984.608 | 55938.432 | 0 | 0 | 0.096099 | 0 | 0.096099 | 0 | 0.091353 | 0 | 0.091353 | 0 | 11.1634 | 7.4325 | 11.1634 | 7.4325
234067-Refrigeration - Food Service -Auto Closer for Main Cooler Doors | 0.099706 | 0.083383 | 0.14556 | 752.5063 | 6020.0504 | -0.037362 | -0.2989 | 0.045823 | 0.88635 | 0.045823 | 0.88635 | 0.088197 | 0.88635 | 0.088197 | 0.88635 | 1.7077 | 4.9518 | 1.7077 | 4.9518
234068-Refrigeration - Food Service -Auto Closer for Main Freezer Doors | 0 | 0 | 0 | 0 | 0 | 0 | 0 | 0 | 0 | 0 | 0 | 0 | 0 | 0 | 0 | 0 | 0 | 0 | 0
234085-Refrigeration -Strip Curtains for Walk-ins | 0.64284 | 0.46029 | 0.4876 | 4278 | 17112 | 0 | 0 | 0.099454 | 0 | 0.099454 | 0 | 0.10381 | 0 | 0.10381 | 0 | 12.9812 | 27.3404 | 12.9812 | 27.3404
234084-Refrigeration -Cooler/Freezer Door Gaskets - Solid Doors: Cooler | 1.9477 | 1.6288 | 1.6802 | 14699.73 | 58798.92 | 0 | 0 | 0.096101 | 0 | 0.096101 | 0 | 0.091359 | 0 | 0.091359 | 0 | 11.1652 | 7.4359 | 11.1652 | 7.4359
234068-Refrigeration - Food Service -Auto Closer for Main Freezer Doors | 0.25838 | 0.21608 | 0.19315 | 1950.0694 | 15600.5556 | -0.018681 | -0.14945 | 0.084673 | 0.88635 | 0.084673 | 0.88635 | 0.097091 | 0.88635 | 0.097091 | 0.88635 | 4.2775 | 8.2376 | 4.2775 | 8.2376
234085-Refrigeration -Strip Curtains for Walk-ins | 0.73926 | 0.52934 | 0.56074 | 4919.7 | 19678.8 | 0 | 0 | 0.099448 | 0 | 0.099448 | 0 | 0.1038 | 0 | 0.1038 | 0 | 12.9726 | 27.2693 | 12.9726 | 27.2693
234084-Refrigeration -Cooler/Freezer Door Gaskets - Solid Doors: Cooler | 1.116 | 0.93328 | 0.96269 | 8422.548 | 33690.192 | 0 | 0 | 0.096111 | 0 | 0.096111 | 0 | 0.091403 | 0 | 0.091403 | 0 | 11.1776 | 7.4588 | 11.1776 | 7.4588
234067-Refrigeration - Food Service -Auto Closer for Main Cooler Doors | 0.099706 | 0.083383 | 0.14556 | 752.5063 | 6020.0504 | -0.037362 | -0.2989 | 0.045823 | 0.88635 | 0.045823 | 0.88635 | 0.088197 | 0.88635 | 0.088197 | 0.88635 | 1.7077 | 4.9518 | 1.7077 | 4.9518
234085-Refrigeration -Strip Curtains for Walk-ins | 0 | 0 | 0 | 0 | 0 | 0 | 0 | 0 | 0 | 0 | 0 | 0 | 0 | 0 | 0 | 0 | 0 | 0 | 0
234084-Refrigeration -Cooler/Freezer Door Gaskets - Solid Doors: Cooler | 1.0844 | 0.90687 | 0.93545 | 8184.174 | 32736.696 | 0 | 0 | 0.09608 | 0 | 0.09608 | 0 | 0.091272 | 0 | 0.091272 | 0 | 11.1406 | 7.3906 | 11.1406 | 7.3906
234116-Refrigeration -Cooler/Freezer Door Gaskets - Solid Doors: Freezer | 0.13686 | 0.11446 | 0.11807 | 1032.954 | 4131.816 | 0 | 0 | 0.091289 | 0 | 0.091289 | 0 | 0.090886 | 0 | 0.090886 | 0 | 7.3995 | 7.1959 | 7.3995 | 7.1959
234084-Refrigeration -Cooler/Freezer Door Gaskets - Solid Doors: Cooler | 1.3476 | 1.127 | 1.1625 | 10170.624 | 40682.496 | 0 | 0 | 0.097885 | 0 | 0.097885 | 0 | 0.09318 | 0 | 0.09318 | 0 | 11.3668 | 7.5869 | 11.3668 | 7.5869
234083-Refrigeration -Cooler/Freezer Door Gaskets - Glass Doors | 0.11581 | 0.09685 | 0.099902 | 874.038 | 3496.152 | 0 | 0 | 0.097884 | 0 | 0.097884 | 0 | 0.09318 | 0 | 0.09318 | 0 | 11.3662 | 7.5869 | 11.3662 | 7.5869
234084-Refrigeration -Cooler/Freezer Door Gaskets - Solid Doors: Cooler | 0.6738 | 0.56349 | 0.58125 | 5085.312 | 20341.248 | 0 | 0 | 0.097885 | 0 | 0.097885 | 0 | 0.09318 | 0 | 0.09318 | 0 | 11.3668 | 7.5869 | 11.3668 | 7.5869
234202-Lighting-2 Ft 2nd Gen T-8 with Elec Ballast-Tr2 | 0.029227 | 0.018846 | 0.047325 | 147.5901 | 2213.8512 | 0 | 0 | 0.054014 | 0 | 0.054014 | 0 | 0.10128 | 0 | 0.10128 | 0 | 1.6674 | 4.0083 | 1.6674 | 4.0083
234331-Premium T8 with T12 40 Watt Baseline - Tr2 | 0.7833 | 0.5051 | 1.1672 | 3955.5285 | 59332.9272 | 0 | 0 | 0.077055 | 0 | 0.077055 | 0 | 0.11083 | 0 | 0.11083 | 0 | 2.3309 | 5.5951 | 2.3309 | 5.5951
234304-Lighting-Remove 4 Ft Lamp (De-Lamp) - Tr2 | 0 | 0 | 0.38815 | 2019.2396 | 30288.5936 | -37.7732 | -566.5978 | 0 | 0.69035 | 0 | 0.69035 | 0 | 0.69063 | 0 | 0.69063 | 0 | 0 | 0 | 0
234084-Refrigeration -Cooler/Freezer Door Gaskets - Solid Doors: Cooler | 0.16845 | 0.14087 | 0.14531 | 1271.328 | 5085.312 | 0 | 0 | 0.097885 | 0 | 0.097885 | 0 | 0.09318 | 0 | 0.09318 | 0 | 11.3668 | 7.5869 | 11.3668 | 7.5869
234285-Lighting-Occpncy Snsr-Hi-Bay integrated Snsr-Tr1 | 3.3317 | 2.1484 | 3.2632 | 16824.3965 | 134595.172 | 0 | 0 | 0.10991 | 0 | 0.10991 | 0 | 0.1181 | 0 | 0.1181 | 0 | 8.051 | 16.9575 | 8.051 | 16.9575
234049-Lighting-LED Exit Sign New Sign | 0.068174 | 0.067731 | 0 | 597.2288 | 9555.6603 | 0 | 0 | 0.091877 | 0 | 0.091877 | 0 | 0.09793 | 0 | 0.09793 | 0 | 5.1455 | 7.0789 | 5.1455 | 7.0789
234360-Lighting-IntrHiByLnrFlscntFxtr244wrplc400w(TrI)Tr1 | 0 | 0 | 1.0221 | 0 | 0 | -32.4585 | -486.878 | 0 | 6.1844 | 0 | 6.1844 | 0 | 4.1881 | 0 | 4.1881 | -0.22269 | -0.36788 | -0.22269 | -0.36788
234285-Lighting-Occpncy Snsr-Hi-Bay integrated Snsr-Tr1 | 2.4988 | 1.6113 | 2.4474 | 12618.2974 | 100946.379 | 0 | 0 | 0.10991 | 0 | 0.10991 | 0 | 0.1181 | 0 | 0.1181 | 0 | 8.051 | 16.9575 | 8.051 | 16.9575
234360-Lighting-IntrHiByLnrFlscntFxtr244wrplc400w(TrI)Tr1 | 0 | 0 | 0.85179 | 0 | 0 | -27.0488 | -405.7317 | 0 | 6.1844 | 0 | 6.1844 | 0 | 4.1881 | 0 | 4.1881 | -0.22269 | -0.36788 | -0.22269 | -0.36788
234285-Lighting-Occpncy Snsr-Hi-Bay integrated Snsr-Tr1 | 2.0823 | 1.3427 | 2.0395 | 10515.2478 | 84121.9825 | 0 | 0 | 0.10991 | 0 | 0.10991 | 0 | 0.1181 | 0 | 0.1181 | 0 | 8.051 | 16.9575 | 8.051 | 16.9575
234287-Lighting-Occpncy Snsr-Hi-Bay integrated Snsr-Tr3 | 3.8681 | 2.4943 | 4.6231 | 19533.36 | 156266.88 | 0 | 0 | 0.10201 | 0 | 0.10201 | 0 | 0.11434 | 0 | 0.11434 | 0 | 5.3433 | 11.2502 | 5.3433 | 11.2502
234332-Premium T8 with T12 40 Watt Baseline - Tr3 | 0.32222 | 0.20778 | 0.60922 | 1627.1625 | 24407.4371 | 0 | 0 | 0.093354 | 0 | 0.093354 | 0 | 0.11042 | 0 | 0.11042 | 0 | 3.3337 | 5.8139 | 3.3337 | 5.8139
234305-Lighting-Remove 4 Ft Lamp (De-Lamp) - Tr3 | 0.14396 | 0.092828 | 0.28043 | 726.9614 | 10904.4215 | 0 | 0 | 0.10713 | 0 | 0.10713 | 0 | 0.12364 | 0 | 0.12364 | 0 | 5.0846 | 13.7179 | 5.0846 | 13.7179
234287-Lighting-Occpncy Snsr-Hi-Bay integrated Snsr-Tr3 | 2.2104 | 1.4253 | 2.6418 | 11161.92 | 89295.36 | 0 | 0 | 0.10201 | 0 | 0.10201 | 0 | 0.11434 | 0 | 0.11434 | 0 | 5.3433 | 11.2502 | 5.3433 | 11.2502
234331-Premium T8 with T12 40 Watt Baseline - Tr2 | 1.6808 | 1.0839 | 2.5046 | 8487.9049 | 127318.5729 | 0 | 0 | 0.077055 | 0 | 0.077055 | 0 | 0.11083 | 0 | 0.11083 | 0 | 2.3309 | 5.5951 | 2.3309 | 5.5951
234304-Lighting-Remove 4 Ft Lamp (De-Lamp) - Tr2 | 0 | 0 | 1.9038 | 9903.8893 | 148558.3399 | -185.2685 | -2779.0272 | 0 | 0.69035 | 0 | 0.69035 | 0 | 0.69063 | 0 | 0.69063 | 0 | 0 | 0 | 0
234285-Lighting-Occpncy Snsr-Hi-Bay integrated Snsr-Tr1 | 12.4939 | 8.0564 | 12.237 | 63091.4869 | 504731.895 | 0 | 0 | 0.10991 | 0 | 0.10991 | 0 | 0.1181 | 0 | 0.1181 | 0 | 8.051 | 16.9575 | 8.051 | 16.9575
234330-Premium T8 with T12 40 Watt Baseline - Tr1 | 1.3146 | 0.84766 | 1.3791 | 6638.2106 | 99573.1586 | 0 | 0 | 0.091878 | 0 | 0.091878 | 0 | 0.111 | 0 | 0.111 | 0 | 3.215 | 5.965 | 3.215 | 5.965
234285-Lighting-Occpncy Snsr-Hi-Bay integrated Snsr-Tr1 | 30.8182 | 19.8724 | 30.1846 | 155625.6676 | 1245005.341 | 0 | 0 | 0.10991 | 0 | 0.10991 | 0 | 0.1181 | 0 | 0.1181 | 0 | 8.051 | 16.9575 | 8.051 | 16.9575
234360-Lighting-IntrHiByLnrFlscntFxtr244wrplc400w(TrI)Tr1 | 0 | 0 | 0.68143 | 0 | 0 | -21.639 | -324.5854 | 0 | 6.1844 | 0 | 6.1844 | 0 | 4.1881 | 0 | 4.1881 | -0.22269 | -0.36788 | -0.22269 | -0.36788
234285-Lighting-Occpncy Snsr-Hi-Bay integrated Snsr-Tr1 | 9.1622 | 5.908 | 8.9738 | 46267.0904 | 370136.723 | 0 | 0 | 0.10991 | 0 | 0.10991 | 0 | 0.1181 | 0 | 0.1181 | 0 | 8.051 | 16.9575 | 8.051 | 16.9575
234285-Lighting-Occpncy Snsr-Hi-Bay integrated Snsr-Tr1 | 12.4939 | 8.0564 | 12.237 | 63091.4869 | 504731.895 | 0 | 0 | 0.10991 | 0 | 0.10991 | 0 | 0.1181 | 0 | 0.1181 | 0 | 8.051 | 16.9575 | 8.051 | 16.9575
234330-Premium T8 with T12 40 Watt Baseline - Tr1 | 1.6667 | 1.0747 | 1.7485 | 8416.3027 | 126244.5404 | 0 | 0 | 0.091878 | 0 | 0.091878 | 0 | 0.111 | 0 | 0.111 | 0 | 3.215 | 5.965 | 3.215 | 5.965
234303-Lighting-Remove 4 Ft Lamp (De-Lamp) - Tr1 | 0 | 0 | 0.073933 | 384.6171 | 5769.2559 | -7.1949 | -107.9234 | 0 | 1.8697 | 0 | 1.8697 | 0 | 2.0472 | 0 | 2.0472 | -1.5153 | -1.2232 | -1.5153 | -1.2232
234312-Lighting-Screw in 14-26 Watt Lamp - Tr1 | 0 | 0 | 0.085091 | 423.7287 | 1046.6098 | -5.7227 | -14.1351 | 0 | 2.7417 | 0 | 2.7417 | 0 | 2.9173 | 0 | 2.9173 | -0.42547 | -0.38987 | -0.42547 | -0.38987
234331-Premium T8 with T12 40 Watt Baseline - Tr2 | 0.19583 | 0.12627 | 0.29179 | 988.8821 | 14833.2318 | 0 | 0 | 0.07546 | 0 | 0.07546 | 0 | 0.10924 | 0 | 0.10924 | 0 | 2.3033 | 5.529 | 2.3033 | 5.529
234286-Lighting-Occpncy Snsr-Hi-Bay integrated Snsr-Tr2 | 3.7417 | 2.4127 | 5.9488 | 18894.6569 | 151157.2556 | 0 | 0 | 0.099462 | 0 | 0.099462 | 0 | 0.11314 | 0 | 0.11314 | 0 | 4.8202 | 10.1569 | 4.8202 | 10.1569
234085-Refrigeration -Strip Curtains for Walk-ins | 2.1856 | 1.565 | 1.6578 | 14545.2 | 58180.8 | 0 | 0 | 0.10124 | 0 | 0.10124 | 0 | 0.10558 | 0 | 0.10558 | 0 | 13.1607 | 27.4847 | 13.1607 | 27.4847
234084-Refrigeration -Cooler/Freezer Door Gaskets - Solid Doors: Cooler | 0.94752 | 0.79241 | 0.81738 | 7151.22 | 28604.88 | 0 | 0 | 0.097884 | 0 | 0.097884 | 0 | 0.093176 | 0 | 0.093176 | 0 | 11.3655 | 7.5844 | 11.3655 | 7.5844
234285-Lighting-Occpncy Snsr-Hi-Bay integrated Snsr-Tr1 | 5.8305 | 3.7596 | 5.7106 | 29442.6939 | 235541.551 | 0 | 0 | 0.10991 | 0 | 0.10991 | 0 | 0.1181 | 0 | 0.1181 | 0 | 8.051 | 16.9575 | 8.051 | 16.9575
234286-Lighting-Occpncy Snsr-Hi-Bay integrated Snsr-Tr2 | 4.49 | 2.8953 | 7.1386 | 22673.5883 | 181388.7067 | 0 | 0 | 0.099462 | 0 | 0.099462 | 0 | 0.11314 | 0 | 0.11314 | 0 | 4.8202 | 10.1569 | 4.8202 | 10.1569
234330-Premium T8 with T12 40 Watt Baseline - Tr1 | 1.6901 | 1.0898 | 1.7731 | 8534.8422 | 128022.6325 | 0 | 0 | 0.091878 | 0 | 0.091878 | 0 | 0.111 | 0 | 0.111 | 0 | 3.215 | 5.965 | 3.215 | 5.965
234330-Premium T8 with T12 40 Watt Baseline - Tr1 | 0.023474 | 0.015137 | 0.024626 | 118.5395 | 1778.0921 | 0 | 0 | 0.091878 | 0 | 0.091878 | 0 | 0.111 | 0 | 0.111 | 0 | 3.215 | 5.965 | 3.215 | 5.965

## Output
Program Summary |  | Nominal | Present Value | [5 empty] | Avoided Cost Version
Proposer Name |  | 0 | [6 empty] | 2010-05-04
Program Name |  | 0 | [6 empty] | 2010-05-04
Total Program Budget ($) |  | 831174.45 | 770814.8516 | [5 empty] | Base Year
2009
Net Participant Cost ($) |  | 649241.7135 | 602646.4914 | [5 empty] | SDG&E 09-11 4g3.xls
Program Impacts | [9 empty] | Program Impacts (Gross)
| Annual Net kWh | Lifecycle Net kWh | Annual Net Therms | Lifecycle Net Therms | Net Jul-Sept Pk (kW) | Net Dec-Feb Pk (kW) | Net CEC (kW) | User Entered kW |  |  | Annual Gross kWh | Lifecycle Gross kWh | Annual Gross Therms | Lifecycle Gross Therms | User Entered kW
2009-2011 | 10515517.296 | 86170668.2376 | -9453.744 | -110847.948 | 1836.488 | 1230.4856 | 0 | 2202.9449 |  | 2009-2011 | 13159984.0956 | 106851548.5595 | -11898.1935 | -140635.5719 | 2713.9909
2012-2015 | 0 | 0 | 0 | 0 | 0 | 0 | 0 | 0 |  | 2012-2015 | 0 | 0 | 0 | 0 | 0
2016-2019 | 0 | 0 | 0 | 0 | 0 | 0 | 0 | 0 |  | 2016-2019 | 0 | 0 | 0 | 0 | 0
Cost Effectiveness (Lifecycle Present Value Dollars)
|  | Benefits |  |  | Benefit - Cost
| Cost | Electric | Gas | Incentives | NPV | B/C Ratio | Notes
Program TRC ($) | 1373461.343 | 6904813.1113 | -62872.8414 | NA | 5468478.9269 | 4.9815 | *1
Program PAC ($) | 770814.8516 | 6904813.1113 | -62872.8414 | NA | 6071125.4183 | 8.8762 | *1,2
Program RIM ($) | 770814.8516 | 6904813.1113 | -62872.8414 | NA | 6071125.4183 | 8.8762 | *1
*1 B/C Ratio is an approximation because any supply cost increases are treated as negative benefits rather than as a cost as in the Standard Practice Manual
*2 PAC benefits include environmental costs. This is to be consistent with the TRC benefits, but is not strictly consistent with the Standard Practice Manual.
Levelized Cost and Benefit (All Measures Installed through 2019)
| Discounted Savings |  |  |  | Benefit - Cost
| kWh | Therms | Cost | Benefits | NPV
TRC ($/kWh ) | 58736433.9046 |  | 0.021562 | 0.11756 | 0.095994
PAC ($/kWh) | 58736433.9046 |  | 0.011505 | 0.11756 | 0.10605
RIM ($/kWh) | 58736433.9046 |  | 0.013244 | 0.11756 | 0.10431
TRC ($/therm) |  | -63933.8987 | -1.6243 | 0.9834 | 2.6077
PAC ($/therm) |  | -63933.8987 | -1.487 | 0.9834 | 2.4704
RIM ($/therm) |  | -63933.8987 | 0.11079 | 0.9834 | 0.87261
Emissions Reductions | [9 empty] | Emissions Reductions (Gross)
| Electric Reductions |  |  | Gas Reductions | [6 empty] | Electric Reductions |  |  | Gas Reductions
Annual Reductions | CO2 (tons) | NOX (lbs) | PM-10 (lbs) | CO2 (tons) | NOX (lbs) |  |  |  |  | Annual Reductions | CO2 (tons) | NOX (lbs) | PM-10 (lbs) | CO2 (tons) | NOX (lbs)
2009 | 5687.1925 | 1538.9934 | 730.3653 | -55.3044 | -86.9744 | * annual reductions are the units |  |  |  | 2009 | 7100.4136 | 1919.6154 | 912.0826 | -69.6044 | -109.4634 | * annual reductions are the units
2010 | 0 | 0 | 0 | 0 | 0 | implemented in the year, times |  |  |  | 2010 | 0 | 0 | 0 | 0 | 0 | implemented in the year, times
2011 | 0 | 0 | 0 | 0 | 0 | the annual emission reduction |  |  |  | 2011 | 0 | 0 | 0 | 0 | 0 | the annual emission reduction
2012 | 0 | 0 | 0 | 0 | 0 | for the measure. |  |  |  | 2012 | 0 | 0 | 0 | 0 | 0 | for the measure.
2013 | 0 | 0 | 0 | 0 | 0 |  |  |  |  | 2013 | 0 | 0 | 0 | 0 | 0
2014 | 0 | 0 | 0 | 0 | 0 |  |  |  |  | 2014 | 0 | 0 | 0 | 0 | 0
2015 | 0 | 0 | 0 | 0 | 0 |  |  |  |  | 2015 | 0 | 0 | 0 | 0 | 0
2016 | 0 | 0 | 0 | 0 | 0 |  |  |  |  | 2016 | 0 | 0 | 0 | 0 | 0
2017 | 0 | 0 | 0 | 0 | 0 |  |  |  |  | 2017 | 0 | 0 | 0 | 0 | 0
2018 | 0 | 0 | 0 | 0 | 0 |  |  |  |  | 2018 | 0 | 0 | 0 | 0 | 0
2019 | 0 | 0 | 0 | 0 | 0 |  |  |  |  | 2019 | 0 | 0 | 0 | 0 | 0
Total Annual | 5687.1925 | 1538.9934 | 730.3653 | -55.3044 | -86.9744 |  |  |  |  | Total Annual | 7100.4136 | 1919.6154 | 912.0826 | -69.6044 | -109.4634
Lifecycle Reductions | [9 empty] | Lifecycle Reductions
2009 | 45916.347 | 12465.5841 | 5891.629 | -648.4605 | -1019.8011 |  |  |  |  | 2009 | 56703.5813 | 15386.1087 | 7276.7766 | -822.7181 | -1293.8473
2010 | 0 | 0 | 0 | 0 | 0 |  |  |  |  | 2010 | 0 | 0 | 0 | 0 | 0
2011 | 0 | 0 | 0 | 0 | 0 |  |  |  |  | 2011 | 0 | 0 | 0 | 0 | 0
2012 | 0 | 0 | 0 | 0 | 0 |  |  |  |  | 2012 | 0 | 0 | 0 | 0 | 0
2013 | 0 | 0 | 0 | 0 | 0 |  |  |  |  | 2013 | 0 | 0 | 0 | 0 | 0
2014 | 0 | 0 | 0 | 0 | 0 |  |  |  |  | 2014 | 0 | 0 | 0 | 0 | 0
2015 | 0 | 0 | 0 | 0 | 0 |  |  |  |  | 2015 | 0 | 0 | 0 | 0 | 0
2016 | 0 | 0 | 0 | 0 | 0 |  |  |  |  | 2016 | 0 | 0 | 0 | 0 | 0
2017 | 0 | 0 | 0 | 0 | 0 |  |  |  |  | 2017 | 0 | 0 | 0 | 0 | 0
2018 | 0 | 0 | 0 | 0 | 0 |  |  |  |  | 2018 | 0 | 0 | 0 | 0 | 0
2019 | 0 | 0 | 0 | 0 | 0 |  |  |  |  | 2019 | 0 | 0 | 0 | 0 | 0
Total Lifecycle | 45916.347 | 12465.5841 | 5891.629 | -648.4605 | -1019.8011 |  |  |  |  | Total Lifecycle | 56703.5813 | 15386.1087 | 7276.7766 | -822.7181 | -1293.8473
Reductions based on total annual installations | [9 empty] | Reductions based on total annual installations (Gross)
| Annual Net kWh | Lifecycle Net kWh | Annual Net Therms | Lifecycle Net Therms | Net July-Sept Peak (kW) | Net Dec-Feb (kW) |  | User Entered kW | Net Annual NCP (kW) |  | Annual Gross kWh | Lifecycle Gross kWh | Annual Gross Therms | Lifecycle Gross Therms | User Entered kW
2009 | 10515517.296 | 86170668.2376 | -9453.744 | -110847.948 | 1836.488 | 1230.4856 |  | 2202.9449 | 743.8601 | 2009 | 13159984.0956 | 106851548.5595 | -11898.1935 | -140635.5719 | 2713.9909
2010 | 0 | 0 | 0 | 0 | 0 | 0 |  | 0 | 1217.7922 | 2010 | 0 | 0 | 0 | 0 | 0
2011 | 0 | 0 | 0 | 0 | 0 | 0 |  | 0 | 0 | 2011 | 0 | 0 | 0 | 0 | 0
2012 | 0 | 0 | 0 | 0 | 0 | 0 |  | 0 | -1.6551 | 2012 | 0 | 0 | 0 | 0 | 0
2013 | 0 | 0 | 0 | 0 | 0 | 0 |  | 0 | -1.2489 | 2013 | 0 | 0 | 0 | 0 | 0
2014 | 0 | 0 | 0 | 0 | 0 | 0 |  | 0 | -229.792 | 2014 | 0 | 0 | 0 | 0 | 0
2015 | 0 | 0 | 0 | 0 | 0 | 0 |  | 0 | -8.5279 | 2015 | 0 | 0 | 0 | 0 | 0
2016 | 0 | 0 | 0 | 0 | 0 | 0 |  | 0 | 0 | 2016 | 0 | 0 | 0 | 0 | 0
2017 | 0 | 0 | 0 | 0 | 0 | 0 |  | 0 | 0 | 2017 | 0 | 0 | 0 | 0 | 0
2018 | 0 | 0 | 0 | 0 | 0 | 0 |  | 0 | -1473.7833 | 2018 | 0 | 0 | 0 | 0 | 0
2019 | 0 | 0 | 0 | 0 | 0 | 0 |  | 0 | 0 | 2019 | 0 | 0 | 0 | 0 | 0
Total | 10515517.296 | 86170668.2376 | -9453.744 | -110847.948 | 1836.488 | 1230.4856 |  | 2202.9449 | 246.6451 | Total | 13159984.0956 | 106851548.5595 | -11898.1935 | -140635.5719 | 2713.9909
Net Impacts by Sector (All Measures Installed through 2019)
| Annual Net kWh | Lifecycle Net kWh | Annual Net Therms | Lifecycle Net Therms | Net July-Sept Peak (kW) | Net Dec-Feb (kW) |  | User Entered kW | TRC Lifecycle Net Benefits* ($)
Total | 10515517.296 | 86170668.2376 | -9453.744 | -110847.948 | 1836.488 | 1230.4856 |  | 2202.9449 | 5468478.9269
RES | 0 | 0 | 0 | 0 | 0 | 0 |  | 0 | 0
NON_RES | 0 | 0 | 0 | 0 | 0 | 0 |  | 0 | 0
Residential | 0 | 0 | 0 | 0 | 0 | 0 |  | 0 | 0
Commercial | 10515517.296 | 86170668.2376 | -9453.744 | -110847.948 | 1836.488 | 1230.4856 |  | 2202.9449 | 5468478.9269
Industrial | 0 | 0 | 0 | 0 | 0 | 0 |  | 0 | 0
Agricultural | 0 | 0 | 0 | 0 | 0 | 0 |  | 0 | 0
Not Used | 0 | 0 | 0 | 0 | 0 | 0 |  | 0 | 0
0 | 0 | 0 | 0 | 0 | 0 | 0 |  | 0 | 0
0 | 0 | 0 | 0 | 0 | 0 | 0 |  | 0 | 0
0 | 0 | 0 | 0 | 0 | 0 | 0 |  | 0 | 0
0 | 0 | 0 | 0 | 0 | 0 | 0 |  | 0 | 0
0 | 0 | 0 | 0 | 0 | 0 | 0 |  | 0 | 0
0 |  |  | 0 |  |  |  |  | 0 | 0
0 |  |  | 0 |  |  |  |  | 0 | 0
0 |  |  | 0 |  |  |  |  | 0 | 0
0 |  |  | 0 |  |  |  |  | 0 | 0
0 |  |  | 0 |  |  |  |  | 0 | 0
0 |  |  | 0 |  |  |  |  | 0 | 0
0 |  |  | 0 |  |  |  |  | 0 | 0
0 |  |  | 0 |  |  |  |  | 0 | 0
0 |  |  | 0 |  |  |  |  | 0 | 0
0 |  |  | 0 |  |  |  |  | 0 | 0
0 |  |  | 0 |  |  |  |  | 0 | 0
Other and unspecified | 0 | 0 | 0 | 0 | 0 | 0 | 0 | 0 | 0
* Include program-level and admin costs allocated based to total gas and electric programs at the measure level.
Net Impacts by CPUC End Use Categories (All Measures Installed through 2019)
| Annual Net kWh | Lifecycle Net kWh | Annual Net Therms | Lifecycle Net Therms | Net July-Sept Peak (kW) | Net Dec-Feb Pk (kW) |  | User Entered kW | TRC Lifecycle Net Benefits* ($)
Total | 10515517.296 | 86170668.2376 | -9453.744 | -110847.948 | 1836.488 | 1230.4856 |  | 2202.9449 | 5468478.9269
Clothes Dryer | 0 | 0 | 0 | 0 | 0 | 0 |  | 0 | 0
Clothes Washer | 0 | 0 | 0 | 0 | 0 | 0 |  | 0 | 0
Consumer Electronics | 0 | 0 | 0 | 0 | 0 | 0 |  | 0 | 0
Cooking | 0 | 0 | 0 | 0 | 0 | 0 |  | 0 | 0
Dishwasher | 0 | 0 | 0 | 0 | 0 | 0 |  | 0 | 0
Other Appliance | 0 | 0 | 0 | 0 | 0 | 0 |  | 0 | 0
Office Equipment | 20179.0668 | 134850.3319 | 0 | 0 | 3.902 | 2.4398 |  | 4.7241 | 8025.0327
Building shell | 0 | 0 | 0 | 0 | 0 | 0 |  | 0 | 0
Space Cooling | 3050.1825 | 30501.825 | 0 | 0 | 1.1822 | 0.54324 |  | 0.45942 | 2545.8902
Space Heating | 0 | 0 | 0 | 0 | 0 | 0 |  | 0 | 0
Ventilation | 6644.1896 | 66441.896 | 765.0272 | 7650.272 | 0.86939 | 0.7927 |  | 1.4617 | 4798.4919
Interior Lighting | 7894029.7226 | 71072198.4178 | 0 | 0 | 1560.3975 | 1005.188 |  | 1826.6086 | 4962717.8452
Exterior Lighting | 41949.7848 | 209748.924 | 0 | 0 | 5.3526 | 4.3713 |  | 0 | 16335.8756
Daylighting | 0 | 0 | 0 | 0 | 0 | 0 |  | 0 | 0
Motors | 0 | 0 | 0 | 0 | 0 | 0 |  | 0 | 0
Process | 0 | 0 | 0 | 0 | 0 | 0 |  | 0 | 0
Compressed Air | 0 | 0 | 0 | 0 | 0 | 0 |  | 0 | 0
Food Processor | 0 | 0 | 0 | 0 | 0 | 0 |  | 0 | 0
Refrigeration | 1945796.8786 | 8016317.0227 | -6.4477 | -87.1695 | 262.3982 | 214.7799 |  | 222.9098 | 627147.1515
Freezers | 0 | 0 | 0 | 0 | 0 | 0 |  | 0 | 0
Pumps | 0 | 0 | 0 | 0 | 0 | 0 |  | 0 | 0
Pool Pump | 0 | 0 | 0 | 0 | 0 | 0 |  | 0 | 0
Domestic Hot Water | 0 | 0 | 0 | 0 | 0 | 0 |  | 0 | 0
Water Heating | 0 | 0 | 0 | 0 | 0 | 0 |  | 0 | 0
Other and unspecified | 603867.4712 | 6640609.8203 | -10212.3235 | -118411.0506 | 2.3861 | 2.3706 | 0 | 146.7813 | -153091.3602
* Include program-level and admin costs allocated based to total gas and electric programs at the measure level.
Net Impacts by Climate Zone (All Measures Installed through 2016)
| Annual Net kWh | Lifecycle Net kWh | Annual Net Therms | Lifecycle Net Therms | Net July-Sept Peak (kW) | Net dec-Feb Pk (kW) |  | User Entered kW | TRC Lifecycle Net Benefits* ($)
Total | 10515517.296 | 86170668.2376 | -9453.744 | -110847.948 | 1836.488 | 1230.4856 |  | 2202.9449 | 5468478.9269
7 | 0 | 0 | 0 | 0 | 0 | 0 |  | 0 | 0
10 | 0 | 0 | 0 | 0 | 0 | 0 |  | 0 | 0
14 | 0 | 0 | 0 | 0 | 0 | 0 |  | 0 | 0
15 | 0 | 0 | 0 | 0 | 0 | 0 |  | 0 | 0
System | 10515517.296 | 86170668.2376 | -9453.744 | -110847.948 | 1836.488 | 1230.4856 |  | 2202.9449 | 5468478.9269
0 | 0 | 0 | 0 | 0 | 0 | 0 |  | 0
0 | 0 | 0 | 0 | 0 | 0 | 0 |  | 0
0 | 0 | 0 | 0 | 0 | 0 | 0 |  | 0
0 | 0 | 0 | 0 | 0 | 0 | 0 |  | 0
0 | 0 | 0 | 0 | 0 | 0 | 0 |  | 0
0 | 0 | 0 | 0 | 0 | 0 | 0 |  | 0
* Include program-level and admin costs allocated based to total gas and electric programs at the measure level.
Persistent reductions in the summer (3rd Qtr) or winter (4th Qtr) of each year
| Net Juy-Sept Peak (kW) | Net Annual Dec-Feb (kW)
2009 | 25.8985 | 1230.4856
2010 | 1836.488 | 1230.4856
2011 | 1835.9074 | 1229.5961
2012 | 1834.4494 | 1228.9249
2013 | 1833.0551 | 1020.452
2014 | 1579.1355 | 1014.921
2015 | 1572.3824 | 1014.921
2016 | 1572.3824 | 1014.921
2017 | 1552.2811 | 147.3762
2018 | 228.2989 | 147.3762
2019 | 228.2989 | 146.0402
2020 | 226.2473 | 146.0402
Monthly Impacts
First Year for Impact Table: | 2009
| Quarter | Monthly Five Hour Avg or TOU Peak | Net Monthly NCP (kW) |  | Monthly Net kWh | Monthly Net Therms
2009-01-01 | 1 | 0 | 0 |  | 0 | 0
2009-02-01 | 1 | 0 | 0 |  | 0 | 0
2009-03-01 | 1 | 0 | 0 |  | 0 | 0
2009-04-01 | 2 | 16.8919 | 28.2986 |  | 11046.4616 | -6.9149
2009-05-01 | 2 | 25.8985 | 25.8985 |  | 11224.102 | -6.9149
2009-06-01 | 2 | 25.8985 | 25.8985 |  | 11224.102 | -6.9149
2009-07-01 | 3 | 25.8985 | 25.8985 |  | 11224.102 | -6.9149
2009-08-01 | 3 | 25.8985 | 25.8985 |  | 11224.102 | -6.9149
2009-09-01 | 3 | 25.8985 | 25.8985 |  | 11224.102 | -6.9149
2009-10-01 | 4 | 467.7088 | 743.8601 |  | 312185.8588 | -218.6264
2009-11-01 | 4 | 467.7088 | 743.8601 |  | 312185.8588 | -218.6264
2009-12-01 | 4 | 467.7088 | 743.8601 |  | 312185.8588 | -218.6264
2010-01-01 | 5 | 1230.4856 | 1961.6524 |  | 821240.4489 | -1500.9579
2010-02-01 | 5 | 1230.4856 | 1961.6524 |  | 821240.4489 | -1500.9579
2010-03-01 | 5 | 1230.4856 | 1961.6524 |  | 821240.4489 | -1500.9579
2010-04-01 | 6 | 1230.4856 | 1961.6524 |  | 821240.4489 | -74.6661
2010-05-01 | 6 | 1836.488 | 1837.0861 |  | 836778.7606 | -74.6661
2010-06-01 | 6 | 1836.488 | 1837.0861 |  | 836778.7606 | -74.6661
2010-07-01 | 7 | 1836.488 | 1837.0861 |  | 836778.7606 | -74.6661
2010-08-01 | 7 | 1836.488 | 1837.0861 |  | 836778.7606 | -74.6661
2010-09-01 | 7 | 1836.488 | 1837.0861 |  | 836778.7606 | -74.6661
2010-10-01 | 8 | 1230.4856 | 1961.6524 |  | 821240.4489 | -1500.9579
2010-11-01 | 8 | 1230.4856 | 1961.6524 |  | 821240.4489 | -1500.9579
2010-12-01 | 8 | 1230.4856 | 1961.6524 |  | 821240.4489 | -1500.9579
2011-01-01 | 9 | 1230.4856 | 1961.6524 |  | 821240.4489 | -1500.9579
2011-02-01 | 9 | 1230.4856 | 1961.6524 |  | 821240.4489 | -1500.9579
2011-03-01 | 9 | 1230.4856 | 1961.6524 |  | 821240.4489 | -1500.9579
2011-04-01 | 10 | 1230.4856 | 1961.6524 |  | 821240.4489 | -74.6661
2011-05-01 | 10 | 1836.488 | 1837.0861 |  | 836778.7606 | -74.6661
2011-06-01 | 10 | 1836.488 | 1837.0861 |  | 836778.7606 | -74.6661
2011-07-01 | 11 | 1835.9074 | 1836.5055 |  | 836526.5184 | -74.6661
2011-08-01 | 11 | 1835.9074 | 1836.5055 |  | 836526.5184 | -74.6661
2011-09-01 | 11 | 1835.9074 | 1836.5055 |  | 836526.5184 | -74.6661
2011-10-01 | 12 | 1230.1226 | 1960.9769 |  | 820991.7836 | -1494.0429
2011-11-01 | 12 | 1230.1226 | 1960.9769 |  | 820991.7836 | -1494.0429
2011-12-01 | 12 | 1230.1226 | 1960.9769 |  | 820991.7836 | -1494.0429
2012-01-01 | 13 | 1229.5961 | 1959.9972 |  | 820631.1286 | -1494.0429
2012-02-01 | 13 | 1229.5961 | 1959.9972 |  | 820631.1286 | -1494.0429
2012-03-01 | 13 | 1229.5961 | 1959.9972 |  | 820631.1286 | -1494.0429
2012-04-01 | 14 | 1229.5477 | 1959.9072 |  | 820597.9732 | -63.4592
2012-05-01 | 14 | 1834.9881 | 1835.5862 |  | 836127.0433 | -63.4592
2012-06-01 | 14 | 1834.9881 | 1835.5862 |  | 836127.0433 | -63.4592
2012-07-01 | 15 | 1834.4494 | 1835.0475 |  | 835892.964 | 124.0788
2012-08-01 | 15 | 1834.4494 | 1835.0475 |  | 835892.964 | 124.0788
2012-09-01 | 15 | 1834.4494 | 1835.0475 |  | 835892.964 | 124.0788
2012-10-01 | 16 | 1228.9249 | 1958.7483 |  | 820171.3442 | -1261.6771
2012-11-01 | 16 | 1228.9249 | 1958.7483 |  | 820171.3442 | -1261.6771
2012-12-01 | 16 | 1228.9249 | 1958.7483 |  | 820171.3442 | -1261.6771
2013-01-01 | 17 | 1228.9249 | 1958.7483 |  | 820171.3442 | -1261.6771
2013-02-01 | 17 | 1228.9249 | 1958.7483 |  | 820171.3442 | -1261.6771
2013-03-01 | 17 | 1228.9249 | 1958.7483 |  | 820171.3442 | -1261.6771
2013-04-01 | 18 | 1228.1413 | 1957.8869 |  | 819592.369 | 124.0788
2013-05-01 | 18 | 1833.0551 | 1833.6532 |  | 835090.4906 | 124.0788
2013-06-01 | 18 | 1833.0551 | 1833.6532 |  | 835090.4906 | 124.0788
2013-07-01 | 19 | 1833.0551 | 1833.6532 |  | 835090.4906 | 124.0788
2013-08-01 | 19 | 1833.0551 | 1833.6532 |  | 835090.4906 | 124.0788
2013-09-01 | 19 | 1833.0551 | 1833.6532 |  | 835090.4906 | 124.0788
2013-10-01 | 20 | 1145.9063 | 1866.961 |  | 758072.2679 | -1261.6771
2013-11-01 | 20 | 1145.9063 | 1866.961 |  | 758072.2679 | -1261.6771
2013-12-01 | 20 | 1145.9063 | 1866.961 |  | 758072.2679 | -1261.6771
2014-01-01 | 21 | 1020.452 | 1728.9563 |  | 665231.3412 | -1261.6771
2014-02-01 | 21 | 1020.452 | 1728.9563 |  | 665231.3412 | -1261.6771
2014-03-01 | 21 | 1020.452 | 1728.9563 |  | 665231.3412 | -1261.6771
2014-04-01 | 22 | 1020.452 | 1728.9563 |  | 665231.3412 | 124.0788
2014-05-01 | 22 | 1579.1355 | 1579.7336 |  | 674834.566 | 124.0788
2014-06-01 | 22 | 1579.1355 | 1579.7336 |  | 674834.566 | 124.0788
2014-07-01 | 23 | 1579.1355 | 1579.7336 |  | 674834.566 | 124.0788
2014-08-01 | 23 | 1579.1355 | 1579.7336 |  | 674834.566 | 124.0788
2014-09-01 | 23 | 1579.1355 | 1579.7336 |  | 674834.566 | 124.0788
2014-10-01 | 24 | 1020.4177 | 1728.8925 |  | 665207.8416 | -1261.6771
2014-11-01 | 24 | 1020.4177 | 1728.8925 |  | 665207.8416 | -1261.6771
2014-12-01 | 24 | 1020.4177 | 1728.8925 |  | 665207.8416 | -1261.6771
2015-01-01 | 25 | 1014.921 | 1720.4284 |  | 660896.3538 | -1261.6771
2015-02-01 | 25 | 1014.921 | 1720.4284 |  | 660896.3538 | -1261.6771
2015-03-01 | 25 | 1014.921 | 1720.4284 |  | 660896.3538 | -1261.6771
2015-04-01 | 26 | 1014.921 | 1720.4284 |  | 660896.3538 | 124.0788
2015-05-01 | 26 | 1572.3824 | 1572.5678 |  | 670424.8952 | 124.0788
2015-06-01 | 26 | 1572.3824 | 1572.5678 |  | 670424.8952 | 124.0788
2015-07-01 | 27 | 1572.3824 | 1572.5678 |  | 670424.8952 | 124.0788
2015-08-01 | 27 | 1572.3824 | 1572.5678 |  | 670424.8952 | 124.0788
2015-09-01 | 27 | 1572.3824 | 1572.5678 |  | 670424.8952 | 124.0788
2015-10-01 | 28 | 1014.921 | 1720.4284 |  | 660896.3538 | -1261.6771
2015-11-01 | 28 | 1014.921 | 1720.4284 |  | 660896.3538 | -1261.6771
2015-12-01 | 28 | 1014.921 | 1720.4284 |  | 660896.3538 | -1261.6771
2016-01-01 | 29 | 1014.921 | 1720.4284 |  | 660896.3538 | -1261.6771
2016-02-01 | 29 | 1014.921 | 1720.4284 |  | 660896.3538 | -1261.6771
2016-03-01 | 29 | 1014.921 | 1720.4284 |  | 660896.3538 | -1261.6771
2016-04-01 | 30 | 1014.921 | 1720.4284 |  | 660896.3538 | 124.0788
2016-05-01 | 30 | 1572.3824 | 1572.5678 |  | 670424.8952 | 124.0788
2016-06-01 | 30 | 1572.3824 | 1572.5678 |  | 670424.8952 | 124.0788
2016-07-01 | 31 | 1572.3824 | 1572.5678 |  | 670424.8952 | 124.0788
2016-08-01 | 31 | 1572.3824 | 1572.5678 |  | 670424.8952 | 124.0788
2016-09-01 | 31 | 1572.3824 | 1572.5678 |  | 670424.8952 | 124.0788
2016-10-01 | 32 | 1014.921 | 1720.4284 |  | 660896.3538 | -1261.6771
2016-11-01 | 32 | 1014.921 | 1720.4284 |  | 660896.3538 | -1261.6771
2016-12-01 | 32 | 1014.921 | 1720.4284 |  | 660896.3538 | -1261.6771
2017-01-01 | 33 | 1014.921 | 1720.4284 |  | 660896.3538 | -1261.6771
2017-02-01 | 33 | 1014.921 | 1720.4284 |  | 660896.3538 | -1261.6771
2017-03-01 | 33 | 1014.921 | 1720.4284 |  | 660896.3538 | -1261.6771
2017-04-01 | 34 | 1001.9592 | 1698.3591 |  | 652488.6327 | 124.0788
2017-05-01 | 34 | 1552.2811 | 1552.4665 |  | 661894.205 | 124.0788
2017-06-01 | 34 | 1552.2811 | 1552.4665 |  | 661894.205 | 124.0788
2017-07-01 | 35 | 1552.2811 | 1552.4665 |  | 661894.205 | 124.0788
2017-08-01 | 35 | 1552.2811 | 1552.4665 |  | 661894.205 | 124.0788
2017-09-01 | 35 | 1552.2811 | 1552.4665 |  | 661894.205 | 124.0788
2017-10-01 | 36 | 654.868 | 1110.0566 |  | 426847.0683 | -1261.5743
2017-11-01 | 36 | 654.868 | 1110.0566 |  | 426847.0683 | -1261.5743
2017-12-01 | 36 | 654.868 | 1110.0566 |  | 426847.0683 | -1261.5743
2018-01-01 | 37 | 147.3762 | 246.6451 |  | 97318.8792 | -1261.5635
2018-02-01 | 37 | 147.3762 | 246.6451 |  | 97318.8792 | -1261.5635
2018-03-01 | 37 | 147.3762 | 246.6451 |  | 97318.8792 | -1261.5635
2018-04-01 | 38 | 147.3762 | 246.6451 |  | 97318.8792 | 124.1924
2018-05-01 | 38 | 228.2989 | 228.4708 |  | 98584.9008 | 124.1924
2018-06-01 | 38 | 228.2989 | 228.4708 |  | 98584.9008 | 124.1924
2018-07-01 | 39 | 228.2989 | 228.4708 |  | 98584.9008 | 124.1924
2018-08-01 | 39 | 228.2989 | 228.4708 |  | 98584.9008 | 124.1924
2018-09-01 | 39 | 228.2989 | 228.4708 |  | 98584.9008 | 124.1924
2018-10-01 | 40 | 147.3762 | 246.6451 |  | 97318.8792 | -1261.5635
2018-11-01 | 40 | 147.3762 | 246.6451 |  | 97318.8792 | -1261.5635
2018-12-01 | 40 | 147.3762 | 246.6451 |  | 97318.8792 | -1261.5635
2019-01-01 | 41 | 147.3762 | 246.6451 |  | 97318.8792 | -1261.5635
2019-02-01 | 41 | 147.3762 | 246.6451 |  | 97318.8792 | -1261.5635
2019-03-01 | 41 | 147.3762 | 246.6451 |  | 97318.8792 | -1261.5635
2019-04-01 | 42 | 147.3762 | 246.6451 |  | 97318.8792 | 124.1924
2019-05-01 | 42 | 228.2989 | 228.4708 |  | 98584.9008 | 124.1924
2019-06-01 | 42 | 228.2989 | 228.4708 |  | 98584.9008 | 124.1924
2019-07-01 | 43 | 228.2989 | 228.4708 |  | 98584.9008 | 124.1924
2019-08-01 | 43 | 228.2989 | 228.4708 |  | 98584.9008 | 124.1924
2019-09-01 | 43 | 228.2989 | 228.4708 |  | 98584.9008 | 124.1924
2019-10-01 | 44 | 147.3762 | 246.6451 |  | 97318.8792 | -1261.5635
2019-11-01 | 44 | 147.3762 | 246.6451 |  | 97318.8792 | -1261.5635
2019-12-01 | 44 | 147.3762 | 246.6451 |  | 97318.8792 | -1261.5635

## Input
| SDG&E 09-11 4g3.xls |  |  |  | Program Budget ($) |  |  | NPV Factor for lump-sum admin costs: | 100%
a. Administrative Costs
| Proposer General Information |  |  |  | a.i. Overhead and G&A |  | d. Incentives and Rebates ($) | Nominal | NPV
| Proposer Name |  |  |  | a.ii. Other Admin costs |  | d.i. User Input Incentive |  | 0 | Note: User Input Incentives are treated like Admin costs and are NOT adjusted by the net to gross ratio in the TRC test.
| Program Name |  |  |  | b. Marketing/Outreach |  | d.ii. Rebate | 831174.45 | 770814.8516
| Service Territory |  | SDG&E |  | c. Direct Implementation (non incentive) |  | d.iii. Direct Install Labor | 0 | 0
| First Year of Program Implementation |  |  | 2009 | c.i. Activity |  | d.iv. Direct Install Materials | 0 | 0
| Contact Information |  |  |  | c.ii. Installation |  | d.v. Upstream payments | 0 | 0
| Name |  |  |  | c.iii. Hardware & Materials |  | Subtotal Direct Install | 831174.45 | 770814.8516
| Address |  |  |  | c.iv. Rebate Processing and Inspection | [41 empty] | Formulas for spreading annual installations to quarters
| ZIP code |  |  |  | d. Total Incentives and Rebates | 831174.45 | [40 empty] | 0 | 0 | 0 | 0 | 0 | 0 | 0 | 0 | 0 | 0 | 0 | 0 | 0 | 0 | 0 | 0 | 0 | 0 | 0 | 0 | 0 | 0 | 0 | 0 | 0 | 0 | 0 | 0 | 0 | 0 | 0 | 0 | 0 | 0 | 0 | 0 | 0 | 0 | 0 | 0 | 0 | 0 | 0 | 0
| Telephone |  |  |  | e. EM&V |  | f. Costs recovered from other sources |  | 0
| Email |  |  |  | Total | 831174.45 | Program Budget w/ Other Costs (a to f) | 831174.45 | 770814.8516
Quarterly Installation Schedule
| Program Inputs | [10 empty] | Transfer | Admin | Admin | Admin | Participant | [8 empty] | Placeholders, not currently used | [10 empty] | Annual Installation Schedule | [10 empty] | 2009 |  |  |  | 2010 |  |  |  | 2011 |  |  |  | 2012 |  |  |  | 2013 |  |  |  | 2014 |  |  |  | 2015 |  |  |  | 2016 |  |  |  | 2017 |  |  |  | 2018 |  |  |  | 2019
| Measure Name | DEER RunID | Climate Zone | Target sector | Measure Electric End Use Shape | CZ, Sector, Measure combination found? | Measure Type (To Look up Measure Life) | Program Type (To look up Net-to-gross Ratio) | Unit Definition (e.g. homes) | Program Type (NEW/ROB or Early Repl(RET)) | Gross Measure Cost ($/unit) | Rebate to end use customer or its assignee ($/unit) | Incentives to entities other than the end use customer or its assignee($/unit) | Direct Install Labor ($/unit) | Direct Install Material ($/unit) | Participant cost ($/unit) | Gross Unit Annual Electricity Savings (kwh/unit) | Electric Rate Schedule | Demand Scaler | User Entered kW Savings per unit (kW/unit) | Gross Unit Annual Gas Savings (therm/unit) | Gas Sector | Gas Rate Schedule | Gas Savings Profile | Avg remaining life on replaced units (yrs) | Early retrofit incremental kWh savings (kWh/unit) | Early retrofit incremental kW savings (kW/unit) | Early retrofit incremental Th savings (Th/unit) | Combustion Type | Effective Useful Life (years) | Net-to-Gross Ratio | Net-to-Gross Ratio - kW | Net-to-Gross Ratio - Therms | Net-to-Gross Ratio - Costs | % Eligible for TOU AC adjustment | 2009 | 2010 | 2011 | 2012 | 2013 | 2014 | 2015 | 2016 | 2017 | 2018 | 2019 | Qtr 1 | Qtr 2 | Qtr 3 | Qtr 4 | Qtr 1 | Qtr 2 | Qtr 3 | Qtr 4 | Qtr 1 | Qtr 2 | Qtr 3 | Qtr 4 | Qtr 1 | Qtr 2 | Qtr 3 | Qtr 4 | Qtr 1 | Qtr 2 | Qtr 3 | Qtr 4 | Qtr 1 | Qtr 2 | Qtr 3 | Qtr 4 | Qtr 1 | Qtr 2 | Qtr 3 | Qtr 4 | Qtr 1 | Qtr 2 | Qtr 3 | Qtr 4 | Qtr 1 | Qtr 2 | Qtr 3 | Qtr 4 | Qtr 1 | Qtr 2 | Qtr 3 | Qtr 4 | Qtr 1 | Qtr 2 | Qtr 3 | Qtr 4 | Total Number of Units | Comments
0 | 234129-Software Plug Load Sensors |  | System | Commercial | 18-OFS-Office–Small-OffEquip | 0 |  |  |  |  | 5 | 10.8 | 0 | 0 | 0 | -5.8 | 227.001 |  | kWh | 0 | 0 | Commercial | [7 empty] | 5 | 0.7 |  |  |  | 0 | 12 | 0 | 0 | 0 | 0 | 0 | 0 | 0 | 0 | 0 | 0 | 2009 Qtr 1: 0; 2009 Qtr 2: 0; 2009 Qtr 3: 0; 2009 Qtr 4: 12; 2010 Qtr 1: 0; 2010 Qtr 2: 0; 2010 Qtr 3: 0; 2010 Qtr 4: 0; 2011 Qtr 1: 0; 2011 Qtr 2: 0; 2011 Qtr 3: 0; 2011 Qtr 4: 0 | 12
0 | 234129-Software Plug Load Sensors |  | System | Commercial | 18-OFS-Office–Small-OffEquip | 0 |  |  |  |  | 5 | 10.8 | 0 | 0 | 0 | -5.8 | 227.001 |  | kWh | 0 | 0 | Commercial | [7 empty] | 5 | 0.7 |  |  |  | 0 | 8 | 0 | 0 | 0 | 0 | 0 | 0 | 0 | 0 | 0 | 0 | 2009 Qtr 1: 0; 2009 Qtr 2: 0; 2009 Qtr 3: 0; 2009 Qtr 4: 8; 2010 Qtr 1: 0; 2010 Qtr 2: 0; 2010 Qtr 3: 0; 2010 Qtr 4: 0; 2011 Qtr 1: 0; 2011 Qtr 2: 0; 2011 Qtr 3: 0; 2011 Qtr 4: 0 | 8
0 | 234129-Software Plug Load Sensors |  | System | Commercial | 18-OFS-Office–Small-OffEquip | 0 |  |  |  |  | 5 | 10.8 | 0 | 0 | 0 | -5.8 | 227.001 |  | kWh | 0 | 0 | Commercial | [7 empty] | 5 | 0.7 |  |  |  | 0 | 44 | 0 | 0 | 0 | 0 | 0 | 0 | 0 | 0 | 0 | 0 | 2009 Qtr 1: 0; 2009 Qtr 2: 0; 2009 Qtr 3: 0; 2009 Qtr 4: 44; 2010 Qtr 1: 0; 2010 Qtr 2: 0; 2010 Qtr 3: 0; 2010 Qtr 4: 0; 2011 Qtr 1: 0; 2011 Qtr 2: 0; 2011 Qtr 3: 0; 2011 Qtr 4: 0 | 44
0 | 234129-Software Plug Load Sensors |  | System | Commercial | 18-OFS-Office–Small-OffEquip | 0 |  |  |  |  | 5 | 10.8 | 0 | 0 | 0 | -5.8 | 227.001 |  | kWh | 0 | 0 | Commercial | [7 empty] | 5 | 0.7 |  |  |  | 0 | 4 | 0 | 0 | 0 | 0 | 0 | 0 | 0 | 0 | 0 | 0 | 2009 Qtr 1: 0; 2009 Qtr 2: 0; 2009 Qtr 3: 0; 2009 Qtr 4: 4; 2010 Qtr 1: 0; 2010 Qtr 2: 0; 2010 Qtr 3: 0; 2010 Qtr 4: 0; 2011 Qtr 1: 0; 2011 Qtr 2: 0; 2011 Qtr 3: 0; 2011 Qtr 4: 0 | 4
0 | 234129-Software Plug Load Sensors |  | System | Commercial | 18-OFS-Office–Small-OffEquip | 0 |  |  |  |  | 5 | 10.8 | 0 | 0 | 0 | -5.8 | 227.001 |  | kWh | 0 | 0 | Commercial | [7 empty] | 5 | 0.7 |  |  |  | 0 | 1 | 0 | 0 | 0 | 0 | 0 | 0 | 0 | 0 | 0 | 0 | 2009 Qtr 1: 0; 2009 Qtr 2: 0; 2009 Qtr 3: 0; 2009 Qtr 4: 1; 2010 Qtr 1: 0; 2010 Qtr 2: 0; 2010 Qtr 3: 0; 2010 Qtr 4: 0; 2011 Qtr 1: 0; 2011 Qtr 2: 0; 2011 Qtr 3: 0; 2011 Qtr 4: 0 | 1
0 | 234129-Software Plug Load Sensors |  | System | Commercial | 18-OFS-Office–Small-OffEquip | 0 |  |  |  |  | 5 | 10.5 | 0 | 0 | 0 | -5.5 | 227.001 |  | kWh | 0 | 0 | Commercial | [7 empty] | 5 | 0.7 |  |  |  | 0 | 5 | 0 | 0 | 0 | 0 | 0 | 0 | 0 | 0 | 0 | 0 | 2009 Qtr 1: 0; 2009 Qtr 2: 0; 2009 Qtr 3: 0; 2009 Qtr 4: 5; 2010 Qtr 1: 0; 2010 Qtr 2: 0; 2010 Qtr 3: 0; 2010 Qtr 4: 0; 2011 Qtr 1: 0; 2011 Qtr 2: 0; 2011 Qtr 3: 0; 2011 Qtr 4: 0 | 5
0 | 234129-Software Plug Load Sensors |  | System | Commercial | 18-OFS-Office–Small-OffEquip | 0 |  |  |  |  | 5 | 10.8214 | 0 | 0 | 0 | -5.8214 | 227.001 |  | kWh | 0 | 0 | Commercial | [7 empty] | 5 | 0.7 |  |  |  | 0 | 14 | 0 | 0 | 0 | 0 | 0 | 0 | 0 | 0 | 0 | 0 | 2009 Qtr 1: 0; 2009 Qtr 2: 0; 2009 Qtr 3: 0; 2009 Qtr 4: 14; 2010 Qtr 1: 0; 2010 Qtr 2: 0; 2010 Qtr 3: 0; 2010 Qtr 4: 0; 2011 Qtr 1: 0; 2011 Qtr 2: 0; 2011 Qtr 3: 0; 2011 Qtr 4: 0 | 14
0 | 234129-Software Plug Load Sensors |  | System | Commercial | 18-OFS-Office–Small-OffEquip | 0 |  |  |  |  | 5 | 10.8 | 0 | 0 | 0 | -5.8 | 227.001 |  | kWh | 0 | 0 | Commercial | [7 empty] | 5 | 0.7 |  |  |  | 0 | 1 | 0 | 0 | 0 | 0 | 0 | 0 | 0 | 0 | 0 | 0 | 2009 Qtr 1: 0; 2009 Qtr 2: 0; 2009 Qtr 3: 0; 2009 Qtr 4: 1; 2010 Qtr 1: 0; 2010 Qtr 2: 0; 2010 Qtr 3: 0; 2010 Qtr 4: 0; 2011 Qtr 1: 0; 2011 Qtr 2: 0; 2011 Qtr 3: 0; 2011 Qtr 4: 0 | 1
0 | 234129-Software Plug Load Sensors |  | System | Commercial | 18-OFS-Office–Small-OffEquip | 0 |  |  |  |  | 5 | 10.8 | 0 | 0 | 0 | -5.8 | 227.001 |  | kWh | 0 | 0 | Commercial | [7 empty] | 5 | 0.7 |  |  |  | 0 | 10 | 0 | 0 | 0 | 0 | 0 | 0 | 0 | 0 | 0 | 0 | 2009 Qtr 1: 0; 2009 Qtr 2: 0; 2009 Qtr 3: 0; 2009 Qtr 4: 10; 2010 Qtr 1: 0; 2010 Qtr 2: 0; 2010 Qtr 3: 0; 2010 Qtr 4: 0; 2011 Qtr 1: 0; 2011 Qtr 2: 0; 2011 Qtr 3: 0; 2011 Qtr 4: 0 | 10
0 | 234129-Software Plug Load Sensors |  | System | Commercial | 18-OFS-Office–Small-OffEquip | 0 |  |  |  |  | 5 | 10.8 | 0 | 0 | 0 | -5.8 | 227.001 |  | kWh | 0 | 0 | Commercial | [7 empty] | 5 | 0.7 |  |  |  | 0 | 2 | 0 | 0 | 0 | 0 | 0 | 0 | 0 | 0 | 0 | 0 | 2009 Qtr 1: 0; 2009 Qtr 2: 0; 2009 Qtr 3: 0; 2009 Qtr 4: 2; 2010 Qtr 1: 0; 2010 Qtr 2: 0; 2010 Qtr 3: 0; 2010 Qtr 4: 0; 2011 Qtr 1: 0; 2011 Qtr 2: 0; 2011 Qtr 3: 0; 2011 Qtr 4: 0 | 2
0 | 234129-Software Plug Load Sensors |  | System | Commercial | 18-OFS-Office–Small-OffEquip | 0 |  |  |  |  | 5 | 10.8 | 0 | 0 | 0 | -5.8 | 227.001 |  | kWh | 0 | 0 | Commercial | [7 empty] | 5 | 0.7 |  |  |  | 0 | 6 | 0 | 0 | 0 | 0 | 0 | 0 | 0 | 0 | 0 | 0 | 2009 Qtr 1: 0; 2009 Qtr 2: 0; 2009 Qtr 3: 0; 2009 Qtr 4: 6; 2010 Qtr 1: 0; 2010 Qtr 2: 0; 2010 Qtr 3: 0; 2010 Qtr 4: 0; 2011 Qtr 1: 0; 2011 Qtr 2: 0; 2011 Qtr 3: 0; 2011 Qtr 4: 0 | 6
0 | 234129-Software Plug Load Sensors |  | System | Commercial | 18-OFS-Office–Small-OffEquip | 0 |  |  |  |  | 5 | 10.8 | 0 | 0 | 0 | -5.8 | 227.001 |  | kWh | 0 | 0 | Commercial | [7 empty] | 5 | 0.7 |  |  |  | 0 | 10 | 0 | 0 | 0 | 0 | 0 | 0 | 0 | 0 | 0 | 0 | 2009 Qtr 1: 0; 2009 Qtr 2: 0; 2009 Qtr 3: 0; 2009 Qtr 4: 10; 2010 Qtr 1: 0; 2010 Qtr 2: 0; 2010 Qtr 3: 0; 2010 Qtr 4: 0; 2011 Qtr 1: 0; 2011 Qtr 2: 0; 2011 Qtr 3: 0; 2011 Qtr 4: 0 | 10
0 | 234129-Software Plug Load Sensors |  | System | Commercial | 18-OFS-Office–Small-OffEquip | 0 |  |  |  |  | 5 | 10.8 | 0 | 0 | 0 | -5.8 | 227.001 |  | kWh | 0 | 0 | Commercial | [7 empty] | 5 | 0.7 |  |  |  | 0 | 147 | 0 | 0 | 0 | 0 | 0 | 0 | 0 | 0 | 0 | 0 | 2009 Qtr 1: 0; 2009 Qtr 2: 0; 2009 Qtr 3: 0; 2009 Qtr 4: 147; 2010 Qtr 1: 0; 2010 Qtr 2: 0; 2010 Qtr 3: 0; 2010 Qtr 4: 0; 2011 Qtr 1: 0; 2011 Qtr 2: 0; 2011 Qtr 3: 0; 2011 Qtr 4: 0 | 147
0 | 234148-Premium T8 with T12 40 Watt Baseline |  | System | Commercial | 18-OFS-Office–Small-IntLight | 0 |  |  |  |  | 27.6544 | 13.1897 | 0 | 0 | 0 | 14.4647 | 94.2079 |  | kWh | 0.016987 | 0 | Commercial | [7 empty] | 15 | 0.78 |  |  |  | 0 | 36.3921 | 0 | 0 | 0 | 0 | 0 | 0 | 0 | 0 | 0 | 0 | 2009 Qtr 1: 0; 2009 Qtr 2: 0; 2009 Qtr 3: 0; 2009 Qtr 4: 36.3921; 2010 Qtr 1: 0; 2010 Qtr 2: 0; 2010 Qtr 3: 0; 2010 Qtr 4: 0; 2011 Qtr 1: 0; 2011 Qtr 2: 0; 2011 Qtr 3: 0; 2011 Qtr 4: 0 | 36.3921
0 | 234053-Lighting-Remove 4 Ft Lamp (De-Lamp) |  | System | Commercial | 18-OFS-Office–Small-IntLight | 0 |  |  |  |  | 24.7307 | 16.4871 | 0 | 0 | 0 | 8.2436 | 78.8486 |  | kWh | 0.050805 | 0 | Commercial | [7 empty] | 15 | 0.77 |  |  |  | 0 | 3.6392 | 0 | 0 | 0 | 0 | 0 | 0 | 0 | 0 | 0 | 0 | 2009 Qtr 1: 0; 2009 Qtr 2: 0; 2009 Qtr 3: 0; 2009 Qtr 4: 3.6392; 2010 Qtr 1: 0; 2010 Qtr 2: 0; 2010 Qtr 3: 0; 2010 Qtr 4: 0; 2011 Qtr 1: 0; 2011 Qtr 2: 0; 2011 Qtr 3: 0; 2011 Qtr 4: 0 | 3.6392
0 | 234207-Lighting-8 Ft T-8 with Elec Ballast-Tr1 |  | System | Commercial | 01-ALC-AllCommercial-IntLight | 0 |  |  |  |  | 35.6901 | 21.9828 | 0 | 0 | 0 | 13.7073 | 45.8368 |  | kWh | 0.0098893 | 0 | Commercial | [7 empty] | 15 | 0.78 |  |  |  | 0 | 36.3921 | 0 | 0 | 0 | 0 | 0 | 0 | 0 | 0 | 0 | 0 | 2009 Qtr 1: 0; 2009 Qtr 2: 0; 2009 Qtr 3: 0; 2009 Qtr 4: 36.3921; 2010 Qtr 1: 0; 2010 Qtr 2: 0; 2010 Qtr 3: 0; 2010 Qtr 4: 0; 2011 Qtr 1: 0; 2011 Qtr 2: 0; 2011 Qtr 3: 0; 2011 Qtr 4: 0 | 36.3921
0 | 234306-Lighting-Remove 8 Ft Lamp (De-Lamp) - Tr1 |  | System | Commercial | 23-RTL-Retail–SingleStorylarge-LIT_INT | 0 |  |  |  |  | 28.4369 | 27.4785 | 0 | 0 | 0 | 0.95836 | 366.7521 |  | kWh | 0.077777 | 0 | Commercial | [7 empty] | 15 | 0.77 |  |  |  | 0 | 36.3921 | 0 | 0 | 0 | 0 | 0 | 0 | 0 | 0 | 0 | 0 | 2009 Qtr 1: 0; 2009 Qtr 2: 0; 2009 Qtr 3: 0; 2009 Qtr 4: 36.3921; 2010 Qtr 1: 0; 2010 Qtr 2: 0; 2010 Qtr 3: 0; 2010 Qtr 4: 0; 2011 Qtr 1: 0; 2011 Qtr 2: 0; 2011 Qtr 3: 0; 2011 Qtr 4: 0 | 36.3921
0 | 234330-Premium T8 with T12 40 Watt Baseline - Tr1 |  | System | Commercial | 01-ALC-AllCommercial-IntLight | 0 |  |  |  |  | 27.6532 | 13.1897 | 0 | 0 | 0 | 14.4636 | 83.5202 |  | kWh | 0.017351 | 0 | Commercial | [7 empty] | 15 | 0.78 |  |  |  | 0 | 21.8353 | 0 | 0 | 0 | 0 | 0 | 0 | 0 | 0 | 0 | 0 | 2009 Qtr 1: 0; 2009 Qtr 2: 0; 2009 Qtr 3: 0; 2009 Qtr 4: 21.8353; 2010 Qtr 1: 0; 2010 Qtr 2: 0; 2010 Qtr 3: 0; 2010 Qtr 4: 0; 2011 Qtr 1: 0; 2011 Qtr 2: 0; 2011 Qtr 3: 0; 2011 Qtr 4: 0 | 21.8353
0 | 234303-Lighting-Remove 4 Ft Lamp (De-Lamp) - Tr1 |  | System | Commercial | [6 empty] | 12.3596 | 16.4871 | 0 | 0 | 0 | -4.1275 | 137.2559 |  | 0 | 0.026384 | -2.5676 | Commercial |  | Winter Only | [5 empty] | 15 | 0.77 |  |  |  | 0 | 18.196 | 0 | 0 | 0 | 0 | 0 | 0 | 0 | 0 | 0 | 0 | 2009 Qtr 1: 0; 2009 Qtr 2: 0; 2009 Qtr 3: 0; 2009 Qtr 4: 18.196; 2010 Qtr 1: 0; 2010 Qtr 2: 0; 2010 Qtr 3: 0; 2010 Qtr 4: 0; 2011 Qtr 1: 0; 2011 Qtr 2: 0; 2011 Qtr 3: 0; 2011 Qtr 4: 0 | 18.196
0 | 234332-Premium T8 with T12 40 Watt Baseline - Tr3 |  | System | Commercial | 01-ALC-AllCommercial-IntLight | 0 |  |  |  |  | 13.9591 | 7.1444 | 0 | 0 | 0 | 6.8147 | 44.0947 |  | kWh | 0.016509 | 0 | Commercial | [7 empty] | 15 | 0.78 |  |  |  | 0 | 18.196 | 0 | 0 | 0 | 0 | 0 | 0 | 0 | 0 | 0 | 0 | 2009 Qtr 1: 0; 2009 Qtr 2: 0; 2009 Qtr 3: 0; 2009 Qtr 4: 18.196; 2010 Qtr 1: 0; 2010 Qtr 2: 0; 2010 Qtr 3: 0; 2010 Qtr 4: 0; 2011 Qtr 1: 0; 2011 Qtr 2: 0; 2011 Qtr 3: 0; 2011 Qtr 4: 0 | 18.196
0 | 234083-Refrigeration -Cooler/Freezer Door Gaskets - Glass Doors |  | System | Commercial | 09-GRO-Grocery-REFG | 0 |  |  |  |  | 2.25 | 4 | 0 | 0 | 0 | -1.75 | 104.55 |  | kWh | 0.01195 | 0 | Commercial | [7 empty] | 4 | 0.76 |  |  |  | 0 | 434 | 0 | 0 | 0 | 0 | 0 | 0 | 0 | 0 | 0 | 0 | 2009 Qtr 1: 0; 2009 Qtr 2: 0; 2009 Qtr 3: 0; 2009 Qtr 4: 434; 2010 Qtr 1: 0; 2010 Qtr 2: 0; 2010 Qtr 3: 0; 2010 Qtr 4: 0; 2011 Qtr 1: 0; 2011 Qtr 2: 0; 2011 Qtr 3: 0; 2011 Qtr 4: 0 | 434
0 | 234116-Refrigeration -Cooler/Freezer Door Gaskets - Solid Doors: Freezer |  | System | Commercial | 09-GRO-Grocery-REFG | 0 |  |  |  |  | 3.9975 | 4 | 0 | 0 | 0 | -0.002476 | 104.55 |  | kWh | 0.01195 | 0 | Commercial | [7 empty] | 4 | 0.76 |  |  |  | 0 | 15 | 0 | 0 | 0 | 0 | 0 | 0 | 0 | 0 | 0 | 0 | 2009 Qtr 1: 0; 2009 Qtr 2: 0; 2009 Qtr 3: 0; 2009 Qtr 4: 15; 2010 Qtr 1: 0; 2010 Qtr 2: 0; 2010 Qtr 3: 0; 2010 Qtr 4: 0; 2011 Qtr 1: 0; 2011 Qtr 2: 0; 2011 Qtr 3: 0; 2011 Qtr 4: 0 | 15
0 | 234084-Refrigeration -Cooler/Freezer Door Gaskets - Solid Doors: Cooler |  | System | Commercial | 09-GRO-Grocery-REFG | 0 |  |  |  |  | 2.2498 | 4 | 0 | 0 | 0 | -1.7502 | 104.55 |  | kWh | 0.01195 | 0 | Commercial | [7 empty] | 4 | 0.76 |  |  |  | 0 | 48 | 0 | 0 | 0 | 0 | 0 | 0 | 0 | 0 | 0 | 0 | 2009 Qtr 1: 0; 2009 Qtr 2: 0; 2009 Qtr 3: 0; 2009 Qtr 4: 48; 2010 Qtr 1: 0; 2010 Qtr 2: 0; 2010 Qtr 3: 0; 2010 Qtr 4: 0; 2011 Qtr 1: 0; 2011 Qtr 2: 0; 2011 Qtr 3: 0; 2011 Qtr 4: 0 | 48
0 | 234082-Refrigeration - Vending Machine Controller |  | System | Commercial | 09-GRO-Grocery-REFG | 0 |  |  |  |  | 215.5 | 155 | 0 | 0 | 0 | 60.5 | 1612 |  | kWh | 0 | 0 | Commercial | [7 empty] | 5 | 0.7 |  |  |  | 0 | 4 | 0 | 0 | 0 | 0 | 0 | 0 | 0 | 0 | 0 | 0 | 2009 Qtr 1: 0; 2009 Qtr 2: 0; 2009 Qtr 3: 0; 2009 Qtr 4: 4; 2010 Qtr 1: 0; 2010 Qtr 2: 0; 2010 Qtr 3: 0; 2010 Qtr 4: 0; 2011 Qtr 1: 0; 2011 Qtr 2: 0; 2011 Qtr 3: 0; 2011 Qtr 4: 0 | 4
0 | 234082-Refrigeration - Vending Machine Controller |  | System | Commercial | 09-GRO-Grocery-REFG | 0 |  |  |  |  | 215.5 | 155 | 0 | 0 | 0 | 60.5 | 1612 |  | kWh | 0 | 0 | Commercial | [7 empty] | 5 | 0.7 |  |  |  | 0 | 2 | 0 | 0 | 0 | 0 | 0 | 0 | 0 | 0 | 0 | 0 | 2009 Qtr 1: 0; 2009 Qtr 2: 0; 2009 Qtr 3: 0; 2009 Qtr 4: 2; 2010 Qtr 1: 0; 2010 Qtr 2: 0; 2010 Qtr 3: 0; 2010 Qtr 4: 0; 2011 Qtr 1: 0; 2011 Qtr 2: 0; 2011 Qtr 3: 0; 2011 Qtr 4: 0 | 2
0 | 234082-Refrigeration - Vending Machine Controller |  | System | Commercial | 09-GRO-Grocery-REFG | 0 |  |  |  |  | 215.5 | 155 | 0 | 0 | 0 | 60.5 | 1612 |  | kWh | 0 | 0 | Commercial | [7 empty] | 5 | 0.7 |  |  |  | 0 | 2 | 0 | 0 | 0 | 0 | 0 | 0 | 0 | 0 | 0 | 0 | 2009 Qtr 1: 0; 2009 Qtr 2: 0; 2009 Qtr 3: 0; 2009 Qtr 4: 2; 2010 Qtr 1: 0; 2010 Qtr 2: 0; 2010 Qtr 3: 0; 2010 Qtr 4: 0; 2011 Qtr 1: 0; 2011 Qtr 2: 0; 2011 Qtr 3: 0; 2011 Qtr 4: 0 | 2
0 | 234082-Refrigeration - Vending Machine Controller |  | System | Commercial | 09-GRO-Grocery-REFG | 0 |  |  |  |  | 215.5 | 155 | 0 | 0 | 0 | 60.5 | 1612 |  | kWh | 0 | 0 | Commercial | [7 empty] | 5 | 0.7 |  |  |  | 0 | 1 | 0 | 0 | 0 | 0 | 0 | 0 | 0 | 0 | 0 | 0 | 2009 Qtr 1: 0; 2009 Qtr 2: 0; 2009 Qtr 3: 0; 2009 Qtr 4: 1; 2010 Qtr 1: 0; 2010 Qtr 2: 0; 2010 Qtr 3: 0; 2010 Qtr 4: 0; 2011 Qtr 1: 0; 2011 Qtr 2: 0; 2011 Qtr 3: 0; 2011 Qtr 4: 0 | 1
0 | 234332-Premium T8 with T12 40 Watt Baseline - Tr3 |  | System | Commercial | 01-ALC-AllCommercial-IntLight | 0 |  |  |  |  | 13.9591 | 7.1444 | 0 | 0 | 0 | 6.8147 | 44.0947 |  | kWh | 0.016509 | 0 | Commercial | [7 empty] | 15 | 0.78 |  |  |  | 0 | 29.1137 | 0 | 0 | 0 | 0 | 0 | 0 | 0 | 0 | 0 | 0 | 2009 Qtr 1: 0; 2009 Qtr 2: 0; 2009 Qtr 3: 0; 2009 Qtr 4: 29.1137; 2010 Qtr 1: 0; 2010 Qtr 2: 0; 2010 Qtr 3: 0; 2010 Qtr 4: 0; 2011 Qtr 1: 0; 2011 Qtr 2: 0; 2011 Qtr 3: 0; 2011 Qtr 4: 0 | 29.1137
0 | 234332-Premium T8 with T12 40 Watt Baseline - Tr3 |  | System | Commercial | 01-ALC-AllCommercial-IntLight | 0 |  |  |  |  | 13.9591 | 7.1444 | 0 | 0 | 0 | 6.8147 | 44.0947 |  | kWh | 0.016509 | 0 | Commercial | [7 empty] | 15 | 0.78 |  |  |  | 0 | 25.4745 | 0 | 0 | 0 | 0 | 0 | 0 | 0 | 0 | 0 | 0 | 2009 Qtr 1: 0; 2009 Qtr 2: 0; 2009 Qtr 3: 0; 2009 Qtr 4: 25.4745; 2010 Qtr 1: 0; 2010 Qtr 2: 0; 2010 Qtr 3: 0; 2010 Qtr 4: 0; 2011 Qtr 1: 0; 2011 Qtr 2: 0; 2011 Qtr 3: 0; 2011 Qtr 4: 0 | 25.4745
0 | 234332-Premium T8 with T12 40 Watt Baseline - Tr3 |  | System | Commercial | 01-ALC-AllCommercial-IntLight | 0 |  |  |  |  | 13.9591 | 7.1444 | 0 | 0 | 0 | 6.8147 | 44.0947 |  | kWh | 0.016509 | 0 | Commercial | [7 empty] | 15 | 0.78 |  |  |  | 0 | 3.6392 | 0 | 0 | 0 | 0 | 0 | 0 | 0 | 0 | 0 | 0 | 2009 Qtr 1: 0; 2009 Qtr 2: 0; 2009 Qtr 3: 0; 2009 Qtr 4: 3.6392; 2010 Qtr 1: 0; 2010 Qtr 2: 0; 2010 Qtr 3: 0; 2010 Qtr 4: 0; 2011 Qtr 1: 0; 2011 Qtr 2: 0; 2011 Qtr 3: 0; 2011 Qtr 4: 0 | 3.6392
0 | 234332-Premium T8 with T12 40 Watt Baseline - Tr3 |  | System | Commercial | 01-ALC-AllCommercial-IntLight | 0 |  |  |  |  | 13.9591 | 7.1444 | 0 | 0 | 0 | 6.8147 | 44.0947 |  | kWh | 0.016509 | 0 | Commercial | [7 empty] | 15 | 0.78 |  |  |  | 0 | 32.7529 | 0 | 0 | 0 | 0 | 0 | 0 | 0 | 0 | 0 | 0 | 2009 Qtr 1: 0; 2009 Qtr 2: 0; 2009 Qtr 3: 0; 2009 Qtr 4: 32.7529; 2010 Qtr 1: 0; 2010 Qtr 2: 0; 2010 Qtr 3: 0; 2010 Qtr 4: 0; 2011 Qtr 1: 0; 2011 Qtr 2: 0; 2011 Qtr 3: 0; 2011 Qtr 4: 0 | 32.7529
0 | 234332-Premium T8 with T12 40 Watt Baseline - Tr3 |  | System | Commercial | 01-ALC-AllCommercial-IntLight | 0 |  |  |  |  | 13.9591 | 7.1444 | 0 | 0 | 0 | 6.8147 | 44.0947 |  | kWh | 0.016509 | 0 | Commercial | [7 empty] | 15 | 0.78 |  |  |  | 0 | 25.4745 | 0 | 0 | 0 | 0 | 0 | 0 | 0 | 0 | 0 | 0 | 2009 Qtr 1: 0; 2009 Qtr 2: 0; 2009 Qtr 3: 0; 2009 Qtr 4: 25.4745; 2010 Qtr 1: 0; 2010 Qtr 2: 0; 2010 Qtr 3: 0; 2010 Qtr 4: 0; 2011 Qtr 1: 0; 2011 Qtr 2: 0; 2011 Qtr 3: 0; 2011 Qtr 4: 0 | 25.4745
0 | 234049-Lighting-LED Exit Sign New Sign |  | System | Commercial | 25-SCN-Storage–Conditioned-Exit | 0 |  |  |  |  | 64.8921 | 45 | 0 | 0 | 0 | 19.8921 | 351.311 |  | kWh | 0 | 0 | Commercial | [7 empty] | 16 | 0.85 |  |  |  | 0 | 5 | 0 | 0 | 0 | 0 | 0 | 0 | 0 | 0 | 0 | 0 | 2009 Qtr 1: 0; 2009 Qtr 2: 0; 2009 Qtr 3: 0; 2009 Qtr 4: 5; 2010 Qtr 1: 0; 2010 Qtr 2: 0; 2010 Qtr 3: 0; 2010 Qtr 4: 0; 2011 Qtr 1: 0; 2011 Qtr 2: 0; 2011 Qtr 3: 0; 2011 Qtr 4: 0 | 5
0 | 234360-Lighting-IntrHiByLnrFlscntFxtr244wrplc400w(TrI)Tr1 |  | System | Commercial | [6 empty] | 282.4319 | 153.8404 | 0 | 0 | 0 | 128.5914 | 0 |  | 0 | 0.224 | -7.1132 | Commercial |  | Winter Only | [5 empty] | 15 | 0.78 |  |  |  | 0 | 7.8003 | 0 | 0 | 0 | 0 | 0 | 0 | 0 | 0 | 0 | 0 | 2009 Qtr 1: 0; 2009 Qtr 2: 0; 2009 Qtr 3: 0; 2009 Qtr 4: 7.8003; 2010 Qtr 1: 0; 2010 Qtr 2: 0; 2010 Qtr 3: 0; 2010 Qtr 4: 0; 2011 Qtr 1: 0; 2011 Qtr 2: 0; 2011 Qtr 3: 0; 2011 Qtr 4: 0 | 7.8003
0 | 234285-Lighting-Occpncy Snsr-Hi-Bay integrated Snsr-Tr1 |  | System | Commercial | 01-ALC-AllCommercial-IntLight | 0 |  |  |  |  | 221.2703 | 95.5 | 0 | 0 | 0 | 125.7703 | 2503.6304 |  | kWh | 0.48559 | 0 | Commercial | [7 empty] | 8 | 0.84 |  |  |  | 0 | 8 | 0 | 0 | 0 | 0 | 0 | 0 | 0 | 0 | 0 | 0 | 2009 Qtr 1: 0; 2009 Qtr 2: 0; 2009 Qtr 3: 0; 2009 Qtr 4: 8; 2010 Qtr 1: 0; 2010 Qtr 2: 0; 2010 Qtr 3: 0; 2010 Qtr 4: 0; 2011 Qtr 1: 0; 2011 Qtr 2: 0; 2011 Qtr 3: 0; 2011 Qtr 4: 0 | 8
0 | 234201-Lighting-2 Ft 2nd Gen T-8 with Elec Ballast-Tr1 |  | System | Commercial | 01-ALC-AllCommercial-IntLight | 0 |  |  |  |  | 23.0819 | 10.9914 | 0 | 0 | 0 | 12.0905 | 56.0027 |  | kWh | 0.010616 | 0 | Commercial | [7 empty] | 15 | 0.78 |  |  |  | 0 | 25.4745 | 0 | 0 | 0 | 0 | 0 | 0 | 0 | 0 | 0 | 0 | 2009 Qtr 1: 0; 2009 Qtr 2: 0; 2009 Qtr 3: 0; 2009 Qtr 4: 25.4745; 2010 Qtr 1: 0; 2010 Qtr 2: 0; 2010 Qtr 3: 0; 2010 Qtr 4: 0; 2011 Qtr 1: 0; 2011 Qtr 2: 0; 2011 Qtr 3: 0; 2011 Qtr 4: 0 | 25.4745
0 | 234330-Premium T8 with T12 40 Watt Baseline - Tr1 |  | System | Commercial | 01-ALC-AllCommercial-IntLight | 0 |  |  |  |  | 27.6532 | 13.1897 | 0 | 0 | 0 | 14.4636 | 83.5202 |  | kWh | 0.017351 | 0 | Commercial | [7 empty] | 15 | 0.78 |  |  |  | 0 | 49.1293 | 0 | 0 | 0 | 0 | 0 | 0 | 0 | 0 | 0 | 0 | 2009 Qtr 1: 0; 2009 Qtr 2: 0; 2009 Qtr 3: 0; 2009 Qtr 4: 49.1293; 2010 Qtr 1: 0; 2010 Qtr 2: 0; 2010 Qtr 3: 0; 2010 Qtr 4: 0; 2011 Qtr 1: 0; 2011 Qtr 2: 0; 2011 Qtr 3: 0; 2011 Qtr 4: 0 | 49.1293
0 | 234303-Lighting-Remove 4 Ft Lamp (De-Lamp) - Tr1 |  | System | Commercial | [6 empty] | 12.3596 | 16.4871 | 0 | 0 | 0 | -4.1275 | 137.2559 |  | 0 | 0.026384 | -2.5676 | Commercial |  | Winter Only | [5 empty] | 15 | 0.77 |  |  |  | 0 | 26.3843 | 0 | 0 | 0 | 0 | 0 | 0 | 0 | 0 | 0 | 0 | 2009 Qtr 1: 0; 2009 Qtr 2: 0; 2009 Qtr 3: 0; 2009 Qtr 4: 26.3843; 2010 Qtr 1: 0; 2010 Qtr 2: 0; 2010 Qtr 3: 0; 2010 Qtr 4: 0; 2011 Qtr 1: 0; 2011 Qtr 2: 0; 2011 Qtr 3: 0; 2011 Qtr 4: 0 | 26.3843
0 | 234330-Premium T8 with T12 40 Watt Baseline - Tr1 |  | System | Commercial | 01-ALC-AllCommercial-IntLight | 0 |  |  |  |  | 27.6532 | 13.1897 | 0 | 0 | 0 | 14.4636 | 83.5202 |  | kWh | 0.017351 | 0 | Commercial | [7 empty] | 15 | 0.78 |  |  |  | 0 | 9.098 | 0 | 0 | 0 | 0 | 0 | 0 | 0 | 0 | 0 | 0 | 2009 Qtr 1: 0; 2009 Qtr 2: 0; 2009 Qtr 3: 0; 2009 Qtr 4: 9.098; 2010 Qtr 1: 0; 2010 Qtr 2: 0; 2010 Qtr 3: 0; 2010 Qtr 4: 0; 2011 Qtr 1: 0; 2011 Qtr 2: 0; 2011 Qtr 3: 0; 2011 Qtr 4: 0 | 9.098
0 | 234303-Lighting-Remove 4 Ft Lamp (De-Lamp) - Tr1 |  | System | Commercial | [6 empty] | 12.3596 | 16.4871 | 0 | 0 | 0 | -4.1275 | 137.2559 |  | 0 | 0.026384 | -2.5676 | Commercial |  | Winter Only | [5 empty] | 15 | 0.77 |  |  |  | 0 | 9.098 | 0 | 0 | 0 | 0 | 0 | 0 | 0 | 0 | 0 | 0 | 2009 Qtr 1: 0; 2009 Qtr 2: 0; 2009 Qtr 3: 0; 2009 Qtr 4: 9.098; 2010 Qtr 1: 0; 2010 Qtr 2: 0; 2010 Qtr 3: 0; 2010 Qtr 4: 0; 2011 Qtr 1: 0; 2011 Qtr 2: 0; 2011 Qtr 3: 0; 2011 Qtr 4: 0 | 9.098
0 | 234330-Premium T8 with T12 40 Watt Baseline - Tr1 |  | System | Commercial | 01-ALC-AllCommercial-IntLight | 0 |  |  |  |  | 27.6532 | 13.1897 | 0 | 0 | 0 | 14.4636 | 83.5202 |  | kWh | 0.017351 | 0 | Commercial | [7 empty] | 15 | 0.78 |  |  |  | 0 | 40.0313 | 0 | 0 | 0 | 0 | 0 | 0 | 0 | 0 | 0 | 0 | 2009 Qtr 1: 0; 2009 Qtr 2: 0; 2009 Qtr 3: 0; 2009 Qtr 4: 40.0313; 2010 Qtr 1: 0; 2010 Qtr 2: 0; 2010 Qtr 3: 0; 2010 Qtr 4: 0; 2011 Qtr 1: 0; 2011 Qtr 2: 0; 2011 Qtr 3: 0; 2011 Qtr 4: 0 | 40.0313
0 | 234303-Lighting-Remove 4 Ft Lamp (De-Lamp) - Tr1 |  | System | Commercial | [6 empty] | 12.3596 | 16.4871 | 0 | 0 | 0 | -4.1275 | 137.2559 |  | 0 | 0.026384 | -2.5676 | Commercial |  | Winter Only | [5 empty] | 15 | 0.77 |  |  |  | 0 | 5.4588 | 0 | 0 | 0 | 0 | 0 | 0 | 0 | 0 | 0 | 0 | 2009 Qtr 1: 0; 2009 Qtr 2: 0; 2009 Qtr 3: 0; 2009 Qtr 4: 5.4588; 2010 Qtr 1: 0; 2010 Qtr 2: 0; 2010 Qtr 3: 0; 2010 Qtr 4: 0; 2011 Qtr 1: 0; 2011 Qtr 2: 0; 2011 Qtr 3: 0; 2011 Qtr 4: 0 | 5.4588
0 | 234084-Refrigeration -Cooler/Freezer Door Gaskets - Solid Doors: Cooler |  | System | Commercial | 09-GRO-Grocery-REFG | 0 |  |  |  |  | 2.2498 | 4 | 0 | 0 | 0 | -1.7502 | 104.55 |  | kWh | 0.01195 | 0 | Commercial | [7 empty] | 4 | 0.76 |  |  |  | 0 | 242 | 0 | 0 | 0 | 0 | 0 | 0 | 0 | 0 | 0 | 0 | 2009 Qtr 1: 0; 2009 Qtr 2: 0; 2009 Qtr 3: 0; 2009 Qtr 4: 242; 2010 Qtr 1: 0; 2010 Qtr 2: 0; 2010 Qtr 3: 0; 2010 Qtr 4: 0; 2011 Qtr 1: 0; 2011 Qtr 2: 0; 2011 Qtr 3: 0; 2011 Qtr 4: 0 | 242
0 | 234330-Premium T8 with T12 40 Watt Baseline - Tr1 |  | System | Commercial | 01-ALC-AllCommercial-IntLight | 0 |  |  |  |  | 27.6532 | 13.1897 | 0 | 0 | 0 | 14.4636 | 83.5202 |  | kWh | 0.017351 | 0 | Commercial | [7 empty] | 15 | 0.78 |  |  |  | 0 | 49.1293 | 0 | 0 | 0 | 0 | 0 | 0 | 0 | 0 | 0 | 0 | 2009 Qtr 1: 0; 2009 Qtr 2: 0; 2009 Qtr 3: 0; 2009 Qtr 4: 49.1293; 2010 Qtr 1: 0; 2010 Qtr 2: 0; 2010 Qtr 3: 0; 2010 Qtr 4: 0; 2011 Qtr 1: 0; 2011 Qtr 2: 0; 2011 Qtr 3: 0; 2011 Qtr 4: 0 | 49.1293
0 | 234303-Lighting-Remove 4 Ft Lamp (De-Lamp) - Tr1 |  | System | Commercial | [6 empty] | 12.3596 | 16.4871 | 0 | 0 | 0 | -4.1275 | 137.2559 |  | 0 | 0.026384 | -2.5676 | Commercial |  | Winter Only | [5 empty] | 15 | 0.77 |  |  |  | 0 | 49.1293 | 0 | 0 | 0 | 0 | 0 | 0 | 0 | 0 | 0 | 0 | 2009 Qtr 1: 0; 2009 Qtr 2: 0; 2009 Qtr 3: 0; 2009 Qtr 4: 49.1293; 2010 Qtr 1: 0; 2010 Qtr 2: 0; 2010 Qtr 3: 0; 2010 Qtr 4: 0; 2011 Qtr 1: 0; 2011 Qtr 2: 0; 2011 Qtr 3: 0; 2011 Qtr 4: 0 | 49.1293
0 | 234084-Refrigeration -Cooler/Freezer Door Gaskets - Solid Doors: Cooler |  | System | Commercial | 09-GRO-Grocery-REFG | 0 |  |  |  |  | 2.2498 | 4 | 0 | 0 | 0 | -1.7502 | 104.55 |  | kWh | 0.01195 | 0 | Commercial | [7 empty] | 4 | 0.76 |  |  |  | 0 | 192 | 0 | 0 | 0 | 0 | 0 | 0 | 0 | 0 | 0 | 0 | 2009 Qtr 1: 0; 2009 Qtr 2: 0; 2009 Qtr 3: 0; 2009 Qtr 4: 192; 2010 Qtr 1: 0; 2010 Qtr 2: 0; 2010 Qtr 3: 0; 2010 Qtr 4: 0; 2011 Qtr 1: 0; 2011 Qtr 2: 0; 2011 Qtr 3: 0; 2011 Qtr 4: 0 | 192
0 | 234084-Refrigeration -Cooler/Freezer Door Gaskets - Solid Doors: Cooler |  | System | Commercial | 09-GRO-Grocery-REFG | 0 |  |  |  |  | 2.2498 | 4 | 0 | 0 | 0 | -1.7502 | 104.55 |  | kWh | 0.01195 | 0 | Commercial | [7 empty] | 4 | 0.76 |  |  |  | 0 | 144 | 0 | 0 | 0 | 0 | 0 | 0 | 0 | 0 | 0 | 0 | 2009 Qtr 1: 0; 2009 Qtr 2: 0; 2009 Qtr 3: 0; 2009 Qtr 4: 144; 2010 Qtr 1: 0; 2010 Qtr 2: 0; 2010 Qtr 3: 0; 2010 Qtr 4: 0; 2011 Qtr 1: 0; 2011 Qtr 2: 0; 2011 Qtr 3: 0; 2011 Qtr 4: 0 | 144
0 | 234084-Refrigeration -Cooler/Freezer Door Gaskets - Solid Doors: Cooler |  | System | Commercial | 09-GRO-Grocery-REFG | 0 |  |  |  |  | 2.2498 | 4 | 0 | 0 | 0 | -1.7502 | 104.55 |  | kWh | 0.01195 | 0 | Commercial | [7 empty] | 4 | 0.76 |  |  |  | 0 | 168 | 0 | 0 | 0 | 0 | 0 | 0 | 0 | 0 | 0 | 0 | 2009 Qtr 1: 0; 2009 Qtr 2: 0; 2009 Qtr 3: 168; 2009 Qtr 4: 0; 2010 Qtr 1: 0; 2010 Qtr 2: 0; 2010 Qtr 3: 0; 2010 Qtr 4: 0; 2011 Qtr 1: 0; 2011 Qtr 2: 0; 2011 Qtr 3: 0; 2011 Qtr 4: 0 | 168
0 | 234084-Refrigeration -Cooler/Freezer Door Gaskets - Solid Doors: Cooler |  | System | Commercial | 09-GRO-Grocery-REFG | 0 |  |  |  |  | 2.2498 | 4 | 0 | 0 | 0 | -1.7502 | 104.55 |  | kWh | 0.01195 | 0 | Commercial | [7 empty] | 4 | 0.76 |  |  |  | 0 | 96 | 0 | 0 | 0 | 0 | 0 | 0 | 0 | 0 | 0 | 0 | 2009 Qtr 1: 0; 2009 Qtr 2: 0; 2009 Qtr 3: 0; 2009 Qtr 4: 96; 2010 Qtr 1: 0; 2010 Qtr 2: 0; 2010 Qtr 3: 0; 2010 Qtr 4: 0; 2011 Qtr 1: 0; 2011 Qtr 2: 0; 2011 Qtr 3: 0; 2011 Qtr 4: 0 | 96
0 | 234084-Refrigeration -Cooler/Freezer Door Gaskets - Solid Doors: Cooler |  | System | Commercial | 09-GRO-Grocery-REFG | 0 |  |  |  |  | 2.2498 | 4 | 0 | 0 | 0 | -1.7502 | 104.55 |  | kWh | 0.01195 | 0 | Commercial | [7 empty] | 4 | 0.76 |  |  |  | 0 | 61 | 0 | 0 | 0 | 0 | 0 | 0 | 0 | 0 | 0 | 0 | 2009 Qtr 1: 0; 2009 Qtr 2: 0; 2009 Qtr 3: 0; 2009 Qtr 4: 61; 2010 Qtr 1: 0; 2010 Qtr 2: 0; 2010 Qtr 3: 0; 2010 Qtr 4: 0; 2011 Qtr 1: 0; 2011 Qtr 2: 0; 2011 Qtr 3: 0; 2011 Qtr 4: 0 | 61
0 | 234084-Refrigeration -Cooler/Freezer Door Gaskets - Solid Doors: Cooler |  | System | Commercial | 09-GRO-Grocery-REFG | 0 |  |  |  |  | 2.2498 | 4 | 0 | 0 | 0 | -1.7502 | 104.55 |  | kWh | 0.01195 | 0 | Commercial | [7 empty] | 4 | 0.76 |  |  |  | 0 | 114 | 0 | 0 | 0 | 0 | 0 | 0 | 0 | 0 | 0 | 0 | 2009 Qtr 1: 0; 2009 Qtr 2: 0; 2009 Qtr 3: 0; 2009 Qtr 4: 114; 2010 Qtr 1: 0; 2010 Qtr 2: 0; 2010 Qtr 3: 0; 2010 Qtr 4: 0; 2011 Qtr 1: 0; 2011 Qtr 2: 0; 2011 Qtr 3: 0; 2011 Qtr 4: 0 | 114
0 | 234316-Lighting-Screw in 14-26 Watt Reflector Lamp-Tr2 |  | System | Commercial | 18-OFS-Office–Small-IntLight | 0 |  |  |  |  | 9.6109 | 6.6813 | 0 | 0 | 0 | 2.9297 | 159.5847 |  | kWh | 0.057596 | 0 | Commercial | [7 empty] | 2.47 | 0.81 |  |  |  | 0 | 21.5528 | 0 | 0 | 0 | 0 | 0 | 0 | 0 | 0 | 0 | 0 | 2009 Qtr 1: 0; 2009 Qtr 2: 0; 2009 Qtr 3: 0; 2009 Qtr 4: 21.5528; 2010 Qtr 1: 0; 2010 Qtr 2: 0; 2010 Qtr 3: 0; 2010 Qtr 4: 0; 2011 Qtr 1: 0; 2011 Qtr 2: 0; 2011 Qtr 3: 0; 2011 Qtr 4: 0 | 21.5528
0 | 234331-Premium T8 with T12 40 Watt Baseline - Tr2 |  | System | Commercial | 01-ALC-AllCommercial-IntLight | 0 |  |  |  |  | 27.653 | 9.8923 | 0 | 0 | 0 | 17.7607 | 58.062 |  | kWh | 0.017133 | 0 | Commercial | [7 empty] | 15 | 0.78 |  |  |  | 0 | 41.8509 | 0 | 0 | 0 | 0 | 0 | 0 | 0 | 0 | 0 | 0 | 2009 Qtr 1: 0; 2009 Qtr 2: 0; 2009 Qtr 3: 0; 2009 Qtr 4: 41.8509; 2010 Qtr 1: 0; 2010 Qtr 2: 0; 2010 Qtr 3: 0; 2010 Qtr 4: 0; 2011 Qtr 1: 0; 2011 Qtr 2: 0; 2011 Qtr 3: 0; 2011 Qtr 4: 0 | 41.8509
0 | 234049-Lighting-LED Exit Sign New Sign |  | System | Commercial | 25-SCN-Storage–Conditioned-Exit | 0 |  |  |  |  | 64.8921 | 45 | 0 | 0 | 0 | 19.8921 | 351.311 |  | kWh | 0 | 0 | Commercial | [7 empty] | 16 | 0.85 |  |  |  | 0 | 2 | 0 | 0 | 0 | 0 | 0 | 0 | 0 | 0 | 0 | 0 | 2009 Qtr 1: 0; 2009 Qtr 2: 0; 2009 Qtr 3: 0; 2009 Qtr 4: 2; 2010 Qtr 1: 0; 2010 Qtr 2: 0; 2010 Qtr 3: 0; 2010 Qtr 4: 0; 2011 Qtr 1: 0; 2011 Qtr 2: 0; 2011 Qtr 3: 0; 2011 Qtr 4: 0 | 2
0 | 234084-Refrigeration -Cooler/Freezer Door Gaskets - Solid Doors: Cooler |  | System | Commercial | 09-GRO-Grocery-REFG | 0 |  |  |  |  | 2.2498 | 4 | 0 | 0 | 0 | -1.7502 | 104.55 |  | kWh | 0.01195 | 0 | Commercial | [7 empty] | 4 | 0.76 |  |  |  | 0 | 123.5 | 0 | 0 | 0 | 0 | 0 | 0 | 0 | 0 | 0 | 0 | 2009 Qtr 1: 0; 2009 Qtr 2: 0; 2009 Qtr 3: 0; 2009 Qtr 4: 123.5; 2010 Qtr 1: 0; 2010 Qtr 2: 0; 2010 Qtr 3: 0; 2010 Qtr 4: 0; 2011 Qtr 1: 0; 2011 Qtr 2: 0; 2011 Qtr 3: 0; 2011 Qtr 4: 0 | 123.5
0 | 234360-Lighting-IntrHiByLnrFlscntFxtr244wrplc400w(TrI)Tr1 |  | System | Commercial | [6 empty] | 282.4319 | 153.8404 | 0 | 0 | 0 | 128.5914 | 0 |  | 0 | 0.224 | -7.1132 | Commercial |  | Winter Only | [5 empty] | 15 | 0.78 |  |  |  | 0 | 0.97504 | 0 | 0 | 0 | 0 | 0 | 0 | 0 | 0 | 0 | 0 | 2009 Qtr 1: 0; 2009 Qtr 2: 0; 2009 Qtr 3: 0; 2009 Qtr 4: 0.97504; 2010 Qtr 1: 0; 2010 Qtr 2: 0; 2010 Qtr 3: 0; 2010 Qtr 4: 0; 2011 Qtr 1: 0; 2011 Qtr 2: 0; 2011 Qtr 3: 0; 2011 Qtr 4: 0 | 0.97504
0 | 234285-Lighting-Occpncy Snsr-Hi-Bay integrated Snsr-Tr1 |  | System | Commercial | 01-ALC-AllCommercial-IntLight | 0 |  |  |  |  | 221.2703 | 95.5 | 0 | 0 | 0 | 125.7703 | 2503.6304 |  | kWh | 0.48559 | 0 | Commercial | [7 empty] | 8 | 0.84 |  |  |  | 0 | 1 | 0 | 0 | 0 | 0 | 0 | 0 | 0 | 0 | 0 | 0 | 2009 Qtr 1: 0; 2009 Qtr 2: 0; 2009 Qtr 3: 0; 2009 Qtr 4: 1; 2010 Qtr 1: 0; 2010 Qtr 2: 0; 2010 Qtr 3: 0; 2010 Qtr 4: 0; 2011 Qtr 1: 0; 2011 Qtr 2: 0; 2011 Qtr 3: 0; 2011 Qtr 4: 0 | 1
0 | 234202-Lighting-2 Ft 2nd Gen T-8 with Elec Ballast-Tr2 |  | System | Commercial | 01-ALC-AllCommercial-IntLight | 0 |  |  |  |  | 23.0819 | 5.4957 | 0 | 0 | 0 | 17.5862 | 34.6629 |  | kWh | 0.011115 | 0 | Commercial | [7 empty] | 15 | 0.78 |  |  |  | 0 | 16.3764 | 0 | 0 | 0 | 0 | 0 | 0 | 0 | 0 | 0 | 0 | 2009 Qtr 1: 0; 2009 Qtr 2: 0; 2009 Qtr 3: 0; 2009 Qtr 4: 16.3764; 2010 Qtr 1: 0; 2010 Qtr 2: 0; 2010 Qtr 3: 0; 2010 Qtr 4: 0; 2011 Qtr 1: 0; 2011 Qtr 2: 0; 2011 Qtr 3: 0; 2011 Qtr 4: 0 | 16.3764
0 | 234331-Premium T8 with T12 40 Watt Baseline - Tr2 |  | System | Commercial | 01-ALC-AllCommercial-IntLight | 0 |  |  |  |  | 27.653 | 6.5948 | 0 | 0 | 0 | 21.0581 | 58.062 |  | kWh | 0.017133 | 0 | Commercial | [7 empty] | 15 | 0.78 |  |  |  | 0 | 274.7603 | 0 | 0 | 0 | 0 | 0 | 0 | 0 | 0 | 0 | 0 | 2009 Qtr 1: 0; 2009 Qtr 2: 0; 2009 Qtr 3: 0; 2009 Qtr 4: 274.7603; 2010 Qtr 1: 0; 2010 Qtr 2: 0; 2010 Qtr 3: 0; 2010 Qtr 4: 0; 2011 Qtr 1: 0; 2011 Qtr 2: 0; 2011 Qtr 3: 0; 2011 Qtr 4: 0 | 274.7603
0 | 234304-Lighting-Remove 4 Ft Lamp (De-Lamp) - Tr2 |  | System | Commercial | [6 empty] | 12.3587 | 10.9914 | 0 | 0 | 0 | 1.3673 | 137.2559 |  | 0 | 0.026384 | -2.5676 | Commercial | [7 empty] | 15 | 0.77 |  |  |  | 0 | 255.6544 | 0 | 0 | 0 | 0 | 0 | 0 | 0 | 0 | 0 | 0 | 2009 Qtr 1: 0; 2009 Qtr 2: 0; 2009 Qtr 3: 0; 2009 Qtr 4: 255.6544; 2010 Qtr 1: 0; 2010 Qtr 2: 0; 2010 Qtr 3: 0; 2010 Qtr 4: 0; 2011 Qtr 1: 0; 2011 Qtr 2: 0; 2011 Qtr 3: 0; 2011 Qtr 4: 0 | 255.6544
0 | 234307-Lighting-Remove 8 Ft Lamp (De-Lamp) - Tr2 |  | System | Commercial | 23-RTL-Retail–SingleStorylarge-LIT_INT | 0 |  |  |  |  | 28.4021 | 16.4871 | 0 | 0 | 0 | 11.915 | 253.9171 |  | kWh | 0.077292 | 0 | Commercial | [7 empty] | 15 | 0.77 |  |  |  | 0 | 0.9098 | 0 | 0 | 0 | 0 | 0 | 0 | 0 | 0 | 0 | 0 | 2009 Qtr 1: 0; 2009 Qtr 2: 0; 2009 Qtr 3: 0; 2009 Qtr 4: 0.9098; 2010 Qtr 1: 0; 2010 Qtr 2: 0; 2010 Qtr 3: 0; 2010 Qtr 4: 0; 2011 Qtr 1: 0; 2011 Qtr 2: 0; 2011 Qtr 3: 0; 2011 Qtr 4: 0 | 0.9098
0 | 234352-Water Heating-Instantaneous Gas |  | System | Commercial | [6 empty] | -7.77 | 2 | 0 | 0 | 0 | -9.77 | 0 |  | 0 | 0 | 1.81 | Commercial |  | Annual | [5 empty] | 20 | 0.7 |  |  |  | 0 | 398 | 0 | 0 | 0 | 0 | 0 | 0 | 0 | 0 | 0 | 0 | 2009 Qtr 1: 0; 2009 Qtr 2: 0; 2009 Qtr 3: 0; 2009 Qtr 4: 398; 2010 Qtr 1: 0; 2010 Qtr 2: 0; 2010 Qtr 3: 0; 2010 Qtr 4: 0; 2011 Qtr 1: 0; 2011 Qtr 2: 0; 2011 Qtr 3: 0; 2011 Qtr 4: 0 | 398
0 | 234330-Premium T8 with T12 40 Watt Baseline - Tr1 |  | System | Commercial | 01-ALC-AllCommercial-IntLight | 0 |  |  |  |  | 27.6532 | 13.1897 | 0 | 0 | 0 | 14.4636 | 83.5202 |  | kWh | 0.017351 | 0 | Commercial | [7 empty] | 15 | 0.78 |  |  |  | 0 | 47.3097 | 0 | 0 | 0 | 0 | 0 | 0 | 0 | 0 | 0 | 0 | 2009 Qtr 1: 0; 2009 Qtr 2: 0; 2009 Qtr 3: 0; 2009 Qtr 4: 47.3097; 2010 Qtr 1: 0; 2010 Qtr 2: 0; 2010 Qtr 3: 0; 2010 Qtr 4: 0; 2011 Qtr 1: 0; 2011 Qtr 2: 0; 2011 Qtr 3: 0; 2011 Qtr 4: 0 | 47.3097
0 | 234303-Lighting-Remove 4 Ft Lamp (De-Lamp) - Tr1 |  | System | Commercial | [6 empty] | 12.3596 | 16.4871 | 0 | 0 | 0 | -4.1275 | 137.2559 |  | 0 | 0.026384 | -2.5676 | Commercial |  | Winter Only | [5 empty] | 15 | 0.77 |  |  |  | 0 | 47.3097 | 0 | 0 | 0 | 0 | 0 | 0 | 0 | 0 | 0 | 0 | 2009 Qtr 1: 0; 2009 Qtr 2: 0; 2009 Qtr 3: 0; 2009 Qtr 4: 47.3097; 2010 Qtr 1: 0; 2010 Qtr 2: 0; 2010 Qtr 3: 0; 2010 Qtr 4: 0; 2011 Qtr 1: 0; 2011 Qtr 2: 0; 2011 Qtr 3: 0; 2011 Qtr 4: 0 | 47.3097
0 | 234084-Refrigeration -Cooler/Freezer Door Gaskets - Solid Doors: Cooler |  | System | Commercial | 09-GRO-Grocery-REFG | 0 |  |  |  |  | 2.2498 | 4 | 0 | 0 | 0 | -1.7502 | 104.55 |  | kWh | 0.01195 | 0 | Commercial | [7 empty] | 4 | 0.76 |  |  |  | 0 | 307 | 0 | 0 | 0 | 0 | 0 | 0 | 0 | 0 | 0 | 0 | 2009 Qtr 1: 0; 2009 Qtr 2: 0; 2009 Qtr 3: 0; 2009 Qtr 4: 307; 2010 Qtr 1: 0; 2010 Qtr 2: 0; 2010 Qtr 3: 0; 2010 Qtr 4: 0; 2011 Qtr 1: 0; 2011 Qtr 2: 0; 2011 Qtr 3: 0; 2011 Qtr 4: 0 | 307
0 | 234084-Refrigeration -Cooler/Freezer Door Gaskets - Solid Doors: Cooler |  | System | Commercial | 09-GRO-Grocery-REFG | 0 |  |  |  |  | 2.2498 | 4 | 0 | 0 | 0 | -1.7502 | 104.55 |  | kWh | 0.01195 | 0 | Commercial | [7 empty] | 4 | 0.76 |  |  |  | 0 | 224 | 0 | 0 | 0 | 0 | 0 | 0 | 0 | 0 | 0 | 0 | 2009 Qtr 1: 0; 2009 Qtr 2: 0; 2009 Qtr 3: 0; 2009 Qtr 4: 224; 2010 Qtr 1: 0; 2010 Qtr 2: 0; 2010 Qtr 3: 0; 2010 Qtr 4: 0; 2011 Qtr 1: 0; 2011 Qtr 2: 0; 2011 Qtr 3: 0; 2011 Qtr 4: 0 | 224
0 | 234084-Refrigeration -Cooler/Freezer Door Gaskets - Solid Doors: Cooler |  | System | Commercial | 09-GRO-Grocery-REFG | 0 |  |  |  |  | 2.2498 | 4 | 0 | 0 | 0 | -1.7502 | 104.55 |  | kWh | 0.01195 | 0 | Commercial | [7 empty] | 4 | 0.76 |  |  |  | 0 | 242 | 0 | 0 | 0 | 0 | 0 | 0 | 0 | 0 | 0 | 0 | 2009 Qtr 1: 0; 2009 Qtr 2: 0; 2009 Qtr 3: 0; 2009 Qtr 4: 242; 2010 Qtr 1: 0; 2010 Qtr 2: 0; 2010 Qtr 3: 0; 2010 Qtr 4: 0; 2011 Qtr 1: 0; 2011 Qtr 2: 0; 2011 Qtr 3: 0; 2011 Qtr 4: 0 | 242
0 | 234084-Refrigeration -Cooler/Freezer Door Gaskets - Solid Doors: Cooler |  | System | Commercial | 09-GRO-Grocery-REFG | 0 |  |  |  |  | 2.2498 | 4 | 0 | 0 | 0 | -1.7502 | 104.55 |  | kWh | 0.01195 | 0 | Commercial | [7 empty] | 4 | 0.76 |  |  |  | 0 | 274 | 0 | 0 | 0 | 0 | 0 | 0 | 0 | 0 | 0 | 0 | 2009 Qtr 1: 0; 2009 Qtr 2: 0; 2009 Qtr 3: 0; 2009 Qtr 4: 274; 2010 Qtr 1: 0; 2010 Qtr 2: 0; 2010 Qtr 3: 0; 2010 Qtr 4: 0; 2011 Qtr 1: 0; 2011 Qtr 2: 0; 2011 Qtr 3: 0; 2011 Qtr 4: 0 | 274
0 | 234084-Refrigeration -Cooler/Freezer Door Gaskets - Solid Doors: Cooler |  | System | Commercial | 09-GRO-Grocery-REFG | 0 |  |  |  |  | 2.2498 | 4 | 0 | 0 | 0 | -1.7502 | 104.55 |  | kWh | 0.01195 | 0 | Commercial | [7 empty] | 4 | 0.76 |  |  |  | 0 | 279 | 0 | 0 | 0 | 0 | 0 | 0 | 0 | 0 | 0 | 0 | 2009 Qtr 1: 0; 2009 Qtr 2: 0; 2009 Qtr 3: 0; 2009 Qtr 4: 279; 2010 Qtr 1: 0; 2010 Qtr 2: 0; 2010 Qtr 3: 0; 2010 Qtr 4: 0; 2011 Qtr 1: 0; 2011 Qtr 2: 0; 2011 Qtr 3: 0; 2011 Qtr 4: 0 | 279
0 | 234360-Lighting-IntrHiByLnrFlscntFxtr244wrplc400w(TrI)Tr1 |  | System | Commercial | [6 empty] | 282.4319 | 153.8404 | 0 | 0 | 0 | 128.5914 | 0 |  | 0 | 0.224 | -7.1132 | Commercial |  | Winter Only | [5 empty] | 15 | 0.78 |  |  |  | 0 | 1.9501 | 0 | 0 | 0 | 0 | 0 | 0 | 0 | 0 | 0 | 0 | 2009 Qtr 1: 0; 2009 Qtr 2: 0; 2009 Qtr 3: 0; 2009 Qtr 4: 1.9501; 2010 Qtr 1: 0; 2010 Qtr 2: 0; 2010 Qtr 3: 0; 2010 Qtr 4: 0; 2011 Qtr 1: 0; 2011 Qtr 2: 0; 2011 Qtr 3: 0; 2011 Qtr 4: 0 | 1.9501
0 | 234285-Lighting-Occpncy Snsr-Hi-Bay integrated Snsr-Tr1 |  | System | Commercial | 01-ALC-AllCommercial-IntLight | 0 |  |  |  |  | 221.2703 | 95.5 | 0 | 0 | 0 | 125.7703 | 2503.6304 |  | kWh | 0.48559 | 0 | Commercial | [7 empty] | 8 | 0.84 |  |  |  | 0 | 2 | 0 | 0 | 0 | 0 | 0 | 0 | 0 | 0 | 0 | 0 | 2009 Qtr 1: 0; 2009 Qtr 2: 0; 2009 Qtr 3: 0; 2009 Qtr 4: 2; 2010 Qtr 1: 0; 2010 Qtr 2: 0; 2010 Qtr 3: 0; 2010 Qtr 4: 0; 2011 Qtr 1: 0; 2011 Qtr 2: 0; 2011 Qtr 3: 0; 2011 Qtr 4: 0 | 2
0 | 234126-Refrigeration - Efficient Evap Fan Motor Electronically Commutated Motor (ECM) |  | System | Commercial | 09-GRO-Grocery-REFG | 0 |  |  |  |  | 6.7904 | 150 | 0 | 0 | 0 | -143.2096 | 116.369 |  | kWh | 0.015845 | -0.11528 | Commercial |  | Annual | [5 empty] | 15 | 0.7 |  |  |  | 0 | 7 | 0 | 0 | 0 | 0 | 0 | 0 | 0 | 0 | 0 | 0 | 2009 Qtr 1: 0; 2009 Qtr 2: 0; 2009 Qtr 3: 7; 2009 Qtr 4: 0; 2010 Qtr 1: 0; 2010 Qtr 2: 0; 2010 Qtr 3: 0; 2010 Qtr 4: 0; 2011 Qtr 1: 0; 2011 Qtr 2: 0; 2011 Qtr 3: 0; 2011 Qtr 4: 0 | 7
0 | 234126-Refrigeration - Efficient Evap Fan Motor Electronically Commutated Motor (ECM) |  | System | Commercial | 09-GRO-Grocery-REFG | 0 |  |  |  |  | 6.7904 | 150 | 0 | 0 | 0 | -143.2096 | 116.369 |  | kWh | 0.015845 | -0.11528 | Commercial |  | Annual | [5 empty] | 15 | 0.7 |  |  |  | 0 | 7 | 0 | 0 | 0 | 0 | 0 | 0 | 0 | 0 | 0 | 0 | 2009 Qtr 1: 0; 2009 Qtr 2: 0; 2009 Qtr 3: 7; 2009 Qtr 4: 0; 2010 Qtr 1: 0; 2010 Qtr 2: 0; 2010 Qtr 3: 0; 2010 Qtr 4: 0; 2011 Qtr 1: 0; 2011 Qtr 2: 0; 2011 Qtr 3: 0; 2011 Qtr 4: 0 | 7
0 | 234084-Refrigeration -Cooler/Freezer Door Gaskets - Solid Doors: Cooler |  | System | Commercial | 09-GRO-Grocery-REFG | 0 |  |  |  |  | 2.2498 | 4.0353 | 0 | 0 | 0 | -1.7855 | 104.55 |  | kWh | 0.01195 | 0 | Commercial | [7 empty] | 4 | 0.76 |  |  |  | 0 | 17 | 0 | 0 | 0 | 0 | 0 | 0 | 0 | 0 | 0 | 0 | 2009 Qtr 1: 0; 2009 Qtr 2: 0; 2009 Qtr 3: 0; 2009 Qtr 4: 17; 2010 Qtr 1: 0; 2010 Qtr 2: 0; 2010 Qtr 3: 0; 2010 Qtr 4: 0; 2011 Qtr 1: 0; 2011 Qtr 2: 0; 2011 Qtr 3: 0; 2011 Qtr 4: 0 | 17
0 | 234083-Refrigeration -Cooler/Freezer Door Gaskets - Glass Doors |  | System | Commercial | 09-GRO-Grocery-REFG | 0 |  |  |  |  | 2.25 | 4.0032 | 0 | 0 | 0 | -1.7532 | 104.55 |  | kWh | 0.01195 | 0 | Commercial | [7 empty] | 4 | 0.76 |  |  |  | 0 | 188 | 0 | 0 | 0 | 0 | 0 | 0 | 0 | 0 | 0 | 0 | 2009 Qtr 1: 0; 2009 Qtr 2: 0; 2009 Qtr 3: 0; 2009 Qtr 4: 188; 2010 Qtr 1: 0; 2010 Qtr 2: 0; 2010 Qtr 3: 0; 2010 Qtr 4: 0; 2011 Qtr 1: 0; 2011 Qtr 2: 0; 2011 Qtr 3: 0; 2011 Qtr 4: 0 | 188
0 | 234067-Refrigeration - Food Service -Auto Closer for Main Cooler Doors |  | System | Commercial | 09-GRO-Grocery-REFG | 0 |  |  |  |  | 382.5103 | 103 | 0 | 0 | 0 | 279.5103 | 1075.009 |  | kWh | 0.20794 | -0.053375 | Commercial |  | Annual | [5 empty] | 8 | 0.7 |  |  |  | 0 | 1 | 0 | 0 | 0 | 0 | 0 | 0 | 0 | 0 | 0 | 0 | 2009 Qtr 1: 0; 2009 Qtr 2: 0; 2009 Qtr 3: 0; 2009 Qtr 4: 1; 2010 Qtr 1: 0; 2010 Qtr 2: 0; 2010 Qtr 3: 0; 2010 Qtr 4: 0; 2011 Qtr 1: 0; 2011 Qtr 2: 0; 2011 Qtr 3: 0; 2011 Qtr 4: 0 | 1
0 | 234126-Refrigeration - Efficient Evap Fan Motor Electronically Commutated Motor (ECM) |  | System | Commercial | 09-GRO-Grocery-REFG | 0 |  |  |  |  | 6.7904 | 150 | 0 | 0 | 0 | -143.2096 | 116.369 |  | kWh | 0.015845 | -0.11528 | Commercial |  | Annual | [5 empty] | 15 | 0.7 |  |  |  | 0 | 4 | 0 | 0 | 0 | 0 | 0 | 0 | 0 | 0 | 0 | 0 | 2009 Qtr 1: 0; 2009 Qtr 2: 0; 2009 Qtr 3: 4; 2009 Qtr 4: 0; 2010 Qtr 1: 0; 2010 Qtr 2: 0; 2010 Qtr 3: 0; 2010 Qtr 4: 0; 2011 Qtr 1: 0; 2011 Qtr 2: 0; 2011 Qtr 3: 0; 2011 Qtr 4: 0 | 4
0 | 234126-Refrigeration - Efficient Evap Fan Motor Electronically Commutated Motor (ECM) |  | System | Commercial | 09-GRO-Grocery-REFG | 0 |  |  |  |  | 6.7904 | 150 | 0 | 0 | 0 | -143.2096 | 116.369 |  | kWh | 0.015845 | -0.11528 | Commercial |  | Annual | [5 empty] | 15 | 0.7 |  |  |  | 0 | 1 | 0 | 0 | 0 | 0 | 0 | 0 | 0 | 0 | 0 | 0 | 2009 Qtr 1: 0; 2009 Qtr 2: 0; 2009 Qtr 3: 0; 2009 Qtr 4: 1; 2010 Qtr 1: 0; 2010 Qtr 2: 0; 2010 Qtr 3: 0; 2010 Qtr 4: 0; 2011 Qtr 1: 0; 2011 Qtr 2: 0; 2011 Qtr 3: 0; 2011 Qtr 4: 0 | 1
0 | 234331-Premium T8 with T12 40 Watt Baseline - Tr2 |  | System | Commercial | 01-ALC-AllCommercial-IntLight | 0 |  |  |  |  | 27.653 | 6.5948 | 0 | 0 | 0 | 21.0581 | 58.062 |  | kWh | 0.017133 | 0 | Commercial | [7 empty] | 15 | 0.78 |  |  |  | 0 | 203.7957 | 0 | 0 | 0 | 0 | 0 | 0 | 0 | 0 | 0 | 0 | 2009 Qtr 1: 0; 2009 Qtr 2: 0; 2009 Qtr 3: 203.7957; 2009 Qtr 4: 0; 2010 Qtr 1: 0; 2010 Qtr 2: 0; 2010 Qtr 3: 0; 2010 Qtr 4: 0; 2011 Qtr 1: 0; 2011 Qtr 2: 0; 2011 Qtr 3: 0; 2011 Qtr 4: 0 | 203.7957
0 | 234286-Lighting-Occpncy Snsr-Hi-Bay integrated Snsr-Tr2 |  | System | Commercial | 01-ALC-AllCommercial-IntLight | 0 |  |  |  |  | 221.37 | 95.5 | 0 | 0 | 0 | 125.87 | 1499.5759 |  | kWh | 0.47213 | 0 | Commercial | [7 empty] | 8 | 0.84 |  |  |  | 0 | 25 | 0 | 0 | 0 | 0 | 0 | 0 | 0 | 0 | 0 | 0 | 2009 Qtr 1: 0; 2009 Qtr 2: 0; 2009 Qtr 3: 25; 2009 Qtr 4: 0; 2010 Qtr 1: 0; 2010 Qtr 2: 0; 2010 Qtr 3: 0; 2010 Qtr 4: 0; 2011 Qtr 1: 0; 2011 Qtr 2: 0; 2011 Qtr 3: 0; 2011 Qtr 4: 0 | 25
0 | 234084-Refrigeration -Cooler/Freezer Door Gaskets - Solid Doors: Cooler |  | System | Commercial | 09-GRO-Grocery-REFG | 0 |  |  |  |  | 2.2498 | 4 | 0 | 0 | 0 | -1.7502 | 104.55 |  | kWh | 0.01195 | 0 | Commercial | [7 empty] | 4 | 0.76 |  |  |  | 0 | 313 | 0 | 0 | 0 | 0 | 0 | 0 | 0 | 0 | 0 | 0 | 2009 Qtr 1: 0; 2009 Qtr 2: 0; 2009 Qtr 3: 0; 2009 Qtr 4: 313; 2010 Qtr 1: 0; 2010 Qtr 2: 0; 2010 Qtr 3: 0; 2010 Qtr 4: 0; 2011 Qtr 1: 0; 2011 Qtr 2: 0; 2011 Qtr 3: 0; 2011 Qtr 4: 0 | 313
0 | 234084-Refrigeration -Cooler/Freezer Door Gaskets - Solid Doors: Cooler |  | System | Commercial | 09-GRO-Grocery-REFG | 0 |  |  |  |  | 2.2498 | 4.015 | 0 | 0 | 0 | -1.7652 | 104.55 |  | kWh | 0.01195 | 0 | Commercial | [7 empty] | 4 | 0.76 |  |  |  | 0 | 133 | 0 | 0 | 0 | 0 | 0 | 0 | 0 | 0 | 0 | 0 | 2009 Qtr 1: 0; 2009 Qtr 2: 0; 2009 Qtr 3: 0; 2009 Qtr 4: 133; 2010 Qtr 1: 0; 2010 Qtr 2: 0; 2010 Qtr 3: 0; 2010 Qtr 4: 0; 2011 Qtr 1: 0; 2011 Qtr 2: 0; 2011 Qtr 3: 0; 2011 Qtr 4: 0 | 133
0 | 234240-Lighting-Induction Fixture >100 watts - Tr1 |  | System | Commercial | 01-ALC-AllCommercial-IntLight | 0 |  |  |  |  | 290 | 100 | 0 | 0 | 0 | 190 | 518.7 |  | kWh | 0.13167 | 0 | Commercial | [7 empty] | 15 | 0.77 |  |  |  | 0 | 15 | 0 | 0 | 0 | 0 | 0 | 0 | 0 | 0 | 0 | 0 | 2009 Qtr 1: 0; 2009 Qtr 2: 0; 2009 Qtr 3: 0; 2009 Qtr 4: 15; 2010 Qtr 1: 0; 2010 Qtr 2: 0; 2010 Qtr 3: 0; 2010 Qtr 4: 0; 2011 Qtr 1: 0; 2011 Qtr 2: 0; 2011 Qtr 3: 0; 2011 Qtr 4: 0 | 15
0 | 234207-Lighting-8 Ft T-8 with Elec Ballast-Tr1 |  | System | Commercial | 01-ALC-AllCommercial-IntLight | 0 |  |  |  |  | 35.6901 | 21.9828 | 0 | 0 | 0 | 13.7073 | 45.8368 |  | kWh | 0.0098893 | 0 | Commercial | [7 empty] | 15 | 0.78 |  |  |  | 0 | 13.647 | 0 | 0 | 0 | 0 | 0 | 0 | 0 | 0 | 0 | 0 | 2009 Qtr 1: 0; 2009 Qtr 2: 0; 2009 Qtr 3: 0; 2009 Qtr 4: 13.647; 2010 Qtr 1: 0; 2010 Qtr 2: 0; 2010 Qtr 3: 0; 2010 Qtr 4: 0; 2011 Qtr 1: 0; 2011 Qtr 2: 0; 2011 Qtr 3: 0; 2011 Qtr 4: 0 | 13.647
0 | 234333-Lighting-Photocell Tr1 |  | System | Commercial | 18-OFS-Office–Small-ExtLight | 0 |  |  |  |  | 59.8075 | 15 | 0 | 0 | 0 | 44.8075 | 106.4 |  | kWh | 0 | 0 | Commercial | [7 empty] | 8 | 0.64 |  |  |  | 0 | 1 | 0 | 0 | 0 | 0 | 0 | 0 | 0 | 0 | 0 | 0 | 2009 Qtr 1: 0; 2009 Qtr 2: 0; 2009 Qtr 3: 0; 2009 Qtr 4: 1; 2010 Qtr 1: 0; 2010 Qtr 2: 0; 2010 Qtr 3: 0; 2010 Qtr 4: 0; 2011 Qtr 1: 0; 2011 Qtr 2: 0; 2011 Qtr 3: 0; 2011 Qtr 4: 0 | 1
0 | 234312-Lighting-Screw in 14-26 Watt Lamp - Tr1 |  | System | Commercial | [6 empty] | 9.3196 | 10.3931 | 0 | 0 | 0 | -1.0734 | 194.1729 |  | 0 | 0.038993 | -2.6224 | Commercial |  | Annual | [5 empty] | 2.47 | 0.81 |  |  |  | 0 | 769.1663 | 0 | 0 | 0 | 0 | 0 | 0 | 0 | 0 | 0 | 0 | 2009 Qtr 1: 0; 2009 Qtr 2: 0; 2009 Qtr 3: 0; 2009 Qtr 4: 769.1663; 2010 Qtr 1: 0; 2010 Qtr 2: 0; 2010 Qtr 3: 0; 2010 Qtr 4: 0; 2011 Qtr 1: 0; 2011 Qtr 2: 0; 2011 Qtr 3: 0; 2011 Qtr 4: 0 | 769.1663
0 | 234315-Lighting-Screw in 14-26 Watt Reflector Lamp-Tr1 |  | System | Commercial | [6 empty] | 18.0648 | 9.6507 | 0 | 0 | 0 | 8.4141 | 194.1729 |  | 0 | 0.038993 | -2.6224 | Commercial |  | Winter Only | [5 empty] | 2.47 | 0.81 |  |  |  | 0 | 107.7641 | 0 | 0 | 0 | 0 | 0 | 0 | 0 | 0 | 0 | 0 | 2009 Qtr 1: 0; 2009 Qtr 2: 0; 2009 Qtr 3: 0; 2009 Qtr 4: 107.7641; 2010 Qtr 1: 0; 2010 Qtr 2: 0; 2010 Qtr 3: 0; 2010 Qtr 4: 0; 2011 Qtr 1: 0; 2011 Qtr 2: 0; 2011 Qtr 3: 0; 2011 Qtr 4: 0 | 107.7641
0 | 234330-Premium T8 with T12 40 Watt Baseline - Tr1 |  | System | Commercial | 01-ALC-AllCommercial-IntLight | 0 |  |  |  |  | 27.6532 | 13.1897 | 0 | 0 | 0 | 14.4636 | 83.5202 |  | kWh | 0.017351 | 0 | Commercial | [7 empty] | 15 | 0.78 |  |  |  | 0 | 92.7998 | 0 | 0 | 0 | 0 | 0 | 0 | 0 | 0 | 0 | 0 | 2009 Qtr 1: 0; 2009 Qtr 2: 0; 2009 Qtr 3: 0; 2009 Qtr 4: 92.7998; 2010 Qtr 1: 0; 2010 Qtr 2: 0; 2010 Qtr 3: 0; 2010 Qtr 4: 0; 2011 Qtr 1: 0; 2011 Qtr 2: 0; 2011 Qtr 3: 0; 2011 Qtr 4: 0 | 92.7998
0 | 234207-Lighting-8 Ft T-8 with Elec Ballast-Tr1 |  | System | Commercial | 01-ALC-AllCommercial-IntLight | 0 |  |  |  |  | 35.6901 | 21.9828 | 0 | 0 | 0 | 13.7073 | 45.8368 |  | kWh | 0.0098893 | 0 | Commercial | [7 empty] | 15 | 0.78 |  |  |  | 0 | 3.6392 | 0 | 0 | 0 | 0 | 0 | 0 | 0 | 0 | 0 | 0 | 2009 Qtr 1: 0; 2009 Qtr 2: 0; 2009 Qtr 3: 0; 2009 Qtr 4: 3.6392; 2010 Qtr 1: 0; 2010 Qtr 2: 0; 2010 Qtr 3: 0; 2010 Qtr 4: 0; 2011 Qtr 1: 0; 2011 Qtr 2: 0; 2011 Qtr 3: 0; 2011 Qtr 4: 0 | 3.6392
0 | 234303-Lighting-Remove 4 Ft Lamp (De-Lamp) - Tr1 |  | System | Commercial | [6 empty] | 12.3596 | 16.4871 | 0 | 0 | 0 | -4.1275 | 137.2559 |  | 0 | 0.026384 | -2.5676 | Commercial |  | Winter Only | [5 empty] | 15 | 0.77 |  |  |  | 0 | 43.6705 | 0 | 0 | 0 | 0 | 0 | 0 | 0 | 0 | 0 | 0 | 2009 Qtr 1: 0; 2009 Qtr 2: 0; 2009 Qtr 3: 0; 2009 Qtr 4: 43.6705; 2010 Qtr 1: 0; 2010 Qtr 2: 0; 2010 Qtr 3: 0; 2010 Qtr 4: 0; 2011 Qtr 1: 0; 2011 Qtr 2: 0; 2011 Qtr 3: 0; 2011 Qtr 4: 0 | 43.6705
0 | 234049-Lighting-LED Exit Sign New Sign |  | System | Commercial | 25-SCN-Storage–Conditioned-Exit | 0 |  |  |  |  | 64.8921 | 45 | 0 | 0 | 0 | 19.8921 | 351.311 |  | kWh | 0 | 0 | Commercial | [7 empty] | 16 | 0.85 |  |  |  | 0 | 45 | 0 | 0 | 0 | 0 | 0 | 0 | 0 | 0 | 0 | 0 | 2009 Qtr 1: 0; 2009 Qtr 2: 0; 2009 Qtr 3: 0; 2009 Qtr 4: 45; 2010 Qtr 1: 0; 2010 Qtr 2: 0; 2010 Qtr 3: 0; 2010 Qtr 4: 0; 2011 Qtr 1: 0; 2011 Qtr 2: 0; 2011 Qtr 3: 0; 2011 Qtr 4: 0 | 45
0 | 234140-Low Flow Showerhead |  | System | Commercial | 36-GST-Lodging-GuestRooms-Vent/Fan | 0 |  |  |  |  | 37.9464 | 20 | 0 | 0 | 0 | 17.9464 | 57.8762 |  | kWh | 0.012733 | 6.664 | Commercial |  | Annual | [5 empty] | 10 | 0.7 |  |  |  | 0 | 132 | 0 | 0 | 0 | 0 | 0 | 0 | 0 | 0 | 0 | 0 | 2009 Qtr 1: 0; 2009 Qtr 2: 0; 2009 Qtr 3: 0; 2009 Qtr 4: 132; 2010 Qtr 1: 0; 2010 Qtr 2: 0; 2010 Qtr 3: 0; 2010 Qtr 4: 0; 2011 Qtr 1: 0; 2011 Qtr 2: 0; 2011 Qtr 3: 0; 2011 Qtr 4: 0 | 132
0 | 234084-Refrigeration -Cooler/Freezer Door Gaskets - Solid Doors: Cooler |  | System | Commercial | 09-GRO-Grocery-REFG | 0 |  |  |  |  | 2.2498 | 4 | 0 | 0 | 0 | -1.7502 | 104.55 |  | kWh | 0.01195 | 0 | Commercial | [7 empty] | 4 | 0.76 |  |  |  | 0 | 264 | 0 | 0 | 0 | 0 | 0 | 0 | 0 | 0 | 0 | 0 | 2009 Qtr 1: 0; 2009 Qtr 2: 0; 2009 Qtr 3: 0; 2009 Qtr 4: 264; 2010 Qtr 1: 0; 2010 Qtr 2: 0; 2010 Qtr 3: 0; 2010 Qtr 4: 0; 2011 Qtr 1: 0; 2011 Qtr 2: 0; 2011 Qtr 3: 0; 2011 Qtr 4: 0 | 264
0 | 234332-Premium T8 with T12 40 Watt Baseline - Tr3 |  | System | Commercial | 01-ALC-AllCommercial-IntLight | 0 |  |  |  |  | 13.9591 | 7.1444 | 0 | 0 | 0 | 6.8147 | 44.0947 |  | kWh | 0.016509 | 0 | Commercial | [7 empty] | 15 | 0.78 |  |  |  | 0 | 25.4745 | 0 | 0 | 0 | 0 | 0 | 0 | 0 | 0 | 0 | 0 | 2009 Qtr 1: 0; 2009 Qtr 2: 0; 2009 Qtr 3: 0; 2009 Qtr 4: 25.4745; 2010 Qtr 1: 0; 2010 Qtr 2: 0; 2010 Qtr 3: 0; 2010 Qtr 4: 0; 2011 Qtr 1: 0; 2011 Qtr 2: 0; 2011 Qtr 3: 0; 2011 Qtr 4: 0 | 25.4745
0 | 234305-Lighting-Remove 4 Ft Lamp (De-Lamp) - Tr3 |  | System | Commercial | 01-ALC-AllCommercial-IntLight | 0 |  |  |  |  | 28.1828 | 8.7931 | 0 | 0 | 0 | 19.3897 | 129.7131 |  | kWh | 0.050038 | 0 | Commercial | [7 empty] | 15 | 0.77 |  |  |  | 0 | 13.647 | 0 | 0 | 0 | 0 | 0 | 0 | 0 | 0 | 0 | 0 | 2009 Qtr 1: 0; 2009 Qtr 2: 0; 2009 Qtr 3: 0; 2009 Qtr 4: 13.647; 2010 Qtr 1: 0; 2010 Qtr 2: 0; 2010 Qtr 3: 0; 2010 Qtr 4: 0; 2011 Qtr 1: 0; 2011 Qtr 2: 0; 2011 Qtr 3: 0; 2011 Qtr 4: 0 | 13.647
0 | 234305-Lighting-Remove 4 Ft Lamp (De-Lamp) - Tr3 |  | System | Commercial | 01-ALC-AllCommercial-IntLight | 0 |  |  |  |  | 28.1828 | 8.7931 | 0 | 0 | 0 | 19.3897 | 129.7131 |  | kWh | 0.050038 | 0 | Commercial | [7 empty] | 15 | 0.77 |  |  |  | 0 | 18.196 | 0 | 0 | 0 | 0 | 0 | 0 | 0 | 0 | 0 | 0 | 2009 Qtr 1: 0; 2009 Qtr 2: 0; 2009 Qtr 3: 18.196; 2009 Qtr 4: 0; 2010 Qtr 1: 0; 2010 Qtr 2: 0; 2010 Qtr 3: 0; 2010 Qtr 4: 0; 2011 Qtr 1: 0; 2011 Qtr 2: 0; 2011 Qtr 3: 0; 2011 Qtr 4: 0 | 18.196
0 | 234332-Premium T8 with T12 40 Watt Baseline - Tr3 |  | System | Commercial | 01-ALC-AllCommercial-IntLight | 0 |  |  |  |  | 13.9591 | 7.1444 | 0 | 0 | 0 | 6.8147 | 44.0947 |  | kWh | 0.016509 | 0 | Commercial | [7 empty] | 15 | 0.78 |  |  |  | 0 | 35.4823 | 0 | 0 | 0 | 0 | 0 | 0 | 0 | 0 | 0 | 0 | 2009 Qtr 1: 0; 2009 Qtr 2: 0; 2009 Qtr 3: 35.4823; 2009 Qtr 4: 0; 2010 Qtr 1: 0; 2010 Qtr 2: 0; 2010 Qtr 3: 0; 2010 Qtr 4: 0; 2011 Qtr 1: 0; 2011 Qtr 2: 0; 2011 Qtr 3: 0; 2011 Qtr 4: 0 | 35.4823
0 | 234330-Premium T8 with T12 40 Watt Baseline - Tr1 |  | System | Commercial | 01-ALC-AllCommercial-IntLight | 0 |  |  |  |  | 27.6532 | 13.1897 | 0 | 0 | 0 | 14.4636 | 83.5202 |  | kWh | 0.017351 | 0 | Commercial | [7 empty] | 15 | 0.78 |  |  |  | 0 | 32.7529 | 0 | 0 | 0 | 0 | 0 | 0 | 0 | 0 | 0 | 0 | 2009 Qtr 1: 0; 2009 Qtr 2: 0; 2009 Qtr 3: 0; 2009 Qtr 4: 32.7529; 2010 Qtr 1: 0; 2010 Qtr 2: 0; 2010 Qtr 3: 0; 2010 Qtr 4: 0; 2011 Qtr 1: 0; 2011 Qtr 2: 0; 2011 Qtr 3: 0; 2011 Qtr 4: 0 | 32.7529
0 | 234313-Lighting-Screw in 14-26 Watt Lamp - Tr2 |  | System | Commercial | 18-OFS-Office–Small-IntLight | 0 |  |  |  |  | 10.4935 | 7.4236 | 0 | 0 | 0 | 3.0699 | 188.4597 |  | kWh | 0.055757 | 0 | Commercial | [7 empty] | 2.62 | 0.81 |  |  |  | 0 | 15.4911 | 0 | 0 | 0 | 0 | 0 | 0 | 0 | 0 | 0 | 0 | 2009 Qtr 1: 0; 2009 Qtr 2: 0; 2009 Qtr 3: 0; 2009 Qtr 4: 15.4911; 2010 Qtr 1: 0; 2010 Qtr 2: 0; 2010 Qtr 3: 0; 2010 Qtr 4: 0; 2011 Qtr 1: 0; 2011 Qtr 2: 0; 2011 Qtr 3: 0; 2011 Qtr 4: 0 | 15.4911
0 | 234207-Lighting-8 Ft T-8 with Elec Ballast-Tr1 |  | System | Commercial | 01-ALC-AllCommercial-IntLight | 0 |  |  |  |  | 35.6901 | 21.9828 | 0 | 0 | 0 | 13.7073 | 45.8368 |  | kWh | 0.0098893 | 0 | Commercial | [7 empty] | 15 | 0.78 |  |  |  | 0 | 28.2039 | 0 | 0 | 0 | 0 | 0 | 0 | 0 | 0 | 0 | 0 | 2009 Qtr 1: 0; 2009 Qtr 2: 0; 2009 Qtr 3: 0; 2009 Qtr 4: 28.2039; 2010 Qtr 1: 0; 2010 Qtr 2: 0; 2010 Qtr 3: 0; 2010 Qtr 4: 0; 2011 Qtr 1: 0; 2011 Qtr 2: 0; 2011 Qtr 3: 0; 2011 Qtr 4: 0 | 28.2039
0 | 234330-Premium T8 with T12 40 Watt Baseline - Tr1 |  | System | Commercial | 01-ALC-AllCommercial-IntLight | 0 |  |  |  |  | 27.6532 | 13.1897 | 0 | 0 | 0 | 14.4636 | 83.5202 |  | kWh | 0.017351 | 0 | Commercial | [7 empty] | 15 | 0.78 |  |  |  | 0 | 613.2067 | 0 | 0 | 0 | 0 | 0 | 0 | 0 | 0 | 0 | 0 | 2009 Qtr 1: 0; 2009 Qtr 2: 0; 2009 Qtr 3: 0; 2009 Qtr 4: 613.2067; 2010 Qtr 1: 0; 2010 Qtr 2: 0; 2010 Qtr 3: 0; 2010 Qtr 4: 0; 2011 Qtr 1: 0; 2011 Qtr 2: 0; 2011 Qtr 3: 0; 2011 Qtr 4: 0 | 613.2067
0 | 234312-Lighting-Screw in 14-26 Watt Lamp - Tr1 |  | System | Commercial | [6 empty] | 9.3196 | 10.3931 | 0 | 0 | 0 | -1.0734 | 194.1729 |  | 0 | 0.038993 | -2.6224 | Commercial |  | Annual | [5 empty] | 2.47 | 0.81 |  |  |  | 0 | 56.5762 | 0 | 0 | 0 | 0 | 0 | 0 | 0 | 0 | 0 | 0 | 2009 Qtr 1: 0; 2009 Qtr 2: 0; 2009 Qtr 3: 0; 2009 Qtr 4: 56.5762; 2010 Qtr 1: 0; 2010 Qtr 2: 0; 2010 Qtr 3: 0; 2010 Qtr 4: 0; 2011 Qtr 1: 0; 2011 Qtr 2: 0; 2011 Qtr 3: 0; 2011 Qtr 4: 0 | 56.5762
0 | 234330-Premium T8 with T12 40 Watt Baseline - Tr1 |  | System | Commercial | 01-ALC-AllCommercial-IntLight | 0 |  |  |  |  | 27.6532 | 13.1897 | 0 | 0 | 0 | 14.4636 | 83.5202 |  | kWh | 0.017351 | 0 | Commercial | [7 empty] | 15 | 0.78 |  |  |  | 0 | 7.2784 | 0 | 0 | 0 | 0 | 0 | 0 | 0 | 0 | 0 | 0 | 2009 Qtr 1: 0; 2009 Qtr 2: 0; 2009 Qtr 3: 0; 2009 Qtr 4: 7.2784; 2010 Qtr 1: 0; 2010 Qtr 2: 0; 2010 Qtr 3: 0; 2010 Qtr 4: 0; 2011 Qtr 1: 0; 2011 Qtr 2: 0; 2011 Qtr 3: 0; 2011 Qtr 4: 0 | 7.2784
0 | 234303-Lighting-Remove 4 Ft Lamp (De-Lamp) - Tr1 |  | System | Commercial | [6 empty] | 12.3596 | 16.4871 | 0 | 0 | 0 | -4.1275 | 137.2559 |  | 0 | 0.026384 | -2.5676 | Commercial |  | Winter Only | [5 empty] | 15 | 0.77 |  |  |  | 0 | 7.2784 | 0 | 0 | 0 | 0 | 0 | 0 | 0 | 0 | 0 | 0 | 2009 Qtr 1: 0; 2009 Qtr 2: 0; 2009 Qtr 3: 0; 2009 Qtr 4: 7.2784; 2010 Qtr 1: 0; 2010 Qtr 2: 0; 2010 Qtr 3: 0; 2010 Qtr 4: 0; 2011 Qtr 1: 0; 2011 Qtr 2: 0; 2011 Qtr 3: 0; 2011 Qtr 4: 0 | 7.2784
0 | 234330-Premium T8 with T12 40 Watt Baseline - Tr1 |  | System | Commercial | 01-ALC-AllCommercial-IntLight | 0 |  |  |  |  | 27.6532 | 13.1897 | 0 | 0 | 0 | 14.4636 | 83.5202 |  | kWh | 0.017351 | 0 | Commercial | [7 empty] | 15 | 0.78 |  |  |  | 0 | 16.3764 | 0 | 0 | 0 | 0 | 0 | 0 | 0 | 0 | 0 | 0 | 2009 Qtr 1: 0; 2009 Qtr 2: 0; 2009 Qtr 3: 0; 2009 Qtr 4: 16.3764; 2010 Qtr 1: 0; 2010 Qtr 2: 0; 2010 Qtr 3: 0; 2010 Qtr 4: 0; 2011 Qtr 1: 0; 2011 Qtr 2: 0; 2011 Qtr 3: 0; 2011 Qtr 4: 0 | 16.3764
0 | 234303-Lighting-Remove 4 Ft Lamp (De-Lamp) - Tr1 |  | System | Commercial | [6 empty] | 12.3596 | 16.4871 | 0 | 0 | 0 | -4.1275 | 137.2559 |  | 0 | 0.026384 | -2.5676 | Commercial |  | Winter Only | [5 empty] | 15 | 0.77 |  |  |  | 0 | 16.3764 | 0 | 0 | 0 | 0 | 0 | 0 | 0 | 0 | 0 | 0 | 2009 Qtr 1: 0; 2009 Qtr 2: 0; 2009 Qtr 3: 0; 2009 Qtr 4: 16.3764; 2010 Qtr 1: 0; 2010 Qtr 2: 0; 2010 Qtr 3: 0; 2010 Qtr 4: 0; 2011 Qtr 1: 0; 2011 Qtr 2: 0; 2011 Qtr 3: 0; 2011 Qtr 4: 0 | 16.3764
0 | 234309-Lighting-Screw in >27 Watt Lamp - Tr1 |  | System | Commercial | 18-OFS-Office–Small-IntLight | 0 |  |  |  |  | 10.7915 | 11.8778 | 0 | 0 | 0 | -1.0863 | 366.8636 |  | kWh | 0.056754 | 0 | Commercial | [7 empty] | 2.04 | 0.81 |  |  |  | 0 | 0.67353 | 0 | 0 | 0 | 0 | 0 | 0 | 0 | 0 | 0 | 0 | 2009 Qtr 1: 0; 2009 Qtr 2: 0; 2009 Qtr 3: 0; 2009 Qtr 4: 0.67353; 2010 Qtr 1: 0; 2010 Qtr 2: 0; 2010 Qtr 3: 0; 2010 Qtr 4: 0; 2011 Qtr 1: 0; 2011 Qtr 2: 0; 2011 Qtr 3: 0; 2011 Qtr 4: 0 | 0.67353
0 | 234330-Premium T8 with T12 40 Watt Baseline - Tr1 |  | System | Commercial | 01-ALC-AllCommercial-IntLight | 0 |  |  |  |  | 27.6532 | 13.1897 | 0 | 0 | 0 | 14.4636 | 83.5202 |  | kWh | 0.017351 | 0 | Commercial | [7 empty] | 15 | 0.78 |  |  |  | 0 | 32.7529 | 0 | 0 | 0 | 0 | 0 | 0 | 0 | 0 | 0 | 0 | 2009 Qtr 1: 0; 2009 Qtr 2: 0; 2009 Qtr 3: 0; 2009 Qtr 4: 32.7529; 2010 Qtr 1: 0; 2010 Qtr 2: 0; 2010 Qtr 3: 0; 2010 Qtr 4: 0; 2011 Qtr 1: 0; 2011 Qtr 2: 0; 2011 Qtr 3: 0; 2011 Qtr 4: 0 | 32.7529
0 | 234303-Lighting-Remove 4 Ft Lamp (De-Lamp) - Tr1 |  | System | Commercial | [6 empty] | 12.3596 | 16.4871 | 0 | 0 | 0 | -4.1275 | 137.2559 |  | 0 | 0.026384 | -2.5676 | Commercial |  | Winter Only | [5 empty] | 15 | 0.77 |  |  |  | 0 | 1.8196 | 0 | 0 | 0 | 0 | 0 | 0 | 0 | 0 | 0 | 0 | 2009 Qtr 1: 0; 2009 Qtr 2: 0; 2009 Qtr 3: 0; 2009 Qtr 4: 1.8196; 2010 Qtr 1: 0; 2010 Qtr 2: 0; 2010 Qtr 3: 0; 2010 Qtr 4: 0; 2011 Qtr 1: 0; 2011 Qtr 2: 0; 2011 Qtr 3: 0; 2011 Qtr 4: 0 | 1.8196
0 | 234306-Lighting-Remove 8 Ft Lamp (De-Lamp) - Tr1 |  | System | Commercial | 23-RTL-Retail–SingleStorylarge-LIT_INT | 0 |  |  |  |  | 28.4369 | 27.4785 | 0 | 0 | 0 | 0.95836 | 366.7521 |  | kWh | 0.077777 | 0 | Commercial | [7 empty] | 15 | 0.77 |  |  |  | 0 | 14.5568 | 0 | 0 | 0 | 0 | 0 | 0 | 0 | 0 | 0 | 0 | 2009 Qtr 1: 0; 2009 Qtr 2: 0; 2009 Qtr 3: 0; 2009 Qtr 4: 14.5568; 2010 Qtr 1: 0; 2010 Qtr 2: 0; 2010 Qtr 3: 0; 2010 Qtr 4: 0; 2011 Qtr 1: 0; 2011 Qtr 2: 0; 2011 Qtr 3: 0; 2011 Qtr 4: 0 | 14.5568
0 | 234360-Lighting-IntrHiByLnrFlscntFxtr244wrplc400w(TrI)Tr1 |  | System | Commercial | [6 empty] | 282.4319 | 153.8404 | 0 | 0 | 0 | 128.5914 | 0 |  | 0 | 0.224 | -7.1132 | Commercial |  | Winter Only | [5 empty] | 15 | 0.78 |  |  |  | 0 | 2.9251 | 0 | 0 | 0 | 0 | 0 | 0 | 0 | 0 | 0 | 0 | 2009 Qtr 1: 0; 2009 Qtr 2: 0; 2009 Qtr 3: 0; 2009 Qtr 4: 2.9251; 2010 Qtr 1: 0; 2010 Qtr 2: 0; 2010 Qtr 3: 0; 2010 Qtr 4: 0; 2011 Qtr 1: 0; 2011 Qtr 2: 0; 2011 Qtr 3: 0; 2011 Qtr 4: 0 | 2.9251
0 | 234285-Lighting-Occpncy Snsr-Hi-Bay integrated Snsr-Tr1 |  | System | Commercial | 01-ALC-AllCommercial-IntLight | 0 |  |  |  |  | 221.2703 | 95.5 | 0 | 0 | 0 | 125.7703 | 2503.6304 |  | kWh | 0.48559 | 0 | Commercial | [7 empty] | 8 | 0.84 |  |  |  | 0 | 3 | 0 | 0 | 0 | 0 | 0 | 0 | 0 | 0 | 0 | 0 | 2009 Qtr 1: 0; 2009 Qtr 2: 0; 2009 Qtr 3: 0; 2009 Qtr 4: 3; 2010 Qtr 1: 0; 2010 Qtr 2: 0; 2010 Qtr 3: 0; 2010 Qtr 4: 0; 2011 Qtr 1: 0; 2011 Qtr 2: 0; 2011 Qtr 3: 0; 2011 Qtr 4: 0 | 3
0 | 234330-Premium T8 with T12 40 Watt Baseline - Tr1 |  | System | Commercial | 01-ALC-AllCommercial-IntLight | 0 |  |  |  |  | 27.6532 | 13.1897 | 0 | 0 | 0 | 14.4636 | 83.5202 |  | kWh | 0.017351 | 0 | Commercial | [7 empty] | 15 | 0.78 |  |  |  | 0 | 12.7372 | 0 | 0 | 0 | 0 | 0 | 0 | 0 | 0 | 0 | 0 | 2009 Qtr 1: 0; 2009 Qtr 2: 0; 2009 Qtr 3: 0; 2009 Qtr 4: 12.7372; 2010 Qtr 1: 0; 2010 Qtr 2: 0; 2010 Qtr 3: 0; 2010 Qtr 4: 0; 2011 Qtr 1: 0; 2011 Qtr 2: 0; 2011 Qtr 3: 0; 2011 Qtr 4: 0 | 12.7372
0 | 234303-Lighting-Remove 4 Ft Lamp (De-Lamp) - Tr1 |  | System | Commercial | [6 empty] | 12.3596 | 16.4871 | 0 | 0 | 0 | -4.1275 | 137.2559 |  | 0 | 0.026384 | -2.5676 | Commercial |  | Winter Only | [5 empty] | 15 | 0.77 |  |  |  | 0 | 12.7372 | 0 | 0 | 0 | 0 | 0 | 0 | 0 | 0 | 0 | 0 | 2009 Qtr 1: 0; 2009 Qtr 2: 0; 2009 Qtr 3: 0; 2009 Qtr 4: 12.7372; 2010 Qtr 1: 0; 2010 Qtr 2: 0; 2010 Qtr 3: 0; 2010 Qtr 4: 0; 2011 Qtr 1: 0; 2011 Qtr 2: 0; 2011 Qtr 3: 0; 2011 Qtr 4: 0 | 12.7372
0 | 234330-Premium T8 with T12 40 Watt Baseline - Tr1 |  | System | Commercial | 01-ALC-AllCommercial-IntLight | 0 |  |  |  |  | 27.6532 | 13.1897 | 0 | 0 | 0 | 14.4636 | 83.5202 |  | kWh | 0.017351 | 0 | Commercial | [7 empty] | 15 | 0.78 |  |  |  | 0 | 16.3764 | 0 | 0 | 0 | 0 | 0 | 0 | 0 | 0 | 0 | 0 | 2009 Qtr 1: 0; 2009 Qtr 2: 0; 2009 Qtr 3: 0; 2009 Qtr 4: 16.3764; 2010 Qtr 1: 0; 2010 Qtr 2: 0; 2010 Qtr 3: 0; 2010 Qtr 4: 0; 2011 Qtr 1: 0; 2011 Qtr 2: 0; 2011 Qtr 3: 0; 2011 Qtr 4: 0 | 16.3764
0 | 234303-Lighting-Remove 4 Ft Lamp (De-Lamp) - Tr1 |  | System | Commercial | [6 empty] | 12.3596 | 16.4871 | 0 | 0 | 0 | -4.1275 | 137.2559 |  | 0 | 0.026384 | -2.5676 | Commercial |  | Winter Only | [5 empty] | 15 | 0.77 |  |  |  | 0 | 16.3764 | 0 | 0 | 0 | 0 | 0 | 0 | 0 | 0 | 0 | 0 | 2009 Qtr 1: 0; 2009 Qtr 2: 0; 2009 Qtr 3: 0; 2009 Qtr 4: 16.3764; 2010 Qtr 1: 0; 2010 Qtr 2: 0; 2010 Qtr 3: 0; 2010 Qtr 4: 0; 2011 Qtr 1: 0; 2011 Qtr 2: 0; 2011 Qtr 3: 0; 2011 Qtr 4: 0 | 16.3764
0 | 234312-Lighting-Screw in 14-26 Watt Lamp - Tr1 |  | System | Commercial | [6 empty] | 9.3196 | 10.3931 | 0 | 0 | 0 | -1.0734 | 194.1729 |  | 0 | 0.038993 | -2.6224 | Commercial |  | Annual | [5 empty] | 2.47 | 0.81 |  |  |  | 0 | 14.144 | 0 | 0 | 0 | 0 | 0 | 0 | 0 | 0 | 0 | 0 | 2009 Qtr 1: 0; 2009 Qtr 2: 0; 2009 Qtr 3: 0; 2009 Qtr 4: 14.144; 2010 Qtr 1: 0; 2010 Qtr 2: 0; 2010 Qtr 3: 0; 2010 Qtr 4: 0; 2011 Qtr 1: 0; 2011 Qtr 2: 0; 2011 Qtr 3: 0; 2011 Qtr 4: 0 | 14.144
0 | 234291-Lighting-Ocpncy Snsr-Wll/Cl Mntd Lght Snsr>=500Tr1 |  | System | Commercial | 01-ALC-AllCommercial-IntLight | 0 |  |  |  |  | 221.37 | 75 | 0 | 0 | 0 | 146.37 | 626 |  | kWh | 0.145 | 0 | Commercial | [7 empty] | 8 | 0.84 |  |  |  | 0 | 38 | 0 | 0 | 0 | 0 | 0 | 0 | 0 | 0 | 0 | 0 | 2009 Qtr 1: 0; 2009 Qtr 2: 0; 2009 Qtr 3: 0; 2009 Qtr 4: 38; 2010 Qtr 1: 0; 2010 Qtr 2: 0; 2010 Qtr 3: 0; 2010 Qtr 4: 0; 2011 Qtr 1: 0; 2011 Qtr 2: 0; 2011 Qtr 3: 0; 2011 Qtr 4: 0 | 38
0 | 234330-Premium T8 with T12 40 Watt Baseline - Tr1 |  | System | Commercial | 01-ALC-AllCommercial-IntLight | 0 |  |  |  |  | 27.6532 | 13.1897 | 0 | 0 | 0 | 14.4636 | 83.5202 |  | kWh | 0.017351 | 0 | Commercial | [7 empty] | 15 | 0.78 |  |  |  | 0 | 60.0469 | 0 | 0 | 0 | 0 | 0 | 0 | 0 | 0 | 0 | 0 | 2009 Qtr 1: 0; 2009 Qtr 2: 0; 2009 Qtr 3: 0; 2009 Qtr 4: 60.0469; 2010 Qtr 1: 0; 2010 Qtr 2: 0; 2010 Qtr 3: 0; 2010 Qtr 4: 0; 2011 Qtr 1: 0; 2011 Qtr 2: 0; 2011 Qtr 3: 0; 2011 Qtr 4: 0 | 60.0469
0 | 234303-Lighting-Remove 4 Ft Lamp (De-Lamp) - Tr1 |  | System | Commercial | [6 empty] | 12.3596 | 16.4871 | 0 | 0 | 0 | -4.1275 | 137.2559 |  | 0 | 0.026384 | -2.5676 | Commercial |  | Winter Only | [5 empty] | 15 | 0.77 |  |  |  | 0 | 60.0469 | 0 | 0 | 0 | 0 | 0 | 0 | 0 | 0 | 0 | 0 | 2009 Qtr 1: 0; 2009 Qtr 2: 0; 2009 Qtr 3: 0; 2009 Qtr 4: 60.0469; 2010 Qtr 1: 0; 2010 Qtr 2: 0; 2010 Qtr 3: 0; 2010 Qtr 4: 0; 2011 Qtr 1: 0; 2011 Qtr 2: 0; 2011 Qtr 3: 0; 2011 Qtr 4: 0 | 60.0469
0 | 234291-Lighting-Ocpncy Snsr-Wll/Cl Mntd Lght Snsr>=500Tr1 |  | System | Commercial | 01-ALC-AllCommercial-IntLight | 0 |  |  |  |  | 221.37 | 75 | 0 | 0 | 0 | 146.37 | 626 |  | kWh | 0.145 | 0 | Commercial | [7 empty] | 8 | 0.84 |  |  |  | 0 | 20 | 0 | 0 | 0 | 0 | 0 | 0 | 0 | 0 | 0 | 0 | 2009 Qtr 1: 0; 2009 Qtr 2: 0; 2009 Qtr 3: 0; 2009 Qtr 4: 20; 2010 Qtr 1: 0; 2010 Qtr 2: 0; 2010 Qtr 3: 0; 2010 Qtr 4: 0; 2011 Qtr 1: 0; 2011 Qtr 2: 0; 2011 Qtr 3: 0; 2011 Qtr 4: 0 | 20
0 | 234291-Lighting-Ocpncy Snsr-Wll/Cl Mntd Lght Snsr>=500Tr1 |  | System | Commercial | 01-ALC-AllCommercial-IntLight | 0 |  |  |  |  | 221.37 | 75 | 0 | 0 | 0 | 146.37 | 626 |  | kWh | 0.145 | 0 | Commercial | [7 empty] | 8 | 0.84 |  |  |  | 0 | 18 | 0 | 0 | 0 | 0 | 0 | 0 | 0 | 0 | 0 | 0 | 2009 Qtr 1: 0; 2009 Qtr 2: 0; 2009 Qtr 3: 0; 2009 Qtr 4: 18; 2010 Qtr 1: 0; 2010 Qtr 2: 0; 2010 Qtr 3: 0; 2010 Qtr 4: 0; 2011 Qtr 1: 0; 2011 Qtr 2: 0; 2011 Qtr 3: 0; 2011 Qtr 4: 0 | 18
0 | 234291-Lighting-Ocpncy Snsr-Wll/Cl Mntd Lght Snsr>=500Tr1 |  | System | Commercial | 01-ALC-AllCommercial-IntLight | 0 |  |  |  |  | 221.37 | 75 | 0 | 0 | 0 | 146.37 | 626 |  | kWh | 0.145 | 0 | Commercial | [7 empty] | 8 | 0.84 |  |  |  | 0 | 6 | 0 | 0 | 0 | 0 | 0 | 0 | 0 | 0 | 0 | 0 | 2009 Qtr 1: 0; 2009 Qtr 2: 0; 2009 Qtr 3: 0; 2009 Qtr 4: 6; 2010 Qtr 1: 0; 2010 Qtr 2: 0; 2010 Qtr 3: 0; 2010 Qtr 4: 0; 2011 Qtr 1: 0; 2011 Qtr 2: 0; 2011 Qtr 3: 0; 2011 Qtr 4: 0 | 6
0 | 234291-Lighting-Ocpncy Snsr-Wll/Cl Mntd Lght Snsr>=500Tr1 |  | System | Commercial | 01-ALC-AllCommercial-IntLight | 0 |  |  |  |  | 221.37 | 75 | 0 | 0 | 0 | 146.37 | 626 |  | kWh | 0.145 | 0 | Commercial | [7 empty] | 8 | 0.84 |  |  |  | 0 | 8 | 0 | 0 | 0 | 0 | 0 | 0 | 0 | 0 | 0 | 0 | 2009 Qtr 1: 0; 2009 Qtr 2: 0; 2009 Qtr 3: 0; 2009 Qtr 4: 8; 2010 Qtr 1: 0; 2010 Qtr 2: 0; 2010 Qtr 3: 0; 2010 Qtr 4: 0; 2011 Qtr 1: 0; 2011 Qtr 2: 0; 2011 Qtr 3: 0; 2011 Qtr 4: 0 | 8
0 | 234330-Premium T8 with T12 40 Watt Baseline - Tr1 |  | System | Commercial | 01-ALC-AllCommercial-IntLight | 0 |  |  |  |  | 27.6532 | 13.1897 | 0 | 0 | 0 | 14.4636 | 83.5202 |  | kWh | 0.017351 | 0 | Commercial | [7 empty] | 15 | 0.78 |  |  |  | 0 | 49.1293 | 0 | 0 | 0 | 0 | 0 | 0 | 0 | 0 | 0 | 0 | 2009 Qtr 1: 0; 2009 Qtr 2: 0; 2009 Qtr 3: 0; 2009 Qtr 4: 49.1293; 2010 Qtr 1: 0; 2010 Qtr 2: 0; 2010 Qtr 3: 0; 2010 Qtr 4: 0; 2011 Qtr 1: 0; 2011 Qtr 2: 0; 2011 Qtr 3: 0; 2011 Qtr 4: 0 | 49.1293
0 | 234303-Lighting-Remove 4 Ft Lamp (De-Lamp) - Tr1 |  | System | Commercial | [6 empty] | 12.3596 | 16.4871 | 0 | 0 | 0 | -4.1275 | 137.2559 |  | 0 | 0.026384 | -2.5676 | Commercial |  | Winter Only | [5 empty] | 15 | 0.77 |  |  |  | 0 | 43.6705 | 0 | 0 | 0 | 0 | 0 | 0 | 0 | 0 | 0 | 0 | 2009 Qtr 1: 0; 2009 Qtr 2: 0; 2009 Qtr 3: 0; 2009 Qtr 4: 43.6705; 2010 Qtr 1: 0; 2010 Qtr 2: 0; 2010 Qtr 3: 0; 2010 Qtr 4: 0; 2011 Qtr 1: 0; 2011 Qtr 2: 0; 2011 Qtr 3: 0; 2011 Qtr 4: 0 | 43.6705
0 | 234330-Premium T8 with T12 40 Watt Baseline - Tr1 |  | System | Commercial | 01-ALC-AllCommercial-IntLight | 0 |  |  |  |  | 27.6532 | 13.1897 | 0 | 0 | 0 | 14.4636 | 83.5202 |  | kWh | 0.017351 | 0 | Commercial | [7 empty] | 15 | 0.78 |  |  |  | 0 | 20.0156 | 0 | 0 | 0 | 0 | 0 | 0 | 0 | 0 | 0 | 0 | 2009 Qtr 1: 0; 2009 Qtr 2: 0; 2009 Qtr 3: 0; 2009 Qtr 4: 20.0156; 2010 Qtr 1: 0; 2010 Qtr 2: 0; 2010 Qtr 3: 0; 2010 Qtr 4: 0; 2011 Qtr 1: 0; 2011 Qtr 2: 0; 2011 Qtr 3: 0; 2011 Qtr 4: 0 | 20.0156
0 | 234303-Lighting-Remove 4 Ft Lamp (De-Lamp) - Tr1 |  | System | Commercial | [6 empty] | 12.3596 | 16.4871 | 0 | 0 | 0 | -4.1275 | 137.2559 |  | 0 | 0.026384 | -2.5676 | Commercial |  | Winter Only | [5 empty] | 15 | 0.77 |  |  |  | 0 | 20.0156 | 0 | 0 | 0 | 0 | 0 | 0 | 0 | 0 | 0 | 0 | 2009 Qtr 1: 0; 2009 Qtr 2: 0; 2009 Qtr 3: 0; 2009 Qtr 4: 20.0156; 2010 Qtr 1: 0; 2010 Qtr 2: 0; 2010 Qtr 3: 0; 2010 Qtr 4: 0; 2011 Qtr 1: 0; 2011 Qtr 2: 0; 2011 Qtr 3: 0; 2011 Qtr 4: 0 | 20.0156
0 | 234330-Premium T8 with T12 40 Watt Baseline - Tr1 |  | System | Commercial | 01-ALC-AllCommercial-IntLight | 0 |  |  |  |  | 27.6532 | 13.1897 | 0 | 0 | 0 | 14.4636 | 83.5202 |  | kWh | 0.017351 | 0 | Commercial | [7 empty] | 15 | 0.78 |  |  |  | 0 | 18.196 | 0 | 0 | 0 | 0 | 0 | 0 | 0 | 0 | 0 | 0 | 2009 Qtr 1: 0; 2009 Qtr 2: 0; 2009 Qtr 3: 0; 2009 Qtr 4: 18.196; 2010 Qtr 1: 0; 2010 Qtr 2: 0; 2010 Qtr 3: 0; 2010 Qtr 4: 0; 2011 Qtr 1: 0; 2011 Qtr 2: 0; 2011 Qtr 3: 0; 2011 Qtr 4: 0 | 18.196
0 | 234303-Lighting-Remove 4 Ft Lamp (De-Lamp) - Tr1 |  | System | Commercial | [6 empty] | 12.3596 | 16.4871 | 0 | 0 | 0 | -4.1275 | 137.2559 |  | 0 | 0.026384 | -2.5676 | Commercial |  | Winter Only | [5 empty] | 15 | 0.77 |  |  |  | 0 | 18.196 | 0 | 0 | 0 | 0 | 0 | 0 | 0 | 0 | 0 | 0 | 2009 Qtr 1: 0; 2009 Qtr 2: 0; 2009 Qtr 3: 0; 2009 Qtr 4: 18.196; 2010 Qtr 1: 0; 2010 Qtr 2: 0; 2010 Qtr 3: 0; 2010 Qtr 4: 0; 2011 Qtr 1: 0; 2011 Qtr 2: 0; 2011 Qtr 3: 0; 2011 Qtr 4: 0 | 18.196
0 | 234083-Refrigeration -Cooler/Freezer Door Gaskets - Glass Doors |  | System | Commercial | 09-GRO-Grocery-REFG | 0 |  |  |  |  | 2.25 | 4 | 0 | 0 | 0 | -1.75 | 104.55 |  | kWh | 0.01195 | 0 | Commercial | [7 empty] | 4 | 0.76 |  |  |  | 0 | 298 | 0 | 0 | 0 | 0 | 0 | 0 | 0 | 0 | 0 | 0 | 2009 Qtr 1: 0; 2009 Qtr 2: 0; 2009 Qtr 3: 0; 2009 Qtr 4: 298; 2010 Qtr 1: 0; 2010 Qtr 2: 0; 2010 Qtr 3: 0; 2010 Qtr 4: 0; 2011 Qtr 1: 0; 2011 Qtr 2: 0; 2011 Qtr 3: 0; 2011 Qtr 4: 0 | 298
0 | 234084-Refrigeration -Cooler/Freezer Door Gaskets - Solid Doors: Cooler |  | System | Commercial | 09-GRO-Grocery-REFG | 0 |  |  |  |  | 2.2498 | 4 | 0 | 0 | 0 | -1.7502 | 104.55 |  | kWh | 0.01195 | 0 | Commercial | [7 empty] | 4 | 0.76 |  |  |  | 0 | 16 | 0 | 0 | 0 | 0 | 0 | 0 | 0 | 0 | 0 | 0 | 2009 Qtr 1: 0; 2009 Qtr 2: 0; 2009 Qtr 3: 0; 2009 Qtr 4: 16; 2010 Qtr 1: 0; 2010 Qtr 2: 0; 2010 Qtr 3: 0; 2010 Qtr 4: 0; 2011 Qtr 1: 0; 2011 Qtr 2: 0; 2011 Qtr 3: 0; 2011 Qtr 4: 0 | 16
0 | 234083-Refrigeration -Cooler/Freezer Door Gaskets - Glass Doors |  | System | Commercial | 09-GRO-Grocery-REFG | 0 |  |  |  |  | 2.25 | 4 | 0 | 0 | 0 | -1.75 | 104.55 |  | kWh | 0.01195 | 0 | Commercial | [7 empty] | 4 | 0.76 |  |  |  | 0 | 462 | 0 | 0 | 0 | 0 | 0 | 0 | 0 | 0 | 0 | 0 | 2009 Qtr 1: 0; 2009 Qtr 2: 0; 2009 Qtr 3: 0; 2009 Qtr 4: 462; 2010 Qtr 1: 0; 2010 Qtr 2: 0; 2010 Qtr 3: 0; 2010 Qtr 4: 0; 2011 Qtr 1: 0; 2011 Qtr 2: 0; 2011 Qtr 3: 0; 2011 Qtr 4: 0 | 462
0 | 234085-Refrigeration -Strip Curtains for Walk-ins |  | System | Commercial | 20-RFF-Restaurant–FastFood-Refrig | 0 |  |  |  |  | 10.214 | 3.0669 | 0 | 0 | 0 | 7.1471 | 465 |  | kWh | 0.053 | 0 | Commercial | [7 empty] | 4 | 0.46 |  |  |  | 0 | 26 | 0 | 0 | 0 | 0 | 0 | 0 | 0 | 0 | 0 | 0 | 2009 Qtr 1: 0; 2009 Qtr 2: 0; 2009 Qtr 3: 26; 2009 Qtr 4: 0; 2010 Qtr 1: 0; 2010 Qtr 2: 0; 2010 Qtr 3: 0; 2010 Qtr 4: 0; 2011 Qtr 1: 0; 2011 Qtr 2: 0; 2011 Qtr 3: 0; 2011 Qtr 4: 0 | 26
0 | 234084-Refrigeration -Cooler/Freezer Door Gaskets - Solid Doors: Cooler |  | System | Commercial | 09-GRO-Grocery-REFG | 0 |  |  |  |  | 2.2498 | 4.025 | 0 | 0 | 0 | -1.7752 | 104.55 |  | kWh | 0.01195 | 0 | Commercial | [7 empty] | 4 | 0.76 |  |  |  | 0 | 16 | 0 | 0 | 0 | 0 | 0 | 0 | 0 | 0 | 0 | 0 | 2009 Qtr 1: 0; 2009 Qtr 2: 0; 2009 Qtr 3: 16; 2009 Qtr 4: 0; 2010 Qtr 1: 0; 2010 Qtr 2: 0; 2010 Qtr 3: 0; 2010 Qtr 4: 0; 2011 Qtr 1: 0; 2011 Qtr 2: 0; 2011 Qtr 3: 0; 2011 Qtr 4: 0 | 16
0 | 234067-Refrigeration - Food Service -Auto Closer for Main Cooler Doors |  | System | Commercial | 09-GRO-Grocery-REFG | 0 |  |  |  |  | 382.5103 | 103 | 0 | 0 | 0 | 279.5103 | 1075.009 |  | kWh | 0.20794 | -0.053375 | Commercial |  | Annual | [5 empty] | 8 | 0.7 |  |  |  | 0 | 1 | 0 | 0 | 0 | 0 | 0 | 0 | 0 | 0 | 0 | 0 | 2009 Qtr 1: 0; 2009 Qtr 2: 0; 2009 Qtr 3: 1; 2009 Qtr 4: 0; 2010 Qtr 1: 0; 2010 Qtr 2: 0; 2010 Qtr 3: 0; 2010 Qtr 4: 0; 2011 Qtr 1: 0; 2011 Qtr 2: 0; 2011 Qtr 3: 0; 2011 Qtr 4: 0 | 1
0 | 234084-Refrigeration -Cooler/Freezer Door Gaskets - Solid Doors: Cooler |  | System | Commercial | 09-GRO-Grocery-REFG | 0 |  |  |  |  | 2.2498 | 4 | 0 | 0 | 0 | -1.7502 | 104.55 |  | kWh | 0.01195 | 0 | Commercial | [7 empty] | 4 | 0.76 |  |  |  | 0 | 16 | 0 | 0 | 0 | 0 | 0 | 0 | 0 | 0 | 0 | 0 | 2009 Qtr 1: 0; 2009 Qtr 2: 0; 2009 Qtr 3: 0; 2009 Qtr 4: 16; 2010 Qtr 1: 0; 2010 Qtr 2: 0; 2010 Qtr 3: 0; 2010 Qtr 4: 0; 2011 Qtr 1: 0; 2011 Qtr 2: 0; 2011 Qtr 3: 0; 2011 Qtr 4: 0 | 16
0 | 234083-Refrigeration -Cooler/Freezer Door Gaskets - Glass Doors |  | System | Commercial | 09-GRO-Grocery-REFG | 0 |  |  |  |  | 2.25 | 4 | 0 | 0 | 0 | -1.75 | 104.55 |  | kWh | 0.01195 | 0 | Commercial | [7 empty] | 4 | 0.76 |  |  |  | 0 | 263 | 0 | 0 | 0 | 0 | 0 | 0 | 0 | 0 | 0 | 0 | 2009 Qtr 1: 0; 2009 Qtr 2: 0; 2009 Qtr 3: 0; 2009 Qtr 4: 263; 2010 Qtr 1: 0; 2010 Qtr 2: 0; 2010 Qtr 3: 0; 2010 Qtr 4: 0; 2011 Qtr 1: 0; 2011 Qtr 2: 0; 2011 Qtr 3: 0; 2011 Qtr 4: 0 | 263
0 | 234085-Refrigeration -Strip Curtains for Walk-ins |  | System | Commercial | 20-RFF-Restaurant–FastFood-Refrig | 0 |  |  |  |  | 10.214 | 3.1275 | 0 | 0 | 0 | 7.0865 | 465 |  | kWh | 0.053 | 0 | Commercial | [7 empty] | 4 | 0.46 |  |  |  | 0 | 20 | 0 | 0 | 0 | 0 | 0 | 0 | 0 | 0 | 0 | 0 | 2009 Qtr 1: 0; 2009 Qtr 2: 0; 2009 Qtr 3: 0; 2009 Qtr 4: 20; 2010 Qtr 1: 0; 2010 Qtr 2: 0; 2010 Qtr 3: 0; 2010 Qtr 4: 0; 2011 Qtr 1: 0; 2011 Qtr 2: 0; 2011 Qtr 3: 0; 2011 Qtr 4: 0 | 20
0 | 234084-Refrigeration -Cooler/Freezer Door Gaskets - Solid Doors: Cooler |  | System | Commercial | 09-GRO-Grocery-REFG | 0 |  |  |  |  | 2.2498 | 4.0125 | 0 | 0 | 0 | -1.7627 | 104.55 |  | kWh | 0.01195 | 0 | Commercial | [7 empty] | 4 | 0.76 |  |  |  | 0 | 96 | 0 | 0 | 0 | 0 | 0 | 0 | 0 | 0 | 0 | 0 | 2009 Qtr 1: 0; 2009 Qtr 2: 0; 2009 Qtr 3: 0; 2009 Qtr 4: 96; 2010 Qtr 1: 0; 2010 Qtr 2: 0; 2010 Qtr 3: 0; 2010 Qtr 4: 0; 2011 Qtr 1: 0; 2011 Qtr 2: 0; 2011 Qtr 3: 0; 2011 Qtr 4: 0 | 96
0 | 234067-Refrigeration - Food Service -Auto Closer for Main Cooler Doors |  | System | Commercial | 09-GRO-Grocery-REFG | 0 |  |  |  |  | 382.5103 | 103 | 0 | 0 | 0 | 279.5103 | 1075.009 |  | kWh | 0.20794 | -0.053375 | Commercial |  | Annual | [5 empty] | 8 | 0.7 |  |  |  | 0 | 1 | 0 | 0 | 0 | 0 | 0 | 0 | 0 | 0 | 0 | 0 | 2009 Qtr 1: 0; 2009 Qtr 2: 0; 2009 Qtr 3: 0; 2009 Qtr 4: 1; 2010 Qtr 1: 0; 2010 Qtr 2: 0; 2010 Qtr 3: 0; 2010 Qtr 4: 0; 2011 Qtr 1: 0; 2011 Qtr 2: 0; 2011 Qtr 3: 0; 2011 Qtr 4: 0 | 1
0 | 234085-Refrigeration -Strip Curtains for Walk-ins |  | System | Commercial | 20-RFF-Restaurant–FastFood-Refrig | 0 |  |  |  |  | 10.214 | 3.0279 | 0 | 0 | 0 | 7.1861 | 465 |  | kWh | 0.053 | 0 | Commercial | [7 empty] | 4 | 0.46 |  |  |  | 0 | 28 | 0 | 0 | 0 | 0 | 0 | 0 | 0 | 0 | 0 | 0 | 2009 Qtr 1: 0; 2009 Qtr 2: 0; 2009 Qtr 3: 28; 2009 Qtr 4: 0; 2010 Qtr 1: 0; 2010 Qtr 2: 0; 2010 Qtr 3: 0; 2010 Qtr 4: 0; 2011 Qtr 1: 0; 2011 Qtr 2: 0; 2011 Qtr 3: 0; 2011 Qtr 4: 0 | 28
0 | 234084-Refrigeration -Cooler/Freezer Door Gaskets - Solid Doors: Cooler |  | System | Commercial | 09-GRO-Grocery-REFG | 0 |  |  |  |  | 2.2498 | 4.0015 | 0 | 0 | 0 | -1.7517 | 104.55 |  | kWh | 0.01195 | 0 | Commercial | [7 empty] | 4 | 0.76 |  |  |  | 0 | 109 | 0 | 0 | 0 | 0 | 0 | 0 | 0 | 0 | 0 | 0 | 2009 Qtr 1: 0; 2009 Qtr 2: 0; 2009 Qtr 3: 109; 2009 Qtr 4: 0; 2010 Qtr 1: 0; 2010 Qtr 2: 0; 2010 Qtr 3: 0; 2010 Qtr 4: 0; 2011 Qtr 1: 0; 2011 Qtr 2: 0; 2011 Qtr 3: 0; 2011 Qtr 4: 0 | 109
0 | 234083-Refrigeration -Cooler/Freezer Door Gaskets - Glass Doors |  | System | Commercial | 09-GRO-Grocery-REFG | 0 |  |  |  |  | 2.25 | 4.0646 | 0 | 0 | 0 | -1.8146 | 104.55 |  | kWh | 0.01195 | 0 | Commercial | [7 empty] | 4 | 0.76 |  |  |  | 0 | 13 | 0 | 0 | 0 | 0 | 0 | 0 | 0 | 0 | 0 | 0 | 2009 Qtr 1: 0; 2009 Qtr 2: 0; 2009 Qtr 3: 13; 2009 Qtr 4: 0; 2010 Qtr 1: 0; 2010 Qtr 2: 0; 2010 Qtr 3: 0; 2010 Qtr 4: 0; 2011 Qtr 1: 0; 2011 Qtr 2: 0; 2011 Qtr 3: 0; 2011 Qtr 4: 0 | 13
0 | 234067-Refrigeration - Food Service -Auto Closer for Main Cooler Doors |  | System | Commercial | 09-GRO-Grocery-REFG | 0 |  |  |  |  | 382.5103 | 103 | 0 | 0 | 0 | 279.5103 | 1075.009 |  | kWh | 0.20794 | -0.053375 | Commercial |  | Annual | [5 empty] | 8 | 0.7 |  |  |  | 0 | 1 | 0 | 0 | 0 | 0 | 0 | 0 | 0 | 0 | 0 | 0 | 2009 Qtr 1: 0; 2009 Qtr 2: 0; 2009 Qtr 3: 1; 2009 Qtr 4: 0; 2010 Qtr 1: 0; 2010 Qtr 2: 0; 2010 Qtr 3: 0; 2010 Qtr 4: 0; 2011 Qtr 1: 0; 2011 Qtr 2: 0; 2011 Qtr 3: 0; 2011 Qtr 4: 0 | 1
0 | 234085-Refrigeration -Strip Curtains for Walk-ins |  | System | Commercial | 20-RFF-Restaurant–FastFood-Refrig | 0 |  |  |  |  | 10.214 | 3 | 0 | 0 | 0 | 7.214 | 465 |  | kWh | 0.053 | 0 | Commercial | [7 empty] | 4 | 0.46 |  |  |  | 0 | 45 | 0 | 0 | 0 | 0 | 0 | 0 | 0 | 0 | 0 | 0 | 2009 Qtr 1: 0; 2009 Qtr 2: 0; 2009 Qtr 3: 0; 2009 Qtr 4: 45; 2010 Qtr 1: 0; 2010 Qtr 2: 0; 2010 Qtr 3: 0; 2010 Qtr 4: 0; 2011 Qtr 1: 0; 2011 Qtr 2: 0; 2011 Qtr 3: 0; 2011 Qtr 4: 0 | 45
0 | 234084-Refrigeration -Cooler/Freezer Door Gaskets - Solid Doors: Cooler |  | System | Commercial | 09-GRO-Grocery-REFG | 0 |  |  |  |  | 2.2498 | 4.03 | 0 | 0 | 0 | -1.7802 | 104.55 |  | kWh | 0.01195 | 0 | Commercial | [7 empty] | 4 | 0.76 |  |  |  | 0 | 76 | 0 | 0 | 0 | 0 | 0 | 0 | 0 | 0 | 0 | 0 | 2009 Qtr 1: 0; 2009 Qtr 2: 0; 2009 Qtr 3: 0; 2009 Qtr 4: 76; 2010 Qtr 1: 0; 2010 Qtr 2: 0; 2010 Qtr 3: 0; 2010 Qtr 4: 0; 2011 Qtr 1: 0; 2011 Qtr 2: 0; 2011 Qtr 3: 0; 2011 Qtr 4: 0 | 76
0 | 234312-Lighting-Screw in 14-26 Watt Lamp - Tr1 |  | System | Commercial | [6 empty] | 9.3196 | 10.3931 | 0 | 0 | 0 | -1.0734 | 194.1729 |  | 0 | 0.038993 | -2.6224 | Commercial |  | Annual | [5 empty] | 2.47 | 0.81 |  |  |  | 0 | 10.1029 | 0 | 0 | 0 | 0 | 0 | 0 | 0 | 0 | 0 | 0 | 2009 Qtr 1: 0; 2009 Qtr 2: 0; 2009 Qtr 3: 0; 2009 Qtr 4: 10.1029; 2010 Qtr 1: 0; 2010 Qtr 2: 0; 2010 Qtr 3: 0; 2010 Qtr 4: 0; 2011 Qtr 1: 0; 2011 Qtr 2: 0; 2011 Qtr 3: 0; 2011 Qtr 4: 0 | 10.1029
0 | 234285-Lighting-Occpncy Snsr-Hi-Bay integrated Snsr-Tr1 |  | System | Commercial | 01-ALC-AllCommercial-IntLight | 0 |  |  |  |  | 221.2703 | 95.5 | 0 | 0 | 0 | 125.7703 | 2503.6304 |  | kWh | 0.48559 | 0 | Commercial | [7 empty] | 8 | 0.84 |  |  |  | 0 | 40 | 0 | 0 | 0 | 0 | 0 | 0 | 0 | 0 | 0 | 0 | 2009 Qtr 1: 0; 2009 Qtr 2: 0; 2009 Qtr 3: 0; 2009 Qtr 4: 40; 2010 Qtr 1: 0; 2010 Qtr 2: 0; 2010 Qtr 3: 0; 2010 Qtr 4: 0; 2011 Qtr 1: 0; 2011 Qtr 2: 0; 2011 Qtr 3: 0; 2011 Qtr 4: 0 | 40
0 | 234361-Lighting-IntrHiByLnrFlscntFxtr244wrplc400w(TrI)Tr2 |  | System | Commercial | 01-ALC-AllCommercial-IntLight | 0 |  |  |  |  | 327.8836 | 103.8423 | 0 | 0 | 0 | 224.0413 | 698.8643 |  | kWh | 0.2203 | 0 | Commercial | [7 empty] | 15 | 0.78 |  |  |  | 0 | 28.276 | 0 | 0 | 0 | 0 | 0 | 0 | 0 | 0 | 0 | 0 | 2009 Qtr 1: 0; 2009 Qtr 2: 0; 2009 Qtr 3: 0; 2009 Qtr 4: 28.276; 2010 Qtr 1: 0; 2010 Qtr 2: 0; 2010 Qtr 3: 0; 2010 Qtr 4: 0; 2011 Qtr 1: 0; 2011 Qtr 2: 0; 2011 Qtr 3: 0; 2011 Qtr 4: 0 | 28.276
0 | 234286-Lighting-Occpncy Snsr-Hi-Bay integrated Snsr-Tr2 |  | System | Commercial | 01-ALC-AllCommercial-IntLight | 0 |  |  |  |  | 221.37 | 85.95 | 0 | 0 | 0 | 135.42 | 1499.5759 |  | kWh | 0.47213 | 0 | Commercial | [7 empty] | 8 | 0.84 |  |  |  | 0 | 29 | 0 | 0 | 0 | 0 | 0 | 0 | 0 | 0 | 0 | 0 | 2009 Qtr 1: 0; 2009 Qtr 2: 0; 2009 Qtr 3: 0; 2009 Qtr 4: 29; 2010 Qtr 1: 0; 2010 Qtr 2: 0; 2010 Qtr 3: 0; 2010 Qtr 4: 0; 2011 Qtr 1: 0; 2011 Qtr 2: 0; 2011 Qtr 3: 0; 2011 Qtr 4: 0 | 29
0 | 234294-Lighting-Occupancy Sensor-Wallbox Lghtng Snsr-Tr1 |  | System | Commercial | 23-RTL-Retail–SingleStorylarge-LIT_INT | 0 |  |  |  |  | 42.262 | 40 | 0 | 0 | 0 | 2.262 | 213.759 |  | kWh | 0.17617 | 0 | Commercial | [7 empty] | 8 | 0.84 |  |  |  | 0 | 2 | 0 | 0 | 0 | 0 | 0 | 0 | 0 | 0 | 0 | 0 | 2009 Qtr 1: 0; 2009 Qtr 2: 0; 2009 Qtr 3: 0; 2009 Qtr 4: 2; 2010 Qtr 1: 0; 2010 Qtr 2: 0; 2010 Qtr 3: 0; 2010 Qtr 4: 0; 2011 Qtr 1: 0; 2011 Qtr 2: 0; 2011 Qtr 3: 0; 2011 Qtr 4: 0 | 2
0 | 234330-Premium T8 with T12 40 Watt Baseline - Tr1 |  | System | Commercial | 01-ALC-AllCommercial-IntLight | 0 |  |  |  |  | 27.6532 | 13.1897 | 0 | 0 | 0 | 14.4636 | 83.5202 |  | kWh | 0.017351 | 0 | Commercial | [7 empty] | 15 | 0.78 |  |  |  | 0 | 23.6549 | 0 | 0 | 0 | 0 | 0 | 0 | 0 | 0 | 0 | 0 | 2009 Qtr 1: 0; 2009 Qtr 2: 0; 2009 Qtr 3: 0; 2009 Qtr 4: 23.6549; 2010 Qtr 1: 0; 2010 Qtr 2: 0; 2010 Qtr 3: 0; 2010 Qtr 4: 0; 2011 Qtr 1: 0; 2011 Qtr 2: 0; 2011 Qtr 3: 0; 2011 Qtr 4: 0 | 23.6549
0 | 234303-Lighting-Remove 4 Ft Lamp (De-Lamp) - Tr1 |  | System | Commercial | [6 empty] | 12.3596 | 16.4871 | 0 | 0 | 0 | -4.1275 | 137.2559 |  | 0 | 0.026384 | -2.5676 | Commercial |  | Winter Only | [5 empty] | 15 | 0.77 |  |  |  | 0 | 23.6549 | 0 | 0 | 0 | 0 | 0 | 0 | 0 | 0 | 0 | 0 | 2009 Qtr 1: 0; 2009 Qtr 2: 0; 2009 Qtr 3: 0; 2009 Qtr 4: 23.6549; 2010 Qtr 1: 0; 2010 Qtr 2: 0; 2010 Qtr 3: 0; 2010 Qtr 4: 0; 2011 Qtr 1: 0; 2011 Qtr 2: 0; 2011 Qtr 3: 0; 2011 Qtr 4: 0 | 23.6549
0 | 234360-Lighting-IntrHiByLnrFlscntFxtr244wrplc400w(TrI)Tr1 |  | System | Commercial | [6 empty] | 282.4319 | 153.8404 | 0 | 0 | 0 | 128.5914 | 0 |  | 0 | 0.224 | -7.1132 | Commercial |  | Winter Only | [5 empty] | 15 | 0.78 |  |  |  | 0 | 11.7004 | 0 | 0 | 0 | 0 | 0 | 0 | 0 | 0 | 0 | 0 | 2009 Qtr 1: 11.7004; 2009 Qtr 2: 0; 2009 Qtr 3: 0; 2009 Qtr 4: 0; 2010 Qtr 1: 0; 2010 Qtr 2: 0; 2010 Qtr 3: 0; 2010 Qtr 4: 0; 2011 Qtr 1: 0; 2011 Qtr 2: 0; 2011 Qtr 3: 0; 2011 Qtr 4: 0 | 11.7004
0 | 234285-Lighting-Occpncy Snsr-Hi-Bay integrated Snsr-Tr1 |  | System | Commercial | 01-ALC-AllCommercial-IntLight | 0 |  |  |  |  | 221.2703 | 95.5 | 0 | 0 | 0 | 125.7703 | 2503.6304 |  | kWh | 0.48559 | 0 | Commercial | [7 empty] | 8 | 0.84 |  |  |  | 0 | 12 | 0 | 0 | 0 | 0 | 0 | 0 | 0 | 0 | 0 | 0 | 2009 Qtr 1: 12; 2009 Qtr 2: 0; 2009 Qtr 3: 0; 2009 Qtr 4: 0; 2010 Qtr 1: 0; 2010 Qtr 2: 0; 2010 Qtr 3: 0; 2010 Qtr 4: 0; 2011 Qtr 1: 0; 2011 Qtr 2: 0; 2011 Qtr 3: 0; 2011 Qtr 4: 0 | 12
0 | 234085-Refrigeration -Strip Curtains for Walk-ins |  | System | Commercial | 20-RFF-Restaurant–FastFood-Refrig | 0 |  |  |  |  | 10.214 | 3.0484 | 0 | 0 | 0 | 7.1656 | 465 |  | kWh | 0.053 | 0 | Commercial | [7 empty] | 4 | 0.46 |  |  |  | 0 | 44 | 0 | 0 | 0 | 0 | 0 | 0 | 0 | 0 | 0 | 0 | 2009 Qtr 1: 0; 2009 Qtr 2: 0; 2009 Qtr 3: 44; 2009 Qtr 4: 0; 2010 Qtr 1: 0; 2010 Qtr 2: 0; 2010 Qtr 3: 0; 2010 Qtr 4: 0; 2011 Qtr 1: 0; 2011 Qtr 2: 0; 2011 Qtr 3: 0; 2011 Qtr 4: 0 | 44
0 | 234084-Refrigeration -Cooler/Freezer Door Gaskets - Solid Doors: Cooler |  | System | Commercial | 09-GRO-Grocery-REFG | 0 |  |  |  |  | 2.2498 | 4.0204 | 0 | 0 | 0 | -1.7706 | 104.55 |  | kWh | 0.01195 | 0 | Commercial | [7 empty] | 4 | 0.76 |  |  |  | 0 | 51 | 0 | 0 | 0 | 0 | 0 | 0 | 0 | 0 | 0 | 0 | 2009 Qtr 1: 0; 2009 Qtr 2: 0; 2009 Qtr 3: 51; 2009 Qtr 4: 0; 2010 Qtr 1: 0; 2010 Qtr 2: 0; 2010 Qtr 3: 0; 2010 Qtr 4: 0; 2011 Qtr 1: 0; 2011 Qtr 2: 0; 2011 Qtr 3: 0; 2011 Qtr 4: 0 | 51
0 | 234083-Refrigeration -Cooler/Freezer Door Gaskets - Glass Doors |  | System | Commercial | 09-GRO-Grocery-REFG | 0 |  |  |  |  | 2.25 | 4.0408 | 0 | 0 | 0 | -1.7908 | 104.55 |  | kWh | 0.01195 | 0 | Commercial | [7 empty] | 4 | 0.76 |  |  |  | 0 | 49 | 0 | 0 | 0 | 0 | 0 | 0 | 0 | 0 | 0 | 0 | 2009 Qtr 1: 0; 2009 Qtr 2: 0; 2009 Qtr 3: 49; 2009 Qtr 4: 0; 2010 Qtr 1: 0; 2010 Qtr 2: 0; 2010 Qtr 3: 0; 2010 Qtr 4: 0; 2011 Qtr 1: 0; 2011 Qtr 2: 0; 2011 Qtr 3: 0; 2011 Qtr 4: 0 | 49
0 | 234126-Refrigeration - Efficient Evap Fan Motor Electronically Commutated Motor (ECM) |  | System | Commercial | 09-GRO-Grocery-REFG | 0 |  |  |  |  | 6.7904 | 150 | 0 | 0 | 0 | -143.2096 | 116.369 |  | kWh | 0.015845 | -0.11528 | Commercial |  | Annual | [5 empty] | 15 | 0.7 |  |  |  | 0 | 4 | 0 | 0 | 0 | 0 | 0 | 0 | 0 | 0 | 0 | 0 | 2009 Qtr 1: 0; 2009 Qtr 2: 0; 2009 Qtr 3: 4; 2009 Qtr 4: 0; 2010 Qtr 1: 0; 2010 Qtr 2: 0; 2010 Qtr 3: 0; 2010 Qtr 4: 0; 2011 Qtr 1: 0; 2011 Qtr 2: 0; 2011 Qtr 3: 0; 2011 Qtr 4: 0 | 4
0 | 234085-Refrigeration -Strip Curtains for Walk-ins |  | System | Commercial | 20-RFF-Restaurant–FastFood-Refrig | 0 |  |  |  |  | 10.214 | 3.1483 | 0 | 0 | 0 | 7.0657 | 465 |  | kWh | 0.053 | 0 | Commercial | [7 empty] | 4 | 0.46 |  |  |  | 0 | 18 | 0 | 0 | 0 | 0 | 0 | 0 | 0 | 0 | 0 | 0 | 2009 Qtr 1: 0; 2009 Qtr 2: 0; 2009 Qtr 3: 18; 2009 Qtr 4: 0; 2010 Qtr 1: 0; 2010 Qtr 2: 0; 2010 Qtr 3: 0; 2010 Qtr 4: 0; 2011 Qtr 1: 0; 2011 Qtr 2: 0; 2011 Qtr 3: 0; 2011 Qtr 4: 0 | 18
0 | 234084-Refrigeration -Cooler/Freezer Door Gaskets - Solid Doors: Cooler |  | System | Commercial | 09-GRO-Grocery-REFG | 0 |  |  |  |  | 2.2498 | 4.0015 | 0 | 0 | 0 | -1.7517 | 104.55 |  | kWh | 0.01195 | 0 | Commercial | [7 empty] | 4 | 0.76 |  |  |  | 0 | 211 | 0 | 0 | 0 | 0 | 0 | 0 | 0 | 0 | 0 | 0 | 2009 Qtr 1: 0; 2009 Qtr 2: 0; 2009 Qtr 3: 211; 2009 Qtr 4: 0; 2010 Qtr 1: 0; 2010 Qtr 2: 0; 2010 Qtr 3: 0; 2010 Qtr 4: 0; 2011 Qtr 1: 0; 2011 Qtr 2: 0; 2011 Qtr 3: 0; 2011 Qtr 4: 0 | 211
0 | 234067-Refrigeration - Food Service -Auto Closer for Main Cooler Doors |  | System | Commercial | 09-GRO-Grocery-REFG | 0 |  |  |  |  | 382.5103 | 103 | 0 | 0 | 0 | 279.5103 | 1075.009 |  | kWh | 0.20794 | -0.053375 | Commercial |  | Annual | [5 empty] | 8 | 0.7 |  |  |  | 0 | 2 | 0 | 0 | 0 | 0 | 0 | 0 | 0 | 0 | 0 | 0 | 2009 Qtr 1: 0; 2009 Qtr 2: 0; 2009 Qtr 3: 2; 2009 Qtr 4: 0; 2010 Qtr 1: 0; 2010 Qtr 2: 0; 2010 Qtr 3: 0; 2010 Qtr 4: 0; 2011 Qtr 1: 0; 2011 Qtr 2: 0; 2011 Qtr 3: 0; 2011 Qtr 4: 0 | 2
0 | 234068-Refrigeration - Food Service -Auto Closer for Main Freezer Doors |  | System | Commercial | 09-GRO-Grocery-REFG | 0 |  |  |  |  | 372.7723 | 160.5 | 0 | 0 | 0 | 212.2723 | 2785.8135 |  | kWh | 0.27593 | -0.026688 | Commercial |  | Annual | [5 empty] | 8 | 0.7 |  |  |  | 0 | 1 | 0 | 0 | 0 | 0 | 0 | 0 | 0 | 0 | 0 | 0 | 2009 Qtr 1: 0; 2009 Qtr 2: 0; 2009 Qtr 3: 1; 2009 Qtr 4: 0; 2010 Qtr 1: 0; 2010 Qtr 2: 0; 2010 Qtr 3: 0; 2010 Qtr 4: 0; 2011 Qtr 1: 0; 2011 Qtr 2: 0; 2011 Qtr 3: 0; 2011 Qtr 4: 0 | 1
0 | 234294-Lighting-Occupancy Sensor-Wallbox Lghtng Snsr-Tr1 |  | System | Commercial | 23-RTL-Retail–SingleStorylarge-LIT_INT | 0 |  |  |  |  | 42.262 | 40 | 0 | 0 | 0 | 2.262 | 213.759 |  | kWh | 0.17617 | 0 | Commercial | [7 empty] | 8 | 0.84 |  |  |  | 0 | 1 | 0 | 0 | 0 | 0 | 0 | 0 | 0 | 0 | 0 | 0 | 2009 Qtr 1: 0; 2009 Qtr 2: 0; 2009 Qtr 3: 0; 2009 Qtr 4: 1; 2010 Qtr 1: 0; 2010 Qtr 2: 0; 2010 Qtr 3: 0; 2010 Qtr 4: 0; 2011 Qtr 1: 0; 2011 Qtr 2: 0; 2011 Qtr 3: 0; 2011 Qtr 4: 0 | 1
0 | 234330-Premium T8 with T12 40 Watt Baseline - Tr1 |  | System | Commercial | 01-ALC-AllCommercial-IntLight | 0 |  |  |  |  | 27.6532 | 13.1897 | 0 | 0 | 0 | 14.4636 | 83.5202 |  | kWh | 0.017351 | 0 | Commercial | [7 empty] | 15 | 0.78 |  |  |  | 0 | 57.3175 | 0 | 0 | 0 | 0 | 0 | 0 | 0 | 0 | 0 | 0 | 2009 Qtr 1: 0; 2009 Qtr 2: 0; 2009 Qtr 3: 0; 2009 Qtr 4: 57.3175; 2010 Qtr 1: 0; 2010 Qtr 2: 0; 2010 Qtr 3: 0; 2010 Qtr 4: 0; 2011 Qtr 1: 0; 2011 Qtr 2: 0; 2011 Qtr 3: 0; 2011 Qtr 4: 0 | 57.3175
0 | 234126-Refrigeration - Efficient Evap Fan Motor Electronically Commutated Motor (ECM) |  | System | Commercial | 09-GRO-Grocery-REFG | 0 |  |  |  |  | 6.7904 | 150 | 0 | 0 | 0 | -143.2096 | 116.369 |  | kWh | 0.015845 | -0.11528 | Commercial |  | Annual | [5 empty] | 15 | 0.7 |  |  |  | 0 | 4 | 0 | 0 | 0 | 0 | 0 | 0 | 0 | 0 | 0 | 0 | 2009 Qtr 1: 0; 2009 Qtr 2: 0; 2009 Qtr 3: 4; 2009 Qtr 4: 0; 2010 Qtr 1: 0; 2010 Qtr 2: 0; 2010 Qtr 3: 0; 2010 Qtr 4: 0; 2011 Qtr 1: 0; 2011 Qtr 2: 0; 2011 Qtr 3: 0; 2011 Qtr 4: 0 | 4
0 | 234085-Refrigeration -Strip Curtains for Walk-ins |  | System | Commercial | 20-RFF-Restaurant–FastFood-Refrig | 0 |  |  |  |  | 10.214 | 3.0215 | 0 | 0 | 0 | 7.1925 | 465 |  | kWh | 0.053 | 0 | Commercial | [7 empty] | 4 | 0.46 |  |  |  | 0 | 95 | 0 | 0 | 0 | 0 | 0 | 0 | 0 | 0 | 0 | 0 | 2009 Qtr 1: 0; 2009 Qtr 2: 0; 2009 Qtr 3: 95; 2009 Qtr 4: 0; 2010 Qtr 1: 0; 2010 Qtr 2: 0; 2010 Qtr 3: 0; 2010 Qtr 4: 0; 2011 Qtr 1: 0; 2011 Qtr 2: 0; 2011 Qtr 3: 0; 2011 Qtr 4: 0 | 95
0 | 234084-Refrigeration -Cooler/Freezer Door Gaskets - Solid Doors: Cooler |  | System | Commercial | 09-GRO-Grocery-REFG | 0 |  |  |  |  | 2.2498 | 4.003 | 0 | 0 | 0 | -1.7532 | 104.55 |  | kWh | 0.01195 | 0 | Commercial | [7 empty] | 4 | 0.76 |  |  |  | 0 | 160 | 0 | 0 | 0 | 0 | 0 | 0 | 0 | 0 | 0 | 0 | 2009 Qtr 1: 0; 2009 Qtr 2: 0; 2009 Qtr 3: 160; 2009 Qtr 4: 0; 2010 Qtr 1: 0; 2010 Qtr 2: 0; 2010 Qtr 3: 0; 2010 Qtr 4: 0; 2011 Qtr 1: 0; 2011 Qtr 2: 0; 2011 Qtr 3: 0; 2011 Qtr 4: 0 | 160
0 | 234067-Refrigeration - Food Service -Auto Closer for Main Cooler Doors |  | System | Commercial | 09-GRO-Grocery-REFG | 0 |  |  |  |  | 382.5103 | 103 | 0 | 0 | 0 | 279.5103 | 1075.009 |  | kWh | 0.20794 | -0.053375 | Commercial |  | Annual | [5 empty] | 8 | 0.7 |  |  |  | 0 | 1 | 0 | 0 | 0 | 0 | 0 | 0 | 0 | 0 | 0 | 0 | 2009 Qtr 1: 0; 2009 Qtr 2: 0; 2009 Qtr 3: 1; 2009 Qtr 4: 0; 2010 Qtr 1: 0; 2010 Qtr 2: 0; 2010 Qtr 3: 0; 2010 Qtr 4: 0; 2011 Qtr 1: 0; 2011 Qtr 2: 0; 2011 Qtr 3: 0; 2011 Qtr 4: 0 | 1
0 | 234084-Refrigeration -Cooler/Freezer Door Gaskets - Solid Doors: Cooler |  | System | Commercial | 09-GRO-Grocery-REFG | 0 |  |  |  |  | 2.2498 | 4.0211 | 0 | 0 | 0 | -1.7713 | 104.55 |  | kWh | 0.01195 | 0 | Commercial | [7 empty] | 4 | 0.76 |  |  |  | 0 | 159 | 0 | 0 | 0 | 0 | 0 | 0 | 0 | 0 | 0 | 0 | 2009 Qtr 1: 0; 2009 Qtr 2: 0; 2009 Qtr 3: 159; 2009 Qtr 4: 0; 2010 Qtr 1: 0; 2010 Qtr 2: 0; 2010 Qtr 3: 0; 2010 Qtr 4: 0; 2011 Qtr 1: 0; 2011 Qtr 2: 0; 2011 Qtr 3: 0; 2011 Qtr 4: 0 | 159
0 | 234085-Refrigeration -Strip Curtains for Walk-ins |  | System | Commercial | 20-RFF-Restaurant–FastFood-Refrig | 0 |  |  |  |  | 10.214 | 3.0557 | 0 | 0 | 0 | 7.1583 | 465 |  | kWh | 0.053 | 0 | Commercial | [7 empty] | 4 | 0.46 |  |  |  | 0 | 35 | 0 | 0 | 0 | 0 | 0 | 0 | 0 | 0 | 0 | 0 | 2009 Qtr 1: 0; 2009 Qtr 2: 0; 2009 Qtr 3: 35; 2009 Qtr 4: 0; 2010 Qtr 1: 0; 2010 Qtr 2: 0; 2010 Qtr 3: 0; 2010 Qtr 4: 0; 2011 Qtr 1: 0; 2011 Qtr 2: 0; 2011 Qtr 3: 0; 2011 Qtr 4: 0 | 35
0 | 234084-Refrigeration -Cooler/Freezer Door Gaskets - Solid Doors: Cooler |  | System | Commercial | 09-GRO-Grocery-REFG | 0 |  |  |  |  | 2.2498 | 4 | 0 | 0 | 0 | -1.7502 | 104.55 |  | kWh | 0.01195 | 0 | Commercial | [7 empty] | 4 | 0.76 |  |  |  | 0 | 68 | 0 | 0 | 0 | 0 | 0 | 0 | 0 | 0 | 0 | 0 | 2009 Qtr 1: 0; 2009 Qtr 2: 0; 2009 Qtr 3: 68; 2009 Qtr 4: 0; 2010 Qtr 1: 0; 2010 Qtr 2: 0; 2010 Qtr 3: 0; 2010 Qtr 4: 0; 2011 Qtr 1: 0; 2011 Qtr 2: 0; 2011 Qtr 3: 0; 2011 Qtr 4: 0 | 68
0 | 234067-Refrigeration - Food Service -Auto Closer for Main Cooler Doors |  | System | Commercial | 09-GRO-Grocery-REFG | 0 |  |  |  |  | 382.5103 | 103 | 0 | 0 | 0 | 279.5103 | 1075.009 |  | kWh | 0.20794 | -0.053375 | Commercial |  | Annual | [5 empty] | 8 | 0.7 |  |  |  | 0 | 1 | 0 | 0 | 0 | 0 | 0 | 0 | 0 | 0 | 0 | 0 | 2009 Qtr 1: 0; 2009 Qtr 2: 0; 2009 Qtr 3: 1; 2009 Qtr 4: 0; 2010 Qtr 1: 0; 2010 Qtr 2: 0; 2010 Qtr 3: 0; 2010 Qtr 4: 0; 2011 Qtr 1: 0; 2011 Qtr 2: 0; 2011 Qtr 3: 0; 2011 Qtr 4: 0 | 1
0 | 234312-Lighting-Screw in 14-26 Watt Lamp - Tr1 |  | System | Commercial | [6 empty] | 9.3196 | 0 | 0 | 0 | 0 | 9.3196 | 0 |  | 0 | 0 | 0 | Commercial |  | Annual | [5 empty] | 2.47 | 0.81 |  |  |  | 0 | 0.67353 | 0 | 0 | 0 | 0 | 0 | 0 | 0 | 0 | 0 | 0 | 2009 Qtr 1: 0; 2009 Qtr 2: 0; 2009 Qtr 3: 0; 2009 Qtr 4: 0.67353; 2010 Qtr 1: 0; 2010 Qtr 2: 0; 2010 Qtr 3: 0; 2010 Qtr 4: 0; 2011 Qtr 1: 0; 2011 Qtr 2: 0; 2011 Qtr 3: 0; 2011 Qtr 4: 0 | 0.67353
0 | 234330-Premium T8 with T12 40 Watt Baseline - Tr1 |  | System | Commercial | 01-ALC-AllCommercial-IntLight | 0 |  |  |  |  | 27.6532 | 13.1897 | 0 | 0 | 0 | 14.4636 | 83.5202 |  | kWh | 0.017351 | 0 | Commercial | [7 empty] | 15 | 0.78 |  |  |  | 0 | 247.4662 | 0 | 0 | 0 | 0 | 0 | 0 | 0 | 0 | 0 | 0 | 2009 Qtr 1: 0; 2009 Qtr 2: 0; 2009 Qtr 3: 0; 2009 Qtr 4: 247.4662; 2010 Qtr 1: 0; 2010 Qtr 2: 0; 2010 Qtr 3: 0; 2010 Qtr 4: 0; 2011 Qtr 1: 0; 2011 Qtr 2: 0; 2011 Qtr 3: 0; 2011 Qtr 4: 0 | 247.4662
0 | 234207-Lighting-8 Ft T-8 with Elec Ballast-Tr1 |  | System | Commercial | 01-ALC-AllCommercial-IntLight | 0 |  |  |  |  | 35.6901 | 21.9828 | 0 | 0 | 0 | 13.7073 | 45.8368 |  | kWh | 0.0098893 | 0 | Commercial | [7 empty] | 15 | 0.78 |  |  |  | 0 | 3.6392 | 0 | 0 | 0 | 0 | 0 | 0 | 0 | 0 | 0 | 0 | 2009 Qtr 1: 0; 2009 Qtr 2: 0; 2009 Qtr 3: 0; 2009 Qtr 4: 3.6392; 2010 Qtr 1: 0; 2010 Qtr 2: 0; 2010 Qtr 3: 0; 2010 Qtr 4: 0; 2011 Qtr 1: 0; 2011 Qtr 2: 0; 2011 Qtr 3: 0; 2011 Qtr 4: 0 | 3.6392
0 | 234303-Lighting-Remove 4 Ft Lamp (De-Lamp) - Tr1 |  | System | Commercial | [6 empty] | 12.3596 | 16.4871 | 0 | 0 | 0 | -4.1275 | 137.2559 |  | 0 | 0.026384 | -2.5676 | Commercial |  | Winter Only | [5 empty] | 15 | 0.77 |  |  |  | 0 | 147.3879 | 0 | 0 | 0 | 0 | 0 | 0 | 0 | 0 | 0 | 0 | 2009 Qtr 1: 0; 2009 Qtr 2: 0; 2009 Qtr 3: 0; 2009 Qtr 4: 147.3879; 2010 Qtr 1: 0; 2010 Qtr 2: 0; 2010 Qtr 3: 0; 2010 Qtr 4: 0; 2011 Qtr 1: 0; 2011 Qtr 2: 0; 2011 Qtr 3: 0; 2011 Qtr 4: 0 | 147.3879
0 | 234340-Lighting-Intr HiBy Lnr FlrscntFxtr600w rplc>400Tr1 |  | System | Commercial | [6 empty] | 660.6362 | 0 | 0 | 0 | 0 | 660.6362 | 0 |  | 0 | 0 | 0 | Commercial |  | Winter Only | [5 empty] | 15 | 0.77 |  |  |  | 0 | 0.97504 | 0 | 0 | 0 | 0 | 0 | 0 | 0 | 0 | 0 | 0 | 2009 Qtr 1: 0; 2009 Qtr 2: 0; 2009 Qtr 3: 0; 2009 Qtr 4: 0.97504; 2010 Qtr 1: 0; 2010 Qtr 2: 0; 2010 Qtr 3: 0; 2010 Qtr 4: 0; 2011 Qtr 1: 0; 2011 Qtr 2: 0; 2011 Qtr 3: 0; 2011 Qtr 4: 0 | 0.97504
0 | 234291-Lighting-Ocpncy Snsr-Wll/Cl Mntd Lght Snsr>=500Tr1 |  | System | Commercial | 01-ALC-AllCommercial-IntLight | 0 |  |  |  |  | 221.37 | 75 | 0 | 0 | 0 | 146.37 | 626 |  | kWh | 0.145 | 0 | Commercial | [7 empty] | 8 | 0.84 |  |  |  | 0 | 114 | 0 | 0 | 0 | 0 | 0 | 0 | 0 | 0 | 0 | 0 | 2009 Qtr 1: 0; 2009 Qtr 2: 0; 2009 Qtr 3: 0; 2009 Qtr 4: 114; 2010 Qtr 1: 0; 2010 Qtr 2: 0; 2010 Qtr 3: 0; 2010 Qtr 4: 0; 2011 Qtr 1: 0; 2011 Qtr 2: 0; 2011 Qtr 3: 0; 2011 Qtr 4: 0 | 114
0 | 234285-Lighting-Occpncy Snsr-Hi-Bay integrated Snsr-Tr1 |  | System | Commercial | 01-ALC-AllCommercial-IntLight | 0 |  |  |  |  | 221.2703 | 0 | 0 | 0 | 0 | 221.2703 | 0 |  | kWh | 0 | 0 | Commercial | [7 empty] | 8 | 0.84 |  |  |  | 0 | 1 | 0 | 0 | 0 | 0 | 0 | 0 | 0 | 0 | 0 | 0 | 2009 Qtr 1: 0; 2009 Qtr 2: 0; 2009 Qtr 3: 0; 2009 Qtr 4: 1; 2010 Qtr 1: 0; 2010 Qtr 2: 0; 2010 Qtr 3: 0; 2010 Qtr 4: 0; 2011 Qtr 1: 0; 2011 Qtr 2: 0; 2011 Qtr 3: 0; 2011 Qtr 4: 0 | 1
0 | 234376-Lighting-Energy Efficient Exit Sign |  | System | Commercial | 01-ALC-AllCommercial-IntLight | 0 |  |  |  |  | 62.463 | 0 | 0 | 0 | 0 | 62.463 | 0 |  | kWh | 0 | 0 | Commercial | [7 empty] | 15 | 0.85 |  |  |  | 0 | 1 | 0 | 0 | 0 | 0 | 0 | 0 | 0 | 0 | 0 | 0 | 2009 Qtr 1: 0; 2009 Qtr 2: 0; 2009 Qtr 3: 0; 2009 Qtr 4: 1; 2010 Qtr 1: 0; 2010 Qtr 2: 0; 2010 Qtr 3: 0; 2010 Qtr 4: 0; 2011 Qtr 1: 0; 2011 Qtr 2: 0; 2011 Qtr 3: 0; 2011 Qtr 4: 0 | 1
0 | 234049-Lighting-LED Exit Sign New Sign |  | System | Commercial | 25-SCN-Storage–Conditioned-Exit | 0 |  |  |  |  | 64.8921 | 45 | 0 | 0 | 0 | 19.8921 | 351.311 |  | kWh | 0 | 0 | Commercial | [7 empty] | 16 | 0.85 |  |  |  | 0 | 4 | 0 | 0 | 0 | 0 | 0 | 0 | 0 | 0 | 0 | 0 | 2009 Qtr 1: 0; 2009 Qtr 2: 0; 2009 Qtr 3: 0; 2009 Qtr 4: 4; 2010 Qtr 1: 0; 2010 Qtr 2: 0; 2010 Qtr 3: 0; 2010 Qtr 4: 0; 2011 Qtr 1: 0; 2011 Qtr 2: 0; 2011 Qtr 3: 0; 2011 Qtr 4: 0 | 4
0 | 234330-Premium T8 with T12 40 Watt Baseline - Tr1 |  | System | Commercial | 01-ALC-AllCommercial-IntLight | 0 |  |  |  |  | 27.6532 | 13.1897 | 0 | 0 | 0 | 14.4636 | 83.5202 |  | kWh | 0.017351 | 0 | Commercial | [7 empty] | 15 | 0.78 |  |  |  | 0 | 21.8353 | 0 | 0 | 0 | 0 | 0 | 0 | 0 | 0 | 0 | 0 | 2009 Qtr 1: 0; 2009 Qtr 2: 0; 2009 Qtr 3: 0; 2009 Qtr 4: 21.8353; 2010 Qtr 1: 0; 2010 Qtr 2: 0; 2010 Qtr 3: 0; 2010 Qtr 4: 0; 2011 Qtr 1: 0; 2011 Qtr 2: 0; 2011 Qtr 3: 0; 2011 Qtr 4: 0 | 21.8353
0 | 234330-Premium T8 with T12 40 Watt Baseline - Tr1 |  | System | Commercial | 01-ALC-AllCommercial-IntLight | 0 |  |  |  |  | 27.6532 | 13.1897 | 0 | 0 | 0 | 14.4636 | 83.5202 |  | kWh | 0.017351 | 0 | Commercial | [7 empty] | 15 | 0.78 |  |  |  | 0 | 23.6549 | 0 | 0 | 0 | 0 | 0 | 0 | 0 | 0 | 0 | 0 | 2009 Qtr 1: 0; 2009 Qtr 2: 0; 2009 Qtr 3: 0; 2009 Qtr 4: 23.6549; 2010 Qtr 1: 0; 2010 Qtr 2: 0; 2010 Qtr 3: 0; 2010 Qtr 4: 0; 2011 Qtr 1: 0; 2011 Qtr 2: 0; 2011 Qtr 3: 0; 2011 Qtr 4: 0 | 23.6549
0 | 234303-Lighting-Remove 4 Ft Lamp (De-Lamp) - Tr1 |  | System | Commercial | [6 empty] | 12.3596 | 16.4871 | 0 | 0 | 0 | -4.1275 | 137.2559 |  | 0 | 0.026384 | -2.5676 | Commercial |  | Winter Only | [5 empty] | 15 | 0.77 |  |  |  | 0 | 1.8196 | 0 | 0 | 0 | 0 | 0 | 0 | 0 | 0 | 0 | 0 | 2009 Qtr 1: 0; 2009 Qtr 2: 0; 2009 Qtr 3: 0; 2009 Qtr 4: 1.8196; 2010 Qtr 1: 0; 2010 Qtr 2: 0; 2010 Qtr 3: 0; 2010 Qtr 4: 0; 2011 Qtr 1: 0; 2011 Qtr 2: 0; 2011 Qtr 3: 0; 2011 Qtr 4: 0 | 1.8196
0 | 234330-Premium T8 with T12 40 Watt Baseline - Tr1 |  | System | Commercial | 01-ALC-AllCommercial-IntLight | 0 |  |  |  |  | 27.6532 | 13.1897 | 0 | 0 | 0 | 14.4636 | 83.5202 |  | kWh | 0.017351 | 0 | Commercial | [7 empty] | 15 | 0.78 |  |  |  | 0 | 81.8822 | 0 | 0 | 0 | 0 | 0 | 0 | 0 | 0 | 0 | 0 | 2009 Qtr 1: 0; 2009 Qtr 2: 0; 2009 Qtr 3: 0; 2009 Qtr 4: 81.8822; 2010 Qtr 1: 0; 2010 Qtr 2: 0; 2010 Qtr 3: 0; 2010 Qtr 4: 0; 2011 Qtr 1: 0; 2011 Qtr 2: 0; 2011 Qtr 3: 0; 2011 Qtr 4: 0 | 81.8822
0 | 234303-Lighting-Remove 4 Ft Lamp (De-Lamp) - Tr1 |  | System | Commercial | [6 empty] | 12.3596 | 16.4871 | 0 | 0 | 0 | -4.1275 | 137.2559 |  | 0 | 0.026384 | -2.5676 | Commercial |  | Winter Only | [5 empty] | 15 | 0.77 |  |  |  | 0 | 20.0156 | 0 | 0 | 0 | 0 | 0 | 0 | 0 | 0 | 0 | 0 | 2009 Qtr 1: 0; 2009 Qtr 2: 0; 2009 Qtr 3: 0; 2009 Qtr 4: 20.0156; 2010 Qtr 1: 0; 2010 Qtr 2: 0; 2010 Qtr 3: 0; 2010 Qtr 4: 0; 2011 Qtr 1: 0; 2011 Qtr 2: 0; 2011 Qtr 3: 0; 2011 Qtr 4: 0 | 20.0156
0 | 234285-Lighting-Occpncy Snsr-Hi-Bay integrated Snsr-Tr1 |  | System | Commercial | 01-ALC-AllCommercial-IntLight | 0 |  |  |  |  | 221.2703 | 95.5 | 0 | 0 | 0 | 125.7703 | 2503.6304 |  | kWh | 0.48559 | 0 | Commercial | [7 empty] | 8 | 0.84 |  |  |  | 0 | 17 | 0 | 0 | 0 | 0 | 0 | 0 | 0 | 0 | 0 | 0 | 2009 Qtr 1: 0; 2009 Qtr 2: 0; 2009 Qtr 3: 0; 2009 Qtr 4: 17; 2010 Qtr 1: 0; 2010 Qtr 2: 0; 2010 Qtr 3: 0; 2010 Qtr 4: 0; 2011 Qtr 1: 0; 2011 Qtr 2: 0; 2011 Qtr 3: 0; 2011 Qtr 4: 0 | 17
0 | 234084-Refrigeration -Cooler/Freezer Door Gaskets - Solid Doors: Cooler |  | System | Commercial | 09-GRO-Grocery-REFG | 0 |  |  |  |  | 2.2498 | 4 | 0 | 0 | 0 | -1.7502 | 104.55 |  | kWh | 0.01195 | 0 | Commercial | [7 empty] | 4 | 0.76 |  |  |  | 0 | 80 | 0 | 0 | 0 | 0 | 0 | 0 | 0 | 0 | 0 | 0 | 2009 Qtr 1: 0; 2009 Qtr 2: 0; 2009 Qtr 3: 0; 2009 Qtr 4: 80; 2010 Qtr 1: 0; 2010 Qtr 2: 0; 2010 Qtr 3: 0; 2010 Qtr 4: 0; 2011 Qtr 1: 0; 2011 Qtr 2: 0; 2011 Qtr 3: 0; 2011 Qtr 4: 0 | 80
0 | 234309-Lighting-Screw in >27 Watt Lamp - Tr1 |  | System | Commercial | 18-OFS-Office–Small-IntLight | 0 |  |  |  |  | 10.7915 | 11.8778 | 0 | 0 | 0 | -1.0863 | 366.8636 |  | kWh | 0.056754 | 0 | Commercial | [7 empty] | 2.04 | 0.81 |  |  |  | 0 | 0.67353 | 0 | 0 | 0 | 0 | 0 | 0 | 0 | 0 | 0 | 0 | 2009 Qtr 1: 0; 2009 Qtr 2: 0; 2009 Qtr 3: 0; 2009 Qtr 4: 0.67353; 2010 Qtr 1: 0; 2010 Qtr 2: 0; 2010 Qtr 3: 0; 2010 Qtr 4: 0; 2011 Qtr 1: 0; 2011 Qtr 2: 0; 2011 Qtr 3: 0; 2011 Qtr 4: 0 | 0.67353
0 | 234330-Premium T8 with T12 40 Watt Baseline - Tr1 |  | System | Commercial | 01-ALC-AllCommercial-IntLight | 0 |  |  |  |  | 27.6532 | 13.1897 | 0 | 0 | 0 | 14.4636 | 83.5202 |  | kWh | 0.017351 | 0 | Commercial | [7 empty] | 15 | 0.78 |  |  |  | 0 | 47.3097 | 0 | 0 | 0 | 0 | 0 | 0 | 0 | 0 | 0 | 0 | 2009 Qtr 1: 0; 2009 Qtr 2: 0; 2009 Qtr 3: 0; 2009 Qtr 4: 47.3097; 2010 Qtr 1: 0; 2010 Qtr 2: 0; 2010 Qtr 3: 0; 2010 Qtr 4: 0; 2011 Qtr 1: 0; 2011 Qtr 2: 0; 2011 Qtr 3: 0; 2011 Qtr 4: 0 | 47.3097
0 | 234303-Lighting-Remove 4 Ft Lamp (De-Lamp) - Tr1 |  | System | Commercial | [6 empty] | 12.3596 | 16.4871 | 0 | 0 | 0 | -4.1275 | 137.2559 |  | 0 | 0.026384 | -2.5676 | Commercial |  | Winter Only | [5 empty] | 15 | 0.77 |  |  |  | 0 | 7.2784 | 0 | 0 | 0 | 0 | 0 | 0 | 0 | 0 | 0 | 0 | 2009 Qtr 1: 0; 2009 Qtr 2: 0; 2009 Qtr 3: 0; 2009 Qtr 4: 7.2784; 2010 Qtr 1: 0; 2010 Qtr 2: 0; 2010 Qtr 3: 0; 2010 Qtr 4: 0; 2011 Qtr 1: 0; 2011 Qtr 2: 0; 2011 Qtr 3: 0; 2011 Qtr 4: 0 | 7.2784
0 | 234306-Lighting-Remove 8 Ft Lamp (De-Lamp) - Tr1 |  | System | Commercial | 23-RTL-Retail–SingleStorylarge-LIT_INT | 0 |  |  |  |  | 28.4369 | 27.4785 | 0 | 0 | 0 | 0.95836 | 366.7521 |  | kWh | 0.077777 | 0 | Commercial | [7 empty] | 15 | 0.77 |  |  |  | 0 | 20.0156 | 0 | 0 | 0 | 0 | 0 | 0 | 0 | 0 | 0 | 0 | 2009 Qtr 1: 0; 2009 Qtr 2: 0; 2009 Qtr 3: 0; 2009 Qtr 4: 20.0156; 2010 Qtr 1: 0; 2010 Qtr 2: 0; 2010 Qtr 3: 0; 2010 Qtr 4: 0; 2011 Qtr 1: 0; 2011 Qtr 2: 0; 2011 Qtr 3: 0; 2011 Qtr 4: 0 | 20.0156
0 | 234330-Premium T8 with T12 40 Watt Baseline - Tr1 |  | System | Commercial | 01-ALC-AllCommercial-IntLight | 0 |  |  |  |  | 27.6532 | 13.1897 | 0 | 0 | 0 | 14.4636 | 83.5202 |  | kWh | 0.017351 | 0 | Commercial | [7 empty] | 15 | 0.78 |  |  |  | 0 | 90.9802 | 0 | 0 | 0 | 0 | 0 | 0 | 0 | 0 | 0 | 0 | 2009 Qtr 1: 0; 2009 Qtr 2: 0; 2009 Qtr 3: 0; 2009 Qtr 4: 90.9802; 2010 Qtr 1: 0; 2010 Qtr 2: 0; 2010 Qtr 3: 0; 2010 Qtr 4: 0; 2011 Qtr 1: 0; 2011 Qtr 2: 0; 2011 Qtr 3: 0; 2011 Qtr 4: 0 | 90.9802
0 | 234306-Lighting-Remove 8 Ft Lamp (De-Lamp) - Tr1 |  | System | Commercial | 23-RTL-Retail–SingleStorylarge-LIT_INT | 0 |  |  |  |  | 28.4369 | 27.4785 | 0 | 0 | 0 | 0.95836 | 366.7521 |  | kWh | 0.077777 | 0 | Commercial | [7 empty] | 15 | 0.77 |  |  |  | 0 | 45.4901 | 0 | 0 | 0 | 0 | 0 | 0 | 0 | 0 | 0 | 0 | 2009 Qtr 1: 0; 2009 Qtr 2: 0; 2009 Qtr 3: 0; 2009 Qtr 4: 45.4901; 2010 Qtr 1: 0; 2010 Qtr 2: 0; 2010 Qtr 3: 0; 2010 Qtr 4: 0; 2011 Qtr 1: 0; 2011 Qtr 2: 0; 2011 Qtr 3: 0; 2011 Qtr 4: 0 | 45.4901
0 | 234085-Refrigeration -Strip Curtains for Walk-ins |  | System | Commercial | 20-RFF-Restaurant–FastFood-Refrig | 0 |  |  |  |  | 10.214 | 3.0364 | 0 | 0 | 0 | 7.1776 | 465 |  | kWh | 0.053 | 0 | Commercial | [7 empty] | 4 | 0.46 |  |  |  | 0 | 47 | 0 | 0 | 0 | 0 | 0 | 0 | 0 | 0 | 0 | 0 | 2009 Qtr 1: 0; 2009 Qtr 2: 0; 2009 Qtr 3: 47; 2009 Qtr 4: 0; 2010 Qtr 1: 0; 2010 Qtr 2: 0; 2010 Qtr 3: 0; 2010 Qtr 4: 0; 2011 Qtr 1: 0; 2011 Qtr 2: 0; 2011 Qtr 3: 0; 2011 Qtr 4: 0 | 47
0 | 234084-Refrigeration -Cooler/Freezer Door Gaskets - Solid Doors: Cooler |  | System | Commercial | 09-GRO-Grocery-REFG | 0 |  |  |  |  | 2.2498 | 4.016 | 0 | 0 | 0 | -1.7662 | 104.55 |  | kWh | 0.01195 | 0 | Commercial | [7 empty] | 4 | 0.76 |  |  |  | 0 | 203 | 0 | 0 | 0 | 0 | 0 | 0 | 0 | 0 | 0 | 0 | 2009 Qtr 1: 0; 2009 Qtr 2: 0; 2009 Qtr 3: 203; 2009 Qtr 4: 0; 2010 Qtr 1: 0; 2010 Qtr 2: 0; 2010 Qtr 3: 0; 2010 Qtr 4: 0; 2011 Qtr 1: 0; 2011 Qtr 2: 0; 2011 Qtr 3: 0; 2011 Qtr 4: 0 | 203
0 | 234068-Refrigeration - Food Service -Auto Closer for Main Freezer Doors |  | System | Commercial | 09-GRO-Grocery-REFG | 0 |  |  |  |  | 372.7723 | 160.5 | 0 | 0 | 0 | 212.2723 | 2785.8135 |  | kWh | 0.27593 | -0.026688 | Commercial |  | Annual | [5 empty] | 8 | 0.7 |  |  |  | 0 | 1 | 0 | 0 | 0 | 0 | 0 | 0 | 0 | 0 | 0 | 0 | 2009 Qtr 1: 0; 2009 Qtr 2: 0; 2009 Qtr 3: 1; 2009 Qtr 4: 0; 2010 Qtr 1: 0; 2010 Qtr 2: 0; 2010 Qtr 3: 0; 2010 Qtr 4: 0; 2011 Qtr 1: 0; 2011 Qtr 2: 0; 2011 Qtr 3: 0; 2011 Qtr 4: 0 | 1
0 | 234330-Premium T8 with T12 40 Watt Baseline - Tr1 |  | System | Commercial | 01-ALC-AllCommercial-IntLight | 0 |  |  |  |  | 27.6532 | 13.1897 | 0 | 0 | 0 | 14.4636 | 83.5202 |  | kWh | 0.017351 | 0 | Commercial | [7 empty] | 15 | 0.78 |  |  |  | 0 | 94.6194 | 0 | 0 | 0 | 0 | 0 | 0 | 0 | 0 | 0 | 0 | 2009 Qtr 1: 0; 2009 Qtr 2: 0; 2009 Qtr 3: 0; 2009 Qtr 4: 94.6194; 2010 Qtr 1: 0; 2010 Qtr 2: 0; 2010 Qtr 3: 0; 2010 Qtr 4: 0; 2011 Qtr 1: 0; 2011 Qtr 2: 0; 2011 Qtr 3: 0; 2011 Qtr 4: 0 | 94.6194
0 | 234306-Lighting-Remove 8 Ft Lamp (De-Lamp) - Tr1 |  | System | Commercial | 23-RTL-Retail–SingleStorylarge-LIT_INT | 0 |  |  |  |  | 28.4369 | 27.4785 | 0 | 0 | 0 | 0.95836 | 366.7521 |  | kWh | 0.077777 | 0 | Commercial | [7 empty] | 15 | 0.77 |  |  |  | 0 | 47.3097 | 0 | 0 | 0 | 0 | 0 | 0 | 0 | 0 | 0 | 0 | 2009 Qtr 1: 0; 2009 Qtr 2: 0; 2009 Qtr 3: 0; 2009 Qtr 4: 47.3097; 2010 Qtr 1: 0; 2010 Qtr 2: 0; 2010 Qtr 3: 0; 2010 Qtr 4: 0; 2011 Qtr 1: 0; 2011 Qtr 2: 0; 2011 Qtr 3: 0; 2011 Qtr 4: 0 | 47.3097
0 | 234286-Lighting-Occpncy Snsr-Hi-Bay integrated Snsr-Tr2 |  | System | Commercial | 01-ALC-AllCommercial-IntLight | 0 |  |  |  |  | 221.37 | 95.5 | 0 | 0 | 0 | 125.87 | 1499.5759 |  | kWh | 0.47213 | 0 | Commercial | [7 empty] | 8 | 0.84 |  |  |  | 0 | 20 | 0 | 0 | 0 | 0 | 0 | 0 | 0 | 0 | 0 | 0 | 2009 Qtr 1: 0; 2009 Qtr 2: 0; 2009 Qtr 3: 0; 2009 Qtr 4: 20; 2010 Qtr 1: 0; 2010 Qtr 2: 0; 2010 Qtr 3: 0; 2010 Qtr 4: 0; 2011 Qtr 1: 0; 2011 Qtr 2: 0; 2011 Qtr 3: 0; 2011 Qtr 4: 0 | 20
0 | 234312-Lighting-Screw in 14-26 Watt Lamp - Tr1 |  | System | Commercial | [6 empty] | 9.3196 | 10.3931 | 0 | 0 | 0 | -1.0734 | 194.1729 |  | 0 | 0.038993 | -2.6224 | Commercial |  | Annual | [5 empty] | 2.47 | 0.81 |  |  |  | 0 | 34.3498 | 0 | 0 | 0 | 0 | 0 | 0 | 0 | 0 | 0 | 0 | 2009 Qtr 1: 0; 2009 Qtr 2: 0; 2009 Qtr 3: 0; 2009 Qtr 4: 34.3498; 2010 Qtr 1: 0; 2010 Qtr 2: 0; 2010 Qtr 3: 0; 2010 Qtr 4: 0; 2011 Qtr 1: 0; 2011 Qtr 2: 0; 2011 Qtr 3: 0; 2011 Qtr 4: 0 | 34.3498
0 | 234330-Premium T8 with T12 40 Watt Baseline - Tr1 |  | System | Commercial | 01-ALC-AllCommercial-IntLight | 0 |  |  |  |  | 27.6532 | 0 | 0 | 0 | 0 | 27.6532 | 0 |  | kWh | 0 | 0 | Commercial | [7 empty] | 15 | 0.78 |  |  |  | 0 | 0.9098 | 0 | 0 | 0 | 0 | 0 | 0 | 0 | 0 | 0 | 0 | 2009 Qtr 1: 0; 2009 Qtr 2: 0; 2009 Qtr 3: 0; 2009 Qtr 4: 0.9098; 2010 Qtr 1: 0; 2010 Qtr 2: 0; 2010 Qtr 3: 0; 2010 Qtr 4: 0; 2011 Qtr 1: 0; 2011 Qtr 2: 0; 2011 Qtr 3: 0; 2011 Qtr 4: 0 | 0.9098
0 | 234303-Lighting-Remove 4 Ft Lamp (De-Lamp) - Tr1 |  | System | Commercial | [6 empty] | 12.3596 | 0 | 0 | 0 | 0 | 12.3596 | 0 |  | 0 | 0 | 0 | Commercial |  | Winter Only | [5 empty] | 15 | 0.77 |  |  |  | 0 | 0.9098 | 0 | 0 | 0 | 0 | 0 | 0 | 0 | 0 | 0 | 0 | 2009 Qtr 1: 0; 2009 Qtr 2: 0; 2009 Qtr 3: 0; 2009 Qtr 4: 0.9098; 2010 Qtr 1: 0; 2010 Qtr 2: 0; 2010 Qtr 3: 0; 2010 Qtr 4: 0; 2011 Qtr 1: 0; 2011 Qtr 2: 0; 2011 Qtr 3: 0; 2011 Qtr 4: 0 | 0.9098
0 | 234330-Premium T8 with T12 40 Watt Baseline - Tr1 |  | System | Commercial | 01-ALC-AllCommercial-IntLight | 0 |  |  |  |  | 27.6532 | 13.1897 | 0 | 0 | 0 | 14.4636 | 83.5202 |  | kWh | 0.017351 | 0 | Commercial | [7 empty] | 15 | 0.78 |  |  |  | 0 | 10.9176 | 0 | 0 | 0 | 0 | 0 | 0 | 0 | 0 | 0 | 0 | 2009 Qtr 1: 0; 2009 Qtr 2: 0; 2009 Qtr 3: 10.9176; 2009 Qtr 4: 0; 2010 Qtr 1: 0; 2010 Qtr 2: 0; 2010 Qtr 3: 0; 2010 Qtr 4: 0; 2011 Qtr 1: 0; 2011 Qtr 2: 0; 2011 Qtr 3: 0; 2011 Qtr 4: 0 | 10.9176
0 | 234303-Lighting-Remove 4 Ft Lamp (De-Lamp) - Tr1 |  | System | Commercial | [6 empty] | 12.3596 | 16.4871 | 0 | 0 | 0 | -4.1275 | 137.2559 |  | 0 | 0.026384 | -2.5676 | Commercial |  | Winter Only | [5 empty] | 15 | 0.77 |  |  |  | 0 | 10.9176 | 0 | 0 | 0 | 0 | 0 | 0 | 0 | 0 | 0 | 0 | 2009 Qtr 1: 0; 2009 Qtr 2: 0; 2009 Qtr 3: 10.9176; 2009 Qtr 4: 0; 2010 Qtr 1: 0; 2010 Qtr 2: 0; 2010 Qtr 3: 0; 2010 Qtr 4: 0; 2011 Qtr 1: 0; 2011 Qtr 2: 0; 2011 Qtr 3: 0; 2011 Qtr 4: 0 | 10.9176
0 | 234330-Premium T8 with T12 40 Watt Baseline - Tr1 |  | System | Commercial | 01-ALC-AllCommercial-IntLight | 0 |  |  |  |  | 27.6532 | 13.1897 | 0 | 0 | 0 | 14.4636 | 83.5202 |  | kWh | 0.017351 | 0 | Commercial | [7 empty] | 15 | 0.78 |  |  |  | 0 | 965.3001 | 0 | 0 | 0 | 0 | 0 | 0 | 0 | 0 | 0 | 0 | 2009 Qtr 1: 0; 2009 Qtr 2: 0; 2009 Qtr 3: 0; 2009 Qtr 4: 965.3001; 2010 Qtr 1: 0; 2010 Qtr 2: 0; 2010 Qtr 3: 0; 2010 Qtr 4: 0; 2011 Qtr 1: 0; 2011 Qtr 2: 0; 2011 Qtr 3: 0; 2011 Qtr 4: 0 | 965.3001
0 | 234303-Lighting-Remove 4 Ft Lamp (De-Lamp) - Tr1 |  | System | Commercial | [6 empty] | 12.3596 | 16.4871 | 0 | 0 | 0 | -4.1275 | 137.2559 |  | 0 | 0.026384 | -2.5676 | Commercial |  | Winter Only | [5 empty] | 15 | 0.77 |  |  |  | 0 | 210.1643 | 0 | 0 | 0 | 0 | 0 | 0 | 0 | 0 | 0 | 0 | 2009 Qtr 1: 0; 2009 Qtr 2: 0; 2009 Qtr 3: 0; 2009 Qtr 4: 210.1643; 2010 Qtr 1: 0; 2010 Qtr 2: 0; 2010 Qtr 3: 0; 2010 Qtr 4: 0; 2011 Qtr 1: 0; 2011 Qtr 2: 0; 2011 Qtr 3: 0; 2011 Qtr 4: 0 | 210.1643
0 | 234295-Lighting-Occupancy Sensor-Wallbox Lghtng Snsr-Tr2 |  | System | Commercial | 01-ALC-AllCommercial-IntLight | 0 |  |  |  |  | 42.1486 | 30 | 0 | 0 | 0 | 12.1486 | 213.759 |  | kWh | 0.17617 | 0 | Commercial | [7 empty] | 8 | 0.84 |  |  |  | 0 | 37 | 0 | 0 | 0 | 0 | 0 | 0 | 0 | 0 | 0 | 0 | 2009 Qtr 1: 0; 2009 Qtr 2: 0; 2009 Qtr 3: 37; 2009 Qtr 4: 0; 2010 Qtr 1: 0; 2010 Qtr 2: 0; 2010 Qtr 3: 0; 2010 Qtr 4: 0; 2011 Qtr 1: 0; 2011 Qtr 2: 0; 2011 Qtr 3: 0; 2011 Qtr 4: 0 | 37
0 | 234085-Refrigeration -Strip Curtains for Walk-ins |  | System | Commercial | 20-RFF-Restaurant–FastFood-Refrig | 0 |  |  |  |  | 10.214 | 3 | 0 | 0 | 0 | 7.214 | 465 |  | kWh | 0.053 | 0 | Commercial | [7 empty] | 4 | 0.46 |  |  |  | 0 | 20 | 0 | 0 | 0 | 0 | 0 | 0 | 0 | 0 | 0 | 0 | 2009 Qtr 1: 0; 2009 Qtr 2: 0; 2009 Qtr 3: 20; 2009 Qtr 4: 0; 2010 Qtr 1: 0; 2010 Qtr 2: 0; 2010 Qtr 3: 0; 2010 Qtr 4: 0; 2011 Qtr 1: 0; 2011 Qtr 2: 0; 2011 Qtr 3: 0; 2011 Qtr 4: 0 | 20
0 | 234084-Refrigeration -Cooler/Freezer Door Gaskets - Solid Doors: Cooler |  | System | Commercial | 09-GRO-Grocery-REFG | 0 |  |  |  |  | 2.2498 | 4.0237 | 0 | 0 | 0 | -1.774 | 104.55 |  | kWh | 0.01195 | 0 | Commercial | [7 empty] | 4 | 0.76 |  |  |  | 0 | 96 | 0 | 0 | 0 | 0 | 0 | 0 | 0 | 0 | 0 | 0 | 2009 Qtr 1: 0; 2009 Qtr 2: 0; 2009 Qtr 3: 96; 2009 Qtr 4: 0; 2010 Qtr 1: 0; 2010 Qtr 2: 0; 2010 Qtr 3: 0; 2010 Qtr 4: 0; 2011 Qtr 1: 0; 2011 Qtr 2: 0; 2011 Qtr 3: 0; 2011 Qtr 4: 0 | 96
0 | 234330-Premium T8 with T12 40 Watt Baseline - Tr1 |  | System | Commercial | 01-ALC-AllCommercial-IntLight | 0 |  |  |  |  | 27.6532 | 13.1897 | 0 | 0 | 0 | 14.4636 | 83.5202 |  | kWh | 0.017351 | 0 | Commercial | [7 empty] | 15 | 0.78 |  |  |  | 0 | 25.4745 | 0 | 0 | 0 | 0 | 0 | 0 | 0 | 0 | 0 | 0 | 2009 Qtr 1: 0; 2009 Qtr 2: 0; 2009 Qtr 3: 0; 2009 Qtr 4: 25.4745; 2010 Qtr 1: 0; 2010 Qtr 2: 0; 2010 Qtr 3: 0; 2010 Qtr 4: 0; 2011 Qtr 1: 0; 2011 Qtr 2: 0; 2011 Qtr 3: 0; 2011 Qtr 4: 0 | 25.4745
0 | 234303-Lighting-Remove 4 Ft Lamp (De-Lamp) - Tr1 |  | System | Commercial | [6 empty] | 12.3596 | 16.4871 | 0 | 0 | 0 | -4.1275 | 137.2559 |  | 0 | 0.026384 | -2.5676 | Commercial |  | Winter Only | [5 empty] | 15 | 0.77 |  |  |  | 0 | 25.4745 | 0 | 0 | 0 | 0 | 0 | 0 | 0 | 0 | 0 | 0 | 2009 Qtr 1: 0; 2009 Qtr 2: 0; 2009 Qtr 3: 0; 2009 Qtr 4: 25.4745; 2010 Qtr 1: 0; 2010 Qtr 2: 0; 2010 Qtr 3: 0; 2010 Qtr 4: 0; 2011 Qtr 1: 0; 2011 Qtr 2: 0; 2011 Qtr 3: 0; 2011 Qtr 4: 0 | 25.4745
0 | 234312-Lighting-Screw in 14-26 Watt Lamp - Tr1 |  | System | Commercial | [6 empty] | 9.3196 | 10.3931 | 0 | 0 | 0 | -1.0734 | 194.1729 |  | 0 | 0.038993 | -2.6224 | Commercial |  | Annual | [5 empty] | 2.47 | 0.81 |  |  |  | 0 | 2.0206 | 0 | 0 | 0 | 0 | 0 | 0 | 0 | 0 | 0 | 0 | 2009 Qtr 1: 0; 2009 Qtr 2: 0; 2009 Qtr 3: 0; 2009 Qtr 4: 2.0206; 2010 Qtr 1: 0; 2010 Qtr 2: 0; 2010 Qtr 3: 0; 2010 Qtr 4: 0; 2011 Qtr 1: 0; 2011 Qtr 2: 0; 2011 Qtr 3: 0; 2011 Qtr 4: 0 | 2.0206
0 | 234330-Premium T8 with T12 40 Watt Baseline - Tr1 |  | System | Commercial | 01-ALC-AllCommercial-IntLight | 0 |  |  |  |  | 27.6532 | 13.1897 | 0 | 0 | 0 | 14.4636 | 83.5202 |  | kWh | 0.017351 | 0 | Commercial | [7 empty] | 15 | 0.78 |  |  |  | 0 | 80.0626 | 0 | 0 | 0 | 0 | 0 | 0 | 0 | 0 | 0 | 0 | 2009 Qtr 1: 0; 2009 Qtr 2: 0; 2009 Qtr 3: 0; 2009 Qtr 4: 80.0626; 2010 Qtr 1: 0; 2010 Qtr 2: 0; 2010 Qtr 3: 0; 2010 Qtr 4: 0; 2011 Qtr 1: 0; 2011 Qtr 2: 0; 2011 Qtr 3: 0; 2011 Qtr 4: 0 | 80.0626
0 | 234303-Lighting-Remove 4 Ft Lamp (De-Lamp) - Tr1 |  | System | Commercial | [6 empty] | 12.3596 | 16.4871 | 0 | 0 | 0 | -4.1275 | 137.2559 |  | 0 | 0.026384 | -2.5676 | Commercial |  | Winter Only | [5 empty] | 15 | 0.77 |  |  |  | 0 | 3.6392 | 0 | 0 | 0 | 0 | 0 | 0 | 0 | 0 | 0 | 0 | 2009 Qtr 1: 0; 2009 Qtr 2: 0; 2009 Qtr 3: 0; 2009 Qtr 4: 3.6392; 2010 Qtr 1: 0; 2010 Qtr 2: 0; 2010 Qtr 3: 0; 2010 Qtr 4: 0; 2011 Qtr 1: 0; 2011 Qtr 2: 0; 2011 Qtr 3: 0; 2011 Qtr 4: 0 | 3.6392
0 | 234360-Lighting-IntrHiByLnrFlscntFxtr244wrplc400w(TrI)Tr1 |  | System | Commercial | [6 empty] | 282.4319 | 153.8404 | 0 | 0 | 0 | 128.5914 | 0 |  | 0 | 0.224 | -7.1132 | Commercial |  | Winter Only | [5 empty] | 15 | 0.78 |  |  |  | 0 | 3.9001 | 0 | 0 | 0 | 0 | 0 | 0 | 0 | 0 | 0 | 0 | 2009 Qtr 1: 0; 2009 Qtr 2: 0; 2009 Qtr 3: 0; 2009 Qtr 4: 3.9001; 2010 Qtr 1: 0; 2010 Qtr 2: 0; 2010 Qtr 3: 0; 2010 Qtr 4: 0; 2011 Qtr 1: 0; 2011 Qtr 2: 0; 2011 Qtr 3: 0; 2011 Qtr 4: 0 | 3.9001
0 | 234285-Lighting-Occpncy Snsr-Hi-Bay integrated Snsr-Tr1 |  | System | Commercial | 01-ALC-AllCommercial-IntLight | 0 |  |  |  |  | 221.2703 | 95.5 | 0 | 0 | 0 | 125.7703 | 2503.6304 |  | kWh | 0.48559 | 0 | Commercial | [7 empty] | 8 | 0.84 |  |  |  | 0 | 4 | 0 | 0 | 0 | 0 | 0 | 0 | 0 | 0 | 0 | 0 | 2009 Qtr 1: 0; 2009 Qtr 2: 0; 2009 Qtr 3: 0; 2009 Qtr 4: 4; 2010 Qtr 1: 0; 2010 Qtr 2: 0; 2010 Qtr 3: 0; 2010 Qtr 4: 0; 2011 Qtr 1: 0; 2011 Qtr 2: 0; 2011 Qtr 3: 0; 2011 Qtr 4: 0 | 4
0 | 234312-Lighting-Screw in 14-26 Watt Lamp - Tr1 |  | System | Commercial | [6 empty] | 9.3196 | 10.3931 | 0 | 0 | 0 | -1.0734 | 194.1729 |  | 0 | 0.038993 | -2.6224 | Commercial |  | Annual | [5 empty] | 2.47 | 0.81 |  |  |  | 0 | 0.67353 | 0 | 0 | 0 | 0 | 0 | 0 | 0 | 0 | 0 | 0 | 2009 Qtr 1: 0; 2009 Qtr 2: 0; 2009 Qtr 3: 0; 2009 Qtr 4: 0.67353; 2010 Qtr 1: 0; 2010 Qtr 2: 0; 2010 Qtr 3: 0; 2010 Qtr 4: 0; 2011 Qtr 1: 0; 2011 Qtr 2: 0; 2011 Qtr 3: 0; 2011 Qtr 4: 0 | 0.67353
0 | 234330-Premium T8 with T12 40 Watt Baseline - Tr1 |  | System | Commercial | 01-ALC-AllCommercial-IntLight | 0 |  |  |  |  | 27.6532 | 13.1897 | 0 | 0 | 0 | 14.4636 | 83.5202 |  | kWh | 0.017351 | 0 | Commercial | [7 empty] | 15 | 0.78 |  |  |  | 0 | 43.6705 | 0 | 0 | 0 | 0 | 0 | 0 | 0 | 0 | 0 | 0 | 2009 Qtr 1: 0; 2009 Qtr 2: 0; 2009 Qtr 3: 0; 2009 Qtr 4: 43.6705; 2010 Qtr 1: 0; 2010 Qtr 2: 0; 2010 Qtr 3: 0; 2010 Qtr 4: 0; 2011 Qtr 1: 0; 2011 Qtr 2: 0; 2011 Qtr 3: 0; 2011 Qtr 4: 0 | 43.6705
0 | 234303-Lighting-Remove 4 Ft Lamp (De-Lamp) - Tr1 |  | System | Commercial | [6 empty] | 12.3596 | 16.4871 | 0 | 0 | 0 | -4.1275 | 137.2559 |  | 0 | 0.026384 | -2.5676 | Commercial |  | Winter Only | [5 empty] | 15 | 0.77 |  |  |  | 0 | 10.9176 | 0 | 0 | 0 | 0 | 0 | 0 | 0 | 0 | 0 | 0 | 2009 Qtr 1: 0; 2009 Qtr 2: 0; 2009 Qtr 3: 0; 2009 Qtr 4: 10.9176; 2010 Qtr 1: 0; 2010 Qtr 2: 0; 2010 Qtr 3: 0; 2010 Qtr 4: 0; 2011 Qtr 1: 0; 2011 Qtr 2: 0; 2011 Qtr 3: 0; 2011 Qtr 4: 0 | 10.9176
0 | 234085-Refrigeration -Strip Curtains for Walk-ins |  | System | Commercial | 20-RFF-Restaurant–FastFood-Refrig | 0 |  |  |  |  | 10.214 | 3.0695 | 0 | 0 | 0 | 7.1445 | 465 |  | kWh | 0.053 | 0 | Commercial | [7 empty] | 4 | 0.46 |  |  |  | 0 | 19 | 0 | 0 | 0 | 0 | 0 | 0 | 0 | 0 | 0 | 0 | 2009 Qtr 1: 0; 2009 Qtr 2: 0; 2009 Qtr 3: 19; 2009 Qtr 4: 0; 2010 Qtr 1: 0; 2010 Qtr 2: 0; 2010 Qtr 3: 0; 2010 Qtr 4: 0; 2011 Qtr 1: 0; 2011 Qtr 2: 0; 2011 Qtr 3: 0; 2011 Qtr 4: 0 | 19
0 | 234085-Refrigeration -Strip Curtains for Walk-ins |  | System | Commercial | 20-RFF-Restaurant–FastFood-Refrig | 0 |  |  |  |  | 10.214 | 3.1343 | 0 | 0 | 0 | 7.0797 | 465 |  | kWh | 0.053 | 0 | Commercial | [7 empty] | 4 | 0.46 |  |  |  | 0 | 21 | 0 | 0 | 0 | 0 | 0 | 0 | 0 | 0 | 0 | 0 | 2009 Qtr 1: 0; 2009 Qtr 2: 0; 2009 Qtr 3: 0; 2009 Qtr 4: 21; 2010 Qtr 1: 0; 2010 Qtr 2: 0; 2010 Qtr 3: 0; 2010 Qtr 4: 0; 2011 Qtr 1: 0; 2011 Qtr 2: 0; 2011 Qtr 3: 0; 2011 Qtr 4: 0 | 21
0 | 234084-Refrigeration -Cooler/Freezer Door Gaskets - Solid Doors: Cooler |  | System | Commercial | 09-GRO-Grocery-REFG | 0 |  |  |  |  | 2.2498 | 4.0695 | 0 | 0 | 0 | -1.8197 | 104.55 |  | kWh | 0.01195 | 0 | Commercial | [7 empty] | 4 | 0.76 |  |  |  | 0 | 19 | 0 | 0 | 0 | 0 | 0 | 0 | 0 | 0 | 0 | 0 | 2009 Qtr 1: 0; 2009 Qtr 2: 0; 2009 Qtr 3: 0; 2009 Qtr 4: 19; 2010 Qtr 1: 0; 2010 Qtr 2: 0; 2010 Qtr 3: 0; 2010 Qtr 4: 0; 2011 Qtr 1: 0; 2011 Qtr 2: 0; 2011 Qtr 3: 0; 2011 Qtr 4: 0 | 19
0 | 234286-Lighting-Occpncy Snsr-Hi-Bay integrated Snsr-Tr2 |  | System | Commercial | 01-ALC-AllCommercial-IntLight | 0 |  |  |  |  | 221.37 | 85.95 | 0 | 0 | 0 | 135.42 | 1499.5759 |  | kWh | 0.47213 | 0 | Commercial | [7 empty] | 8 | 0.84 |  |  |  | 0 | 43 | 0 | 0 | 0 | 0 | 0 | 0 | 0 | 0 | 0 | 0 | 2009 Qtr 1: 0; 2009 Qtr 2: 0; 2009 Qtr 3: 43; 2009 Qtr 4: 0; 2010 Qtr 1: 0; 2010 Qtr 2: 0; 2010 Qtr 3: 0; 2010 Qtr 4: 0; 2011 Qtr 1: 0; 2011 Qtr 2: 0; 2011 Qtr 3: 0; 2011 Qtr 4: 0 | 43
0 | 234361-Lighting-IntrHiByLnrFlscntFxtr244wrplc400w(TrI)Tr2 |  | System | Commercial | 01-ALC-AllCommercial-IntLight | 0 |  |  |  |  | 327.8836 | 103.8423 | 0 | 0 | 0 | 224.0413 | 698.8643 |  | kWh | 0.2203 | 0 | Commercial | [7 empty] | 15 | 0.78 |  |  |  | 0 | 41.9266 | 0 | 0 | 0 | 0 | 0 | 0 | 0 | 0 | 0 | 0 | 2009 Qtr 1: 0; 2009 Qtr 2: 0; 2009 Qtr 3: 41.9266; 2009 Qtr 4: 0; 2010 Qtr 1: 0; 2010 Qtr 2: 0; 2010 Qtr 3: 0; 2010 Qtr 4: 0; 2011 Qtr 1: 0; 2011 Qtr 2: 0; 2011 Qtr 3: 0; 2011 Qtr 4: 0 | 41.9266
0 | 234084-Refrigeration -Cooler/Freezer Door Gaskets - Solid Doors: Cooler |  | System | Commercial | 09-GRO-Grocery-REFG | 0 |  |  |  |  | 2.2498 | 4 | 0 | 0 | 0 | -1.7502 | 104.55 |  | kWh | 0.01195 | 0 | Commercial | [7 empty] | 4 | 0.76 |  |  |  | 0 | 41 | 0 | 0 | 0 | 0 | 0 | 0 | 0 | 0 | 0 | 0 | 2009 Qtr 1: 0; 2009 Qtr 2: 0; 2009 Qtr 3: 0; 2009 Qtr 4: 41; 2010 Qtr 1: 0; 2010 Qtr 2: 0; 2010 Qtr 3: 0; 2010 Qtr 4: 0; 2011 Qtr 1: 0; 2011 Qtr 2: 0; 2011 Qtr 3: 0; 2011 Qtr 4: 0 | 41
0 | 234330-Premium T8 with T12 40 Watt Baseline - Tr1 |  | System | Commercial | 01-ALC-AllCommercial-IntLight | 0 |  |  |  |  | 27.6532 | 13.1897 | 0 | 0 | 0 | 14.4636 | 83.5202 |  | kWh | 0.017351 | 0 | Commercial | [7 empty] | 15 | 0.78 |  |  |  | 0 | 112.8155 | 0 | 0 | 0 | 0 | 0 | 0 | 0 | 0 | 0 | 0 | 2009 Qtr 1: 0; 2009 Qtr 2: 0; 2009 Qtr 3: 0; 2009 Qtr 4: 112.8155; 2010 Qtr 1: 0; 2010 Qtr 2: 0; 2010 Qtr 3: 0; 2010 Qtr 4: 0; 2011 Qtr 1: 0; 2011 Qtr 2: 0; 2011 Qtr 3: 0; 2011 Qtr 4: 0 | 112.8155
0 | 234303-Lighting-Remove 4 Ft Lamp (De-Lamp) - Tr1 |  | System | Commercial | [6 empty] | 12.3596 | 16.4871 | 0 | 0 | 0 | -4.1275 | 137.2559 |  | 0 | 0.026384 | -2.5676 | Commercial |  | Winter Only | [5 empty] | 15 | 0.77 |  |  |  | 0 | 62.7763 | 0 | 0 | 0 | 0 | 0 | 0 | 0 | 0 | 0 | 0 | 2009 Qtr 1: 0; 2009 Qtr 2: 0; 2009 Qtr 3: 0; 2009 Qtr 4: 62.7763; 2010 Qtr 1: 0; 2010 Qtr 2: 0; 2010 Qtr 3: 0; 2010 Qtr 4: 0; 2011 Qtr 1: 0; 2011 Qtr 2: 0; 2011 Qtr 3: 0; 2011 Qtr 4: 0 | 62.7763
0 | 234330-Premium T8 with T12 40 Watt Baseline - Tr1 |  | System | Commercial | 01-ALC-AllCommercial-IntLight | 0 |  |  |  |  | 27.6532 | 13.1897 | 0 | 0 | 0 | 14.4636 | 83.5202 |  | kWh | 0.017351 | 0 | Commercial | [7 empty] | 15 | 0.78 |  |  |  | 0 | 58.2273 | 0 | 0 | 0 | 0 | 0 | 0 | 0 | 0 | 0 | 0 | 2009 Qtr 1: 0; 2009 Qtr 2: 0; 2009 Qtr 3: 0; 2009 Qtr 4: 58.2273; 2010 Qtr 1: 0; 2010 Qtr 2: 0; 2010 Qtr 3: 0; 2010 Qtr 4: 0; 2011 Qtr 1: 0; 2011 Qtr 2: 0; 2011 Qtr 3: 0; 2011 Qtr 4: 0 | 58.2273
0 | 234084-Refrigeration -Cooler/Freezer Door Gaskets - Solid Doors: Cooler |  | System | Commercial | 09-GRO-Grocery-REFG | 0 |  |  |  |  | 2.2498 | 4 | 0 | 0 | 0 | -1.7502 | 104.55 |  | kWh | 0.01195 | 0 | Commercial | [7 empty] | 4 | 0.76 |  |  |  | 0 | 89 | 0 | 0 | 0 | 0 | 0 | 0 | 0 | 0 | 0 | 0 | 2009 Qtr 1: 89; 2009 Qtr 2: 0; 2009 Qtr 3: 0; 2009 Qtr 4: 0; 2010 Qtr 1: 0; 2010 Qtr 2: 0; 2010 Qtr 3: 0; 2010 Qtr 4: 0; 2011 Qtr 1: 0; 2011 Qtr 2: 0; 2011 Qtr 3: 0; 2011 Qtr 4: 0 | 89
0 | 234331-Premium T8 with T12 40 Watt Baseline - Tr2 |  | System | Commercial | 01-ALC-AllCommercial-IntLight | 0 |  |  |  |  | 27.653 | 9.8923 | 0 | 0 | 0 | 17.7607 | 58.062 |  | kWh | 0.017133 | 0 | Commercial | [7 empty] | 15 | 0.78 |  |  |  | 0 | 24.5647 | 0 | 0 | 0 | 0 | 0 | 0 | 0 | 0 | 0 | 0 | 2009 Qtr 1: 0; 2009 Qtr 2: 0; 2009 Qtr 3: 0; 2009 Qtr 4: 24.5647; 2010 Qtr 1: 0; 2010 Qtr 2: 0; 2010 Qtr 3: 0; 2010 Qtr 4: 0; 2011 Qtr 1: 0; 2011 Qtr 2: 0; 2011 Qtr 3: 0; 2011 Qtr 4: 0 | 24.5647
0 | 234304-Lighting-Remove 4 Ft Lamp (De-Lamp) - Tr2 |  | System | Commercial | [6 empty] | 12.3587 | 12.3653 | 0 | 0 | 0 | -0.0066231 | 137.2559 |  | 0 | 0.026384 | -2.5676 | Commercial | [7 empty] | 15 | 0.77 |  |  |  | 0 | 15.4666 | 0 | 0 | 0 | 0 | 0 | 0 | 0 | 0 | 0 | 0 | 2009 Qtr 1: 0; 2009 Qtr 2: 0; 2009 Qtr 3: 0; 2009 Qtr 4: 15.4666; 2010 Qtr 1: 0; 2010 Qtr 2: 0; 2010 Qtr 3: 0; 2010 Qtr 4: 0; 2011 Qtr 1: 0; 2011 Qtr 2: 0; 2011 Qtr 3: 0; 2011 Qtr 4: 0 | 15.4666
0 | 234330-Premium T8 with T12 40 Watt Baseline - Tr1 |  | System | Commercial | 01-ALC-AllCommercial-IntLight | 0 |  |  |  |  | 27.6532 | 13.1897 | 0 | 0 | 0 | 14.4636 | 83.5202 |  | kWh | 0.017351 | 0 | Commercial | [7 empty] | 15 | 0.78 |  |  |  | 0 | 9.098 | 0 | 0 | 0 | 0 | 0 | 0 | 0 | 0 | 0 | 0 | 2009 Qtr 1: 0; 2009 Qtr 2: 0; 2009 Qtr 3: 0; 2009 Qtr 4: 9.098; 2010 Qtr 1: 0; 2010 Qtr 2: 0; 2010 Qtr 3: 0; 2010 Qtr 4: 0; 2011 Qtr 1: 0; 2011 Qtr 2: 0; 2011 Qtr 3: 0; 2011 Qtr 4: 0 | 9.098
0 | 234303-Lighting-Remove 4 Ft Lamp (De-Lamp) - Tr1 |  | System | Commercial | [6 empty] | 12.3596 | 16.4871 | 0 | 0 | 0 | -4.1275 | 137.2559 |  | 0 | 0.026384 | -2.5676 | Commercial |  | Winter Only | [5 empty] | 15 | 0.77 |  |  |  | 0 | 7.2784 | 0 | 0 | 0 | 0 | 0 | 0 | 0 | 0 | 0 | 0 | 2009 Qtr 1: 0; 2009 Qtr 2: 0; 2009 Qtr 3: 0; 2009 Qtr 4: 7.2784; 2010 Qtr 1: 0; 2010 Qtr 2: 0; 2010 Qtr 3: 0; 2010 Qtr 4: 0; 2011 Qtr 1: 0; 2011 Qtr 2: 0; 2011 Qtr 3: 0; 2011 Qtr 4: 0 | 7.2784
0 | 234330-Premium T8 with T12 40 Watt Baseline - Tr1 |  | System | Commercial | 01-ALC-AllCommercial-IntLight | 0 |  |  |  |  | 27.6532 | 13.1897 | 0 | 0 | 0 | 14.4636 | 83.5202 |  | kWh | 0.017351 | 0 | Commercial | [7 empty] | 15 | 0.78 |  |  |  | 0 | 52.7685 | 0 | 0 | 0 | 0 | 0 | 0 | 0 | 0 | 0 | 0 | 2009 Qtr 1: 0; 2009 Qtr 2: 0; 2009 Qtr 3: 0; 2009 Qtr 4: 52.7685; 2010 Qtr 1: 0; 2010 Qtr 2: 0; 2010 Qtr 3: 0; 2010 Qtr 4: 0; 2011 Qtr 1: 0; 2011 Qtr 2: 0; 2011 Qtr 3: 0; 2011 Qtr 4: 0 | 52.7685
0 | 234083-Refrigeration -Cooler/Freezer Door Gaskets - Glass Doors |  | System | Commercial | 09-GRO-Grocery-REFG | 0 |  |  |  |  | 2.25 | 4 | 0 | 0 | 0 | -1.75 | 104.55 |  | kWh | 0.01195 | 0 | Commercial | [7 empty] | 4 | 0.76 |  |  |  | 0 | 257 | 0 | 0 | 0 | 0 | 0 | 0 | 0 | 0 | 0 | 0 | 2009 Qtr 1: 0; 2009 Qtr 2: 0; 2009 Qtr 3: 0; 2009 Qtr 4: 257; 2010 Qtr 1: 0; 2010 Qtr 2: 0; 2010 Qtr 3: 0; 2010 Qtr 4: 0; 2011 Qtr 1: 0; 2011 Qtr 2: 0; 2011 Qtr 3: 0; 2011 Qtr 4: 0 | 257
0 | 234312-Lighting-Screw in 14-26 Watt Lamp - Tr1 |  | System | Commercial | [6 empty] | 9.3196 | 10.3931 | 0 | 0 | 0 | -1.0734 | 194.1729 |  | 0 | 0.038993 | -2.6224 | Commercial |  | Annual | [5 empty] | 2.47 | 0.81 |  |  |  | 0 | 2.0206 | 0 | 0 | 0 | 0 | 0 | 0 | 0 | 0 | 0 | 0 | 2009 Qtr 1: 0; 2009 Qtr 2: 0; 2009 Qtr 3: 0; 2009 Qtr 4: 2.0206; 2010 Qtr 1: 0; 2010 Qtr 2: 0; 2010 Qtr 3: 0; 2010 Qtr 4: 0; 2011 Qtr 1: 0; 2011 Qtr 2: 0; 2011 Qtr 3: 0; 2011 Qtr 4: 0 | 2.0206
0 | 234330-Premium T8 with T12 40 Watt Baseline - Tr1 |  | System | Commercial | 01-ALC-AllCommercial-IntLight | 0 |  |  |  |  | 27.6532 | 13.1897 | 0 | 0 | 0 | 14.4636 | 83.5202 |  | kWh | 0.017351 | 0 | Commercial | [7 empty] | 15 | 0.78 |  |  |  | 0 | 36.3921 | 0 | 0 | 0 | 0 | 0 | 0 | 0 | 0 | 0 | 0 | 2009 Qtr 1: 0; 2009 Qtr 2: 0; 2009 Qtr 3: 0; 2009 Qtr 4: 36.3921; 2010 Qtr 1: 0; 2010 Qtr 2: 0; 2010 Qtr 3: 0; 2010 Qtr 4: 0; 2011 Qtr 1: 0; 2011 Qtr 2: 0; 2011 Qtr 3: 0; 2011 Qtr 4: 0 | 36.3921
0 | 234303-Lighting-Remove 4 Ft Lamp (De-Lamp) - Tr1 |  | System | Commercial | [6 empty] | 12.3596 | 16.4871 | 0 | 0 | 0 | -4.1275 | 137.2559 |  | 0 | 0.026384 | -2.5676 | Commercial |  | Winter Only | [5 empty] | 15 | 0.77 |  |  |  | 0 | 7.2784 | 0 | 0 | 0 | 0 | 0 | 0 | 0 | 0 | 0 | 0 | 2009 Qtr 1: 0; 2009 Qtr 2: 0; 2009 Qtr 3: 0; 2009 Qtr 4: 7.2784; 2010 Qtr 1: 0; 2010 Qtr 2: 0; 2010 Qtr 3: 0; 2010 Qtr 4: 0; 2011 Qtr 1: 0; 2011 Qtr 2: 0; 2011 Qtr 3: 0; 2011 Qtr 4: 0 | 7.2784
0 | 234330-Premium T8 with T12 40 Watt Baseline - Tr1 |  | System | Commercial | 01-ALC-AllCommercial-IntLight | 0 |  |  |  |  | 27.6532 | 13.1897 | 0 | 0 | 0 | 14.4636 | 83.5202 |  | kWh | 0.017351 | 0 | Commercial | [7 empty] | 15 | 0.78 |  |  |  | 0 | 9.098 | 0 | 0 | 0 | 0 | 0 | 0 | 0 | 0 | 0 | 0 | 2009 Qtr 1: 0; 2009 Qtr 2: 0; 2009 Qtr 3: 0; 2009 Qtr 4: 9.098; 2010 Qtr 1: 0; 2010 Qtr 2: 0; 2010 Qtr 3: 0; 2010 Qtr 4: 0; 2011 Qtr 1: 0; 2011 Qtr 2: 0; 2011 Qtr 3: 0; 2011 Qtr 4: 0 | 9.098
0 | 234360-Lighting-IntrHiByLnrFlscntFxtr244wrplc400w(TrI)Tr1 |  | System | Commercial | [6 empty] | 282.4319 | 153.8404 | 0 | 0 | 0 | 128.5914 | 0 |  | 0 | 0.224 | -7.1132 | Commercial |  | Winter Only | [5 empty] | 15 | 0.78 |  |  |  | 0 | 9.7504 | 0 | 0 | 0 | 0 | 0 | 0 | 0 | 0 | 0 | 0 | 2009 Qtr 1: 0; 2009 Qtr 2: 0; 2009 Qtr 3: 0; 2009 Qtr 4: 9.7504; 2010 Qtr 1: 0; 2010 Qtr 2: 0; 2010 Qtr 3: 0; 2010 Qtr 4: 0; 2011 Qtr 1: 0; 2011 Qtr 2: 0; 2011 Qtr 3: 0; 2011 Qtr 4: 0 | 9.7504
0 | 234285-Lighting-Occpncy Snsr-Hi-Bay integrated Snsr-Tr1 |  | System | Commercial | 01-ALC-AllCommercial-IntLight | 0 |  |  |  |  | 221.2703 | 95.5 | 0 | 0 | 0 | 125.7703 | 2503.6304 |  | kWh | 0.48559 | 0 | Commercial | [7 empty] | 8 | 0.84 |  |  |  | 0 | 10 | 0 | 0 | 0 | 0 | 0 | 0 | 0 | 0 | 0 | 0 | 2009 Qtr 1: 0; 2009 Qtr 2: 0; 2009 Qtr 3: 0; 2009 Qtr 4: 10; 2010 Qtr 1: 0; 2010 Qtr 2: 0; 2010 Qtr 3: 0; 2010 Qtr 4: 0; 2011 Qtr 1: 0; 2011 Qtr 2: 0; 2011 Qtr 3: 0; 2011 Qtr 4: 0 | 10
0 | 234330-Premium T8 with T12 40 Watt Baseline - Tr1 |  | System | Commercial | 01-ALC-AllCommercial-IntLight | 0 |  |  |  |  | 27.6532 | 11.8707 | 0 | 0 | 0 | 15.7825 | 83.5202 |  | kWh | 0.017351 | 0 | Commercial | [7 empty] | 15 | 0.78 |  |  |  | 0 | 489.4736 | 0 | 0 | 0 | 0 | 0 | 0 | 0 | 0 | 0 | 0 | 2009 Qtr 1: 0; 2009 Qtr 2: 0; 2009 Qtr 3: 0; 2009 Qtr 4: 489.4736; 2010 Qtr 1: 0; 2010 Qtr 2: 0; 2010 Qtr 3: 0; 2010 Qtr 4: 0; 2011 Qtr 1: 0; 2011 Qtr 2: 0; 2011 Qtr 3: 0; 2011 Qtr 4: 0 | 489.4736
0 | 234303-Lighting-Remove 4 Ft Lamp (De-Lamp) - Tr1 |  | System | Commercial | [6 empty] | 12.3596 | 14.8384 | 0 | 0 | 0 | -2.4788 | 137.2559 |  | 0 | 0.026384 | -2.5676 | Commercial |  | Winter Only | [5 empty] | 15 | 0.77 |  |  |  | 0 | 231.0897 | 0 | 0 | 0 | 0 | 0 | 0 | 0 | 0 | 0 | 0 | 2009 Qtr 1: 0; 2009 Qtr 2: 0; 2009 Qtr 3: 0; 2009 Qtr 4: 231.0897; 2010 Qtr 1: 0; 2010 Qtr 2: 0; 2010 Qtr 3: 0; 2010 Qtr 4: 0; 2011 Qtr 1: 0; 2011 Qtr 2: 0; 2011 Qtr 3: 0; 2011 Qtr 4: 0 | 231.0897
0 | 234306-Lighting-Remove 8 Ft Lamp (De-Lamp) - Tr1 |  | System | Commercial | 23-RTL-Retail–SingleStorylarge-LIT_INT | 0 |  |  |  |  | 28.4369 | 24.7307 | 0 | 0 | 0 | 3.7062 | 366.7521 |  | kWh | 0.077777 | 0 | Commercial | [7 empty] | 15 | 0.77 |  |  |  | 0 | 13.647 | 0 | 0 | 0 | 0 | 0 | 0 | 0 | 0 | 0 | 0 | 2009 Qtr 1: 0; 2009 Qtr 2: 0; 2009 Qtr 3: 0; 2009 Qtr 4: 13.647; 2010 Qtr 1: 0; 2010 Qtr 2: 0; 2010 Qtr 3: 0; 2010 Qtr 4: 0; 2011 Qtr 1: 0; 2011 Qtr 2: 0; 2011 Qtr 3: 0; 2011 Qtr 4: 0 | 13.647
0 | 234330-Premium T8 with T12 40 Watt Baseline - Tr1 |  | System | Commercial | 01-ALC-AllCommercial-IntLight | 0 |  |  |  |  | 27.6532 | 13.1897 | 0 | 0 | 0 | 14.4636 | 83.5202 |  | kWh | 0.017351 | 0 | Commercial | [7 empty] | 15 | 0.78 |  |  |  | 0 | 21.8353 | 0 | 0 | 0 | 0 | 0 | 0 | 0 | 0 | 0 | 0 | 2009 Qtr 1: 0; 2009 Qtr 2: 0; 2009 Qtr 3: 0; 2009 Qtr 4: 21.8353; 2010 Qtr 1: 0; 2010 Qtr 2: 0; 2010 Qtr 3: 0; 2010 Qtr 4: 0; 2011 Qtr 1: 0; 2011 Qtr 2: 0; 2011 Qtr 3: 0; 2011 Qtr 4: 0 | 21.8353
0 | 234360-Lighting-IntrHiByLnrFlscntFxtr244wrplc400w(TrI)Tr1 |  | System | Commercial | [6 empty] | 282.4319 | 153.8404 | 0 | 0 | 0 | 128.5914 | 0 |  | 0 | 0.224 | -7.1132 | Commercial |  | Winter Only | [5 empty] | 15 | 0.78 |  |  |  | 0 | 2.9251 | 0 | 0 | 0 | 0 | 0 | 0 | 0 | 0 | 0 | 0 | 2009 Qtr 1: 0; 2009 Qtr 2: 0; 2009 Qtr 3: 0; 2009 Qtr 4: 2.9251; 2010 Qtr 1: 0; 2010 Qtr 2: 0; 2010 Qtr 3: 0; 2010 Qtr 4: 0; 2011 Qtr 1: 0; 2011 Qtr 2: 0; 2011 Qtr 3: 0; 2011 Qtr 4: 0 | 2.9251
0 | 234285-Lighting-Occpncy Snsr-Hi-Bay integrated Snsr-Tr1 |  | System | Commercial | 01-ALC-AllCommercial-IntLight | 0 |  |  |  |  | 221.2703 | 95.5 | 0 | 0 | 0 | 125.7703 | 2503.6304 |  | kWh | 0.48559 | 0 | Commercial | [7 empty] | 8 | 0.84 |  |  |  | 0 | 3 | 0 | 0 | 0 | 0 | 0 | 0 | 0 | 0 | 0 | 0 | 2009 Qtr 1: 0; 2009 Qtr 2: 0; 2009 Qtr 3: 0; 2009 Qtr 4: 3; 2010 Qtr 1: 0; 2010 Qtr 2: 0; 2010 Qtr 3: 0; 2010 Qtr 4: 0; 2011 Qtr 1: 0; 2011 Qtr 2: 0; 2011 Qtr 3: 0; 2011 Qtr 4: 0 | 3
0 | 234330-Premium T8 with T12 40 Watt Baseline - Tr1 |  | System | Commercial | 01-ALC-AllCommercial-IntLight | 0 |  |  |  |  | 27.6532 | 13.1897 | 0 | 0 | 0 | 14.4636 | 83.5202 |  | kWh | 0.017351 | 0 | Commercial | [7 empty] | 15 | 0.78 |  |  |  | 0 | 25.4745 | 0 | 0 | 0 | 0 | 0 | 0 | 0 | 0 | 0 | 0 | 2009 Qtr 1: 0; 2009 Qtr 2: 0; 2009 Qtr 3: 0; 2009 Qtr 4: 25.4745; 2010 Qtr 1: 0; 2010 Qtr 2: 0; 2010 Qtr 3: 0; 2010 Qtr 4: 0; 2011 Qtr 1: 0; 2011 Qtr 2: 0; 2011 Qtr 3: 0; 2011 Qtr 4: 0 | 25.4745
0 | 234303-Lighting-Remove 4 Ft Lamp (De-Lamp) - Tr1 |  | System | Commercial | [6 empty] | 12.3596 | 16.4871 | 0 | 0 | 0 | -4.1275 | 137.2559 |  | 0 | 0.026384 | -2.5676 | Commercial |  | Winter Only | [5 empty] | 15 | 0.77 |  |  |  | 0 | 25.4745 | 0 | 0 | 0 | 0 | 0 | 0 | 0 | 0 | 0 | 0 | 2009 Qtr 1: 0; 2009 Qtr 2: 0; 2009 Qtr 3: 0; 2009 Qtr 4: 25.4745; 2010 Qtr 1: 0; 2010 Qtr 2: 0; 2010 Qtr 3: 0; 2010 Qtr 4: 0; 2011 Qtr 1: 0; 2011 Qtr 2: 0; 2011 Qtr 3: 0; 2011 Qtr 4: 0 | 25.4745
0 | 234330-Premium T8 with T12 40 Watt Baseline - Tr1 |  | System | Commercial | 01-ALC-AllCommercial-IntLight | 0 |  |  |  |  | 27.6532 | 13.1897 | 0 | 0 | 0 | 14.4636 | 83.5202 |  | kWh | 0.017351 | 0 | Commercial | [7 empty] | 15 | 0.78 |  |  |  | 0 | 36.3921 | 0 | 0 | 0 | 0 | 0 | 0 | 0 | 0 | 0 | 0 | 2009 Qtr 1: 0; 2009 Qtr 2: 0; 2009 Qtr 3: 36.3921; 2009 Qtr 4: 0; 2010 Qtr 1: 0; 2010 Qtr 2: 0; 2010 Qtr 3: 0; 2010 Qtr 4: 0; 2011 Qtr 1: 0; 2011 Qtr 2: 0; 2011 Qtr 3: 0; 2011 Qtr 4: 0 | 36.3921
0 | 234303-Lighting-Remove 4 Ft Lamp (De-Lamp) - Tr1 |  | System | Commercial | [6 empty] | 12.3596 | 16.4871 | 0 | 0 | 0 | -4.1275 | 137.2559 |  | 0 | 0.026384 | -2.5676 | Commercial |  | Winter Only | [5 empty] | 15 | 0.77 |  |  |  | 0 | 3.6392 | 0 | 0 | 0 | 0 | 0 | 0 | 0 | 0 | 0 | 0 | 2009 Qtr 1: 0; 2009 Qtr 2: 0; 2009 Qtr 3: 3.6392; 2009 Qtr 4: 0; 2010 Qtr 1: 0; 2010 Qtr 2: 0; 2010 Qtr 3: 0; 2010 Qtr 4: 0; 2011 Qtr 1: 0; 2011 Qtr 2: 0; 2011 Qtr 3: 0; 2011 Qtr 4: 0 | 3.6392
0 | 234312-Lighting-Screw in 14-26 Watt Lamp - Tr1 |  | System | Commercial | [6 empty] | 9.3196 | 10.3931 | 0 | 0 | 0 | -1.0734 | 194.1729 |  | 0 | 0.038993 | -2.6224 | Commercial |  | Annual | [5 empty] | 2.47 | 0.81 |  |  |  | 0 | 5.3882 | 0 | 0 | 0 | 0 | 0 | 0 | 0 | 0 | 0 | 0 | 2009 Qtr 1: 0; 2009 Qtr 2: 0; 2009 Qtr 3: 0; 2009 Qtr 4: 5.3882; 2010 Qtr 1: 0; 2010 Qtr 2: 0; 2010 Qtr 3: 0; 2010 Qtr 4: 0; 2011 Qtr 1: 0; 2011 Qtr 2: 0; 2011 Qtr 3: 0; 2011 Qtr 4: 0 | 5.3882
0 | 234330-Premium T8 with T12 40 Watt Baseline - Tr1 |  | System | Commercial | 01-ALC-AllCommercial-IntLight | 0 |  |  |  |  | 27.6532 | 13.1897 | 0 | 0 | 0 | 14.4636 | 83.5202 |  | kWh | 0.017351 | 0 | Commercial | [7 empty] | 15 | 0.78 |  |  |  | 0 | 41.8509 | 0 | 0 | 0 | 0 | 0 | 0 | 0 | 0 | 0 | 0 | 2009 Qtr 1: 0; 2009 Qtr 2: 0; 2009 Qtr 3: 0; 2009 Qtr 4: 41.8509; 2010 Qtr 1: 0; 2010 Qtr 2: 0; 2010 Qtr 3: 0; 2010 Qtr 4: 0; 2011 Qtr 1: 0; 2011 Qtr 2: 0; 2011 Qtr 3: 0; 2011 Qtr 4: 0 | 41.8509
0 | 234303-Lighting-Remove 4 Ft Lamp (De-Lamp) - Tr1 |  | System | Commercial | [6 empty] | 12.3596 | 16.4871 | 0 | 0 | 0 | -4.1275 | 137.2559 |  | 0 | 0.026384 | -2.5676 | Commercial |  | Winter Only | [5 empty] | 15 | 0.77 |  |  |  | 0 | 7.2784 | 0 | 0 | 0 | 0 | 0 | 0 | 0 | 0 | 0 | 0 | 2009 Qtr 1: 0; 2009 Qtr 2: 0; 2009 Qtr 3: 0; 2009 Qtr 4: 7.2784; 2010 Qtr 1: 0; 2010 Qtr 2: 0; 2010 Qtr 3: 0; 2010 Qtr 4: 0; 2011 Qtr 1: 0; 2011 Qtr 2: 0; 2011 Qtr 3: 0; 2011 Qtr 4: 0 | 7.2784
0 | 234312-Lighting-Screw in 14-26 Watt Lamp - Tr1 |  | System | Commercial | [6 empty] | 9.3196 | 10.3931 | 0 | 0 | 0 | -1.0734 | 194.1729 |  | 0 | 0.038993 | -2.6224 | Commercial |  | Annual | [5 empty] | 2.47 | 0.81 |  |  |  | 0 | 6.7353 | 0 | 0 | 0 | 0 | 0 | 0 | 0 | 0 | 0 | 0 | 2009 Qtr 1: 0; 2009 Qtr 2: 0; 2009 Qtr 3: 6.7353; 2009 Qtr 4: 0; 2010 Qtr 1: 0; 2010 Qtr 2: 0; 2010 Qtr 3: 0; 2010 Qtr 4: 0; 2011 Qtr 1: 0; 2011 Qtr 2: 0; 2011 Qtr 3: 0; 2011 Qtr 4: 0 | 6.7353
0 | 234330-Premium T8 with T12 40 Watt Baseline - Tr1 |  | System | Commercial | 01-ALC-AllCommercial-IntLight | 0 |  |  |  |  | 27.6532 | 13.1897 | 0 | 0 | 0 | 14.4636 | 83.5202 |  | kWh | 0.017351 | 0 | Commercial | [7 empty] | 15 | 0.78 |  |  |  | 0 | 27.2941 | 0 | 0 | 0 | 0 | 0 | 0 | 0 | 0 | 0 | 0 | 2009 Qtr 1: 0; 2009 Qtr 2: 0; 2009 Qtr 3: 27.2941; 2009 Qtr 4: 0; 2010 Qtr 1: 0; 2010 Qtr 2: 0; 2010 Qtr 3: 0; 2010 Qtr 4: 0; 2011 Qtr 1: 0; 2011 Qtr 2: 0; 2011 Qtr 3: 0; 2011 Qtr 4: 0 | 27.2941
0 | 234303-Lighting-Remove 4 Ft Lamp (De-Lamp) - Tr1 |  | System | Commercial | [6 empty] | 12.3596 | 16.4871 | 0 | 0 | 0 | -4.1275 | 137.2559 |  | 0 | 0.026384 | -2.5676 | Commercial |  | Winter Only | [5 empty] | 15 | 0.77 |  |  |  | 0 | 5.4588 | 0 | 0 | 0 | 0 | 0 | 0 | 0 | 0 | 0 | 0 | 2009 Qtr 1: 0; 2009 Qtr 2: 0; 2009 Qtr 3: 5.4588; 2009 Qtr 4: 0; 2010 Qtr 1: 0; 2010 Qtr 2: 0; 2010 Qtr 3: 0; 2010 Qtr 4: 0; 2011 Qtr 1: 0; 2011 Qtr 2: 0; 2011 Qtr 3: 0; 2011 Qtr 4: 0 | 5.4588
0 | 234285-Lighting-Occpncy Snsr-Hi-Bay integrated Snsr-Tr1 |  | System | Commercial | 01-ALC-AllCommercial-IntLight | 0 |  |  |  |  | 221.2703 | 95.5 | 0 | 0 | 0 | 125.7703 | 2503.6304 |  | kWh | 0.48559 | 0 | Commercial | [7 empty] | 8 | 0.84 |  |  |  | 0 | 6 | 0 | 0 | 0 | 0 | 0 | 0 | 0 | 0 | 0 | 0 | 2009 Qtr 1: 0; 2009 Qtr 2: 0; 2009 Qtr 3: 6; 2009 Qtr 4: 0; 2010 Qtr 1: 0; 2010 Qtr 2: 0; 2010 Qtr 3: 0; 2010 Qtr 4: 0; 2011 Qtr 1: 0; 2011 Qtr 2: 0; 2011 Qtr 3: 0; 2011 Qtr 4: 0 | 6
0 | 234126-Refrigeration - Efficient Evap Fan Motor Electronically Commutated Motor (ECM) |  | System | Commercial | 09-GRO-Grocery-REFG | 0 |  |  |  |  | 6.7904 | 150 | 0 | 0 | 0 | -143.2096 | 116.369 |  | kWh | 0.015845 | -0.11528 | Commercial |  | Annual | [5 empty] | 15 | 0.7 |  |  |  | 0 | 4 | 0 | 0 | 0 | 0 | 0 | 0 | 0 | 0 | 0 | 0 | 2009 Qtr 1: 0; 2009 Qtr 2: 0; 2009 Qtr 3: 4; 2009 Qtr 4: 0; 2010 Qtr 1: 0; 2010 Qtr 2: 0; 2010 Qtr 3: 0; 2010 Qtr 4: 0; 2011 Qtr 1: 0; 2011 Qtr 2: 0; 2011 Qtr 3: 0; 2011 Qtr 4: 0 | 4
0 | 234330-Premium T8 with T12 40 Watt Baseline - Tr1 |  | System | Commercial | 01-ALC-AllCommercial-IntLight | 0 |  |  |  |  | 27.6532 | 13.1897 | 0 | 0 | 0 | 14.4636 | 83.5202 |  | kWh | 0.017351 | 0 | Commercial | [7 empty] | 15 | 0.78 |  |  |  | 0 | 9.098 | 0 | 0 | 0 | 0 | 0 | 0 | 0 | 0 | 0 | 0 | 2009 Qtr 1: 0; 2009 Qtr 2: 0; 2009 Qtr 3: 9.098; 2009 Qtr 4: 0; 2010 Qtr 1: 0; 2010 Qtr 2: 0; 2010 Qtr 3: 0; 2010 Qtr 4: 0; 2011 Qtr 1: 0; 2011 Qtr 2: 0; 2011 Qtr 3: 0; 2011 Qtr 4: 0 | 9.098
0 | 234360-Lighting-IntrHiByLnrFlscntFxtr244wrplc400w(TrI)Tr1 |  | System | Commercial | [6 empty] | 282.4319 | 153.8404 | 0 | 0 | 0 | 128.5914 | 0 |  | 0 | 0.224 | -7.1132 | Commercial |  | Winter Only | [5 empty] | 15 | 0.78 |  |  |  | 0 | 9.7504 | 0 | 0 | 0 | 0 | 0 | 0 | 0 | 0 | 0 | 0 | 2009 Qtr 1: 0; 2009 Qtr 2: 0; 2009 Qtr 3: 9.7504; 2009 Qtr 4: 0; 2010 Qtr 1: 0; 2010 Qtr 2: 0; 2010 Qtr 3: 0; 2010 Qtr 4: 0; 2011 Qtr 1: 0; 2011 Qtr 2: 0; 2011 Qtr 3: 0; 2011 Qtr 4: 0 | 9.7504
0 | 234285-Lighting-Occpncy Snsr-Hi-Bay integrated Snsr-Tr1 |  | System | Commercial | 01-ALC-AllCommercial-IntLight | 0 |  |  |  |  | 221.2703 | 95.5 | 0 | 0 | 0 | 125.7703 | 2503.6304 |  | kWh | 0.48559 | 0 | Commercial | [7 empty] | 8 | 0.84 |  |  |  | 0 | 10 | 0 | 0 | 0 | 0 | 0 | 0 | 0 | 0 | 0 | 0 | 2009 Qtr 1: 0; 2009 Qtr 2: 0; 2009 Qtr 3: 10; 2009 Qtr 4: 0; 2010 Qtr 1: 0; 2010 Qtr 2: 0; 2010 Qtr 3: 0; 2010 Qtr 4: 0; 2011 Qtr 1: 0; 2011 Qtr 2: 0; 2011 Qtr 3: 0; 2011 Qtr 4: 0 | 10
0 | 234332-Premium T8 with T12 40 Watt Baseline - Tr3 |  | System | Commercial | 01-ALC-AllCommercial-IntLight | 0 |  |  |  |  | 13.9591 | 7.1444 | 0 | 0 | 0 | 6.8147 | 44.0947 |  | kWh | 0.016509 | 0 | Commercial | [7 empty] | 15 | 0.78 |  |  |  | 0 | 3.6392 | 0 | 0 | 0 | 0 | 0 | 0 | 0 | 0 | 0 | 0 | 2009 Qtr 1: 0; 2009 Qtr 2: 0; 2009 Qtr 3: 0; 2009 Qtr 4: 3.6392; 2010 Qtr 1: 0; 2010 Qtr 2: 0; 2010 Qtr 3: 0; 2010 Qtr 4: 0; 2011 Qtr 1: 0; 2011 Qtr 2: 0; 2011 Qtr 3: 0; 2011 Qtr 4: 0 | 3.6392
0 | 234362-Lighting-IntrHiByLnrFlscntFxtr244wrplc400w(TrI)Tr3 |  | System | Commercial | 01-ALC-AllCommercial-IntLight | 0 |  |  |  |  | 324.5054 | 81.5354 | 0 | 0 | 0 | 242.97 | 442.2298 |  | kWh | 0.19237 | 0 | Commercial | [7 empty] | 15 | 0.78 |  |  |  | 0 | 4.8752 | 0 | 0 | 0 | 0 | 0 | 0 | 0 | 0 | 0 | 0 | 2009 Qtr 1: 0; 2009 Qtr 2: 0; 2009 Qtr 3: 0; 2009 Qtr 4: 4.8752; 2010 Qtr 1: 0; 2010 Qtr 2: 0; 2010 Qtr 3: 0; 2010 Qtr 4: 0; 2011 Qtr 1: 0; 2011 Qtr 2: 0; 2011 Qtr 3: 0; 2011 Qtr 4: 0 | 4.8752
0 | 234287-Lighting-Occpncy Snsr-Hi-Bay integrated Snsr-Tr3 |  | System | Commercial | 01-ALC-AllCommercial-IntLight | 0 |  |  |  |  | 221.1826 | 95.5 | 0 | 0 | 0 | 125.6826 | 1661 |  | kWh | 0.39312 | 0 | Commercial | [7 empty] | 8 | 0.84 |  |  |  | 0 | 5 | 0 | 0 | 0 | 0 | 0 | 0 | 0 | 0 | 0 | 0 | 2009 Qtr 1: 0; 2009 Qtr 2: 0; 2009 Qtr 3: 0; 2009 Qtr 4: 5; 2010 Qtr 1: 0; 2010 Qtr 2: 0; 2010 Qtr 3: 0; 2010 Qtr 4: 0; 2011 Qtr 1: 0; 2011 Qtr 2: 0; 2011 Qtr 3: 0; 2011 Qtr 4: 0 | 5
0 | 234361-Lighting-IntrHiByLnrFlscntFxtr244wrplc400w(TrI)Tr2 |  | System | Commercial | 01-ALC-AllCommercial-IntLight | 0 |  |  |  |  | 327.8836 | 115.3803 | 0 | 0 | 0 | 212.5033 | 698.8643 |  | kWh | 0.2203 | 0 | Commercial | [7 empty] | 15 | 0.78 |  |  |  | 0 | 4.8752 | 0 | 0 | 0 | 0 | 0 | 0 | 0 | 0 | 0 | 0 | 2009 Qtr 1: 0; 2009 Qtr 2: 0; 2009 Qtr 3: 0; 2009 Qtr 4: 4.8752; 2010 Qtr 1: 0; 2010 Qtr 2: 0; 2010 Qtr 3: 0; 2010 Qtr 4: 0; 2011 Qtr 1: 0; 2011 Qtr 2: 0; 2011 Qtr 3: 0; 2011 Qtr 4: 0 | 4.8752
0 | 234286-Lighting-Occpncy Snsr-Hi-Bay integrated Snsr-Tr2 |  | System | Commercial | 01-ALC-AllCommercial-IntLight | 0 |  |  |  |  | 221.37 | 95.5 | 0 | 0 | 0 | 125.87 | 1499.5759 |  | kWh | 0.47213 | 0 | Commercial | [7 empty] | 8 | 0.84 |  |  |  | 0 | 5 | 0 | 0 | 0 | 0 | 0 | 0 | 0 | 0 | 0 | 0 | 2009 Qtr 1: 0; 2009 Qtr 2: 0; 2009 Qtr 3: 0; 2009 Qtr 4: 5; 2010 Qtr 1: 0; 2010 Qtr 2: 0; 2010 Qtr 3: 0; 2010 Qtr 4: 0; 2011 Qtr 1: 0; 2011 Qtr 2: 0; 2011 Qtr 3: 0; 2011 Qtr 4: 0 | 5
0 | 234285-Lighting-Occpncy Snsr-Hi-Bay integrated Snsr-Tr1 |  | System | Commercial | 01-ALC-AllCommercial-IntLight | 0 |  |  |  |  | 221.2703 | 95.5 | 0 | 0 | 0 | 125.7703 | 2503.6304 |  | kWh | 0.48559 | 0 | Commercial | [7 empty] | 8 | 0.84 |  |  |  | 0 | 14 | 0 | 0 | 0 | 0 | 0 | 0 | 0 | 0 | 0 | 0 | 2009 Qtr 1: 0; 2009 Qtr 2: 0; 2009 Qtr 3: 0; 2009 Qtr 4: 14; 2010 Qtr 1: 0; 2010 Qtr 2: 0; 2010 Qtr 3: 0; 2010 Qtr 4: 0; 2011 Qtr 1: 0; 2011 Qtr 2: 0; 2011 Qtr 3: 0; 2011 Qtr 4: 0 | 14
0 | 234360-Lighting-IntrHiByLnrFlscntFxtr244wrplc400w(TrI)Tr1 |  | System | Commercial | [6 empty] | 282.4319 | 153.8404 | 0 | 0 | 0 | 128.5914 | 0 |  | 0 | 0.224 | -7.1132 | Commercial |  | Winter Only | [5 empty] | 15 | 0.78 |  |  |  | 0 | 5.8502 | 0 | 0 | 0 | 0 | 0 | 0 | 0 | 0 | 0 | 0 | 2009 Qtr 1: 0; 2009 Qtr 2: 0; 2009 Qtr 3: 0; 2009 Qtr 4: 5.8502; 2010 Qtr 1: 0; 2010 Qtr 2: 0; 2010 Qtr 3: 0; 2010 Qtr 4: 0; 2011 Qtr 1: 0; 2011 Qtr 2: 0; 2011 Qtr 3: 0; 2011 Qtr 4: 0 | 5.8502
0 | 234330-Premium T8 with T12 40 Watt Baseline - Tr1 |  | System | Commercial | 01-ALC-AllCommercial-IntLight | 0 |  |  |  |  | 27.6532 | 13.1897 | 0 | 0 | 0 | 14.4636 | 83.5202 |  | kWh | 0.017351 | 0 | Commercial | [7 empty] | 15 | 0.78 |  |  |  | 0 | 69.145 | 0 | 0 | 0 | 0 | 0 | 0 | 0 | 0 | 0 | 0 | 2009 Qtr 1: 0; 2009 Qtr 2: 0; 2009 Qtr 3: 0; 2009 Qtr 4: 69.145; 2010 Qtr 1: 0; 2010 Qtr 2: 0; 2010 Qtr 3: 0; 2010 Qtr 4: 0; 2011 Qtr 1: 0; 2011 Qtr 2: 0; 2011 Qtr 3: 0; 2011 Qtr 4: 0 | 69.145
0 | 234285-Lighting-Occpncy Snsr-Hi-Bay integrated Snsr-Tr1 |  | System | Commercial | 01-ALC-AllCommercial-IntLight | 0 |  |  |  |  | 221.2703 | 95.5 | 0 | 0 | 0 | 125.7703 | 2503.6304 |  | kWh | 0.48559 | 0 | Commercial | [7 empty] | 8 | 0.84 |  |  |  | 0 | 11 | 0 | 0 | 0 | 0 | 0 | 0 | 0 | 0 | 0 | 0 | 2009 Qtr 1: 0; 2009 Qtr 2: 0; 2009 Qtr 3: 0; 2009 Qtr 4: 11; 2010 Qtr 1: 0; 2010 Qtr 2: 0; 2010 Qtr 3: 0; 2010 Qtr 4: 0; 2011 Qtr 1: 0; 2011 Qtr 2: 0; 2011 Qtr 3: 0; 2011 Qtr 4: 0 | 11
0 | 234285-Lighting-Occpncy Snsr-Hi-Bay integrated Snsr-Tr1 |  | System | Commercial | 01-ALC-AllCommercial-IntLight | 0 |  |  |  |  | 221.2703 | 95.5 | 0 | 0 | 0 | 125.7703 | 2503.6304 |  | kWh | 0.48559 | 0 | Commercial | [7 empty] | 8 | 0.84 |  |  |  | 0 | 19 | 0 | 0 | 0 | 0 | 0 | 0 | 0 | 0 | 0 | 0 | 2009 Qtr 1: 0; 2009 Qtr 2: 0; 2009 Qtr 3: 19; 2009 Qtr 4: 0; 2010 Qtr 1: 0; 2010 Qtr 2: 0; 2010 Qtr 3: 0; 2010 Qtr 4: 0; 2011 Qtr 1: 0; 2011 Qtr 2: 0; 2011 Qtr 3: 0; 2011 Qtr 4: 0 | 19
0 | 234286-Lighting-Occpncy Snsr-Hi-Bay integrated Snsr-Tr2 |  | System | Commercial | 01-ALC-AllCommercial-IntLight | 0 |  |  |  |  | 221.37 | 95.5 | 0 | 0 | 0 | 125.87 | 1499.5759 |  | kWh | 0.47213 | 0 | Commercial | [7 empty] | 8 | 0.84 |  |  |  | 0 | 24 | 0 | 0 | 0 | 0 | 0 | 0 | 0 | 0 | 0 | 0 | 2009 Qtr 1: 0; 2009 Qtr 2: 0; 2009 Qtr 3: 24; 2009 Qtr 4: 0; 2010 Qtr 1: 0; 2010 Qtr 2: 0; 2010 Qtr 3: 0; 2010 Qtr 4: 0; 2011 Qtr 1: 0; 2011 Qtr 2: 0; 2011 Qtr 3: 0; 2011 Qtr 4: 0 | 24
0 | 234285-Lighting-Occpncy Snsr-Hi-Bay integrated Snsr-Tr1 |  | System | Commercial | 01-ALC-AllCommercial-IntLight | 0 |  |  |  |  | 221.2703 | 95.5 | 0 | 0 | 0 | 125.7703 | 2503.6304 |  | kWh | 0.48559 | 0 | Commercial | [7 empty] | 8 | 0.84 |  |  |  | 0 | 15 | 0 | 0 | 0 | 0 | 0 | 0 | 0 | 0 | 0 | 0 | 2009 Qtr 1: 0; 2009 Qtr 2: 0; 2009 Qtr 3: 0; 2009 Qtr 4: 15; 2010 Qtr 1: 0; 2010 Qtr 2: 0; 2010 Qtr 3: 0; 2010 Qtr 4: 0; 2011 Qtr 1: 0; 2011 Qtr 2: 0; 2011 Qtr 3: 0; 2011 Qtr 4: 0 | 15
0 | 234330-Premium T8 with T12 40 Watt Baseline - Tr1 |  | System | Commercial | 01-ALC-AllCommercial-IntLight | 0 |  |  |  |  | 27.6532 | 13.1897 | 0 | 0 | 0 | 14.4636 | 83.5202 |  | kWh | 0.017351 | 0 | Commercial | [7 empty] | 15 | 0.78 |  |  |  | 0 | 72.7842 | 0 | 0 | 0 | 0 | 0 | 0 | 0 | 0 | 0 | 0 | 2009 Qtr 1: 0; 2009 Qtr 2: 0; 2009 Qtr 3: 0; 2009 Qtr 4: 72.7842; 2010 Qtr 1: 0; 2010 Qtr 2: 0; 2010 Qtr 3: 0; 2010 Qtr 4: 0; 2011 Qtr 1: 0; 2011 Qtr 2: 0; 2011 Qtr 3: 0; 2011 Qtr 4: 0 | 72.7842
0 | 234285-Lighting-Occpncy Snsr-Hi-Bay integrated Snsr-Tr1 |  | System | Commercial | 01-ALC-AllCommercial-IntLight | 0 |  |  |  |  | 221.2703 | 95.5 | 0 | 0 | 0 | 125.7703 | 2503.6304 |  | kWh | 0.48559 | 0 | Commercial | [7 empty] | 8 | 0.84 |  |  |  | 0 | 12 | 0 | 0 | 0 | 0 | 0 | 0 | 0 | 0 | 0 | 0 | 2009 Qtr 1: 0; 2009 Qtr 2: 0; 2009 Qtr 3: 12; 2009 Qtr 4: 0; 2010 Qtr 1: 0; 2010 Qtr 2: 0; 2010 Qtr 3: 0; 2010 Qtr 4: 0; 2011 Qtr 1: 0; 2011 Qtr 2: 0; 2011 Qtr 3: 0; 2011 Qtr 4: 0 | 12
0 | 234330-Premium T8 with T12 40 Watt Baseline - Tr1 |  | System | Commercial | 01-ALC-AllCommercial-IntLight | 0 |  |  |  |  | 27.6532 | 13.1897 | 0 | 0 | 0 | 14.4636 | 83.5202 |  | kWh | 0.017351 | 0 | Commercial | [7 empty] | 15 | 0.78 |  |  |  | 0 | 7.2784 | 0 | 0 | 0 | 0 | 0 | 0 | 0 | 0 | 0 | 0 | 2009 Qtr 1: 0; 2009 Qtr 2: 0; 2009 Qtr 3: 7.2784; 2009 Qtr 4: 0; 2010 Qtr 1: 0; 2010 Qtr 2: 0; 2010 Qtr 3: 0; 2010 Qtr 4: 0; 2011 Qtr 1: 0; 2011 Qtr 2: 0; 2011 Qtr 3: 0; 2011 Qtr 4: 0 | 7.2784
0 | 234285-Lighting-Occpncy Snsr-Hi-Bay integrated Snsr-Tr1 |  | System | Commercial | 01-ALC-AllCommercial-IntLight | 0 |  |  |  |  | 221.2703 | 95.5 | 0 | 0 | 0 | 125.7703 | 2503.6304 |  | kWh | 0.48559 | 0 | Commercial | [7 empty] | 8 | 0.84 |  |  |  | 0 | 17 | 0 | 0 | 0 | 0 | 0 | 0 | 0 | 0 | 0 | 0 | 2009 Qtr 1: 0; 2009 Qtr 2: 0; 2009 Qtr 3: 17; 2009 Qtr 4: 0; 2010 Qtr 1: 0; 2010 Qtr 2: 0; 2010 Qtr 3: 0; 2010 Qtr 4: 0; 2011 Qtr 1: 0; 2011 Qtr 2: 0; 2011 Qtr 3: 0; 2011 Qtr 4: 0 | 17
0 | 234330-Premium T8 with T12 40 Watt Baseline - Tr1 |  | System | Commercial | 01-ALC-AllCommercial-IntLight | 0 |  |  |  |  | 27.6532 | 13.1897 | 0 | 0 | 0 | 14.4636 | 83.5202 |  | kWh | 0.017351 | 0 | Commercial | [7 empty] | 15 | 0.78 |  |  |  | 0 | 40.0313 | 0 | 0 | 0 | 0 | 0 | 0 | 0 | 0 | 0 | 0 | 2009 Qtr 1: 0; 2009 Qtr 2: 0; 2009 Qtr 3: 40.0313; 2009 Qtr 4: 0; 2010 Qtr 1: 0; 2010 Qtr 2: 0; 2010 Qtr 3: 0; 2010 Qtr 4: 0; 2011 Qtr 1: 0; 2011 Qtr 2: 0; 2011 Qtr 3: 0; 2011 Qtr 4: 0 | 40.0313
0 | 234285-Lighting-Occpncy Snsr-Hi-Bay integrated Snsr-Tr1 |  | System | Commercial | 01-ALC-AllCommercial-IntLight | 0 |  |  |  |  | 221.2703 | 95.5 | 0 | 0 | 0 | 125.7703 | 2503.6304 |  | kWh | 0.48559 | 0 | Commercial | [7 empty] | 8 | 0.84 |  |  |  | 0 | 11 | 0 | 0 | 0 | 0 | 0 | 0 | 0 | 0 | 0 | 0 | 2009 Qtr 1: 0; 2009 Qtr 2: 0; 2009 Qtr 3: 11; 2009 Qtr 4: 0; 2010 Qtr 1: 0; 2010 Qtr 2: 0; 2010 Qtr 3: 0; 2010 Qtr 4: 0; 2011 Qtr 1: 0; 2011 Qtr 2: 0; 2011 Qtr 3: 0; 2011 Qtr 4: 0 | 11
0 | 234285-Lighting-Occpncy Snsr-Hi-Bay integrated Snsr-Tr1 |  | System | Commercial | 01-ALC-AllCommercial-IntLight | 0 |  |  |  |  | 221.2703 | 95.5 | 0 | 0 | 0 | 125.7703 | 2503.6304 |  | kWh | 0.48559 | 0 | Commercial | [7 empty] | 8 | 0.84 |  |  |  | 0 | 28 | 0 | 0 | 0 | 0 | 0 | 0 | 0 | 0 | 0 | 0 | 2009 Qtr 1: 0; 2009 Qtr 2: 0; 2009 Qtr 3: 28; 2009 Qtr 4: 0; 2010 Qtr 1: 0; 2010 Qtr 2: 0; 2010 Qtr 3: 0; 2010 Qtr 4: 0; 2011 Qtr 1: 0; 2011 Qtr 2: 0; 2011 Qtr 3: 0; 2011 Qtr 4: 0 | 28
0 | 234303-Lighting-Remove 4 Ft Lamp (De-Lamp) - Tr1 |  | System | Commercial | [6 empty] | 12.3596 | 16.4871 | 0 | 0 | 0 | -4.1275 | 137.2559 |  | 0 | 0.026384 | -2.5676 | Commercial |  | Winter Only | [5 empty] | 15 | 0.77 |  |  |  | 0 | 7.2784 | 0 | 0 | 0 | 0 | 0 | 0 | 0 | 0 | 0 | 0 | 2009 Qtr 1: 0; 2009 Qtr 2: 0; 2009 Qtr 3: 7.2784; 2009 Qtr 4: 0; 2010 Qtr 1: 0; 2010 Qtr 2: 0; 2010 Qtr 3: 0; 2010 Qtr 4: 0; 2011 Qtr 1: 0; 2011 Qtr 2: 0; 2011 Qtr 3: 0; 2011 Qtr 4: 0 | 7.2784
0 | 234360-Lighting-IntrHiByLnrFlscntFxtr244wrplc400w(TrI)Tr1 |  | System | Commercial | [6 empty] | 282.4319 | 153.8404 | 0 | 0 | 0 | 128.5914 | 0 |  | 0 | 0.224 | -7.1132 | Commercial |  | Winter Only | [5 empty] | 15 | 0.78 |  |  |  | 0 | 1.9501 | 0 | 0 | 0 | 0 | 0 | 0 | 0 | 0 | 0 | 0 | 2009 Qtr 1: 0; 2009 Qtr 2: 0; 2009 Qtr 3: 1.9501; 2009 Qtr 4: 0; 2010 Qtr 1: 0; 2010 Qtr 2: 0; 2010 Qtr 3: 0; 2010 Qtr 4: 0; 2011 Qtr 1: 0; 2011 Qtr 2: 0; 2011 Qtr 3: 0; 2011 Qtr 4: 0 | 1.9501
0 | 234285-Lighting-Occpncy Snsr-Hi-Bay integrated Snsr-Tr1 |  | System | Commercial | 01-ALC-AllCommercial-IntLight | 0 |  |  |  |  | 221.2703 | 95.5 | 0 | 0 | 0 | 125.7703 | 2503.6304 |  | kWh | 0.48559 | 0 | Commercial | [7 empty] | 8 | 0.84 |  |  |  | 0 | 2 | 0 | 0 | 0 | 0 | 0 | 0 | 0 | 0 | 0 | 0 | 2009 Qtr 1: 0; 2009 Qtr 2: 0; 2009 Qtr 3: 2; 2009 Qtr 4: 0; 2010 Qtr 1: 0; 2010 Qtr 2: 0; 2010 Qtr 3: 0; 2010 Qtr 4: 0; 2011 Qtr 1: 0; 2011 Qtr 2: 0; 2011 Qtr 3: 0; 2011 Qtr 4: 0 | 2
0 | 234287-Lighting-Occpncy Snsr-Hi-Bay integrated Snsr-Tr3 |  | System | Commercial | 01-ALC-AllCommercial-IntLight | 0 |  |  |  |  | 221.1826 | 95.5 | 0 | 0 | 0 | 125.6826 | 1661 |  | kWh | 0.39312 | 0 | Commercial | [7 empty] | 8 | 0.84 |  |  |  | 0 | 8 | 0 | 0 | 0 | 0 | 0 | 0 | 0 | 0 | 0 | 0 | 2009 Qtr 1: 0; 2009 Qtr 2: 0; 2009 Qtr 3: 0; 2009 Qtr 4: 8; 2010 Qtr 1: 0; 2010 Qtr 2: 0; 2010 Qtr 3: 0; 2010 Qtr 4: 0; 2011 Qtr 1: 0; 2011 Qtr 2: 0; 2011 Qtr 3: 0; 2011 Qtr 4: 0 | 8
0 | 234286-Lighting-Occpncy Snsr-Hi-Bay integrated Snsr-Tr2 |  | System | Commercial | 01-ALC-AllCommercial-IntLight | 0 |  |  |  |  | 221.37 | 95.5 | 0 | 0 | 0 | 125.87 | 1499.5759 |  | kWh | 0.47213 | 0 | Commercial | [7 empty] | 8 | 0.84 |  |  |  | 0 | 22 | 0 | 0 | 0 | 0 | 0 | 0 | 0 | 0 | 0 | 0 | 2009 Qtr 1: 0; 2009 Qtr 2: 0; 2009 Qtr 3: 0; 2009 Qtr 4: 22; 2010 Qtr 1: 0; 2010 Qtr 2: 0; 2010 Qtr 3: 0; 2010 Qtr 4: 0; 2011 Qtr 1: 0; 2011 Qtr 2: 0; 2011 Qtr 3: 0; 2011 Qtr 4: 0 | 22
0 | 234084-Refrigeration -Cooler/Freezer Door Gaskets - Solid Doors: Cooler |  | System | Commercial | 09-GRO-Grocery-REFG | 0 |  |  |  |  | 2.2498 | 4 | 0 | 0 | 0 | -1.7502 | 104.55 |  | kWh | 0.01195 | 0 | Commercial | [7 empty] | 4 | 0.76 |  |  |  | 0 | 124 | 0 | 0 | 0 | 0 | 0 | 0 | 0 | 0 | 0 | 0 | 2009 Qtr 1: 0; 2009 Qtr 2: 0; 2009 Qtr 3: 0; 2009 Qtr 4: 124; 2010 Qtr 1: 0; 2010 Qtr 2: 0; 2010 Qtr 3: 0; 2010 Qtr 4: 0; 2011 Qtr 1: 0; 2011 Qtr 2: 0; 2011 Qtr 3: 0; 2011 Qtr 4: 0 | 124
0 | 234330-Premium T8 with T12 40 Watt Baseline - Tr1 |  | System | Commercial | 01-ALC-AllCommercial-IntLight | 0 |  |  |  |  | 27.6532 | 13.1897 | 0 | 0 | 0 | 14.4636 | 83.5202 |  | kWh | 0.017351 | 0 | Commercial | [7 empty] | 15 | 0.78 |  |  |  | 0 | 27.2941 | 0 | 0 | 0 | 0 | 0 | 0 | 0 | 0 | 0 | 0 | 2009 Qtr 1: 0; 2009 Qtr 2: 0; 2009 Qtr 3: 27.2941; 2009 Qtr 4: 0; 2010 Qtr 1: 0; 2010 Qtr 2: 0; 2010 Qtr 3: 0; 2010 Qtr 4: 0; 2011 Qtr 1: 0; 2011 Qtr 2: 0; 2011 Qtr 3: 0; 2011 Qtr 4: 0 | 27.2941
0 | 234303-Lighting-Remove 4 Ft Lamp (De-Lamp) - Tr1 |  | System | Commercial | [6 empty] | 12.3596 | 16.4871 | 0 | 0 | 0 | -4.1275 | 137.2559 |  | 0 | 0.026384 | -2.5676 | Commercial |  | Winter Only | [5 empty] | 15 | 0.77 |  |  |  | 0 | 9.098 | 0 | 0 | 0 | 0 | 0 | 0 | 0 | 0 | 0 | 0 | 2009 Qtr 1: 0; 2009 Qtr 2: 0; 2009 Qtr 3: 9.098; 2009 Qtr 4: 0; 2010 Qtr 1: 0; 2010 Qtr 2: 0; 2010 Qtr 3: 0; 2010 Qtr 4: 0; 2011 Qtr 1: 0; 2011 Qtr 2: 0; 2011 Qtr 3: 0; 2011 Qtr 4: 0 | 9.098
0 | 234285-Lighting-Occpncy Snsr-Hi-Bay integrated Snsr-Tr1 |  | System | Commercial | 01-ALC-AllCommercial-IntLight | 0 |  |  |  |  | 221.2703 | 95.5 | 0 | 0 | 0 | 125.7703 | 2503.6304 |  | kWh | 0.48559 | 0 | Commercial | [7 empty] | 8 | 0.84 |  |  |  | 0 | 2 | 0 | 0 | 0 | 0 | 0 | 0 | 0 | 0 | 0 | 0 | 2009 Qtr 1: 0; 2009 Qtr 2: 0; 2009 Qtr 3: 2; 2009 Qtr 4: 0; 2010 Qtr 1: 0; 2010 Qtr 2: 0; 2010 Qtr 3: 0; 2010 Qtr 4: 0; 2011 Qtr 1: 0; 2011 Qtr 2: 0; 2011 Qtr 3: 0; 2011 Qtr 4: 0 | 2
0 | 234084-Refrigeration -Cooler/Freezer Door Gaskets - Solid Doors: Cooler |  | System | Commercial | 09-GRO-Grocery-REFG | 0 |  |  |  |  | 2.2498 | 4 | 0 | 0 | 0 | -1.7502 | 104.55 |  | kWh | 0.01195 | 0 | Commercial | [7 empty] | 4 | 0.76 |  |  |  | 0 | 180 | 0 | 0 | 0 | 0 | 0 | 0 | 0 | 0 | 0 | 0 | 2009 Qtr 1: 0; 2009 Qtr 2: 0; 2009 Qtr 3: 0; 2009 Qtr 4: 180; 2010 Qtr 1: 0; 2010 Qtr 2: 0; 2010 Qtr 3: 0; 2010 Qtr 4: 0; 2011 Qtr 1: 0; 2011 Qtr 2: 0; 2011 Qtr 3: 0; 2011 Qtr 4: 0 | 180
0 | 234330-Premium T8 with T12 40 Watt Baseline - Tr1 |  | System | Commercial | 01-ALC-AllCommercial-IntLight | 0 |  |  |  |  | 27.6532 | 13.1897 | 0 | 0 | 0 | 14.4636 | 83.5202 |  | kWh | 0.017351 | 0 | Commercial | [7 empty] | 15 | 0.78 |  |  |  | 0 | 25.4745 | 0 | 0 | 0 | 0 | 0 | 0 | 0 | 0 | 0 | 0 | 2009 Qtr 1: 0; 2009 Qtr 2: 0; 2009 Qtr 3: 0; 2009 Qtr 4: 25.4745; 2010 Qtr 1: 0; 2010 Qtr 2: 0; 2010 Qtr 3: 0; 2010 Qtr 4: 0; 2011 Qtr 1: 0; 2011 Qtr 2: 0; 2011 Qtr 3: 0; 2011 Qtr 4: 0 | 25.4745
0 | 234207-Lighting-8 Ft T-8 with Elec Ballast-Tr1 |  | System | Commercial | 01-ALC-AllCommercial-IntLight | 0 |  |  |  |  | 35.6901 | 21.9828 | 0 | 0 | 0 | 13.7073 | 45.8368 |  | kWh | 0.0098893 | 0 | Commercial | [7 empty] | 15 | 0.78 |  |  |  | 0 | 3.6392 | 0 | 0 | 0 | 0 | 0 | 0 | 0 | 0 | 0 | 0 | 2009 Qtr 1: 0; 2009 Qtr 2: 0; 2009 Qtr 3: 0; 2009 Qtr 4: 3.6392; 2010 Qtr 1: 0; 2010 Qtr 2: 0; 2010 Qtr 3: 0; 2010 Qtr 4: 0; 2011 Qtr 1: 0; 2011 Qtr 2: 0; 2011 Qtr 3: 0; 2011 Qtr 4: 0 | 3.6392
0 | 234306-Lighting-Remove 8 Ft Lamp (De-Lamp) - Tr1 |  | System | Commercial | 23-RTL-Retail–SingleStorylarge-LIT_INT | 0 |  |  |  |  | 28.4369 | 27.4785 | 0 | 0 | 0 | 0.95836 | 366.7521 |  | kWh | 0.077777 | 0 | Commercial | [7 empty] | 15 | 0.77 |  |  |  | 0 | 3.6392 | 0 | 0 | 0 | 0 | 0 | 0 | 0 | 0 | 0 | 0 | 2009 Qtr 1: 0; 2009 Qtr 2: 0; 2009 Qtr 3: 0; 2009 Qtr 4: 3.6392; 2010 Qtr 1: 0; 2010 Qtr 2: 0; 2010 Qtr 3: 0; 2010 Qtr 4: 0; 2011 Qtr 1: 0; 2011 Qtr 2: 0; 2011 Qtr 3: 0; 2011 Qtr 4: 0 | 3.6392
0 | 234285-Lighting-Occpncy Snsr-Hi-Bay integrated Snsr-Tr1 |  | System | Commercial | 01-ALC-AllCommercial-IntLight | 0 |  |  |  |  | 221.2703 | 95.5 | 0 | 0 | 0 | 125.7703 | 2503.6304 |  | kWh | 0.48559 | 0 | Commercial | [7 empty] | 8 | 0.84 |  |  |  | 0 | 9 | 0 | 0 | 0 | 0 | 0 | 0 | 0 | 0 | 0 | 0 | 2009 Qtr 1: 0; 2009 Qtr 2: 0; 2009 Qtr 3: 0; 2009 Qtr 4: 9; 2010 Qtr 1: 0; 2010 Qtr 2: 0; 2010 Qtr 3: 0; 2010 Qtr 4: 0; 2011 Qtr 1: 0; 2011 Qtr 2: 0; 2011 Qtr 3: 0; 2011 Qtr 4: 0 | 9
0 | 234084-Refrigeration -Cooler/Freezer Door Gaskets - Solid Doors: Cooler |  | System | Commercial | 09-GRO-Grocery-REFG | 0 |  |  |  |  | 2.2498 | 4 | 0 | 0 | 0 | -1.7502 | 104.55 |  | kWh | 0.01195 | 0 | Commercial | [7 empty] | 4 | 0.76 |  |  |  | 0 | 34 | 0 | 0 | 0 | 0 | 0 | 0 | 0 | 0 | 0 | 0 | 2009 Qtr 1: 0; 2009 Qtr 2: 0; 2009 Qtr 3: 0; 2009 Qtr 4: 34; 2010 Qtr 1: 0; 2010 Qtr 2: 0; 2010 Qtr 3: 0; 2010 Qtr 4: 0; 2011 Qtr 1: 0; 2011 Qtr 2: 0; 2011 Qtr 3: 0; 2011 Qtr 4: 0 | 34
0 | 234330-Premium T8 with T12 40 Watt Baseline - Tr1 |  | System | Commercial | 01-ALC-AllCommercial-IntLight | 0 |  |  |  |  | 27.6532 | 13.1897 | 0 | 0 | 0 | 14.4636 | 83.5202 |  | kWh | 0.017351 | 0 | Commercial | [7 empty] | 15 | 0.78 |  |  |  | 0 | 29.1137 | 0 | 0 | 0 | 0 | 0 | 0 | 0 | 0 | 0 | 0 | 2009 Qtr 1: 0; 2009 Qtr 2: 0; 2009 Qtr 3: 29.1137; 2009 Qtr 4: 0; 2010 Qtr 1: 0; 2010 Qtr 2: 0; 2010 Qtr 3: 0; 2010 Qtr 4: 0; 2011 Qtr 1: 0; 2011 Qtr 2: 0; 2011 Qtr 3: 0; 2011 Qtr 4: 0 | 29.1137
0 | 234303-Lighting-Remove 4 Ft Lamp (De-Lamp) - Tr1 |  | System | Commercial | [6 empty] | 12.3596 | 16.4871 | 0 | 0 | 0 | -4.1275 | 137.2559 |  | 0 | 0.026384 | -2.5676 | Commercial |  | Winter Only | [5 empty] | 15 | 0.77 |  |  |  | 0 | 7.2784 | 0 | 0 | 0 | 0 | 0 | 0 | 0 | 0 | 0 | 0 | 2009 Qtr 1: 0; 2009 Qtr 2: 0; 2009 Qtr 3: 7.2784; 2009 Qtr 4: 0; 2010 Qtr 1: 0; 2010 Qtr 2: 0; 2010 Qtr 3: 0; 2010 Qtr 4: 0; 2011 Qtr 1: 0; 2011 Qtr 2: 0; 2011 Qtr 3: 0; 2011 Qtr 4: 0 | 7.2784
0 | 234330-Premium T8 with T12 40 Watt Baseline - Tr1 |  | System | Commercial | 01-ALC-AllCommercial-IntLight | 0 |  |  |  |  | 27.6532 | 13.1897 | 0 | 0 | 0 | 14.4636 | 83.5202 |  | kWh | 0.017351 | 0 | Commercial | [7 empty] | 15 | 0.78 |  |  |  | 0 | 50.9489 | 0 | 0 | 0 | 0 | 0 | 0 | 0 | 0 | 0 | 0 | 2009 Qtr 1: 0; 2009 Qtr 2: 0; 2009 Qtr 3: 0; 2009 Qtr 4: 50.9489; 2010 Qtr 1: 0; 2010 Qtr 2: 0; 2010 Qtr 3: 0; 2010 Qtr 4: 0; 2011 Qtr 1: 0; 2011 Qtr 2: 0; 2011 Qtr 3: 0; 2011 Qtr 4: 0 | 50.9489
0 | 234303-Lighting-Remove 4 Ft Lamp (De-Lamp) - Tr1 |  | System | Commercial | [6 empty] | 12.3596 | 16.4871 | 0 | 0 | 0 | -4.1275 | 137.2559 |  | 0 | 0.026384 | -2.5676 | Commercial |  | Winter Only | [5 empty] | 15 | 0.77 |  |  |  | 0 | 31.8431 | 0 | 0 | 0 | 0 | 0 | 0 | 0 | 0 | 0 | 0 | 2009 Qtr 1: 0; 2009 Qtr 2: 0; 2009 Qtr 3: 0; 2009 Qtr 4: 31.8431; 2010 Qtr 1: 0; 2010 Qtr 2: 0; 2010 Qtr 3: 0; 2010 Qtr 4: 0; 2011 Qtr 1: 0; 2011 Qtr 2: 0; 2011 Qtr 3: 0; 2011 Qtr 4: 0 | 31.8431
0 | 234084-Refrigeration -Cooler/Freezer Door Gaskets - Solid Doors: Cooler |  | System | Commercial | 09-GRO-Grocery-REFG | 0 |  |  |  |  | 2.2498 | 4 | 0 | 0 | 0 | -1.7502 | 104.55 |  | kWh | 0.01195 | 0 | Commercial | [7 empty] | 4 | 0.76 |  |  |  | 0 | 200 | 0 | 0 | 0 | 0 | 0 | 0 | 0 | 0 | 0 | 0 | 2009 Qtr 1: 0; 2009 Qtr 2: 0; 2009 Qtr 3: 0; 2009 Qtr 4: 200; 2010 Qtr 1: 0; 2010 Qtr 2: 0; 2010 Qtr 3: 0; 2010 Qtr 4: 0; 2011 Qtr 1: 0; 2011 Qtr 2: 0; 2011 Qtr 3: 0; 2011 Qtr 4: 0 | 200
0 | 234330-Premium T8 with T12 40 Watt Baseline - Tr1 |  | System | Commercial | 01-ALC-AllCommercial-IntLight | 0 |  |  |  |  | 27.6532 | 13.1897 | 0 | 0 | 0 | 14.4636 | 83.5202 |  | kWh | 0.017351 | 0 | Commercial | [7 empty] | 15 | 0.78 |  |  |  | 0 | 45.4901 | 0 | 0 | 0 | 0 | 0 | 0 | 0 | 0 | 0 | 0 | 2009 Qtr 1: 0; 2009 Qtr 2: 0; 2009 Qtr 3: 0; 2009 Qtr 4: 45.4901; 2010 Qtr 1: 0; 2010 Qtr 2: 0; 2010 Qtr 3: 0; 2010 Qtr 4: 0; 2011 Qtr 1: 0; 2011 Qtr 2: 0; 2011 Qtr 3: 0; 2011 Qtr 4: 0 | 45.4901
0 | 234207-Lighting-8 Ft T-8 with Elec Ballast-Tr1 |  | System | Commercial | 01-ALC-AllCommercial-IntLight | 0 |  |  |  |  | 35.6901 | 21.9828 | 0 | 0 | 0 | 13.7073 | 45.8368 |  | kWh | 0.0098893 | 0 | Commercial | [7 empty] | 15 | 0.78 |  |  |  | 0 | 3.6392 | 0 | 0 | 0 | 0 | 0 | 0 | 0 | 0 | 0 | 0 | 2009 Qtr 1: 0; 2009 Qtr 2: 0; 2009 Qtr 3: 0; 2009 Qtr 4: 3.6392; 2010 Qtr 1: 0; 2010 Qtr 2: 0; 2010 Qtr 3: 0; 2010 Qtr 4: 0; 2011 Qtr 1: 0; 2011 Qtr 2: 0; 2011 Qtr 3: 0; 2011 Qtr 4: 0 | 3.6392
0 | 234303-Lighting-Remove 4 Ft Lamp (De-Lamp) - Tr1 |  | System | Commercial | [6 empty] | 12.3596 | 16.4871 | 0 | 0 | 0 | -4.1275 | 137.2559 |  | 0 | 0.026384 | -2.5676 | Commercial |  | Winter Only | [5 empty] | 15 | 0.77 |  |  |  | 0 | 5.4588 | 0 | 0 | 0 | 0 | 0 | 0 | 0 | 0 | 0 | 0 | 2009 Qtr 1: 0; 2009 Qtr 2: 0; 2009 Qtr 3: 0; 2009 Qtr 4: 5.4588; 2010 Qtr 1: 0; 2010 Qtr 2: 0; 2010 Qtr 3: 0; 2010 Qtr 4: 0; 2011 Qtr 1: 0; 2011 Qtr 2: 0; 2011 Qtr 3: 0; 2011 Qtr 4: 0 | 5.4588
0 | 234306-Lighting-Remove 8 Ft Lamp (De-Lamp) - Tr1 |  | System | Commercial | 23-RTL-Retail–SingleStorylarge-LIT_INT | 0 |  |  |  |  | 28.4369 | 27.4785 | 0 | 0 | 0 | 0.95836 | 366.7521 |  | kWh | 0.077777 | 0 | Commercial | [7 empty] | 15 | 0.77 |  |  |  | 0 | 3.6392 | 0 | 0 | 0 | 0 | 0 | 0 | 0 | 0 | 0 | 0 | 2009 Qtr 1: 0; 2009 Qtr 2: 0; 2009 Qtr 3: 0; 2009 Qtr 4: 3.6392; 2010 Qtr 1: 0; 2010 Qtr 2: 0; 2010 Qtr 3: 0; 2010 Qtr 4: 0; 2011 Qtr 1: 0; 2011 Qtr 2: 0; 2011 Qtr 3: 0; 2011 Qtr 4: 0 | 3.6392
0 | 234285-Lighting-Occpncy Snsr-Hi-Bay integrated Snsr-Tr1 |  | System | Commercial | 01-ALC-AllCommercial-IntLight | 0 |  |  |  |  | 221.2703 | 95.5 | 0 | 0 | 0 | 125.7703 | 2503.6304 |  | kWh | 0.48559 | 0 | Commercial | [7 empty] | 8 | 0.84 |  |  |  | 0 | 13 | 0 | 0 | 0 | 0 | 0 | 0 | 0 | 0 | 0 | 0 | 2009 Qtr 1: 0; 2009 Qtr 2: 0; 2009 Qtr 3: 0; 2009 Qtr 4: 13; 2010 Qtr 1: 0; 2010 Qtr 2: 0; 2010 Qtr 3: 0; 2010 Qtr 4: 0; 2011 Qtr 1: 0; 2011 Qtr 2: 0; 2011 Qtr 3: 0; 2011 Qtr 4: 0 | 13
0 | 234312-Lighting-Screw in 14-26 Watt Lamp - Tr1 |  | System | Commercial | [6 empty] | 9.3196 | 10.3931 | 0 | 0 | 0 | -1.0734 | 194.1729 |  | 0 | 0.038993 | -2.6224 | Commercial |  | Annual | [5 empty] | 2.47 | 0.81 |  |  |  | 0 | 1.3471 | 0 | 0 | 0 | 0 | 0 | 0 | 0 | 0 | 0 | 0 | 2009 Qtr 1: 0; 2009 Qtr 2: 0; 2009 Qtr 3: 1.3471; 2009 Qtr 4: 0; 2010 Qtr 1: 0; 2010 Qtr 2: 0; 2010 Qtr 3: 0; 2010 Qtr 4: 0; 2011 Qtr 1: 0; 2011 Qtr 2: 0; 2011 Qtr 3: 0; 2011 Qtr 4: 0 | 1.3471
0 | 234330-Premium T8 with T12 40 Watt Baseline - Tr1 |  | System | Commercial | 01-ALC-AllCommercial-IntLight | 0 |  |  |  |  | 27.6532 | 13.1897 | 0 | 0 | 0 | 14.4636 | 83.5202 |  | kWh | 0.017351 | 0 | Commercial | [7 empty] | 15 | 0.78 |  |  |  | 0 | 16.3764 | 0 | 0 | 0 | 0 | 0 | 0 | 0 | 0 | 0 | 0 | 2009 Qtr 1: 0; 2009 Qtr 2: 0; 2009 Qtr 3: 16.3764; 2009 Qtr 4: 0; 2010 Qtr 1: 0; 2010 Qtr 2: 0; 2010 Qtr 3: 0; 2010 Qtr 4: 0; 2011 Qtr 1: 0; 2011 Qtr 2: 0; 2011 Qtr 3: 0; 2011 Qtr 4: 0 | 16.3764
0 | 234303-Lighting-Remove 4 Ft Lamp (De-Lamp) - Tr1 |  | System | Commercial | [6 empty] | 12.3596 | 16.4871 | 0 | 0 | 0 | -4.1275 | 137.2559 |  | 0 | 0.026384 | -2.5676 | Commercial |  | Winter Only | [5 empty] | 15 | 0.77 |  |  |  | 0 | 1.8196 | 0 | 0 | 0 | 0 | 0 | 0 | 0 | 0 | 0 | 0 | 2009 Qtr 1: 0; 2009 Qtr 2: 0; 2009 Qtr 3: 1.8196; 2009 Qtr 4: 0; 2010 Qtr 1: 0; 2010 Qtr 2: 0; 2010 Qtr 3: 0; 2010 Qtr 4: 0; 2011 Qtr 1: 0; 2011 Qtr 2: 0; 2011 Qtr 3: 0; 2011 Qtr 4: 0 | 1.8196
0 | 234330-Premium T8 with T12 40 Watt Baseline - Tr1 |  | System | Commercial | 01-ALC-AllCommercial-IntLight | 0 |  |  |  |  | 27.6532 | 13.1897 | 0 | 0 | 0 | 14.4636 | 83.5202 |  | kWh | 0.017351 | 0 | Commercial | [7 empty] | 15 | 0.78 |  |  |  | 0 | 65.5058 | 0 | 0 | 0 | 0 | 0 | 0 | 0 | 0 | 0 | 0 | 2009 Qtr 1: 0; 2009 Qtr 2: 0; 2009 Qtr 3: 65.5058; 2009 Qtr 4: 0; 2010 Qtr 1: 0; 2010 Qtr 2: 0; 2010 Qtr 3: 0; 2010 Qtr 4: 0; 2011 Qtr 1: 0; 2011 Qtr 2: 0; 2011 Qtr 3: 0; 2011 Qtr 4: 0 | 65.5058
0 | 234285-Lighting-Occpncy Snsr-Hi-Bay integrated Snsr-Tr1 |  | System | Commercial | 01-ALC-AllCommercial-IntLight | 0 |  |  |  |  | 221.2703 | 95.5 | 0 | 0 | 0 | 125.7703 | 2503.6304 |  | kWh | 0.48559 | 0 | Commercial | [7 empty] | 8 | 0.84 |  |  |  | 0 | 6 | 0 | 0 | 0 | 0 | 0 | 0 | 0 | 0 | 0 | 0 | 2009 Qtr 1: 0; 2009 Qtr 2: 0; 2009 Qtr 3: 6; 2009 Qtr 4: 0; 2010 Qtr 1: 0; 2010 Qtr 2: 0; 2010 Qtr 3: 0; 2010 Qtr 4: 0; 2011 Qtr 1: 0; 2011 Qtr 2: 0; 2011 Qtr 3: 0; 2011 Qtr 4: 0 | 6
0 | 234330-Premium T8 with T12 40 Watt Baseline - Tr1 |  | System | Commercial | 01-ALC-AllCommercial-IntLight | 0 |  |  |  |  | 27.6532 | 13.1897 | 0 | 0 | 0 | 14.4636 | 83.5202 |  | kWh | 0.017351 | 0 | Commercial | [7 empty] | 15 | 0.78 |  |  |  | 0 | 29.1137 | 0 | 0 | 0 | 0 | 0 | 0 | 0 | 0 | 0 | 0 | 2009 Qtr 1: 0; 2009 Qtr 2: 0; 2009 Qtr 3: 29.1137; 2009 Qtr 4: 0; 2010 Qtr 1: 0; 2010 Qtr 2: 0; 2010 Qtr 3: 0; 2010 Qtr 4: 0; 2011 Qtr 1: 0; 2011 Qtr 2: 0; 2011 Qtr 3: 0; 2011 Qtr 4: 0 | 29.1137
0 | 234285-Lighting-Occpncy Snsr-Hi-Bay integrated Snsr-Tr1 |  | System | Commercial | 01-ALC-AllCommercial-IntLight | 0 |  |  |  |  | 221.2703 | 95.5 | 0 | 0 | 0 | 125.7703 | 2503.6304 |  | kWh | 0.48559 | 0 | Commercial | [7 empty] | 8 | 0.84 |  |  |  | 0 | 8 | 0 | 0 | 0 | 0 | 0 | 0 | 0 | 0 | 0 | 0 | 2009 Qtr 1: 0; 2009 Qtr 2: 0; 2009 Qtr 3: 8; 2009 Qtr 4: 0; 2010 Qtr 1: 0; 2010 Qtr 2: 0; 2010 Qtr 3: 0; 2010 Qtr 4: 0; 2011 Qtr 1: 0; 2011 Qtr 2: 0; 2011 Qtr 3: 0; 2011 Qtr 4: 0 | 8
0 | 234285-Lighting-Occpncy Snsr-Hi-Bay integrated Snsr-Tr1 |  | System | Commercial | 01-ALC-AllCommercial-IntLight | 0 |  |  |  |  | 221.2703 | 95.5 | 0 | 0 | 0 | 125.7703 | 2503.6304 |  | kWh | 0.48559 | 0 | Commercial | [7 empty] | 8 | 0.84 |  |  |  | 0 | 99 | 0 | 0 | 0 | 0 | 0 | 0 | 0 | 0 | 0 | 0 | 2009 Qtr 1: 0; 2009 Qtr 2: 0; 2009 Qtr 3: 0; 2009 Qtr 4: 99; 2010 Qtr 1: 0; 2010 Qtr 2: 0; 2010 Qtr 3: 0; 2010 Qtr 4: 0; 2011 Qtr 1: 0; 2011 Qtr 2: 0; 2011 Qtr 3: 0; 2011 Qtr 4: 0 | 99
0 | 234312-Lighting-Screw in 14-26 Watt Lamp - Tr1 |  | System | Commercial | [6 empty] | 9.3196 | 10.3931 | 0 | 0 | 0 | -1.0734 | 194.1729 |  | 0 | 0.038993 | -2.6224 | Commercial |  | Annual | [5 empty] | 2.47 | 0.81 |  |  |  | 0 | 1.3471 | 0 | 0 | 0 | 0 | 0 | 0 | 0 | 0 | 0 | 0 | 2009 Qtr 1: 0; 2009 Qtr 2: 0; 2009 Qtr 3: 1.3471; 2009 Qtr 4: 0; 2010 Qtr 1: 0; 2010 Qtr 2: 0; 2010 Qtr 3: 0; 2010 Qtr 4: 0; 2011 Qtr 1: 0; 2011 Qtr 2: 0; 2011 Qtr 3: 0; 2011 Qtr 4: 0 | 1.3471
0 | 234330-Premium T8 with T12 40 Watt Baseline - Tr1 |  | System | Commercial | 01-ALC-AllCommercial-IntLight | 0 |  |  |  |  | 27.6532 | 13.1897 | 0 | 0 | 0 | 14.4636 | 83.5202 |  | kWh | 0.017351 | 0 | Commercial | [7 empty] | 15 | 0.78 |  |  |  | 0 | 9.098 | 0 | 0 | 0 | 0 | 0 | 0 | 0 | 0 | 0 | 0 | 2009 Qtr 1: 0; 2009 Qtr 2: 0; 2009 Qtr 3: 9.098; 2009 Qtr 4: 0; 2010 Qtr 1: 0; 2010 Qtr 2: 0; 2010 Qtr 3: 0; 2010 Qtr 4: 0; 2011 Qtr 1: 0; 2011 Qtr 2: 0; 2011 Qtr 3: 0; 2011 Qtr 4: 0 | 9.098
0 | 234303-Lighting-Remove 4 Ft Lamp (De-Lamp) - Tr1 |  | System | Commercial | [6 empty] | 12.3596 | 16.4871 | 0 | 0 | 0 | -4.1275 | 137.2559 |  | 0 | 0.026384 | -2.5676 | Commercial |  | Winter Only | [5 empty] | 15 | 0.77 |  |  |  | 0 | 1.8196 | 0 | 0 | 0 | 0 | 0 | 0 | 0 | 0 | 0 | 0 | 2009 Qtr 1: 0; 2009 Qtr 2: 0; 2009 Qtr 3: 1.8196; 2009 Qtr 4: 0; 2010 Qtr 1: 0; 2010 Qtr 2: 0; 2010 Qtr 3: 0; 2010 Qtr 4: 0; 2011 Qtr 1: 0; 2011 Qtr 2: 0; 2011 Qtr 3: 0; 2011 Qtr 4: 0 | 1.8196
0 | 234331-Premium T8 with T12 40 Watt Baseline - Tr2 |  | System | Commercial | 01-ALC-AllCommercial-IntLight | 0 |  |  |  |  | 27.653 | 9.8923 | 0 | 0 | 0 | 17.7607 | 58.062 |  | kWh | 0.017133 | 0 | Commercial | [7 empty] | 15 | 0.78 |  |  |  | 0 | 26.3843 | 0 | 0 | 0 | 0 | 0 | 0 | 0 | 0 | 0 | 0 | 2009 Qtr 1: 0; 2009 Qtr 2: 0; 2009 Qtr 3: 0; 2009 Qtr 4: 26.3843; 2010 Qtr 1: 0; 2010 Qtr 2: 0; 2010 Qtr 3: 0; 2010 Qtr 4: 0; 2011 Qtr 1: 0; 2011 Qtr 2: 0; 2011 Qtr 3: 0; 2011 Qtr 4: 0 | 26.3843
0 | 234304-Lighting-Remove 4 Ft Lamp (De-Lamp) - Tr2 |  | System | Commercial | [6 empty] | 12.3587 | 12.3653 | 0 | 0 | 0 | -0.0066231 | 137.2559 |  | 0 | 0.026384 | -2.5676 | Commercial | [7 empty] | 15 | 0.77 |  |  |  | 0 | 19.1058 | 0 | 0 | 0 | 0 | 0 | 0 | 0 | 0 | 0 | 0 | 2009 Qtr 1: 0; 2009 Qtr 2: 0; 2009 Qtr 3: 0; 2009 Qtr 4: 19.1058; 2010 Qtr 1: 0; 2010 Qtr 2: 0; 2010 Qtr 3: 0; 2010 Qtr 4: 0; 2011 Qtr 1: 0; 2011 Qtr 2: 0; 2011 Qtr 3: 0; 2011 Qtr 4: 0 | 19.1058
0 | 234332-Premium T8 with T12 40 Watt Baseline - Tr3 |  | System | Commercial | 01-ALC-AllCommercial-IntLight | 0 |  |  |  |  | 13.9591 | 7.1444 | 0 | 0 | 0 | 6.8147 | 44.0947 |  | kWh | 0.016509 | 0 | Commercial | [7 empty] | 15 | 0.78 |  |  |  | 0 | 100.0782 | 0 | 0 | 0 | 0 | 0 | 0 | 0 | 0 | 0 | 0 | 2009 Qtr 1: 0; 2009 Qtr 2: 0; 2009 Qtr 3: 0; 2009 Qtr 4: 100.0782; 2010 Qtr 1: 0; 2010 Qtr 2: 0; 2010 Qtr 3: 0; 2010 Qtr 4: 0; 2011 Qtr 1: 0; 2011 Qtr 2: 0; 2011 Qtr 3: 0; 2011 Qtr 4: 0 | 100.0782
0 | 234305-Lighting-Remove 4 Ft Lamp (De-Lamp) - Tr3 |  | System | Commercial | 01-ALC-AllCommercial-IntLight | 0 |  |  |  |  | 28.1828 | 8.7931 | 0 | 0 | 0 | 19.3897 | 129.7131 |  | kWh | 0.050038 | 0 | Commercial | [7 empty] | 15 | 0.77 |  |  |  | 0 | 52.7685 | 0 | 0 | 0 | 0 | 0 | 0 | 0 | 0 | 0 | 0 | 2009 Qtr 1: 0; 2009 Qtr 2: 0; 2009 Qtr 3: 0; 2009 Qtr 4: 52.7685; 2010 Qtr 1: 0; 2010 Qtr 2: 0; 2010 Qtr 3: 0; 2010 Qtr 4: 0; 2011 Qtr 1: 0; 2011 Qtr 2: 0; 2011 Qtr 3: 0; 2011 Qtr 4: 0 | 52.7685
0 | 234287-Lighting-Occpncy Snsr-Hi-Bay integrated Snsr-Tr3 |  | System | Commercial | 01-ALC-AllCommercial-IntLight | 0 |  |  |  |  | 221.1826 | 95.5 | 0 | 0 | 0 | 125.6826 | 1661 |  | kWh | 0.39312 | 0 | Commercial | [7 empty] | 8 | 0.84 |  |  |  | 0 | 7 | 0 | 0 | 0 | 0 | 0 | 0 | 0 | 0 | 0 | 0 | 2009 Qtr 1: 0; 2009 Qtr 2: 0; 2009 Qtr 3: 0; 2009 Qtr 4: 7; 2010 Qtr 1: 0; 2010 Qtr 2: 0; 2010 Qtr 3: 0; 2010 Qtr 4: 0; 2011 Qtr 1: 0; 2011 Qtr 2: 0; 2011 Qtr 3: 0; 2011 Qtr 4: 0 | 7
0 | 234330-Premium T8 with T12 40 Watt Baseline - Tr1 |  | System | Commercial | 01-ALC-AllCommercial-IntLight | 0 |  |  |  |  | 27.6532 | 13.1897 | 0 | 0 | 0 | 14.4636 | 83.5202 |  | kWh | 0.017351 | 0 | Commercial | [7 empty] | 15 | 0.78 |  |  |  | 0 | 65.5058 | 0 | 0 | 0 | 0 | 0 | 0 | 0 | 0 | 0 | 0 | 2009 Qtr 1: 0; 2009 Qtr 2: 0; 2009 Qtr 3: 0; 2009 Qtr 4: 65.5058; 2010 Qtr 1: 0; 2010 Qtr 2: 0; 2010 Qtr 3: 0; 2010 Qtr 4: 0; 2011 Qtr 1: 0; 2011 Qtr 2: 0; 2011 Qtr 3: 0; 2011 Qtr 4: 0 | 65.5058
0 | 234285-Lighting-Occpncy Snsr-Hi-Bay integrated Snsr-Tr1 |  | System | Commercial | 01-ALC-AllCommercial-IntLight | 0 |  |  |  |  | 221.2703 | 95.5 | 0 | 0 | 0 | 125.7703 | 2503.6304 |  | kWh | 0.48559 | 0 | Commercial | [7 empty] | 8 | 0.84 |  |  |  | 0 | 19 | 0 | 0 | 0 | 0 | 0 | 0 | 0 | 0 | 0 | 0 | 2009 Qtr 1: 0; 2009 Qtr 2: 0; 2009 Qtr 3: 0; 2009 Qtr 4: 19; 2010 Qtr 1: 0; 2010 Qtr 2: 0; 2010 Qtr 3: 0; 2010 Qtr 4: 0; 2011 Qtr 1: 0; 2011 Qtr 2: 0; 2011 Qtr 3: 0; 2011 Qtr 4: 0 | 19
0 | 234312-Lighting-Screw in 14-26 Watt Lamp - Tr1 |  | System | Commercial | [6 empty] | 9.3196 | 0 | 0 | 0 | 0 | 9.3196 | 0 |  | 0 | 0 | 0 | Commercial |  | Annual | [5 empty] | 2.47 | 0.81 |  |  |  | 0 | 0.67353 | 0 | 0 | 0 | 0 | 0 | 0 | 0 | 0 | 0 | 0 | 2009 Qtr 1: 0; 2009 Qtr 2: 0; 2009 Qtr 3: 0; 2009 Qtr 4: 0.67353; 2010 Qtr 1: 0; 2010 Qtr 2: 0; 2010 Qtr 3: 0; 2010 Qtr 4: 0; 2011 Qtr 1: 0; 2011 Qtr 2: 0; 2011 Qtr 3: 0; 2011 Qtr 4: 0 | 0.67353
0 | 234324-Lighting-Ceramic Metal Halide Fixture - Tr1 |  | System | Commercial | 23-RTL-Retail–SingleStorylarge-LIT_INT | 0 |  |  |  |  | 214.3555 | 90 | 0 | 0 | 0 | 124.3555 | 484.848 |  | kWh | 0.10472 | 0 | Commercial | [7 empty] | 15 | 0.77 |  |  |  | 0 | 31 | 0 | 0 | 0 | 0 | 0 | 0 | 0 | 0 | 0 | 0 | 2009 Qtr 1: 0; 2009 Qtr 2: 0; 2009 Qtr 3: 0; 2009 Qtr 4: 31; 2010 Qtr 1: 0; 2010 Qtr 2: 0; 2010 Qtr 3: 0; 2010 Qtr 4: 0; 2011 Qtr 1: 0; 2011 Qtr 2: 0; 2011 Qtr 3: 0; 2011 Qtr 4: 0 | 31
0 | 234312-Lighting-Screw in 14-26 Watt Lamp - Tr1 |  | System | Commercial | [6 empty] | 9.3196 | 10.3931 | 0 | 0 | 0 | -1.0734 | 194.1729 |  | 0 | 0.038993 | -2.6224 | Commercial |  | Annual | [5 empty] | 2.47 | 0.81 |  |  |  | 0 | 37.0439 | 0 | 0 | 0 | 0 | 0 | 0 | 0 | 0 | 0 | 0 | 2009 Qtr 1: 37.0439; 2009 Qtr 2: 0; 2009 Qtr 3: 0; 2009 Qtr 4: 0; 2010 Qtr 1: 0; 2010 Qtr 2: 0; 2010 Qtr 3: 0; 2010 Qtr 4: 0; 2011 Qtr 1: 0; 2011 Qtr 2: 0; 2011 Qtr 3: 0; 2011 Qtr 4: 0 | 37.0439
0 | 234330-Premium T8 with T12 40 Watt Baseline - Tr1 |  | System | Commercial | 01-ALC-AllCommercial-IntLight | 0 |  |  |  |  | 27.6532 | 13.1897 | 0 | 0 | 0 | 14.4636 | 83.5202 |  | kWh | 0.017351 | 0 | Commercial | [7 empty] | 15 | 0.78 |  |  |  | 0 | 249.2858 | 0 | 0 | 0 | 0 | 0 | 0 | 0 | 0 | 0 | 0 | 2009 Qtr 1: 249.2858; 2009 Qtr 2: 0; 2009 Qtr 3: 0; 2009 Qtr 4: 0; 2010 Qtr 1: 0; 2010 Qtr 2: 0; 2010 Qtr 3: 0; 2010 Qtr 4: 0; 2011 Qtr 1: 0; 2011 Qtr 2: 0; 2011 Qtr 3: 0; 2011 Qtr 4: 0 | 249.2858
0 | 234303-Lighting-Remove 4 Ft Lamp (De-Lamp) - Tr1 |  | System | Commercial | [6 empty] | 12.3596 | 16.4871 | 0 | 0 | 0 | -4.1275 | 137.2559 |  | 0 | 0.026384 | -2.5676 | Commercial |  | Winter Only | [5 empty] | 15 | 0.77 |  |  |  | 0 | 223.8113 | 0 | 0 | 0 | 0 | 0 | 0 | 0 | 0 | 0 | 0 | 2009 Qtr 1: 223.8113; 2009 Qtr 2: 0; 2009 Qtr 3: 0; 2009 Qtr 4: 0; 2010 Qtr 1: 0; 2010 Qtr 2: 0; 2010 Qtr 3: 0; 2010 Qtr 4: 0; 2011 Qtr 1: 0; 2011 Qtr 2: 0; 2011 Qtr 3: 0; 2011 Qtr 4: 0 | 223.8113
0 | 234285-Lighting-Occpncy Snsr-Hi-Bay integrated Snsr-Tr1 |  | System | Commercial | 01-ALC-AllCommercial-IntLight | 0 |  |  |  |  | 221.2703 | 95.5 | 0 | 0 | 0 | 125.7703 | 2503.6304 |  | kWh | 0.48559 | 0 | Commercial | [7 empty] | 8 | 0.84 |  |  |  | 0 | 19 | 0 | 0 | 0 | 0 | 0 | 0 | 0 | 0 | 0 | 0 | 2009 Qtr 1: 0; 2009 Qtr 2: 0; 2009 Qtr 3: 19; 2009 Qtr 4: 0; 2010 Qtr 1: 0; 2010 Qtr 2: 0; 2010 Qtr 3: 0; 2010 Qtr 4: 0; 2011 Qtr 1: 0; 2011 Qtr 2: 0; 2011 Qtr 3: 0; 2011 Qtr 4: 0 | 19
0 | 234331-Premium T8 with T12 40 Watt Baseline - Tr2 |  | System | Commercial | 01-ALC-AllCommercial-IntLight | 0 |  |  |  |  | 27.653 | 9.8923 | 0 | 0 | 0 | 17.7607 | 58.062 |  | kWh | 0.017133 | 0 | Commercial | [7 empty] | 15 | 0.78 |  |  |  | 0 | 23.6549 | 0 | 0 | 0 | 0 | 0 | 0 | 0 | 0 | 0 | 0 | 2009 Qtr 1: 0; 2009 Qtr 2: 0; 2009 Qtr 3: 0; 2009 Qtr 4: 23.6549; 2010 Qtr 1: 0; 2010 Qtr 2: 0; 2010 Qtr 3: 0; 2010 Qtr 4: 0; 2011 Qtr 1: 0; 2011 Qtr 2: 0; 2011 Qtr 3: 0; 2011 Qtr 4: 0 | 23.6549
0 | 234304-Lighting-Remove 4 Ft Lamp (De-Lamp) - Tr2 |  | System | Commercial | [6 empty] | 12.3587 | 0 | 0 | 0 | 0 | 12.3587 | 0 |  | 0 | 0 | 0 | Commercial | [7 empty] | 15 | 0.77 |  |  |  | 0 | 0.9098 | 0 | 0 | 0 | 0 | 0 | 0 | 0 | 0 | 0 | 0 | 2009 Qtr 1: 0; 2009 Qtr 2: 0; 2009 Qtr 3: 0; 2009 Qtr 4: 0.9098; 2010 Qtr 1: 0; 2010 Qtr 2: 0; 2010 Qtr 3: 0; 2010 Qtr 4: 0; 2011 Qtr 1: 0; 2011 Qtr 2: 0; 2011 Qtr 3: 0; 2011 Qtr 4: 0 | 0.9098
0 | 234360-Lighting-IntrHiByLnrFlscntFxtr244wrplc400w(TrI)Tr1 |  | System | Commercial | [6 empty] | 282.4319 | 153.8404 | 0 | 0 | 0 | 128.5914 | 0 |  | 0 | 0.224 | -7.1132 | Commercial |  | Winter Only | [5 empty] | 15 | 0.78 |  |  |  | 0 | 13.6505 | 0 | 0 | 0 | 0 | 0 | 0 | 0 | 0 | 0 | 0 | 2009 Qtr 1: 13.6505; 2009 Qtr 2: 0; 2009 Qtr 3: 0; 2009 Qtr 4: 0; 2010 Qtr 1: 0; 2010 Qtr 2: 0; 2010 Qtr 3: 0; 2010 Qtr 4: 0; 2011 Qtr 1: 0; 2011 Qtr 2: 0; 2011 Qtr 3: 0; 2011 Qtr 4: 0 | 13.6505
0 | 234363-Lighting-IntrHiByLnrFlscntFxt360wrplc400w(TrII)Tr1 |  | System | Commercial | 01-ALC-AllCommercial-IntLight | 0 |  |  |  |  | 369.2171 | 66.6642 | 0 | 0 | 0 | 302.5529 | 345.6024 |  | kWh | 0.095222 | 0 | Commercial | [7 empty] | 15 | 0.78 |  |  |  | 0 | 17.5507 | 0 | 0 | 0 | 0 | 0 | 0 | 0 | 0 | 0 | 0 | 2009 Qtr 1: 17.5507; 2009 Qtr 2: 0; 2009 Qtr 3: 0; 2009 Qtr 4: 0; 2010 Qtr 1: 0; 2010 Qtr 2: 0; 2010 Qtr 3: 0; 2010 Qtr 4: 0; 2011 Qtr 1: 0; 2011 Qtr 2: 0; 2011 Qtr 3: 0; 2011 Qtr 4: 0 | 17.5507
0 | 234285-Lighting-Occpncy Snsr-Hi-Bay integrated Snsr-Tr1 |  | System | Commercial | 01-ALC-AllCommercial-IntLight | 0 |  |  |  |  | 221.2703 | 95.5 | 0 | 0 | 0 | 125.7703 | 2503.6304 |  | kWh | 0.48559 | 0 | Commercial | [7 empty] | 8 | 0.84 |  |  |  | 0 | 32 | 0 | 0 | 0 | 0 | 0 | 0 | 0 | 0 | 0 | 0 | 2009 Qtr 1: 32; 2009 Qtr 2: 0; 2009 Qtr 3: 0; 2009 Qtr 4: 0; 2010 Qtr 1: 0; 2010 Qtr 2: 0; 2010 Qtr 3: 0; 2010 Qtr 4: 0; 2011 Qtr 1: 0; 2011 Qtr 2: 0; 2011 Qtr 3: 0; 2011 Qtr 4: 0 | 32
0 | 234084-Refrigeration -Cooler/Freezer Door Gaskets - Solid Doors: Cooler |  | System | Commercial | 09-GRO-Grocery-REFG | 0 |  |  |  |  | 2.2498 | 4.0166 | 0 | 0 | 0 | -1.7668 | 104.55 |  | kWh | 0.01195 | 0 | Commercial | [7 empty] | 4 | 0.76 |  |  |  | 0 | 130 | 0 | 0 | 0 | 0 | 0 | 0 | 0 | 0 | 0 | 0 | 2009 Qtr 1: 0; 2009 Qtr 2: 0; 2009 Qtr 3: 130; 2009 Qtr 4: 0; 2010 Qtr 1: 0; 2010 Qtr 2: 0; 2010 Qtr 3: 0; 2010 Qtr 4: 0; 2011 Qtr 1: 0; 2011 Qtr 2: 0; 2011 Qtr 3: 0; 2011 Qtr 4: 0 | 130
0 | 234067-Refrigeration - Food Service -Auto Closer for Main Cooler Doors |  | System | Commercial | 09-GRO-Grocery-REFG | 0 |  |  |  |  | 382.5103 | 0 | 0 | 0 | 0 | 382.5103 | 0 |  | kWh | 0 | 0 | Commercial |  | Annual | [5 empty] | 8 | 0.7 |  |  |  | 0 | 1 | 0 | 0 | 0 | 0 | 0 | 0 | 0 | 0 | 0 | 0 | 2009 Qtr 1: 0; 2009 Qtr 2: 0; 2009 Qtr 3: 1; 2009 Qtr 4: 0; 2010 Qtr 1: 0; 2010 Qtr 2: 0; 2010 Qtr 3: 0; 2010 Qtr 4: 0; 2011 Qtr 1: 0; 2011 Qtr 2: 0; 2011 Qtr 3: 0; 2011 Qtr 4: 0 | 1
0 | 234330-Premium T8 with T12 40 Watt Baseline - Tr1 |  | System | Commercial | 01-ALC-AllCommercial-IntLight | 0 |  |  |  |  | 27.6532 | 13.1897 | 0 | 0 | 0 | 14.4636 | 83.5202 |  | kWh | 0.017351 | 0 | Commercial | [7 empty] | 15 | 0.78 |  |  |  | 0 | 7.2784 | 0 | 0 | 0 | 0 | 0 | 0 | 0 | 0 | 0 | 0 | 2009 Qtr 1: 0; 2009 Qtr 2: 0; 2009 Qtr 3: 0; 2009 Qtr 4: 7.2784; 2010 Qtr 1: 0; 2010 Qtr 2: 0; 2010 Qtr 3: 0; 2010 Qtr 4: 0; 2011 Qtr 1: 0; 2011 Qtr 2: 0; 2011 Qtr 3: 0; 2011 Qtr 4: 0 | 7.2784
0 | 234285-Lighting-Occpncy Snsr-Hi-Bay integrated Snsr-Tr1 |  | System | Commercial | 01-ALC-AllCommercial-IntLight | 0 |  |  |  |  | 221.2703 | 95.5 | 0 | 0 | 0 | 125.7703 | 2503.6304 |  | kWh | 0.48559 | 0 | Commercial | [7 empty] | 8 | 0.84 |  |  |  | 0 | 3 | 0 | 0 | 0 | 0 | 0 | 0 | 0 | 0 | 0 | 0 | 2009 Qtr 1: 0; 2009 Qtr 2: 0; 2009 Qtr 3: 0; 2009 Qtr 4: 3; 2010 Qtr 1: 0; 2010 Qtr 2: 0; 2010 Qtr 3: 0; 2010 Qtr 4: 0; 2011 Qtr 1: 0; 2011 Qtr 2: 0; 2011 Qtr 3: 0; 2011 Qtr 4: 0 | 3
0 | 234360-Lighting-IntrHiByLnrFlscntFxtr244wrplc400w(TrI)Tr1 |  | System | Commercial | [6 empty] | 282.4319 | 153.8404 | 0 | 0 | 0 | 128.5914 | 0 |  | 0 | 0.224 | -7.1132 | Commercial |  | Winter Only | [5 empty] | 15 | 0.78 |  |  |  | 0 | 2.9251 | 0 | 0 | 0 | 0 | 0 | 0 | 0 | 0 | 0 | 0 | 2009 Qtr 1: 0; 2009 Qtr 2: 0; 2009 Qtr 3: 0; 2009 Qtr 4: 2.9251; 2010 Qtr 1: 0; 2010 Qtr 2: 0; 2010 Qtr 3: 0; 2010 Qtr 4: 0; 2011 Qtr 1: 0; 2011 Qtr 2: 0; 2011 Qtr 3: 0; 2011 Qtr 4: 0 | 2.9251
0 | 234312-Lighting-Screw in 14-26 Watt Lamp - Tr1 |  | System | Commercial | [6 empty] | 9.3196 | 10.3931 | 0 | 0 | 0 | -1.0734 | 194.1729 |  | 0 | 0.038993 | -2.6224 | Commercial |  | Annual | [5 empty] | 2.47 | 0.81 |  |  |  | 0 | 2.0206 | 0 | 0 | 0 | 0 | 0 | 0 | 0 | 0 | 0 | 0 | 2009 Qtr 1: 2.0206; 2009 Qtr 2: 0; 2009 Qtr 3: 0; 2009 Qtr 4: 0; 2010 Qtr 1: 0; 2010 Qtr 2: 0; 2010 Qtr 3: 0; 2010 Qtr 4: 0; 2011 Qtr 1: 0; 2011 Qtr 2: 0; 2011 Qtr 3: 0; 2011 Qtr 4: 0 | 2.0206
0 | 234309-Lighting-Screw in >27 Watt Lamp - Tr1 |  | System | Commercial | 18-OFS-Office–Small-IntLight | 0 |  |  |  |  | 10.7915 | 11.8778 | 0 | 0 | 0 | -1.0863 | 366.8636 |  | kWh | 0.056754 | 0 | Commercial | [7 empty] | 2.04 | 0.81 |  |  |  | 0 | 10.1029 | 0 | 0 | 0 | 0 | 0 | 0 | 0 | 0 | 0 | 0 | 2009 Qtr 1: 10.1029; 2009 Qtr 2: 0; 2009 Qtr 3: 0; 2009 Qtr 4: 0; 2010 Qtr 1: 0; 2010 Qtr 2: 0; 2010 Qtr 3: 0; 2010 Qtr 4: 0; 2011 Qtr 1: 0; 2011 Qtr 2: 0; 2011 Qtr 3: 0; 2011 Qtr 4: 0 | 10.1029
0 | 234330-Premium T8 with T12 40 Watt Baseline - Tr1 |  | System | Commercial | 01-ALC-AllCommercial-IntLight | 0 |  |  |  |  | 27.6532 | 13.1897 | 0 | 0 | 0 | 14.4636 | 83.5202 |  | kWh | 0.017351 | 0 | Commercial | [7 empty] | 15 | 0.78 |  |  |  | 0 | 4.549 | 0 | 0 | 0 | 0 | 0 | 0 | 0 | 0 | 0 | 0 | 2009 Qtr 1: 4.549; 2009 Qtr 2: 0; 2009 Qtr 3: 0; 2009 Qtr 4: 0; 2010 Qtr 1: 0; 2010 Qtr 2: 0; 2010 Qtr 3: 0; 2010 Qtr 4: 0; 2011 Qtr 1: 0; 2011 Qtr 2: 0; 2011 Qtr 3: 0; 2011 Qtr 4: 0 | 4.549
0 | 234303-Lighting-Remove 4 Ft Lamp (De-Lamp) - Tr1 |  | System | Commercial | [6 empty] | 12.3596 | 16.4871 | 0 | 0 | 0 | -4.1275 | 137.2559 |  | 0 | 0.026384 | -2.5676 | Commercial |  | Winter Only | [5 empty] | 15 | 0.77 |  |  |  | 0 | 3.6392 | 0 | 0 | 0 | 0 | 0 | 0 | 0 | 0 | 0 | 0 | 2009 Qtr 1: 3.6392; 2009 Qtr 2: 0; 2009 Qtr 3: 0; 2009 Qtr 4: 0; 2010 Qtr 1: 0; 2010 Qtr 2: 0; 2010 Qtr 3: 0; 2010 Qtr 4: 0; 2011 Qtr 1: 0; 2011 Qtr 2: 0; 2011 Qtr 3: 0; 2011 Qtr 4: 0 | 3.6392
0 | 234340-Lighting-Intr HiBy Lnr FlrscntFxtr600w rplc>400Tr1 |  | System | Commercial | [6 empty] | 660.6362 | 0 | 0 | 0 | 0 | 660.6362 | 0 |  | 0 | 0 | 0 | Commercial |  | Winter Only | [5 empty] | 15 | 0.77 |  |  |  | 0 | 0.97504 | 0 | 0 | 0 | 0 | 0 | 0 | 0 | 0 | 0 | 0 | 2009 Qtr 1: 0.97504; 2009 Qtr 2: 0; 2009 Qtr 3: 0; 2009 Qtr 4: 0; 2010 Qtr 1: 0; 2010 Qtr 2: 0; 2010 Qtr 3: 0; 2010 Qtr 4: 0; 2011 Qtr 1: 0; 2011 Qtr 2: 0; 2011 Qtr 3: 0; 2011 Qtr 4: 0 | 0.97504
0 | 234369-Lighting-Occpncy Snsr-Wll/Cl Mnt Lght Snsr<500-Tr1 |  | System | Commercial | 01-ALC-AllCommercial-IntLight | 0 |  |  |  |  | 141 | 35.5 | 0 | 0 | 0 | 105.5 | 334 |  | kWh | 0 | 0 | Commercial | [7 empty] | 8 | 0.84 |  |  |  | 0 | 2 | 0 | 0 | 0 | 0 | 0 | 0 | 0 | 0 | 0 | 0 | 2009 Qtr 1: 2; 2009 Qtr 2: 0; 2009 Qtr 3: 0; 2009 Qtr 4: 0; 2010 Qtr 1: 0; 2010 Qtr 2: 0; 2010 Qtr 3: 0; 2010 Qtr 4: 0; 2011 Qtr 1: 0; 2011 Qtr 2: 0; 2011 Qtr 3: 0; 2011 Qtr 4: 0 | 2
0 | 234285-Lighting-Occpncy Snsr-Hi-Bay integrated Snsr-Tr1 |  | System | Commercial | 01-ALC-AllCommercial-IntLight | 0 |  |  |  |  | 221.2703 | 95.5 | 0 | 0 | 0 | 125.7703 | 2503.6304 |  | kWh | 0.48559 | 0 | Commercial | [7 empty] | 8 | 0.84 |  |  |  | 0 | 4 | 0 | 0 | 0 | 0 | 0 | 0 | 0 | 0 | 0 | 0 | 2009 Qtr 1: 4; 2009 Qtr 2: 0; 2009 Qtr 3: 0; 2009 Qtr 4: 0; 2010 Qtr 1: 0; 2010 Qtr 2: 0; 2010 Qtr 3: 0; 2010 Qtr 4: 0; 2011 Qtr 1: 0; 2011 Qtr 2: 0; 2011 Qtr 3: 0; 2011 Qtr 4: 0 | 4
0 | 234331-Premium T8 with T12 40 Watt Baseline - Tr2 |  | System | Commercial | 01-ALC-AllCommercial-IntLight | 0 |  |  |  |  | 27.653 | 9.8923 | 0 | 0 | 0 | 17.7607 | 58.062 |  | kWh | 0.017133 | 0 | Commercial | [7 empty] | 15 | 0.78 |  |  |  | 0 | 14.5568 | 0 | 0 | 0 | 0 | 0 | 0 | 0 | 0 | 0 | 0 | 2009 Qtr 1: 0; 2009 Qtr 2: 0; 2009 Qtr 3: 0; 2009 Qtr 4: 14.5568; 2010 Qtr 1: 0; 2010 Qtr 2: 0; 2010 Qtr 3: 0; 2010 Qtr 4: 0; 2011 Qtr 1: 0; 2011 Qtr 2: 0; 2011 Qtr 3: 0; 2011 Qtr 4: 0 | 14.5568
0 | 234361-Lighting-IntrHiByLnrFlscntFxtr244wrplc400w(TrI)Tr2 |  | System | Commercial | 01-ALC-AllCommercial-IntLight | 0 |  |  |  |  | 327.8836 | 115.3803 | 0 | 0 | 0 | 212.5033 | 698.8643 |  | kWh | 0.2203 | 0 | Commercial | [7 empty] | 15 | 0.78 |  |  |  | 0 | 2.9251 | 0 | 0 | 0 | 0 | 0 | 0 | 0 | 0 | 0 | 0 | 2009 Qtr 1: 0; 2009 Qtr 2: 0; 2009 Qtr 3: 0; 2009 Qtr 4: 2.9251; 2010 Qtr 1: 0; 2010 Qtr 2: 0; 2010 Qtr 3: 0; 2010 Qtr 4: 0; 2011 Qtr 1: 0; 2011 Qtr 2: 0; 2011 Qtr 3: 0; 2011 Qtr 4: 0 | 2.9251
0 | 234286-Lighting-Occpncy Snsr-Hi-Bay integrated Snsr-Tr2 |  | System | Commercial | 01-ALC-AllCommercial-IntLight | 0 |  |  |  |  | 221.37 | 95.5 | 0 | 0 | 0 | 125.87 | 1499.5759 |  | kWh | 0.47213 | 0 | Commercial | [7 empty] | 8 | 0.84 |  |  |  | 0 | 3 | 0 | 0 | 0 | 0 | 0 | 0 | 0 | 0 | 0 | 0 | 2009 Qtr 1: 0; 2009 Qtr 2: 0; 2009 Qtr 3: 0; 2009 Qtr 4: 3; 2010 Qtr 1: 0; 2010 Qtr 2: 0; 2010 Qtr 3: 0; 2010 Qtr 4: 0; 2011 Qtr 1: 0; 2011 Qtr 2: 0; 2011 Qtr 3: 0; 2011 Qtr 4: 0 | 3
0 | 234304-Lighting-Remove 4 Ft Lamp (De-Lamp) - Tr2 |  | System | Commercial | [6 empty] | 12.3587 | 12.3653 | 0 | 0 | 0 | -0.0066231 | 137.2559 |  | 0 | 0.026384 | -2.5676 | Commercial | [7 empty] | 15 | 0.77 |  |  |  | 0 | 14.5568 | 0 | 0 | 0 | 0 | 0 | 0 | 0 | 0 | 0 | 0 | 2009 Qtr 1: 0; 2009 Qtr 2: 0; 2009 Qtr 3: 0; 2009 Qtr 4: 14.5568; 2010 Qtr 1: 0; 2010 Qtr 2: 0; 2010 Qtr 3: 0; 2010 Qtr 4: 0; 2011 Qtr 1: 0; 2011 Qtr 2: 0; 2011 Qtr 3: 0; 2011 Qtr 4: 0 | 14.5568
0 | 234148-Premium T8 with T12 40 Watt Baseline |  | System | Commercial | 18-OFS-Office–Small-IntLight | 0 |  |  |  |  | 27.6544 | 13.1897 | 0 | 0 | 0 | 14.4647 | 94.2079 |  | kWh | 0.016987 | 0 | Commercial | [7 empty] | 15 | 0.78 |  |  |  | 0 | 43.6705 | 0 | 0 | 0 | 0 | 0 | 0 | 0 | 0 | 0 | 0 | 2009 Qtr 1: 0; 2009 Qtr 2: 0; 2009 Qtr 3: 0; 2009 Qtr 4: 43.6705; 2010 Qtr 1: 0; 2010 Qtr 2: 0; 2010 Qtr 3: 0; 2010 Qtr 4: 0; 2011 Qtr 1: 0; 2011 Qtr 2: 0; 2011 Qtr 3: 0; 2011 Qtr 4: 0 | 43.6705
0 | 234053-Lighting-Remove 4 Ft Lamp (De-Lamp) |  | System | Commercial | 18-OFS-Office–Small-IntLight | 0 |  |  |  |  | 24.7307 | 16.4871 | 0 | 0 | 0 | 8.2436 | 78.8486 |  | kWh | 0.050805 | 0 | Commercial | [7 empty] | 15 | 0.77 |  |  |  | 0 | 14.5568 | 0 | 0 | 0 | 0 | 0 | 0 | 0 | 0 | 0 | 0 | 2009 Qtr 1: 0; 2009 Qtr 2: 0; 2009 Qtr 3: 0; 2009 Qtr 4: 14.5568; 2010 Qtr 1: 0; 2010 Qtr 2: 0; 2010 Qtr 3: 0; 2010 Qtr 4: 0; 2011 Qtr 1: 0; 2011 Qtr 2: 0; 2011 Qtr 3: 0; 2011 Qtr 4: 0 | 14.5568
0 | 234331-Premium T8 with T12 40 Watt Baseline - Tr2 |  | System | Commercial | 01-ALC-AllCommercial-IntLight | 0 |  |  |  |  | 27.653 | 9.8923 | 0 | 0 | 0 | 17.7607 | 58.062 |  | kWh | 0.017133 | 0 | Commercial | [7 empty] | 15 | 0.78 |  |  |  | 0 | 10.9176 | 0 | 0 | 0 | 0 | 0 | 0 | 0 | 0 | 0 | 0 | 2009 Qtr 1: 0; 2009 Qtr 2: 0; 2009 Qtr 3: 0; 2009 Qtr 4: 10.9176; 2010 Qtr 1: 0; 2010 Qtr 2: 0; 2010 Qtr 3: 0; 2010 Qtr 4: 0; 2011 Qtr 1: 0; 2011 Qtr 2: 0; 2011 Qtr 3: 0; 2011 Qtr 4: 0 | 10.9176
0 | 234304-Lighting-Remove 4 Ft Lamp (De-Lamp) - Tr2 |  | System | Commercial | [6 empty] | 12.3587 | 12.3653 | 0 | 0 | 0 | -0.0066231 | 137.2559 |  | 0 | 0.026384 | -2.5676 | Commercial | [7 empty] | 15 | 0.77 |  |  |  | 0 | 10.9176 | 0 | 0 | 0 | 0 | 0 | 0 | 0 | 0 | 0 | 0 | 2009 Qtr 1: 0; 2009 Qtr 2: 0; 2009 Qtr 3: 0; 2009 Qtr 4: 10.9176; 2010 Qtr 1: 0; 2010 Qtr 2: 0; 2010 Qtr 3: 0; 2010 Qtr 4: 0; 2011 Qtr 1: 0; 2011 Qtr 2: 0; 2011 Qtr 3: 0; 2011 Qtr 4: 0 | 10.9176
0 | 234331-Premium T8 with T12 40 Watt Baseline - Tr2 |  | System | Commercial | 01-ALC-AllCommercial-IntLight | 0 |  |  |  |  | 27.653 | 9.8923 | 0 | 0 | 0 | 17.7607 | 58.062 |  | kWh | 0.017133 | 0 | Commercial | [7 empty] | 15 | 0.78 |  |  |  | 0 | 12.7372 | 0 | 0 | 0 | 0 | 0 | 0 | 0 | 0 | 0 | 0 | 2009 Qtr 1: 0; 2009 Qtr 2: 0; 2009 Qtr 3: 0; 2009 Qtr 4: 12.7372; 2010 Qtr 1: 0; 2010 Qtr 2: 0; 2010 Qtr 3: 0; 2010 Qtr 4: 0; 2011 Qtr 1: 0; 2011 Qtr 2: 0; 2011 Qtr 3: 0; 2011 Qtr 4: 0 | 12.7372
0 | 234304-Lighting-Remove 4 Ft Lamp (De-Lamp) - Tr2 |  | System | Commercial | [6 empty] | 12.3587 | 12.3653 | 0 | 0 | 0 | -0.0066231 | 137.2559 |  | 0 | 0.026384 | -2.5676 | Commercial | [7 empty] | 15 | 0.77 |  |  |  | 0 | 12.7372 | 0 | 0 | 0 | 0 | 0 | 0 | 0 | 0 | 0 | 0 | 2009 Qtr 1: 0; 2009 Qtr 2: 0; 2009 Qtr 3: 0; 2009 Qtr 4: 12.7372; 2010 Qtr 1: 0; 2010 Qtr 2: 0; 2010 Qtr 3: 0; 2010 Qtr 4: 0; 2011 Qtr 1: 0; 2011 Qtr 2: 0; 2011 Qtr 3: 0; 2011 Qtr 4: 0 | 12.7372
0 | 234331-Premium T8 with T12 40 Watt Baseline - Tr2 |  | System | Commercial | 01-ALC-AllCommercial-IntLight | 0 |  |  |  |  | 27.653 | 9.8923 | 0 | 0 | 0 | 17.7607 | 58.062 |  | kWh | 0.017133 | 0 | Commercial | [7 empty] | 15 | 0.78 |  |  |  | 0 | 22.7451 | 0 | 0 | 0 | 0 | 0 | 0 | 0 | 0 | 0 | 0 | 2009 Qtr 1: 0; 2009 Qtr 2: 0; 2009 Qtr 3: 0; 2009 Qtr 4: 22.7451; 2010 Qtr 1: 0; 2010 Qtr 2: 0; 2010 Qtr 3: 0; 2010 Qtr 4: 0; 2011 Qtr 1: 0; 2011 Qtr 2: 0; 2011 Qtr 3: 0; 2011 Qtr 4: 0 | 22.7451
0 | 234304-Lighting-Remove 4 Ft Lamp (De-Lamp) - Tr2 |  | System | Commercial | [6 empty] | 12.3587 | 12.3653 | 0 | 0 | 0 | -0.0066231 | 137.2559 |  | 0 | 0.026384 | -2.5676 | Commercial | [7 empty] | 15 | 0.77 |  |  |  | 0 | 22.7451 | 0 | 0 | 0 | 0 | 0 | 0 | 0 | 0 | 0 | 0 | 2009 Qtr 1: 0; 2009 Qtr 2: 0; 2009 Qtr 3: 0; 2009 Qtr 4: 22.7451; 2010 Qtr 1: 0; 2010 Qtr 2: 0; 2010 Qtr 3: 0; 2010 Qtr 4: 0; 2011 Qtr 1: 0; 2011 Qtr 2: 0; 2011 Qtr 3: 0; 2011 Qtr 4: 0 | 22.7451
0 | 234330-Premium T8 with T12 40 Watt Baseline - Tr1 |  | System | Commercial | 01-ALC-AllCommercial-IntLight | 0 |  |  |  |  | 27.6532 | 13.1897 | 0 | 0 | 0 | 14.4636 | 83.5202 |  | kWh | 0.017351 | 0 | Commercial | [7 empty] | 15 | 0.78 |  |  |  | 0 | 121.9135 | 0 | 0 | 0 | 0 | 0 | 0 | 0 | 0 | 0 | 0 | 2009 Qtr 1: 0; 2009 Qtr 2: 0; 2009 Qtr 3: 121.9135; 2009 Qtr 4: 0; 2010 Qtr 1: 0; 2010 Qtr 2: 0; 2010 Qtr 3: 0; 2010 Qtr 4: 0; 2011 Qtr 1: 0; 2011 Qtr 2: 0; 2011 Qtr 3: 0; 2011 Qtr 4: 0 | 121.9135
0 | 234303-Lighting-Remove 4 Ft Lamp (De-Lamp) - Tr1 |  | System | Commercial | [6 empty] | 12.3596 | 16.4871 | 0 | 0 | 0 | -4.1275 | 137.2559 |  | 0 | 0.026384 | -2.5676 | Commercial |  | Winter Only | [5 empty] | 15 | 0.77 |  |  |  | 0 | 7.2784 | 0 | 0 | 0 | 0 | 0 | 0 | 0 | 0 | 0 | 0 | 2009 Qtr 1: 0; 2009 Qtr 2: 0; 2009 Qtr 3: 7.2784; 2009 Qtr 4: 0; 2010 Qtr 1: 0; 2010 Qtr 2: 0; 2010 Qtr 3: 0; 2010 Qtr 4: 0; 2011 Qtr 1: 0; 2011 Qtr 2: 0; 2011 Qtr 3: 0; 2011 Qtr 4: 0 | 7.2784
0 | 234285-Lighting-Occpncy Snsr-Hi-Bay integrated Snsr-Tr1 |  | System | Commercial | 01-ALC-AllCommercial-IntLight | 0 |  |  |  |  | 221.2703 | 95.5 | 0 | 0 | 0 | 125.7703 | 2503.6304 |  | kWh | 0.48559 | 0 | Commercial | [7 empty] | 8 | 0.84 |  |  |  | 0 | 30 | 0 | 0 | 0 | 0 | 0 | 0 | 0 | 0 | 0 | 0 | 2009 Qtr 1: 0; 2009 Qtr 2: 0; 2009 Qtr 3: 30; 2009 Qtr 4: 0; 2010 Qtr 1: 0; 2010 Qtr 2: 0; 2010 Qtr 3: 0; 2010 Qtr 4: 0; 2011 Qtr 1: 0; 2011 Qtr 2: 0; 2011 Qtr 3: 0; 2011 Qtr 4: 0 | 30
0 | 234330-Premium T8 with T12 40 Watt Baseline - Tr1 |  | System | Commercial | 01-ALC-AllCommercial-IntLight | 0 |  |  |  |  | 27.6532 | 13.1897 | 0 | 0 | 0 | 14.4636 | 83.5202 |  | kWh | 0.017351 | 0 | Commercial | [7 empty] | 15 | 0.78 |  |  |  | 0 | 10.9176 | 0 | 0 | 0 | 0 | 0 | 0 | 0 | 0 | 0 | 0 | 2009 Qtr 1: 0; 2009 Qtr 2: 0; 2009 Qtr 3: 10.9176; 2009 Qtr 4: 0; 2010 Qtr 1: 0; 2010 Qtr 2: 0; 2010 Qtr 3: 0; 2010 Qtr 4: 0; 2011 Qtr 1: 0; 2011 Qtr 2: 0; 2011 Qtr 3: 0; 2011 Qtr 4: 0 | 10.9176
0 | 234285-Lighting-Occpncy Snsr-Hi-Bay integrated Snsr-Tr1 |  | System | Commercial | 01-ALC-AllCommercial-IntLight | 0 |  |  |  |  | 221.2703 | 95.5 | 0 | 0 | 0 | 125.7703 | 2503.6304 |  | kWh | 0.48559 | 0 | Commercial | [7 empty] | 8 | 0.84 |  |  |  | 0 | 24 | 0 | 0 | 0 | 0 | 0 | 0 | 0 | 0 | 0 | 0 | 2009 Qtr 1: 0; 2009 Qtr 2: 0; 2009 Qtr 3: 24; 2009 Qtr 4: 0; 2010 Qtr 1: 0; 2010 Qtr 2: 0; 2010 Qtr 3: 0; 2010 Qtr 4: 0; 2011 Qtr 1: 0; 2011 Qtr 2: 0; 2011 Qtr 3: 0; 2011 Qtr 4: 0 | 24
0 | 234362-Lighting-IntrHiByLnrFlscntFxtr244wrplc400w(TrI)Tr3 |  | System | Commercial | 01-ALC-AllCommercial-IntLight | 0 |  |  |  |  | 324.5054 | 81.5354 | 0 | 0 | 0 | 242.97 | 442.2298 |  | kWh | 0.19237 | 0 | Commercial | [7 empty] | 15 | 0.78 |  |  |  | 0 | 21.4508 | 0 | 0 | 0 | 0 | 0 | 0 | 0 | 0 | 0 | 0 | 2009 Qtr 1: 0; 2009 Qtr 2: 0; 2009 Qtr 3: 21.4508; 2009 Qtr 4: 0; 2010 Qtr 1: 0; 2010 Qtr 2: 0; 2010 Qtr 3: 0; 2010 Qtr 4: 0; 2011 Qtr 1: 0; 2011 Qtr 2: 0; 2011 Qtr 3: 0; 2011 Qtr 4: 0 | 21.4508
0 | 234287-Lighting-Occpncy Snsr-Hi-Bay integrated Snsr-Tr3 |  | System | Commercial | 01-ALC-AllCommercial-IntLight | 0 |  |  |  |  | 221.1826 | 95.5 | 0 | 0 | 0 | 125.6826 | 1661 |  | kWh | 0.39312 | 0 | Commercial | [7 empty] | 8 | 0.84 |  |  |  | 0 | 22 | 0 | 0 | 0 | 0 | 0 | 0 | 0 | 0 | 0 | 0 | 2009 Qtr 1: 0; 2009 Qtr 2: 0; 2009 Qtr 3: 22; 2009 Qtr 4: 0; 2010 Qtr 1: 0; 2010 Qtr 2: 0; 2010 Qtr 3: 0; 2010 Qtr 4: 0; 2011 Qtr 1: 0; 2011 Qtr 2: 0; 2011 Qtr 3: 0; 2011 Qtr 4: 0 | 22
0 | 234286-Lighting-Occpncy Snsr-Hi-Bay integrated Snsr-Tr2 |  | System | Commercial | 01-ALC-AllCommercial-IntLight | 0 |  |  |  |  | 221.37 | 95.5 | 0 | 0 | 0 | 125.87 | 1499.5759 |  | kWh | 0.47213 | 0 | Commercial | [7 empty] | 8 | 0.84 |  |  |  | 0 | 14 | 0 | 0 | 0 | 0 | 0 | 0 | 0 | 0 | 0 | 0 | 2009 Qtr 1: 0; 2009 Qtr 2: 0; 2009 Qtr 3: 14; 2009 Qtr 4: 0; 2010 Qtr 1: 0; 2010 Qtr 2: 0; 2010 Qtr 3: 0; 2010 Qtr 4: 0; 2011 Qtr 1: 0; 2011 Qtr 2: 0; 2011 Qtr 3: 0; 2011 Qtr 4: 0 | 14
0 | 234286-Lighting-Occpncy Snsr-Hi-Bay integrated Snsr-Tr2 |  | System | Commercial | 01-ALC-AllCommercial-IntLight | 0 |  |  |  |  | 221.37 | 95.5 | 0 | 0 | 0 | 125.87 | 1499.5759 |  | kWh | 0.47213 | 0 | Commercial | [7 empty] | 8 | 0.84 |  |  |  | 0 | 18 | 0 | 0 | 0 | 0 | 0 | 0 | 0 | 0 | 0 | 0 | 2009 Qtr 1: 0; 2009 Qtr 2: 0; 2009 Qtr 3: 18; 2009 Qtr 4: 0; 2010 Qtr 1: 0; 2010 Qtr 2: 0; 2010 Qtr 3: 0; 2010 Qtr 4: 0; 2011 Qtr 1: 0; 2011 Qtr 2: 0; 2011 Qtr 3: 0; 2011 Qtr 4: 0 | 18
0 | 234330-Premium T8 with T12 40 Watt Baseline - Tr1 |  | System | Commercial | 01-ALC-AllCommercial-IntLight | 0 |  |  |  |  | 27.6532 | 13.1897 | 0 | 0 | 0 | 14.4636 | 83.5202 |  | kWh | 0.017351 | 0 | Commercial | [7 empty] | 15 | 0.78 |  |  |  | 0 | 21.8353 | 0 | 0 | 0 | 0 | 0 | 0 | 0 | 0 | 0 | 0 | 2009 Qtr 1: 0; 2009 Qtr 2: 0; 2009 Qtr 3: 0; 2009 Qtr 4: 21.8353; 2010 Qtr 1: 0; 2010 Qtr 2: 0; 2010 Qtr 3: 0; 2010 Qtr 4: 0; 2011 Qtr 1: 0; 2011 Qtr 2: 0; 2011 Qtr 3: 0; 2011 Qtr 4: 0 | 21.8353
0 | 234303-Lighting-Remove 4 Ft Lamp (De-Lamp) - Tr1 |  | System | Commercial | [6 empty] | 12.3596 | 16.4871 | 0 | 0 | 0 | -4.1275 | 137.2559 |  | 0 | 0.026384 | -2.5676 | Commercial |  | Winter Only | [5 empty] | 15 | 0.77 |  |  |  | 0 | 16.3764 | 0 | 0 | 0 | 0 | 0 | 0 | 0 | 0 | 0 | 0 | 2009 Qtr 1: 0; 2009 Qtr 2: 0; 2009 Qtr 3: 0; 2009 Qtr 4: 16.3764; 2010 Qtr 1: 0; 2010 Qtr 2: 0; 2010 Qtr 3: 0; 2010 Qtr 4: 0; 2011 Qtr 1: 0; 2011 Qtr 2: 0; 2011 Qtr 3: 0; 2011 Qtr 4: 0 | 16.3764
0 | 234330-Premium T8 with T12 40 Watt Baseline - Tr1 |  | System | Commercial | 01-ALC-AllCommercial-IntLight | 0 |  |  |  |  | 27.6532 | 13.1897 | 0 | 0 | 0 | 14.4636 | 83.5202 |  | kWh | 0.017351 | 0 | Commercial | [7 empty] | 15 | 0.78 |  |  |  | 0 | 29.1137 | 0 | 0 | 0 | 0 | 0 | 0 | 0 | 0 | 0 | 0 | 2009 Qtr 1: 0; 2009 Qtr 2: 0; 2009 Qtr 3: 0; 2009 Qtr 4: 29.1137; 2010 Qtr 1: 0; 2010 Qtr 2: 0; 2010 Qtr 3: 0; 2010 Qtr 4: 0; 2011 Qtr 1: 0; 2011 Qtr 2: 0; 2011 Qtr 3: 0; 2011 Qtr 4: 0 | 29.1137
0 | 234286-Lighting-Occpncy Snsr-Hi-Bay integrated Snsr-Tr2 |  | System | Commercial | 01-ALC-AllCommercial-IntLight | 0 |  |  |  |  | 221.37 | 95.5 | 0 | 0 | 0 | 125.87 | 1499.5759 |  | kWh | 0.47213 | 0 | Commercial | [7 empty] | 8 | 0.84 |  |  |  | 0 | 85 | 0 | 0 | 0 | 0 | 0 | 0 | 0 | 0 | 0 | 0 | 2009 Qtr 1: 0; 2009 Qtr 2: 0; 2009 Qtr 3: 85; 2009 Qtr 4: 0; 2010 Qtr 1: 0; 2010 Qtr 2: 0; 2010 Qtr 3: 0; 2010 Qtr 4: 0; 2011 Qtr 1: 0; 2011 Qtr 2: 0; 2011 Qtr 3: 0; 2011 Qtr 4: 0 | 85
0 | 234286-Lighting-Occpncy Snsr-Hi-Bay integrated Snsr-Tr2 |  | System | Commercial | 01-ALC-AllCommercial-IntLight | 0 |  |  |  |  | 221.37 | 95.5 | 0 | 0 | 0 | 125.87 | 1499.5759 |  | kWh | 0.47213 | 0 | Commercial | [7 empty] | 8 | 0.84 |  |  |  | 0 | 24 | 0 | 0 | 0 | 0 | 0 | 0 | 0 | 0 | 0 | 0 | 2009 Qtr 1: 0; 2009 Qtr 2: 0; 2009 Qtr 3: 24; 2009 Qtr 4: 0; 2010 Qtr 1: 0; 2010 Qtr 2: 0; 2010 Qtr 3: 0; 2010 Qtr 4: 0; 2011 Qtr 1: 0; 2011 Qtr 2: 0; 2011 Qtr 3: 0; 2011 Qtr 4: 0 | 24
0 | 234286-Lighting-Occpncy Snsr-Hi-Bay integrated Snsr-Tr2 |  | System | Commercial | 01-ALC-AllCommercial-IntLight | 0 |  |  |  |  | 221.37 | 95.5 | 0 | 0 | 0 | 125.87 | 1499.5759 |  | kWh | 0.47213 | 0 | Commercial | [7 empty] | 8 | 0.84 |  |  |  | 0 | 14 | 0 | 0 | 0 | 0 | 0 | 0 | 0 | 0 | 0 | 0 | 2009 Qtr 1: 0; 2009 Qtr 2: 0; 2009 Qtr 3: 14; 2009 Qtr 4: 0; 2010 Qtr 1: 0; 2010 Qtr 2: 0; 2010 Qtr 3: 0; 2010 Qtr 4: 0; 2011 Qtr 1: 0; 2011 Qtr 2: 0; 2011 Qtr 3: 0; 2011 Qtr 4: 0 | 14
0 | 234286-Lighting-Occpncy Snsr-Hi-Bay integrated Snsr-Tr2 |  | System | Commercial | 01-ALC-AllCommercial-IntLight | 0 |  |  |  |  | 221.37 | 95.5 | 0 | 0 | 0 | 125.87 | 1499.5759 |  | kWh | 0.47213 | 0 | Commercial | [7 empty] | 8 | 0.84 |  |  |  | 0 | 47 | 0 | 0 | 0 | 0 | 0 | 0 | 0 | 0 | 0 | 0 | 2009 Qtr 1: 0; 2009 Qtr 2: 0; 2009 Qtr 3: 47; 2009 Qtr 4: 0; 2010 Qtr 1: 0; 2010 Qtr 2: 0; 2010 Qtr 3: 0; 2010 Qtr 4: 0; 2011 Qtr 1: 0; 2011 Qtr 2: 0; 2011 Qtr 3: 0; 2011 Qtr 4: 0 | 47
0 | 234287-Lighting-Occpncy Snsr-Hi-Bay integrated Snsr-Tr3 |  | System | Commercial | 01-ALC-AllCommercial-IntLight | 0 |  |  |  |  | 221.1826 | 95.5 | 0 | 0 | 0 | 125.6826 | 1661 |  | kWh | 0.39312 | 0 | Commercial | [7 empty] | 8 | 0.84 |  |  |  | 0 | 51 | 0 | 0 | 0 | 0 | 0 | 0 | 0 | 0 | 0 | 0 | 2009 Qtr 1: 0; 2009 Qtr 2: 0; 2009 Qtr 3: 0; 2009 Qtr 4: 51; 2010 Qtr 1: 0; 2010 Qtr 2: 0; 2010 Qtr 3: 0; 2010 Qtr 4: 0; 2011 Qtr 1: 0; 2011 Qtr 2: 0; 2011 Qtr 3: 0; 2011 Qtr 4: 0 | 51
0 | 234330-Premium T8 with T12 40 Watt Baseline - Tr1 |  | System | Commercial | 01-ALC-AllCommercial-IntLight | 0 |  |  |  |  | 27.6532 | 13.1897 | 0 | 0 | 0 | 14.4636 | 83.5202 |  | kWh | 0.017351 | 0 | Commercial | [7 empty] | 15 | 0.78 |  |  |  | 0 | 205.6153 | 0 | 0 | 0 | 0 | 0 | 0 | 0 | 0 | 0 | 0 | 2009 Qtr 1: 0; 2009 Qtr 2: 0; 2009 Qtr 3: 0; 2009 Qtr 4: 205.6153; 2010 Qtr 1: 0; 2010 Qtr 2: 0; 2010 Qtr 3: 0; 2010 Qtr 4: 0; 2011 Qtr 1: 0; 2011 Qtr 2: 0; 2011 Qtr 3: 0; 2011 Qtr 4: 0 | 205.6153
0 | 234303-Lighting-Remove 4 Ft Lamp (De-Lamp) - Tr1 |  | System | Commercial | [6 empty] | 12.3596 | 16.4871 | 0 | 0 | 0 | -4.1275 | 137.2559 |  | 0 | 0.026384 | -2.5676 | Commercial |  | Winter Only | [5 empty] | 15 | 0.77 |  |  |  | 0 | 90.9802 | 0 | 0 | 0 | 0 | 0 | 0 | 0 | 0 | 0 | 0 | 2009 Qtr 1: 0; 2009 Qtr 2: 0; 2009 Qtr 3: 0; 2009 Qtr 4: 90.9802; 2010 Qtr 1: 0; 2010 Qtr 2: 0; 2010 Qtr 3: 0; 2010 Qtr 4: 0; 2011 Qtr 1: 0; 2011 Qtr 2: 0; 2011 Qtr 3: 0; 2011 Qtr 4: 0 | 90.9802
0 | 234331-Premium T8 with T12 40 Watt Baseline - Tr2 |  | System | Commercial | 01-ALC-AllCommercial-IntLight | 0 |  |  |  |  | 27.653 | 9.8923 | 0 | 0 | 0 | 17.7607 | 58.062 |  | kWh | 0.017133 | 0 | Commercial | [7 empty] | 15 | 0.78 |  |  |  | 0 | 138.2899 | 0 | 0 | 0 | 0 | 0 | 0 | 0 | 0 | 0 | 0 | 2009 Qtr 1: 0; 2009 Qtr 2: 0; 2009 Qtr 3: 0; 2009 Qtr 4: 138.2899; 2010 Qtr 1: 0; 2010 Qtr 2: 0; 2010 Qtr 3: 0; 2010 Qtr 4: 0; 2011 Qtr 1: 0; 2011 Qtr 2: 0; 2011 Qtr 3: 0; 2011 Qtr 4: 0 | 138.2899
0 | 234286-Lighting-Occpncy Snsr-Hi-Bay integrated Snsr-Tr2 |  | System | Commercial | 01-ALC-AllCommercial-IntLight | 0 |  |  |  |  | 221.37 | 95.5 | 0 | 0 | 0 | 125.87 | 1499.5759 |  | kWh | 0.47213 | 0 | Commercial | [7 empty] | 8 | 0.84 |  |  |  | 0 | 38 | 0 | 0 | 0 | 0 | 0 | 0 | 0 | 0 | 0 | 0 | 2009 Qtr 1: 0; 2009 Qtr 2: 0; 2009 Qtr 3: 0; 2009 Qtr 4: 38; 2010 Qtr 1: 0; 2010 Qtr 2: 0; 2010 Qtr 3: 0; 2010 Qtr 4: 0; 2011 Qtr 1: 0; 2011 Qtr 2: 0; 2011 Qtr 3: 0; 2011 Qtr 4: 0 | 38
0 | 234330-Premium T8 with T12 40 Watt Baseline - Tr1 |  | System | Commercial | 01-ALC-AllCommercial-IntLight | 0 |  |  |  |  | 27.6532 | 13.1897 | 0 | 0 | 0 | 14.4636 | 83.5202 |  | kWh | 0.017351 | 0 | Commercial | [7 empty] | 15 | 0.78 |  |  |  | 0 | 216.5329 | 0 | 0 | 0 | 0 | 0 | 0 | 0 | 0 | 0 | 0 | 2009 Qtr 1: 0; 2009 Qtr 2: 0; 2009 Qtr 3: 0; 2009 Qtr 4: 216.5329; 2010 Qtr 1: 0; 2010 Qtr 2: 0; 2010 Qtr 3: 0; 2010 Qtr 4: 0; 2011 Qtr 1: 0; 2011 Qtr 2: 0; 2011 Qtr 3: 0; 2011 Qtr 4: 0 | 216.5329
0 | 234303-Lighting-Remove 4 Ft Lamp (De-Lamp) - Tr1 |  | System | Commercial | [6 empty] | 12.3596 | 16.4871 | 0 | 0 | 0 | -4.1275 | 137.2559 |  | 0 | 0.026384 | -2.5676 | Commercial |  | Winter Only | [5 empty] | 15 | 0.77 |  |  |  | 0 | 216.5329 | 0 | 0 | 0 | 0 | 0 | 0 | 0 | 0 | 0 | 0 | 2009 Qtr 1: 0; 2009 Qtr 2: 0; 2009 Qtr 3: 0; 2009 Qtr 4: 216.5329; 2010 Qtr 1: 0; 2010 Qtr 2: 0; 2010 Qtr 3: 0; 2010 Qtr 4: 0; 2011 Qtr 1: 0; 2011 Qtr 2: 0; 2011 Qtr 3: 0; 2011 Qtr 4: 0 | 216.5329
0 | 234201-Lighting-2 Ft 2nd Gen T-8 with Elec Ballast-Tr1 |  | System | Commercial | 01-ALC-AllCommercial-IntLight | 0 |  |  |  |  | 23.0819 | 10.9914 | 0 | 0 | 0 | 12.0905 | 56.0027 |  | kWh | 0.010616 | 0 | Commercial | [7 empty] | 15 | 0.78 |  |  |  | 0 | 10.9176 | 0 | 0 | 0 | 0 | 0 | 0 | 0 | 0 | 0 | 0 | 2009 Qtr 1: 0; 2009 Qtr 2: 0; 2009 Qtr 3: 0; 2009 Qtr 4: 10.9176; 2010 Qtr 1: 0; 2010 Qtr 2: 0; 2010 Qtr 3: 0; 2010 Qtr 4: 0; 2011 Qtr 1: 0; 2011 Qtr 2: 0; 2011 Qtr 3: 0; 2011 Qtr 4: 0 | 10.9176
0 | 234330-Premium T8 with T12 40 Watt Baseline - Tr1 |  | System | Commercial | 01-ALC-AllCommercial-IntLight | 0 |  |  |  |  | 27.6532 | 13.1897 | 0 | 0 | 0 | 14.4636 | 83.5202 |  | kWh | 0.017351 | 0 | Commercial | [7 empty] | 15 | 0.78 |  |  |  | 0 | 544.0617 | 0 | 0 | 0 | 0 | 0 | 0 | 0 | 0 | 0 | 0 | 2009 Qtr 1: 0; 2009 Qtr 2: 0; 2009 Qtr 3: 0; 2009 Qtr 4: 544.0617; 2010 Qtr 1: 0; 2010 Qtr 2: 0; 2010 Qtr 3: 0; 2010 Qtr 4: 0; 2011 Qtr 1: 0; 2011 Qtr 2: 0; 2011 Qtr 3: 0; 2011 Qtr 4: 0 | 544.0617
0 | 234303-Lighting-Remove 4 Ft Lamp (De-Lamp) - Tr1 |  | System | Commercial | [6 empty] | 12.3596 | 16.4871 | 0 | 0 | 0 | -4.1275 | 137.2559 |  | 0 | 0.026384 | -2.5676 | Commercial |  | Winter Only | [5 empty] | 15 | 0.77 |  |  |  | 0 | 249.2858 | 0 | 0 | 0 | 0 | 0 | 0 | 0 | 0 | 0 | 0 | 2009 Qtr 1: 0; 2009 Qtr 2: 0; 2009 Qtr 3: 0; 2009 Qtr 4: 249.2858; 2010 Qtr 1: 0; 2010 Qtr 2: 0; 2010 Qtr 3: 0; 2010 Qtr 4: 0; 2011 Qtr 1: 0; 2011 Qtr 2: 0; 2011 Qtr 3: 0; 2011 Qtr 4: 0 | 249.2858
0 | 234285-Lighting-Occpncy Snsr-Hi-Bay integrated Snsr-Tr1 |  | System | Commercial | 01-ALC-AllCommercial-IntLight | 0 |  |  |  |  | 221.2703 | 95.5 | 0 | 0 | 0 | 125.7703 | 2503.6304 |  | kWh | 0.48559 | 0 | Commercial | [7 empty] | 8 | 0.84 |  |  |  | 0 | 40 | 0 | 0 | 0 | 0 | 0 | 0 | 0 | 0 | 0 | 0 | 2009 Qtr 1: 0; 2009 Qtr 2: 0; 2009 Qtr 3: 0; 2009 Qtr 4: 40; 2010 Qtr 1: 0; 2010 Qtr 2: 0; 2010 Qtr 3: 0; 2010 Qtr 4: 0; 2011 Qtr 1: 0; 2011 Qtr 2: 0; 2011 Qtr 3: 0; 2011 Qtr 4: 0 | 40
0 | 234049-Lighting-LED Exit Sign New Sign |  | System | Commercial | 25-SCN-Storage–Conditioned-Exit | 0 |  |  |  |  | 64.8921 | 45 | 0 | 0 | 0 | 19.8921 | 351.311 |  | kWh | 0 | 0 | Commercial | [7 empty] | 16 | 0.85 |  |  |  | 0 | 5 | 0 | 0 | 0 | 0 | 0 | 0 | 0 | 0 | 0 | 0 | 2009 Qtr 1: 0; 2009 Qtr 2: 0; 2009 Qtr 3: 0; 2009 Qtr 4: 5; 2010 Qtr 1: 0; 2010 Qtr 2: 0; 2010 Qtr 3: 0; 2010 Qtr 4: 0; 2011 Qtr 1: 0; 2011 Qtr 2: 0; 2011 Qtr 3: 0; 2011 Qtr 4: 0 | 5
0 | 234084-Refrigeration -Cooler/Freezer Door Gaskets - Solid Doors: Cooler |  | System | Commercial | 09-GRO-Grocery-REFG | 0 |  |  |  |  | 2.2498 | 4.0288 | 0 | 0 | 0 | -1.779 | 104.55 |  | kWh | 0.01195 | 0 | Commercial | [7 empty] | 4 | 0.76 |  |  |  | 0 | 111 | 0 | 0 | 0 | 0 | 0 | 0 | 0 | 0 | 0 | 0 | 2009 Qtr 1: 0; 2009 Qtr 2: 0; 2009 Qtr 3: 0; 2009 Qtr 4: 111; 2010 Qtr 1: 0; 2010 Qtr 2: 0; 2010 Qtr 3: 0; 2010 Qtr 4: 0; 2011 Qtr 1: 0; 2011 Qtr 2: 0; 2011 Qtr 3: 0; 2011 Qtr 4: 0 | 111
0 | 234285-Lighting-Occpncy Snsr-Hi-Bay integrated Snsr-Tr1 |  | System | Commercial | 01-ALC-AllCommercial-IntLight | 0 |  |  |  |  | 221.2703 | 95.5 | 0 | 0 | 0 | 125.7703 | 2503.6304 |  | kWh | 0.48559 | 0 | Commercial | [7 empty] | 8 | 0.84 |  |  |  | 0 | 2 | 0 | 0 | 0 | 0 | 0 | 0 | 0 | 0 | 0 | 0 | 2009 Qtr 1: 0; 2009 Qtr 2: 0; 2009 Qtr 3: 0; 2009 Qtr 4: 2; 2010 Qtr 1: 0; 2010 Qtr 2: 0; 2010 Qtr 3: 0; 2010 Qtr 4: 0; 2011 Qtr 1: 0; 2011 Qtr 2: 0; 2011 Qtr 3: 0; 2011 Qtr 4: 0 | 2
0 | 234285-Lighting-Occpncy Snsr-Hi-Bay integrated Snsr-Tr1 |  | System | Commercial | 01-ALC-AllCommercial-IntLight | 0 |  |  |  |  | 221.2703 | 95.5 | 0 | 0 | 0 | 125.7703 | 2503.6304 |  | kWh | 0.48559 | 0 | Commercial | [7 empty] | 8 | 0.84 |  |  |  | 0 | 7 | 0 | 0 | 0 | 0 | 0 | 0 | 0 | 0 | 0 | 0 | 2009 Qtr 1: 0; 2009 Qtr 2: 0; 2009 Qtr 3: 0; 2009 Qtr 4: 7; 2010 Qtr 1: 0; 2010 Qtr 2: 0; 2010 Qtr 3: 0; 2010 Qtr 4: 0; 2011 Qtr 1: 0; 2011 Qtr 2: 0; 2011 Qtr 3: 0; 2011 Qtr 4: 0 | 7
0 | 234085-Refrigeration -Strip Curtains for Walk-ins |  | System | Commercial | 20-RFF-Restaurant–FastFood-Refrig | 0 |  |  |  |  | 10.214 | 3.0947 | 0 | 0 | 0 | 7.1193 | 465 |  | kWh | 0.053 | 0 | Commercial | [7 empty] | 4 | 0.46 |  |  |  | 0 | 19 | 0 | 0 | 0 | 0 | 0 | 0 | 0 | 0 | 0 | 0 | 2009 Qtr 1: 0; 2009 Qtr 2: 0; 2009 Qtr 3: 19; 2009 Qtr 4: 0; 2010 Qtr 1: 0; 2010 Qtr 2: 0; 2010 Qtr 3: 0; 2010 Qtr 4: 0; 2011 Qtr 1: 0; 2011 Qtr 2: 0; 2011 Qtr 3: 0; 2011 Qtr 4: 0 | 19
0 | 234084-Refrigeration -Cooler/Freezer Door Gaskets - Solid Doors: Cooler |  | System | Commercial | 09-GRO-Grocery-REFG | 0 |  |  |  |  | 2.2498 | 4.0256 | 0 | 0 | 0 | -1.7759 | 104.55 |  | kWh | 0.01195 | 0 | Commercial | [7 empty] | 4 | 0.76 |  |  |  | 0 | 131 | 0 | 0 | 0 | 0 | 0 | 0 | 0 | 0 | 0 | 0 | 2009 Qtr 1: 0; 2009 Qtr 2: 0; 2009 Qtr 3: 131; 2009 Qtr 4: 0; 2010 Qtr 1: 0; 2010 Qtr 2: 0; 2010 Qtr 3: 0; 2010 Qtr 4: 0; 2011 Qtr 1: 0; 2011 Qtr 2: 0; 2011 Qtr 3: 0; 2011 Qtr 4: 0 | 131
0 | 234067-Refrigeration - Food Service -Auto Closer for Main Cooler Doors |  | System | Commercial | 09-GRO-Grocery-REFG | 0 |  |  |  |  | 382.5103 | 103 | 0 | 0 | 0 | 279.5103 | 1075.009 |  | kWh | 0.20794 | -0.053375 | Commercial |  | Annual | [5 empty] | 8 | 0.7 |  |  |  | 0 | 1 | 0 | 0 | 0 | 0 | 0 | 0 | 0 | 0 | 0 | 0 | 2009 Qtr 1: 0; 2009 Qtr 2: 0; 2009 Qtr 3: 1; 2009 Qtr 4: 0; 2010 Qtr 1: 0; 2010 Qtr 2: 0; 2010 Qtr 3: 0; 2010 Qtr 4: 0; 2011 Qtr 1: 0; 2011 Qtr 2: 0; 2011 Qtr 3: 0; 2011 Qtr 4: 0 | 1
0 | 234330-Premium T8 with T12 40 Watt Baseline - Tr1 |  | System | Commercial | 01-ALC-AllCommercial-IntLight | 0 |  |  |  |  | 27.6532 | 13.1897 | 0 | 0 | 0 | 14.4636 | 83.5202 |  | kWh | 0.017351 | 0 | Commercial | [7 empty] | 15 | 0.78 |  |  |  | 0 | 36.3921 | 0 | 0 | 0 | 0 | 0 | 0 | 0 | 0 | 0 | 0 | 2009 Qtr 1: 0; 2009 Qtr 2: 0; 2009 Qtr 3: 0; 2009 Qtr 4: 36.3921; 2010 Qtr 1: 0; 2010 Qtr 2: 0; 2010 Qtr 3: 0; 2010 Qtr 4: 0; 2011 Qtr 1: 0; 2011 Qtr 2: 0; 2011 Qtr 3: 0; 2011 Qtr 4: 0 | 36.3921
0 | 234303-Lighting-Remove 4 Ft Lamp (De-Lamp) - Tr1 |  | System | Commercial | [6 empty] | 12.3596 | 16.4871 | 0 | 0 | 0 | -4.1275 | 137.2559 |  | 0 | 0.026384 | -2.5676 | Commercial |  | Winter Only | [5 empty] | 15 | 0.77 |  |  |  | 0 | 29.1137 | 0 | 0 | 0 | 0 | 0 | 0 | 0 | 0 | 0 | 0 | 2009 Qtr 1: 0; 2009 Qtr 2: 0; 2009 Qtr 3: 0; 2009 Qtr 4: 29.1137; 2010 Qtr 1: 0; 2010 Qtr 2: 0; 2010 Qtr 3: 0; 2010 Qtr 4: 0; 2011 Qtr 1: 0; 2011 Qtr 2: 0; 2011 Qtr 3: 0; 2011 Qtr 4: 0 | 29.1137
0 | 234330-Premium T8 with T12 40 Watt Baseline - Tr1 |  | System | Commercial | 01-ALC-AllCommercial-IntLight | 0 |  |  |  |  | 27.6532 | 13.1897 | 0 | 0 | 0 | 14.4636 | 83.5202 |  | kWh | 0.017351 | 0 | Commercial | [7 empty] | 15 | 0.78 |  |  |  | 0 | 343.9052 | 0 | 0 | 0 | 0 | 0 | 0 | 0 | 0 | 0 | 0 | 2009 Qtr 1: 0; 2009 Qtr 2: 0; 2009 Qtr 3: 0; 2009 Qtr 4: 343.9052; 2010 Qtr 1: 0; 2010 Qtr 2: 0; 2010 Qtr 3: 0; 2010 Qtr 4: 0; 2011 Qtr 1: 0; 2011 Qtr 2: 0; 2011 Qtr 3: 0; 2011 Qtr 4: 0 | 343.9052
0 | 234303-Lighting-Remove 4 Ft Lamp (De-Lamp) - Tr1 |  | System | Commercial | [6 empty] | 12.3596 | 16.4871 | 0 | 0 | 0 | -4.1275 | 137.2559 |  | 0 | 0.026384 | -2.5676 | Commercial |  | Winter Only | [5 empty] | 15 | 0.77 |  |  |  | 0 | 27.2941 | 0 | 0 | 0 | 0 | 0 | 0 | 0 | 0 | 0 | 0 | 2009 Qtr 1: 0; 2009 Qtr 2: 0; 2009 Qtr 3: 0; 2009 Qtr 4: 27.2941; 2010 Qtr 1: 0; 2010 Qtr 2: 0; 2010 Qtr 3: 0; 2010 Qtr 4: 0; 2011 Qtr 1: 0; 2011 Qtr 2: 0; 2011 Qtr 3: 0; 2011 Qtr 4: 0 | 27.2941
0 | 234085-Refrigeration -Strip Curtains for Walk-ins |  | System | Commercial | 20-RFF-Restaurant–FastFood-Refrig | 0 |  |  |  |  | 10.214 | 3.0957 | 0 | 0 | 0 | 7.1183 | 465 |  | kWh | 0.053 | 0 | Commercial | [7 empty] | 4 | 0.46 |  |  |  | 0 | 21 | 0 | 0 | 0 | 0 | 0 | 0 | 0 | 0 | 0 | 0 | 2009 Qtr 1: 0; 2009 Qtr 2: 0; 2009 Qtr 3: 21; 2009 Qtr 4: 0; 2010 Qtr 1: 0; 2010 Qtr 2: 0; 2010 Qtr 3: 0; 2010 Qtr 4: 0; 2011 Qtr 1: 0; 2011 Qtr 2: 0; 2011 Qtr 3: 0; 2011 Qtr 4: 0 | 21
0 | 234084-Refrigeration -Cooler/Freezer Door Gaskets - Solid Doors: Cooler |  | System | Commercial | 09-GRO-Grocery-REFG | 0 |  |  |  |  | 2.2498 | 4.0148 | 0 | 0 | 0 | -1.765 | 104.55 |  | kWh | 0.01195 | 0 | Commercial | [7 empty] | 4 | 0.76 |  |  |  | 0 | 103 | 0 | 0 | 0 | 0 | 0 | 0 | 0 | 0 | 0 | 0 | 2009 Qtr 1: 0; 2009 Qtr 2: 0; 2009 Qtr 3: 103; 2009 Qtr 4: 0; 2010 Qtr 1: 0; 2010 Qtr 2: 0; 2010 Qtr 3: 0; 2010 Qtr 4: 0; 2011 Qtr 1: 0; 2011 Qtr 2: 0; 2011 Qtr 3: 0; 2011 Qtr 4: 0 | 103
0 | 234067-Refrigeration - Food Service -Auto Closer for Main Cooler Doors |  | System | Commercial | 09-GRO-Grocery-REFG | 0 |  |  |  |  | 382.5103 | 103 | 0 | 0 | 0 | 279.5103 | 1075.009 |  | kWh | 0.20794 | -0.053375 | Commercial |  | Annual | [5 empty] | 8 | 0.7 |  |  |  | 0 | 1 | 0 | 0 | 0 | 0 | 0 | 0 | 0 | 0 | 0 | 0 | 2009 Qtr 1: 0; 2009 Qtr 2: 0; 2009 Qtr 3: 1; 2009 Qtr 4: 0; 2010 Qtr 1: 0; 2010 Qtr 2: 0; 2010 Qtr 3: 0; 2010 Qtr 4: 0; 2011 Qtr 1: 0; 2011 Qtr 2: 0; 2011 Qtr 3: 0; 2011 Qtr 4: 0 | 1
0 | 234126-Refrigeration - Efficient Evap Fan Motor Electronically Commutated Motor (ECM) |  | System | Commercial | 09-GRO-Grocery-REFG | 0 |  |  |  |  | 6.7904 | 150 | 0 | 0 | 0 | -143.2096 | 116.369 |  | kWh | 0.015845 | -0.11528 | Commercial |  | Annual | [5 empty] | 15 | 0.7 |  |  |  | 0 | 2 | 0 | 0 | 0 | 0 | 0 | 0 | 0 | 0 | 0 | 0 | 2009 Qtr 1: 0; 2009 Qtr 2: 0; 2009 Qtr 3: 0; 2009 Qtr 4: 2; 2010 Qtr 1: 0; 2010 Qtr 2: 0; 2010 Qtr 3: 0; 2010 Qtr 4: 0; 2011 Qtr 1: 0; 2011 Qtr 2: 0; 2011 Qtr 3: 0; 2011 Qtr 4: 0 | 2
0 | 234085-Refrigeration -Strip Curtains for Walk-ins |  | System | Commercial | 20-RFF-Restaurant–FastFood-Refrig | 0 |  |  |  |  | 10.214 | 3.0632 | 0 | 0 | 0 | 7.1508 | 465 |  | kWh | 0.053 | 0 | Commercial | [7 empty] | 4 | 0.46 |  |  |  | 0 | 37 | 0 | 0 | 0 | 0 | 0 | 0 | 0 | 0 | 0 | 0 | 2009 Qtr 1: 0; 2009 Qtr 2: 0; 2009 Qtr 3: 37; 2009 Qtr 4: 0; 2010 Qtr 1: 0; 2010 Qtr 2: 0; 2010 Qtr 3: 0; 2010 Qtr 4: 0; 2011 Qtr 1: 0; 2011 Qtr 2: 0; 2011 Qtr 3: 0; 2011 Qtr 4: 0 | 37
0 | 234084-Refrigeration -Cooler/Freezer Door Gaskets - Solid Doors: Cooler |  | System | Commercial | 09-GRO-Grocery-REFG | 0 |  |  |  |  | 2.2498 | 4.0253 | 0 | 0 | 0 | -1.7755 | 104.55 |  | kWh | 0.01195 | 0 | Commercial | [7 empty] | 4 | 0.76 |  |  |  | 0 | 90 | 0 | 0 | 0 | 0 | 0 | 0 | 0 | 0 | 0 | 0 | 2009 Qtr 1: 0; 2009 Qtr 2: 0; 2009 Qtr 3: 90; 2009 Qtr 4: 0; 2010 Qtr 1: 0; 2010 Qtr 2: 0; 2010 Qtr 3: 0; 2010 Qtr 4: 0; 2011 Qtr 1: 0; 2011 Qtr 2: 0; 2011 Qtr 3: 0; 2011 Qtr 4: 0 | 90
0 | 234085-Refrigeration -Strip Curtains for Walk-ins |  | System | Commercial | 20-RFF-Restaurant–FastFood-Refrig | 0 |  |  |  |  | 10.214 | 3.1184 | 0 | 0 | 0 | 7.0956 | 465 |  | kWh | 0.053 | 0 | Commercial | [7 empty] | 4 | 0.46 |  |  |  | 0 | 19 | 0 | 0 | 0 | 0 | 0 | 0 | 0 | 0 | 0 | 0 | 2009 Qtr 1: 0; 2009 Qtr 2: 0; 2009 Qtr 3: 19; 2009 Qtr 4: 0; 2010 Qtr 1: 0; 2010 Qtr 2: 0; 2010 Qtr 3: 0; 2010 Qtr 4: 0; 2011 Qtr 1: 0; 2011 Qtr 2: 0; 2011 Qtr 3: 0; 2011 Qtr 4: 0 | 19
0 | 234084-Refrigeration -Cooler/Freezer Door Gaskets - Solid Doors: Cooler |  | System | Commercial | 09-GRO-Grocery-REFG | 0 |  |  |  |  | 2.2498 | 4.2125 | 0 | 0 | 0 | -1.9627 | 104.55 |  | kWh | 0.01195 | 0 | Commercial | [7 empty] | 4 | 0.76 |  |  |  | 0 | 16 | 0 | 0 | 0 | 0 | 0 | 0 | 0 | 0 | 0 | 0 | 2009 Qtr 1: 0; 2009 Qtr 2: 0; 2009 Qtr 3: 16; 2009 Qtr 4: 0; 2010 Qtr 1: 0; 2010 Qtr 2: 0; 2010 Qtr 3: 0; 2010 Qtr 4: 0; 2011 Qtr 1: 0; 2011 Qtr 2: 0; 2011 Qtr 3: 0; 2011 Qtr 4: 0 | 16
0 | 234067-Refrigeration - Food Service -Auto Closer for Main Cooler Doors |  | System | Commercial | 09-GRO-Grocery-REFG | 0 |  |  |  |  | 382.5103 | 0 | 0 | 0 | 0 | 382.5103 | 0 |  | kWh | 0 | 0 | Commercial |  | Annual | [5 empty] | 8 | 0.7 |  |  |  | 0 | 1 | 0 | 0 | 0 | 0 | 0 | 0 | 0 | 0 | 0 | 0 | 2009 Qtr 1: 0; 2009 Qtr 2: 0; 2009 Qtr 3: 1; 2009 Qtr 4: 0; 2010 Qtr 1: 0; 2010 Qtr 2: 0; 2010 Qtr 3: 0; 2010 Qtr 4: 0; 2011 Qtr 1: 0; 2011 Qtr 2: 0; 2011 Qtr 3: 0; 2011 Qtr 4: 0 | 1
0 | 234084-Refrigeration -Cooler/Freezer Door Gaskets - Solid Doors: Cooler |  | System | Commercial | 09-GRO-Grocery-REFG | 0 |  |  |  |  | 2.2498 | 4.0208 | 0 | 0 | 0 | -1.771 | 104.55 |  | kWh | 0.01195 | 0 | Commercial | [7 empty] | 4 | 0.76 |  |  |  | 0 | 171 | 0 | 0 | 0 | 0 | 0 | 0 | 0 | 0 | 0 | 0 | 2009 Qtr 1: 0; 2009 Qtr 2: 0; 2009 Qtr 3: 171; 2009 Qtr 4: 0; 2010 Qtr 1: 0; 2010 Qtr 2: 0; 2010 Qtr 3: 0; 2010 Qtr 4: 0; 2011 Qtr 1: 0; 2011 Qtr 2: 0; 2011 Qtr 3: 0; 2011 Qtr 4: 0 | 171
0 | 234067-Refrigeration - Food Service -Auto Closer for Main Cooler Doors |  | System | Commercial | 09-GRO-Grocery-REFG | 0 |  |  |  |  | 382.5103 | 103 | 0 | 0 | 0 | 279.5103 | 1075.009 |  | kWh | 0.20794 | -0.053375 | Commercial |  | Annual | [5 empty] | 8 | 0.7 |  |  |  | 0 | 1 | 0 | 0 | 0 | 0 | 0 | 0 | 0 | 0 | 0 | 0 | 2009 Qtr 1: 0; 2009 Qtr 2: 0; 2009 Qtr 3: 1; 2009 Qtr 4: 0; 2010 Qtr 1: 0; 2010 Qtr 2: 0; 2010 Qtr 3: 0; 2010 Qtr 4: 0; 2011 Qtr 1: 0; 2011 Qtr 2: 0; 2011 Qtr 3: 0; 2011 Qtr 4: 0 | 1
0 | 234126-Refrigeration - Efficient Evap Fan Motor Electronically Commutated Motor (ECM) |  | System | Commercial | 09-GRO-Grocery-REFG | 0 |  |  |  |  | 6.7904 | 150 | 0 | 0 | 0 | -143.2096 | 116.369 |  | kWh | 0.015845 | -0.11528 | Commercial |  | Annual | [5 empty] | 15 | 0.7 |  |  |  | 0 | 1 | 0 | 0 | 0 | 0 | 0 | 0 | 0 | 0 | 0 | 0 | 2009 Qtr 1: 0; 2009 Qtr 2: 0; 2009 Qtr 3: 0; 2009 Qtr 4: 1; 2010 Qtr 1: 0; 2010 Qtr 2: 0; 2010 Qtr 3: 0; 2010 Qtr 4: 0; 2011 Qtr 1: 0; 2011 Qtr 2: 0; 2011 Qtr 3: 0; 2011 Qtr 4: 0 | 1
0 | 234085-Refrigeration -Strip Curtains for Walk-ins |  | System | Commercial | 20-RFF-Restaurant–FastFood-Refrig | 0 |  |  |  |  | 10.214 | 3.0758 | 0 | 0 | 0 | 7.1382 | 465 |  | kWh | 0.053 | 0 | Commercial | [7 empty] | 4 | 0.46 |  |  |  | 0 | 19 | 0 | 0 | 0 | 0 | 0 | 0 | 0 | 0 | 0 | 0 | 2009 Qtr 1: 0; 2009 Qtr 2: 0; 2009 Qtr 3: 19; 2009 Qtr 4: 0; 2010 Qtr 1: 0; 2010 Qtr 2: 0; 2010 Qtr 3: 0; 2010 Qtr 4: 0; 2011 Qtr 1: 0; 2011 Qtr 2: 0; 2011 Qtr 3: 0; 2011 Qtr 4: 0 | 19
0 | 234084-Refrigeration -Cooler/Freezer Door Gaskets - Solid Doors: Cooler |  | System | Commercial | 09-GRO-Grocery-REFG | 0 |  |  |  |  | 2.2498 | 4.0313 | 0 | 0 | 0 | -1.7815 | 104.55 |  | kWh | 0.01195 | 0 | Commercial | [7 empty] | 4 | 0.76 |  |  |  | 0 | 78 | 0 | 0 | 0 | 0 | 0 | 0 | 0 | 0 | 0 | 0 | 2009 Qtr 1: 0; 2009 Qtr 2: 0; 2009 Qtr 3: 78; 2009 Qtr 4: 0; 2010 Qtr 1: 0; 2010 Qtr 2: 0; 2010 Qtr 3: 0; 2010 Qtr 4: 0; 2011 Qtr 1: 0; 2011 Qtr 2: 0; 2011 Qtr 3: 0; 2011 Qtr 4: 0 | 78
0 | 234116-Refrigeration -Cooler/Freezer Door Gaskets - Solid Doors: Freezer |  | System | Commercial | 09-GRO-Grocery-REFG | 0 |  |  |  |  | 3.9975 | 4.1947 | 0 | 0 | 0 | -0.19714 | 104.55 |  | kWh | 0.01195 | 0 | Commercial | [7 empty] | 4 | 0.76 |  |  |  | 0 | 15 | 0 | 0 | 0 | 0 | 0 | 0 | 0 | 0 | 0 | 0 | 2009 Qtr 1: 0; 2009 Qtr 2: 0; 2009 Qtr 3: 15; 2009 Qtr 4: 0; 2010 Qtr 1: 0; 2010 Qtr 2: 0; 2010 Qtr 3: 0; 2010 Qtr 4: 0; 2011 Qtr 1: 0; 2011 Qtr 2: 0; 2011 Qtr 3: 0; 2011 Qtr 4: 0 | 15
0 | 234067-Refrigeration - Food Service -Auto Closer for Main Cooler Doors |  | System | Commercial | 09-GRO-Grocery-REFG | 0 |  |  |  |  | 382.5103 | 103 | 0 | 0 | 0 | 279.5103 | 1075.009 |  | kWh | 0.20794 | -0.053375 | Commercial |  | Annual | [5 empty] | 8 | 0.7 |  |  |  | 0 | 1 | 0 | 0 | 0 | 0 | 0 | 0 | 0 | 0 | 0 | 0 | 2009 Qtr 1: 0; 2009 Qtr 2: 0; 2009 Qtr 3: 1; 2009 Qtr 4: 0; 2010 Qtr 1: 0; 2010 Qtr 2: 0; 2010 Qtr 3: 0; 2010 Qtr 4: 0; 2011 Qtr 1: 0; 2011 Qtr 2: 0; 2011 Qtr 3: 0; 2011 Qtr 4: 0 | 1
0 | 234068-Refrigeration - Food Service -Auto Closer for Main Freezer Doors |  | System | Commercial | 09-GRO-Grocery-REFG | 0 |  |  |  |  | 372.7723 | 160.5 | 0 | 0 | 0 | 212.2723 | 2785.8135 |  | kWh | 0.27593 | -0.026688 | Commercial |  | Annual | [5 empty] | 8 | 0.7 |  |  |  | 0 | 1 | 0 | 0 | 0 | 0 | 0 | 0 | 0 | 0 | 0 | 0 | 2009 Qtr 1: 0; 2009 Qtr 2: 0; 2009 Qtr 3: 1; 2009 Qtr 4: 0; 2010 Qtr 1: 0; 2010 Qtr 2: 0; 2010 Qtr 3: 0; 2010 Qtr 4: 0; 2011 Qtr 1: 0; 2011 Qtr 2: 0; 2011 Qtr 3: 0; 2011 Qtr 4: 0 | 1
0 | 234085-Refrigeration -Strip Curtains for Walk-ins |  | System | Commercial | 20-RFF-Restaurant–FastFood-Refrig | 0 |  |  |  |  | 10.214 | 3.1256 | 0 | 0 | 0 | 7.0884 | 465 |  | kWh | 0.053 | 0 | Commercial | [7 empty] | 4 | 0.46 |  |  |  | 0 | 16 | 0 | 0 | 0 | 0 | 0 | 0 | 0 | 0 | 0 | 0 | 2009 Qtr 1: 0; 2009 Qtr 2: 0; 2009 Qtr 3: 16; 2009 Qtr 4: 0; 2010 Qtr 1: 0; 2010 Qtr 2: 0; 2010 Qtr 3: 0; 2010 Qtr 4: 0; 2011 Qtr 1: 0; 2011 Qtr 2: 0; 2011 Qtr 3: 0; 2011 Qtr 4: 0 | 16
0 | 234084-Refrigeration -Cooler/Freezer Door Gaskets - Solid Doors: Cooler |  | System | Commercial | 09-GRO-Grocery-REFG | 0 |  |  |  |  | 2.2498 | 4.1156 | 0 | 0 | 0 | -1.8658 | 104.55 |  | kWh | 0.01195 | 0 | Commercial | [7 empty] | 4 | 0.76 |  |  |  | 0 | 18 | 0 | 0 | 0 | 0 | 0 | 0 | 0 | 0 | 0 | 0 | 2009 Qtr 1: 0; 2009 Qtr 2: 0; 2009 Qtr 3: 18; 2009 Qtr 4: 0; 2010 Qtr 1: 0; 2010 Qtr 2: 0; 2010 Qtr 3: 0; 2010 Qtr 4: 0; 2011 Qtr 1: 0; 2011 Qtr 2: 0; 2011 Qtr 3: 0; 2011 Qtr 4: 0 | 18
0 | 234067-Refrigeration - Food Service -Auto Closer for Main Cooler Doors |  | System | Commercial | 09-GRO-Grocery-REFG | 0 |  |  |  |  | 382.5103 | 0 | 0 | 0 | 0 | 382.5103 | 0 |  | kWh | 0 | 0 | Commercial |  | Annual | [5 empty] | 8 | 0.7 |  |  |  | 0 | 1 | 0 | 0 | 0 | 0 | 0 | 0 | 0 | 0 | 0 | 0 | 2009 Qtr 1: 0; 2009 Qtr 2: 0; 2009 Qtr 3: 1; 2009 Qtr 4: 0; 2010 Qtr 1: 0; 2010 Qtr 2: 0; 2010 Qtr 3: 0; 2010 Qtr 4: 0; 2011 Qtr 1: 0; 2011 Qtr 2: 0; 2011 Qtr 3: 0; 2011 Qtr 4: 0 | 1
0 | 234085-Refrigeration -Strip Curtains for Walk-ins |  | System | Commercial | 20-RFF-Restaurant–FastFood-Refrig | 0 |  |  |  |  | 10.214 | 3.0537 | 0 | 0 | 0 | 7.1603 | 465 |  | kWh | 0.053 | 0 | Commercial | [7 empty] | 4 | 0.46 |  |  |  | 0 | 38 | 0 | 0 | 0 | 0 | 0 | 0 | 0 | 0 | 0 | 0 | 2009 Qtr 1: 0; 2009 Qtr 2: 0; 2009 Qtr 3: 38; 2009 Qtr 4: 0; 2010 Qtr 1: 0; 2010 Qtr 2: 0; 2010 Qtr 3: 0; 2010 Qtr 4: 0; 2011 Qtr 1: 0; 2011 Qtr 2: 0; 2011 Qtr 3: 0; 2011 Qtr 4: 0 | 38
0 | 234084-Refrigeration -Cooler/Freezer Door Gaskets - Solid Doors: Cooler |  | System | Commercial | 09-GRO-Grocery-REFG | 0 |  |  |  |  | 2.2498 | 4.0104 | 0 | 0 | 0 | -1.7606 | 104.55 |  | kWh | 0.01195 | 0 | Commercial | [7 empty] | 4 | 0.76 |  |  |  | 0 | 161 | 0 | 0 | 0 | 0 | 0 | 0 | 0 | 0 | 0 | 0 | 2009 Qtr 1: 0; 2009 Qtr 2: 0; 2009 Qtr 3: 161; 2009 Qtr 4: 0; 2010 Qtr 1: 0; 2010 Qtr 2: 0; 2010 Qtr 3: 0; 2010 Qtr 4: 0; 2011 Qtr 1: 0; 2011 Qtr 2: 0; 2011 Qtr 3: 0; 2011 Qtr 4: 0 | 161
0 | 234067-Refrigeration - Food Service -Auto Closer for Main Cooler Doors |  | System | Commercial | 09-GRO-Grocery-REFG | 0 |  |  |  |  | 382.5103 | 103 | 0 | 0 | 0 | 279.5103 | 1075.009 |  | kWh | 0.20794 | -0.053375 | Commercial |  | Annual | [5 empty] | 8 | 0.7 |  |  |  | 0 | 1 | 0 | 0 | 0 | 0 | 0 | 0 | 0 | 0 | 0 | 0 | 2009 Qtr 1: 0; 2009 Qtr 2: 0; 2009 Qtr 3: 1; 2009 Qtr 4: 0; 2010 Qtr 1: 0; 2010 Qtr 2: 0; 2010 Qtr 3: 0; 2010 Qtr 4: 0; 2011 Qtr 1: 0; 2011 Qtr 2: 0; 2011 Qtr 3: 0; 2011 Qtr 4: 0 | 1
0 | 234324-Lighting-Ceramic Metal Halide Fixture - Tr1 |  | System | Commercial | 23-RTL-Retail–SingleStorylarge-LIT_INT | 0 |  |  |  |  | 214.3555 | 90 | 0 | 0 | 0 | 124.3555 | 484.848 |  | kWh | 0.10472 | 0 | Commercial | [7 empty] | 15 | 0.77 |  |  |  | 0 | 151 | 0 | 0 | 0 | 0 | 0 | 0 | 0 | 0 | 0 | 0 | 2009 Qtr 1: 0; 2009 Qtr 2: 0; 2009 Qtr 3: 0; 2009 Qtr 4: 151; 2010 Qtr 1: 0; 2010 Qtr 2: 0; 2010 Qtr 3: 0; 2010 Qtr 4: 0; 2011 Qtr 1: 0; 2011 Qtr 2: 0; 2011 Qtr 3: 0; 2011 Qtr 4: 0 | 151
0 | 234324-Lighting-Ceramic Metal Halide Fixture - Tr1 |  | System | Commercial | 23-RTL-Retail–SingleStorylarge-LIT_INT | 0 |  |  |  |  | 214.3555 | 90 | 0 | 0 | 0 | 124.3555 | 484.848 |  | kWh | 0.10472 | 0 | Commercial | [7 empty] | 15 | 0.77 |  |  |  | 0 | 139 | 0 | 0 | 0 | 0 | 0 | 0 | 0 | 0 | 0 | 0 | 2009 Qtr 1: 0; 2009 Qtr 2: 0; 2009 Qtr 3: 0; 2009 Qtr 4: 139; 2010 Qtr 1: 0; 2010 Qtr 2: 0; 2010 Qtr 3: 0; 2010 Qtr 4: 0; 2011 Qtr 1: 0; 2011 Qtr 2: 0; 2011 Qtr 3: 0; 2011 Qtr 4: 0 | 139
0 | 234084-Refrigeration -Cooler/Freezer Door Gaskets - Solid Doors: Cooler |  | System | Commercial | 09-GRO-Grocery-REFG | 0 |  |  |  |  | 2.2498 | 4.0419 | 0 | 0 | 0 | -1.7921 | 104.55 |  | kWh | 0.01195 | 0 | Commercial | [7 empty] | 4 | 0.76 |  |  |  | 0 | 62 | 0 | 0 | 0 | 0 | 0 | 0 | 0 | 0 | 0 | 0 | 2009 Qtr 1: 0; 2009 Qtr 2: 0; 2009 Qtr 3: 0; 2009 Qtr 4: 62; 2010 Qtr 1: 0; 2010 Qtr 2: 0; 2010 Qtr 3: 0; 2010 Qtr 4: 0; 2011 Qtr 1: 0; 2011 Qtr 2: 0; 2011 Qtr 3: 0; 2011 Qtr 4: 0 | 62
0 | 234084-Refrigeration -Cooler/Freezer Door Gaskets - Solid Doors: Cooler |  | System | Commercial | 09-GRO-Grocery-REFG | 0 |  |  |  |  | 2.2498 | 4 | 0 | 0 | 0 | -1.7502 | 104.55 |  | kWh | 0.01195 | 0 | Commercial | [7 empty] | 4 | 0.76 |  |  |  | 0 | 34 | 0 | 0 | 0 | 0 | 0 | 0 | 0 | 0 | 0 | 0 | 2009 Qtr 1: 0; 2009 Qtr 2: 0; 2009 Qtr 3: 0; 2009 Qtr 4: 34; 2010 Qtr 1: 0; 2010 Qtr 2: 0; 2010 Qtr 3: 0; 2010 Qtr 4: 0; 2011 Qtr 1: 0; 2011 Qtr 2: 0; 2011 Qtr 3: 0; 2011 Qtr 4: 0 | 34
0 | 234085-Refrigeration -Strip Curtains for Walk-ins |  | System | Commercial | 20-RFF-Restaurant–FastFood-Refrig | 0 |  |  |  |  | 10.214 | 3 | 0 | 0 | 0 | 7.214 | 465 |  | kWh | 0.053 | 0 | Commercial | [7 empty] | 4 | 0.46 |  |  |  | 0 | 20 | 0 | 0 | 0 | 0 | 0 | 0 | 0 | 0 | 0 | 0 | 2009 Qtr 1: 0; 2009 Qtr 2: 0; 2009 Qtr 3: 0; 2009 Qtr 4: 20; 2010 Qtr 1: 0; 2010 Qtr 2: 0; 2010 Qtr 3: 0; 2010 Qtr 4: 0; 2011 Qtr 1: 0; 2011 Qtr 2: 0; 2011 Qtr 3: 0; 2011 Qtr 4: 0 | 20
0 | 234285-Lighting-Occpncy Snsr-Hi-Bay integrated Snsr-Tr1 |  | System | Commercial | 01-ALC-AllCommercial-IntLight | 0 |  |  |  |  | 221.2703 | 95.5 | 0 | 0 | 0 | 125.7703 | 2503.6304 |  | kWh | 0.48559 | 0 | Commercial | [7 empty] | 8 | 0.84 |  |  |  | 0 | 3 | 0 | 0 | 0 | 0 | 0 | 0 | 0 | 0 | 0 | 0 | 2009 Qtr 1: 0; 2009 Qtr 2: 0; 2009 Qtr 3: 0; 2009 Qtr 4: 3; 2010 Qtr 1: 0; 2010 Qtr 2: 0; 2010 Qtr 3: 0; 2010 Qtr 4: 0; 2011 Qtr 1: 0; 2011 Qtr 2: 0; 2011 Qtr 3: 0; 2011 Qtr 4: 0 | 3
0 | 234084-Refrigeration -Cooler/Freezer Door Gaskets - Solid Doors: Cooler |  | System | Commercial | 09-GRO-Grocery-REFG | 0 |  |  |  |  | 2.2498 | 4.0242 | 0 | 0 | 0 | -1.7744 | 104.55 |  | kWh | 0.01195 | 0 | Commercial | [7 empty] | 4 | 0.76 |  |  |  | 0 | 152 | 0 | 0 | 0 | 0 | 0 | 0 | 0 | 0 | 0 | 0 | 2009 Qtr 1: 0; 2009 Qtr 2: 0; 2009 Qtr 3: 152; 2009 Qtr 4: 0; 2010 Qtr 1: 0; 2010 Qtr 2: 0; 2010 Qtr 3: 0; 2010 Qtr 4: 0; 2011 Qtr 1: 0; 2011 Qtr 2: 0; 2011 Qtr 3: 0; 2011 Qtr 4: 0 | 152
0 | 234286-Lighting-Occpncy Snsr-Hi-Bay integrated Snsr-Tr2 |  | System | Commercial | 01-ALC-AllCommercial-IntLight | 0 |  |  |  |  | 221.37 | 95.5 | 0 | 0 | 0 | 125.87 | 1499.5759 |  | kWh | 0.47213 | 0 | Commercial | [7 empty] | 8 | 0.84 |  |  |  | 0 | 88 | 0 | 0 | 0 | 0 | 0 | 0 | 0 | 0 | 0 | 0 | 2009 Qtr 1: 0; 2009 Qtr 2: 0; 2009 Qtr 3: 88; 2009 Qtr 4: 0; 2010 Qtr 1: 0; 2010 Qtr 2: 0; 2010 Qtr 3: 0; 2010 Qtr 4: 0; 2011 Qtr 1: 0; 2011 Qtr 2: 0; 2011 Qtr 3: 0; 2011 Qtr 4: 0 | 88
0 | 234286-Lighting-Occpncy Snsr-Hi-Bay integrated Snsr-Tr2 |  | System | Commercial | 01-ALC-AllCommercial-IntLight | 0 |  |  |  |  | 221.37 | 95.5 | 0 | 0 | 0 | 125.87 | 1499.5759 |  | kWh | 0.47213 | 0 | Commercial | [7 empty] | 8 | 0.84 |  |  |  | 0 | 28 | 0 | 0 | 0 | 0 | 0 | 0 | 0 | 0 | 0 | 0 | 2009 Qtr 1: 0; 2009 Qtr 2: 0; 2009 Qtr 3: 28; 2009 Qtr 4: 0; 2010 Qtr 1: 0; 2010 Qtr 2: 0; 2010 Qtr 3: 0; 2010 Qtr 4: 0; 2011 Qtr 1: 0; 2011 Qtr 2: 0; 2011 Qtr 3: 0; 2011 Qtr 4: 0 | 28
0 | 234085-Refrigeration -Strip Curtains for Walk-ins |  | System | Commercial | 20-RFF-Restaurant–FastFood-Refrig | 0 |  |  |  |  | 10.214 | 3.0804 | 0 | 0 | 0 | 7.1336 | 465 |  | kWh | 0.053 | 0 | Commercial | [7 empty] | 4 | 0.46 |  |  |  | 0 | 25 | 0 | 0 | 0 | 0 | 0 | 0 | 0 | 0 | 0 | 0 | 2009 Qtr 1: 0; 2009 Qtr 2: 0; 2009 Qtr 3: 25; 2009 Qtr 4: 0; 2010 Qtr 1: 0; 2010 Qtr 2: 0; 2010 Qtr 3: 0; 2010 Qtr 4: 0; 2011 Qtr 1: 0; 2011 Qtr 2: 0; 2011 Qtr 3: 0; 2011 Qtr 4: 0 | 25
0 | 234084-Refrigeration -Cooler/Freezer Door Gaskets - Solid Doors: Cooler |  | System | Commercial | 09-GRO-Grocery-REFG | 0 |  |  |  |  | 2.2498 | 4.0136 | 0 | 0 | 0 | -1.7638 | 104.55 |  | kWh | 0.01195 | 0 | Commercial | [7 empty] | 4 | 0.76 |  |  |  | 0 | 103 | 0 | 0 | 0 | 0 | 0 | 0 | 0 | 0 | 0 | 0 | 2009 Qtr 1: 0; 2009 Qtr 2: 0; 2009 Qtr 3: 103; 2009 Qtr 4: 0; 2010 Qtr 1: 0; 2010 Qtr 2: 0; 2010 Qtr 3: 0; 2010 Qtr 4: 0; 2011 Qtr 1: 0; 2011 Qtr 2: 0; 2011 Qtr 3: 0; 2011 Qtr 4: 0 | 103
0 | 234067-Refrigeration - Food Service -Auto Closer for Main Cooler Doors |  | System | Commercial | 09-GRO-Grocery-REFG | 0 |  |  |  |  | 382.5103 | 0 | 0 | 0 | 0 | 382.5103 | 0 |  | kWh | 0 | 0 | Commercial |  | Annual | [5 empty] | 8 | 0.7 |  |  |  | 0 | 1 | 0 | 0 | 0 | 0 | 0 | 0 | 0 | 0 | 0 | 0 | 2009 Qtr 1: 0; 2009 Qtr 2: 0; 2009 Qtr 3: 1; 2009 Qtr 4: 0; 2010 Qtr 1: 0; 2010 Qtr 2: 0; 2010 Qtr 3: 0; 2010 Qtr 4: 0; 2011 Qtr 1: 0; 2011 Qtr 2: 0; 2011 Qtr 3: 0; 2011 Qtr 4: 0 | 1
0 | 234330-Premium T8 with T12 40 Watt Baseline - Tr1 |  | System | Commercial | 01-ALC-AllCommercial-IntLight | 0 |  |  |  |  | 27.6532 | 13.1897 | 0 | 0 | 0 | 14.4636 | 83.5202 |  | kWh | 0.017351 | 0 | Commercial | [7 empty] | 15 | 0.78 |  |  |  | 0 | 85.5214 | 0 | 0 | 0 | 0 | 0 | 0 | 0 | 0 | 0 | 0 | 2009 Qtr 1: 0; 2009 Qtr 2: 0; 2009 Qtr 3: 0; 2009 Qtr 4: 85.5214; 2010 Qtr 1: 0; 2010 Qtr 2: 0; 2010 Qtr 3: 0; 2010 Qtr 4: 0; 2011 Qtr 1: 0; 2011 Qtr 2: 0; 2011 Qtr 3: 0; 2011 Qtr 4: 0 | 85.5214
0 | 234207-Lighting-8 Ft T-8 with Elec Ballast-Tr1 |  | System | Commercial | 01-ALC-AllCommercial-IntLight | 0 |  |  |  |  | 35.6901 | 21.9828 | 0 | 0 | 0 | 13.7073 | 45.8368 |  | kWh | 0.0098893 | 0 | Commercial | [7 empty] | 15 | 0.78 |  |  |  | 0 | 3.6392 | 0 | 0 | 0 | 0 | 0 | 0 | 0 | 0 | 0 | 0 | 2009 Qtr 1: 0; 2009 Qtr 2: 0; 2009 Qtr 3: 0; 2009 Qtr 4: 3.6392; 2010 Qtr 1: 0; 2010 Qtr 2: 0; 2010 Qtr 3: 0; 2010 Qtr 4: 0; 2011 Qtr 1: 0; 2011 Qtr 2: 0; 2011 Qtr 3: 0; 2011 Qtr 4: 0 | 3.6392
0 | 234303-Lighting-Remove 4 Ft Lamp (De-Lamp) - Tr1 |  | System | Commercial | [6 empty] | 12.3596 | 16.4871 | 0 | 0 | 0 | -4.1275 | 137.2559 |  | 0 | 0.026384 | -2.5676 | Commercial |  | Winter Only | [5 empty] | 15 | 0.77 |  |  |  | 0 | 63.6862 | 0 | 0 | 0 | 0 | 0 | 0 | 0 | 0 | 0 | 0 | 2009 Qtr 1: 0; 2009 Qtr 2: 0; 2009 Qtr 3: 0; 2009 Qtr 4: 63.6862; 2010 Qtr 1: 0; 2010 Qtr 2: 0; 2010 Qtr 3: 0; 2010 Qtr 4: 0; 2011 Qtr 1: 0; 2011 Qtr 2: 0; 2011 Qtr 3: 0; 2011 Qtr 4: 0 | 63.6862
0 | 234330-Premium T8 with T12 40 Watt Baseline - Tr1 |  | System | Commercial | 01-ALC-AllCommercial-IntLight | 0 |  |  |  |  | 27.6532 | 13.1897 | 0 | 0 | 0 | 14.4636 | 83.5202 |  | kWh | 0.017351 | 0 | Commercial | [7 empty] | 15 | 0.78 |  |  |  | 0 | 58.2273 | 0 | 0 | 0 | 0 | 0 | 0 | 0 | 0 | 0 | 0 | 2009 Qtr 1: 0; 2009 Qtr 2: 0; 2009 Qtr 3: 0; 2009 Qtr 4: 58.2273; 2010 Qtr 1: 0; 2010 Qtr 2: 0; 2010 Qtr 3: 0; 2010 Qtr 4: 0; 2011 Qtr 1: 0; 2011 Qtr 2: 0; 2011 Qtr 3: 0; 2011 Qtr 4: 0 | 58.2273
0 | 234207-Lighting-8 Ft T-8 with Elec Ballast-Tr1 |  | System | Commercial | 01-ALC-AllCommercial-IntLight | 0 |  |  |  |  | 35.6901 | 21.9828 | 0 | 0 | 0 | 13.7073 | 45.8368 |  | kWh | 0.0098893 | 0 | Commercial | [7 empty] | 15 | 0.78 |  |  |  | 0 | 3.6392 | 0 | 0 | 0 | 0 | 0 | 0 | 0 | 0 | 0 | 0 | 2009 Qtr 1: 0; 2009 Qtr 2: 0; 2009 Qtr 3: 0; 2009 Qtr 4: 3.6392; 2010 Qtr 1: 0; 2010 Qtr 2: 0; 2010 Qtr 3: 0; 2010 Qtr 4: 0; 2011 Qtr 1: 0; 2011 Qtr 2: 0; 2011 Qtr 3: 0; 2011 Qtr 4: 0 | 3.6392
0 | 234303-Lighting-Remove 4 Ft Lamp (De-Lamp) - Tr1 |  | System | Commercial | [6 empty] | 12.3596 | 16.4871 | 0 | 0 | 0 | -4.1275 | 137.2559 |  | 0 | 0.026384 | -2.5676 | Commercial |  | Winter Only | [5 empty] | 15 | 0.77 |  |  |  | 0 | 54.5881 | 0 | 0 | 0 | 0 | 0 | 0 | 0 | 0 | 0 | 0 | 2009 Qtr 1: 0; 2009 Qtr 2: 0; 2009 Qtr 3: 0; 2009 Qtr 4: 54.5881; 2010 Qtr 1: 0; 2010 Qtr 2: 0; 2010 Qtr 3: 0; 2010 Qtr 4: 0; 2011 Qtr 1: 0; 2011 Qtr 2: 0; 2011 Qtr 3: 0; 2011 Qtr 4: 0 | 54.5881
0 | 234360-Lighting-IntrHiByLnrFlscntFxtr244wrplc400w(TrI)Tr1 |  | System | Commercial | [6 empty] | 282.4319 | 153.8404 | 0 | 0 | 0 | 128.5914 | 0 |  | 0 | 0.224 | -7.1132 | Commercial |  | Winter Only | [5 empty] | 15 | 0.78 |  |  |  | 0 | 5.8502 | 0 | 0 | 0 | 0 | 0 | 0 | 0 | 0 | 0 | 0 | 2009 Qtr 1: 0; 2009 Qtr 2: 0; 2009 Qtr 3: 0; 2009 Qtr 4: 5.8502; 2010 Qtr 1: 0; 2010 Qtr 2: 0; 2010 Qtr 3: 0; 2010 Qtr 4: 0; 2011 Qtr 1: 0; 2011 Qtr 2: 0; 2011 Qtr 3: 0; 2011 Qtr 4: 0 | 5.8502
0 | 234285-Lighting-Occpncy Snsr-Hi-Bay integrated Snsr-Tr1 |  | System | Commercial | 01-ALC-AllCommercial-IntLight | 0 |  |  |  |  | 221.2703 | 95.5 | 0 | 0 | 0 | 125.7703 | 2503.6304 |  | kWh | 0.48559 | 0 | Commercial | [7 empty] | 8 | 0.84 |  |  |  | 0 | 6 | 0 | 0 | 0 | 0 | 0 | 0 | 0 | 0 | 0 | 0 | 2009 Qtr 1: 0; 2009 Qtr 2: 0; 2009 Qtr 3: 0; 2009 Qtr 4: 6; 2010 Qtr 1: 0; 2010 Qtr 2: 0; 2010 Qtr 3: 0; 2010 Qtr 4: 0; 2011 Qtr 1: 0; 2011 Qtr 2: 0; 2011 Qtr 3: 0; 2011 Qtr 4: 0 | 6
0 | 234126-Refrigeration - Efficient Evap Fan Motor Electronically Commutated Motor (ECM) |  | System | Commercial | 09-GRO-Grocery-REFG | 0 |  |  |  |  | 6.7904 | 150 | 0 | 0 | 0 | -143.2096 | 116.369 |  | kWh | 0.015845 | -0.11528 | Commercial |  | Annual | [5 empty] | 15 | 0.7 |  |  |  | 0 | 4 | 0 | 0 | 0 | 0 | 0 | 0 | 0 | 0 | 0 | 0 | 2009 Qtr 1: 0; 2009 Qtr 2: 0; 2009 Qtr 3: 0; 2009 Qtr 4: 4; 2010 Qtr 1: 0; 2010 Qtr 2: 0; 2010 Qtr 3: 0; 2010 Qtr 4: 0; 2011 Qtr 1: 0; 2011 Qtr 2: 0; 2011 Qtr 3: 0; 2011 Qtr 4: 0 | 4
0 | 234083-Refrigeration -Cooler/Freezer Door Gaskets - Glass Doors |  | System | Commercial | 09-GRO-Grocery-REFG | 0 |  |  |  |  | 2.25 | 4 | 0 | 0 | 0 | -1.75 | 104.55 |  | kWh | 0.01195 | 0 | Commercial | [7 empty] | 4 | 0.76 |  |  |  | 0 | 593 | 0 | 0 | 0 | 0 | 0 | 0 | 0 | 0 | 0 | 0 | 2009 Qtr 1: 0; 2009 Qtr 2: 0; 2009 Qtr 3: 0; 2009 Qtr 4: 593; 2010 Qtr 1: 0; 2010 Qtr 2: 0; 2010 Qtr 3: 0; 2010 Qtr 4: 0; 2011 Qtr 1: 0; 2011 Qtr 2: 0; 2011 Qtr 3: 0; 2011 Qtr 4: 0 | 593
0 | 234084-Refrigeration -Cooler/Freezer Door Gaskets - Solid Doors: Cooler |  | System | Commercial | 09-GRO-Grocery-REFG | 0 |  |  |  |  | 2.2498 | 4 | 0 | 0 | 0 | -1.7502 | 104.55 |  | kWh | 0.01195 | 0 | Commercial | [7 empty] | 4 | 0.76 |  |  |  | 0 | 17 | 0 | 0 | 0 | 0 | 0 | 0 | 0 | 0 | 0 | 0 | 2009 Qtr 1: 0; 2009 Qtr 2: 0; 2009 Qtr 3: 0; 2009 Qtr 4: 17; 2010 Qtr 1: 0; 2010 Qtr 2: 0; 2010 Qtr 3: 0; 2010 Qtr 4: 0; 2011 Qtr 1: 0; 2011 Qtr 2: 0; 2011 Qtr 3: 0; 2011 Qtr 4: 0 | 17
0 | 234126-Refrigeration - Efficient Evap Fan Motor Electronically Commutated Motor (ECM) |  | System | Commercial | 09-GRO-Grocery-REFG | 0 |  |  |  |  | 6.7904 | 150 | 0 | 0 | 0 | -143.2096 | 116.369 |  | kWh | 0.015845 | -0.11528 | Commercial |  | Annual | [5 empty] | 15 | 0.7 |  |  |  | 0 | 3 | 0 | 0 | 0 | 0 | 0 | 0 | 0 | 0 | 0 | 0 | 2009 Qtr 1: 0; 2009 Qtr 2: 0; 2009 Qtr 3: 0; 2009 Qtr 4: 3; 2010 Qtr 1: 0; 2010 Qtr 2: 0; 2010 Qtr 3: 0; 2010 Qtr 4: 0; 2011 Qtr 1: 0; 2011 Qtr 2: 0; 2011 Qtr 3: 0; 2011 Qtr 4: 0 | 3
0 | 234286-Lighting-Occpncy Snsr-Hi-Bay integrated Snsr-Tr2 |  | System | Commercial | 01-ALC-AllCommercial-IntLight | 0 |  |  |  |  | 221.37 | 95.5 | 0 | 0 | 0 | 125.87 | 1499.5759 |  | kWh | 0.47213 | 0 | Commercial | [7 empty] | 8 | 0.84 |  |  |  | 0 | 2 | 0 | 0 | 0 | 0 | 0 | 0 | 0 | 0 | 0 | 0 | 2009 Qtr 1: 0; 2009 Qtr 2: 0; 2009 Qtr 3: 2; 2009 Qtr 4: 0; 2010 Qtr 1: 0; 2010 Qtr 2: 0; 2010 Qtr 3: 0; 2010 Qtr 4: 0; 2011 Qtr 1: 0; 2011 Qtr 2: 0; 2011 Qtr 3: 0; 2011 Qtr 4: 0 | 2
0 | 234330-Premium T8 with T12 40 Watt Baseline - Tr1 |  | System | Commercial | 01-ALC-AllCommercial-IntLight | 0 |  |  |  |  | 27.6532 | 13.1897 | 0 | 0 | 0 | 14.4636 | 83.5202 |  | kWh | 0.017351 | 0 | Commercial | [7 empty] | 15 | 0.78 |  |  |  | 0 | 10.9176 | 0 | 0 | 0 | 0 | 0 | 0 | 0 | 0 | 0 | 0 | 2009 Qtr 1: 0; 2009 Qtr 2: 0; 2009 Qtr 3: 0; 2009 Qtr 4: 10.9176; 2010 Qtr 1: 0; 2010 Qtr 2: 0; 2010 Qtr 3: 0; 2010 Qtr 4: 0; 2011 Qtr 1: 0; 2011 Qtr 2: 0; 2011 Qtr 3: 0; 2011 Qtr 4: 0 | 10.9176
0 | 234303-Lighting-Remove 4 Ft Lamp (De-Lamp) - Tr1 |  | System | Commercial | [6 empty] | 12.3596 | 16.4871 | 0 | 0 | 0 | -4.1275 | 137.2559 |  | 0 | 0.026384 | -2.5676 | Commercial |  | Winter Only | [5 empty] | 15 | 0.77 |  |  |  | 0 | 10.9176 | 0 | 0 | 0 | 0 | 0 | 0 | 0 | 0 | 0 | 0 | 2009 Qtr 1: 0; 2009 Qtr 2: 0; 2009 Qtr 3: 0; 2009 Qtr 4: 10.9176; 2010 Qtr 1: 0; 2010 Qtr 2: 0; 2010 Qtr 3: 0; 2010 Qtr 4: 0; 2011 Qtr 1: 0; 2011 Qtr 2: 0; 2011 Qtr 3: 0; 2011 Qtr 4: 0 | 10.9176
0 | 234003-A/C - Reflective Window Film Inland |  | System | Commercial | 18-OFS-Office–Small-Cooling | 0 |  |  |  |  | 3.12 | 2 | 0 | 0 | 0 | 1.12 | 15.27 |  | kWh | 0.0023 | 0 | Commercial | [7 empty] | 10 | 0.85 |  |  |  | 0 | 235 | 0 | 0 | 0 | 0 | 0 | 0 | 0 | 0 | 0 | 0 | 2009 Qtr 1: 0; 2009 Qtr 2: 0; 2009 Qtr 3: 0; 2009 Qtr 4: 235; 2010 Qtr 1: 0; 2010 Qtr 2: 0; 2010 Qtr 3: 0; 2010 Qtr 4: 0; 2011 Qtr 1: 0; 2011 Qtr 2: 0; 2011 Qtr 3: 0; 2011 Qtr 4: 0 | 235
0 | 234287-Lighting-Occpncy Snsr-Hi-Bay integrated Snsr-Tr3 |  | System | Commercial | 01-ALC-AllCommercial-IntLight | 0 |  |  |  |  | 221.1826 | 95.5 | 0 | 0 | 0 | 125.6826 | 1661 |  | kWh | 0.39312 | 0 | Commercial | [7 empty] | 8 | 0.84 |  |  |  | 0 | 12 | 0 | 0 | 0 | 0 | 0 | 0 | 0 | 0 | 0 | 0 | 2009 Qtr 1: 0; 2009 Qtr 2: 0; 2009 Qtr 3: 0; 2009 Qtr 4: 12; 2010 Qtr 1: 0; 2010 Qtr 2: 0; 2010 Qtr 3: 0; 2010 Qtr 4: 0; 2011 Qtr 1: 0; 2011 Qtr 2: 0; 2011 Qtr 3: 0; 2011 Qtr 4: 0 | 12
0 | 234287-Lighting-Occpncy Snsr-Hi-Bay integrated Snsr-Tr3 |  | System | Commercial | 01-ALC-AllCommercial-IntLight | 0 |  |  |  |  | 221.1826 | 95.5 | 0 | 0 | 0 | 125.6826 | 1661 |  | kWh | 0.39312 | 0 | Commercial | [7 empty] | 8 | 0.84 |  |  |  | 0 | 40 | 0 | 0 | 0 | 0 | 0 | 0 | 0 | 0 | 0 | 0 | 2009 Qtr 1: 0; 2009 Qtr 2: 0; 2009 Qtr 3: 0; 2009 Qtr 4: 40; 2010 Qtr 1: 0; 2010 Qtr 2: 0; 2010 Qtr 3: 0; 2010 Qtr 4: 0; 2011 Qtr 1: 0; 2011 Qtr 2: 0; 2011 Qtr 3: 0; 2011 Qtr 4: 0 | 40
0 | 234286-Lighting-Occpncy Snsr-Hi-Bay integrated Snsr-Tr2 |  | System | Commercial | 01-ALC-AllCommercial-IntLight | 0 |  |  |  |  | 221.37 | 95.5 | 0 | 0 | 0 | 125.87 | 1499.5759 |  | kWh | 0.47213 | 0 | Commercial | [7 empty] | 8 | 0.84 |  |  |  | 0 | 7 | 0 | 0 | 0 | 0 | 0 | 0 | 0 | 0 | 0 | 0 | 2009 Qtr 1: 0; 2009 Qtr 2: 0; 2009 Qtr 3: 0; 2009 Qtr 4: 7; 2010 Qtr 1: 0; 2010 Qtr 2: 0; 2010 Qtr 3: 0; 2010 Qtr 4: 0; 2011 Qtr 1: 0; 2011 Qtr 2: 0; 2011 Qtr 3: 0; 2011 Qtr 4: 0 | 7
0 | 234327-Premium T8 with T12 34Watt Baseline - Tr1 |  | System | Commercial | 01-ALC-AllCommercial-IntLight | 0 |  |  |  |  | 27.6544 | 9.7494 | 0 | 0 | 0 | 17.905 | 70.9346 |  | kWh | 0.011477 | 0 | Commercial | [7 empty] | 15 | 0.78 |  |  |  | 0 | 338.4464 | 0 | 0 | 0 | 0 | 0 | 0 | 0 | 0 | 0 | 0 | 2009 Qtr 1: 0; 2009 Qtr 2: 0; 2009 Qtr 3: 0; 2009 Qtr 4: 338.4464; 2010 Qtr 1: 0; 2010 Qtr 2: 0; 2010 Qtr 3: 0; 2010 Qtr 4: 0; 2011 Qtr 1: 0; 2011 Qtr 2: 0; 2011 Qtr 3: 0; 2011 Qtr 4: 0 | 338.4464
0 | 234399-2006-2008 Incentive Adjustment (per $) |  | System | Commercial | [6 empty] | 0 | 1.86 | 0 | 0 | 0 | -1.86 | 0 |  | 0 | 0 | 0 | Commercial | [7 empty] | 1 | 1 |  |  |  | 0 | 1 | 0 | 0 | 0 | 0 | 0 | 0 | 0 | 0 | 0 | 0 | 2009 Qtr 1: 0; 2009 Qtr 2: 0; 2009 Qtr 3: 0; 2009 Qtr 4: 1; 2010 Qtr 1: 0; 2010 Qtr 2: 0; 2010 Qtr 3: 0; 2010 Qtr 4: 0; 2011 Qtr 1: 0; 2011 Qtr 2: 0; 2011 Qtr 3: 0; 2011 Qtr 4: 0 | 1
0 | 234330-Premium T8 with T12 40 Watt Baseline - Tr1 |  | System | Commercial | 01-ALC-AllCommercial-IntLight | 0 |  |  |  |  | 27.6532 | 13.1897 | 0 | 0 | 0 | 14.4636 | 83.5202 |  | kWh | 0.017351 | 0 | Commercial | [7 empty] | 15 | 0.78 |  |  |  | 0 | 360.2817 | 0 | 0 | 0 | 0 | 0 | 0 | 0 | 0 | 0 | 0 | 2009 Qtr 1: 0; 2009 Qtr 2: 0; 2009 Qtr 3: 0; 2009 Qtr 4: 360.2817; 2010 Qtr 1: 0; 2010 Qtr 2: 0; 2010 Qtr 3: 0; 2010 Qtr 4: 0; 2011 Qtr 1: 0; 2011 Qtr 2: 0; 2011 Qtr 3: 0; 2011 Qtr 4: 0 | 360.2817
0 | 234303-Lighting-Remove 4 Ft Lamp (De-Lamp) - Tr1 |  | System | Commercial | [6 empty] | 12.3596 | 16.4871 | 0 | 0 | 0 | -4.1275 | 137.2559 |  | 0 | 0.026384 | -2.5676 | Commercial |  | Winter Only | [5 empty] | 15 | 0.77 |  |  |  | 0 | 9.098 | 0 | 0 | 0 | 0 | 0 | 0 | 0 | 0 | 0 | 0 | 2009 Qtr 1: 0; 2009 Qtr 2: 0; 2009 Qtr 3: 0; 2009 Qtr 4: 9.098; 2010 Qtr 1: 0; 2010 Qtr 2: 0; 2010 Qtr 3: 0; 2010 Qtr 4: 0; 2011 Qtr 1: 0; 2011 Qtr 2: 0; 2011 Qtr 3: 0; 2011 Qtr 4: 0 | 9.098
0 | 234049-Lighting-LED Exit Sign New Sign |  | System | Commercial | 25-SCN-Storage–Conditioned-Exit | 0 |  |  |  |  | 64.8921 | 45 | 0 | 0 | 0 | 19.8921 | 351.311 |  | kWh | 0 | 0 | Commercial | [7 empty] | 16 | 0.85 |  |  |  | 0 | 4 | 0 | 0 | 0 | 0 | 0 | 0 | 0 | 0 | 0 | 0 | 2009 Qtr 1: 0; 2009 Qtr 2: 0; 2009 Qtr 3: 0; 2009 Qtr 4: 4; 2010 Qtr 1: 0; 2010 Qtr 2: 0; 2010 Qtr 3: 0; 2010 Qtr 4: 0; 2011 Qtr 1: 0; 2011 Qtr 2: 0; 2011 Qtr 3: 0; 2011 Qtr 4: 0 | 4
0 | 234049-Lighting-LED Exit Sign New Sign |  | System | Commercial | 25-SCN-Storage–Conditioned-Exit | 0 |  |  |  |  | 64.8921 | 45 | 0 | 0 | 0 | 19.8921 | 351.311 |  | kWh | 0 | 0 | Commercial | [7 empty] | 16 | 0.85 |  |  |  | 0 | 1 | 0 | 0 | 0 | 0 | 0 | 0 | 0 | 0 | 0 | 0 | 2009 Qtr 1: 0; 2009 Qtr 2: 0; 2009 Qtr 3: 0; 2009 Qtr 4: 1; 2010 Qtr 1: 0; 2010 Qtr 2: 0; 2010 Qtr 3: 0; 2010 Qtr 4: 0; 2011 Qtr 1: 0; 2011 Qtr 2: 0; 2011 Qtr 3: 0; 2011 Qtr 4: 0 | 1
0 | 234312-Lighting-Screw in 14-26 Watt Lamp - Tr1 |  | System | Commercial | [6 empty] | 9.3196 | 10.3931 | 0 | 0 | 0 | -1.0734 | 194.1729 |  | 0 | 0.038993 | -2.6224 | Commercial |  | Annual | [5 empty] | 2.47 | 0.81 |  |  |  | 0 | 0.67353 | 0 | 0 | 0 | 0 | 0 | 0 | 0 | 0 | 0 | 0 | 2009 Qtr 1: 0; 2009 Qtr 2: 0; 2009 Qtr 3: 0; 2009 Qtr 4: 0.67353; 2010 Qtr 1: 0; 2010 Qtr 2: 0; 2010 Qtr 3: 0; 2010 Qtr 4: 0; 2011 Qtr 1: 0; 2011 Qtr 2: 0; 2011 Qtr 3: 0; 2011 Qtr 4: 0 | 0.67353
0 | 234330-Premium T8 with T12 40 Watt Baseline - Tr1 |  | System | Commercial | 01-ALC-AllCommercial-IntLight | 0 |  |  |  |  | 27.6532 | 13.1897 | 0 | 0 | 0 | 14.4636 | 83.5202 |  | kWh | 0.017351 | 0 | Commercial | [7 empty] | 15 | 0.78 |  |  |  | 0 | 23.6549 | 0 | 0 | 0 | 0 | 0 | 0 | 0 | 0 | 0 | 0 | 2009 Qtr 1: 0; 2009 Qtr 2: 0; 2009 Qtr 3: 0; 2009 Qtr 4: 23.6549; 2010 Qtr 1: 0; 2010 Qtr 2: 0; 2010 Qtr 3: 0; 2010 Qtr 4: 0; 2011 Qtr 1: 0; 2011 Qtr 2: 0; 2011 Qtr 3: 0; 2011 Qtr 4: 0 | 23.6549
0 | 234303-Lighting-Remove 4 Ft Lamp (De-Lamp) - Tr1 |  | System | Commercial | [6 empty] | 12.3596 | 16.4871 | 0 | 0 | 0 | -4.1275 | 137.2559 |  | 0 | 0.026384 | -2.5676 | Commercial |  | Winter Only | [5 empty] | 15 | 0.77 |  |  |  | 0 | 11.8274 | 0 | 0 | 0 | 0 | 0 | 0 | 0 | 0 | 0 | 0 | 2009 Qtr 1: 0; 2009 Qtr 2: 0; 2009 Qtr 3: 0; 2009 Qtr 4: 11.8274; 2010 Qtr 1: 0; 2010 Qtr 2: 0; 2010 Qtr 3: 0; 2010 Qtr 4: 0; 2011 Qtr 1: 0; 2011 Qtr 2: 0; 2011 Qtr 3: 0; 2011 Qtr 4: 0 | 11.8274
0 | 234330-Premium T8 with T12 40 Watt Baseline - Tr1 |  | System | Commercial | 01-ALC-AllCommercial-IntLight | 0 |  |  |  |  | 27.6532 | 13.1897 | 0 | 0 | 0 | 14.4636 | 83.5202 |  | kWh | 0.017351 | 0 | Commercial | [7 empty] | 15 | 0.78 |  |  |  | 0 | 29.1137 | 0 | 0 | 0 | 0 | 0 | 0 | 0 | 0 | 0 | 0 | 2009 Qtr 1: 0; 2009 Qtr 2: 0; 2009 Qtr 3: 0; 2009 Qtr 4: 29.1137; 2010 Qtr 1: 0; 2010 Qtr 2: 0; 2010 Qtr 3: 0; 2010 Qtr 4: 0; 2011 Qtr 1: 0; 2011 Qtr 2: 0; 2011 Qtr 3: 0; 2011 Qtr 4: 0 | 29.1137
0 | 234303-Lighting-Remove 4 Ft Lamp (De-Lamp) - Tr1 |  | System | Commercial | [6 empty] | 12.3596 | 16.4871 | 0 | 0 | 0 | -4.1275 | 137.2559 |  | 0 | 0.026384 | -2.5676 | Commercial |  | Winter Only | [5 empty] | 15 | 0.77 |  |  |  | 0 | 18.196 | 0 | 0 | 0 | 0 | 0 | 0 | 0 | 0 | 0 | 0 | 2009 Qtr 1: 0; 2009 Qtr 2: 0; 2009 Qtr 3: 0; 2009 Qtr 4: 18.196; 2010 Qtr 1: 0; 2010 Qtr 2: 0; 2010 Qtr 3: 0; 2010 Qtr 4: 0; 2011 Qtr 1: 0; 2011 Qtr 2: 0; 2011 Qtr 3: 0; 2011 Qtr 4: 0 | 18.196
0 | 234330-Premium T8 with T12 40 Watt Baseline - Tr1 |  | System | Commercial | 01-ALC-AllCommercial-IntLight | 0 |  |  |  |  | 27.6532 | 13.1897 | 0 | 0 | 0 | 14.4636 | 83.5202 |  | kWh | 0.017351 | 0 | Commercial | [7 empty] | 15 | 0.78 |  |  |  | 0 | 21.8353 | 0 | 0 | 0 | 0 | 0 | 0 | 0 | 0 | 0 | 0 | 2009 Qtr 1: 0; 2009 Qtr 2: 0; 2009 Qtr 3: 0; 2009 Qtr 4: 21.8353; 2010 Qtr 1: 0; 2010 Qtr 2: 0; 2010 Qtr 3: 0; 2010 Qtr 4: 0; 2011 Qtr 1: 0; 2011 Qtr 2: 0; 2011 Qtr 3: 0; 2011 Qtr 4: 0 | 21.8353
0 | 234312-Lighting-Screw in 14-26 Watt Lamp - Tr1 |  | System | Commercial | [6 empty] | 9.3196 | 10.3931 | 0 | 0 | 0 | -1.0734 | 194.1729 |  | 0 | 0.038993 | -2.6224 | Commercial |  | Annual | [5 empty] | 2.47 | 0.81 |  |  |  | 0 | 5.3882 | 0 | 0 | 0 | 0 | 0 | 0 | 0 | 0 | 0 | 0 | 2009 Qtr 1: 0; 2009 Qtr 2: 0; 2009 Qtr 3: 5.3882; 2009 Qtr 4: 0; 2010 Qtr 1: 0; 2010 Qtr 2: 0; 2010 Qtr 3: 0; 2010 Qtr 4: 0; 2011 Qtr 1: 0; 2011 Qtr 2: 0; 2011 Qtr 3: 0; 2011 Qtr 4: 0 | 5.3882
0 | 234330-Premium T8 with T12 40 Watt Baseline - Tr1 |  | System | Commercial | 01-ALC-AllCommercial-IntLight | 0 |  |  |  |  | 27.6532 | 13.1897 | 0 | 0 | 0 | 14.4636 | 83.5202 |  | kWh | 0.017351 | 0 | Commercial | [7 empty] | 15 | 0.78 |  |  |  | 0 | 81.8822 | 0 | 0 | 0 | 0 | 0 | 0 | 0 | 0 | 0 | 0 | 2009 Qtr 1: 0; 2009 Qtr 2: 0; 2009 Qtr 3: 81.8822; 2009 Qtr 4: 0; 2010 Qtr 1: 0; 2010 Qtr 2: 0; 2010 Qtr 3: 0; 2010 Qtr 4: 0; 2011 Qtr 1: 0; 2011 Qtr 2: 0; 2011 Qtr 3: 0; 2011 Qtr 4: 0 | 81.8822
0 | 234285-Lighting-Occpncy Snsr-Hi-Bay integrated Snsr-Tr1 |  | System | Commercial | 01-ALC-AllCommercial-IntLight | 0 |  |  |  |  | 221.2703 | 95.5 | 0 | 0 | 0 | 125.7703 | 2503.6304 |  | kWh | 0.48559 | 0 | Commercial | [7 empty] | 8 | 0.84 |  |  |  | 0 | 8 | 0 | 0 | 0 | 0 | 0 | 0 | 0 | 0 | 0 | 0 | 2009 Qtr 1: 0; 2009 Qtr 2: 0; 2009 Qtr 3: 8; 2009 Qtr 4: 0; 2010 Qtr 1: 0; 2010 Qtr 2: 0; 2010 Qtr 3: 0; 2010 Qtr 4: 0; 2011 Qtr 1: 0; 2011 Qtr 2: 0; 2011 Qtr 3: 0; 2011 Qtr 4: 0 | 8
0 | 234331-Premium T8 with T12 40 Watt Baseline - Tr2 |  | System | Commercial | 01-ALC-AllCommercial-IntLight | 0 |  |  |  |  | 27.653 | 9.8923 | 0 | 0 | 0 | 17.7607 | 58.062 |  | kWh | 0.017133 | 0 | Commercial | [7 empty] | 15 | 0.78 |  |  |  | 0 | 47.3097 | 0 | 0 | 0 | 0 | 0 | 0 | 0 | 0 | 0 | 0 | 2009 Qtr 1: 0; 2009 Qtr 2: 0; 2009 Qtr 3: 47.3097; 2009 Qtr 4: 0; 2010 Qtr 1: 0; 2010 Qtr 2: 0; 2010 Qtr 3: 0; 2010 Qtr 4: 0; 2011 Qtr 1: 0; 2011 Qtr 2: 0; 2011 Qtr 3: 0; 2011 Qtr 4: 0 | 47.3097
0 | 234286-Lighting-Occpncy Snsr-Hi-Bay integrated Snsr-Tr2 |  | System | Commercial | 01-ALC-AllCommercial-IntLight | 0 |  |  |  |  | 221.37 | 95.5 | 0 | 0 | 0 | 125.87 | 1499.5759 |  | kWh | 0.47213 | 0 | Commercial | [7 empty] | 8 | 0.84 |  |  |  | 0 | 13 | 0 | 0 | 0 | 0 | 0 | 0 | 0 | 0 | 0 | 0 | 2009 Qtr 1: 0; 2009 Qtr 2: 0; 2009 Qtr 3: 13; 2009 Qtr 4: 0; 2010 Qtr 1: 0; 2010 Qtr 2: 0; 2010 Qtr 3: 0; 2010 Qtr 4: 0; 2011 Qtr 1: 0; 2011 Qtr 2: 0; 2011 Qtr 3: 0; 2011 Qtr 4: 0 | 13
0 | 234285-Lighting-Occpncy Snsr-Hi-Bay integrated Snsr-Tr1 |  | System | Commercial | 01-ALC-AllCommercial-IntLight | 0 |  |  |  |  | 221.2703 | 95.5 | 0 | 0 | 0 | 125.7703 | 2503.6304 |  | kWh | 0.48559 | 0 | Commercial | [7 empty] | 8 | 0.84 |  |  |  | 0 | 43 | 0 | 0 | 0 | 0 | 0 | 0 | 0 | 0 | 0 | 0 | 2009 Qtr 1: 0; 2009 Qtr 2: 0; 2009 Qtr 3: 0; 2009 Qtr 4: 43; 2010 Qtr 1: 0; 2010 Qtr 2: 0; 2010 Qtr 3: 0; 2010 Qtr 4: 0; 2011 Qtr 1: 0; 2011 Qtr 2: 0; 2011 Qtr 3: 0; 2011 Qtr 4: 0 | 43
0 | 234332-Premium T8 with T12 40 Watt Baseline - Tr3 |  | System | Commercial | 01-ALC-AllCommercial-IntLight | 0 |  |  |  |  | 13.9591 | 7.1444 | 0 | 0 | 0 | 6.8147 | 44.0947 |  | kWh | 0.016509 | 0 | Commercial | [7 empty] | 15 | 0.78 |  |  |  | 0 | 29.1137 | 0 | 0 | 0 | 0 | 0 | 0 | 0 | 0 | 0 | 0 | 2009 Qtr 1: 0; 2009 Qtr 2: 0; 2009 Qtr 3: 0; 2009 Qtr 4: 29.1137; 2010 Qtr 1: 0; 2010 Qtr 2: 0; 2010 Qtr 3: 0; 2010 Qtr 4: 0; 2011 Qtr 1: 0; 2011 Qtr 2: 0; 2011 Qtr 3: 0; 2011 Qtr 4: 0 | 29.1137
0 | 234305-Lighting-Remove 4 Ft Lamp (De-Lamp) - Tr3 |  | System | Commercial | 01-ALC-AllCommercial-IntLight | 0 |  |  |  |  | 28.1828 | 8.7931 | 0 | 0 | 0 | 19.3897 | 129.7131 |  | kWh | 0.050038 | 0 | Commercial | [7 empty] | 15 | 0.77 |  |  |  | 0 | 29.1137 | 0 | 0 | 0 | 0 | 0 | 0 | 0 | 0 | 0 | 0 | 2009 Qtr 1: 0; 2009 Qtr 2: 0; 2009 Qtr 3: 0; 2009 Qtr 4: 29.1137; 2010 Qtr 1: 0; 2010 Qtr 2: 0; 2010 Qtr 3: 0; 2010 Qtr 4: 0; 2011 Qtr 1: 0; 2011 Qtr 2: 0; 2011 Qtr 3: 0; 2011 Qtr 4: 0 | 29.1137
0 | 234314-Lighting-Screw in 14-26 Watt Lamp - Tr3 |  | System | Commercial | 18-OFS-Office–Small-IntLight | 0 |  |  |  |  | 10.5136 | 5.1965 | 0 | 0 | 0 | 5.3171 | 104.0094 |  | kWh | 0.047234 | 0 | Commercial | [7 empty] | 4.6 | 0.81 |  |  |  | 0 | 3.3676 | 0 | 0 | 0 | 0 | 0 | 0 | 0 | 0 | 0 | 0 | 2009 Qtr 1: 0; 2009 Qtr 2: 0; 2009 Qtr 3: 0; 2009 Qtr 4: 3.3676; 2010 Qtr 1: 0; 2010 Qtr 2: 0; 2010 Qtr 3: 0; 2010 Qtr 4: 0; 2011 Qtr 1: 0; 2011 Qtr 2: 0; 2011 Qtr 3: 0; 2011 Qtr 4: 0 | 3.3676
0 | 234312-Lighting-Screw in 14-26 Watt Lamp - Tr1 |  | System | Commercial | [6 empty] | 9.3196 | 10.3931 | 0 | 0 | 0 | -1.0734 | 194.1729 |  | 0 | 0.038993 | -2.6224 | Commercial |  | Annual | [5 empty] | 2.47 | 0.81 |  |  |  | 0 | 4.0412 | 0 | 0 | 0 | 0 | 0 | 0 | 0 | 0 | 0 | 0 | 2009 Qtr 1: 0; 2009 Qtr 2: 0; 2009 Qtr 3: 4.0412; 2009 Qtr 4: 0; 2010 Qtr 1: 0; 2010 Qtr 2: 0; 2010 Qtr 3: 0; 2010 Qtr 4: 0; 2011 Qtr 1: 0; 2011 Qtr 2: 0; 2011 Qtr 3: 0; 2011 Qtr 4: 0 | 4.0412
0 | 234330-Premium T8 with T12 40 Watt Baseline - Tr1 |  | System | Commercial | 01-ALC-AllCommercial-IntLight | 0 |  |  |  |  | 27.6532 | 13.1897 | 0 | 0 | 0 | 14.4636 | 83.5202 |  | kWh | 0.017351 | 0 | Commercial | [7 empty] | 15 | 0.78 |  |  |  | 0 | 43.6705 | 0 | 0 | 0 | 0 | 0 | 0 | 0 | 0 | 0 | 0 | 2009 Qtr 1: 0; 2009 Qtr 2: 0; 2009 Qtr 3: 43.6705; 2009 Qtr 4: 0; 2010 Qtr 1: 0; 2010 Qtr 2: 0; 2010 Qtr 3: 0; 2010 Qtr 4: 0; 2011 Qtr 1: 0; 2011 Qtr 2: 0; 2011 Qtr 3: 0; 2011 Qtr 4: 0 | 43.6705
0 | 234330-Premium T8 with T12 40 Watt Baseline - Tr1 |  | System | Commercial | 01-ALC-AllCommercial-IntLight | 0 |  |  |  |  | 27.6532 | 13.1897 | 0 | 0 | 0 | 14.4636 | 83.5202 |  | kWh | 0.017351 | 0 | Commercial | [7 empty] | 15 | 0.78 |  |  |  | 0 | 14.5568 | 0 | 0 | 0 | 0 | 0 | 0 | 0 | 0 | 0 | 0 | 2009 Qtr 1: 0; 2009 Qtr 2: 0; 2009 Qtr 3: 0; 2009 Qtr 4: 14.5568; 2010 Qtr 1: 0; 2010 Qtr 2: 0; 2010 Qtr 3: 0; 2010 Qtr 4: 0; 2011 Qtr 1: 0; 2011 Qtr 2: 0; 2011 Qtr 3: 0; 2011 Qtr 4: 0 | 14.5568
0 | 234360-Lighting-IntrHiByLnrFlscntFxtr244wrplc400w(TrI)Tr1 |  | System | Commercial | [6 empty] | 282.4319 | 153.8404 | 0 | 0 | 0 | 128.5914 | 0 |  | 0 | 0.224 | -7.1132 | Commercial |  | Winter Only | [5 empty] | 15 | 0.78 |  |  |  | 0 | 0.97504 | 0 | 0 | 0 | 0 | 0 | 0 | 0 | 0 | 0 | 0 | 2009 Qtr 1: 0; 2009 Qtr 2: 0; 2009 Qtr 3: 0; 2009 Qtr 4: 0.97504; 2010 Qtr 1: 0; 2010 Qtr 2: 0; 2010 Qtr 3: 0; 2010 Qtr 4: 0; 2011 Qtr 1: 0; 2011 Qtr 2: 0; 2011 Qtr 3: 0; 2011 Qtr 4: 0 | 0.97504
0 | 234285-Lighting-Occpncy Snsr-Hi-Bay integrated Snsr-Tr1 |  | System | Commercial | 01-ALC-AllCommercial-IntLight | 0 |  |  |  |  | 221.2703 | 95.5 | 0 | 0 | 0 | 125.7703 | 2503.6304 |  | kWh | 0.48559 | 0 | Commercial | [7 empty] | 8 | 0.84 |  |  |  | 0 | 1 | 0 | 0 | 0 | 0 | 0 | 0 | 0 | 0 | 0 | 0 | 2009 Qtr 1: 0; 2009 Qtr 2: 0; 2009 Qtr 3: 0; 2009 Qtr 4: 1; 2010 Qtr 1: 0; 2010 Qtr 2: 0; 2010 Qtr 3: 0; 2010 Qtr 4: 0; 2011 Qtr 1: 0; 2011 Qtr 2: 0; 2011 Qtr 3: 0; 2011 Qtr 4: 0 | 1
0 | 234330-Premium T8 with T12 40 Watt Baseline - Tr1 |  | System | Commercial | 01-ALC-AllCommercial-IntLight | 0 |  |  |  |  | 27.6532 | 13.1897 | 0 | 0 | 0 | 14.4636 | 83.5202 |  | kWh | 0.017351 | 0 | Commercial | [7 empty] | 15 | 0.78 |  |  |  | 0 | 67.3254 | 0 | 0 | 0 | 0 | 0 | 0 | 0 | 0 | 0 | 0 | 2009 Qtr 1: 0; 2009 Qtr 2: 0; 2009 Qtr 3: 0; 2009 Qtr 4: 67.3254; 2010 Qtr 1: 0; 2010 Qtr 2: 0; 2010 Qtr 3: 0; 2010 Qtr 4: 0; 2011 Qtr 1: 0; 2011 Qtr 2: 0; 2011 Qtr 3: 0; 2011 Qtr 4: 0 | 67.3254
0 | 234360-Lighting-IntrHiByLnrFlscntFxtr244wrplc400w(TrI)Tr1 |  | System | Commercial | [6 empty] | 282.4319 | 153.8404 | 0 | 0 | 0 | 128.5914 | 0 |  | 0 | 0.224 | -7.1132 | Commercial |  | Winter Only | [5 empty] | 15 | 0.78 |  |  |  | 0 | 12.6755 | 0 | 0 | 0 | 0 | 0 | 0 | 0 | 0 | 0 | 0 | 2009 Qtr 1: 0; 2009 Qtr 2: 0; 2009 Qtr 3: 0; 2009 Qtr 4: 12.6755; 2010 Qtr 1: 0; 2010 Qtr 2: 0; 2010 Qtr 3: 0; 2010 Qtr 4: 0; 2011 Qtr 1: 0; 2011 Qtr 2: 0; 2011 Qtr 3: 0; 2011 Qtr 4: 0 | 12.6755
0 | 234285-Lighting-Occpncy Snsr-Hi-Bay integrated Snsr-Tr1 |  | System | Commercial | 01-ALC-AllCommercial-IntLight | 0 |  |  |  |  | 221.2703 | 95.5 | 0 | 0 | 0 | 125.7703 | 2503.6304 |  | kWh | 0.48559 | 0 | Commercial | [7 empty] | 8 | 0.84 |  |  |  | 0 | 13 | 0 | 0 | 0 | 0 | 0 | 0 | 0 | 0 | 0 | 0 | 2009 Qtr 1: 0; 2009 Qtr 2: 0; 2009 Qtr 3: 0; 2009 Qtr 4: 13; 2010 Qtr 1: 0; 2010 Qtr 2: 0; 2010 Qtr 3: 0; 2010 Qtr 4: 0; 2011 Qtr 1: 0; 2011 Qtr 2: 0; 2011 Qtr 3: 0; 2011 Qtr 4: 0 | 13
0 | 234287-Lighting-Occpncy Snsr-Hi-Bay integrated Snsr-Tr3 |  | System | Commercial | 01-ALC-AllCommercial-IntLight | 0 |  |  |  |  | 221.1826 | 95.5 | 0 | 0 | 0 | 125.6826 | 1661 |  | kWh | 0.39312 | 0 | Commercial | [7 empty] | 8 | 0.84 |  |  |  | 0 | 63 | 0 | 0 | 0 | 0 | 0 | 0 | 0 | 0 | 0 | 0 | 2009 Qtr 1: 0; 2009 Qtr 2: 0; 2009 Qtr 3: 0; 2009 Qtr 4: 63; 2010 Qtr 1: 0; 2010 Qtr 2: 0; 2010 Qtr 3: 0; 2010 Qtr 4: 0; 2011 Qtr 1: 0; 2011 Qtr 2: 0; 2011 Qtr 3: 0; 2011 Qtr 4: 0 | 63
0 | 234331-Premium T8 with T12 40 Watt Baseline - Tr2 |  | System | Commercial | 01-ALC-AllCommercial-IntLight | 0 |  |  |  |  | 27.653 | 9.8923 | 0 | 0 | 0 | 17.7607 | 58.062 |  | kWh | 0.017133 | 0 | Commercial | [7 empty] | 15 | 0.78 |  |  |  | 0 | 47.3097 | 0 | 0 | 0 | 0 | 0 | 0 | 0 | 0 | 0 | 0 | 2009 Qtr 1: 0; 2009 Qtr 2: 0; 2009 Qtr 3: 47.3097; 2009 Qtr 4: 0; 2010 Qtr 1: 0; 2010 Qtr 2: 0; 2010 Qtr 3: 0; 2010 Qtr 4: 0; 2011 Qtr 1: 0; 2011 Qtr 2: 0; 2011 Qtr 3: 0; 2011 Qtr 4: 0 | 47.3097
0 | 234286-Lighting-Occpncy Snsr-Hi-Bay integrated Snsr-Tr2 |  | System | Commercial | 01-ALC-AllCommercial-IntLight | 0 |  |  |  |  | 221.37 | 95.5 | 0 | 0 | 0 | 125.87 | 1499.5759 |  | kWh | 0.47213 | 0 | Commercial | [7 empty] | 8 | 0.84 |  |  |  | 0 | 13 | 0 | 0 | 0 | 0 | 0 | 0 | 0 | 0 | 0 | 0 | 2009 Qtr 1: 0; 2009 Qtr 2: 0; 2009 Qtr 3: 13; 2009 Qtr 4: 0; 2010 Qtr 1: 0; 2010 Qtr 2: 0; 2010 Qtr 3: 0; 2010 Qtr 4: 0; 2011 Qtr 1: 0; 2011 Qtr 2: 0; 2011 Qtr 3: 0; 2011 Qtr 4: 0 | 13
0 | 234330-Premium T8 with T12 40 Watt Baseline - Tr1 |  | System | Commercial | 01-ALC-AllCommercial-IntLight | 0 |  |  |  |  | 27.6532 | 13.1897 | 0 | 0 | 0 | 14.4636 | 83.5202 |  | kWh | 0.017351 | 0 | Commercial | [7 empty] | 15 | 0.78 |  |  |  | 0 | 46.3999 | 0 | 0 | 0 | 0 | 0 | 0 | 0 | 0 | 0 | 0 | 2009 Qtr 1: 0; 2009 Qtr 2: 0; 2009 Qtr 3: 46.3999; 2009 Qtr 4: 0; 2010 Qtr 1: 0; 2010 Qtr 2: 0; 2010 Qtr 3: 0; 2010 Qtr 4: 0; 2011 Qtr 1: 0; 2011 Qtr 2: 0; 2011 Qtr 3: 0; 2011 Qtr 4: 0 | 46.3999
0 | 234303-Lighting-Remove 4 Ft Lamp (De-Lamp) - Tr1 |  | System | Commercial | [6 empty] | 12.3596 | 16.4871 | 0 | 0 | 0 | -4.1275 | 137.2559 |  | 0 | 0.026384 | -2.5676 | Commercial |  | Winter Only | [5 empty] | 15 | 0.77 |  |  |  | 0 | 10.0078 | 0 | 0 | 0 | 0 | 0 | 0 | 0 | 0 | 0 | 0 | 2009 Qtr 1: 0; 2009 Qtr 2: 0; 2009 Qtr 3: 10.0078; 2009 Qtr 4: 0; 2010 Qtr 1: 0; 2010 Qtr 2: 0; 2010 Qtr 3: 0; 2010 Qtr 4: 0; 2011 Qtr 1: 0; 2011 Qtr 2: 0; 2011 Qtr 3: 0; 2011 Qtr 4: 0 | 10.0078
0 | 234360-Lighting-IntrHiByLnrFlscntFxtr244wrplc400w(TrI)Tr1 |  | System | Commercial | [6 empty] | 282.4319 | 153.8404 | 0 | 0 | 0 | 128.5914 | 0 |  | 0 | 0.224 | -7.1132 | Commercial |  | Winter Only | [5 empty] | 15 | 0.78 |  |  |  | 0 | 23.4009 | 0 | 0 | 0 | 0 | 0 | 0 | 0 | 0 | 0 | 0 | 2009 Qtr 1: 0; 2009 Qtr 2: 0; 2009 Qtr 3: 23.4009; 2009 Qtr 4: 0; 2010 Qtr 1: 0; 2010 Qtr 2: 0; 2010 Qtr 3: 0; 2010 Qtr 4: 0; 2011 Qtr 1: 0; 2011 Qtr 2: 0; 2011 Qtr 3: 0; 2011 Qtr 4: 0 | 23.4009
0 | 234285-Lighting-Occpncy Snsr-Hi-Bay integrated Snsr-Tr1 |  | System | Commercial | 01-ALC-AllCommercial-IntLight | 0 |  |  |  |  | 221.2703 | 95.5 | 0 | 0 | 0 | 125.7703 | 2503.6304 |  | kWh | 0.48559 | 0 | Commercial | [7 empty] | 8 | 0.84 |  |  |  | 0 | 24 | 0 | 0 | 0 | 0 | 0 | 0 | 0 | 0 | 0 | 0 | 2009 Qtr 1: 0; 2009 Qtr 2: 0; 2009 Qtr 3: 24; 2009 Qtr 4: 0; 2010 Qtr 1: 0; 2010 Qtr 2: 0; 2010 Qtr 3: 0; 2010 Qtr 4: 0; 2011 Qtr 1: 0; 2011 Qtr 2: 0; 2011 Qtr 3: 0; 2011 Qtr 4: 0 | 24
0 | 234286-Lighting-Occpncy Snsr-Hi-Bay integrated Snsr-Tr2 |  | System | Commercial | 01-ALC-AllCommercial-IntLight | 0 |  |  |  |  | 221.37 | 95.5 | 0 | 0 | 0 | 125.87 | 1499.5759 |  | kWh | 0.47213 | 0 | Commercial | [7 empty] | 8 | 0.84 |  |  |  | 0 | 22 | 0 | 0 | 0 | 0 | 0 | 0 | 0 | 0 | 0 | 0 | 2009 Qtr 1: 0; 2009 Qtr 2: 0; 2009 Qtr 3: 22; 2009 Qtr 4: 0; 2010 Qtr 1: 0; 2010 Qtr 2: 0; 2010 Qtr 3: 0; 2010 Qtr 4: 0; 2011 Qtr 1: 0; 2011 Qtr 2: 0; 2011 Qtr 3: 0; 2011 Qtr 4: 0 | 22
0 | 234287-Lighting-Occpncy Snsr-Hi-Bay integrated Snsr-Tr3 |  | System | Commercial | 01-ALC-AllCommercial-IntLight | 0 |  |  |  |  | 221.1826 | 95.5 | 0 | 0 | 0 | 125.6826 | 1661 |  | kWh | 0.39312 | 0 | Commercial | [7 empty] | 8 | 0.84 |  |  |  | 0 | 28 | 0 | 0 | 0 | 0 | 0 | 0 | 0 | 0 | 0 | 0 | 2009 Qtr 1: 0; 2009 Qtr 2: 0; 2009 Qtr 3: 28; 2009 Qtr 4: 0; 2010 Qtr 1: 0; 2010 Qtr 2: 0; 2010 Qtr 3: 0; 2010 Qtr 4: 0; 2011 Qtr 1: 0; 2011 Qtr 2: 0; 2011 Qtr 3: 0; 2011 Qtr 4: 0 | 28
0 | 234287-Lighting-Occpncy Snsr-Hi-Bay integrated Snsr-Tr3 |  | System | Commercial | 01-ALC-AllCommercial-IntLight | 0 |  |  |  |  | 221.1826 | 95.5 | 0 | 0 | 0 | 125.6826 | 1661 |  | kWh | 0.39312 | 0 | Commercial | [7 empty] | 8 | 0.84 |  |  |  | 0 | 20 | 0 | 0 | 0 | 0 | 0 | 0 | 0 | 0 | 0 | 0 | 2009 Qtr 1: 0; 2009 Qtr 2: 0; 2009 Qtr 3: 20; 2009 Qtr 4: 0; 2010 Qtr 1: 0; 2010 Qtr 2: 0; 2010 Qtr 3: 0; 2010 Qtr 4: 0; 2011 Qtr 1: 0; 2011 Qtr 2: 0; 2011 Qtr 3: 0; 2011 Qtr 4: 0 | 20
0 | 234286-Lighting-Occpncy Snsr-Hi-Bay integrated Snsr-Tr2 |  | System | Commercial | 01-ALC-AllCommercial-IntLight | 0 |  |  |  |  | 221.37 | 95.5 | 0 | 0 | 0 | 125.87 | 1499.5759 |  | kWh | 0.47213 | 0 | Commercial | [7 empty] | 8 | 0.84 |  |  |  | 0 | 38 | 0 | 0 | 0 | 0 | 0 | 0 | 0 | 0 | 0 | 0 | 2009 Qtr 1: 0; 2009 Qtr 2: 0; 2009 Qtr 3: 0; 2009 Qtr 4: 38; 2010 Qtr 1: 0; 2010 Qtr 2: 0; 2010 Qtr 3: 0; 2010 Qtr 4: 0; 2011 Qtr 1: 0; 2011 Qtr 2: 0; 2011 Qtr 3: 0; 2011 Qtr 4: 0 | 38
0 | 234085-Refrigeration -Strip Curtains for Walk-ins |  | System | Commercial | 20-RFF-Restaurant–FastFood-Refrig | 0 |  |  |  |  | 10.214 | 3.03 | 0 | 0 | 0 | 7.184 | 465 |  | kWh | 0.053 | 0 | Commercial | [7 empty] | 4 | 0.46 |  |  |  | 0 | 22 | 0 | 0 | 0 | 0 | 0 | 0 | 0 | 0 | 0 | 0 | 2009 Qtr 1: 0; 2009 Qtr 2: 0; 2009 Qtr 3: 0; 2009 Qtr 4: 22; 2010 Qtr 1: 0; 2010 Qtr 2: 0; 2010 Qtr 3: 0; 2010 Qtr 4: 0; 2011 Qtr 1: 0; 2011 Qtr 2: 0; 2011 Qtr 3: 0; 2011 Qtr 4: 0 | 22
0 | 234084-Refrigeration -Cooler/Freezer Door Gaskets - Solid Doors: Cooler |  | System | Commercial | 09-GRO-Grocery-REFG | 0 |  |  |  |  | 2.2498 | 4.0265 | 0 | 0 | 0 | -1.7767 | 104.55 |  | kWh | 0.01195 | 0 | Commercial | [7 empty] | 4 | 0.76 |  |  |  | 0 | 130 | 0 | 0 | 0 | 0 | 0 | 0 | 0 | 0 | 0 | 0 | 2009 Qtr 1: 0; 2009 Qtr 2: 0; 2009 Qtr 3: 0; 2009 Qtr 4: 130; 2010 Qtr 1: 0; 2010 Qtr 2: 0; 2010 Qtr 3: 0; 2010 Qtr 4: 0; 2011 Qtr 1: 0; 2011 Qtr 2: 0; 2011 Qtr 3: 0; 2011 Qtr 4: 0 | 130
0 | 234067-Refrigeration - Food Service -Auto Closer for Main Cooler Doors |  | System | Commercial | 09-GRO-Grocery-REFG | 0 |  |  |  |  | 382.5103 | 103 | 0 | 0 | 0 | 279.5103 | 1075.009 |  | kWh | 0.20794 | -0.053375 | Commercial |  | Annual | [5 empty] | 8 | 0.7 |  |  |  | 0 | 1 | 0 | 0 | 0 | 0 | 0 | 0 | 0 | 0 | 0 | 0 | 2009 Qtr 1: 0; 2009 Qtr 2: 0; 2009 Qtr 3: 0; 2009 Qtr 4: 1; 2010 Qtr 1: 0; 2010 Qtr 2: 0; 2010 Qtr 3: 0; 2010 Qtr 4: 0; 2011 Qtr 1: 0; 2011 Qtr 2: 0; 2011 Qtr 3: 0; 2011 Qtr 4: 0 | 1
0 | 234068-Refrigeration - Food Service -Auto Closer for Main Freezer Doors |  | System | Commercial | 09-GRO-Grocery-REFG | 0 |  |  |  |  | 372.7723 | 160.5 | 0 | 0 | 0 | 212.2723 | 2785.8135 |  | kWh | 0.27593 | -0.026688 | Commercial |  | Annual | [5 empty] | 8 | 0.7 |  |  |  | 0 | 1 | 0 | 0 | 0 | 0 | 0 | 0 | 0 | 0 | 0 | 0 | 2009 Qtr 1: 0; 2009 Qtr 2: 0; 2009 Qtr 3: 0; 2009 Qtr 4: 1; 2010 Qtr 1: 0; 2010 Qtr 2: 0; 2010 Qtr 3: 0; 2010 Qtr 4: 0; 2011 Qtr 1: 0; 2011 Qtr 2: 0; 2011 Qtr 3: 0; 2011 Qtr 4: 0 | 1
0 | 234085-Refrigeration -Strip Curtains for Walk-ins |  | System | Commercial | 20-RFF-Restaurant–FastFood-Refrig | 0 |  |  |  |  | 10.214 | 3.0371 | 0 | 0 | 0 | 7.1769 | 465 |  | kWh | 0.053 | 0 | Commercial | [7 empty] | 4 | 0.46 |  |  |  | 0 | 55 | 0 | 0 | 0 | 0 | 0 | 0 | 0 | 0 | 0 | 0 | 2009 Qtr 1: 0; 2009 Qtr 2: 0; 2009 Qtr 3: 55; 2009 Qtr 4: 0; 2010 Qtr 1: 0; 2010 Qtr 2: 0; 2010 Qtr 3: 0; 2010 Qtr 4: 0; 2011 Qtr 1: 0; 2011 Qtr 2: 0; 2011 Qtr 3: 0; 2011 Qtr 4: 0 | 55
0 | 234084-Refrigeration -Cooler/Freezer Door Gaskets - Solid Doors: Cooler |  | System | Commercial | 09-GRO-Grocery-REFG | 0 |  |  |  |  | 2.2498 | 4.0261 | 0 | 0 | 0 | -1.7763 | 104.55 |  | kWh | 0.01195 | 0 | Commercial | [7 empty] | 4 | 0.76 |  |  |  | 0 | 144 | 0 | 0 | 0 | 0 | 0 | 0 | 0 | 0 | 0 | 0 | 2009 Qtr 1: 0; 2009 Qtr 2: 0; 2009 Qtr 3: 144; 2009 Qtr 4: 0; 2010 Qtr 1: 0; 2010 Qtr 2: 0; 2010 Qtr 3: 0; 2010 Qtr 4: 0; 2011 Qtr 1: 0; 2011 Qtr 2: 0; 2011 Qtr 3: 0; 2011 Qtr 4: 0 | 144
0 | 234067-Refrigeration - Food Service -Auto Closer for Main Cooler Doors |  | System | Commercial | 09-GRO-Grocery-REFG | 0 |  |  |  |  | 382.5103 | 103 | 0 | 0 | 0 | 279.5103 | 1075.009 |  | kWh | 0.20794 | -0.053375 | Commercial |  | Annual | [5 empty] | 8 | 0.7 |  |  |  | 0 | 2 | 0 | 0 | 0 | 0 | 0 | 0 | 0 | 0 | 0 | 0 | 2009 Qtr 1: 0; 2009 Qtr 2: 0; 2009 Qtr 3: 2; 2009 Qtr 4: 0; 2010 Qtr 1: 0; 2010 Qtr 2: 0; 2010 Qtr 3: 0; 2010 Qtr 4: 0; 2011 Qtr 1: 0; 2011 Qtr 2: 0; 2011 Qtr 3: 0; 2011 Qtr 4: 0 | 2
0 | 234084-Refrigeration -Cooler/Freezer Door Gaskets - Solid Doors: Cooler |  | System | Commercial | 09-GRO-Grocery-REFG | 0 |  |  |  |  | 2.2498 | 4 | 0 | 0 | 0 | -1.7502 | 104.55 |  | kWh | 0.01195 | 0 | Commercial | [7 empty] | 4 | 0.76 |  |  |  | 0 | 20 | 0 | 0 | 0 | 0 | 0 | 0 | 0 | 0 | 0 | 0 | 2009 Qtr 1: 0; 2009 Qtr 2: 0; 2009 Qtr 3: 0; 2009 Qtr 4: 20; 2010 Qtr 1: 0; 2010 Qtr 2: 0; 2010 Qtr 3: 0; 2010 Qtr 4: 0; 2011 Qtr 1: 0; 2011 Qtr 2: 0; 2011 Qtr 3: 0; 2011 Qtr 4: 0 | 20
0 | 234085-Refrigeration -Strip Curtains for Walk-ins |  | System | Commercial | 20-RFF-Restaurant–FastFood-Refrig | 0 |  |  |  |  | 10.214 | 3.0146 | 0 | 0 | 0 | 7.1994 | 465 |  | kWh | 0.053 | 0 | Commercial | [7 empty] | 4 | 0.46 |  |  |  | 0 | 68 | 0 | 0 | 0 | 0 | 0 | 0 | 0 | 0 | 0 | 0 | 2009 Qtr 1: 0; 2009 Qtr 2: 0; 2009 Qtr 3: 68; 2009 Qtr 4: 0; 2010 Qtr 1: 0; 2010 Qtr 2: 0; 2010 Qtr 3: 0; 2010 Qtr 4: 0; 2011 Qtr 1: 0; 2011 Qtr 2: 0; 2011 Qtr 3: 0; 2011 Qtr 4: 0 | 68
0 | 234084-Refrigeration -Cooler/Freezer Door Gaskets - Solid Doors: Cooler |  | System | Commercial | 09-GRO-Grocery-REFG | 0 |  |  |  |  | 2.2498 | 4.012 | 0 | 0 | 0 | -1.7622 | 104.55 |  | kWh | 0.01195 | 0 | Commercial | [7 empty] | 4 | 0.76 |  |  |  | 0 | 157 | 0 | 0 | 0 | 0 | 0 | 0 | 0 | 0 | 0 | 0 | 2009 Qtr 1: 0; 2009 Qtr 2: 0; 2009 Qtr 3: 157; 2009 Qtr 4: 0; 2010 Qtr 1: 0; 2010 Qtr 2: 0; 2010 Qtr 3: 0; 2010 Qtr 4: 0; 2011 Qtr 1: 0; 2011 Qtr 2: 0; 2011 Qtr 3: 0; 2011 Qtr 4: 0 | 157
0 | 234067-Refrigeration - Food Service -Auto Closer for Main Cooler Doors |  | System | Commercial | 09-GRO-Grocery-REFG | 0 |  |  |  |  | 382.5103 | 103 | 0 | 0 | 0 | 279.5103 | 1075.009 |  | kWh | 0.20794 | -0.053375 | Commercial |  | Annual | [5 empty] | 8 | 0.7 |  |  |  | 0 | 2 | 0 | 0 | 0 | 0 | 0 | 0 | 0 | 0 | 0 | 0 | 2009 Qtr 1: 0; 2009 Qtr 2: 0; 2009 Qtr 3: 2; 2009 Qtr 4: 0; 2010 Qtr 1: 0; 2010 Qtr 2: 0; 2010 Qtr 3: 0; 2010 Qtr 4: 0; 2011 Qtr 1: 0; 2011 Qtr 2: 0; 2011 Qtr 3: 0; 2011 Qtr 4: 0 | 2
0 | 234068-Refrigeration - Food Service -Auto Closer for Main Freezer Doors |  | System | Commercial | 09-GRO-Grocery-REFG | 0 |  |  |  |  | 372.7723 | 160.5 | 0 | 0 | 0 | 212.2723 | 2785.8135 |  | kWh | 0.27593 | -0.026688 | Commercial |  | Annual | [5 empty] | 8 | 0.7 |  |  |  | 0 | 1 | 0 | 0 | 0 | 0 | 0 | 0 | 0 | 0 | 0 | 0 | 2009 Qtr 1: 0; 2009 Qtr 2: 0; 2009 Qtr 3: 1; 2009 Qtr 4: 0; 2010 Qtr 1: 0; 2010 Qtr 2: 0; 2010 Qtr 3: 0; 2010 Qtr 4: 0; 2011 Qtr 1: 0; 2011 Qtr 2: 0; 2011 Qtr 3: 0; 2011 Qtr 4: 0 | 1
0 | 234084-Refrigeration -Cooler/Freezer Door Gaskets - Solid Doors: Cooler |  | System | Commercial | 09-GRO-Grocery-REFG | 0 |  |  |  |  | 2.2498 | 4.0165 | 0 | 0 | 0 | -1.7667 | 104.55 |  | kWh | 0.01195 | 0 | Commercial | [7 empty] | 4 | 0.76 |  |  |  | 0 | 204 | 0 | 0 | 0 | 0 | 0 | 0 | 0 | 0 | 0 | 0 | 2009 Qtr 1: 0; 2009 Qtr 2: 0; 2009 Qtr 3: 0; 2009 Qtr 4: 204; 2010 Qtr 1: 0; 2010 Qtr 2: 0; 2010 Qtr 3: 0; 2010 Qtr 4: 0; 2011 Qtr 1: 0; 2011 Qtr 2: 0; 2011 Qtr 3: 0; 2011 Qtr 4: 0 | 204
0 | 234085-Refrigeration -Strip Curtains for Walk-ins |  | System | Commercial | 20-RFF-Restaurant–FastFood-Refrig | 0 |  |  |  |  | 10.214 | 3.0491 | 0 | 0 | 0 | 7.1649 | 465 |  | kWh | 0.053 | 0 | Commercial | [7 empty] | 4 | 0.46 |  |  |  | 0 | 44 | 0 | 0 | 0 | 0 | 0 | 0 | 0 | 0 | 0 | 0 | 2009 Qtr 1: 0; 2009 Qtr 2: 0; 2009 Qtr 3: 44; 2009 Qtr 4: 0; 2010 Qtr 1: 0; 2010 Qtr 2: 0; 2010 Qtr 3: 0; 2010 Qtr 4: 0; 2011 Qtr 1: 0; 2011 Qtr 2: 0; 2011 Qtr 3: 0; 2011 Qtr 4: 0 | 44
0 | 234084-Refrigeration -Cooler/Freezer Door Gaskets - Solid Doors: Cooler |  | System | Commercial | 09-GRO-Grocery-REFG | 0 |  |  |  |  | 2.2498 | 4.0348 | 0 | 0 | 0 | -1.785 | 104.55 |  | kWh | 0.01195 | 0 | Commercial | [7 empty] | 4 | 0.76 |  |  |  | 0 | 62 | 0 | 0 | 0 | 0 | 0 | 0 | 0 | 0 | 0 | 0 | 2009 Qtr 1: 0; 2009 Qtr 2: 0; 2009 Qtr 3: 62; 2009 Qtr 4: 0; 2010 Qtr 1: 0; 2010 Qtr 2: 0; 2010 Qtr 3: 0; 2010 Qtr 4: 0; 2011 Qtr 1: 0; 2011 Qtr 2: 0; 2011 Qtr 3: 0; 2011 Qtr 4: 0 | 62
0 | 234085-Refrigeration -Strip Curtains for Walk-ins |  | System | Commercial | 20-RFF-Restaurant–FastFood-Refrig | 0 |  |  |  |  | 10.214 | 3 | 0 | 0 | 0 | 7.214 | 465 |  | kWh | 0.053 | 0 | Commercial | [7 empty] | 4 | 0.46 |  |  |  | 0 | 40 | 0 | 0 | 0 | 0 | 0 | 0 | 0 | 0 | 0 | 0 | 2009 Qtr 1: 0; 2009 Qtr 2: 0; 2009 Qtr 3: 40; 2009 Qtr 4: 0; 2010 Qtr 1: 0; 2010 Qtr 2: 0; 2010 Qtr 3: 0; 2010 Qtr 4: 0; 2011 Qtr 1: 0; 2011 Qtr 2: 0; 2011 Qtr 3: 0; 2011 Qtr 4: 0 | 40
0 | 234084-Refrigeration -Cooler/Freezer Door Gaskets - Solid Doors: Cooler |  | System | Commercial | 09-GRO-Grocery-REFG | 0 |  |  |  |  | 2.2498 | 0 | 0 | 0 | 0 | 2.2498 | 0 |  | kWh | 0 | 0 | Commercial | [7 empty] | 4 | 0.76 |  |  |  | 0 | 1 | 0 | 0 | 0 | 0 | 0 | 0 | 0 | 0 | 0 | 0 | 2009 Qtr 1: 0; 2009 Qtr 2: 0; 2009 Qtr 3: 1; 2009 Qtr 4: 0; 2010 Qtr 1: 0; 2010 Qtr 2: 0; 2010 Qtr 3: 0; 2010 Qtr 4: 0; 2011 Qtr 1: 0; 2011 Qtr 2: 0; 2011 Qtr 3: 0; 2011 Qtr 4: 0 | 1
0 | 234067-Refrigeration - Food Service -Auto Closer for Main Cooler Doors |  | System | Commercial | 09-GRO-Grocery-REFG | 0 |  |  |  |  | 382.5103 | 103 | 0 | 0 | 0 | 279.5103 | 1075.009 |  | kWh | 0.20794 | -0.053375 | Commercial |  | Annual | [5 empty] | 8 | 0.7 |  |  |  | 0 | 1 | 0 | 0 | 0 | 0 | 0 | 0 | 0 | 0 | 0 | 0 | 2009 Qtr 1: 0; 2009 Qtr 2: 0; 2009 Qtr 3: 1; 2009 Qtr 4: 0; 2010 Qtr 1: 0; 2010 Qtr 2: 0; 2010 Qtr 3: 0; 2010 Qtr 4: 0; 2011 Qtr 1: 0; 2011 Qtr 2: 0; 2011 Qtr 3: 0; 2011 Qtr 4: 0 | 1
0 | 234068-Refrigeration - Food Service -Auto Closer for Main Freezer Doors |  | System | Commercial | 09-GRO-Grocery-REFG | 0 |  |  |  |  | 372.7723 | 160.5 | 0 | 0 | 0 | 212.2723 | 2785.8135 |  | kWh | 0.27593 | -0.026688 | Commercial |  | Annual | [5 empty] | 8 | 0.7 |  |  |  | 0 | 1 | 0 | 0 | 0 | 0 | 0 | 0 | 0 | 0 | 0 | 0 | 2009 Qtr 1: 0; 2009 Qtr 2: 0; 2009 Qtr 3: 1; 2009 Qtr 4: 0; 2010 Qtr 1: 0; 2010 Qtr 2: 0; 2010 Qtr 3: 0; 2010 Qtr 4: 0; 2011 Qtr 1: 0; 2011 Qtr 2: 0; 2011 Qtr 3: 0; 2011 Qtr 4: 0 | 1
0 | 234286-Lighting-Occpncy Snsr-Hi-Bay integrated Snsr-Tr2 |  | System | Commercial | 01-ALC-AllCommercial-IntLight | 0 |  |  |  |  | 221.37 | 95.5 | 0 | 0 | 0 | 125.87 | 1499.5759 |  | kWh | 0.47213 | 0 | Commercial | [7 empty] | 8 | 0.84 |  |  |  | 0 | 93 | 0 | 0 | 0 | 0 | 0 | 0 | 0 | 0 | 0 | 0 | 2009 Qtr 1: 0; 2009 Qtr 2: 0; 2009 Qtr 3: 93; 2009 Qtr 4: 0; 2010 Qtr 1: 0; 2010 Qtr 2: 0; 2010 Qtr 3: 0; 2010 Qtr 4: 0; 2011 Qtr 1: 0; 2011 Qtr 2: 0; 2011 Qtr 3: 0; 2011 Qtr 4: 0 | 93
0 | 234084-Refrigeration -Cooler/Freezer Door Gaskets - Solid Doors: Cooler |  | System | Commercial | 09-GRO-Grocery-REFG | 0 |  |  |  |  | 2.2498 | 4 | 0 | 0 | 0 | -1.7502 | 104.55 |  | kWh | 0.01195 | 0 | Commercial | [7 empty] | 4 | 0.76 |  |  |  | 0 | 30 | 0 | 0 | 0 | 0 | 0 | 0 | 0 | 0 | 0 | 0 | 2009 Qtr 1: 0; 2009 Qtr 2: 0; 2009 Qtr 3: 30; 2009 Qtr 4: 0; 2010 Qtr 1: 0; 2010 Qtr 2: 0; 2010 Qtr 3: 0; 2010 Qtr 4: 0; 2011 Qtr 1: 0; 2011 Qtr 2: 0; 2011 Qtr 3: 0; 2011 Qtr 4: 0 | 30
0 | 234067-Refrigeration - Food Service -Auto Closer for Main Cooler Doors |  | System | Commercial | 09-GRO-Grocery-REFG | 0 |  |  |  |  | 382.5103 | 0 | 0 | 0 | 0 | 382.5103 | 0 |  | kWh | 0 | 0 | Commercial |  | Annual | [5 empty] | 8 | 0.7 |  |  |  | 0 | 1 | 0 | 0 | 0 | 0 | 0 | 0 | 0 | 0 | 0 | 0 | 2009 Qtr 1: 0; 2009 Qtr 2: 0; 2009 Qtr 3: 1; 2009 Qtr 4: 0; 2010 Qtr 1: 0; 2010 Qtr 2: 0; 2010 Qtr 3: 0; 2010 Qtr 4: 0; 2011 Qtr 1: 0; 2011 Qtr 2: 0; 2011 Qtr 3: 0; 2011 Qtr 4: 0 | 1
0 | 234330-Premium T8 with T12 40 Watt Baseline - Tr1 |  | System | Commercial | 01-ALC-AllCommercial-IntLight | 0 |  |  |  |  | 27.6532 | 13.1897 | 0 | 0 | 0 | 14.4636 | 83.5202 |  | kWh | 0.017351 | 0 | Commercial | [7 empty] | 15 | 0.78 |  |  |  | 0 | 49.1293 | 0 | 0 | 0 | 0 | 0 | 0 | 0 | 0 | 0 | 0 | 2009 Qtr 1: 0; 2009 Qtr 2: 0; 2009 Qtr 3: 0; 2009 Qtr 4: 49.1293; 2010 Qtr 1: 0; 2010 Qtr 2: 0; 2010 Qtr 3: 0; 2010 Qtr 4: 0; 2011 Qtr 1: 0; 2011 Qtr 2: 0; 2011 Qtr 3: 0; 2011 Qtr 4: 0 | 49.1293
0 | 234303-Lighting-Remove 4 Ft Lamp (De-Lamp) - Tr1 |  | System | Commercial | [6 empty] | 12.3596 | 16.4871 | 0 | 0 | 0 | -4.1275 | 137.2559 |  | 0 | 0.026384 | -2.5676 | Commercial |  | Winter Only | [5 empty] | 15 | 0.77 |  |  |  | 0 | 46.3999 | 0 | 0 | 0 | 0 | 0 | 0 | 0 | 0 | 0 | 0 | 2009 Qtr 1: 0; 2009 Qtr 2: 0; 2009 Qtr 3: 0; 2009 Qtr 4: 46.3999; 2010 Qtr 1: 0; 2010 Qtr 2: 0; 2010 Qtr 3: 0; 2010 Qtr 4: 0; 2011 Qtr 1: 0; 2011 Qtr 2: 0; 2011 Qtr 3: 0; 2011 Qtr 4: 0 | 46.3999
0 | 234330-Premium T8 with T12 40 Watt Baseline - Tr1 |  | System | Commercial | 01-ALC-AllCommercial-IntLight | 0 |  |  |  |  | 27.6532 | 13.1897 | 0 | 0 | 0 | 14.4636 | 83.5202 |  | kWh | 0.017351 | 0 | Commercial | [7 empty] | 15 | 0.78 |  |  |  | 0 | 14.5568 | 0 | 0 | 0 | 0 | 0 | 0 | 0 | 0 | 0 | 0 | 2009 Qtr 1: 0; 2009 Qtr 2: 0; 2009 Qtr 3: 0; 2009 Qtr 4: 14.5568; 2010 Qtr 1: 0; 2010 Qtr 2: 0; 2010 Qtr 3: 0; 2010 Qtr 4: 0; 2011 Qtr 1: 0; 2011 Qtr 2: 0; 2011 Qtr 3: 0; 2011 Qtr 4: 0 | 14.5568
0 | 234303-Lighting-Remove 4 Ft Lamp (De-Lamp) - Tr1 |  | System | Commercial | [6 empty] | 12.3596 | 16.4871 | 0 | 0 | 0 | -4.1275 | 137.2559 |  | 0 | 0.026384 | -2.5676 | Commercial |  | Winter Only | [5 empty] | 15 | 0.77 |  |  |  | 0 | 9.098 | 0 | 0 | 0 | 0 | 0 | 0 | 0 | 0 | 0 | 0 | 2009 Qtr 1: 0; 2009 Qtr 2: 0; 2009 Qtr 3: 0; 2009 Qtr 4: 9.098; 2010 Qtr 1: 0; 2010 Qtr 2: 0; 2010 Qtr 3: 0; 2010 Qtr 4: 0; 2011 Qtr 1: 0; 2011 Qtr 2: 0; 2011 Qtr 3: 0; 2011 Qtr 4: 0 | 9.098
0 | 234330-Premium T8 with T12 40 Watt Baseline - Tr1 |  | System | Commercial | 01-ALC-AllCommercial-IntLight | 0 |  |  |  |  | 27.6532 | 13.1897 | 0 | 0 | 0 | 14.4636 | 83.5202 |  | kWh | 0.017351 | 0 | Commercial | [7 empty] | 15 | 0.78 |  |  |  | 0 | 20.0156 | 0 | 0 | 0 | 0 | 0 | 0 | 0 | 0 | 0 | 0 | 2009 Qtr 1: 0; 2009 Qtr 2: 0; 2009 Qtr 3: 0; 2009 Qtr 4: 20.0156; 2010 Qtr 1: 0; 2010 Qtr 2: 0; 2010 Qtr 3: 0; 2010 Qtr 4: 0; 2011 Qtr 1: 0; 2011 Qtr 2: 0; 2011 Qtr 3: 0; 2011 Qtr 4: 0 | 20.0156
0 | 234303-Lighting-Remove 4 Ft Lamp (De-Lamp) - Tr1 |  | System | Commercial | [6 empty] | 12.3596 | 16.4871 | 0 | 0 | 0 | -4.1275 | 137.2559 |  | 0 | 0.026384 | -2.5676 | Commercial |  | Winter Only | [5 empty] | 15 | 0.77 |  |  |  | 0 | 10.9176 | 0 | 0 | 0 | 0 | 0 | 0 | 0 | 0 | 0 | 0 | 2009 Qtr 1: 0; 2009 Qtr 2: 0; 2009 Qtr 3: 0; 2009 Qtr 4: 10.9176; 2010 Qtr 1: 0; 2010 Qtr 2: 0; 2010 Qtr 3: 0; 2010 Qtr 4: 0; 2011 Qtr 1: 0; 2011 Qtr 2: 0; 2011 Qtr 3: 0; 2011 Qtr 4: 0 | 10.9176
0 | 234201-Lighting-2 Ft 2nd Gen T-8 with Elec Ballast-Tr1 |  | System | Commercial | 01-ALC-AllCommercial-IntLight | 0 |  |  |  |  | 23.0819 | 10.9914 | 0 | 0 | 0 | 12.0905 | 56.0027 |  | kWh | 0.010616 | 0 | Commercial | [7 empty] | 15 | 0.78 |  |  |  | 0 | 3.6392 | 0 | 0 | 0 | 0 | 0 | 0 | 0 | 0 | 0 | 0 | 2009 Qtr 1: 0; 2009 Qtr 2: 0; 2009 Qtr 3: 0; 2009 Qtr 4: 3.6392; 2010 Qtr 1: 0; 2010 Qtr 2: 0; 2010 Qtr 3: 0; 2010 Qtr 4: 0; 2011 Qtr 1: 0; 2011 Qtr 2: 0; 2011 Qtr 3: 0; 2011 Qtr 4: 0 | 3.6392
0 | 234330-Premium T8 with T12 40 Watt Baseline - Tr1 |  | System | Commercial | 01-ALC-AllCommercial-IntLight | 0 |  |  |  |  | 27.6532 | 13.1897 | 0 | 0 | 0 | 14.4636 | 83.5202 |  | kWh | 0.017351 | 0 | Commercial | [7 empty] | 15 | 0.78 |  |  |  | 0 | 188.329 | 0 | 0 | 0 | 0 | 0 | 0 | 0 | 0 | 0 | 0 | 2009 Qtr 1: 0; 2009 Qtr 2: 0; 2009 Qtr 3: 0; 2009 Qtr 4: 188.329; 2010 Qtr 1: 0; 2010 Qtr 2: 0; 2010 Qtr 3: 0; 2010 Qtr 4: 0; 2011 Qtr 1: 0; 2011 Qtr 2: 0; 2011 Qtr 3: 0; 2011 Qtr 4: 0 | 188.329
0 | 234285-Lighting-Occpncy Snsr-Hi-Bay integrated Snsr-Tr1 |  | System | Commercial | 01-ALC-AllCommercial-IntLight | 0 |  |  |  |  | 221.2703 | 95.5 | 0 | 0 | 0 | 125.7703 | 2503.6304 |  | kWh | 0.48559 | 0 | Commercial | [7 empty] | 8 | 0.84 |  |  |  | 0 | 36 | 0 | 0 | 0 | 0 | 0 | 0 | 0 | 0 | 0 | 0 | 2009 Qtr 1: 0; 2009 Qtr 2: 0; 2009 Qtr 3: 0; 2009 Qtr 4: 36; 2010 Qtr 1: 0; 2010 Qtr 2: 0; 2010 Qtr 3: 0; 2010 Qtr 4: 0; 2011 Qtr 1: 0; 2011 Qtr 2: 0; 2011 Qtr 3: 0; 2011 Qtr 4: 0 | 36
0 | 234049-Lighting-LED Exit Sign New Sign |  | System | Commercial | 25-SCN-Storage–Conditioned-Exit | 0 |  |  |  |  | 64.8921 | 45 | 0 | 0 | 0 | 19.8921 | 351.311 |  | kWh | 0 | 0 | Commercial | [7 empty] | 16 | 0.85 |  |  |  | 0 | 1 | 0 | 0 | 0 | 0 | 0 | 0 | 0 | 0 | 0 | 0 | 2009 Qtr 1: 0; 2009 Qtr 2: 0; 2009 Qtr 3: 0; 2009 Qtr 4: 1; 2010 Qtr 1: 0; 2010 Qtr 2: 0; 2010 Qtr 3: 0; 2010 Qtr 4: 0; 2011 Qtr 1: 0; 2011 Qtr 2: 0; 2011 Qtr 3: 0; 2011 Qtr 4: 0 | 1
0 | 234285-Lighting-Occpncy Snsr-Hi-Bay integrated Snsr-Tr1 |  | System | Commercial | 01-ALC-AllCommercial-IntLight | 0 |  |  |  |  | 221.2703 | 95.5 | 0 | 0 | 0 | 125.7703 | 2503.6304 |  | kWh | 0.48559 | 0 | Commercial | [7 empty] | 8 | 0.84 |  |  |  | 0 | 10 | 0 | 0 | 0 | 0 | 0 | 0 | 0 | 0 | 0 | 0 | 2009 Qtr 1: 0; 2009 Qtr 2: 0; 2009 Qtr 3: 10; 2009 Qtr 4: 0; 2010 Qtr 1: 0; 2010 Qtr 2: 0; 2010 Qtr 3: 0; 2010 Qtr 4: 0; 2011 Qtr 1: 0; 2011 Qtr 2: 0; 2011 Qtr 3: 0; 2011 Qtr 4: 0 | 10
0 | 234330-Premium T8 with T12 40 Watt Baseline - Tr1 |  | System | Commercial | 01-ALC-AllCommercial-IntLight | 0 |  |  |  |  | 27.6532 | 13.1897 | 0 | 0 | 0 | 14.4636 | 83.5202 |  | kWh | 0.017351 | 0 | Commercial | [7 empty] | 15 | 0.78 |  |  |  | 0 | 203.7957 | 0 | 0 | 0 | 0 | 0 | 0 | 0 | 0 | 0 | 0 | 2009 Qtr 1: 0; 2009 Qtr 2: 0; 2009 Qtr 3: 203.7957; 2009 Qtr 4: 0; 2010 Qtr 1: 0; 2010 Qtr 2: 0; 2010 Qtr 3: 0; 2010 Qtr 4: 0; 2011 Qtr 1: 0; 2011 Qtr 2: 0; 2011 Qtr 3: 0; 2011 Qtr 4: 0 | 203.7957
0 | 234285-Lighting-Occpncy Snsr-Hi-Bay integrated Snsr-Tr1 |  | System | Commercial | 01-ALC-AllCommercial-IntLight | 0 |  |  |  |  | 221.2703 | 95.5 | 0 | 0 | 0 | 125.7703 | 2503.6304 |  | kWh | 0.48559 | 0 | Commercial | [7 empty] | 8 | 0.84 |  |  |  | 0 | 14 | 0 | 0 | 0 | 0 | 0 | 0 | 0 | 0 | 0 | 0 | 2009 Qtr 1: 0; 2009 Qtr 2: 0; 2009 Qtr 3: 14; 2009 Qtr 4: 0; 2010 Qtr 1: 0; 2010 Qtr 2: 0; 2010 Qtr 3: 0; 2010 Qtr 4: 0; 2011 Qtr 1: 0; 2011 Qtr 2: 0; 2011 Qtr 3: 0; 2011 Qtr 4: 0 | 14
0 | 234287-Lighting-Occpncy Snsr-Hi-Bay integrated Snsr-Tr3 |  | System | Commercial | 01-ALC-AllCommercial-IntLight | 0 |  |  |  |  | 221.1826 | 95.5 | 0 | 0 | 0 | 125.6826 | 1661 |  | kWh | 0.39312 | 0 | Commercial | [7 empty] | 8 | 0.84 |  |  |  | 0 | 16 | 0 | 0 | 0 | 0 | 0 | 0 | 0 | 0 | 0 | 0 | 2009 Qtr 1: 0; 2009 Qtr 2: 0; 2009 Qtr 3: 16; 2009 Qtr 4: 0; 2010 Qtr 1: 0; 2010 Qtr 2: 0; 2010 Qtr 3: 0; 2010 Qtr 4: 0; 2011 Qtr 1: 0; 2011 Qtr 2: 0; 2011 Qtr 3: 0; 2011 Qtr 4: 0 | 16
0 | 234330-Premium T8 with T12 40 Watt Baseline - Tr1 |  | System | Commercial | 01-ALC-AllCommercial-IntLight | 0 |  |  |  |  | 27.6532 | 13.1897 | 0 | 0 | 0 | 14.4636 | 83.5202 |  | kWh | 0.017351 | 0 | Commercial | [7 empty] | 15 | 0.78 |  |  |  | 0 | 94.6194 | 0 | 0 | 0 | 0 | 0 | 0 | 0 | 0 | 0 | 0 | 2009 Qtr 1: 0; 2009 Qtr 2: 0; 2009 Qtr 3: 0; 2009 Qtr 4: 94.6194; 2010 Qtr 1: 0; 2010 Qtr 2: 0; 2010 Qtr 3: 0; 2010 Qtr 4: 0; 2011 Qtr 1: 0; 2011 Qtr 2: 0; 2011 Qtr 3: 0; 2011 Qtr 4: 0 | 94.6194
0 | 234285-Lighting-Occpncy Snsr-Hi-Bay integrated Snsr-Tr1 |  | System | Commercial | 01-ALC-AllCommercial-IntLight | 0 |  |  |  |  | 221.2703 | 95.5 | 0 | 0 | 0 | 125.7703 | 2503.6304 |  | kWh | 0.48559 | 0 | Commercial | [7 empty] | 8 | 0.84 |  |  |  | 0 | 9 | 0 | 0 | 0 | 0 | 0 | 0 | 0 | 0 | 0 | 0 | 2009 Qtr 1: 0; 2009 Qtr 2: 0; 2009 Qtr 3: 0; 2009 Qtr 4: 9; 2010 Qtr 1: 0; 2010 Qtr 2: 0; 2010 Qtr 3: 0; 2010 Qtr 4: 0; 2011 Qtr 1: 0; 2011 Qtr 2: 0; 2011 Qtr 3: 0; 2011 Qtr 4: 0 | 9
0 | 234330-Premium T8 with T12 40 Watt Baseline - Tr1 |  | System | Commercial | 01-ALC-AllCommercial-IntLight | 0 |  |  |  |  | 27.6532 | 13.1897 | 0 | 0 | 0 | 14.4636 | 83.5202 |  | kWh | 0.017351 | 0 | Commercial | [7 empty] | 15 | 0.78 |  |  |  | 0 | 21.8353 | 0 | 0 | 0 | 0 | 0 | 0 | 0 | 0 | 0 | 0 | 2009 Qtr 1: 0; 2009 Qtr 2: 0; 2009 Qtr 3: 21.8353; 2009 Qtr 4: 0; 2010 Qtr 1: 0; 2010 Qtr 2: 0; 2010 Qtr 3: 0; 2010 Qtr 4: 0; 2011 Qtr 1: 0; 2011 Qtr 2: 0; 2011 Qtr 3: 0; 2011 Qtr 4: 0 | 21.8353
0 | 234330-Premium T8 with T12 40 Watt Baseline - Tr1 |  | System | Commercial | 01-ALC-AllCommercial-IntLight | 0 |  |  |  |  | 27.6532 | 13.1897 | 0 | 0 | 0 | 14.4636 | 83.5202 |  | kWh | 0.017351 | 0 | Commercial | [7 empty] | 15 | 0.78 |  |  |  | 0 | 62.7763 | 0 | 0 | 0 | 0 | 0 | 0 | 0 | 0 | 0 | 0 | 2009 Qtr 1: 0; 2009 Qtr 2: 0; 2009 Qtr 3: 0; 2009 Qtr 4: 62.7763; 2010 Qtr 1: 0; 2010 Qtr 2: 0; 2010 Qtr 3: 0; 2010 Qtr 4: 0; 2011 Qtr 1: 0; 2011 Qtr 2: 0; 2011 Qtr 3: 0; 2011 Qtr 4: 0 | 62.7763
0 | 234285-Lighting-Occpncy Snsr-Hi-Bay integrated Snsr-Tr1 |  | System | Commercial | 01-ALC-AllCommercial-IntLight | 0 |  |  |  |  | 221.2703 | 95.5 | 0 | 0 | 0 | 125.7703 | 2503.6304 |  | kWh | 0.48559 | 0 | Commercial | [7 empty] | 8 | 0.84 |  |  |  | 0 | 12 | 0 | 0 | 0 | 0 | 0 | 0 | 0 | 0 | 0 | 0 | 2009 Qtr 1: 0; 2009 Qtr 2: 0; 2009 Qtr 3: 0; 2009 Qtr 4: 12; 2010 Qtr 1: 0; 2010 Qtr 2: 0; 2010 Qtr 3: 0; 2010 Qtr 4: 0; 2011 Qtr 1: 0; 2011 Qtr 2: 0; 2011 Qtr 3: 0; 2011 Qtr 4: 0 | 12
0 | 234286-Lighting-Occpncy Snsr-Hi-Bay integrated Snsr-Tr2 |  | System | Commercial | 01-ALC-AllCommercial-IntLight | 0 |  |  |  |  | 221.37 | 95.5 | 0 | 0 | 0 | 125.87 | 1499.5759 |  | kWh | 0.47213 | 0 | Commercial | [7 empty] | 8 | 0.84 |  |  |  | 0 | 86 | 0 | 0 | 0 | 0 | 0 | 0 | 0 | 0 | 0 | 0 | 2009 Qtr 1: 0; 2009 Qtr 2: 0; 2009 Qtr 3: 86; 2009 Qtr 4: 0; 2010 Qtr 1: 0; 2010 Qtr 2: 0; 2010 Qtr 3: 0; 2010 Qtr 4: 0; 2011 Qtr 1: 0; 2011 Qtr 2: 0; 2011 Qtr 3: 0; 2011 Qtr 4: 0 | 86
0 | 234331-Premium T8 with T12 40 Watt Baseline - Tr2 |  | System | Commercial | 01-ALC-AllCommercial-IntLight | 0 |  |  |  |  | 27.653 | 9.8923 | 0 | 0 | 0 | 17.7607 | 58.062 |  | kWh | 0.017133 | 0 | Commercial | [7 empty] | 15 | 0.78 |  |  |  | 0 | 229.2701 | 0 | 0 | 0 | 0 | 0 | 0 | 0 | 0 | 0 | 0 | 2009 Qtr 1: 0; 2009 Qtr 2: 0; 2009 Qtr 3: 229.2701; 2009 Qtr 4: 0; 2010 Qtr 1: 0; 2010 Qtr 2: 0; 2010 Qtr 3: 0; 2010 Qtr 4: 0; 2011 Qtr 1: 0; 2011 Qtr 2: 0; 2011 Qtr 3: 0; 2011 Qtr 4: 0 | 229.2701
0 | 234286-Lighting-Occpncy Snsr-Hi-Bay integrated Snsr-Tr2 |  | System | Commercial | 01-ALC-AllCommercial-IntLight | 0 |  |  |  |  | 221.37 | 95.5 | 0 | 0 | 0 | 125.87 | 1499.5759 |  | kWh | 0.47213 | 0 | Commercial | [7 empty] | 8 | 0.84 |  |  |  | 0 | 58 | 0 | 0 | 0 | 0 | 0 | 0 | 0 | 0 | 0 | 0 | 2009 Qtr 1: 0; 2009 Qtr 2: 0; 2009 Qtr 3: 58; 2009 Qtr 4: 0; 2010 Qtr 1: 0; 2010 Qtr 2: 0; 2010 Qtr 3: 0; 2010 Qtr 4: 0; 2011 Qtr 1: 0; 2011 Qtr 2: 0; 2011 Qtr 3: 0; 2011 Qtr 4: 0 | 58
0 | 234286-Lighting-Occpncy Snsr-Hi-Bay integrated Snsr-Tr2 |  | System | Commercial | 01-ALC-AllCommercial-IntLight | 0 |  |  |  |  | 221.37 | 95.5 | 0 | 0 | 0 | 125.87 | 1499.5759 |  | kWh | 0.47213 | 0 | Commercial | [7 empty] | 8 | 0.84 |  |  |  | 0 | 87 | 0 | 0 | 0 | 0 | 0 | 0 | 0 | 0 | 0 | 0 | 2009 Qtr 1: 0; 2009 Qtr 2: 0; 2009 Qtr 3: 87; 2009 Qtr 4: 0; 2010 Qtr 1: 0; 2010 Qtr 2: 0; 2010 Qtr 3: 0; 2010 Qtr 4: 0; 2011 Qtr 1: 0; 2011 Qtr 2: 0; 2011 Qtr 3: 0; 2011 Qtr 4: 0 | 87
0 | 234330-Premium T8 with T12 40 Watt Baseline - Tr1 |  | System | Commercial | 01-ALC-AllCommercial-IntLight | 0 |  |  |  |  | 27.6532 | 13.1897 | 0 | 0 | 0 | 14.4636 | 83.5202 |  | kWh | 0.017351 | 0 | Commercial | [7 empty] | 15 | 0.78 |  |  |  | 0 | 134.6507 | 0 | 0 | 0 | 0 | 0 | 0 | 0 | 0 | 0 | 0 | 2009 Qtr 1: 0; 2009 Qtr 2: 0; 2009 Qtr 3: 0; 2009 Qtr 4: 134.6507; 2010 Qtr 1: 0; 2010 Qtr 2: 0; 2010 Qtr 3: 0; 2010 Qtr 4: 0; 2011 Qtr 1: 0; 2011 Qtr 2: 0; 2011 Qtr 3: 0; 2011 Qtr 4: 0 | 134.6507
0 | 234303-Lighting-Remove 4 Ft Lamp (De-Lamp) - Tr1 |  | System | Commercial | [6 empty] | 12.3596 | 16.4871 | 0 | 0 | 0 | -4.1275 | 137.2559 |  | 0 | 0.026384 | -2.5676 | Commercial |  | Winter Only | [5 empty] | 15 | 0.77 |  |  |  | 0 | 7.2784 | 0 | 0 | 0 | 0 | 0 | 0 | 0 | 0 | 0 | 0 | 2009 Qtr 1: 0; 2009 Qtr 2: 0; 2009 Qtr 3: 0; 2009 Qtr 4: 7.2784; 2010 Qtr 1: 0; 2010 Qtr 2: 0; 2010 Qtr 3: 0; 2010 Qtr 4: 0; 2011 Qtr 1: 0; 2011 Qtr 2: 0; 2011 Qtr 3: 0; 2011 Qtr 4: 0 | 7.2784
0 | 234285-Lighting-Occpncy Snsr-Hi-Bay integrated Snsr-Tr1 |  | System | Commercial | 01-ALC-AllCommercial-IntLight | 0 |  |  |  |  | 221.2703 | 95.5 | 0 | 0 | 0 | 125.7703 | 2503.6304 |  | kWh | 0.48559 | 0 | Commercial | [7 empty] | 8 | 0.84 |  |  |  | 0 | 22 | 0 | 0 | 0 | 0 | 0 | 0 | 0 | 0 | 0 | 0 | 2009 Qtr 1: 0; 2009 Qtr 2: 0; 2009 Qtr 3: 0; 2009 Qtr 4: 22; 2010 Qtr 1: 0; 2010 Qtr 2: 0; 2010 Qtr 3: 0; 2010 Qtr 4: 0; 2011 Qtr 1: 0; 2011 Qtr 2: 0; 2011 Qtr 3: 0; 2011 Qtr 4: 0 | 22
0 | 234084-Refrigeration -Cooler/Freezer Door Gaskets - Solid Doors: Cooler |  | System | Commercial | 09-GRO-Grocery-REFG | 0 |  |  |  |  | 2.2498 | 4 | 0 | 0 | 0 | -1.7502 | 104.55 |  | kWh | 0.01195 | 0 | Commercial | [7 empty] | 4 | 0.76 |  |  |  | 0 | 96 | 0 | 0 | 0 | 0 | 0 | 0 | 0 | 0 | 0 | 0 | 2009 Qtr 1: 0; 2009 Qtr 2: 0; 2009 Qtr 3: 0; 2009 Qtr 4: 96; 2010 Qtr 1: 0; 2010 Qtr 2: 0; 2010 Qtr 3: 0; 2010 Qtr 4: 0; 2011 Qtr 1: 0; 2011 Qtr 2: 0; 2011 Qtr 3: 0; 2011 Qtr 4: 0 | 96
0 | 234084-Refrigeration -Cooler/Freezer Door Gaskets - Solid Doors: Cooler |  | System | Commercial | 09-GRO-Grocery-REFG | 0 |  |  |  |  | 2.2498 | 4 | 0 | 0 | 0 | -1.7502 | 104.55 |  | kWh | 0.01195 | 0 | Commercial | [7 empty] | 4 | 0.76 |  |  |  | 0 | 161 | 0 | 0 | 0 | 0 | 0 | 0 | 0 | 0 | 0 | 0 | 2009 Qtr 1: 0; 2009 Qtr 2: 0; 2009 Qtr 3: 0; 2009 Qtr 4: 161; 2010 Qtr 1: 0; 2010 Qtr 2: 0; 2010 Qtr 3: 0; 2010 Qtr 4: 0; 2011 Qtr 1: 0; 2011 Qtr 2: 0; 2011 Qtr 3: 0; 2011 Qtr 4: 0 | 161
0 | 234084-Refrigeration -Cooler/Freezer Door Gaskets - Solid Doors: Cooler |  | System | Commercial | 09-GRO-Grocery-REFG | 0 |  |  |  |  | 2.2498 | 4 | 0 | 0 | 0 | -1.7502 | 104.55 |  | kWh | 0.01195 | 0 | Commercial | [7 empty] | 4 | 0.76 |  |  |  | 0 | 133 | 0 | 0 | 0 | 0 | 0 | 0 | 0 | 0 | 0 | 0 | 2009 Qtr 1: 0; 2009 Qtr 2: 0; 2009 Qtr 3: 0; 2009 Qtr 4: 133; 2010 Qtr 1: 0; 2010 Qtr 2: 0; 2010 Qtr 3: 0; 2010 Qtr 4: 0; 2011 Qtr 1: 0; 2011 Qtr 2: 0; 2011 Qtr 3: 0; 2011 Qtr 4: 0 | 133
0 | 234084-Refrigeration -Cooler/Freezer Door Gaskets - Solid Doors: Cooler |  | System | Commercial | 09-GRO-Grocery-REFG | 0 |  |  |  |  | 2.2498 | 4 | 0 | 0 | 0 | -1.7502 | 104.55 |  | kWh | 0.01195 | 0 | Commercial | [7 empty] | 4 | 0.76 |  |  |  | 0 | 155 | 0 | 0 | 0 | 0 | 0 | 0 | 0 | 0 | 0 | 0 | 2009 Qtr 1: 0; 2009 Qtr 2: 0; 2009 Qtr 3: 0; 2009 Qtr 4: 155; 2010 Qtr 1: 0; 2010 Qtr 2: 0; 2010 Qtr 3: 0; 2010 Qtr 4: 0; 2011 Qtr 1: 0; 2011 Qtr 2: 0; 2011 Qtr 3: 0; 2011 Qtr 4: 0 | 155
0 | 234084-Refrigeration -Cooler/Freezer Door Gaskets - Solid Doors: Cooler |  | System | Commercial | 09-GRO-Grocery-REFG | 0 |  |  |  |  | 2.2498 | 4 | 0 | 0 | 0 | -1.7502 | 104.55 |  | kWh | 0.01195 | 0 | Commercial | [7 empty] | 4 | 0.76 |  |  |  | 0 | 160 | 0 | 0 | 0 | 0 | 0 | 0 | 0 | 0 | 0 | 0 | 2009 Qtr 1: 0; 2009 Qtr 2: 0; 2009 Qtr 3: 0; 2009 Qtr 4: 160; 2010 Qtr 1: 0; 2010 Qtr 2: 0; 2010 Qtr 3: 0; 2010 Qtr 4: 0; 2011 Qtr 1: 0; 2011 Qtr 2: 0; 2011 Qtr 3: 0; 2011 Qtr 4: 0 | 160
0 | 234084-Refrigeration -Cooler/Freezer Door Gaskets - Solid Doors: Cooler |  | System | Commercial | 09-GRO-Grocery-REFG | 0 |  |  |  |  | 2.2498 | 4 | 0 | 0 | 0 | -1.7502 | 104.55 |  | kWh | 0.01195 | 0 | Commercial | [7 empty] | 4 | 0.76 |  |  |  | 0 | 187 | 0 | 0 | 0 | 0 | 0 | 0 | 0 | 0 | 0 | 0 | 2009 Qtr 1: 0; 2009 Qtr 2: 0; 2009 Qtr 3: 0; 2009 Qtr 4: 187; 2010 Qtr 1: 0; 2010 Qtr 2: 0; 2010 Qtr 3: 0; 2010 Qtr 4: 0; 2011 Qtr 1: 0; 2011 Qtr 2: 0; 2011 Qtr 3: 0; 2011 Qtr 4: 0 | 187
0 | 234084-Refrigeration -Cooler/Freezer Door Gaskets - Solid Doors: Cooler |  | System | Commercial | 09-GRO-Grocery-REFG | 0 |  |  |  |  | 2.2498 | 4 | 0 | 0 | 0 | -1.7502 | 104.55 |  | kWh | 0.01195 | 0 | Commercial | [7 empty] | 4 | 0.76 |  |  |  | 0 | 374 | 0 | 0 | 0 | 0 | 0 | 0 | 0 | 0 | 0 | 0 | 2009 Qtr 1: 0; 2009 Qtr 2: 0; 2009 Qtr 3: 0; 2009 Qtr 4: 374; 2010 Qtr 1: 0; 2010 Qtr 2: 0; 2010 Qtr 3: 0; 2010 Qtr 4: 0; 2011 Qtr 1: 0; 2011 Qtr 2: 0; 2011 Qtr 3: 0; 2011 Qtr 4: 0 | 374
0 | 234084-Refrigeration -Cooler/Freezer Door Gaskets - Solid Doors: Cooler |  | System | Commercial | 09-GRO-Grocery-REFG | 0 |  |  |  |  | 2.2498 | 4 | 0 | 0 | 0 | -1.7502 | 104.55 |  | kWh | 0.01195 | 0 | Commercial | [7 empty] | 4 | 0.76 |  |  |  | 0 | 336 | 0 | 0 | 0 | 0 | 0 | 0 | 0 | 0 | 0 | 0 | 2009 Qtr 1: 0; 2009 Qtr 2: 0; 2009 Qtr 3: 0; 2009 Qtr 4: 336; 2010 Qtr 1: 0; 2010 Qtr 2: 0; 2010 Qtr 3: 0; 2010 Qtr 4: 0; 2011 Qtr 1: 0; 2011 Qtr 2: 0; 2011 Qtr 3: 0; 2011 Qtr 4: 0 | 336
0 | 234084-Refrigeration -Cooler/Freezer Door Gaskets - Solid Doors: Cooler |  | System | Commercial | 09-GRO-Grocery-REFG | 0 |  |  |  |  | 2.2498 | 4 | 0 | 0 | 0 | -1.7502 | 104.55 |  | kWh | 0.01195 | 0 | Commercial | [7 empty] | 4 | 0.76 |  |  |  | 0 | 117 | 0 | 0 | 0 | 0 | 0 | 0 | 0 | 0 | 0 | 0 | 2009 Qtr 1: 0; 2009 Qtr 2: 0; 2009 Qtr 3: 0; 2009 Qtr 4: 117; 2010 Qtr 1: 0; 2010 Qtr 2: 0; 2010 Qtr 3: 0; 2010 Qtr 4: 0; 2011 Qtr 1: 0; 2011 Qtr 2: 0; 2011 Qtr 3: 0; 2011 Qtr 4: 0 | 117
0 | 234286-Lighting-Occpncy Snsr-Hi-Bay integrated Snsr-Tr2 |  | System | Commercial | 01-ALC-AllCommercial-IntLight | 0 |  |  |  |  | 221.37 | 95.5 | 0 | 0 | 0 | 125.87 | 1499.5759 |  | kWh | 0.47213 | 0 | Commercial | [7 empty] | 8 | 0.84 |  |  |  | 0 | 7 | 0 | 0 | 0 | 0 | 0 | 0 | 0 | 0 | 0 | 0 | 2009 Qtr 1: 0; 2009 Qtr 2: 0; 2009 Qtr 3: 0; 2009 Qtr 4: 7; 2010 Qtr 1: 0; 2010 Qtr 2: 0; 2010 Qtr 3: 0; 2010 Qtr 4: 0; 2011 Qtr 1: 0; 2011 Qtr 2: 0; 2011 Qtr 3: 0; 2011 Qtr 4: 0 | 7
0 | 234361-Lighting-IntrHiByLnrFlscntFxtr244wrplc400w(TrI)Tr2 |  | System | Commercial | 01-ALC-AllCommercial-IntLight | 0 |  |  |  |  | 327.8836 | 115.3803 | 0 | 0 | 0 | 212.5033 | 698.8643 |  | kWh | 0.2203 | 0 | Commercial | [7 empty] | 15 | 0.78 |  |  |  | 0 | 3.9001 | 0 | 0 | 0 | 0 | 0 | 0 | 0 | 0 | 0 | 0 | 2009 Qtr 1: 0; 2009 Qtr 2: 0; 2009 Qtr 3: 0; 2009 Qtr 4: 3.9001; 2010 Qtr 1: 0; 2010 Qtr 2: 0; 2010 Qtr 3: 0; 2010 Qtr 4: 0; 2011 Qtr 1: 0; 2011 Qtr 2: 0; 2011 Qtr 3: 0; 2011 Qtr 4: 0 | 3.9001
0 | 234286-Lighting-Occpncy Snsr-Hi-Bay integrated Snsr-Tr2 |  | System | Commercial | 01-ALC-AllCommercial-IntLight | 0 |  |  |  |  | 221.37 | 95.5 | 0 | 0 | 0 | 125.87 | 1499.5759 |  | kWh | 0.47213 | 0 | Commercial | [7 empty] | 8 | 0.84 |  |  |  | 0 | 13 | 0 | 0 | 0 | 0 | 0 | 0 | 0 | 0 | 0 | 0 | 2009 Qtr 1: 0; 2009 Qtr 2: 0; 2009 Qtr 3: 0; 2009 Qtr 4: 13; 2010 Qtr 1: 0; 2010 Qtr 2: 0; 2010 Qtr 3: 0; 2010 Qtr 4: 0; 2011 Qtr 1: 0; 2011 Qtr 2: 0; 2011 Qtr 3: 0; 2011 Qtr 4: 0 | 13
0 | 234330-Premium T8 with T12 40 Watt Baseline - Tr1 |  | System | Commercial | 01-ALC-AllCommercial-IntLight | 0 |  |  |  |  | 27.6532 | 13.1897 | 0 | 0 | 0 | 14.4636 | 83.5202 |  | kWh | 0.017351 | 0 | Commercial | [7 empty] | 15 | 0.78 |  |  |  | 0 | 245.6466 | 0 | 0 | 0 | 0 | 0 | 0 | 0 | 0 | 0 | 0 | 2009 Qtr 1: 0; 2009 Qtr 2: 0; 2009 Qtr 3: 0; 2009 Qtr 4: 245.6466; 2010 Qtr 1: 0; 2010 Qtr 2: 0; 2010 Qtr 3: 0; 2010 Qtr 4: 0; 2011 Qtr 1: 0; 2011 Qtr 2: 0; 2011 Qtr 3: 0; 2011 Qtr 4: 0 | 245.6466
0 | 234303-Lighting-Remove 4 Ft Lamp (De-Lamp) - Tr1 |  | System | Commercial | [6 empty] | 12.3596 | 16.4871 | 0 | 0 | 0 | -4.1275 | 137.2559 |  | 0 | 0.026384 | -2.5676 | Commercial |  | Winter Only | [5 empty] | 15 | 0.77 |  |  |  | 0 | 81.8822 | 0 | 0 | 0 | 0 | 0 | 0 | 0 | 0 | 0 | 0 | 2009 Qtr 1: 0; 2009 Qtr 2: 0; 2009 Qtr 3: 0; 2009 Qtr 4: 81.8822; 2010 Qtr 1: 0; 2010 Qtr 2: 0; 2010 Qtr 3: 0; 2010 Qtr 4: 0; 2011 Qtr 1: 0; 2011 Qtr 2: 0; 2011 Qtr 3: 0; 2011 Qtr 4: 0 | 81.8822
0 | 234285-Lighting-Occpncy Snsr-Hi-Bay integrated Snsr-Tr1 |  | System | Commercial | 01-ALC-AllCommercial-IntLight | 0 |  |  |  |  | 221.2703 | 95.5 | 0 | 0 | 0 | 125.7703 | 2503.6304 |  | kWh | 0.48559 | 0 | Commercial | [7 empty] | 8 | 0.84 |  |  |  | 0 | 43 | 0 | 0 | 0 | 0 | 0 | 0 | 0 | 0 | 0 | 0 | 2009 Qtr 1: 0; 2009 Qtr 2: 0; 2009 Qtr 3: 0; 2009 Qtr 4: 43; 2010 Qtr 1: 0; 2010 Qtr 2: 0; 2010 Qtr 3: 0; 2010 Qtr 4: 0; 2011 Qtr 1: 0; 2011 Qtr 2: 0; 2011 Qtr 3: 0; 2011 Qtr 4: 0 | 43
0 | 234330-Premium T8 with T12 40 Watt Baseline - Tr1 |  | System | Commercial | 01-ALC-AllCommercial-IntLight | 0 |  |  |  |  | 27.6532 | 13.1897 | 0 | 0 | 0 | 14.4636 | 83.5202 |  | kWh | 0.017351 | 0 | Commercial | [7 empty] | 15 | 0.78 |  |  |  | 0 | 165.584 | 0 | 0 | 0 | 0 | 0 | 0 | 0 | 0 | 0 | 0 | 2009 Qtr 1: 0; 2009 Qtr 2: 0; 2009 Qtr 3: 165.584; 2009 Qtr 4: 0; 2010 Qtr 1: 0; 2010 Qtr 2: 0; 2010 Qtr 3: 0; 2010 Qtr 4: 0; 2011 Qtr 1: 0; 2011 Qtr 2: 0; 2011 Qtr 3: 0; 2011 Qtr 4: 0 | 165.584
0 | 234303-Lighting-Remove 4 Ft Lamp (De-Lamp) - Tr1 |  | System | Commercial | [6 empty] | 12.3596 | 16.4871 | 0 | 0 | 0 | -4.1275 | 137.2559 |  | 0 | 0.026384 | -2.5676 | Commercial |  | Winter Only | [5 empty] | 15 | 0.77 |  |  |  | 0 | 52.7685 | 0 | 0 | 0 | 0 | 0 | 0 | 0 | 0 | 0 | 0 | 2009 Qtr 1: 0; 2009 Qtr 2: 0; 2009 Qtr 3: 52.7685; 2009 Qtr 4: 0; 2010 Qtr 1: 0; 2010 Qtr 2: 0; 2010 Qtr 3: 0; 2010 Qtr 4: 0; 2011 Qtr 1: 0; 2011 Qtr 2: 0; 2011 Qtr 3: 0; 2011 Qtr 4: 0 | 52.7685
0 | 234126-Refrigeration - Efficient Evap Fan Motor Electronically Commutated Motor (ECM) |  | System | Commercial | 09-GRO-Grocery-REFG | 0 |  |  |  |  | 6.7904 | 150 | 0 | 0 | 0 | -143.2096 | 116.369 |  | kWh | 0.015845 | -0.11528 | Commercial |  | Annual | [5 empty] | 15 | 0.7 |  |  |  | 0 | 2 | 0 | 0 | 0 | 0 | 0 | 0 | 0 | 0 | 0 | 0 | 2009 Qtr 1: 0; 2009 Qtr 2: 0; 2009 Qtr 3: 0; 2009 Qtr 4: 2; 2010 Qtr 1: 0; 2010 Qtr 2: 0; 2010 Qtr 3: 0; 2010 Qtr 4: 0; 2011 Qtr 1: 0; 2011 Qtr 2: 0; 2011 Qtr 3: 0; 2011 Qtr 4: 0 | 2
0 | 234312-Lighting-Screw in 14-26 Watt Lamp - Tr1 |  | System | Commercial | [6 empty] | 9.3196 | 10.3931 | 0 | 0 | 0 | -1.0734 | 194.1729 |  | 0 | 0.038993 | -2.6224 | Commercial |  | Annual | [5 empty] | 2.47 | 0.81 |  |  |  | 0 | 2.6941 | 0 | 0 | 0 | 0 | 0 | 0 | 0 | 0 | 0 | 0 | 2009 Qtr 1: 0; 2009 Qtr 2: 0; 2009 Qtr 3: 2.6941; 2009 Qtr 4: 0; 2010 Qtr 1: 0; 2010 Qtr 2: 0; 2010 Qtr 3: 0; 2010 Qtr 4: 0; 2011 Qtr 1: 0; 2011 Qtr 2: 0; 2011 Qtr 3: 0; 2011 Qtr 4: 0 | 2.6941
0 | 234330-Premium T8 with T12 40 Watt Baseline - Tr1 |  | System | Commercial | 01-ALC-AllCommercial-IntLight | 0 |  |  |  |  | 27.6532 | 13.1897 | 0 | 0 | 0 | 14.4636 | 83.5202 |  | kWh | 0.017351 | 0 | Commercial | [7 empty] | 15 | 0.78 |  |  |  | 0 | 67.3254 | 0 | 0 | 0 | 0 | 0 | 0 | 0 | 0 | 0 | 0 | 2009 Qtr 1: 0; 2009 Qtr 2: 0; 2009 Qtr 3: 67.3254; 2009 Qtr 4: 0; 2010 Qtr 1: 0; 2010 Qtr 2: 0; 2010 Qtr 3: 0; 2010 Qtr 4: 0; 2011 Qtr 1: 0; 2011 Qtr 2: 0; 2011 Qtr 3: 0; 2011 Qtr 4: 0 | 67.3254
0 | 234303-Lighting-Remove 4 Ft Lamp (De-Lamp) - Tr1 |  | System | Commercial | [6 empty] | 12.3596 | 16.4871 | 0 | 0 | 0 | -4.1275 | 137.2559 |  | 0 | 0.026384 | -2.5676 | Commercial |  | Winter Only | [5 empty] | 15 | 0.77 |  |  |  | 0 | 23.6549 | 0 | 0 | 0 | 0 | 0 | 0 | 0 | 0 | 0 | 0 | 2009 Qtr 1: 0; 2009 Qtr 2: 0; 2009 Qtr 3: 23.6549; 2009 Qtr 4: 0; 2010 Qtr 1: 0; 2010 Qtr 2: 0; 2010 Qtr 3: 0; 2010 Qtr 4: 0; 2011 Qtr 1: 0; 2011 Qtr 2: 0; 2011 Qtr 3: 0; 2011 Qtr 4: 0 | 23.6549
0 | 234285-Lighting-Occpncy Snsr-Hi-Bay integrated Snsr-Tr1 |  | System | Commercial | 01-ALC-AllCommercial-IntLight | 0 |  |  |  |  | 221.2703 | 95.5 | 0 | 0 | 0 | 125.7703 | 2503.6304 |  | kWh | 0.48559 | 0 | Commercial | [7 empty] | 8 | 0.84 |  |  |  | 0 | 108 | 0 | 0 | 0 | 0 | 0 | 0 | 0 | 0 | 0 | 0 | 2009 Qtr 1: 0; 2009 Qtr 2: 0; 2009 Qtr 3: 0; 2009 Qtr 4: 108; 2010 Qtr 1: 0; 2010 Qtr 2: 0; 2010 Qtr 3: 0; 2010 Qtr 4: 0; 2011 Qtr 1: 0; 2011 Qtr 2: 0; 2011 Qtr 3: 0; 2011 Qtr 4: 0 | 108
0 | 234286-Lighting-Occpncy Snsr-Hi-Bay integrated Snsr-Tr2 |  | System | Commercial | 01-ALC-AllCommercial-IntLight | 0 |  |  |  |  | 221.37 | 95.5 | 0 | 0 | 0 | 125.87 | 1499.5759 |  | kWh | 0.47213 | 0 | Commercial | [7 empty] | 8 | 0.84 |  |  |  | 0 | 48 | 0 | 0 | 0 | 0 | 0 | 0 | 0 | 0 | 0 | 0 | 2009 Qtr 1: 0; 2009 Qtr 2: 0; 2009 Qtr 3: 48; 2009 Qtr 4: 0; 2010 Qtr 1: 0; 2010 Qtr 2: 0; 2010 Qtr 3: 0; 2010 Qtr 4: 0; 2011 Qtr 1: 0; 2011 Qtr 2: 0; 2011 Qtr 3: 0; 2011 Qtr 4: 0 | 48
0 | 234286-Lighting-Occpncy Snsr-Hi-Bay integrated Snsr-Tr2 |  | System | Commercial | 01-ALC-AllCommercial-IntLight | 0 |  |  |  |  | 221.37 | 95.5 | 0 | 0 | 0 | 125.87 | 1499.5759 |  | kWh | 0.47213 | 0 | Commercial | [7 empty] | 8 | 0.84 |  |  |  | 0 | 73 | 0 | 0 | 0 | 0 | 0 | 0 | 0 | 0 | 0 | 0 | 2009 Qtr 1: 0; 2009 Qtr 2: 0; 2009 Qtr 3: 73; 2009 Qtr 4: 0; 2010 Qtr 1: 0; 2010 Qtr 2: 0; 2010 Qtr 3: 0; 2010 Qtr 4: 0; 2011 Qtr 1: 0; 2011 Qtr 2: 0; 2011 Qtr 3: 0; 2011 Qtr 4: 0 | 73
0 | 234286-Lighting-Occpncy Snsr-Hi-Bay integrated Snsr-Tr2 |  | System | Commercial | 01-ALC-AllCommercial-IntLight | 0 |  |  |  |  | 221.37 | 95.5 | 0 | 0 | 0 | 125.87 | 1499.5759 |  | kWh | 0.47213 | 0 | Commercial | [7 empty] | 8 | 0.84 |  |  |  | 0 | 12 | 0 | 0 | 0 | 0 | 0 | 0 | 0 | 0 | 0 | 0 | 2009 Qtr 1: 0; 2009 Qtr 2: 0; 2009 Qtr 3: 0; 2009 Qtr 4: 12; 2010 Qtr 1: 0; 2010 Qtr 2: 0; 2010 Qtr 3: 0; 2010 Qtr 4: 0; 2011 Qtr 1: 0; 2011 Qtr 2: 0; 2011 Qtr 3: 0; 2011 Qtr 4: 0 | 12
0 | 234085-Refrigeration -Strip Curtains for Walk-ins |  | System | Commercial | 20-RFF-Restaurant–FastFood-Refrig | 0 |  |  |  |  | 10.214 | 3 | 0 | 0 | 0 | 7.214 | 465 |  | kWh | 0.053 | 0 | Commercial | [7 empty] | 4 | 0.46 |  |  |  | 0 | 40 | 0 | 0 | 0 | 0 | 0 | 0 | 0 | 0 | 0 | 0 | 2009 Qtr 1: 0; 2009 Qtr 2: 0; 2009 Qtr 3: 40; 2009 Qtr 4: 0; 2010 Qtr 1: 0; 2010 Qtr 2: 0; 2010 Qtr 3: 0; 2010 Qtr 4: 0; 2011 Qtr 1: 0; 2011 Qtr 2: 0; 2011 Qtr 3: 0; 2011 Qtr 4: 0 | 40
0 | 234084-Refrigeration -Cooler/Freezer Door Gaskets - Solid Doors: Cooler |  | System | Commercial | 09-GRO-Grocery-REFG | 0 |  |  |  |  | 2.2498 | 4.0065 | 0 | 0 | 0 | -1.7567 | 104.55 |  | kWh | 0.01195 | 0 | Commercial | [7 empty] | 4 | 0.76 |  |  |  | 0 | 99 | 0 | 0 | 0 | 0 | 0 | 0 | 0 | 0 | 0 | 0 | 2009 Qtr 1: 0; 2009 Qtr 2: 0; 2009 Qtr 3: 99; 2009 Qtr 4: 0; 2010 Qtr 1: 0; 2010 Qtr 2: 0; 2010 Qtr 3: 0; 2010 Qtr 4: 0; 2011 Qtr 1: 0; 2011 Qtr 2: 0; 2011 Qtr 3: 0; 2011 Qtr 4: 0 | 99
0 | 234067-Refrigeration - Food Service -Auto Closer for Main Cooler Doors |  | System | Commercial | 09-GRO-Grocery-REFG | 0 |  |  |  |  | 382.5103 | 103 | 0 | 0 | 0 | 279.5103 | 1075.009 |  | kWh | 0.20794 | -0.053375 | Commercial |  | Annual | [5 empty] | 8 | 0.7 |  |  |  | 0 | 1 | 0 | 0 | 0 | 0 | 0 | 0 | 0 | 0 | 0 | 0 | 2009 Qtr 1: 0; 2009 Qtr 2: 0; 2009 Qtr 3: 1; 2009 Qtr 4: 0; 2010 Qtr 1: 0; 2010 Qtr 2: 0; 2010 Qtr 3: 0; 2010 Qtr 4: 0; 2011 Qtr 1: 0; 2011 Qtr 2: 0; 2011 Qtr 3: 0; 2011 Qtr 4: 0 | 1
0 | 234068-Refrigeration - Food Service -Auto Closer for Main Freezer Doors |  | System | Commercial | 09-GRO-Grocery-REFG | 0 |  |  |  |  | 372.7723 | 160.5 | 0 | 0 | 0 | 212.2723 | 2785.8135 |  | kWh | 0.27593 | -0.026688 | Commercial |  | Annual | [5 empty] | 8 | 0.7 |  |  |  | 0 | 1 | 0 | 0 | 0 | 0 | 0 | 0 | 0 | 0 | 0 | 0 | 2009 Qtr 1: 0; 2009 Qtr 2: 0; 2009 Qtr 3: 1; 2009 Qtr 4: 0; 2010 Qtr 1: 0; 2010 Qtr 2: 0; 2010 Qtr 3: 0; 2010 Qtr 4: 0; 2011 Qtr 1: 0; 2011 Qtr 2: 0; 2011 Qtr 3: 0; 2011 Qtr 4: 0 | 1
0 | 234285-Lighting-Occpncy Snsr-Hi-Bay integrated Snsr-Tr1 |  | System | Commercial | 01-ALC-AllCommercial-IntLight | 0 |  |  |  |  | 221.2703 | 95.5 | 0 | 0 | 0 | 125.7703 | 2503.6304 |  | kWh | 0.48559 | 0 | Commercial | [7 empty] | 8 | 0.84 |  |  |  | 0 | 32 | 0 | 0 | 0 | 0 | 0 | 0 | 0 | 0 | 0 | 0 | 2009 Qtr 1: 0; 2009 Qtr 2: 0; 2009 Qtr 3: 0; 2009 Qtr 4: 32; 2010 Qtr 1: 0; 2010 Qtr 2: 0; 2010 Qtr 3: 0; 2010 Qtr 4: 0; 2011 Qtr 1: 0; 2011 Qtr 2: 0; 2011 Qtr 3: 0; 2011 Qtr 4: 0 | 32
0 | 234330-Premium T8 with T12 40 Watt Baseline - Tr1 |  | System | Commercial | 01-ALC-AllCommercial-IntLight | 0 |  |  |  |  | 27.6532 | 13.1897 | 0 | 0 | 0 | 14.4636 | 83.5202 |  | kWh | 0.017351 | 0 | Commercial | [7 empty] | 15 | 0.78 |  |  |  | 0 | 67.3254 | 0 | 0 | 0 | 0 | 0 | 0 | 0 | 0 | 0 | 0 | 2009 Qtr 1: 0; 2009 Qtr 2: 0; 2009 Qtr 3: 67.3254; 2009 Qtr 4: 0; 2010 Qtr 1: 0; 2010 Qtr 2: 0; 2010 Qtr 3: 0; 2010 Qtr 4: 0; 2011 Qtr 1: 0; 2011 Qtr 2: 0; 2011 Qtr 3: 0; 2011 Qtr 4: 0 | 67.3254
0 | 234303-Lighting-Remove 4 Ft Lamp (De-Lamp) - Tr1 |  | System | Commercial | [6 empty] | 12.3596 | 16.4871 | 0 | 0 | 0 | -4.1275 | 137.2559 |  | 0 | 0.026384 | -2.5676 | Commercial |  | Winter Only | [5 empty] | 15 | 0.77 |  |  |  | 0 | 20.0156 | 0 | 0 | 0 | 0 | 0 | 0 | 0 | 0 | 0 | 0 | 2009 Qtr 1: 0; 2009 Qtr 2: 0; 2009 Qtr 3: 20.0156; 2009 Qtr 4: 0; 2010 Qtr 1: 0; 2010 Qtr 2: 0; 2010 Qtr 3: 0; 2010 Qtr 4: 0; 2011 Qtr 1: 0; 2011 Qtr 2: 0; 2011 Qtr 3: 0; 2011 Qtr 4: 0 | 20.0156
0 | 234285-Lighting-Occpncy Snsr-Hi-Bay integrated Snsr-Tr1 |  | System | Commercial | 01-ALC-AllCommercial-IntLight | 0 |  |  |  |  | 221.2703 | 95.5 | 0 | 0 | 0 | 125.7703 | 2503.6304 |  | kWh | 0.48559 | 0 | Commercial | [7 empty] | 8 | 0.84 |  |  |  | 0 | 13 | 0 | 0 | 0 | 0 | 0 | 0 | 0 | 0 | 0 | 0 | 2009 Qtr 1: 0; 2009 Qtr 2: 0; 2009 Qtr 3: 13; 2009 Qtr 4: 0; 2010 Qtr 1: 0; 2010 Qtr 2: 0; 2010 Qtr 3: 0; 2010 Qtr 4: 0; 2011 Qtr 1: 0; 2011 Qtr 2: 0; 2011 Qtr 3: 0; 2011 Qtr 4: 0 | 13
0 | 234085-Refrigeration -Strip Curtains for Walk-ins |  | System | Commercial | 20-RFF-Restaurant–FastFood-Refrig | 0 |  |  |  |  | 10.214 | 3.0157 | 0 | 0 | 0 | 7.1983 | 465 |  | kWh | 0.053 | 0 | Commercial | [7 empty] | 4 | 0.46 |  |  |  | 0 | 21 | 0 | 0 | 0 | 0 | 0 | 0 | 0 | 0 | 0 | 0 | 2009 Qtr 1: 0; 2009 Qtr 2: 0; 2009 Qtr 3: 21; 2009 Qtr 4: 0; 2010 Qtr 1: 0; 2010 Qtr 2: 0; 2010 Qtr 3: 0; 2010 Qtr 4: 0; 2011 Qtr 1: 0; 2011 Qtr 2: 0; 2011 Qtr 3: 0; 2011 Qtr 4: 0 | 21
0 | 234084-Refrigeration -Cooler/Freezer Door Gaskets - Solid Doors: Cooler |  | System | Commercial | 09-GRO-Grocery-REFG | 0 |  |  |  |  | 2.2498 | 4.04 | 0 | 0 | 0 | -1.7902 | 104.55 |  | kWh | 0.01195 | 0 | Commercial | [7 empty] | 4 | 0.76 |  |  |  | 0 | 76 | 0 | 0 | 0 | 0 | 0 | 0 | 0 | 0 | 0 | 0 | 2009 Qtr 1: 0; 2009 Qtr 2: 0; 2009 Qtr 3: 76; 2009 Qtr 4: 0; 2010 Qtr 1: 0; 2010 Qtr 2: 0; 2010 Qtr 3: 0; 2010 Qtr 4: 0; 2011 Qtr 1: 0; 2011 Qtr 2: 0; 2011 Qtr 3: 0; 2011 Qtr 4: 0 | 76
0 | 234067-Refrigeration - Food Service -Auto Closer for Main Cooler Doors |  | System | Commercial | 09-GRO-Grocery-REFG | 0 |  |  |  |  | 382.5103 | 103 | 0 | 0 | 0 | 279.5103 | 1075.009 |  | kWh | 0.20794 | -0.053375 | Commercial |  | Annual | [5 empty] | 8 | 0.7 |  |  |  | 0 | 1 | 0 | 0 | 0 | 0 | 0 | 0 | 0 | 0 | 0 | 0 | 2009 Qtr 1: 0; 2009 Qtr 2: 0; 2009 Qtr 3: 1; 2009 Qtr 4: 0; 2010 Qtr 1: 0; 2010 Qtr 2: 0; 2010 Qtr 3: 0; 2010 Qtr 4: 0; 2011 Qtr 1: 0; 2011 Qtr 2: 0; 2011 Qtr 3: 0; 2011 Qtr 4: 0 | 1
0 | 234083-Refrigeration -Cooler/Freezer Door Gaskets - Glass Doors |  | System | Commercial | 09-GRO-Grocery-REFG | 0 |  |  |  |  | 2.25 | 4 | 0 | 0 | 0 | -1.75 | 104.55 |  | kWh | 0.01195 | 0 | Commercial | [7 empty] | 4 | 0.76 |  |  |  | 0 | 253 | 0 | 0 | 0 | 0 | 0 | 0 | 0 | 0 | 0 | 0 | 2009 Qtr 1: 0; 2009 Qtr 2: 0; 2009 Qtr 3: 0; 2009 Qtr 4: 253; 2010 Qtr 1: 0; 2010 Qtr 2: 0; 2010 Qtr 3: 0; 2010 Qtr 4: 0; 2011 Qtr 1: 0; 2011 Qtr 2: 0; 2011 Qtr 3: 0; 2011 Qtr 4: 0 | 253
0 | 234330-Premium T8 with T12 40 Watt Baseline - Tr1 |  | System | Commercial | 01-ALC-AllCommercial-IntLight | 0 |  |  |  |  | 27.6532 | 13.1897 | 0 | 0 | 0 | 14.4636 | 83.5202 |  | kWh | 0.017351 | 0 | Commercial | [7 empty] | 15 | 0.78 |  |  |  | 0 | 21.8353 | 0 | 0 | 0 | 0 | 0 | 0 | 0 | 0 | 0 | 0 | 2009 Qtr 1: 0; 2009 Qtr 2: 0; 2009 Qtr 3: 21.8353; 2009 Qtr 4: 0; 2010 Qtr 1: 0; 2010 Qtr 2: 0; 2010 Qtr 3: 0; 2010 Qtr 4: 0; 2011 Qtr 1: 0; 2011 Qtr 2: 0; 2011 Qtr 3: 0; 2011 Qtr 4: 0 | 21.8353
0 | 234303-Lighting-Remove 4 Ft Lamp (De-Lamp) - Tr1 |  | System | Commercial | [6 empty] | 12.3596 | 16.4871 | 0 | 0 | 0 | -4.1275 | 137.2559 |  | 0 | 0.026384 | -2.5676 | Commercial |  | Winter Only | [5 empty] | 15 | 0.77 |  |  |  | 0 | 14.5568 | 0 | 0 | 0 | 0 | 0 | 0 | 0 | 0 | 0 | 0 | 2009 Qtr 1: 0; 2009 Qtr 2: 0; 2009 Qtr 3: 14.5568; 2009 Qtr 4: 0; 2010 Qtr 1: 0; 2010 Qtr 2: 0; 2010 Qtr 3: 0; 2010 Qtr 4: 0; 2011 Qtr 1: 0; 2011 Qtr 2: 0; 2011 Qtr 3: 0; 2011 Qtr 4: 0 | 14.5568
0 | 234330-Premium T8 with T12 40 Watt Baseline - Tr1 |  | System | Commercial | 01-ALC-AllCommercial-IntLight | 0 |  |  |  |  | 27.6532 | 13.1897 | 0 | 0 | 0 | 14.4636 | 83.5202 |  | kWh | 0.017351 | 0 | Commercial | [7 empty] | 15 | 0.78 |  |  |  | 0 | 7.2784 | 0 | 0 | 0 | 0 | 0 | 0 | 0 | 0 | 0 | 0 | 2009 Qtr 1: 0; 2009 Qtr 2: 0; 2009 Qtr 3: 0; 2009 Qtr 4: 7.2784; 2010 Qtr 1: 0; 2010 Qtr 2: 0; 2010 Qtr 3: 0; 2010 Qtr 4: 0; 2011 Qtr 1: 0; 2011 Qtr 2: 0; 2011 Qtr 3: 0; 2011 Qtr 4: 0 | 7.2784
0 | 234285-Lighting-Occpncy Snsr-Hi-Bay integrated Snsr-Tr1 |  | System | Commercial | 01-ALC-AllCommercial-IntLight | 0 |  |  |  |  | 221.2703 | 95.5 | 0 | 0 | 0 | 125.7703 | 2503.6304 |  | kWh | 0.48559 | 0 | Commercial | [7 empty] | 8 | 0.84 |  |  |  | 0 | 36 | 0 | 0 | 0 | 0 | 0 | 0 | 0 | 0 | 0 | 0 | 2009 Qtr 1: 0; 2009 Qtr 2: 0; 2009 Qtr 3: 0; 2009 Qtr 4: 36; 2010 Qtr 1: 0; 2010 Qtr 2: 0; 2010 Qtr 3: 0; 2010 Qtr 4: 0; 2011 Qtr 1: 0; 2011 Qtr 2: 0; 2011 Qtr 3: 0; 2011 Qtr 4: 0 | 36
0 | 234084-Refrigeration -Cooler/Freezer Door Gaskets - Solid Doors: Cooler |  | System | Commercial | 09-GRO-Grocery-REFG | 0 |  |  |  |  | 2.2498 | 4.0173 | 0 | 0 | 0 | -1.7676 | 104.55 |  | kWh | 0.01195 | 0 | Commercial | [7 empty] | 4 | 0.76 |  |  |  | 0 | 113 | 0 | 0 | 0 | 0 | 0 | 0 | 0 | 0 | 0 | 0 | 2009 Qtr 1: 0; 2009 Qtr 2: 0; 2009 Qtr 3: 113; 2009 Qtr 4: 0; 2010 Qtr 1: 0; 2010 Qtr 2: 0; 2010 Qtr 3: 0; 2010 Qtr 4: 0; 2011 Qtr 1: 0; 2011 Qtr 2: 0; 2011 Qtr 3: 0; 2011 Qtr 4: 0 | 113
0 | 234116-Refrigeration -Cooler/Freezer Door Gaskets - Solid Doors: Freezer |  | System | Commercial | 09-GRO-Grocery-REFG | 0 |  |  |  |  | 3.9975 | 4.2107 | 0 | 0 | 0 | -0.21314 | 104.55 |  | kWh | 0.01195 | 0 | Commercial | [7 empty] | 4 | 0.76 |  |  |  | 0 | 15 | 0 | 0 | 0 | 0 | 0 | 0 | 0 | 0 | 0 | 0 | 2009 Qtr 1: 0; 2009 Qtr 2: 0; 2009 Qtr 3: 15; 2009 Qtr 4: 0; 2010 Qtr 1: 0; 2010 Qtr 2: 0; 2010 Qtr 3: 0; 2010 Qtr 4: 0; 2011 Qtr 1: 0; 2011 Qtr 2: 0; 2011 Qtr 3: 0; 2011 Qtr 4: 0 | 15
0 | 234084-Refrigeration -Cooler/Freezer Door Gaskets - Solid Doors: Cooler |  | System | Commercial | 09-GRO-Grocery-REFG | 0 |  |  |  |  | 2.2498 | 4 | 0 | 0 | 0 | -1.7502 | 104.55 |  | kWh | 0.01195 | 0 | Commercial | [7 empty] | 4 | 0.76 |  |  |  | 0 | 104 | 0 | 0 | 0 | 0 | 0 | 0 | 0 | 0 | 0 | 0 | 2009 Qtr 1: 0; 2009 Qtr 2: 0; 2009 Qtr 3: 0; 2009 Qtr 4: 104; 2010 Qtr 1: 0; 2010 Qtr 2: 0; 2010 Qtr 3: 0; 2010 Qtr 4: 0; 2011 Qtr 1: 0; 2011 Qtr 2: 0; 2011 Qtr 3: 0; 2011 Qtr 4: 0 | 104
0 | 234084-Refrigeration -Cooler/Freezer Door Gaskets - Solid Doors: Cooler |  | System | Commercial | 09-GRO-Grocery-REFG | 0 |  |  |  |  | 2.2498 | 4 | 0 | 0 | 0 | -1.7502 | 104.55 |  | kWh | 0.01195 | 0 | Commercial | [7 empty] | 4 | 0.76 |  |  |  | 0 | 57 | 0 | 0 | 0 | 0 | 0 | 0 | 0 | 0 | 0 | 0 | 2009 Qtr 1: 0; 2009 Qtr 2: 0; 2009 Qtr 3: 0; 2009 Qtr 4: 57; 2010 Qtr 1: 0; 2010 Qtr 2: 0; 2010 Qtr 3: 0; 2010 Qtr 4: 0; 2011 Qtr 1: 0; 2011 Qtr 2: 0; 2011 Qtr 3: 0; 2011 Qtr 4: 0 | 57
0 | 234084-Refrigeration -Cooler/Freezer Door Gaskets - Solid Doors: Cooler |  | System | Commercial | 09-GRO-Grocery-REFG | 0 |  |  |  |  | 2.2498 | 4 | 0 | 0 | 0 | -1.7502 | 104.55 |  | kWh | 0.01195 | 0 | Commercial | [7 empty] | 4 | 0.76 |  |  |  | 0 | 145 | 0 | 0 | 0 | 0 | 0 | 0 | 0 | 0 | 0 | 0 | 2009 Qtr 1: 0; 2009 Qtr 2: 0; 2009 Qtr 3: 0; 2009 Qtr 4: 145; 2010 Qtr 1: 0; 2010 Qtr 2: 0; 2010 Qtr 3: 0; 2010 Qtr 4: 0; 2011 Qtr 1: 0; 2011 Qtr 2: 0; 2011 Qtr 3: 0; 2011 Qtr 4: 0 | 145
0 | 234084-Refrigeration -Cooler/Freezer Door Gaskets - Solid Doors: Cooler |  | System | Commercial | 09-GRO-Grocery-REFG | 0 |  |  |  |  | 2.2498 | 4.006 | 0 | 0 | 0 | -1.7562 | 104.55 |  | kWh | 0.01195 | 0 | Commercial | [7 empty] | 4 | 0.76 |  |  |  | 0 | 221 | 0 | 0 | 0 | 0 | 0 | 0 | 0 | 0 | 0 | 0 | 2009 Qtr 1: 0; 2009 Qtr 2: 0; 2009 Qtr 3: 221; 2009 Qtr 4: 0; 2010 Qtr 1: 0; 2010 Qtr 2: 0; 2010 Qtr 3: 0; 2010 Qtr 4: 0; 2011 Qtr 1: 0; 2011 Qtr 2: 0; 2011 Qtr 3: 0; 2011 Qtr 4: 0 | 221
0 | 234067-Refrigeration - Food Service -Auto Closer for Main Cooler Doors |  | System | Commercial | 09-GRO-Grocery-REFG | 0 |  |  |  |  | 382.5103 | 103 | 0 | 0 | 0 | 279.5103 | 1075.009 |  | kWh | 0.20794 | -0.053375 | Commercial |  | Annual | [5 empty] | 8 | 0.7 |  |  |  | 0 | 1 | 0 | 0 | 0 | 0 | 0 | 0 | 0 | 0 | 0 | 0 | 2009 Qtr 1: 0; 2009 Qtr 2: 0; 2009 Qtr 3: 1; 2009 Qtr 4: 0; 2010 Qtr 1: 0; 2010 Qtr 2: 0; 2010 Qtr 3: 0; 2010 Qtr 4: 0; 2011 Qtr 1: 0; 2011 Qtr 2: 0; 2011 Qtr 3: 0; 2011 Qtr 4: 0 | 1
0 | 234285-Lighting-Occpncy Snsr-Hi-Bay integrated Snsr-Tr1 |  | System | Commercial | 01-ALC-AllCommercial-IntLight | 0 |  |  |  |  | 221.2703 | 95.5 | 0 | 0 | 0 | 125.7703 | 2503.6304 |  | kWh | 0.48559 | 0 | Commercial | [7 empty] | 8 | 0.84 |  |  |  | 0 | 56 | 0 | 0 | 0 | 0 | 0 | 0 | 0 | 0 | 0 | 0 | 2009 Qtr 1: 0; 2009 Qtr 2: 0; 2009 Qtr 3: 0; 2009 Qtr 4: 56; 2010 Qtr 1: 0; 2010 Qtr 2: 0; 2010 Qtr 3: 0; 2010 Qtr 4: 0; 2011 Qtr 1: 0; 2011 Qtr 2: 0; 2011 Qtr 3: 0; 2011 Qtr 4: 0 | 56
0 | 234286-Lighting-Occpncy Snsr-Hi-Bay integrated Snsr-Tr2 |  | System | Commercial | 01-ALC-AllCommercial-IntLight | 0 |  |  |  |  | 221.37 | 95.5 | 0 | 0 | 0 | 125.87 | 1499.5759 |  | kWh | 0.47213 | 0 | Commercial | [7 empty] | 8 | 0.84 |  |  |  | 0 | 12 | 0 | 0 | 0 | 0 | 0 | 0 | 0 | 0 | 0 | 0 | 2009 Qtr 1: 0; 2009 Qtr 2: 0; 2009 Qtr 3: 0; 2009 Qtr 4: 12; 2010 Qtr 1: 0; 2010 Qtr 2: 0; 2010 Qtr 3: 0; 2010 Qtr 4: 0; 2011 Qtr 1: 0; 2011 Qtr 2: 0; 2011 Qtr 3: 0; 2011 Qtr 4: 0 | 12
0 | 234285-Lighting-Occpncy Snsr-Hi-Bay integrated Snsr-Tr1 |  | System | Commercial | 01-ALC-AllCommercial-IntLight | 0 |  |  |  |  | 221.2703 | 95.5 | 0 | 0 | 0 | 125.7703 | 2503.6304 |  | kWh | 0.48559 | 0 | Commercial | [7 empty] | 8 | 0.84 |  |  |  | 0 | 13 | 0 | 0 | 0 | 0 | 0 | 0 | 0 | 0 | 0 | 0 | 2009 Qtr 1: 0; 2009 Qtr 2: 0; 2009 Qtr 3: 13; 2009 Qtr 4: 0; 2010 Qtr 1: 0; 2010 Qtr 2: 0; 2010 Qtr 3: 0; 2010 Qtr 4: 0; 2011 Qtr 1: 0; 2011 Qtr 2: 0; 2011 Qtr 3: 0; 2011 Qtr 4: 0 | 13
0 | 234285-Lighting-Occpncy Snsr-Hi-Bay integrated Snsr-Tr1 |  | System | Commercial | 01-ALC-AllCommercial-IntLight | 0 |  |  |  |  | 221.2703 | 95.5 | 0 | 0 | 0 | 125.7703 | 2503.6304 |  | kWh | 0.48559 | 0 | Commercial | [7 empty] | 8 | 0.84 |  |  |  | 0 | 9 | 0 | 0 | 0 | 0 | 0 | 0 | 0 | 0 | 0 | 0 | 2009 Qtr 1: 0; 2009 Qtr 2: 0; 2009 Qtr 3: 9; 2009 Qtr 4: 0; 2010 Qtr 1: 0; 2010 Qtr 2: 0; 2010 Qtr 3: 0; 2010 Qtr 4: 0; 2011 Qtr 1: 0; 2011 Qtr 2: 0; 2011 Qtr 3: 0; 2011 Qtr 4: 0 | 9
0 | 234083-Refrigeration -Cooler/Freezer Door Gaskets - Glass Doors |  | System | Commercial | 09-GRO-Grocery-REFG | 0 |  |  |  |  | 2.25 | 4 | 0 | 0 | 0 | -1.75 | 104.55 |  | kWh | 0.01195 | 0 | Commercial | [7 empty] | 4 | 0.76 |  |  |  | 0 | 220 | 0 | 0 | 0 | 0 | 0 | 0 | 0 | 0 | 0 | 0 | 2009 Qtr 1: 0; 2009 Qtr 2: 0; 2009 Qtr 3: 0; 2009 Qtr 4: 220; 2010 Qtr 1: 0; 2010 Qtr 2: 0; 2010 Qtr 3: 0; 2010 Qtr 4: 0; 2011 Qtr 1: 0; 2011 Qtr 2: 0; 2011 Qtr 3: 0; 2011 Qtr 4: 0 | 220
0 | 234083-Refrigeration -Cooler/Freezer Door Gaskets - Glass Doors |  | System | Commercial | 09-GRO-Grocery-REFG | 0 |  |  |  |  | 2.25 | 4 | 0 | 0 | 0 | -1.75 | 104.55 |  | kWh | 0.01195 | 0 | Commercial | [7 empty] | 4 | 0.76 |  |  |  | 0 | 258 | 0 | 0 | 0 | 0 | 0 | 0 | 0 | 0 | 0 | 0 | 2009 Qtr 1: 0; 2009 Qtr 2: 0; 2009 Qtr 3: 0; 2009 Qtr 4: 258; 2010 Qtr 1: 0; 2010 Qtr 2: 0; 2010 Qtr 3: 0; 2010 Qtr 4: 0; 2011 Qtr 1: 0; 2011 Qtr 2: 0; 2011 Qtr 3: 0; 2011 Qtr 4: 0 | 258
0 | 234083-Refrigeration -Cooler/Freezer Door Gaskets - Glass Doors |  | System | Commercial | 09-GRO-Grocery-REFG | 0 |  |  |  |  | 2.25 | 4 | 0 | 0 | 0 | -1.75 | 104.55 |  | kWh | 0.01195 | 0 | Commercial | [7 empty] | 4 | 0.76 |  |  |  | 0 | 255 | 0 | 0 | 0 | 0 | 0 | 0 | 0 | 0 | 0 | 0 | 2009 Qtr 1: 0; 2009 Qtr 2: 0; 2009 Qtr 3: 0; 2009 Qtr 4: 255; 2010 Qtr 1: 0; 2010 Qtr 2: 0; 2010 Qtr 3: 0; 2010 Qtr 4: 0; 2011 Qtr 1: 0; 2011 Qtr 2: 0; 2011 Qtr 3: 0; 2011 Qtr 4: 0 | 255
0 | 234126-Refrigeration - Efficient Evap Fan Motor Electronically Commutated Motor (ECM) |  | System | Commercial | 09-GRO-Grocery-REFG | 0 |  |  |  |  | 6.7904 | 150 | 0 | 0 | 0 | -143.2096 | 116.369 |  | kWh | 0.015845 | -0.11528 | Commercial |  | Annual | [5 empty] | 15 | 0.7 |  |  |  | 0 | 2 | 0 | 0 | 0 | 0 | 0 | 0 | 0 | 0 | 0 | 0 | 2009 Qtr 1: 0; 2009 Qtr 2: 0; 2009 Qtr 3: 0; 2009 Qtr 4: 2; 2010 Qtr 1: 0; 2010 Qtr 2: 0; 2010 Qtr 3: 0; 2010 Qtr 4: 0; 2011 Qtr 1: 0; 2011 Qtr 2: 0; 2011 Qtr 3: 0; 2011 Qtr 4: 0 | 2
0 | 234084-Refrigeration -Cooler/Freezer Door Gaskets - Solid Doors: Cooler |  | System | Commercial | 09-GRO-Grocery-REFG | 0 |  |  |  |  | 2.2498 | 4.0369 | 0 | 0 | 0 | -1.7871 | 104.55 |  | kWh | 0.01195 | 0 | Commercial | [7 empty] | 4 | 0.76 |  |  |  | 0 | 78 | 0 | 0 | 0 | 0 | 0 | 0 | 0 | 0 | 0 | 0 | 2009 Qtr 1: 0; 2009 Qtr 2: 0; 2009 Qtr 3: 78; 2009 Qtr 4: 0; 2010 Qtr 1: 0; 2010 Qtr 2: 0; 2010 Qtr 3: 0; 2010 Qtr 4: 0; 2011 Qtr 1: 0; 2011 Qtr 2: 0; 2011 Qtr 3: 0; 2011 Qtr 4: 0 | 78
0 | 234067-Refrigeration - Food Service -Auto Closer for Main Cooler Doors |  | System | Commercial | 09-GRO-Grocery-REFG | 0 |  |  |  |  | 382.5103 | 103 | 0 | 0 | 0 | 279.5103 | 1075.009 |  | kWh | 0.20794 | -0.053375 | Commercial |  | Annual | [5 empty] | 8 | 0.7 |  |  |  | 0 | 1 | 0 | 0 | 0 | 0 | 0 | 0 | 0 | 0 | 0 | 0 | 2009 Qtr 1: 0; 2009 Qtr 2: 0; 2009 Qtr 3: 1; 2009 Qtr 4: 0; 2010 Qtr 1: 0; 2010 Qtr 2: 0; 2010 Qtr 3: 0; 2010 Qtr 4: 0; 2011 Qtr 1: 0; 2011 Qtr 2: 0; 2011 Qtr 3: 0; 2011 Qtr 4: 0 | 1
0 | 234068-Refrigeration - Food Service -Auto Closer for Main Freezer Doors |  | System | Commercial | 09-GRO-Grocery-REFG | 0 |  |  |  |  | 372.7723 | 160.5 | 0 | 0 | 0 | 212.2723 | 2785.8135 |  | kWh | 0.27593 | -0.026688 | Commercial |  | Annual | [5 empty] | 8 | 0.7 |  |  |  | 0 | 1 | 0 | 0 | 0 | 0 | 0 | 0 | 0 | 0 | 0 | 0 | 2009 Qtr 1: 0; 2009 Qtr 2: 0; 2009 Qtr 3: 1; 2009 Qtr 4: 0; 2010 Qtr 1: 0; 2010 Qtr 2: 0; 2010 Qtr 3: 0; 2010 Qtr 4: 0; 2011 Qtr 1: 0; 2011 Qtr 2: 0; 2011 Qtr 3: 0; 2011 Qtr 4: 0 | 1
0 | 234291-Lighting-Ocpncy Snsr-Wll/Cl Mntd Lght Snsr>=500Tr1 |  | System | Commercial | 01-ALC-AllCommercial-IntLight | 0 |  |  |  |  | 221.37 | 75 | 0 | 0 | 0 | 146.37 | 626 |  | kWh | 0.145 | 0 | Commercial | [7 empty] | 8 | 0.84 |  |  |  | 0 | 42 | 0 | 0 | 0 | 0 | 0 | 0 | 0 | 0 | 0 | 0 | 2009 Qtr 1: 0; 2009 Qtr 2: 0; 2009 Qtr 3: 0; 2009 Qtr 4: 42; 2010 Qtr 1: 0; 2010 Qtr 2: 0; 2010 Qtr 3: 0; 2010 Qtr 4: 0; 2011 Qtr 1: 0; 2011 Qtr 2: 0; 2011 Qtr 3: 0; 2011 Qtr 4: 0 | 42
0 | 234330-Premium T8 with T12 40 Watt Baseline - Tr1 |  | System | Commercial | 01-ALC-AllCommercial-IntLight | 0 |  |  |  |  | 27.6532 | 13.1897 | 0 | 0 | 0 | 14.4636 | 83.5202 |  | kWh | 0.017351 | 0 | Commercial | [7 empty] | 15 | 0.78 |  |  |  | 0 | 188.329 | 0 | 0 | 0 | 0 | 0 | 0 | 0 | 0 | 0 | 0 | 2009 Qtr 1: 0; 2009 Qtr 2: 0; 2009 Qtr 3: 0; 2009 Qtr 4: 188.329; 2010 Qtr 1: 0; 2010 Qtr 2: 0; 2010 Qtr 3: 0; 2010 Qtr 4: 0; 2011 Qtr 1: 0; 2011 Qtr 2: 0; 2011 Qtr 3: 0; 2011 Qtr 4: 0 | 188.329
0 | 234312-Lighting-Screw in 14-26 Watt Lamp - Tr1 |  | System | Commercial | [6 empty] | 9.3196 | 10.3931 | 0 | 0 | 0 | -1.0734 | 194.1729 |  | 0 | 0.038993 | -2.6224 | Commercial |  | Annual | [5 empty] | 2.47 | 0.81 |  |  |  | 0 | 24.9204 | 0 | 0 | 0 | 0 | 0 | 0 | 0 | 0 | 0 | 0 | 2009 Qtr 1: 0; 2009 Qtr 2: 0; 2009 Qtr 3: 0; 2009 Qtr 4: 24.9204; 2010 Qtr 1: 0; 2010 Qtr 2: 0; 2010 Qtr 3: 0; 2010 Qtr 4: 0; 2011 Qtr 1: 0; 2011 Qtr 2: 0; 2011 Qtr 3: 0; 2011 Qtr 4: 0 | 24.9204
0 | 234085-Refrigeration -Strip Curtains for Walk-ins |  | System | Commercial | 20-RFF-Restaurant–FastFood-Refrig | 0 |  |  |  |  | 10.214 | 3.12 | 0 | 0 | 0 | 7.094 | 465 |  | kWh | 0.053 | 0 | Commercial | [7 empty] | 4 | 0.46 |  |  |  | 0 | 21 | 0 | 0 | 0 | 0 | 0 | 0 | 0 | 0 | 0 | 0 | 2009 Qtr 1: 0; 2009 Qtr 2: 0; 2009 Qtr 3: 21; 2009 Qtr 4: 0; 2010 Qtr 1: 0; 2010 Qtr 2: 0; 2010 Qtr 3: 0; 2010 Qtr 4: 0; 2011 Qtr 1: 0; 2011 Qtr 2: 0; 2011 Qtr 3: 0; 2011 Qtr 4: 0 | 21
0 | 234084-Refrigeration -Cooler/Freezer Door Gaskets - Solid Doors: Cooler |  | System | Commercial | 09-GRO-Grocery-REFG | 0 |  |  |  |  | 2.2498 | 4.0003 | 0 | 0 | 0 | -1.7505 | 104.55 |  | kWh | 0.01195 | 0 | Commercial | [7 empty] | 4 | 0.76 |  |  |  | 0 | 305 | 0 | 0 | 0 | 0 | 0 | 0 | 0 | 0 | 0 | 0 | 2009 Qtr 1: 0; 2009 Qtr 2: 0; 2009 Qtr 3: 305; 2009 Qtr 4: 0; 2010 Qtr 1: 0; 2010 Qtr 2: 0; 2010 Qtr 3: 0; 2010 Qtr 4: 0; 2011 Qtr 1: 0; 2011 Qtr 2: 0; 2011 Qtr 3: 0; 2011 Qtr 4: 0 | 305
0 | 234083-Refrigeration -Cooler/Freezer Door Gaskets - Glass Doors |  | System | Commercial | 09-GRO-Grocery-REFG | 0 |  |  |  |  | 2.25 | 4 | 0 | 0 | 0 | -1.75 | 104.55 |  | kWh | 0.01195 | 0 | Commercial | [7 empty] | 4 | 0.76 |  |  |  | 0 | 176 | 0 | 0 | 0 | 0 | 0 | 0 | 0 | 0 | 0 | 0 | 2009 Qtr 1: 0; 2009 Qtr 2: 0; 2009 Qtr 3: 0; 2009 Qtr 4: 176; 2010 Qtr 1: 0; 2010 Qtr 2: 0; 2010 Qtr 3: 0; 2010 Qtr 4: 0; 2011 Qtr 1: 0; 2011 Qtr 2: 0; 2011 Qtr 3: 0; 2011 Qtr 4: 0 | 176
0 | 234083-Refrigeration -Cooler/Freezer Door Gaskets - Glass Doors |  | System | Commercial | 09-GRO-Grocery-REFG | 0 |  |  |  |  | 2.25 | 4 | 0 | 0 | 0 | -1.75 | 104.55 |  | kWh | 0.01195 | 0 | Commercial | [7 empty] | 4 | 0.76 |  |  |  | 0 | 146 | 0 | 0 | 0 | 0 | 0 | 0 | 0 | 0 | 0 | 0 | 2009 Qtr 1: 0; 2009 Qtr 2: 0; 2009 Qtr 3: 146; 2009 Qtr 4: 0; 2010 Qtr 1: 0; 2010 Qtr 2: 0; 2010 Qtr 3: 0; 2010 Qtr 4: 0; 2011 Qtr 1: 0; 2011 Qtr 2: 0; 2011 Qtr 3: 0; 2011 Qtr 4: 0 | 146
0 | 234083-Refrigeration -Cooler/Freezer Door Gaskets - Glass Doors |  | System | Commercial | 09-GRO-Grocery-REFG | 0 |  |  |  |  | 2.25 | 4 | 0 | 0 | 0 | -1.75 | 104.55 |  | kWh | 0.01195 | 0 | Commercial | [7 empty] | 4 | 0.76 |  |  |  | 0 | 106 | 0 | 0 | 0 | 0 | 0 | 0 | 0 | 0 | 0 | 0 | 2009 Qtr 1: 0; 2009 Qtr 2: 0; 2009 Qtr 3: 0; 2009 Qtr 4: 106; 2010 Qtr 1: 0; 2010 Qtr 2: 0; 2010 Qtr 3: 0; 2010 Qtr 4: 0; 2011 Qtr 1: 0; 2011 Qtr 2: 0; 2011 Qtr 3: 0; 2011 Qtr 4: 0 | 106
0 | 234126-Refrigeration - Efficient Evap Fan Motor Electronically Commutated Motor (ECM) |  | System | Commercial | 09-GRO-Grocery-REFG | 0 |  |  |  |  | 6.7904 | 150 | 0 | 0 | 0 | -143.2096 | 116.369 |  | kWh | 0.015845 | -0.11528 | Commercial |  | Annual | [5 empty] | 15 | 0.7 |  |  |  | 0 | 2 | 0 | 0 | 0 | 0 | 0 | 0 | 0 | 0 | 0 | 0 | 2009 Qtr 1: 0; 2009 Qtr 2: 0; 2009 Qtr 3: 0; 2009 Qtr 4: 2; 2010 Qtr 1: 0; 2010 Qtr 2: 0; 2010 Qtr 3: 0; 2010 Qtr 4: 0; 2011 Qtr 1: 0; 2011 Qtr 2: 0; 2011 Qtr 3: 0; 2011 Qtr 4: 0 | 2
0 | 234083-Refrigeration -Cooler/Freezer Door Gaskets - Glass Doors |  | System | Commercial | 09-GRO-Grocery-REFG | 0 |  |  |  |  | 2.25 | 4 | 0 | 0 | 0 | -1.75 | 104.55 |  | kWh | 0.01195 | 0 | Commercial | [7 empty] | 4 | 0.76 |  |  |  | 0 | 162 | 0 | 0 | 0 | 0 | 0 | 0 | 0 | 0 | 0 | 0 | 2009 Qtr 1: 0; 2009 Qtr 2: 0; 2009 Qtr 3: 162; 2009 Qtr 4: 0; 2010 Qtr 1: 0; 2010 Qtr 2: 0; 2010 Qtr 3: 0; 2010 Qtr 4: 0; 2011 Qtr 1: 0; 2011 Qtr 2: 0; 2011 Qtr 3: 0; 2011 Qtr 4: 0 | 162
0 | 234083-Refrigeration -Cooler/Freezer Door Gaskets - Glass Doors |  | System | Commercial | 09-GRO-Grocery-REFG | 0 |  |  |  |  | 2.25 | 4.0051 | 0 | 0 | 0 | -1.7551 | 104.55 |  | kWh | 0.01195 | 0 | Commercial | [7 empty] | 4 | 0.76 |  |  |  | 0 | 197 | 0 | 0 | 0 | 0 | 0 | 0 | 0 | 0 | 0 | 0 | 2009 Qtr 1: 0; 2009 Qtr 2: 0; 2009 Qtr 3: 0; 2009 Qtr 4: 197; 2010 Qtr 1: 0; 2010 Qtr 2: 0; 2010 Qtr 3: 0; 2010 Qtr 4: 0; 2011 Qtr 1: 0; 2011 Qtr 2: 0; 2011 Qtr 3: 0; 2011 Qtr 4: 0 | 197
0 | 234083-Refrigeration -Cooler/Freezer Door Gaskets - Glass Doors |  | System | Commercial | 09-GRO-Grocery-REFG | 0 |  |  |  |  | 2.25 | 4.0132 | 0 | 0 | 0 | -1.7632 | 104.55 |  | kWh | 0.01195 | 0 | Commercial | [7 empty] | 4 | 0.76 |  |  |  | 0 | 228 | 0 | 0 | 0 | 0 | 0 | 0 | 0 | 0 | 0 | 0 | 2009 Qtr 1: 0; 2009 Qtr 2: 0; 2009 Qtr 3: 0; 2009 Qtr 4: 228; 2010 Qtr 1: 0; 2010 Qtr 2: 0; 2010 Qtr 3: 0; 2010 Qtr 4: 0; 2011 Qtr 1: 0; 2011 Qtr 2: 0; 2011 Qtr 3: 0; 2011 Qtr 4: 0 | 228
0 | 234083-Refrigeration -Cooler/Freezer Door Gaskets - Glass Doors |  | System | Commercial | 09-GRO-Grocery-REFG | 0 |  |  |  |  | 2.25 | 4 | 0 | 0 | 0 | -1.75 | 104.55 |  | kWh | 0.01195 | 0 | Commercial | [7 empty] | 4 | 0.76 |  |  |  | 0 | 108 | 0 | 0 | 0 | 0 | 0 | 0 | 0 | 0 | 0 | 0 | 2009 Qtr 1: 0; 2009 Qtr 2: 0; 2009 Qtr 3: 0; 2009 Qtr 4: 108; 2010 Qtr 1: 0; 2010 Qtr 2: 0; 2010 Qtr 3: 0; 2010 Qtr 4: 0; 2011 Qtr 1: 0; 2011 Qtr 2: 0; 2011 Qtr 3: 0; 2011 Qtr 4: 0 | 108
0 | 234083-Refrigeration -Cooler/Freezer Door Gaskets - Glass Doors |  | System | Commercial | 09-GRO-Grocery-REFG | 0 |  |  |  |  | 2.25 | 4 | 0 | 0 | 0 | -1.75 | 104.55 |  | kWh | 0.01195 | 0 | Commercial | [7 empty] | 4 | 0.76 |  |  |  | 0 | 263 | 0 | 0 | 0 | 0 | 0 | 0 | 0 | 0 | 0 | 0 | 2009 Qtr 1: 0; 2009 Qtr 2: 0; 2009 Qtr 3: 263; 2009 Qtr 4: 0; 2010 Qtr 1: 0; 2010 Qtr 2: 0; 2010 Qtr 3: 0; 2010 Qtr 4: 0; 2011 Qtr 1: 0; 2011 Qtr 2: 0; 2011 Qtr 3: 0; 2011 Qtr 4: 0 | 263
0 | 234083-Refrigeration -Cooler/Freezer Door Gaskets - Glass Doors |  | System | Commercial | 09-GRO-Grocery-REFG | 0 |  |  |  |  | 2.25 | 4 | 0 | 0 | 0 | -1.75 | 104.55 |  | kWh | 0.01195 | 0 | Commercial | [7 empty] | 4 | 0.76 |  |  |  | 0 | 95 | 0 | 0 | 0 | 0 | 0 | 0 | 0 | 0 | 0 | 0 | 2009 Qtr 1: 0; 2009 Qtr 2: 0; 2009 Qtr 3: 0; 2009 Qtr 4: 95; 2010 Qtr 1: 0; 2010 Qtr 2: 0; 2010 Qtr 3: 0; 2010 Qtr 4: 0; 2011 Qtr 1: 0; 2011 Qtr 2: 0; 2011 Qtr 3: 0; 2011 Qtr 4: 0 | 95
0 | 234083-Refrigeration -Cooler/Freezer Door Gaskets - Glass Doors |  | System | Commercial | 09-GRO-Grocery-REFG | 0 |  |  |  |  | 2.25 | 4 | 0 | 0 | 0 | -1.75 | 104.55 |  | kWh | 0.01195 | 0 | Commercial | [7 empty] | 4 | 0.76 |  |  |  | 0 | 247 | 0 | 0 | 0 | 0 | 0 | 0 | 0 | 0 | 0 | 0 | 2009 Qtr 1: 0; 2009 Qtr 2: 0; 2009 Qtr 3: 247; 2009 Qtr 4: 0; 2010 Qtr 1: 0; 2010 Qtr 2: 0; 2010 Qtr 3: 0; 2010 Qtr 4: 0; 2011 Qtr 1: 0; 2011 Qtr 2: 0; 2011 Qtr 3: 0; 2011 Qtr 4: 0 | 247
0 | 234083-Refrigeration -Cooler/Freezer Door Gaskets - Glass Doors |  | System | Commercial | 09-GRO-Grocery-REFG | 0 |  |  |  |  | 2.25 | 4 | 0 | 0 | 0 | -1.75 | 104.55 |  | kWh | 0.01195 | 0 | Commercial | [7 empty] | 4 | 0.76 |  |  |  | 0 | 247 | 0 | 0 | 0 | 0 | 0 | 0 | 0 | 0 | 0 | 0 | 2009 Qtr 1: 0; 2009 Qtr 2: 0; 2009 Qtr 3: 247; 2009 Qtr 4: 0; 2010 Qtr 1: 0; 2010 Qtr 2: 0; 2010 Qtr 3: 0; 2010 Qtr 4: 0; 2011 Qtr 1: 0; 2011 Qtr 2: 0; 2011 Qtr 3: 0; 2011 Qtr 4: 0 | 247
0 | 234285-Lighting-Occpncy Snsr-Hi-Bay integrated Snsr-Tr1 |  | System | Commercial | 01-ALC-AllCommercial-IntLight | 0 |  |  |  |  | 221.2703 | 95.5 | 0 | 0 | 0 | 125.7703 | 2503.6304 |  | kWh | 0.48559 | 0 | Commercial | [7 empty] | 8 | 0.84 |  |  |  | 0 | 19 | 0 | 0 | 0 | 0 | 0 | 0 | 0 | 0 | 0 | 0 | 2009 Qtr 1: 0; 2009 Qtr 2: 0; 2009 Qtr 3: 0; 2009 Qtr 4: 19; 2010 Qtr 1: 0; 2010 Qtr 2: 0; 2010 Qtr 3: 0; 2010 Qtr 4: 0; 2011 Qtr 1: 0; 2011 Qtr 2: 0; 2011 Qtr 3: 0; 2011 Qtr 4: 0 | 19
0 | 234085-Refrigeration -Strip Curtains for Walk-ins |  | System | Commercial | 20-RFF-Restaurant–FastFood-Refrig | 0 |  |  |  |  | 10.214 | 3.0354 | 0 | 0 | 0 | 7.1786 | 465 |  | kWh | 0.053 | 0 | Commercial | [7 empty] | 4 | 0.46 |  |  |  | 0 | 28 | 0 | 0 | 0 | 0 | 0 | 0 | 0 | 0 | 0 | 0 | 2009 Qtr 1: 0; 2009 Qtr 2: 0; 2009 Qtr 3: 28; 2009 Qtr 4: 0; 2010 Qtr 1: 0; 2010 Qtr 2: 0; 2010 Qtr 3: 0; 2010 Qtr 4: 0; 2011 Qtr 1: 0; 2011 Qtr 2: 0; 2011 Qtr 3: 0; 2011 Qtr 4: 0 | 28
0 | 234084-Refrigeration -Cooler/Freezer Door Gaskets - Solid Doors: Cooler |  | System | Commercial | 09-GRO-Grocery-REFG | 0 |  |  |  |  | 2.2498 | 4.0725 | 0 | 0 | 0 | -1.8227 | 104.55 |  | kWh | 0.01195 | 0 | Commercial | [7 empty] | 4 | 0.76 |  |  |  | 0 | 48 | 0 | 0 | 0 | 0 | 0 | 0 | 0 | 0 | 0 | 0 | 2009 Qtr 1: 0; 2009 Qtr 2: 0; 2009 Qtr 3: 48; 2009 Qtr 4: 0; 2010 Qtr 1: 0; 2010 Qtr 2: 0; 2010 Qtr 3: 0; 2010 Qtr 4: 0; 2011 Qtr 1: 0; 2011 Qtr 2: 0; 2011 Qtr 3: 0; 2011 Qtr 4: 0 | 48
0 | 234067-Refrigeration - Food Service -Auto Closer for Main Cooler Doors |  | System | Commercial | 09-GRO-Grocery-REFG | 0 |  |  |  |  | 382.5103 | 103 | 0 | 0 | 0 | 279.5103 | 1075.009 |  | kWh | 0.20794 | -0.053375 | Commercial |  | Annual | [5 empty] | 8 | 0.7 |  |  |  | 0 | 1 | 0 | 0 | 0 | 0 | 0 | 0 | 0 | 0 | 0 | 0 | 2009 Qtr 1: 0; 2009 Qtr 2: 0; 2009 Qtr 3: 1; 2009 Qtr 4: 0; 2010 Qtr 1: 0; 2010 Qtr 2: 0; 2010 Qtr 3: 0; 2010 Qtr 4: 0; 2011 Qtr 1: 0; 2011 Qtr 2: 0; 2011 Qtr 3: 0; 2011 Qtr 4: 0 | 1
0 | 234285-Lighting-Occpncy Snsr-Hi-Bay integrated Snsr-Tr1 |  | System | Commercial | 01-ALC-AllCommercial-IntLight | 0 |  |  |  |  | 221.2703 | 95.5 | 0 | 0 | 0 | 125.7703 | 2503.6304 |  | kWh | 0.48559 | 0 | Commercial | [7 empty] | 8 | 0.84 |  |  |  | 0 | 35 | 0 | 0 | 0 | 0 | 0 | 0 | 0 | 0 | 0 | 0 | 2009 Qtr 1: 0; 2009 Qtr 2: 0; 2009 Qtr 3: 0; 2009 Qtr 4: 35; 2010 Qtr 1: 0; 2010 Qtr 2: 0; 2010 Qtr 3: 0; 2010 Qtr 4: 0; 2011 Qtr 1: 0; 2011 Qtr 2: 0; 2011 Qtr 3: 0; 2011 Qtr 4: 0 | 35
0 | 234083-Refrigeration -Cooler/Freezer Door Gaskets - Glass Doors |  | System | Commercial | 09-GRO-Grocery-REFG | 0 |  |  |  |  | 2.25 | 4 | 0 | 0 | 0 | -1.75 | 104.55 |  | kWh | 0.01195 | 0 | Commercial | [7 empty] | 4 | 0.76 |  |  |  | 0 | 350 | 0 | 0 | 0 | 0 | 0 | 0 | 0 | 0 | 0 | 0 | 2009 Qtr 1: 0; 2009 Qtr 2: 0; 2009 Qtr 3: 0; 2009 Qtr 4: 350; 2010 Qtr 1: 0; 2010 Qtr 2: 0; 2010 Qtr 3: 0; 2010 Qtr 4: 0; 2011 Qtr 1: 0; 2011 Qtr 2: 0; 2011 Qtr 3: 0; 2011 Qtr 4: 0 | 350
0 | 234084-Refrigeration -Cooler/Freezer Door Gaskets - Solid Doors: Cooler |  | System | Commercial | 09-GRO-Grocery-REFG | 0 |  |  |  |  | 2.2498 | 4 | 0 | 0 | 0 | -1.7502 | 104.55 |  | kWh | 0.01195 | 0 | Commercial | [7 empty] | 4 | 0.76 |  |  |  | 0 | 17 | 0 | 0 | 0 | 0 | 0 | 0 | 0 | 0 | 0 | 0 | 2009 Qtr 1: 0; 2009 Qtr 2: 0; 2009 Qtr 3: 0; 2009 Qtr 4: 17; 2010 Qtr 1: 0; 2010 Qtr 2: 0; 2010 Qtr 3: 0; 2010 Qtr 4: 0; 2011 Qtr 1: 0; 2011 Qtr 2: 0; 2011 Qtr 3: 0; 2011 Qtr 4: 0 | 17
0 | 234084-Refrigeration -Cooler/Freezer Door Gaskets - Solid Doors: Cooler |  | System | Commercial | 09-GRO-Grocery-REFG | 0 |  |  |  |  | 2.2498 | 4 | 0 | 0 | 0 | -1.7502 | 104.55 |  | kWh | 0.01195 | 0 | Commercial | [7 empty] | 4 | 0.76 |  |  |  | 0 | 17 | 0 | 0 | 0 | 0 | 0 | 0 | 0 | 0 | 0 | 0 | 2009 Qtr 1: 0; 2009 Qtr 2: 0; 2009 Qtr 3: 0; 2009 Qtr 4: 17; 2010 Qtr 1: 0; 2010 Qtr 2: 0; 2010 Qtr 3: 0; 2010 Qtr 4: 0; 2011 Qtr 1: 0; 2011 Qtr 2: 0; 2011 Qtr 3: 0; 2011 Qtr 4: 0 | 17
0 | 234083-Refrigeration -Cooler/Freezer Door Gaskets - Glass Doors |  | System | Commercial | 09-GRO-Grocery-REFG | 0 |  |  |  |  | 2.25 | 4 | 0 | 0 | 0 | -1.75 | 104.55 |  | kWh | 0.01195 | 0 | Commercial | [7 empty] | 4 | 0.76 |  |  |  | 0 | 240 | 0 | 0 | 0 | 0 | 0 | 0 | 0 | 0 | 0 | 0 | 2009 Qtr 1: 0; 2009 Qtr 2: 0; 2009 Qtr 3: 0; 2009 Qtr 4: 240; 2010 Qtr 1: 0; 2010 Qtr 2: 0; 2010 Qtr 3: 0; 2010 Qtr 4: 0; 2011 Qtr 1: 0; 2011 Qtr 2: 0; 2011 Qtr 3: 0; 2011 Qtr 4: 0 | 240
0 | 234126-Refrigeration - Efficient Evap Fan Motor Electronically Commutated Motor (ECM) |  | System | Commercial | 09-GRO-Grocery-REFG | 0 |  |  |  |  | 6.7904 | 150 | 0 | 0 | 0 | -143.2096 | 116.369 |  | kWh | 0.015845 | -0.11528 | Commercial |  | Annual | [5 empty] | 15 | 0.7 |  |  |  | 0 | 13 | 0 | 0 | 0 | 0 | 0 | 0 | 0 | 0 | 0 | 0 | 2009 Qtr 1: 0; 2009 Qtr 2: 0; 2009 Qtr 3: 13; 2009 Qtr 4: 0; 2010 Qtr 1: 0; 2010 Qtr 2: 0; 2010 Qtr 3: 0; 2010 Qtr 4: 0; 2011 Qtr 1: 0; 2011 Qtr 2: 0; 2011 Qtr 3: 0; 2011 Qtr 4: 0 | 13
0 | 234126-Refrigeration - Efficient Evap Fan Motor Electronically Commutated Motor (ECM) |  | System | Commercial | 09-GRO-Grocery-REFG | 0 |  |  |  |  | 6.7904 | 150 | 0 | 0 | 0 | -143.2096 | 116.369 |  | kWh | 0.015845 | -0.11528 | Commercial |  | Annual | [5 empty] | 15 | 0.7 |  |  |  | 0 | 3 | 0 | 0 | 0 | 0 | 0 | 0 | 0 | 0 | 0 | 0 | 2009 Qtr 1: 0; 2009 Qtr 2: 0; 2009 Qtr 3: 0; 2009 Qtr 4: 3; 2010 Qtr 1: 0; 2010 Qtr 2: 0; 2010 Qtr 3: 0; 2010 Qtr 4: 0; 2011 Qtr 1: 0; 2011 Qtr 2: 0; 2011 Qtr 3: 0; 2011 Qtr 4: 0 | 3
0 | 234294-Lighting-Occupancy Sensor-Wallbox Lghtng Snsr-Tr1 |  | System | Commercial | 23-RTL-Retail–SingleStorylarge-LIT_INT | 0 |  |  |  |  | 42.262 | 40 | 0 | 0 | 0 | 2.262 | 213.759 |  | kWh | 0.17617 | 0 | Commercial | [7 empty] | 8 | 0.84 |  |  |  | 0 | 78 | 0 | 0 | 0 | 0 | 0 | 0 | 0 | 0 | 0 | 0 | 2009 Qtr 1: 0; 2009 Qtr 2: 0; 2009 Qtr 3: 78; 2009 Qtr 4: 0; 2010 Qtr 1: 0; 2010 Qtr 2: 0; 2010 Qtr 3: 0; 2010 Qtr 4: 0; 2011 Qtr 1: 0; 2011 Qtr 2: 0; 2011 Qtr 3: 0; 2011 Qtr 4: 0 | 78
0 | 234331-Premium T8 with T12 40 Watt Baseline - Tr2 |  | System | Commercial | 01-ALC-AllCommercial-IntLight | 0 |  |  |  |  | 27.653 | 9.8923 | 0 | 0 | 0 | 17.7607 | 58.062 |  | kWh | 0.017133 | 0 | Commercial | [7 empty] | 15 | 0.78 |  |  |  | 0 | 25.4745 | 0 | 0 | 0 | 0 | 0 | 0 | 0 | 0 | 0 | 0 | 2009 Qtr 1: 0; 2009 Qtr 2: 0; 2009 Qtr 3: 25.4745; 2009 Qtr 4: 0; 2010 Qtr 1: 0; 2010 Qtr 2: 0; 2010 Qtr 3: 0; 2010 Qtr 4: 0; 2011 Qtr 1: 0; 2011 Qtr 2: 0; 2011 Qtr 3: 0; 2011 Qtr 4: 0 | 25.4745
0 | 234304-Lighting-Remove 4 Ft Lamp (De-Lamp) - Tr2 |  | System | Commercial | [6 empty] | 12.3587 | 12.3653 | 0 | 0 | 0 | -0.0066231 | 137.2559 |  | 0 | 0.026384 | -2.5676 | Commercial | [7 empty] | 15 | 0.77 |  |  |  | 0 | 3.6392 | 0 | 0 | 0 | 0 | 0 | 0 | 0 | 0 | 0 | 0 | 2009 Qtr 1: 0; 2009 Qtr 2: 0; 2009 Qtr 3: 3.6392; 2009 Qtr 4: 0; 2010 Qtr 1: 0; 2010 Qtr 2: 0; 2010 Qtr 3: 0; 2010 Qtr 4: 0; 2011 Qtr 1: 0; 2011 Qtr 2: 0; 2011 Qtr 3: 0; 2011 Qtr 4: 0 | 3.6392
0 | 234330-Premium T8 with T12 40 Watt Baseline - Tr1 |  | System | Commercial | 01-ALC-AllCommercial-IntLight | 0 |  |  |  |  | 27.6532 | 13.1897 | 0 | 0 | 0 | 14.4636 | 83.5202 |  | kWh | 0.017351 | 0 | Commercial | [7 empty] | 15 | 0.78 |  |  |  | 0 | 54.5881 | 0 | 0 | 0 | 0 | 0 | 0 | 0 | 0 | 0 | 0 | 2009 Qtr 1: 0; 2009 Qtr 2: 0; 2009 Qtr 3: 54.5881; 2009 Qtr 4: 0; 2010 Qtr 1: 0; 2010 Qtr 2: 0; 2010 Qtr 3: 0; 2010 Qtr 4: 0; 2011 Qtr 1: 0; 2011 Qtr 2: 0; 2011 Qtr 3: 0; 2011 Qtr 4: 0 | 54.5881
0 | 234285-Lighting-Occpncy Snsr-Hi-Bay integrated Snsr-Tr1 |  | System | Commercial | 01-ALC-AllCommercial-IntLight | 0 |  |  |  |  | 221.2703 | 95.5 | 0 | 0 | 0 | 125.7703 | 2503.6304 |  | kWh | 0.48559 | 0 | Commercial | [7 empty] | 8 | 0.84 |  |  |  | 0 | 85 | 0 | 0 | 0 | 0 | 0 | 0 | 0 | 0 | 0 | 0 | 2009 Qtr 1: 0; 2009 Qtr 2: 0; 2009 Qtr 3: 85; 2009 Qtr 4: 0; 2010 Qtr 1: 0; 2010 Qtr 2: 0; 2010 Qtr 3: 0; 2010 Qtr 4: 0; 2011 Qtr 1: 0; 2011 Qtr 2: 0; 2011 Qtr 3: 0; 2011 Qtr 4: 0 | 85
0 | 234049-Lighting-LED Exit Sign New Sign |  | System | Commercial | 25-SCN-Storage–Conditioned-Exit | 0 |  |  |  |  | 64.8921 | 45 | 0 | 0 | 0 | 19.8921 | 351.311 |  | kWh | 0 | 0 | Commercial | [7 empty] | 16 | 0.85 |  |  |  | 0 | 1 | 0 | 0 | 0 | 0 | 0 | 0 | 0 | 0 | 0 | 0 | 2009 Qtr 1: 0; 2009 Qtr 2: 0; 2009 Qtr 3: 1; 2009 Qtr 4: 0; 2010 Qtr 1: 0; 2010 Qtr 2: 0; 2010 Qtr 3: 0; 2010 Qtr 4: 0; 2011 Qtr 1: 0; 2011 Qtr 2: 0; 2011 Qtr 3: 0; 2011 Qtr 4: 0 | 1
0 | 234331-Premium T8 with T12 40 Watt Baseline - Tr2 |  | System | Commercial | 01-ALC-AllCommercial-IntLight | 0 |  |  |  |  | 27.653 | 9.8923 | 0 | 0 | 0 | 17.7607 | 58.062 |  | kWh | 0.017133 | 0 | Commercial | [7 empty] | 15 | 0.78 |  |  |  | 0 | 21.8353 | 0 | 0 | 0 | 0 | 0 | 0 | 0 | 0 | 0 | 0 | 2009 Qtr 1: 0; 2009 Qtr 2: 0; 2009 Qtr 3: 0; 2009 Qtr 4: 21.8353; 2010 Qtr 1: 0; 2010 Qtr 2: 0; 2010 Qtr 3: 0; 2010 Qtr 4: 0; 2011 Qtr 1: 0; 2011 Qtr 2: 0; 2011 Qtr 3: 0; 2011 Qtr 4: 0 | 21.8353
0 | 234331-Premium T8 with T12 40 Watt Baseline - Tr2 |  | System | Commercial | 01-ALC-AllCommercial-IntLight | 0 |  |  |  |  | 27.653 | 9.8923 | 0 | 0 | 0 | 17.7607 | 58.062 |  | kWh | 0.017133 | 0 | Commercial | [7 empty] | 15 | 0.78 |  |  |  | 0 | 10.9176 | 0 | 0 | 0 | 0 | 0 | 0 | 0 | 0 | 0 | 0 | 2009 Qtr 1: 0; 2009 Qtr 2: 0; 2009 Qtr 3: 0; 2009 Qtr 4: 10.9176; 2010 Qtr 1: 0; 2010 Qtr 2: 0; 2010 Qtr 3: 0; 2010 Qtr 4: 0; 2011 Qtr 1: 0; 2011 Qtr 2: 0; 2011 Qtr 3: 0; 2011 Qtr 4: 0 | 10.9176
0 | 234304-Lighting-Remove 4 Ft Lamp (De-Lamp) - Tr2 |  | System | Commercial | [6 empty] | 12.3587 | 0 | 0 | 0 | 0 | 12.3587 | 0 |  | 0 | 0 | 0 | Commercial | [7 empty] | 15 | 0.77 |  |  |  | 0 | 0.9098 | 0 | 0 | 0 | 0 | 0 | 0 | 0 | 0 | 0 | 0 | 2009 Qtr 1: 0; 2009 Qtr 2: 0; 2009 Qtr 3: 0; 2009 Qtr 4: 0.9098; 2010 Qtr 1: 0; 2010 Qtr 2: 0; 2010 Qtr 3: 0; 2010 Qtr 4: 0; 2011 Qtr 1: 0; 2011 Qtr 2: 0; 2011 Qtr 3: 0; 2011 Qtr 4: 0 | 0.9098
0 | 234330-Premium T8 with T12 40 Watt Baseline - Tr1 |  | System | Commercial | 01-ALC-AllCommercial-IntLight | 0 |  |  |  |  | 27.6532 | 13.1897 | 0 | 0 | 0 | 14.4636 | 83.5202 |  | kWh | 0.017351 | 0 | Commercial | [7 empty] | 15 | 0.78 |  |  |  | 0 | 36.3921 | 0 | 0 | 0 | 0 | 0 | 0 | 0 | 0 | 0 | 0 | 2009 Qtr 1: 0; 2009 Qtr 2: 0; 2009 Qtr 3: 0; 2009 Qtr 4: 36.3921; 2010 Qtr 1: 0; 2010 Qtr 2: 0; 2010 Qtr 3: 0; 2010 Qtr 4: 0; 2011 Qtr 1: 0; 2011 Qtr 2: 0; 2011 Qtr 3: 0; 2011 Qtr 4: 0 | 36.3921
0 | 234303-Lighting-Remove 4 Ft Lamp (De-Lamp) - Tr1 |  | System | Commercial | [6 empty] | 12.3596 | 16.4871 | 0 | 0 | 0 | -4.1275 | 137.2559 |  | 0 | 0.026384 | -2.5676 | Commercial |  | Winter Only | [5 empty] | 15 | 0.77 |  |  |  | 0 | 3.6392 | 0 | 0 | 0 | 0 | 0 | 0 | 0 | 0 | 0 | 0 | 2009 Qtr 1: 0; 2009 Qtr 2: 0; 2009 Qtr 3: 0; 2009 Qtr 4: 3.6392; 2010 Qtr 1: 0; 2010 Qtr 2: 0; 2010 Qtr 3: 0; 2010 Qtr 4: 0; 2011 Qtr 1: 0; 2011 Qtr 2: 0; 2011 Qtr 3: 0; 2011 Qtr 4: 0 | 3.6392
0 | 234312-Lighting-Screw in 14-26 Watt Lamp - Tr1 |  | System | Commercial | [6 empty] | 9.3196 | 10.3931 | 0 | 0 | 0 | -1.0734 | 194.1729 |  | 0 | 0.038993 | -2.6224 | Commercial |  | Annual | [5 empty] | 2.47 | 0.81 |  |  |  | 0 | 139.4198 | 0 | 0 | 0 | 0 | 0 | 0 | 0 | 0 | 0 | 0 | 2009 Qtr 1: 0; 2009 Qtr 2: 0; 2009 Qtr 3: 0; 2009 Qtr 4: 139.4198; 2010 Qtr 1: 0; 2010 Qtr 2: 0; 2010 Qtr 3: 0; 2010 Qtr 4: 0; 2011 Qtr 1: 0; 2011 Qtr 2: 0; 2011 Qtr 3: 0; 2011 Qtr 4: 0 | 139.4198
0 | 234140-Low Flow Showerhead |  | System | Commercial | 36-GST-Lodging-GuestRooms-Vent/Fan | 0 |  |  |  |  | 37.9464 | 20 | 0 | 0 | 0 | 17.9464 | 57.8762 |  | kWh | 0.012733 | 6.664 | Commercial |  | Annual | [5 empty] | 10 | 0.7 |  |  |  | 0 | 32 | 0 | 0 | 0 | 0 | 0 | 0 | 0 | 0 | 0 | 0 | 2009 Qtr 1: 0; 2009 Qtr 2: 0; 2009 Qtr 3: 0; 2009 Qtr 4: 32; 2010 Qtr 1: 0; 2010 Qtr 2: 0; 2010 Qtr 3: 0; 2010 Qtr 4: 0; 2011 Qtr 1: 0; 2011 Qtr 2: 0; 2011 Qtr 3: 0; 2011 Qtr 4: 0 | 32
0 | 234330-Premium T8 with T12 40 Watt Baseline - Tr1 |  | System | Commercial | 01-ALC-AllCommercial-IntLight | 0 |  |  |  |  | 27.6532 | 13.1897 | 0 | 0 | 0 | 14.4636 | 83.5202 |  | kWh | 0.017351 | 0 | Commercial | [7 empty] | 15 | 0.78 |  |  |  | 0 | 5.4588 | 0 | 0 | 0 | 0 | 0 | 0 | 0 | 0 | 0 | 0 | 2009 Qtr 1: 0; 2009 Qtr 2: 0; 2009 Qtr 3: 0; 2009 Qtr 4: 5.4588; 2010 Qtr 1: 0; 2010 Qtr 2: 0; 2010 Qtr 3: 0; 2010 Qtr 4: 0; 2011 Qtr 1: 0; 2011 Qtr 2: 0; 2011 Qtr 3: 0; 2011 Qtr 4: 0 | 5.4588
0 | 234318-Lighting-Screw in 5- 13 Watt Lamp - Tr1 |  | System | Commercial | 18-OFS-Office–Small-IntLight | 0 |  |  |  |  | 7.3923 | 5.1965 | 0 | 0 | 0 | 2.1958 | 177.3618 |  | kWh | 0.02408 | 0 | Commercial | [7 empty] | 2 | 0.81 |  |  |  | 0 | 30.3087 | 0 | 0 | 0 | 0 | 0 | 0 | 0 | 0 | 0 | 0 | 2009 Qtr 1: 0; 2009 Qtr 2: 0; 2009 Qtr 3: 0; 2009 Qtr 4: 30.3087; 2010 Qtr 1: 0; 2010 Qtr 2: 0; 2010 Qtr 3: 0; 2010 Qtr 4: 0; 2011 Qtr 1: 0; 2011 Qtr 2: 0; 2011 Qtr 3: 0; 2011 Qtr 4: 0 | 30.3087
0 | 234315-Lighting-Screw in 14-26 Watt Reflector Lamp-Tr1 |  | System | Commercial | [6 empty] | 18.0648 | 9.6507 | 0 | 0 | 0 | 8.4141 | 194.1729 |  | 0 | 0.038993 | -2.6224 | Commercial |  | Winter Only | [5 empty] | 2.47 | 0.81 |  |  |  | 0 | 6.7353 | 0 | 0 | 0 | 0 | 0 | 0 | 0 | 0 | 0 | 0 | 2009 Qtr 1: 0; 2009 Qtr 2: 0; 2009 Qtr 3: 0; 2009 Qtr 4: 6.7353; 2010 Qtr 1: 0; 2010 Qtr 2: 0; 2010 Qtr 3: 0; 2010 Qtr 4: 0; 2011 Qtr 1: 0; 2011 Qtr 2: 0; 2011 Qtr 3: 0; 2011 Qtr 4: 0 | 6.7353
0 | 234332-Premium T8 with T12 40 Watt Baseline - Tr3 |  | System | Commercial | 01-ALC-AllCommercial-IntLight | 0 |  |  |  |  | 13.9591 | 7.1444 | 0 | 0 | 0 | 6.8147 | 44.0947 |  | kWh | 0.016509 | 0 | Commercial | [7 empty] | 15 | 0.78 |  |  |  | 0 | 8.1882 | 0 | 0 | 0 | 0 | 0 | 0 | 0 | 0 | 0 | 0 | 2009 Qtr 1: 0; 2009 Qtr 2: 0; 2009 Qtr 3: 0; 2009 Qtr 4: 8.1882; 2010 Qtr 1: 0; 2010 Qtr 2: 0; 2010 Qtr 3: 0; 2010 Qtr 4: 0; 2011 Qtr 1: 0; 2011 Qtr 2: 0; 2011 Qtr 3: 0; 2011 Qtr 4: 0 | 8.1882
0 | 234305-Lighting-Remove 4 Ft Lamp (De-Lamp) - Tr3 |  | System | Commercial | 01-ALC-AllCommercial-IntLight | 0 |  |  |  |  | 28.1828 | 0 | 0 | 0 | 0 | 28.1828 | 0 |  | kWh | 0 | 0 | Commercial | [7 empty] | 15 | 0.77 |  |  |  | 0 | 0.9098 | 0 | 0 | 0 | 0 | 0 | 0 | 0 | 0 | 0 | 0 | 2009 Qtr 1: 0; 2009 Qtr 2: 0; 2009 Qtr 3: 0; 2009 Qtr 4: 0.9098; 2010 Qtr 1: 0; 2010 Qtr 2: 0; 2010 Qtr 3: 0; 2010 Qtr 4: 0; 2011 Qtr 1: 0; 2011 Qtr 2: 0; 2011 Qtr 3: 0; 2011 Qtr 4: 0 | 0.9098
0 | 234331-Premium T8 with T12 40 Watt Baseline - Tr2 |  | System | Commercial | 01-ALC-AllCommercial-IntLight | 0 |  |  |  |  | 27.653 | 9.8923 | 0 | 0 | 0 | 17.7607 | 58.062 |  | kWh | 0.017133 | 0 | Commercial | [7 empty] | 15 | 0.78 |  |  |  | 0 | 23.6549 | 0 | 0 | 0 | 0 | 0 | 0 | 0 | 0 | 0 | 0 | 2009 Qtr 1: 0; 2009 Qtr 2: 0; 2009 Qtr 3: 0; 2009 Qtr 4: 23.6549; 2010 Qtr 1: 0; 2010 Qtr 2: 0; 2010 Qtr 3: 0; 2010 Qtr 4: 0; 2011 Qtr 1: 0; 2011 Qtr 2: 0; 2011 Qtr 3: 0; 2011 Qtr 4: 0 | 23.6549
0 | 234304-Lighting-Remove 4 Ft Lamp (De-Lamp) - Tr2 |  | System | Commercial | [6 empty] | 12.3587 | 12.3653 | 0 | 0 | 0 | -0.0066231 | 137.2559 |  | 0 | 0.026384 | -2.5676 | Commercial | [7 empty] | 15 | 0.77 |  |  |  | 0 | 23.6549 | 0 | 0 | 0 | 0 | 0 | 0 | 0 | 0 | 0 | 0 | 2009 Qtr 1: 0; 2009 Qtr 2: 0; 2009 Qtr 3: 0; 2009 Qtr 4: 23.6549; 2010 Qtr 1: 0; 2010 Qtr 2: 0; 2010 Qtr 3: 0; 2010 Qtr 4: 0; 2011 Qtr 1: 0; 2011 Qtr 2: 0; 2011 Qtr 3: 0; 2011 Qtr 4: 0 | 23.6549
0 | 234330-Premium T8 with T12 40 Watt Baseline - Tr1 |  | System | Commercial | 01-ALC-AllCommercial-IntLight | 0 |  |  |  |  | 27.6532 | 13.1897 | 0 | 0 | 0 | 14.4636 | 83.5202 |  | kWh | 0.017351 | 0 | Commercial | [7 empty] | 15 | 0.78 |  |  |  | 0 | 36.3921 | 0 | 0 | 0 | 0 | 0 | 0 | 0 | 0 | 0 | 0 | 2009 Qtr 1: 0; 2009 Qtr 2: 0; 2009 Qtr 3: 0; 2009 Qtr 4: 36.3921; 2010 Qtr 1: 0; 2010 Qtr 2: 0; 2010 Qtr 3: 0; 2010 Qtr 4: 0; 2011 Qtr 1: 0; 2011 Qtr 2: 0; 2011 Qtr 3: 0; 2011 Qtr 4: 0 | 36.3921
0 | 234303-Lighting-Remove 4 Ft Lamp (De-Lamp) - Tr1 |  | System | Commercial | [6 empty] | 12.3596 | 0 | 0 | 0 | 0 | 12.3596 | 0 |  | 0 | 0 | 0 | Commercial |  | Winter Only | [5 empty] | 15 | 0.77 |  |  |  | 0 | 0.9098 | 0 | 0 | 0 | 0 | 0 | 0 | 0 | 0 | 0 | 0 | 2009 Qtr 1: 0; 2009 Qtr 2: 0; 2009 Qtr 3: 0; 2009 Qtr 4: 0.9098; 2010 Qtr 1: 0; 2010 Qtr 2: 0; 2010 Qtr 3: 0; 2010 Qtr 4: 0; 2011 Qtr 1: 0; 2011 Qtr 2: 0; 2011 Qtr 3: 0; 2011 Qtr 4: 0 | 0.9098
0 | 234287-Lighting-Occpncy Snsr-Hi-Bay integrated Snsr-Tr3 |  | System | Commercial | 01-ALC-AllCommercial-IntLight | 0 |  |  |  |  | 221.1826 | 95.5 | 0 | 0 | 0 | 125.6826 | 1661 |  | kWh | 0.39312 | 0 | Commercial | [7 empty] | 8 | 0.84 |  |  |  | 0 | 30 | 0 | 0 | 0 | 0 | 0 | 0 | 0 | 0 | 0 | 0 | 2009 Qtr 1: 0; 2009 Qtr 2: 0; 2009 Qtr 3: 30; 2009 Qtr 4: 0; 2010 Qtr 1: 0; 2010 Qtr 2: 0; 2010 Qtr 3: 0; 2010 Qtr 4: 0; 2011 Qtr 1: 0; 2011 Qtr 2: 0; 2011 Qtr 3: 0; 2011 Qtr 4: 0 | 30
0 | 234083-Refrigeration -Cooler/Freezer Door Gaskets - Glass Doors |  | System | Commercial | 09-GRO-Grocery-REFG | 0 |  |  |  |  | 2.25 | 4 | 0 | 0 | 0 | -1.75 | 104.55 |  | kWh | 0.01195 | 0 | Commercial | [7 empty] | 4 | 0.76 |  |  |  | 0 | 309 | 0 | 0 | 0 | 0 | 0 | 0 | 0 | 0 | 0 | 0 | 2009 Qtr 1: 0; 2009 Qtr 2: 0; 2009 Qtr 3: 0; 2009 Qtr 4: 309; 2010 Qtr 1: 0; 2010 Qtr 2: 0; 2010 Qtr 3: 0; 2010 Qtr 4: 0; 2011 Qtr 1: 0; 2011 Qtr 2: 0; 2011 Qtr 3: 0; 2011 Qtr 4: 0 | 309
0 | 234083-Refrigeration -Cooler/Freezer Door Gaskets - Glass Doors |  | System | Commercial | 09-GRO-Grocery-REFG | 0 |  |  |  |  | 2.25 | 4 | 0 | 0 | 0 | -1.75 | 104.55 |  | kWh | 0.01195 | 0 | Commercial | [7 empty] | 4 | 0.76 |  |  |  | 0 | 276 | 0 | 0 | 0 | 0 | 0 | 0 | 0 | 0 | 0 | 0 | 2009 Qtr 1: 0; 2009 Qtr 2: 0; 2009 Qtr 3: 0; 2009 Qtr 4: 276; 2010 Qtr 1: 0; 2010 Qtr 2: 0; 2010 Qtr 3: 0; 2010 Qtr 4: 0; 2011 Qtr 1: 0; 2011 Qtr 2: 0; 2011 Qtr 3: 0; 2011 Qtr 4: 0 | 276
0 | 234330-Premium T8 with T12 40 Watt Baseline - Tr1 |  | System | Commercial | 01-ALC-AllCommercial-IntLight | 0 |  |  |  |  | 27.6532 | 13.1897 | 0 | 0 | 0 | 14.4636 | 83.5202 |  | kWh | 0.017351 | 0 | Commercial | [7 empty] | 15 | 0.78 |  |  |  | 0 | 30.9333 | 0 | 0 | 0 | 0 | 0 | 0 | 0 | 0 | 0 | 0 | 2009 Qtr 1: 0; 2009 Qtr 2: 0; 2009 Qtr 3: 0; 2009 Qtr 4: 30.9333; 2010 Qtr 1: 0; 2010 Qtr 2: 0; 2010 Qtr 3: 0; 2010 Qtr 4: 0; 2011 Qtr 1: 0; 2011 Qtr 2: 0; 2011 Qtr 3: 0; 2011 Qtr 4: 0 | 30.9333
0 | 234303-Lighting-Remove 4 Ft Lamp (De-Lamp) - Tr1 |  | System | Commercial | [6 empty] | 12.3596 | 16.4871 | 0 | 0 | 0 | -4.1275 | 137.2559 |  | 0 | 0.026384 | -2.5676 | Commercial |  | Winter Only | [5 empty] | 15 | 0.77 |  |  |  | 0 | 30.9333 | 0 | 0 | 0 | 0 | 0 | 0 | 0 | 0 | 0 | 0 | 2009 Qtr 1: 0; 2009 Qtr 2: 0; 2009 Qtr 3: 0; 2009 Qtr 4: 30.9333; 2010 Qtr 1: 0; 2010 Qtr 2: 0; 2010 Qtr 3: 0; 2010 Qtr 4: 0; 2011 Qtr 1: 0; 2011 Qtr 2: 0; 2011 Qtr 3: 0; 2011 Qtr 4: 0 | 30.9333
0 | 234330-Premium T8 with T12 40 Watt Baseline - Tr1 |  | System | Commercial | 01-ALC-AllCommercial-IntLight | 0 |  |  |  |  | 27.6532 | 13.1897 | 0 | 0 | 0 | 14.4636 | 83.5202 |  | kWh | 0.017351 | 0 | Commercial | [7 empty] | 15 | 0.78 |  |  |  | 0 | 40.0313 | 0 | 0 | 0 | 0 | 0 | 0 | 0 | 0 | 0 | 0 | 2009 Qtr 1: 0; 2009 Qtr 2: 0; 2009 Qtr 3: 0; 2009 Qtr 4: 40.0313; 2010 Qtr 1: 0; 2010 Qtr 2: 0; 2010 Qtr 3: 0; 2010 Qtr 4: 0; 2011 Qtr 1: 0; 2011 Qtr 2: 0; 2011 Qtr 3: 0; 2011 Qtr 4: 0 | 40.0313
0 | 234303-Lighting-Remove 4 Ft Lamp (De-Lamp) - Tr1 |  | System | Commercial | [6 empty] | 12.3596 | 16.4871 | 0 | 0 | 0 | -4.1275 | 137.2559 |  | 0 | 0.026384 | -2.5676 | Commercial |  | Winter Only | [5 empty] | 15 | 0.77 |  |  |  | 0 | 40.0313 | 0 | 0 | 0 | 0 | 0 | 0 | 0 | 0 | 0 | 0 | 2009 Qtr 1: 0; 2009 Qtr 2: 0; 2009 Qtr 3: 0; 2009 Qtr 4: 40.0313; 2010 Qtr 1: 0; 2010 Qtr 2: 0; 2010 Qtr 3: 0; 2010 Qtr 4: 0; 2011 Qtr 1: 0; 2011 Qtr 2: 0; 2011 Qtr 3: 0; 2011 Qtr 4: 0 | 40.0313
0 | 234330-Premium T8 with T12 40 Watt Baseline - Tr1 |  | System | Commercial | 01-ALC-AllCommercial-IntLight | 0 |  |  |  |  | 27.6532 | 13.1897 | 0 | 0 | 0 | 14.4636 | 83.5202 |  | kWh | 0.017351 | 0 | Commercial | [7 empty] | 15 | 0.78 |  |  |  | 0 | 25.4745 | 0 | 0 | 0 | 0 | 0 | 0 | 0 | 0 | 0 | 0 | 2009 Qtr 1: 0; 2009 Qtr 2: 0; 2009 Qtr 3: 0; 2009 Qtr 4: 25.4745; 2010 Qtr 1: 0; 2010 Qtr 2: 0; 2010 Qtr 3: 0; 2010 Qtr 4: 0; 2011 Qtr 1: 0; 2011 Qtr 2: 0; 2011 Qtr 3: 0; 2011 Qtr 4: 0 | 25.4745
0 | 234330-Premium T8 with T12 40 Watt Baseline - Tr1 |  | System | Commercial | 01-ALC-AllCommercial-IntLight | 0 |  |  |  |  | 27.6532 | 13.1897 | 0 | 0 | 0 | 14.4636 | 83.5202 |  | kWh | 0.017351 | 0 | Commercial | [7 empty] | 15 | 0.78 |  |  |  | 0 | 67.3254 | 0 | 0 | 0 | 0 | 0 | 0 | 0 | 0 | 0 | 0 | 2009 Qtr 1: 0; 2009 Qtr 2: 0; 2009 Qtr 3: 0; 2009 Qtr 4: 67.3254; 2010 Qtr 1: 0; 2010 Qtr 2: 0; 2010 Qtr 3: 0; 2010 Qtr 4: 0; 2011 Qtr 1: 0; 2011 Qtr 2: 0; 2011 Qtr 3: 0; 2011 Qtr 4: 0 | 67.3254
0 | 234303-Lighting-Remove 4 Ft Lamp (De-Lamp) - Tr1 |  | System | Commercial | [6 empty] | 12.3596 | 16.4871 | 0 | 0 | 0 | -4.1275 | 137.2559 |  | 0 | 0.026384 | -2.5676 | Commercial |  | Winter Only | [5 empty] | 15 | 0.77 |  |  |  | 0 | 38.2117 | 0 | 0 | 0 | 0 | 0 | 0 | 0 | 0 | 0 | 0 | 2009 Qtr 1: 0; 2009 Qtr 2: 0; 2009 Qtr 3: 0; 2009 Qtr 4: 38.2117; 2010 Qtr 1: 0; 2010 Qtr 2: 0; 2010 Qtr 3: 0; 2010 Qtr 4: 0; 2011 Qtr 1: 0; 2011 Qtr 2: 0; 2011 Qtr 3: 0; 2011 Qtr 4: 0 | 38.2117
0 | 234330-Premium T8 with T12 40 Watt Baseline - Tr1 |  | System | Commercial | 01-ALC-AllCommercial-IntLight | 0 |  |  |  |  | 27.6532 | 13.1897 | 0 | 0 | 0 | 14.4636 | 83.5202 |  | kWh | 0.017351 | 0 | Commercial | [7 empty] | 15 | 0.78 |  |  |  | 0 | 14.5568 | 0 | 0 | 0 | 0 | 0 | 0 | 0 | 0 | 0 | 0 | 2009 Qtr 1: 0; 2009 Qtr 2: 0; 2009 Qtr 3: 0; 2009 Qtr 4: 14.5568; 2010 Qtr 1: 0; 2010 Qtr 2: 0; 2010 Qtr 3: 0; 2010 Qtr 4: 0; 2011 Qtr 1: 0; 2011 Qtr 2: 0; 2011 Qtr 3: 0; 2011 Qtr 4: 0 | 14.5568
0 | 234303-Lighting-Remove 4 Ft Lamp (De-Lamp) - Tr1 |  | System | Commercial | [6 empty] | 12.3596 | 16.4871 | 0 | 0 | 0 | -4.1275 | 137.2559 |  | 0 | 0.026384 | -2.5676 | Commercial |  | Winter Only | [5 empty] | 15 | 0.77 |  |  |  | 0 | 14.5568 | 0 | 0 | 0 | 0 | 0 | 0 | 0 | 0 | 0 | 0 | 2009 Qtr 1: 0; 2009 Qtr 2: 0; 2009 Qtr 3: 0; 2009 Qtr 4: 14.5568; 2010 Qtr 1: 0; 2010 Qtr 2: 0; 2010 Qtr 3: 0; 2010 Qtr 4: 0; 2011 Qtr 1: 0; 2011 Qtr 2: 0; 2011 Qtr 3: 0; 2011 Qtr 4: 0 | 14.5568
0 | 234330-Premium T8 with T12 40 Watt Baseline - Tr1 |  | System | Commercial | 01-ALC-AllCommercial-IntLight | 0 |  |  |  |  | 27.6532 | 13.1897 | 0 | 0 | 0 | 14.4636 | 83.5202 |  | kWh | 0.017351 | 0 | Commercial | [7 empty] | 15 | 0.78 |  |  |  | 0 | 14.5568 | 0 | 0 | 0 | 0 | 0 | 0 | 0 | 0 | 0 | 0 | 2009 Qtr 1: 0; 2009 Qtr 2: 0; 2009 Qtr 3: 0; 2009 Qtr 4: 14.5568; 2010 Qtr 1: 0; 2010 Qtr 2: 0; 2010 Qtr 3: 0; 2010 Qtr 4: 0; 2011 Qtr 1: 0; 2011 Qtr 2: 0; 2011 Qtr 3: 0; 2011 Qtr 4: 0 | 14.5568
0 | 234303-Lighting-Remove 4 Ft Lamp (De-Lamp) - Tr1 |  | System | Commercial | [6 empty] | 12.3596 | 16.4871 | 0 | 0 | 0 | -4.1275 | 137.2559 |  | 0 | 0.026384 | -2.5676 | Commercial |  | Winter Only | [5 empty] | 15 | 0.77 |  |  |  | 0 | 14.5568 | 0 | 0 | 0 | 0 | 0 | 0 | 0 | 0 | 0 | 0 | 2009 Qtr 1: 0; 2009 Qtr 2: 0; 2009 Qtr 3: 0; 2009 Qtr 4: 14.5568; 2010 Qtr 1: 0; 2010 Qtr 2: 0; 2010 Qtr 3: 0; 2010 Qtr 4: 0; 2011 Qtr 1: 0; 2011 Qtr 2: 0; 2011 Qtr 3: 0; 2011 Qtr 4: 0 | 14.5568
0 | 234285-Lighting-Occpncy Snsr-Hi-Bay integrated Snsr-Tr1 |  | System | Commercial | 01-ALC-AllCommercial-IntLight | 0 |  |  |  |  | 221.2703 | 95.5 | 0 | 0 | 0 | 125.7703 | 2503.6304 |  | kWh | 0.48559 | 0 | Commercial | [7 empty] | 8 | 0.84 |  |  |  | 0 | 10 | 0 | 0 | 0 | 0 | 0 | 0 | 0 | 0 | 0 | 0 | 2009 Qtr 1: 0; 2009 Qtr 2: 0; 2009 Qtr 3: 0; 2009 Qtr 4: 10; 2010 Qtr 1: 0; 2010 Qtr 2: 0; 2010 Qtr 3: 0; 2010 Qtr 4: 0; 2011 Qtr 1: 0; 2011 Qtr 2: 0; 2011 Qtr 3: 0; 2011 Qtr 4: 0 | 10
0 | 234330-Premium T8 with T12 40 Watt Baseline - Tr1 |  | System | Commercial | 01-ALC-AllCommercial-IntLight | 0 |  |  |  |  | 27.6532 | 13.1897 | 0 | 0 | 0 | 14.4636 | 83.5202 |  | kWh | 0.017351 | 0 | Commercial | [7 empty] | 15 | 0.78 |  |  |  | 0 | 63.6862 | 0 | 0 | 0 | 0 | 0 | 0 | 0 | 0 | 0 | 0 | 2009 Qtr 1: 0; 2009 Qtr 2: 0; 2009 Qtr 3: 0; 2009 Qtr 4: 63.6862; 2010 Qtr 1: 0; 2010 Qtr 2: 0; 2010 Qtr 3: 0; 2010 Qtr 4: 0; 2011 Qtr 1: 0; 2011 Qtr 2: 0; 2011 Qtr 3: 0; 2011 Qtr 4: 0 | 63.6862
0 | 234303-Lighting-Remove 4 Ft Lamp (De-Lamp) - Tr1 |  | System | Commercial | [6 empty] | 12.3596 | 16.4871 | 0 | 0 | 0 | -4.1275 | 137.2559 |  | 0 | 0.026384 | -2.5676 | Commercial |  | Winter Only | [5 empty] | 15 | 0.77 |  |  |  | 0 | 9.098 | 0 | 0 | 0 | 0 | 0 | 0 | 0 | 0 | 0 | 0 | 2009 Qtr 1: 0; 2009 Qtr 2: 0; 2009 Qtr 3: 0; 2009 Qtr 4: 9.098; 2010 Qtr 1: 0; 2010 Qtr 2: 0; 2010 Qtr 3: 0; 2010 Qtr 4: 0; 2011 Qtr 1: 0; 2011 Qtr 2: 0; 2011 Qtr 3: 0; 2011 Qtr 4: 0 | 9.098
0 | 234285-Lighting-Occpncy Snsr-Hi-Bay integrated Snsr-Tr1 |  | System | Commercial | 01-ALC-AllCommercial-IntLight | 0 |  |  |  |  | 221.2703 | 95.5 | 0 | 0 | 0 | 125.7703 | 2503.6304 |  | kWh | 0.48559 | 0 | Commercial | [7 empty] | 8 | 0.84 |  |  |  | 0 | 7 | 0 | 0 | 0 | 0 | 0 | 0 | 0 | 0 | 0 | 0 | 2009 Qtr 1: 0; 2009 Qtr 2: 0; 2009 Qtr 3: 0; 2009 Qtr 4: 7; 2010 Qtr 1: 0; 2010 Qtr 2: 0; 2010 Qtr 3: 0; 2010 Qtr 4: 0; 2011 Qtr 1: 0; 2011 Qtr 2: 0; 2011 Qtr 3: 0; 2011 Qtr 4: 0 | 7
0 | 234330-Premium T8 with T12 40 Watt Baseline - Tr1 |  | System | Commercial | 01-ALC-AllCommercial-IntLight | 0 |  |  |  |  | 27.6532 | 13.1897 | 0 | 0 | 0 | 14.4636 | 83.5202 |  | kWh | 0.017351 | 0 | Commercial | [7 empty] | 15 | 0.78 |  |  |  | 0 | 94.6194 | 0 | 0 | 0 | 0 | 0 | 0 | 0 | 0 | 0 | 0 | 2009 Qtr 1: 0; 2009 Qtr 2: 0; 2009 Qtr 3: 0; 2009 Qtr 4: 94.6194; 2010 Qtr 1: 0; 2010 Qtr 2: 0; 2010 Qtr 3: 0; 2010 Qtr 4: 0; 2011 Qtr 1: 0; 2011 Qtr 2: 0; 2011 Qtr 3: 0; 2011 Qtr 4: 0 | 94.6194
0 | 234303-Lighting-Remove 4 Ft Lamp (De-Lamp) - Tr1 |  | System | Commercial | [6 empty] | 12.3596 | 16.4871 | 0 | 0 | 0 | -4.1275 | 137.2559 |  | 0 | 0.026384 | -2.5676 | Commercial |  | Winter Only | [5 empty] | 15 | 0.77 |  |  |  | 0 | 65.5058 | 0 | 0 | 0 | 0 | 0 | 0 | 0 | 0 | 0 | 0 | 2009 Qtr 1: 0; 2009 Qtr 2: 0; 2009 Qtr 3: 0; 2009 Qtr 4: 65.5058; 2010 Qtr 1: 0; 2010 Qtr 2: 0; 2010 Qtr 3: 0; 2010 Qtr 4: 0; 2011 Qtr 1: 0; 2011 Qtr 2: 0; 2011 Qtr 3: 0; 2011 Qtr 4: 0 | 65.5058
0 | 234285-Lighting-Occpncy Snsr-Hi-Bay integrated Snsr-Tr1 |  | System | Commercial | 01-ALC-AllCommercial-IntLight | 0 |  |  |  |  | 221.2703 | 95.5 | 0 | 0 | 0 | 125.7703 | 2503.6304 |  | kWh | 0.48559 | 0 | Commercial | [7 empty] | 8 | 0.84 |  |  |  | 0 | 10 | 0 | 0 | 0 | 0 | 0 | 0 | 0 | 0 | 0 | 0 | 2009 Qtr 1: 0; 2009 Qtr 2: 0; 2009 Qtr 3: 0; 2009 Qtr 4: 10; 2010 Qtr 1: 0; 2010 Qtr 2: 0; 2010 Qtr 3: 0; 2010 Qtr 4: 0; 2011 Qtr 1: 0; 2011 Qtr 2: 0; 2011 Qtr 3: 0; 2011 Qtr 4: 0 | 10
0 | 234360-Lighting-IntrHiByLnrFlscntFxtr244wrplc400w(TrI)Tr1 |  | System | Commercial | [6 empty] | 282.4319 | 153.8404 | 0 | 0 | 0 | 128.5914 | 0 |  | 0 | 0.224 | -7.1132 | Commercial |  | Winter Only | [5 empty] | 15 | 0.78 |  |  |  | 0 | 3.9001 | 0 | 0 | 0 | 0 | 0 | 0 | 0 | 0 | 0 | 0 | 2009 Qtr 1: 0; 2009 Qtr 2: 0; 2009 Qtr 3: 0; 2009 Qtr 4: 3.9001; 2010 Qtr 1: 0; 2010 Qtr 2: 0; 2010 Qtr 3: 0; 2010 Qtr 4: 0; 2011 Qtr 1: 0; 2011 Qtr 2: 0; 2011 Qtr 3: 0; 2011 Qtr 4: 0 | 3.9001
0 | 234330-Premium T8 with T12 40 Watt Baseline - Tr1 |  | System | Commercial | 01-ALC-AllCommercial-IntLight | 0 |  |  |  |  | 27.6532 | 13.1897 | 0 | 0 | 0 | 14.4636 | 83.5202 |  | kWh | 0.017351 | 0 | Commercial | [7 empty] | 15 | 0.78 |  |  |  | 0 | 47.3097 | 0 | 0 | 0 | 0 | 0 | 0 | 0 | 0 | 0 | 0 | 2009 Qtr 1: 0; 2009 Qtr 2: 0; 2009 Qtr 3: 0; 2009 Qtr 4: 47.3097; 2010 Qtr 1: 0; 2010 Qtr 2: 0; 2010 Qtr 3: 0; 2010 Qtr 4: 0; 2011 Qtr 1: 0; 2011 Qtr 2: 0; 2011 Qtr 3: 0; 2011 Qtr 4: 0 | 47.3097
0 | 234303-Lighting-Remove 4 Ft Lamp (De-Lamp) - Tr1 |  | System | Commercial | [6 empty] | 12.3596 | 16.4871 | 0 | 0 | 0 | -4.1275 | 137.2559 |  | 0 | 0.026384 | -2.5676 | Commercial |  | Winter Only | [5 empty] | 15 | 0.77 |  |  |  | 0 | 38.2117 | 0 | 0 | 0 | 0 | 0 | 0 | 0 | 0 | 0 | 0 | 2009 Qtr 1: 0; 2009 Qtr 2: 0; 2009 Qtr 3: 0; 2009 Qtr 4: 38.2117; 2010 Qtr 1: 0; 2010 Qtr 2: 0; 2010 Qtr 3: 0; 2010 Qtr 4: 0; 2011 Qtr 1: 0; 2011 Qtr 2: 0; 2011 Qtr 3: 0; 2011 Qtr 4: 0 | 38.2117
0 | 234330-Premium T8 with T12 40 Watt Baseline - Tr1 |  | System | Commercial | 01-ALC-AllCommercial-IntLight | 0 |  |  |  |  | 27.6532 | 13.1897 | 0 | 0 | 0 | 14.4636 | 83.5202 |  | kWh | 0.017351 | 0 | Commercial | [7 empty] | 15 | 0.78 |  |  |  | 0 | 20.0156 | 0 | 0 | 0 | 0 | 0 | 0 | 0 | 0 | 0 | 0 | 2009 Qtr 1: 0; 2009 Qtr 2: 0; 2009 Qtr 3: 0; 2009 Qtr 4: 20.0156; 2010 Qtr 1: 0; 2010 Qtr 2: 0; 2010 Qtr 3: 0; 2010 Qtr 4: 0; 2011 Qtr 1: 0; 2011 Qtr 2: 0; 2011 Qtr 3: 0; 2011 Qtr 4: 0 | 20.0156
0 | 234303-Lighting-Remove 4 Ft Lamp (De-Lamp) - Tr1 |  | System | Commercial | [6 empty] | 12.3596 | 16.4871 | 0 | 0 | 0 | -4.1275 | 137.2559 |  | 0 | 0.026384 | -2.5676 | Commercial |  | Winter Only | [5 empty] | 15 | 0.77 |  |  |  | 0 | 20.0156 | 0 | 0 | 0 | 0 | 0 | 0 | 0 | 0 | 0 | 0 | 2009 Qtr 1: 0; 2009 Qtr 2: 0; 2009 Qtr 3: 0; 2009 Qtr 4: 20.0156; 2010 Qtr 1: 0; 2010 Qtr 2: 0; 2010 Qtr 3: 0; 2010 Qtr 4: 0; 2011 Qtr 1: 0; 2011 Qtr 2: 0; 2011 Qtr 3: 0; 2011 Qtr 4: 0 | 20.0156
0 | 234330-Premium T8 with T12 40 Watt Baseline - Tr1 |  | System | Commercial | 01-ALC-AllCommercial-IntLight | 0 |  |  |  |  | 27.6532 | 13.1897 | 0 | 0 | 0 | 14.4636 | 83.5202 |  | kWh | 0.017351 | 0 | Commercial | [7 empty] | 15 | 0.78 |  |  |  | 0 | 34.5725 | 0 | 0 | 0 | 0 | 0 | 0 | 0 | 0 | 0 | 0 | 2009 Qtr 1: 0; 2009 Qtr 2: 0; 2009 Qtr 3: 0; 2009 Qtr 4: 34.5725; 2010 Qtr 1: 0; 2010 Qtr 2: 0; 2010 Qtr 3: 0; 2010 Qtr 4: 0; 2011 Qtr 1: 0; 2011 Qtr 2: 0; 2011 Qtr 3: 0; 2011 Qtr 4: 0 | 34.5725
0 | 234303-Lighting-Remove 4 Ft Lamp (De-Lamp) - Tr1 |  | System | Commercial | [6 empty] | 12.3596 | 16.4871 | 0 | 0 | 0 | -4.1275 | 137.2559 |  | 0 | 0.026384 | -2.5676 | Commercial |  | Winter Only | [5 empty] | 15 | 0.77 |  |  |  | 0 | 34.5725 | 0 | 0 | 0 | 0 | 0 | 0 | 0 | 0 | 0 | 0 | 2009 Qtr 1: 0; 2009 Qtr 2: 0; 2009 Qtr 3: 0; 2009 Qtr 4: 34.5725; 2010 Qtr 1: 0; 2010 Qtr 2: 0; 2010 Qtr 3: 0; 2010 Qtr 4: 0; 2011 Qtr 1: 0; 2011 Qtr 2: 0; 2011 Qtr 3: 0; 2011 Qtr 4: 0 | 34.5725
0 | 234360-Lighting-IntrHiByLnrFlscntFxtr244wrplc400w(TrI)Tr1 |  | System | Commercial | [6 empty] | 282.4319 | 153.8404 | 0 | 0 | 0 | 128.5914 | 0 |  | 0 | 0.224 | -7.1132 | Commercial |  | Winter Only | [5 empty] | 15 | 0.78 |  |  |  | 0 | 8.7753 | 0 | 0 | 0 | 0 | 0 | 0 | 0 | 0 | 0 | 0 | 2009 Qtr 1: 0; 2009 Qtr 2: 0; 2009 Qtr 3: 0; 2009 Qtr 4: 8.7753; 2010 Qtr 1: 0; 2010 Qtr 2: 0; 2010 Qtr 3: 0; 2010 Qtr 4: 0; 2011 Qtr 1: 0; 2011 Qtr 2: 0; 2011 Qtr 3: 0; 2011 Qtr 4: 0 | 8.7753
0 | 234285-Lighting-Occpncy Snsr-Hi-Bay integrated Snsr-Tr1 |  | System | Commercial | 01-ALC-AllCommercial-IntLight | 0 |  |  |  |  | 221.2703 | 95.5 | 0 | 0 | 0 | 125.7703 | 2503.6304 |  | kWh | 0.48559 | 0 | Commercial | [7 empty] | 8 | 0.84 |  |  |  | 0 | 9 | 0 | 0 | 0 | 0 | 0 | 0 | 0 | 0 | 0 | 0 | 2009 Qtr 1: 0; 2009 Qtr 2: 0; 2009 Qtr 3: 0; 2009 Qtr 4: 9; 2010 Qtr 1: 0; 2010 Qtr 2: 0; 2010 Qtr 3: 0; 2010 Qtr 4: 0; 2011 Qtr 1: 0; 2011 Qtr 2: 0; 2011 Qtr 3: 0; 2011 Qtr 4: 0 | 9
0 | 234084-Refrigeration -Cooler/Freezer Door Gaskets - Solid Doors: Cooler |  | System | Commercial | 09-GRO-Grocery-REFG | 0 |  |  |  |  | 2.2498 | 4 | 0 | 0 | 0 | -1.7502 | 104.55 |  | kWh | 0.01195 | 0 | Commercial | [7 empty] | 4 | 0.76 |  |  |  | 0 | 245 | 0 | 0 | 0 | 0 | 0 | 0 | 0 | 0 | 0 | 0 | 2009 Qtr 1: 0; 2009 Qtr 2: 0; 2009 Qtr 3: 245; 2009 Qtr 4: 0; 2010 Qtr 1: 0; 2010 Qtr 2: 0; 2010 Qtr 3: 0; 2010 Qtr 4: 0; 2011 Qtr 1: 0; 2011 Qtr 2: 0; 2011 Qtr 3: 0; 2011 Qtr 4: 0 | 245
0 | 234084-Refrigeration -Cooler/Freezer Door Gaskets - Solid Doors: Cooler |  | System | Commercial | 09-GRO-Grocery-REFG | 0 |  |  |  |  | 2.2498 | 4 | 0 | 0 | 0 | -1.7502 | 104.55 |  | kWh | 0.01195 | 0 | Commercial | [7 empty] | 4 | 0.76 |  |  |  | 0 | 188 | 0 | 0 | 0 | 0 | 0 | 0 | 0 | 0 | 0 | 0 | 2009 Qtr 1: 0; 2009 Qtr 2: 0; 2009 Qtr 3: 188; 2009 Qtr 4: 0; 2010 Qtr 1: 0; 2010 Qtr 2: 0; 2010 Qtr 3: 0; 2010 Qtr 4: 0; 2011 Qtr 1: 0; 2011 Qtr 2: 0; 2011 Qtr 3: 0; 2011 Qtr 4: 0 | 188
0 | 234084-Refrigeration -Cooler/Freezer Door Gaskets - Solid Doors: Cooler |  | System | Commercial | 09-GRO-Grocery-REFG | 0 |  |  |  |  | 2.2498 | 4 | 0 | 0 | 0 | -1.7502 | 104.55 |  | kWh | 0.01195 | 0 | Commercial | [7 empty] | 4 | 0.76 |  |  |  | 0 | 143 | 0 | 0 | 0 | 0 | 0 | 0 | 0 | 0 | 0 | 0 | 2009 Qtr 1: 0; 2009 Qtr 2: 0; 2009 Qtr 3: 0; 2009 Qtr 4: 143; 2010 Qtr 1: 0; 2010 Qtr 2: 0; 2010 Qtr 3: 0; 2010 Qtr 4: 0; 2011 Qtr 1: 0; 2011 Qtr 2: 0; 2011 Qtr 3: 0; 2011 Qtr 4: 0 | 143
0 | 234084-Refrigeration -Cooler/Freezer Door Gaskets - Solid Doors: Cooler |  | System | Commercial | 09-GRO-Grocery-REFG | 0 |  |  |  |  | 2.2498 | 4 | 0 | 0 | 0 | -1.7502 | 104.55 |  | kWh | 0.01195 | 0 | Commercial | [7 empty] | 4 | 0.76 |  |  |  | 0 | 134 | 0 | 0 | 0 | 0 | 0 | 0 | 0 | 0 | 0 | 0 | 2009 Qtr 1: 0; 2009 Qtr 2: 0; 2009 Qtr 3: 0; 2009 Qtr 4: 134; 2010 Qtr 1: 0; 2010 Qtr 2: 0; 2010 Qtr 3: 0; 2010 Qtr 4: 0; 2011 Qtr 1: 0; 2011 Qtr 2: 0; 2011 Qtr 3: 0; 2011 Qtr 4: 0 | 134
0 | 234084-Refrigeration -Cooler/Freezer Door Gaskets - Solid Doors: Cooler |  | System | Commercial | 09-GRO-Grocery-REFG | 0 |  |  |  |  | 2.2498 | 4 | 0 | 0 | 0 | -1.7502 | 104.55 |  | kWh | 0.01195 | 0 | Commercial | [7 empty] | 4 | 0.76 |  |  |  | 0 | 87 | 0 | 0 | 0 | 0 | 0 | 0 | 0 | 0 | 0 | 0 | 2009 Qtr 1: 0; 2009 Qtr 2: 0; 2009 Qtr 3: 0; 2009 Qtr 4: 87; 2010 Qtr 1: 0; 2010 Qtr 2: 0; 2010 Qtr 3: 0; 2010 Qtr 4: 0; 2011 Qtr 1: 0; 2011 Qtr 2: 0; 2011 Qtr 3: 0; 2011 Qtr 4: 0 | 87
0 | 234084-Refrigeration -Cooler/Freezer Door Gaskets - Solid Doors: Cooler |  | System | Commercial | 09-GRO-Grocery-REFG | 0 |  |  |  |  | 2.2498 | 4 | 0 | 0 | 0 | -1.7502 | 104.55 |  | kWh | 0.01195 | 0 | Commercial | [7 empty] | 4 | 0.76 |  |  |  | 0 | 79 | 0 | 0 | 0 | 0 | 0 | 0 | 0 | 0 | 0 | 0 | 2009 Qtr 1: 0; 2009 Qtr 2: 0; 2009 Qtr 3: 0; 2009 Qtr 4: 79; 2010 Qtr 1: 0; 2010 Qtr 2: 0; 2010 Qtr 3: 0; 2010 Qtr 4: 0; 2011 Qtr 1: 0; 2011 Qtr 2: 0; 2011 Qtr 3: 0; 2011 Qtr 4: 0 | 79
0 | 234360-Lighting-IntrHiByLnrFlscntFxtr244wrplc400w(TrI)Tr1 |  | System | Commercial | [6 empty] | 282.4319 | 153.8404 | 0 | 0 | 0 | 128.5914 | 0 |  | 0 | 0.224 | -7.1132 | Commercial |  | Winter Only | [5 empty] | 15 | 0.78 |  |  |  | 0 | 1.9501 | 0 | 0 | 0 | 0 | 0 | 0 | 0 | 0 | 0 | 0 | 2009 Qtr 1: 0; 2009 Qtr 2: 0; 2009 Qtr 3: 0; 2009 Qtr 4: 1.9501; 2010 Qtr 1: 0; 2010 Qtr 2: 0; 2010 Qtr 3: 0; 2010 Qtr 4: 0; 2011 Qtr 1: 0; 2011 Qtr 2: 0; 2011 Qtr 3: 0; 2011 Qtr 4: 0 | 1.9501
0 | 234285-Lighting-Occpncy Snsr-Hi-Bay integrated Snsr-Tr1 |  | System | Commercial | 01-ALC-AllCommercial-IntLight | 0 |  |  |  |  | 221.2703 | 95.5 | 0 | 0 | 0 | 125.7703 | 2503.6304 |  | kWh | 0.48559 | 0 | Commercial | [7 empty] | 8 | 0.84 |  |  |  | 0 | 2 | 0 | 0 | 0 | 0 | 0 | 0 | 0 | 0 | 0 | 0 | 2009 Qtr 1: 0; 2009 Qtr 2: 0; 2009 Qtr 3: 0; 2009 Qtr 4: 2; 2010 Qtr 1: 0; 2010 Qtr 2: 0; 2010 Qtr 3: 0; 2010 Qtr 4: 0; 2011 Qtr 1: 0; 2011 Qtr 2: 0; 2011 Qtr 3: 0; 2011 Qtr 4: 0 | 2
0 | 234330-Premium T8 with T12 40 Watt Baseline - Tr1 |  | System | Commercial | 01-ALC-AllCommercial-IntLight | 0 |  |  |  |  | 27.6532 | 13.1897 | 0 | 0 | 0 | 14.4636 | 83.5202 |  | kWh | 0.017351 | 0 | Commercial | [7 empty] | 15 | 0.78 |  |  |  | 0 | 9.098 | 0 | 0 | 0 | 0 | 0 | 0 | 0 | 0 | 0 | 0 | 2009 Qtr 1: 0; 2009 Qtr 2: 0; 2009 Qtr 3: 0; 2009 Qtr 4: 9.098; 2010 Qtr 1: 0; 2010 Qtr 2: 0; 2010 Qtr 3: 0; 2010 Qtr 4: 0; 2011 Qtr 1: 0; 2011 Qtr 2: 0; 2011 Qtr 3: 0; 2011 Qtr 4: 0 | 9.098
0 | 234303-Lighting-Remove 4 Ft Lamp (De-Lamp) - Tr1 |  | System | Commercial | [6 empty] | 12.3596 | 16.4871 | 0 | 0 | 0 | -4.1275 | 137.2559 |  | 0 | 0.026384 | -2.5676 | Commercial |  | Winter Only | [5 empty] | 15 | 0.77 |  |  |  | 0 | 9.098 | 0 | 0 | 0 | 0 | 0 | 0 | 0 | 0 | 0 | 0 | 2009 Qtr 1: 0; 2009 Qtr 2: 0; 2009 Qtr 3: 0; 2009 Qtr 4: 9.098; 2010 Qtr 1: 0; 2010 Qtr 2: 0; 2010 Qtr 3: 0; 2010 Qtr 4: 0; 2011 Qtr 1: 0; 2011 Qtr 2: 0; 2011 Qtr 3: 0; 2011 Qtr 4: 0 | 9.098
0 | 234360-Lighting-IntrHiByLnrFlscntFxtr244wrplc400w(TrI)Tr1 |  | System | Commercial | [6 empty] | 282.4319 | 153.8404 | 0 | 0 | 0 | 128.5914 | 0 |  | 0 | 0.224 | -7.1132 | Commercial |  | Winter Only | [5 empty] | 15 | 0.78 |  |  |  | 0 | 2.9251 | 0 | 0 | 0 | 0 | 0 | 0 | 0 | 0 | 0 | 0 | 2009 Qtr 1: 0; 2009 Qtr 2: 0; 2009 Qtr 3: 0; 2009 Qtr 4: 2.9251; 2010 Qtr 1: 0; 2010 Qtr 2: 0; 2010 Qtr 3: 0; 2010 Qtr 4: 0; 2011 Qtr 1: 0; 2011 Qtr 2: 0; 2011 Qtr 3: 0; 2011 Qtr 4: 0 | 2.9251
0 | 234285-Lighting-Occpncy Snsr-Hi-Bay integrated Snsr-Tr1 |  | System | Commercial | 01-ALC-AllCommercial-IntLight | 0 |  |  |  |  | 221.2703 | 95.5 | 0 | 0 | 0 | 125.7703 | 2503.6304 |  | kWh | 0.48559 | 0 | Commercial | [7 empty] | 8 | 0.84 |  |  |  | 0 | 3 | 0 | 0 | 0 | 0 | 0 | 0 | 0 | 0 | 0 | 0 | 2009 Qtr 1: 0; 2009 Qtr 2: 0; 2009 Qtr 3: 0; 2009 Qtr 4: 3; 2010 Qtr 1: 0; 2010 Qtr 2: 0; 2010 Qtr 3: 0; 2010 Qtr 4: 0; 2011 Qtr 1: 0; 2011 Qtr 2: 0; 2011 Qtr 3: 0; 2011 Qtr 4: 0 | 3
0 | 234084-Refrigeration -Cooler/Freezer Door Gaskets - Solid Doors: Cooler |  | System | Commercial | 09-GRO-Grocery-REFG | 0 |  |  |  |  | 2.2498 | 4.0033 | 0 | 0 | 0 | -1.7535 | 104.55 |  | kWh | 0.01195 | 0 | Commercial | [7 empty] | 4 | 0.76 |  |  |  | 0 | 49 | 0 | 0 | 0 | 0 | 0 | 0 | 0 | 0 | 0 | 0 | 2009 Qtr 1: 0; 2009 Qtr 2: 0; 2009 Qtr 3: 49; 2009 Qtr 4: 0; 2010 Qtr 1: 0; 2010 Qtr 2: 0; 2010 Qtr 3: 0; 2010 Qtr 4: 0; 2011 Qtr 1: 0; 2011 Qtr 2: 0; 2011 Qtr 3: 0; 2011 Qtr 4: 0 | 49
0 | 234085-Refrigeration -Strip Curtains for Walk-ins |  | System | Commercial | 20-RFF-Restaurant–FastFood-Refrig | 0 |  |  |  |  | 10.214 | 3.0491 | 0 | 0 | 0 | 7.1649 | 465 |  | kWh | 0.053 | 0 | Commercial | [7 empty] | 4 | 0.46 |  |  |  | 0 | 44 | 0 | 0 | 0 | 0 | 0 | 0 | 0 | 0 | 0 | 0 | 2009 Qtr 1: 0; 2009 Qtr 2: 0; 2009 Qtr 3: 44; 2009 Qtr 4: 0; 2010 Qtr 1: 0; 2010 Qtr 2: 0; 2010 Qtr 3: 0; 2010 Qtr 4: 0; 2011 Qtr 1: 0; 2011 Qtr 2: 0; 2011 Qtr 3: 0; 2011 Qtr 4: 0 | 44
0 | 234084-Refrigeration -Cooler/Freezer Door Gaskets - Solid Doors: Cooler |  | System | Commercial | 09-GRO-Grocery-REFG | 0 |  |  |  |  | 2.2498 | 4.0007 | 0 | 0 | 0 | -1.7509 | 104.55 |  | kWh | 0.01195 | 0 | Commercial | [7 empty] | 4 | 0.76 |  |  |  | 0 | 272 | 0 | 0 | 0 | 0 | 0 | 0 | 0 | 0 | 0 | 0 | 2009 Qtr 1: 0; 2009 Qtr 2: 0; 2009 Qtr 3: 272; 2009 Qtr 4: 0; 2010 Qtr 1: 0; 2010 Qtr 2: 0; 2010 Qtr 3: 0; 2010 Qtr 4: 0; 2011 Qtr 1: 0; 2011 Qtr 2: 0; 2011 Qtr 3: 0; 2011 Qtr 4: 0 | 272
0 | 234083-Refrigeration -Cooler/Freezer Door Gaskets - Glass Doors |  | System | Commercial | 09-GRO-Grocery-REFG | 0 |  |  |  |  | 2.25 | 4 | 0 | 0 | 0 | -1.75 | 104.55 |  | kWh | 0.01195 | 0 | Commercial | [7 empty] | 4 | 0.76 |  |  |  | 0 | 28 | 0 | 0 | 0 | 0 | 0 | 0 | 0 | 0 | 0 | 0 | 2009 Qtr 1: 0; 2009 Qtr 2: 0; 2009 Qtr 3: 28; 2009 Qtr 4: 0; 2010 Qtr 1: 0; 2010 Qtr 2: 0; 2010 Qtr 3: 0; 2010 Qtr 4: 0; 2011 Qtr 1: 0; 2011 Qtr 2: 0; 2011 Qtr 3: 0; 2011 Qtr 4: 0 | 28
0 | 234067-Refrigeration - Food Service -Auto Closer for Main Cooler Doors |  | System | Commercial | 09-GRO-Grocery-REFG | 0 |  |  |  |  | 382.5103 | 103 | 0 | 0 | 0 | 279.5103 | 1075.009 |  | kWh | 0.20794 | -0.053375 | Commercial |  | Annual | [5 empty] | 8 | 0.7 |  |  |  | 0 | 2 | 0 | 0 | 0 | 0 | 0 | 0 | 0 | 0 | 0 | 0 | 2009 Qtr 1: 0; 2009 Qtr 2: 0; 2009 Qtr 3: 2; 2009 Qtr 4: 0; 2010 Qtr 1: 0; 2010 Qtr 2: 0; 2010 Qtr 3: 0; 2010 Qtr 4: 0; 2011 Qtr 1: 0; 2011 Qtr 2: 0; 2011 Qtr 3: 0; 2011 Qtr 4: 0 | 2
0 | 234330-Premium T8 with T12 40 Watt Baseline - Tr1 |  | System | Commercial | 01-ALC-AllCommercial-IntLight | 0 |  |  |  |  | 27.6532 | 13.1897 | 0 | 0 | 0 | 14.4636 | 83.5202 |  | kWh | 0.017351 | 0 | Commercial | [7 empty] | 15 | 0.78 |  |  |  | 0 | 25.4745 | 0 | 0 | 0 | 0 | 0 | 0 | 0 | 0 | 0 | 0 | 2009 Qtr 1: 0; 2009 Qtr 2: 0; 2009 Qtr 3: 0; 2009 Qtr 4: 25.4745; 2010 Qtr 1: 0; 2010 Qtr 2: 0; 2010 Qtr 3: 0; 2010 Qtr 4: 0; 2011 Qtr 1: 0; 2011 Qtr 2: 0; 2011 Qtr 3: 0; 2011 Qtr 4: 0 | 25.4745
0 | 234303-Lighting-Remove 4 Ft Lamp (De-Lamp) - Tr1 |  | System | Commercial | [6 empty] | 12.3596 | 16.4871 | 0 | 0 | 0 | -4.1275 | 137.2559 |  | 0 | 0.026384 | -2.5676 | Commercial |  | Winter Only | [5 empty] | 15 | 0.77 |  |  |  | 0 | 3.6392 | 0 | 0 | 0 | 0 | 0 | 0 | 0 | 0 | 0 | 0 | 2009 Qtr 1: 0; 2009 Qtr 2: 0; 2009 Qtr 3: 0; 2009 Qtr 4: 3.6392; 2010 Qtr 1: 0; 2010 Qtr 2: 0; 2010 Qtr 3: 0; 2010 Qtr 4: 0; 2011 Qtr 1: 0; 2011 Qtr 2: 0; 2011 Qtr 3: 0; 2011 Qtr 4: 0 | 3.6392
0 | 234330-Premium T8 with T12 40 Watt Baseline - Tr1 |  | System | Commercial | 01-ALC-AllCommercial-IntLight | 0 |  |  |  |  | 27.6532 | 13.1897 | 0 | 0 | 0 | 14.4636 | 83.5202 |  | kWh | 0.017351 | 0 | Commercial | [7 empty] | 15 | 0.78 |  |  |  | 0 | 7.2784 | 0 | 0 | 0 | 0 | 0 | 0 | 0 | 0 | 0 | 0 | 2009 Qtr 1: 0; 2009 Qtr 2: 0; 2009 Qtr 3: 7.2784; 2009 Qtr 4: 0; 2010 Qtr 1: 0; 2010 Qtr 2: 0; 2010 Qtr 3: 0; 2010 Qtr 4: 0; 2011 Qtr 1: 0; 2011 Qtr 2: 0; 2011 Qtr 3: 0; 2011 Qtr 4: 0 | 7.2784
0 | 234303-Lighting-Remove 4 Ft Lamp (De-Lamp) - Tr1 |  | System | Commercial | [6 empty] | 12.3596 | 16.4871 | 0 | 0 | 0 | -4.1275 | 137.2559 |  | 0 | 0.026384 | -2.5676 | Commercial |  | Winter Only | [5 empty] | 15 | 0.77 |  |  |  | 0 | 7.2784 | 0 | 0 | 0 | 0 | 0 | 0 | 0 | 0 | 0 | 0 | 2009 Qtr 1: 0; 2009 Qtr 2: 0; 2009 Qtr 3: 7.2784; 2009 Qtr 4: 0; 2010 Qtr 1: 0; 2010 Qtr 2: 0; 2010 Qtr 3: 0; 2010 Qtr 4: 0; 2011 Qtr 1: 0; 2011 Qtr 2: 0; 2011 Qtr 3: 0; 2011 Qtr 4: 0 | 7.2784
0 | 234285-Lighting-Occpncy Snsr-Hi-Bay integrated Snsr-Tr1 |  | System | Commercial | 01-ALC-AllCommercial-IntLight | 0 |  |  |  |  | 221.2703 | 95.5 | 0 | 0 | 0 | 125.7703 | 2503.6304 |  | kWh | 0.48559 | 0 | Commercial | [7 empty] | 8 | 0.84 |  |  |  | 0 | 7 | 0 | 0 | 0 | 0 | 0 | 0 | 0 | 0 | 0 | 0 | 2009 Qtr 1: 0; 2009 Qtr 2: 0; 2009 Qtr 3: 7; 2009 Qtr 4: 0; 2010 Qtr 1: 0; 2010 Qtr 2: 0; 2010 Qtr 3: 0; 2010 Qtr 4: 0; 2011 Qtr 1: 0; 2011 Qtr 2: 0; 2011 Qtr 3: 0; 2011 Qtr 4: 0 | 7
0 | 234331-Premium T8 with T12 40 Watt Baseline - Tr2 |  | System | Commercial | 01-ALC-AllCommercial-IntLight | 0 |  |  |  |  | 27.653 | 9.8923 | 0 | 0 | 0 | 17.7607 | 58.062 |  | kWh | 0.017133 | 0 | Commercial | [7 empty] | 15 | 0.78 |  |  |  | 0 | 229.2701 | 0 | 0 | 0 | 0 | 0 | 0 | 0 | 0 | 0 | 0 | 2009 Qtr 1: 0; 2009 Qtr 2: 0; 2009 Qtr 3: 0; 2009 Qtr 4: 229.2701; 2010 Qtr 1: 0; 2010 Qtr 2: 0; 2010 Qtr 3: 0; 2010 Qtr 4: 0; 2011 Qtr 1: 0; 2011 Qtr 2: 0; 2011 Qtr 3: 0; 2011 Qtr 4: 0 | 229.2701
0 | 234286-Lighting-Occpncy Snsr-Hi-Bay integrated Snsr-Tr2 |  | System | Commercial | 01-ALC-AllCommercial-IntLight | 0 |  |  |  |  | 221.37 | 95.5 | 0 | 0 | 0 | 125.87 | 1499.5759 |  | kWh | 0.47213 | 0 | Commercial | [7 empty] | 8 | 0.84 |  |  |  | 0 | 63 | 0 | 0 | 0 | 0 | 0 | 0 | 0 | 0 | 0 | 0 | 2009 Qtr 1: 0; 2009 Qtr 2: 0; 2009 Qtr 3: 0; 2009 Qtr 4: 63; 2010 Qtr 1: 0; 2010 Qtr 2: 0; 2010 Qtr 3: 0; 2010 Qtr 4: 0; 2011 Qtr 1: 0; 2011 Qtr 2: 0; 2011 Qtr 3: 0; 2011 Qtr 4: 0 | 63
0 | 234084-Refrigeration -Cooler/Freezer Door Gaskets - Solid Doors: Cooler |  | System | Commercial | 09-GRO-Grocery-REFG | 0 |  |  |  |  | 2.2498 | 4.0725 | 0 | 0 | 0 | -1.8227 | 104.55 |  | kWh | 0.01195 | 0 | Commercial | [7 empty] | 4 | 0.76 |  |  |  | 0 | 16 | 0 | 0 | 0 | 0 | 0 | 0 | 0 | 0 | 0 | 0 | 2009 Qtr 1: 0; 2009 Qtr 2: 0; 2009 Qtr 3: 16; 2009 Qtr 4: 0; 2010 Qtr 1: 0; 2010 Qtr 2: 0; 2010 Qtr 3: 0; 2010 Qtr 4: 0; 2011 Qtr 1: 0; 2011 Qtr 2: 0; 2011 Qtr 3: 0; 2011 Qtr 4: 0 | 16
0 | 234330-Premium T8 with T12 40 Watt Baseline - Tr1 |  | System | Commercial | 01-ALC-AllCommercial-IntLight | 0 |  |  |  |  | 27.6532 | 13.1897 | 0 | 0 | 0 | 14.4636 | 83.5202 |  | kWh | 0.017351 | 0 | Commercial | [7 empty] | 15 | 0.78 |  |  |  | 0 | 16.3764 | 0 | 0 | 0 | 0 | 0 | 0 | 0 | 0 | 0 | 0 | 2009 Qtr 1: 0; 2009 Qtr 2: 0; 2009 Qtr 3: 0; 2009 Qtr 4: 16.3764; 2010 Qtr 1: 0; 2010 Qtr 2: 0; 2010 Qtr 3: 0; 2010 Qtr 4: 0; 2011 Qtr 1: 0; 2011 Qtr 2: 0; 2011 Qtr 3: 0; 2011 Qtr 4: 0 | 16.3764
0 | 234303-Lighting-Remove 4 Ft Lamp (De-Lamp) - Tr1 |  | System | Commercial | [6 empty] | 12.3596 | 16.4871 | 0 | 0 | 0 | -4.1275 | 137.2559 |  | 0 | 0.026384 | -2.5676 | Commercial |  | Winter Only | [5 empty] | 15 | 0.77 |  |  |  | 0 | 16.3764 | 0 | 0 | 0 | 0 | 0 | 0 | 0 | 0 | 0 | 0 | 2009 Qtr 1: 0; 2009 Qtr 2: 0; 2009 Qtr 3: 0; 2009 Qtr 4: 16.3764; 2010 Qtr 1: 0; 2010 Qtr 2: 0; 2010 Qtr 3: 0; 2010 Qtr 4: 0; 2011 Qtr 1: 0; 2011 Qtr 2: 0; 2011 Qtr 3: 0; 2011 Qtr 4: 0 | 16.3764
0 | 234360-Lighting-IntrHiByLnrFlscntFxtr244wrplc400w(TrI)Tr1 |  | System | Commercial | [6 empty] | 282.4319 | 153.8404 | 0 | 0 | 0 | 128.5914 | 0 |  | 0 | 0.224 | -7.1132 | Commercial |  | Winter Only | [5 empty] | 15 | 0.78 |  |  |  | 0 | 28.276 | 0 | 0 | 0 | 0 | 0 | 0 | 0 | 0 | 0 | 0 | 2009 Qtr 1: 0; 2009 Qtr 2: 0; 2009 Qtr 3: 0; 2009 Qtr 4: 28.276; 2010 Qtr 1: 0; 2010 Qtr 2: 0; 2010 Qtr 3: 0; 2010 Qtr 4: 0; 2011 Qtr 1: 0; 2011 Qtr 2: 0; 2011 Qtr 3: 0; 2011 Qtr 4: 0 | 28.276
0 | 234285-Lighting-Occpncy Snsr-Hi-Bay integrated Snsr-Tr1 |  | System | Commercial | 01-ALC-AllCommercial-IntLight | 0 |  |  |  |  | 221.2703 | 95.5 | 0 | 0 | 0 | 125.7703 | 2503.6304 |  | kWh | 0.48559 | 0 | Commercial | [7 empty] | 8 | 0.84 |  |  |  | 0 | 297 | 0 | 0 | 0 | 0 | 0 | 0 | 0 | 0 | 0 | 0 | 2009 Qtr 1: 0; 2009 Qtr 2: 0; 2009 Qtr 3: 0; 2009 Qtr 4: 297; 2010 Qtr 1: 0; 2010 Qtr 2: 0; 2010 Qtr 3: 0; 2010 Qtr 4: 0; 2011 Qtr 1: 0; 2011 Qtr 2: 0; 2011 Qtr 3: 0; 2011 Qtr 4: 0 | 297
0 | 234172-Food Service - Convection Oven-Gas |  | System | Commercial | [6 empty] | 3144 | 500 | 0 | 0 | 0 | 2644 | 0 |  | 0 | 0 | 323 | Commercial |  | Annual | [5 empty] | 12 | 0.7 |  |  |  | 0 | 1 | 0 | 0 | 0 | 0 | 0 | 0 | 0 | 0 | 0 | 0 | 2009 Qtr 1: 0; 2009 Qtr 2: 0; 2009 Qtr 3: 0; 2009 Qtr 4: 1; 2010 Qtr 1: 0; 2010 Qtr 2: 0; 2010 Qtr 3: 0; 2010 Qtr 4: 0; 2011 Qtr 1: 0; 2011 Qtr 2: 0; 2011 Qtr 3: 0; 2011 Qtr 4: 0 | 1
0 | 234084-Refrigeration -Cooler/Freezer Door Gaskets - Solid Doors: Cooler |  | System | Commercial | 09-GRO-Grocery-REFG | 0 |  |  |  |  | 2.2498 | 4.0417 | 0 | 0 | 0 | -1.7919 | 104.55 |  | kWh | 0.01195 | 0 | Commercial | [7 empty] | 4 | 0.76 |  |  |  | 0 | 72 | 0 | 0 | 0 | 0 | 0 | 0 | 0 | 0 | 0 | 0 | 2009 Qtr 1: 0; 2009 Qtr 2: 0; 2009 Qtr 3: 72; 2009 Qtr 4: 0; 2010 Qtr 1: 0; 2010 Qtr 2: 0; 2010 Qtr 3: 0; 2010 Qtr 4: 0; 2011 Qtr 1: 0; 2011 Qtr 2: 0; 2011 Qtr 3: 0; 2011 Qtr 4: 0 | 72
0 | 234067-Refrigeration - Food Service -Auto Closer for Main Cooler Doors |  | System | Commercial | 09-GRO-Grocery-REFG | 0 |  |  |  |  | 382.5103 | 103 | 0 | 0 | 0 | 279.5103 | 1075.009 |  | kWh | 0.20794 | -0.053375 | Commercial |  | Annual | [5 empty] | 8 | 0.7 |  |  |  | 0 | 1 | 0 | 0 | 0 | 0 | 0 | 0 | 0 | 0 | 0 | 0 | 2009 Qtr 1: 0; 2009 Qtr 2: 0; 2009 Qtr 3: 1; 2009 Qtr 4: 0; 2010 Qtr 1: 0; 2010 Qtr 2: 0; 2010 Qtr 3: 0; 2010 Qtr 4: 0; 2011 Qtr 1: 0; 2011 Qtr 2: 0; 2011 Qtr 3: 0; 2011 Qtr 4: 0 | 1
0 | 234294-Lighting-Occupancy Sensor-Wallbox Lghtng Snsr-Tr1 |  | System | Commercial | 23-RTL-Retail–SingleStorylarge-LIT_INT | 0 |  |  |  |  | 42.262 | 40 | 0 | 0 | 0 | 2.262 | 213.759 |  | kWh | 0.17617 | 0 | Commercial | [7 empty] | 8 | 0.84 |  |  |  | 0 | 180 | 0 | 0 | 0 | 0 | 0 | 0 | 0 | 0 | 0 | 0 | 2009 Qtr 1: 0; 2009 Qtr 2: 0; 2009 Qtr 3: 0; 2009 Qtr 4: 180; 2010 Qtr 1: 0; 2010 Qtr 2: 0; 2010 Qtr 3: 0; 2010 Qtr 4: 0; 2011 Qtr 1: 0; 2011 Qtr 2: 0; 2011 Qtr 3: 0; 2011 Qtr 4: 0 | 180
0 | 234330-Premium T8 with T12 40 Watt Baseline - Tr1 |  | System | Commercial | 01-ALC-AllCommercial-IntLight | 0 |  |  |  |  | 27.6532 | 13.1897 | 0 | 0 | 0 | 14.4636 | 83.5202 |  | kWh | 0.017351 | 0 | Commercial | [7 empty] | 15 | 0.78 |  |  |  | 0 | 25.4745 | 0 | 0 | 0 | 0 | 0 | 0 | 0 | 0 | 0 | 0 | 2009 Qtr 1: 0; 2009 Qtr 2: 0; 2009 Qtr 3: 0; 2009 Qtr 4: 25.4745; 2010 Qtr 1: 0; 2010 Qtr 2: 0; 2010 Qtr 3: 0; 2010 Qtr 4: 0; 2011 Qtr 1: 0; 2011 Qtr 2: 0; 2011 Qtr 3: 0; 2011 Qtr 4: 0 | 25.4745
0 | 234360-Lighting-IntrHiByLnrFlscntFxtr244wrplc400w(TrI)Tr1 |  | System | Commercial | [6 empty] | 282.4319 | 153.8404 | 0 | 0 | 0 | 128.5914 | 0 |  | 0 | 0.224 | -7.1132 | Commercial |  | Winter Only | [5 empty] | 15 | 0.78 |  |  |  | 0 | 4.8752 | 0 | 0 | 0 | 0 | 0 | 0 | 0 | 0 | 0 | 0 | 2009 Qtr 1: 0; 2009 Qtr 2: 0; 2009 Qtr 3: 0; 2009 Qtr 4: 4.8752; 2010 Qtr 1: 0; 2010 Qtr 2: 0; 2010 Qtr 3: 0; 2010 Qtr 4: 0; 2011 Qtr 1: 0; 2011 Qtr 2: 0; 2011 Qtr 3: 0; 2011 Qtr 4: 0 | 4.8752
0 | 234285-Lighting-Occpncy Snsr-Hi-Bay integrated Snsr-Tr1 |  | System | Commercial | 01-ALC-AllCommercial-IntLight | 0 |  |  |  |  | 221.2703 | 95.5 | 0 | 0 | 0 | 125.7703 | 2503.6304 |  | kWh | 0.48559 | 0 | Commercial | [7 empty] | 8 | 0.84 |  |  |  | 0 | 5 | 0 | 0 | 0 | 0 | 0 | 0 | 0 | 0 | 0 | 0 | 2009 Qtr 1: 0; 2009 Qtr 2: 0; 2009 Qtr 3: 0; 2009 Qtr 4: 5; 2010 Qtr 1: 0; 2010 Qtr 2: 0; 2010 Qtr 3: 0; 2010 Qtr 4: 0; 2011 Qtr 1: 0; 2011 Qtr 2: 0; 2011 Qtr 3: 0; 2011 Qtr 4: 0 | 5
0 | 234332-Premium T8 with T12 40 Watt Baseline - Tr3 |  | System | Commercial | 01-ALC-AllCommercial-IntLight | 0 |  |  |  |  | 13.9591 | 7.1444 | 0 | 0 | 0 | 6.8147 | 44.0947 |  | kWh | 0.016509 | 0 | Commercial | [7 empty] | 15 | 0.78 |  |  |  | 0 | 17.2862 | 0 | 0 | 0 | 0 | 0 | 0 | 0 | 0 | 0 | 0 | 2009 Qtr 1: 0; 2009 Qtr 2: 0; 2009 Qtr 3: 0; 2009 Qtr 4: 17.2862; 2010 Qtr 1: 0; 2010 Qtr 2: 0; 2010 Qtr 3: 0; 2010 Qtr 4: 0; 2011 Qtr 1: 0; 2011 Qtr 2: 0; 2011 Qtr 3: 0; 2011 Qtr 4: 0 | 17.2862
0 | 234305-Lighting-Remove 4 Ft Lamp (De-Lamp) - Tr3 |  | System | Commercial | 01-ALC-AllCommercial-IntLight | 0 |  |  |  |  | 28.1828 | 0 | 0 | 0 | 0 | 28.1828 | 0 |  | kWh | 0 | 0 | Commercial | [7 empty] | 15 | 0.77 |  |  |  | 0 | 0.9098 | 0 | 0 | 0 | 0 | 0 | 0 | 0 | 0 | 0 | 0 | 2009 Qtr 1: 0; 2009 Qtr 2: 0; 2009 Qtr 3: 0; 2009 Qtr 4: 0.9098; 2010 Qtr 1: 0; 2010 Qtr 2: 0; 2010 Qtr 3: 0; 2010 Qtr 4: 0; 2011 Qtr 1: 0; 2011 Qtr 2: 0; 2011 Qtr 3: 0; 2011 Qtr 4: 0 | 0.9098
0 | 234330-Premium T8 with T12 40 Watt Baseline - Tr1 |  | System | Commercial | 01-ALC-AllCommercial-IntLight | 0 |  |  |  |  | 27.6532 | 13.1897 | 0 | 0 | 0 | 14.4636 | 83.5202 |  | kWh | 0.017351 | 0 | Commercial | [7 empty] | 15 | 0.78 |  |  |  | 0 | 34.5725 | 0 | 0 | 0 | 0 | 0 | 0 | 0 | 0 | 0 | 0 | 2009 Qtr 1: 0; 2009 Qtr 2: 0; 2009 Qtr 3: 0; 2009 Qtr 4: 34.5725; 2010 Qtr 1: 0; 2010 Qtr 2: 0; 2010 Qtr 3: 0; 2010 Qtr 4: 0; 2011 Qtr 1: 0; 2011 Qtr 2: 0; 2011 Qtr 3: 0; 2011 Qtr 4: 0 | 34.5725
0 | 234303-Lighting-Remove 4 Ft Lamp (De-Lamp) - Tr1 |  | System | Commercial | [6 empty] | 12.3596 | 16.4871 | 0 | 0 | 0 | -4.1275 | 137.2559 |  | 0 | 0.026384 | -2.5676 | Commercial |  | Winter Only | [5 empty] | 15 | 0.77 |  |  |  | 0 | 34.5725 | 0 | 0 | 0 | 0 | 0 | 0 | 0 | 0 | 0 | 0 | 2009 Qtr 1: 0; 2009 Qtr 2: 0; 2009 Qtr 3: 0; 2009 Qtr 4: 34.5725; 2010 Qtr 1: 0; 2010 Qtr 2: 0; 2010 Qtr 3: 0; 2010 Qtr 4: 0; 2011 Qtr 1: 0; 2011 Qtr 2: 0; 2011 Qtr 3: 0; 2011 Qtr 4: 0 | 34.5725
0 | 234286-Lighting-Occpncy Snsr-Hi-Bay integrated Snsr-Tr2 |  | System | Commercial | 01-ALC-AllCommercial-IntLight | 0 |  |  |  |  | 221.37 | 95.5 | 0 | 0 | 0 | 125.87 | 1499.5759 |  | kWh | 0.47213 | 0 | Commercial | [7 empty] | 8 | 0.84 |  |  |  | 0 | 30 | 0 | 0 | 0 | 0 | 0 | 0 | 0 | 0 | 0 | 0 | 2009 Qtr 1: 0; 2009 Qtr 2: 0; 2009 Qtr 3: 0; 2009 Qtr 4: 30; 2010 Qtr 1: 0; 2010 Qtr 2: 0; 2010 Qtr 3: 0; 2010 Qtr 4: 0; 2011 Qtr 1: 0; 2011 Qtr 2: 0; 2011 Qtr 3: 0; 2011 Qtr 4: 0 | 30
0 | 234286-Lighting-Occpncy Snsr-Hi-Bay integrated Snsr-Tr2 |  | System | Commercial | 01-ALC-AllCommercial-IntLight | 0 |  |  |  |  | 221.37 | 95.5 | 0 | 0 | 0 | 125.87 | 1499.5759 |  | kWh | 0.47213 | 0 | Commercial | [7 empty] | 8 | 0.84 |  |  |  | 0 | 15 | 0 | 0 | 0 | 0 | 0 | 0 | 0 | 0 | 0 | 0 | 2009 Qtr 1: 0; 2009 Qtr 2: 0; 2009 Qtr 3: 0; 2009 Qtr 4: 15; 2010 Qtr 1: 0; 2010 Qtr 2: 0; 2010 Qtr 3: 0; 2010 Qtr 4: 0; 2011 Qtr 1: 0; 2011 Qtr 2: 0; 2011 Qtr 3: 0; 2011 Qtr 4: 0 | 15
0 | 234084-Refrigeration -Cooler/Freezer Door Gaskets - Solid Doors: Cooler |  | System | Commercial | 09-GRO-Grocery-REFG | 0 |  |  |  |  | 2.2498 | 4.002 | 0 | 0 | 0 | -1.7522 | 104.55 |  | kWh | 0.01195 | 0 | Commercial | [7 empty] | 4 | 0.76 |  |  |  | 0 | 121 | 0 | 0 | 0 | 0 | 0 | 0 | 0 | 0 | 0 | 0 | 2009 Qtr 1: 0; 2009 Qtr 2: 0; 2009 Qtr 3: 121; 2009 Qtr 4: 0; 2010 Qtr 1: 0; 2010 Qtr 2: 0; 2010 Qtr 3: 0; 2010 Qtr 4: 0; 2011 Qtr 1: 0; 2011 Qtr 2: 0; 2011 Qtr 3: 0; 2011 Qtr 4: 0 | 121
0 | 234067-Refrigeration - Food Service -Auto Closer for Main Cooler Doors |  | System | Commercial | 09-GRO-Grocery-REFG | 0 |  |  |  |  | 382.5103 | 103 | 0 | 0 | 0 | 279.5103 | 1075.009 |  | kWh | 0.20794 | -0.053375 | Commercial |  | Annual | [5 empty] | 8 | 0.7 |  |  |  | 0 | 2 | 0 | 0 | 0 | 0 | 0 | 0 | 0 | 0 | 0 | 0 | 2009 Qtr 1: 0; 2009 Qtr 2: 0; 2009 Qtr 3: 2; 2009 Qtr 4: 0; 2010 Qtr 1: 0; 2010 Qtr 2: 0; 2010 Qtr 3: 0; 2010 Qtr 4: 0; 2011 Qtr 1: 0; 2011 Qtr 2: 0; 2011 Qtr 3: 0; 2011 Qtr 4: 0 | 2
0 | 234330-Premium T8 with T12 40 Watt Baseline - Tr1 |  | System | Commercial | 01-ALC-AllCommercial-IntLight | 0 |  |  |  |  | 27.6532 | 13.1897 | 0 | 0 | 0 | 14.4636 | 83.5202 |  | kWh | 0.017351 | 0 | Commercial | [7 empty] | 15 | 0.78 |  |  |  | 0 | 1658.5693 | 0 | 0 | 0 | 0 | 0 | 0 | 0 | 0 | 0 | 0 | 2009 Qtr 1: 0; 2009 Qtr 2: 0; 2009 Qtr 3: 0; 2009 Qtr 4: 1658.5693; 2010 Qtr 1: 0; 2010 Qtr 2: 0; 2010 Qtr 3: 0; 2010 Qtr 4: 0; 2011 Qtr 1: 0; 2011 Qtr 2: 0; 2011 Qtr 3: 0; 2011 Qtr 4: 0 | 1658.5693
0 | 234303-Lighting-Remove 4 Ft Lamp (De-Lamp) - Tr1 |  | System | Commercial | [6 empty] | 12.3596 | 16.4871 | 0 | 0 | 0 | -4.1275 | 137.2559 |  | 0 | 0.026384 | -2.5676 | Commercial |  | Winter Only | [5 empty] | 15 | 0.77 |  |  |  | 0 | 41.8509 | 0 | 0 | 0 | 0 | 0 | 0 | 0 | 0 | 0 | 0 | 2009 Qtr 1: 0; 2009 Qtr 2: 0; 2009 Qtr 3: 0; 2009 Qtr 4: 41.8509; 2010 Qtr 1: 0; 2010 Qtr 2: 0; 2010 Qtr 3: 0; 2010 Qtr 4: 0; 2011 Qtr 1: 0; 2011 Qtr 2: 0; 2011 Qtr 3: 0; 2011 Qtr 4: 0 | 41.8509
0 | 234285-Lighting-Occpncy Snsr-Hi-Bay integrated Snsr-Tr1 |  | System | Commercial | 01-ALC-AllCommercial-IntLight | 0 |  |  |  |  | 221.2703 | 95.5 | 0 | 0 | 0 | 125.7703 | 2503.6304 |  | kWh | 0.48559 | 0 | Commercial | [7 empty] | 8 | 0.84 |  |  |  | 0 | 359 | 0 | 0 | 0 | 0 | 0 | 0 | 0 | 0 | 0 | 0 | 2009 Qtr 1: 0; 2009 Qtr 2: 0; 2009 Qtr 3: 0; 2009 Qtr 4: 359; 2010 Qtr 1: 0; 2010 Qtr 2: 0; 2010 Qtr 3: 0; 2010 Qtr 4: 0; 2011 Qtr 1: 0; 2011 Qtr 2: 0; 2011 Qtr 3: 0; 2011 Qtr 4: 0 | 359
0 | 234330-Premium T8 with T12 40 Watt Baseline - Tr1 |  | System | Commercial | 01-ALC-AllCommercial-IntLight | 0 |  |  |  |  | 27.6532 | 13.1897 | 0 | 0 | 0 | 14.4636 | 83.5202 |  | kWh | 0.017351 | 0 | Commercial | [7 empty] | 15 | 0.78 |  |  |  | 0 | 21.8353 | 0 | 0 | 0 | 0 | 0 | 0 | 0 | 0 | 0 | 0 | 2009 Qtr 1: 0; 2009 Qtr 2: 0; 2009 Qtr 3: 0; 2009 Qtr 4: 21.8353; 2010 Qtr 1: 0; 2010 Qtr 2: 0; 2010 Qtr 3: 0; 2010 Qtr 4: 0; 2011 Qtr 1: 0; 2011 Qtr 2: 0; 2011 Qtr 3: 0; 2011 Qtr 4: 0 | 21.8353
0 | 234303-Lighting-Remove 4 Ft Lamp (De-Lamp) - Tr1 |  | System | Commercial | [6 empty] | 12.3596 | 16.4871 | 0 | 0 | 0 | -4.1275 | 137.2559 |  | 0 | 0.026384 | -2.5676 | Commercial |  | Winter Only | [5 empty] | 15 | 0.77 |  |  |  | 0 | 3.6392 | 0 | 0 | 0 | 0 | 0 | 0 | 0 | 0 | 0 | 0 | 2009 Qtr 1: 0; 2009 Qtr 2: 0; 2009 Qtr 3: 0; 2009 Qtr 4: 3.6392; 2010 Qtr 1: 0; 2010 Qtr 2: 0; 2010 Qtr 3: 0; 2010 Qtr 4: 0; 2011 Qtr 1: 0; 2011 Qtr 2: 0; 2011 Qtr 3: 0; 2011 Qtr 4: 0 | 3.6392
0 | 234360-Lighting-IntrHiByLnrFlscntFxtr244wrplc400w(TrI)Tr1 |  | System | Commercial | [6 empty] | 282.4319 | 153.8404 | 0 | 0 | 0 | 128.5914 | 0 |  | 0 | 0.224 | -7.1132 | Commercial |  | Winter Only | [5 empty] | 15 | 0.78 |  |  |  | 0 | 4.8752 | 0 | 0 | 0 | 0 | 0 | 0 | 0 | 0 | 0 | 0 | 2009 Qtr 1: 0; 2009 Qtr 2: 0; 2009 Qtr 3: 0; 2009 Qtr 4: 4.8752; 2010 Qtr 1: 0; 2010 Qtr 2: 0; 2010 Qtr 3: 0; 2010 Qtr 4: 0; 2011 Qtr 1: 0; 2011 Qtr 2: 0; 2011 Qtr 3: 0; 2011 Qtr 4: 0 | 4.8752
0 | 234285-Lighting-Occpncy Snsr-Hi-Bay integrated Snsr-Tr1 |  | System | Commercial | 01-ALC-AllCommercial-IntLight | 0 |  |  |  |  | 221.2703 | 95.5 | 0 | 0 | 0 | 125.7703 | 2503.6304 |  | kWh | 0.48559 | 0 | Commercial | [7 empty] | 8 | 0.84 |  |  |  | 0 | 5 | 0 | 0 | 0 | 0 | 0 | 0 | 0 | 0 | 0 | 0 | 2009 Qtr 1: 0; 2009 Qtr 2: 0; 2009 Qtr 3: 0; 2009 Qtr 4: 5; 2010 Qtr 1: 0; 2010 Qtr 2: 0; 2010 Qtr 3: 0; 2010 Qtr 4: 0; 2011 Qtr 1: 0; 2011 Qtr 2: 0; 2011 Qtr 3: 0; 2011 Qtr 4: 0 | 5
0 | 234330-Premium T8 with T12 40 Watt Baseline - Tr1 |  | System | Commercial | 01-ALC-AllCommercial-IntLight | 0 |  |  |  |  | 27.6532 | 13.1897 | 0 | 0 | 0 | 14.4636 | 83.5202 |  | kWh | 0.017351 | 0 | Commercial | [7 empty] | 15 | 0.78 |  |  |  | 0 | 9.098 | 0 | 0 | 0 | 0 | 0 | 0 | 0 | 0 | 0 | 0 | 2009 Qtr 1: 0; 2009 Qtr 2: 0; 2009 Qtr 3: 0; 2009 Qtr 4: 9.098; 2010 Qtr 1: 0; 2010 Qtr 2: 0; 2010 Qtr 3: 0; 2010 Qtr 4: 0; 2011 Qtr 1: 0; 2011 Qtr 2: 0; 2011 Qtr 3: 0; 2011 Qtr 4: 0 | 9.098
0 | 234303-Lighting-Remove 4 Ft Lamp (De-Lamp) - Tr1 |  | System | Commercial | [6 empty] | 12.3596 | 16.4871 | 0 | 0 | 0 | -4.1275 | 137.2559 |  | 0 | 0.026384 | -2.5676 | Commercial |  | Winter Only | [5 empty] | 15 | 0.77 |  |  |  | 0 | 9.098 | 0 | 0 | 0 | 0 | 0 | 0 | 0 | 0 | 0 | 0 | 2009 Qtr 1: 0; 2009 Qtr 2: 0; 2009 Qtr 3: 0; 2009 Qtr 4: 9.098; 2010 Qtr 1: 0; 2010 Qtr 2: 0; 2010 Qtr 3: 0; 2010 Qtr 4: 0; 2011 Qtr 1: 0; 2011 Qtr 2: 0; 2011 Qtr 3: 0; 2011 Qtr 4: 0 | 9.098
0 | 234201-Lighting-2 Ft 2nd Gen T-8 with Elec Ballast-Tr1 |  | System | Commercial | 01-ALC-AllCommercial-IntLight | 0 |  |  |  |  | 23.0819 | 10.9914 | 0 | 0 | 0 | 12.0905 | 56.0027 |  | kWh | 0.010616 | 0 | Commercial | [7 empty] | 15 | 0.78 |  |  |  | 0 | 29.1137 | 0 | 0 | 0 | 0 | 0 | 0 | 0 | 0 | 0 | 0 | 2009 Qtr 1: 0; 2009 Qtr 2: 0; 2009 Qtr 3: 0; 2009 Qtr 4: 29.1137; 2010 Qtr 1: 0; 2010 Qtr 2: 0; 2010 Qtr 3: 0; 2010 Qtr 4: 0; 2011 Qtr 1: 0; 2011 Qtr 2: 0; 2011 Qtr 3: 0; 2011 Qtr 4: 0 | 29.1137
0 | 234330-Premium T8 with T12 40 Watt Baseline - Tr1 |  | System | Commercial | 01-ALC-AllCommercial-IntLight | 0 |  |  |  |  | 27.6532 | 13.1897 | 0 | 0 | 0 | 14.4636 | 83.5202 |  | kWh | 0.017351 | 0 | Commercial | [7 empty] | 15 | 0.78 |  |  |  | 0 | 305.6935 | 0 | 0 | 0 | 0 | 0 | 0 | 0 | 0 | 0 | 0 | 2009 Qtr 1: 0; 2009 Qtr 2: 0; 2009 Qtr 3: 0; 2009 Qtr 4: 305.6935; 2010 Qtr 1: 0; 2010 Qtr 2: 0; 2010 Qtr 3: 0; 2010 Qtr 4: 0; 2011 Qtr 1: 0; 2011 Qtr 2: 0; 2011 Qtr 3: 0; 2011 Qtr 4: 0 | 305.6935
0 | 234303-Lighting-Remove 4 Ft Lamp (De-Lamp) - Tr1 |  | System | Commercial | [6 empty] | 12.3596 | 16.4871 | 0 | 0 | 0 | -4.1275 | 137.2559 |  | 0 | 0.026384 | -2.5676 | Commercial |  | Winter Only | [5 empty] | 15 | 0.77 |  |  |  | 0 | 163.7644 | 0 | 0 | 0 | 0 | 0 | 0 | 0 | 0 | 0 | 0 | 2009 Qtr 1: 0; 2009 Qtr 2: 0; 2009 Qtr 3: 0; 2009 Qtr 4: 163.7644; 2010 Qtr 1: 0; 2010 Qtr 2: 0; 2010 Qtr 3: 0; 2010 Qtr 4: 0; 2011 Qtr 1: 0; 2011 Qtr 2: 0; 2011 Qtr 3: 0; 2011 Qtr 4: 0 | 163.7644
0 | 234306-Lighting-Remove 8 Ft Lamp (De-Lamp) - Tr1 |  | System | Commercial | 23-RTL-Retail–SingleStorylarge-LIT_INT | 0 |  |  |  |  | 28.4369 | 27.4785 | 0 | 0 | 0 | 0.95836 | 366.7521 |  | kWh | 0.077777 | 0 | Commercial | [7 empty] | 15 | 0.77 |  |  |  | 0 | 0.9098 | 0 | 0 | 0 | 0 | 0 | 0 | 0 | 0 | 0 | 0 | 2009 Qtr 1: 0; 2009 Qtr 2: 0; 2009 Qtr 3: 0; 2009 Qtr 4: 0.9098; 2010 Qtr 1: 0; 2010 Qtr 2: 0; 2010 Qtr 3: 0; 2010 Qtr 4: 0; 2011 Qtr 1: 0; 2011 Qtr 2: 0; 2011 Qtr 3: 0; 2011 Qtr 4: 0 | 0.9098
0 | 234360-Lighting-IntrHiByLnrFlscntFxtr244wrplc400w(TrI)Tr1 |  | System | Commercial | [6 empty] | 282.4319 | 0 | 0 | 0 | 0 | 282.4319 | 0 |  | 0 | 0 | 0 | Commercial |  | Winter Only | [5 empty] | 15 | 0.78 |  |  |  | 0 | 0.97504 | 0 | 0 | 0 | 0 | 0 | 0 | 0 | 0 | 0 | 0 | 2009 Qtr 1: 0; 2009 Qtr 2: 0; 2009 Qtr 3: 0; 2009 Qtr 4: 0.97504; 2010 Qtr 1: 0; 2010 Qtr 2: 0; 2010 Qtr 3: 0; 2010 Qtr 4: 0; 2011 Qtr 1: 0; 2011 Qtr 2: 0; 2011 Qtr 3: 0; 2011 Qtr 4: 0 | 0.97504
0 | 234285-Lighting-Occpncy Snsr-Hi-Bay integrated Snsr-Tr1 |  | System | Commercial | 01-ALC-AllCommercial-IntLight | 0 |  |  |  |  | 221.2703 | 0 | 0 | 0 | 0 | 221.2703 | 0 |  | kWh | 0 | 0 | Commercial | [7 empty] | 8 | 0.84 |  |  |  | 0 | 1 | 0 | 0 | 0 | 0 | 0 | 0 | 0 | 0 | 0 | 0 | 2009 Qtr 1: 0; 2009 Qtr 2: 0; 2009 Qtr 3: 0; 2009 Qtr 4: 1; 2010 Qtr 1: 0; 2010 Qtr 2: 0; 2010 Qtr 3: 0; 2010 Qtr 4: 0; 2011 Qtr 1: 0; 2011 Qtr 2: 0; 2011 Qtr 3: 0; 2011 Qtr 4: 0 | 1
0 | 234286-Lighting-Occpncy Snsr-Hi-Bay integrated Snsr-Tr2 |  | System | Commercial | 01-ALC-AllCommercial-IntLight | 0 |  |  |  |  | 221.37 | 95.5 | 0 | 0 | 0 | 125.87 | 1499.5759 |  | kWh | 0.47213 | 0 | Commercial | [7 empty] | 8 | 0.84 |  |  |  | 0 | 81 | 0 | 0 | 0 | 0 | 0 | 0 | 0 | 0 | 0 | 0 | 2009 Qtr 1: 0; 2009 Qtr 2: 0; 2009 Qtr 3: 81; 2009 Qtr 4: 0; 2010 Qtr 1: 0; 2010 Qtr 2: 0; 2010 Qtr 3: 0; 2010 Qtr 4: 0; 2011 Qtr 1: 0; 2011 Qtr 2: 0; 2011 Qtr 3: 0; 2011 Qtr 4: 0 | 81
0 | 234085-Refrigeration -Strip Curtains for Walk-ins |  | System | Commercial | 20-RFF-Restaurant–FastFood-Refrig | 0 |  |  |  |  | 10.214 | 3.057 | 0 | 0 | 0 | 7.157 | 465 |  | kWh | 0.053 | 0 | Commercial | [7 empty] | 4 | 0.46 |  |  |  | 0 | 20 | 0 | 0 | 0 | 0 | 0 | 0 | 0 | 0 | 0 | 0 | 2009 Qtr 1: 0; 2009 Qtr 2: 0; 2009 Qtr 3: 20; 2009 Qtr 4: 0; 2010 Qtr 1: 0; 2010 Qtr 2: 0; 2010 Qtr 3: 0; 2010 Qtr 4: 0; 2011 Qtr 1: 0; 2011 Qtr 2: 0; 2011 Qtr 3: 0; 2011 Qtr 4: 0 | 20
0 | 234084-Refrigeration -Cooler/Freezer Door Gaskets - Solid Doors: Cooler |  | System | Commercial | 09-GRO-Grocery-REFG | 0 |  |  |  |  | 2.2498 | 4.066 | 0 | 0 | 0 | -1.8162 | 104.55 |  | kWh | 0.01195 | 0 | Commercial | [7 empty] | 4 | 0.76 |  |  |  | 0 | 57 | 0 | 0 | 0 | 0 | 0 | 0 | 0 | 0 | 0 | 0 | 2009 Qtr 1: 0; 2009 Qtr 2: 0; 2009 Qtr 3: 57; 2009 Qtr 4: 0; 2010 Qtr 1: 0; 2010 Qtr 2: 0; 2010 Qtr 3: 0; 2010 Qtr 4: 0; 2011 Qtr 1: 0; 2011 Qtr 2: 0; 2011 Qtr 3: 0; 2011 Qtr 4: 0 | 57
0 | 234067-Refrigeration - Food Service -Auto Closer for Main Cooler Doors |  | System | Commercial | 09-GRO-Grocery-REFG | 0 |  |  |  |  | 382.5103 | 103 | 0 | 0 | 0 | 279.5103 | 1075.009 |  | kWh | 0.20794 | -0.053375 | Commercial |  | Annual | [5 empty] | 8 | 0.7 |  |  |  | 0 | 1 | 0 | 0 | 0 | 0 | 0 | 0 | 0 | 0 | 0 | 0 | 2009 Qtr 1: 0; 2009 Qtr 2: 0; 2009 Qtr 3: 1; 2009 Qtr 4: 0; 2010 Qtr 1: 0; 2010 Qtr 2: 0; 2010 Qtr 3: 0; 2010 Qtr 4: 0; 2011 Qtr 1: 0; 2011 Qtr 2: 0; 2011 Qtr 3: 0; 2011 Qtr 4: 0 | 1
0 | 234083-Refrigeration -Cooler/Freezer Door Gaskets - Glass Doors |  | System | Commercial | 09-GRO-Grocery-REFG | 0 |  |  |  |  | 2.25 | 4.0217 | 0 | 0 | 0 | -1.7717 | 104.55 |  | kWh | 0.01195 | 0 | Commercial | [7 empty] | 4 | 0.76 |  |  |  | 0 | 138 | 0 | 0 | 0 | 0 | 0 | 0 | 0 | 0 | 0 | 0 | 2009 Qtr 1: 0; 2009 Qtr 2: 0; 2009 Qtr 3: 0; 2009 Qtr 4: 138; 2010 Qtr 1: 0; 2010 Qtr 2: 0; 2010 Qtr 3: 0; 2010 Qtr 4: 0; 2011 Qtr 1: 0; 2011 Qtr 2: 0; 2011 Qtr 3: 0; 2011 Qtr 4: 0 | 138
0 | 234085-Refrigeration -Strip Curtains for Walk-ins |  | System | Commercial | 20-RFF-Restaurant–FastFood-Refrig | 0 |  |  |  |  | 10.214 | 3.0205 | 0 | 0 | 0 | 7.1935 | 465 |  | kWh | 0.053 | 0 | Commercial | [7 empty] | 4 | 0.46 |  |  |  | 0 | 38 | 0 | 0 | 0 | 0 | 0 | 0 | 0 | 0 | 0 | 0 | 2009 Qtr 1: 0; 2009 Qtr 2: 0; 2009 Qtr 3: 38; 2009 Qtr 4: 0; 2010 Qtr 1: 0; 2010 Qtr 2: 0; 2010 Qtr 3: 0; 2010 Qtr 4: 0; 2011 Qtr 1: 0; 2011 Qtr 2: 0; 2011 Qtr 3: 0; 2011 Qtr 4: 0 | 38
0 | 234084-Refrigeration -Cooler/Freezer Door Gaskets - Solid Doors: Cooler |  | System | Commercial | 09-GRO-Grocery-REFG | 0 |  |  |  |  | 2.2498 | 4.0069 | 0 | 0 | 0 | -1.7571 | 104.55 |  | kWh | 0.01195 | 0 | Commercial | [7 empty] | 4 | 0.76 |  |  |  | 0 | 185 | 0 | 0 | 0 | 0 | 0 | 0 | 0 | 0 | 0 | 0 | 2009 Qtr 1: 0; 2009 Qtr 2: 0; 2009 Qtr 3: 185; 2009 Qtr 4: 0; 2010 Qtr 1: 0; 2010 Qtr 2: 0; 2010 Qtr 3: 0; 2010 Qtr 4: 0; 2011 Qtr 1: 0; 2011 Qtr 2: 0; 2011 Qtr 3: 0; 2011 Qtr 4: 0 | 185
0 | 234084-Refrigeration -Cooler/Freezer Door Gaskets - Solid Doors: Cooler |  | System | Commercial | 09-GRO-Grocery-REFG | 0 |  |  |  |  | 2.2498 | 4 | 0 | 0 | 0 | -1.7502 | 104.55 |  | kWh | 0.01195 | 0 | Commercial | [7 empty] | 4 | 0.76 |  |  |  | 0 | 377 | 0 | 0 | 0 | 0 | 0 | 0 | 0 | 0 | 0 | 0 | 2009 Qtr 1: 0; 2009 Qtr 2: 0; 2009 Qtr 3: 0; 2009 Qtr 4: 377; 2010 Qtr 1: 0; 2010 Qtr 2: 0; 2010 Qtr 3: 0; 2010 Qtr 4: 0; 2011 Qtr 1: 0; 2011 Qtr 2: 0; 2011 Qtr 3: 0; 2011 Qtr 4: 0 | 377
0 | 234084-Refrigeration -Cooler/Freezer Door Gaskets - Solid Doors: Cooler |  | System | Commercial | 09-GRO-Grocery-REFG | 0 |  |  |  |  | 2.2498 | 4 | 0 | 0 | 0 | -1.7502 | 104.55 |  | kWh | 0.01195 | 0 | Commercial | [7 empty] | 4 | 0.76 |  |  |  | 0 | 55 | 0 | 0 | 0 | 0 | 0 | 0 | 0 | 0 | 0 | 0 | 2009 Qtr 1: 0; 2009 Qtr 2: 0; 2009 Qtr 3: 0; 2009 Qtr 4: 55; 2010 Qtr 1: 0; 2010 Qtr 2: 0; 2010 Qtr 3: 0; 2010 Qtr 4: 0; 2011 Qtr 1: 0; 2011 Qtr 2: 0; 2011 Qtr 3: 0; 2011 Qtr 4: 0 | 55
0 | 234084-Refrigeration -Cooler/Freezer Door Gaskets - Solid Doors: Cooler |  | System | Commercial | 09-GRO-Grocery-REFG | 0 |  |  |  |  | 2.2498 | 4 | 0 | 0 | 0 | -1.7502 | 104.55 |  | kWh | 0.01195 | 0 | Commercial | [7 empty] | 4 | 0.76 |  |  |  | 0 | 82 | 0 | 0 | 0 | 0 | 0 | 0 | 0 | 0 | 0 | 0 | 2009 Qtr 1: 0; 2009 Qtr 2: 0; 2009 Qtr 3: 0; 2009 Qtr 4: 82; 2010 Qtr 1: 0; 2010 Qtr 2: 0; 2010 Qtr 3: 0; 2010 Qtr 4: 0; 2011 Qtr 1: 0; 2011 Qtr 2: 0; 2011 Qtr 3: 0; 2011 Qtr 4: 0 | 82
0 | 234084-Refrigeration -Cooler/Freezer Door Gaskets - Solid Doors: Cooler |  | System | Commercial | 09-GRO-Grocery-REFG | 0 |  |  |  |  | 2.2498 | 4 | 0 | 0 | 0 | -1.7502 | 104.55 |  | kWh | 0.01195 | 0 | Commercial | [7 empty] | 4 | 0.76 |  |  |  | 0 | 159 | 0 | 0 | 0 | 0 | 0 | 0 | 0 | 0 | 0 | 0 | 2009 Qtr 1: 0; 2009 Qtr 2: 0; 2009 Qtr 3: 0; 2009 Qtr 4: 159; 2010 Qtr 1: 0; 2010 Qtr 2: 0; 2010 Qtr 3: 0; 2010 Qtr 4: 0; 2011 Qtr 1: 0; 2011 Qtr 2: 0; 2011 Qtr 3: 0; 2011 Qtr 4: 0 | 159
0 | 234085-Refrigeration -Strip Curtains for Walk-ins |  | System | Commercial | 20-RFF-Restaurant–FastFood-Refrig | 0 |  |  |  |  | 10.214 | 3.03 | 0 | 0 | 0 | 7.184 | 465 |  | kWh | 0.053 | 0 | Commercial | [7 empty] | 4 | 0.46 |  |  |  | 0 | 22 | 0 | 0 | 0 | 0 | 0 | 0 | 0 | 0 | 0 | 0 | 2009 Qtr 1: 0; 2009 Qtr 2: 0; 2009 Qtr 3: 22; 2009 Qtr 4: 0; 2010 Qtr 1: 0; 2010 Qtr 2: 0; 2010 Qtr 3: 0; 2010 Qtr 4: 0; 2011 Qtr 1: 0; 2011 Qtr 2: 0; 2011 Qtr 3: 0; 2011 Qtr 4: 0 | 22
0 | 234084-Refrigeration -Cooler/Freezer Door Gaskets - Solid Doors: Cooler |  | System | Commercial | 09-GRO-Grocery-REFG | 0 |  |  |  |  | 2.2498 | 4.0157 | 0 | 0 | 0 | -1.7659 | 104.55 |  | kWh | 0.01195 | 0 | Commercial | [7 empty] | 4 | 0.76 |  |  |  | 0 | 176 | 0 | 0 | 0 | 0 | 0 | 0 | 0 | 0 | 0 | 0 | 2009 Qtr 1: 0; 2009 Qtr 2: 0; 2009 Qtr 3: 176; 2009 Qtr 4: 0; 2010 Qtr 1: 0; 2010 Qtr 2: 0; 2010 Qtr 3: 0; 2010 Qtr 4: 0; 2011 Qtr 1: 0; 2011 Qtr 2: 0; 2011 Qtr 3: 0; 2011 Qtr 4: 0 | 176
0 | 234067-Refrigeration - Food Service -Auto Closer for Main Cooler Doors |  | System | Commercial | 09-GRO-Grocery-REFG | 0 |  |  |  |  | 382.5103 | 103 | 0 | 0 | 0 | 279.5103 | 1075.009 |  | kWh | 0.20794 | -0.053375 | Commercial |  | Annual | [5 empty] | 8 | 0.7 |  |  |  | 0 | 1 | 0 | 0 | 0 | 0 | 0 | 0 | 0 | 0 | 0 | 0 | 2009 Qtr 1: 0; 2009 Qtr 2: 0; 2009 Qtr 3: 1; 2009 Qtr 4: 0; 2010 Qtr 1: 0; 2010 Qtr 2: 0; 2010 Qtr 3: 0; 2010 Qtr 4: 0; 2011 Qtr 1: 0; 2011 Qtr 2: 0; 2011 Qtr 3: 0; 2011 Qtr 4: 0 | 1
0 | 234068-Refrigeration - Food Service -Auto Closer for Main Freezer Doors |  | System | Commercial | 09-GRO-Grocery-REFG | 0 |  |  |  |  | 372.7723 | 0 | 0 | 0 | 0 | 372.7723 | 0 |  | kWh | 0 | 0 | Commercial |  | Annual | [5 empty] | 8 | 0.7 |  |  |  | 0 | 1 | 0 | 0 | 0 | 0 | 0 | 0 | 0 | 0 | 0 | 0 | 2009 Qtr 1: 0; 2009 Qtr 2: 0; 2009 Qtr 3: 1; 2009 Qtr 4: 0; 2010 Qtr 1: 0; 2010 Qtr 2: 0; 2010 Qtr 3: 0; 2010 Qtr 4: 0; 2011 Qtr 1: 0; 2011 Qtr 2: 0; 2011 Qtr 3: 0; 2011 Qtr 4: 0 | 1
0 | 234085-Refrigeration -Strip Curtains for Walk-ins |  | System | Commercial | 20-RFF-Restaurant–FastFood-Refrig | 0 |  |  |  |  | 10.214 | 3 | 0 | 0 | 0 | 7.214 | 465 |  | kWh | 0.053 | 0 | Commercial | [7 empty] | 4 | 0.46 |  |  |  | 0 | 20 | 0 | 0 | 0 | 0 | 0 | 0 | 0 | 0 | 0 | 0 | 2009 Qtr 1: 0; 2009 Qtr 2: 0; 2009 Qtr 3: 20; 2009 Qtr 4: 0; 2010 Qtr 1: 0; 2010 Qtr 2: 0; 2010 Qtr 3: 0; 2010 Qtr 4: 0; 2011 Qtr 1: 0; 2011 Qtr 2: 0; 2011 Qtr 3: 0; 2011 Qtr 4: 0 | 20
0 | 234084-Refrigeration -Cooler/Freezer Door Gaskets - Solid Doors: Cooler |  | System | Commercial | 09-GRO-Grocery-REFG | 0 |  |  |  |  | 2.2498 | 4.0138 | 0 | 0 | 0 | -1.764 | 104.55 |  | kWh | 0.01195 | 0 | Commercial | [7 empty] | 4 | 0.76 |  |  |  | 0 | 185 | 0 | 0 | 0 | 0 | 0 | 0 | 0 | 0 | 0 | 0 | 2009 Qtr 1: 0; 2009 Qtr 2: 0; 2009 Qtr 3: 185; 2009 Qtr 4: 0; 2010 Qtr 1: 0; 2010 Qtr 2: 0; 2010 Qtr 3: 0; 2010 Qtr 4: 0; 2011 Qtr 1: 0; 2011 Qtr 2: 0; 2011 Qtr 3: 0; 2011 Qtr 4: 0 | 185
0 | 234068-Refrigeration - Food Service -Auto Closer for Main Freezer Doors |  | System | Commercial | 09-GRO-Grocery-REFG | 0 |  |  |  |  | 372.7723 | 160.5 | 0 | 0 | 0 | 212.2723 | 2785.8135 |  | kWh | 0.27593 | -0.026688 | Commercial |  | Annual | [5 empty] | 8 | 0.7 |  |  |  | 0 | 1 | 0 | 0 | 0 | 0 | 0 | 0 | 0 | 0 | 0 | 0 | 2009 Qtr 1: 0; 2009 Qtr 2: 0; 2009 Qtr 3: 1; 2009 Qtr 4: 0; 2010 Qtr 1: 0; 2010 Qtr 2: 0; 2010 Qtr 3: 0; 2010 Qtr 4: 0; 2011 Qtr 1: 0; 2011 Qtr 2: 0; 2011 Qtr 3: 0; 2011 Qtr 4: 0 | 1
0 | 234085-Refrigeration -Strip Curtains for Walk-ins |  | System | Commercial | 20-RFF-Restaurant–FastFood-Refrig | 0 |  |  |  |  | 10.214 | 3.0078 | 0 | 0 | 0 | 7.2062 | 465 |  | kWh | 0.053 | 0 | Commercial | [7 empty] | 4 | 0.46 |  |  |  | 0 | 23 | 0 | 0 | 0 | 0 | 0 | 0 | 0 | 0 | 0 | 0 | 2009 Qtr 1: 0; 2009 Qtr 2: 0; 2009 Qtr 3: 23; 2009 Qtr 4: 0; 2010 Qtr 1: 0; 2010 Qtr 2: 0; 2010 Qtr 3: 0; 2010 Qtr 4: 0; 2011 Qtr 1: 0; 2011 Qtr 2: 0; 2011 Qtr 3: 0; 2011 Qtr 4: 0 | 23
0 | 234084-Refrigeration -Cooler/Freezer Door Gaskets - Solid Doors: Cooler |  | System | Commercial | 09-GRO-Grocery-REFG | 0 |  |  |  |  | 2.2498 | 4.0015 | 0 | 0 | 0 | -1.7517 | 104.55 |  | kWh | 0.01195 | 0 | Commercial | [7 empty] | 4 | 0.76 |  |  |  | 0 | 106 | 0 | 0 | 0 | 0 | 0 | 0 | 0 | 0 | 0 | 0 | 2009 Qtr 1: 0; 2009 Qtr 2: 0; 2009 Qtr 3: 106; 2009 Qtr 4: 0; 2010 Qtr 1: 0; 2010 Qtr 2: 0; 2010 Qtr 3: 0; 2010 Qtr 4: 0; 2011 Qtr 1: 0; 2011 Qtr 2: 0; 2011 Qtr 3: 0; 2011 Qtr 4: 0 | 106
0 | 234067-Refrigeration - Food Service -Auto Closer for Main Cooler Doors |  | System | Commercial | 09-GRO-Grocery-REFG | 0 |  |  |  |  | 382.5103 | 103 | 0 | 0 | 0 | 279.5103 | 1075.009 |  | kWh | 0.20794 | -0.053375 | Commercial |  | Annual | [5 empty] | 8 | 0.7 |  |  |  | 0 | 1 | 0 | 0 | 0 | 0 | 0 | 0 | 0 | 0 | 0 | 0 | 2009 Qtr 1: 0; 2009 Qtr 2: 0; 2009 Qtr 3: 1; 2009 Qtr 4: 0; 2010 Qtr 1: 0; 2010 Qtr 2: 0; 2010 Qtr 3: 0; 2010 Qtr 4: 0; 2011 Qtr 1: 0; 2011 Qtr 2: 0; 2011 Qtr 3: 0; 2011 Qtr 4: 0 | 1
0 | 234085-Refrigeration -Strip Curtains for Walk-ins |  | System | Commercial | 20-RFF-Restaurant–FastFood-Refrig | 0 |  |  |  |  | 10.214 | 0 | 0 | 0 | 0 | 10.214 | 0 |  | kWh | 0 | 0 | Commercial | [7 empty] | 4 | 0.46 |  |  |  | 0 | 1 | 0 | 0 | 0 | 0 | 0 | 0 | 0 | 0 | 0 | 0 | 2009 Qtr 1: 0; 2009 Qtr 2: 0; 2009 Qtr 3: 1; 2009 Qtr 4: 0; 2010 Qtr 1: 0; 2010 Qtr 2: 0; 2010 Qtr 3: 0; 2010 Qtr 4: 0; 2011 Qtr 1: 0; 2011 Qtr 2: 0; 2011 Qtr 3: 0; 2011 Qtr 4: 0 | 1
0 | 234084-Refrigeration -Cooler/Freezer Door Gaskets - Solid Doors: Cooler |  | System | Commercial | 09-GRO-Grocery-REFG | 0 |  |  |  |  | 2.2498 | 4.0384 | 0 | 0 | 0 | -1.7887 | 104.55 |  | kWh | 0.01195 | 0 | Commercial | [7 empty] | 4 | 0.76 |  |  |  | 0 | 103 | 0 | 0 | 0 | 0 | 0 | 0 | 0 | 0 | 0 | 0 | 2009 Qtr 1: 0; 2009 Qtr 2: 0; 2009 Qtr 3: 103; 2009 Qtr 4: 0; 2010 Qtr 1: 0; 2010 Qtr 2: 0; 2010 Qtr 3: 0; 2010 Qtr 4: 0; 2011 Qtr 1: 0; 2011 Qtr 2: 0; 2011 Qtr 3: 0; 2011 Qtr 4: 0 | 103
0 | 234116-Refrigeration -Cooler/Freezer Door Gaskets - Solid Doors: Freezer |  | System | Commercial | 09-GRO-Grocery-REFG | 0 |  |  |  |  | 3.9975 | 4.1477 | 0 | 0 | 0 | -0.15017 | 104.55 |  | kWh | 0.01195 | 0 | Commercial | [7 empty] | 4 | 0.76 |  |  |  | 0 | 13 | 0 | 0 | 0 | 0 | 0 | 0 | 0 | 0 | 0 | 0 | 2009 Qtr 1: 0; 2009 Qtr 2: 0; 2009 Qtr 3: 13; 2009 Qtr 4: 0; 2010 Qtr 1: 0; 2010 Qtr 2: 0; 2010 Qtr 3: 0; 2010 Qtr 4: 0; 2011 Qtr 1: 0; 2011 Qtr 2: 0; 2011 Qtr 3: 0; 2011 Qtr 4: 0 | 13
0 | 234084-Refrigeration -Cooler/Freezer Door Gaskets - Solid Doors: Cooler |  | System | Commercial | 09-GRO-Grocery-REFG | 0 |  |  |  |  | 2.2498 | 4 | 0 | 0 | 0 | -1.7502 | 104.55 |  | kWh | 0.01195 | 0 | Commercial | [7 empty] | 4 | 0.76 |  |  |  | 0 | 128 | 0 | 0 | 0 | 0 | 0 | 0 | 0 | 0 | 0 | 0 | 2009 Qtr 1: 0; 2009 Qtr 2: 0; 2009 Qtr 3: 0; 2009 Qtr 4: 128; 2010 Qtr 1: 0; 2010 Qtr 2: 0; 2010 Qtr 3: 0; 2010 Qtr 4: 0; 2011 Qtr 1: 0; 2011 Qtr 2: 0; 2011 Qtr 3: 0; 2011 Qtr 4: 0 | 128
0 | 234083-Refrigeration -Cooler/Freezer Door Gaskets - Glass Doors |  | System | Commercial | 09-GRO-Grocery-REFG | 0 |  |  |  |  | 2.25 | 4 | 0 | 0 | 0 | -1.75 | 104.55 |  | kWh | 0.01195 | 0 | Commercial | [7 empty] | 4 | 0.76 |  |  |  | 0 | 11 | 0 | 0 | 0 | 0 | 0 | 0 | 0 | 0 | 0 | 0 | 2009 Qtr 1: 0; 2009 Qtr 2: 0; 2009 Qtr 3: 0; 2009 Qtr 4: 11; 2010 Qtr 1: 0; 2010 Qtr 2: 0; 2010 Qtr 3: 0; 2010 Qtr 4: 0; 2011 Qtr 1: 0; 2011 Qtr 2: 0; 2011 Qtr 3: 0; 2011 Qtr 4: 0 | 11
0 | 234084-Refrigeration -Cooler/Freezer Door Gaskets - Solid Doors: Cooler |  | System | Commercial | 09-GRO-Grocery-REFG | 0 |  |  |  |  | 2.2498 | 4 | 0 | 0 | 0 | -1.7502 | 104.55 |  | kWh | 0.01195 | 0 | Commercial | [7 empty] | 4 | 0.76 |  |  |  | 0 | 64 | 0 | 0 | 0 | 0 | 0 | 0 | 0 | 0 | 0 | 0 | 2009 Qtr 1: 0; 2009 Qtr 2: 0; 2009 Qtr 3: 0; 2009 Qtr 4: 64; 2010 Qtr 1: 0; 2010 Qtr 2: 0; 2010 Qtr 3: 0; 2010 Qtr 4: 0; 2011 Qtr 1: 0; 2011 Qtr 2: 0; 2011 Qtr 3: 0; 2011 Qtr 4: 0 | 64
0 | 234202-Lighting-2 Ft 2nd Gen T-8 with Elec Ballast-Tr2 |  | System | Commercial | 01-ALC-AllCommercial-IntLight | 0 |  |  |  |  | 23.0819 | 8.2436 | 0 | 0 | 0 | 14.8384 | 34.6629 |  | kWh | 0.011115 | 0 | Commercial | [7 empty] | 15 | 0.78 |  |  |  | 0 | 5.4588 | 0 | 0 | 0 | 0 | 0 | 0 | 0 | 0 | 0 | 0 | 2009 Qtr 1: 0; 2009 Qtr 2: 0; 2009 Qtr 3: 0; 2009 Qtr 4: 5.4588; 2010 Qtr 1: 0; 2010 Qtr 2: 0; 2010 Qtr 3: 0; 2010 Qtr 4: 0; 2011 Qtr 1: 0; 2011 Qtr 2: 0; 2011 Qtr 3: 0; 2011 Qtr 4: 0 | 5.4588
0 | 234331-Premium T8 with T12 40 Watt Baseline - Tr2 |  | System | Commercial | 01-ALC-AllCommercial-IntLight | 0 |  |  |  |  | 27.653 | 9.8923 | 0 | 0 | 0 | 17.7607 | 58.062 |  | kWh | 0.017133 | 0 | Commercial | [7 empty] | 15 | 0.78 |  |  |  | 0 | 87.341 | 0 | 0 | 0 | 0 | 0 | 0 | 0 | 0 | 0 | 0 | 2009 Qtr 1: 0; 2009 Qtr 2: 0; 2009 Qtr 3: 0; 2009 Qtr 4: 87.341; 2010 Qtr 1: 0; 2010 Qtr 2: 0; 2010 Qtr 3: 0; 2010 Qtr 4: 0; 2011 Qtr 1: 0; 2011 Qtr 2: 0; 2011 Qtr 3: 0; 2011 Qtr 4: 0 | 87.341
0 | 234304-Lighting-Remove 4 Ft Lamp (De-Lamp) - Tr2 |  | System | Commercial | [6 empty] | 12.3587 | 12.3653 | 0 | 0 | 0 | -0.0066231 | 137.2559 |  | 0 | 0.026384 | -2.5676 | Commercial | [7 empty] | 15 | 0.77 |  |  |  | 0 | 19.1058 | 0 | 0 | 0 | 0 | 0 | 0 | 0 | 0 | 0 | 0 | 2009 Qtr 1: 0; 2009 Qtr 2: 0; 2009 Qtr 3: 0; 2009 Qtr 4: 19.1058; 2010 Qtr 1: 0; 2010 Qtr 2: 0; 2010 Qtr 3: 0; 2010 Qtr 4: 0; 2011 Qtr 1: 0; 2011 Qtr 2: 0; 2011 Qtr 3: 0; 2011 Qtr 4: 0 | 19.1058
0 | 234084-Refrigeration -Cooler/Freezer Door Gaskets - Solid Doors: Cooler |  | System | Commercial | 09-GRO-Grocery-REFG | 0 |  |  |  |  | 2.2498 | 4 | 0 | 0 | 0 | -1.7502 | 104.55 |  | kWh | 0.01195 | 0 | Commercial | [7 empty] | 4 | 0.76 |  |  |  | 0 | 16 | 0 | 0 | 0 | 0 | 0 | 0 | 0 | 0 | 0 | 0 | 2009 Qtr 1: 0; 2009 Qtr 2: 0; 2009 Qtr 3: 0; 2009 Qtr 4: 16; 2010 Qtr 1: 0; 2010 Qtr 2: 0; 2010 Qtr 3: 0; 2010 Qtr 4: 0; 2011 Qtr 1: 0; 2011 Qtr 2: 0; 2011 Qtr 3: 0; 2011 Qtr 4: 0 | 16
0 | 234285-Lighting-Occpncy Snsr-Hi-Bay integrated Snsr-Tr1 |  | System | Commercial | 01-ALC-AllCommercial-IntLight | 0 |  |  |  |  | 221.2703 | 95.5 | 0 | 0 | 0 | 125.7703 | 2503.6304 |  | kWh | 0.48559 | 0 | Commercial | [7 empty] | 8 | 0.84 |  |  |  | 0 | 8 | 0 | 0 | 0 | 0 | 0 | 0 | 0 | 0 | 0 | 0 | 2009 Qtr 1: 0; 2009 Qtr 2: 0; 2009 Qtr 3: 8; 2009 Qtr 4: 0; 2010 Qtr 1: 0; 2010 Qtr 2: 0; 2010 Qtr 3: 0; 2010 Qtr 4: 0; 2011 Qtr 1: 0; 2011 Qtr 2: 0; 2011 Qtr 3: 0; 2011 Qtr 4: 0 | 8
0 | 234049-Lighting-LED Exit Sign New Sign |  | System | Commercial | 25-SCN-Storage–Conditioned-Exit | 0 |  |  |  |  | 64.8921 | 45 | 0 | 0 | 0 | 19.8921 | 351.311 |  | kWh | 0 | 0 | Commercial | [7 empty] | 16 | 0.85 |  |  |  | 0 | 2 | 0 | 0 | 0 | 0 | 0 | 0 | 0 | 0 | 0 | 0 | 2009 Qtr 1: 2; 2009 Qtr 2: 0; 2009 Qtr 3: 0; 2009 Qtr 4: 0; 2010 Qtr 1: 0; 2010 Qtr 2: 0; 2010 Qtr 3: 0; 2010 Qtr 4: 0; 2011 Qtr 1: 0; 2011 Qtr 2: 0; 2011 Qtr 3: 0; 2011 Qtr 4: 0 | 2
0 | 234360-Lighting-IntrHiByLnrFlscntFxtr244wrplc400w(TrI)Tr1 |  | System | Commercial | [6 empty] | 282.4319 | 153.8404 | 0 | 0 | 0 | 128.5914 | 0 |  | 0 | 0.224 | -7.1132 | Commercial |  | Winter Only | [5 empty] | 15 | 0.78 |  |  |  | 0 | 5.8502 | 0 | 0 | 0 | 0 | 0 | 0 | 0 | 0 | 0 | 0 | 2009 Qtr 1: 0; 2009 Qtr 2: 0; 2009 Qtr 3: 5.8502; 2009 Qtr 4: 0; 2010 Qtr 1: 0; 2010 Qtr 2: 0; 2010 Qtr 3: 0; 2010 Qtr 4: 0; 2011 Qtr 1: 0; 2011 Qtr 2: 0; 2011 Qtr 3: 0; 2011 Qtr 4: 0 | 5.8502
0 | 234285-Lighting-Occpncy Snsr-Hi-Bay integrated Snsr-Tr1 |  | System | Commercial | 01-ALC-AllCommercial-IntLight | 0 |  |  |  |  | 221.2703 | 95.5 | 0 | 0 | 0 | 125.7703 | 2503.6304 |  | kWh | 0.48559 | 0 | Commercial | [7 empty] | 8 | 0.84 |  |  |  | 0 | 6 | 0 | 0 | 0 | 0 | 0 | 0 | 0 | 0 | 0 | 0 | 2009 Qtr 1: 0; 2009 Qtr 2: 0; 2009 Qtr 3: 6; 2009 Qtr 4: 0; 2010 Qtr 1: 0; 2010 Qtr 2: 0; 2010 Qtr 3: 0; 2010 Qtr 4: 0; 2011 Qtr 1: 0; 2011 Qtr 2: 0; 2011 Qtr 3: 0; 2011 Qtr 4: 0 | 6
0 | 234360-Lighting-IntrHiByLnrFlscntFxtr244wrplc400w(TrI)Tr1 |  | System | Commercial | [6 empty] | 282.4319 | 153.8404 | 0 | 0 | 0 | 128.5914 | 0 |  | 0 | 0.224 | -7.1132 | Commercial |  | Winter Only | [5 empty] | 15 | 0.78 |  |  |  | 0 | 4.8752 | 0 | 0 | 0 | 0 | 0 | 0 | 0 | 0 | 0 | 0 | 2009 Qtr 1: 0; 2009 Qtr 2: 0; 2009 Qtr 3: 4.8752; 2009 Qtr 4: 0; 2010 Qtr 1: 0; 2010 Qtr 2: 0; 2010 Qtr 3: 0; 2010 Qtr 4: 0; 2011 Qtr 1: 0; 2011 Qtr 2: 0; 2011 Qtr 3: 0; 2011 Qtr 4: 0 | 4.8752
0 | 234285-Lighting-Occpncy Snsr-Hi-Bay integrated Snsr-Tr1 |  | System | Commercial | 01-ALC-AllCommercial-IntLight | 0 |  |  |  |  | 221.2703 | 95.5 | 0 | 0 | 0 | 125.7703 | 2503.6304 |  | kWh | 0.48559 | 0 | Commercial | [7 empty] | 8 | 0.84 |  |  |  | 0 | 5 | 0 | 0 | 0 | 0 | 0 | 0 | 0 | 0 | 0 | 0 | 2009 Qtr 1: 0; 2009 Qtr 2: 0; 2009 Qtr 3: 5; 2009 Qtr 4: 0; 2010 Qtr 1: 0; 2010 Qtr 2: 0; 2010 Qtr 3: 0; 2010 Qtr 4: 0; 2011 Qtr 1: 0; 2011 Qtr 2: 0; 2011 Qtr 3: 0; 2011 Qtr 4: 0 | 5
0 | 234287-Lighting-Occpncy Snsr-Hi-Bay integrated Snsr-Tr3 |  | System | Commercial | 01-ALC-AllCommercial-IntLight | 0 |  |  |  |  | 221.1826 | 95.5 | 0 | 0 | 0 | 125.6826 | 1661 |  | kWh | 0.39312 | 0 | Commercial | [7 empty] | 8 | 0.84 |  |  |  | 0 | 14 | 0 | 0 | 0 | 0 | 0 | 0 | 0 | 0 | 0 | 0 | 2009 Qtr 1: 0; 2009 Qtr 2: 0; 2009 Qtr 3: 14; 2009 Qtr 4: 0; 2010 Qtr 1: 0; 2010 Qtr 2: 0; 2010 Qtr 3: 0; 2010 Qtr 4: 0; 2011 Qtr 1: 0; 2011 Qtr 2: 0; 2011 Qtr 3: 0; 2011 Qtr 4: 0 | 14
0 | 234332-Premium T8 with T12 40 Watt Baseline - Tr3 |  | System | Commercial | 01-ALC-AllCommercial-IntLight | 0 |  |  |  |  | 13.9591 | 7.1444 | 0 | 0 | 0 | 6.8147 | 44.0947 |  | kWh | 0.016509 | 0 | Commercial | [7 empty] | 15 | 0.78 |  |  |  | 0 | 47.3097 | 0 | 0 | 0 | 0 | 0 | 0 | 0 | 0 | 0 | 0 | 2009 Qtr 1: 0; 2009 Qtr 2: 0; 2009 Qtr 3: 47.3097; 2009 Qtr 4: 0; 2010 Qtr 1: 0; 2010 Qtr 2: 0; 2010 Qtr 3: 0; 2010 Qtr 4: 0; 2011 Qtr 1: 0; 2011 Qtr 2: 0; 2011 Qtr 3: 0; 2011 Qtr 4: 0 | 47.3097
0 | 234305-Lighting-Remove 4 Ft Lamp (De-Lamp) - Tr3 |  | System | Commercial | 01-ALC-AllCommercial-IntLight | 0 |  |  |  |  | 28.1828 | 8.7931 | 0 | 0 | 0 | 19.3897 | 129.7131 |  | kWh | 0.050038 | 0 | Commercial | [7 empty] | 15 | 0.77 |  |  |  | 0 | 7.2784 | 0 | 0 | 0 | 0 | 0 | 0 | 0 | 0 | 0 | 0 | 2009 Qtr 1: 0; 2009 Qtr 2: 0; 2009 Qtr 3: 7.2784; 2009 Qtr 4: 0; 2010 Qtr 1: 0; 2010 Qtr 2: 0; 2010 Qtr 3: 0; 2010 Qtr 4: 0; 2011 Qtr 1: 0; 2011 Qtr 2: 0; 2011 Qtr 3: 0; 2011 Qtr 4: 0 | 7.2784
0 | 234287-Lighting-Occpncy Snsr-Hi-Bay integrated Snsr-Tr3 |  | System | Commercial | 01-ALC-AllCommercial-IntLight | 0 |  |  |  |  | 221.1826 | 95.5 | 0 | 0 | 0 | 125.6826 | 1661 |  | kWh | 0.39312 | 0 | Commercial | [7 empty] | 8 | 0.84 |  |  |  | 0 | 8 | 0 | 0 | 0 | 0 | 0 | 0 | 0 | 0 | 0 | 0 | 2009 Qtr 1: 0; 2009 Qtr 2: 0; 2009 Qtr 3: 8; 2009 Qtr 4: 0; 2010 Qtr 1: 0; 2010 Qtr 2: 0; 2010 Qtr 3: 0; 2010 Qtr 4: 0; 2011 Qtr 1: 0; 2011 Qtr 2: 0; 2011 Qtr 3: 0; 2011 Qtr 4: 0 | 8
0 | 234331-Premium T8 with T12 40 Watt Baseline - Tr2 |  | System | Commercial | 01-ALC-AllCommercial-IntLight | 0 |  |  |  |  | 27.653 | 9.8923 | 0 | 0 | 0 | 17.7607 | 58.062 |  | kWh | 0.017133 | 0 | Commercial | [7 empty] | 15 | 0.78 |  |  |  | 0 | 187.4192 | 0 | 0 | 0 | 0 | 0 | 0 | 0 | 0 | 0 | 0 | 2009 Qtr 1: 0; 2009 Qtr 2: 0; 2009 Qtr 3: 0; 2009 Qtr 4: 187.4192; 2010 Qtr 1: 0; 2010 Qtr 2: 0; 2010 Qtr 3: 0; 2010 Qtr 4: 0; 2011 Qtr 1: 0; 2011 Qtr 2: 0; 2011 Qtr 3: 0; 2011 Qtr 4: 0 | 187.4192
0 | 234304-Lighting-Remove 4 Ft Lamp (De-Lamp) - Tr2 |  | System | Commercial | [6 empty] | 12.3587 | 12.3653 | 0 | 0 | 0 | -0.0066231 | 137.2559 |  | 0 | 0.026384 | -2.5676 | Commercial | [7 empty] | 15 | 0.77 |  |  |  | 0 | 93.7096 | 0 | 0 | 0 | 0 | 0 | 0 | 0 | 0 | 0 | 0 | 2009 Qtr 1: 0; 2009 Qtr 2: 0; 2009 Qtr 3: 0; 2009 Qtr 4: 93.7096; 2010 Qtr 1: 0; 2010 Qtr 2: 0; 2010 Qtr 3: 0; 2010 Qtr 4: 0; 2011 Qtr 1: 0; 2011 Qtr 2: 0; 2011 Qtr 3: 0; 2011 Qtr 4: 0 | 93.7096
0 | 234285-Lighting-Occpncy Snsr-Hi-Bay integrated Snsr-Tr1 |  | System | Commercial | 01-ALC-AllCommercial-IntLight | 0 |  |  |  |  | 221.2703 | 95.5 | 0 | 0 | 0 | 125.7703 | 2503.6304 |  | kWh | 0.48559 | 0 | Commercial | [7 empty] | 8 | 0.84 |  |  |  | 0 | 30 | 0 | 0 | 0 | 0 | 0 | 0 | 0 | 0 | 0 | 0 | 2009 Qtr 1: 0; 2009 Qtr 2: 0; 2009 Qtr 3: 30; 2009 Qtr 4: 0; 2010 Qtr 1: 0; 2010 Qtr 2: 0; 2010 Qtr 3: 0; 2010 Qtr 4: 0; 2011 Qtr 1: 0; 2011 Qtr 2: 0; 2011 Qtr 3: 0; 2011 Qtr 4: 0 | 30
0 | 234330-Premium T8 with T12 40 Watt Baseline - Tr1 |  | System | Commercial | 01-ALC-AllCommercial-IntLight | 0 |  |  |  |  | 27.6532 | 13.1897 | 0 | 0 | 0 | 14.4636 | 83.5202 |  | kWh | 0.017351 | 0 | Commercial | [7 empty] | 15 | 0.78 |  |  |  | 0 | 101.8978 | 0 | 0 | 0 | 0 | 0 | 0 | 0 | 0 | 0 | 0 | 2009 Qtr 1: 0; 2009 Qtr 2: 0; 2009 Qtr 3: 101.8978; 2009 Qtr 4: 0; 2010 Qtr 1: 0; 2010 Qtr 2: 0; 2010 Qtr 3: 0; 2010 Qtr 4: 0; 2011 Qtr 1: 0; 2011 Qtr 2: 0; 2011 Qtr 3: 0; 2011 Qtr 4: 0 | 101.8978
0 | 234285-Lighting-Occpncy Snsr-Hi-Bay integrated Snsr-Tr1 |  | System | Commercial | 01-ALC-AllCommercial-IntLight | 0 |  |  |  |  | 221.2703 | 95.5 | 0 | 0 | 0 | 125.7703 | 2503.6304 |  | kWh | 0.48559 | 0 | Commercial | [7 empty] | 8 | 0.84 |  |  |  | 0 | 74 | 0 | 0 | 0 | 0 | 0 | 0 | 0 | 0 | 0 | 0 | 2009 Qtr 1: 0; 2009 Qtr 2: 0; 2009 Qtr 3: 74; 2009 Qtr 4: 0; 2010 Qtr 1: 0; 2010 Qtr 2: 0; 2010 Qtr 3: 0; 2010 Qtr 4: 0; 2011 Qtr 1: 0; 2011 Qtr 2: 0; 2011 Qtr 3: 0; 2011 Qtr 4: 0 | 74
0 | 234360-Lighting-IntrHiByLnrFlscntFxtr244wrplc400w(TrI)Tr1 |  | System | Commercial | [6 empty] | 282.4319 | 153.8404 | 0 | 0 | 0 | 128.5914 | 0 |  | 0 | 0.224 | -7.1132 | Commercial |  | Winter Only | [5 empty] | 15 | 0.78 |  |  |  | 0 | 3.9001 | 0 | 0 | 0 | 0 | 0 | 0 | 0 | 0 | 0 | 0 | 2009 Qtr 1: 0; 2009 Qtr 2: 0; 2009 Qtr 3: 3.9001; 2009 Qtr 4: 0; 2010 Qtr 1: 0; 2010 Qtr 2: 0; 2010 Qtr 3: 0; 2010 Qtr 4: 0; 2011 Qtr 1: 0; 2011 Qtr 2: 0; 2011 Qtr 3: 0; 2011 Qtr 4: 0 | 3.9001
0 | 234285-Lighting-Occpncy Snsr-Hi-Bay integrated Snsr-Tr1 |  | System | Commercial | 01-ALC-AllCommercial-IntLight | 0 |  |  |  |  | 221.2703 | 95.5 | 0 | 0 | 0 | 125.7703 | 2503.6304 |  | kWh | 0.48559 | 0 | Commercial | [7 empty] | 8 | 0.84 |  |  |  | 0 | 22 | 0 | 0 | 0 | 0 | 0 | 0 | 0 | 0 | 0 | 0 | 2009 Qtr 1: 0; 2009 Qtr 2: 0; 2009 Qtr 3: 22; 2009 Qtr 4: 0; 2010 Qtr 1: 0; 2010 Qtr 2: 0; 2010 Qtr 3: 0; 2010 Qtr 4: 0; 2011 Qtr 1: 0; 2011 Qtr 2: 0; 2011 Qtr 3: 0; 2011 Qtr 4: 0 | 22
0 | 234285-Lighting-Occpncy Snsr-Hi-Bay integrated Snsr-Tr1 |  | System | Commercial | 01-ALC-AllCommercial-IntLight | 0 |  |  |  |  | 221.2703 | 95.5 | 0 | 0 | 0 | 125.7703 | 2503.6304 |  | kWh | 0.48559 | 0 | Commercial | [7 empty] | 8 | 0.84 |  |  |  | 0 | 30 | 0 | 0 | 0 | 0 | 0 | 0 | 0 | 0 | 0 | 0 | 2009 Qtr 1: 0; 2009 Qtr 2: 0; 2009 Qtr 3: 30; 2009 Qtr 4: 0; 2010 Qtr 1: 0; 2010 Qtr 2: 0; 2010 Qtr 3: 0; 2010 Qtr 4: 0; 2011 Qtr 1: 0; 2011 Qtr 2: 0; 2011 Qtr 3: 0; 2011 Qtr 4: 0 | 30
0 | 234330-Premium T8 with T12 40 Watt Baseline - Tr1 |  | System | Commercial | 01-ALC-AllCommercial-IntLight | 0 |  |  |  |  | 27.6532 | 13.1897 | 0 | 0 | 0 | 14.4636 | 83.5202 |  | kWh | 0.017351 | 0 | Commercial | [7 empty] | 15 | 0.78 |  |  |  | 0 | 129.1919 | 0 | 0 | 0 | 0 | 0 | 0 | 0 | 0 | 0 | 0 | 2009 Qtr 1: 0; 2009 Qtr 2: 0; 2009 Qtr 3: 129.1919; 2009 Qtr 4: 0; 2010 Qtr 1: 0; 2010 Qtr 2: 0; 2010 Qtr 3: 0; 2010 Qtr 4: 0; 2011 Qtr 1: 0; 2011 Qtr 2: 0; 2011 Qtr 3: 0; 2011 Qtr 4: 0 | 129.1919
0 | 234303-Lighting-Remove 4 Ft Lamp (De-Lamp) - Tr1 |  | System | Commercial | [6 empty] | 12.3596 | 16.4871 | 0 | 0 | 0 | -4.1275 | 137.2559 |  | 0 | 0.026384 | -2.5676 | Commercial |  | Winter Only | [5 empty] | 15 | 0.77 |  |  |  | 0 | 3.6392 | 0 | 0 | 0 | 0 | 0 | 0 | 0 | 0 | 0 | 0 | 2009 Qtr 1: 0; 2009 Qtr 2: 0; 2009 Qtr 3: 3.6392; 2009 Qtr 4: 0; 2010 Qtr 1: 0; 2010 Qtr 2: 0; 2010 Qtr 3: 0; 2010 Qtr 4: 0; 2011 Qtr 1: 0; 2011 Qtr 2: 0; 2011 Qtr 3: 0; 2011 Qtr 4: 0 | 3.6392
0 | 234312-Lighting-Screw in 14-26 Watt Lamp - Tr1 |  | System | Commercial | [6 empty] | 9.3196 | 10.3931 | 0 | 0 | 0 | -1.0734 | 194.1729 |  | 0 | 0.038993 | -2.6224 | Commercial |  | Annual | [5 empty] | 2.47 | 0.81 |  |  |  | 0 | 2.6941 | 0 | 0 | 0 | 0 | 0 | 0 | 0 | 0 | 0 | 0 | 2009 Qtr 1: 0; 2009 Qtr 2: 0; 2009 Qtr 3: 2.6941; 2009 Qtr 4: 0; 2010 Qtr 1: 0; 2010 Qtr 2: 0; 2010 Qtr 3: 0; 2010 Qtr 4: 0; 2011 Qtr 1: 0; 2011 Qtr 2: 0; 2011 Qtr 3: 0; 2011 Qtr 4: 0 | 2.6941
0 | 234331-Premium T8 with T12 40 Watt Baseline - Tr2 |  | System | Commercial | 01-ALC-AllCommercial-IntLight | 0 |  |  |  |  | 27.653 | 9.8923 | 0 | 0 | 0 | 17.7607 | 58.062 |  | kWh | 0.017133 | 0 | Commercial | [7 empty] | 15 | 0.78 |  |  |  | 0 | 21.8353 | 0 | 0 | 0 | 0 | 0 | 0 | 0 | 0 | 0 | 0 | 2009 Qtr 1: 0; 2009 Qtr 2: 0; 2009 Qtr 3: 21.8353; 2009 Qtr 4: 0; 2010 Qtr 1: 0; 2010 Qtr 2: 0; 2010 Qtr 3: 0; 2010 Qtr 4: 0; 2011 Qtr 1: 0; 2011 Qtr 2: 0; 2011 Qtr 3: 0; 2011 Qtr 4: 0 | 21.8353
0 | 234286-Lighting-Occpncy Snsr-Hi-Bay integrated Snsr-Tr2 |  | System | Commercial | 01-ALC-AllCommercial-IntLight | 0 |  |  |  |  | 221.37 | 95.5 | 0 | 0 | 0 | 125.87 | 1499.5759 |  | kWh | 0.47213 | 0 | Commercial | [7 empty] | 8 | 0.84 |  |  |  | 0 | 15 | 0 | 0 | 0 | 0 | 0 | 0 | 0 | 0 | 0 | 0 | 2009 Qtr 1: 0; 2009 Qtr 2: 0; 2009 Qtr 3: 15; 2009 Qtr 4: 0; 2010 Qtr 1: 0; 2010 Qtr 2: 0; 2010 Qtr 3: 0; 2010 Qtr 4: 0; 2011 Qtr 1: 0; 2011 Qtr 2: 0; 2011 Qtr 3: 0; 2011 Qtr 4: 0 | 15
0 | 234085-Refrigeration -Strip Curtains for Walk-ins |  | System | Commercial | 20-RFF-Restaurant–FastFood-Refrig | 0 |  |  |  |  | 10.214 | 3.0344 | 0 | 0 | 0 | 7.1796 | 465 |  | kWh | 0.053 | 0 | Commercial | [7 empty] | 4 | 0.46 |  |  |  | 0 | 68 | 0 | 0 | 0 | 0 | 0 | 0 | 0 | 0 | 0 | 0 | 2009 Qtr 1: 0; 2009 Qtr 2: 0; 2009 Qtr 3: 0; 2009 Qtr 4: 68; 2010 Qtr 1: 0; 2010 Qtr 2: 0; 2010 Qtr 3: 0; 2010 Qtr 4: 0; 2011 Qtr 1: 0; 2011 Qtr 2: 0; 2011 Qtr 3: 0; 2011 Qtr 4: 0 | 68
0 | 234084-Refrigeration -Cooler/Freezer Door Gaskets - Solid Doors: Cooler |  | System | Commercial | 09-GRO-Grocery-REFG | 0 |  |  |  |  | 2.2498 | 4.0013 | 0 | 0 | 0 | -1.7515 | 104.55 |  | kWh | 0.01195 | 0 | Commercial | [7 empty] | 4 | 0.76 |  |  |  | 0 | 90 | 0 | 0 | 0 | 0 | 0 | 0 | 0 | 0 | 0 | 0 | 2009 Qtr 1: 0; 2009 Qtr 2: 0; 2009 Qtr 3: 0; 2009 Qtr 4: 90; 2010 Qtr 1: 0; 2010 Qtr 2: 0; 2010 Qtr 3: 0; 2010 Qtr 4: 0; 2011 Qtr 1: 0; 2011 Qtr 2: 0; 2011 Qtr 3: 0; 2011 Qtr 4: 0 | 90
0 | 234285-Lighting-Occpncy Snsr-Hi-Bay integrated Snsr-Tr1 |  | System | Commercial | 01-ALC-AllCommercial-IntLight | 0 |  |  |  |  | 221.2703 | 95.5 | 0 | 0 | 0 | 125.7703 | 2503.6304 |  | kWh | 0.48559 | 0 | Commercial | [7 empty] | 8 | 0.84 |  |  |  | 0 | 14 | 0 | 0 | 0 | 0 | 0 | 0 | 0 | 0 | 0 | 0 | 2009 Qtr 1: 0; 2009 Qtr 2: 0; 2009 Qtr 3: 14; 2009 Qtr 4: 0; 2010 Qtr 1: 0; 2010 Qtr 2: 0; 2010 Qtr 3: 0; 2010 Qtr 4: 0; 2011 Qtr 1: 0; 2011 Qtr 2: 0; 2011 Qtr 3: 0; 2011 Qtr 4: 0 | 14
0 | 234286-Lighting-Occpncy Snsr-Hi-Bay integrated Snsr-Tr2 |  | System | Commercial | 01-ALC-AllCommercial-IntLight | 0 |  |  |  |  | 221.37 | 95.5 | 0 | 0 | 0 | 125.87 | 1499.5759 |  | kWh | 0.47213 | 0 | Commercial | [7 empty] | 8 | 0.84 |  |  |  | 0 | 18 | 0 | 0 | 0 | 0 | 0 | 0 | 0 | 0 | 0 | 0 | 2009 Qtr 1: 0; 2009 Qtr 2: 0; 2009 Qtr 3: 18; 2009 Qtr 4: 0; 2010 Qtr 1: 0; 2010 Qtr 2: 0; 2010 Qtr 3: 0; 2010 Qtr 4: 0; 2011 Qtr 1: 0; 2011 Qtr 2: 0; 2011 Qtr 3: 0; 2011 Qtr 4: 0 | 18
0 | 234330-Premium T8 with T12 40 Watt Baseline - Tr1 |  | System | Commercial | 01-ALC-AllCommercial-IntLight | 0 |  |  |  |  | 27.6532 | 13.1897 | 0 | 0 | 0 | 14.4636 | 83.5202 |  | kWh | 0.017351 | 0 | Commercial | [7 empty] | 15 | 0.78 |  |  |  | 0 | 131.0115 | 0 | 0 | 0 | 0 | 0 | 0 | 0 | 0 | 0 | 0 | 2009 Qtr 1: 0; 2009 Qtr 2: 0; 2009 Qtr 3: 131.0115; 2009 Qtr 4: 0; 2010 Qtr 1: 0; 2010 Qtr 2: 0; 2010 Qtr 3: 0; 2010 Qtr 4: 0; 2011 Qtr 1: 0; 2011 Qtr 2: 0; 2011 Qtr 3: 0; 2011 Qtr 4: 0 | 131.0115
0 | 234330-Premium T8 with T12 40 Watt Baseline - Tr1 |  | System | Commercial | 01-ALC-AllCommercial-IntLight | 0 |  |  |  |  | 27.6532 | 13.1897 | 0 | 0 | 0 | 14.4636 | 83.5202 |  | kWh | 0.017351 | 0 | Commercial | [7 empty] | 15 | 0.78 |  |  |  | 0 | 1.8196 | 0 | 0 | 0 | 0 | 0 | 0 | 0 | 0 | 0 | 0 | 2009 Qtr 1: 0; 2009 Qtr 2: 0; 2009 Qtr 3: 1.8196; 2009 Qtr 4: 0; 2010 Qtr 1: 0; 2010 Qtr 2: 0; 2010 Qtr 3: 0; 2010 Qtr 4: 0; 2011 Qtr 1: 0; 2011 Qtr 2: 0; 2011 Qtr 3: 0; 2011 Qtr 4: 0 | 1.8196
Do NOT enter program data in this row or below. The Spreadsheet will not evaluate any such data. | bar: 2012 Qtr 1; 2014 Qtr 2 to 2014 Qtr 4; 2016 Qtr 2 to 2016 Qtr 4; 2018 Qtr 2 to 2018 Qtr 4
Lists of Dimensions and their Labels
|  |  | Climate Zones | Sectors | End Use Validation List |  | Measure Types for Measure Life | Measure Types for NTGR | Gas Sector | Gas Savings Profile | Combustor Type
|  |  | 7 | RES | res:DEER:Indoor_CFL_Ltg |  | NONRESIDENTIAL MEASURES: |  | Residential | Summer Only | Large Boilers (>100 MMBtu/hr Heat Input):Uncontrolled
|  |  | 10 | NON_RES | res:DEER:Indoor_CFL_Ltg |  | **************************************************************** | Appliance early retirement and replacement 0.80 | Commercial | Winter Only | Large Boilers (>100 MMBtu/hr Heat Input):Controlled Low NOx Burner
|  |  | 14 | Residential | res:DEER:Indoor_CFL_Ltg |  | Ballast – Dimmable: NR - 11 | California Home Energy Efficiency Rating System (CHEERS) | Core | Annual | Large Boilers (>100 MMBtu/hr Heat Input):Controlled – Flue Gas Recirculation
|  |  | 15 | Commercial | res:DEER:Indoor_CFL_Ltg |  | Ballast – Electronic: NR - 11 | Residential Audits 0.72 |  |  | Small Boilers (<100 MMBtu/hr Heat Input):Uncontrolled
|  |  | System | Industrial | res:DEER:Indoor_CFL_Ltg |  | Fluorescent Fixture – T8: C/I/A - 11 | Refrigerator Recycling 0.35 |  |  | Small Boilers (<100 MMBtu/hr Heat Input):Controlled Low NOx Burner
|  |  |  | Agricultural | res:DEER:RefgFrzr_HighEff |  | Fixture: T8 Lamp & Electronic Ballast: C/I/A - 11 | Freezer Recycling 0.54 |  |  | Small Boilers (<100 MMBtu/hr Heat Input):Controlled – Flue Gas Recirculation
|  |  |  | Not Used | res:DEER:RefgFrzr_HighEff |  | T8 Fixtures – 17 Watt Lamp, 2ft or 32-watt Lamp, 4ft 11 | Residential Contractor Program 0.89 |  |  | Residential Furnaces (<0.3):Uncontrolled
[5 empty] | res:DEER:RefgFrzr_HighEff |  | T8 Lamps: C/I/A - 5 | Emerging Technologies 0.83
[5 empty] | res:DEER:RefgFrzr_HighEff |  | High Efficiency Lighting (HID): NR - 16 | All other residential programs 0.80
[5 empty] | res:DEER:RefgFrzr_HighEff |  | High Output T5 Fixture: NR - 16 |  | Electric Rate | Gas Rate
[5 empty] | res:DEER:RefgFrzr_Recyc-Conditioned |  | Indoor or Outdoor Lighting System Modification: NR - 13.5 | Advanced water heating systems 1.00 | Residential | 0
[5 empty] | res:DEER:RefgFrzr_Recyc-Conditioned |  | Lighting Controls: NR - 16 | Agricultural and Dairy Incentives 0.75 | Commercial | Residential
[5 empty] | res:DEER:RefgFrzr_Recyc-Conditioned |  | Daylighting Controls; NR - 16 | Coin Laundry and Dry Cleaner Education 0.70 | Not Used | Not Used
[5 empty] | res:DEER:RefgFrzr_Recyc-Conditioned |  | Lighting Power Density: NR - 11 | Commercial and agricultural information, tools, or design assistance services | Not Used
[5 empty] | res:DEER:RefgFrzr_Recyc-Conditioned |  | Exit Sign – CF Hardware Kit/LED/ Electro-Luminescent: NR - 16 | Comprehensive Space Conditioning 1.00 | Not Used
[5 empty] | res:DEER:RefgFrzr_Recyc-UnConditioned |  | Occupancy Sensor: NR - 8 | Lodging Education 0.70
[5 empty] | res:DEER:RefgFrzr_Recyc-UnConditioned |  | Photocell: NR - 8 | Express Efficiency (rebates) 0.96
[5 empty] | res:DEER:RefgFrzr_Recyc-UnConditioned |  | Time Clock – Lighting: NR - 8 | Energy Management Services, including audits (for small and medium customers)
[5 empty] | res:DEER:RefgFrzr_Recyc-UnConditioned |  | Induction Lamps: NR - 2 | Food Services Equipment Retrofit 1.00
[5 empty] | res:DEER:RefgFrzr_Recyc-UnConditioned |  | Induction Fixture: NR - 16 | Industrial Information and Services 0.74
[5 empty] | res:DEER:HVAC_Eff_AC |  | Delamp/reflectors: C/I - 11 | Large Standard Performance Contract 0.70
[5 empty] | res:DEER:HVAC_Eff_AC |  | Optical Reflectors- new construction: Ind, NRNC - 12 | All other nonresidential programs 0.80
[5 empty] | res:DEER:HVAC_Eff_AC |  | Optical Reflectors- retrofit: NR - 10 | New Construction
[5 empty] | res:DEER:HVAC_Eff_AC |  | HID fixture: Interior, >= 176 Watts lamp: Ind - 16 | Industrial and Agricultural Process 0.94
[5 empty] | res:DEER:HVAC_Eff_AC |  | HID fixture: Interior, 251-400 Watt lamp: Com - 16 | Industrial new construction incentives 0.62
[5 empty] | res:DEER:HVAC_Duct_Sealing |  | CFL Fixture: Pin based CFL fixture: Com - 12.0 | Savings by Design 0.82
[5 empty] | res:DEER:HVAC_Duct_Sealing |  | Screw-in CFL: Education - Primary School: NR - 5.6 | All other new construction programs 0.80
[5 empty] | res:DEER:HVAC_Duct_Sealing |  | Screw-in CFL: Education - Secondary School: NR - 3.5 | Large Standard Performance Contract 0.7011
[5 empty] | res:DEER:HVAC_Duct_Sealing |  | Screw-in CFL: Education - Community College: NR - 2.1 | Savings by Design 0.8212
[5 empty] | res:DEER:HVAC_Duct_Sealing |  | Screw-in CFL: Education - University: NR - 2.6 | Codes and Standards
[5 empty] | res:DEER:HVAC_Refrig_Charge |  | Screw-in CFL: Grocery: NR - 1.4
[5 empty] | res:DEER:HVAC_Refrig_Charge |  | Screw-in CFL: Health/Medical - Hospital: NR - 0.9
[5 empty] | res:DEER:HVAC_Refrig_Charge |  | Screw-in CFL: Health/Medical - Nursing Home: NR - 0.9
[5 empty] | res:DEER:HVAC_Refrig_Charge |  | Screw-in CFL: Lodging - Hotel: NR - 0.9
[5 empty] | res:DEER:HVAC_Refrig_Charge |  | Screw-in CFL: Lodging - Motel: NR - 0.9
[5 empty] | res:DEER:Refg_Chrg_Duct_Seal |  | Screw-in CFL: Lodging - Guest Rooms: NR - 7.0
[5 empty] | res:DEER:Refg_Chrg_Duct_Seal |  | Screw-in CFL: Manufacturing - Light Industrial: NR - 2.8
[5 empty] | res:DEER:Refg_Chrg_Duct_Seal |  | Screw-in CFL: Office - Large: NR - 2.9
[5 empty] | res:DEER:Refg_Chrg_Duct_Seal |  | Screw-in CFL: Office - Small: NR - 3.2
[5 empty] | res:DEER:Refg_Chrg_Duct_Seal |  | Screw-in CFL: Restaurant - Sit-Down: NR - 2.3
[5 empty] | res:DEER:RefgFrzr_Recycling |  | Screw-in CFL: Restaurant - Fast-Food: NR - 1.3
[5 empty] | res:DEER:RefgFrzr_Recycling |  | Screw-in CFL: Retail - 3-Story Large: NR - 1.9
[5 empty] | res:DEER:RefgFrzr_Recycling |  | Screw-in CFL: Retail - Single-Story Large: NR - 1.8
[5 empty] | res:DEER:RefgFrzr_Recycling |  | Screw-in CFL: Retail - Small: NR - 2.1
[5 empty] | res:DEER:RefgFrzr_Recycling |  | Screw-in CFL: Storage - Conditioned: NR - 2.8
[5 empty] | NON_res:DEER:Indoor_CFL_Ltg |  | Screw-in CFL: Storage - Unconditioned: NR - 2.8
[5 empty] | NON_res:DEER:Indoor_CFL_Ltg |  | Screw-in CFL: Warehouse - Refrigerated: NR - 3.1
NON_res:DEER:Indoor_CFL_Ltg
[5 empty] | NON_res:DEER:Indoor_CFL_Ltg |  | HVAC/Refrigeration – SPC: NR - 16
[5 empty] | NON_res:DEER:Indoor_CFL_Ltg |  | Chiller – High Efficiency: NR - 20
[5 empty] | NON_res:DEER:Indoor_Non-CFL_Ltg |  | Chiller – Variable Speed Drive: NR - 20
[5 empty] | NON_res:DEER:Indoor_Non-CFL_Ltg |  | Water Cooled Chillers: NR - 20
[5 empty] | NON_res:DEER:Indoor_Non-CFL_Ltg |  | Air Conditioners – High Efficiency: NR - 15
[5 empty] | NON_res:DEER:Indoor_Non-CFL_Ltg |  | Packaged HVAC Systems: NR - 15
[5 empty] | NON_res:DEER:Indoor_Non-CFL_Ltg |  | Install HVAC EMS: Com - 14
[5 empty] | NON_res:DEER:HVAC_Chillers |  | AC Packaged Terminal Units: NR - 15
[5 empty] | NON_res:DEER:HVAC_Chillers |  | Evaporative Coolers: NR - 15
[5 empty] | NON_res:DEER:HVAC_Chillers |  | Boiler – High Efficiency: NR - 20
[5 empty] | NON_res:DEER:HVAC_Chillers |  | Cooling Towers/Evaporative Condenser: NR - 15
[5 empty] | NON_res:DEER:HVAC_Chillers |  | Heat Pump – Split System: NR - 15
[5 empty] | NON_res:DEER:HVAC_Refrig_Charge |  | Heat Pump with Integrated Water Heating: NR - 10
[5 empty] | NON_res:DEER:HVAC_Refrig_Charge |  | Ground Source Heat Pump: NR - 15
[5 empty] | NON_res:DEER:HVAC_Refrig_Charge |  | Reduce Internal Load: NR - 15
[5 empty] | NON_res:DEER:HVAC_Refrig_Charge |  | Insulation: NR - 20
[5 empty] | NON_res:DEER:HVAC_Refrig_Charge |  | Insulation Package: NR - 20
[5 empty] | NON_res:DEER:HVAC_Split-Package_AC |  | Reflective Window Film: NR - 10
[5 empty] | NON_res:DEER:HVAC_Split-Package_AC |  | Bypass/Delay Timer(lighting): NR - 8
[5 empty] | NON_res:DEER:HVAC_Split-Package_AC |  | Set-Back Thermostat: NR - 11
[5 empty] | NON_res:DEER:HVAC_Split-Package_AC |  | Time Clock - HVAC: NR - 10
[5 empty] | NON_res:DEER:HVAC_Split-Package_AC |  | HVAC/Space Heating/Efficiency (Gas): NR - 18
[5 empty] | NON_res:DEER:HVAC_Duct_Sealing |  | Nonresidential Gas – AC: NR - 20
NON_res:DEER:HVAC_Duct_Sealing
[5 empty] | NON_res:DEER:HVAC_Duct_Sealing |  | Adjustable speed drive, application unknown: Ag - 10
[5 empty] | NON_res:DEER:HVAC_Duct_Sealing |  | Adjustable speed drive, application unknown: Com - 10
[5 empty] | NON_res:DEER:HVAC_Duct_Sealing |  | Adjustable Speed Drive: HVAC fan, 50 HP Max: Com - 10
[5 empty] | 01-ALC-AllCommercial-Cooling |  | Pump repair: Ag - 11
[5 empty] | 01-ALC-AllCommercial-ExtLight |  | Injection molding machines: Ind - 15
[5 empty] | 01-ALC-AllCommercial-IntLight |  | Plastic extusion equipment: Ind - 15
[5 empty] | 01-ALC-AllCommercial-OffEquip |  | Process cooling: Ind - 15
[5 empty] | 01-ALC-AllCommercial-Refrig |  | Process equipment insulation: Ind - 15
01-ALC-AllCommercial-Vent/Fan
[5 empty] | 02-ASM-Assembly-Cooling |  | Horizontal Clothes Washer: NR - 10
[5 empty] | 02-ASM-Assembly-Exit |  | Efficient Dishwashing: NR - 5
[5 empty] | 02-ASM-Assembly-ExtLight |  | Water Heater Controls: NR - 15
[5 empty] | 02-ASM-Assembly-IntLight |  | Cooking measures , Assorted: Com - 12
[5 empty] | 03-BCR-BothResidentialandCommercial-COOL |  | Water Heater – Gas: NR - 15
[5 empty] | 03-BCR-BothResidentialandCommercial-LIT_INT |  | Domestic Hot Water Boiler (Gas): NR - 20
03-BCR-BothResidentialandCommercial-OFF_EQ
[5 empty] | 03-BCR-BothResidentialandCommercial-LIT_EXT |  | Auto Closer for Cooler/Freezer: NR - 8
[5 empty] | 03-BCR-BothResidentialandCommercial-REFG |  | Door Gaskets: NR - 4
[5 empty] | 03-BCR-BothResidentialandCommercial-VENT |  | Floating Head Pressure: NR - 16
[5 empty] | 04-DMO-ResidentialMobileHome–DoubleWide-CL_DRY |  | Heatless Door: NR - 16
[5 empty] | 04-DMO-ResidentialMobileHome–DoubleWide-CL_WASH |  | Humidistat Control for Anti-Sweat Heater: NR - 12
[5 empty] | 04-DMO-ResidentialMobileHome–DoubleWide-DSH_WASH |  | Insulation on Refrigeration Suction Line: NR - 11
[5 empty] | 04-DMO-ResidentialMobileHome–DoubleWide-FREEZ |  | Night Covers for Display Cases: NR - 5
[5 empty] | 04-DMO-ResidentialMobileHome–DoubleWide-LIGHT |  | PSC Evaporator Motor – Walkin/ Display: NR - 15
[5 empty] | 04-DMO-ResidentialMobileHome–DoubleWide-POOL_PMP |  | Refrigeration Case Doors – Glass/Acrylic: NR - 12
[5 empty] | 04-DMO-ResidentialMobileHome–DoubleWide-REFG |  | Refrigerator Case with Doors: NR - 12
[5 empty] | 04-DMO-ResidentialMobileHome–DoubleWide-SP_COOL |  | Refrigerator Condensate Evaporator – Elec/Non Elec: NR - 8
[5 empty] | 04-DMO-ResidentialMobileHome–DoubleWide-SP_HEAT |  | Strip Curtains for Walk-Ins: NR - 4
[5 empty] | 04-DMO-ResidentialMobileHome–DoubleWide-WAT_HEAT |  | Ballast: Electronic, for display case: NR - 11
[5 empty] | 05-ECC-Education–CommunityCollege-COOL |  | Defrost: NR - 16
[5 empty] | 05-ECC-Education–CommunityCollege-LIT_INT |  | FHP & EFF Conditioner: NR - 16
[5 empty] | 05-ECC-Education–CommunityCollege-OFF_EQ |  | High-efficiency Liquid Suction Heat Exchangers: NR - 16
[5 empty] | 05-ECC-Education–CommunityCollege-LIT_EXT |  | Night Shields on Refrigerator and Freezer Cases: NR - 5
[5 empty] | 05-ECC-Education–CommunityCollege-REFG |  | Walk-in Refrigerator or Freezer: Evaporative Fan Controller: NR - 5
[5 empty] | 05-ECC-Education–CommunityCollege-VENT |  | Multiplec Refrigeration Systems/Supermarket Systems: NR - 10
06-EPR-Education–PrimarySchool-COOL
[5 empty] | 06-EPR-Education–PrimarySchool-LIT_INT |  | Kiln/Oven/Furnace: NR - 18
[5 empty] | 06-EPR-Education–PrimarySchool-OFF_EQ |  | Thermal Night Curtains: NR - 5
[5 empty] | 06-EPR-Education–PrimarySchool-LIT_EXT |  | Custom Measures – SPC: NR - 15
[5 empty] | 06-EPR-Education–PrimarySchool-REFG |  | Local Government Partnership: NR - 11
[5 empty] | 06-EPR-Education–PrimarySchool-VENT |  | Audits: NR - 3
[5 empty] | 07-ESE-Education–SecondarySchool-COOL |  | Plug Load Sensor: NR - 10
[5 empty] | 07-ESE-Education–SecondarySchool-LIT_INT |  | Information: NR - 1
[5 empty] | 07-ESE-Education–SecondarySchool-OFF_EQ |  | High Efficiency Motors: NR - 15
[5 empty] | 07-ESE-Education–SecondarySchool-LIT_EXT |  | Process Overhaul: NR - 20
[5 empty] | 07-ESE-Education–SecondarySchool-REFG |  | System Controls: NR - 15
07-ESE-Education–SecondarySchool-VENT
08-EUN-Education–University-COOL
[5 empty] | 08-EUN-Education–University-LIT_INT |  | RESIDENTIAL MEASURES
[5 empty] | 08-EUN-Education–University-OFF_EQ |  | ****************************************************************
[5 empty] | 08-EUN-Education–University-LIT_EXT |  | T8 Fixtures ; lamp or ballast: Res - 15
[5 empty] | 08-EUN-Education–University-REFG |  | Pin based CFL Fixture: Res - 16
[5 empty] | 08-EUN-Education–University-VENT |  | CFL: Indoor Screw in: Res - 9.4
[5 empty] | 09-GRO-Grocery-COOL |  | CFL: Outdoor Screw in: Res - 7
[5 empty] | 09-GRO-Grocery-LIT_INT |  | Torchiere: Res - 9
09-GRO-Grocery-OFF_EQ
[5 empty] | 09-GRO-Grocery-LIT_EXT |  | Air Conditioners with SEER >= 11.0: Res - 18
[5 empty] | 09-GRO-Grocery-REFG |  | Central Air Conditioners: Res - 18
[5 empty] | 09-GRO-Grocery-VENT |  | Duct Testing: Res NC - 18
[5 empty] | 10-HSP-Health/Medical–Hospital-COOL |  | High Energy Efficiency Ducts: Res - 18
[5 empty] | 10-HSP-Health/Medical–Hospital-LIT_INT |  | Whole House Fan: Res - 15
[5 empty] | 10-HSP-Health/Medical–Hospital-OFF_EQ |  | Evaporative Cooler: Res - 15
[5 empty] | 10-HSP-Health/Medical–Hospital-LIT_EXT |  | Glazing - Low E Double / Low Shade Coefficient: Res - 20
[5 empty] | 10-HSP-Health/Medical–Hospital-REFG |  | Heat Pump - Electric: Res - 15
[5 empty] | 10-HSP-Health/Medical–Hospital-VENT |  | Insulation - Ceiling / Floor / Walls: Res - 20
[5 empty] | 11-HTL-Lodging–Hotel(GuestRooms)-COOL |  | A/C with Integrated Water Heating: Res - 10
[5 empty] | 11-HTL-Lodging–Hotel(GuestRooms)-LIT_INT |  | Programmable Thermostat: Res - 12
11-HTL-Lodging–Hotel(GuestRooms)-OFF_EQ
[5 empty] | 11-HTL-Lodging–Hotel(GuestRooms)-LIT_EXT |  | Audits: Res - 3
[5 empty] | 11-HTL-Lodging–Hotel(GuestRooms)-REFG |  | Gas Cooktops: Res - 20
[5 empty] | 11-HTL-Lodging–Hotel(GuestRooms)-VENT |  | Gas Dryer Stub: Res - 18
[5 empty] | 12-MBT-Manufacturing–Bio/Tech-AG_PUMP |  | Energy-Efficient Furnaces: Res - 18
12-MBT-Manufacturing–Bio/Tech-COMP_AIR
[5 empty] | 12-MBT-Manufacturing–Bio/Tech-COOL |  | Refrigerator Recycling: Res - 10
[5 empty] | 12-MBT-Manufacturing–Bio/Tech-LIGHT |  | Refrigerator - Energy Efficient; 20% more efficient: Res - 18
[5 empty] | 12-MBT-Manufacturing–Bio/Tech-MOTOR |  | Refrigerators: Res - 18
12-MBT-Manufacturing–Bio/Tech-PROC_OTH
13-MFM-ResidentialMulti-family-CL_DRY
[5 empty] | 13-MFM-ResidentialMulti-family-CL_WASH |  | GENERIC USEFUL LIVES:
[5 empty] | 13-MFM-ResidentialMulti-family-DSH_WASH |  | ****************************************************************
[5 empty] | 13-MFM-ResidentialMulti-family-FREEZ |  | 0.1
[5 empty] | 13-MFM-ResidentialMulti-family-LIGHT |  | 0.2
[5 empty] | 13-MFM-ResidentialMulti-family-POOL_PMP |  | 0.3
[5 empty] | 13-MFM-ResidentialMulti-family-REFG |  | 0.4
[5 empty] | 13-MFM-ResidentialMulti-family-SP_COOL |  | 0.5
[5 empty] | 13-MFM-ResidentialMulti-family-SP_HEAT |  | 0.6
[5 empty] | 13-MFM-ResidentialMulti-family-WAT_HEAT |  | 0.7
[5 empty] | 14-MLI-Manufacturing–LightIndustry-AG_PUMP |  | 0.8
[5 empty] | 14-MLI-Manufacturing–LightIndustry-COMP_AIR |  | 0.9
[5 empty] | 14-MLI-Manufacturing–LightIndustry-COOL |  | 1
[5 empty] | 14-MLI-Manufacturing–LightIndustry-LIGHT |  | 1.1
[5 empty] | 14-MLI-Manufacturing–LightIndustry-MOTOR |  | 1.2
[5 empty] | 14-MLI-Manufacturing–LightIndustry-PROC_OTH |  | 1.3
[5 empty] | 15-MTL-Lodging–Motel-COOL |  | 1.4
[5 empty] | 15-MTL-Lodging–Motel-LIT_INT |  | 1.5
[5 empty] | 15-MTL-Lodging–Motel-OFF_EQ |  | 1.6
[5 empty] | 15-MTL-Lodging–Motel-LIT_EXT |  | 1.7
[5 empty] | 15-MTL-Lodging–Motel-REFG |  | 1.8
[5 empty] | 15-MTL-Lodging–Motel-VENT |  | 1.9
[5 empty] | 16-NRS-Health/Medical–Clinic-COOL |  | 2
[5 empty] | 16-NRS-Health/Medical–Clinic-LIT_INT |  | 2.1
[5 empty] | 16-NRS-Health/Medical–Clinic-OFF_EQ |  | 2.2
[5 empty] | 16-NRS-Health/Medical–Clinic-LIT_EXT |  | 2.3
[5 empty] | 16-NRS-Health/Medical–Clinic-REFG |  | 2.4
[5 empty] | 16-NRS-Health/Medical–Clinic-VENT |  | 2.5
[5 empty] | 17-OFL-Office–Large-Cooling |  | 2.6
[5 empty] | 17-OFL-Office–Large-ExtLight |  | 2.7
[5 empty] | 17-OFL-Office–Large-IntLight |  | 2.8
[5 empty] | 17-OFL-Office–Large-OffEquip |  | 2.9
[5 empty] | 17-OFL-Office–Large-Refrig |  | 3
[5 empty] | 17-OFL-Office–Large-Vent/Fan |  | 3.1
[5 empty] | 18-OFS-Office–Small-Cooling |  | 3.2
[5 empty] | 18-OFS-Office–Small-ExtLight |  | 3.3
[5 empty] | 18-OFS-Office–Small-IntLight |  | 3.4
[5 empty] | 18-OFS-Office–Small-OffEquip |  | 3.5
[5 empty] | 18-OFS-Office–Small-Refrig |  | 3.6
[5 empty] | 18-OFS-Office–Small-Vent/Fan |  | 3.7
[5 empty] | 19-RES-AllResidential-CL_DRY |  | 3.8
[5 empty] | 19-RES-AllResidential-CL_WASH |  | 3.9
[5 empty] | 19-RES-AllResidential-DSH_WASH |  | 4
[5 empty] | 19-RES-AllResidential-FREEZ |  | 4.1
[5 empty] | 19-RES-AllResidential-LIGHT |  | 4.2
[5 empty] | 19-RES-AllResidential-POOL_PMP |  | 4.3
[5 empty] | 19-RES-AllResidential-REFG |  | 4.4
[5 empty] | 19-RES-AllResidential-SP_COOL |  | 4.5
[5 empty] | 19-RES-AllResidential-SP_HEAT |  | 4.6
[5 empty] | 19-RES-AllResidential-WAT_HEAT |  | 4.7
[5 empty] | 20-RFF-Restaurant–FastFood-Cooling |  | 4.8
[5 empty] | 20-RFF-Restaurant–FastFood-ExtLight |  | 4.9
[5 empty] | 20-RFF-Restaurant–FastFood-IntLight |  | 5
[5 empty] | 20-RFF-Restaurant–FastFood-OffEquip |  | 5.1
[5 empty] | 20-RFF-Restaurant–FastFood-Refrig |  | 5.2
[5 empty] | 20-RFF-Restaurant–FastFood-Vent/Fan |  | 5.3
[5 empty] | 21-RSD-Restaurant–SitDown-COOL |  | 5.4
[5 empty] | 21-RSD-Restaurant–SitDown-LIT_INT |  | 5.5
[5 empty] | 21-RSD-Restaurant–SitDown-OFF_EQ |  | 5.6
[5 empty] | 21-RSD-Restaurant–SitDown-LIT_EXT |  | 5.7
[5 empty] | 21-RSD-Restaurant–SitDown-PROC_OTH |  | 5.8
[5 empty] | 21-RSD-Restaurant–SitDown-REFG |  | 5.9
[5 empty] | 21-RSD-Restaurant–SitDown-VENT |  | 6
[5 empty] | 22-RT3-Retail–3StoryLarge-COOL |  | 6.1
[5 empty] | 22-RT3-Retail–3StoryLarge-LIT_INT |  | 6.2
[5 empty] | 22-RT3-Retail–3StoryLarge-OFF_EQ |  | 6.3
[5 empty] | 22-RT3-Retail–3StoryLarge-LIT_EXT |  | 6.4
[5 empty] | 22-RT3-Retail–3StoryLarge-REFG |  | 6.5
[5 empty] | 22-RT3-Retail–3StoryLarge-VENT |  | 6.6
[5 empty] | 23-RTL-Retail–SingleStorylarge-COOL |  | 6.7
[5 empty] | 23-RTL-Retail–SingleStorylarge-LIT_INT |  | 6.8
[5 empty] | 23-RTL-Retail–SingleStorylarge-OFF_EQ |  | 6.9
[5 empty] | 23-RTL-Retail–SingleStorylarge-LIT_EXT |  | 7
[5 empty] | 23-RTL-Retail–SingleStorylarge-REFG |  | 7.1
[5 empty] | 23-RTL-Retail–SingleStorylarge-VENT |  | 7.2
[5 empty] | 24-RTS-Retail–Small-COOL |  | 7.3
[5 empty] | 24-RTS-Retail–Small-LIT_INT |  | 7.4
[5 empty] | 24-RTS-Retail–Small-OFF_EQ |  | 7.5
[5 empty] | 24-RTS-Retail–Small-LIT_EXT |  | 7.6
[5 empty] | 24-RTS-Retail–Small-REFG |  | 7.7
[5 empty] | 24-RTS-Retail–Small-VENT |  | 7.8
[5 empty] | 25-SCN-Storage–Conditioned-Cooling |  | 7.9
[5 empty] | 25-SCN-Storage–Conditioned-Exit |  | 8
[5 empty] | 25-SCN-Storage–Conditioned-ExtLight |  | 8.1
[5 empty] | 26-SFM-ResidentialSingleFamily-CL_DRY |  | 8.2
[5 empty] | 26-SFM-ResidentialSingleFamily-CL_WASH |  | 8.3
[5 empty] | 26-SFM-ResidentialSingleFamily-DSH_WASH |  | 8.4
[5 empty] | 26-SFM-ResidentialSingleFamily-FREEZ |  | 8.5
[5 empty] | 26-SFM-ResidentialSingleFamily-LIGHT |  | 8.6
[5 empty] | 26-SFM-ResidentialSingleFamily-POOL_PMP |  | 8.7
[5 empty] | 26-SFM-ResidentialSingleFamily-REFG |  | 8.8
[5 empty] | 26-SFM-ResidentialSingleFamily-SP_COOL |  | 8.9
[5 empty] | 26-SFM-ResidentialSingleFamily-SP_HEAT |  | 9
[5 empty] | 26-SFM-ResidentialSingleFamily-WAT_HEAT |  | 9.1
[5 empty] | 27-SMO-ResidentialMobileHome–SingleWide-CL_DRY |  | 9.2
[5 empty] | 27-SMO-ResidentialMobileHome–SingleWide-CL_WASH |  | 9.3
[5 empty] | 27-SMO-ResidentialMobileHome–SingleWide-DSH_WASH |  | 9.4
[5 empty] | 27-SMO-ResidentialMobileHome–SingleWide-FREEZ |  | 9.5
[5 empty] | 27-SMO-ResidentialMobileHome–SingleWide-LIGHT |  | 9.6
[5 empty] | 27-SMO-ResidentialMobileHome–SingleWide-POOL_PMP |  | 9.7
[5 empty] | 27-SMO-ResidentialMobileHome–SingleWide-REFG |  | 9.8
[5 empty] | 27-SMO-ResidentialMobileHome–SingleWide-SP_COOL |  | 9.9
[5 empty] | 27-SMO-ResidentialMobileHome–SingleWide-SP_HEAT |  | 10
[5 empty] | 27-SMO-ResidentialMobileHome–SingleWide-WAT_HEAT |  | 10.1
[5 empty] | 28-SUN-Storage–Unconditioned-Exit |  | 10.2
[5 empty] | 28-SUN-Storage–Unconditioned-ExtLight |  | 10.3
[5 empty] | 29-WRF-Storage–Refrigerated-Cooling |  | 10.4
[5 empty] | 29-WRF-Storage–Refrigerated-Exit |  | 10.5
[5 empty] | 29-WRF-Storage–Refrigerated-ExtLight |  | 10.6
[5 empty] | 30-S20-SIC20Food&KindredProducts-AG_PUMP |  | 10.7
[5 empty] | 30-S20-SIC20Food&KindredProducts-COMP_AIR |  | 10.8
[5 empty] | 30-S20-SIC20Food&KindredProducts-COOL |  | 10.9
[5 empty] | 30-S20-SIC20Food&KindredProducts-LIGHT |  | 11
[5 empty] | 30-S20-SIC20Food&KindredProducts-MOTOR |  | 11.1
[5 empty] | 30-S20-SIC20Food&KindredProducts-PROC_OTH |  | 11.2
[5 empty] | 31-S26-SIC26Paper&AlliedProducts-AG_PUMP |  | 11.3
[5 empty] | 31-S26-SIC26Paper&AlliedProducts-COMP_AIR |  | 11.4
[5 empty] | 31-S26-SIC26Paper&AlliedProducts-COOL |  | 11.5
[5 empty] | 31-S26-SIC26Paper&AlliedProducts-LIGHT |  | 11.6
[5 empty] | 31-S26-SIC26Paper&AlliedProducts-MOTOR |  | 11.7
[5 empty] | 31-S26-SIC26Paper&AlliedProducts-PROC_OTH |  | 11.8
[5 empty] | 32-S28-SIC28Chemicals&AlliedProducts-AG_PUMP |  | 11.9
[5 empty] | 32-S28-SIC28Chemicals&AlliedProducts-COMP_AIR |  | 12
[5 empty] | 32-S28-SIC28Chemicals&AlliedProducts-COOL |  | 12.1
[5 empty] | 32-S28-SIC28Chemicals&AlliedProducts-LIGHT |  | 12.2
[5 empty] | 32-S28-SIC28Chemicals&AlliedProducts-MOTOR |  | 12.3
[5 empty] | 32-S28-SIC28Chemicals&AlliedProducts-PROC_OTH |  | 12.4
[5 empty] | 33-S29-SIC29Petroleum&CoalProducts-AG_PUMP |  | 12.5
[5 empty] | 33-S29-SIC29Petroleum&CoalProducts-COMP_AIR |  | 12.6
[5 empty] | 33-S29-SIC29Petroleum&CoalProducts-COOL |  | 12.7
[5 empty] | 33-S29-SIC29Petroleum&CoalProducts-LIGHT |  | 12.8
[5 empty] | 33-S29-SIC29Petroleum&CoalProducts-MOTOR |  | 12.9
[5 empty] | 33-S29-SIC29Petroleum&CoalProducts-PROC_OTH |  | 13
[5 empty] | 34-S33-SIC33Metals-AG_PUMP |  | 13.1
[5 empty] | 34-S33-SIC33Metals-COMP_AIR |  | 13.2
[5 empty] | 34-S33-SIC33Metals-COOL |  | 13.3
[5 empty] | 34-S33-SIC33Metals-LIGHT |  | 13.4
[5 empty] | 34-S33-SIC33Metals-MOTOR |  | 13.5
[5 empty] | 34-S33-SIC33Metals-PROC_OTH |  | 13.6
[5 empty] | 35-OTI-OtherIndustrial-AG_PUMP |  | 13.7
[5 empty] | 35-OTI-OtherIndustrial-COMP_AIR |  | 13.8
[5 empty] | 35-OTI-OtherIndustrial-COOL |  | 13.9
[5 empty] | 35-OTI-OtherIndustrial-LIGHT |  | 14
[5 empty] | 35-OTI-OtherIndustrial-MOTOR |  | 14.1
[5 empty] | 35-OTI-OtherIndustrial-PROC_OTH |  | 14.2
[5 empty] | 36-GST-Lodging-GuestRooms-Cooling |  | 14.3
[5 empty] | 36-GST-Lodging-GuestRooms-ExtLight |  | 14.4
[5 empty] | 36-GST-Lodging-GuestRooms-IntLight |  | 14.5
[5 empty] | 36-GST-Lodging-GuestRooms-OffEquip |  | 14.6
[5 empty] | 36-GST-Lodging-GuestRooms-Refrig |  | 14.7
[5 empty] | 36-GST-Lodging-GuestRooms-Vent/Fan |  | 14.8
14.9
15
15.1
15.2
15.3
15.4
15.5
15.6
15.7
15.8
15.9
16
16.1
16.2
16.3
16.4
16.5
16.6
16.7
16.8
16.9
17
17.1
17.2
17.3
17.4
17.5
17.6
17.7
17.8
17.9
18
18.1
18.2
18.3
18.4
18.5
18.6
18.7
18.8
18.9
19
19.1
19.2
19.3
19.4
19.5
19.6
19.7
19.8
19.9
20
21
22
23
24
25
26
27
28
29
30
Last Row Used is above