## Export
PROGRAM NAME | 0
BUDGET
Administrative Costs
Overhead and G&A | 0
Other Administrative Costs | 0
Marketing/Outreach | 0
Direct Implementation
d.i. User Input Incentive (No rebates) | 0
d.ii. Rebate | 118513.759
d.iii. Direct Install Labor | 0
d.iv. Direct Install Materials | 0
d.v. Upstream payments | 0
Activity | 0
Installation | 0
Hardware & Materials | 0
Rebate Processing & Inspection | 0
EM&V Costs | 0
Budget | 118513.759
Costs recovered from other sources | 0
Budget (plus other costs) | 118513.759
PROGRAM IMPACTS
Program Reductions for Measures installed through 2011
User Entered kW (kW) | 201.1784
Net Jul-Sept Peak (kW) | 219.6554
Net Dec-Feb Peak (kW) | 22.4536
Net NCP (kW) | 396.9691
Net CEC (kW) | 0
Annual Net kWh | 282395.9743
Lifecycle Net kWh | 2024664.325
Annual Net Therms | 1214.2511
Lifecycle Net Therms | 22112.4006
Cost Effectiveness for all measures installed through 2015
TRC
Costs | 89639.2365
Electric Benefits | 333396.2315
Gas Benefits | 12035.557
Net Benefits (NPV) | 255792.552
BC Ratio | 3.8536
PAC
Costs | 109060.0782
Electric Benefits | 333396.2315
Gas Benefits | 12035.557
Net Benefits (NPV) | 236371.7103
BC Ratio | 3.1674
Levelized Cost
Levelized Cost TRC ($/kWh )
Discounted kWh | 1381397.5863
Cost | 0.06269
Benefits | 0.24135
Benefit-Cost | 0.17866
Levelized Cost PAC ($/kWh)
Discounted kWh | 1381397.5863
Cost | 0.074991
Benefits | 0.24135
Benefit-Cost | 0.16636
Levelized Cost TRC ($/therm)
Discounted Therms | 11124.0925
Cost | 0.24521
Benefits | 1.0819
Benefit-Cost | 0.83673
Levelized Cost PAC ($/therm)
Discounted Therms | 11124.0925
Cost | 0.45757
Benefits | 1.0819
Benefit-Cost | 0.62436
Emission Annual Reductions (2009-2011) |  | Energy Division File sheet "Attachment II" Total Electricity and Gas Emission Reductions
Electric Annual CO2 (tons) - 2009 | 163.2004 |  | 2009 | 2010 | 2011 | 2012 | 2013 | 2014 | 2015
2010 | 0 |  | Total | Total | Total | Total | Total | Total | Total
2011 | 0 | Annual CO2 Emission Reductions (tons) | 170.3037 | 0 | 0 | 0 | 0 | 0 | 0
Electric Lifecycle CO2 (tons) - 2009 | 1171.6797 | Lifecycle CO2 Emission Reductions (tons) | 1301.0372 | 0 | 0 | 0 | 0 | 0 | 0
2010 | 0 | Annual NOx Emission Reductions (tons) | 0.027829 | 0 | 0 | 0 | 0 | 0 | 0
2011 | 0 | Lifecycle NOx Emission Reductions (tons) | 0.26158 | 0 | 0 | 0 | 0 | 0 | 0
Electric Annual NOX (tons) - 2009 | 0.022244 | Annual SO2 Emission Reductions (tons)
2010 | 0 | Lifecycle SO2 Emission Reductions (tons)
2011 | 0
Electric Lifecycle NOX (tons) - 2009 | 0.15987
2010 | 0
2011 | 0
Electric Annual SO2 (lbs) - 2009
2010
2011
Electric Lifecycle SO2 (lbs) - 2009
2010
2011
Gas Annual CO2 (tons) - 2009 | 7.1034
2010 | 0
2011 | 0
Gas Lifecycle CO2 (tons) - 2009 | 129.3575
2010 | 0
2011 | 0
Gas Annual NOX (tons) - 2009 | 0.0055856
2010 | 0
2011 | 0
Gas Lifecycle NOX (tons) - 2009 | 0.10172
2010 | 0
2011 | 0
Gas Annual SO2 (lbs) - 2009
2010
2011
Gas Lifecycle SO2 (lbs) - 2009
2010
2011
Data below not currently used in Energy Division workbook
Levelized Cost RIM ($/therm)
Discounted Therms | 11124.0925
Cost | 0.34159
Benefits | 1.0819
Benefit-Cost | 0.74035
Levelized Cost RIM ($/kWh)
Discounted kWh | 1381397.5863
Cost | 0.076198
Benefits | 0.24135
Benefit-Cost | 0.74035
RIM
Costs | 109060.0782
Electric Benefits | 333396.2315
Gas Benefits | 12035.557
Net Benefits (NPV) | 236371.7103
BC Ratio | 3.1674
Impacts for all programs installed trhough 2019
Net July-Sept Peak (kW)
Clothes Dryer | 0
Clothes Washer | 0
Consumer Electronics | 0
Cooking | 0
Dishwasher | 0
Net Dec-Feb Pk (kW)
Clothes Dryer | 0
Clothes Washer | 0
Consumer Electronics | 0
Cooking | 0
Dishwasher | 0
0
Clothes Dryer | 0
Clothes Washer | 0
Consumer Electronics | 0
Cooking | 0
Dishwasher | 0
Annual Net kWh
Clothes Dryer | 0
Clothes Washer | 0
Consumer Electronics | 0
Cooking | 0
Dishwasher | 0
Lifecycle Net kWh
Clothes Dryer | 0
Clothes Washer | 0
Consumer Electronics | 0
Cooking | 0
Dishwasher | 0
Annual Net Therms
Clothes Dryer | 0
Clothes Washer | 0
Consumer Electronics | 0
Cooking | 0
Dishwasher | 0
Lifecycle Net Therms
Clothes Dryer | 0
Clothes Washer | 0
Consumer Electronics | 0
Cooking | 0
Dishwasher | 0

## Output by Measure
0
0
SDG&E | [7 empty] | Levelized Benefits less Costs (TRC) |  |  |  | Levelized Benefits less Costs (PAC) |  |  |  | Benefit Cost Ratios
Net Impacts by Measure | [7 empty] | No Allocated Admin |  | w/ Allocated Admin |  | No Allocated Admin |  | w/ Allocated Admin |  | No Allocated Admin |  | w/ Allocated Admin
| Net Avg Jul-Sep (kW) | Net Dec-Feb Pk (kW) | Net User Entered kW | Annual kWh adj for Net to gross | Lifecycle kWh (Annual * Measure Life) | Annual Therms | Lifecycle Therms | Electric ($/kWh) | Gas ($/Th) | Electric ($/kWh) | Gas ($/Th) | Electric ($/kWh) | Gas ($/Th) | Electric ($/kWh) | Gas ($/Th) | TRC | PAC | TRC | PAC
Total or Average | 219.6554 | 22.4536 | 201.1784 | 282395.9743 | 2024664.325 | 1214.2511 | 22112.4006 | 0.17866 | 0.83673 | 0.17866 | 0.83673 | 0.16636 | 0.62436 | 0.16636 | 0.62436
267002-High Refrigerant Charge Adjustment (>= ±20% rated charge) Resid SF CZ10 Vint04 | 1.105 | 0.010347 | 0.8895 | 802.5069 | 8025.069 | -0.3045 | -3.045 | 0.27737 | 0.98982 | 0.27737 | 0.98982 | 0.27295 | 0.98982 | 0.27295 | 0.98982 | 5.7813 | 5.3713 | 5.7813 | 5.3713
267040-Residential Condensor Coil Cleaning Resid SF CZ10 VintAll | 0.28997 | 0.0027153 | 0.27799 | 210.6 | 631.8 | 0 | 0 | 0.22746 | 0 | 0.22746 | 0 | 0.22746 | 0 | 0.22746 | 0 | 3.6572 | 3.6572 | 3.6572 | 3.6572
267002-High Refrigerant Charge Adjustment (>= ±20% rated charge) Resid SF CZ10 Vint04 | 0.88396 | 0.0082775 | 0.7116 | 642.0055 | 6420.0552 | -0.2436 | -2.436 | 0.27737 | 0.98982 | 0.27737 | 0.98982 | 0.27295 | 0.98982 | 0.27295 | 0.98982 | 5.7813 | 5.3713 | 5.7813 | 5.3713
267040-Residential Condensor Coil Cleaning Resid SF CZ10 VintAll | 0.28997 | 0.0027153 | 0.27799 | 210.6 | 631.8 | 0 | 0 | 0.22746 | 0 | 0.22746 | 0 | 0.22746 | 0 | 0.22746 | 0 | 3.6572 | 3.6572 | 3.6572 | 3.6572
267040-Residential Condensor Coil Cleaning Resid SF CZ10 VintAll | 0.28997 | 0.0027153 | 0.27799 | 210.6 | 631.8 | 0 | 0 | 0.22746 | 0 | 0.22746 | 0 | 0.22746 | 0 | 0.22746 | 0 | 3.6572 | 3.6572 | 3.6572 | 3.6572
267002-High Refrigerant Charge Adjustment (>= ±20% rated charge) Resid SF CZ10 Vint04 | 0.88396 | 0.0082775 | 0.7116 | 642.0055 | 6420.0552 | -0.2436 | -2.436 | 0.27737 | 0.98982 | 0.27737 | 0.98982 | 0.27295 | 0.98982 | 0.27295 | 0.98982 | 5.7813 | 5.3713 | 5.7813 | 5.3713
267040-Residential Condensor Coil Cleaning Resid SF CZ10 VintAll | 0.28997 | 0.0027153 | 0.27799 | 210.6 | 631.8 | 0 | 0 | 0.22746 | 0 | 0.22746 | 0 | 0.22746 | 0 | 0.22746 | 0 | 3.6572 | 3.6572 | 3.6572 | 3.6572
267001-High Refrigerant Charge Adjustment (>= ±20% rated charge) Resid SFCZ10 Vint03 | 0.53365 | 0.0049972 | 0.28557 | 387.5804 | 3875.8044 | -0.10395 | -1.0395 | 0.28732 | 0.98982 | 0.28732 | 0.98982 | 0.28366 | 0.98982 | 0.28366 | 0.98982 | 6.9827 | 6.4875 | 6.9827 | 6.4875
267040-Residential Condensor Coil Cleaning Resid SF CZ10 VintAll | 0.28997 | 0.0027153 | 0.27799 | 210.6 | 631.8 | 0 | 0 | 0.22746 | 0 | 0.22746 | 0 | 0.22746 | 0 | 0.22746 | 0 | 3.6572 | 3.6572 | 3.6572 | 3.6572
267042-Residential Condensor Coil Cleaning Resid MF CZ10 VintAll | 0.19331 | 0.0018102 | 0.18533 | 140.4 | 421.2 | 0 | 0 | 0.18466 | 0 | 0.18466 | 0 | 0.18466 | 0 | 0.18466 | 0 | 2.4381 | 2.4381 | 2.4381 | 2.4381
267035-High Refrigerant Charge Adjustment (>= ±20% rated charge) Resid MF CZ10 Vint01 | 0.12942 | 0.0012119 | 0.15398 | 93.9931 | 939.9312 | -0.028945 | -0.28945 | 0.22312 | 0.98982 | 0.22312 | 0.98982 | 0.17559 | 0.98982 | 0.17559 | 0.98982 | 2.9862 | 2.0975 | 2.9862 | 2.0975
267042-Residential Condensor Coil Cleaning Resid MF CZ10 VintAll | 0.19331 | 0.0018102 | 0.18533 | 140.4 | 421.2 | 0 | 0 | 0.18466 | 0 | 0.18466 | 0 | 0.18466 | 0 | 0.18466 | 0 | 2.4381 | 2.4381 | 2.4381 | 2.4381
267033-High Refrigerant Charge Adjustment (>= ±20% rated charge) Resid MF CZ10 Vint04 | 0.18391 | 0.0017222 | 0.17637 | 133.5719 | 1335.7188 | -0.082065 | -0.82065 | 0.25636 | 0.98982 | 0.25636 | 0.98982 | 0.22291 | 0.98982 | 0.22291 | 0.98982 | 4.2398 | 2.978 | 4.2398 | 2.978
267042-Residential Condensor Coil Cleaning Resid MF CZ10 VintAll | 0.19331 | 0.0018102 | 0.18533 | 140.4 | 421.2 | 0 | 0 | 0.18466 | 0 | 0.18466 | 0 | 0.18466 | 0 | 0.18466 | 0 | 2.4381 | 2.4381 | 2.4381 | 2.4381
267002-High Refrigerant Charge Adjustment (>= ±20% rated charge) Resid SF CZ10 Vint04 | 0.44198 | 0.0041388 | 0.3558 | 321.0028 | 3210.0276 | -0.1218 | -1.218 | 0.27394 | 0.98982 | 0.27394 | 0.98982 | 0.25736 | 0.98982 | 0.25736 | 0.98982 | 5.4582 | 4.2971 | 5.4582 | 4.2971
267040-Residential Condensor Coil Cleaning Resid SF CZ10 VintAll | 0.28997 | 0.0027153 | 0.27799 | 210.6 | 631.8 | 0 | 0 | 0.22746 | 0 | 0.22746 | 0 | 0.22746 | 0 | 0.22746 | 0 | 3.6572 | 3.6572 | 3.6572 | 3.6572
267002-High Refrigerant Charge Adjustment (>= ±20% rated charge) Resid SF CZ10 Vint04 | 0.66297 | 0.0062082 | 0.5337 | 481.5041 | 4815.0414 | -0.1827 | -1.827 | 0.27508 | 0.98982 | 0.27508 | 0.98982 | 0.26256 | 0.98982 | 0.26256 | 0.98982 | 5.5618 | 4.604 | 5.5618 | 4.604
267040-Residential Condensor Coil Cleaning Resid SF CZ10 VintAll | 0.28997 | 0.0027153 | 0.27799 | 210.6 | 631.8 | 0 | 0 | 0.22746 | 0 | 0.22746 | 0 | 0.22746 | 0 | 0.22746 | 0 | 3.6572 | 3.6572 | 3.6572 | 3.6572
267002-High Refrigerant Charge Adjustment (>= ±20% rated charge) Resid SF CZ10 Vint04 | 0.44198 | 0.0041388 | 0.3558 | 321.0028 | 3210.0276 | -0.1218 | -1.218 | 0.27394 | 0.98982 | 0.27394 | 0.98982 | 0.25736 | 0.98982 | 0.25736 | 0.98982 | 5.4582 | 4.2971 | 5.4582 | 4.2971
267040-Residential Condensor Coil Cleaning Resid SF CZ10 VintAll | 0.28997 | 0.0027153 | 0.27799 | 210.6 | 631.8 | 0 | 0 | 0.22746 | 0 | 0.22746 | 0 | 0.22746 | 0 | 0.22746 | 0 | 3.6572 | 3.6572 | 3.6572 | 3.6572
267001-High Refrigerant Charge Adjustment (>= ±20% rated charge) Resid SFCZ10 Vint03 | 0.53365 | 0.0049972 | 0.28557 | 387.5804 | 3875.8044 | -0.10395 | -1.0395 | 0.28732 | 0.98982 | 0.28732 | 0.98982 | 0.28366 | 0.98982 | 0.28366 | 0.98982 | 6.9827 | 6.4875 | 6.9827 | 6.4875
267040-Residential Condensor Coil Cleaning Resid SF CZ10 VintAll | 0.28997 | 0.0027153 | 0.27799 | 210.6 | 631.8 | 0 | 0 | 0.22746 | 0 | 0.22746 | 0 | 0.22746 | 0 | 0.22746 | 0 | 3.6572 | 3.6572 | 3.6572 | 3.6572
267002-High Refrigerant Charge Adjustment (>= ±20% rated charge) Resid SF CZ10 Vint04 | 1.105 | 0.010347 | 0.8895 | 802.5069 | 8025.069 | -0.3045 | -3.045 | 0.27737 | 0.98982 | 0.27737 | 0.98982 | 0.27295 | 0.98982 | 0.27295 | 0.98982 | 5.7813 | 5.3713 | 5.7813 | 5.3713
267040-Residential Condensor Coil Cleaning Resid SF CZ10 VintAll | 0.28997 | 0.0027153 | 0.27799 | 210.6 | 631.8 | 0 | 0 | 0.22746 | 0 | 0.22746 | 0 | 0.22746 | 0 | 0.22746 | 0 | 3.6572 | 3.6572 | 3.6572 | 3.6572
267003-High Refrigerant Charge Adjustment (>= ±20% rated charge) Resid SF CZ10 Vint05 | 0.69795 | 0.0065357 | 0.74491 | 506.9095 | 5069.0952 | -0.22263 | -2.2263 | 0.26193 | 0.98982 | 0.26193 | 0.98982 | 0.25633 | 0.98982 | 0.25633 | 0.98982 | 4.5639 | 4.2403 | 4.5639 | 4.2403
267040-Residential Condensor Coil Cleaning Resid SF CZ10 VintAll | 0.28997 | 0.0027153 | 0.27799 | 210.6 | 631.8 | 0 | 0 | 0.22746 | 0 | 0.22746 | 0 | 0.22746 | 0 | 0.22746 | 0 | 3.6572 | 3.6572 | 3.6572 | 3.6572
267002-High Refrigerant Charge Adjustment (>= ±20% rated charge) Resid SF CZ10 Vint04 | 1.105 | 0.010347 | 0.8895 | 802.5069 | 8025.069 | -0.3045 | -3.045 | 0.27737 | 0.98982 | 0.27737 | 0.98982 | 0.27295 | 0.98982 | 0.27295 | 0.98982 | 5.7813 | 5.3713 | 5.7813 | 5.3713
267040-Residential Condensor Coil Cleaning Resid SF CZ10 VintAll | 0.28997 | 0.0027153 | 0.27799 | 210.6 | 631.8 | 0 | 0 | 0.22746 | 0 | 0.22746 | 0 | 0.22746 | 0 | 0.22746 | 0 | 3.6572 | 3.6572 | 3.6572 | 3.6572
267002-High Refrigerant Charge Adjustment (>= ±20% rated charge) Resid SF CZ10 Vint04 | 0.88396 | 0.0082775 | 0.7116 | 642.0055 | 6420.0552 | -0.2436 | -2.436 | 0.27737 | 0.98982 | 0.27737 | 0.98982 | 0.27295 | 0.98982 | 0.27295 | 0.98982 | 5.7813 | 5.3713 | 5.7813 | 5.3713
267040-Residential Condensor Coil Cleaning Resid SF CZ10 VintAll | 0.28997 | 0.0027153 | 0.27799 | 210.6 | 631.8 | 0 | 0 | 0.22746 | 0 | 0.22746 | 0 | 0.22746 | 0 | 0.22746 | 0 | 3.6572 | 3.6572 | 3.6572 | 3.6572
267001-High Refrigerant Charge Adjustment (>= ±20% rated charge) Resid SFCZ10 Vint03 | 0.80048 | 0.0074958 | 0.42835 | 581.3707 | 5813.7066 | -0.15593 | -1.5593 | 0.28732 | 0.98982 | 0.28732 | 0.98982 | 0.28366 | 0.98982 | 0.28366 | 0.98982 | 6.9827 | 6.4875 | 6.9827 | 6.4875
267040-Residential Condensor Coil Cleaning Resid SF CZ10 VintAll | 0.28997 | 0.0027153 | 0.27799 | 210.6 | 631.8 | 0 | 0 | 0.22746 | 0 | 0.22746 | 0 | 0.22746 | 0 | 0.22746 | 0 | 3.6572 | 3.6572 | 3.6572 | 3.6572
267001-High Refrigerant Charge Adjustment (>= ±20% rated charge) Resid SFCZ10 Vint03 | 1.3341 | 0.012493 | 0.71392 | 968.9511 | 9689.511 | -0.25989 | -2.5989 | 0.28732 | 0.98982 | 0.28732 | 0.98982 | 0.28366 | 0.98982 | 0.28366 | 0.98982 | 6.9827 | 6.4875 | 6.9827 | 6.4875
267040-Residential Condensor Coil Cleaning Resid SF CZ10 VintAll | 0.28997 | 0.0027153 | 0.27799 | 210.6 | 631.8 | 0 | 0 | 0.22746 | 0 | 0.22746 | 0 | 0.22746 | 0 | 0.22746 | 0 | 3.6572 | 3.6572 | 3.6572 | 3.6572
267001-High Refrigerant Charge Adjustment (>= ±20% rated charge) Resid SFCZ10 Vint03 | 0.53365 | 0.0049972 | 0.28557 | 387.5804 | 3875.8044 | -0.10395 | -1.0395 | 0.28732 | 0.98982 | 0.28732 | 0.98982 | 0.28366 | 0.98982 | 0.28366 | 0.98982 | 6.9827 | 6.4875 | 6.9827 | 6.4875
267040-Residential Condensor Coil Cleaning Resid SF CZ10 VintAll | 0.28997 | 0.0027153 | 0.27799 | 210.6 | 631.8 | 0 | 0 | 0.22746 | 0 | 0.22746 | 0 | 0.22746 | 0 | 0.22746 | 0 | 3.6572 | 3.6572 | 3.6572 | 3.6572
267002-High Refrigerant Charge Adjustment (>= ±20% rated charge) Resid SF CZ10 Vint04 | 0.88396 | 0.0082775 | 0.7116 | 642.0055 | 6420.0552 | -0.2436 | -2.436 | 0.27737 | 0.98982 | 0.27737 | 0.98982 | 0.27295 | 0.98982 | 0.27295 | 0.98982 | 5.7813 | 5.3713 | 5.7813 | 5.3713
267040-Residential Condensor Coil Cleaning Resid SF CZ10 VintAll | 0.28997 | 0.0027153 | 0.27799 | 210.6 | 631.8 | 0 | 0 | 0.22746 | 0 | 0.22746 | 0 | 0.22746 | 0 | 0.22746 | 0 | 3.6572 | 3.6572 | 3.6572 | 3.6572
267040-Residential Condensor Coil Cleaning Resid SF CZ10 VintAll | 0.28997 | 0.0027153 | 0.27799 | 210.6 | 631.8 | 0 | 0 | 0.22746 | 0 | 0.22746 | 0 | 0.22746 | 0 | 0.22746 | 0 | 3.6572 | 3.6572 | 3.6572 | 3.6572
267002-High Refrigerant Charge Adjustment (>= ±20% rated charge) Resid SF CZ10 Vint04 | 0.66297 | 0.0062082 | 0.5337 | 481.5041 | 4815.0414 | -0.1827 | -1.827 | 0.27508 | 0.98982 | 0.27508 | 0.98982 | 0.26256 | 0.98982 | 0.26256 | 0.98982 | 5.5618 | 4.604 | 5.5618 | 4.604
267040-Residential Condensor Coil Cleaning Resid SF CZ10 VintAll | 0.28997 | 0.0027153 | 0.27799 | 210.6 | 631.8 | 0 | 0 | 0.22746 | 0 | 0.22746 | 0 | 0.22746 | 0 | 0.22746 | 0 | 3.6572 | 3.6572 | 3.6572 | 3.6572
267001-High Refrigerant Charge Adjustment (>= ±20% rated charge) Resid SFCZ10 Vint03 | 0.80048 | 0.0074958 | 0.42835 | 581.3707 | 5813.7066 | -0.15593 | -1.5593 | 0.28732 | 0.98982 | 0.28732 | 0.98982 | 0.28366 | 0.98982 | 0.28366 | 0.98982 | 6.9827 | 6.4875 | 6.9827 | 6.4875
267040-Residential Condensor Coil Cleaning Resid SF CZ10 VintAll | 0.28997 | 0.0027153 | 0.27799 | 210.6 | 631.8 | 0 | 0 | 0.22746 | 0 | 0.22746 | 0 | 0.22746 | 0 | 0.22746 | 0 | 3.6572 | 3.6572 | 3.6572 | 3.6572
267042-Residential Condensor Coil Cleaning Resid MF CZ10 VintAll | 0.19331 | 0.0018102 | 0.18533 | 140.4 | 421.2 | 0 | 0 | 0.18466 | 0 | 0.18466 | 0 | 0.18466 | 0 | 0.18466 | 0 | 2.4381 | 2.4381 | 2.4381 | 2.4381
267035-High Refrigerant Charge Adjustment (>= ±20% rated charge) Resid MF CZ10 Vint01 | 0.25883 | 0.0024238 | 0.30796 | 187.9862 | 1879.8624 | -0.057889 | -0.57889 | 0.23483 | 0.98982 | 0.23483 | 0.98982 | 0.22883 | 0.98982 | 0.22883 | 0.98982 | 3.3343 | 3.1462 | 3.3343 | 3.1462
267042-Residential Condensor Coil Cleaning Resid MF CZ10 VintAll | 0.19331 | 0.0018102 | 0.18533 | 140.4 | 421.2 | 0 | 0 | 0.18466 | 0 | 0.18466 | 0 | 0.18466 | 0 | 0.18466 | 0 | 2.4381 | 2.4381 | 2.4381 | 2.4381
267035-High Refrigerant Charge Adjustment (>= ±20% rated charge) Resid MF CZ10 Vint01 | 0.25883 | 0.0024238 | 0.30796 | 187.9862 | 1879.8624 | -0.057889 | -0.57889 | 0.23483 | 0.98982 | 0.23483 | 0.98982 | 0.22883 | 0.98982 | 0.22883 | 0.98982 | 3.3343 | 3.1462 | 3.3343 | 3.1462
267042-Residential Condensor Coil Cleaning Resid MF CZ10 VintAll | 0.19331 | 0.0018102 | 0.18533 | 140.4 | 421.2 | 0 | 0 | 0.18466 | 0 | 0.18466 | 0 | 0.18466 | 0 | 0.18466 | 0 | 2.4381 | 2.4381 | 2.4381 | 2.4381
267032-High Refrigerant Charge Adjustment (>= ±20% rated charge) Resid MF CZ10 Vint03 | 0.41917 | 0.0039251 | 0.33288 | 304.434 | 3044.34 | -0.24594 | -2.4594 | 0.27326 | 0.98982 | 0.27326 | 0.98982 | 0.26955 | 0.98982 | 0.26955 | 0.98982 | 5.3917 | 5.0877 | 5.3917 | 5.0877
267042-Residential Condensor Coil Cleaning Resid MF CZ10 VintAll | 0.19331 | 0.0018102 | 0.18533 | 140.4 | 421.2 | 0 | 0 | 0.18466 | 0 | 0.18466 | 0 | 0.18466 | 0 | 0.18466 | 0 | 2.4381 | 2.4381 | 2.4381 | 2.4381
267042-Residential Condensor Coil Cleaning Resid MF CZ10 VintAll | 0.19331 | 0.0018102 | 0.18533 | 140.4 | 421.2 | 0 | 0 | 0.18466 | 0 | 0.18466 | 0 | 0.18466 | 0 | 0.18466 | 0 | 2.4381 | 2.4381 | 2.4381 | 2.4381
267002-High Refrigerant Charge Adjustment (>= ±20% rated charge) Resid SF CZ10 Vint04 | 0.44198 | 0.0041388 | 0.3558 | 321.0028 | 3210.0276 | -0.1218 | -1.218 | 0.27394 | 0.98982 | 0.27394 | 0.98982 | 0.25736 | 0.98982 | 0.25736 | 0.98982 | 5.4582 | 4.2971 | 5.4582 | 4.2971
267040-Residential Condensor Coil Cleaning Resid SF CZ10 VintAll | 0.28997 | 0.0027153 | 0.27799 | 210.6 | 631.8 | 0 | 0 | 0.22746 | 0 | 0.22746 | 0 | 0.22746 | 0 | 0.22746 | 0 | 3.6572 | 3.6572 | 3.6572 | 3.6572
267002-High Refrigerant Charge Adjustment (>= ±20% rated charge) Resid SF CZ10 Vint04 | 0.66297 | 0.0062082 | 0.5337 | 481.5041 | 4815.0414 | -0.1827 | -1.827 | 0.27737 | 0.98982 | 0.27737 | 0.98982 | 0.27295 | 0.98982 | 0.27295 | 0.98982 | 5.7813 | 5.3713 | 5.7813 | 5.3713
267040-Residential Condensor Coil Cleaning Resid SF CZ10 VintAll | 0.28997 | 0.0027153 | 0.27799 | 210.6 | 631.8 | 0 | 0 | 0.22746 | 0 | 0.22746 | 0 | 0.22746 | 0 | 0.22746 | 0 | 3.6572 | 3.6572 | 3.6572 | 3.6572
267010-Duct Sealing (Total Leakage Reduced from 40% of AHU flow to 12%) Resid SF CZ10 Vint04 | 0.19475 | 0.0018236 | 0.18795 | 141.4397 | 2545.9153 | 8.3726 | 150.7068 | 0.23053 | 0.76932 | 0.23053 | 0.76932 | 0.12656 | 0.42237 | 0.12656 | 0.42237 | 3.4744 | 1.642 | 3.4744 | 1.642
267010-Duct Sealing (Total Leakage Reduced from 40% of AHU flow to 12%) Resid SF CZ10 Vint04 | 0.19475 | 0.0018236 | 0.18795 | 141.4397 | 2545.9153 | 8.3726 | 150.7068 | 0.22658 | 0.75616 | 0.22658 | 0.75616 | 0.10864 | 0.36256 | 0.10864 | 0.36256 | 3.3333 | 1.5052 | 3.3333 | 1.5052
267010-Duct Sealing (Total Leakage Reduced from 40% of AHU flow to 12%) Resid SF CZ10 Vint04 | 0.38949 | 0.0036472 | 0.37591 | 282.8795 | 5091.8306 | 16.7452 | 301.4135 | 0.24498 | 0.81756 | 0.24498 | 0.81756 | 0.19227 | 0.64165 | 0.19227 | 0.64165 | 4.1125 | 2.463 | 4.1125 | 2.463
267010-Duct Sealing (Total Leakage Reduced from 40% of AHU flow to 12%) Resid SF CZ10 Vint04 | 0.19475 | 0.0018236 | 0.18795 | 141.4397 | 2545.9153 | 8.3726 | 150.7068 | 0.2279 | 0.76055 | 0.2279 | 0.76055 | 0.11462 | 0.3825 | 0.11462 | 0.3825 | 3.3791 | 1.5482 | 3.3791 | 1.5482
267010-Duct Sealing (Total Leakage Reduced from 40% of AHU flow to 12%) Resid SF CZ10 Vint04 | 0.38949 | 0.0036472 | 0.37591 | 282.8795 | 5091.8306 | 16.7452 | 301.4135 | 0.23973 | 0.80002 | 0.23973 | 0.80002 | 0.16838 | 0.56191 | 0.16838 | 0.56191 | 3.8551 | 2.0841 | 3.8551 | 2.0841
267009-Duct Sealing (Total Leakage Reduced from 40% of AHU flow to 12%) Resid SF CZ10 Vint03 | 0.25213 | 0.002361 | 0.13813 | 183.1159 | 3296.0866 | 16.7075 | 300.7354 | 0.277 | 0.88053 | 0.277 | 0.88053 | 0.2156 | 0.68537 | 0.2156 | 0.68537 | 5.4094 | 2.7358 | 5.4094 | 2.7358
267009-Duct Sealing (Total Leakage Reduced from 40% of AHU flow to 12%) Resid SF CZ10 Vint03 | 0.25213 | 0.002361 | 0.13813 | 183.1159 | 3296.0866 | 16.7075 | 300.7354 | 0.27229 | 0.86555 | 0.27229 | 0.86555 | 0.19419 | 0.61729 | 0.19419 | 0.61729 | 5.032 | 2.3334 | 5.032 | 2.3334
267009-Duct Sealing (Total Leakage Reduced from 40% of AHU flow to 12%) Resid SF CZ10 Vint03 | 0.25213 | 0.002361 | 0.13813 | 183.1159 | 3296.0866 | 16.7075 | 300.7354 | 0.27606 | 0.87754 | 0.27606 | 0.87754 | 0.21132 | 0.67176 | 0.21132 | 0.67176 | 5.3294 | 2.6446 | 5.3294 | 2.6446
267010-Duct Sealing (Total Leakage Reduced from 40% of AHU flow to 12%) Resid SF CZ10 Vint04 | 0.19475 | 0.0018236 | 0.18795 | 141.4397 | 2545.9153 | 8.3726 | 150.7068 | 0.22264 | 0.743 | 0.22264 | 0.743 | 0.090721 | 0.30276 | 0.090721 | 0.30276 | 3.2033 | 1.3894 | 3.2033 | 1.3894
267010-Duct Sealing (Total Leakage Reduced from 40% of AHU flow to 12%) Resid SF CZ10 Vint04 | 0.38949 | 0.0036472 | 0.37591 | 282.8795 | 5091.8306 | 16.7452 | 301.4135 | 0.23605 | 0.78774 | 0.23605 | 0.78774 | 0.15165 | 0.50609 | 0.15165 | 0.50609 | 3.6932 | 1.8815 | 3.6932 | 1.8815
267010-Duct Sealing (Total Leakage Reduced from 40% of AHU flow to 12%) Resid SF CZ10 Vint04 | 0.19475 | 0.0018236 | 0.18795 | 141.4397 | 2545.9153 | 8.3726 | 150.7068 | 0.24235 | 0.80879 | 0.24235 | 0.80879 | 0.18033 | 0.60178 | 0.18033 | 0.60178 | 3.9796 | 2.2578 | 3.9796 | 2.2578
267009-Duct Sealing (Total Leakage Reduced from 40% of AHU flow to 12%) Resid SF CZ10 Vint03 | 0.50426 | 0.0047219 | 0.27625 | 366.2318 | 6592.1731 | 33.415 | 601.4708 | 0.27794 | 0.88353 | 0.27794 | 0.88353 | 0.21989 | 0.69899 | 0.21989 | 0.69899 | 5.4917 | 2.8335 | 5.4917 | 2.8335
267010-Duct Sealing (Total Leakage Reduced from 40% of AHU flow to 12%) Resid SF CZ10 Vint04 | 0.58424 | 0.0054709 | 0.56386 | 424.3192 | 7637.746 | 25.1178 | 452.1203 | 0.24542 | 0.81902 | 0.24542 | 0.81902 | 0.19426 | 0.6483 | 0.19426 | 0.6483 | 4.1356 | 2.5009 | 4.1356 | 2.5009
267009-Duct Sealing (Total Leakage Reduced from 40% of AHU flow to 12%) Resid SF CZ10 Vint03 | 0.25213 | 0.002361 | 0.13813 | 183.1159 | 3296.0866 | 16.7075 | 300.7354 | 0.27606 | 0.87754 | 0.27606 | 0.87754 | 0.21132 | 0.67176 | 0.21132 | 0.67176 | 5.3294 | 2.6446 | 5.3294 | 2.6446
267010-Duct Sealing (Total Leakage Reduced from 40% of AHU flow to 12%) Resid SF CZ10 Vint04 | 0.19475 | 0.0018236 | 0.18795 | 141.4397 | 2545.9153 | 8.3726 | 150.7068 | 0.23973 | 0.80002 | 0.23973 | 0.80002 | 0.16838 | 0.56191 | 0.16838 | 0.56191 | 3.8551 | 2.0841 | 3.8551 | 2.0841
267009-Duct Sealing (Total Leakage Reduced from 40% of AHU flow to 12%) Resid SF CZ10 Vint03 | 0.25213 | 0.002361 | 0.13813 | 183.1159 | 3296.0866 | 16.7075 | 300.7354 | 0.2704 | 0.85956 | 0.2704 | 0.85956 | 0.18562 | 0.59006 | 0.18562 | 0.59006 | 4.8953 | 2.2038 | 4.8953 | 2.2038
267010-Duct Sealing (Total Leakage Reduced from 40% of AHU flow to 12%) Resid SF CZ10 Vint04 | 0.38949 | 0.0036472 | 0.37591 | 282.8795 | 5091.8306 | 16.7452 | 301.4135 | 0.24761 | 0.82633 | 0.24761 | 0.82633 | 0.20422 | 0.68152 | 0.20422 | 0.68152 | 4.2546 | 2.7094 | 4.2546 | 2.7094
267010-Duct Sealing (Total Leakage Reduced from 40% of AHU flow to 12%) Resid SF CZ10 Vint04 | 0.19475 | 0.0018236 | 0.18795 | 141.4397 | 2545.9153 | 8.3726 | 150.7068 | 0.23447 | 0.78247 | 0.23447 | 0.78247 | 0.14448 | 0.48217 | 0.14448 | 0.48217 | 3.6279 | 1.8062 | 3.6279 | 1.8062
267010-Duct Sealing (Total Leakage Reduced from 40% of AHU flow to 12%) Resid SF CZ10 Vint04 | 0 | 0 | 0 | 0 | 0 | 0 | 0 | 0 | 0 | 0 | 0 | 0 | 0 | 0 | 0 | 0 | 0 | 0 | 0
267009-Duct Sealing (Total Leakage Reduced from 40% of AHU flow to 12%) Resid SF CZ10 Vint03 | 0.25213 | 0.002361 | 0.13813 | 183.1159 | 3296.0866 | 16.7075 | 300.7354 | 0.26852 | 0.85357 | 0.26852 | 0.85357 | 0.17706 | 0.56283 | 0.17706 | 0.56283 | 4.766 | 2.0878 | 4.766 | 2.0878
267009-Duct Sealing (Total Leakage Reduced from 40% of AHU flow to 12%) Resid SF CZ10 Vint03 | 0.25213 | 0.002361 | 0.13813 | 183.1159 | 3296.0866 | 16.7075 | 300.7354 | 0.277 | 0.88053 | 0.277 | 0.88053 | 0.2156 | 0.68537 | 0.2156 | 0.68537 | 5.4094 | 2.7358 | 5.4094 | 2.7358
267010-Duct Sealing (Total Leakage Reduced from 40% of AHU flow to 12%) Resid SF CZ10 Vint04 | 0.38949 | 0.0036472 | 0.37591 | 282.8795 | 5091.8306 | 16.7452 | 301.4135 | 0.24498 | 0.81756 | 0.24498 | 0.81756 | 0.19227 | 0.64165 | 0.19227 | 0.64165 | 4.1125 | 2.463 | 4.1125 | 2.463
267010-Duct Sealing (Total Leakage Reduced from 40% of AHU flow to 12%) Resid SF CZ10 Vint04 | 0.19475 | 0.0018236 | 0.18795 | 141.4397 | 2545.9153 | 8.3726 | 150.7068 | 0.22461 | 0.74958 | 0.22461 | 0.74958 | 0.099682 | 0.33266 | 0.099682 | 0.33266 | 3.267 | 1.445 | 3.267 | 1.445
267010-Duct Sealing (Total Leakage Reduced from 40% of AHU flow to 12%) Resid SF CZ10 Vint04 | 0.19475 | 0.0018236 | 0.18795 | 141.4397 | 2545.9153 | 8.3726 | 150.7068 | 0.22501 | 0.7509 | 0.22501 | 0.7509 | 0.10147 | 0.33864 | 0.10147 | 0.33864 | 3.2801 | 1.4566 | 3.2801 | 1.4566
267009-Duct Sealing (Total Leakage Reduced from 40% of AHU flow to 12%) Resid SF CZ10 Vint03 | 0.25213 | 0.002361 | 0.13813 | 183.1159 | 3296.0866 | 16.7075 | 300.7354 | 0.28161 | 0.89521 | 0.28161 | 0.89521 | 0.23659 | 0.75209 | 0.23659 | 0.75209 | 5.8385 | 3.292 | 5.8385 | 3.292
267009-Duct Sealing (Total Leakage Reduced from 40% of AHU flow to 12%) Resid SF CZ10 Vint03 | 0.25213 | 0.002361 | 0.13813 | 183.1159 | 3296.0866 | 16.7075 | 300.7354 | 0.27323 | 0.86855 | 0.27323 | 0.86855 | 0.19847 | 0.63091 | 0.19847 | 0.63091 | 5.1032 | 2.4041 | 5.1032 | 2.4041
267010-Duct Sealing (Total Leakage Reduced from 40% of AHU flow to 12%) Resid SF CZ10 Vint04 | 0.38949 | 0.0036472 | 0.37591 | 282.8795 | 5091.8306 | 16.7452 | 301.4135 | 0.24367 | 0.81317 | 0.24367 | 0.81317 | 0.1863 | 0.62172 | 0.1863 | 0.62172 | 4.045 | 2.356 | 4.045 | 2.356
267010-Duct Sealing (Total Leakage Reduced from 40% of AHU flow to 12%) Resid SF CZ10 Vint04 | 0.58424 | 0.0054709 | 0.56386 | 424.3192 | 7637.746 | 25.1178 | 452.1203 | 0.24647 | 0.82253 | 0.24647 | 0.82253 | 0.19904 | 0.66425 | 0.19904 | 0.66425 | 4.1919 | 2.5968 | 4.1919 | 2.5968
267010-Duct Sealing (Total Leakage Reduced from 40% of AHU flow to 12%) Resid SF CZ10 Vint04 | 0.38949 | 0.0036472 | 0.37591 | 282.8795 | 5091.8306 | 16.7452 | 301.4135 | 0.24761 | 0.82633 | 0.24761 | 0.82633 | 0.20422 | 0.68152 | 0.20422 | 0.68152 | 4.2546 | 2.7094 | 4.2546 | 2.7094
267009-Duct Sealing (Total Leakage Reduced from 40% of AHU flow to 12%) Resid SF CZ10 Vint03 | 0.25213 | 0.002361 | 0.13813 | 183.1159 | 3296.0866 | 16.7075 | 300.7354 | 0.27606 | 0.87754 | 0.27606 | 0.87754 | 0.21132 | 0.67176 | 0.21132 | 0.67176 | 5.3294 | 2.6446 | 5.3294 | 2.6446
267009-Duct Sealing (Total Leakage Reduced from 40% of AHU flow to 12%) Resid SF CZ10 Vint03 | 0.50426 | 0.0047219 | 0.27625 | 366.2318 | 6592.1731 | 33.415 | 601.4708 | 0.28077 | 0.89251 | 0.28077 | 0.89251 | 0.23274 | 0.73983 | 0.23274 | 0.73983 | 5.7546 | 3.1735 | 5.7546 | 3.1735
267009-Duct Sealing (Total Leakage Reduced from 40% of AHU flow to 12%) Resid SF CZ10 Vint03 | 0 | 0 | 0 | 0 | 0 | 0 | 0 | 0 | 0 | 0 | 0 | 0 | 0 | 0 | 0 | 0 | 0 | 0 | 0
267010-Duct Sealing (Total Leakage Reduced from 40% of AHU flow to 12%) Resid SF CZ10 Vint04 | 0.38949 | 0.0036472 | 0.37591 | 282.8795 | 5091.8306 | 16.7452 | 301.4135 | 0.24761 | 0.82633 | 0.24761 | 0.82633 | 0.20422 | 0.68152 | 0.20422 | 0.68152 | 4.2546 | 2.7094 | 4.2546 | 2.7094
267010-Duct Sealing (Total Leakage Reduced from 40% of AHU flow to 12%) Resid SF CZ10 Vint04 | 0.19475 | 0.0018236 | 0.18795 | 141.4397 | 2545.9153 | 8.3726 | 150.7068 | 0.24235 | 0.80879 | 0.24235 | 0.80879 | 0.18033 | 0.60178 | 0.18033 | 0.60178 | 3.9796 | 2.2578 | 3.9796 | 2.2578
267010-Duct Sealing (Total Leakage Reduced from 40% of AHU flow to 12%) Resid SF CZ10 Vint04 | 0.38949 | 0.0036472 | 0.37591 | 282.8795 | 5091.8306 | 16.7452 | 301.4135 | 0.24761 | 0.82633 | 0.24761 | 0.82633 | 0.20422 | 0.68152 | 0.20422 | 0.68152 | 4.2546 | 2.7094 | 4.2546 | 2.7094
267009-Duct Sealing (Total Leakage Reduced from 40% of AHU flow to 12%) Resid SF CZ10 Vint03 | 0.25213 | 0.002361 | 0.13813 | 183.1159 | 3296.0866 | 16.7075 | 300.7354 | 0.28359 | 0.9015 | 0.28359 | 0.9015 | 0.24559 | 0.78068 | 0.24559 | 0.78068 | 6.044 | 3.6062 | 6.044 | 3.6062
267023-Economizer Repair Com All CZ10 Vint04 | 3.6678 | 1.4632 | 0.0408 | 11271 | 56355 | 0 | 0 | 0.11515 | 0 | 0.11515 | 0 | 0.11553 | 0 | 0.11553 | 0 | 5.4536 | 5.5339 | 5.4536 | 5.5339
267019-Economizer Repair Com All CZ07 Vint04 | 1.0746 | 0.4287 | 0.01785 | 3302.25 | 16511.25 | 0 | 0 | 0.1202 | 0 | 0.1202 | 0 | 0.11926 | 0 | 0.11926 | 0 | 6.7763 | 6.4854 | 6.7763 | 6.4854
267019-Economizer Repair Com All CZ07 Vint04 | 1.5352 | 0.61243 | 0.0255 | 4717.5 | 23587.5 | 0 | 0 | 0.12042 | 0 | 0.12042 | 0 | 0.12071 | 0 | 0.12071 | 0 | 6.8479 | 6.9487 | 6.8479 | 6.9487
267020-Economizer Repair Com All CZ07 Vint05 | 3.0427 | 1.2138 | 0.048875 | 9350 | 46750 | 0 | 0 | 0.11503 | 0 | 0.11503 | 0 | 0.11541 | 0 | 0.11541 | 0 | 5.4289 | 5.5089 | 5.4289 | 5.5089
267020-Economizer Repair Com All CZ07 Vint05 | 3.0427 | 1.2138 | 0.048875 | 9350 | 46750 | 0 | 0 | 0.11503 | 0 | 0.11503 | 0 | 0.11541 | 0 | 0.11541 | 0 | 5.4289 | 5.5089 | 5.4289 | 5.5089
267020-Economizer Repair Com All CZ07 Vint05 | 0.97366 | 0.38842 | 0.01564 | 2992 | 14960 | 0 | 0 | 0.11479 | 0 | 0.11479 | 0 | 0.11381 | 0 | 0.11381 | 0 | 5.3792 | 5.1848 | 5.3792 | 5.1848
267020-Economizer Repair Com All CZ07 Vint05 | 0.60854 | 0.24277 | 0.009775 | 1870 | 9350 | 0 | 0 | 0.11503 | 0 | 0.11503 | 0 | 0.11541 | 0 | 0.11541 | 0 | 5.4289 | 5.5089 | 5.4289 | 5.5089
267045-Commercial Condensor Coil Cleaning (all units - savings at 50% of DEER) Com All CZ10 VintAll | 0.093916 | 0.037466 | 0.25935 | 288.6 | 865.8 | 0 | 0 | 0.088788 | 0 | 0.088788 | 0 | 0.088788 | 0 | 0.088788 | 0 | 2.4214 | 2.4214 | 2.4214 | 2.4214
267032-High Refrigerant Charge Adjustment (>= ±20% rated charge) Resid MF CZ10 Vint03 | 1.0479 | 0.0098129 | 0.8322 | 761.085 | 7610.85 | -0.61485 | -6.1485 | 0.27326 | 0.98982 | 0.27326 | 0.98982 | 0.26955 | 0.98982 | 0.26955 | 0.98982 | 5.3917 | 5.0877 | 5.3917 | 5.0877
267042-Residential Condensor Coil Cleaning Resid MF CZ10 VintAll | 0.19331 | 0.0018102 | 0.18533 | 140.4 | 421.2 | 0 | 0 | 0.18466 | 0 | 0.18466 | 0 | 0.18466 | 0 | 0.18466 | 0 | 2.4381 | 2.4381 | 2.4381 | 2.4381
267001-High Refrigerant Charge Adjustment (>= ±20% rated charge) Resid SFCZ10 Vint03 | 1.0673 | 0.0099944 | 0.57113 | 775.1609 | 7751.6088 | -0.20791 | -2.0791 | 0.28732 | 0.98982 | 0.28732 | 0.98982 | 0.28366 | 0.98982 | 0.28366 | 0.98982 | 6.9827 | 6.4875 | 6.9827 | 6.4875
267040-Residential Condensor Coil Cleaning Resid SF CZ10 VintAll | 0.28997 | 0.0027153 | 0.27799 | 210.6 | 631.8 | 0 | 0 | 0.22746 | 0 | 0.22746 | 0 | 0.22746 | 0 | 0.22746 | 0 | 3.6572 | 3.6572 | 3.6572 | 3.6572
267040-Residential Condensor Coil Cleaning Resid SF CZ10 VintAll | 0.28997 | 0.0027153 | 0.27799 | 210.6 | 631.8 | 0 | 0 | 0.22746 | 0 | 0.22746 | 0 | 0.22746 | 0 | 0.22746 | 0 | 3.6572 | 3.6572 | 3.6572 | 3.6572
267002-High Refrigerant Charge Adjustment (>= ±20% rated charge) Resid SF CZ10 Vint04 | 0.88396 | 0.0082775 | 0.7116 | 642.0055 | 6420.0552 | -0.2436 | -2.436 | 0.27737 | 0.98982 | 0.27737 | 0.98982 | 0.27295 | 0.98982 | 0.27295 | 0.98982 | 5.7813 | 5.3713 | 5.7813 | 5.3713
267040-Residential Condensor Coil Cleaning Resid SF CZ10 VintAll | 0.28997 | 0.0027153 | 0.27799 | 210.6 | 631.8 | 0 | 0 | 0.22746 | 0 | 0.22746 | 0 | 0.22746 | 0 | 0.22746 | 0 | 3.6572 | 3.6572 | 3.6572 | 3.6572
267003-High Refrigerant Charge Adjustment (>= ±20% rated charge) Resid SF CZ10 Vint05 | 0.87244 | 0.0081696 | 0.93113 | 633.6369 | 6336.369 | -0.27829 | -2.7829 | 0.26193 | 0.98982 | 0.26193 | 0.98982 | 0.25633 | 0.98982 | 0.25633 | 0.98982 | 4.5639 | 4.2403 | 4.5639 | 4.2403
267040-Residential Condensor Coil Cleaning Resid SF CZ10 VintAll | 0.28997 | 0.0027153 | 0.27799 | 210.6 | 631.8 | 0 | 0 | 0.22746 | 0 | 0.22746 | 0 | 0.22746 | 0 | 0.22746 | 0 | 3.6572 | 3.6572 | 3.6572 | 3.6572
267002-High Refrigerant Charge Adjustment (>= ±20% rated charge) Resid SF CZ10 Vint04 | 0.44198 | 0.0041388 | 0.3558 | 321.0028 | 3210.0276 | -0.1218 | -1.218 | 0.27394 | 0.98982 | 0.27394 | 0.98982 | 0.25736 | 0.98982 | 0.25736 | 0.98982 | 5.4582 | 4.2971 | 5.4582 | 4.2971
267040-Residential Condensor Coil Cleaning Resid SF CZ10 VintAll | 0.28997 | 0.0027153 | 0.27799 | 210.6 | 631.8 | 0 | 0 | 0.22746 | 0 | 0.22746 | 0 | 0.22746 | 0 | 0.22746 | 0 | 3.6572 | 3.6572 | 3.6572 | 3.6572
267003-High Refrigerant Charge Adjustment (>= ±20% rated charge) Resid SF CZ10 Vint05 | 0.87244 | 0.0081696 | 0.93113 | 633.6369 | 6336.369 | -0.27829 | -2.7829 | 0.26193 | 0.98982 | 0.26193 | 0.98982 | 0.25633 | 0.98982 | 0.25633 | 0.98982 | 4.5639 | 4.2403 | 4.5639 | 4.2403
267040-Residential Condensor Coil Cleaning Resid SF CZ10 VintAll | 0.28997 | 0.0027153 | 0.27799 | 210.6 | 631.8 | 0 | 0 | 0.22746 | 0 | 0.22746 | 0 | 0.22746 | 0 | 0.22746 | 0 | 3.6572 | 3.6572 | 3.6572 | 3.6572
267002-High Refrigerant Charge Adjustment (>= ±20% rated charge) Resid SF CZ10 Vint04 | 0.66297 | 0.0062082 | 0.5337 | 481.5041 | 4815.0414 | -0.1827 | -1.827 | 0.27737 | 0.98982 | 0.27737 | 0.98982 | 0.27295 | 0.98982 | 0.27295 | 0.98982 | 5.7813 | 5.3713 | 5.7813 | 5.3713
267040-Residential Condensor Coil Cleaning Resid SF CZ10 VintAll | 0.28997 | 0.0027153 | 0.27799 | 210.6 | 631.8 | 0 | 0 | 0.22746 | 0 | 0.22746 | 0 | 0.22746 | 0 | 0.22746 | 0 | 3.6572 | 3.6572 | 3.6572 | 3.6572
267001-High Refrigerant Charge Adjustment (>= ±20% rated charge) Resid SFCZ10 Vint03 | 0.53365 | 0.0049972 | 0.28557 | 387.5804 | 3875.8044 | -0.10395 | -1.0395 | 0.28732 | 0.98982 | 0.28732 | 0.98982 | 0.28366 | 0.98982 | 0.28366 | 0.98982 | 6.9827 | 6.4875 | 6.9827 | 6.4875
267040-Residential Condensor Coil Cleaning Resid SF CZ10 VintAll | 0.28997 | 0.0027153 | 0.27799 | 210.6 | 631.8 | 0 | 0 | 0.22746 | 0 | 0.22746 | 0 | 0.22746 | 0 | 0.22746 | 0 | 3.6572 | 3.6572 | 3.6572 | 3.6572
267010-Duct Sealing (Total Leakage Reduced from 40% of AHU flow to 12%) Resid SF CZ10 Vint04 | 0.38949 | 0.0036472 | 0.37591 | 282.8795 | 5091.8306 | 16.7452 | 301.4135 | 0.2463 | 0.82195 | 0.2463 | 0.82195 | 0.19825 | 0.66159 | 0.19825 | 0.66159 | 4.1824 | 2.5803 | 4.1824 | 2.5803
267010-Duct Sealing (Total Leakage Reduced from 40% of AHU flow to 12%) Resid SF CZ10 Vint04 | 0.19475 | 0.0018236 | 0.18795 | 141.4397 | 2545.9153 | 8.3726 | 150.7068 | 0.22658 | 0.75616 | 0.22658 | 0.75616 | 0.10864 | 0.36256 | 0.10864 | 0.36256 | 3.3333 | 1.5052 | 3.3333 | 1.5052
267010-Duct Sealing (Total Leakage Reduced from 40% of AHU flow to 12%) Resid SF CZ10 Vint04 | 0.19475 | 0.0018236 | 0.18795 | 141.4397 | 2545.9153 | 8.3726 | 150.7068 | 0.23184 | 0.7737 | 0.23184 | 0.7737 | 0.13254 | 0.4423 | 0.13254 | 0.4423 | 3.5241 | 1.6933 | 3.5241 | 1.6933
267009-Duct Sealing (Total Leakage Reduced from 40% of AHU flow to 12%) Resid SF CZ10 Vint03 | 0 | 0 | 0 | 0 | 0 | 0 | 0 | 0 | 0 | 0 | 0 | 0 | 0 | 0 | 0 | 0 | 0 | 0 | 0
267044-Commercial Condensor Coil Cleaning (all units - savings at 50% of DEER) Com All CZ07 VintAll | 0.19799 | 0.078983 | 0.47658 | 608.4 | 1825.2 | 0 | 0 | 0.074214 | 0 | 0.074214 | 0 | 0.074213 | 0 | 0.074213 | 0 | 1.9633 | 1.9633 | 1.9633 | 1.9633
267044-Commercial Condensor Coil Cleaning (all units - savings at 50% of DEER) Com All CZ07 VintAll | 0.38074 | 0.15189 | 0.9165 | 1170 | 3510 | 0 | 0 | 0.074214 | 0 | 0.074214 | 0 | 0.074213 | 0 | 0.074213 | 0 | 1.9633 | 1.9633 | 1.9633 | 1.9633
267044-Commercial Condensor Coil Cleaning (all units - savings at 50% of DEER) Com All CZ07 VintAll | 0.060919 | 0.024303 | 0.14664 | 187.2 | 561.6 | 0 | 0 | 0.074214 | 0 | 0.074214 | 0 | 0.074213 | 0 | 0.074213 | 0 | 1.9633 | 1.9633 | 1.9633 | 1.9633
267029-Commercial HVAC Diagnostic/Tune-up Com All CZ07 VintAll | 0.11121 | 0.044367 | 0.26633 | 341.7535 | 3417.5353 | 0 | 0 | -0.039441 | 0 | -0.039441 | 0 | -0.063572 | 0 | -0.063572 | 0 | 0.8051 | 0.71932 | 0.8051 | 0.71932
267044-Commercial Condensor Coil Cleaning (all units - savings at 50% of DEER) Com All CZ07 VintAll | 0.1523 | 0.060756 | 0.3666 | 468 | 1404 | 0 | 0 | 0.074214 | 0 | 0.074214 | 0 | 0.074213 | 0 | 0.074213 | 0 | 1.9633 | 1.9633 | 1.9633 | 1.9633
267029-Commercial HVAC Diagnostic/Tune-up Com All CZ07 VintAll | 0.022243 | 0.0088734 | 0.053265 | 68.3507 | 683.5071 | 0 | 0 | -0.047934 | 0 | -0.047934 | 0 | -0.12019 | 0 | -0.12019 | 0 | 0.77267 | 0.57546 | 0.77267 | 0.57546
267044-Commercial Condensor Coil Cleaning (all units - savings at 50% of DEER) Com All CZ07 VintAll | 0.030459 | 0.012151 | 0.07332 | 93.6 | 280.8 | 0 | 0 | 0.069977 | 0 | 0.069977 | 0 | 0.054952 | 0 | 0.054952 | 0 | 1.861 | 1.5706 | 1.861 | 1.5706
267044-Commercial Condensor Coil Cleaning (all units - savings at 50% of DEER) Com All CZ07 VintAll | 0.045689 | 0.018227 | 0.10998 | 140.4 | 421.2 | 0 | 0 | 0.074214 | 0 | 0.074214 | 0 | 0.074213 | 0 | 0.074213 | 0 | 1.9633 | 1.9633 | 1.9633 | 1.9633
267044-Commercial Condensor Coil Cleaning (all units - savings at 50% of DEER) Com All CZ07 VintAll | 0.045689 | 0.018227 | 0.10998 | 140.4 | 421.2 | 0 | 0 | 0.074214 | 0 | 0.074214 | 0 | 0.074213 | 0 | 0.074213 | 0 | 1.9633 | 1.9633 | 1.9633 | 1.9633
267029-Commercial HVAC Diagnostic/Tune-up Com All CZ07 VintAll | 0.044485 | 0.017747 | 0.10653 | 136.7014 | 1367.0141 | 0 | 0 | -0.039441 | 0 | -0.039441 | 0 | -0.063572 | 0 | -0.063572 | 0 | 0.8051 | 0.71932 | 0.8051 | 0.71932
267044-Commercial Condensor Coil Cleaning (all units - savings at 50% of DEER) Com All CZ07 VintAll | 0.060919 | 0.024303 | 0.14664 | 187.2 | 561.6 | 0 | 0 | 0.074214 | 0 | 0.074214 | 0 | 0.074213 | 0 | 0.074213 | 0 | 1.9633 | 1.9633 | 1.9633 | 1.9633
267030-Commercial HVAC Diagnostic/Tune-up Com All CZ10 VintAll | 0.15864 | 0.063287 | 0.3417 | 487.492 | 4874.92 | 0 | 0 | 0.10917 | 0 | 0.10917 | 0 | 0.099408 | 0 | 0.099408 | 0 | 3.031 | 2.5652 | 3.031 | 2.5652
267045-Commercial Condensor Coil Cleaning (all units - savings at 50% of DEER) Com All CZ10 VintAll | 0.075133 | 0.029973 | 0.20748 | 230.88 | 692.64 | 0 | 0 | 0.088788 | 0 | 0.088788 | 0 | 0.088788 | 0 | 0.088788 | 0 | 2.4214 | 2.4214 | 2.4214 | 2.4214
267030-Commercial HVAC Diagnostic/Tune-up Com All CZ10 VintAll | 0.15864 | 0.063287 | 0.3417 | 487.492 | 4874.92 | 0 | 0 | 0.10917 | 0 | 0.10917 | 0 | 0.099408 | 0 | 0.099408 | 0 | 3.031 | 2.5652 | 3.031 | 2.5652
267045-Commercial Condensor Coil Cleaning (all units - savings at 50% of DEER) Com All CZ10 VintAll | 0.075133 | 0.029973 | 0.20748 | 230.88 | 692.64 | 0 | 0 | 0.088788 | 0 | 0.088788 | 0 | 0.088788 | 0 | 0.088788 | 0 | 2.4214 | 2.4214 | 2.4214 | 2.4214
267030-Commercial HVAC Diagnostic/Tune-up Com All CZ10 VintAll | 0.1983 | 0.079108 | 0.42712 | 609.365 | 6093.65 | 0 | 0 | 0.10917 | 0 | 0.10917 | 0 | 0.099408 | 0 | 0.099408 | 0 | 3.031 | 2.5652 | 3.031 | 2.5652
267045-Commercial Condensor Coil Cleaning (all units - savings at 50% of DEER) Com All CZ10 VintAll | 0.093916 | 0.037466 | 0.25935 | 288.6 | 865.8 | 0 | 0 | 0.088788 | 0 | 0.088788 | 0 | 0.088788 | 0 | 0.088788 | 0 | 2.4214 | 2.4214 | 2.4214 | 2.4214
267030-Commercial HVAC Diagnostic/Tune-up Com All CZ10 VintAll | 0.1983 | 0.079108 | 0.42712 | 609.365 | 6093.65 | 0 | 0 | 0.10917 | 0 | 0.10917 | 0 | 0.099408 | 0 | 0.099408 | 0 | 3.031 | 2.5652 | 3.031 | 2.5652
267045-Commercial Condensor Coil Cleaning (all units - savings at 50% of DEER) Com All CZ10 VintAll | 0.093916 | 0.037466 | 0.25935 | 288.6 | 865.8 | 0 | 0 | 0.088788 | 0 | 0.088788 | 0 | 0.088788 | 0 | 0.088788 | 0 | 2.4214 | 2.4214 | 2.4214 | 2.4214
267034-High Refrigerant Charge Adjustment (>= ±20% rated charge) Resid MF CZ10 Vint05 | 0.30153 | 0.0028236 | 0.30962 | 218.9975 | 2189.9748 | -0.10423 | -1.0423 | 0.24906 | 0.98982 | 0.24906 | 0.98982 | 0.2439 | 0.98982 | 0.2439 | 0.98982 | 3.8824 | 3.6634 | 3.8824 | 3.6634
267042-Residential Condensor Coil Cleaning Resid MF CZ10 VintAll | 0.19331 | 0.0018102 | 0.18533 | 140.4 | 421.2 | 0 | 0 | 0.18466 | 0 | 0.18466 | 0 | 0.18466 | 0 | 0.18466 | 0 | 2.4381 | 2.4381 | 2.4381 | 2.4381
267034-High Refrigerant Charge Adjustment (>= ±20% rated charge) Resid MF CZ10 Vint05 | 0.30153 | 0.0028236 | 0.30962 | 218.9975 | 2189.9748 | -0.10423 | -1.0423 | 0.24906 | 0.98982 | 0.24906 | 0.98982 | 0.2439 | 0.98982 | 0.2439 | 0.98982 | 3.8824 | 3.6634 | 3.8824 | 3.6634
267042-Residential Condensor Coil Cleaning Resid MF CZ10 VintAll | 0.19331 | 0.0018102 | 0.18533 | 140.4 | 421.2 | 0 | 0 | 0.18466 | 0 | 0.18466 | 0 | 0.18466 | 0 | 0.18466 | 0 | 2.4381 | 2.4381 | 2.4381 | 2.4381
267042-Residential Condensor Coil Cleaning Resid MF CZ10 VintAll | 0.19331 | 0.0018102 | 0.18533 | 140.4 | 421.2 | 0 | 0 | 0.18466 | 0 | 0.18466 | 0 | 0.18466 | 0 | 0.18466 | 0 | 2.4381 | 2.4381 | 2.4381 | 2.4381
267042-Residential Condensor Coil Cleaning Resid MF CZ10 VintAll | 0.19331 | 0.0018102 | 0.18533 | 140.4 | 421.2 | 0 | 0 | 0.18466 | 0 | 0.18466 | 0 | 0.18466 | 0 | 0.18466 | 0 | 2.4381 | 2.4381 | 2.4381 | 2.4381
267034-High Refrigerant Charge Adjustment (>= ±20% rated charge) Resid MF CZ10 Vint05 | 0.30153 | 0.0028236 | 0.30962 | 218.9975 | 2189.9748 | -0.10423 | -1.0423 | 0.24906 | 0.98982 | 0.24906 | 0.98982 | 0.2439 | 0.98982 | 0.2439 | 0.98982 | 3.8824 | 3.6634 | 3.8824 | 3.6634
267042-Residential Condensor Coil Cleaning Resid MF CZ10 VintAll | 0.19331 | 0.0018102 | 0.18533 | 140.4 | 421.2 | 0 | 0 | 0.18466 | 0 | 0.18466 | 0 | 0.18466 | 0 | 0.18466 | 0 | 2.4381 | 2.4381 | 2.4381 | 2.4381
267034-High Refrigerant Charge Adjustment (>= ±20% rated charge) Resid MF CZ10 Vint05 | 0.30153 | 0.0028236 | 0.30962 | 218.9975 | 2189.9748 | -0.10423 | -1.0423 | 0.24906 | 0.98982 | 0.24906 | 0.98982 | 0.2439 | 0.98982 | 0.2439 | 0.98982 | 3.8824 | 3.6634 | 3.8824 | 3.6634
267042-Residential Condensor Coil Cleaning Resid MF CZ10 VintAll | 0.19331 | 0.0018102 | 0.18533 | 140.4 | 421.2 | 0 | 0 | 0.18466 | 0 | 0.18466 | 0 | 0.18466 | 0 | 0.18466 | 0 | 2.4381 | 2.4381 | 2.4381 | 2.4381
267034-High Refrigerant Charge Adjustment (>= ±20% rated charge) Resid MF CZ10 Vint05 | 0.30153 | 0.0028236 | 0.30962 | 218.9975 | 2189.9748 | -0.10423 | -1.0423 | 0.24906 | 0.98982 | 0.24906 | 0.98982 | 0.2439 | 0.98982 | 0.2439 | 0.98982 | 3.8824 | 3.6634 | 3.8824 | 3.6634
267042-Residential Condensor Coil Cleaning Resid MF CZ10 VintAll | 0.19331 | 0.0018102 | 0.18533 | 140.4 | 421.2 | 0 | 0 | 0.18466 | 0 | 0.18466 | 0 | 0.18466 | 0 | 0.18466 | 0 | 2.4381 | 2.4381 | 2.4381 | 2.4381
267042-Residential Condensor Coil Cleaning Resid MF CZ10 VintAll | 0.19331 | 0.0018102 | 0.18533 | 140.4 | 421.2 | 0 | 0 | 0.18466 | 0 | 0.18466 | 0 | 0.18466 | 0 | 0.18466 | 0 | 2.4381 | 2.4381 | 2.4381 | 2.4381
267042-Residential Condensor Coil Cleaning Resid MF CZ10 VintAll | 0.19331 | 0.0018102 | 0.18533 | 140.4 | 421.2 | 0 | 0 | 0.18466 | 0 | 0.18466 | 0 | 0.18466 | 0 | 0.18466 | 0 | 2.4381 | 2.4381 | 2.4381 | 2.4381
267042-Residential Condensor Coil Cleaning Resid MF CZ10 VintAll | 0.19331 | 0.0018102 | 0.18533 | 140.4 | 421.2 | 0 | 0 | 0.18466 | 0 | 0.18466 | 0 | 0.18466 | 0 | 0.18466 | 0 | 2.4381 | 2.4381 | 2.4381 | 2.4381
267034-High Refrigerant Charge Adjustment (>= ±20% rated charge) Resid MF CZ10 Vint05 | 0.15077 | 0.0014118 | 0.15481 | 109.4987 | 1094.9874 | -0.052114 | -0.52114 | 0.23901 | 0.98982 | 0.23901 | 0.98982 | 0.19821 | 0.98982 | 0.19821 | 0.98982 | 3.4771 | 2.4423 | 3.4771 | 2.4423
267042-Residential Condensor Coil Cleaning Resid MF CZ10 VintAll | 0.19331 | 0.0018102 | 0.18533 | 140.4 | 421.2 | 0 | 0 | 0.18466 | 0 | 0.18466 | 0 | 0.18466 | 0 | 0.18466 | 0 | 2.4381 | 2.4381 | 2.4381 | 2.4381
267034-High Refrigerant Charge Adjustment (>= ±20% rated charge) Resid MF CZ10 Vint05 | 0.15077 | 0.0014118 | 0.15481 | 109.4987 | 1094.9874 | -0.052114 | -0.52114 | 0.23901 | 0.98982 | 0.23901 | 0.98982 | 0.19821 | 0.98982 | 0.19821 | 0.98982 | 3.4771 | 2.4423 | 3.4771 | 2.4423
267042-Residential Condensor Coil Cleaning Resid MF CZ10 VintAll | 0.19331 | 0.0018102 | 0.18533 | 140.4 | 421.2 | 0 | 0 | 0.18466 | 0 | 0.18466 | 0 | 0.18466 | 0 | 0.18466 | 0 | 2.4381 | 2.4381 | 2.4381 | 2.4381
267034-High Refrigerant Charge Adjustment (>= ±20% rated charge) Resid MF CZ10 Vint05 | 0.15077 | 0.0014118 | 0.15481 | 109.4987 | 1094.9874 | -0.052114 | -0.52114 | 0.23901 | 0.98982 | 0.23901 | 0.98982 | 0.19821 | 0.98982 | 0.19821 | 0.98982 | 3.4771 | 2.4423 | 3.4771 | 2.4423
267042-Residential Condensor Coil Cleaning Resid MF CZ10 VintAll | 0.19331 | 0.0018102 | 0.18533 | 140.4 | 421.2 | 0 | 0 | 0.18466 | 0 | 0.18466 | 0 | 0.18466 | 0 | 0.18466 | 0 | 2.4381 | 2.4381 | 2.4381 | 2.4381
267034-High Refrigerant Charge Adjustment (>= ±20% rated charge) Resid MF CZ10 Vint05 | 0.15077 | 0.0014118 | 0.15481 | 109.4987 | 1094.9874 | -0.052114 | -0.52114 | 0.23901 | 0.98982 | 0.23901 | 0.98982 | 0.19821 | 0.98982 | 0.19821 | 0.98982 | 3.4771 | 2.4423 | 3.4771 | 2.4423
267042-Residential Condensor Coil Cleaning Resid MF CZ10 VintAll | 0.19331 | 0.0018102 | 0.18533 | 140.4 | 421.2 | 0 | 0 | 0.18466 | 0 | 0.18466 | 0 | 0.18466 | 0 | 0.18466 | 0 | 2.4381 | 2.4381 | 2.4381 | 2.4381
267042-Residential Condensor Coil Cleaning Resid MF CZ10 VintAll | 0.19331 | 0.0018102 | 0.18533 | 140.4 | 421.2 | 0 | 0 | 0.18466 | 0 | 0.18466 | 0 | 0.18466 | 0 | 0.18466 | 0 | 2.4381 | 2.4381 | 2.4381 | 2.4381
267034-High Refrigerant Charge Adjustment (>= ±20% rated charge) Resid MF CZ10 Vint05 | 0.30153 | 0.0028236 | 0.30962 | 218.9975 | 2189.9748 | -0.10423 | -1.0423 | 0.24906 | 0.98982 | 0.24906 | 0.98982 | 0.2439 | 0.98982 | 0.2439 | 0.98982 | 3.8824 | 3.6634 | 3.8824 | 3.6634
267042-Residential Condensor Coil Cleaning Resid MF CZ10 VintAll | 0.19331 | 0.0018102 | 0.18533 | 140.4 | 421.2 | 0 | 0 | 0.18466 | 0 | 0.18466 | 0 | 0.18466 | 0 | 0.18466 | 0 | 2.4381 | 2.4381 | 2.4381 | 2.4381
267032-High Refrigerant Charge Adjustment (>= ±20% rated charge) Resid MF CZ10 Vint03 | 0.20958 | 0.0019626 | 0.16644 | 152.217 | 1522.17 | -0.12297 | -1.2297 | 0.26603 | 0.98982 | 0.26603 | 0.98982 | 0.23668 | 0.98982 | 0.23668 | 0.98982 | 4.8288 | 3.3918 | 4.8288 | 3.3918
267042-Residential Condensor Coil Cleaning Resid MF CZ10 VintAll | 0.19331 | 0.0018102 | 0.18533 | 140.4 | 421.2 | 0 | 0 | 0.18466 | 0 | 0.18466 | 0 | 0.18466 | 0 | 0.18466 | 0 | 2.4381 | 2.4381 | 2.4381 | 2.4381
267002-High Refrigerant Charge Adjustment (>= ±20% rated charge) Resid SF CZ10 Vint04 | 0.88396 | 0.0082775 | 0.7116 | 642.0055 | 6420.0552 | -0.2436 | -2.436 | 0.27737 | 0.98982 | 0.27737 | 0.98982 | 0.27295 | 0.98982 | 0.27295 | 0.98982 | 5.7813 | 5.3713 | 5.7813 | 5.3713
267040-Residential Condensor Coil Cleaning Resid SF CZ10 VintAll | 0.28997 | 0.0027153 | 0.27799 | 210.6 | 631.8 | 0 | 0 | 0.22746 | 0 | 0.22746 | 0 | 0.22746 | 0 | 0.22746 | 0 | 3.6572 | 3.6572 | 3.6572 | 3.6572
267002-High Refrigerant Charge Adjustment (>= ±20% rated charge) Resid SF CZ10 Vint04 | 0.88396 | 0.0082775 | 0.7116 | 642.0055 | 6420.0552 | -0.2436 | -2.436 | 0.27737 | 0.98982 | 0.27737 | 0.98982 | 0.27295 | 0.98982 | 0.27295 | 0.98982 | 5.7813 | 5.3713 | 5.7813 | 5.3713
267040-Residential Condensor Coil Cleaning Resid SF CZ10 VintAll | 0.28997 | 0.0027153 | 0.27799 | 210.6 | 631.8 | 0 | 0 | 0.22746 | 0 | 0.22746 | 0 | 0.22746 | 0 | 0.22746 | 0 | 3.6572 | 3.6572 | 3.6572 | 3.6572
267002-High Refrigerant Charge Adjustment (>= ±20% rated charge) Resid SF CZ10 Vint04 | 0.88396 | 0.0082775 | 0.7116 | 642.0055 | 6420.0552 | -0.2436 | -2.436 | 0.27737 | 0.98982 | 0.27737 | 0.98982 | 0.27295 | 0.98982 | 0.27295 | 0.98982 | 5.7813 | 5.3713 | 5.7813 | 5.3713
267040-Residential Condensor Coil Cleaning Resid SF CZ10 VintAll | 0.28997 | 0.0027153 | 0.27799 | 210.6 | 631.8 | 0 | 0 | 0.22746 | 0 | 0.22746 | 0 | 0.22746 | 0 | 0.22746 | 0 | 3.6572 | 3.6572 | 3.6572 | 3.6572
267002-High Refrigerant Charge Adjustment (>= ±20% rated charge) Resid SF CZ10 Vint04 | 0.88396 | 0.0082775 | 0.7116 | 642.0055 | 6420.0552 | -0.2436 | -2.436 | 0.27737 | 0.98982 | 0.27737 | 0.98982 | 0.27295 | 0.98982 | 0.27295 | 0.98982 | 5.7813 | 5.3713 | 5.7813 | 5.3713
267040-Residential Condensor Coil Cleaning Resid SF CZ10 VintAll | 0.28997 | 0.0027153 | 0.27799 | 210.6 | 631.8 | 0 | 0 | 0.22746 | 0 | 0.22746 | 0 | 0.22746 | 0 | 0.22746 | 0 | 3.6572 | 3.6572 | 3.6572 | 3.6572
267033-High Refrigerant Charge Adjustment (>= ±20% rated charge) Resid MF CZ10 Vint04 | 0.36782 | 0.0034444 | 0.35275 | 267.1438 | 2671.4376 | -0.16413 | -1.6413 | 0.2646 | 0.98982 | 0.2646 | 0.98982 | 0.26038 | 0.98982 | 0.26038 | 0.98982 | 4.734 | 4.467 | 4.734 | 4.467
267042-Residential Condensor Coil Cleaning Resid MF CZ10 VintAll | 0.19331 | 0.0018102 | 0.18533 | 140.4 | 421.2 | 0 | 0 | 0.18466 | 0 | 0.18466 | 0 | 0.18466 | 0 | 0.18466 | 0 | 2.4381 | 2.4381 | 2.4381 | 2.4381
267032-High Refrigerant Charge Adjustment (>= ±20% rated charge) Resid MF CZ10 Vint03 | 0.41917 | 0.0039251 | 0.33288 | 304.434 | 3044.34 | -0.24594 | -2.4594 | 0.26965 | 0.98982 | 0.26965 | 0.98982 | 0.25312 | 0.98982 | 0.25312 | 0.98982 | 5.0948 | 4.0701 | 5.0948 | 4.0701
267042-Residential Condensor Coil Cleaning Resid MF CZ10 VintAll | 0.19331 | 0.0018102 | 0.18533 | 140.4 | 421.2 | 0 | 0 | 0.18466 | 0 | 0.18466 | 0 | 0.18466 | 0 | 0.18466 | 0 | 2.4381 | 2.4381 | 2.4381 | 2.4381
267033-High Refrigerant Charge Adjustment (>= ±20% rated charge) Resid MF CZ10 Vint04 | 0.36782 | 0.0034444 | 0.35275 | 267.1438 | 2671.4376 | -0.16413 | -1.6413 | 0.26048 | 0.98982 | 0.26048 | 0.98982 | 0.24165 | 0.98982 | 0.24165 | 0.98982 | 4.4733 | 3.5736 | 4.4733 | 3.5736
267042-Residential Condensor Coil Cleaning Resid MF CZ10 VintAll | 0.19331 | 0.0018102 | 0.18533 | 140.4 | 421.2 | 0 | 0 | 0.18466 | 0 | 0.18466 | 0 | 0.18466 | 0 | 0.18466 | 0 | 2.4381 | 2.4381 | 2.4381 | 2.4381
267033-High Refrigerant Charge Adjustment (>= ±20% rated charge) Resid MF CZ10 Vint04 | 0.36782 | 0.0034444 | 0.35275 | 267.1438 | 2671.4376 | -0.16413 | -1.6413 | 0.26048 | 0.98982 | 0.26048 | 0.98982 | 0.24165 | 0.98982 | 0.24165 | 0.98982 | 4.4733 | 3.5736 | 4.4733 | 3.5736
267042-Residential Condensor Coil Cleaning Resid MF CZ10 VintAll | 0.19331 | 0.0018102 | 0.18533 | 140.4 | 421.2 | 0 | 0 | 0.18466 | 0 | 0.18466 | 0 | 0.18466 | 0 | 0.18466 | 0 | 2.4381 | 2.4381 | 2.4381 | 2.4381
267034-High Refrigerant Charge Adjustment (>= ±20% rated charge) Resid MF CZ10 Vint05 | 0.30153 | 0.0028236 | 0.30962 | 218.9975 | 2189.9748 | -0.10423 | -1.0423 | 0.24403 | 0.98982 | 0.24403 | 0.98982 | 0.22106 | 0.98982 | 0.22106 | 0.98982 | 3.6686 | 2.9308 | 3.6686 | 2.9308
267042-Residential Condensor Coil Cleaning Resid MF CZ10 VintAll | 0.19331 | 0.0018102 | 0.18533 | 140.4 | 421.2 | 0 | 0 | 0.18466 | 0 | 0.18466 | 0 | 0.18466 | 0 | 0.18466 | 0 | 2.4381 | 2.4381 | 2.4381 | 2.4381
267033-High Refrigerant Charge Adjustment (>= ±20% rated charge) Resid MF CZ10 Vint04 | 0.36782 | 0.0034444 | 0.35275 | 267.1438 | 2671.4376 | -0.16413 | -1.6413 | 0.26048 | 0.98982 | 0.26048 | 0.98982 | 0.24165 | 0.98982 | 0.24165 | 0.98982 | 4.4733 | 3.5736 | 4.4733 | 3.5736
267042-Residential Condensor Coil Cleaning Resid MF CZ10 VintAll | 0.19331 | 0.0018102 | 0.18533 | 140.4 | 421.2 | 0 | 0 | 0.18466 | 0 | 0.18466 | 0 | 0.18466 | 0 | 0.18466 | 0 | 2.4381 | 2.4381 | 2.4381 | 2.4381
267032-High Refrigerant Charge Adjustment (>= ±20% rated charge) Resid MF CZ10 Vint03 | 0.41917 | 0.0039251 | 0.33288 | 304.434 | 3044.34 | -0.24594 | -2.4594 | 0.26965 | 0.98982 | 0.26965 | 0.98982 | 0.25312 | 0.98982 | 0.25312 | 0.98982 | 5.0948 | 4.0701 | 5.0948 | 4.0701
267042-Residential Condensor Coil Cleaning Resid MF CZ10 VintAll | 0.19331 | 0.0018102 | 0.18533 | 140.4 | 421.2 | 0 | 0 | 0.18466 | 0 | 0.18466 | 0 | 0.18466 | 0 | 0.18466 | 0 | 2.4381 | 2.4381 | 2.4381 | 2.4381
267033-High Refrigerant Charge Adjustment (>= ±20% rated charge) Resid MF CZ10 Vint04 | 0.36782 | 0.0034444 | 0.35275 | 267.1438 | 2671.4376 | -0.16413 | -1.6413 | 0.26048 | 0.98982 | 0.26048 | 0.98982 | 0.24165 | 0.98982 | 0.24165 | 0.98982 | 4.4733 | 3.5736 | 4.4733 | 3.5736
267042-Residential Condensor Coil Cleaning Resid MF CZ10 VintAll | 0.19331 | 0.0018102 | 0.18533 | 140.4 | 421.2 | 0 | 0 | 0.18466 | 0 | 0.18466 | 0 | 0.18466 | 0 | 0.18466 | 0 | 2.4381 | 2.4381 | 2.4381 | 2.4381
267032-High Refrigerant Charge Adjustment (>= ±20% rated charge) Resid MF CZ10 Vint03 | 0.41917 | 0.0039251 | 0.33288 | 304.434 | 3044.34 | -0.24594 | -2.4594 | 0.26965 | 0.98982 | 0.26965 | 0.98982 | 0.25312 | 0.98982 | 0.25312 | 0.98982 | 5.0948 | 4.0701 | 5.0948 | 4.0701
267042-Residential Condensor Coil Cleaning Resid MF CZ10 VintAll | 0.19331 | 0.0018102 | 0.18533 | 140.4 | 421.2 | 0 | 0 | 0.18466 | 0 | 0.18466 | 0 | 0.18466 | 0 | 0.18466 | 0 | 2.4381 | 2.4381 | 2.4381 | 2.4381
267033-High Refrigerant Charge Adjustment (>= ±20% rated charge) Resid MF CZ10 Vint04 | 0.36782 | 0.0034444 | 0.35275 | 267.1438 | 2671.4376 | -0.16413 | -1.6413 | 0.2646 | 0.98982 | 0.2646 | 0.98982 | 0.26038 | 0.98982 | 0.26038 | 0.98982 | 4.734 | 4.467 | 4.734 | 4.467
267042-Residential Condensor Coil Cleaning Resid MF CZ10 VintAll | 0.19331 | 0.0018102 | 0.18533 | 140.4 | 421.2 | 0 | 0 | 0.18466 | 0 | 0.18466 | 0 | 0.18466 | 0 | 0.18466 | 0 | 2.4381 | 2.4381 | 2.4381 | 2.4381
267032-High Refrigerant Charge Adjustment (>= ±20% rated charge) Resid MF CZ10 Vint03 | 0.41917 | 0.0039251 | 0.33288 | 304.434 | 3044.34 | -0.24594 | -2.4594 | 0.26965 | 0.98982 | 0.26965 | 0.98982 | 0.25312 | 0.98982 | 0.25312 | 0.98982 | 5.0948 | 4.0701 | 5.0948 | 4.0701
267042-Residential Condensor Coil Cleaning Resid MF CZ10 VintAll | 0.19331 | 0.0018102 | 0.18533 | 140.4 | 421.2 | 0 | 0 | 0.18466 | 0 | 0.18466 | 0 | 0.18466 | 0 | 0.18466 | 0 | 2.4381 | 2.4381 | 2.4381 | 2.4381
267033-High Refrigerant Charge Adjustment (>= ±20% rated charge) Resid MF CZ10 Vint04 | 0.36782 | 0.0034444 | 0.35275 | 267.1438 | 2671.4376 | -0.16413 | -1.6413 | 0.2646 | 0.98982 | 0.2646 | 0.98982 | 0.26038 | 0.98982 | 0.26038 | 0.98982 | 4.734 | 4.467 | 4.734 | 4.467
267042-Residential Condensor Coil Cleaning Resid MF CZ10 VintAll | 0.19331 | 0.0018102 | 0.18533 | 140.4 | 421.2 | 0 | 0 | 0.18466 | 0 | 0.18466 | 0 | 0.18466 | 0 | 0.18466 | 0 | 2.4381 | 2.4381 | 2.4381 | 2.4381
267032-High Refrigerant Charge Adjustment (>= ±20% rated charge) Resid MF CZ10 Vint03 | 0.41917 | 0.0039251 | 0.33288 | 304.434 | 3044.34 | -0.24594 | -2.4594 | 0.27326 | 0.98982 | 0.27326 | 0.98982 | 0.26955 | 0.98982 | 0.26955 | 0.98982 | 5.3917 | 5.0877 | 5.3917 | 5.0877
267042-Residential Condensor Coil Cleaning Resid MF CZ10 VintAll | 0.19331 | 0.0018102 | 0.18533 | 140.4 | 421.2 | 0 | 0 | 0.18466 | 0 | 0.18466 | 0 | 0.18466 | 0 | 0.18466 | 0 | 2.4381 | 2.4381 | 2.4381 | 2.4381
267032-High Refrigerant Charge Adjustment (>= ±20% rated charge) Resid MF CZ10 Vint03 | 0.41917 | 0.0039251 | 0.33288 | 304.434 | 3044.34 | -0.24594 | -2.4594 | 0.27326 | 0.98982 | 0.27326 | 0.98982 | 0.26955 | 0.98982 | 0.26955 | 0.98982 | 5.3917 | 5.0877 | 5.3917 | 5.0877
267042-Residential Condensor Coil Cleaning Resid MF CZ10 VintAll | 0.19331 | 0.0018102 | 0.18533 | 140.4 | 421.2 | 0 | 0 | 0.18466 | 0 | 0.18466 | 0 | 0.18466 | 0 | 0.18466 | 0 | 2.4381 | 2.4381 | 2.4381 | 2.4381
267033-High Refrigerant Charge Adjustment (>= ±20% rated charge) Resid MF CZ10 Vint04 | 0.36782 | 0.0034444 | 0.35275 | 267.1438 | 2671.4376 | -0.16413 | -1.6413 | 0.26048 | 0.98982 | 0.26048 | 0.98982 | 0.24165 | 0.98982 | 0.24165 | 0.98982 | 4.4733 | 3.5736 | 4.4733 | 3.5736
267042-Residential Condensor Coil Cleaning Resid MF CZ10 VintAll | 0.19331 | 0.0018102 | 0.18533 | 140.4 | 421.2 | 0 | 0 | 0.18466 | 0 | 0.18466 | 0 | 0.18466 | 0 | 0.18466 | 0 | 2.4381 | 2.4381 | 2.4381 | 2.4381
267032-High Refrigerant Charge Adjustment (>= ±20% rated charge) Resid MF CZ10 Vint03 | 0.41917 | 0.0039251 | 0.33288 | 304.434 | 3044.34 | -0.24594 | -2.4594 | 0.27326 | 0.98982 | 0.27326 | 0.98982 | 0.26955 | 0.98982 | 0.26955 | 0.98982 | 5.3917 | 5.0877 | 5.3917 | 5.0877
267042-Residential Condensor Coil Cleaning Resid MF CZ10 VintAll | 0.19331 | 0.0018102 | 0.18533 | 140.4 | 421.2 | 0 | 0 | 0.18466 | 0 | 0.18466 | 0 | 0.18466 | 0 | 0.18466 | 0 | 2.4381 | 2.4381 | 2.4381 | 2.4381
267042-Residential Condensor Coil Cleaning Resid MF CZ10 VintAll | 0.19331 | 0.0018102 | 0.18533 | 140.4 | 421.2 | 0 | 0 | 0.18466 | 0 | 0.18466 | 0 | 0.18466 | 0 | 0.18466 | 0 | 2.4381 | 2.4381 | 2.4381 | 2.4381
267032-High Refrigerant Charge Adjustment (>= ±20% rated charge) Resid MF CZ10 Vint03 | 0.41917 | 0.0039251 | 0.33288 | 304.434 | 3044.34 | -0.24594 | -2.4594 | 0.27326 | 0.98982 | 0.27326 | 0.98982 | 0.26955 | 0.98982 | 0.26955 | 0.98982 | 5.3917 | 5.0877 | 5.3917 | 5.0877
267042-Residential Condensor Coil Cleaning Resid MF CZ10 VintAll | 0.19331 | 0.0018102 | 0.18533 | 140.4 | 421.2 | 0 | 0 | 0.18466 | 0 | 0.18466 | 0 | 0.18466 | 0 | 0.18466 | 0 | 2.4381 | 2.4381 | 2.4381 | 2.4381
267032-High Refrigerant Charge Adjustment (>= ±20% rated charge) Resid MF CZ10 Vint03 | 0.41917 | 0.0039251 | 0.33288 | 304.434 | 3044.34 | -0.24594 | -2.4594 | 0.27326 | 0.98982 | 0.27326 | 0.98982 | 0.26955 | 0.98982 | 0.26955 | 0.98982 | 5.3917 | 5.0877 | 5.3917 | 5.0877
267042-Residential Condensor Coil Cleaning Resid MF CZ10 VintAll | 0.19331 | 0.0018102 | 0.18533 | 140.4 | 421.2 | 0 | 0 | 0.18466 | 0 | 0.18466 | 0 | 0.18466 | 0 | 0.18466 | 0 | 2.4381 | 2.4381 | 2.4381 | 2.4381
267032-High Refrigerant Charge Adjustment (>= ±20% rated charge) Resid MF CZ10 Vint03 | 0.41917 | 0.0039251 | 0.33288 | 304.434 | 3044.34 | -0.24594 | -2.4594 | 0.27326 | 0.98982 | 0.27326 | 0.98982 | 0.26955 | 0.98982 | 0.26955 | 0.98982 | 5.3917 | 5.0877 | 5.3917 | 5.0877
267042-Residential Condensor Coil Cleaning Resid MF CZ10 VintAll | 0.19331 | 0.0018102 | 0.18533 | 140.4 | 421.2 | 0 | 0 | 0.18466 | 0 | 0.18466 | 0 | 0.18466 | 0 | 0.18466 | 0 | 2.4381 | 2.4381 | 2.4381 | 2.4381
267035-High Refrigerant Charge Adjustment (>= ±20% rated charge) Resid MF CZ10 Vint01 | 0.25883 | 0.0024238 | 0.30796 | 187.9862 | 1879.8624 | -0.057889 | -0.57889 | 0.23483 | 0.98982 | 0.23483 | 0.98982 | 0.22883 | 0.98982 | 0.22883 | 0.98982 | 3.3343 | 3.1462 | 3.3343 | 3.1462
267042-Residential Condensor Coil Cleaning Resid MF CZ10 VintAll | 0.19331 | 0.0018102 | 0.18533 | 140.4 | 421.2 | 0 | 0 | 0.18466 | 0 | 0.18466 | 0 | 0.18466 | 0 | 0.18466 | 0 | 2.4381 | 2.4381 | 2.4381 | 2.4381
267032-High Refrigerant Charge Adjustment (>= ±20% rated charge) Resid MF CZ10 Vint03 | 0.41917 | 0.0039251 | 0.33288 | 304.434 | 3044.34 | -0.24594 | -2.4594 | 0.27326 | 0.98982 | 0.27326 | 0.98982 | 0.26955 | 0.98982 | 0.26955 | 0.98982 | 5.3917 | 5.0877 | 5.3917 | 5.0877
267042-Residential Condensor Coil Cleaning Resid MF CZ10 VintAll | 0.19331 | 0.0018102 | 0.18533 | 140.4 | 421.2 | 0 | 0 | 0.18466 | 0 | 0.18466 | 0 | 0.18466 | 0 | 0.18466 | 0 | 2.4381 | 2.4381 | 2.4381 | 2.4381
267042-Residential Condensor Coil Cleaning Resid MF CZ10 VintAll | 0.19331 | 0.0018102 | 0.18533 | 140.4 | 421.2 | 0 | 0 | 0.18466 | 0 | 0.18466 | 0 | 0.18466 | 0 | 0.18466 | 0 | 2.4381 | 2.4381 | 2.4381 | 2.4381
267033-High Refrigerant Charge Adjustment (>= ±20% rated charge) Resid MF CZ10 Vint04 | 0.36782 | 0.0034444 | 0.35275 | 267.1438 | 2671.4376 | -0.16413 | -1.6413 | 0.2646 | 0.98982 | 0.2646 | 0.98982 | 0.26038 | 0.98982 | 0.26038 | 0.98982 | 4.734 | 4.467 | 4.734 | 4.467
267042-Residential Condensor Coil Cleaning Resid MF CZ10 VintAll | 0.19331 | 0.0018102 | 0.18533 | 140.4 | 421.2 | 0 | 0 | 0.18466 | 0 | 0.18466 | 0 | 0.18466 | 0 | 0.18466 | 0 | 2.4381 | 2.4381 | 2.4381 | 2.4381
267035-High Refrigerant Charge Adjustment (>= ±20% rated charge) Resid MF CZ10 Vint01 | 0.25883 | 0.0024238 | 0.30796 | 187.9862 | 1879.8624 | -0.057889 | -0.57889 | 0.23483 | 0.98982 | 0.23483 | 0.98982 | 0.22883 | 0.98982 | 0.22883 | 0.98982 | 3.3343 | 3.1462 | 3.3343 | 3.1462
267042-Residential Condensor Coil Cleaning Resid MF CZ10 VintAll | 0.19331 | 0.0018102 | 0.18533 | 140.4 | 421.2 | 0 | 0 | 0.18466 | 0 | 0.18466 | 0 | 0.18466 | 0 | 0.18466 | 0 | 2.4381 | 2.4381 | 2.4381 | 2.4381
267032-High Refrigerant Charge Adjustment (>= ±20% rated charge) Resid MF CZ10 Vint03 | 0.41917 | 0.0039251 | 0.33288 | 304.434 | 3044.34 | -0.24594 | -2.4594 | 0.27326 | 0.98982 | 0.27326 | 0.98982 | 0.26955 | 0.98982 | 0.26955 | 0.98982 | 5.3917 | 5.0877 | 5.3917 | 5.0877
267042-Residential Condensor Coil Cleaning Resid MF CZ10 VintAll | 0.19331 | 0.0018102 | 0.18533 | 140.4 | 421.2 | 0 | 0 | 0.18466 | 0 | 0.18466 | 0 | 0.18466 | 0 | 0.18466 | 0 | 2.4381 | 2.4381 | 2.4381 | 2.4381
267032-High Refrigerant Charge Adjustment (>= ±20% rated charge) Resid MF CZ10 Vint03 | 0.41917 | 0.0039251 | 0.33288 | 304.434 | 3044.34 | -0.24594 | -2.4594 | 0.27326 | 0.98982 | 0.27326 | 0.98982 | 0.26955 | 0.98982 | 0.26955 | 0.98982 | 5.3917 | 5.0877 | 5.3917 | 5.0877
267042-Residential Condensor Coil Cleaning Resid MF CZ10 VintAll | 0.19331 | 0.0018102 | 0.18533 | 140.4 | 421.2 | 0 | 0 | 0.18466 | 0 | 0.18466 | 0 | 0.18466 | 0 | 0.18466 | 0 | 2.4381 | 2.4381 | 2.4381 | 2.4381
267033-High Refrigerant Charge Adjustment (>= ±20% rated charge) Resid MF CZ10 Vint04 | 0.36782 | 0.0034444 | 0.35275 | 267.1438 | 2671.4376 | -0.16413 | -1.6413 | 0.2646 | 0.98982 | 0.2646 | 0.98982 | 0.26038 | 0.98982 | 0.26038 | 0.98982 | 4.734 | 4.467 | 4.734 | 4.467
267042-Residential Condensor Coil Cleaning Resid MF CZ10 VintAll | 0.19331 | 0.0018102 | 0.18533 | 140.4 | 421.2 | 0 | 0 | 0.18466 | 0 | 0.18466 | 0 | 0.18466 | 0 | 0.18466 | 0 | 2.4381 | 2.4381 | 2.4381 | 2.4381
267032-High Refrigerant Charge Adjustment (>= ±20% rated charge) Resid MF CZ10 Vint03 | 0.41917 | 0.0039251 | 0.33288 | 304.434 | 3044.34 | -0.24594 | -2.4594 | 0.27326 | 0.98982 | 0.27326 | 0.98982 | 0.26955 | 0.98982 | 0.26955 | 0.98982 | 5.3917 | 5.0877 | 5.3917 | 5.0877
267042-Residential Condensor Coil Cleaning Resid MF CZ10 VintAll | 0.19331 | 0.0018102 | 0.18533 | 140.4 | 421.2 | 0 | 0 | 0.18466 | 0 | 0.18466 | 0 | 0.18466 | 0 | 0.18466 | 0 | 2.4381 | 2.4381 | 2.4381 | 2.4381
267032-High Refrigerant Charge Adjustment (>= ±20% rated charge) Resid MF CZ10 Vint03 | 0.41917 | 0.0039251 | 0.33288 | 304.434 | 3044.34 | -0.24594 | -2.4594 | 0.27326 | 0.98982 | 0.27326 | 0.98982 | 0.26955 | 0.98982 | 0.26955 | 0.98982 | 5.3917 | 5.0877 | 5.3917 | 5.0877
267042-Residential Condensor Coil Cleaning Resid MF CZ10 VintAll | 0.19331 | 0.0018102 | 0.18533 | 140.4 | 421.2 | 0 | 0 | 0.18466 | 0 | 0.18466 | 0 | 0.18466 | 0 | 0.18466 | 0 | 2.4381 | 2.4381 | 2.4381 | 2.4381
267032-High Refrigerant Charge Adjustment (>= ±20% rated charge) Resid MF CZ10 Vint03 | 0.41917 | 0.0039251 | 0.33288 | 304.434 | 3044.34 | -0.24594 | -2.4594 | 0.27326 | 0.98982 | 0.27326 | 0.98982 | 0.26955 | 0.98982 | 0.26955 | 0.98982 | 5.3917 | 5.0877 | 5.3917 | 5.0877
267042-Residential Condensor Coil Cleaning Resid MF CZ10 VintAll | 0.19331 | 0.0018102 | 0.18533 | 140.4 | 421.2 | 0 | 0 | 0.18466 | 0 | 0.18466 | 0 | 0.18466 | 0 | 0.18466 | 0 | 2.4381 | 2.4381 | 2.4381 | 2.4381
267032-High Refrigerant Charge Adjustment (>= ±20% rated charge) Resid MF CZ10 Vint03 | 0.41917 | 0.0039251 | 0.33288 | 304.434 | 3044.34 | -0.24594 | -2.4594 | 0.27326 | 0.98982 | 0.27326 | 0.98982 | 0.26955 | 0.98982 | 0.26955 | 0.98982 | 5.3917 | 5.0877 | 5.3917 | 5.0877
267042-Residential Condensor Coil Cleaning Resid MF CZ10 VintAll | 0.19331 | 0.0018102 | 0.18533 | 140.4 | 421.2 | 0 | 0 | 0.18466 | 0 | 0.18466 | 0 | 0.18466 | 0 | 0.18466 | 0 | 2.4381 | 2.4381 | 2.4381 | 2.4381
267034-High Refrigerant Charge Adjustment (>= ±20% rated charge) Resid MF CZ10 Vint05 | 0.15077 | 0.0014118 | 0.15481 | 109.4987 | 1094.9874 | -0.052114 | -0.52114 | 0.23901 | 0.98982 | 0.23901 | 0.98982 | 0.19821 | 0.98982 | 0.19821 | 0.98982 | 3.4771 | 2.4423 | 3.4771 | 2.4423
267042-Residential Condensor Coil Cleaning Resid MF CZ10 VintAll | 0.19331 | 0.0018102 | 0.18533 | 140.4 | 421.2 | 0 | 0 | 0.18466 | 0 | 0.18466 | 0 | 0.18466 | 0 | 0.18466 | 0 | 2.4381 | 2.4381 | 2.4381 | 2.4381
267033-High Refrigerant Charge Adjustment (>= ±20% rated charge) Resid MF CZ10 Vint04 | 0.36782 | 0.0034444 | 0.35275 | 267.1438 | 2671.4376 | -0.16413 | -1.6413 | 0.2646 | 0.98982 | 0.2646 | 0.98982 | 0.26038 | 0.98982 | 0.26038 | 0.98982 | 4.734 | 4.467 | 4.734 | 4.467
267042-Residential Condensor Coil Cleaning Resid MF CZ10 VintAll | 0.19331 | 0.0018102 | 0.18533 | 140.4 | 421.2 | 0 | 0 | 0.18466 | 0 | 0.18466 | 0 | 0.18466 | 0 | 0.18466 | 0 | 2.4381 | 2.4381 | 2.4381 | 2.4381
267033-High Refrigerant Charge Adjustment (>= ±20% rated charge) Resid MF CZ10 Vint04 | 0.36782 | 0.0034444 | 0.35275 | 267.1438 | 2671.4376 | -0.16413 | -1.6413 | 0.2646 | 0.98982 | 0.2646 | 0.98982 | 0.26038 | 0.98982 | 0.26038 | 0.98982 | 4.734 | 4.467 | 4.734 | 4.467
267042-Residential Condensor Coil Cleaning Resid MF CZ10 VintAll | 0.19331 | 0.0018102 | 0.18533 | 140.4 | 421.2 | 0 | 0 | 0.18466 | 0 | 0.18466 | 0 | 0.18466 | 0 | 0.18466 | 0 | 2.4381 | 2.4381 | 2.4381 | 2.4381
267032-High Refrigerant Charge Adjustment (>= ±20% rated charge) Resid MF CZ10 Vint03 | 0.41917 | 0.0039251 | 0.33288 | 304.434 | 3044.34 | -0.24594 | -2.4594 | 0.27326 | 0.98982 | 0.27326 | 0.98982 | 0.26955 | 0.98982 | 0.26955 | 0.98982 | 5.3917 | 5.0877 | 5.3917 | 5.0877
267042-Residential Condensor Coil Cleaning Resid MF CZ10 VintAll | 0.19331 | 0.0018102 | 0.18533 | 140.4 | 421.2 | 0 | 0 | 0.18466 | 0 | 0.18466 | 0 | 0.18466 | 0 | 0.18466 | 0 | 2.4381 | 2.4381 | 2.4381 | 2.4381
267032-High Refrigerant Charge Adjustment (>= ±20% rated charge) Resid MF CZ10 Vint03 | 0.41917 | 0.0039251 | 0.33288 | 304.434 | 3044.34 | -0.24594 | -2.4594 | 0.27326 | 0.98982 | 0.27326 | 0.98982 | 0.26955 | 0.98982 | 0.26955 | 0.98982 | 5.3917 | 5.0877 | 5.3917 | 5.0877
267042-Residential Condensor Coil Cleaning Resid MF CZ10 VintAll | 0.19331 | 0.0018102 | 0.18533 | 140.4 | 421.2 | 0 | 0 | 0.18466 | 0 | 0.18466 | 0 | 0.18466 | 0 | 0.18466 | 0 | 2.4381 | 2.4381 | 2.4381 | 2.4381
267032-High Refrigerant Charge Adjustment (>= ±20% rated charge) Resid MF CZ10 Vint03 | 0.41917 | 0.0039251 | 0.33288 | 304.434 | 3044.34 | -0.24594 | -2.4594 | 0.27326 | 0.98982 | 0.27326 | 0.98982 | 0.26955 | 0.98982 | 0.26955 | 0.98982 | 5.3917 | 5.0877 | 5.3917 | 5.0877
267042-Residential Condensor Coil Cleaning Resid MF CZ10 VintAll | 0.19331 | 0.0018102 | 0.18533 | 140.4 | 421.2 | 0 | 0 | 0.18466 | 0 | 0.18466 | 0 | 0.18466 | 0 | 0.18466 | 0 | 2.4381 | 2.4381 | 2.4381 | 2.4381
267032-High Refrigerant Charge Adjustment (>= ±20% rated charge) Resid MF CZ10 Vint03 | 0.41917 | 0.0039251 | 0.33288 | 304.434 | 3044.34 | -0.24594 | -2.4594 | 0.27326 | 0.98982 | 0.27326 | 0.98982 | 0.26955 | 0.98982 | 0.26955 | 0.98982 | 5.3917 | 5.0877 | 5.3917 | 5.0877
267042-Residential Condensor Coil Cleaning Resid MF CZ10 VintAll | 0.19331 | 0.0018102 | 0.18533 | 140.4 | 421.2 | 0 | 0 | 0.18466 | 0 | 0.18466 | 0 | 0.18466 | 0 | 0.18466 | 0 | 2.4381 | 2.4381 | 2.4381 | 2.4381
267033-High Refrigerant Charge Adjustment (>= ±20% rated charge) Resid MF CZ10 Vint04 | 0.36782 | 0.0034444 | 0.35275 | 267.1438 | 2671.4376 | -0.16413 | -1.6413 | 0.2646 | 0.98982 | 0.2646 | 0.98982 | 0.26038 | 0.98982 | 0.26038 | 0.98982 | 4.734 | 4.467 | 4.734 | 4.467
267042-Residential Condensor Coil Cleaning Resid MF CZ10 VintAll | 0.19331 | 0.0018102 | 0.18533 | 140.4 | 421.2 | 0 | 0 | 0.18466 | 0 | 0.18466 | 0 | 0.18466 | 0 | 0.18466 | 0 | 2.4381 | 2.4381 | 2.4381 | 2.4381
267032-High Refrigerant Charge Adjustment (>= ±20% rated charge) Resid MF CZ10 Vint03 | 0.41917 | 0.0039251 | 0.33288 | 304.434 | 3044.34 | -0.24594 | -2.4594 | 0.27326 | 0.98982 | 0.27326 | 0.98982 | 0.26955 | 0.98982 | 0.26955 | 0.98982 | 5.3917 | 5.0877 | 5.3917 | 5.0877
267042-Residential Condensor Coil Cleaning Resid MF CZ10 VintAll | 0.19331 | 0.0018102 | 0.18533 | 140.4 | 421.2 | 0 | 0 | 0.18466 | 0 | 0.18466 | 0 | 0.18466 | 0 | 0.18466 | 0 | 2.4381 | 2.4381 | 2.4381 | 2.4381
267032-High Refrigerant Charge Adjustment (>= ±20% rated charge) Resid MF CZ10 Vint03 | 0.41917 | 0.0039251 | 0.33288 | 304.434 | 3044.34 | -0.24594 | -2.4594 | 0.27326 | 0.98982 | 0.27326 | 0.98982 | 0.26955 | 0.98982 | 0.26955 | 0.98982 | 5.3917 | 5.0877 | 5.3917 | 5.0877
267042-Residential Condensor Coil Cleaning Resid MF CZ10 VintAll | 0.19331 | 0.0018102 | 0.18533 | 140.4 | 421.2 | 0 | 0 | 0.18466 | 0 | 0.18466 | 0 | 0.18466 | 0 | 0.18466 | 0 | 2.4381 | 2.4381 | 2.4381 | 2.4381
267033-High Refrigerant Charge Adjustment (>= ±20% rated charge) Resid MF CZ10 Vint04 | 0.36782 | 0.0034444 | 0.35275 | 267.1438 | 2671.4376 | -0.16413 | -1.6413 | 0.2646 | 0.98982 | 0.2646 | 0.98982 | 0.26038 | 0.98982 | 0.26038 | 0.98982 | 4.734 | 4.467 | 4.734 | 4.467
267042-Residential Condensor Coil Cleaning Resid MF CZ10 VintAll | 0.19331 | 0.0018102 | 0.18533 | 140.4 | 421.2 | 0 | 0 | 0.18466 | 0 | 0.18466 | 0 | 0.18466 | 0 | 0.18466 | 0 | 2.4381 | 2.4381 | 2.4381 | 2.4381
267032-High Refrigerant Charge Adjustment (>= ±20% rated charge) Resid MF CZ10 Vint03 | 0.41917 | 0.0039251 | 0.33288 | 304.434 | 3044.34 | -0.24594 | -2.4594 | 0.27326 | 0.98982 | 0.27326 | 0.98982 | 0.26955 | 0.98982 | 0.26955 | 0.98982 | 5.3917 | 5.0877 | 5.3917 | 5.0877
267042-Residential Condensor Coil Cleaning Resid MF CZ10 VintAll | 0.19331 | 0.0018102 | 0.18533 | 140.4 | 421.2 | 0 | 0 | 0.18466 | 0 | 0.18466 | 0 | 0.18466 | 0 | 0.18466 | 0 | 2.4381 | 2.4381 | 2.4381 | 2.4381
267033-High Refrigerant Charge Adjustment (>= ±20% rated charge) Resid MF CZ10 Vint04 | 0.36782 | 0.0034444 | 0.35275 | 267.1438 | 2671.4376 | -0.16413 | -1.6413 | 0.2646 | 0.98982 | 0.2646 | 0.98982 | 0.26038 | 0.98982 | 0.26038 | 0.98982 | 4.734 | 4.467 | 4.734 | 4.467
267042-Residential Condensor Coil Cleaning Resid MF CZ10 VintAll | 0.19331 | 0.0018102 | 0.18533 | 140.4 | 421.2 | 0 | 0 | 0.18466 | 0 | 0.18466 | 0 | 0.18466 | 0 | 0.18466 | 0 | 2.4381 | 2.4381 | 2.4381 | 2.4381
267032-High Refrigerant Charge Adjustment (>= ±20% rated charge) Resid MF CZ10 Vint03 | 0.41917 | 0.0039251 | 0.33288 | 304.434 | 3044.34 | -0.24594 | -2.4594 | 0.27326 | 0.98982 | 0.27326 | 0.98982 | 0.26955 | 0.98982 | 0.26955 | 0.98982 | 5.3917 | 5.0877 | 5.3917 | 5.0877
267042-Residential Condensor Coil Cleaning Resid MF CZ10 VintAll | 0.19331 | 0.0018102 | 0.18533 | 140.4 | 421.2 | 0 | 0 | 0.18466 | 0 | 0.18466 | 0 | 0.18466 | 0 | 0.18466 | 0 | 2.4381 | 2.4381 | 2.4381 | 2.4381
267034-High Refrigerant Charge Adjustment (>= ±20% rated charge) Resid MF CZ10 Vint05 | 0.15077 | 0.0014118 | 0.15481 | 109.4987 | 1094.9874 | -0.052114 | -0.52114 | 0.23901 | 0.98982 | 0.23901 | 0.98982 | 0.19821 | 0.98982 | 0.19821 | 0.98982 | 3.4771 | 2.4423 | 3.4771 | 2.4423
267042-Residential Condensor Coil Cleaning Resid MF CZ10 VintAll | 0.19331 | 0.0018102 | 0.18533 | 140.4 | 421.2 | 0 | 0 | 0.18466 | 0 | 0.18466 | 0 | 0.18466 | 0 | 0.18466 | 0 | 2.4381 | 2.4381 | 2.4381 | 2.4381
267034-High Refrigerant Charge Adjustment (>= ±20% rated charge) Resid MF CZ10 Vint05 | 0.30153 | 0.0028236 | 0.30962 | 218.9975 | 2189.9748 | -0.10423 | -1.0423 | 0.24906 | 0.98982 | 0.24906 | 0.98982 | 0.2439 | 0.98982 | 0.2439 | 0.98982 | 3.8824 | 3.6634 | 3.8824 | 3.6634
267042-Residential Condensor Coil Cleaning Resid MF CZ10 VintAll | 0.19331 | 0.0018102 | 0.18533 | 140.4 | 421.2 | 0 | 0 | 0.18466 | 0 | 0.18466 | 0 | 0.18466 | 0 | 0.18466 | 0 | 2.4381 | 2.4381 | 2.4381 | 2.4381
267042-Residential Condensor Coil Cleaning Resid MF CZ10 VintAll | 0.19331 | 0.0018102 | 0.18533 | 140.4 | 421.2 | 0 | 0 | 0.18466 | 0 | 0.18466 | 0 | 0.18466 | 0 | 0.18466 | 0 | 2.4381 | 2.4381 | 2.4381 | 2.4381
267032-High Refrigerant Charge Adjustment (>= ±20% rated charge) Resid MF CZ10 Vint03 | 0.41917 | 0.0039251 | 0.33288 | 304.434 | 3044.34 | -0.24594 | -2.4594 | 0.27326 | 0.98982 | 0.27326 | 0.98982 | 0.26955 | 0.98982 | 0.26955 | 0.98982 | 5.3917 | 5.0877 | 5.3917 | 5.0877
267042-Residential Condensor Coil Cleaning Resid MF CZ10 VintAll | 0.19331 | 0.0018102 | 0.18533 | 140.4 | 421.2 | 0 | 0 | 0.18466 | 0 | 0.18466 | 0 | 0.18466 | 0 | 0.18466 | 0 | 2.4381 | 2.4381 | 2.4381 | 2.4381
267033-High Refrigerant Charge Adjustment (>= ±20% rated charge) Resid MF CZ10 Vint04 | 0.36782 | 0.0034444 | 0.35275 | 267.1438 | 2671.4376 | -0.16413 | -1.6413 | 0.2646 | 0.98982 | 0.2646 | 0.98982 | 0.26038 | 0.98982 | 0.26038 | 0.98982 | 4.734 | 4.467 | 4.734 | 4.467
267042-Residential Condensor Coil Cleaning Resid MF CZ10 VintAll | 0.19331 | 0.0018102 | 0.18533 | 140.4 | 421.2 | 0 | 0 | 0.18466 | 0 | 0.18466 | 0 | 0.18466 | 0 | 0.18466 | 0 | 2.4381 | 2.4381 | 2.4381 | 2.4381
267035-High Refrigerant Charge Adjustment (>= ±20% rated charge) Resid MF CZ10 Vint01 | 0.25883 | 0.0024238 | 0.30796 | 187.9862 | 1879.8624 | -0.057889 | -0.57889 | 0.22898 | 0.98982 | 0.22898 | 0.98982 | 0.20221 | 0.98982 | 0.20221 | 0.98982 | 3.1507 | 2.517 | 3.1507 | 2.517
267042-Residential Condensor Coil Cleaning Resid MF CZ10 VintAll | 0.19331 | 0.0018102 | 0.18533 | 140.4 | 421.2 | 0 | 0 | 0.18466 | 0 | 0.18466 | 0 | 0.18466 | 0 | 0.18466 | 0 | 2.4381 | 2.4381 | 2.4381 | 2.4381
267042-Residential Condensor Coil Cleaning Resid MF CZ10 VintAll | 0.19331 | 0.0018102 | 0.18533 | 140.4 | 421.2 | 0 | 0 | 0.18466 | 0 | 0.18466 | 0 | 0.18466 | 0 | 0.18466 | 0 | 2.4381 | 2.4381 | 2.4381 | 2.4381
267033-High Refrigerant Charge Adjustment (>= ±20% rated charge) Resid MF CZ10 Vint04 | 0.36782 | 0.0034444 | 0.35275 | 267.1438 | 2671.4376 | -0.16413 | -1.6413 | 0.26048 | 0.98982 | 0.26048 | 0.98982 | 0.24165 | 0.98982 | 0.24165 | 0.98982 | 4.4733 | 3.5736 | 4.4733 | 3.5736
267042-Residential Condensor Coil Cleaning Resid MF CZ10 VintAll | 0.19331 | 0.0018102 | 0.18533 | 140.4 | 421.2 | 0 | 0 | 0.18466 | 0 | 0.18466 | 0 | 0.18466 | 0 | 0.18466 | 0 | 2.4381 | 2.4381 | 2.4381 | 2.4381
267033-High Refrigerant Charge Adjustment (>= ±20% rated charge) Resid MF CZ10 Vint04 | 0.36782 | 0.0034444 | 0.35275 | 267.1438 | 2671.4376 | -0.16413 | -1.6413 | 0.26048 | 0.98982 | 0.26048 | 0.98982 | 0.24165 | 0.98982 | 0.24165 | 0.98982 | 4.4733 | 3.5736 | 4.4733 | 3.5736
267042-Residential Condensor Coil Cleaning Resid MF CZ10 VintAll | 0.19331 | 0.0018102 | 0.18533 | 140.4 | 421.2 | 0 | 0 | 0.18466 | 0 | 0.18466 | 0 | 0.18466 | 0 | 0.18466 | 0 | 2.4381 | 2.4381 | 2.4381 | 2.4381
267035-High Refrigerant Charge Adjustment (>= ±20% rated charge) Resid MF CZ10 Vint01 | 0.25883 | 0.0024238 | 0.30796 | 187.9862 | 1879.8624 | -0.057889 | -0.57889 | 0.22898 | 0.98982 | 0.22898 | 0.98982 | 0.20221 | 0.98982 | 0.20221 | 0.98982 | 3.1507 | 2.517 | 3.1507 | 2.517
267042-Residential Condensor Coil Cleaning Resid MF CZ10 VintAll | 0.19331 | 0.0018102 | 0.18533 | 140.4 | 421.2 | 0 | 0 | 0.18466 | 0 | 0.18466 | 0 | 0.18466 | 0 | 0.18466 | 0 | 2.4381 | 2.4381 | 2.4381 | 2.4381
267033-High Refrigerant Charge Adjustment (>= ±20% rated charge) Resid MF CZ10 Vint04 | 0.36782 | 0.0034444 | 0.35275 | 267.1438 | 2671.4376 | -0.16413 | -1.6413 | 0.26048 | 0.98982 | 0.26048 | 0.98982 | 0.24165 | 0.98982 | 0.24165 | 0.98982 | 4.4733 | 3.5736 | 4.4733 | 3.5736
267042-Residential Condensor Coil Cleaning Resid MF CZ10 VintAll | 0.19331 | 0.0018102 | 0.18533 | 140.4 | 421.2 | 0 | 0 | 0.18466 | 0 | 0.18466 | 0 | 0.18466 | 0 | 0.18466 | 0 | 2.4381 | 2.4381 | 2.4381 | 2.4381
267033-High Refrigerant Charge Adjustment (>= ±20% rated charge) Resid MF CZ10 Vint04 | 0.36782 | 0.0034444 | 0.35275 | 267.1438 | 2671.4376 | -0.16413 | -1.6413 | 0.26048 | 0.98982 | 0.26048 | 0.98982 | 0.24165 | 0.98982 | 0.24165 | 0.98982 | 4.4733 | 3.5736 | 4.4733 | 3.5736
267042-Residential Condensor Coil Cleaning Resid MF CZ10 VintAll | 0.19331 | 0.0018102 | 0.18533 | 140.4 | 421.2 | 0 | 0 | 0.18466 | 0 | 0.18466 | 0 | 0.18466 | 0 | 0.18466 | 0 | 2.4381 | 2.4381 | 2.4381 | 2.4381
267032-High Refrigerant Charge Adjustment (>= ±20% rated charge) Resid MF CZ10 Vint03 | 0.41917 | 0.0039251 | 0.33288 | 304.434 | 3044.34 | -0.24594 | -2.4594 | 0.26965 | 0.98982 | 0.26965 | 0.98982 | 0.25312 | 0.98982 | 0.25312 | 0.98982 | 5.0948 | 4.0701 | 5.0948 | 4.0701
267042-Residential Condensor Coil Cleaning Resid MF CZ10 VintAll | 0.19331 | 0.0018102 | 0.18533 | 140.4 | 421.2 | 0 | 0 | 0.18466 | 0 | 0.18466 | 0 | 0.18466 | 0 | 0.18466 | 0 | 2.4381 | 2.4381 | 2.4381 | 2.4381
267002-High Refrigerant Charge Adjustment (>= ±20% rated charge) Resid SF CZ10 Vint04 | 1.105 | 0.010347 | 0.8895 | 802.5069 | 8025.069 | -0.3045 | -3.045 | 0.27737 | 0.98982 | 0.27737 | 0.98982 | 0.27295 | 0.98982 | 0.27295 | 0.98982 | 5.7813 | 5.3713 | 5.7813 | 5.3713
267040-Residential Condensor Coil Cleaning Resid SF CZ10 VintAll | 0.28997 | 0.0027153 | 0.27799 | 210.6 | 631.8 | 0 | 0 | 0.22746 | 0 | 0.22746 | 0 | 0.22746 | 0 | 0.22746 | 0 | 3.6572 | 3.6572 | 3.6572 | 3.6572
267002-High Refrigerant Charge Adjustment (>= ±20% rated charge) Resid SF CZ10 Vint04 | 1.105 | 0.010347 | 0.8895 | 802.5069 | 8025.069 | -0.3045 | -3.045 | 0.27737 | 0.98982 | 0.27737 | 0.98982 | 0.27295 | 0.98982 | 0.27295 | 0.98982 | 5.7813 | 5.3713 | 5.7813 | 5.3713
267040-Residential Condensor Coil Cleaning Resid SF CZ10 VintAll | 0.28997 | 0.0027153 | 0.27799 | 210.6 | 631.8 | 0 | 0 | 0.22746 | 0 | 0.22746 | 0 | 0.22746 | 0 | 0.22746 | 0 | 3.6572 | 3.6572 | 3.6572 | 3.6572
267002-High Refrigerant Charge Adjustment (>= ±20% rated charge) Resid SF CZ10 Vint04 | 0.66297 | 0.0062082 | 0.5337 | 481.5041 | 4815.0414 | -0.1827 | -1.827 | 0.27737 | 0.98982 | 0.27737 | 0.98982 | 0.27295 | 0.98982 | 0.27295 | 0.98982 | 5.7813 | 5.3713 | 5.7813 | 5.3713
267040-Residential Condensor Coil Cleaning Resid SF CZ10 VintAll | 0.28997 | 0.0027153 | 0.27799 | 210.6 | 631.8 | 0 | 0 | 0.22746 | 0 | 0.22746 | 0 | 0.22746 | 0 | 0.22746 | 0 | 3.6572 | 3.6572 | 3.6572 | 3.6572
267002-High Refrigerant Charge Adjustment (>= ±20% rated charge) Resid SF CZ10 Vint04 | 0.88396 | 0.0082775 | 0.7116 | 642.0055 | 6420.0552 | -0.2436 | -2.436 | 0.27737 | 0.98982 | 0.27737 | 0.98982 | 0.27295 | 0.98982 | 0.27295 | 0.98982 | 5.7813 | 5.3713 | 5.7813 | 5.3713
267040-Residential Condensor Coil Cleaning Resid SF CZ10 VintAll | 0.28997 | 0.0027153 | 0.27799 | 210.6 | 631.8 | 0 | 0 | 0.22746 | 0 | 0.22746 | 0 | 0.22746 | 0 | 0.22746 | 0 | 3.6572 | 3.6572 | 3.6572 | 3.6572
267001-High Refrigerant Charge Adjustment (>= ±20% rated charge) Resid SFCZ10 Vint03 | 0.80048 | 0.0074958 | 0.42835 | 581.3707 | 5813.7066 | -0.15593 | -1.5593 | 0.28732 | 0.98982 | 0.28732 | 0.98982 | 0.28366 | 0.98982 | 0.28366 | 0.98982 | 6.9827 | 6.4875 | 6.9827 | 6.4875
267040-Residential Condensor Coil Cleaning Resid SF CZ10 VintAll | 0.28997 | 0.0027153 | 0.27799 | 210.6 | 631.8 | 0 | 0 | 0.22746 | 0 | 0.22746 | 0 | 0.22746 | 0 | 0.22746 | 0 | 3.6572 | 3.6572 | 3.6572 | 3.6572
267001-High Refrigerant Charge Adjustment (>= ±20% rated charge) Resid SFCZ10 Vint03 | 0.80048 | 0.0074958 | 0.42835 | 581.3707 | 5813.7066 | -0.15593 | -1.5593 | 0.28732 | 0.98982 | 0.28732 | 0.98982 | 0.28366 | 0.98982 | 0.28366 | 0.98982 | 6.9827 | 6.4875 | 6.9827 | 6.4875
267040-Residential Condensor Coil Cleaning Resid SF CZ10 VintAll | 0.28997 | 0.0027153 | 0.27799 | 210.6 | 631.8 | 0 | 0 | 0.22746 | 0 | 0.22746 | 0 | 0.22746 | 0 | 0.22746 | 0 | 3.6572 | 3.6572 | 3.6572 | 3.6572
267002-High Refrigerant Charge Adjustment (>= ±20% rated charge) Resid SF CZ10 Vint04 | 0.66297 | 0.0062082 | 0.5337 | 481.5041 | 4815.0414 | -0.1827 | -1.827 | 0.27737 | 0.98982 | 0.27737 | 0.98982 | 0.27295 | 0.98982 | 0.27295 | 0.98982 | 5.7813 | 5.3713 | 5.7813 | 5.3713
267040-Residential Condensor Coil Cleaning Resid SF CZ10 VintAll | 0.28997 | 0.0027153 | 0.27799 | 210.6 | 631.8 | 0 | 0 | 0.22746 | 0 | 0.22746 | 0 | 0.22746 | 0 | 0.22746 | 0 | 3.6572 | 3.6572 | 3.6572 | 3.6572
267002-High Refrigerant Charge Adjustment (>= ±20% rated charge) Resid SF CZ10 Vint04 | 0.88396 | 0.0082775 | 0.7116 | 642.0055 | 6420.0552 | -0.2436 | -2.436 | 0.27737 | 0.98982 | 0.27737 | 0.98982 | 0.27295 | 0.98982 | 0.27295 | 0.98982 | 5.7813 | 5.3713 | 5.7813 | 5.3713
267040-Residential Condensor Coil Cleaning Resid SF CZ10 VintAll | 0.28997 | 0.0027153 | 0.27799 | 210.6 | 631.8 | 0 | 0 | 0.22746 | 0 | 0.22746 | 0 | 0.22746 | 0 | 0.22746 | 0 | 3.6572 | 3.6572 | 3.6572 | 3.6572
267001-High Refrigerant Charge Adjustment (>= ±20% rated charge) Resid SFCZ10 Vint03 | 0.80048 | 0.0074958 | 0.42835 | 581.3707 | 5813.7066 | -0.15593 | -1.5593 | 0.28732 | 0.98982 | 0.28732 | 0.98982 | 0.28366 | 0.98982 | 0.28366 | 0.98982 | 6.9827 | 6.4875 | 6.9827 | 6.4875
267040-Residential Condensor Coil Cleaning Resid SF CZ10 VintAll | 0.28997 | 0.0027153 | 0.27799 | 210.6 | 631.8 | 0 | 0 | 0.22746 | 0 | 0.22746 | 0 | 0.22746 | 0 | 0.22746 | 0 | 3.6572 | 3.6572 | 3.6572 | 3.6572
267001-High Refrigerant Charge Adjustment (>= ±20% rated charge) Resid SFCZ10 Vint03 | 1.0673 | 0.0099944 | 0.57113 | 775.1609 | 7751.6088 | -0.20791 | -2.0791 | 0.28732 | 0.98982 | 0.28732 | 0.98982 | 0.28366 | 0.98982 | 0.28366 | 0.98982 | 6.9827 | 6.4875 | 6.9827 | 6.4875
267040-Residential Condensor Coil Cleaning Resid SF CZ10 VintAll | 0.28997 | 0.0027153 | 0.27799 | 210.6 | 631.8 | 0 | 0 | 0.22746 | 0 | 0.22746 | 0 | 0.22746 | 0 | 0.22746 | 0 | 3.6572 | 3.6572 | 3.6572 | 3.6572
267002-High Refrigerant Charge Adjustment (>= ±20% rated charge) Resid SF CZ10 Vint04 | 0.66297 | 0.0062082 | 0.5337 | 481.5041 | 4815.0414 | -0.1827 | -1.827 | 0.27737 | 0.98982 | 0.27737 | 0.98982 | 0.27295 | 0.98982 | 0.27295 | 0.98982 | 5.7813 | 5.3713 | 5.7813 | 5.3713
267040-Residential Condensor Coil Cleaning Resid SF CZ10 VintAll | 0.28997 | 0.0027153 | 0.27799 | 210.6 | 631.8 | 0 | 0 | 0.22746 | 0 | 0.22746 | 0 | 0.22746 | 0 | 0.22746 | 0 | 3.6572 | 3.6572 | 3.6572 | 3.6572
267001-High Refrigerant Charge Adjustment (>= ±20% rated charge) Resid SFCZ10 Vint03 | 1.0673 | 0.0099944 | 0.57113 | 775.1609 | 7751.6088 | -0.20791 | -2.0791 | 0.28732 | 0.98982 | 0.28732 | 0.98982 | 0.28366 | 0.98982 | 0.28366 | 0.98982 | 6.9827 | 6.4875 | 6.9827 | 6.4875
267040-Residential Condensor Coil Cleaning Resid SF CZ10 VintAll | 0.28997 | 0.0027153 | 0.27799 | 210.6 | 631.8 | 0 | 0 | 0.22746 | 0 | 0.22746 | 0 | 0.22746 | 0 | 0.22746 | 0 | 3.6572 | 3.6572 | 3.6572 | 3.6572
267001-High Refrigerant Charge Adjustment (>= ±20% rated charge) Resid SFCZ10 Vint03 | 0.53365 | 0.0049972 | 0.28557 | 387.5804 | 3875.8044 | -0.10395 | -1.0395 | 0.28448 | 0.98982 | 0.28448 | 0.98982 | 0.27075 | 0.98982 | 0.27075 | 0.98982 | 6.5924 | 5.19 | 6.5924 | 5.19
267040-Residential Condensor Coil Cleaning Resid SF CZ10 VintAll | 0.28997 | 0.0027153 | 0.27799 | 210.6 | 631.8 | 0 | 0 | 0.22746 | 0 | 0.22746 | 0 | 0.22746 | 0 | 0.22746 | 0 | 3.6572 | 3.6572 | 3.6572 | 3.6572
267001-High Refrigerant Charge Adjustment (>= ±20% rated charge) Resid SFCZ10 Vint03 | 1.0673 | 0.0099944 | 0.57113 | 775.1609 | 7751.6088 | -0.20791 | -2.0791 | 0.28732 | 0.98982 | 0.28732 | 0.98982 | 0.28366 | 0.98982 | 0.28366 | 0.98982 | 6.9827 | 6.4875 | 6.9827 | 6.4875
267040-Residential Condensor Coil Cleaning Resid SF CZ10 VintAll | 0.28997 | 0.0027153 | 0.27799 | 210.6 | 631.8 | 0 | 0 | 0.22746 | 0 | 0.22746 | 0 | 0.22746 | 0 | 0.22746 | 0 | 3.6572 | 3.6572 | 3.6572 | 3.6572
267001-High Refrigerant Charge Adjustment (>= ±20% rated charge) Resid SFCZ10 Vint03 | 0.80048 | 0.0074958 | 0.42835 | 581.3707 | 5813.7066 | -0.15593 | -1.5593 | 0.28732 | 0.98982 | 0.28732 | 0.98982 | 0.28366 | 0.98982 | 0.28366 | 0.98982 | 6.9827 | 6.4875 | 6.9827 | 6.4875
267040-Residential Condensor Coil Cleaning Resid SF CZ10 VintAll | 0.28997 | 0.0027153 | 0.27799 | 210.6 | 631.8 | 0 | 0 | 0.22746 | 0 | 0.22746 | 0 | 0.22746 | 0 | 0.22746 | 0 | 3.6572 | 3.6572 | 3.6572 | 3.6572
267001-High Refrigerant Charge Adjustment (>= ±20% rated charge) Resid SFCZ10 Vint03 | 1.0673 | 0.0099944 | 0.57113 | 775.1609 | 7751.6088 | -0.20791 | -2.0791 | 0.28732 | 0.98982 | 0.28732 | 0.98982 | 0.28366 | 0.98982 | 0.28366 | 0.98982 | 6.9827 | 6.4875 | 6.9827 | 6.4875
267040-Residential Condensor Coil Cleaning Resid SF CZ10 VintAll | 0.28997 | 0.0027153 | 0.27799 | 210.6 | 631.8 | 0 | 0 | 0.22746 | 0 | 0.22746 | 0 | 0.22746 | 0 | 0.22746 | 0 | 3.6572 | 3.6572 | 3.6572 | 3.6572
267001-High Refrigerant Charge Adjustment (>= ±20% rated charge) Resid SFCZ10 Vint03 | 0.53365 | 0.0049972 | 0.28557 | 387.5804 | 3875.8044 | -0.10395 | -1.0395 | 0.28732 | 0.98982 | 0.28732 | 0.98982 | 0.28366 | 0.98982 | 0.28366 | 0.98982 | 6.9827 | 6.4875 | 6.9827 | 6.4875
267040-Residential Condensor Coil Cleaning Resid SF CZ10 VintAll | 0.28997 | 0.0027153 | 0.27799 | 210.6 | 631.8 | 0 | 0 | 0.22746 | 0 | 0.22746 | 0 | 0.22746 | 0 | 0.22746 | 0 | 3.6572 | 3.6572 | 3.6572 | 3.6572
267002-High Refrigerant Charge Adjustment (>= ±20% rated charge) Resid SF CZ10 Vint04 | 0.88396 | 0.0082775 | 0.7116 | 642.0055 | 6420.0552 | -0.2436 | -2.436 | 0.27737 | 0.98982 | 0.27737 | 0.98982 | 0.27295 | 0.98982 | 0.27295 | 0.98982 | 5.7813 | 5.3713 | 5.7813 | 5.3713
267040-Residential Condensor Coil Cleaning Resid SF CZ10 VintAll | 0.28997 | 0.0027153 | 0.27799 | 210.6 | 631.8 | 0 | 0 | 0.22746 | 0 | 0.22746 | 0 | 0.22746 | 0 | 0.22746 | 0 | 3.6572 | 3.6572 | 3.6572 | 3.6572
267002-High Refrigerant Charge Adjustment (>= ±20% rated charge) Resid SF CZ10 Vint04 | 0.66297 | 0.0062082 | 0.5337 | 481.5041 | 4815.0414 | -0.1827 | -1.827 | 0.27737 | 0.98982 | 0.27737 | 0.98982 | 0.27295 | 0.98982 | 0.27295 | 0.98982 | 5.7813 | 5.3713 | 5.7813 | 5.3713
267040-Residential Condensor Coil Cleaning Resid SF CZ10 VintAll | 0.28997 | 0.0027153 | 0.27799 | 210.6 | 631.8 | 0 | 0 | 0.22746 | 0 | 0.22746 | 0 | 0.22746 | 0 | 0.22746 | 0 | 3.6572 | 3.6572 | 3.6572 | 3.6572
267002-High Refrigerant Charge Adjustment (>= ±20% rated charge) Resid SF CZ10 Vint04 | 0.66297 | 0.0062082 | 0.5337 | 481.5041 | 4815.0414 | -0.1827 | -1.827 | 0.27737 | 0.98982 | 0.27737 | 0.98982 | 0.27295 | 0.98982 | 0.27295 | 0.98982 | 5.7813 | 5.3713 | 5.7813 | 5.3713
267040-Residential Condensor Coil Cleaning Resid SF CZ10 VintAll | 0.28997 | 0.0027153 | 0.27799 | 210.6 | 631.8 | 0 | 0 | 0.22746 | 0 | 0.22746 | 0 | 0.22746 | 0 | 0.22746 | 0 | 3.6572 | 3.6572 | 3.6572 | 3.6572
267010-Duct Sealing (Total Leakage Reduced from 40% of AHU flow to 12%) Resid SF CZ10 Vint04 | 0.38949 | 0.0036472 | 0.37591 | 282.8795 | 5091.8306 | 16.7452 | 301.4135 | 0.24498 | 0.81756 | 0.24498 | 0.81756 | 0.19227 | 0.64165 | 0.19227 | 0.64165 | 4.1125 | 2.463 | 4.1125 | 2.463
267010-Duct Sealing (Total Leakage Reduced from 40% of AHU flow to 12%) Resid SF CZ10 Vint04 | 0.19475 | 0.0018236 | 0.18795 | 141.4397 | 2545.9153 | 8.3726 | 150.7068 | 0.22658 | 0.75616 | 0.22658 | 0.75616 | 0.10864 | 0.36256 | 0.10864 | 0.36256 | 3.3333 | 1.5052 | 3.3333 | 1.5052
267010-Duct Sealing (Total Leakage Reduced from 40% of AHU flow to 12%) Resid SF CZ10 Vint04 | 0.58424 | 0.0054709 | 0.56386 | 424.3192 | 7637.746 | 25.1178 | 452.1203 | 0.24411 | 0.81464 | 0.24411 | 0.81464 | 0.18829 | 0.62836 | 0.18829 | 0.62836 | 4.0673 | 2.3906 | 4.0673 | 2.3906
267010-Duct Sealing (Total Leakage Reduced from 40% of AHU flow to 12%) Resid SF CZ10 Vint04 | 0.38949 | 0.0036472 | 0.37591 | 282.8795 | 5091.8306 | 16.7452 | 301.4135 | 0.24753 | 0.82607 | 0.24753 | 0.82607 | 0.20386 | 0.68033 | 0.20386 | 0.68033 | 4.2502 | 2.7012 | 4.2502 | 2.7012
267010-Duct Sealing (Total Leakage Reduced from 40% of AHU flow to 12%) Resid SF CZ10 Vint04 | 0.38949 | 0.0036472 | 0.37591 | 282.8795 | 5091.8306 | 16.7452 | 301.4135 | 0.24104 | 0.8044 | 0.24104 | 0.8044 | 0.17435 | 0.58185 | 0.17435 | 0.58185 | 3.9164 | 2.1675 | 3.9164 | 2.1675
267009-Duct Sealing (Total Leakage Reduced from 40% of AHU flow to 12%) Resid SF CZ10 Vint03 | 0.25213 | 0.002361 | 0.13813 | 183.1159 | 3296.0866 | 16.7075 | 300.7354 | 0.27276 | 0.86705 | 0.27276 | 0.86705 | 0.19633 | 0.6241 | 0.19633 | 0.6241 | 5.0673 | 2.3683 | 5.0673 | 2.3683
267009-Duct Sealing (Total Leakage Reduced from 40% of AHU flow to 12%) Resid SF CZ10 Vint03 | 0.25213 | 0.002361 | 0.13813 | 183.1159 | 3296.0866 | 16.7075 | 300.7354 | 0.28171 | 0.89551 | 0.28171 | 0.89551 | 0.23702 | 0.75345 | 0.23702 | 0.75345 | 5.848 | 3.3057 | 5.848 | 3.3057
267010-Duct Sealing (Total Leakage Reduced from 40% of AHU flow to 12%) Resid SF CZ10 Vint04 | 0.19475 | 0.0018236 | 0.18795 | 141.4397 | 2545.9153 | 8.3726 | 150.7068 | 0.2279 | 0.76055 | 0.2279 | 0.76055 | 0.11462 | 0.3825 | 0.11462 | 0.3825 | 3.3791 | 1.5482 | 3.3791 | 1.5482
267010-Duct Sealing (Total Leakage Reduced from 40% of AHU flow to 12%) Resid SF CZ10 Vint04 | 0.19475 | 0.0018236 | 0.18795 | 141.4397 | 2545.9153 | 8.3726 | 150.7068 | 0.22666 | 0.75642 | 0.22666 | 0.75642 | 0.109 | 0.36376 | 0.109 | 0.36376 | 3.3361 | 1.5077 | 3.3361 | 1.5077
267009-Duct Sealing (Total Leakage Reduced from 40% of AHU flow to 12%) Resid SF CZ10 Vint03 | 0.75639 | 0.0070829 | 0.41438 | 549.3478 | 9888.2597 | 50.1226 | 902.2062 | 0.28422 | 0.9035 | 0.28422 | 0.9035 | 0.24844 | 0.78976 | 0.24844 | 0.78976 | 6.1123 | 3.7189 | 6.1123 | 3.7189
267009-Duct Sealing (Total Leakage Reduced from 40% of AHU flow to 12%) Resid SF CZ10 Vint03 | 0.25213 | 0.002361 | 0.13813 | 183.1159 | 3296.0866 | 16.7075 | 300.7354 | 0.26814 | 0.85237 | 0.26814 | 0.85237 | 0.17534 | 0.55738 | 0.17534 | 0.55738 | 4.7409 | 2.0661 | 4.7409 | 2.0661
267010-Duct Sealing (Total Leakage Reduced from 40% of AHU flow to 12%) Resid SF CZ10 Vint04 | 0.19475 | 0.0018236 | 0.18795 | 141.4397 | 2545.9153 | 8.3726 | 150.7068 | 0.22501 | 0.7509 | 0.22501 | 0.7509 | 0.10147 | 0.33864 | 0.10147 | 0.33864 | 3.2801 | 1.4566 | 3.2801 | 1.4566
267009-Duct Sealing (Total Leakage Reduced from 40% of AHU flow to 12%) Resid SF CZ10 Vint03 | 0.50426 | 0.0047219 | 0.27625 | 366.2318 | 6592.1731 | 33.415 | 601.4708 | 0.28454 | 0.90449 | 0.28454 | 0.90449 | 0.24987 | 0.7943 | 0.24987 | 0.7943 | 6.147 | 3.7779 | 6.147 | 3.7779
267009-Duct Sealing (Total Leakage Reduced from 40% of AHU flow to 12%) Resid SF CZ10 Vint03 | 0.25213 | 0.002361 | 0.13813 | 183.1159 | 3296.0866 | 16.7075 | 300.7354 | 0.28359 | 0.9015 | 0.28359 | 0.9015 | 0.24559 | 0.78068 | 0.24559 | 0.78068 | 6.044 | 3.6062 | 6.044 | 3.6062
267009-Duct Sealing (Total Leakage Reduced from 40% of AHU flow to 12%) Resid SF CZ10 Vint03 | 0.25213 | 0.002361 | 0.13813 | 183.1159 | 3296.0866 | 16.7075 | 300.7354 | 0.27982 | 0.88952 | 0.27982 | 0.88952 | 0.22845 | 0.72622 | 0.22845 | 0.72622 | 5.6643 | 3.0514 | 5.6643 | 3.0514
267009-Duct Sealing (Total Leakage Reduced from 40% of AHU flow to 12%) Resid SF CZ10 Vint03 | 0.25213 | 0.002361 | 0.13813 | 183.1159 | 3296.0866 | 16.7075 | 300.7354 | 0.28265 | 0.8985 | 0.28265 | 0.8985 | 0.2413 | 0.76707 | 0.2413 | 0.76707 | 5.9444 | 3.4494 | 5.9444 | 3.4494
267009-Duct Sealing (Total Leakage Reduced from 40% of AHU flow to 12%) Resid SF CZ10 Vint03 | 0.25213 | 0.002361 | 0.13813 | 183.1159 | 3296.0866 | 16.7075 | 300.7354 | 0.27059 | 0.86016 | 0.27059 | 0.86016 | 0.18648 | 0.59278 | 0.18648 | 0.59278 | 4.9087 | 2.2161 | 4.9087 | 2.2161
267009-Duct Sealing (Total Leakage Reduced from 40% of AHU flow to 12%) Resid SF CZ10 Vint03 | 0.25213 | 0.002361 | 0.13813 | 183.1159 | 3296.0866 | 16.7075 | 300.7354 | 0.27342 | 0.86915 | 0.27342 | 0.86915 | 0.19933 | 0.63363 | 0.19933 | 0.63363 | 5.1177 | 2.4188 | 5.1177 | 2.4188
267010-Duct Sealing (Total Leakage Reduced from 40% of AHU flow to 12%) Resid SF CZ10 Vint04 | 0.38949 | 0.0036472 | 0.37591 | 282.8795 | 5091.8306 | 16.7452 | 301.4135 | 0.24761 | 0.82633 | 0.24761 | 0.82633 | 0.20422 | 0.68152 | 0.20422 | 0.68152 | 4.2546 | 2.7094 | 4.2546 | 2.7094
267010-Duct Sealing (Total Leakage Reduced from 40% of AHU flow to 12%) Resid SF CZ10 Vint04 | 0.19475 | 0.0018236 | 0.18795 | 141.4397 | 2545.9153 | 8.3726 | 150.7068 | 0.23973 | 0.80002 | 0.23973 | 0.80002 | 0.16838 | 0.56191 | 0.16838 | 0.56191 | 3.8551 | 2.0841 | 3.8551 | 2.0841
267009-Duct Sealing (Total Leakage Reduced from 40% of AHU flow to 12%) Resid SF CZ10 Vint03 | 0.25213 | 0.002361 | 0.13813 | 183.1159 | 3296.0866 | 16.7075 | 300.7354 | 0.27606 | 0.87754 | 0.27606 | 0.87754 | 0.21132 | 0.67176 | 0.21132 | 0.67176 | 5.3294 | 2.6446 | 5.3294 | 2.6446
267029-Commercial HVAC Diagnostic/Tune-up Com All CZ07 VintAll | 0.055607 | 0.022183 | 0.13316 | 170.8768 | 1708.7677 | 0 | 0 | -0.033298 | 0 | -0.033298 | 0 | -0.022618 | 0 | -0.022618 | 0 | 0.8303 | 0.87809 | 0.8303 | 0.87809
267044-Commercial Condensor Coil Cleaning (all units - savings at 50% of DEER) Com All CZ07 VintAll | 0.076148 | 0.030378 | 0.1833 | 234 | 702 | 0 | 0 | 0.074214 | 0 | 0.074214 | 0 | 0.074213 | 0 | 0.074213 | 0 | 1.9633 | 1.9633 | 1.9633 | 1.9633
267044-Commercial Condensor Coil Cleaning (all units - savings at 50% of DEER) Com All CZ07 VintAll | 0.076148 | 0.030378 | 0.1833 | 234 | 702 | 0 | 0 | 0.074214 | 0 | 0.074214 | 0 | 0.074213 | 0 | 0.074213 | 0 | 1.9633 | 1.9633 | 1.9633 | 1.9633
267029-Commercial HVAC Diagnostic/Tune-up Com All CZ07 VintAll | 0.055607 | 0.022183 | 0.13316 | 170.8768 | 1708.7677 | 0 | 0 | -0.033298 | 0 | -0.033298 | 0 | -0.022618 | 0 | -0.022618 | 0 | 0.8303 | 0.87809 | 0.8303 | 0.87809
267044-Commercial Condensor Coil Cleaning (all units - savings at 50% of DEER) Com All CZ07 VintAll | 0.076148 | 0.030378 | 0.1833 | 234 | 702 | 0 | 0 | 0.074214 | 0 | 0.074214 | 0 | 0.074213 | 0 | 0.074213 | 0 | 1.9633 | 1.9633 | 1.9633 | 1.9633
267044-Commercial Condensor Coil Cleaning (all units - savings at 50% of DEER) Com All CZ07 VintAll | 0.076148 | 0.030378 | 0.1833 | 234 | 702 | 0 | 0 | 0.074214 | 0 | 0.074214 | 0 | 0.074213 | 0 | 0.074213 | 0 | 1.9633 | 1.9633 | 1.9633 | 1.9633
267045-Commercial Condensor Coil Cleaning (all units - savings at 50% of DEER) Com All CZ10 VintAll | 0.093916 | 0.037466 | 0.25935 | 288.6 | 865.8 | 0 | 0 | 0.088788 | 0 | 0.088788 | 0 | 0.088788 | 0 | 0.088788 | 0 | 2.4214 | 2.4214 | 2.4214 | 2.4214
267045-Commercial Condensor Coil Cleaning (all units - savings at 50% of DEER) Com All CZ10 VintAll | 0.075133 | 0.029973 | 0.20748 | 230.88 | 692.64 | 0 | 0 | 0.087643 | 0 | 0.087643 | 0 | 0.083582 | 0 | 0.083582 | 0 | 2.3778 | 2.2351 | 2.3778 | 2.2351
267045-Commercial Condensor Coil Cleaning (all units - savings at 50% of DEER) Com All CZ10 VintAll | 0.075133 | 0.029973 | 0.20748 | 230.88 | 692.64 | 0 | 0 | 0.087643 | 0 | 0.087643 | 0 | 0.083582 | 0 | 0.083582 | 0 | 2.3778 | 2.2351 | 2.3778 | 2.2351
267045-Commercial Condensor Coil Cleaning (all units - savings at 50% of DEER) Com All CZ10 VintAll | 0.075133 | 0.029973 | 0.20748 | 230.88 | 692.64 | 0 | 0 | 0.087643 | 0 | 0.087643 | 0 | 0.083582 | 0 | 0.083582 | 0 | 2.3778 | 2.2351 | 2.3778 | 2.2351
267045-Commercial Condensor Coil Cleaning (all units - savings at 50% of DEER) Com All CZ10 VintAll | 0.093916 | 0.037466 | 0.25935 | 288.6 | 865.8 | 0 | 0 | 0.088788 | 0 | 0.088788 | 0 | 0.088788 | 0 | 0.088788 | 0 | 2.4214 | 2.4214 | 2.4214 | 2.4214
267030-Commercial HVAC Diagnostic/Tune-up Com All CZ10 VintAll | 0.1983 | 0.079108 | 0.42712 | 609.365 | 6093.65 | 0 | 0 | 0.10917 | 0 | 0.10917 | 0 | 0.099408 | 0 | 0.099408 | 0 | 3.031 | 2.5652 | 3.031 | 2.5652
267045-Commercial Condensor Coil Cleaning (all units - savings at 50% of DEER) Com All CZ10 VintAll | 0.093916 | 0.037466 | 0.25935 | 288.6 | 865.8 | 0 | 0 | 0.088788 | 0 | 0.088788 | 0 | 0.088788 | 0 | 0.088788 | 0 | 2.4214 | 2.4214 | 2.4214 | 2.4214
267030-Commercial HVAC Diagnostic/Tune-up Com All CZ10 VintAll | 0.1983 | 0.079108 | 0.42712 | 609.365 | 6093.65 | 0 | 0 | 0.10917 | 0 | 0.10917 | 0 | 0.099408 | 0 | 0.099408 | 0 | 3.031 | 2.5652 | 3.031 | 2.5652
267045-Commercial Condensor Coil Cleaning (all units - savings at 50% of DEER) Com All CZ10 VintAll | 0.093916 | 0.037466 | 0.25935 | 288.6 | 865.8 | 0 | 0 | 0.088788 | 0 | 0.088788 | 0 | 0.088788 | 0 | 0.088788 | 0 | 2.4214 | 2.4214 | 2.4214 | 2.4214
267030-Commercial HVAC Diagnostic/Tune-up Com All CZ10 VintAll | 0.1983 | 0.079108 | 0.42712 | 609.365 | 6093.65 | 0 | 0 | 0.10917 | 0 | 0.10917 | 0 | 0.099408 | 0 | 0.099408 | 0 | 3.031 | 2.5652 | 3.031 | 2.5652
267045-Commercial Condensor Coil Cleaning (all units - savings at 50% of DEER) Com All CZ10 VintAll | 0.093916 | 0.037466 | 0.25935 | 288.6 | 865.8 | 0 | 0 | 0.088788 | 0 | 0.088788 | 0 | 0.088788 | 0 | 0.088788 | 0 | 2.4214 | 2.4214 | 2.4214 | 2.4214
267030-Commercial HVAC Diagnostic/Tune-up Com All CZ10 VintAll | 0.1983 | 0.079108 | 0.42712 | 609.365 | 6093.65 | 0 | 0 | 0.10917 | 0 | 0.10917 | 0 | 0.099408 | 0 | 0.099408 | 0 | 3.031 | 2.5652 | 3.031 | 2.5652
267045-Commercial Condensor Coil Cleaning (all units - savings at 50% of DEER) Com All CZ10 VintAll | 0.093916 | 0.037466 | 0.25935 | 288.6 | 865.8 | 0 | 0 | 0.088788 | 0 | 0.088788 | 0 | 0.088788 | 0 | 0.088788 | 0 | 2.4214 | 2.4214 | 2.4214 | 2.4214
267045-Commercial Condensor Coil Cleaning (all units - savings at 50% of DEER) Com All CZ10 VintAll | 0.093916 | 0.037466 | 0.25935 | 288.6 | 865.8 | 0 | 0 | 0.088788 | 0 | 0.088788 | 0 | 0.088788 | 0 | 0.088788 | 0 | 2.4214 | 2.4214 | 2.4214 | 2.4214
267044-Commercial Condensor Coil Cleaning (all units - savings at 50% of DEER) Com All CZ07 VintAll | 0.1523 | 0.060756 | 0.3666 | 468 | 1404 | 0 | 0 | 0.074214 | 0 | 0.074214 | 0 | 0.074213 | 0 | 0.074213 | 0 | 1.9633 | 1.9633 | 1.9633 | 1.9633
267044-Commercial Condensor Coil Cleaning (all units - savings at 50% of DEER) Com All CZ07 VintAll | 0.1523 | 0.060756 | 0.3666 | 468 | 1404 | 0 | 0 | 0.074214 | 0 | 0.074214 | 0 | 0.074213 | 0 | 0.074213 | 0 | 1.9633 | 1.9633 | 1.9633 | 1.9633
267030-Commercial HVAC Diagnostic/Tune-up Com All CZ10 VintAll | 0.1983 | 0.079108 | 0.42712 | 609.365 | 6093.65 | 0 | 0 | 0.10917 | 0 | 0.10917 | 0 | 0.099408 | 0 | 0.099408 | 0 | 3.031 | 2.5652 | 3.031 | 2.5652
267045-Commercial Condensor Coil Cleaning (all units - savings at 50% of DEER) Com All CZ10 VintAll | 0.093916 | 0.037466 | 0.25935 | 288.6 | 865.8 | 0 | 0 | 0.088788 | 0 | 0.088788 | 0 | 0.088788 | 0 | 0.088788 | 0 | 2.4214 | 2.4214 | 2.4214 | 2.4214
267045-Commercial Condensor Coil Cleaning (all units - savings at 50% of DEER) Com All CZ10 VintAll | 0.093916 | 0.037466 | 0.25935 | 288.6 | 865.8 | 0 | 0 | 0.088788 | 0 | 0.088788 | 0 | 0.088788 | 0 | 0.088788 | 0 | 2.4214 | 2.4214 | 2.4214 | 2.4214
267030-Commercial HVAC Diagnostic/Tune-up Com All CZ10 VintAll | 0.1983 | 0.079108 | 0.42712 | 609.365 | 6093.65 | 0 | 0 | 0.10917 | 0 | 0.10917 | 0 | 0.099408 | 0 | 0.099408 | 0 | 3.031 | 2.5652 | 3.031 | 2.5652
267045-Commercial Condensor Coil Cleaning (all units - savings at 50% of DEER) Com All CZ10 VintAll | 0.093916 | 0.037466 | 0.25935 | 288.6 | 865.8 | 0 | 0 | 0.088788 | 0 | 0.088788 | 0 | 0.088788 | 0 | 0.088788 | 0 | 2.4214 | 2.4214 | 2.4214 | 2.4214
267044-Commercial Condensor Coil Cleaning (all units - savings at 50% of DEER) Com All CZ07 VintAll | 0.18276 | 0.072908 | 0.43992 | 561.6 | 1684.8 | 0 | 0 | 0.073508 | 0 | 0.073508 | 0 | 0.071003 | 0 | 0.071003 | 0 | 1.9455 | 1.8848 | 1.9455 | 1.8848
267044-Commercial Condensor Coil Cleaning (all units - savings at 50% of DEER) Com All CZ07 VintAll | 0.18276 | 0.072908 | 0.43992 | 561.6 | 1684.8 | 0 | 0 | 0.073508 | 0 | 0.073508 | 0 | 0.071003 | 0 | 0.071003 | 0 | 1.9455 | 1.8848 | 1.9455 | 1.8848
267044-Commercial Condensor Coil Cleaning (all units - savings at 50% of DEER) Com All CZ07 VintAll | 0.091378 | 0.036454 | 0.21996 | 280.8 | 842.4 | 0 | 0 | 0.074214 | 0 | 0.074214 | 0 | 0.074213 | 0 | 0.074213 | 0 | 1.9633 | 1.9633 | 1.9633 | 1.9633
267044-Commercial Condensor Coil Cleaning (all units - savings at 50% of DEER) Com All CZ07 VintAll | 0.091378 | 0.036454 | 0.21996 | 280.8 | 842.4 | 0 | 0 | 0.074214 | 0 | 0.074214 | 0 | 0.074213 | 0 | 0.074213 | 0 | 1.9633 | 1.9633 | 1.9633 | 1.9633
267044-Commercial Condensor Coil Cleaning (all units - savings at 50% of DEER) Com All CZ07 VintAll | 0.045689 | 0.018227 | 0.10998 | 140.4 | 421.2 | 0 | 0 | 0.074214 | 0 | 0.074214 | 0 | 0.074213 | 0 | 0.074213 | 0 | 1.9633 | 1.9633 | 1.9633 | 1.9633
267021-Economizer Repair Com All CZ10 Vint01 | 0.28629 | 0.11421 | 0.006375 | 879.75 | 4398.75 | 0 | 0 | 0.085798 | 0 | 0.085798 | 0 | 0.086599 | 0 | 0.086599 | 0 | 2.5541 | 2.5917 | 2.5541 | 2.5917
267024-Economizer Repair Com All CZ10 Vint05 | 1.37 | 0.54655 | 0.018785 | 4210.05 | 21050.25 | 0 | 0 | 0.11101 | 0 | 0.11101 | 0 | 0.11145 | 0 | 0.11145 | 0 | 4.701 | 4.7702 | 4.701 | 4.7702
267020-Economizer Repair Com All CZ07 Vint05 | 2.4341 | 0.97106 | 0.0391 | 7480 | 37400 | 0 | 0 | 0.11503 | 0 | 0.11503 | 0 | 0.11541 | 0 | 0.11541 | 0 | 5.4289 | 5.5089 | 5.4289 | 5.5089
267020-Economizer Repair Com All CZ07 Vint05 | 3.0427 | 1.2138 | 0.048875 | 9350 | 46750 | 0 | 0 | 0.11503 | 0 | 0.11503 | 0 | 0.11541 | 0 | 0.11541 | 0 | 5.4289 | 5.5089 | 5.4289 | 5.5089
267020-Economizer Repair Com All CZ07 Vint05 | 0.36512 | 0.14566 | 0.005865 | 1122 | 5610 | 0 | 0 | 0.11503 | 0 | 0.11503 | 0 | 0.11541 | 0 | 0.11541 | 0 | 5.4289 | 5.5089 | 5.4289 | 5.5089
267040-Residential Condensor Coil Cleaning Resid SF CZ10 VintAll | 0.28997 | 0.0027153 | 0.27799 | 210.6 | 631.8 | 0 | 0 | 0.22746 | 0 | 0.22746 | 0 | 0.22746 | 0 | 0.22746 | 0 | 3.6572 | 3.6572 | 3.6572 | 3.6572
267010-Duct Sealing (Total Leakage Reduced from 40% of AHU flow to 12%) Resid SF CZ10 Vint04 | 0.38949 | 0.0036472 | 0.37591 | 282.8795 | 5091.8306 | 16.7452 | 301.4135 | 0.24433 | 0.81537 | 0.24433 | 0.81537 | 0.18929 | 0.63169 | 0.18929 | 0.63169 | 4.0785 | 2.4083 | 4.0785 | 2.4083
267010-Duct Sealing (Total Leakage Reduced from 40% of AHU flow to 12%) Resid SF CZ10 Vint04 | 0.38949 | 0.0036472 | 0.37591 | 282.8795 | 5091.8306 | 16.7452 | 301.4135 | 0.24104 | 0.8044 | 0.24104 | 0.8044 | 0.17435 | 0.58185 | 0.17435 | 0.58185 | 3.9164 | 2.1675 | 3.9164 | 2.1675
267010-Duct Sealing (Total Leakage Reduced from 40% of AHU flow to 12%) Resid SF CZ10 Vint04 | 0.19475 | 0.0018236 | 0.18795 | 141.4397 | 2545.9153 | 8.3726 | 150.7068 | 0.23053 | 0.76932 | 0.23053 | 0.76932 | 0.12656 | 0.42237 | 0.12656 | 0.42237 | 3.4744 | 1.642 | 3.4744 | 1.642
267010-Duct Sealing (Total Leakage Reduced from 40% of AHU flow to 12%) Resid SF CZ10 Vint04 | 0.19475 | 0.0018236 | 0.18795 | 141.4397 | 2545.9153 | 8.3726 | 150.7068 | 0.23053 | 0.76932 | 0.23053 | 0.76932 | 0.12656 | 0.42237 | 0.12656 | 0.42237 | 3.4744 | 1.642 | 3.4744 | 1.642
267010-Duct Sealing (Total Leakage Reduced from 40% of AHU flow to 12%) Resid SF CZ10 Vint04 | 0.38949 | 0.0036472 | 0.37591 | 282.8795 | 5091.8306 | 16.7452 | 301.4135 | 0.24367 | 0.81317 | 0.24367 | 0.81317 | 0.1863 | 0.62172 | 0.1863 | 0.62172 | 4.045 | 2.356 | 4.045 | 2.356
267029-Commercial HVAC Diagnostic/Tune-up Com All CZ07 VintAll | 0.022243 | 0.0088734 | 0.053265 | 68.3507 | 683.5071 | 0 | 0 | -0.039441 | 0 | -0.039441 | 0 | -0.063572 | 0 | -0.063572 | 0 | 0.8051 | 0.71932 | 0.8051 | 0.71932
267044-Commercial Condensor Coil Cleaning (all units - savings at 50% of DEER) Com All CZ07 VintAll | 0.030459 | 0.012151 | 0.07332 | 93.6 | 280.8 | 0 | 0 | 0.074214 | 0 | 0.074214 | 0 | 0.074213 | 0 | 0.074213 | 0 | 1.9633 | 1.9633 | 1.9633 | 1.9633
267029-Commercial HVAC Diagnostic/Tune-up Com All CZ07 VintAll | 0.044485 | 0.017747 | 0.10653 | 136.7014 | 1367.0141 | 0 | 0 | -0.039441 | 0 | -0.039441 | 0 | -0.063572 | 0 | -0.063572 | 0 | 0.8051 | 0.71932 | 0.8051 | 0.71932
267044-Commercial Condensor Coil Cleaning (all units - savings at 50% of DEER) Com All CZ07 VintAll | 0.060919 | 0.024303 | 0.14664 | 187.2 | 561.6 | 0 | 0 | 0.074214 | 0 | 0.074214 | 0 | 0.074213 | 0 | 0.074213 | 0 | 1.9633 | 1.9633 | 1.9633 | 1.9633
267029-Commercial HVAC Diagnostic/Tune-up Com All CZ07 VintAll | 0.044485 | 0.017747 | 0.10653 | 136.7014 | 1367.0141 | 0 | 0 | -0.039441 | 0 | -0.039441 | 0 | -0.063572 | 0 | -0.063572 | 0 | 0.8051 | 0.71932 | 0.8051 | 0.71932
267044-Commercial Condensor Coil Cleaning (all units - savings at 50% of DEER) Com All CZ07 VintAll | 0.060919 | 0.024303 | 0.14664 | 187.2 | 561.6 | 0 | 0 | 0.074214 | 0 | 0.074214 | 0 | 0.074213 | 0 | 0.074213 | 0 | 1.9633 | 1.9633 | 1.9633 | 1.9633
267029-Commercial HVAC Diagnostic/Tune-up Com All CZ07 VintAll | 0.044485 | 0.017747 | 0.10653 | 136.7014 | 1367.0141 | 0 | 0 | -0.039441 | 0 | -0.039441 | 0 | -0.063572 | 0 | -0.063572 | 0 | 0.8051 | 0.71932 | 0.8051 | 0.71932
267044-Commercial Condensor Coil Cleaning (all units - savings at 50% of DEER) Com All CZ07 VintAll | 0.060919 | 0.024303 | 0.14664 | 187.2 | 561.6 | 0 | 0 | 0.074214 | 0 | 0.074214 | 0 | 0.074213 | 0 | 0.074213 | 0 | 1.9633 | 1.9633 | 1.9633 | 1.9633
267029-Commercial HVAC Diagnostic/Tune-up Com All CZ07 VintAll | 0.044485 | 0.017747 | 0.10653 | 136.7014 | 1367.0141 | 0 | 0 | -0.039441 | 0 | -0.039441 | 0 | -0.063572 | 0 | -0.063572 | 0 | 0.8051 | 0.71932 | 0.8051 | 0.71932
267044-Commercial Condensor Coil Cleaning (all units - savings at 50% of DEER) Com All CZ07 VintAll | 0.060919 | 0.024303 | 0.14664 | 187.2 | 561.6 | 0 | 0 | 0.074214 | 0 | 0.074214 | 0 | 0.074213 | 0 | 0.074213 | 0 | 1.9633 | 1.9633 | 1.9633 | 1.9633
267030-Commercial HVAC Diagnostic/Tune-up Com All CZ10 VintAll | 0.23796 | 0.09493 | 0.51255 | 731.238 | 7312.38 | 0 | 0 | 0.10877 | 0 | 0.10877 | 0 | 0.096761 | 0 | 0.096761 | 0 | 3.0088 | 2.4626 | 3.0088 | 2.4626
267045-Commercial Condensor Coil Cleaning (all units - savings at 50% of DEER) Com All CZ10 VintAll | 0.1127 | 0.04496 | 0.31122 | 346.32 | 1038.96 | 0 | 0 | 0.088215 | 0 | 0.088215 | 0 | 0.086185 | 0 | 0.086185 | 0 | 2.3994 | 2.3245 | 2.3994 | 2.3245
267030-Commercial HVAC Diagnostic/Tune-up Com All CZ10 VintAll | 0.23796 | 0.09493 | 0.51255 | 731.238 | 7312.38 | 0 | 0 | 0.10877 | 0 | 0.10877 | 0 | 0.096761 | 0 | 0.096761 | 0 | 3.0088 | 2.4626 | 3.0088 | 2.4626
267045-Commercial Condensor Coil Cleaning (all units - savings at 50% of DEER) Com All CZ10 VintAll | 0.1127 | 0.04496 | 0.31122 | 346.32 | 1038.96 | 0 | 0 | 0.088215 | 0 | 0.088215 | 0 | 0.086185 | 0 | 0.086185 | 0 | 2.3994 | 2.3245 | 2.3994 | 2.3245
267030-Commercial HVAC Diagnostic/Tune-up Com All CZ10 VintAll | 0.1983 | 0.079108 | 0.42712 | 609.365 | 6093.65 | 0 | 0 | 0.10917 | 0 | 0.10917 | 0 | 0.099408 | 0 | 0.099408 | 0 | 3.031 | 2.5652 | 3.031 | 2.5652
267045-Commercial Condensor Coil Cleaning (all units - savings at 50% of DEER) Com All CZ10 VintAll | 0.093916 | 0.037466 | 0.25935 | 288.6 | 865.8 | 0 | 0 | 0.088788 | 0 | 0.088788 | 0 | 0.088788 | 0 | 0.088788 | 0 | 2.4214 | 2.4214 | 2.4214 | 2.4214
267029-Commercial HVAC Diagnostic/Tune-up Com All CZ07 VintAll | 0.055607 | 0.022183 | 0.13316 | 170.8768 | 1708.7677 | 0 | 0 | -0.039441 | 0 | -0.039441 | 0 | -0.063572 | 0 | -0.063572 | 0 | 0.8051 | 0.71932 | 0.8051 | 0.71932
267044-Commercial Condensor Coil Cleaning (all units - savings at 50% of DEER) Com All CZ07 VintAll | 0.076148 | 0.030378 | 0.1833 | 234 | 702 | 0 | 0 | 0.074214 | 0 | 0.074214 | 0 | 0.074213 | 0 | 0.074213 | 0 | 1.9633 | 1.9633 | 1.9633 | 1.9633
267029-Commercial HVAC Diagnostic/Tune-up Com All CZ07 VintAll | 0.055607 | 0.022183 | 0.13316 | 170.8768 | 1708.7677 | 0 | 0 | -0.039441 | 0 | -0.039441 | 0 | -0.063572 | 0 | -0.063572 | 0 | 0.8051 | 0.71932 | 0.8051 | 0.71932
267044-Commercial Condensor Coil Cleaning (all units - savings at 50% of DEER) Com All CZ07 VintAll | 0.076148 | 0.030378 | 0.1833 | 234 | 702 | 0 | 0 | 0.074214 | 0 | 0.074214 | 0 | 0.074213 | 0 | 0.074213 | 0 | 1.9633 | 1.9633 | 1.9633 | 1.9633
267029-Commercial HVAC Diagnostic/Tune-up Com All CZ07 VintAll | 0.055607 | 0.022183 | 0.13316 | 170.8768 | 1708.7677 | 0 | 0 | -0.039441 | 0 | -0.039441 | 0 | -0.063572 | 0 | -0.063572 | 0 | 0.8051 | 0.71932 | 0.8051 | 0.71932
267044-Commercial Condensor Coil Cleaning (all units - savings at 50% of DEER) Com All CZ07 VintAll | 0.076148 | 0.030378 | 0.1833 | 234 | 702 | 0 | 0 | 0.074214 | 0 | 0.074214 | 0 | 0.074213 | 0 | 0.074213 | 0 | 1.9633 | 1.9633 | 1.9633 | 1.9633
267029-Commercial HVAC Diagnostic/Tune-up Com All CZ07 VintAll | 0.055607 | 0.022183 | 0.13316 | 170.8768 | 1708.7677 | 0 | 0 | -0.039441 | 0 | -0.039441 | 0 | -0.063572 | 0 | -0.063572 | 0 | 0.8051 | 0.71932 | 0.8051 | 0.71932
267044-Commercial Condensor Coil Cleaning (all units - savings at 50% of DEER) Com All CZ07 VintAll | 0.076148 | 0.030378 | 0.1833 | 234 | 702 | 0 | 0 | 0.074214 | 0 | 0.074214 | 0 | 0.074213 | 0 | 0.074213 | 0 | 1.9633 | 1.9633 | 1.9633 | 1.9633
267029-Commercial HVAC Diagnostic/Tune-up Com All CZ07 VintAll | 0.055607 | 0.022183 | 0.13316 | 170.8768 | 1708.7677 | 0 | 0 | -0.039441 | 0 | -0.039441 | 0 | -0.063572 | 0 | -0.063572 | 0 | 0.8051 | 0.71932 | 0.8051 | 0.71932
267044-Commercial Condensor Coil Cleaning (all units - savings at 50% of DEER) Com All CZ07 VintAll | 0.076148 | 0.030378 | 0.1833 | 234 | 702 | 0 | 0 | 0.074214 | 0 | 0.074214 | 0 | 0.074213 | 0 | 0.074213 | 0 | 1.9633 | 1.9633 | 1.9633 | 1.9633
267030-Commercial HVAC Diagnostic/Tune-up Com All CZ10 VintAll | 0.11898 | 0.047465 | 0.25627 | 365.619 | 3656.19 | 0 | 0 | 0.10917 | 0 | 0.10917 | 0 | 0.099408 | 0 | 0.099408 | 0 | 3.031 | 2.5652 | 3.031 | 2.5652
267045-Commercial Condensor Coil Cleaning (all units - savings at 50% of DEER) Com All CZ10 VintAll | 0.05635 | 0.02248 | 0.15561 | 173.16 | 519.48 | 0 | 0 | 0.088788 | 0 | 0.088788 | 0 | 0.088788 | 0 | 0.088788 | 0 | 2.4214 | 2.4214 | 2.4214 | 2.4214
267030-Commercial HVAC Diagnostic/Tune-up Com All CZ10 VintAll | 0.23796 | 0.09493 | 0.51255 | 731.238 | 7312.38 | 0 | 0 | 0.10877 | 0 | 0.10877 | 0 | 0.096761 | 0 | 0.096761 | 0 | 3.0088 | 2.4626 | 3.0088 | 2.4626
267045-Commercial Condensor Coil Cleaning (all units - savings at 50% of DEER) Com All CZ10 VintAll | 0.1127 | 0.04496 | 0.31122 | 346.32 | 1038.96 | 0 | 0 | 0.088215 | 0 | 0.088215 | 0 | 0.086185 | 0 | 0.086185 | 0 | 2.3994 | 2.3245 | 2.3994 | 2.3245
267030-Commercial HVAC Diagnostic/Tune-up Com All CZ10 VintAll | 0.23796 | 0.09493 | 0.51255 | 731.238 | 7312.38 | 0 | 0 | 0.10877 | 0 | 0.10877 | 0 | 0.096761 | 0 | 0.096761 | 0 | 3.0088 | 2.4626 | 3.0088 | 2.4626
267045-Commercial Condensor Coil Cleaning (all units - savings at 50% of DEER) Com All CZ10 VintAll | 0.1127 | 0.04496 | 0.31122 | 346.32 | 1038.96 | 0 | 0 | 0.088215 | 0 | 0.088215 | 0 | 0.086185 | 0 | 0.086185 | 0 | 2.3994 | 2.3245 | 2.3994 | 2.3245
267030-Commercial HVAC Diagnostic/Tune-up Com All CZ10 VintAll | 0.11898 | 0.047465 | 0.25627 | 365.619 | 3656.19 | 0 | 0 | 0.10917 | 0 | 0.10917 | 0 | 0.099408 | 0 | 0.099408 | 0 | 3.031 | 2.5652 | 3.031 | 2.5652
267045-Commercial Condensor Coil Cleaning (all units - savings at 50% of DEER) Com All CZ10 VintAll | 0.05635 | 0.02248 | 0.15561 | 173.16 | 519.48 | 0 | 0 | 0.088788 | 0 | 0.088788 | 0 | 0.088788 | 0 | 0.088788 | 0 | 2.4214 | 2.4214 | 2.4214 | 2.4214
267023-Economizer Repair Com All CZ10 Vint04 | 1.4671 | 0.58529 | 0.01632 | 4508.4 | 22542 | 0 | 0 | 0.11499 | 0 | 0.11499 | 0 | 0.11446 | 0 | 0.11446 | 0 | 5.4202 | 5.3125 | 5.4202 | 5.3125
267034-High Refrigerant Charge Adjustment (>= ±20% rated charge) Resid MF CZ10 Vint05 | 0.30153 | 0.0028236 | 0.30962 | 218.9975 | 2189.9748 | -0.10423 | -1.0423 | 0.24906 | 0.98982 | 0.24906 | 0.98982 | 0.2439 | 0.98982 | 0.2439 | 0.98982 | 3.8824 | 3.6634 | 3.8824 | 3.6634
267042-Residential Condensor Coil Cleaning Resid MF CZ10 VintAll | 0.19331 | 0.0018102 | 0.18533 | 140.4 | 421.2 | 0 | 0 | 0.18466 | 0 | 0.18466 | 0 | 0.18466 | 0 | 0.18466 | 0 | 2.4381 | 2.4381 | 2.4381 | 2.4381
267034-High Refrigerant Charge Adjustment (>= ±20% rated charge) Resid MF CZ10 Vint05 | 0.30153 | 0.0028236 | 0.30962 | 218.9975 | 2189.9748 | -0.10423 | -1.0423 | 0.24906 | 0.98982 | 0.24906 | 0.98982 | 0.2439 | 0.98982 | 0.2439 | 0.98982 | 3.8824 | 3.6634 | 3.8824 | 3.6634
267042-Residential Condensor Coil Cleaning Resid MF CZ10 VintAll | 0.19331 | 0.0018102 | 0.18533 | 140.4 | 421.2 | 0 | 0 | 0.18466 | 0 | 0.18466 | 0 | 0.18466 | 0 | 0.18466 | 0 | 2.4381 | 2.4381 | 2.4381 | 2.4381
267034-High Refrigerant Charge Adjustment (>= ±20% rated charge) Resid MF CZ10 Vint05 | 0.15077 | 0.0014118 | 0.15481 | 109.4987 | 1094.9874 | -0.052114 | -0.52114 | 0.23901 | 0.98982 | 0.23901 | 0.98982 | 0.19821 | 0.98982 | 0.19821 | 0.98982 | 3.4771 | 2.4423 | 3.4771 | 2.4423
267042-Residential Condensor Coil Cleaning Resid MF CZ10 VintAll | 0.19331 | 0.0018102 | 0.18533 | 140.4 | 421.2 | 0 | 0 | 0.18466 | 0 | 0.18466 | 0 | 0.18466 | 0 | 0.18466 | 0 | 2.4381 | 2.4381 | 2.4381 | 2.4381
267042-Residential Condensor Coil Cleaning Resid MF CZ10 VintAll | 0.19331 | 0.0018102 | 0.18533 | 140.4 | 421.2 | 0 | 0 | 0.18466 | 0 | 0.18466 | 0 | 0.18466 | 0 | 0.18466 | 0 | 2.4381 | 2.4381 | 2.4381 | 2.4381
267034-High Refrigerant Charge Adjustment (>= ±20% rated charge) Resid MF CZ10 Vint05 | 0.30153 | 0.0028236 | 0.30962 | 218.9975 | 2189.9748 | -0.10423 | -1.0423 | 0.24906 | 0.98982 | 0.24906 | 0.98982 | 0.2439 | 0.98982 | 0.2439 | 0.98982 | 3.8824 | 3.6634 | 3.8824 | 3.6634
267042-Residential Condensor Coil Cleaning Resid MF CZ10 VintAll | 0.19331 | 0.0018102 | 0.18533 | 140.4 | 421.2 | 0 | 0 | 0.18466 | 0 | 0.18466 | 0 | 0.18466 | 0 | 0.18466 | 0 | 2.4381 | 2.4381 | 2.4381 | 2.4381
267034-High Refrigerant Charge Adjustment (>= ±20% rated charge) Resid MF CZ10 Vint05 | 0.30153 | 0.0028236 | 0.30962 | 218.9975 | 2189.9748 | -0.10423 | -1.0423 | 0.24906 | 0.98982 | 0.24906 | 0.98982 | 0.2439 | 0.98982 | 0.2439 | 0.98982 | 3.8824 | 3.6634 | 3.8824 | 3.6634
267042-Residential Condensor Coil Cleaning Resid MF CZ10 VintAll | 0.19331 | 0.0018102 | 0.18533 | 140.4 | 421.2 | 0 | 0 | 0.18466 | 0 | 0.18466 | 0 | 0.18466 | 0 | 0.18466 | 0 | 2.4381 | 2.4381 | 2.4381 | 2.4381
267034-High Refrigerant Charge Adjustment (>= ±20% rated charge) Resid MF CZ10 Vint05 | 0.30153 | 0.0028236 | 0.30962 | 218.9975 | 2189.9748 | -0.10423 | -1.0423 | 0.24906 | 0.98982 | 0.24906 | 0.98982 | 0.2439 | 0.98982 | 0.2439 | 0.98982 | 3.8824 | 3.6634 | 3.8824 | 3.6634
267042-Residential Condensor Coil Cleaning Resid MF CZ10 VintAll | 0.19331 | 0.0018102 | 0.18533 | 140.4 | 421.2 | 0 | 0 | 0.18466 | 0 | 0.18466 | 0 | 0.18466 | 0 | 0.18466 | 0 | 2.4381 | 2.4381 | 2.4381 | 2.4381
267033-High Refrigerant Charge Adjustment (>= ±20% rated charge) Resid MF CZ10 Vint04 | 0.18391 | 0.0017222 | 0.17637 | 133.5719 | 1335.7188 | -0.082065 | -0.82065 | 0.25636 | 0.98982 | 0.25636 | 0.98982 | 0.22291 | 0.98982 | 0.22291 | 0.98982 | 4.2398 | 2.978 | 4.2398 | 2.978
267042-Residential Condensor Coil Cleaning Resid MF CZ10 VintAll | 0.19331 | 0.0018102 | 0.18533 | 140.4 | 421.2 | 0 | 0 | 0.18466 | 0 | 0.18466 | 0 | 0.18466 | 0 | 0.18466 | 0 | 2.4381 | 2.4381 | 2.4381 | 2.4381
267042-Residential Condensor Coil Cleaning Resid MF CZ10 VintAll | 0.19331 | 0.0018102 | 0.18533 | 140.4 | 421.2 | 0 | 0 | 0.18466 | 0 | 0.18466 | 0 | 0.18466 | 0 | 0.18466 | 0 | 2.4381 | 2.4381 | 2.4381 | 2.4381
267033-High Refrigerant Charge Adjustment (>= ±20% rated charge) Resid MF CZ10 Vint04 | 0.18391 | 0.0017222 | 0.17637 | 133.5719 | 1335.7188 | -0.082065 | -0.82065 | 0.25636 | 0.98982 | 0.25636 | 0.98982 | 0.22291 | 0.98982 | 0.22291 | 0.98982 | 4.2398 | 2.978 | 4.2398 | 2.978
267042-Residential Condensor Coil Cleaning Resid MF CZ10 VintAll | 0.19331 | 0.0018102 | 0.18533 | 140.4 | 421.2 | 0 | 0 | 0.18466 | 0 | 0.18466 | 0 | 0.18466 | 0 | 0.18466 | 0 | 2.4381 | 2.4381 | 2.4381 | 2.4381
267033-High Refrigerant Charge Adjustment (>= ±20% rated charge) Resid MF CZ10 Vint04 | 0.18391 | 0.0017222 | 0.17637 | 133.5719 | 1335.7188 | -0.082065 | -0.82065 | 0.25636 | 0.98982 | 0.25636 | 0.98982 | 0.22291 | 0.98982 | 0.22291 | 0.98982 | 4.2398 | 2.978 | 4.2398 | 2.978
267042-Residential Condensor Coil Cleaning Resid MF CZ10 VintAll | 0.19331 | 0.0018102 | 0.18533 | 140.4 | 421.2 | 0 | 0 | 0.18466 | 0 | 0.18466 | 0 | 0.18466 | 0 | 0.18466 | 0 | 2.4381 | 2.4381 | 2.4381 | 2.4381
267033-High Refrigerant Charge Adjustment (>= ±20% rated charge) Resid MF CZ10 Vint04 | 0.18391 | 0.0017222 | 0.17637 | 133.5719 | 1335.7188 | -0.082065 | -0.82065 | 0.25636 | 0.98982 | 0.25636 | 0.98982 | 0.22291 | 0.98982 | 0.22291 | 0.98982 | 4.2398 | 2.978 | 4.2398 | 2.978
267042-Residential Condensor Coil Cleaning Resid MF CZ10 VintAll | 0.19331 | 0.0018102 | 0.18533 | 140.4 | 421.2 | 0 | 0 | 0.18466 | 0 | 0.18466 | 0 | 0.18466 | 0 | 0.18466 | 0 | 2.4381 | 2.4381 | 2.4381 | 2.4381
267042-Residential Condensor Coil Cleaning Resid MF CZ10 VintAll | 0.19331 | 0.0018102 | 0.18533 | 140.4 | 421.2 | 0 | 0 | 0.18466 | 0 | 0.18466 | 0 | 0.18466 | 0 | 0.18466 | 0 | 2.4381 | 2.4381 | 2.4381 | 2.4381
267042-Residential Condensor Coil Cleaning Resid MF CZ10 VintAll | 0.19331 | 0.0018102 | 0.18533 | 140.4 | 421.2 | 0 | 0 | 0.18466 | 0 | 0.18466 | 0 | 0.18466 | 0 | 0.18466 | 0 | 2.4381 | 2.4381 | 2.4381 | 2.4381
267034-High Refrigerant Charge Adjustment (>= ±20% rated charge) Resid MF CZ10 Vint05 | 0.30153 | 0.0028236 | 0.30962 | 218.9975 | 2189.9748 | -0.10423 | -1.0423 | 0.24906 | 0.98982 | 0.24906 | 0.98982 | 0.2439 | 0.98982 | 0.2439 | 0.98982 | 3.8824 | 3.6634 | 3.8824 | 3.6634
267042-Residential Condensor Coil Cleaning Resid MF CZ10 VintAll | 0.19331 | 0.0018102 | 0.18533 | 140.4 | 421.2 | 0 | 0 | 0.18466 | 0 | 0.18466 | 0 | 0.18466 | 0 | 0.18466 | 0 | 2.4381 | 2.4381 | 2.4381 | 2.4381
267042-Residential Condensor Coil Cleaning Resid MF CZ10 VintAll | 0.19331 | 0.0018102 | 0.18533 | 140.4 | 421.2 | 0 | 0 | 0.18466 | 0 | 0.18466 | 0 | 0.18466 | 0 | 0.18466 | 0 | 2.4381 | 2.4381 | 2.4381 | 2.4381
267034-High Refrigerant Charge Adjustment (>= ±20% rated charge) Resid MF CZ10 Vint05 | 0.30153 | 0.0028236 | 0.30962 | 218.9975 | 2189.9748 | -0.10423 | -1.0423 | 0.24906 | 0.98982 | 0.24906 | 0.98982 | 0.2439 | 0.98982 | 0.2439 | 0.98982 | 3.8824 | 3.6634 | 3.8824 | 3.6634
267042-Residential Condensor Coil Cleaning Resid MF CZ10 VintAll | 0.19331 | 0.0018102 | 0.18533 | 140.4 | 421.2 | 0 | 0 | 0.18466 | 0 | 0.18466 | 0 | 0.18466 | 0 | 0.18466 | 0 | 2.4381 | 2.4381 | 2.4381 | 2.4381
267034-High Refrigerant Charge Adjustment (>= ±20% rated charge) Resid MF CZ10 Vint05 | 0.30153 | 0.0028236 | 0.30962 | 218.9975 | 2189.9748 | -0.10423 | -1.0423 | 0.24906 | 0.98982 | 0.24906 | 0.98982 | 0.2439 | 0.98982 | 0.2439 | 0.98982 | 3.8824 | 3.6634 | 3.8824 | 3.6634
267042-Residential Condensor Coil Cleaning Resid MF CZ10 VintAll | 0.19331 | 0.0018102 | 0.18533 | 140.4 | 421.2 | 0 | 0 | 0.18466 | 0 | 0.18466 | 0 | 0.18466 | 0 | 0.18466 | 0 | 2.4381 | 2.4381 | 2.4381 | 2.4381
267034-High Refrigerant Charge Adjustment (>= ±20% rated charge) Resid MF CZ10 Vint05 | 0.30153 | 0.0028236 | 0.30962 | 218.9975 | 2189.9748 | -0.10423 | -1.0423 | 0.24906 | 0.98982 | 0.24906 | 0.98982 | 0.2439 | 0.98982 | 0.2439 | 0.98982 | 3.8824 | 3.6634 | 3.8824 | 3.6634
267042-Residential Condensor Coil Cleaning Resid MF CZ10 VintAll | 0.19331 | 0.0018102 | 0.18533 | 140.4 | 421.2 | 0 | 0 | 0.18466 | 0 | 0.18466 | 0 | 0.18466 | 0 | 0.18466 | 0 | 2.4381 | 2.4381 | 2.4381 | 2.4381
267034-High Refrigerant Charge Adjustment (>= ±20% rated charge) Resid MF CZ10 Vint05 | 0.30153 | 0.0028236 | 0.30962 | 218.9975 | 2189.9748 | -0.10423 | -1.0423 | 0.24906 | 0.98982 | 0.24906 | 0.98982 | 0.2439 | 0.98982 | 0.2439 | 0.98982 | 3.8824 | 3.6634 | 3.8824 | 3.6634
267042-Residential Condensor Coil Cleaning Resid MF CZ10 VintAll | 0.19331 | 0.0018102 | 0.18533 | 140.4 | 421.2 | 0 | 0 | 0.18466 | 0 | 0.18466 | 0 | 0.18466 | 0 | 0.18466 | 0 | 2.4381 | 2.4381 | 2.4381 | 2.4381
267042-Residential Condensor Coil Cleaning Resid MF CZ10 VintAll | 0.19331 | 0.0018102 | 0.18533 | 140.4 | 421.2 | 0 | 0 | 0.18466 | 0 | 0.18466 | 0 | 0.18466 | 0 | 0.18466 | 0 | 2.4381 | 2.4381 | 2.4381 | 2.4381
267034-High Refrigerant Charge Adjustment (>= ±20% rated charge) Resid MF CZ10 Vint05 | 0.30153 | 0.0028236 | 0.30962 | 218.9975 | 2189.9748 | -0.10423 | -1.0423 | 0.24906 | 0.98982 | 0.24906 | 0.98982 | 0.2439 | 0.98982 | 0.2439 | 0.98982 | 3.8824 | 3.6634 | 3.8824 | 3.6634
267042-Residential Condensor Coil Cleaning Resid MF CZ10 VintAll | 0.19331 | 0.0018102 | 0.18533 | 140.4 | 421.2 | 0 | 0 | 0.18466 | 0 | 0.18466 | 0 | 0.18466 | 0 | 0.18466 | 0 | 2.4381 | 2.4381 | 2.4381 | 2.4381
267034-High Refrigerant Charge Adjustment (>= ±20% rated charge) Resid MF CZ10 Vint05 | 0.30153 | 0.0028236 | 0.30962 | 218.9975 | 2189.9748 | -0.10423 | -1.0423 | 0.24906 | 0.98982 | 0.24906 | 0.98982 | 0.2439 | 0.98982 | 0.2439 | 0.98982 | 3.8824 | 3.6634 | 3.8824 | 3.6634
267042-Residential Condensor Coil Cleaning Resid MF CZ10 VintAll | 0.19331 | 0.0018102 | 0.18533 | 140.4 | 421.2 | 0 | 0 | 0.18466 | 0 | 0.18466 | 0 | 0.18466 | 0 | 0.18466 | 0 | 2.4381 | 2.4381 | 2.4381 | 2.4381
267002-High Refrigerant Charge Adjustment (>= ±20% rated charge) Resid SF CZ10 Vint04 | 0.66297 | 0.0062082 | 0.5337 | 481.5041 | 4815.0414 | -0.1827 | -1.827 | 0.27737 | 0.98982 | 0.27737 | 0.98982 | 0.27295 | 0.98982 | 0.27295 | 0.98982 | 5.7813 | 5.3713 | 5.7813 | 5.3713
267040-Residential Condensor Coil Cleaning Resid SF CZ10 VintAll | 0.28997 | 0.0027153 | 0.27799 | 210.6 | 631.8 | 0 | 0 | 0.22746 | 0 | 0.22746 | 0 | 0.22746 | 0 | 0.22746 | 0 | 3.6572 | 3.6572 | 3.6572 | 3.6572
267002-High Refrigerant Charge Adjustment (>= ±20% rated charge) Resid SF CZ10 Vint04 | 0.66297 | 0.0062082 | 0.5337 | 481.5041 | 4815.0414 | -0.1827 | -1.827 | 0.27737 | 0.98982 | 0.27737 | 0.98982 | 0.27295 | 0.98982 | 0.27295 | 0.98982 | 5.7813 | 5.3713 | 5.7813 | 5.3713
267040-Residential Condensor Coil Cleaning Resid SF CZ10 VintAll | 0.28997 | 0.0027153 | 0.27799 | 210.6 | 631.8 | 0 | 0 | 0.22746 | 0 | 0.22746 | 0 | 0.22746 | 0 | 0.22746 | 0 | 3.6572 | 3.6572 | 3.6572 | 3.6572
267002-High Refrigerant Charge Adjustment (>= ±20% rated charge) Resid SF CZ10 Vint04 | 0.44198 | 0.0041388 | 0.3558 | 321.0028 | 3210.0276 | -0.1218 | -1.218 | 0.27394 | 0.98982 | 0.27394 | 0.98982 | 0.25736 | 0.98982 | 0.25736 | 0.98982 | 5.4582 | 4.2971 | 5.4582 | 4.2971
267040-Residential Condensor Coil Cleaning Resid SF CZ10 VintAll | 0.28997 | 0.0027153 | 0.27799 | 210.6 | 631.8 | 0 | 0 | 0.22746 | 0 | 0.22746 | 0 | 0.22746 | 0 | 0.22746 | 0 | 3.6572 | 3.6572 | 3.6572 | 3.6572
267001-High Refrigerant Charge Adjustment (>= ±20% rated charge) Resid SFCZ10 Vint03 | 1.0673 | 0.0099944 | 0.57113 | 775.1609 | 7751.6088 | -0.20791 | -2.0791 | 0.28732 | 0.98982 | 0.28732 | 0.98982 | 0.28366 | 0.98982 | 0.28366 | 0.98982 | 6.9827 | 6.4875 | 6.9827 | 6.4875
267040-Residential Condensor Coil Cleaning Resid SF CZ10 VintAll | 0.28997 | 0.0027153 | 0.27799 | 210.6 | 631.8 | 0 | 0 | 0.22746 | 0 | 0.22746 | 0 | 0.22746 | 0 | 0.22746 | 0 | 3.6572 | 3.6572 | 3.6572 | 3.6572
267001-High Refrigerant Charge Adjustment (>= ±20% rated charge) Resid SFCZ10 Vint03 | 1.0673 | 0.0099944 | 0.57113 | 775.1609 | 7751.6088 | -0.20791 | -2.0791 | 0.28732 | 0.98982 | 0.28732 | 0.98982 | 0.28366 | 0.98982 | 0.28366 | 0.98982 | 6.9827 | 6.4875 | 6.9827 | 6.4875
267040-Residential Condensor Coil Cleaning Resid SF CZ10 VintAll | 0.28997 | 0.0027153 | 0.27799 | 210.6 | 631.8 | 0 | 0 | 0.22746 | 0 | 0.22746 | 0 | 0.22746 | 0 | 0.22746 | 0 | 3.6572 | 3.6572 | 3.6572 | 3.6572
267002-High Refrigerant Charge Adjustment (>= ±20% rated charge) Resid SF CZ10 Vint04 | 0.66297 | 0.0062082 | 0.5337 | 481.5041 | 4815.0414 | -0.1827 | -1.827 | 0.27737 | 0.98982 | 0.27737 | 0.98982 | 0.27295 | 0.98982 | 0.27295 | 0.98982 | 5.7813 | 5.3713 | 5.7813 | 5.3713
267040-Residential Condensor Coil Cleaning Resid SF CZ10 VintAll | 0.28997 | 0.0027153 | 0.27799 | 210.6 | 631.8 | 0 | 0 | 0.22746 | 0 | 0.22746 | 0 | 0.22746 | 0 | 0.22746 | 0 | 3.6572 | 3.6572 | 3.6572 | 3.6572
267002-High Refrigerant Charge Adjustment (>= ±20% rated charge) Resid SF CZ10 Vint04 | 0.66297 | 0.0062082 | 0.5337 | 481.5041 | 4815.0414 | -0.1827 | -1.827 | 0.27737 | 0.98982 | 0.27737 | 0.98982 | 0.27295 | 0.98982 | 0.27295 | 0.98982 | 5.7813 | 5.3713 | 5.7813 | 5.3713
267040-Residential Condensor Coil Cleaning Resid SF CZ10 VintAll | 0.28997 | 0.0027153 | 0.27799 | 210.6 | 631.8 | 0 | 0 | 0.22746 | 0 | 0.22746 | 0 | 0.22746 | 0 | 0.22746 | 0 | 3.6572 | 3.6572 | 3.6572 | 3.6572
267009-Duct Sealing (Total Leakage Reduced from 40% of AHU flow to 12%) Resid SF CZ10 Vint03 | 0.25213 | 0.002361 | 0.13813 | 183.1159 | 3296.0866 | 16.7075 | 300.7354 | 0.26852 | 0.85357 | 0.26852 | 0.85357 | 0.17706 | 0.56283 | 0.17706 | 0.56283 | 4.766 | 2.0878 | 4.766 | 2.0878
267009-Duct Sealing (Total Leakage Reduced from 40% of AHU flow to 12%) Resid SF CZ10 Vint03 | 0.25213 | 0.002361 | 0.13813 | 183.1159 | 3296.0866 | 16.7075 | 300.7354 | 0.26852 | 0.85357 | 0.26852 | 0.85357 | 0.17706 | 0.56283 | 0.17706 | 0.56283 | 4.766 | 2.0878 | 4.766 | 2.0878
267010-Duct Sealing (Total Leakage Reduced from 40% of AHU flow to 12%) Resid SF CZ10 Vint04 | 0.58424 | 0.0054709 | 0.56386 | 424.3192 | 7637.746 | 25.1178 | 452.1203 | 0.24279 | 0.81025 | 0.24279 | 0.81025 | 0.18232 | 0.60843 | 0.18232 | 0.60843 | 4.0012 | 2.2896 | 4.0012 | 2.2896
267010-Duct Sealing (Total Leakage Reduced from 40% of AHU flow to 12%) Resid SF CZ10 Vint04 | 0.58424 | 0.0054709 | 0.56386 | 424.3192 | 7637.746 | 25.1178 | 452.1203 | 0.24279 | 0.81025 | 0.24279 | 0.81025 | 0.18232 | 0.60843 | 0.18232 | 0.60843 | 4.0012 | 2.2896 | 4.0012 | 2.2896
267030-Commercial HVAC Diagnostic/Tune-up Com All CZ10 VintAll | 0.11898 | 0.047465 | 0.25627 | 365.619 | 3656.19 | 0 | 0 | 0.10758 | 0 | 0.10758 | 0 | 0.088822 | 0 | 0.088822 | 0 | 2.9441 | 2.1987 | 2.9441 | 2.1987
267045-Commercial Condensor Coil Cleaning (all units - savings at 50% of DEER) Com All CZ10 VintAll | 0.05635 | 0.02248 | 0.15561 | 173.16 | 519.48 | 0 | 0 | 0.086497 | 0 | 0.086497 | 0 | 0.078377 | 0 | 0.078377 | 0 | 2.3357 | 2.0755 | 2.3357 | 2.0755
267045-Commercial Condensor Coil Cleaning (all units - savings at 50% of DEER) Com All CZ10 VintAll | 0.05635 | 0.02248 | 0.15561 | 173.16 | 519.48 | 0 | 0 | 0.088788 | 0 | 0.088788 | 0 | 0.088788 | 0 | 0.088788 | 0 | 2.4214 | 2.4214 | 2.4214 | 2.4214
267045-Commercial Condensor Coil Cleaning (all units - savings at 50% of DEER) Com All CZ10 VintAll | 0.05635 | 0.02248 | 0.15561 | 173.16 | 519.48 | 0 | 0 | 0.088788 | 0 | 0.088788 | 0 | 0.088788 | 0 | 0.088788 | 0 | 2.4214 | 2.4214 | 2.4214 | 2.4214
267030-Commercial HVAC Diagnostic/Tune-up Com All CZ10 VintAll | 0.11898 | 0.047465 | 0.25627 | 365.619 | 3656.19 | 0 | 0 | 0.10917 | 0 | 0.10917 | 0 | 0.099408 | 0 | 0.099408 | 0 | 3.031 | 2.5652 | 3.031 | 2.5652
267045-Commercial Condensor Coil Cleaning (all units - savings at 50% of DEER) Com All CZ10 VintAll | 0.05635 | 0.02248 | 0.15561 | 173.16 | 519.48 | 0 | 0 | 0.088788 | 0 | 0.088788 | 0 | 0.088788 | 0 | 0.088788 | 0 | 2.4214 | 2.4214 | 2.4214 | 2.4214
267030-Commercial HVAC Diagnostic/Tune-up Com All CZ10 VintAll | 0.11898 | 0.047465 | 0.25627 | 365.619 | 3656.19 | 0 | 0 | 0.10917 | 0 | 0.10917 | 0 | 0.099408 | 0 | 0.099408 | 0 | 3.031 | 2.5652 | 3.031 | 2.5652
267045-Commercial Condensor Coil Cleaning (all units - savings at 50% of DEER) Com All CZ10 VintAll | 0.05635 | 0.02248 | 0.15561 | 173.16 | 519.48 | 0 | 0 | 0.088788 | 0 | 0.088788 | 0 | 0.088788 | 0 | 0.088788 | 0 | 2.4214 | 2.4214 | 2.4214 | 2.4214
267030-Commercial HVAC Diagnostic/Tune-up Com All CZ10 VintAll | 0.11898 | 0.047465 | 0.25627 | 365.619 | 3656.19 | 0 | 0 | 0.10917 | 0 | 0.10917 | 0 | 0.099408 | 0 | 0.099408 | 0 | 3.031 | 2.5652 | 3.031 | 2.5652
267045-Commercial Condensor Coil Cleaning (all units - savings at 50% of DEER) Com All CZ10 VintAll | 0.05635 | 0.02248 | 0.15561 | 173.16 | 519.48 | 0 | 0 | 0.088788 | 0 | 0.088788 | 0 | 0.088788 | 0 | 0.088788 | 0 | 2.4214 | 2.4214 | 2.4214 | 2.4214
267030-Commercial HVAC Diagnostic/Tune-up Com All CZ10 VintAll | 0.11898 | 0.047465 | 0.25627 | 365.619 | 3656.19 | 0 | 0 | 0.10917 | 0 | 0.10917 | 0 | 0.099408 | 0 | 0.099408 | 0 | 3.031 | 2.5652 | 3.031 | 2.5652
267045-Commercial Condensor Coil Cleaning (all units - savings at 50% of DEER) Com All CZ10 VintAll | 0.05635 | 0.02248 | 0.15561 | 173.16 | 519.48 | 0 | 0 | 0.088788 | 0 | 0.088788 | 0 | 0.088788 | 0 | 0.088788 | 0 | 2.4214 | 2.4214 | 2.4214 | 2.4214
267030-Commercial HVAC Diagnostic/Tune-up Com All CZ10 VintAll | 0.1983 | 0.079108 | 0.42712 | 609.365 | 6093.65 | 0 | 0 | 0.10917 | 0 | 0.10917 | 0 | 0.099408 | 0 | 0.099408 | 0 | 3.031 | 2.5652 | 3.031 | 2.5652
267045-Commercial Condensor Coil Cleaning (all units - savings at 50% of DEER) Com All CZ10 VintAll | 0.093916 | 0.037466 | 0.25935 | 288.6 | 865.8 | 0 | 0 | 0.088788 | 0 | 0.088788 | 0 | 0.088788 | 0 | 0.088788 | 0 | 2.4214 | 2.4214 | 2.4214 | 2.4214
267030-Commercial HVAC Diagnostic/Tune-up Com All CZ10 VintAll | 0.11898 | 0.047465 | 0.25627 | 365.619 | 3656.19 | 0 | 0 | 0.10917 | 0 | 0.10917 | 0 | 0.099408 | 0 | 0.099408 | 0 | 3.031 | 2.5652 | 3.031 | 2.5652
267045-Commercial Condensor Coil Cleaning (all units - savings at 50% of DEER) Com All CZ10 VintAll | 0.05635 | 0.02248 | 0.15561 | 173.16 | 519.48 | 0 | 0 | 0.088788 | 0 | 0.088788 | 0 | 0.088788 | 0 | 0.088788 | 0 | 2.4214 | 2.4214 | 2.4214 | 2.4214
267044-Commercial Condensor Coil Cleaning (all units - savings at 50% of DEER) Com All CZ07 VintAll | 0.030459 | 0.012151 | 0.07332 | 93.6 | 280.8 | 0 | 0 | 0.074214 | 0 | 0.074214 | 0 | 0.074213 | 0 | 0.074213 | 0 | 1.9633 | 1.9633 | 1.9633 | 1.9633
267029-Commercial HVAC Diagnostic/Tune-up Com All CZ07 VintAll | 0.033364 | 0.01331 | 0.079898 | 102.5261 | 1025.2606 | 0 | 0 | -0.045103 | 0 | -0.045103 | 0 | -0.10132 | 0 | -0.10132 | 0 | 0.78318 | 0.61656 | 0.78318 | 0.61656
267044-Commercial Condensor Coil Cleaning (all units - savings at 50% of DEER) Com All CZ07 VintAll | 0.045689 | 0.018227 | 0.10998 | 140.4 | 421.2 | 0 | 0 | 0.071389 | 0 | 0.071389 | 0 | 0.061372 | 0 | 0.061372 | 0 | 1.8939 | 1.6828 | 1.8939 | 1.6828
267029-Commercial HVAC Diagnostic/Tune-up Com All CZ07 VintAll | 0.022243 | 0.0088734 | 0.053265 | 68.3507 | 683.5071 | 0 | 0 | -0.039441 | 0 | -0.039441 | 0 | -0.063572 | 0 | -0.063572 | 0 | 0.8051 | 0.71932 | 0.8051 | 0.71932
267044-Commercial Condensor Coil Cleaning (all units - savings at 50% of DEER) Com All CZ07 VintAll | 0.030459 | 0.012151 | 0.07332 | 93.6 | 280.8 | 0 | 0 | 0.074214 | 0 | 0.074214 | 0 | 0.074213 | 0 | 0.074213 | 0 | 1.9633 | 1.9633 | 1.9633 | 1.9633
267029-Commercial HVAC Diagnostic/Tune-up Com All CZ07 VintAll | 0.022243 | 0.0088734 | 0.053265 | 68.3507 | 683.5071 | 0 | 0 | -0.039441 | 0 | -0.039441 | 0 | -0.063572 | 0 | -0.063572 | 0 | 0.8051 | 0.71932 | 0.8051 | 0.71932
267044-Commercial Condensor Coil Cleaning (all units - savings at 50% of DEER) Com All CZ07 VintAll | 0.030459 | 0.012151 | 0.07332 | 93.6 | 280.8 | 0 | 0 | 0.074214 | 0 | 0.074214 | 0 | 0.074213 | 0 | 0.074213 | 0 | 1.9633 | 1.9633 | 1.9633 | 1.9633
267029-Commercial HVAC Diagnostic/Tune-up Com All CZ07 VintAll | 0.055607 | 0.022183 | 0.13316 | 170.8768 | 1708.7677 | 0 | 0 | -0.039441 | 0 | -0.039441 | 0 | -0.063572 | 0 | -0.063572 | 0 | 0.8051 | 0.71932 | 0.8051 | 0.71932
267044-Commercial Condensor Coil Cleaning (all units - savings at 50% of DEER) Com All CZ07 VintAll | 0.076148 | 0.030378 | 0.1833 | 234 | 702 | 0 | 0 | 0.074214 | 0 | 0.074214 | 0 | 0.074213 | 0 | 0.074213 | 0 | 1.9633 | 1.9633 | 1.9633 | 1.9633
267029-Commercial HVAC Diagnostic/Tune-up Com All CZ07 VintAll | 0.055607 | 0.022183 | 0.13316 | 170.8768 | 1708.7677 | 0 | 0 | -0.039441 | 0 | -0.039441 | 0 | -0.063572 | 0 | -0.063572 | 0 | 0.8051 | 0.71932 | 0.8051 | 0.71932
267044-Commercial Condensor Coil Cleaning (all units - savings at 50% of DEER) Com All CZ07 VintAll | 0.076148 | 0.030378 | 0.1833 | 234 | 702 | 0 | 0 | 0.074214 | 0 | 0.074214 | 0 | 0.074213 | 0 | 0.074213 | 0 | 1.9633 | 1.9633 | 1.9633 | 1.9633
267029-Commercial HVAC Diagnostic/Tune-up Com All CZ07 VintAll | 0.055607 | 0.022183 | 0.13316 | 170.8768 | 1708.7677 | 0 | 0 | -0.039441 | 0 | -0.039441 | 0 | -0.063572 | 0 | -0.063572 | 0 | 0.8051 | 0.71932 | 0.8051 | 0.71932
267044-Commercial Condensor Coil Cleaning (all units - savings at 50% of DEER) Com All CZ07 VintAll | 0.076148 | 0.030378 | 0.1833 | 234 | 702 | 0 | 0 | 0.074214 | 0 | 0.074214 | 0 | 0.074213 | 0 | 0.074213 | 0 | 1.9633 | 1.9633 | 1.9633 | 1.9633
267030-Commercial HVAC Diagnostic/Tune-up Com All CZ10 VintAll | 0.1983 | 0.079108 | 0.42712 | 609.365 | 6093.65 | 0 | 0 | 0.10917 | 0 | 0.10917 | 0 | 0.099408 | 0 | 0.099408 | 0 | 3.031 | 2.5652 | 3.031 | 2.5652
267045-Commercial Condensor Coil Cleaning (all units - savings at 50% of DEER) Com All CZ10 VintAll | 0.093916 | 0.037466 | 0.25935 | 288.6 | 865.8 | 0 | 0 | 0.088788 | 0 | 0.088788 | 0 | 0.088788 | 0 | 0.088788 | 0 | 2.4214 | 2.4214 | 2.4214 | 2.4214
267029-Commercial HVAC Diagnostic/Tune-up Com All CZ07 VintAll | 0.055607 | 0.022183 | 0.13316 | 170.8768 | 1708.7677 | 0 | 0 | -0.039441 | 0 | -0.039441 | 0 | -0.063572 | 0 | -0.063572 | 0 | 0.8051 | 0.71932 | 0.8051 | 0.71932
267044-Commercial Condensor Coil Cleaning (all units - savings at 50% of DEER) Com All CZ07 VintAll | 0.076148 | 0.030378 | 0.1833 | 234 | 702 | 0 | 0 | 0.074214 | 0 | 0.074214 | 0 | 0.074213 | 0 | 0.074213 | 0 | 1.9633 | 1.9633 | 1.9633 | 1.9633
267029-Commercial HVAC Diagnostic/Tune-up Com All CZ07 VintAll | 0.011121 | 0.0044367 | 0.026633 | 34.1754 | 341.7535 | 0 | 0 | -0.056428 | 0 | -0.056428 | 0 | -0.17682 | 0 | -0.17682 | 0 | 0.74275 | 0.47955 | 0.74275 | 0.47955
267044-Commercial Condensor Coil Cleaning (all units - savings at 50% of DEER) Com All CZ07 VintAll | 0.01523 | 0.0060756 | 0.03666 | 46.8 | 140.4 | 0 | 0 | 0.065739 | 0 | 0.065739 | 0 | 0.035692 | 0 | 0.035692 | 0 | 1.7688 | 1.3089 | 1.7688 | 1.3089
267029-Commercial HVAC Diagnostic/Tune-up Com All CZ07 VintAll | 0.044485 | 0.017747 | 0.10653 | 136.7014 | 1367.0141 | 0 | 0 | -0.039441 | 0 | -0.039441 | 0 | -0.063572 | 0 | -0.063572 | 0 | 0.8051 | 0.71932 | 0.8051 | 0.71932
267044-Commercial Condensor Coil Cleaning (all units - savings at 50% of DEER) Com All CZ07 VintAll | 0.060919 | 0.024303 | 0.14664 | 187.2 | 561.6 | 0 | 0 | 0.074214 | 0 | 0.074214 | 0 | 0.074213 | 0 | 0.074213 | 0 | 1.9633 | 1.9633 | 1.9633 | 1.9633
267029-Commercial HVAC Diagnostic/Tune-up Com All CZ07 VintAll | 0.044485 | 0.017747 | 0.10653 | 136.7014 | 1367.0141 | 0 | 0 | -0.039441 | 0 | -0.039441 | 0 | -0.063572 | 0 | -0.063572 | 0 | 0.8051 | 0.71932 | 0.8051 | 0.71932
267044-Commercial Condensor Coil Cleaning (all units - savings at 50% of DEER) Com All CZ07 VintAll | 0.060919 | 0.024303 | 0.14664 | 187.2 | 561.6 | 0 | 0 | 0.074214 | 0 | 0.074214 | 0 | 0.074213 | 0 | 0.074213 | 0 | 1.9633 | 1.9633 | 1.9633 | 1.9633
267029-Commercial HVAC Diagnostic/Tune-up Com All CZ07 VintAll | 0.055607 | 0.022183 | 0.13316 | 170.8768 | 1708.7677 | 0 | 0 | -0.039441 | 0 | -0.039441 | 0 | -0.063572 | 0 | -0.063572 | 0 | 0.8051 | 0.71932 | 0.8051 | 0.71932
267044-Commercial Condensor Coil Cleaning (all units - savings at 50% of DEER) Com All CZ07 VintAll | 0.076148 | 0.030378 | 0.1833 | 234 | 702 | 0 | 0 | 0.074214 | 0 | 0.074214 | 0 | 0.074213 | 0 | 0.074213 | 0 | 1.9633 | 1.9633 | 1.9633 | 1.9633
267029-Commercial HVAC Diagnostic/Tune-up Com All CZ07 VintAll | 0.055607 | 0.022183 | 0.13316 | 170.8768 | 1708.7677 | 0 | 0 | -0.039441 | 0 | -0.039441 | 0 | -0.063572 | 0 | -0.063572 | 0 | 0.8051 | 0.71932 | 0.8051 | 0.71932
267044-Commercial Condensor Coil Cleaning (all units - savings at 50% of DEER) Com All CZ07 VintAll | 0.076148 | 0.030378 | 0.1833 | 234 | 702 | 0 | 0 | 0.074214 | 0 | 0.074214 | 0 | 0.074213 | 0 | 0.074213 | 0 | 1.9633 | 1.9633 | 1.9633 | 1.9633
267044-Commercial Condensor Coil Cleaning (all units - savings at 50% of DEER) Com All CZ07 VintAll | 0.076148 | 0.030378 | 0.1833 | 234 | 702 | 0 | 0 | 0.074214 | 0 | 0.074214 | 0 | 0.074213 | 0 | 0.074213 | 0 | 1.9633 | 1.9633 | 1.9633 | 1.9633
267029-Commercial HVAC Diagnostic/Tune-up Com All CZ07 VintAll | 0.044485 | 0.017747 | 0.10653 | 136.7014 | 1367.0141 | 0 | 0 | -0.039441 | 0 | -0.039441 | 0 | -0.063572 | 0 | -0.063572 | 0 | 0.8051 | 0.71932 | 0.8051 | 0.71932
267044-Commercial Condensor Coil Cleaning (all units - savings at 50% of DEER) Com All CZ07 VintAll | 0.060919 | 0.024303 | 0.14664 | 187.2 | 561.6 | 0 | 0 | 0.074214 | 0 | 0.074214 | 0 | 0.074213 | 0 | 0.074213 | 0 | 1.9633 | 1.9633 | 1.9633 | 1.9633
267044-Commercial Condensor Coil Cleaning (all units - savings at 50% of DEER) Com All CZ07 VintAll | 0.060919 | 0.024303 | 0.14664 | 187.2 | 561.6 | 0 | 0 | 0.074214 | 0 | 0.074214 | 0 | 0.074213 | 0 | 0.074213 | 0 | 1.9633 | 1.9633 | 1.9633 | 1.9633
267045-Commercial Condensor Coil Cleaning (all units - savings at 50% of DEER) Com All CZ10 VintAll | 0.075133 | 0.029973 | 0.20748 | 230.88 | 692.64 | 0 | 0 | 0.088788 | 0 | 0.088788 | 0 | 0.088788 | 0 | 0.088788 | 0 | 2.4214 | 2.4214 | 2.4214 | 2.4214
267029-Commercial HVAC Diagnostic/Tune-up Com All CZ07 VintAll | 0.033364 | 0.01331 | 0.079898 | 102.5261 | 1025.2606 | 0 | 0 | -0.039441 | 0 | -0.039441 | 0 | -0.063572 | 0 | -0.063572 | 0 | 0.8051 | 0.71932 | 0.8051 | 0.71932
267044-Commercial Condensor Coil Cleaning (all units - savings at 50% of DEER) Com All CZ07 VintAll | 0.045689 | 0.018227 | 0.10998 | 140.4 | 421.2 | 0 | 0 | 0.074214 | 0 | 0.074214 | 0 | 0.074213 | 0 | 0.074213 | 0 | 1.9633 | 1.9633 | 1.9633 | 1.9633
267030-Commercial HVAC Diagnostic/Tune-up Com All CZ10 VintAll | 0.11898 | 0.047465 | 0.25627 | 365.619 | 3656.19 | 0 | 0 | 0.10917 | 0 | 0.10917 | 0 | 0.099408 | 0 | 0.099408 | 0 | 3.031 | 2.5652 | 3.031 | 2.5652
267045-Commercial Condensor Coil Cleaning (all units - savings at 50% of DEER) Com All CZ10 VintAll | 0.05635 | 0.02248 | 0.15561 | 173.16 | 519.48 | 0 | 0 | 0.088788 | 0 | 0.088788 | 0 | 0.088788 | 0 | 0.088788 | 0 | 2.4214 | 2.4214 | 2.4214 | 2.4214
267030-Commercial HVAC Diagnostic/Tune-up Com All CZ10 VintAll | 0.11898 | 0.047465 | 0.25627 | 365.619 | 3656.19 | 0 | 0 | 0.10917 | 0 | 0.10917 | 0 | 0.099408 | 0 | 0.099408 | 0 | 3.031 | 2.5652 | 3.031 | 2.5652
267045-Commercial Condensor Coil Cleaning (all units - savings at 50% of DEER) Com All CZ10 VintAll | 0.05635 | 0.02248 | 0.15561 | 173.16 | 519.48 | 0 | 0 | 0.088788 | 0 | 0.088788 | 0 | 0.088788 | 0 | 0.088788 | 0 | 2.4214 | 2.4214 | 2.4214 | 2.4214
267029-Commercial HVAC Diagnostic/Tune-up Com All CZ07 VintAll | 0.044485 | 0.017747 | 0.10653 | 136.7014 | 1367.0141 | 0 | 0 | -0.039441 | 0 | -0.039441 | 0 | -0.063572 | 0 | -0.063572 | 0 | 0.8051 | 0.71932 | 0.8051 | 0.71932
267044-Commercial Condensor Coil Cleaning (all units - savings at 50% of DEER) Com All CZ07 VintAll | 0.060919 | 0.024303 | 0.14664 | 187.2 | 561.6 | 0 | 0 | 0.074214 | 0 | 0.074214 | 0 | 0.074213 | 0 | 0.074213 | 0 | 1.9633 | 1.9633 | 1.9633 | 1.9633
267001-High Refrigerant Charge Adjustment (>= ±20% rated charge) Resid SFCZ10 Vint03 | 1.0673 | 0.0099944 | 0.57113 | 775.1609 | 7751.6088 | -0.20791 | -2.0791 | 0.28732 | 0.98982 | 0.28732 | 0.98982 | 0.28366 | 0.98982 | 0.28366 | 0.98982 | 6.9827 | 6.4875 | 6.9827 | 6.4875
267040-Residential Condensor Coil Cleaning Resid SF CZ10 VintAll | 0.28997 | 0.0027153 | 0.27799 | 210.6 | 631.8 | 0 | 0 | 0.22746 | 0 | 0.22746 | 0 | 0.22746 | 0 | 0.22746 | 0 | 3.6572 | 3.6572 | 3.6572 | 3.6572
267002-High Refrigerant Charge Adjustment (>= ±20% rated charge) Resid SF CZ10 Vint04 | 0.44198 | 0.0041388 | 0.3558 | 321.0028 | 3210.0276 | -0.1218 | -1.218 | 0.27394 | 0.98982 | 0.27394 | 0.98982 | 0.25736 | 0.98982 | 0.25736 | 0.98982 | 5.4582 | 4.2971 | 5.4582 | 4.2971
267040-Residential Condensor Coil Cleaning Resid SF CZ10 VintAll | 0.28997 | 0.0027153 | 0.27799 | 210.6 | 631.8 | 0 | 0 | 0.22746 | 0 | 0.22746 | 0 | 0.22746 | 0 | 0.22746 | 0 | 3.6572 | 3.6572 | 3.6572 | 3.6572
267002-High Refrigerant Charge Adjustment (>= ±20% rated charge) Resid SF CZ10 Vint04 | 0.66297 | 0.0062082 | 0.5337 | 481.5041 | 4815.0414 | -0.1827 | -1.827 | 0.27508 | 0.98982 | 0.27508 | 0.98982 | 0.26256 | 0.98982 | 0.26256 | 0.98982 | 5.5618 | 4.604 | 5.5618 | 4.604
267040-Residential Condensor Coil Cleaning Resid SF CZ10 VintAll | 0.28997 | 0.0027153 | 0.27799 | 210.6 | 631.8 | 0 | 0 | 0.22746 | 0 | 0.22746 | 0 | 0.22746 | 0 | 0.22746 | 0 | 3.6572 | 3.6572 | 3.6572 | 3.6572
267032-High Refrigerant Charge Adjustment (>= ±20% rated charge) Resid MF CZ10 Vint03 | 0.41917 | 0.0039251 | 0.33288 | 304.434 | 3044.34 | -0.24594 | -2.4594 | 0.27326 | 0.98982 | 0.27326 | 0.98982 | 0.26955 | 0.98982 | 0.26955 | 0.98982 | 5.3917 | 5.0877 | 5.3917 | 5.0877
267042-Residential Condensor Coil Cleaning Resid MF CZ10 VintAll | 0.19331 | 0.0018102 | 0.18533 | 140.4 | 421.2 | 0 | 0 | 0.18466 | 0 | 0.18466 | 0 | 0.18466 | 0 | 0.18466 | 0 | 2.4381 | 2.4381 | 2.4381 | 2.4381
267002-High Refrigerant Charge Adjustment (>= ±20% rated charge) Resid SF CZ10 Vint04 | 0.66297 | 0.0062082 | 0.5337 | 481.5041 | 4815.0414 | -0.1827 | -1.827 | 0.27737 | 0.98982 | 0.27737 | 0.98982 | 0.27295 | 0.98982 | 0.27295 | 0.98982 | 5.7813 | 5.3713 | 5.7813 | 5.3713
267040-Residential Condensor Coil Cleaning Resid SF CZ10 VintAll | 0.28997 | 0.0027153 | 0.27799 | 210.6 | 631.8 | 0 | 0 | 0.22746 | 0 | 0.22746 | 0 | 0.22746 | 0 | 0.22746 | 0 | 3.6572 | 3.6572 | 3.6572 | 3.6572
267002-High Refrigerant Charge Adjustment (>= ±20% rated charge) Resid SF CZ10 Vint04 | 0.88396 | 0.0082775 | 0.7116 | 642.0055 | 6420.0552 | -0.2436 | -2.436 | 0.27737 | 0.98982 | 0.27737 | 0.98982 | 0.27295 | 0.98982 | 0.27295 | 0.98982 | 5.7813 | 5.3713 | 5.7813 | 5.3713
267040-Residential Condensor Coil Cleaning Resid SF CZ10 VintAll | 0.28997 | 0.0027153 | 0.27799 | 210.6 | 631.8 | 0 | 0 | 0.22746 | 0 | 0.22746 | 0 | 0.22746 | 0 | 0.22746 | 0 | 3.6572 | 3.6572 | 3.6572 | 3.6572
267040-Residential Condensor Coil Cleaning Resid SF CZ10 VintAll | 0.28997 | 0.0027153 | 0.27799 | 210.6 | 631.8 | 0 | 0 | 0.22746 | 0 | 0.22746 | 0 | 0.22746 | 0 | 0.22746 | 0 | 3.6572 | 3.6572 | 3.6572 | 3.6572
267002-High Refrigerant Charge Adjustment (>= ±20% rated charge) Resid SF CZ10 Vint04 | 1.105 | 0.010347 | 0.8895 | 802.5069 | 8025.069 | -0.3045 | -3.045 | 0.27737 | 0.98982 | 0.27737 | 0.98982 | 0.27295 | 0.98982 | 0.27295 | 0.98982 | 5.7813 | 5.3713 | 5.7813 | 5.3713
267040-Residential Condensor Coil Cleaning Resid SF CZ10 VintAll | 0.28997 | 0.0027153 | 0.27799 | 210.6 | 631.8 | 0 | 0 | 0.22746 | 0 | 0.22746 | 0 | 0.22746 | 0 | 0.22746 | 0 | 3.6572 | 3.6572 | 3.6572 | 3.6572
267002-High Refrigerant Charge Adjustment (>= ±20% rated charge) Resid SF CZ10 Vint04 | 0.66297 | 0.0062082 | 0.5337 | 481.5041 | 4815.0414 | -0.1827 | -1.827 | 0.27508 | 0.98982 | 0.27508 | 0.98982 | 0.26256 | 0.98982 | 0.26256 | 0.98982 | 5.5618 | 4.604 | 5.5618 | 4.604
267040-Residential Condensor Coil Cleaning Resid SF CZ10 VintAll | 0.28997 | 0.0027153 | 0.27799 | 210.6 | 631.8 | 0 | 0 | 0.22746 | 0 | 0.22746 | 0 | 0.22746 | 0 | 0.22746 | 0 | 3.6572 | 3.6572 | 3.6572 | 3.6572
267002-High Refrigerant Charge Adjustment (>= ±20% rated charge) Resid SF CZ10 Vint04 | 0.44198 | 0.0041388 | 0.3558 | 321.0028 | 3210.0276 | -0.1218 | -1.218 | 0.27394 | 0.98982 | 0.27394 | 0.98982 | 0.25736 | 0.98982 | 0.25736 | 0.98982 | 5.4582 | 4.2971 | 5.4582 | 4.2971
267040-Residential Condensor Coil Cleaning Resid SF CZ10 VintAll | 0.28997 | 0.0027153 | 0.27799 | 210.6 | 631.8 | 0 | 0 | 0.22746 | 0 | 0.22746 | 0 | 0.22746 | 0 | 0.22746 | 0 | 3.6572 | 3.6572 | 3.6572 | 3.6572
267009-Duct Sealing (Total Leakage Reduced from 40% of AHU flow to 12%) Resid SF CZ10 Vint03 | 0.50426 | 0.0047219 | 0.27625 | 366.2318 | 6592.1731 | 33.415 | 601.4708 | 0.28265 | 0.8985 | 0.28265 | 0.8985 | 0.2413 | 0.76707 | 0.2413 | 0.76707 | 5.9444 | 3.4494 | 5.9444 | 3.4494
267010-Duct Sealing (Total Leakage Reduced from 40% of AHU flow to 12%) Resid SF CZ10 Vint04 | 0.19475 | 0.0018236 | 0.18795 | 141.4397 | 2545.9153 | 8.3726 | 150.7068 | 0.24267 | 0.80984 | 0.24267 | 0.80984 | 0.18176 | 0.60657 | 0.18176 | 0.60657 | 3.9951 | 2.2806 | 3.9951 | 2.2806
267010-Duct Sealing (Total Leakage Reduced from 40% of AHU flow to 12%) Resid SF CZ10 Vint04 | 0.38949 | 0.0036472 | 0.37591 | 282.8795 | 5091.8306 | 16.7452 | 301.4135 | 0.24104 | 0.8044 | 0.24104 | 0.8044 | 0.17435 | 0.58185 | 0.17435 | 0.58185 | 3.9164 | 2.1675 | 3.9164 | 2.1675
267010-Duct Sealing (Total Leakage Reduced from 40% of AHU flow to 12%) Resid SF CZ10 Vint04 | 0.19475 | 0.0018236 | 0.18795 | 141.4397 | 2545.9153 | 8.3726 | 150.7068 | 0.22963 | 0.76633 | 0.22963 | 0.76633 | 0.1225 | 0.40881 | 0.1225 | 0.40881 | 3.4414 | 1.6089 | 3.4414 | 1.6089
267010-Duct Sealing (Total Leakage Reduced from 40% of AHU flow to 12%) Resid SF CZ10 Vint04 | 0.38949 | 0.0036472 | 0.37591 | 282.8795 | 5091.8306 | 16.7452 | 301.4135 | 0.24706 | 0.82449 | 0.24706 | 0.82449 | 0.20171 | 0.67315 | 0.20171 | 0.67315 | 4.224 | 2.6536 | 4.224 | 2.6536
267010-Duct Sealing (Total Leakage Reduced from 40% of AHU flow to 12%) Resid SF CZ10 Vint04 | 0.58424 | 0.0054709 | 0.56386 | 424.3192 | 7637.746 | 25.1178 | 452.1203 | 0.24761 | 0.82633 | 0.24761 | 0.82633 | 0.20422 | 0.68152 | 0.20422 | 0.68152 | 4.2546 | 2.7094 | 4.2546 | 2.7094
267010-Duct Sealing (Total Leakage Reduced from 40% of AHU flow to 12%) Resid SF CZ10 Vint04 | 0.19475 | 0.0018236 | 0.18795 | 141.4397 | 2545.9153 | 8.3726 | 150.7068 | 0.22658 | 0.75616 | 0.22658 | 0.75616 | 0.10864 | 0.36256 | 0.10864 | 0.36256 | 3.3333 | 1.5052 | 3.3333 | 1.5052
267010-Duct Sealing (Total Leakage Reduced from 40% of AHU flow to 12%) Resid SF CZ10 Vint04 | 0.19475 | 0.0018236 | 0.18795 | 141.4397 | 2545.9153 | 8.3726 | 150.7068 | 0.2371 | 0.79125 | 0.2371 | 0.79125 | 0.15643 | 0.52204 | 0.15643 | 0.52204 | 3.738 | 1.9353 | 3.738 | 1.9353
267029-Commercial HVAC Diagnostic/Tune-up Com All CZ07 VintAll | 0.055607 | 0.022183 | 0.13316 | 170.8768 | 1708.7677 | 0 | 0 | -0.039441 | 0 | -0.039441 | 0 | -0.063572 | 0 | -0.063572 | 0 | 0.8051 | 0.71932 | 0.8051 | 0.71932
267044-Commercial Condensor Coil Cleaning (all units - savings at 50% of DEER) Com All CZ07 VintAll | 0.076148 | 0.030378 | 0.1833 | 234 | 702 | 0 | 0 | 0.074214 | 0 | 0.074214 | 0 | 0.074213 | 0 | 0.074213 | 0 | 1.9633 | 1.9633 | 1.9633 | 1.9633
267044-Commercial Condensor Coil Cleaning (all units - savings at 50% of DEER) Com All CZ07 VintAll | 0.030459 | 0.012151 | 0.07332 | 93.6 | 280.8 | 0 | 0 | 0.069977 | 0 | 0.069977 | 0 | 0.054952 | 0 | 0.054952 | 0 | 1.861 | 1.5706 | 1.861 | 1.5706
267029-Commercial HVAC Diagnostic/Tune-up Com All CZ07 VintAll | 0.066728 | 0.02662 | 0.1598 | 205.0521 | 2050.5212 | 0 | 0 | -0.039441 | 0 | -0.039441 | 0 | -0.063572 | 0 | -0.063572 | 0 | 0.8051 | 0.71932 | 0.8051 | 0.71932
267044-Commercial Condensor Coil Cleaning (all units - savings at 50% of DEER) Com All CZ07 VintAll | 0.091378 | 0.036454 | 0.21996 | 280.8 | 842.4 | 0 | 0 | 0.074214 | 0 | 0.074214 | 0 | 0.074213 | 0 | 0.074213 | 0 | 1.9633 | 1.9633 | 1.9633 | 1.9633
267029-Commercial HVAC Diagnostic/Tune-up Com All CZ07 VintAll | 0.055607 | 0.022183 | 0.13316 | 170.8768 | 1708.7677 | 0 | 0 | -0.039441 | 0 | -0.039441 | 0 | -0.063572 | 0 | -0.063572 | 0 | 0.8051 | 0.71932 | 0.8051 | 0.71932
267044-Commercial Condensor Coil Cleaning (all units - savings at 50% of DEER) Com All CZ07 VintAll | 0.076148 | 0.030378 | 0.1833 | 234 | 702 | 0 | 0 | 0.074214 | 0 | 0.074214 | 0 | 0.074213 | 0 | 0.074213 | 0 | 1.9633 | 1.9633 | 1.9633 | 1.9633
267029-Commercial HVAC Diagnostic/Tune-up Com All CZ07 VintAll | 0.055607 | 0.022183 | 0.13316 | 170.8768 | 1708.7677 | 0 | 0 | -0.039441 | 0 | -0.039441 | 0 | -0.063572 | 0 | -0.063572 | 0 | 0.8051 | 0.71932 | 0.8051 | 0.71932
267044-Commercial Condensor Coil Cleaning (all units - savings at 50% of DEER) Com All CZ07 VintAll | 0.076148 | 0.030378 | 0.1833 | 234 | 702 | 0 | 0 | 0.074214 | 0 | 0.074214 | 0 | 0.074213 | 0 | 0.074213 | 0 | 1.9633 | 1.9633 | 1.9633 | 1.9633
267029-Commercial HVAC Diagnostic/Tune-up Com All CZ07 VintAll | 0.055607 | 0.022183 | 0.13316 | 170.8768 | 1708.7677 | 0 | 0 | -0.039441 | 0 | -0.039441 | 0 | -0.063572 | 0 | -0.063572 | 0 | 0.8051 | 0.71932 | 0.8051 | 0.71932
267044-Commercial Condensor Coil Cleaning (all units - savings at 50% of DEER) Com All CZ07 VintAll | 0.076148 | 0.030378 | 0.1833 | 234 | 702 | 0 | 0 | 0.074214 | 0 | 0.074214 | 0 | 0.074213 | 0 | 0.074213 | 0 | 1.9633 | 1.9633 | 1.9633 | 1.9633
267029-Commercial HVAC Diagnostic/Tune-up Com All CZ07 VintAll | 0.055607 | 0.022183 | 0.13316 | 170.8768 | 1708.7677 | 0 | 0 | -0.039441 | 0 | -0.039441 | 0 | -0.063572 | 0 | -0.063572 | 0 | 0.8051 | 0.71932 | 0.8051 | 0.71932
267044-Commercial Condensor Coil Cleaning (all units - savings at 50% of DEER) Com All CZ07 VintAll | 0.076148 | 0.030378 | 0.1833 | 234 | 702 | 0 | 0 | 0.074214 | 0 | 0.074214 | 0 | 0.074213 | 0 | 0.074213 | 0 | 1.9633 | 1.9633 | 1.9633 | 1.9633
267029-Commercial HVAC Diagnostic/Tune-up Com All CZ07 VintAll | 0.033364 | 0.01331 | 0.079898 | 102.5261 | 1025.2606 | 0 | 0 | -0.039441 | 0 | -0.039441 | 0 | -0.063572 | 0 | -0.063572 | 0 | 0.8051 | 0.71932 | 0.8051 | 0.71932
267044-Commercial Condensor Coil Cleaning (all units - savings at 50% of DEER) Com All CZ07 VintAll | 0.045689 | 0.018227 | 0.10998 | 140.4 | 421.2 | 0 | 0 | 0.074214 | 0 | 0.074214 | 0 | 0.074213 | 0 | 0.074213 | 0 | 1.9633 | 1.9633 | 1.9633 | 1.9633
267019-Economizer Repair Com All CZ07 Vint04 | 0.76759 | 0.30622 | 0.01275 | 2358.75 | 11793.75 | 0 | 0 | 0.12042 | 0 | 0.12042 | 0 | 0.12071 | 0 | 0.12071 | 0 | 6.8479 | 6.9487 | 6.8479 | 6.9487
267019-Economizer Repair Com All CZ07 Vint04 | 0.76759 | 0.30622 | 0.01275 | 2358.75 | 11793.75 | 0 | 0 | 0.12042 | 0 | 0.12042 | 0 | 0.12071 | 0 | 0.12071 | 0 | 6.8479 | 6.9487 | 6.8479 | 6.9487
267019-Economizer Repair Com All CZ07 Vint04 | 0.76759 | 0.30622 | 0.01275 | 2358.75 | 11793.75 | 0 | 0 | 0.12042 | 0 | 0.12042 | 0 | 0.12071 | 0 | 0.12071 | 0 | 6.8479 | 6.9487 | 6.8479 | 6.9487
267030-Commercial HVAC Diagnostic/Tune-up Com All CZ10 VintAll | 0.07932 | 0.031643 | 0.17085 | 243.746 | 2437.46 | 0 | 0 | 0.10917 | 0 | 0.10917 | 0 | 0.099408 | 0 | 0.099408 | 0 | 3.031 | 2.5652 | 3.031 | 2.5652
267045-Commercial Condensor Coil Cleaning (all units - savings at 50% of DEER) Com All CZ10 VintAll | 0.037567 | 0.014987 | 0.10374 | 115.44 | 346.32 | 0 | 0 | 0.088788 | 0 | 0.088788 | 0 | 0.088788 | 0 | 0.088788 | 0 | 2.4214 | 2.4214 | 2.4214 | 2.4214
267030-Commercial HVAC Diagnostic/Tune-up Com All CZ10 VintAll | 0.1983 | 0.079108 | 0.42712 | 609.365 | 6093.65 | 0 | 0 | 0.10917 | 0 | 0.10917 | 0 | 0.099408 | 0 | 0.099408 | 0 | 3.031 | 2.5652 | 3.031 | 2.5652
267045-Commercial Condensor Coil Cleaning (all units - savings at 50% of DEER) Com All CZ10 VintAll | 0.093916 | 0.037466 | 0.25935 | 288.6 | 865.8 | 0 | 0 | 0.088788 | 0 | 0.088788 | 0 | 0.088788 | 0 | 0.088788 | 0 | 2.4214 | 2.4214 | 2.4214 | 2.4214
267045-Commercial Condensor Coil Cleaning (all units - savings at 50% of DEER) Com All CZ10 VintAll | 0.037567 | 0.014987 | 0.10374 | 115.44 | 346.32 | 0 | 0 | 0.088788 | 0 | 0.088788 | 0 | 0.088788 | 0 | 0.088788 | 0 | 2.4214 | 2.4214 | 2.4214 | 2.4214
267030-Commercial HVAC Diagnostic/Tune-up Com All CZ10 VintAll | 0.07932 | 0.031643 | 0.17085 | 243.746 | 2437.46 | 0 | 0 | 0.10917 | 0 | 0.10917 | 0 | 0.099408 | 0 | 0.099408 | 0 | 3.031 | 2.5652 | 3.031 | 2.5652
267045-Commercial Condensor Coil Cleaning (all units - savings at 50% of DEER) Com All CZ10 VintAll | 0.037567 | 0.014987 | 0.10374 | 115.44 | 346.32 | 0 | 0 | 0.088788 | 0 | 0.088788 | 0 | 0.088788 | 0 | 0.088788 | 0 | 2.4214 | 2.4214 | 2.4214 | 2.4214
267030-Commercial HVAC Diagnostic/Tune-up Com All CZ10 VintAll | 0.11898 | 0.047465 | 0.25627 | 365.619 | 3656.19 | 0 | 0 | 0.10917 | 0 | 0.10917 | 0 | 0.099408 | 0 | 0.099408 | 0 | 3.031 | 2.5652 | 3.031 | 2.5652
267045-Commercial Condensor Coil Cleaning (all units - savings at 50% of DEER) Com All CZ10 VintAll | 0.05635 | 0.02248 | 0.15561 | 173.16 | 519.48 | 0 | 0 | 0.088788 | 0 | 0.088788 | 0 | 0.088788 | 0 | 0.088788 | 0 | 2.4214 | 2.4214 | 2.4214 | 2.4214
267030-Commercial HVAC Diagnostic/Tune-up Com All CZ10 VintAll | 0.11898 | 0.047465 | 0.25627 | 365.619 | 3656.19 | 0 | 0 | 0.10917 | 0 | 0.10917 | 0 | 0.099408 | 0 | 0.099408 | 0 | 3.031 | 2.5652 | 3.031 | 2.5652
267045-Commercial Condensor Coil Cleaning (all units - savings at 50% of DEER) Com All CZ10 VintAll | 0.05635 | 0.02248 | 0.15561 | 173.16 | 519.48 | 0 | 0 | 0.088788 | 0 | 0.088788 | 0 | 0.088788 | 0 | 0.088788 | 0 | 2.4214 | 2.4214 | 2.4214 | 2.4214
267030-Commercial HVAC Diagnostic/Tune-up Com All CZ10 VintAll | 0.07932 | 0.031643 | 0.17085 | 243.746 | 2437.46 | 0 | 0 | 0.10917 | 0 | 0.10917 | 0 | 0.099408 | 0 | 0.099408 | 0 | 3.031 | 2.5652 | 3.031 | 2.5652
267045-Commercial Condensor Coil Cleaning (all units - savings at 50% of DEER) Com All CZ10 VintAll | 0.037567 | 0.014987 | 0.10374 | 115.44 | 346.32 | 0 | 0 | 0.088788 | 0 | 0.088788 | 0 | 0.088788 | 0 | 0.088788 | 0 | 2.4214 | 2.4214 | 2.4214 | 2.4214
267042-Residential Condensor Coil Cleaning Resid MF CZ10 VintAll | 0.19331 | 0.0018102 | 0.18533 | 140.4 | 421.2 | 0 | 0 | 0.18466 | 0 | 0.18466 | 0 | 0.18466 | 0 | 0.18466 | 0 | 2.4381 | 2.4381 | 2.4381 | 2.4381
267042-Residential Condensor Coil Cleaning Resid MF CZ10 VintAll | 0.19331 | 0.0018102 | 0.18533 | 140.4 | 421.2 | 0 | 0 | 0.18466 | 0 | 0.18466 | 0 | 0.18466 | 0 | 0.18466 | 0 | 2.4381 | 2.4381 | 2.4381 | 2.4381
267033-High Refrigerant Charge Adjustment (>= ±20% rated charge) Resid MF CZ10 Vint04 | 0.36782 | 0.0034444 | 0.35275 | 267.1438 | 2671.4376 | -0.16413 | -1.6413 | 0.2646 | 0.98982 | 0.2646 | 0.98982 | 0.26038 | 0.98982 | 0.26038 | 0.98982 | 4.734 | 4.467 | 4.734 | 4.467
267042-Residential Condensor Coil Cleaning Resid MF CZ10 VintAll | 0.19331 | 0.0018102 | 0.18533 | 140.4 | 421.2 | 0 | 0 | 0.18466 | 0 | 0.18466 | 0 | 0.18466 | 0 | 0.18466 | 0 | 2.4381 | 2.4381 | 2.4381 | 2.4381
267035-High Refrigerant Charge Adjustment (>= ±20% rated charge) Resid MF CZ10 Vint01 | 0.25883 | 0.0024238 | 0.30796 | 187.9862 | 1879.8624 | -0.057889 | -0.57889 | 0.23483 | 0.98982 | 0.23483 | 0.98982 | 0.22883 | 0.98982 | 0.22883 | 0.98982 | 3.3343 | 3.1462 | 3.3343 | 3.1462
267042-Residential Condensor Coil Cleaning Resid MF CZ10 VintAll | 0.19331 | 0.0018102 | 0.18533 | 140.4 | 421.2 | 0 | 0 | 0.18466 | 0 | 0.18466 | 0 | 0.18466 | 0 | 0.18466 | 0 | 2.4381 | 2.4381 | 2.4381 | 2.4381
267035-High Refrigerant Charge Adjustment (>= ±20% rated charge) Resid MF CZ10 Vint01 | 0.12942 | 0.0012119 | 0.15398 | 93.9931 | 939.9312 | -0.028945 | -0.28945 | 0.22312 | 0.98982 | 0.22312 | 0.98982 | 0.17559 | 0.98982 | 0.17559 | 0.98982 | 2.9862 | 2.0975 | 2.9862 | 2.0975
267042-Residential Condensor Coil Cleaning Resid MF CZ10 VintAll | 0.19331 | 0.0018102 | 0.18533 | 140.4 | 421.2 | 0 | 0 | 0.18466 | 0 | 0.18466 | 0 | 0.18466 | 0 | 0.18466 | 0 | 2.4381 | 2.4381 | 2.4381 | 2.4381
267032-High Refrigerant Charge Adjustment (>= ±20% rated charge) Resid MF CZ10 Vint03 | 0.20958 | 0.0019626 | 0.16644 | 152.217 | 1522.17 | -0.12297 | -1.2297 | 0.26603 | 0.98982 | 0.26603 | 0.98982 | 0.23668 | 0.98982 | 0.23668 | 0.98982 | 4.8288 | 3.3918 | 4.8288 | 3.3918
267042-Residential Condensor Coil Cleaning Resid MF CZ10 VintAll | 0.19331 | 0.0018102 | 0.18533 | 140.4 | 421.2 | 0 | 0 | 0.18466 | 0 | 0.18466 | 0 | 0.18466 | 0 | 0.18466 | 0 | 2.4381 | 2.4381 | 2.4381 | 2.4381
267032-High Refrigerant Charge Adjustment (>= ±20% rated charge) Resid MF CZ10 Vint03 | 0.20958 | 0.0019626 | 0.16644 | 152.217 | 1522.17 | -0.12297 | -1.2297 | 0.26603 | 0.98982 | 0.26603 | 0.98982 | 0.23668 | 0.98982 | 0.23668 | 0.98982 | 4.8288 | 3.3918 | 4.8288 | 3.3918
267042-Residential Condensor Coil Cleaning Resid MF CZ10 VintAll | 0.19331 | 0.0018102 | 0.18533 | 140.4 | 421.2 | 0 | 0 | 0.18466 | 0 | 0.18466 | 0 | 0.18466 | 0 | 0.18466 | 0 | 2.4381 | 2.4381 | 2.4381 | 2.4381
267032-High Refrigerant Charge Adjustment (>= ±20% rated charge) Resid MF CZ10 Vint03 | 0.20958 | 0.0019626 | 0.16644 | 152.217 | 1522.17 | -0.12297 | -1.2297 | 0.26603 | 0.98982 | 0.26603 | 0.98982 | 0.23668 | 0.98982 | 0.23668 | 0.98982 | 4.8288 | 3.3918 | 4.8288 | 3.3918
267042-Residential Condensor Coil Cleaning Resid MF CZ10 VintAll | 0.19331 | 0.0018102 | 0.18533 | 140.4 | 421.2 | 0 | 0 | 0.18466 | 0 | 0.18466 | 0 | 0.18466 | 0 | 0.18466 | 0 | 2.4381 | 2.4381 | 2.4381 | 2.4381
267042-Residential Condensor Coil Cleaning Resid MF CZ10 VintAll | 0.19331 | 0.0018102 | 0.18533 | 140.4 | 421.2 | 0 | 0 | 0.18466 | 0 | 0.18466 | 0 | 0.18466 | 0 | 0.18466 | 0 | 2.4381 | 2.4381 | 2.4381 | 2.4381
267032-High Refrigerant Charge Adjustment (>= ±20% rated charge) Resid MF CZ10 Vint03 | 0.20958 | 0.0019626 | 0.16644 | 152.217 | 1522.17 | -0.12297 | -1.2297 | 0.26603 | 0.98982 | 0.26603 | 0.98982 | 0.23668 | 0.98982 | 0.23668 | 0.98982 | 4.8288 | 3.3918 | 4.8288 | 3.3918
267042-Residential Condensor Coil Cleaning Resid MF CZ10 VintAll | 0.19331 | 0.0018102 | 0.18533 | 140.4 | 421.2 | 0 | 0 | 0.18466 | 0 | 0.18466 | 0 | 0.18466 | 0 | 0.18466 | 0 | 2.4381 | 2.4381 | 2.4381 | 2.4381
267032-High Refrigerant Charge Adjustment (>= ±20% rated charge) Resid MF CZ10 Vint03 | 0.20958 | 0.0019626 | 0.16644 | 152.217 | 1522.17 | -0.12297 | -1.2297 | 0.26603 | 0.98982 | 0.26603 | 0.98982 | 0.23668 | 0.98982 | 0.23668 | 0.98982 | 4.8288 | 3.3918 | 4.8288 | 3.3918
267042-Residential Condensor Coil Cleaning Resid MF CZ10 VintAll | 0.19331 | 0.0018102 | 0.18533 | 140.4 | 421.2 | 0 | 0 | 0.18466 | 0 | 0.18466 | 0 | 0.18466 | 0 | 0.18466 | 0 | 2.4381 | 2.4381 | 2.4381 | 2.4381
267032-High Refrigerant Charge Adjustment (>= ±20% rated charge) Resid MF CZ10 Vint03 | 0.20958 | 0.0019626 | 0.16644 | 152.217 | 1522.17 | -0.12297 | -1.2297 | 0.26603 | 0.98982 | 0.26603 | 0.98982 | 0.23668 | 0.98982 | 0.23668 | 0.98982 | 4.8288 | 3.3918 | 4.8288 | 3.3918
267042-Residential Condensor Coil Cleaning Resid MF CZ10 VintAll | 0.19331 | 0.0018102 | 0.18533 | 140.4 | 421.2 | 0 | 0 | 0.18466 | 0 | 0.18466 | 0 | 0.18466 | 0 | 0.18466 | 0 | 2.4381 | 2.4381 | 2.4381 | 2.4381
267032-High Refrigerant Charge Adjustment (>= ±20% rated charge) Resid MF CZ10 Vint03 | 0.20958 | 0.0019626 | 0.16644 | 152.217 | 1522.17 | -0.12297 | -1.2297 | 0.26603 | 0.98982 | 0.26603 | 0.98982 | 0.23668 | 0.98982 | 0.23668 | 0.98982 | 4.8288 | 3.3918 | 4.8288 | 3.3918
267042-Residential Condensor Coil Cleaning Resid MF CZ10 VintAll | 0.19331 | 0.0018102 | 0.18533 | 140.4 | 421.2 | 0 | 0 | 0.18466 | 0 | 0.18466 | 0 | 0.18466 | 0 | 0.18466 | 0 | 2.4381 | 2.4381 | 2.4381 | 2.4381
267042-Residential Condensor Coil Cleaning Resid MF CZ10 VintAll | 0.19331 | 0.0018102 | 0.18533 | 140.4 | 421.2 | 0 | 0 | 0.18466 | 0 | 0.18466 | 0 | 0.18466 | 0 | 0.18466 | 0 | 2.4381 | 2.4381 | 2.4381 | 2.4381
267042-Residential Condensor Coil Cleaning Resid MF CZ10 VintAll | 0.19331 | 0.0018102 | 0.18533 | 140.4 | 421.2 | 0 | 0 | 0.18466 | 0 | 0.18466 | 0 | 0.18466 | 0 | 0.18466 | 0 | 2.4381 | 2.4381 | 2.4381 | 2.4381
267042-Residential Condensor Coil Cleaning Resid MF CZ10 VintAll | 0.19331 | 0.0018102 | 0.18533 | 140.4 | 421.2 | 0 | 0 | 0.18466 | 0 | 0.18466 | 0 | 0.18466 | 0 | 0.18466 | 0 | 2.4381 | 2.4381 | 2.4381 | 2.4381
267035-High Refrigerant Charge Adjustment (>= ±20% rated charge) Resid MF CZ10 Vint01 | 0.25883 | 0.0024238 | 0.30796 | 187.9862 | 1879.8624 | -0.057889 | -0.57889 | 0.23483 | 0.98982 | 0.23483 | 0.98982 | 0.22883 | 0.98982 | 0.22883 | 0.98982 | 3.3343 | 3.1462 | 3.3343 | 3.1462
267042-Residential Condensor Coil Cleaning Resid MF CZ10 VintAll | 0.19331 | 0.0018102 | 0.18533 | 140.4 | 421.2 | 0 | 0 | 0.18466 | 0 | 0.18466 | 0 | 0.18466 | 0 | 0.18466 | 0 | 2.4381 | 2.4381 | 2.4381 | 2.4381
267035-High Refrigerant Charge Adjustment (>= ±20% rated charge) Resid MF CZ10 Vint01 | 0.25883 | 0.0024238 | 0.30796 | 187.9862 | 1879.8624 | -0.057889 | -0.57889 | 0.23483 | 0.98982 | 0.23483 | 0.98982 | 0.22883 | 0.98982 | 0.22883 | 0.98982 | 3.3343 | 3.1462 | 3.3343 | 3.1462
267042-Residential Condensor Coil Cleaning Resid MF CZ10 VintAll | 0.19331 | 0.0018102 | 0.18533 | 140.4 | 421.2 | 0 | 0 | 0.18466 | 0 | 0.18466 | 0 | 0.18466 | 0 | 0.18466 | 0 | 2.4381 | 2.4381 | 2.4381 | 2.4381
267032-High Refrigerant Charge Adjustment (>= ±20% rated charge) Resid MF CZ10 Vint03 | 0.41917 | 0.0039251 | 0.33288 | 304.434 | 3044.34 | -0.24594 | -2.4594 | 0.27326 | 0.98982 | 0.27326 | 0.98982 | 0.26955 | 0.98982 | 0.26955 | 0.98982 | 5.3917 | 5.0877 | 5.3917 | 5.0877
267042-Residential Condensor Coil Cleaning Resid MF CZ10 VintAll | 0.19331 | 0.0018102 | 0.18533 | 140.4 | 421.2 | 0 | 0 | 0.18466 | 0 | 0.18466 | 0 | 0.18466 | 0 | 0.18466 | 0 | 2.4381 | 2.4381 | 2.4381 | 2.4381
267033-High Refrigerant Charge Adjustment (>= ±20% rated charge) Resid MF CZ10 Vint04 | 0.36782 | 0.0034444 | 0.35275 | 267.1438 | 2671.4376 | -0.16413 | -1.6413 | 0.2646 | 0.98982 | 0.2646 | 0.98982 | 0.26038 | 0.98982 | 0.26038 | 0.98982 | 4.734 | 4.467 | 4.734 | 4.467
267042-Residential Condensor Coil Cleaning Resid MF CZ10 VintAll | 0.19331 | 0.0018102 | 0.18533 | 140.4 | 421.2 | 0 | 0 | 0.18466 | 0 | 0.18466 | 0 | 0.18466 | 0 | 0.18466 | 0 | 2.4381 | 2.4381 | 2.4381 | 2.4381
267033-High Refrigerant Charge Adjustment (>= ±20% rated charge) Resid MF CZ10 Vint04 | 0.36782 | 0.0034444 | 0.35275 | 267.1438 | 2671.4376 | -0.16413 | -1.6413 | 0.2646 | 0.98982 | 0.2646 | 0.98982 | 0.26038 | 0.98982 | 0.26038 | 0.98982 | 4.734 | 4.467 | 4.734 | 4.467
267042-Residential Condensor Coil Cleaning Resid MF CZ10 VintAll | 0.19331 | 0.0018102 | 0.18533 | 140.4 | 421.2 | 0 | 0 | 0.18466 | 0 | 0.18466 | 0 | 0.18466 | 0 | 0.18466 | 0 | 2.4381 | 2.4381 | 2.4381 | 2.4381
267033-High Refrigerant Charge Adjustment (>= ±20% rated charge) Resid MF CZ10 Vint04 | 0.36782 | 0.0034444 | 0.35275 | 267.1438 | 2671.4376 | -0.16413 | -1.6413 | 0.2646 | 0.98982 | 0.2646 | 0.98982 | 0.26038 | 0.98982 | 0.26038 | 0.98982 | 4.734 | 4.467 | 4.734 | 4.467
267042-Residential Condensor Coil Cleaning Resid MF CZ10 VintAll | 0.19331 | 0.0018102 | 0.18533 | 140.4 | 421.2 | 0 | 0 | 0.18466 | 0 | 0.18466 | 0 | 0.18466 | 0 | 0.18466 | 0 | 2.4381 | 2.4381 | 2.4381 | 2.4381
267034-High Refrigerant Charge Adjustment (>= ±20% rated charge) Resid MF CZ10 Vint05 | 0.30153 | 0.0028236 | 0.30962 | 218.9975 | 2189.9748 | -0.10423 | -1.0423 | 0.24906 | 0.98982 | 0.24906 | 0.98982 | 0.2439 | 0.98982 | 0.2439 | 0.98982 | 3.8824 | 3.6634 | 3.8824 | 3.6634
267042-Residential Condensor Coil Cleaning Resid MF CZ10 VintAll | 0.19331 | 0.0018102 | 0.18533 | 140.4 | 421.2 | 0 | 0 | 0.18466 | 0 | 0.18466 | 0 | 0.18466 | 0 | 0.18466 | 0 | 2.4381 | 2.4381 | 2.4381 | 2.4381
267034-High Refrigerant Charge Adjustment (>= ±20% rated charge) Resid MF CZ10 Vint05 | 0.30153 | 0.0028236 | 0.30962 | 218.9975 | 2189.9748 | -0.10423 | -1.0423 | 0.24906 | 0.98982 | 0.24906 | 0.98982 | 0.2439 | 0.98982 | 0.2439 | 0.98982 | 3.8824 | 3.6634 | 3.8824 | 3.6634
267042-Residential Condensor Coil Cleaning Resid MF CZ10 VintAll | 0.19331 | 0.0018102 | 0.18533 | 140.4 | 421.2 | 0 | 0 | 0.18466 | 0 | 0.18466 | 0 | 0.18466 | 0 | 0.18466 | 0 | 2.4381 | 2.4381 | 2.4381 | 2.4381
267032-High Refrigerant Charge Adjustment (>= ±20% rated charge) Resid MF CZ10 Vint03 | 0.41917 | 0.0039251 | 0.33288 | 304.434 | 3044.34 | -0.24594 | -2.4594 | 0.27326 | 0.98982 | 0.27326 | 0.98982 | 0.26955 | 0.98982 | 0.26955 | 0.98982 | 5.3917 | 5.0877 | 5.3917 | 5.0877
267042-Residential Condensor Coil Cleaning Resid MF CZ10 VintAll | 0.19331 | 0.0018102 | 0.18533 | 140.4 | 421.2 | 0 | 0 | 0.18466 | 0 | 0.18466 | 0 | 0.18466 | 0 | 0.18466 | 0 | 2.4381 | 2.4381 | 2.4381 | 2.4381
267032-High Refrigerant Charge Adjustment (>= ±20% rated charge) Resid MF CZ10 Vint03 | 0.41917 | 0.0039251 | 0.33288 | 304.434 | 3044.34 | -0.24594 | -2.4594 | 0.27326 | 0.98982 | 0.27326 | 0.98982 | 0.26955 | 0.98982 | 0.26955 | 0.98982 | 5.3917 | 5.0877 | 5.3917 | 5.0877
267042-Residential Condensor Coil Cleaning Resid MF CZ10 VintAll | 0.19331 | 0.0018102 | 0.18533 | 140.4 | 421.2 | 0 | 0 | 0.18466 | 0 | 0.18466 | 0 | 0.18466 | 0 | 0.18466 | 0 | 2.4381 | 2.4381 | 2.4381 | 2.4381
267033-High Refrigerant Charge Adjustment (>= ±20% rated charge) Resid MF CZ10 Vint04 | 0.18391 | 0.0017222 | 0.17637 | 133.5719 | 1335.7188 | -0.082065 | -0.82065 | 0.25636 | 0.98982 | 0.25636 | 0.98982 | 0.22291 | 0.98982 | 0.22291 | 0.98982 | 4.2398 | 2.978 | 4.2398 | 2.978
267042-Residential Condensor Coil Cleaning Resid MF CZ10 VintAll | 0.19331 | 0.0018102 | 0.18533 | 140.4 | 421.2 | 0 | 0 | 0.18466 | 0 | 0.18466 | 0 | 0.18466 | 0 | 0.18466 | 0 | 2.4381 | 2.4381 | 2.4381 | 2.4381
267042-Residential Condensor Coil Cleaning Resid MF CZ10 VintAll | 0.19331 | 0.0018102 | 0.18533 | 140.4 | 421.2 | 0 | 0 | 0.18466 | 0 | 0.18466 | 0 | 0.18466 | 0 | 0.18466 | 0 | 2.4381 | 2.4381 | 2.4381 | 2.4381
267042-Residential Condensor Coil Cleaning Resid MF CZ10 VintAll | 0.19331 | 0.0018102 | 0.18533 | 140.4 | 421.2 | 0 | 0 | 0.18466 | 0 | 0.18466 | 0 | 0.18466 | 0 | 0.18466 | 0 | 2.4381 | 2.4381 | 2.4381 | 2.4381
267034-High Refrigerant Charge Adjustment (>= ±20% rated charge) Resid MF CZ10 Vint05 | 0.15077 | 0.0014118 | 0.15481 | 109.4987 | 1094.9874 | -0.052114 | -0.52114 | 0.23901 | 0.98982 | 0.23901 | 0.98982 | 0.19821 | 0.98982 | 0.19821 | 0.98982 | 3.4771 | 2.4423 | 3.4771 | 2.4423
267042-Residential Condensor Coil Cleaning Resid MF CZ10 VintAll | 0.19331 | 0.0018102 | 0.18533 | 140.4 | 421.2 | 0 | 0 | 0.18466 | 0 | 0.18466 | 0 | 0.18466 | 0 | 0.18466 | 0 | 2.4381 | 2.4381 | 2.4381 | 2.4381
267033-High Refrigerant Charge Adjustment (>= ±20% rated charge) Resid MF CZ10 Vint04 | 0.18391 | 0.0017222 | 0.17637 | 133.5719 | 1335.7188 | -0.082065 | -0.82065 | 0.25636 | 0.98982 | 0.25636 | 0.98982 | 0.22291 | 0.98982 | 0.22291 | 0.98982 | 4.2398 | 2.978 | 4.2398 | 2.978
267042-Residential Condensor Coil Cleaning Resid MF CZ10 VintAll | 0.19331 | 0.0018102 | 0.18533 | 140.4 | 421.2 | 0 | 0 | 0.18466 | 0 | 0.18466 | 0 | 0.18466 | 0 | 0.18466 | 0 | 2.4381 | 2.4381 | 2.4381 | 2.4381
267033-High Refrigerant Charge Adjustment (>= ±20% rated charge) Resid MF CZ10 Vint04 | 0.18391 | 0.0017222 | 0.17637 | 133.5719 | 1335.7188 | -0.082065 | -0.82065 | 0.25636 | 0.98982 | 0.25636 | 0.98982 | 0.22291 | 0.98982 | 0.22291 | 0.98982 | 4.2398 | 2.978 | 4.2398 | 2.978
267042-Residential Condensor Coil Cleaning Resid MF CZ10 VintAll | 0.19331 | 0.0018102 | 0.18533 | 140.4 | 421.2 | 0 | 0 | 0.18466 | 0 | 0.18466 | 0 | 0.18466 | 0 | 0.18466 | 0 | 2.4381 | 2.4381 | 2.4381 | 2.4381
267029-Commercial HVAC Diagnostic/Tune-up Com All CZ07 VintAll | 0.022243 | 0.0088734 | 0.053265 | 68.3507 | 683.5071 | 0 | 0 | -0.039441 | 0 | -0.039441 | 0 | -0.063572 | 0 | -0.063572 | 0 | 0.8051 | 0.71932 | 0.8051 | 0.71932
267044-Commercial Condensor Coil Cleaning (all units - savings at 50% of DEER) Com All CZ07 VintAll | 0.030459 | 0.012151 | 0.07332 | 93.6 | 280.8 | 0 | 0 | 0.074214 | 0 | 0.074214 | 0 | 0.074213 | 0 | 0.074213 | 0 | 1.9633 | 1.9633 | 1.9633 | 1.9633
267029-Commercial HVAC Diagnostic/Tune-up Com All CZ07 VintAll | 0.055607 | 0.022183 | 0.13316 | 170.8768 | 1708.7677 | 0 | 0 | -0.039441 | 0 | -0.039441 | 0 | -0.063572 | 0 | -0.063572 | 0 | 0.8051 | 0.71932 | 0.8051 | 0.71932
267044-Commercial Condensor Coil Cleaning (all units - savings at 50% of DEER) Com All CZ07 VintAll | 0.076148 | 0.030378 | 0.1833 | 234 | 702 | 0 | 0 | 0.074214 | 0 | 0.074214 | 0 | 0.074213 | 0 | 0.074213 | 0 | 1.9633 | 1.9633 | 1.9633 | 1.9633
267029-Commercial HVAC Diagnostic/Tune-up Com All CZ07 VintAll | 0.044485 | 0.017747 | 0.10653 | 136.7014 | 1367.0141 | 0 | 0 | -0.039441 | 0 | -0.039441 | 0 | -0.063572 | 0 | -0.063572 | 0 | 0.8051 | 0.71932 | 0.8051 | 0.71932
267044-Commercial Condensor Coil Cleaning (all units - savings at 50% of DEER) Com All CZ07 VintAll | 0.060919 | 0.024303 | 0.14664 | 187.2 | 561.6 | 0 | 0 | 0.074214 | 0 | 0.074214 | 0 | 0.074213 | 0 | 0.074213 | 0 | 1.9633 | 1.9633 | 1.9633 | 1.9633
267029-Commercial HVAC Diagnostic/Tune-up Com All CZ07 VintAll | 0.044485 | 0.017747 | 0.10653 | 136.7014 | 1367.0141 | 0 | 0 | -0.039441 | 0 | -0.039441 | 0 | -0.063572 | 0 | -0.063572 | 0 | 0.8051 | 0.71932 | 0.8051 | 0.71932
267044-Commercial Condensor Coil Cleaning (all units - savings at 50% of DEER) Com All CZ07 VintAll | 0.060919 | 0.024303 | 0.14664 | 187.2 | 561.6 | 0 | 0 | 0.074214 | 0 | 0.074214 | 0 | 0.074213 | 0 | 0.074213 | 0 | 1.9633 | 1.9633 | 1.9633 | 1.9633
267029-Commercial HVAC Diagnostic/Tune-up Com All CZ07 VintAll | 0.033364 | 0.01331 | 0.079898 | 102.5261 | 1025.2606 | 0 | 0 | -0.039441 | 0 | -0.039441 | 0 | -0.063572 | 0 | -0.063572 | 0 | 0.8051 | 0.71932 | 0.8051 | 0.71932
267044-Commercial Condensor Coil Cleaning (all units - savings at 50% of DEER) Com All CZ07 VintAll | 0.045689 | 0.018227 | 0.10998 | 140.4 | 421.2 | 0 | 0 | 0.074214 | 0 | 0.074214 | 0 | 0.074213 | 0 | 0.074213 | 0 | 1.9633 | 1.9633 | 1.9633 | 1.9633
267029-Commercial HVAC Diagnostic/Tune-up Com All CZ07 VintAll | 0.033364 | 0.01331 | 0.079898 | 102.5261 | 1025.2606 | 0 | 0 | -0.039441 | 0 | -0.039441 | 0 | -0.063572 | 0 | -0.063572 | 0 | 0.8051 | 0.71932 | 0.8051 | 0.71932
267044-Commercial Condensor Coil Cleaning (all units - savings at 50% of DEER) Com All CZ07 VintAll | 0.045689 | 0.018227 | 0.10998 | 140.4 | 421.2 | 0 | 0 | 0.074214 | 0 | 0.074214 | 0 | 0.074213 | 0 | 0.074213 | 0 | 1.9633 | 1.9633 | 1.9633 | 1.9633
267044-Commercial Condensor Coil Cleaning (all units - savings at 50% of DEER) Com All CZ07 VintAll | 0.045689 | 0.018227 | 0.10998 | 140.4 | 421.2 | 0 | 0 | 0.074214 | 0 | 0.074214 | 0 | 0.074213 | 0 | 0.074213 | 0 | 1.9633 | 1.9633 | 1.9633 | 1.9633
267029-Commercial HVAC Diagnostic/Tune-up Com All CZ07 VintAll | 0.055607 | 0.022183 | 0.13316 | 170.8768 | 1708.7677 | 0 | 0 | -0.039441 | 0 | -0.039441 | 0 | -0.063572 | 0 | -0.063572 | 0 | 0.8051 | 0.71932 | 0.8051 | 0.71932
267044-Commercial Condensor Coil Cleaning (all units - savings at 50% of DEER) Com All CZ07 VintAll | 0.076148 | 0.030378 | 0.1833 | 234 | 702 | 0 | 0 | 0.074214 | 0 | 0.074214 | 0 | 0.074213 | 0 | 0.074213 | 0 | 1.9633 | 1.9633 | 1.9633 | 1.9633
267029-Commercial HVAC Diagnostic/Tune-up Com All CZ07 VintAll | 0.033364 | 0.01331 | 0.079898 | 102.5261 | 1025.2606 | 0 | 0 | -0.039441 | 0 | -0.039441 | 0 | -0.063572 | 0 | -0.063572 | 0 | 0.8051 | 0.71932 | 0.8051 | 0.71932
267044-Commercial Condensor Coil Cleaning (all units - savings at 50% of DEER) Com All CZ07 VintAll | 0.045689 | 0.018227 | 0.10998 | 140.4 | 421.2 | 0 | 0 | 0.074214 | 0 | 0.074214 | 0 | 0.074213 | 0 | 0.074213 | 0 | 1.9633 | 1.9633 | 1.9633 | 1.9633
267010-Duct Sealing (Total Leakage Reduced from 40% of AHU flow to 12%) Resid SF CZ10 Vint04 | 0.38949 | 0.0036472 | 0.37591 | 282.8795 | 5091.8306 | 16.7452 | 301.4135 | 0.2463 | 0.82195 | 0.2463 | 0.82195 | 0.19825 | 0.66159 | 0.19825 | 0.66159 | 4.1824 | 2.5803 | 4.1824 | 2.5803
267009-Duct Sealing (Total Leakage Reduced from 40% of AHU flow to 12%) Resid SF CZ10 Vint03 | 0.25213 | 0.002361 | 0.13813 | 183.1159 | 3296.0866 | 16.7075 | 300.7354 | 0.27606 | 0.87754 | 0.27606 | 0.87754 | 0.21132 | 0.67176 | 0.21132 | 0.67176 | 5.3294 | 2.6446 | 5.3294 | 2.6446
267030-Commercial HVAC Diagnostic/Tune-up Com All CZ10 VintAll | 0.1983 | 0.079108 | 0.42712 | 609.365 | 6093.65 | 0 | 0 | 0.10917 | 0 | 0.10917 | 0 | 0.099408 | 0 | 0.099408 | 0 | 3.031 | 2.5652 | 3.031 | 2.5652
267045-Commercial Condensor Coil Cleaning (all units - savings at 50% of DEER) Com All CZ10 VintAll | 0.093916 | 0.037466 | 0.25935 | 288.6 | 865.8 | 0 | 0 | 0.088788 | 0 | 0.088788 | 0 | 0.088788 | 0 | 0.088788 | 0 | 2.4214 | 2.4214 | 2.4214 | 2.4214
267030-Commercial HVAC Diagnostic/Tune-up Com All CZ10 VintAll | 0.15864 | 0.063287 | 0.3417 | 487.492 | 4874.92 | 0 | 0 | 0.10917 | 0 | 0.10917 | 0 | 0.099408 | 0 | 0.099408 | 0 | 3.031 | 2.5652 | 3.031 | 2.5652
267045-Commercial Condensor Coil Cleaning (all units - savings at 50% of DEER) Com All CZ10 VintAll | 0.075133 | 0.029973 | 0.20748 | 230.88 | 692.64 | 0 | 0 | 0.088788 | 0 | 0.088788 | 0 | 0.088788 | 0 | 0.088788 | 0 | 2.4214 | 2.4214 | 2.4214 | 2.4214
267045-Commercial Condensor Coil Cleaning (all units - savings at 50% of DEER) Com All CZ10 VintAll | 0.075133 | 0.029973 | 0.20748 | 230.88 | 692.64 | 0 | 0 | 0.088788 | 0 | 0.088788 | 0 | 0.088788 | 0 | 0.088788 | 0 | 2.4214 | 2.4214 | 2.4214 | 2.4214
267030-Commercial HVAC Diagnostic/Tune-up Com All CZ10 VintAll | 0.15864 | 0.063287 | 0.3417 | 487.492 | 4874.92 | 0 | 0 | 0.10917 | 0 | 0.10917 | 0 | 0.099408 | 0 | 0.099408 | 0 | 3.031 | 2.5652 | 3.031 | 2.5652
267045-Commercial Condensor Coil Cleaning (all units - savings at 50% of DEER) Com All CZ10 VintAll | 0.075133 | 0.029973 | 0.20748 | 230.88 | 692.64 | 0 | 0 | 0.088788 | 0 | 0.088788 | 0 | 0.088788 | 0 | 0.088788 | 0 | 2.4214 | 2.4214 | 2.4214 | 2.4214
267045-Commercial Condensor Coil Cleaning (all units - savings at 50% of DEER) Com All CZ10 VintAll | 0.075133 | 0.029973 | 0.20748 | 230.88 | 692.64 | 0 | 0 | 0.088788 | 0 | 0.088788 | 0 | 0.088788 | 0 | 0.088788 | 0 | 2.4214 | 2.4214 | 2.4214 | 2.4214
267030-Commercial HVAC Diagnostic/Tune-up Com All CZ10 VintAll | 0.15864 | 0.063287 | 0.3417 | 487.492 | 4874.92 | 0 | 0 | 0.10917 | 0 | 0.10917 | 0 | 0.099408 | 0 | 0.099408 | 0 | 3.031 | 2.5652 | 3.031 | 2.5652
267045-Commercial Condensor Coil Cleaning (all units - savings at 50% of DEER) Com All CZ10 VintAll | 0.075133 | 0.029973 | 0.20748 | 230.88 | 692.64 | 0 | 0 | 0.088788 | 0 | 0.088788 | 0 | 0.088788 | 0 | 0.088788 | 0 | 2.4214 | 2.4214 | 2.4214 | 2.4214
267030-Commercial HVAC Diagnostic/Tune-up Com All CZ10 VintAll | 0.15864 | 0.063287 | 0.3417 | 487.492 | 4874.92 | 0 | 0 | 0.10917 | 0 | 0.10917 | 0 | 0.099408 | 0 | 0.099408 | 0 | 3.031 | 2.5652 | 3.031 | 2.5652
267045-Commercial Condensor Coil Cleaning (all units - savings at 50% of DEER) Com All CZ10 VintAll | 0.075133 | 0.029973 | 0.20748 | 230.88 | 692.64 | 0 | 0 | 0.088788 | 0 | 0.088788 | 0 | 0.088788 | 0 | 0.088788 | 0 | 2.4214 | 2.4214 | 2.4214 | 2.4214
267030-Commercial HVAC Diagnostic/Tune-up Com All CZ10 VintAll | 0.15864 | 0.063287 | 0.3417 | 487.492 | 4874.92 | 0 | 0 | 0.10917 | 0 | 0.10917 | 0 | 0.099408 | 0 | 0.099408 | 0 | 3.031 | 2.5652 | 3.031 | 2.5652
267045-Commercial Condensor Coil Cleaning (all units - savings at 50% of DEER) Com All CZ10 VintAll | 0.075133 | 0.029973 | 0.20748 | 230.88 | 692.64 | 0 | 0 | 0.088788 | 0 | 0.088788 | 0 | 0.088788 | 0 | 0.088788 | 0 | 2.4214 | 2.4214 | 2.4214 | 2.4214
267030-Commercial HVAC Diagnostic/Tune-up Com All CZ10 VintAll | 0.11898 | 0.047465 | 0.25627 | 365.619 | 3656.19 | 0 | 0 | 0.10917 | 0 | 0.10917 | 0 | 0.099408 | 0 | 0.099408 | 0 | 3.031 | 2.5652 | 3.031 | 2.5652
267045-Commercial Condensor Coil Cleaning (all units - savings at 50% of DEER) Com All CZ10 VintAll | 0.05635 | 0.02248 | 0.15561 | 173.16 | 519.48 | 0 | 0 | 0.088788 | 0 | 0.088788 | 0 | 0.088788 | 0 | 0.088788 | 0 | 2.4214 | 2.4214 | 2.4214 | 2.4214
267023-Economizer Repair Com All CZ10 Vint04 | 0.97809 | 0.39019 | 0.01088 | 3005.6 | 15028 | 0 | 0 | 0.11515 | 0 | 0.11515 | 0 | 0.11553 | 0 | 0.11553 | 0 | 5.4536 | 5.5339 | 5.4536 | 5.5339
267030-Commercial HVAC Diagnostic/Tune-up Com All CZ10 VintAll | 0.11898 | 0.047465 | 0.25627 | 365.619 | 3656.19 | 0 | 0 | 0.10917 | 0 | 0.10917 | 0 | 0.099408 | 0 | 0.099408 | 0 | 3.031 | 2.5652 | 3.031 | 2.5652
267045-Commercial Condensor Coil Cleaning (all units - savings at 50% of DEER) Com All CZ10 VintAll | 0.05635 | 0.02248 | 0.15561 | 173.16 | 519.48 | 0 | 0 | 0.088788 | 0 | 0.088788 | 0 | 0.088788 | 0 | 0.088788 | 0 | 2.4214 | 2.4214 | 2.4214 | 2.4214
267030-Commercial HVAC Diagnostic/Tune-up Com All CZ10 VintAll | 0.11898 | 0.047465 | 0.25627 | 365.619 | 3656.19 | 0 | 0 | 0.10917 | 0 | 0.10917 | 0 | 0.099408 | 0 | 0.099408 | 0 | 3.031 | 2.5652 | 3.031 | 2.5652
267045-Commercial Condensor Coil Cleaning (all units - savings at 50% of DEER) Com All CZ10 VintAll | 0.05635 | 0.02248 | 0.15561 | 173.16 | 519.48 | 0 | 0 | 0.088788 | 0 | 0.088788 | 0 | 0.088788 | 0 | 0.088788 | 0 | 2.4214 | 2.4214 | 2.4214 | 2.4214
267030-Commercial HVAC Diagnostic/Tune-up Com All CZ10 VintAll | 0.11898 | 0.047465 | 0.25627 | 365.619 | 3656.19 | 0 | 0 | 0.10917 | 0 | 0.10917 | 0 | 0.099408 | 0 | 0.099408 | 0 | 3.031 | 2.5652 | 3.031 | 2.5652
267045-Commercial Condensor Coil Cleaning (all units - savings at 50% of DEER) Com All CZ10 VintAll | 0.05635 | 0.02248 | 0.15561 | 173.16 | 519.48 | 0 | 0 | 0.088788 | 0 | 0.088788 | 0 | 0.088788 | 0 | 0.088788 | 0 | 2.4214 | 2.4214 | 2.4214 | 2.4214
267029-Commercial HVAC Diagnostic/Tune-up Com All CZ07 VintAll | 0.044485 | 0.017747 | 0.10653 | 136.7014 | 1367.0141 | 0 | 0 | -0.039441 | 0 | -0.039441 | 0 | -0.063572 | 0 | -0.063572 | 0 | 0.8051 | 0.71932 | 0.8051 | 0.71932
267044-Commercial Condensor Coil Cleaning (all units - savings at 50% of DEER) Com All CZ07 VintAll | 0.060919 | 0.024303 | 0.14664 | 187.2 | 561.6 | 0 | 0 | 0.074214 | 0 | 0.074214 | 0 | 0.074213 | 0 | 0.074213 | 0 | 1.9633 | 1.9633 | 1.9633 | 1.9633
267029-Commercial HVAC Diagnostic/Tune-up Com All CZ07 VintAll | 0.044485 | 0.017747 | 0.10653 | 136.7014 | 1367.0141 | 0 | 0 | -0.039441 | 0 | -0.039441 | 0 | -0.063572 | 0 | -0.063572 | 0 | 0.8051 | 0.71932 | 0.8051 | 0.71932
267044-Commercial Condensor Coil Cleaning (all units - savings at 50% of DEER) Com All CZ07 VintAll | 0.060919 | 0.024303 | 0.14664 | 187.2 | 561.6 | 0 | 0 | 0.074214 | 0 | 0.074214 | 0 | 0.074213 | 0 | 0.074213 | 0 | 1.9633 | 1.9633 | 1.9633 | 1.9633
267029-Commercial HVAC Diagnostic/Tune-up Com All CZ07 VintAll | 0.011121 | 0.0044367 | 0.026633 | 34.1754 | 341.7535 | 0 | 0 | -0.056428 | 0 | -0.056428 | 0 | -0.17682 | 0 | -0.17682 | 0 | 0.74275 | 0.47955 | 0.74275 | 0.47955
267044-Commercial Condensor Coil Cleaning (all units - savings at 50% of DEER) Com All CZ07 VintAll | 0.01523 | 0.0060756 | 0.03666 | 46.8 | 140.4 | 0 | 0 | 0.065739 | 0 | 0.065739 | 0 | 0.035692 | 0 | 0.035692 | 0 | 1.7688 | 1.3089 | 1.7688 | 1.3089
267029-Commercial HVAC Diagnostic/Tune-up Com All CZ07 VintAll | 0.044485 | 0.017747 | 0.10653 | 136.7014 | 1367.0141 | 0 | 0 | -0.039441 | 0 | -0.039441 | 0 | -0.063572 | 0 | -0.063572 | 0 | 0.8051 | 0.71932 | 0.8051 | 0.71932
267044-Commercial Condensor Coil Cleaning (all units - savings at 50% of DEER) Com All CZ07 VintAll | 0.060919 | 0.024303 | 0.14664 | 187.2 | 561.6 | 0 | 0 | 0.074214 | 0 | 0.074214 | 0 | 0.074213 | 0 | 0.074213 | 0 | 1.9633 | 1.9633 | 1.9633 | 1.9633
267029-Commercial HVAC Diagnostic/Tune-up Com All CZ07 VintAll | 0.044485 | 0.017747 | 0.10653 | 136.7014 | 1367.0141 | 0 | 0 | -0.039441 | 0 | -0.039441 | 0 | -0.063572 | 0 | -0.063572 | 0 | 0.8051 | 0.71932 | 0.8051 | 0.71932
267044-Commercial Condensor Coil Cleaning (all units - savings at 50% of DEER) Com All CZ07 VintAll | 0.060919 | 0.024303 | 0.14664 | 187.2 | 561.6 | 0 | 0 | 0.074214 | 0 | 0.074214 | 0 | 0.074213 | 0 | 0.074213 | 0 | 1.9633 | 1.9633 | 1.9633 | 1.9633
267029-Commercial HVAC Diagnostic/Tune-up Com All CZ07 VintAll | 0.044485 | 0.017747 | 0.10653 | 136.7014 | 1367.0141 | 0 | 0 | -0.039441 | 0 | -0.039441 | 0 | -0.063572 | 0 | -0.063572 | 0 | 0.8051 | 0.71932 | 0.8051 | 0.71932
267044-Commercial Condensor Coil Cleaning (all units - savings at 50% of DEER) Com All CZ07 VintAll | 0.060919 | 0.024303 | 0.14664 | 187.2 | 561.6 | 0 | 0 | 0.074214 | 0 | 0.074214 | 0 | 0.074213 | 0 | 0.074213 | 0 | 1.9633 | 1.9633 | 1.9633 | 1.9633
267030-Commercial HVAC Diagnostic/Tune-up Com All CZ10 VintAll | 0.11898 | 0.047465 | 0.25627 | 365.619 | 3656.19 | 0 | 0 | 0.10917 | 0 | 0.10917 | 0 | 0.099408 | 0 | 0.099408 | 0 | 3.031 | 2.5652 | 3.031 | 2.5652
267045-Commercial Condensor Coil Cleaning (all units - savings at 50% of DEER) Com All CZ10 VintAll | 0.05635 | 0.02248 | 0.15561 | 173.16 | 519.48 | 0 | 0 | 0.088788 | 0 | 0.088788 | 0 | 0.088788 | 0 | 0.088788 | 0 | 2.4214 | 2.4214 | 2.4214 | 2.4214
267030-Commercial HVAC Diagnostic/Tune-up Com All CZ10 VintAll | 0.11898 | 0.047465 | 0.25627 | 365.619 | 3656.19 | 0 | 0 | 0.10917 | 0 | 0.10917 | 0 | 0.099408 | 0 | 0.099408 | 0 | 3.031 | 2.5652 | 3.031 | 2.5652
267045-Commercial Condensor Coil Cleaning (all units - savings at 50% of DEER) Com All CZ10 VintAll | 0.05635 | 0.02248 | 0.15561 | 173.16 | 519.48 | 0 | 0 | 0.088788 | 0 | 0.088788 | 0 | 0.088788 | 0 | 0.088788 | 0 | 2.4214 | 2.4214 | 2.4214 | 2.4214
267030-Commercial HVAC Diagnostic/Tune-up Com All CZ10 VintAll | 0.11898 | 0.047465 | 0.25627 | 365.619 | 3656.19 | 0 | 0 | 0.10917 | 0 | 0.10917 | 0 | 0.099408 | 0 | 0.099408 | 0 | 3.031 | 2.5652 | 3.031 | 2.5652
267045-Commercial Condensor Coil Cleaning (all units - savings at 50% of DEER) Com All CZ10 VintAll | 0.05635 | 0.02248 | 0.15561 | 173.16 | 519.48 | 0 | 0 | 0.088788 | 0 | 0.088788 | 0 | 0.088788 | 0 | 0.088788 | 0 | 2.4214 | 2.4214 | 2.4214 | 2.4214
267030-Commercial HVAC Diagnostic/Tune-up Com All CZ10 VintAll | 0.11898 | 0.047465 | 0.25627 | 365.619 | 3656.19 | 0 | 0 | 0.10917 | 0 | 0.10917 | 0 | 0.099408 | 0 | 0.099408 | 0 | 3.031 | 2.5652 | 3.031 | 2.5652
267045-Commercial Condensor Coil Cleaning (all units - savings at 50% of DEER) Com All CZ10 VintAll | 0.05635 | 0.02248 | 0.15561 | 173.16 | 519.48 | 0 | 0 | 0.088788 | 0 | 0.088788 | 0 | 0.088788 | 0 | 0.088788 | 0 | 2.4214 | 2.4214 | 2.4214 | 2.4214
267045-Commercial Condensor Coil Cleaning (all units - savings at 50% of DEER) Com All CZ10 VintAll | 0.05635 | 0.02248 | 0.15561 | 173.16 | 519.48 | 0 | 0 | 0.088788 | 0 | 0.088788 | 0 | 0.088788 | 0 | 0.088788 | 0 | 2.4214 | 2.4214 | 2.4214 | 2.4214
267030-Commercial HVAC Diagnostic/Tune-up Com All CZ10 VintAll | 0.11898 | 0.047465 | 0.25627 | 365.619 | 3656.19 | 0 | 0 | 0.10917 | 0 | 0.10917 | 0 | 0.099408 | 0 | 0.099408 | 0 | 3.031 | 2.5652 | 3.031 | 2.5652
267045-Commercial Condensor Coil Cleaning (all units - savings at 50% of DEER) Com All CZ10 VintAll | 0.05635 | 0.02248 | 0.15561 | 173.16 | 519.48 | 0 | 0 | 0.088788 | 0 | 0.088788 | 0 | 0.088788 | 0 | 0.088788 | 0 | 2.4214 | 2.4214 | 2.4214 | 2.4214
267030-Commercial HVAC Diagnostic/Tune-up Com All CZ10 VintAll | 0.11898 | 0.047465 | 0.25627 | 365.619 | 3656.19 | 0 | 0 | 0.10917 | 0 | 0.10917 | 0 | 0.099408 | 0 | 0.099408 | 0 | 3.031 | 2.5652 | 3.031 | 2.5652
267045-Commercial Condensor Coil Cleaning (all units - savings at 50% of DEER) Com All CZ10 VintAll | 0.05635 | 0.02248 | 0.15561 | 173.16 | 519.48 | 0 | 0 | 0.088788 | 0 | 0.088788 | 0 | 0.088788 | 0 | 0.088788 | 0 | 2.4214 | 2.4214 | 2.4214 | 2.4214
267030-Commercial HVAC Diagnostic/Tune-up Com All CZ10 VintAll | 0.11898 | 0.047465 | 0.25627 | 365.619 | 3656.19 | 0 | 0 | 0.10917 | 0 | 0.10917 | 0 | 0.099408 | 0 | 0.099408 | 0 | 3.031 | 2.5652 | 3.031 | 2.5652
267045-Commercial Condensor Coil Cleaning (all units - savings at 50% of DEER) Com All CZ10 VintAll | 0.05635 | 0.02248 | 0.15561 | 173.16 | 519.48 | 0 | 0 | 0.088788 | 0 | 0.088788 | 0 | 0.088788 | 0 | 0.088788 | 0 | 2.4214 | 2.4214 | 2.4214 | 2.4214
267030-Commercial HVAC Diagnostic/Tune-up Com All CZ10 VintAll | 0.11898 | 0.047465 | 0.25627 | 365.619 | 3656.19 | 0 | 0 | 0.10917 | 0 | 0.10917 | 0 | 0.099408 | 0 | 0.099408 | 0 | 3.031 | 2.5652 | 3.031 | 2.5652
267045-Commercial Condensor Coil Cleaning (all units - savings at 50% of DEER) Com All CZ10 VintAll | 0.05635 | 0.02248 | 0.15561 | 173.16 | 519.48 | 0 | 0 | 0.088788 | 0 | 0.088788 | 0 | 0.088788 | 0 | 0.088788 | 0 | 2.4214 | 2.4214 | 2.4214 | 2.4214
267030-Commercial HVAC Diagnostic/Tune-up Com All CZ10 VintAll | 0.11898 | 0.047465 | 0.25627 | 365.619 | 3656.19 | 0 | 0 | 0.10917 | 0 | 0.10917 | 0 | 0.099408 | 0 | 0.099408 | 0 | 3.031 | 2.5652 | 3.031 | 2.5652
267045-Commercial Condensor Coil Cleaning (all units - savings at 50% of DEER) Com All CZ10 VintAll | 0.05635 | 0.02248 | 0.15561 | 173.16 | 519.48 | 0 | 0 | 0.088788 | 0 | 0.088788 | 0 | 0.088788 | 0 | 0.088788 | 0 | 2.4214 | 2.4214 | 2.4214 | 2.4214
267029-Commercial HVAC Diagnostic/Tune-up Com All CZ07 VintAll | 0.022243 | 0.0088734 | 0.053265 | 68.3507 | 683.5071 | 0 | 0 | -0.039441 | 0 | -0.039441 | 0 | -0.063572 | 0 | -0.063572 | 0 | 0.8051 | 0.71932 | 0.8051 | 0.71932
267044-Commercial Condensor Coil Cleaning (all units - savings at 50% of DEER) Com All CZ07 VintAll | 0.030459 | 0.012151 | 0.07332 | 93.6 | 280.8 | 0 | 0 | 0.074214 | 0 | 0.074214 | 0 | 0.074213 | 0 | 0.074213 | 0 | 1.9633 | 1.9633 | 1.9633 | 1.9633
267029-Commercial HVAC Diagnostic/Tune-up Com All CZ07 VintAll | 0.022243 | 0.0088734 | 0.053265 | 68.3507 | 683.5071 | 0 | 0 | -0.039441 | 0 | -0.039441 | 0 | -0.063572 | 0 | -0.063572 | 0 | 0.8051 | 0.71932 | 0.8051 | 0.71932
267044-Commercial Condensor Coil Cleaning (all units - savings at 50% of DEER) Com All CZ07 VintAll | 0.030459 | 0.012151 | 0.07332 | 93.6 | 280.8 | 0 | 0 | 0.074214 | 0 | 0.074214 | 0 | 0.074213 | 0 | 0.074213 | 0 | 1.9633 | 1.9633 | 1.9633 | 1.9633
267029-Commercial HVAC Diagnostic/Tune-up Com All CZ07 VintAll | 0.022243 | 0.0088734 | 0.053265 | 68.3507 | 683.5071 | 0 | 0 | -0.039441 | 0 | -0.039441 | 0 | -0.063572 | 0 | -0.063572 | 0 | 0.8051 | 0.71932 | 0.8051 | 0.71932
267044-Commercial Condensor Coil Cleaning (all units - savings at 50% of DEER) Com All CZ07 VintAll | 0.030459 | 0.012151 | 0.07332 | 93.6 | 280.8 | 0 | 0 | 0.074214 | 0 | 0.074214 | 0 | 0.074213 | 0 | 0.074213 | 0 | 1.9633 | 1.9633 | 1.9633 | 1.9633
267029-Commercial HVAC Diagnostic/Tune-up Com All CZ07 VintAll | 0.022243 | 0.0088734 | 0.053265 | 68.3507 | 683.5071 | 0 | 0 | -0.039441 | 0 | -0.039441 | 0 | -0.063572 | 0 | -0.063572 | 0 | 0.8051 | 0.71932 | 0.8051 | 0.71932
267044-Commercial Condensor Coil Cleaning (all units - savings at 50% of DEER) Com All CZ07 VintAll | 0.030459 | 0.012151 | 0.07332 | 93.6 | 280.8 | 0 | 0 | 0.074214 | 0 | 0.074214 | 0 | 0.074213 | 0 | 0.074213 | 0 | 1.9633 | 1.9633 | 1.9633 | 1.9633
267029-Commercial HVAC Diagnostic/Tune-up Com All CZ07 VintAll | 0.022243 | 0.0088734 | 0.053265 | 68.3507 | 683.5071 | 0 | 0 | -0.039441 | 0 | -0.039441 | 0 | -0.063572 | 0 | -0.063572 | 0 | 0.8051 | 0.71932 | 0.8051 | 0.71932
267044-Commercial Condensor Coil Cleaning (all units - savings at 50% of DEER) Com All CZ07 VintAll | 0.030459 | 0.012151 | 0.07332 | 93.6 | 280.8 | 0 | 0 | 0.074214 | 0 | 0.074214 | 0 | 0.074213 | 0 | 0.074213 | 0 | 1.9633 | 1.9633 | 1.9633 | 1.9633
267030-Commercial HVAC Diagnostic/Tune-up Com All CZ10 VintAll | 0.1983 | 0.079108 | 0.42712 | 609.365 | 6093.65 | 0 | 0 | 0.10917 | 0 | 0.10917 | 0 | 0.099408 | 0 | 0.099408 | 0 | 3.031 | 2.5652 | 3.031 | 2.5652
267045-Commercial Condensor Coil Cleaning (all units - savings at 50% of DEER) Com All CZ10 VintAll | 0.093916 | 0.037466 | 0.25935 | 288.6 | 865.8 | 0 | 0 | 0.088788 | 0 | 0.088788 | 0 | 0.088788 | 0 | 0.088788 | 0 | 2.4214 | 2.4214 | 2.4214 | 2.4214
267030-Commercial HVAC Diagnostic/Tune-up Com All CZ10 VintAll | 0.1983 | 0.079108 | 0.42712 | 609.365 | 6093.65 | 0 | 0 | 0.10917 | 0 | 0.10917 | 0 | 0.099408 | 0 | 0.099408 | 0 | 3.031 | 2.5652 | 3.031 | 2.5652
267045-Commercial Condensor Coil Cleaning (all units - savings at 50% of DEER) Com All CZ10 VintAll | 0.093916 | 0.037466 | 0.25935 | 288.6 | 865.8 | 0 | 0 | 0.088788 | 0 | 0.088788 | 0 | 0.088788 | 0 | 0.088788 | 0 | 2.4214 | 2.4214 | 2.4214 | 2.4214
267030-Commercial HVAC Diagnostic/Tune-up Com All CZ10 VintAll | 0.1983 | 0.079108 | 0.42712 | 609.365 | 6093.65 | 0 | 0 | 0.10917 | 0 | 0.10917 | 0 | 0.099408 | 0 | 0.099408 | 0 | 3.031 | 2.5652 | 3.031 | 2.5652
267045-Commercial Condensor Coil Cleaning (all units - savings at 50% of DEER) Com All CZ10 VintAll | 0.093916 | 0.037466 | 0.25935 | 288.6 | 865.8 | 0 | 0 | 0.088788 | 0 | 0.088788 | 0 | 0.088788 | 0 | 0.088788 | 0 | 2.4214 | 2.4214 | 2.4214 | 2.4214
267030-Commercial HVAC Diagnostic/Tune-up Com All CZ10 VintAll | 0.1983 | 0.079108 | 0.42712 | 609.365 | 6093.65 | 0 | 0 | 0.10917 | 0 | 0.10917 | 0 | 0.099408 | 0 | 0.099408 | 0 | 3.031 | 2.5652 | 3.031 | 2.5652
267045-Commercial Condensor Coil Cleaning (all units - savings at 50% of DEER) Com All CZ10 VintAll | 0.093916 | 0.037466 | 0.25935 | 288.6 | 865.8 | 0 | 0 | 0.088788 | 0 | 0.088788 | 0 | 0.088788 | 0 | 0.088788 | 0 | 2.4214 | 2.4214 | 2.4214 | 2.4214
267030-Commercial HVAC Diagnostic/Tune-up Com All CZ10 VintAll | 0.1983 | 0.079108 | 0.42712 | 609.365 | 6093.65 | 0 | 0 | 0.10917 | 0 | 0.10917 | 0 | 0.099408 | 0 | 0.099408 | 0 | 3.031 | 2.5652 | 3.031 | 2.5652
267045-Commercial Condensor Coil Cleaning (all units - savings at 50% of DEER) Com All CZ10 VintAll | 0.093916 | 0.037466 | 0.25935 | 288.6 | 865.8 | 0 | 0 | 0.088788 | 0 | 0.088788 | 0 | 0.088788 | 0 | 0.088788 | 0 | 2.4214 | 2.4214 | 2.4214 | 2.4214
267030-Commercial HVAC Diagnostic/Tune-up Com All CZ10 VintAll | 0.1983 | 0.079108 | 0.42712 | 609.365 | 6093.65 | 0 | 0 | 0.10917 | 0 | 0.10917 | 0 | 0.099408 | 0 | 0.099408 | 0 | 3.031 | 2.5652 | 3.031 | 2.5652
267045-Commercial Condensor Coil Cleaning (all units - savings at 50% of DEER) Com All CZ10 VintAll | 0.093916 | 0.037466 | 0.25935 | 288.6 | 865.8 | 0 | 0 | 0.088788 | 0 | 0.088788 | 0 | 0.088788 | 0 | 0.088788 | 0 | 2.4214 | 2.4214 | 2.4214 | 2.4214
267029-Commercial HVAC Diagnostic/Tune-up Com All CZ07 VintAll | 0.022243 | 0.0088734 | 0.053265 | 68.3507 | 683.5071 | 0 | 0 | -0.039441 | 0 | -0.039441 | 0 | -0.063572 | 0 | -0.063572 | 0 | 0.8051 | 0.71932 | 0.8051 | 0.71932
267044-Commercial Condensor Coil Cleaning (all units - savings at 50% of DEER) Com All CZ07 VintAll | 0.030459 | 0.012151 | 0.07332 | 93.6 | 280.8 | 0 | 0 | 0.074214 | 0 | 0.074214 | 0 | 0.074213 | 0 | 0.074213 | 0 | 1.9633 | 1.9633 | 1.9633 | 1.9633
267029-Commercial HVAC Diagnostic/Tune-up Com All CZ07 VintAll | 0.022243 | 0.0088734 | 0.053265 | 68.3507 | 683.5071 | 0 | 0 | -0.039441 | 0 | -0.039441 | 0 | -0.063572 | 0 | -0.063572 | 0 | 0.8051 | 0.71932 | 0.8051 | 0.71932
267044-Commercial Condensor Coil Cleaning (all units - savings at 50% of DEER) Com All CZ07 VintAll | 0.030459 | 0.012151 | 0.07332 | 93.6 | 280.8 | 0 | 0 | 0.074214 | 0 | 0.074214 | 0 | 0.074213 | 0 | 0.074213 | 0 | 1.9633 | 1.9633 | 1.9633 | 1.9633
267029-Commercial HVAC Diagnostic/Tune-up Com All CZ07 VintAll | 0.022243 | 0.0088734 | 0.053265 | 68.3507 | 683.5071 | 0 | 0 | -0.039441 | 0 | -0.039441 | 0 | -0.063572 | 0 | -0.063572 | 0 | 0.8051 | 0.71932 | 0.8051 | 0.71932
267044-Commercial Condensor Coil Cleaning (all units - savings at 50% of DEER) Com All CZ07 VintAll | 0.030459 | 0.012151 | 0.07332 | 93.6 | 280.8 | 0 | 0 | 0.074214 | 0 | 0.074214 | 0 | 0.074213 | 0 | 0.074213 | 0 | 1.9633 | 1.9633 | 1.9633 | 1.9633
267044-Commercial Condensor Coil Cleaning (all units - savings at 50% of DEER) Com All CZ07 VintAll | 0.076148 | 0.030378 | 0.1833 | 234 | 702 | 0 | 0 | 0.074214 | 0 | 0.074214 | 0 | 0.074213 | 0 | 0.074213 | 0 | 1.9633 | 1.9633 | 1.9633 | 1.9633
267044-Commercial Condensor Coil Cleaning (all units - savings at 50% of DEER) Com All CZ07 VintAll | 0.076148 | 0.030378 | 0.1833 | 234 | 702 | 0 | 0 | 0.074214 | 0 | 0.074214 | 0 | 0.074213 | 0 | 0.074213 | 0 | 1.9633 | 1.9633 | 1.9633 | 1.9633
267045-Commercial Condensor Coil Cleaning (all units - savings at 50% of DEER) Com All CZ10 VintAll | 0.05635 | 0.02248 | 0.15561 | 173.16 | 519.48 | 0 | 0 | 0.088788 | 0 | 0.088788 | 0 | 0.088788 | 0 | 0.088788 | 0 | 2.4214 | 2.4214 | 2.4214 | 2.4214
267030-Commercial HVAC Diagnostic/Tune-up Com All CZ10 VintAll | 0.11898 | 0.047465 | 0.25627 | 365.619 | 3656.19 | 0 | 0 | 0.10917 | 0 | 0.10917 | 0 | 0.099408 | 0 | 0.099408 | 0 | 3.031 | 2.5652 | 3.031 | 2.5652
267045-Commercial Condensor Coil Cleaning (all units - savings at 50% of DEER) Com All CZ10 VintAll | 0.05635 | 0.02248 | 0.15561 | 173.16 | 519.48 | 0 | 0 | 0.088788 | 0 | 0.088788 | 0 | 0.088788 | 0 | 0.088788 | 0 | 2.4214 | 2.4214 | 2.4214 | 2.4214
267030-Commercial HVAC Diagnostic/Tune-up Com All CZ10 VintAll | 0.11898 | 0.047465 | 0.25627 | 365.619 | 3656.19 | 0 | 0 | 0.10917 | 0 | 0.10917 | 0 | 0.099408 | 0 | 0.099408 | 0 | 3.031 | 2.5652 | 3.031 | 2.5652
267045-Commercial Condensor Coil Cleaning (all units - savings at 50% of DEER) Com All CZ10 VintAll | 0.05635 | 0.02248 | 0.15561 | 173.16 | 519.48 | 0 | 0 | 0.088788 | 0 | 0.088788 | 0 | 0.088788 | 0 | 0.088788 | 0 | 2.4214 | 2.4214 | 2.4214 | 2.4214
267030-Commercial HVAC Diagnostic/Tune-up Com All CZ10 VintAll | 0.15864 | 0.063287 | 0.3417 | 487.492 | 4874.92 | 0 | 0 | 0.10917 | 0 | 0.10917 | 0 | 0.099408 | 0 | 0.099408 | 0 | 3.031 | 2.5652 | 3.031 | 2.5652
267045-Commercial Condensor Coil Cleaning (all units - savings at 50% of DEER) Com All CZ10 VintAll | 0.075133 | 0.029973 | 0.20748 | 230.88 | 692.64 | 0 | 0 | 0.088788 | 0 | 0.088788 | 0 | 0.088788 | 0 | 0.088788 | 0 | 2.4214 | 2.4214 | 2.4214 | 2.4214
267030-Commercial HVAC Diagnostic/Tune-up Com All CZ10 VintAll | 0.15864 | 0.063287 | 0.3417 | 487.492 | 4874.92 | 0 | 0 | 0.10917 | 0 | 0.10917 | 0 | 0.099408 | 0 | 0.099408 | 0 | 3.031 | 2.5652 | 3.031 | 2.5652
267045-Commercial Condensor Coil Cleaning (all units - savings at 50% of DEER) Com All CZ10 VintAll | 0.075133 | 0.029973 | 0.20748 | 230.88 | 692.64 | 0 | 0 | 0.088788 | 0 | 0.088788 | 0 | 0.088788 | 0 | 0.088788 | 0 | 2.4214 | 2.4214 | 2.4214 | 2.4214
267030-Commercial HVAC Diagnostic/Tune-up Com All CZ10 VintAll | 0.07932 | 0.031643 | 0.17085 | 243.746 | 2437.46 | 0 | 0 | 0.10679 | 0 | 0.10679 | 0 | 0.08353 | 0 | 0.08353 | 0 | 2.9024 | 2.0521 | 2.9024 | 2.0521
267045-Commercial Condensor Coil Cleaning (all units - savings at 50% of DEER) Com All CZ10 VintAll | 0.037567 | 0.014987 | 0.10374 | 115.44 | 346.32 | 0 | 0 | 0.085352 | 0 | 0.085352 | 0 | 0.073171 | 0 | 0.073171 | 0 | 2.2952 | 1.9371 | 2.2952 | 1.9371
267030-Commercial HVAC Diagnostic/Tune-up Com All CZ10 VintAll | 0.15864 | 0.063287 | 0.3417 | 487.492 | 4874.92 | 0 | 0 | 0.10917 | 0 | 0.10917 | 0 | 0.099408 | 0 | 0.099408 | 0 | 3.031 | 2.5652 | 3.031 | 2.5652
267045-Commercial Condensor Coil Cleaning (all units - savings at 50% of DEER) Com All CZ10 VintAll | 0.075133 | 0.029973 | 0.20748 | 230.88 | 692.64 | 0 | 0 | 0.088788 | 0 | 0.088788 | 0 | 0.088788 | 0 | 0.088788 | 0 | 2.4214 | 2.4214 | 2.4214 | 2.4214
267030-Commercial HVAC Diagnostic/Tune-up Com All CZ10 VintAll | 0.15864 | 0.063287 | 0.3417 | 487.492 | 4874.92 | 0 | 0 | 0.10917 | 0 | 0.10917 | 0 | 0.099408 | 0 | 0.099408 | 0 | 3.031 | 2.5652 | 3.031 | 2.5652
267045-Commercial Condensor Coil Cleaning (all units - savings at 50% of DEER) Com All CZ10 VintAll | 0.075133 | 0.029973 | 0.20748 | 230.88 | 692.64 | 0 | 0 | 0.088788 | 0 | 0.088788 | 0 | 0.088788 | 0 | 0.088788 | 0 | 2.4214 | 2.4214 | 2.4214 | 2.4214
267045-Commercial Condensor Coil Cleaning (all units - savings at 50% of DEER) Com All CZ10 VintAll | 0.093916 | 0.037466 | 0.25935 | 288.6 | 865.8 | 0 | 0 | 0.088788 | 0 | 0.088788 | 0 | 0.088788 | 0 | 0.088788 | 0 | 2.4214 | 2.4214 | 2.4214 | 2.4214
267018-Economizer Repair Com All CZ07 Vint03 | 2.0275 | 0.80885 | 0.01955 | 6230.5 | 31152.5 | 0 | 0 | 0.12542 | 0 | 0.12542 | 0 | 0.12564 | 0 | 0.12564 | 0 | 9.0441 | 9.1772 | 9.0441 | 9.1772
267033-High Refrigerant Charge Adjustment (>= ±20% rated charge) Resid MF CZ10 Vint04 | 0.18391 | 0.0017222 | 0.17637 | 133.5719 | 1335.7188 | -0.082065 | -0.82065 | 0.25636 | 0.98982 | 0.25636 | 0.98982 | 0.22291 | 0.98982 | 0.22291 | 0.98982 | 4.2398 | 2.978 | 4.2398 | 2.978
267042-Residential Condensor Coil Cleaning Resid MF CZ10 VintAll | 0.19331 | 0.0018102 | 0.18533 | 140.4 | 421.2 | 0 | 0 | 0.18466 | 0 | 0.18466 | 0 | 0.18466 | 0 | 0.18466 | 0 | 2.4381 | 2.4381 | 2.4381 | 2.4381
267032-High Refrigerant Charge Adjustment (>= ±20% rated charge) Resid MF CZ10 Vint03 | 0.20958 | 0.0019626 | 0.16644 | 152.217 | 1522.17 | -0.12297 | -1.2297 | 0.26603 | 0.98982 | 0.26603 | 0.98982 | 0.23668 | 0.98982 | 0.23668 | 0.98982 | 4.8288 | 3.3918 | 4.8288 | 3.3918
267042-Residential Condensor Coil Cleaning Resid MF CZ10 VintAll | 0.19331 | 0.0018102 | 0.18533 | 140.4 | 421.2 | 0 | 0 | 0.18466 | 0 | 0.18466 | 0 | 0.18466 | 0 | 0.18466 | 0 | 2.4381 | 2.4381 | 2.4381 | 2.4381
267032-High Refrigerant Charge Adjustment (>= ±20% rated charge) Resid MF CZ10 Vint03 | 0.62875 | 0.0058877 | 0.49932 | 456.651 | 4566.51 | -0.36891 | -3.6891 | 0.27326 | 0.98982 | 0.27326 | 0.98982 | 0.26955 | 0.98982 | 0.26955 | 0.98982 | 5.3917 | 5.0877 | 5.3917 | 5.0877
267042-Residential Condensor Coil Cleaning Resid MF CZ10 VintAll | 0.19331 | 0.0018102 | 0.18533 | 140.4 | 421.2 | 0 | 0 | 0.18466 | 0 | 0.18466 | 0 | 0.18466 | 0 | 0.18466 | 0 | 2.4381 | 2.4381 | 2.4381 | 2.4381
267042-Residential Condensor Coil Cleaning Resid MF CZ10 VintAll | 0.19331 | 0.0018102 | 0.18533 | 140.4 | 421.2 | 0 | 0 | 0.18466 | 0 | 0.18466 | 0 | 0.18466 | 0 | 0.18466 | 0 | 2.4381 | 2.4381 | 2.4381 | 2.4381
267035-High Refrigerant Charge Adjustment (>= ±20% rated charge) Resid MF CZ10 Vint01 | 0.25883 | 0.0024238 | 0.30796 | 187.9862 | 1879.8624 | -0.057889 | -0.57889 | 0.23483 | 0.98982 | 0.23483 | 0.98982 | 0.22883 | 0.98982 | 0.22883 | 0.98982 | 3.3343 | 3.1462 | 3.3343 | 3.1462
267042-Residential Condensor Coil Cleaning Resid MF CZ10 VintAll | 0.19331 | 0.0018102 | 0.18533 | 140.4 | 421.2 | 0 | 0 | 0.18466 | 0 | 0.18466 | 0 | 0.18466 | 0 | 0.18466 | 0 | 2.4381 | 2.4381 | 2.4381 | 2.4381
267032-High Refrigerant Charge Adjustment (>= ±20% rated charge) Resid MF CZ10 Vint03 | 0.41917 | 0.0039251 | 0.33288 | 304.434 | 3044.34 | -0.24594 | -2.4594 | 0.27326 | 0.98982 | 0.27326 | 0.98982 | 0.26955 | 0.98982 | 0.26955 | 0.98982 | 5.3917 | 5.0877 | 5.3917 | 5.0877
267042-Residential Condensor Coil Cleaning Resid MF CZ10 VintAll | 0.19331 | 0.0018102 | 0.18533 | 140.4 | 421.2 | 0 | 0 | 0.18466 | 0 | 0.18466 | 0 | 0.18466 | 0 | 0.18466 | 0 | 2.4381 | 2.4381 | 2.4381 | 2.4381
267034-High Refrigerant Charge Adjustment (>= ±20% rated charge) Resid MF CZ10 Vint05 | 0.30153 | 0.0028236 | 0.30962 | 218.9975 | 2189.9748 | -0.10423 | -1.0423 | 0.24906 | 0.98982 | 0.24906 | 0.98982 | 0.2439 | 0.98982 | 0.2439 | 0.98982 | 3.8824 | 3.6634 | 3.8824 | 3.6634
267042-Residential Condensor Coil Cleaning Resid MF CZ10 VintAll | 0.19331 | 0.0018102 | 0.18533 | 140.4 | 421.2 | 0 | 0 | 0.18466 | 0 | 0.18466 | 0 | 0.18466 | 0 | 0.18466 | 0 | 2.4381 | 2.4381 | 2.4381 | 2.4381
267042-Residential Condensor Coil Cleaning Resid MF CZ10 VintAll | 0.19331 | 0.0018102 | 0.18533 | 140.4 | 421.2 | 0 | 0 | 0.18466 | 0 | 0.18466 | 0 | 0.18466 | 0 | 0.18466 | 0 | 2.4381 | 2.4381 | 2.4381 | 2.4381
267032-High Refrigerant Charge Adjustment (>= ±20% rated charge) Resid MF CZ10 Vint03 | 0.41917 | 0.0039251 | 0.33288 | 304.434 | 3044.34 | -0.24594 | -2.4594 | 0.27326 | 0.98982 | 0.27326 | 0.98982 | 0.26955 | 0.98982 | 0.26955 | 0.98982 | 5.3917 | 5.0877 | 5.3917 | 5.0877
267042-Residential Condensor Coil Cleaning Resid MF CZ10 VintAll | 0.19331 | 0.0018102 | 0.18533 | 140.4 | 421.2 | 0 | 0 | 0.18466 | 0 | 0.18466 | 0 | 0.18466 | 0 | 0.18466 | 0 | 2.4381 | 2.4381 | 2.4381 | 2.4381
267042-Residential Condensor Coil Cleaning Resid MF CZ10 VintAll | 0.19331 | 0.0018102 | 0.18533 | 140.4 | 421.2 | 0 | 0 | 0.18466 | 0 | 0.18466 | 0 | 0.18466 | 0 | 0.18466 | 0 | 2.4381 | 2.4381 | 2.4381 | 2.4381
267042-Residential Condensor Coil Cleaning Resid MF CZ10 VintAll | 0.19331 | 0.0018102 | 0.18533 | 140.4 | 421.2 | 0 | 0 | 0.18466 | 0 | 0.18466 | 0 | 0.18466 | 0 | 0.18466 | 0 | 2.4381 | 2.4381 | 2.4381 | 2.4381
267034-High Refrigerant Charge Adjustment (>= ±20% rated charge) Resid MF CZ10 Vint05 | 0.30153 | 0.0028236 | 0.30962 | 218.9975 | 2189.9748 | -0.10423 | -1.0423 | 0.24906 | 0.98982 | 0.24906 | 0.98982 | 0.2439 | 0.98982 | 0.2439 | 0.98982 | 3.8824 | 3.6634 | 3.8824 | 3.6634
267042-Residential Condensor Coil Cleaning Resid MF CZ10 VintAll | 0.19331 | 0.0018102 | 0.18533 | 140.4 | 421.2 | 0 | 0 | 0.18466 | 0 | 0.18466 | 0 | 0.18466 | 0 | 0.18466 | 0 | 2.4381 | 2.4381 | 2.4381 | 2.4381
267033-High Refrigerant Charge Adjustment (>= ±20% rated charge) Resid MF CZ10 Vint04 | 0.36782 | 0.0034444 | 0.35275 | 267.1438 | 2671.4376 | -0.16413 | -1.6413 | 0.2646 | 0.98982 | 0.2646 | 0.98982 | 0.26038 | 0.98982 | 0.26038 | 0.98982 | 4.734 | 4.467 | 4.734 | 4.467
267042-Residential Condensor Coil Cleaning Resid MF CZ10 VintAll | 0.19331 | 0.0018102 | 0.18533 | 140.4 | 421.2 | 0 | 0 | 0.18466 | 0 | 0.18466 | 0 | 0.18466 | 0 | 0.18466 | 0 | 2.4381 | 2.4381 | 2.4381 | 2.4381
267034-High Refrigerant Charge Adjustment (>= ±20% rated charge) Resid MF CZ10 Vint05 | 0.30153 | 0.0028236 | 0.30962 | 218.9975 | 2189.9748 | -0.10423 | -1.0423 | 0.24906 | 0.98982 | 0.24906 | 0.98982 | 0.2439 | 0.98982 | 0.2439 | 0.98982 | 3.8824 | 3.6634 | 3.8824 | 3.6634
267042-Residential Condensor Coil Cleaning Resid MF CZ10 VintAll | 0.19331 | 0.0018102 | 0.18533 | 140.4 | 421.2 | 0 | 0 | 0.18466 | 0 | 0.18466 | 0 | 0.18466 | 0 | 0.18466 | 0 | 2.4381 | 2.4381 | 2.4381 | 2.4381

## Output
Program Summary |  | Nominal | Present Value | [5 empty] | Avoided Cost Version
Proposer Name |  | 0 | [6 empty] | 2010-05-04
Program Name |  | 0 | [6 empty] | 2010-05-04
Total Program Budget ($) |  | 118513.759 | 109060.0782 | [5 empty] | Base Year
2009
Net Participant Cost ($) |  | -21104.3032 | -19420.8417 | [5 empty] | SDG&E 09-11 4g3.xls
Program Impacts | [9 empty] | Program Impacts (Gross)
| Annual Net kWh | Lifecycle Net kWh | Annual Net Therms | Lifecycle Net Therms | Net Jul-Sept Pk (kW) | Net Dec-Feb Pk (kW) | Net CEC (kW) | User Entered kW |  |  | Annual Gross kWh | Lifecycle Gross kWh | Annual Gross Therms | Lifecycle Gross Therms | User Entered kW
2009-2011 | 282395.9743 | 2024664.325 | 1214.2511 | 22112.4006 | 219.6554 | 22.4536 | 0 | 201.1784 |  | 2009-2011 | 348832.5993 | 2509365.5855 | 1556.7322 | 28349.2315 | 254.9692
2012-2015 | 0 | 0 | 0 | 0 | 0 | 0 | 0 | 0 |  | 2012-2015 | 0 | 0 | 0 | 0 | 0
2016-2019 | 0 | 0 | 0 | 0 | 0 | 0 | 0 | 0 |  | 2016-2019 | 0 | 0 | 0 | 0 | 0
Cost Effectiveness (Lifecycle Present Value Dollars)
|  | Benefits |  |  | Benefit - Cost
| Cost | Electric | Gas | Incentives | NPV | B/C Ratio | Notes
Program TRC ($) | 89639.2365 | 333396.2315 | 12035.557 | NA | 255792.552 | 3.8536 | *1
Program PAC ($) | 109060.0782 | 333396.2315 | 12035.557 | NA | 236371.7103 | 3.1674 | *1,2
Program RIM ($) | 109060.0782 | 333396.2315 | 12035.557 | NA | 236371.7103 | 3.1674 | *1
*1 B/C Ratio is an approximation because any supply cost increases are treated as negative benefits rather than as a cost as in the Standard Practice Manual
*2 PAC benefits include environmental costs. This is to be consistent with the TRC benefits, but is not strictly consistent with the Standard Practice Manual.
Levelized Cost and Benefit (All Measures Installed through 2019)
| Discounted Savings |  |  |  | Benefit - Cost
| kWh | Therms | Cost | Benefits | NPV
TRC ($/kWh ) | 1381397.5863 |  | 0.06269 | 0.24135 | 0.17866
PAC ($/kWh) | 1381397.5863 |  | 0.074991 | 0.24135 | 0.16636
RIM ($/kWh) | 1381397.5863 |  | 0.076198 | 0.24135 | 0.16515
TRC ($/therm) |  | 11124.0925 | 0.24521 | 1.0819 | 0.83673
PAC ($/therm) |  | 11124.0925 | 0.45757 | 1.0819 | 0.62436
RIM ($/therm) |  | 11124.0925 | 0.34159 | 1.0819 | 0.74035
Emissions Reductions | [9 empty] | Emissions Reductions (Gross)
| Electric Reductions |  |  | Gas Reductions | [6 empty] | Electric Reductions |  |  | Gas Reductions
Annual Reductions | CO2 (tons) | NOX (lbs) | PM-10 (lbs) | CO2 (tons) | NOX (lbs) |  |  |  |  | Annual Reductions | CO2 (tons) | NOX (lbs) | PM-10 (lbs) | CO2 (tons) | NOX (lbs)
2009 | 163.2004 | 44.4871 | 20.9178 | 7.1034 | 11.1711 | * annual reductions are the units |  |  |  | 2009 | 201.6348 | 54.9725 | 25.843 | 9.1069 | 14.3219 | * annual reductions are the units
2010 | 0 | 0 | 0 | 0 | 0 | implemented in the year, times |  |  |  | 2010 | 0 | 0 | 0 | 0 | 0 | implemented in the year, times
2011 | 0 | 0 | 0 | 0 | 0 | the annual emission reduction |  |  |  | 2011 | 0 | 0 | 0 | 0 | 0 | the annual emission reduction
2012 | 0 | 0 | 0 | 0 | 0 | for the measure. |  |  |  | 2012 | 0 | 0 | 0 | 0 | 0 | for the measure.
2013 | 0 | 0 | 0 | 0 | 0 |  |  |  |  | 2013 | 0 | 0 | 0 | 0 | 0
2014 | 0 | 0 | 0 | 0 | 0 |  |  |  |  | 2014 | 0 | 0 | 0 | 0 | 0
2015 | 0 | 0 | 0 | 0 | 0 |  |  |  |  | 2015 | 0 | 0 | 0 | 0 | 0
2016 | 0 | 0 | 0 | 0 | 0 |  |  |  |  | 2016 | 0 | 0 | 0 | 0 | 0
2017 | 0 | 0 | 0 | 0 | 0 |  |  |  |  | 2017 | 0 | 0 | 0 | 0 | 0
2018 | 0 | 0 | 0 | 0 | 0 |  |  |  |  | 2018 | 0 | 0 | 0 | 0 | 0
2019 | 0 | 0 | 0 | 0 | 0 |  |  |  |  | 2019 | 0 | 0 | 0 | 0 | 0
Total Annual | 163.2004 | 44.4871 | 20.9178 | 7.1034 | 11.1711 |  |  |  |  | Total Annual | 201.6348 | 54.9725 | 25.843 | 9.1069 | 14.3219
Lifecycle Reductions | [9 empty] | Lifecycle Reductions
2009 | 1171.6797 | 319.7314 | 150.1344 | 129.3575 | 203.4341 |  |  |  |  | 2009 | 1452.5062 | 396.4341 | 186.1096 | 165.843 | 260.8129
2010 | 0 | 0 | 0 | 0 | 0 |  |  |  |  | 2010 | 0 | 0 | 0 | 0 | 0
2011 | 0 | 0 | 0 | 0 | 0 |  |  |  |  | 2011 | 0 | 0 | 0 | 0 | 0
2012 | 0 | 0 | 0 | 0 | 0 |  |  |  |  | 2012 | 0 | 0 | 0 | 0 | 0
2013 | 0 | 0 | 0 | 0 | 0 |  |  |  |  | 2013 | 0 | 0 | 0 | 0 | 0
2014 | 0 | 0 | 0 | 0 | 0 |  |  |  |  | 2014 | 0 | 0 | 0 | 0 | 0
2015 | 0 | 0 | 0 | 0 | 0 |  |  |  |  | 2015 | 0 | 0 | 0 | 0 | 0
2016 | 0 | 0 | 0 | 0 | 0 |  |  |  |  | 2016 | 0 | 0 | 0 | 0 | 0
2017 | 0 | 0 | 0 | 0 | 0 |  |  |  |  | 2017 | 0 | 0 | 0 | 0 | 0
2018 | 0 | 0 | 0 | 0 | 0 |  |  |  |  | 2018 | 0 | 0 | 0 | 0 | 0
2019 | 0 | 0 | 0 | 0 | 0 |  |  |  |  | 2019 | 0 | 0 | 0 | 0 | 0
Total Lifecycle | 1171.6797 | 319.7314 | 150.1344 | 129.3575 | 203.4341 |  |  |  |  | Total Lifecycle | 1452.5062 | 396.4341 | 186.1096 | 165.843 | 260.8129
Reductions based on total annual installations | [9 empty] | Reductions based on total annual installations (Gross)
| Annual Net kWh | Lifecycle Net kWh | Annual Net Therms | Lifecycle Net Therms | Net July-Sept Peak (kW) | Net Dec-Feb (kW) |  | User Entered kW | Net Annual NCP (kW) |  | Annual Gross kWh | Lifecycle Gross kWh | Annual Gross Therms | Lifecycle Gross Therms | User Entered kW
2009 | 282395.9743 | 2024664.325 | 1214.2511 | 22112.4006 | 219.6554 | 22.4536 |  | 201.1784 | 0 | 2009 | 348832.5993 | 2509365.5855 | 1556.7322 | 28349.2315 | 254.9692
2010 | 0 | 0 | 0 | 0 | 0 | 0 |  | 0 | 396.9691 | 2010 | 0 | 0 | 0 | 0 | 0
2011 | 0 | 0 | 0 | 0 | 0 | 0 |  | 0 | 0 | 2011 | 0 | 0 | 0 | 0 | 0
2012 | 0 | 0 | 0 | 0 | 0 | 0 |  | 0 | 0 | 2012 | 0 | 0 | 0 | 0 | 0
2013 | 0 | 0 | 0 | 0 | 0 | 0 |  | 0 | -115.3603 | 2013 | 0 | 0 | 0 | 0 | 0
2014 | 0 | 0 | 0 | 0 | 0 | 0 |  | 0 | 0 | 2014 | 0 | 0 | 0 | 0 | 0
2015 | 0 | 0 | 0 | 0 | 0 | 0 |  | 0 | -30.9096 | 2015 | 0 | 0 | 0 | 0 | 0
2016 | 0 | 0 | 0 | 0 | 0 | 0 |  | 0 | 0 | 2016 | 0 | 0 | 0 | 0 | 0
2017 | 0 | 0 | 0 | 0 | 0 | 0 |  | 0 | 0 | 2017 | 0 | 0 | 0 | 0 | 0
2018 | 0 | 0 | 0 | 0 | 0 | 0 |  | 0 | 0 | 2018 | 0 | 0 | 0 | 0 | 0
2019 | 0 | 0 | 0 | 0 | 0 | 0 |  | 0 | 0 | 2019 | 0 | 0 | 0 | 0 | 0
Total | 282395.9743 | 2024664.325 | 1214.2511 | 22112.4006 | 219.6554 | 22.4536 |  | 201.1784 | 250.6992 | Total | 348832.5993 | 2509365.5855 | 1556.7322 | 28349.2315 | 254.9692
Net Impacts by Sector (All Measures Installed through 2019)
| Annual Net kWh | Lifecycle Net kWh | Annual Net Therms | Lifecycle Net Therms | Net July-Sept Peak (kW) | Net Dec-Feb (kW) |  | User Entered kW | TRC Lifecycle Net Benefits* ($)
Total | 282395.9743 | 2024664.325 | 1214.2511 | 22112.4006 | 219.6554 | 22.4536 |  | 201.1784 | 255792.552
RES | 0 | 0 | 0 | 0 | 0 | 0 |  | 0 | 0
NON_RES | 0 | 0 | 0 | 0 | 0 | 0 |  | 0 | 0
Residential | 121505.4485 | 1099512.7666 | 1214.2511 | 22112.4006 | 167.2983 | 1.5666 |  | 143.095 | 188604.2335
Commercial | 160890.5258 | 925151.5585 | 0 | 0 | 52.3571 | 20.887 |  | 58.0833 | 67188.3185
Industrial | 0 | 0 | 0 | 0 | 0 | 0 |  | 0 | 0
Agricultural | 0 | 0 | 0 | 0 | 0 | 0 |  | 0 | 0
Not Used | 0 | 0 | 0 | 0 | 0 | 0 |  | 0 | 0
0 | 0 | 0 | 0 | 0 | 0 | 0 |  | 0 | 0
0 | 0 | 0 | 0 | 0 | 0 | 0 |  | 0 | 0
0 | 0 | 0 | 0 | 0 | 0 | 0 |  | 0 | 0
0 | 0 | 0 | 0 | 0 | 0 | 0 |  | 0 | 0
0 | 0 | 0 | 0 | 0 | 0 | 0 |  | 0 | 0
0 |  |  | 0 |  |  |  |  | 0 | 0
0 |  |  | 0 |  |  |  |  | 0 | 0
0 |  |  | 0 |  |  |  |  | 0 | 0
0 |  |  | 0 |  |  |  |  | 0 | 0
0 |  |  | 0 |  |  |  |  | 0 | 0
0 |  |  | 0 |  |  |  |  | 0 | 0
0 |  |  | 0 |  |  |  |  | 0 | 0
0 |  |  | 0 |  |  |  |  | 0 | 0
0 |  |  | 0 |  |  |  |  | 0 | 0
0 |  |  | 0 |  |  |  |  | 0 | 0
0 |  |  | 0 |  |  |  |  | 0 | 0
Other and unspecified | 0 | -1.2573e-08 | 0 | 0 | 1.5916e-12 | 4.6185e-14 | 0 | 0 | 4.9477e-10
* Include program-level and admin costs allocated based to total gas and electric programs at the measure level.
Net Impacts by CPUC End Use Categories (All Measures Installed through 2019)
| Annual Net kWh | Lifecycle Net kWh | Annual Net Therms | Lifecycle Net Therms | Net July-Sept Peak (kW) | Net Dec-Feb Pk (kW) |  | User Entered kW | TRC Lifecycle Net Benefits* ($)
Total | 282395.9743 | 2024664.325 | 1214.2511 | 22112.4006 | 219.6554 | 22.4536 |  | 201.1784 | 255792.552
Clothes Dryer | 0 | 0 | 0 | 0 | 0 | 0 |  | 0 | 0
Clothes Washer | 0 | 0 | 0 | 0 | 0 | 0 |  | 0 | 0
Consumer Electronics | 0 | 0 | 0 | 0 | 0 | 0 |  | 0 | 0
Cooking | 0 | 0 | 0 | 0 | 0 | 0 |  | 0 | 0
Dishwasher | 0 | 0 | 0 | 0 | 0 | 0 |  | 0 | 0
Other Appliance | 0 | 0 | 0 | 0 | 0 | 0 |  | 0 | 0
Office Equipment | 0 | 0 | 0 | 0 | 0 | 0 |  | 0 | 0
Building shell | 0 | 0 | 0 | 0 | 0 | 0 |  | 0 | 0
Space Cooling | 282395.9743 | 2024664.325 | 1214.2511 | 22112.4006 | 219.6554 | 22.4536 |  | 201.1784 | 255792.552
Space Heating | 0 | 0 | 0 | 0 | 0 | 0 |  | 0 | 0
Ventilation | 0 | 0 | 0 | 0 | 0 | 0 |  | 0 | 0
Interior Lighting | 0 | 0 | 0 | 0 | 0 | 0 |  | 0 | 0
Exterior Lighting | 0 | 0 | 0 | 0 | 0 | 0 |  | 0 | 0
Daylighting | 0 | 0 | 0 | 0 | 0 | 0 |  | 0 | 0
Motors | 0 | 0 | 0 | 0 | 0 | 0 |  | 0 | 0
Process | 0 | 0 | 0 | 0 | 0 | 0 |  | 0 | 0
Compressed Air | 0 | 0 | 0 | 0 | 0 | 0 |  | 0 | 0
Food Processor | 0 | 0 | 0 | 0 | 0 | 0 |  | 0 | 0
Refrigeration | 0 | 0 | 0 | 0 | 0 | 0 |  | 0 | 0
Freezers | 0 | 0 | 0 | 0 | 0 | 0 |  | 0 | 0
Pumps | 0 | 0 | 0 | 0 | 0 | 0 |  | 0 | 0
Pool Pump | 0 | 0 | 0 | 0 | 0 | 0 |  | 0 | 0
Domestic Hot Water | 0 | 0 | 0 | 0 | 0 | 0 |  | 0 | 0
Water Heating | 0 | 0 | 0 | 0 | 0 | 0 |  | 0 | 0
Other and unspecified | 0 | 0 | 0 | 0 | 0 | 0 | 0 | 0 | 0
* Include program-level and admin costs allocated based to total gas and electric programs at the measure level.
Net Impacts by Climate Zone (All Measures Installed through 2016)
| Annual Net kWh | Lifecycle Net kWh | Annual Net Therms | Lifecycle Net Therms | Net July-Sept Peak (kW) | Net dec-Feb Pk (kW) |  | User Entered kW | TRC Lifecycle Net Benefits* ($)
Total | 282395.9743 | 2024664.325 | 1214.2511 | 22112.4006 | 219.6554 | 22.4536 |  | 201.1784 | 255792.552
7 | 0 | 0 | 0 | 0 | 0 | 0 |  | 0 | 0
10 | 0 | 0 | 0 | 0 | 0 | 0 |  | 0 | 0
14 | 0 | 0 | 0 | 0 | 0 | 0 |  | 0 | 0
15 | 0 | 0 | 0 | 0 | 0 | 0 |  | 0 | 0
System | 282395.9743 | 2024664.325 | 1214.2511 | 22112.4006 | 219.6554 | 22.4536 |  | 201.1784 | 255792.552
0 | 0 | 0 | 0 | 0 | 0 | 0 |  | 0
0 | 0 | 0 | 0 | 0 | 0 | 0 |  | 0
0 | 0 | 0 | 0 | 0 | 0 | 0 |  | 0
0 | 0 | 0 | 0 | 0 | 0 | 0 |  | 0
0 | 0 | 0 | 0 | 0 | 0 | 0 |  | 0
0 | 0 | 0 | 0 | 0 | 0 | 0 |  | 0
* Include program-level and admin costs allocated based to total gas and electric programs at the measure level.
Persistent reductions in the summer (3rd Qtr) or winter (4th Qtr) of each year
| Net Juy-Sept Peak (kW) | Net Annual Dec-Feb (kW)
2009 | 0 | 22.4536
2010 | 219.6554 | 22.4536
2011 | 219.6554 | 22.4536
2012 | 219.6554 | 17.3405
2013 | 157.4734 | 17.3405
2014 | 157.4734 | 6.083
2015 | 129.2545 | 6.083
2016 | 129.2545 | 6.083
2017 | 129.2545 | 6.083
2018 | 129.2545 | 6.083
2019 | 129.2545 | 0.22799
2020 | 24.3467 | 0.22799
Monthly Impacts
First Year for Impact Table: | 2009
| Quarter | Monthly Five Hour Avg or TOU Peak | Net Monthly NCP (kW) |  | Monthly Net kWh | Monthly Net Therms
2009-01-01 | 1 | 0 | 0 |  | 0 | 0
2009-02-01 | 1 | 0 | 0 |  | 0 | 0
2009-03-01 | 1 | 0 | 0 |  | 0 | 0
2009-04-01 | 2 | 0 | 0 |  | 0 | 0
2009-05-01 | 2 | 0 | 0 |  | 0 | 0
2009-06-01 | 2 | 0 | 0 |  | 0 | 0
2009-07-01 | 3 | 0 | 0 |  | 0 | 0
2009-08-01 | 3 | 0 | 0 |  | 0 | 0
2009-09-01 | 3 | 0 | 0 |  | 0 | 0
2009-10-01 | 4 | 0 | 0 |  | 0 | 0
2009-11-01 | 4 | 0 | 0 |  | 0 | 0
2009-12-01 | 4 | 0 | 0 |  | 0 | 0
2010-01-01 | 5 | 22.4536 | 23.0305 |  | 11615.6669 | 202.3752
2010-02-01 | 5 | 22.4536 | 23.0305 |  | 11615.6669 | 202.3752
2010-03-01 | 5 | 22.4536 | 23.0305 |  | 11615.6669 | 202.3752
2010-04-01 | 6 | 22.4536 | 23.0305 |  | 11615.6669 | 0
2010-05-01 | 6 | 219.6554 | 396.9691 |  | 40217.2612 | 0
2010-06-01 | 6 | 219.6554 | 396.9691 |  | 40217.2612 | 0
2010-07-01 | 7 | 219.6554 | 396.9691 |  | 40217.2612 | 0
2010-08-01 | 7 | 219.6554 | 396.9691 |  | 40217.2612 | 0
2010-09-01 | 7 | 219.6554 | 396.9691 |  | 40217.2612 | 0
2010-10-01 | 8 | 22.4536 | 23.0305 |  | 11615.6669 | 202.3752
2010-11-01 | 8 | 22.4536 | 23.0305 |  | 11615.6669 | 202.3752
2010-12-01 | 8 | 22.4536 | 23.0305 |  | 11615.6669 | 202.3752
2011-01-01 | 9 | 22.4536 | 23.0305 |  | 11615.6669 | 202.3752
2011-02-01 | 9 | 22.4536 | 23.0305 |  | 11615.6669 | 202.3752
2011-03-01 | 9 | 22.4536 | 23.0305 |  | 11615.6669 | 202.3752
2011-04-01 | 10 | 22.4536 | 23.0305 |  | 11615.6669 | 0
2011-05-01 | 10 | 219.6554 | 396.9691 |  | 40217.2612 | 0
2011-06-01 | 10 | 219.6554 | 396.9691 |  | 40217.2612 | 0
2011-07-01 | 11 | 219.6554 | 396.9691 |  | 40217.2612 | 0
2011-08-01 | 11 | 219.6554 | 396.9691 |  | 40217.2612 | 0
2011-09-01 | 11 | 219.6554 | 396.9691 |  | 40217.2612 | 0
2011-10-01 | 12 | 22.4536 | 23.0305 |  | 11615.6669 | 202.3752
2011-11-01 | 12 | 22.4536 | 23.0305 |  | 11615.6669 | 202.3752
2011-12-01 | 12 | 22.4536 | 23.0305 |  | 11615.6669 | 202.3752
2012-01-01 | 13 | 22.4536 | 23.0305 |  | 11615.6669 | 202.3752
2012-02-01 | 13 | 22.4536 | 23.0305 |  | 11615.6669 | 202.3752
2012-03-01 | 13 | 22.4536 | 23.0305 |  | 11615.6669 | 202.3752
2012-04-01 | 14 | 22.4536 | 23.0305 |  | 11615.6669 | 0
2012-05-01 | 14 | 219.6554 | 396.9691 |  | 40217.2612 | 0
2012-06-01 | 14 | 219.6554 | 396.9691 |  | 40217.2612 | 0
2012-07-01 | 15 | 219.6554 | 396.9691 |  | 40217.2612 | 0
2012-08-01 | 15 | 219.6554 | 396.9691 |  | 40217.2612 | 0
2012-09-01 | 15 | 219.6554 | 396.9691 |  | 40217.2612 | 0
2012-10-01 | 16 | 22.4536 | 23.0305 |  | 11615.6669 | 202.3752
2012-11-01 | 16 | 22.4536 | 23.0305 |  | 11615.6669 | 202.3752
2012-12-01 | 16 | 22.4536 | 23.0305 |  | 11615.6669 | 202.3752
2013-01-01 | 17 | 17.3405 | 17.743 |  | 8882.6042 | 202.3752
2013-02-01 | 17 | 17.3405 | 17.743 |  | 8882.6042 | 202.3752
2013-03-01 | 17 | 17.3405 | 17.743 |  | 8882.6042 | 202.3752
2013-04-01 | 18 | 17.3405 | 17.743 |  | 8882.6042 | 0
2013-05-01 | 18 | 157.4734 | 281.6088 |  | 29552.709 | 0
2013-06-01 | 18 | 157.4734 | 281.6088 |  | 29552.709 | 0
2013-07-01 | 19 | 157.4734 | 281.6088 |  | 29552.709 | 0
2013-08-01 | 19 | 157.4734 | 281.6088 |  | 29552.709 | 0
2013-09-01 | 19 | 157.4734 | 281.6088 |  | 29552.709 | 0
2013-10-01 | 20 | 17.3405 | 17.743 |  | 8882.6042 | 202.3752
2013-11-01 | 20 | 17.3405 | 17.743 |  | 8882.6042 | 202.3752
2013-12-01 | 20 | 17.3405 | 17.743 |  | 8882.6042 | 202.3752
2014-01-01 | 21 | 17.3405 | 17.743 |  | 8882.6042 | 202.3752
2014-02-01 | 21 | 17.3405 | 17.743 |  | 8882.6042 | 202.3752
2014-03-01 | 21 | 17.3405 | 17.743 |  | 8882.6042 | 202.3752
2014-04-01 | 22 | 17.3405 | 17.743 |  | 8882.6042 | 0
2014-05-01 | 22 | 157.4734 | 281.6088 |  | 29552.709 | 0
2014-06-01 | 22 | 157.4734 | 281.6088 |  | 29552.709 | 0
2014-07-01 | 23 | 157.4734 | 281.6088 |  | 29552.709 | 0
2014-08-01 | 23 | 157.4734 | 281.6088 |  | 29552.709 | 0
2014-09-01 | 23 | 157.4734 | 281.6088 |  | 29552.709 | 0
2014-10-01 | 24 | 17.3405 | 17.743 |  | 8882.6042 | 202.3752
2014-11-01 | 24 | 17.3405 | 17.743 |  | 8882.6042 | 202.3752
2014-12-01 | 24 | 17.3405 | 17.743 |  | 8882.6042 | 202.3752
2015-01-01 | 25 | 6.083 | 6.4855 |  | 3651.194 | 202.3752
2015-02-01 | 25 | 6.083 | 6.4855 |  | 3651.194 | 202.3752
2015-03-01 | 25 | 6.083 | 6.4855 |  | 3651.194 | 202.3752
2015-04-01 | 26 | 6.083 | 6.4855 |  | 3651.194 | 0
2015-05-01 | 26 | 129.2545 | 250.6992 |  | 19533.6232 | 0
2015-06-01 | 26 | 129.2545 | 250.6992 |  | 19533.6232 | 0
2015-07-01 | 27 | 129.2545 | 250.6992 |  | 19533.6232 | 0
2015-08-01 | 27 | 129.2545 | 250.6992 |  | 19533.6232 | 0
2015-09-01 | 27 | 129.2545 | 250.6992 |  | 19533.6232 | 0
2015-10-01 | 28 | 6.083 | 6.4855 |  | 3651.194 | 202.3752
2015-11-01 | 28 | 6.083 | 6.4855 |  | 3651.194 | 202.3752
2015-12-01 | 28 | 6.083 | 6.4855 |  | 3651.194 | 202.3752
2016-01-01 | 29 | 6.083 | 6.4855 |  | 3651.194 | 202.3752
2016-02-01 | 29 | 6.083 | 6.4855 |  | 3651.194 | 202.3752
2016-03-01 | 29 | 6.083 | 6.4855 |  | 3651.194 | 202.3752
2016-04-01 | 30 | 6.083 | 6.4855 |  | 3651.194 | 0
2016-05-01 | 30 | 129.2545 | 250.6992 |  | 19533.6232 | 0
2016-06-01 | 30 | 129.2545 | 250.6992 |  | 19533.6232 | 0
2016-07-01 | 31 | 129.2545 | 250.6992 |  | 19533.6232 | 0
2016-08-01 | 31 | 129.2545 | 250.6992 |  | 19533.6232 | 0
2016-09-01 | 31 | 129.2545 | 250.6992 |  | 19533.6232 | 0
2016-10-01 | 32 | 6.083 | 6.4855 |  | 3651.194 | 202.3752
2016-11-01 | 32 | 6.083 | 6.4855 |  | 3651.194 | 202.3752
2016-12-01 | 32 | 6.083 | 6.4855 |  | 3651.194 | 202.3752
2017-01-01 | 33 | 6.083 | 6.4855 |  | 3651.194 | 202.3752
2017-02-01 | 33 | 6.083 | 6.4855 |  | 3651.194 | 202.3752
2017-03-01 | 33 | 6.083 | 6.4855 |  | 3651.194 | 202.3752
2017-04-01 | 34 | 6.083 | 6.4855 |  | 3651.194 | 0
2017-05-01 | 34 | 129.2545 | 250.6992 |  | 19533.6232 | 0
2017-06-01 | 34 | 129.2545 | 250.6992 |  | 19533.6232 | 0
2017-07-01 | 35 | 129.2545 | 250.6992 |  | 19533.6232 | 0
2017-08-01 | 35 | 129.2545 | 250.6992 |  | 19533.6232 | 0
2017-09-01 | 35 | 129.2545 | 250.6992 |  | 19533.6232 | 0
2017-10-01 | 36 | 6.083 | 6.4855 |  | 3651.194 | 202.3752
2017-11-01 | 36 | 6.083 | 6.4855 |  | 3651.194 | 202.3752
2017-12-01 | 36 | 6.083 | 6.4855 |  | 3651.194 | 202.3752
2018-01-01 | 37 | 6.083 | 6.4855 |  | 3651.194 | 202.3752
2018-02-01 | 37 | 6.083 | 6.4855 |  | 3651.194 | 202.3752
2018-03-01 | 37 | 6.083 | 6.4855 |  | 3651.194 | 202.3752
2018-04-01 | 38 | 6.083 | 6.4855 |  | 3651.194 | 0
2018-05-01 | 38 | 129.2545 | 250.6992 |  | 19533.6232 | 0
2018-06-01 | 38 | 129.2545 | 250.6992 |  | 19533.6232 | 0
2018-07-01 | 39 | 129.2545 | 250.6992 |  | 19533.6232 | 0
2018-08-01 | 39 | 129.2545 | 250.6992 |  | 19533.6232 | 0
2018-09-01 | 39 | 129.2545 | 250.6992 |  | 19533.6232 | 0
2018-10-01 | 40 | 6.083 | 6.4855 |  | 3651.194 | 202.3752
2018-11-01 | 40 | 6.083 | 6.4855 |  | 3651.194 | 202.3752
2018-12-01 | 40 | 6.083 | 6.4855 |  | 3651.194 | 202.3752
2019-01-01 | 41 | 6.083 | 6.4855 |  | 3651.194 | 202.3752
2019-02-01 | 41 | 6.083 | 6.4855 |  | 3651.194 | 202.3752
2019-03-01 | 41 | 6.083 | 6.4855 |  | 3651.194 | 202.3752
2019-04-01 | 42 | 6.083 | 6.4855 |  | 3651.194 | 0
2019-05-01 | 42 | 129.2545 | 250.6992 |  | 19533.6232 | 0
2019-06-01 | 42 | 129.2545 | 250.6992 |  | 19533.6232 | 0
2019-07-01 | 43 | 129.2545 | 250.6992 |  | 19533.6232 | 0
2019-08-01 | 43 | 129.2545 | 250.6992 |  | 19533.6232 | 0
2019-09-01 | 43 | 129.2545 | 250.6992 |  | 19533.6232 | 0
2019-10-01 | 44 | 6.083 | 6.4855 |  | 3651.194 | 202.3752
2019-11-01 | 44 | 6.083 | 6.4855 |  | 3651.194 | 202.3752
2019-12-01 | 44 | 6.083 | 6.4855 |  | 3651.194 | 202.3752

## Input
| SDG&E 09-11 4g3.xls |  |  |  | Program Budget ($) |  |  | NPV Factor for lump-sum admin costs: | 100%
a. Administrative Costs
| Proposer General Information |  |  |  | a.i. Overhead and G&A |  | d. Incentives and Rebates ($) | Nominal | NPV
| Proposer Name |  |  |  | a.ii. Other Admin costs |  | d.i. User Input Incentive |  | 0 | Note: User Input Incentives are treated like Admin costs and are NOT adjusted by the net to gross ratio in the TRC test.
| Program Name |  |  |  | b. Marketing/Outreach |  | d.ii. Rebate | 118513.759 | 109060.0782
| Service Territory |  | SDG&E |  | c. Direct Implementation (non incentive) |  | d.iii. Direct Install Labor | 0 | 0
| First Year of Program Implementation |  |  | 2009 | c.i. Activity |  | d.iv. Direct Install Materials | 0 | 0
| Contact Information |  |  |  | c.ii. Installation |  | d.v. Upstream payments | 0 | 0
| Name |  |  |  | c.iii. Hardware & Materials |  | Subtotal Direct Install | 118513.759 | 109060.0782
| Address |  |  |  | c.iv. Rebate Processing and Inspection | [41 empty] | Formulas for spreading annual installations to quarters
| ZIP code |  |  |  | d. Total Incentives and Rebates | 118513.759 | [40 empty] | 0 | 0 | 0 | 0 | 0 | 0 | 0 | 0 | 0 | 0 | 0 | 0 | 0 | 0 | 0 | 0 | 0 | 0 | 0 | 0 | 0 | 0 | 0 | 0 | 0 | 0 | 0 | 0 | 0 | 0 | 0 | 0 | 0 | 0 | 0 | 0 | 0 | 0 | 0 | 0 | 0 | 0 | 0 | 0
| Telephone |  |  |  | e. EM&V |  | f. Costs recovered from other sources |  | 0
| Email |  |  |  | Total | 118513.759 | Program Budget w/ Other Costs (a to f) | 118513.759 | 109060.0782
Quarterly Installation Schedule
| Program Inputs | [10 empty] | Transfer | Admin | Admin | Admin | Participant | [8 empty] | Placeholders, not currently used | [10 empty] | Annual Installation Schedule | [10 empty] | 2009 |  |  |  | 2010 |  |  |  | 2011 |  |  |  | 2012 |  |  |  | 2013 |  |  |  | 2014 |  |  |  | 2015 |  |  |  | 2016 |  |  |  | 2017 |  |  |  | 2018 |  |  |  | 2019
| Measure Name | DEER RunID | Climate Zone | Target sector | Measure Electric End Use Shape | CZ, Sector, Measure combination found? | Measure Type (To Look up Measure Life) | Program Type (To look up Net-to-gross Ratio) | Unit Definition (e.g. homes) | Program Type (NEW/ROB or Early Repl(RET)) | Gross Measure Cost ($/unit) | Rebate to end use customer or its assignee ($/unit) | Incentives to entities other than the end use customer or its assignee($/unit) | Direct Install Labor ($/unit) | Direct Install Material ($/unit) | Participant cost ($/unit) | Gross Unit Annual Electricity Savings (kwh/unit) | Electric Rate Schedule | Demand Scaler | User Entered kW Savings per unit (kW/unit) | Gross Unit Annual Gas Savings (therm/unit) | Gas Sector | Gas Rate Schedule | Gas Savings Profile | Avg remaining life on replaced units (yrs) | Early retrofit incremental kWh savings (kWh/unit) | Early retrofit incremental kW savings (kW/unit) | Early retrofit incremental Th savings (Th/unit) | Combustion Type | Effective Useful Life (years) | Net-to-Gross Ratio | Net-to-Gross Ratio - kW | Net-to-Gross Ratio - Therms | Net-to-Gross Ratio - Costs | % Eligible for TOU AC adjustment | 2009 | 2010 | 2011 | 2012 | 2013 | 2014 | 2015 | 2016 | 2017 | 2018 | 2019 | Qtr 1 | Qtr 2 | Qtr 3 | Qtr 4 | Qtr 1 | Qtr 2 | Qtr 3 | Qtr 4 | Qtr 1 | Qtr 2 | Qtr 3 | Qtr 4 | Qtr 1 | Qtr 2 | Qtr 3 | Qtr 4 | Qtr 1 | Qtr 2 | Qtr 3 | Qtr 4 | Qtr 1 | Qtr 2 | Qtr 3 | Qtr 4 | Qtr 1 | Qtr 2 | Qtr 3 | Qtr 4 | Qtr 1 | Qtr 2 | Qtr 3 | Qtr 4 | Qtr 1 | Qtr 2 | Qtr 3 | Qtr 4 | Qtr 1 | Qtr 2 | Qtr 3 | Qtr 4 | Qtr 1 | Qtr 2 | Qtr 3 | Qtr 4 | Total Number of Units | Comments
0 | 267002-High Refrigerant Charge Adjustment (>= ±20% rated charge) Resid SF CZ10 Vint04 |  | System | Residential | 26-SFM-ResidentialSingleFamily-SP_COOL | 0 |  |  |  |  | 65 | 71.5 | 0 | 0 | 0 | -6.5 | 205.771 |  | kWh | 0.22808 | -0.078078 | Residential |  | Winter Only | [5 empty] | 10 | 0.78 |  |  |  | 1 | 5 | 0 | 0 | 0 | 0 | 0 | 0 | 0 | 0 | 0 | 0 | 2009 Qtr 1: 0; 2009 Qtr 2: 0; 2009 Qtr 3: 0; 2009 Qtr 4: 5; 2010 Qtr 1: 0; 2010 Qtr 2: 0; 2010 Qtr 3: 0; 2010 Qtr 4: 0; 2011 Qtr 1: 0; 2011 Qtr 2: 0; 2011 Qtr 3: 0; 2011 Qtr 4: 0 | 5
0 | 267040-Residential Condensor Coil Cleaning Resid SF CZ10 VintAll |  | System | Residential | 26-SFM-ResidentialSingleFamily-SP_COOL | 0 |  |  |  |  | 50 | 50 | 0 | 0 | 0 | 0 | 270 |  | kWh | 0.3564 | 0 | Residential | [7 empty] | 3 | 0.78 |  |  |  | 1 | 1 | 0 | 0 | 0 | 0 | 0 | 0 | 0 | 0 | 0 | 0 | 2009 Qtr 1: 0; 2009 Qtr 2: 0; 2009 Qtr 3: 0; 2009 Qtr 4: 1; 2010 Qtr 1: 0; 2010 Qtr 2: 0; 2010 Qtr 3: 0; 2010 Qtr 4: 0; 2011 Qtr 1: 0; 2011 Qtr 2: 0; 2011 Qtr 3: 0; 2011 Qtr 4: 0 | 1
0 | 267002-High Refrigerant Charge Adjustment (>= ±20% rated charge) Resid SF CZ10 Vint04 |  | System | Residential | 26-SFM-ResidentialSingleFamily-SP_COOL | 0 |  |  |  |  | 65 | 71.5 | 0 | 0 | 0 | -6.5 | 205.771 |  | kWh | 0.22808 | -0.078078 | Residential |  | Winter Only | [5 empty] | 10 | 0.78 |  |  |  | 1 | 4 | 0 | 0 | 0 | 0 | 0 | 0 | 0 | 0 | 0 | 0 | 2009 Qtr 1: 0; 2009 Qtr 2: 0; 2009 Qtr 3: 0; 2009 Qtr 4: 4; 2010 Qtr 1: 0; 2010 Qtr 2: 0; 2010 Qtr 3: 0; 2010 Qtr 4: 0; 2011 Qtr 1: 0; 2011 Qtr 2: 0; 2011 Qtr 3: 0; 2011 Qtr 4: 0 | 4
0 | 267040-Residential Condensor Coil Cleaning Resid SF CZ10 VintAll |  | System | Residential | 26-SFM-ResidentialSingleFamily-SP_COOL | 0 |  |  |  |  | 50 | 50 | 0 | 0 | 0 | 0 | 270 |  | kWh | 0.3564 | 0 | Residential | [7 empty] | 3 | 0.78 |  |  |  | 1 | 1 | 0 | 0 | 0 | 0 | 0 | 0 | 0 | 0 | 0 | 0 | 2009 Qtr 1: 0; 2009 Qtr 2: 0; 2009 Qtr 3: 0; 2009 Qtr 4: 1; 2010 Qtr 1: 0; 2010 Qtr 2: 0; 2010 Qtr 3: 0; 2010 Qtr 4: 0; 2011 Qtr 1: 0; 2011 Qtr 2: 0; 2011 Qtr 3: 0; 2011 Qtr 4: 0 | 1
0 | 267040-Residential Condensor Coil Cleaning Resid SF CZ10 VintAll |  | System | Residential | 26-SFM-ResidentialSingleFamily-SP_COOL | 0 |  |  |  |  | 50 | 50 | 0 | 0 | 0 | 0 | 270 |  | kWh | 0.3564 | 0 | Residential | [7 empty] | 3 | 0.78 |  |  |  | 1 | 1 | 0 | 0 | 0 | 0 | 0 | 0 | 0 | 0 | 0 | 0 | 2009 Qtr 1: 0; 2009 Qtr 2: 0; 2009 Qtr 3: 0; 2009 Qtr 4: 1; 2010 Qtr 1: 0; 2010 Qtr 2: 0; 2010 Qtr 3: 0; 2010 Qtr 4: 0; 2011 Qtr 1: 0; 2011 Qtr 2: 0; 2011 Qtr 3: 0; 2011 Qtr 4: 0 | 1
0 | 267002-High Refrigerant Charge Adjustment (>= ±20% rated charge) Resid SF CZ10 Vint04 |  | System | Residential | 26-SFM-ResidentialSingleFamily-SP_COOL | 0 |  |  |  |  | 65 | 71.5 | 0 | 0 | 0 | -6.5 | 205.771 |  | kWh | 0.22808 | -0.078078 | Residential |  | Winter Only | [5 empty] | 10 | 0.78 |  |  |  | 1 | 4 | 0 | 0 | 0 | 0 | 0 | 0 | 0 | 0 | 0 | 0 | 2009 Qtr 1: 0; 2009 Qtr 2: 0; 2009 Qtr 3: 0; 2009 Qtr 4: 4; 2010 Qtr 1: 0; 2010 Qtr 2: 0; 2010 Qtr 3: 0; 2010 Qtr 4: 0; 2011 Qtr 1: 0; 2011 Qtr 2: 0; 2011 Qtr 3: 0; 2011 Qtr 4: 0 | 4
0 | 267040-Residential Condensor Coil Cleaning Resid SF CZ10 VintAll |  | System | Residential | 26-SFM-ResidentialSingleFamily-SP_COOL | 0 |  |  |  |  | 50 | 50 | 0 | 0 | 0 | 0 | 270 |  | kWh | 0.3564 | 0 | Residential | [7 empty] | 3 | 0.78 |  |  |  | 1 | 1 | 0 | 0 | 0 | 0 | 0 | 0 | 0 | 0 | 0 | 0 | 2009 Qtr 1: 0; 2009 Qtr 2: 0; 2009 Qtr 3: 0; 2009 Qtr 4: 1; 2010 Qtr 1: 0; 2010 Qtr 2: 0; 2010 Qtr 3: 0; 2010 Qtr 4: 0; 2011 Qtr 1: 0; 2011 Qtr 2: 0; 2011 Qtr 3: 0; 2011 Qtr 4: 0 | 1
0 | 267001-High Refrigerant Charge Adjustment (>= ±20% rated charge) Resid SFCZ10 Vint03 |  | System | Residential | 26-SFM-ResidentialSingleFamily-SP_COOL | 0 |  |  |  |  | 65 | 71.5 | 0 | 0 | 0 | -6.5 | 248.449 |  | kWh | 0.18306 | -0.066637 | Residential |  | Winter Only | [5 empty] | 10 | 0.78 |  |  |  | 1 | 2 | 0 | 0 | 0 | 0 | 0 | 0 | 0 | 0 | 0 | 0 | 2009 Qtr 1: 0; 2009 Qtr 2: 0; 2009 Qtr 3: 0; 2009 Qtr 4: 2; 2010 Qtr 1: 0; 2010 Qtr 2: 0; 2010 Qtr 3: 0; 2010 Qtr 4: 0; 2011 Qtr 1: 0; 2011 Qtr 2: 0; 2011 Qtr 3: 0; 2011 Qtr 4: 0 | 2
0 | 267040-Residential Condensor Coil Cleaning Resid SF CZ10 VintAll |  | System | Residential | 26-SFM-ResidentialSingleFamily-SP_COOL | 0 |  |  |  |  | 50 | 50 | 0 | 0 | 0 | 0 | 270 |  | kWh | 0.3564 | 0 | Residential | [7 empty] | 3 | 0.78 |  |  |  | 1 | 1 | 0 | 0 | 0 | 0 | 0 | 0 | 0 | 0 | 0 | 0 | 2009 Qtr 1: 0; 2009 Qtr 2: 0; 2009 Qtr 3: 0; 2009 Qtr 4: 1; 2010 Qtr 1: 0; 2010 Qtr 2: 0; 2010 Qtr 3: 0; 2010 Qtr 4: 0; 2011 Qtr 1: 0; 2011 Qtr 2: 0; 2011 Qtr 3: 0; 2011 Qtr 4: 0 | 1
0 | 267042-Residential Condensor Coil Cleaning Resid MF CZ10 VintAll |  | System | Residential | 13-MFM-ResidentialMulti-family-SP_COOL | 0 |  |  |  |  | 50 | 50 | 0 | 0 | 0 | 0 | 180 |  | kWh | 0.2376 | 0 | Residential | [7 empty] | 3 | 0.78 |  |  |  | 1 | 1 | 0 | 0 | 0 | 0 | 0 | 0 | 0 | 0 | 0 | 0 | 2009 Qtr 1: 0; 2009 Qtr 2: 0; 2009 Qtr 3: 0; 2009 Qtr 4: 1; 2010 Qtr 1: 0; 2010 Qtr 2: 0; 2010 Qtr 3: 0; 2010 Qtr 4: 0; 2011 Qtr 1: 0; 2011 Qtr 2: 0; 2011 Qtr 3: 0; 2011 Qtr 4: 0 | 1
0 | 267035-High Refrigerant Charge Adjustment (>= ±20% rated charge) Resid MF CZ10 Vint01 |  | System | Residential | 13-MFM-ResidentialMulti-family-SP_COOL | 0 |  |  |  |  | 66.33 | 107.25 | 0 | 0 | 0 | -40.92 | 120.504 |  | kWh | 0.19741 | -0.037108 | Residential |  | Winter Only | [5 empty] | 10 | 0.78 |  |  |  | 1 | 1 | 0 | 0 | 0 | 0 | 0 | 0 | 0 | 0 | 0 | 0 | 2009 Qtr 1: 0; 2009 Qtr 2: 0; 2009 Qtr 3: 0; 2009 Qtr 4: 1; 2010 Qtr 1: 0; 2010 Qtr 2: 0; 2010 Qtr 3: 0; 2010 Qtr 4: 0; 2011 Qtr 1: 0; 2011 Qtr 2: 0; 2011 Qtr 3: 0; 2011 Qtr 4: 0 | 1
0 | 267042-Residential Condensor Coil Cleaning Resid MF CZ10 VintAll |  | System | Residential | 13-MFM-ResidentialMulti-family-SP_COOL | 0 |  |  |  |  | 50 | 50 | 0 | 0 | 0 | 0 | 180 |  | kWh | 0.2376 | 0 | Residential | [7 empty] | 3 | 0.78 |  |  |  | 1 | 1 | 0 | 0 | 0 | 0 | 0 | 0 | 0 | 0 | 0 | 0 | 2009 Qtr 1: 0; 2009 Qtr 2: 0; 2009 Qtr 3: 0; 2009 Qtr 4: 1; 2010 Qtr 1: 0; 2010 Qtr 2: 0; 2010 Qtr 3: 0; 2010 Qtr 4: 0; 2011 Qtr 1: 0; 2011 Qtr 2: 0; 2011 Qtr 3: 0; 2011 Qtr 4: 0 | 1
0 | 267033-High Refrigerant Charge Adjustment (>= ±20% rated charge) Resid MF CZ10 Vint04 |  | System | Residential | 13-MFM-ResidentialMulti-family-SP_COOL | 0 |  |  |  |  | 66.33 | 107.25 | 0 | 0 | 0 | -40.92 | 171.246 |  | kWh | 0.22612 | -0.10521 | Residential |  | Winter Only | [5 empty] | 10 | 0.78 |  |  |  | 1 | 1 | 0 | 0 | 0 | 0 | 0 | 0 | 0 | 0 | 0 | 0 | 2009 Qtr 1: 0; 2009 Qtr 2: 0; 2009 Qtr 3: 0; 2009 Qtr 4: 1; 2010 Qtr 1: 0; 2010 Qtr 2: 0; 2010 Qtr 3: 0; 2010 Qtr 4: 0; 2011 Qtr 1: 0; 2011 Qtr 2: 0; 2011 Qtr 3: 0; 2011 Qtr 4: 0 | 1
0 | 267042-Residential Condensor Coil Cleaning Resid MF CZ10 VintAll |  | System | Residential | 13-MFM-ResidentialMulti-family-SP_COOL | 0 |  |  |  |  | 50 | 50 | 0 | 0 | 0 | 0 | 180 |  | kWh | 0.2376 | 0 | Residential | [7 empty] | 3 | 0.78 |  |  |  | 1 | 1 | 0 | 0 | 0 | 0 | 0 | 0 | 0 | 0 | 0 | 0 | 2009 Qtr 1: 0; 2009 Qtr 2: 0; 2009 Qtr 3: 0; 2009 Qtr 4: 1; 2010 Qtr 1: 0; 2010 Qtr 2: 0; 2010 Qtr 3: 0; 2010 Qtr 4: 0; 2011 Qtr 1: 0; 2011 Qtr 2: 0; 2011 Qtr 3: 0; 2011 Qtr 4: 0 | 1
0 | 267002-High Refrigerant Charge Adjustment (>= ±20% rated charge) Resid SF CZ10 Vint04 |  | System | Residential | 26-SFM-ResidentialSingleFamily-SP_COOL | 0 |  |  |  |  | 65 | 89.375 | 0 | 0 | 0 | -24.375 | 205.771 |  | kWh | 0.22808 | -0.078078 | Residential |  | Winter Only | [5 empty] | 10 | 0.78 |  |  |  | 1 | 2 | 0 | 0 | 0 | 0 | 0 | 0 | 0 | 0 | 0 | 0 | 2009 Qtr 1: 0; 2009 Qtr 2: 0; 2009 Qtr 3: 0; 2009 Qtr 4: 2; 2010 Qtr 1: 0; 2010 Qtr 2: 0; 2010 Qtr 3: 0; 2010 Qtr 4: 0; 2011 Qtr 1: 0; 2011 Qtr 2: 0; 2011 Qtr 3: 0; 2011 Qtr 4: 0 | 2
0 | 267040-Residential Condensor Coil Cleaning Resid SF CZ10 VintAll |  | System | Residential | 26-SFM-ResidentialSingleFamily-SP_COOL | 0 |  |  |  |  | 50 | 50 | 0 | 0 | 0 | 0 | 270 |  | kWh | 0.3564 | 0 | Residential | [7 empty] | 3 | 0.78 |  |  |  | 1 | 1 | 0 | 0 | 0 | 0 | 0 | 0 | 0 | 0 | 0 | 0 | 2009 Qtr 1: 0; 2009 Qtr 2: 0; 2009 Qtr 3: 0; 2009 Qtr 4: 1; 2010 Qtr 1: 0; 2010 Qtr 2: 0; 2010 Qtr 3: 0; 2010 Qtr 4: 0; 2011 Qtr 1: 0; 2011 Qtr 2: 0; 2011 Qtr 3: 0; 2011 Qtr 4: 0 | 1
0 | 267002-High Refrigerant Charge Adjustment (>= ±20% rated charge) Resid SF CZ10 Vint04 |  | System | Residential | 26-SFM-ResidentialSingleFamily-SP_COOL | 0 |  |  |  |  | 65 | 83.4167 | 0 | 0 | 0 | -18.4167 | 205.771 |  | kWh | 0.22808 | -0.078078 | Residential |  | Winter Only | [5 empty] | 10 | 0.78 |  |  |  | 1 | 3 | 0 | 0 | 0 | 0 | 0 | 0 | 0 | 0 | 0 | 0 | 2009 Qtr 1: 0; 2009 Qtr 2: 0; 2009 Qtr 3: 0; 2009 Qtr 4: 3; 2010 Qtr 1: 0; 2010 Qtr 2: 0; 2010 Qtr 3: 0; 2010 Qtr 4: 0; 2011 Qtr 1: 0; 2011 Qtr 2: 0; 2011 Qtr 3: 0; 2011 Qtr 4: 0 | 3
0 | 267040-Residential Condensor Coil Cleaning Resid SF CZ10 VintAll |  | System | Residential | 26-SFM-ResidentialSingleFamily-SP_COOL | 0 |  |  |  |  | 50 | 50 | 0 | 0 | 0 | 0 | 270 |  | kWh | 0.3564 | 0 | Residential | [7 empty] | 3 | 0.78 |  |  |  | 1 | 1 | 0 | 0 | 0 | 0 | 0 | 0 | 0 | 0 | 0 | 0 | 2009 Qtr 1: 0; 2009 Qtr 2: 0; 2009 Qtr 3: 0; 2009 Qtr 4: 1; 2010 Qtr 1: 0; 2010 Qtr 2: 0; 2010 Qtr 3: 0; 2010 Qtr 4: 0; 2011 Qtr 1: 0; 2011 Qtr 2: 0; 2011 Qtr 3: 0; 2011 Qtr 4: 0 | 1
0 | 267002-High Refrigerant Charge Adjustment (>= ±20% rated charge) Resid SF CZ10 Vint04 |  | System | Residential | 26-SFM-ResidentialSingleFamily-SP_COOL | 0 |  |  |  |  | 65 | 89.375 | 0 | 0 | 0 | -24.375 | 205.771 |  | kWh | 0.22808 | -0.078078 | Residential |  | Winter Only | [5 empty] | 10 | 0.78 |  |  |  | 1 | 2 | 0 | 0 | 0 | 0 | 0 | 0 | 0 | 0 | 0 | 0 | 2009 Qtr 1: 0; 2009 Qtr 2: 0; 2009 Qtr 3: 0; 2009 Qtr 4: 2; 2010 Qtr 1: 0; 2010 Qtr 2: 0; 2010 Qtr 3: 0; 2010 Qtr 4: 0; 2011 Qtr 1: 0; 2011 Qtr 2: 0; 2011 Qtr 3: 0; 2011 Qtr 4: 0 | 2
0 | 267040-Residential Condensor Coil Cleaning Resid SF CZ10 VintAll |  | System | Residential | 26-SFM-ResidentialSingleFamily-SP_COOL | 0 |  |  |  |  | 50 | 50 | 0 | 0 | 0 | 0 | 270 |  | kWh | 0.3564 | 0 | Residential | [7 empty] | 3 | 0.78 |  |  |  | 1 | 1 | 0 | 0 | 0 | 0 | 0 | 0 | 0 | 0 | 0 | 0 | 2009 Qtr 1: 0; 2009 Qtr 2: 0; 2009 Qtr 3: 0; 2009 Qtr 4: 1; 2010 Qtr 1: 0; 2010 Qtr 2: 0; 2010 Qtr 3: 0; 2010 Qtr 4: 0; 2011 Qtr 1: 0; 2011 Qtr 2: 0; 2011 Qtr 3: 0; 2011 Qtr 4: 0 | 1
0 | 267001-High Refrigerant Charge Adjustment (>= ±20% rated charge) Resid SFCZ10 Vint03 |  | System | Residential | 26-SFM-ResidentialSingleFamily-SP_COOL | 0 |  |  |  |  | 65 | 71.5 | 0 | 0 | 0 | -6.5 | 248.449 |  | kWh | 0.18306 | -0.066637 | Residential |  | Winter Only | [5 empty] | 10 | 0.78 |  |  |  | 1 | 2 | 0 | 0 | 0 | 0 | 0 | 0 | 0 | 0 | 0 | 0 | 2009 Qtr 1: 0; 2009 Qtr 2: 0; 2009 Qtr 3: 0; 2009 Qtr 4: 2; 2010 Qtr 1: 0; 2010 Qtr 2: 0; 2010 Qtr 3: 0; 2010 Qtr 4: 0; 2011 Qtr 1: 0; 2011 Qtr 2: 0; 2011 Qtr 3: 0; 2011 Qtr 4: 0 | 2
0 | 267040-Residential Condensor Coil Cleaning Resid SF CZ10 VintAll |  | System | Residential | 26-SFM-ResidentialSingleFamily-SP_COOL | 0 |  |  |  |  | 50 | 50 | 0 | 0 | 0 | 0 | 270 |  | kWh | 0.3564 | 0 | Residential | [7 empty] | 3 | 0.78 |  |  |  | 1 | 1 | 0 | 0 | 0 | 0 | 0 | 0 | 0 | 0 | 0 | 0 | 2009 Qtr 1: 0; 2009 Qtr 2: 0; 2009 Qtr 3: 0; 2009 Qtr 4: 1; 2010 Qtr 1: 0; 2010 Qtr 2: 0; 2010 Qtr 3: 0; 2010 Qtr 4: 0; 2011 Qtr 1: 0; 2011 Qtr 2: 0; 2011 Qtr 3: 0; 2011 Qtr 4: 0 | 1
0 | 267002-High Refrigerant Charge Adjustment (>= ±20% rated charge) Resid SF CZ10 Vint04 |  | System | Residential | 26-SFM-ResidentialSingleFamily-SP_COOL | 0 |  |  |  |  | 65 | 71.5 | 0 | 0 | 0 | -6.5 | 205.771 |  | kWh | 0.22808 | -0.078078 | Residential |  | Winter Only | [5 empty] | 10 | 0.78 |  |  |  | 1 | 5 | 0 | 0 | 0 | 0 | 0 | 0 | 0 | 0 | 0 | 0 | 2009 Qtr 1: 0; 2009 Qtr 2: 0; 2009 Qtr 3: 0; 2009 Qtr 4: 5; 2010 Qtr 1: 0; 2010 Qtr 2: 0; 2010 Qtr 3: 0; 2010 Qtr 4: 0; 2011 Qtr 1: 0; 2011 Qtr 2: 0; 2011 Qtr 3: 0; 2011 Qtr 4: 0 | 5
0 | 267040-Residential Condensor Coil Cleaning Resid SF CZ10 VintAll |  | System | Residential | 26-SFM-ResidentialSingleFamily-SP_COOL | 0 |  |  |  |  | 50 | 50 | 0 | 0 | 0 | 0 | 270 |  | kWh | 0.3564 | 0 | Residential | [7 empty] | 3 | 0.78 |  |  |  | 1 | 1 | 0 | 0 | 0 | 0 | 0 | 0 | 0 | 0 | 0 | 0 | 2009 Qtr 1: 0; 2009 Qtr 2: 0; 2009 Qtr 3: 0; 2009 Qtr 4: 1; 2010 Qtr 1: 0; 2010 Qtr 2: 0; 2010 Qtr 3: 0; 2010 Qtr 4: 0; 2011 Qtr 1: 0; 2011 Qtr 2: 0; 2011 Qtr 3: 0; 2011 Qtr 4: 0 | 1
0 | 267003-High Refrigerant Charge Adjustment (>= ±20% rated charge) Resid SF CZ10 Vint05 |  | System | Residential | 26-SFM-ResidentialSingleFamily-SP_COOL | 0 |  |  |  |  | 65 | 71.5 | 0 | 0 | 0 | -6.5 | 162.471 |  | kWh | 0.23875 | -0.071356 | Residential |  | Winter Only | [5 empty] | 10 | 0.78 |  |  |  | 1 | 4 | 0 | 0 | 0 | 0 | 0 | 0 | 0 | 0 | 0 | 0 | 2009 Qtr 1: 0; 2009 Qtr 2: 0; 2009 Qtr 3: 0; 2009 Qtr 4: 4; 2010 Qtr 1: 0; 2010 Qtr 2: 0; 2010 Qtr 3: 0; 2010 Qtr 4: 0; 2011 Qtr 1: 0; 2011 Qtr 2: 0; 2011 Qtr 3: 0; 2011 Qtr 4: 0 | 4
0 | 267040-Residential Condensor Coil Cleaning Resid SF CZ10 VintAll |  | System | Residential | 26-SFM-ResidentialSingleFamily-SP_COOL | 0 |  |  |  |  | 50 | 50 | 0 | 0 | 0 | 0 | 270 |  | kWh | 0.3564 | 0 | Residential | [7 empty] | 3 | 0.78 |  |  |  | 1 | 1 | 0 | 0 | 0 | 0 | 0 | 0 | 0 | 0 | 0 | 0 | 2009 Qtr 1: 0; 2009 Qtr 2: 0; 2009 Qtr 3: 0; 2009 Qtr 4: 1; 2010 Qtr 1: 0; 2010 Qtr 2: 0; 2010 Qtr 3: 0; 2010 Qtr 4: 0; 2011 Qtr 1: 0; 2011 Qtr 2: 0; 2011 Qtr 3: 0; 2011 Qtr 4: 0 | 1
0 | 267002-High Refrigerant Charge Adjustment (>= ±20% rated charge) Resid SF CZ10 Vint04 |  | System | Residential | 26-SFM-ResidentialSingleFamily-SP_COOL | 0 |  |  |  |  | 65 | 71.5 | 0 | 0 | 0 | -6.5 | 205.771 |  | kWh | 0.22808 | -0.078078 | Residential |  | Winter Only | [5 empty] | 10 | 0.78 |  |  |  | 1 | 5 | 0 | 0 | 0 | 0 | 0 | 0 | 0 | 0 | 0 | 0 | 2009 Qtr 1: 0; 2009 Qtr 2: 0; 2009 Qtr 3: 0; 2009 Qtr 4: 5; 2010 Qtr 1: 0; 2010 Qtr 2: 0; 2010 Qtr 3: 0; 2010 Qtr 4: 0; 2011 Qtr 1: 0; 2011 Qtr 2: 0; 2011 Qtr 3: 0; 2011 Qtr 4: 0 | 5
0 | 267040-Residential Condensor Coil Cleaning Resid SF CZ10 VintAll |  | System | Residential | 26-SFM-ResidentialSingleFamily-SP_COOL | 0 |  |  |  |  | 50 | 50 | 0 | 0 | 0 | 0 | 270 |  | kWh | 0.3564 | 0 | Residential | [7 empty] | 3 | 0.78 |  |  |  | 1 | 1 | 0 | 0 | 0 | 0 | 0 | 0 | 0 | 0 | 0 | 0 | 2009 Qtr 1: 0; 2009 Qtr 2: 0; 2009 Qtr 3: 0; 2009 Qtr 4: 1; 2010 Qtr 1: 0; 2010 Qtr 2: 0; 2010 Qtr 3: 0; 2010 Qtr 4: 0; 2011 Qtr 1: 0; 2011 Qtr 2: 0; 2011 Qtr 3: 0; 2011 Qtr 4: 0 | 1
0 | 267002-High Refrigerant Charge Adjustment (>= ±20% rated charge) Resid SF CZ10 Vint04 |  | System | Residential | 26-SFM-ResidentialSingleFamily-SP_COOL | 0 |  |  |  |  | 65 | 71.5 | 0 | 0 | 0 | -6.5 | 205.771 |  | kWh | 0.22808 | -0.078078 | Residential |  | Winter Only | [5 empty] | 10 | 0.78 |  |  |  | 1 | 4 | 0 | 0 | 0 | 0 | 0 | 0 | 0 | 0 | 0 | 0 | 2009 Qtr 1: 0; 2009 Qtr 2: 0; 2009 Qtr 3: 0; 2009 Qtr 4: 4; 2010 Qtr 1: 0; 2010 Qtr 2: 0; 2010 Qtr 3: 0; 2010 Qtr 4: 0; 2011 Qtr 1: 0; 2011 Qtr 2: 0; 2011 Qtr 3: 0; 2011 Qtr 4: 0 | 4
0 | 267040-Residential Condensor Coil Cleaning Resid SF CZ10 VintAll |  | System | Residential | 26-SFM-ResidentialSingleFamily-SP_COOL | 0 |  |  |  |  | 50 | 50 | 0 | 0 | 0 | 0 | 270 |  | kWh | 0.3564 | 0 | Residential | [7 empty] | 3 | 0.78 |  |  |  | 1 | 1 | 0 | 0 | 0 | 0 | 0 | 0 | 0 | 0 | 0 | 0 | 2009 Qtr 1: 0; 2009 Qtr 2: 0; 2009 Qtr 3: 0; 2009 Qtr 4: 1; 2010 Qtr 1: 0; 2010 Qtr 2: 0; 2010 Qtr 3: 0; 2010 Qtr 4: 0; 2011 Qtr 1: 0; 2011 Qtr 2: 0; 2011 Qtr 3: 0; 2011 Qtr 4: 0 | 1
0 | 267001-High Refrigerant Charge Adjustment (>= ±20% rated charge) Resid SFCZ10 Vint03 |  | System | Residential | 26-SFM-ResidentialSingleFamily-SP_COOL | 0 |  |  |  |  | 65 | 71.5 | 0 | 0 | 0 | -6.5 | 248.449 |  | kWh | 0.18306 | -0.066637 | Residential |  | Winter Only | [5 empty] | 10 | 0.78 |  |  |  | 1 | 3 | 0 | 0 | 0 | 0 | 0 | 0 | 0 | 0 | 0 | 0 | 2009 Qtr 1: 0; 2009 Qtr 2: 0; 2009 Qtr 3: 0; 2009 Qtr 4: 3; 2010 Qtr 1: 0; 2010 Qtr 2: 0; 2010 Qtr 3: 0; 2010 Qtr 4: 0; 2011 Qtr 1: 0; 2011 Qtr 2: 0; 2011 Qtr 3: 0; 2011 Qtr 4: 0 | 3
0 | 267040-Residential Condensor Coil Cleaning Resid SF CZ10 VintAll |  | System | Residential | 26-SFM-ResidentialSingleFamily-SP_COOL | 0 |  |  |  |  | 50 | 50 | 0 | 0 | 0 | 0 | 270 |  | kWh | 0.3564 | 0 | Residential | [7 empty] | 3 | 0.78 |  |  |  | 1 | 1 | 0 | 0 | 0 | 0 | 0 | 0 | 0 | 0 | 0 | 0 | 2009 Qtr 1: 0; 2009 Qtr 2: 0; 2009 Qtr 3: 0; 2009 Qtr 4: 1; 2010 Qtr 1: 0; 2010 Qtr 2: 0; 2010 Qtr 3: 0; 2010 Qtr 4: 0; 2011 Qtr 1: 0; 2011 Qtr 2: 0; 2011 Qtr 3: 0; 2011 Qtr 4: 0 | 1
0 | 267001-High Refrigerant Charge Adjustment (>= ±20% rated charge) Resid SFCZ10 Vint03 |  | System | Residential | 26-SFM-ResidentialSingleFamily-SP_COOL | 0 |  |  |  |  | 65 | 71.5 | 0 | 0 | 0 | -6.5 | 248.449 |  | kWh | 0.18306 | -0.066637 | Residential |  | Winter Only | [5 empty] | 10 | 0.78 |  |  |  | 1 | 5 | 0 | 0 | 0 | 0 | 0 | 0 | 0 | 0 | 0 | 0 | 2009 Qtr 1: 0; 2009 Qtr 2: 0; 2009 Qtr 3: 0; 2009 Qtr 4: 5; 2010 Qtr 1: 0; 2010 Qtr 2: 0; 2010 Qtr 3: 0; 2010 Qtr 4: 0; 2011 Qtr 1: 0; 2011 Qtr 2: 0; 2011 Qtr 3: 0; 2011 Qtr 4: 0 | 5
0 | 267040-Residential Condensor Coil Cleaning Resid SF CZ10 VintAll |  | System | Residential | 26-SFM-ResidentialSingleFamily-SP_COOL | 0 |  |  |  |  | 50 | 50 | 0 | 0 | 0 | 0 | 270 |  | kWh | 0.3564 | 0 | Residential | [7 empty] | 3 | 0.78 |  |  |  | 1 | 1 | 0 | 0 | 0 | 0 | 0 | 0 | 0 | 0 | 0 | 0 | 2009 Qtr 1: 0; 2009 Qtr 2: 0; 2009 Qtr 3: 0; 2009 Qtr 4: 1; 2010 Qtr 1: 0; 2010 Qtr 2: 0; 2010 Qtr 3: 0; 2010 Qtr 4: 0; 2011 Qtr 1: 0; 2011 Qtr 2: 0; 2011 Qtr 3: 0; 2011 Qtr 4: 0 | 1
0 | 267001-High Refrigerant Charge Adjustment (>= ±20% rated charge) Resid SFCZ10 Vint03 |  | System | Residential | 26-SFM-ResidentialSingleFamily-SP_COOL | 0 |  |  |  |  | 65 | 71.5 | 0 | 0 | 0 | -6.5 | 248.449 |  | kWh | 0.18306 | -0.066637 | Residential |  | Winter Only | [5 empty] | 10 | 0.78 |  |  |  | 1 | 2 | 0 | 0 | 0 | 0 | 0 | 0 | 0 | 0 | 0 | 0 | 2009 Qtr 1: 0; 2009 Qtr 2: 0; 2009 Qtr 3: 0; 2009 Qtr 4: 2; 2010 Qtr 1: 0; 2010 Qtr 2: 0; 2010 Qtr 3: 0; 2010 Qtr 4: 0; 2011 Qtr 1: 0; 2011 Qtr 2: 0; 2011 Qtr 3: 0; 2011 Qtr 4: 0 | 2
0 | 267040-Residential Condensor Coil Cleaning Resid SF CZ10 VintAll |  | System | Residential | 26-SFM-ResidentialSingleFamily-SP_COOL | 0 |  |  |  |  | 50 | 50 | 0 | 0 | 0 | 0 | 270 |  | kWh | 0.3564 | 0 | Residential | [7 empty] | 3 | 0.78 |  |  |  | 1 | 1 | 0 | 0 | 0 | 0 | 0 | 0 | 0 | 0 | 0 | 0 | 2009 Qtr 1: 0; 2009 Qtr 2: 0; 2009 Qtr 3: 0; 2009 Qtr 4: 1; 2010 Qtr 1: 0; 2010 Qtr 2: 0; 2010 Qtr 3: 0; 2010 Qtr 4: 0; 2011 Qtr 1: 0; 2011 Qtr 2: 0; 2011 Qtr 3: 0; 2011 Qtr 4: 0 | 1
0 | 267002-High Refrigerant Charge Adjustment (>= ±20% rated charge) Resid SF CZ10 Vint04 |  | System | Residential | 26-SFM-ResidentialSingleFamily-SP_COOL | 0 |  |  |  |  | 65 | 71.5 | 0 | 0 | 0 | -6.5 | 205.771 |  | kWh | 0.22808 | -0.078078 | Residential |  | Winter Only | [5 empty] | 10 | 0.78 |  |  |  | 1 | 4 | 0 | 0 | 0 | 0 | 0 | 0 | 0 | 0 | 0 | 0 | 2009 Qtr 1: 0; 2009 Qtr 2: 0; 2009 Qtr 3: 0; 2009 Qtr 4: 4; 2010 Qtr 1: 0; 2010 Qtr 2: 0; 2010 Qtr 3: 0; 2010 Qtr 4: 0; 2011 Qtr 1: 0; 2011 Qtr 2: 0; 2011 Qtr 3: 0; 2011 Qtr 4: 0 | 4
0 | 267040-Residential Condensor Coil Cleaning Resid SF CZ10 VintAll |  | System | Residential | 26-SFM-ResidentialSingleFamily-SP_COOL | 0 |  |  |  |  | 50 | 50 | 0 | 0 | 0 | 0 | 270 |  | kWh | 0.3564 | 0 | Residential | [7 empty] | 3 | 0.78 |  |  |  | 1 | 1 | 0 | 0 | 0 | 0 | 0 | 0 | 0 | 0 | 0 | 0 | 2009 Qtr 1: 0; 2009 Qtr 2: 0; 2009 Qtr 3: 0; 2009 Qtr 4: 1; 2010 Qtr 1: 0; 2010 Qtr 2: 0; 2010 Qtr 3: 0; 2010 Qtr 4: 0; 2011 Qtr 1: 0; 2011 Qtr 2: 0; 2011 Qtr 3: 0; 2011 Qtr 4: 0 | 1
0 | 267040-Residential Condensor Coil Cleaning Resid SF CZ10 VintAll |  | System | Residential | 26-SFM-ResidentialSingleFamily-SP_COOL | 0 |  |  |  |  | 50 | 50 | 0 | 0 | 0 | 0 | 270 |  | kWh | 0.3564 | 0 | Residential | [7 empty] | 3 | 0.78 |  |  |  | 1 | 1 | 0 | 0 | 0 | 0 | 0 | 0 | 0 | 0 | 0 | 0 | 2009 Qtr 1: 0; 2009 Qtr 2: 0; 2009 Qtr 3: 0; 2009 Qtr 4: 1; 2010 Qtr 1: 0; 2010 Qtr 2: 0; 2010 Qtr 3: 0; 2010 Qtr 4: 0; 2011 Qtr 1: 0; 2011 Qtr 2: 0; 2011 Qtr 3: 0; 2011 Qtr 4: 0 | 1
0 | 267002-High Refrigerant Charge Adjustment (>= ±20% rated charge) Resid SF CZ10 Vint04 |  | System | Residential | 26-SFM-ResidentialSingleFamily-SP_COOL | 0 |  |  |  |  | 65 | 83.4167 | 0 | 0 | 0 | -18.4167 | 205.771 |  | kWh | 0.22808 | -0.078078 | Residential |  | Winter Only | [5 empty] | 10 | 0.78 |  |  |  | 1 | 3 | 0 | 0 | 0 | 0 | 0 | 0 | 0 | 0 | 0 | 0 | 2009 Qtr 1: 0; 2009 Qtr 2: 0; 2009 Qtr 3: 0; 2009 Qtr 4: 3; 2010 Qtr 1: 0; 2010 Qtr 2: 0; 2010 Qtr 3: 0; 2010 Qtr 4: 0; 2011 Qtr 1: 0; 2011 Qtr 2: 0; 2011 Qtr 3: 0; 2011 Qtr 4: 0 | 3
0 | 267040-Residential Condensor Coil Cleaning Resid SF CZ10 VintAll |  | System | Residential | 26-SFM-ResidentialSingleFamily-SP_COOL | 0 |  |  |  |  | 50 | 50 | 0 | 0 | 0 | 0 | 270 |  | kWh | 0.3564 | 0 | Residential | [7 empty] | 3 | 0.78 |  |  |  | 1 | 1 | 0 | 0 | 0 | 0 | 0 | 0 | 0 | 0 | 0 | 0 | 2009 Qtr 1: 0; 2009 Qtr 2: 0; 2009 Qtr 3: 0; 2009 Qtr 4: 1; 2010 Qtr 1: 0; 2010 Qtr 2: 0; 2010 Qtr 3: 0; 2010 Qtr 4: 0; 2011 Qtr 1: 0; 2011 Qtr 2: 0; 2011 Qtr 3: 0; 2011 Qtr 4: 0 | 1
0 | 267001-High Refrigerant Charge Adjustment (>= ±20% rated charge) Resid SFCZ10 Vint03 |  | System | Residential | 26-SFM-ResidentialSingleFamily-SP_COOL | 0 |  |  |  |  | 65 | 71.5 | 0 | 0 | 0 | -6.5 | 248.449 |  | kWh | 0.18306 | -0.066637 | Residential |  | Winter Only | [5 empty] | 10 | 0.78 |  |  |  | 1 | 3 | 0 | 0 | 0 | 0 | 0 | 0 | 0 | 0 | 0 | 0 | 2009 Qtr 1: 0; 2009 Qtr 2: 0; 2009 Qtr 3: 0; 2009 Qtr 4: 3; 2010 Qtr 1: 0; 2010 Qtr 2: 0; 2010 Qtr 3: 0; 2010 Qtr 4: 0; 2011 Qtr 1: 0; 2011 Qtr 2: 0; 2011 Qtr 3: 0; 2011 Qtr 4: 0 | 3
0 | 267040-Residential Condensor Coil Cleaning Resid SF CZ10 VintAll |  | System | Residential | 26-SFM-ResidentialSingleFamily-SP_COOL | 0 |  |  |  |  | 50 | 50 | 0 | 0 | 0 | 0 | 270 |  | kWh | 0.3564 | 0 | Residential | [7 empty] | 3 | 0.78 |  |  |  | 1 | 1 | 0 | 0 | 0 | 0 | 0 | 0 | 0 | 0 | 0 | 0 | 2009 Qtr 1: 0; 2009 Qtr 2: 0; 2009 Qtr 3: 0; 2009 Qtr 4: 1; 2010 Qtr 1: 0; 2010 Qtr 2: 0; 2010 Qtr 3: 0; 2010 Qtr 4: 0; 2011 Qtr 1: 0; 2011 Qtr 2: 0; 2011 Qtr 3: 0; 2011 Qtr 4: 0 | 1
0 | 267042-Residential Condensor Coil Cleaning Resid MF CZ10 VintAll |  | System | Residential | 13-MFM-ResidentialMulti-family-SP_COOL | 0 |  |  |  |  | 50 | 50 | 0 | 0 | 0 | 0 | 180 |  | kWh | 0.2376 | 0 | Residential | [7 empty] | 3 | 0.78 |  |  |  | 1 | 1 | 0 | 0 | 0 | 0 | 0 | 0 | 0 | 0 | 0 | 0 | 2009 Qtr 1: 0; 2009 Qtr 2: 0; 2009 Qtr 3: 0; 2009 Qtr 4: 1; 2010 Qtr 1: 0; 2010 Qtr 2: 0; 2010 Qtr 3: 0; 2010 Qtr 4: 0; 2011 Qtr 1: 0; 2011 Qtr 2: 0; 2011 Qtr 3: 0; 2011 Qtr 4: 0 | 1
0 | 267035-High Refrigerant Charge Adjustment (>= ±20% rated charge) Resid MF CZ10 Vint01 |  | System | Residential | 13-MFM-ResidentialMulti-family-SP_COOL | 0 |  |  |  |  | 66.33 | 71.5 | 0 | 0 | 0 | -5.17 | 120.504 |  | kWh | 0.19741 | -0.037108 | Residential |  | Winter Only | [5 empty] | 10 | 0.78 |  |  |  | 1 | 2 | 0 | 0 | 0 | 0 | 0 | 0 | 0 | 0 | 0 | 0 | 2009 Qtr 1: 0; 2009 Qtr 2: 0; 2009 Qtr 3: 0; 2009 Qtr 4: 2; 2010 Qtr 1: 0; 2010 Qtr 2: 0; 2010 Qtr 3: 0; 2010 Qtr 4: 0; 2011 Qtr 1: 0; 2011 Qtr 2: 0; 2011 Qtr 3: 0; 2011 Qtr 4: 0 | 2
0 | 267042-Residential Condensor Coil Cleaning Resid MF CZ10 VintAll |  | System | Residential | 13-MFM-ResidentialMulti-family-SP_COOL | 0 |  |  |  |  | 50 | 50 | 0 | 0 | 0 | 0 | 180 |  | kWh | 0.2376 | 0 | Residential | [7 empty] | 3 | 0.78 |  |  |  | 1 | 1 | 0 | 0 | 0 | 0 | 0 | 0 | 0 | 0 | 0 | 0 | 2009 Qtr 1: 0; 2009 Qtr 2: 0; 2009 Qtr 3: 0; 2009 Qtr 4: 1; 2010 Qtr 1: 0; 2010 Qtr 2: 0; 2010 Qtr 3: 0; 2010 Qtr 4: 0; 2011 Qtr 1: 0; 2011 Qtr 2: 0; 2011 Qtr 3: 0; 2011 Qtr 4: 0 | 1
0 | 267035-High Refrigerant Charge Adjustment (>= ±20% rated charge) Resid MF CZ10 Vint01 |  | System | Residential | 13-MFM-ResidentialMulti-family-SP_COOL | 0 |  |  |  |  | 66.33 | 71.5 | 0 | 0 | 0 | -5.17 | 120.504 |  | kWh | 0.19741 | -0.037108 | Residential |  | Winter Only | [5 empty] | 10 | 0.78 |  |  |  | 1 | 2 | 0 | 0 | 0 | 0 | 0 | 0 | 0 | 0 | 0 | 0 | 2009 Qtr 1: 0; 2009 Qtr 2: 0; 2009 Qtr 3: 0; 2009 Qtr 4: 2; 2010 Qtr 1: 0; 2010 Qtr 2: 0; 2010 Qtr 3: 0; 2010 Qtr 4: 0; 2011 Qtr 1: 0; 2011 Qtr 2: 0; 2011 Qtr 3: 0; 2011 Qtr 4: 0 | 2
0 | 267042-Residential Condensor Coil Cleaning Resid MF CZ10 VintAll |  | System | Residential | 13-MFM-ResidentialMulti-family-SP_COOL | 0 |  |  |  |  | 50 | 50 | 0 | 0 | 0 | 0 | 180 |  | kWh | 0.2376 | 0 | Residential | [7 empty] | 3 | 0.78 |  |  |  | 1 | 1 | 0 | 0 | 0 | 0 | 0 | 0 | 0 | 0 | 0 | 0 | 2009 Qtr 1: 0; 2009 Qtr 2: 0; 2009 Qtr 3: 0; 2009 Qtr 4: 1; 2010 Qtr 1: 0; 2010 Qtr 2: 0; 2010 Qtr 3: 0; 2010 Qtr 4: 0; 2011 Qtr 1: 0; 2011 Qtr 2: 0; 2011 Qtr 3: 0; 2011 Qtr 4: 0 | 1
0 | 267032-High Refrigerant Charge Adjustment (>= ±20% rated charge) Resid MF CZ10 Vint03 |  | System | Residential | 13-MFM-ResidentialMulti-family-SP_COOL | 0 |  |  |  |  | 66.33 | 71.5 | 0 | 0 | 0 | -5.17 | 195.15 |  | kWh | 0.21338 | -0.15765 | Residential |  | Winter Only | [5 empty] | 10 | 0.78 |  |  |  | 1 | 2 | 0 | 0 | 0 | 0 | 0 | 0 | 0 | 0 | 0 | 0 | 2009 Qtr 1: 0; 2009 Qtr 2: 0; 2009 Qtr 3: 0; 2009 Qtr 4: 2; 2010 Qtr 1: 0; 2010 Qtr 2: 0; 2010 Qtr 3: 0; 2010 Qtr 4: 0; 2011 Qtr 1: 0; 2011 Qtr 2: 0; 2011 Qtr 3: 0; 2011 Qtr 4: 0 | 2
0 | 267042-Residential Condensor Coil Cleaning Resid MF CZ10 VintAll |  | System | Residential | 13-MFM-ResidentialMulti-family-SP_COOL | 0 |  |  |  |  | 50 | 50 | 0 | 0 | 0 | 0 | 180 |  | kWh | 0.2376 | 0 | Residential | [7 empty] | 3 | 0.78 |  |  |  | 1 | 1 | 0 | 0 | 0 | 0 | 0 | 0 | 0 | 0 | 0 | 0 | 2009 Qtr 1: 0; 2009 Qtr 2: 0; 2009 Qtr 3: 0; 2009 Qtr 4: 1; 2010 Qtr 1: 0; 2010 Qtr 2: 0; 2010 Qtr 3: 0; 2010 Qtr 4: 0; 2011 Qtr 1: 0; 2011 Qtr 2: 0; 2011 Qtr 3: 0; 2011 Qtr 4: 0 | 1
0 | 267042-Residential Condensor Coil Cleaning Resid MF CZ10 VintAll |  | System | Residential | 13-MFM-ResidentialMulti-family-SP_COOL | 0 |  |  |  |  | 50 | 50 | 0 | 0 | 0 | 0 | 180 |  | kWh | 0.2376 | 0 | Residential | [7 empty] | 3 | 0.78 |  |  |  | 1 | 1 | 0 | 0 | 0 | 0 | 0 | 0 | 0 | 0 | 0 | 0 | 2009 Qtr 1: 0; 2009 Qtr 2: 0; 2009 Qtr 3: 0; 2009 Qtr 4: 1; 2010 Qtr 1: 0; 2010 Qtr 2: 0; 2010 Qtr 3: 0; 2010 Qtr 4: 0; 2011 Qtr 1: 0; 2011 Qtr 2: 0; 2011 Qtr 3: 0; 2011 Qtr 4: 0 | 1
0 | 267002-High Refrigerant Charge Adjustment (>= ±20% rated charge) Resid SF CZ10 Vint04 |  | System | Residential | 26-SFM-ResidentialSingleFamily-SP_COOL | 0 |  |  |  |  | 65 | 89.375 | 0 | 0 | 0 | -24.375 | 205.771 |  | kWh | 0.22808 | -0.078078 | Residential |  | Winter Only | [5 empty] | 10 | 0.78 |  |  |  | 1 | 2 | 0 | 0 | 0 | 0 | 0 | 0 | 0 | 0 | 0 | 0 | 2009 Qtr 1: 0; 2009 Qtr 2: 0; 2009 Qtr 3: 0; 2009 Qtr 4: 2; 2010 Qtr 1: 0; 2010 Qtr 2: 0; 2010 Qtr 3: 0; 2010 Qtr 4: 0; 2011 Qtr 1: 0; 2011 Qtr 2: 0; 2011 Qtr 3: 0; 2011 Qtr 4: 0 | 2
0 | 267040-Residential Condensor Coil Cleaning Resid SF CZ10 VintAll |  | System | Residential | 26-SFM-ResidentialSingleFamily-SP_COOL | 0 |  |  |  |  | 50 | 50 | 0 | 0 | 0 | 0 | 270 |  | kWh | 0.3564 | 0 | Residential | [7 empty] | 3 | 0.78 |  |  |  | 1 | 1 | 0 | 0 | 0 | 0 | 0 | 0 | 0 | 0 | 0 | 0 | 2009 Qtr 1: 0; 2009 Qtr 2: 0; 2009 Qtr 3: 0; 2009 Qtr 4: 1; 2010 Qtr 1: 0; 2010 Qtr 2: 0; 2010 Qtr 3: 0; 2010 Qtr 4: 0; 2011 Qtr 1: 0; 2011 Qtr 2: 0; 2011 Qtr 3: 0; 2011 Qtr 4: 0 | 1
0 | 267002-High Refrigerant Charge Adjustment (>= ±20% rated charge) Resid SF CZ10 Vint04 |  | System | Residential | 26-SFM-ResidentialSingleFamily-SP_COOL | 0 |  |  |  |  | 65 | 71.5 | 0 | 0 | 0 | -6.5 | 205.771 |  | kWh | 0.22808 | -0.078078 | Residential |  | Winter Only | [5 empty] | 10 | 0.78 |  |  |  | 1 | 3 | 0 | 0 | 0 | 0 | 0 | 0 | 0 | 0 | 0 | 0 | 2009 Qtr 1: 0; 2009 Qtr 2: 0; 2009 Qtr 3: 0; 2009 Qtr 4: 3; 2010 Qtr 1: 0; 2010 Qtr 2: 0; 2010 Qtr 3: 0; 2010 Qtr 4: 0; 2011 Qtr 1: 0; 2011 Qtr 2: 0; 2011 Qtr 3: 0; 2011 Qtr 4: 0 | 3
0 | 267040-Residential Condensor Coil Cleaning Resid SF CZ10 VintAll |  | System | Residential | 26-SFM-ResidentialSingleFamily-SP_COOL | 0 |  |  |  |  | 50 | 50 | 0 | 0 | 0 | 0 | 270 |  | kWh | 0.3564 | 0 | Residential | [7 empty] | 3 | 0.78 |  |  |  | 1 | 1 | 0 | 0 | 0 | 0 | 0 | 0 | 0 | 0 | 0 | 0 | 2009 Qtr 1: 0; 2009 Qtr 2: 0; 2009 Qtr 3: 0; 2009 Qtr 4: 1; 2010 Qtr 1: 0; 2010 Qtr 2: 0; 2010 Qtr 3: 0; 2010 Qtr 4: 0; 2011 Qtr 1: 0; 2011 Qtr 2: 0; 2011 Qtr 3: 0; 2011 Qtr 4: 0 | 1
0 | 267010-Duct Sealing (Total Leakage Reduced from 40% of AHU flow to 12%) Resid SF CZ10 Vint04 |  | System | Residential | 26-SFM-ResidentialSingleFamily-SP_COOL | 0 |  |  |  |  | 106.8728 | 330 | 0 | 0 | 0 | -223.1272 | 181.333 |  | kWh | 0.24097 | 10.7341 | Residential |  | Winter Only | [5 empty] | 18 | 0.78 |  |  |  | 0 | 1 | 0 | 0 | 0 | 0 | 0 | 0 | 0 | 0 | 0 | 0 | 2009 Qtr 1: 0; 2009 Qtr 2: 0; 2009 Qtr 3: 0; 2009 Qtr 4: 1; 2010 Qtr 1: 0; 2010 Qtr 2: 0; 2010 Qtr 3: 0; 2010 Qtr 4: 0; 2011 Qtr 1: 0; 2011 Qtr 2: 0; 2011 Qtr 3: 0; 2011 Qtr 4: 0 | 1
0 | 267010-Duct Sealing (Total Leakage Reduced from 40% of AHU flow to 12%) Resid SF CZ10 Vint04 |  | System | Residential | 26-SFM-ResidentialSingleFamily-SP_COOL | 0 |  |  |  |  | 106.8728 | 360 | 0 | 0 | 0 | -253.1272 | 181.333 |  | kWh | 0.24097 | 10.7341 | Residential |  | Winter Only | [5 empty] | 18 | 0.78 |  |  |  | 0 | 1 | 0 | 0 | 0 | 0 | 0 | 0 | 0 | 0 | 0 | 0 | 2009 Qtr 1: 0; 2009 Qtr 2: 0; 2009 Qtr 3: 0; 2009 Qtr 4: 1; 2010 Qtr 1: 0; 2010 Qtr 2: 0; 2010 Qtr 3: 0; 2010 Qtr 4: 0; 2011 Qtr 1: 0; 2011 Qtr 2: 0; 2011 Qtr 3: 0; 2011 Qtr 4: 0 | 1
0 | 267010-Duct Sealing (Total Leakage Reduced from 40% of AHU flow to 12%) Resid SF CZ10 Vint04 |  | System | Residential | 26-SFM-ResidentialSingleFamily-SP_COOL | 0 |  |  |  |  | 106.8728 | 220 | 0 | 0 | 0 | -113.1272 | 181.333 |  | kWh | 0.24097 | 10.7341 | Residential |  | Winter Only | [5 empty] | 18 | 0.78 |  |  |  | 0 | 2 | 0 | 0 | 0 | 0 | 0 | 0 | 0 | 0 | 0 | 0 | 2009 Qtr 1: 0; 2009 Qtr 2: 0; 2009 Qtr 3: 0; 2009 Qtr 4: 2; 2010 Qtr 1: 0; 2010 Qtr 2: 0; 2010 Qtr 3: 0; 2010 Qtr 4: 0; 2011 Qtr 1: 0; 2011 Qtr 2: 0; 2011 Qtr 3: 0; 2011 Qtr 4: 0 | 2
0 | 267010-Duct Sealing (Total Leakage Reduced from 40% of AHU flow to 12%) Resid SF CZ10 Vint04 |  | System | Residential | 26-SFM-ResidentialSingleFamily-SP_COOL | 0 |  |  |  |  | 106.8728 | 350 | 0 | 0 | 0 | -243.1272 | 181.333 |  | kWh | 0.24097 | 10.7341 | Residential |  | Winter Only | [5 empty] | 18 | 0.78 |  |  |  | 0 | 1 | 0 | 0 | 0 | 0 | 0 | 0 | 0 | 0 | 0 | 0 | 2009 Qtr 1: 0; 2009 Qtr 2: 0; 2009 Qtr 3: 0; 2009 Qtr 4: 1; 2010 Qtr 1: 0; 2010 Qtr 2: 0; 2010 Qtr 3: 0; 2010 Qtr 4: 0; 2011 Qtr 1: 0; 2011 Qtr 2: 0; 2011 Qtr 3: 0; 2011 Qtr 4: 0 | 1
0 | 267010-Duct Sealing (Total Leakage Reduced from 40% of AHU flow to 12%) Resid SF CZ10 Vint04 |  | System | Residential | 26-SFM-ResidentialSingleFamily-SP_COOL | 0 |  |  |  |  | 106.8728 | 260 | 0 | 0 | 0 | -153.1272 | 181.333 |  | kWh | 0.24097 | 10.7341 | Residential |  | Winter Only | [5 empty] | 18 | 0.78 |  |  |  | 0 | 2 | 0 | 0 | 0 | 0 | 0 | 0 | 0 | 0 | 0 | 0 | 2009 Qtr 1: 0; 2009 Qtr 2: 0; 2009 Qtr 3: 0; 2009 Qtr 4: 2; 2010 Qtr 1: 0; 2010 Qtr 2: 0; 2010 Qtr 3: 0; 2010 Qtr 4: 0; 2011 Qtr 1: 0; 2011 Qtr 2: 0; 2011 Qtr 3: 0; 2011 Qtr 4: 0 | 2
0 | 267009-Duct Sealing (Total Leakage Reduced from 40% of AHU flow to 12%) Resid SF CZ10 Vint03 |  | System | Residential | 26-SFM-ResidentialSingleFamily-SP_COOL | 0 |  |  |  |  | 106.2381 | 290 | 0 | 0 | 0 | -183.7619 | 234.764 |  | kWh | 0.17708 | 21.4199 | Residential |  | Winter Only | [5 empty] | 18 | 0.78 |  |  |  | 0.5 | 1 | 0 | 0 | 0 | 0 | 0 | 0 | 0 | 0 | 0 | 0 | 2009 Qtr 1: 0; 2009 Qtr 2: 0; 2009 Qtr 3: 0; 2009 Qtr 4: 1; 2010 Qtr 1: 0; 2010 Qtr 2: 0; 2010 Qtr 3: 0; 2010 Qtr 4: 0; 2011 Qtr 1: 0; 2011 Qtr 2: 0; 2011 Qtr 3: 0; 2011 Qtr 4: 0 | 1
0 | 267009-Duct Sealing (Total Leakage Reduced from 40% of AHU flow to 12%) Resid SF CZ10 Vint03 |  | System | Residential | 26-SFM-ResidentialSingleFamily-SP_COOL | 0 |  |  |  |  | 106.2381 | 340 | 0 | 0 | 0 | -233.7619 | 234.764 |  | kWh | 0.17708 | 21.4199 | Residential |  | Winter Only | [5 empty] | 18 | 0.78 |  |  |  | 0.5 | 1 | 0 | 0 | 0 | 0 | 0 | 0 | 0 | 0 | 0 | 0 | 2009 Qtr 1: 0; 2009 Qtr 2: 0; 2009 Qtr 3: 0; 2009 Qtr 4: 1; 2010 Qtr 1: 0; 2010 Qtr 2: 0; 2010 Qtr 3: 0; 2010 Qtr 4: 0; 2011 Qtr 1: 0; 2011 Qtr 2: 0; 2011 Qtr 3: 0; 2011 Qtr 4: 0 | 1
0 | 267009-Duct Sealing (Total Leakage Reduced from 40% of AHU flow to 12%) Resid SF CZ10 Vint03 |  | System | Residential | 26-SFM-ResidentialSingleFamily-SP_COOL | 0 |  |  |  |  | 106.2381 | 300 | 0 | 0 | 0 | -193.7619 | 234.764 |  | kWh | 0.17708 | 21.4199 | Residential |  | Winter Only | [5 empty] | 18 | 0.78 |  |  |  | 0.5 | 1 | 0 | 0 | 0 | 0 | 0 | 0 | 0 | 0 | 0 | 0 | 2009 Qtr 1: 0; 2009 Qtr 2: 0; 2009 Qtr 3: 0; 2009 Qtr 4: 1; 2010 Qtr 1: 0; 2010 Qtr 2: 0; 2010 Qtr 3: 0; 2010 Qtr 4: 0; 2011 Qtr 1: 0; 2011 Qtr 2: 0; 2011 Qtr 3: 0; 2011 Qtr 4: 0 | 1
0 | 267010-Duct Sealing (Total Leakage Reduced from 40% of AHU flow to 12%) Resid SF CZ10 Vint04 |  | System | Residential | 26-SFM-ResidentialSingleFamily-SP_COOL | 0 |  |  |  |  | 106.8728 | 390 | 0 | 0 | 0 | -283.1272 | 181.333 |  | kWh | 0.24097 | 10.7341 | Residential |  | Winter Only | [5 empty] | 18 | 0.78 |  |  |  | 0 | 1 | 0 | 0 | 0 | 0 | 0 | 0 | 0 | 0 | 0 | 0 | 2009 Qtr 1: 0; 2009 Qtr 2: 0; 2009 Qtr 3: 0; 2009 Qtr 4: 1; 2010 Qtr 1: 0; 2010 Qtr 2: 0; 2010 Qtr 3: 0; 2010 Qtr 4: 0; 2011 Qtr 1: 0; 2011 Qtr 2: 0; 2011 Qtr 3: 0; 2011 Qtr 4: 0 | 1
0 | 267010-Duct Sealing (Total Leakage Reduced from 40% of AHU flow to 12%) Resid SF CZ10 Vint04 |  | System | Residential | 26-SFM-ResidentialSingleFamily-SP_COOL | 0 |  |  |  |  | 106.8728 | 288 | 0 | 0 | 0 | -181.1272 | 181.333 |  | kWh | 0.24097 | 10.7341 | Residential |  | Winter Only | [5 empty] | 18 | 0.78 |  |  |  | 0 | 2 | 0 | 0 | 0 | 0 | 0 | 0 | 0 | 0 | 0 | 0 | 2009 Qtr 1: 0; 2009 Qtr 2: 0; 2009 Qtr 3: 0; 2009 Qtr 4: 2; 2010 Qtr 1: 0; 2010 Qtr 2: 0; 2010 Qtr 3: 0; 2010 Qtr 4: 0; 2011 Qtr 1: 0; 2011 Qtr 2: 0; 2011 Qtr 3: 0; 2011 Qtr 4: 0 | 2
0 | 267010-Duct Sealing (Total Leakage Reduced from 40% of AHU flow to 12%) Resid SF CZ10 Vint04 |  | System | Residential | 26-SFM-ResidentialSingleFamily-SP_COOL | 0 |  |  |  |  | 106.8728 | 240 | 0 | 0 | 0 | -133.1272 | 181.333 |  | kWh | 0.24097 | 10.7341 | Residential |  | Winter Only | [5 empty] | 18 | 0.78 |  |  |  | 0 | 1 | 0 | 0 | 0 | 0 | 0 | 0 | 0 | 0 | 0 | 0 | 2009 Qtr 1: 0; 2009 Qtr 2: 0; 2009 Qtr 3: 0; 2009 Qtr 4: 1; 2010 Qtr 1: 0; 2010 Qtr 2: 0; 2010 Qtr 3: 0; 2010 Qtr 4: 0; 2011 Qtr 1: 0; 2011 Qtr 2: 0; 2011 Qtr 3: 0; 2011 Qtr 4: 0 | 1
0 | 267009-Duct Sealing (Total Leakage Reduced from 40% of AHU flow to 12%) Resid SF CZ10 Vint03 |  | System | Residential | 26-SFM-ResidentialSingleFamily-SP_COOL | 0 |  |  |  |  | 106.2381 | 280 | 0 | 0 | 0 | -173.7619 | 234.764 |  | kWh | 0.17708 | 21.4199 | Residential |  | Winter Only | [5 empty] | 18 | 0.78 |  |  |  | 0.5 | 2 | 0 | 0 | 0 | 0 | 0 | 0 | 0 | 0 | 0 | 0 | 2009 Qtr 1: 0; 2009 Qtr 2: 0; 2009 Qtr 3: 0; 2009 Qtr 4: 2; 2010 Qtr 1: 0; 2010 Qtr 2: 0; 2010 Qtr 3: 0; 2010 Qtr 4: 0; 2011 Qtr 1: 0; 2011 Qtr 2: 0; 2011 Qtr 3: 0; 2011 Qtr 4: 0 | 2
0 | 267010-Duct Sealing (Total Leakage Reduced from 40% of AHU flow to 12%) Resid SF CZ10 Vint04 |  | System | Residential | 26-SFM-ResidentialSingleFamily-SP_COOL | 0 |  |  |  |  | 106.8728 | 216.6667 | 0 | 0 | 0 | -109.7939 | 181.333 |  | kWh | 0.24097 | 10.7341 | Residential |  | Winter Only | [5 empty] | 18 | 0.78 |  |  |  | 0 | 3 | 0 | 0 | 0 | 0 | 0 | 0 | 0 | 0 | 0 | 0 | 2009 Qtr 1: 0; 2009 Qtr 2: 0; 2009 Qtr 3: 0; 2009 Qtr 4: 3; 2010 Qtr 1: 0; 2010 Qtr 2: 0; 2010 Qtr 3: 0; 2010 Qtr 4: 0; 2011 Qtr 1: 0; 2011 Qtr 2: 0; 2011 Qtr 3: 0; 2011 Qtr 4: 0 | 3
0 | 267009-Duct Sealing (Total Leakage Reduced from 40% of AHU flow to 12%) Resid SF CZ10 Vint03 |  | System | Residential | 26-SFM-ResidentialSingleFamily-SP_COOL | 0 |  |  |  |  | 106.2381 | 300 | 0 | 0 | 0 | -193.7619 | 234.764 |  | kWh | 0.17708 | 21.4199 | Residential |  | Winter Only | [5 empty] | 18 | 0.78 |  |  |  | 0.5 | 1 | 0 | 0 | 0 | 0 | 0 | 0 | 0 | 0 | 0 | 0 | 2009 Qtr 1: 0; 2009 Qtr 2: 0; 2009 Qtr 3: 0; 2009 Qtr 4: 1; 2010 Qtr 1: 0; 2010 Qtr 2: 0; 2010 Qtr 3: 0; 2010 Qtr 4: 0; 2011 Qtr 1: 0; 2011 Qtr 2: 0; 2011 Qtr 3: 0; 2011 Qtr 4: 0 | 1
0 | 267010-Duct Sealing (Total Leakage Reduced from 40% of AHU flow to 12%) Resid SF CZ10 Vint04 |  | System | Residential | 26-SFM-ResidentialSingleFamily-SP_COOL | 0 |  |  |  |  | 106.8728 | 260 | 0 | 0 | 0 | -153.1272 | 181.333 |  | kWh | 0.24097 | 10.7341 | Residential |  | Winter Only | [5 empty] | 18 | 0.78 |  |  |  | 0 | 1 | 0 | 0 | 0 | 0 | 0 | 0 | 0 | 0 | 0 | 0 | 2009 Qtr 1: 0; 2009 Qtr 2: 0; 2009 Qtr 3: 0; 2009 Qtr 4: 1; 2010 Qtr 1: 0; 2010 Qtr 2: 0; 2010 Qtr 3: 0; 2010 Qtr 4: 0; 2011 Qtr 1: 0; 2011 Qtr 2: 0; 2011 Qtr 3: 0; 2011 Qtr 4: 0 | 1
0 | 267009-Duct Sealing (Total Leakage Reduced from 40% of AHU flow to 12%) Resid SF CZ10 Vint03 |  | System | Residential | 26-SFM-ResidentialSingleFamily-SP_COOL | 0 |  |  |  |  | 106.2381 | 360 | 0 | 0 | 0 | -253.7619 | 234.764 |  | kWh | 0.17708 | 21.4199 | Residential |  | Winter Only | [5 empty] | 18 | 0.78 |  |  |  | 0.5 | 1 | 0 | 0 | 0 | 0 | 0 | 0 | 0 | 0 | 0 | 0 | 2009 Qtr 1: 0; 2009 Qtr 2: 0; 2009 Qtr 3: 0; 2009 Qtr 4: 1; 2010 Qtr 1: 0; 2010 Qtr 2: 0; 2010 Qtr 3: 0; 2010 Qtr 4: 0; 2011 Qtr 1: 0; 2011 Qtr 2: 0; 2011 Qtr 3: 0; 2011 Qtr 4: 0 | 1
0 | 267010-Duct Sealing (Total Leakage Reduced from 40% of AHU flow to 12%) Resid SF CZ10 Vint04 |  | System | Residential | 26-SFM-ResidentialSingleFamily-SP_COOL | 0 |  |  |  |  | 106.8728 | 200 | 0 | 0 | 0 | -93.1272 | 181.333 |  | kWh | 0.24097 | 10.7341 | Residential |  | Winter Only | [5 empty] | 18 | 0.78 |  |  |  | 0 | 2 | 0 | 0 | 0 | 0 | 0 | 0 | 0 | 0 | 0 | 0 | 2009 Qtr 1: 0; 2009 Qtr 2: 0; 2009 Qtr 3: 0; 2009 Qtr 4: 2; 2010 Qtr 1: 0; 2010 Qtr 2: 0; 2010 Qtr 3: 0; 2010 Qtr 4: 0; 2011 Qtr 1: 0; 2011 Qtr 2: 0; 2011 Qtr 3: 0; 2011 Qtr 4: 0 | 2
0 | 267010-Duct Sealing (Total Leakage Reduced from 40% of AHU flow to 12%) Resid SF CZ10 Vint04 |  | System | Residential | 26-SFM-ResidentialSingleFamily-SP_COOL | 0 |  |  |  |  | 106.8728 | 300 | 0 | 0 | 0 | -193.1272 | 181.333 |  | kWh | 0.24097 | 10.7341 | Residential |  | Winter Only | [5 empty] | 18 | 0.78 |  |  |  | 0 | 1 | 0 | 0 | 0 | 0 | 0 | 0 | 0 | 0 | 0 | 0 | 2009 Qtr 1: 0; 2009 Qtr 2: 0; 2009 Qtr 3: 0; 2009 Qtr 4: 1; 2010 Qtr 1: 0; 2010 Qtr 2: 0; 2010 Qtr 3: 0; 2010 Qtr 4: 0; 2011 Qtr 1: 0; 2011 Qtr 2: 0; 2011 Qtr 3: 0; 2011 Qtr 4: 0 | 1
0 | 267010-Duct Sealing (Total Leakage Reduced from 40% of AHU flow to 12%) Resid SF CZ10 Vint04 |  | System | Residential | 26-SFM-ResidentialSingleFamily-SP_COOL | 0 |  |  |  |  | 106.8728 | 100 | 0 | 0 | 0 | 6.8728 | 0 |  | kWh | 0 | 0 | Residential |  | Winter Only | [5 empty] | 18 | 0.78 |  |  |  | 0 | 1 | 0 | 0 | 0 | 0 | 0 | 0 | 0 | 0 | 0 | 0 | 2009 Qtr 1: 0; 2009 Qtr 2: 0; 2009 Qtr 3: 0; 2009 Qtr 4: 1; 2010 Qtr 1: 0; 2010 Qtr 2: 0; 2010 Qtr 3: 0; 2010 Qtr 4: 0; 2011 Qtr 1: 0; 2011 Qtr 2: 0; 2011 Qtr 3: 0; 2011 Qtr 4: 0 | 1
0 | 267009-Duct Sealing (Total Leakage Reduced from 40% of AHU flow to 12%) Resid SF CZ10 Vint03 |  | System | Residential | 26-SFM-ResidentialSingleFamily-SP_COOL | 0 |  |  |  |  | 106.2381 | 380 | 0 | 0 | 0 | -273.7619 | 234.764 |  | kWh | 0.17708 | 21.4199 | Residential |  | Winter Only | [5 empty] | 18 | 0.78 |  |  |  | 0.5 | 1 | 0 | 0 | 0 | 0 | 0 | 0 | 0 | 0 | 0 | 0 | 2009 Qtr 1: 0; 2009 Qtr 2: 0; 2009 Qtr 3: 0; 2009 Qtr 4: 1; 2010 Qtr 1: 0; 2010 Qtr 2: 0; 2010 Qtr 3: 0; 2010 Qtr 4: 0; 2011 Qtr 1: 0; 2011 Qtr 2: 0; 2011 Qtr 3: 0; 2011 Qtr 4: 0 | 1
0 | 267009-Duct Sealing (Total Leakage Reduced from 40% of AHU flow to 12%) Resid SF CZ10 Vint03 |  | System | Residential | 26-SFM-ResidentialSingleFamily-SP_COOL | 0 |  |  |  |  | 106.2381 | 290 | 0 | 0 | 0 | -183.7619 | 234.764 |  | kWh | 0.17708 | 21.4199 | Residential |  | Winter Only | [5 empty] | 18 | 0.78 |  |  |  | 0.5 | 1 | 0 | 0 | 0 | 0 | 0 | 0 | 0 | 0 | 0 | 0 | 2009 Qtr 1: 0; 2009 Qtr 2: 0; 2009 Qtr 3: 0; 2009 Qtr 4: 1; 2010 Qtr 1: 0; 2010 Qtr 2: 0; 2010 Qtr 3: 0; 2010 Qtr 4: 0; 2011 Qtr 1: 0; 2011 Qtr 2: 0; 2011 Qtr 3: 0; 2011 Qtr 4: 0 | 1
0 | 267010-Duct Sealing (Total Leakage Reduced from 40% of AHU flow to 12%) Resid SF CZ10 Vint04 |  | System | Residential | 26-SFM-ResidentialSingleFamily-SP_COOL | 0 |  |  |  |  | 106.8728 | 220 | 0 | 0 | 0 | -113.1272 | 181.333 |  | kWh | 0.24097 | 10.7341 | Residential |  | Winter Only | [5 empty] | 18 | 0.78 |  |  |  | 0 | 2 | 0 | 0 | 0 | 0 | 0 | 0 | 0 | 0 | 0 | 0 | 2009 Qtr 1: 0; 2009 Qtr 2: 0; 2009 Qtr 3: 0; 2009 Qtr 4: 2; 2010 Qtr 1: 0; 2010 Qtr 2: 0; 2010 Qtr 3: 0; 2010 Qtr 4: 0; 2011 Qtr 1: 0; 2011 Qtr 2: 0; 2011 Qtr 3: 0; 2011 Qtr 4: 0 | 2
0 | 267010-Duct Sealing (Total Leakage Reduced from 40% of AHU flow to 12%) Resid SF CZ10 Vint04 |  | System | Residential | 26-SFM-ResidentialSingleFamily-SP_COOL | 0 |  |  |  |  | 106.8728 | 375 | 0 | 0 | 0 | -268.1272 | 181.333 |  | kWh | 0.24097 | 10.7341 | Residential |  | Winter Only | [5 empty] | 18 | 0.78 |  |  |  | 0 | 1 | 0 | 0 | 0 | 0 | 0 | 0 | 0 | 0 | 0 | 0 | 2009 Qtr 1: 0; 2009 Qtr 2: 0; 2009 Qtr 3: 0; 2009 Qtr 4: 1; 2010 Qtr 1: 0; 2010 Qtr 2: 0; 2010 Qtr 3: 0; 2010 Qtr 4: 0; 2011 Qtr 1: 0; 2011 Qtr 2: 0; 2011 Qtr 3: 0; 2011 Qtr 4: 0 | 1
0 | 267010-Duct Sealing (Total Leakage Reduced from 40% of AHU flow to 12%) Resid SF CZ10 Vint04 |  | System | Residential | 26-SFM-ResidentialSingleFamily-SP_COOL | 0 |  |  |  |  | 106.8728 | 372 | 0 | 0 | 0 | -265.1272 | 181.333 |  | kWh | 0.24097 | 10.7341 | Residential |  | Winter Only | [5 empty] | 18 | 0.78 |  |  |  | 0 | 1 | 0 | 0 | 0 | 0 | 0 | 0 | 0 | 0 | 0 | 0 | 2009 Qtr 1: 0; 2009 Qtr 2: 0; 2009 Qtr 3: 0; 2009 Qtr 4: 1; 2010 Qtr 1: 0; 2010 Qtr 2: 0; 2010 Qtr 3: 0; 2010 Qtr 4: 0; 2011 Qtr 1: 0; 2011 Qtr 2: 0; 2011 Qtr 3: 0; 2011 Qtr 4: 0 | 1
0 | 267009-Duct Sealing (Total Leakage Reduced from 40% of AHU flow to 12%) Resid SF CZ10 Vint03 |  | System | Residential | 26-SFM-ResidentialSingleFamily-SP_COOL | 0 |  |  |  |  | 106.2381 | 241 | 0 | 0 | 0 | -134.7619 | 234.764 |  | kWh | 0.17708 | 21.4199 | Residential |  | Winter Only | [5 empty] | 18 | 0.78 |  |  |  | 0.5 | 1 | 0 | 0 | 0 | 0 | 0 | 0 | 0 | 0 | 0 | 0 | 2009 Qtr 1: 0; 2009 Qtr 2: 0; 2009 Qtr 3: 0; 2009 Qtr 4: 1; 2010 Qtr 1: 0; 2010 Qtr 2: 0; 2010 Qtr 3: 0; 2010 Qtr 4: 0; 2011 Qtr 1: 0; 2011 Qtr 2: 0; 2011 Qtr 3: 0; 2011 Qtr 4: 0 | 1
0 | 267009-Duct Sealing (Total Leakage Reduced from 40% of AHU flow to 12%) Resid SF CZ10 Vint03 |  | System | Residential | 26-SFM-ResidentialSingleFamily-SP_COOL | 0 |  |  |  |  | 106.2381 | 330 | 0 | 0 | 0 | -223.7619 | 234.764 |  | kWh | 0.17708 | 21.4199 | Residential |  | Winter Only | [5 empty] | 18 | 0.78 |  |  |  | 0.5 | 1 | 0 | 0 | 0 | 0 | 0 | 0 | 0 | 0 | 0 | 0 | 2009 Qtr 1: 0; 2009 Qtr 2: 0; 2009 Qtr 3: 0; 2009 Qtr 4: 1; 2010 Qtr 1: 0; 2010 Qtr 2: 0; 2010 Qtr 3: 0; 2010 Qtr 4: 0; 2011 Qtr 1: 0; 2011 Qtr 2: 0; 2011 Qtr 3: 0; 2011 Qtr 4: 0 | 1
0 | 267010-Duct Sealing (Total Leakage Reduced from 40% of AHU flow to 12%) Resid SF CZ10 Vint04 |  | System | Residential | 26-SFM-ResidentialSingleFamily-SP_COOL | 0 |  |  |  |  | 106.8728 | 230 | 0 | 0 | 0 | -123.1272 | 181.333 |  | kWh | 0.24097 | 10.7341 | Residential |  | Winter Only | [5 empty] | 18 | 0.78 |  |  |  | 0 | 2 | 0 | 0 | 0 | 0 | 0 | 0 | 0 | 0 | 0 | 0 | 2009 Qtr 1: 0; 2009 Qtr 2: 0; 2009 Qtr 3: 0; 2009 Qtr 4: 2; 2010 Qtr 1: 0; 2010 Qtr 2: 0; 2010 Qtr 3: 0; 2010 Qtr 4: 0; 2011 Qtr 1: 0; 2011 Qtr 2: 0; 2011 Qtr 3: 0; 2011 Qtr 4: 0 | 2
0 | 267010-Duct Sealing (Total Leakage Reduced from 40% of AHU flow to 12%) Resid SF CZ10 Vint04 |  | System | Residential | 26-SFM-ResidentialSingleFamily-SP_COOL | 0 |  |  |  |  | 106.8728 | 208.6667 | 0 | 0 | 0 | -101.7939 | 181.333 |  | kWh | 0.24097 | 10.7341 | Residential |  | Winter Only | [5 empty] | 18 | 0.78 |  |  |  | 0 | 3 | 0 | 0 | 0 | 0 | 0 | 0 | 0 | 0 | 0 | 0 | 2009 Qtr 1: 0; 2009 Qtr 2: 0; 2009 Qtr 3: 0; 2009 Qtr 4: 3; 2010 Qtr 1: 0; 2010 Qtr 2: 0; 2010 Qtr 3: 0; 2010 Qtr 4: 0; 2011 Qtr 1: 0; 2011 Qtr 2: 0; 2011 Qtr 3: 0; 2011 Qtr 4: 0 | 3
0 | 267010-Duct Sealing (Total Leakage Reduced from 40% of AHU flow to 12%) Resid SF CZ10 Vint04 |  | System | Residential | 26-SFM-ResidentialSingleFamily-SP_COOL | 0 |  |  |  |  | 106.8728 | 200 | 0 | 0 | 0 | -93.1272 | 181.333 |  | kWh | 0.24097 | 10.7341 | Residential |  | Winter Only | [5 empty] | 18 | 0.78 |  |  |  | 0 | 2 | 0 | 0 | 0 | 0 | 0 | 0 | 0 | 0 | 0 | 0 | 2009 Qtr 1: 0; 2009 Qtr 2: 0; 2009 Qtr 3: 0; 2009 Qtr 4: 2; 2010 Qtr 1: 0; 2010 Qtr 2: 0; 2010 Qtr 3: 0; 2010 Qtr 4: 0; 2011 Qtr 1: 0; 2011 Qtr 2: 0; 2011 Qtr 3: 0; 2011 Qtr 4: 0 | 2
0 | 267009-Duct Sealing (Total Leakage Reduced from 40% of AHU flow to 12%) Resid SF CZ10 Vint03 |  | System | Residential | 26-SFM-ResidentialSingleFamily-SP_COOL | 0 |  |  |  |  | 106.2381 | 300 | 0 | 0 | 0 | -193.7619 | 234.764 |  | kWh | 0.17708 | 21.4199 | Residential |  | Winter Only | [5 empty] | 18 | 0.78 |  |  |  | 0.5 | 1 | 0 | 0 | 0 | 0 | 0 | 0 | 0 | 0 | 0 | 0 | 2009 Qtr 1: 0; 2009 Qtr 2: 0; 2009 Qtr 3: 0; 2009 Qtr 4: 1; 2010 Qtr 1: 0; 2010 Qtr 2: 0; 2010 Qtr 3: 0; 2010 Qtr 4: 0; 2011 Qtr 1: 0; 2011 Qtr 2: 0; 2011 Qtr 3: 0; 2011 Qtr 4: 0 | 1
0 | 267009-Duct Sealing (Total Leakage Reduced from 40% of AHU flow to 12%) Resid SF CZ10 Vint03 |  | System | Residential | 26-SFM-ResidentialSingleFamily-SP_COOL | 0 |  |  |  |  | 106.2381 | 250 | 0 | 0 | 0 | -143.7619 | 234.764 |  | kWh | 0.17708 | 21.4199 | Residential |  | Winter Only | [5 empty] | 18 | 0.78 |  |  |  | 0.5 | 2 | 0 | 0 | 0 | 0 | 0 | 0 | 0 | 0 | 0 | 0 | 2009 Qtr 1: 0; 2009 Qtr 2: 0; 2009 Qtr 3: 0; 2009 Qtr 4: 2; 2010 Qtr 1: 0; 2010 Qtr 2: 0; 2010 Qtr 3: 0; 2010 Qtr 4: 0; 2011 Qtr 1: 0; 2011 Qtr 2: 0; 2011 Qtr 3: 0; 2011 Qtr 4: 0 | 2
0 | 267009-Duct Sealing (Total Leakage Reduced from 40% of AHU flow to 12%) Resid SF CZ10 Vint03 |  | System | Residential | 26-SFM-ResidentialSingleFamily-SP_COOL | 0 |  |  |  |  | 106.2381 | 130 | 0 | 0 | 0 | -23.7619 | 0 |  | kWh | 0 | 0 | Residential |  | Winter Only | [5 empty] | 18 | 0.78 |  |  |  | 0.5 | 1 | 0 | 0 | 0 | 0 | 0 | 0 | 0 | 0 | 0 | 0 | 2009 Qtr 1: 0; 2009 Qtr 2: 0; 2009 Qtr 3: 0; 2009 Qtr 4: 1; 2010 Qtr 1: 0; 2010 Qtr 2: 0; 2010 Qtr 3: 0; 2010 Qtr 4: 0; 2011 Qtr 1: 0; 2011 Qtr 2: 0; 2011 Qtr 3: 0; 2011 Qtr 4: 0 | 1
0 | 267010-Duct Sealing (Total Leakage Reduced from 40% of AHU flow to 12%) Resid SF CZ10 Vint04 |  | System | Residential | 26-SFM-ResidentialSingleFamily-SP_COOL | 0 |  |  |  |  | 106.8728 | 200 | 0 | 0 | 0 | -93.1272 | 181.333 |  | kWh | 0.24097 | 10.7341 | Residential |  | Winter Only | [5 empty] | 18 | 0.78 |  |  |  | 0 | 2 | 0 | 0 | 0 | 0 | 0 | 0 | 0 | 0 | 0 | 0 | 2009 Qtr 1: 0; 2009 Qtr 2: 0; 2009 Qtr 3: 0; 2009 Qtr 4: 2; 2010 Qtr 1: 0; 2010 Qtr 2: 0; 2010 Qtr 3: 0; 2010 Qtr 4: 0; 2011 Qtr 1: 0; 2011 Qtr 2: 0; 2011 Qtr 3: 0; 2011 Qtr 4: 0 | 2
0 | 267010-Duct Sealing (Total Leakage Reduced from 40% of AHU flow to 12%) Resid SF CZ10 Vint04 |  | System | Residential | 26-SFM-ResidentialSingleFamily-SP_COOL | 0 |  |  |  |  | 106.8728 | 240 | 0 | 0 | 0 | -133.1272 | 181.333 |  | kWh | 0.24097 | 10.7341 | Residential |  | Winter Only | [5 empty] | 18 | 0.78 |  |  |  | 0 | 1 | 0 | 0 | 0 | 0 | 0 | 0 | 0 | 0 | 0 | 0 | 2009 Qtr 1: 0; 2009 Qtr 2: 0; 2009 Qtr 3: 0; 2009 Qtr 4: 1; 2010 Qtr 1: 0; 2010 Qtr 2: 0; 2010 Qtr 3: 0; 2010 Qtr 4: 0; 2011 Qtr 1: 0; 2011 Qtr 2: 0; 2011 Qtr 3: 0; 2011 Qtr 4: 0 | 1
0 | 267010-Duct Sealing (Total Leakage Reduced from 40% of AHU flow to 12%) Resid SF CZ10 Vint04 |  | System | Residential | 26-SFM-ResidentialSingleFamily-SP_COOL | 0 |  |  |  |  | 106.8728 | 200 | 0 | 0 | 0 | -93.1272 | 181.333 |  | kWh | 0.24097 | 10.7341 | Residential |  | Winter Only | [5 empty] | 18 | 0.78 |  |  |  | 0 | 2 | 0 | 0 | 0 | 0 | 0 | 0 | 0 | 0 | 0 | 0 | 2009 Qtr 1: 0; 2009 Qtr 2: 0; 2009 Qtr 3: 0; 2009 Qtr 4: 2; 2010 Qtr 1: 0; 2010 Qtr 2: 0; 2010 Qtr 3: 0; 2010 Qtr 4: 0; 2011 Qtr 1: 0; 2011 Qtr 2: 0; 2011 Qtr 3: 0; 2011 Qtr 4: 0 | 2
0 | 267009-Duct Sealing (Total Leakage Reduced from 40% of AHU flow to 12%) Resid SF CZ10 Vint03 |  | System | Residential | 26-SFM-ResidentialSingleFamily-SP_COOL | 0 |  |  |  |  | 106.2381 | 220 | 0 | 0 | 0 | -113.7619 | 234.764 |  | kWh | 0.17708 | 21.4199 | Residential |  | Winter Only | [5 empty] | 18 | 0.78 |  |  |  | 0.5 | 1 | 0 | 0 | 0 | 0 | 0 | 0 | 0 | 0 | 0 | 0 | 2009 Qtr 1: 0; 2009 Qtr 2: 0; 2009 Qtr 3: 0; 2009 Qtr 4: 1; 2010 Qtr 1: 0; 2010 Qtr 2: 0; 2010 Qtr 3: 0; 2010 Qtr 4: 0; 2011 Qtr 1: 0; 2011 Qtr 2: 0; 2011 Qtr 3: 0; 2011 Qtr 4: 0 | 1
0 | 267023-Economizer Repair Com All CZ10 Vint04 |  | System | Commercial | 01-ALC-AllCommercial-Cooling | 0 |  |  |  |  | 41.71 | 41 | 0 | 0 | 0 | 0.71 | 442 |  | kWh | 0.0016 | 0 | Commercial |  | Winter Only | [5 empty] | 5 | 0.85 |  |  |  | 0 | 30 | 0 | 0 | 0 | 0 | 0 | 0 | 0 | 0 | 0 | 0 | 2009 Qtr 1: 0; 2009 Qtr 2: 0; 2009 Qtr 3: 0; 2009 Qtr 4: 30; 2010 Qtr 1: 0; 2010 Qtr 2: 0; 2010 Qtr 3: 0; 2010 Qtr 4: 0; 2011 Qtr 1: 0; 2011 Qtr 2: 0; 2011 Qtr 3: 0; 2011 Qtr 4: 0 | 30
0 | 267019-Economizer Repair Com All CZ07 Vint04 |  | System | Commercial | 01-ALC-AllCommercial-Cooling | 0 |  |  |  |  | 41.71 | 43.9286 | 0 | 0 | 0 | -2.2186 | 555 |  | kWh | 0.003 | 0 | Commercial |  | Winter Only | [5 empty] | 5 | 0.85 |  |  |  | 0 | 7 | 0 | 0 | 0 | 0 | 0 | 0 | 0 | 0 | 0 | 0 | 2009 Qtr 1: 0; 2009 Qtr 2: 0; 2009 Qtr 3: 0; 2009 Qtr 4: 7; 2010 Qtr 1: 0; 2010 Qtr 2: 0; 2010 Qtr 3: 0; 2010 Qtr 4: 0; 2011 Qtr 1: 0; 2011 Qtr 2: 0; 2011 Qtr 3: 0; 2011 Qtr 4: 0 | 7
0 | 267019-Economizer Repair Com All CZ07 Vint04 |  | System | Commercial | 01-ALC-AllCommercial-Cooling | 0 |  |  |  |  | 41.71 | 41 | 0 | 0 | 0 | 0.71 | 555 |  | kWh | 0.003 | 0 | Commercial |  | Winter Only | [5 empty] | 5 | 0.85 |  |  |  | 0 | 10 | 0 | 0 | 0 | 0 | 0 | 0 | 0 | 0 | 0 | 0 | 2009 Qtr 1: 0; 2009 Qtr 2: 0; 2009 Qtr 3: 0; 2009 Qtr 4: 10; 2010 Qtr 1: 0; 2010 Qtr 2: 0; 2010 Qtr 3: 0; 2010 Qtr 4: 0; 2011 Qtr 1: 0; 2011 Qtr 2: 0; 2011 Qtr 3: 0; 2011 Qtr 4: 0 | 10
0 | 267020-Economizer Repair Com All CZ07 Vint05 |  | System | Commercial | 01-ALC-AllCommercial-Cooling | 0 |  |  |  |  | 41.71 | 41 | 0 | 0 | 0 | 0.71 | 440 |  | kWh | 0.0023 | 0 | Commercial |  | Winter Only | [5 empty] | 5 | 0.85 |  |  |  | 0 | 25 | 0 | 0 | 0 | 0 | 0 | 0 | 0 | 0 | 0 | 0 | 2009 Qtr 1: 0; 2009 Qtr 2: 0; 2009 Qtr 3: 0; 2009 Qtr 4: 25; 2010 Qtr 1: 0; 2010 Qtr 2: 0; 2010 Qtr 3: 0; 2010 Qtr 4: 0; 2011 Qtr 1: 0; 2011 Qtr 2: 0; 2011 Qtr 3: 0; 2011 Qtr 4: 0 | 25
0 | 267020-Economizer Repair Com All CZ07 Vint05 |  | System | Commercial | 01-ALC-AllCommercial-Cooling | 0 |  |  |  |  | 41.71 | 41 | 0 | 0 | 0 | 0.71 | 440 |  | kWh | 0.0023 | 0 | Commercial |  | Winter Only | [5 empty] | 5 | 0.85 |  |  |  | 0 | 25 | 0 | 0 | 0 | 0 | 0 | 0 | 0 | 0 | 0 | 0 | 2009 Qtr 1: 0; 2009 Qtr 2: 0; 2009 Qtr 3: 0; 2009 Qtr 4: 25; 2010 Qtr 1: 0; 2010 Qtr 2: 0; 2010 Qtr 3: 0; 2010 Qtr 4: 0; 2011 Qtr 1: 0; 2011 Qtr 2: 0; 2011 Qtr 3: 0; 2011 Qtr 4: 0 | 25
0 | 267020-Economizer Repair Com All CZ07 Vint05 |  | System | Commercial | 01-ALC-AllCommercial-Cooling | 0 |  |  |  |  | 41.71 | 43.5625 | 0 | 0 | 0 | -1.8525 | 440 |  | kWh | 0.0023 | 0 | Commercial |  | Winter Only | [5 empty] | 5 | 0.85 |  |  |  | 0 | 8 | 0 | 0 | 0 | 0 | 0 | 0 | 0 | 0 | 0 | 0 | 2009 Qtr 1: 0; 2009 Qtr 2: 0; 2009 Qtr 3: 0; 2009 Qtr 4: 8; 2010 Qtr 1: 0; 2010 Qtr 2: 0; 2010 Qtr 3: 0; 2010 Qtr 4: 0; 2011 Qtr 1: 0; 2011 Qtr 2: 0; 2011 Qtr 3: 0; 2011 Qtr 4: 0 | 8
0 | 267020-Economizer Repair Com All CZ07 Vint05 |  | System | Commercial | 01-ALC-AllCommercial-Cooling | 0 |  |  |  |  | 41.71 | 41 | 0 | 0 | 0 | 0.71 | 440 |  | kWh | 0.0023 | 0 | Commercial |  | Winter Only | [5 empty] | 5 | 0.85 |  |  |  | 0 | 5 | 0 | 0 | 0 | 0 | 0 | 0 | 0 | 0 | 0 | 0 | 2009 Qtr 1: 0; 2009 Qtr 2: 0; 2009 Qtr 3: 0; 2009 Qtr 4: 5; 2010 Qtr 1: 0; 2010 Qtr 2: 0; 2010 Qtr 3: 0; 2010 Qtr 4: 0; 2011 Qtr 1: 0; 2011 Qtr 2: 0; 2011 Qtr 3: 0; 2011 Qtr 4: 0 | 5
0 | 267045-Commercial Condensor Coil Cleaning (all units - savings at 50% of DEER) Com All CZ10 VintAll |  | System | Commercial | 01-ALC-AllCommercial-Cooling | 0 |  |  |  |  | 10 | 10 | 0 | 0 | 0 | 0 | 74 |  | kWh | 0.0665 | 0 | Commercial | [7 empty] | 3 | 0.78 |  |  |  | 1 | 5 | 0 | 0 | 0 | 0 | 0 | 0 | 0 | 0 | 0 | 0 | 2009 Qtr 1: 0; 2009 Qtr 2: 0; 2009 Qtr 3: 0; 2009 Qtr 4: 5; 2010 Qtr 1: 0; 2010 Qtr 2: 0; 2010 Qtr 3: 0; 2010 Qtr 4: 0; 2011 Qtr 1: 0; 2011 Qtr 2: 0; 2011 Qtr 3: 0; 2011 Qtr 4: 0 | 5
0 | 267032-High Refrigerant Charge Adjustment (>= ±20% rated charge) Resid MF CZ10 Vint03 |  | System | Residential | 13-MFM-ResidentialMulti-family-SP_COOL | 0 |  |  |  |  | 66.33 | 71.5 | 0 | 0 | 0 | -5.17 | 195.15 |  | kWh | 0.21338 | -0.15765 | Residential |  | Winter Only | [5 empty] | 10 | 0.78 |  |  |  | 1 | 5 | 0 | 0 | 0 | 0 | 0 | 0 | 0 | 0 | 0 | 0 | 2009 Qtr 1: 0; 2009 Qtr 2: 0; 2009 Qtr 3: 0; 2009 Qtr 4: 5; 2010 Qtr 1: 0; 2010 Qtr 2: 0; 2010 Qtr 3: 0; 2010 Qtr 4: 0; 2011 Qtr 1: 0; 2011 Qtr 2: 0; 2011 Qtr 3: 0; 2011 Qtr 4: 0 | 5
0 | 267042-Residential Condensor Coil Cleaning Resid MF CZ10 VintAll |  | System | Residential | 13-MFM-ResidentialMulti-family-SP_COOL | 0 |  |  |  |  | 50 | 50 | 0 | 0 | 0 | 0 | 180 |  | kWh | 0.2376 | 0 | Residential | [7 empty] | 3 | 0.78 |  |  |  | 1 | 1 | 0 | 0 | 0 | 0 | 0 | 0 | 0 | 0 | 0 | 0 | 2009 Qtr 1: 0; 2009 Qtr 2: 0; 2009 Qtr 3: 0; 2009 Qtr 4: 1; 2010 Qtr 1: 0; 2010 Qtr 2: 0; 2010 Qtr 3: 0; 2010 Qtr 4: 0; 2011 Qtr 1: 0; 2011 Qtr 2: 0; 2011 Qtr 3: 0; 2011 Qtr 4: 0 | 1
0 | 267001-High Refrigerant Charge Adjustment (>= ±20% rated charge) Resid SFCZ10 Vint03 |  | System | Residential | 26-SFM-ResidentialSingleFamily-SP_COOL | 0 |  |  |  |  | 65 | 71.5 | 0 | 0 | 0 | -6.5 | 248.449 |  | kWh | 0.18306 | -0.066637 | Residential |  | Winter Only | [5 empty] | 10 | 0.78 |  |  |  | 1 | 4 | 0 | 0 | 0 | 0 | 0 | 0 | 0 | 0 | 0 | 0 | 2009 Qtr 1: 0; 2009 Qtr 2: 0; 2009 Qtr 3: 0; 2009 Qtr 4: 4; 2010 Qtr 1: 0; 2010 Qtr 2: 0; 2010 Qtr 3: 0; 2010 Qtr 4: 0; 2011 Qtr 1: 0; 2011 Qtr 2: 0; 2011 Qtr 3: 0; 2011 Qtr 4: 0 | 4
0 | 267040-Residential Condensor Coil Cleaning Resid SF CZ10 VintAll |  | System | Residential | 26-SFM-ResidentialSingleFamily-SP_COOL | 0 |  |  |  |  | 50 | 50 | 0 | 0 | 0 | 0 | 270 |  | kWh | 0.3564 | 0 | Residential | [7 empty] | 3 | 0.78 |  |  |  | 1 | 1 | 0 | 0 | 0 | 0 | 0 | 0 | 0 | 0 | 0 | 0 | 2009 Qtr 1: 0; 2009 Qtr 2: 0; 2009 Qtr 3: 0; 2009 Qtr 4: 1; 2010 Qtr 1: 0; 2010 Qtr 2: 0; 2010 Qtr 3: 0; 2010 Qtr 4: 0; 2011 Qtr 1: 0; 2011 Qtr 2: 0; 2011 Qtr 3: 0; 2011 Qtr 4: 0 | 1
0 | 267040-Residential Condensor Coil Cleaning Resid SF CZ10 VintAll |  | System | Residential | 26-SFM-ResidentialSingleFamily-SP_COOL | 0 |  |  |  |  | 50 | 50 | 0 | 0 | 0 | 0 | 270 |  | kWh | 0.3564 | 0 | Residential | [7 empty] | 3 | 0.78 |  |  |  | 1 | 1 | 0 | 0 | 0 | 0 | 0 | 0 | 0 | 0 | 0 | 0 | 2009 Qtr 1: 0; 2009 Qtr 2: 0; 2009 Qtr 3: 0; 2009 Qtr 4: 1; 2010 Qtr 1: 0; 2010 Qtr 2: 0; 2010 Qtr 3: 0; 2010 Qtr 4: 0; 2011 Qtr 1: 0; 2011 Qtr 2: 0; 2011 Qtr 3: 0; 2011 Qtr 4: 0 | 1
0 | 267002-High Refrigerant Charge Adjustment (>= ±20% rated charge) Resid SF CZ10 Vint04 |  | System | Residential | 26-SFM-ResidentialSingleFamily-SP_COOL | 0 |  |  |  |  | 65 | 71.5 | 0 | 0 | 0 | -6.5 | 205.771 |  | kWh | 0.22808 | -0.078078 | Residential |  | Winter Only | [5 empty] | 10 | 0.78 |  |  |  | 1 | 4 | 0 | 0 | 0 | 0 | 0 | 0 | 0 | 0 | 0 | 0 | 2009 Qtr 1: 0; 2009 Qtr 2: 0; 2009 Qtr 3: 0; 2009 Qtr 4: 4; 2010 Qtr 1: 0; 2010 Qtr 2: 0; 2010 Qtr 3: 0; 2010 Qtr 4: 0; 2011 Qtr 1: 0; 2011 Qtr 2: 0; 2011 Qtr 3: 0; 2011 Qtr 4: 0 | 4
0 | 267040-Residential Condensor Coil Cleaning Resid SF CZ10 VintAll |  | System | Residential | 26-SFM-ResidentialSingleFamily-SP_COOL | 0 |  |  |  |  | 50 | 50 | 0 | 0 | 0 | 0 | 270 |  | kWh | 0.3564 | 0 | Residential | [7 empty] | 3 | 0.78 |  |  |  | 1 | 1 | 0 | 0 | 0 | 0 | 0 | 0 | 0 | 0 | 0 | 0 | 2009 Qtr 1: 0; 2009 Qtr 2: 0; 2009 Qtr 3: 0; 2009 Qtr 4: 1; 2010 Qtr 1: 0; 2010 Qtr 2: 0; 2010 Qtr 3: 0; 2010 Qtr 4: 0; 2011 Qtr 1: 0; 2011 Qtr 2: 0; 2011 Qtr 3: 0; 2011 Qtr 4: 0 | 1
0 | 267003-High Refrigerant Charge Adjustment (>= ±20% rated charge) Resid SF CZ10 Vint05 |  | System | Residential | 26-SFM-ResidentialSingleFamily-SP_COOL | 0 |  |  |  |  | 65 | 71.5 | 0 | 0 | 0 | -6.5 | 162.471 |  | kWh | 0.23875 | -0.071356 | Residential |  | Winter Only | [5 empty] | 10 | 0.78 |  |  |  | 1 | 5 | 0 | 0 | 0 | 0 | 0 | 0 | 0 | 0 | 0 | 0 | 2009 Qtr 1: 0; 2009 Qtr 2: 0; 2009 Qtr 3: 0; 2009 Qtr 4: 5; 2010 Qtr 1: 0; 2010 Qtr 2: 0; 2010 Qtr 3: 0; 2010 Qtr 4: 0; 2011 Qtr 1: 0; 2011 Qtr 2: 0; 2011 Qtr 3: 0; 2011 Qtr 4: 0 | 5
0 | 267040-Residential Condensor Coil Cleaning Resid SF CZ10 VintAll |  | System | Residential | 26-SFM-ResidentialSingleFamily-SP_COOL | 0 |  |  |  |  | 50 | 50 | 0 | 0 | 0 | 0 | 270 |  | kWh | 0.3564 | 0 | Residential | [7 empty] | 3 | 0.78 |  |  |  | 1 | 1 | 0 | 0 | 0 | 0 | 0 | 0 | 0 | 0 | 0 | 0 | 2009 Qtr 1: 0; 2009 Qtr 2: 0; 2009 Qtr 3: 0; 2009 Qtr 4: 1; 2010 Qtr 1: 0; 2010 Qtr 2: 0; 2010 Qtr 3: 0; 2010 Qtr 4: 0; 2011 Qtr 1: 0; 2011 Qtr 2: 0; 2011 Qtr 3: 0; 2011 Qtr 4: 0 | 1
0 | 267002-High Refrigerant Charge Adjustment (>= ±20% rated charge) Resid SF CZ10 Vint04 |  | System | Residential | 26-SFM-ResidentialSingleFamily-SP_COOL | 0 |  |  |  |  | 65 | 89.375 | 0 | 0 | 0 | -24.375 | 205.771 |  | kWh | 0.22808 | -0.078078 | Residential |  | Winter Only | [5 empty] | 10 | 0.78 |  |  |  | 1 | 2 | 0 | 0 | 0 | 0 | 0 | 0 | 0 | 0 | 0 | 0 | 2009 Qtr 1: 0; 2009 Qtr 2: 0; 2009 Qtr 3: 0; 2009 Qtr 4: 2; 2010 Qtr 1: 0; 2010 Qtr 2: 0; 2010 Qtr 3: 0; 2010 Qtr 4: 0; 2011 Qtr 1: 0; 2011 Qtr 2: 0; 2011 Qtr 3: 0; 2011 Qtr 4: 0 | 2
0 | 267040-Residential Condensor Coil Cleaning Resid SF CZ10 VintAll |  | System | Residential | 26-SFM-ResidentialSingleFamily-SP_COOL | 0 |  |  |  |  | 50 | 50 | 0 | 0 | 0 | 0 | 270 |  | kWh | 0.3564 | 0 | Residential | [7 empty] | 3 | 0.78 |  |  |  | 1 | 1 | 0 | 0 | 0 | 0 | 0 | 0 | 0 | 0 | 0 | 0 | 2009 Qtr 1: 0; 2009 Qtr 2: 0; 2009 Qtr 3: 0; 2009 Qtr 4: 1; 2010 Qtr 1: 0; 2010 Qtr 2: 0; 2010 Qtr 3: 0; 2010 Qtr 4: 0; 2011 Qtr 1: 0; 2011 Qtr 2: 0; 2011 Qtr 3: 0; 2011 Qtr 4: 0 | 1
0 | 267003-High Refrigerant Charge Adjustment (>= ±20% rated charge) Resid SF CZ10 Vint05 |  | System | Residential | 26-SFM-ResidentialSingleFamily-SP_COOL | 0 |  |  |  |  | 65 | 71.5 | 0 | 0 | 0 | -6.5 | 162.471 |  | kWh | 0.23875 | -0.071356 | Residential |  | Winter Only | [5 empty] | 10 | 0.78 |  |  |  | 1 | 5 | 0 | 0 | 0 | 0 | 0 | 0 | 0 | 0 | 0 | 0 | 2009 Qtr 1: 0; 2009 Qtr 2: 0; 2009 Qtr 3: 0; 2009 Qtr 4: 5; 2010 Qtr 1: 0; 2010 Qtr 2: 0; 2010 Qtr 3: 0; 2010 Qtr 4: 0; 2011 Qtr 1: 0; 2011 Qtr 2: 0; 2011 Qtr 3: 0; 2011 Qtr 4: 0 | 5
0 | 267040-Residential Condensor Coil Cleaning Resid SF CZ10 VintAll |  | System | Residential | 26-SFM-ResidentialSingleFamily-SP_COOL | 0 |  |  |  |  | 50 | 50 | 0 | 0 | 0 | 0 | 270 |  | kWh | 0.3564 | 0 | Residential | [7 empty] | 3 | 0.78 |  |  |  | 1 | 1 | 0 | 0 | 0 | 0 | 0 | 0 | 0 | 0 | 0 | 0 | 2009 Qtr 1: 0; 2009 Qtr 2: 0; 2009 Qtr 3: 0; 2009 Qtr 4: 1; 2010 Qtr 1: 0; 2010 Qtr 2: 0; 2010 Qtr 3: 0; 2010 Qtr 4: 0; 2011 Qtr 1: 0; 2011 Qtr 2: 0; 2011 Qtr 3: 0; 2011 Qtr 4: 0 | 1
0 | 267002-High Refrigerant Charge Adjustment (>= ±20% rated charge) Resid SF CZ10 Vint04 |  | System | Residential | 26-SFM-ResidentialSingleFamily-SP_COOL | 0 |  |  |  |  | 65 | 71.5 | 0 | 0 | 0 | -6.5 | 205.771 |  | kWh | 0.22808 | -0.078078 | Residential |  | Winter Only | [5 empty] | 10 | 0.78 |  |  |  | 1 | 3 | 0 | 0 | 0 | 0 | 0 | 0 | 0 | 0 | 0 | 0 | 2009 Qtr 1: 0; 2009 Qtr 2: 0; 2009 Qtr 3: 0; 2009 Qtr 4: 3; 2010 Qtr 1: 0; 2010 Qtr 2: 0; 2010 Qtr 3: 0; 2010 Qtr 4: 0; 2011 Qtr 1: 0; 2011 Qtr 2: 0; 2011 Qtr 3: 0; 2011 Qtr 4: 0 | 3
0 | 267040-Residential Condensor Coil Cleaning Resid SF CZ10 VintAll |  | System | Residential | 26-SFM-ResidentialSingleFamily-SP_COOL | 0 |  |  |  |  | 50 | 50 | 0 | 0 | 0 | 0 | 270 |  | kWh | 0.3564 | 0 | Residential | [7 empty] | 3 | 0.78 |  |  |  | 1 | 1 | 0 | 0 | 0 | 0 | 0 | 0 | 0 | 0 | 0 | 0 | 2009 Qtr 1: 0; 2009 Qtr 2: 0; 2009 Qtr 3: 0; 2009 Qtr 4: 1; 2010 Qtr 1: 0; 2010 Qtr 2: 0; 2010 Qtr 3: 0; 2010 Qtr 4: 0; 2011 Qtr 1: 0; 2011 Qtr 2: 0; 2011 Qtr 3: 0; 2011 Qtr 4: 0 | 1
0 | 267001-High Refrigerant Charge Adjustment (>= ±20% rated charge) Resid SFCZ10 Vint03 |  | System | Residential | 26-SFM-ResidentialSingleFamily-SP_COOL | 0 |  |  |  |  | 65 | 71.5 | 0 | 0 | 0 | -6.5 | 248.449 |  | kWh | 0.18306 | -0.066637 | Residential |  | Winter Only | [5 empty] | 10 | 0.78 |  |  |  | 1 | 2 | 0 | 0 | 0 | 0 | 0 | 0 | 0 | 0 | 0 | 0 | 2009 Qtr 1: 0; 2009 Qtr 2: 0; 2009 Qtr 3: 0; 2009 Qtr 4: 2; 2010 Qtr 1: 0; 2010 Qtr 2: 0; 2010 Qtr 3: 0; 2010 Qtr 4: 0; 2011 Qtr 1: 0; 2011 Qtr 2: 0; 2011 Qtr 3: 0; 2011 Qtr 4: 0 | 2
0 | 267040-Residential Condensor Coil Cleaning Resid SF CZ10 VintAll |  | System | Residential | 26-SFM-ResidentialSingleFamily-SP_COOL | 0 |  |  |  |  | 50 | 50 | 0 | 0 | 0 | 0 | 270 |  | kWh | 0.3564 | 0 | Residential | [7 empty] | 3 | 0.78 |  |  |  | 1 | 1 | 0 | 0 | 0 | 0 | 0 | 0 | 0 | 0 | 0 | 0 | 2009 Qtr 1: 0; 2009 Qtr 2: 0; 2009 Qtr 3: 0; 2009 Qtr 4: 1; 2010 Qtr 1: 0; 2010 Qtr 2: 0; 2010 Qtr 3: 0; 2010 Qtr 4: 0; 2011 Qtr 1: 0; 2011 Qtr 2: 0; 2011 Qtr 3: 0; 2011 Qtr 4: 0 | 1
0 | 267010-Duct Sealing (Total Leakage Reduced from 40% of AHU flow to 12%) Resid SF CZ10 Vint04 |  | System | Residential | 26-SFM-ResidentialSingleFamily-SP_COOL | 0 |  |  |  |  | 106.8728 | 210 | 0 | 0 | 0 | -103.1272 | 181.333 |  | kWh | 0.24097 | 10.7341 | Residential |  | Winter Only | [5 empty] | 18 | 0.78 |  |  |  | 0 | 2 | 0 | 0 | 0 | 0 | 0 | 0 | 0 | 0 | 0 | 0 | 2009 Qtr 1: 0; 2009 Qtr 2: 0; 2009 Qtr 3: 0; 2009 Qtr 4: 2; 2010 Qtr 1: 0; 2010 Qtr 2: 0; 2010 Qtr 3: 0; 2010 Qtr 4: 0; 2011 Qtr 1: 0; 2011 Qtr 2: 0; 2011 Qtr 3: 0; 2011 Qtr 4: 0 | 2
0 | 267010-Duct Sealing (Total Leakage Reduced from 40% of AHU flow to 12%) Resid SF CZ10 Vint04 |  | System | Residential | 26-SFM-ResidentialSingleFamily-SP_COOL | 0 |  |  |  |  | 106.8728 | 360 | 0 | 0 | 0 | -253.1272 | 181.333 |  | kWh | 0.24097 | 10.7341 | Residential |  | Winter Only | [5 empty] | 18 | 0.78 |  |  |  | 0 | 1 | 0 | 0 | 0 | 0 | 0 | 0 | 0 | 0 | 0 | 0 | 2009 Qtr 1: 0; 2009 Qtr 2: 0; 2009 Qtr 3: 0; 2009 Qtr 4: 1; 2010 Qtr 1: 0; 2010 Qtr 2: 0; 2010 Qtr 3: 0; 2010 Qtr 4: 0; 2011 Qtr 1: 0; 2011 Qtr 2: 0; 2011 Qtr 3: 0; 2011 Qtr 4: 0 | 1
0 | 267010-Duct Sealing (Total Leakage Reduced from 40% of AHU flow to 12%) Resid SF CZ10 Vint04 |  | System | Residential | 26-SFM-ResidentialSingleFamily-SP_COOL | 0 |  |  |  |  | 106.8728 | 320 | 0 | 0 | 0 | -213.1272 | 181.333 |  | kWh | 0.24097 | 10.7341 | Residential |  | Winter Only | [5 empty] | 18 | 0.78 |  |  |  | 0 | 1 | 0 | 0 | 0 | 0 | 0 | 0 | 0 | 0 | 0 | 0 | 2009 Qtr 1: 0; 2009 Qtr 2: 0; 2009 Qtr 3: 0; 2009 Qtr 4: 1; 2010 Qtr 1: 0; 2010 Qtr 2: 0; 2010 Qtr 3: 0; 2010 Qtr 4: 0; 2011 Qtr 1: 0; 2011 Qtr 2: 0; 2011 Qtr 3: 0; 2011 Qtr 4: 0 | 1
0 | 267009-Duct Sealing (Total Leakage Reduced from 40% of AHU flow to 12%) Resid SF CZ10 Vint03 |  | System | Residential | 26-SFM-ResidentialSingleFamily-SP_COOL | 0 |  |  |  |  | 106.2381 | 180 | 0 | 0 | 0 | -73.7619 | 0 |  | kWh | 0 | 0 | Residential |  | Winter Only | [5 empty] | 18 | 0.78 |  |  |  | 0.5 | 1 | 0 | 0 | 0 | 0 | 0 | 0 | 0 | 0 | 0 | 0 | 2009 Qtr 1: 0; 2009 Qtr 2: 0; 2009 Qtr 3: 0; 2009 Qtr 4: 1; 2010 Qtr 1: 0; 2010 Qtr 2: 0; 2010 Qtr 3: 0; 2010 Qtr 4: 0; 2011 Qtr 1: 0; 2011 Qtr 2: 0; 2011 Qtr 3: 0; 2011 Qtr 4: 0 | 1
0 | 267044-Commercial Condensor Coil Cleaning (all units - savings at 50% of DEER) Com All CZ07 VintAll |  | System | Commercial | 01-ALC-AllCommercial-Cooling | 0 |  |  |  |  | 9.9998 | 10 | 0 | 0 | 0 | -0.0002249 | 60 |  | kWh | 0.047 | 0 | Commercial | [7 empty] | 3 | 0.78 |  |  |  | 1 | 13 | 0 | 0 | 0 | 0 | 0 | 0 | 0 | 0 | 0 | 0 | 2009 Qtr 1: 0; 2009 Qtr 2: 0; 2009 Qtr 3: 0; 2009 Qtr 4: 13; 2010 Qtr 1: 0; 2010 Qtr 2: 0; 2010 Qtr 3: 0; 2010 Qtr 4: 0; 2011 Qtr 1: 0; 2011 Qtr 2: 0; 2011 Qtr 3: 0; 2011 Qtr 4: 0 | 13
0 | 267044-Commercial Condensor Coil Cleaning (all units - savings at 50% of DEER) Com All CZ07 VintAll |  | System | Commercial | 01-ALC-AllCommercial-Cooling | 0 |  |  |  |  | 9.9998 | 10 | 0 | 0 | 0 | -0.0002249 | 60 |  | kWh | 0.047 | 0 | Commercial | [7 empty] | 3 | 0.78 |  |  |  | 1 | 25 | 0 | 0 | 0 | 0 | 0 | 0 | 0 | 0 | 0 | 0 | 2009 Qtr 1: 0; 2009 Qtr 2: 0; 2009 Qtr 3: 0; 2009 Qtr 4: 25; 2010 Qtr 1: 0; 2010 Qtr 2: 0; 2010 Qtr 3: 0; 2010 Qtr 4: 0; 2011 Qtr 1: 0; 2011 Qtr 2: 0; 2011 Qtr 3: 0; 2011 Qtr 4: 0 | 25
0 | 267044-Commercial Condensor Coil Cleaning (all units - savings at 50% of DEER) Com All CZ07 VintAll |  | System | Commercial | 01-ALC-AllCommercial-Cooling | 0 |  |  |  |  | 9.9998 | 10 | 0 | 0 | 0 | -0.0002249 | 60 |  | kWh | 0.047 | 0 | Commercial | [7 empty] | 3 | 0.78 |  |  |  | 1 | 4 | 0 | 0 | 0 | 0 | 0 | 0 | 0 | 0 | 0 | 0 | 2009 Qtr 1: 0; 2009 Qtr 2: 0; 2009 Qtr 3: 0; 2009 Qtr 4: 4; 2010 Qtr 1: 0; 2010 Qtr 2: 0; 2010 Qtr 3: 0; 2010 Qtr 4: 0; 2011 Qtr 1: 0; 2011 Qtr 2: 0; 2011 Qtr 3: 0; 2011 Qtr 4: 0 | 4
0 | 267029-Commercial HVAC Diagnostic/Tune-up Com All CZ07 VintAll |  | System | Commercial | 01-ALC-AllCommercial-Cooling | 0 |  |  |  |  | 72.1918 | 82.5373 | 0 | 0 | 0 | -10.3455 | 60.0094 |  | kWh | 0.046765 | 0 | Commercial | [7 empty] | 10 | 0.85 |  |  |  | 1 | 6.7 | 0 | 0 | 0 | 0 | 0 | 0 | 0 | 0 | 0 | 0 | 2009 Qtr 1: 0; 2009 Qtr 2: 0; 2009 Qtr 3: 0; 2009 Qtr 4: 6.7; 2010 Qtr 1: 0; 2010 Qtr 2: 0; 2010 Qtr 3: 0; 2010 Qtr 4: 0; 2011 Qtr 1: 0; 2011 Qtr 2: 0; 2011 Qtr 3: 0; 2011 Qtr 4: 0 | 6.7
0 | 267044-Commercial Condensor Coil Cleaning (all units - savings at 50% of DEER) Com All CZ07 VintAll |  | System | Commercial | 01-ALC-AllCommercial-Cooling | 0 |  |  |  |  | 9.9998 | 10 | 0 | 0 | 0 | -0.0002249 | 60 |  | kWh | 0.047 | 0 | Commercial | [7 empty] | 3 | 0.78 |  |  |  | 1 | 10 | 0 | 0 | 0 | 0 | 0 | 0 | 0 | 0 | 0 | 0 | 2009 Qtr 1: 0; 2009 Qtr 2: 0; 2009 Qtr 3: 0; 2009 Qtr 4: 10; 2010 Qtr 1: 0; 2010 Qtr 2: 0; 2010 Qtr 3: 0; 2010 Qtr 4: 0; 2011 Qtr 1: 0; 2011 Qtr 2: 0; 2011 Qtr 3: 0; 2011 Qtr 4: 0 | 10
0 | 267029-Commercial HVAC Diagnostic/Tune-up Com All CZ07 VintAll |  | System | Commercial | 01-ALC-AllCommercial-Cooling | 0 |  |  |  |  | 72.1918 | 103.1716 | 0 | 0 | 0 | -30.9799 | 60.0094 |  | kWh | 0.046765 | 0 | Commercial | [7 empty] | 10 | 0.85 |  |  |  | 1 | 1.34 | 0 | 0 | 0 | 0 | 0 | 0 | 0 | 0 | 0 | 0 | 2009 Qtr 1: 0; 2009 Qtr 2: 0; 2009 Qtr 3: 0; 2009 Qtr 4: 1.34; 2010 Qtr 1: 0; 2010 Qtr 2: 0; 2010 Qtr 3: 0; 2010 Qtr 4: 0; 2011 Qtr 1: 0; 2011 Qtr 2: 0; 2011 Qtr 3: 0; 2011 Qtr 4: 0 | 1.34
0 | 267044-Commercial Condensor Coil Cleaning (all units - savings at 50% of DEER) Com All CZ07 VintAll |  | System | Commercial | 01-ALC-AllCommercial-Cooling | 0 |  |  |  |  | 9.9998 | 12.5 | 0 | 0 | 0 | -2.5002 | 60 |  | kWh | 0.047 | 0 | Commercial | [7 empty] | 3 | 0.78 |  |  |  | 1 | 2 | 0 | 0 | 0 | 0 | 0 | 0 | 0 | 0 | 0 | 0 | 2009 Qtr 1: 0; 2009 Qtr 2: 0; 2009 Qtr 3: 0; 2009 Qtr 4: 2; 2010 Qtr 1: 0; 2010 Qtr 2: 0; 2010 Qtr 3: 0; 2010 Qtr 4: 0; 2011 Qtr 1: 0; 2011 Qtr 2: 0; 2011 Qtr 3: 0; 2011 Qtr 4: 0 | 2
0 | 267044-Commercial Condensor Coil Cleaning (all units - savings at 50% of DEER) Com All CZ07 VintAll |  | System | Commercial | 01-ALC-AllCommercial-Cooling | 0 |  |  |  |  | 9.9998 | 10 | 0 | 0 | 0 | -0.0002249 | 60 |  | kWh | 0.047 | 0 | Commercial | [7 empty] | 3 | 0.78 |  |  |  | 1 | 3 | 0 | 0 | 0 | 0 | 0 | 0 | 0 | 0 | 0 | 0 | 2009 Qtr 1: 0; 2009 Qtr 2: 0; 2009 Qtr 3: 0; 2009 Qtr 4: 3; 2010 Qtr 1: 0; 2010 Qtr 2: 0; 2010 Qtr 3: 0; 2010 Qtr 4: 0; 2011 Qtr 1: 0; 2011 Qtr 2: 0; 2011 Qtr 3: 0; 2011 Qtr 4: 0 | 3
0 | 267044-Commercial Condensor Coil Cleaning (all units - savings at 50% of DEER) Com All CZ07 VintAll |  | System | Commercial | 01-ALC-AllCommercial-Cooling | 0 |  |  |  |  | 9.9998 | 10 | 0 | 0 | 0 | -0.0002249 | 60 |  | kWh | 0.047 | 0 | Commercial | [7 empty] | 3 | 0.78 |  |  |  | 1 | 3 | 0 | 0 | 0 | 0 | 0 | 0 | 0 | 0 | 0 | 0 | 2009 Qtr 1: 0; 2009 Qtr 2: 0; 2009 Qtr 3: 0; 2009 Qtr 4: 3; 2010 Qtr 1: 0; 2010 Qtr 2: 0; 2010 Qtr 3: 0; 2010 Qtr 4: 0; 2011 Qtr 1: 0; 2011 Qtr 2: 0; 2011 Qtr 3: 0; 2011 Qtr 4: 0 | 3
0 | 267029-Commercial HVAC Diagnostic/Tune-up Com All CZ07 VintAll |  | System | Commercial | 01-ALC-AllCommercial-Cooling | 0 |  |  |  |  | 72.1918 | 82.5373 | 0 | 0 | 0 | -10.3455 | 60.0094 |  | kWh | 0.046765 | 0 | Commercial | [7 empty] | 10 | 0.85 |  |  |  | 1 | 2.68 | 0 | 0 | 0 | 0 | 0 | 0 | 0 | 0 | 0 | 0 | 2009 Qtr 1: 0; 2009 Qtr 2: 0; 2009 Qtr 3: 0; 2009 Qtr 4: 2.68; 2010 Qtr 1: 0; 2010 Qtr 2: 0; 2010 Qtr 3: 0; 2010 Qtr 4: 0; 2011 Qtr 1: 0; 2011 Qtr 2: 0; 2011 Qtr 3: 0; 2011 Qtr 4: 0 | 2.68
0 | 267044-Commercial Condensor Coil Cleaning (all units - savings at 50% of DEER) Com All CZ07 VintAll |  | System | Commercial | 01-ALC-AllCommercial-Cooling | 0 |  |  |  |  | 9.9998 | 10 | 0 | 0 | 0 | -0.0002249 | 60 |  | kWh | 0.047 | 0 | Commercial | [7 empty] | 3 | 0.78 |  |  |  | 1 | 4 | 0 | 0 | 0 | 0 | 0 | 0 | 0 | 0 | 0 | 0 | 2009 Qtr 1: 0; 2009 Qtr 2: 0; 2009 Qtr 3: 0; 2009 Qtr 4: 4; 2010 Qtr 1: 0; 2010 Qtr 2: 0; 2010 Qtr 3: 0; 2010 Qtr 4: 0; 2011 Qtr 1: 0; 2011 Qtr 2: 0; 2011 Qtr 3: 0; 2011 Qtr 4: 0 | 4
0 | 267030-Commercial HVAC Diagnostic/Tune-up Com All CZ10 VintAll |  | System | Commercial | 01-ALC-AllCommercial-Cooling | 0 |  |  |  |  | 67.6133 | 82.5373 | 0 | 0 | 0 | -14.924 | 214 |  | kWh | 0.15 | 0 | Commercial | [7 empty] | 10 | 0.85 |  |  |  | 1 | 2.68 | 0 | 0 | 0 | 0 | 0 | 0 | 0 | 0 | 0 | 0 | 2009 Qtr 1: 0; 2009 Qtr 2: 0; 2009 Qtr 3: 0; 2009 Qtr 4: 2.68; 2010 Qtr 1: 0; 2010 Qtr 2: 0; 2010 Qtr 3: 0; 2010 Qtr 4: 0; 2011 Qtr 1: 0; 2011 Qtr 2: 0; 2011 Qtr 3: 0; 2011 Qtr 4: 0 | 2.68
0 | 267045-Commercial Condensor Coil Cleaning (all units - savings at 50% of DEER) Com All CZ10 VintAll |  | System | Commercial | 01-ALC-AllCommercial-Cooling | 0 |  |  |  |  | 10 | 10 | 0 | 0 | 0 | 0 | 74 |  | kWh | 0.0665 | 0 | Commercial | [7 empty] | 3 | 0.78 |  |  |  | 1 | 4 | 0 | 0 | 0 | 0 | 0 | 0 | 0 | 0 | 0 | 0 | 2009 Qtr 1: 0; 2009 Qtr 2: 0; 2009 Qtr 3: 0; 2009 Qtr 4: 4; 2010 Qtr 1: 0; 2010 Qtr 2: 0; 2010 Qtr 3: 0; 2010 Qtr 4: 0; 2011 Qtr 1: 0; 2011 Qtr 2: 0; 2011 Qtr 3: 0; 2011 Qtr 4: 0 | 4
0 | 267030-Commercial HVAC Diagnostic/Tune-up Com All CZ10 VintAll |  | System | Commercial | 01-ALC-AllCommercial-Cooling | 0 |  |  |  |  | 67.6133 | 82.5373 | 0 | 0 | 0 | -14.924 | 214 |  | kWh | 0.15 | 0 | Commercial | [7 empty] | 10 | 0.85 |  |  |  | 1 | 2.68 | 0 | 0 | 0 | 0 | 0 | 0 | 0 | 0 | 0 | 0 | 2009 Qtr 1: 0; 2009 Qtr 2: 0; 2009 Qtr 3: 0; 2009 Qtr 4: 2.68; 2010 Qtr 1: 0; 2010 Qtr 2: 0; 2010 Qtr 3: 0; 2010 Qtr 4: 0; 2011 Qtr 1: 0; 2011 Qtr 2: 0; 2011 Qtr 3: 0; 2011 Qtr 4: 0 | 2.68
0 | 267045-Commercial Condensor Coil Cleaning (all units - savings at 50% of DEER) Com All CZ10 VintAll |  | System | Commercial | 01-ALC-AllCommercial-Cooling | 0 |  |  |  |  | 10 | 10 | 0 | 0 | 0 | 0 | 74 |  | kWh | 0.0665 | 0 | Commercial | [7 empty] | 3 | 0.78 |  |  |  | 1 | 4 | 0 | 0 | 0 | 0 | 0 | 0 | 0 | 0 | 0 | 0 | 2009 Qtr 1: 0; 2009 Qtr 2: 0; 2009 Qtr 3: 0; 2009 Qtr 4: 4; 2010 Qtr 1: 0; 2010 Qtr 2: 0; 2010 Qtr 3: 0; 2010 Qtr 4: 0; 2011 Qtr 1: 0; 2011 Qtr 2: 0; 2011 Qtr 3: 0; 2011 Qtr 4: 0 | 4
0 | 267030-Commercial HVAC Diagnostic/Tune-up Com All CZ10 VintAll |  | System | Commercial | 01-ALC-AllCommercial-Cooling | 0 |  |  |  |  | 67.6133 | 82.5373 | 0 | 0 | 0 | -14.924 | 214 |  | kWh | 0.15 | 0 | Commercial | [7 empty] | 10 | 0.85 |  |  |  | 1 | 3.35 | 0 | 0 | 0 | 0 | 0 | 0 | 0 | 0 | 0 | 0 | 2009 Qtr 1: 0; 2009 Qtr 2: 0; 2009 Qtr 3: 0; 2009 Qtr 4: 3.35; 2010 Qtr 1: 0; 2010 Qtr 2: 0; 2010 Qtr 3: 0; 2010 Qtr 4: 0; 2011 Qtr 1: 0; 2011 Qtr 2: 0; 2011 Qtr 3: 0; 2011 Qtr 4: 0 | 3.35
0 | 267045-Commercial Condensor Coil Cleaning (all units - savings at 50% of DEER) Com All CZ10 VintAll |  | System | Commercial | 01-ALC-AllCommercial-Cooling | 0 |  |  |  |  | 10 | 10 | 0 | 0 | 0 | 0 | 74 |  | kWh | 0.0665 | 0 | Commercial | [7 empty] | 3 | 0.78 |  |  |  | 1 | 5 | 0 | 0 | 0 | 0 | 0 | 0 | 0 | 0 | 0 | 0 | 2009 Qtr 1: 0; 2009 Qtr 2: 0; 2009 Qtr 3: 0; 2009 Qtr 4: 5; 2010 Qtr 1: 0; 2010 Qtr 2: 0; 2010 Qtr 3: 0; 2010 Qtr 4: 0; 2011 Qtr 1: 0; 2011 Qtr 2: 0; 2011 Qtr 3: 0; 2011 Qtr 4: 0 | 5
0 | 267030-Commercial HVAC Diagnostic/Tune-up Com All CZ10 VintAll |  | System | Commercial | 01-ALC-AllCommercial-Cooling | 0 |  |  |  |  | 67.6133 | 82.5373 | 0 | 0 | 0 | -14.924 | 214 |  | kWh | 0.15 | 0 | Commercial | [7 empty] | 10 | 0.85 |  |  |  | 1 | 3.35 | 0 | 0 | 0 | 0 | 0 | 0 | 0 | 0 | 0 | 0 | 2009 Qtr 1: 0; 2009 Qtr 2: 0; 2009 Qtr 3: 0; 2009 Qtr 4: 3.35; 2010 Qtr 1: 0; 2010 Qtr 2: 0; 2010 Qtr 3: 0; 2010 Qtr 4: 0; 2011 Qtr 1: 0; 2011 Qtr 2: 0; 2011 Qtr 3: 0; 2011 Qtr 4: 0 | 3.35
0 | 267045-Commercial Condensor Coil Cleaning (all units - savings at 50% of DEER) Com All CZ10 VintAll |  | System | Commercial | 01-ALC-AllCommercial-Cooling | 0 |  |  |  |  | 10 | 10 | 0 | 0 | 0 | 0 | 74 |  | kWh | 0.0665 | 0 | Commercial | [7 empty] | 3 | 0.78 |  |  |  | 1 | 5 | 0 | 0 | 0 | 0 | 0 | 0 | 0 | 0 | 0 | 0 | 2009 Qtr 1: 0; 2009 Qtr 2: 0; 2009 Qtr 3: 0; 2009 Qtr 4: 5; 2010 Qtr 1: 0; 2010 Qtr 2: 0; 2010 Qtr 3: 0; 2010 Qtr 4: 0; 2011 Qtr 1: 0; 2011 Qtr 2: 0; 2011 Qtr 3: 0; 2011 Qtr 4: 0 | 5
0 | 267034-High Refrigerant Charge Adjustment (>= ±20% rated charge) Resid MF CZ10 Vint05 |  | System | Residential | 13-MFM-ResidentialMulti-family-SP_COOL | 0 |  |  |  |  | 66.33 | 71.5 | 0 | 0 | 0 | -5.17 | 140.383 |  | kWh | 0.19848 | -0.066812 | Residential |  | Winter Only | [5 empty] | 10 | 0.78 |  |  |  | 1 | 2 | 0 | 0 | 0 | 0 | 0 | 0 | 0 | 0 | 0 | 0 | 2009 Qtr 1: 0; 2009 Qtr 2: 0; 2009 Qtr 3: 0; 2009 Qtr 4: 2; 2010 Qtr 1: 0; 2010 Qtr 2: 0; 2010 Qtr 3: 0; 2010 Qtr 4: 0; 2011 Qtr 1: 0; 2011 Qtr 2: 0; 2011 Qtr 3: 0; 2011 Qtr 4: 0 | 2
0 | 267042-Residential Condensor Coil Cleaning Resid MF CZ10 VintAll |  | System | Residential | 13-MFM-ResidentialMulti-family-SP_COOL | 0 |  |  |  |  | 50 | 50 | 0 | 0 | 0 | 0 | 180 |  | kWh | 0.2376 | 0 | Residential | [7 empty] | 3 | 0.78 |  |  |  | 1 | 1 | 0 | 0 | 0 | 0 | 0 | 0 | 0 | 0 | 0 | 0 | 2009 Qtr 1: 0; 2009 Qtr 2: 0; 2009 Qtr 3: 0; 2009 Qtr 4: 1; 2010 Qtr 1: 0; 2010 Qtr 2: 0; 2010 Qtr 3: 0; 2010 Qtr 4: 0; 2011 Qtr 1: 0; 2011 Qtr 2: 0; 2011 Qtr 3: 0; 2011 Qtr 4: 0 | 1
0 | 267034-High Refrigerant Charge Adjustment (>= ±20% rated charge) Resid MF CZ10 Vint05 |  | System | Residential | 13-MFM-ResidentialMulti-family-SP_COOL | 0 |  |  |  |  | 66.33 | 71.5 | 0 | 0 | 0 | -5.17 | 140.383 |  | kWh | 0.19848 | -0.066812 | Residential |  | Winter Only | [5 empty] | 10 | 0.78 |  |  |  | 1 | 2 | 0 | 0 | 0 | 0 | 0 | 0 | 0 | 0 | 0 | 0 | 2009 Qtr 1: 0; 2009 Qtr 2: 0; 2009 Qtr 3: 0; 2009 Qtr 4: 2; 2010 Qtr 1: 0; 2010 Qtr 2: 0; 2010 Qtr 3: 0; 2010 Qtr 4: 0; 2011 Qtr 1: 0; 2011 Qtr 2: 0; 2011 Qtr 3: 0; 2011 Qtr 4: 0 | 2
0 | 267042-Residential Condensor Coil Cleaning Resid MF CZ10 VintAll |  | System | Residential | 13-MFM-ResidentialMulti-family-SP_COOL | 0 |  |  |  |  | 50 | 50 | 0 | 0 | 0 | 0 | 180 |  | kWh | 0.2376 | 0 | Residential | [7 empty] | 3 | 0.78 |  |  |  | 1 | 1 | 0 | 0 | 0 | 0 | 0 | 0 | 0 | 0 | 0 | 0 | 2009 Qtr 1: 0; 2009 Qtr 2: 0; 2009 Qtr 3: 0; 2009 Qtr 4: 1; 2010 Qtr 1: 0; 2010 Qtr 2: 0; 2010 Qtr 3: 0; 2010 Qtr 4: 0; 2011 Qtr 1: 0; 2011 Qtr 2: 0; 2011 Qtr 3: 0; 2011 Qtr 4: 0 | 1
0 | 267042-Residential Condensor Coil Cleaning Resid MF CZ10 VintAll |  | System | Residential | 13-MFM-ResidentialMulti-family-SP_COOL | 0 |  |  |  |  | 50 | 50 | 0 | 0 | 0 | 0 | 180 |  | kWh | 0.2376 | 0 | Residential | [7 empty] | 3 | 0.78 |  |  |  | 1 | 1 | 0 | 0 | 0 | 0 | 0 | 0 | 0 | 0 | 0 | 0 | 2009 Qtr 1: 0; 2009 Qtr 2: 0; 2009 Qtr 3: 0; 2009 Qtr 4: 1; 2010 Qtr 1: 0; 2010 Qtr 2: 0; 2010 Qtr 3: 0; 2010 Qtr 4: 0; 2011 Qtr 1: 0; 2011 Qtr 2: 0; 2011 Qtr 3: 0; 2011 Qtr 4: 0 | 1
0 | 267042-Residential Condensor Coil Cleaning Resid MF CZ10 VintAll |  | System | Residential | 13-MFM-ResidentialMulti-family-SP_COOL | 0 |  |  |  |  | 50 | 50 | 0 | 0 | 0 | 0 | 180 |  | kWh | 0.2376 | 0 | Residential | [7 empty] | 3 | 0.78 |  |  |  | 1 | 1 | 0 | 0 | 0 | 0 | 0 | 0 | 0 | 0 | 0 | 0 | 2009 Qtr 1: 0; 2009 Qtr 2: 0; 2009 Qtr 3: 0; 2009 Qtr 4: 1; 2010 Qtr 1: 0; 2010 Qtr 2: 0; 2010 Qtr 3: 0; 2010 Qtr 4: 0; 2011 Qtr 1: 0; 2011 Qtr 2: 0; 2011 Qtr 3: 0; 2011 Qtr 4: 0 | 1
0 | 267034-High Refrigerant Charge Adjustment (>= ±20% rated charge) Resid MF CZ10 Vint05 |  | System | Residential | 13-MFM-ResidentialMulti-family-SP_COOL | 0 |  |  |  |  | 66.33 | 71.5 | 0 | 0 | 0 | -5.17 | 140.383 |  | kWh | 0.19848 | -0.066812 | Residential |  | Winter Only | [5 empty] | 10 | 0.78 |  |  |  | 1 | 2 | 0 | 0 | 0 | 0 | 0 | 0 | 0 | 0 | 0 | 0 | 2009 Qtr 1: 0; 2009 Qtr 2: 0; 2009 Qtr 3: 0; 2009 Qtr 4: 2; 2010 Qtr 1: 0; 2010 Qtr 2: 0; 2010 Qtr 3: 0; 2010 Qtr 4: 0; 2011 Qtr 1: 0; 2011 Qtr 2: 0; 2011 Qtr 3: 0; 2011 Qtr 4: 0 | 2
0 | 267042-Residential Condensor Coil Cleaning Resid MF CZ10 VintAll |  | System | Residential | 13-MFM-ResidentialMulti-family-SP_COOL | 0 |  |  |  |  | 50 | 50 | 0 | 0 | 0 | 0 | 180 |  | kWh | 0.2376 | 0 | Residential | [7 empty] | 3 | 0.78 |  |  |  | 1 | 1 | 0 | 0 | 0 | 0 | 0 | 0 | 0 | 0 | 0 | 0 | 2009 Qtr 1: 0; 2009 Qtr 2: 0; 2009 Qtr 3: 0; 2009 Qtr 4: 1; 2010 Qtr 1: 0; 2010 Qtr 2: 0; 2010 Qtr 3: 0; 2010 Qtr 4: 0; 2011 Qtr 1: 0; 2011 Qtr 2: 0; 2011 Qtr 3: 0; 2011 Qtr 4: 0 | 1
0 | 267034-High Refrigerant Charge Adjustment (>= ±20% rated charge) Resid MF CZ10 Vint05 |  | System | Residential | 13-MFM-ResidentialMulti-family-SP_COOL | 0 |  |  |  |  | 66.33 | 71.5 | 0 | 0 | 0 | -5.17 | 140.383 |  | kWh | 0.19848 | -0.066812 | Residential |  | Winter Only | [5 empty] | 10 | 0.78 |  |  |  | 1 | 2 | 0 | 0 | 0 | 0 | 0 | 0 | 0 | 0 | 0 | 0 | 2009 Qtr 1: 0; 2009 Qtr 2: 0; 2009 Qtr 3: 0; 2009 Qtr 4: 2; 2010 Qtr 1: 0; 2010 Qtr 2: 0; 2010 Qtr 3: 0; 2010 Qtr 4: 0; 2011 Qtr 1: 0; 2011 Qtr 2: 0; 2011 Qtr 3: 0; 2011 Qtr 4: 0 | 2
0 | 267042-Residential Condensor Coil Cleaning Resid MF CZ10 VintAll |  | System | Residential | 13-MFM-ResidentialMulti-family-SP_COOL | 0 |  |  |  |  | 50 | 50 | 0 | 0 | 0 | 0 | 180 |  | kWh | 0.2376 | 0 | Residential | [7 empty] | 3 | 0.78 |  |  |  | 1 | 1 | 0 | 0 | 0 | 0 | 0 | 0 | 0 | 0 | 0 | 0 | 2009 Qtr 1: 0; 2009 Qtr 2: 0; 2009 Qtr 3: 0; 2009 Qtr 4: 1; 2010 Qtr 1: 0; 2010 Qtr 2: 0; 2010 Qtr 3: 0; 2010 Qtr 4: 0; 2011 Qtr 1: 0; 2011 Qtr 2: 0; 2011 Qtr 3: 0; 2011 Qtr 4: 0 | 1
0 | 267034-High Refrigerant Charge Adjustment (>= ±20% rated charge) Resid MF CZ10 Vint05 |  | System | Residential | 13-MFM-ResidentialMulti-family-SP_COOL | 0 |  |  |  |  | 66.33 | 71.5 | 0 | 0 | 0 | -5.17 | 140.383 |  | kWh | 0.19848 | -0.066812 | Residential |  | Winter Only | [5 empty] | 10 | 0.78 |  |  |  | 1 | 2 | 0 | 0 | 0 | 0 | 0 | 0 | 0 | 0 | 0 | 0 | 2009 Qtr 1: 0; 2009 Qtr 2: 0; 2009 Qtr 3: 0; 2009 Qtr 4: 2; 2010 Qtr 1: 0; 2010 Qtr 2: 0; 2010 Qtr 3: 0; 2010 Qtr 4: 0; 2011 Qtr 1: 0; 2011 Qtr 2: 0; 2011 Qtr 3: 0; 2011 Qtr 4: 0 | 2
0 | 267042-Residential Condensor Coil Cleaning Resid MF CZ10 VintAll |  | System | Residential | 13-MFM-ResidentialMulti-family-SP_COOL | 0 |  |  |  |  | 50 | 50 | 0 | 0 | 0 | 0 | 180 |  | kWh | 0.2376 | 0 | Residential | [7 empty] | 3 | 0.78 |  |  |  | 1 | 1 | 0 | 0 | 0 | 0 | 0 | 0 | 0 | 0 | 0 | 0 | 2009 Qtr 1: 0; 2009 Qtr 2: 0; 2009 Qtr 3: 0; 2009 Qtr 4: 1; 2010 Qtr 1: 0; 2010 Qtr 2: 0; 2010 Qtr 3: 0; 2010 Qtr 4: 0; 2011 Qtr 1: 0; 2011 Qtr 2: 0; 2011 Qtr 3: 0; 2011 Qtr 4: 0 | 1
0 | 267042-Residential Condensor Coil Cleaning Resid MF CZ10 VintAll |  | System | Residential | 13-MFM-ResidentialMulti-family-SP_COOL | 0 |  |  |  |  | 50 | 50 | 0 | 0 | 0 | 0 | 180 |  | kWh | 0.2376 | 0 | Residential | [7 empty] | 3 | 0.78 |  |  |  | 1 | 1 | 0 | 0 | 0 | 0 | 0 | 0 | 0 | 0 | 0 | 0 | 2009 Qtr 1: 0; 2009 Qtr 2: 0; 2009 Qtr 3: 0; 2009 Qtr 4: 1; 2010 Qtr 1: 0; 2010 Qtr 2: 0; 2010 Qtr 3: 0; 2010 Qtr 4: 0; 2011 Qtr 1: 0; 2011 Qtr 2: 0; 2011 Qtr 3: 0; 2011 Qtr 4: 0 | 1
0 | 267042-Residential Condensor Coil Cleaning Resid MF CZ10 VintAll |  | System | Residential | 13-MFM-ResidentialMulti-family-SP_COOL | 0 |  |  |  |  | 50 | 50 | 0 | 0 | 0 | 0 | 180 |  | kWh | 0.2376 | 0 | Residential | [7 empty] | 3 | 0.78 |  |  |  | 1 | 1 | 0 | 0 | 0 | 0 | 0 | 0 | 0 | 0 | 0 | 0 | 2009 Qtr 1: 0; 2009 Qtr 2: 0; 2009 Qtr 3: 0; 2009 Qtr 4: 1; 2010 Qtr 1: 0; 2010 Qtr 2: 0; 2010 Qtr 3: 0; 2010 Qtr 4: 0; 2011 Qtr 1: 0; 2011 Qtr 2: 0; 2011 Qtr 3: 0; 2011 Qtr 4: 0 | 1
0 | 267042-Residential Condensor Coil Cleaning Resid MF CZ10 VintAll |  | System | Residential | 13-MFM-ResidentialMulti-family-SP_COOL | 0 |  |  |  |  | 50 | 50 | 0 | 0 | 0 | 0 | 180 |  | kWh | 0.2376 | 0 | Residential | [7 empty] | 3 | 0.78 |  |  |  | 1 | 1 | 0 | 0 | 0 | 0 | 0 | 0 | 0 | 0 | 0 | 0 | 2009 Qtr 1: 0; 2009 Qtr 2: 0; 2009 Qtr 3: 0; 2009 Qtr 4: 1; 2010 Qtr 1: 0; 2010 Qtr 2: 0; 2010 Qtr 3: 0; 2010 Qtr 4: 0; 2011 Qtr 1: 0; 2011 Qtr 2: 0; 2011 Qtr 3: 0; 2011 Qtr 4: 0 | 1
0 | 267034-High Refrigerant Charge Adjustment (>= ±20% rated charge) Resid MF CZ10 Vint05 |  | System | Residential | 13-MFM-ResidentialMulti-family-SP_COOL | 0 |  |  |  |  | 66.33 | 107.25 | 0 | 0 | 0 | -40.92 | 140.383 |  | kWh | 0.19848 | -0.066812 | Residential |  | Winter Only | [5 empty] | 10 | 0.78 |  |  |  | 1 | 1 | 0 | 0 | 0 | 0 | 0 | 0 | 0 | 0 | 0 | 0 | 2009 Qtr 1: 0; 2009 Qtr 2: 0; 2009 Qtr 3: 0; 2009 Qtr 4: 1; 2010 Qtr 1: 0; 2010 Qtr 2: 0; 2010 Qtr 3: 0; 2010 Qtr 4: 0; 2011 Qtr 1: 0; 2011 Qtr 2: 0; 2011 Qtr 3: 0; 2011 Qtr 4: 0 | 1
0 | 267042-Residential Condensor Coil Cleaning Resid MF CZ10 VintAll |  | System | Residential | 13-MFM-ResidentialMulti-family-SP_COOL | 0 |  |  |  |  | 50 | 50 | 0 | 0 | 0 | 0 | 180 |  | kWh | 0.2376 | 0 | Residential | [7 empty] | 3 | 0.78 |  |  |  | 1 | 1 | 0 | 0 | 0 | 0 | 0 | 0 | 0 | 0 | 0 | 0 | 2009 Qtr 1: 0; 2009 Qtr 2: 0; 2009 Qtr 3: 0; 2009 Qtr 4: 1; 2010 Qtr 1: 0; 2010 Qtr 2: 0; 2010 Qtr 3: 0; 2010 Qtr 4: 0; 2011 Qtr 1: 0; 2011 Qtr 2: 0; 2011 Qtr 3: 0; 2011 Qtr 4: 0 | 1
0 | 267034-High Refrigerant Charge Adjustment (>= ±20% rated charge) Resid MF CZ10 Vint05 |  | System | Residential | 13-MFM-ResidentialMulti-family-SP_COOL | 0 |  |  |  |  | 66.33 | 107.25 | 0 | 0 | 0 | -40.92 | 140.383 |  | kWh | 0.19848 | -0.066812 | Residential |  | Winter Only | [5 empty] | 10 | 0.78 |  |  |  | 1 | 1 | 0 | 0 | 0 | 0 | 0 | 0 | 0 | 0 | 0 | 0 | 2009 Qtr 1: 0; 2009 Qtr 2: 0; 2009 Qtr 3: 0; 2009 Qtr 4: 1; 2010 Qtr 1: 0; 2010 Qtr 2: 0; 2010 Qtr 3: 0; 2010 Qtr 4: 0; 2011 Qtr 1: 0; 2011 Qtr 2: 0; 2011 Qtr 3: 0; 2011 Qtr 4: 0 | 1
0 | 267042-Residential Condensor Coil Cleaning Resid MF CZ10 VintAll |  | System | Residential | 13-MFM-ResidentialMulti-family-SP_COOL | 0 |  |  |  |  | 50 | 50 | 0 | 0 | 0 | 0 | 180 |  | kWh | 0.2376 | 0 | Residential | [7 empty] | 3 | 0.78 |  |  |  | 1 | 1 | 0 | 0 | 0 | 0 | 0 | 0 | 0 | 0 | 0 | 0 | 2009 Qtr 1: 0; 2009 Qtr 2: 0; 2009 Qtr 3: 0; 2009 Qtr 4: 1; 2010 Qtr 1: 0; 2010 Qtr 2: 0; 2010 Qtr 3: 0; 2010 Qtr 4: 0; 2011 Qtr 1: 0; 2011 Qtr 2: 0; 2011 Qtr 3: 0; 2011 Qtr 4: 0 | 1
0 | 267034-High Refrigerant Charge Adjustment (>= ±20% rated charge) Resid MF CZ10 Vint05 |  | System | Residential | 13-MFM-ResidentialMulti-family-SP_COOL | 0 |  |  |  |  | 66.33 | 107.25 | 0 | 0 | 0 | -40.92 | 140.383 |  | kWh | 0.19848 | -0.066812 | Residential |  | Winter Only | [5 empty] | 10 | 0.78 |  |  |  | 1 | 1 | 0 | 0 | 0 | 0 | 0 | 0 | 0 | 0 | 0 | 0 | 2009 Qtr 1: 0; 2009 Qtr 2: 0; 2009 Qtr 3: 0; 2009 Qtr 4: 1; 2010 Qtr 1: 0; 2010 Qtr 2: 0; 2010 Qtr 3: 0; 2010 Qtr 4: 0; 2011 Qtr 1: 0; 2011 Qtr 2: 0; 2011 Qtr 3: 0; 2011 Qtr 4: 0 | 1
0 | 267042-Residential Condensor Coil Cleaning Resid MF CZ10 VintAll |  | System | Residential | 13-MFM-ResidentialMulti-family-SP_COOL | 0 |  |  |  |  | 50 | 50 | 0 | 0 | 0 | 0 | 180 |  | kWh | 0.2376 | 0 | Residential | [7 empty] | 3 | 0.78 |  |  |  | 1 | 1 | 0 | 0 | 0 | 0 | 0 | 0 | 0 | 0 | 0 | 0 | 2009 Qtr 1: 0; 2009 Qtr 2: 0; 2009 Qtr 3: 0; 2009 Qtr 4: 1; 2010 Qtr 1: 0; 2010 Qtr 2: 0; 2010 Qtr 3: 0; 2010 Qtr 4: 0; 2011 Qtr 1: 0; 2011 Qtr 2: 0; 2011 Qtr 3: 0; 2011 Qtr 4: 0 | 1
0 | 267034-High Refrigerant Charge Adjustment (>= ±20% rated charge) Resid MF CZ10 Vint05 |  | System | Residential | 13-MFM-ResidentialMulti-family-SP_COOL | 0 |  |  |  |  | 66.33 | 107.25 | 0 | 0 | 0 | -40.92 | 140.383 |  | kWh | 0.19848 | -0.066812 | Residential |  | Winter Only | [5 empty] | 10 | 0.78 |  |  |  | 1 | 1 | 0 | 0 | 0 | 0 | 0 | 0 | 0 | 0 | 0 | 0 | 2009 Qtr 1: 0; 2009 Qtr 2: 0; 2009 Qtr 3: 0; 2009 Qtr 4: 1; 2010 Qtr 1: 0; 2010 Qtr 2: 0; 2010 Qtr 3: 0; 2010 Qtr 4: 0; 2011 Qtr 1: 0; 2011 Qtr 2: 0; 2011 Qtr 3: 0; 2011 Qtr 4: 0 | 1
0 | 267042-Residential Condensor Coil Cleaning Resid MF CZ10 VintAll |  | System | Residential | 13-MFM-ResidentialMulti-family-SP_COOL | 0 |  |  |  |  | 50 | 50 | 0 | 0 | 0 | 0 | 180 |  | kWh | 0.2376 | 0 | Residential | [7 empty] | 3 | 0.78 |  |  |  | 1 | 1 | 0 | 0 | 0 | 0 | 0 | 0 | 0 | 0 | 0 | 0 | 2009 Qtr 1: 0; 2009 Qtr 2: 0; 2009 Qtr 3: 0; 2009 Qtr 4: 1; 2010 Qtr 1: 0; 2010 Qtr 2: 0; 2010 Qtr 3: 0; 2010 Qtr 4: 0; 2011 Qtr 1: 0; 2011 Qtr 2: 0; 2011 Qtr 3: 0; 2011 Qtr 4: 0 | 1
0 | 267042-Residential Condensor Coil Cleaning Resid MF CZ10 VintAll |  | System | Residential | 13-MFM-ResidentialMulti-family-SP_COOL | 0 |  |  |  |  | 50 | 50 | 0 | 0 | 0 | 0 | 180 |  | kWh | 0.2376 | 0 | Residential | [7 empty] | 3 | 0.78 |  |  |  | 1 | 1 | 0 | 0 | 0 | 0 | 0 | 0 | 0 | 0 | 0 | 0 | 2009 Qtr 1: 0; 2009 Qtr 2: 0; 2009 Qtr 3: 0; 2009 Qtr 4: 1; 2010 Qtr 1: 0; 2010 Qtr 2: 0; 2010 Qtr 3: 0; 2010 Qtr 4: 0; 2011 Qtr 1: 0; 2011 Qtr 2: 0; 2011 Qtr 3: 0; 2011 Qtr 4: 0 | 1
0 | 267034-High Refrigerant Charge Adjustment (>= ±20% rated charge) Resid MF CZ10 Vint05 |  | System | Residential | 13-MFM-ResidentialMulti-family-SP_COOL | 0 |  |  |  |  | 66.33 | 71.5 | 0 | 0 | 0 | -5.17 | 140.383 |  | kWh | 0.19848 | -0.066812 | Residential |  | Winter Only | [5 empty] | 10 | 0.78 |  |  |  | 1 | 2 | 0 | 0 | 0 | 0 | 0 | 0 | 0 | 0 | 0 | 0 | 2009 Qtr 1: 0; 2009 Qtr 2: 0; 2009 Qtr 3: 0; 2009 Qtr 4: 2; 2010 Qtr 1: 0; 2010 Qtr 2: 0; 2010 Qtr 3: 0; 2010 Qtr 4: 0; 2011 Qtr 1: 0; 2011 Qtr 2: 0; 2011 Qtr 3: 0; 2011 Qtr 4: 0 | 2
0 | 267042-Residential Condensor Coil Cleaning Resid MF CZ10 VintAll |  | System | Residential | 13-MFM-ResidentialMulti-family-SP_COOL | 0 |  |  |  |  | 50 | 50 | 0 | 0 | 0 | 0 | 180 |  | kWh | 0.2376 | 0 | Residential | [7 empty] | 3 | 0.78 |  |  |  | 1 | 1 | 0 | 0 | 0 | 0 | 0 | 0 | 0 | 0 | 0 | 0 | 2009 Qtr 1: 0; 2009 Qtr 2: 0; 2009 Qtr 3: 0; 2009 Qtr 4: 1; 2010 Qtr 1: 0; 2010 Qtr 2: 0; 2010 Qtr 3: 0; 2010 Qtr 4: 0; 2011 Qtr 1: 0; 2011 Qtr 2: 0; 2011 Qtr 3: 0; 2011 Qtr 4: 0 | 1
0 | 267032-High Refrigerant Charge Adjustment (>= ±20% rated charge) Resid MF CZ10 Vint03 |  | System | Residential | 13-MFM-ResidentialMulti-family-SP_COOL | 0 |  |  |  |  | 66.33 | 107.25 | 0 | 0 | 0 | -40.92 | 195.15 |  | kWh | 0.21338 | -0.15765 | Residential |  | Winter Only | [5 empty] | 10 | 0.78 |  |  |  | 1 | 1 | 0 | 0 | 0 | 0 | 0 | 0 | 0 | 0 | 0 | 0 | 2009 Qtr 1: 0; 2009 Qtr 2: 0; 2009 Qtr 3: 0; 2009 Qtr 4: 1; 2010 Qtr 1: 0; 2010 Qtr 2: 0; 2010 Qtr 3: 0; 2010 Qtr 4: 0; 2011 Qtr 1: 0; 2011 Qtr 2: 0; 2011 Qtr 3: 0; 2011 Qtr 4: 0 | 1
0 | 267042-Residential Condensor Coil Cleaning Resid MF CZ10 VintAll |  | System | Residential | 13-MFM-ResidentialMulti-family-SP_COOL | 0 |  |  |  |  | 50 | 50 | 0 | 0 | 0 | 0 | 180 |  | kWh | 0.2376 | 0 | Residential | [7 empty] | 3 | 0.78 |  |  |  | 1 | 1 | 0 | 0 | 0 | 0 | 0 | 0 | 0 | 0 | 0 | 0 | 2009 Qtr 1: 0; 2009 Qtr 2: 0; 2009 Qtr 3: 0; 2009 Qtr 4: 1; 2010 Qtr 1: 0; 2010 Qtr 2: 0; 2010 Qtr 3: 0; 2010 Qtr 4: 0; 2011 Qtr 1: 0; 2011 Qtr 2: 0; 2011 Qtr 3: 0; 2011 Qtr 4: 0 | 1
0 | 267002-High Refrigerant Charge Adjustment (>= ±20% rated charge) Resid SF CZ10 Vint04 |  | System | Residential | 26-SFM-ResidentialSingleFamily-SP_COOL | 0 |  |  |  |  | 65 | 71.5 | 0 | 0 | 0 | -6.5 | 205.771 |  | kWh | 0.22808 | -0.078078 | Residential |  | Winter Only | [5 empty] | 10 | 0.78 |  |  |  | 1 | 4 | 0 | 0 | 0 | 0 | 0 | 0 | 0 | 0 | 0 | 0 | 2009 Qtr 1: 0; 2009 Qtr 2: 0; 2009 Qtr 3: 0; 2009 Qtr 4: 4; 2010 Qtr 1: 0; 2010 Qtr 2: 0; 2010 Qtr 3: 0; 2010 Qtr 4: 0; 2011 Qtr 1: 0; 2011 Qtr 2: 0; 2011 Qtr 3: 0; 2011 Qtr 4: 0 | 4
0 | 267040-Residential Condensor Coil Cleaning Resid SF CZ10 VintAll |  | System | Residential | 26-SFM-ResidentialSingleFamily-SP_COOL | 0 |  |  |  |  | 50 | 50 | 0 | 0 | 0 | 0 | 270 |  | kWh | 0.3564 | 0 | Residential | [7 empty] | 3 | 0.78 |  |  |  | 1 | 1 | 0 | 0 | 0 | 0 | 0 | 0 | 0 | 0 | 0 | 0 | 2009 Qtr 1: 0; 2009 Qtr 2: 0; 2009 Qtr 3: 0; 2009 Qtr 4: 1; 2010 Qtr 1: 0; 2010 Qtr 2: 0; 2010 Qtr 3: 0; 2010 Qtr 4: 0; 2011 Qtr 1: 0; 2011 Qtr 2: 0; 2011 Qtr 3: 0; 2011 Qtr 4: 0 | 1
0 | 267002-High Refrigerant Charge Adjustment (>= ±20% rated charge) Resid SF CZ10 Vint04 |  | System | Residential | 26-SFM-ResidentialSingleFamily-SP_COOL | 0 |  |  |  |  | 65 | 71.5 | 0 | 0 | 0 | -6.5 | 205.771 |  | kWh | 0.22808 | -0.078078 | Residential |  | Winter Only | [5 empty] | 10 | 0.78 |  |  |  | 1 | 4 | 0 | 0 | 0 | 0 | 0 | 0 | 0 | 0 | 0 | 0 | 2009 Qtr 1: 0; 2009 Qtr 2: 0; 2009 Qtr 3: 0; 2009 Qtr 4: 4; 2010 Qtr 1: 0; 2010 Qtr 2: 0; 2010 Qtr 3: 0; 2010 Qtr 4: 0; 2011 Qtr 1: 0; 2011 Qtr 2: 0; 2011 Qtr 3: 0; 2011 Qtr 4: 0 | 4
0 | 267040-Residential Condensor Coil Cleaning Resid SF CZ10 VintAll |  | System | Residential | 26-SFM-ResidentialSingleFamily-SP_COOL | 0 |  |  |  |  | 50 | 50 | 0 | 0 | 0 | 0 | 270 |  | kWh | 0.3564 | 0 | Residential | [7 empty] | 3 | 0.78 |  |  |  | 1 | 1 | 0 | 0 | 0 | 0 | 0 | 0 | 0 | 0 | 0 | 0 | 2009 Qtr 1: 0; 2009 Qtr 2: 0; 2009 Qtr 3: 0; 2009 Qtr 4: 1; 2010 Qtr 1: 0; 2010 Qtr 2: 0; 2010 Qtr 3: 0; 2010 Qtr 4: 0; 2011 Qtr 1: 0; 2011 Qtr 2: 0; 2011 Qtr 3: 0; 2011 Qtr 4: 0 | 1
0 | 267002-High Refrigerant Charge Adjustment (>= ±20% rated charge) Resid SF CZ10 Vint04 |  | System | Residential | 26-SFM-ResidentialSingleFamily-SP_COOL | 0 |  |  |  |  | 65 | 71.5 | 0 | 0 | 0 | -6.5 | 205.771 |  | kWh | 0.22808 | -0.078078 | Residential |  | Winter Only | [5 empty] | 10 | 0.78 |  |  |  | 1 | 4 | 0 | 0 | 0 | 0 | 0 | 0 | 0 | 0 | 0 | 0 | 2009 Qtr 1: 0; 2009 Qtr 2: 0; 2009 Qtr 3: 0; 2009 Qtr 4: 4; 2010 Qtr 1: 0; 2010 Qtr 2: 0; 2010 Qtr 3: 0; 2010 Qtr 4: 0; 2011 Qtr 1: 0; 2011 Qtr 2: 0; 2011 Qtr 3: 0; 2011 Qtr 4: 0 | 4
0 | 267040-Residential Condensor Coil Cleaning Resid SF CZ10 VintAll |  | System | Residential | 26-SFM-ResidentialSingleFamily-SP_COOL | 0 |  |  |  |  | 50 | 50 | 0 | 0 | 0 | 0 | 270 |  | kWh | 0.3564 | 0 | Residential | [7 empty] | 3 | 0.78 |  |  |  | 1 | 1 | 0 | 0 | 0 | 0 | 0 | 0 | 0 | 0 | 0 | 0 | 2009 Qtr 1: 0; 2009 Qtr 2: 0; 2009 Qtr 3: 0; 2009 Qtr 4: 1; 2010 Qtr 1: 0; 2010 Qtr 2: 0; 2010 Qtr 3: 0; 2010 Qtr 4: 0; 2011 Qtr 1: 0; 2011 Qtr 2: 0; 2011 Qtr 3: 0; 2011 Qtr 4: 0 | 1
0 | 267002-High Refrigerant Charge Adjustment (>= ±20% rated charge) Resid SF CZ10 Vint04 |  | System | Residential | 26-SFM-ResidentialSingleFamily-SP_COOL | 0 |  |  |  |  | 65 | 71.5 | 0 | 0 | 0 | -6.5 | 205.771 |  | kWh | 0.22808 | -0.078078 | Residential |  | Winter Only | [5 empty] | 10 | 0.78 |  |  |  | 1 | 4 | 0 | 0 | 0 | 0 | 0 | 0 | 0 | 0 | 0 | 0 | 2009 Qtr 1: 0; 2009 Qtr 2: 0; 2009 Qtr 3: 0; 2009 Qtr 4: 4; 2010 Qtr 1: 0; 2010 Qtr 2: 0; 2010 Qtr 3: 0; 2010 Qtr 4: 0; 2011 Qtr 1: 0; 2011 Qtr 2: 0; 2011 Qtr 3: 0; 2011 Qtr 4: 0 | 4
0 | 267040-Residential Condensor Coil Cleaning Resid SF CZ10 VintAll |  | System | Residential | 26-SFM-ResidentialSingleFamily-SP_COOL | 0 |  |  |  |  | 50 | 50 | 0 | 0 | 0 | 0 | 270 |  | kWh | 0.3564 | 0 | Residential | [7 empty] | 3 | 0.78 |  |  |  | 1 | 1 | 0 | 0 | 0 | 0 | 0 | 0 | 0 | 0 | 0 | 0 | 2009 Qtr 1: 0; 2009 Qtr 2: 0; 2009 Qtr 3: 0; 2009 Qtr 4: 1; 2010 Qtr 1: 0; 2010 Qtr 2: 0; 2010 Qtr 3: 0; 2010 Qtr 4: 0; 2011 Qtr 1: 0; 2011 Qtr 2: 0; 2011 Qtr 3: 0; 2011 Qtr 4: 0 | 1
0 | 267033-High Refrigerant Charge Adjustment (>= ±20% rated charge) Resid MF CZ10 Vint04 |  | System | Residential | 13-MFM-ResidentialMulti-family-SP_COOL | 0 |  |  |  |  | 66.33 | 71.5 | 0 | 0 | 0 | -5.17 | 171.246 |  | kWh | 0.22612 | -0.10521 | Residential |  | Winter Only | [5 empty] | 10 | 0.78 |  |  |  | 1 | 2 | 0 | 0 | 0 | 0 | 0 | 0 | 0 | 0 | 0 | 0 | 2009 Qtr 1: 0; 2009 Qtr 2: 0; 2009 Qtr 3: 0; 2009 Qtr 4: 2; 2010 Qtr 1: 0; 2010 Qtr 2: 0; 2010 Qtr 3: 0; 2010 Qtr 4: 0; 2011 Qtr 1: 0; 2011 Qtr 2: 0; 2011 Qtr 3: 0; 2011 Qtr 4: 0 | 2
0 | 267042-Residential Condensor Coil Cleaning Resid MF CZ10 VintAll |  | System | Residential | 13-MFM-ResidentialMulti-family-SP_COOL | 0 |  |  |  |  | 50 | 50 | 0 | 0 | 0 | 0 | 180 |  | kWh | 0.2376 | 0 | Residential | [7 empty] | 3 | 0.78 |  |  |  | 1 | 1 | 0 | 0 | 0 | 0 | 0 | 0 | 0 | 0 | 0 | 0 | 2009 Qtr 1: 0; 2009 Qtr 2: 0; 2009 Qtr 3: 0; 2009 Qtr 4: 1; 2010 Qtr 1: 0; 2010 Qtr 2: 0; 2010 Qtr 3: 0; 2010 Qtr 4: 0; 2011 Qtr 1: 0; 2011 Qtr 2: 0; 2011 Qtr 3: 0; 2011 Qtr 4: 0 | 1
0 | 267032-High Refrigerant Charge Adjustment (>= ±20% rated charge) Resid MF CZ10 Vint03 |  | System | Residential | 13-MFM-ResidentialMulti-family-SP_COOL | 0 |  |  |  |  | 66.33 | 89.375 | 0 | 0 | 0 | -23.045 | 195.15 |  | kWh | 0.21338 | -0.15765 | Residential |  | Winter Only | [5 empty] | 10 | 0.78 |  |  |  | 1 | 2 | 0 | 0 | 0 | 0 | 0 | 0 | 0 | 0 | 0 | 0 | 2009 Qtr 1: 0; 2009 Qtr 2: 0; 2009 Qtr 3: 0; 2009 Qtr 4: 2; 2010 Qtr 1: 0; 2010 Qtr 2: 0; 2010 Qtr 3: 0; 2010 Qtr 4: 0; 2011 Qtr 1: 0; 2011 Qtr 2: 0; 2011 Qtr 3: 0; 2011 Qtr 4: 0 | 2
0 | 267042-Residential Condensor Coil Cleaning Resid MF CZ10 VintAll |  | System | Residential | 13-MFM-ResidentialMulti-family-SP_COOL | 0 |  |  |  |  | 50 | 50 | 0 | 0 | 0 | 0 | 180 |  | kWh | 0.2376 | 0 | Residential | [7 empty] | 3 | 0.78 |  |  |  | 1 | 1 | 0 | 0 | 0 | 0 | 0 | 0 | 0 | 0 | 0 | 0 | 2009 Qtr 1: 0; 2009 Qtr 2: 0; 2009 Qtr 3: 0; 2009 Qtr 4: 1; 2010 Qtr 1: 0; 2010 Qtr 2: 0; 2010 Qtr 3: 0; 2010 Qtr 4: 0; 2011 Qtr 1: 0; 2011 Qtr 2: 0; 2011 Qtr 3: 0; 2011 Qtr 4: 0 | 1
0 | 267033-High Refrigerant Charge Adjustment (>= ±20% rated charge) Resid MF CZ10 Vint04 |  | System | Residential | 13-MFM-ResidentialMulti-family-SP_COOL | 0 |  |  |  |  | 66.33 | 89.375 | 0 | 0 | 0 | -23.045 | 171.246 |  | kWh | 0.22612 | -0.10521 | Residential |  | Winter Only | [5 empty] | 10 | 0.78 |  |  |  | 1 | 2 | 0 | 0 | 0 | 0 | 0 | 0 | 0 | 0 | 0 | 0 | 2009 Qtr 1: 0; 2009 Qtr 2: 0; 2009 Qtr 3: 0; 2009 Qtr 4: 2; 2010 Qtr 1: 0; 2010 Qtr 2: 0; 2010 Qtr 3: 0; 2010 Qtr 4: 0; 2011 Qtr 1: 0; 2011 Qtr 2: 0; 2011 Qtr 3: 0; 2011 Qtr 4: 0 | 2
0 | 267042-Residential Condensor Coil Cleaning Resid MF CZ10 VintAll |  | System | Residential | 13-MFM-ResidentialMulti-family-SP_COOL | 0 |  |  |  |  | 50 | 50 | 0 | 0 | 0 | 0 | 180 |  | kWh | 0.2376 | 0 | Residential | [7 empty] | 3 | 0.78 |  |  |  | 1 | 1 | 0 | 0 | 0 | 0 | 0 | 0 | 0 | 0 | 0 | 0 | 2009 Qtr 1: 0; 2009 Qtr 2: 0; 2009 Qtr 3: 0; 2009 Qtr 4: 1; 2010 Qtr 1: 0; 2010 Qtr 2: 0; 2010 Qtr 3: 0; 2010 Qtr 4: 0; 2011 Qtr 1: 0; 2011 Qtr 2: 0; 2011 Qtr 3: 0; 2011 Qtr 4: 0 | 1
0 | 267033-High Refrigerant Charge Adjustment (>= ±20% rated charge) Resid MF CZ10 Vint04 |  | System | Residential | 13-MFM-ResidentialMulti-family-SP_COOL | 0 |  |  |  |  | 66.33 | 89.375 | 0 | 0 | 0 | -23.045 | 171.246 |  | kWh | 0.22612 | -0.10521 | Residential |  | Winter Only | [5 empty] | 10 | 0.78 |  |  |  | 1 | 2 | 0 | 0 | 0 | 0 | 0 | 0 | 0 | 0 | 0 | 0 | 2009 Qtr 1: 0; 2009 Qtr 2: 0; 2009 Qtr 3: 0; 2009 Qtr 4: 2; 2010 Qtr 1: 0; 2010 Qtr 2: 0; 2010 Qtr 3: 0; 2010 Qtr 4: 0; 2011 Qtr 1: 0; 2011 Qtr 2: 0; 2011 Qtr 3: 0; 2011 Qtr 4: 0 | 2
0 | 267042-Residential Condensor Coil Cleaning Resid MF CZ10 VintAll |  | System | Residential | 13-MFM-ResidentialMulti-family-SP_COOL | 0 |  |  |  |  | 50 | 50 | 0 | 0 | 0 | 0 | 180 |  | kWh | 0.2376 | 0 | Residential | [7 empty] | 3 | 0.78 |  |  |  | 1 | 1 | 0 | 0 | 0 | 0 | 0 | 0 | 0 | 0 | 0 | 0 | 2009 Qtr 1: 0; 2009 Qtr 2: 0; 2009 Qtr 3: 0; 2009 Qtr 4: 1; 2010 Qtr 1: 0; 2010 Qtr 2: 0; 2010 Qtr 3: 0; 2010 Qtr 4: 0; 2011 Qtr 1: 0; 2011 Qtr 2: 0; 2011 Qtr 3: 0; 2011 Qtr 4: 0 | 1
0 | 267034-High Refrigerant Charge Adjustment (>= ±20% rated charge) Resid MF CZ10 Vint05 |  | System | Residential | 13-MFM-ResidentialMulti-family-SP_COOL | 0 |  |  |  |  | 66.33 | 89.375 | 0 | 0 | 0 | -23.045 | 140.383 |  | kWh | 0.19848 | -0.066812 | Residential |  | Winter Only | [5 empty] | 10 | 0.78 |  |  |  | 1 | 2 | 0 | 0 | 0 | 0 | 0 | 0 | 0 | 0 | 0 | 0 | 2009 Qtr 1: 0; 2009 Qtr 2: 0; 2009 Qtr 3: 0; 2009 Qtr 4: 2; 2010 Qtr 1: 0; 2010 Qtr 2: 0; 2010 Qtr 3: 0; 2010 Qtr 4: 0; 2011 Qtr 1: 0; 2011 Qtr 2: 0; 2011 Qtr 3: 0; 2011 Qtr 4: 0 | 2
0 | 267042-Residential Condensor Coil Cleaning Resid MF CZ10 VintAll |  | System | Residential | 13-MFM-ResidentialMulti-family-SP_COOL | 0 |  |  |  |  | 50 | 50 | 0 | 0 | 0 | 0 | 180 |  | kWh | 0.2376 | 0 | Residential | [7 empty] | 3 | 0.78 |  |  |  | 1 | 1 | 0 | 0 | 0 | 0 | 0 | 0 | 0 | 0 | 0 | 0 | 2009 Qtr 1: 0; 2009 Qtr 2: 0; 2009 Qtr 3: 0; 2009 Qtr 4: 1; 2010 Qtr 1: 0; 2010 Qtr 2: 0; 2010 Qtr 3: 0; 2010 Qtr 4: 0; 2011 Qtr 1: 0; 2011 Qtr 2: 0; 2011 Qtr 3: 0; 2011 Qtr 4: 0 | 1
0 | 267033-High Refrigerant Charge Adjustment (>= ±20% rated charge) Resid MF CZ10 Vint04 |  | System | Residential | 13-MFM-ResidentialMulti-family-SP_COOL | 0 |  |  |  |  | 66.33 | 89.375 | 0 | 0 | 0 | -23.045 | 171.246 |  | kWh | 0.22612 | -0.10521 | Residential |  | Winter Only | [5 empty] | 10 | 0.78 |  |  |  | 1 | 2 | 0 | 0 | 0 | 0 | 0 | 0 | 0 | 0 | 0 | 0 | 2009 Qtr 1: 0; 2009 Qtr 2: 0; 2009 Qtr 3: 0; 2009 Qtr 4: 2; 2010 Qtr 1: 0; 2010 Qtr 2: 0; 2010 Qtr 3: 0; 2010 Qtr 4: 0; 2011 Qtr 1: 0; 2011 Qtr 2: 0; 2011 Qtr 3: 0; 2011 Qtr 4: 0 | 2
0 | 267042-Residential Condensor Coil Cleaning Resid MF CZ10 VintAll |  | System | Residential | 13-MFM-ResidentialMulti-family-SP_COOL | 0 |  |  |  |  | 50 | 50 | 0 | 0 | 0 | 0 | 180 |  | kWh | 0.2376 | 0 | Residential | [7 empty] | 3 | 0.78 |  |  |  | 1 | 1 | 0 | 0 | 0 | 0 | 0 | 0 | 0 | 0 | 0 | 0 | 2009 Qtr 1: 0; 2009 Qtr 2: 0; 2009 Qtr 3: 0; 2009 Qtr 4: 1; 2010 Qtr 1: 0; 2010 Qtr 2: 0; 2010 Qtr 3: 0; 2010 Qtr 4: 0; 2011 Qtr 1: 0; 2011 Qtr 2: 0; 2011 Qtr 3: 0; 2011 Qtr 4: 0 | 1
0 | 267032-High Refrigerant Charge Adjustment (>= ±20% rated charge) Resid MF CZ10 Vint03 |  | System | Residential | 13-MFM-ResidentialMulti-family-SP_COOL | 0 |  |  |  |  | 66.33 | 89.375 | 0 | 0 | 0 | -23.045 | 195.15 |  | kWh | 0.21338 | -0.15765 | Residential |  | Winter Only | [5 empty] | 10 | 0.78 |  |  |  | 1 | 2 | 0 | 0 | 0 | 0 | 0 | 0 | 0 | 0 | 0 | 0 | 2009 Qtr 1: 0; 2009 Qtr 2: 0; 2009 Qtr 3: 0; 2009 Qtr 4: 2; 2010 Qtr 1: 0; 2010 Qtr 2: 0; 2010 Qtr 3: 0; 2010 Qtr 4: 0; 2011 Qtr 1: 0; 2011 Qtr 2: 0; 2011 Qtr 3: 0; 2011 Qtr 4: 0 | 2
0 | 267042-Residential Condensor Coil Cleaning Resid MF CZ10 VintAll |  | System | Residential | 13-MFM-ResidentialMulti-family-SP_COOL | 0 |  |  |  |  | 50 | 50 | 0 | 0 | 0 | 0 | 180 |  | kWh | 0.2376 | 0 | Residential | [7 empty] | 3 | 0.78 |  |  |  | 1 | 1 | 0 | 0 | 0 | 0 | 0 | 0 | 0 | 0 | 0 | 0 | 2009 Qtr 1: 0; 2009 Qtr 2: 0; 2009 Qtr 3: 0; 2009 Qtr 4: 1; 2010 Qtr 1: 0; 2010 Qtr 2: 0; 2010 Qtr 3: 0; 2010 Qtr 4: 0; 2011 Qtr 1: 0; 2011 Qtr 2: 0; 2011 Qtr 3: 0; 2011 Qtr 4: 0 | 1
0 | 267033-High Refrigerant Charge Adjustment (>= ±20% rated charge) Resid MF CZ10 Vint04 |  | System | Residential | 13-MFM-ResidentialMulti-family-SP_COOL | 0 |  |  |  |  | 66.33 | 89.375 | 0 | 0 | 0 | -23.045 | 171.246 |  | kWh | 0.22612 | -0.10521 | Residential |  | Winter Only | [5 empty] | 10 | 0.78 |  |  |  | 1 | 2 | 0 | 0 | 0 | 0 | 0 | 0 | 0 | 0 | 0 | 0 | 2009 Qtr 1: 0; 2009 Qtr 2: 0; 2009 Qtr 3: 0; 2009 Qtr 4: 2; 2010 Qtr 1: 0; 2010 Qtr 2: 0; 2010 Qtr 3: 0; 2010 Qtr 4: 0; 2011 Qtr 1: 0; 2011 Qtr 2: 0; 2011 Qtr 3: 0; 2011 Qtr 4: 0 | 2
0 | 267042-Residential Condensor Coil Cleaning Resid MF CZ10 VintAll |  | System | Residential | 13-MFM-ResidentialMulti-family-SP_COOL | 0 |  |  |  |  | 50 | 50 | 0 | 0 | 0 | 0 | 180 |  | kWh | 0.2376 | 0 | Residential | [7 empty] | 3 | 0.78 |  |  |  | 1 | 1 | 0 | 0 | 0 | 0 | 0 | 0 | 0 | 0 | 0 | 0 | 2009 Qtr 1: 0; 2009 Qtr 2: 0; 2009 Qtr 3: 0; 2009 Qtr 4: 1; 2010 Qtr 1: 0; 2010 Qtr 2: 0; 2010 Qtr 3: 0; 2010 Qtr 4: 0; 2011 Qtr 1: 0; 2011 Qtr 2: 0; 2011 Qtr 3: 0; 2011 Qtr 4: 0 | 1
0 | 267032-High Refrigerant Charge Adjustment (>= ±20% rated charge) Resid MF CZ10 Vint03 |  | System | Residential | 13-MFM-ResidentialMulti-family-SP_COOL | 0 |  |  |  |  | 66.33 | 89.375 | 0 | 0 | 0 | -23.045 | 195.15 |  | kWh | 0.21338 | -0.15765 | Residential |  | Winter Only | [5 empty] | 10 | 0.78 |  |  |  | 1 | 2 | 0 | 0 | 0 | 0 | 0 | 0 | 0 | 0 | 0 | 0 | 2009 Qtr 1: 0; 2009 Qtr 2: 0; 2009 Qtr 3: 0; 2009 Qtr 4: 2; 2010 Qtr 1: 0; 2010 Qtr 2: 0; 2010 Qtr 3: 0; 2010 Qtr 4: 0; 2011 Qtr 1: 0; 2011 Qtr 2: 0; 2011 Qtr 3: 0; 2011 Qtr 4: 0 | 2
0 | 267042-Residential Condensor Coil Cleaning Resid MF CZ10 VintAll |  | System | Residential | 13-MFM-ResidentialMulti-family-SP_COOL | 0 |  |  |  |  | 50 | 50 | 0 | 0 | 0 | 0 | 180 |  | kWh | 0.2376 | 0 | Residential | [7 empty] | 3 | 0.78 |  |  |  | 1 | 1 | 0 | 0 | 0 | 0 | 0 | 0 | 0 | 0 | 0 | 0 | 2009 Qtr 1: 0; 2009 Qtr 2: 0; 2009 Qtr 3: 0; 2009 Qtr 4: 1; 2010 Qtr 1: 0; 2010 Qtr 2: 0; 2010 Qtr 3: 0; 2010 Qtr 4: 0; 2011 Qtr 1: 0; 2011 Qtr 2: 0; 2011 Qtr 3: 0; 2011 Qtr 4: 0 | 1
0 | 267033-High Refrigerant Charge Adjustment (>= ±20% rated charge) Resid MF CZ10 Vint04 |  | System | Residential | 13-MFM-ResidentialMulti-family-SP_COOL | 0 |  |  |  |  | 66.33 | 71.5 | 0 | 0 | 0 | -5.17 | 171.246 |  | kWh | 0.22612 | -0.10521 | Residential |  | Winter Only | [5 empty] | 10 | 0.78 |  |  |  | 1 | 2 | 0 | 0 | 0 | 0 | 0 | 0 | 0 | 0 | 0 | 0 | 2009 Qtr 1: 0; 2009 Qtr 2: 0; 2009 Qtr 3: 0; 2009 Qtr 4: 2; 2010 Qtr 1: 0; 2010 Qtr 2: 0; 2010 Qtr 3: 0; 2010 Qtr 4: 0; 2011 Qtr 1: 0; 2011 Qtr 2: 0; 2011 Qtr 3: 0; 2011 Qtr 4: 0 | 2
0 | 267042-Residential Condensor Coil Cleaning Resid MF CZ10 VintAll |  | System | Residential | 13-MFM-ResidentialMulti-family-SP_COOL | 0 |  |  |  |  | 50 | 50 | 0 | 0 | 0 | 0 | 180 |  | kWh | 0.2376 | 0 | Residential | [7 empty] | 3 | 0.78 |  |  |  | 1 | 1 | 0 | 0 | 0 | 0 | 0 | 0 | 0 | 0 | 0 | 0 | 2009 Qtr 1: 0; 2009 Qtr 2: 0; 2009 Qtr 3: 0; 2009 Qtr 4: 1; 2010 Qtr 1: 0; 2010 Qtr 2: 0; 2010 Qtr 3: 0; 2010 Qtr 4: 0; 2011 Qtr 1: 0; 2011 Qtr 2: 0; 2011 Qtr 3: 0; 2011 Qtr 4: 0 | 1
0 | 267032-High Refrigerant Charge Adjustment (>= ±20% rated charge) Resid MF CZ10 Vint03 |  | System | Residential | 13-MFM-ResidentialMulti-family-SP_COOL | 0 |  |  |  |  | 66.33 | 89.375 | 0 | 0 | 0 | -23.045 | 195.15 |  | kWh | 0.21338 | -0.15765 | Residential |  | Winter Only | [5 empty] | 10 | 0.78 |  |  |  | 1 | 2 | 0 | 0 | 0 | 0 | 0 | 0 | 0 | 0 | 0 | 0 | 2009 Qtr 1: 0; 2009 Qtr 2: 0; 2009 Qtr 3: 0; 2009 Qtr 4: 2; 2010 Qtr 1: 0; 2010 Qtr 2: 0; 2010 Qtr 3: 0; 2010 Qtr 4: 0; 2011 Qtr 1: 0; 2011 Qtr 2: 0; 2011 Qtr 3: 0; 2011 Qtr 4: 0 | 2
0 | 267042-Residential Condensor Coil Cleaning Resid MF CZ10 VintAll |  | System | Residential | 13-MFM-ResidentialMulti-family-SP_COOL | 0 |  |  |  |  | 50 | 50 | 0 | 0 | 0 | 0 | 180 |  | kWh | 0.2376 | 0 | Residential | [7 empty] | 3 | 0.78 |  |  |  | 1 | 1 | 0 | 0 | 0 | 0 | 0 | 0 | 0 | 0 | 0 | 0 | 2009 Qtr 1: 0; 2009 Qtr 2: 0; 2009 Qtr 3: 0; 2009 Qtr 4: 1; 2010 Qtr 1: 0; 2010 Qtr 2: 0; 2010 Qtr 3: 0; 2010 Qtr 4: 0; 2011 Qtr 1: 0; 2011 Qtr 2: 0; 2011 Qtr 3: 0; 2011 Qtr 4: 0 | 1
0 | 267033-High Refrigerant Charge Adjustment (>= ±20% rated charge) Resid MF CZ10 Vint04 |  | System | Residential | 13-MFM-ResidentialMulti-family-SP_COOL | 0 |  |  |  |  | 66.33 | 71.5 | 0 | 0 | 0 | -5.17 | 171.246 |  | kWh | 0.22612 | -0.10521 | Residential |  | Winter Only | [5 empty] | 10 | 0.78 |  |  |  | 1 | 2 | 0 | 0 | 0 | 0 | 0 | 0 | 0 | 0 | 0 | 0 | 2009 Qtr 1: 0; 2009 Qtr 2: 0; 2009 Qtr 3: 0; 2009 Qtr 4: 2; 2010 Qtr 1: 0; 2010 Qtr 2: 0; 2010 Qtr 3: 0; 2010 Qtr 4: 0; 2011 Qtr 1: 0; 2011 Qtr 2: 0; 2011 Qtr 3: 0; 2011 Qtr 4: 0 | 2
0 | 267042-Residential Condensor Coil Cleaning Resid MF CZ10 VintAll |  | System | Residential | 13-MFM-ResidentialMulti-family-SP_COOL | 0 |  |  |  |  | 50 | 50 | 0 | 0 | 0 | 0 | 180 |  | kWh | 0.2376 | 0 | Residential | [7 empty] | 3 | 0.78 |  |  |  | 1 | 1 | 0 | 0 | 0 | 0 | 0 | 0 | 0 | 0 | 0 | 0 | 2009 Qtr 1: 0; 2009 Qtr 2: 0; 2009 Qtr 3: 0; 2009 Qtr 4: 1; 2010 Qtr 1: 0; 2010 Qtr 2: 0; 2010 Qtr 3: 0; 2010 Qtr 4: 0; 2011 Qtr 1: 0; 2011 Qtr 2: 0; 2011 Qtr 3: 0; 2011 Qtr 4: 0 | 1
0 | 267032-High Refrigerant Charge Adjustment (>= ±20% rated charge) Resid MF CZ10 Vint03 |  | System | Residential | 13-MFM-ResidentialMulti-family-SP_COOL | 0 |  |  |  |  | 66.33 | 71.5 | 0 | 0 | 0 | -5.17 | 195.15 |  | kWh | 0.21338 | -0.15765 | Residential |  | Winter Only | [5 empty] | 10 | 0.78 |  |  |  | 1 | 2 | 0 | 0 | 0 | 0 | 0 | 0 | 0 | 0 | 0 | 0 | 2009 Qtr 1: 0; 2009 Qtr 2: 0; 2009 Qtr 3: 0; 2009 Qtr 4: 2; 2010 Qtr 1: 0; 2010 Qtr 2: 0; 2010 Qtr 3: 0; 2010 Qtr 4: 0; 2011 Qtr 1: 0; 2011 Qtr 2: 0; 2011 Qtr 3: 0; 2011 Qtr 4: 0 | 2
0 | 267042-Residential Condensor Coil Cleaning Resid MF CZ10 VintAll |  | System | Residential | 13-MFM-ResidentialMulti-family-SP_COOL | 0 |  |  |  |  | 50 | 50 | 0 | 0 | 0 | 0 | 180 |  | kWh | 0.2376 | 0 | Residential | [7 empty] | 3 | 0.78 |  |  |  | 1 | 1 | 0 | 0 | 0 | 0 | 0 | 0 | 0 | 0 | 0 | 0 | 2009 Qtr 1: 0; 2009 Qtr 2: 0; 2009 Qtr 3: 0; 2009 Qtr 4: 1; 2010 Qtr 1: 0; 2010 Qtr 2: 0; 2010 Qtr 3: 0; 2010 Qtr 4: 0; 2011 Qtr 1: 0; 2011 Qtr 2: 0; 2011 Qtr 3: 0; 2011 Qtr 4: 0 | 1
0 | 267032-High Refrigerant Charge Adjustment (>= ±20% rated charge) Resid MF CZ10 Vint03 |  | System | Residential | 13-MFM-ResidentialMulti-family-SP_COOL | 0 |  |  |  |  | 66.33 | 71.5 | 0 | 0 | 0 | -5.17 | 195.15 |  | kWh | 0.21338 | -0.15765 | Residential |  | Winter Only | [5 empty] | 10 | 0.78 |  |  |  | 1 | 2 | 0 | 0 | 0 | 0 | 0 | 0 | 0 | 0 | 0 | 0 | 2009 Qtr 1: 0; 2009 Qtr 2: 0; 2009 Qtr 3: 0; 2009 Qtr 4: 2; 2010 Qtr 1: 0; 2010 Qtr 2: 0; 2010 Qtr 3: 0; 2010 Qtr 4: 0; 2011 Qtr 1: 0; 2011 Qtr 2: 0; 2011 Qtr 3: 0; 2011 Qtr 4: 0 | 2
0 | 267042-Residential Condensor Coil Cleaning Resid MF CZ10 VintAll |  | System | Residential | 13-MFM-ResidentialMulti-family-SP_COOL | 0 |  |  |  |  | 50 | 50 | 0 | 0 | 0 | 0 | 180 |  | kWh | 0.2376 | 0 | Residential | [7 empty] | 3 | 0.78 |  |  |  | 1 | 1 | 0 | 0 | 0 | 0 | 0 | 0 | 0 | 0 | 0 | 0 | 2009 Qtr 1: 0; 2009 Qtr 2: 0; 2009 Qtr 3: 0; 2009 Qtr 4: 1; 2010 Qtr 1: 0; 2010 Qtr 2: 0; 2010 Qtr 3: 0; 2010 Qtr 4: 0; 2011 Qtr 1: 0; 2011 Qtr 2: 0; 2011 Qtr 3: 0; 2011 Qtr 4: 0 | 1
0 | 267033-High Refrigerant Charge Adjustment (>= ±20% rated charge) Resid MF CZ10 Vint04 |  | System | Residential | 13-MFM-ResidentialMulti-family-SP_COOL | 0 |  |  |  |  | 66.33 | 89.375 | 0 | 0 | 0 | -23.045 | 171.246 |  | kWh | 0.22612 | -0.10521 | Residential |  | Winter Only | [5 empty] | 10 | 0.78 |  |  |  | 1 | 2 | 0 | 0 | 0 | 0 | 0 | 0 | 0 | 0 | 0 | 0 | 2009 Qtr 1: 0; 2009 Qtr 2: 0; 2009 Qtr 3: 0; 2009 Qtr 4: 2; 2010 Qtr 1: 0; 2010 Qtr 2: 0; 2010 Qtr 3: 0; 2010 Qtr 4: 0; 2011 Qtr 1: 0; 2011 Qtr 2: 0; 2011 Qtr 3: 0; 2011 Qtr 4: 0 | 2
0 | 267042-Residential Condensor Coil Cleaning Resid MF CZ10 VintAll |  | System | Residential | 13-MFM-ResidentialMulti-family-SP_COOL | 0 |  |  |  |  | 50 | 50 | 0 | 0 | 0 | 0 | 180 |  | kWh | 0.2376 | 0 | Residential | [7 empty] | 3 | 0.78 |  |  |  | 1 | 1 | 0 | 0 | 0 | 0 | 0 | 0 | 0 | 0 | 0 | 0 | 2009 Qtr 1: 0; 2009 Qtr 2: 0; 2009 Qtr 3: 0; 2009 Qtr 4: 1; 2010 Qtr 1: 0; 2010 Qtr 2: 0; 2010 Qtr 3: 0; 2010 Qtr 4: 0; 2011 Qtr 1: 0; 2011 Qtr 2: 0; 2011 Qtr 3: 0; 2011 Qtr 4: 0 | 1
0 | 267032-High Refrigerant Charge Adjustment (>= ±20% rated charge) Resid MF CZ10 Vint03 |  | System | Residential | 13-MFM-ResidentialMulti-family-SP_COOL | 0 |  |  |  |  | 66.33 | 71.5 | 0 | 0 | 0 | -5.17 | 195.15 |  | kWh | 0.21338 | -0.15765 | Residential |  | Winter Only | [5 empty] | 10 | 0.78 |  |  |  | 1 | 2 | 0 | 0 | 0 | 0 | 0 | 0 | 0 | 0 | 0 | 0 | 2009 Qtr 1: 0; 2009 Qtr 2: 0; 2009 Qtr 3: 0; 2009 Qtr 4: 2; 2010 Qtr 1: 0; 2010 Qtr 2: 0; 2010 Qtr 3: 0; 2010 Qtr 4: 0; 2011 Qtr 1: 0; 2011 Qtr 2: 0; 2011 Qtr 3: 0; 2011 Qtr 4: 0 | 2
0 | 267042-Residential Condensor Coil Cleaning Resid MF CZ10 VintAll |  | System | Residential | 13-MFM-ResidentialMulti-family-SP_COOL | 0 |  |  |  |  | 50 | 50 | 0 | 0 | 0 | 0 | 180 |  | kWh | 0.2376 | 0 | Residential | [7 empty] | 3 | 0.78 |  |  |  | 1 | 1 | 0 | 0 | 0 | 0 | 0 | 0 | 0 | 0 | 0 | 0 | 2009 Qtr 1: 0; 2009 Qtr 2: 0; 2009 Qtr 3: 0; 2009 Qtr 4: 1; 2010 Qtr 1: 0; 2010 Qtr 2: 0; 2010 Qtr 3: 0; 2010 Qtr 4: 0; 2011 Qtr 1: 0; 2011 Qtr 2: 0; 2011 Qtr 3: 0; 2011 Qtr 4: 0 | 1
0 | 267042-Residential Condensor Coil Cleaning Resid MF CZ10 VintAll |  | System | Residential | 13-MFM-ResidentialMulti-family-SP_COOL | 0 |  |  |  |  | 50 | 50 | 0 | 0 | 0 | 0 | 180 |  | kWh | 0.2376 | 0 | Residential | [7 empty] | 3 | 0.78 |  |  |  | 1 | 1 | 0 | 0 | 0 | 0 | 0 | 0 | 0 | 0 | 0 | 0 | 2009 Qtr 1: 0; 2009 Qtr 2: 0; 2009 Qtr 3: 0; 2009 Qtr 4: 1; 2010 Qtr 1: 0; 2010 Qtr 2: 0; 2010 Qtr 3: 0; 2010 Qtr 4: 0; 2011 Qtr 1: 0; 2011 Qtr 2: 0; 2011 Qtr 3: 0; 2011 Qtr 4: 0 | 1
0 | 267032-High Refrigerant Charge Adjustment (>= ±20% rated charge) Resid MF CZ10 Vint03 |  | System | Residential | 13-MFM-ResidentialMulti-family-SP_COOL | 0 |  |  |  |  | 66.33 | 71.5 | 0 | 0 | 0 | -5.17 | 195.15 |  | kWh | 0.21338 | -0.15765 | Residential |  | Winter Only | [5 empty] | 10 | 0.78 |  |  |  | 1 | 2 | 0 | 0 | 0 | 0 | 0 | 0 | 0 | 0 | 0 | 0 | 2009 Qtr 1: 0; 2009 Qtr 2: 0; 2009 Qtr 3: 0; 2009 Qtr 4: 2; 2010 Qtr 1: 0; 2010 Qtr 2: 0; 2010 Qtr 3: 0; 2010 Qtr 4: 0; 2011 Qtr 1: 0; 2011 Qtr 2: 0; 2011 Qtr 3: 0; 2011 Qtr 4: 0 | 2
0 | 267042-Residential Condensor Coil Cleaning Resid MF CZ10 VintAll |  | System | Residential | 13-MFM-ResidentialMulti-family-SP_COOL | 0 |  |  |  |  | 50 | 50 | 0 | 0 | 0 | 0 | 180 |  | kWh | 0.2376 | 0 | Residential | [7 empty] | 3 | 0.78 |  |  |  | 1 | 1 | 0 | 0 | 0 | 0 | 0 | 0 | 0 | 0 | 0 | 0 | 2009 Qtr 1: 0; 2009 Qtr 2: 0; 2009 Qtr 3: 0; 2009 Qtr 4: 1; 2010 Qtr 1: 0; 2010 Qtr 2: 0; 2010 Qtr 3: 0; 2010 Qtr 4: 0; 2011 Qtr 1: 0; 2011 Qtr 2: 0; 2011 Qtr 3: 0; 2011 Qtr 4: 0 | 1
0 | 267032-High Refrigerant Charge Adjustment (>= ±20% rated charge) Resid MF CZ10 Vint03 |  | System | Residential | 13-MFM-ResidentialMulti-family-SP_COOL | 0 |  |  |  |  | 66.33 | 71.5 | 0 | 0 | 0 | -5.17 | 195.15 |  | kWh | 0.21338 | -0.15765 | Residential |  | Winter Only | [5 empty] | 10 | 0.78 |  |  |  | 1 | 2 | 0 | 0 | 0 | 0 | 0 | 0 | 0 | 0 | 0 | 0 | 2009 Qtr 1: 0; 2009 Qtr 2: 0; 2009 Qtr 3: 0; 2009 Qtr 4: 2; 2010 Qtr 1: 0; 2010 Qtr 2: 0; 2010 Qtr 3: 0; 2010 Qtr 4: 0; 2011 Qtr 1: 0; 2011 Qtr 2: 0; 2011 Qtr 3: 0; 2011 Qtr 4: 0 | 2
0 | 267042-Residential Condensor Coil Cleaning Resid MF CZ10 VintAll |  | System | Residential | 13-MFM-ResidentialMulti-family-SP_COOL | 0 |  |  |  |  | 50 | 50 | 0 | 0 | 0 | 0 | 180 |  | kWh | 0.2376 | 0 | Residential | [7 empty] | 3 | 0.78 |  |  |  | 1 | 1 | 0 | 0 | 0 | 0 | 0 | 0 | 0 | 0 | 0 | 0 | 2009 Qtr 1: 0; 2009 Qtr 2: 0; 2009 Qtr 3: 0; 2009 Qtr 4: 1; 2010 Qtr 1: 0; 2010 Qtr 2: 0; 2010 Qtr 3: 0; 2010 Qtr 4: 0; 2011 Qtr 1: 0; 2011 Qtr 2: 0; 2011 Qtr 3: 0; 2011 Qtr 4: 0 | 1
0 | 267032-High Refrigerant Charge Adjustment (>= ±20% rated charge) Resid MF CZ10 Vint03 |  | System | Residential | 13-MFM-ResidentialMulti-family-SP_COOL | 0 |  |  |  |  | 66.33 | 71.5 | 0 | 0 | 0 | -5.17 | 195.15 |  | kWh | 0.21338 | -0.15765 | Residential |  | Winter Only | [5 empty] | 10 | 0.78 |  |  |  | 1 | 2 | 0 | 0 | 0 | 0 | 0 | 0 | 0 | 0 | 0 | 0 | 2009 Qtr 1: 0; 2009 Qtr 2: 0; 2009 Qtr 3: 0; 2009 Qtr 4: 2; 2010 Qtr 1: 0; 2010 Qtr 2: 0; 2010 Qtr 3: 0; 2010 Qtr 4: 0; 2011 Qtr 1: 0; 2011 Qtr 2: 0; 2011 Qtr 3: 0; 2011 Qtr 4: 0 | 2
0 | 267042-Residential Condensor Coil Cleaning Resid MF CZ10 VintAll |  | System | Residential | 13-MFM-ResidentialMulti-family-SP_COOL | 0 |  |  |  |  | 50 | 50 | 0 | 0 | 0 | 0 | 180 |  | kWh | 0.2376 | 0 | Residential | [7 empty] | 3 | 0.78 |  |  |  | 1 | 1 | 0 | 0 | 0 | 0 | 0 | 0 | 0 | 0 | 0 | 0 | 2009 Qtr 1: 0; 2009 Qtr 2: 0; 2009 Qtr 3: 0; 2009 Qtr 4: 1; 2010 Qtr 1: 0; 2010 Qtr 2: 0; 2010 Qtr 3: 0; 2010 Qtr 4: 0; 2011 Qtr 1: 0; 2011 Qtr 2: 0; 2011 Qtr 3: 0; 2011 Qtr 4: 0 | 1
0 | 267035-High Refrigerant Charge Adjustment (>= ±20% rated charge) Resid MF CZ10 Vint01 |  | System | Residential | 13-MFM-ResidentialMulti-family-SP_COOL | 0 |  |  |  |  | 66.33 | 71.5 | 0 | 0 | 0 | -5.17 | 120.504 |  | kWh | 0.19741 | -0.037108 | Residential |  | Winter Only | [5 empty] | 10 | 0.78 |  |  |  | 1 | 2 | 0 | 0 | 0 | 0 | 0 | 0 | 0 | 0 | 0 | 0 | 2009 Qtr 1: 0; 2009 Qtr 2: 0; 2009 Qtr 3: 0; 2009 Qtr 4: 2; 2010 Qtr 1: 0; 2010 Qtr 2: 0; 2010 Qtr 3: 0; 2010 Qtr 4: 0; 2011 Qtr 1: 0; 2011 Qtr 2: 0; 2011 Qtr 3: 0; 2011 Qtr 4: 0 | 2
0 | 267042-Residential Condensor Coil Cleaning Resid MF CZ10 VintAll |  | System | Residential | 13-MFM-ResidentialMulti-family-SP_COOL | 0 |  |  |  |  | 50 | 50 | 0 | 0 | 0 | 0 | 180 |  | kWh | 0.2376 | 0 | Residential | [7 empty] | 3 | 0.78 |  |  |  | 1 | 1 | 0 | 0 | 0 | 0 | 0 | 0 | 0 | 0 | 0 | 0 | 2009 Qtr 1: 0; 2009 Qtr 2: 0; 2009 Qtr 3: 0; 2009 Qtr 4: 1; 2010 Qtr 1: 0; 2010 Qtr 2: 0; 2010 Qtr 3: 0; 2010 Qtr 4: 0; 2011 Qtr 1: 0; 2011 Qtr 2: 0; 2011 Qtr 3: 0; 2011 Qtr 4: 0 | 1
0 | 267032-High Refrigerant Charge Adjustment (>= ±20% rated charge) Resid MF CZ10 Vint03 |  | System | Residential | 13-MFM-ResidentialMulti-family-SP_COOL | 0 |  |  |  |  | 66.33 | 71.5 | 0 | 0 | 0 | -5.17 | 195.15 |  | kWh | 0.21338 | -0.15765 | Residential |  | Winter Only | [5 empty] | 10 | 0.78 |  |  |  | 1 | 2 | 0 | 0 | 0 | 0 | 0 | 0 | 0 | 0 | 0 | 0 | 2009 Qtr 1: 0; 2009 Qtr 2: 0; 2009 Qtr 3: 0; 2009 Qtr 4: 2; 2010 Qtr 1: 0; 2010 Qtr 2: 0; 2010 Qtr 3: 0; 2010 Qtr 4: 0; 2011 Qtr 1: 0; 2011 Qtr 2: 0; 2011 Qtr 3: 0; 2011 Qtr 4: 0 | 2
0 | 267042-Residential Condensor Coil Cleaning Resid MF CZ10 VintAll |  | System | Residential | 13-MFM-ResidentialMulti-family-SP_COOL | 0 |  |  |  |  | 50 | 50 | 0 | 0 | 0 | 0 | 180 |  | kWh | 0.2376 | 0 | Residential | [7 empty] | 3 | 0.78 |  |  |  | 1 | 1 | 0 | 0 | 0 | 0 | 0 | 0 | 0 | 0 | 0 | 0 | 2009 Qtr 1: 0; 2009 Qtr 2: 0; 2009 Qtr 3: 0; 2009 Qtr 4: 1; 2010 Qtr 1: 0; 2010 Qtr 2: 0; 2010 Qtr 3: 0; 2010 Qtr 4: 0; 2011 Qtr 1: 0; 2011 Qtr 2: 0; 2011 Qtr 3: 0; 2011 Qtr 4: 0 | 1
0 | 267042-Residential Condensor Coil Cleaning Resid MF CZ10 VintAll |  | System | Residential | 13-MFM-ResidentialMulti-family-SP_COOL | 0 |  |  |  |  | 50 | 50 | 0 | 0 | 0 | 0 | 180 |  | kWh | 0.2376 | 0 | Residential | [7 empty] | 3 | 0.78 |  |  |  | 1 | 1 | 0 | 0 | 0 | 0 | 0 | 0 | 0 | 0 | 0 | 0 | 2009 Qtr 1: 0; 2009 Qtr 2: 0; 2009 Qtr 3: 0; 2009 Qtr 4: 1; 2010 Qtr 1: 0; 2010 Qtr 2: 0; 2010 Qtr 3: 0; 2010 Qtr 4: 0; 2011 Qtr 1: 0; 2011 Qtr 2: 0; 2011 Qtr 3: 0; 2011 Qtr 4: 0 | 1
0 | 267033-High Refrigerant Charge Adjustment (>= ±20% rated charge) Resid MF CZ10 Vint04 |  | System | Residential | 13-MFM-ResidentialMulti-family-SP_COOL | 0 |  |  |  |  | 66.33 | 71.5 | 0 | 0 | 0 | -5.17 | 171.246 |  | kWh | 0.22612 | -0.10521 | Residential |  | Winter Only | [5 empty] | 10 | 0.78 |  |  |  | 1 | 2 | 0 | 0 | 0 | 0 | 0 | 0 | 0 | 0 | 0 | 0 | 2009 Qtr 1: 0; 2009 Qtr 2: 0; 2009 Qtr 3: 0; 2009 Qtr 4: 2; 2010 Qtr 1: 0; 2010 Qtr 2: 0; 2010 Qtr 3: 0; 2010 Qtr 4: 0; 2011 Qtr 1: 0; 2011 Qtr 2: 0; 2011 Qtr 3: 0; 2011 Qtr 4: 0 | 2
0 | 267042-Residential Condensor Coil Cleaning Resid MF CZ10 VintAll |  | System | Residential | 13-MFM-ResidentialMulti-family-SP_COOL | 0 |  |  |  |  | 50 | 50 | 0 | 0 | 0 | 0 | 180 |  | kWh | 0.2376 | 0 | Residential | [7 empty] | 3 | 0.78 |  |  |  | 1 | 1 | 0 | 0 | 0 | 0 | 0 | 0 | 0 | 0 | 0 | 0 | 2009 Qtr 1: 0; 2009 Qtr 2: 0; 2009 Qtr 3: 0; 2009 Qtr 4: 1; 2010 Qtr 1: 0; 2010 Qtr 2: 0; 2010 Qtr 3: 0; 2010 Qtr 4: 0; 2011 Qtr 1: 0; 2011 Qtr 2: 0; 2011 Qtr 3: 0; 2011 Qtr 4: 0 | 1
0 | 267035-High Refrigerant Charge Adjustment (>= ±20% rated charge) Resid MF CZ10 Vint01 |  | System | Residential | 13-MFM-ResidentialMulti-family-SP_COOL | 0 |  |  |  |  | 66.33 | 71.5 | 0 | 0 | 0 | -5.17 | 120.504 |  | kWh | 0.19741 | -0.037108 | Residential |  | Winter Only | [5 empty] | 10 | 0.78 |  |  |  | 1 | 2 | 0 | 0 | 0 | 0 | 0 | 0 | 0 | 0 | 0 | 0 | 2009 Qtr 1: 0; 2009 Qtr 2: 0; 2009 Qtr 3: 0; 2009 Qtr 4: 2; 2010 Qtr 1: 0; 2010 Qtr 2: 0; 2010 Qtr 3: 0; 2010 Qtr 4: 0; 2011 Qtr 1: 0; 2011 Qtr 2: 0; 2011 Qtr 3: 0; 2011 Qtr 4: 0 | 2
0 | 267042-Residential Condensor Coil Cleaning Resid MF CZ10 VintAll |  | System | Residential | 13-MFM-ResidentialMulti-family-SP_COOL | 0 |  |  |  |  | 50 | 50 | 0 | 0 | 0 | 0 | 180 |  | kWh | 0.2376 | 0 | Residential | [7 empty] | 3 | 0.78 |  |  |  | 1 | 1 | 0 | 0 | 0 | 0 | 0 | 0 | 0 | 0 | 0 | 0 | 2009 Qtr 1: 0; 2009 Qtr 2: 0; 2009 Qtr 3: 0; 2009 Qtr 4: 1; 2010 Qtr 1: 0; 2010 Qtr 2: 0; 2010 Qtr 3: 0; 2010 Qtr 4: 0; 2011 Qtr 1: 0; 2011 Qtr 2: 0; 2011 Qtr 3: 0; 2011 Qtr 4: 0 | 1
0 | 267032-High Refrigerant Charge Adjustment (>= ±20% rated charge) Resid MF CZ10 Vint03 |  | System | Residential | 13-MFM-ResidentialMulti-family-SP_COOL | 0 |  |  |  |  | 66.33 | 71.5 | 0 | 0 | 0 | -5.17 | 195.15 |  | kWh | 0.21338 | -0.15765 | Residential |  | Winter Only | [5 empty] | 10 | 0.78 |  |  |  | 1 | 2 | 0 | 0 | 0 | 0 | 0 | 0 | 0 | 0 | 0 | 0 | 2009 Qtr 1: 0; 2009 Qtr 2: 0; 2009 Qtr 3: 0; 2009 Qtr 4: 2; 2010 Qtr 1: 0; 2010 Qtr 2: 0; 2010 Qtr 3: 0; 2010 Qtr 4: 0; 2011 Qtr 1: 0; 2011 Qtr 2: 0; 2011 Qtr 3: 0; 2011 Qtr 4: 0 | 2
0 | 267042-Residential Condensor Coil Cleaning Resid MF CZ10 VintAll |  | System | Residential | 13-MFM-ResidentialMulti-family-SP_COOL | 0 |  |  |  |  | 50 | 50 | 0 | 0 | 0 | 0 | 180 |  | kWh | 0.2376 | 0 | Residential | [7 empty] | 3 | 0.78 |  |  |  | 1 | 1 | 0 | 0 | 0 | 0 | 0 | 0 | 0 | 0 | 0 | 0 | 2009 Qtr 1: 0; 2009 Qtr 2: 0; 2009 Qtr 3: 0; 2009 Qtr 4: 1; 2010 Qtr 1: 0; 2010 Qtr 2: 0; 2010 Qtr 3: 0; 2010 Qtr 4: 0; 2011 Qtr 1: 0; 2011 Qtr 2: 0; 2011 Qtr 3: 0; 2011 Qtr 4: 0 | 1
0 | 267032-High Refrigerant Charge Adjustment (>= ±20% rated charge) Resid MF CZ10 Vint03 |  | System | Residential | 13-MFM-ResidentialMulti-family-SP_COOL | 0 |  |  |  |  | 66.33 | 71.5 | 0 | 0 | 0 | -5.17 | 195.15 |  | kWh | 0.21338 | -0.15765 | Residential |  | Winter Only | [5 empty] | 10 | 0.78 |  |  |  | 1 | 2 | 0 | 0 | 0 | 0 | 0 | 0 | 0 | 0 | 0 | 0 | 2009 Qtr 1: 0; 2009 Qtr 2: 0; 2009 Qtr 3: 0; 2009 Qtr 4: 2; 2010 Qtr 1: 0; 2010 Qtr 2: 0; 2010 Qtr 3: 0; 2010 Qtr 4: 0; 2011 Qtr 1: 0; 2011 Qtr 2: 0; 2011 Qtr 3: 0; 2011 Qtr 4: 0 | 2
0 | 267042-Residential Condensor Coil Cleaning Resid MF CZ10 VintAll |  | System | Residential | 13-MFM-ResidentialMulti-family-SP_COOL | 0 |  |  |  |  | 50 | 50 | 0 | 0 | 0 | 0 | 180 |  | kWh | 0.2376 | 0 | Residential | [7 empty] | 3 | 0.78 |  |  |  | 1 | 1 | 0 | 0 | 0 | 0 | 0 | 0 | 0 | 0 | 0 | 0 | 2009 Qtr 1: 0; 2009 Qtr 2: 0; 2009 Qtr 3: 0; 2009 Qtr 4: 1; 2010 Qtr 1: 0; 2010 Qtr 2: 0; 2010 Qtr 3: 0; 2010 Qtr 4: 0; 2011 Qtr 1: 0; 2011 Qtr 2: 0; 2011 Qtr 3: 0; 2011 Qtr 4: 0 | 1
0 | 267033-High Refrigerant Charge Adjustment (>= ±20% rated charge) Resid MF CZ10 Vint04 |  | System | Residential | 13-MFM-ResidentialMulti-family-SP_COOL | 0 |  |  |  |  | 66.33 | 71.5 | 0 | 0 | 0 | -5.17 | 171.246 |  | kWh | 0.22612 | -0.10521 | Residential |  | Winter Only | [5 empty] | 10 | 0.78 |  |  |  | 1 | 2 | 0 | 0 | 0 | 0 | 0 | 0 | 0 | 0 | 0 | 0 | 2009 Qtr 1: 0; 2009 Qtr 2: 0; 2009 Qtr 3: 0; 2009 Qtr 4: 2; 2010 Qtr 1: 0; 2010 Qtr 2: 0; 2010 Qtr 3: 0; 2010 Qtr 4: 0; 2011 Qtr 1: 0; 2011 Qtr 2: 0; 2011 Qtr 3: 0; 2011 Qtr 4: 0 | 2
0 | 267042-Residential Condensor Coil Cleaning Resid MF CZ10 VintAll |  | System | Residential | 13-MFM-ResidentialMulti-family-SP_COOL | 0 |  |  |  |  | 50 | 50 | 0 | 0 | 0 | 0 | 180 |  | kWh | 0.2376 | 0 | Residential | [7 empty] | 3 | 0.78 |  |  |  | 1 | 1 | 0 | 0 | 0 | 0 | 0 | 0 | 0 | 0 | 0 | 0 | 2009 Qtr 1: 0; 2009 Qtr 2: 0; 2009 Qtr 3: 0; 2009 Qtr 4: 1; 2010 Qtr 1: 0; 2010 Qtr 2: 0; 2010 Qtr 3: 0; 2010 Qtr 4: 0; 2011 Qtr 1: 0; 2011 Qtr 2: 0; 2011 Qtr 3: 0; 2011 Qtr 4: 0 | 1
0 | 267032-High Refrigerant Charge Adjustment (>= ±20% rated charge) Resid MF CZ10 Vint03 |  | System | Residential | 13-MFM-ResidentialMulti-family-SP_COOL | 0 |  |  |  |  | 66.33 | 71.5 | 0 | 0 | 0 | -5.17 | 195.15 |  | kWh | 0.21338 | -0.15765 | Residential |  | Winter Only | [5 empty] | 10 | 0.78 |  |  |  | 1 | 2 | 0 | 0 | 0 | 0 | 0 | 0 | 0 | 0 | 0 | 0 | 2009 Qtr 1: 0; 2009 Qtr 2: 0; 2009 Qtr 3: 0; 2009 Qtr 4: 2; 2010 Qtr 1: 0; 2010 Qtr 2: 0; 2010 Qtr 3: 0; 2010 Qtr 4: 0; 2011 Qtr 1: 0; 2011 Qtr 2: 0; 2011 Qtr 3: 0; 2011 Qtr 4: 0 | 2
0 | 267042-Residential Condensor Coil Cleaning Resid MF CZ10 VintAll |  | System | Residential | 13-MFM-ResidentialMulti-family-SP_COOL | 0 |  |  |  |  | 50 | 50 | 0 | 0 | 0 | 0 | 180 |  | kWh | 0.2376 | 0 | Residential | [7 empty] | 3 | 0.78 |  |  |  | 1 | 1 | 0 | 0 | 0 | 0 | 0 | 0 | 0 | 0 | 0 | 0 | 2009 Qtr 1: 0; 2009 Qtr 2: 0; 2009 Qtr 3: 0; 2009 Qtr 4: 1; 2010 Qtr 1: 0; 2010 Qtr 2: 0; 2010 Qtr 3: 0; 2010 Qtr 4: 0; 2011 Qtr 1: 0; 2011 Qtr 2: 0; 2011 Qtr 3: 0; 2011 Qtr 4: 0 | 1
0 | 267032-High Refrigerant Charge Adjustment (>= ±20% rated charge) Resid MF CZ10 Vint03 |  | System | Residential | 13-MFM-ResidentialMulti-family-SP_COOL | 0 |  |  |  |  | 66.33 | 71.5 | 0 | 0 | 0 | -5.17 | 195.15 |  | kWh | 0.21338 | -0.15765 | Residential |  | Winter Only | [5 empty] | 10 | 0.78 |  |  |  | 1 | 2 | 0 | 0 | 0 | 0 | 0 | 0 | 0 | 0 | 0 | 0 | 2009 Qtr 1: 0; 2009 Qtr 2: 0; 2009 Qtr 3: 0; 2009 Qtr 4: 2; 2010 Qtr 1: 0; 2010 Qtr 2: 0; 2010 Qtr 3: 0; 2010 Qtr 4: 0; 2011 Qtr 1: 0; 2011 Qtr 2: 0; 2011 Qtr 3: 0; 2011 Qtr 4: 0 | 2
0 | 267042-Residential Condensor Coil Cleaning Resid MF CZ10 VintAll |  | System | Residential | 13-MFM-ResidentialMulti-family-SP_COOL | 0 |  |  |  |  | 50 | 50 | 0 | 0 | 0 | 0 | 180 |  | kWh | 0.2376 | 0 | Residential | [7 empty] | 3 | 0.78 |  |  |  | 1 | 1 | 0 | 0 | 0 | 0 | 0 | 0 | 0 | 0 | 0 | 0 | 2009 Qtr 1: 0; 2009 Qtr 2: 0; 2009 Qtr 3: 0; 2009 Qtr 4: 1; 2010 Qtr 1: 0; 2010 Qtr 2: 0; 2010 Qtr 3: 0; 2010 Qtr 4: 0; 2011 Qtr 1: 0; 2011 Qtr 2: 0; 2011 Qtr 3: 0; 2011 Qtr 4: 0 | 1
0 | 267032-High Refrigerant Charge Adjustment (>= ±20% rated charge) Resid MF CZ10 Vint03 |  | System | Residential | 13-MFM-ResidentialMulti-family-SP_COOL | 0 |  |  |  |  | 66.33 | 71.5 | 0 | 0 | 0 | -5.17 | 195.15 |  | kWh | 0.21338 | -0.15765 | Residential |  | Winter Only | [5 empty] | 10 | 0.78 |  |  |  | 1 | 2 | 0 | 0 | 0 | 0 | 0 | 0 | 0 | 0 | 0 | 0 | 2009 Qtr 1: 0; 2009 Qtr 2: 0; 2009 Qtr 3: 0; 2009 Qtr 4: 2; 2010 Qtr 1: 0; 2010 Qtr 2: 0; 2010 Qtr 3: 0; 2010 Qtr 4: 0; 2011 Qtr 1: 0; 2011 Qtr 2: 0; 2011 Qtr 3: 0; 2011 Qtr 4: 0 | 2
0 | 267042-Residential Condensor Coil Cleaning Resid MF CZ10 VintAll |  | System | Residential | 13-MFM-ResidentialMulti-family-SP_COOL | 0 |  |  |  |  | 50 | 50 | 0 | 0 | 0 | 0 | 180 |  | kWh | 0.2376 | 0 | Residential | [7 empty] | 3 | 0.78 |  |  |  | 1 | 1 | 0 | 0 | 0 | 0 | 0 | 0 | 0 | 0 | 0 | 0 | 2009 Qtr 1: 0; 2009 Qtr 2: 0; 2009 Qtr 3: 0; 2009 Qtr 4: 1; 2010 Qtr 1: 0; 2010 Qtr 2: 0; 2010 Qtr 3: 0; 2010 Qtr 4: 0; 2011 Qtr 1: 0; 2011 Qtr 2: 0; 2011 Qtr 3: 0; 2011 Qtr 4: 0 | 1
0 | 267032-High Refrigerant Charge Adjustment (>= ±20% rated charge) Resid MF CZ10 Vint03 |  | System | Residential | 13-MFM-ResidentialMulti-family-SP_COOL | 0 |  |  |  |  | 66.33 | 71.5 | 0 | 0 | 0 | -5.17 | 195.15 |  | kWh | 0.21338 | -0.15765 | Residential |  | Winter Only | [5 empty] | 10 | 0.78 |  |  |  | 1 | 2 | 0 | 0 | 0 | 0 | 0 | 0 | 0 | 0 | 0 | 0 | 2009 Qtr 1: 0; 2009 Qtr 2: 0; 2009 Qtr 3: 0; 2009 Qtr 4: 2; 2010 Qtr 1: 0; 2010 Qtr 2: 0; 2010 Qtr 3: 0; 2010 Qtr 4: 0; 2011 Qtr 1: 0; 2011 Qtr 2: 0; 2011 Qtr 3: 0; 2011 Qtr 4: 0 | 2
0 | 267042-Residential Condensor Coil Cleaning Resid MF CZ10 VintAll |  | System | Residential | 13-MFM-ResidentialMulti-family-SP_COOL | 0 |  |  |  |  | 50 | 50 | 0 | 0 | 0 | 0 | 180 |  | kWh | 0.2376 | 0 | Residential | [7 empty] | 3 | 0.78 |  |  |  | 1 | 1 | 0 | 0 | 0 | 0 | 0 | 0 | 0 | 0 | 0 | 0 | 2009 Qtr 1: 0; 2009 Qtr 2: 0; 2009 Qtr 3: 0; 2009 Qtr 4: 1; 2010 Qtr 1: 0; 2010 Qtr 2: 0; 2010 Qtr 3: 0; 2010 Qtr 4: 0; 2011 Qtr 1: 0; 2011 Qtr 2: 0; 2011 Qtr 3: 0; 2011 Qtr 4: 0 | 1
0 | 267034-High Refrigerant Charge Adjustment (>= ±20% rated charge) Resid MF CZ10 Vint05 |  | System | Residential | 13-MFM-ResidentialMulti-family-SP_COOL | 0 |  |  |  |  | 66.33 | 107.25 | 0 | 0 | 0 | -40.92 | 140.383 |  | kWh | 0.19848 | -0.066812 | Residential |  | Winter Only | [5 empty] | 10 | 0.78 |  |  |  | 1 | 1 | 0 | 0 | 0 | 0 | 0 | 0 | 0 | 0 | 0 | 0 | 2009 Qtr 1: 0; 2009 Qtr 2: 0; 2009 Qtr 3: 0; 2009 Qtr 4: 1; 2010 Qtr 1: 0; 2010 Qtr 2: 0; 2010 Qtr 3: 0; 2010 Qtr 4: 0; 2011 Qtr 1: 0; 2011 Qtr 2: 0; 2011 Qtr 3: 0; 2011 Qtr 4: 0 | 1
0 | 267042-Residential Condensor Coil Cleaning Resid MF CZ10 VintAll |  | System | Residential | 13-MFM-ResidentialMulti-family-SP_COOL | 0 |  |  |  |  | 50 | 50 | 0 | 0 | 0 | 0 | 180 |  | kWh | 0.2376 | 0 | Residential | [7 empty] | 3 | 0.78 |  |  |  | 1 | 1 | 0 | 0 | 0 | 0 | 0 | 0 | 0 | 0 | 0 | 0 | 2009 Qtr 1: 0; 2009 Qtr 2: 0; 2009 Qtr 3: 0; 2009 Qtr 4: 1; 2010 Qtr 1: 0; 2010 Qtr 2: 0; 2010 Qtr 3: 0; 2010 Qtr 4: 0; 2011 Qtr 1: 0; 2011 Qtr 2: 0; 2011 Qtr 3: 0; 2011 Qtr 4: 0 | 1
0 | 267033-High Refrigerant Charge Adjustment (>= ±20% rated charge) Resid MF CZ10 Vint04 |  | System | Residential | 13-MFM-ResidentialMulti-family-SP_COOL | 0 |  |  |  |  | 66.33 | 71.5 | 0 | 0 | 0 | -5.17 | 171.246 |  | kWh | 0.22612 | -0.10521 | Residential |  | Winter Only | [5 empty] | 10 | 0.78 |  |  |  | 1 | 2 | 0 | 0 | 0 | 0 | 0 | 0 | 0 | 0 | 0 | 0 | 2009 Qtr 1: 0; 2009 Qtr 2: 0; 2009 Qtr 3: 0; 2009 Qtr 4: 2; 2010 Qtr 1: 0; 2010 Qtr 2: 0; 2010 Qtr 3: 0; 2010 Qtr 4: 0; 2011 Qtr 1: 0; 2011 Qtr 2: 0; 2011 Qtr 3: 0; 2011 Qtr 4: 0 | 2
0 | 267042-Residential Condensor Coil Cleaning Resid MF CZ10 VintAll |  | System | Residential | 13-MFM-ResidentialMulti-family-SP_COOL | 0 |  |  |  |  | 50 | 50 | 0 | 0 | 0 | 0 | 180 |  | kWh | 0.2376 | 0 | Residential | [7 empty] | 3 | 0.78 |  |  |  | 1 | 1 | 0 | 0 | 0 | 0 | 0 | 0 | 0 | 0 | 0 | 0 | 2009 Qtr 1: 0; 2009 Qtr 2: 0; 2009 Qtr 3: 0; 2009 Qtr 4: 1; 2010 Qtr 1: 0; 2010 Qtr 2: 0; 2010 Qtr 3: 0; 2010 Qtr 4: 0; 2011 Qtr 1: 0; 2011 Qtr 2: 0; 2011 Qtr 3: 0; 2011 Qtr 4: 0 | 1
0 | 267033-High Refrigerant Charge Adjustment (>= ±20% rated charge) Resid MF CZ10 Vint04 |  | System | Residential | 13-MFM-ResidentialMulti-family-SP_COOL | 0 |  |  |  |  | 66.33 | 71.5 | 0 | 0 | 0 | -5.17 | 171.246 |  | kWh | 0.22612 | -0.10521 | Residential |  | Winter Only | [5 empty] | 10 | 0.78 |  |  |  | 1 | 2 | 0 | 0 | 0 | 0 | 0 | 0 | 0 | 0 | 0 | 0 | 2009 Qtr 1: 0; 2009 Qtr 2: 0; 2009 Qtr 3: 0; 2009 Qtr 4: 2; 2010 Qtr 1: 0; 2010 Qtr 2: 0; 2010 Qtr 3: 0; 2010 Qtr 4: 0; 2011 Qtr 1: 0; 2011 Qtr 2: 0; 2011 Qtr 3: 0; 2011 Qtr 4: 0 | 2
0 | 267042-Residential Condensor Coil Cleaning Resid MF CZ10 VintAll |  | System | Residential | 13-MFM-ResidentialMulti-family-SP_COOL | 0 |  |  |  |  | 50 | 50 | 0 | 0 | 0 | 0 | 180 |  | kWh | 0.2376 | 0 | Residential | [7 empty] | 3 | 0.78 |  |  |  | 1 | 1 | 0 | 0 | 0 | 0 | 0 | 0 | 0 | 0 | 0 | 0 | 2009 Qtr 1: 0; 2009 Qtr 2: 0; 2009 Qtr 3: 0; 2009 Qtr 4: 1; 2010 Qtr 1: 0; 2010 Qtr 2: 0; 2010 Qtr 3: 0; 2010 Qtr 4: 0; 2011 Qtr 1: 0; 2011 Qtr 2: 0; 2011 Qtr 3: 0; 2011 Qtr 4: 0 | 1
0 | 267032-High Refrigerant Charge Adjustment (>= ±20% rated charge) Resid MF CZ10 Vint03 |  | System | Residential | 13-MFM-ResidentialMulti-family-SP_COOL | 0 |  |  |  |  | 66.33 | 71.5 | 0 | 0 | 0 | -5.17 | 195.15 |  | kWh | 0.21338 | -0.15765 | Residential |  | Winter Only | [5 empty] | 10 | 0.78 |  |  |  | 1 | 2 | 0 | 0 | 0 | 0 | 0 | 0 | 0 | 0 | 0 | 0 | 2009 Qtr 1: 0; 2009 Qtr 2: 0; 2009 Qtr 3: 0; 2009 Qtr 4: 2; 2010 Qtr 1: 0; 2010 Qtr 2: 0; 2010 Qtr 3: 0; 2010 Qtr 4: 0; 2011 Qtr 1: 0; 2011 Qtr 2: 0; 2011 Qtr 3: 0; 2011 Qtr 4: 0 | 2
0 | 267042-Residential Condensor Coil Cleaning Resid MF CZ10 VintAll |  | System | Residential | 13-MFM-ResidentialMulti-family-SP_COOL | 0 |  |  |  |  | 50 | 50 | 0 | 0 | 0 | 0 | 180 |  | kWh | 0.2376 | 0 | Residential | [7 empty] | 3 | 0.78 |  |  |  | 1 | 1 | 0 | 0 | 0 | 0 | 0 | 0 | 0 | 0 | 0 | 0 | 2009 Qtr 1: 0; 2009 Qtr 2: 0; 2009 Qtr 3: 0; 2009 Qtr 4: 1; 2010 Qtr 1: 0; 2010 Qtr 2: 0; 2010 Qtr 3: 0; 2010 Qtr 4: 0; 2011 Qtr 1: 0; 2011 Qtr 2: 0; 2011 Qtr 3: 0; 2011 Qtr 4: 0 | 1
0 | 267032-High Refrigerant Charge Adjustment (>= ±20% rated charge) Resid MF CZ10 Vint03 |  | System | Residential | 13-MFM-ResidentialMulti-family-SP_COOL | 0 |  |  |  |  | 66.33 | 71.5 | 0 | 0 | 0 | -5.17 | 195.15 |  | kWh | 0.21338 | -0.15765 | Residential |  | Winter Only | [5 empty] | 10 | 0.78 |  |  |  | 1 | 2 | 0 | 0 | 0 | 0 | 0 | 0 | 0 | 0 | 0 | 0 | 2009 Qtr 1: 0; 2009 Qtr 2: 0; 2009 Qtr 3: 0; 2009 Qtr 4: 2; 2010 Qtr 1: 0; 2010 Qtr 2: 0; 2010 Qtr 3: 0; 2010 Qtr 4: 0; 2011 Qtr 1: 0; 2011 Qtr 2: 0; 2011 Qtr 3: 0; 2011 Qtr 4: 0 | 2
0 | 267042-Residential Condensor Coil Cleaning Resid MF CZ10 VintAll |  | System | Residential | 13-MFM-ResidentialMulti-family-SP_COOL | 0 |  |  |  |  | 50 | 50 | 0 | 0 | 0 | 0 | 180 |  | kWh | 0.2376 | 0 | Residential | [7 empty] | 3 | 0.78 |  |  |  | 1 | 1 | 0 | 0 | 0 | 0 | 0 | 0 | 0 | 0 | 0 | 0 | 2009 Qtr 1: 0; 2009 Qtr 2: 0; 2009 Qtr 3: 0; 2009 Qtr 4: 1; 2010 Qtr 1: 0; 2010 Qtr 2: 0; 2010 Qtr 3: 0; 2010 Qtr 4: 0; 2011 Qtr 1: 0; 2011 Qtr 2: 0; 2011 Qtr 3: 0; 2011 Qtr 4: 0 | 1
0 | 267032-High Refrigerant Charge Adjustment (>= ±20% rated charge) Resid MF CZ10 Vint03 |  | System | Residential | 13-MFM-ResidentialMulti-family-SP_COOL | 0 |  |  |  |  | 66.33 | 71.5 | 0 | 0 | 0 | -5.17 | 195.15 |  | kWh | 0.21338 | -0.15765 | Residential |  | Winter Only | [5 empty] | 10 | 0.78 |  |  |  | 1 | 2 | 0 | 0 | 0 | 0 | 0 | 0 | 0 | 0 | 0 | 0 | 2009 Qtr 1: 0; 2009 Qtr 2: 0; 2009 Qtr 3: 0; 2009 Qtr 4: 2; 2010 Qtr 1: 0; 2010 Qtr 2: 0; 2010 Qtr 3: 0; 2010 Qtr 4: 0; 2011 Qtr 1: 0; 2011 Qtr 2: 0; 2011 Qtr 3: 0; 2011 Qtr 4: 0 | 2
0 | 267042-Residential Condensor Coil Cleaning Resid MF CZ10 VintAll |  | System | Residential | 13-MFM-ResidentialMulti-family-SP_COOL | 0 |  |  |  |  | 50 | 50 | 0 | 0 | 0 | 0 | 180 |  | kWh | 0.2376 | 0 | Residential | [7 empty] | 3 | 0.78 |  |  |  | 1 | 1 | 0 | 0 | 0 | 0 | 0 | 0 | 0 | 0 | 0 | 0 | 2009 Qtr 1: 0; 2009 Qtr 2: 0; 2009 Qtr 3: 0; 2009 Qtr 4: 1; 2010 Qtr 1: 0; 2010 Qtr 2: 0; 2010 Qtr 3: 0; 2010 Qtr 4: 0; 2011 Qtr 1: 0; 2011 Qtr 2: 0; 2011 Qtr 3: 0; 2011 Qtr 4: 0 | 1
0 | 267032-High Refrigerant Charge Adjustment (>= ±20% rated charge) Resid MF CZ10 Vint03 |  | System | Residential | 13-MFM-ResidentialMulti-family-SP_COOL | 0 |  |  |  |  | 66.33 | 71.5 | 0 | 0 | 0 | -5.17 | 195.15 |  | kWh | 0.21338 | -0.15765 | Residential |  | Winter Only | [5 empty] | 10 | 0.78 |  |  |  | 1 | 2 | 0 | 0 | 0 | 0 | 0 | 0 | 0 | 0 | 0 | 0 | 2009 Qtr 1: 0; 2009 Qtr 2: 0; 2009 Qtr 3: 0; 2009 Qtr 4: 2; 2010 Qtr 1: 0; 2010 Qtr 2: 0; 2010 Qtr 3: 0; 2010 Qtr 4: 0; 2011 Qtr 1: 0; 2011 Qtr 2: 0; 2011 Qtr 3: 0; 2011 Qtr 4: 0 | 2
0 | 267042-Residential Condensor Coil Cleaning Resid MF CZ10 VintAll |  | System | Residential | 13-MFM-ResidentialMulti-family-SP_COOL | 0 |  |  |  |  | 50 | 50 | 0 | 0 | 0 | 0 | 180 |  | kWh | 0.2376 | 0 | Residential | [7 empty] | 3 | 0.78 |  |  |  | 1 | 1 | 0 | 0 | 0 | 0 | 0 | 0 | 0 | 0 | 0 | 0 | 2009 Qtr 1: 0; 2009 Qtr 2: 0; 2009 Qtr 3: 0; 2009 Qtr 4: 1; 2010 Qtr 1: 0; 2010 Qtr 2: 0; 2010 Qtr 3: 0; 2010 Qtr 4: 0; 2011 Qtr 1: 0; 2011 Qtr 2: 0; 2011 Qtr 3: 0; 2011 Qtr 4: 0 | 1
0 | 267033-High Refrigerant Charge Adjustment (>= ±20% rated charge) Resid MF CZ10 Vint04 |  | System | Residential | 13-MFM-ResidentialMulti-family-SP_COOL | 0 |  |  |  |  | 66.33 | 71.5 | 0 | 0 | 0 | -5.17 | 171.246 |  | kWh | 0.22612 | -0.10521 | Residential |  | Winter Only | [5 empty] | 10 | 0.78 |  |  |  | 1 | 2 | 0 | 0 | 0 | 0 | 0 | 0 | 0 | 0 | 0 | 0 | 2009 Qtr 1: 0; 2009 Qtr 2: 0; 2009 Qtr 3: 0; 2009 Qtr 4: 2; 2010 Qtr 1: 0; 2010 Qtr 2: 0; 2010 Qtr 3: 0; 2010 Qtr 4: 0; 2011 Qtr 1: 0; 2011 Qtr 2: 0; 2011 Qtr 3: 0; 2011 Qtr 4: 0 | 2
0 | 267042-Residential Condensor Coil Cleaning Resid MF CZ10 VintAll |  | System | Residential | 13-MFM-ResidentialMulti-family-SP_COOL | 0 |  |  |  |  | 50 | 50 | 0 | 0 | 0 | 0 | 180 |  | kWh | 0.2376 | 0 | Residential | [7 empty] | 3 | 0.78 |  |  |  | 1 | 1 | 0 | 0 | 0 | 0 | 0 | 0 | 0 | 0 | 0 | 0 | 2009 Qtr 1: 0; 2009 Qtr 2: 0; 2009 Qtr 3: 0; 2009 Qtr 4: 1; 2010 Qtr 1: 0; 2010 Qtr 2: 0; 2010 Qtr 3: 0; 2010 Qtr 4: 0; 2011 Qtr 1: 0; 2011 Qtr 2: 0; 2011 Qtr 3: 0; 2011 Qtr 4: 0 | 1
0 | 267032-High Refrigerant Charge Adjustment (>= ±20% rated charge) Resid MF CZ10 Vint03 |  | System | Residential | 13-MFM-ResidentialMulti-family-SP_COOL | 0 |  |  |  |  | 66.33 | 71.5 | 0 | 0 | 0 | -5.17 | 195.15 |  | kWh | 0.21338 | -0.15765 | Residential |  | Winter Only | [5 empty] | 10 | 0.78 |  |  |  | 1 | 2 | 0 | 0 | 0 | 0 | 0 | 0 | 0 | 0 | 0 | 0 | 2009 Qtr 1: 0; 2009 Qtr 2: 0; 2009 Qtr 3: 0; 2009 Qtr 4: 2; 2010 Qtr 1: 0; 2010 Qtr 2: 0; 2010 Qtr 3: 0; 2010 Qtr 4: 0; 2011 Qtr 1: 0; 2011 Qtr 2: 0; 2011 Qtr 3: 0; 2011 Qtr 4: 0 | 2
0 | 267042-Residential Condensor Coil Cleaning Resid MF CZ10 VintAll |  | System | Residential | 13-MFM-ResidentialMulti-family-SP_COOL | 0 |  |  |  |  | 50 | 50 | 0 | 0 | 0 | 0 | 180 |  | kWh | 0.2376 | 0 | Residential | [7 empty] | 3 | 0.78 |  |  |  | 1 | 1 | 0 | 0 | 0 | 0 | 0 | 0 | 0 | 0 | 0 | 0 | 2009 Qtr 1: 0; 2009 Qtr 2: 0; 2009 Qtr 3: 0; 2009 Qtr 4: 1; 2010 Qtr 1: 0; 2010 Qtr 2: 0; 2010 Qtr 3: 0; 2010 Qtr 4: 0; 2011 Qtr 1: 0; 2011 Qtr 2: 0; 2011 Qtr 3: 0; 2011 Qtr 4: 0 | 1
0 | 267032-High Refrigerant Charge Adjustment (>= ±20% rated charge) Resid MF CZ10 Vint03 |  | System | Residential | 13-MFM-ResidentialMulti-family-SP_COOL | 0 |  |  |  |  | 66.33 | 71.5 | 0 | 0 | 0 | -5.17 | 195.15 |  | kWh | 0.21338 | -0.15765 | Residential |  | Winter Only | [5 empty] | 10 | 0.78 |  |  |  | 1 | 2 | 0 | 0 | 0 | 0 | 0 | 0 | 0 | 0 | 0 | 0 | 2009 Qtr 1: 0; 2009 Qtr 2: 0; 2009 Qtr 3: 0; 2009 Qtr 4: 2; 2010 Qtr 1: 0; 2010 Qtr 2: 0; 2010 Qtr 3: 0; 2010 Qtr 4: 0; 2011 Qtr 1: 0; 2011 Qtr 2: 0; 2011 Qtr 3: 0; 2011 Qtr 4: 0 | 2
0 | 267042-Residential Condensor Coil Cleaning Resid MF CZ10 VintAll |  | System | Residential | 13-MFM-ResidentialMulti-family-SP_COOL | 0 |  |  |  |  | 50 | 50 | 0 | 0 | 0 | 0 | 180 |  | kWh | 0.2376 | 0 | Residential | [7 empty] | 3 | 0.78 |  |  |  | 1 | 1 | 0 | 0 | 0 | 0 | 0 | 0 | 0 | 0 | 0 | 0 | 2009 Qtr 1: 0; 2009 Qtr 2: 0; 2009 Qtr 3: 0; 2009 Qtr 4: 1; 2010 Qtr 1: 0; 2010 Qtr 2: 0; 2010 Qtr 3: 0; 2010 Qtr 4: 0; 2011 Qtr 1: 0; 2011 Qtr 2: 0; 2011 Qtr 3: 0; 2011 Qtr 4: 0 | 1
0 | 267033-High Refrigerant Charge Adjustment (>= ±20% rated charge) Resid MF CZ10 Vint04 |  | System | Residential | 13-MFM-ResidentialMulti-family-SP_COOL | 0 |  |  |  |  | 66.33 | 71.5 | 0 | 0 | 0 | -5.17 | 171.246 |  | kWh | 0.22612 | -0.10521 | Residential |  | Winter Only | [5 empty] | 10 | 0.78 |  |  |  | 1 | 2 | 0 | 0 | 0 | 0 | 0 | 0 | 0 | 0 | 0 | 0 | 2009 Qtr 1: 0; 2009 Qtr 2: 0; 2009 Qtr 3: 0; 2009 Qtr 4: 2; 2010 Qtr 1: 0; 2010 Qtr 2: 0; 2010 Qtr 3: 0; 2010 Qtr 4: 0; 2011 Qtr 1: 0; 2011 Qtr 2: 0; 2011 Qtr 3: 0; 2011 Qtr 4: 0 | 2
0 | 267042-Residential Condensor Coil Cleaning Resid MF CZ10 VintAll |  | System | Residential | 13-MFM-ResidentialMulti-family-SP_COOL | 0 |  |  |  |  | 50 | 50 | 0 | 0 | 0 | 0 | 180 |  | kWh | 0.2376 | 0 | Residential | [7 empty] | 3 | 0.78 |  |  |  | 1 | 1 | 0 | 0 | 0 | 0 | 0 | 0 | 0 | 0 | 0 | 0 | 2009 Qtr 1: 0; 2009 Qtr 2: 0; 2009 Qtr 3: 0; 2009 Qtr 4: 1; 2010 Qtr 1: 0; 2010 Qtr 2: 0; 2010 Qtr 3: 0; 2010 Qtr 4: 0; 2011 Qtr 1: 0; 2011 Qtr 2: 0; 2011 Qtr 3: 0; 2011 Qtr 4: 0 | 1
0 | 267032-High Refrigerant Charge Adjustment (>= ±20% rated charge) Resid MF CZ10 Vint03 |  | System | Residential | 13-MFM-ResidentialMulti-family-SP_COOL | 0 |  |  |  |  | 66.33 | 71.5 | 0 | 0 | 0 | -5.17 | 195.15 |  | kWh | 0.21338 | -0.15765 | Residential |  | Winter Only | [5 empty] | 10 | 0.78 |  |  |  | 1 | 2 | 0 | 0 | 0 | 0 | 0 | 0 | 0 | 0 | 0 | 0 | 2009 Qtr 1: 0; 2009 Qtr 2: 0; 2009 Qtr 3: 0; 2009 Qtr 4: 2; 2010 Qtr 1: 0; 2010 Qtr 2: 0; 2010 Qtr 3: 0; 2010 Qtr 4: 0; 2011 Qtr 1: 0; 2011 Qtr 2: 0; 2011 Qtr 3: 0; 2011 Qtr 4: 0 | 2
0 | 267042-Residential Condensor Coil Cleaning Resid MF CZ10 VintAll |  | System | Residential | 13-MFM-ResidentialMulti-family-SP_COOL | 0 |  |  |  |  | 50 | 50 | 0 | 0 | 0 | 0 | 180 |  | kWh | 0.2376 | 0 | Residential | [7 empty] | 3 | 0.78 |  |  |  | 1 | 1 | 0 | 0 | 0 | 0 | 0 | 0 | 0 | 0 | 0 | 0 | 2009 Qtr 1: 0; 2009 Qtr 2: 0; 2009 Qtr 3: 0; 2009 Qtr 4: 1; 2010 Qtr 1: 0; 2010 Qtr 2: 0; 2010 Qtr 3: 0; 2010 Qtr 4: 0; 2011 Qtr 1: 0; 2011 Qtr 2: 0; 2011 Qtr 3: 0; 2011 Qtr 4: 0 | 1
0 | 267033-High Refrigerant Charge Adjustment (>= ±20% rated charge) Resid MF CZ10 Vint04 |  | System | Residential | 13-MFM-ResidentialMulti-family-SP_COOL | 0 |  |  |  |  | 66.33 | 71.5 | 0 | 0 | 0 | -5.17 | 171.246 |  | kWh | 0.22612 | -0.10521 | Residential |  | Winter Only | [5 empty] | 10 | 0.78 |  |  |  | 1 | 2 | 0 | 0 | 0 | 0 | 0 | 0 | 0 | 0 | 0 | 0 | 2009 Qtr 1: 0; 2009 Qtr 2: 0; 2009 Qtr 3: 0; 2009 Qtr 4: 2; 2010 Qtr 1: 0; 2010 Qtr 2: 0; 2010 Qtr 3: 0; 2010 Qtr 4: 0; 2011 Qtr 1: 0; 2011 Qtr 2: 0; 2011 Qtr 3: 0; 2011 Qtr 4: 0 | 2
0 | 267042-Residential Condensor Coil Cleaning Resid MF CZ10 VintAll |  | System | Residential | 13-MFM-ResidentialMulti-family-SP_COOL | 0 |  |  |  |  | 50 | 50 | 0 | 0 | 0 | 0 | 180 |  | kWh | 0.2376 | 0 | Residential | [7 empty] | 3 | 0.78 |  |  |  | 1 | 1 | 0 | 0 | 0 | 0 | 0 | 0 | 0 | 0 | 0 | 0 | 2009 Qtr 1: 0; 2009 Qtr 2: 0; 2009 Qtr 3: 0; 2009 Qtr 4: 1; 2010 Qtr 1: 0; 2010 Qtr 2: 0; 2010 Qtr 3: 0; 2010 Qtr 4: 0; 2011 Qtr 1: 0; 2011 Qtr 2: 0; 2011 Qtr 3: 0; 2011 Qtr 4: 0 | 1
0 | 267032-High Refrigerant Charge Adjustment (>= ±20% rated charge) Resid MF CZ10 Vint03 |  | System | Residential | 13-MFM-ResidentialMulti-family-SP_COOL | 0 |  |  |  |  | 66.33 | 71.5 | 0 | 0 | 0 | -5.17 | 195.15 |  | kWh | 0.21338 | -0.15765 | Residential |  | Winter Only | [5 empty] | 10 | 0.78 |  |  |  | 1 | 2 | 0 | 0 | 0 | 0 | 0 | 0 | 0 | 0 | 0 | 0 | 2009 Qtr 1: 0; 2009 Qtr 2: 0; 2009 Qtr 3: 0; 2009 Qtr 4: 2; 2010 Qtr 1: 0; 2010 Qtr 2: 0; 2010 Qtr 3: 0; 2010 Qtr 4: 0; 2011 Qtr 1: 0; 2011 Qtr 2: 0; 2011 Qtr 3: 0; 2011 Qtr 4: 0 | 2
0 | 267042-Residential Condensor Coil Cleaning Resid MF CZ10 VintAll |  | System | Residential | 13-MFM-ResidentialMulti-family-SP_COOL | 0 |  |  |  |  | 50 | 50 | 0 | 0 | 0 | 0 | 180 |  | kWh | 0.2376 | 0 | Residential | [7 empty] | 3 | 0.78 |  |  |  | 1 | 1 | 0 | 0 | 0 | 0 | 0 | 0 | 0 | 0 | 0 | 0 | 2009 Qtr 1: 0; 2009 Qtr 2: 0; 2009 Qtr 3: 0; 2009 Qtr 4: 1; 2010 Qtr 1: 0; 2010 Qtr 2: 0; 2010 Qtr 3: 0; 2010 Qtr 4: 0; 2011 Qtr 1: 0; 2011 Qtr 2: 0; 2011 Qtr 3: 0; 2011 Qtr 4: 0 | 1
0 | 267034-High Refrigerant Charge Adjustment (>= ±20% rated charge) Resid MF CZ10 Vint05 |  | System | Residential | 13-MFM-ResidentialMulti-family-SP_COOL | 0 |  |  |  |  | 66.33 | 107.25 | 0 | 0 | 0 | -40.92 | 140.383 |  | kWh | 0.19848 | -0.066812 | Residential |  | Winter Only | [5 empty] | 10 | 0.78 |  |  |  | 1 | 1 | 0 | 0 | 0 | 0 | 0 | 0 | 0 | 0 | 0 | 0 | 2009 Qtr 1: 0; 2009 Qtr 2: 0; 2009 Qtr 3: 0; 2009 Qtr 4: 1; 2010 Qtr 1: 0; 2010 Qtr 2: 0; 2010 Qtr 3: 0; 2010 Qtr 4: 0; 2011 Qtr 1: 0; 2011 Qtr 2: 0; 2011 Qtr 3: 0; 2011 Qtr 4: 0 | 1
0 | 267042-Residential Condensor Coil Cleaning Resid MF CZ10 VintAll |  | System | Residential | 13-MFM-ResidentialMulti-family-SP_COOL | 0 |  |  |  |  | 50 | 50 | 0 | 0 | 0 | 0 | 180 |  | kWh | 0.2376 | 0 | Residential | [7 empty] | 3 | 0.78 |  |  |  | 1 | 1 | 0 | 0 | 0 | 0 | 0 | 0 | 0 | 0 | 0 | 0 | 2009 Qtr 1: 0; 2009 Qtr 2: 0; 2009 Qtr 3: 0; 2009 Qtr 4: 1; 2010 Qtr 1: 0; 2010 Qtr 2: 0; 2010 Qtr 3: 0; 2010 Qtr 4: 0; 2011 Qtr 1: 0; 2011 Qtr 2: 0; 2011 Qtr 3: 0; 2011 Qtr 4: 0 | 1
0 | 267034-High Refrigerant Charge Adjustment (>= ±20% rated charge) Resid MF CZ10 Vint05 |  | System | Residential | 13-MFM-ResidentialMulti-family-SP_COOL | 0 |  |  |  |  | 66.33 | 71.5 | 0 | 0 | 0 | -5.17 | 140.383 |  | kWh | 0.19848 | -0.066812 | Residential |  | Winter Only | [5 empty] | 10 | 0.78 |  |  |  | 1 | 2 | 0 | 0 | 0 | 0 | 0 | 0 | 0 | 0 | 0 | 0 | 2009 Qtr 1: 0; 2009 Qtr 2: 0; 2009 Qtr 3: 0; 2009 Qtr 4: 2; 2010 Qtr 1: 0; 2010 Qtr 2: 0; 2010 Qtr 3: 0; 2010 Qtr 4: 0; 2011 Qtr 1: 0; 2011 Qtr 2: 0; 2011 Qtr 3: 0; 2011 Qtr 4: 0 | 2
0 | 267042-Residential Condensor Coil Cleaning Resid MF CZ10 VintAll |  | System | Residential | 13-MFM-ResidentialMulti-family-SP_COOL | 0 |  |  |  |  | 50 | 50 | 0 | 0 | 0 | 0 | 180 |  | kWh | 0.2376 | 0 | Residential | [7 empty] | 3 | 0.78 |  |  |  | 1 | 1 | 0 | 0 | 0 | 0 | 0 | 0 | 0 | 0 | 0 | 0 | 2009 Qtr 1: 0; 2009 Qtr 2: 0; 2009 Qtr 3: 0; 2009 Qtr 4: 1; 2010 Qtr 1: 0; 2010 Qtr 2: 0; 2010 Qtr 3: 0; 2010 Qtr 4: 0; 2011 Qtr 1: 0; 2011 Qtr 2: 0; 2011 Qtr 3: 0; 2011 Qtr 4: 0 | 1
0 | 267042-Residential Condensor Coil Cleaning Resid MF CZ10 VintAll |  | System | Residential | 13-MFM-ResidentialMulti-family-SP_COOL | 0 |  |  |  |  | 50 | 50 | 0 | 0 | 0 | 0 | 180 |  | kWh | 0.2376 | 0 | Residential | [7 empty] | 3 | 0.78 |  |  |  | 1 | 1 | 0 | 0 | 0 | 0 | 0 | 0 | 0 | 0 | 0 | 0 | 2009 Qtr 1: 0; 2009 Qtr 2: 0; 2009 Qtr 3: 0; 2009 Qtr 4: 1; 2010 Qtr 1: 0; 2010 Qtr 2: 0; 2010 Qtr 3: 0; 2010 Qtr 4: 0; 2011 Qtr 1: 0; 2011 Qtr 2: 0; 2011 Qtr 3: 0; 2011 Qtr 4: 0 | 1
0 | 267032-High Refrigerant Charge Adjustment (>= ±20% rated charge) Resid MF CZ10 Vint03 |  | System | Residential | 13-MFM-ResidentialMulti-family-SP_COOL | 0 |  |  |  |  | 66.33 | 71.5 | 0 | 0 | 0 | -5.17 | 195.15 |  | kWh | 0.21338 | -0.15765 | Residential |  | Winter Only | [5 empty] | 10 | 0.78 |  |  |  | 1 | 2 | 0 | 0 | 0 | 0 | 0 | 0 | 0 | 0 | 0 | 0 | 2009 Qtr 1: 0; 2009 Qtr 2: 0; 2009 Qtr 3: 0; 2009 Qtr 4: 2; 2010 Qtr 1: 0; 2010 Qtr 2: 0; 2010 Qtr 3: 0; 2010 Qtr 4: 0; 2011 Qtr 1: 0; 2011 Qtr 2: 0; 2011 Qtr 3: 0; 2011 Qtr 4: 0 | 2
0 | 267042-Residential Condensor Coil Cleaning Resid MF CZ10 VintAll |  | System | Residential | 13-MFM-ResidentialMulti-family-SP_COOL | 0 |  |  |  |  | 50 | 50 | 0 | 0 | 0 | 0 | 180 |  | kWh | 0.2376 | 0 | Residential | [7 empty] | 3 | 0.78 |  |  |  | 1 | 1 | 0 | 0 | 0 | 0 | 0 | 0 | 0 | 0 | 0 | 0 | 2009 Qtr 1: 0; 2009 Qtr 2: 0; 2009 Qtr 3: 0; 2009 Qtr 4: 1; 2010 Qtr 1: 0; 2010 Qtr 2: 0; 2010 Qtr 3: 0; 2010 Qtr 4: 0; 2011 Qtr 1: 0; 2011 Qtr 2: 0; 2011 Qtr 3: 0; 2011 Qtr 4: 0 | 1
0 | 267033-High Refrigerant Charge Adjustment (>= ±20% rated charge) Resid MF CZ10 Vint04 |  | System | Residential | 13-MFM-ResidentialMulti-family-SP_COOL | 0 |  |  |  |  | 66.33 | 71.5 | 0 | 0 | 0 | -5.17 | 171.246 |  | kWh | 0.22612 | -0.10521 | Residential |  | Winter Only | [5 empty] | 10 | 0.78 |  |  |  | 1 | 2 | 0 | 0 | 0 | 0 | 0 | 0 | 0 | 0 | 0 | 0 | 2009 Qtr 1: 0; 2009 Qtr 2: 0; 2009 Qtr 3: 0; 2009 Qtr 4: 2; 2010 Qtr 1: 0; 2010 Qtr 2: 0; 2010 Qtr 3: 0; 2010 Qtr 4: 0; 2011 Qtr 1: 0; 2011 Qtr 2: 0; 2011 Qtr 3: 0; 2011 Qtr 4: 0 | 2
0 | 267042-Residential Condensor Coil Cleaning Resid MF CZ10 VintAll |  | System | Residential | 13-MFM-ResidentialMulti-family-SP_COOL | 0 |  |  |  |  | 50 | 50 | 0 | 0 | 0 | 0 | 180 |  | kWh | 0.2376 | 0 | Residential | [7 empty] | 3 | 0.78 |  |  |  | 1 | 1 | 0 | 0 | 0 | 0 | 0 | 0 | 0 | 0 | 0 | 0 | 2009 Qtr 1: 0; 2009 Qtr 2: 0; 2009 Qtr 3: 0; 2009 Qtr 4: 1; 2010 Qtr 1: 0; 2010 Qtr 2: 0; 2010 Qtr 3: 0; 2010 Qtr 4: 0; 2011 Qtr 1: 0; 2011 Qtr 2: 0; 2011 Qtr 3: 0; 2011 Qtr 4: 0 | 1
0 | 267035-High Refrigerant Charge Adjustment (>= ±20% rated charge) Resid MF CZ10 Vint01 |  | System | Residential | 13-MFM-ResidentialMulti-family-SP_COOL | 0 |  |  |  |  | 66.33 | 89.375 | 0 | 0 | 0 | -23.045 | 120.504 |  | kWh | 0.19741 | -0.037108 | Residential |  | Winter Only | [5 empty] | 10 | 0.78 |  |  |  | 1 | 2 | 0 | 0 | 0 | 0 | 0 | 0 | 0 | 0 | 0 | 0 | 2009 Qtr 1: 0; 2009 Qtr 2: 0; 2009 Qtr 3: 0; 2009 Qtr 4: 2; 2010 Qtr 1: 0; 2010 Qtr 2: 0; 2010 Qtr 3: 0; 2010 Qtr 4: 0; 2011 Qtr 1: 0; 2011 Qtr 2: 0; 2011 Qtr 3: 0; 2011 Qtr 4: 0 | 2
0 | 267042-Residential Condensor Coil Cleaning Resid MF CZ10 VintAll |  | System | Residential | 13-MFM-ResidentialMulti-family-SP_COOL | 0 |  |  |  |  | 50 | 50 | 0 | 0 | 0 | 0 | 180 |  | kWh | 0.2376 | 0 | Residential | [7 empty] | 3 | 0.78 |  |  |  | 1 | 1 | 0 | 0 | 0 | 0 | 0 | 0 | 0 | 0 | 0 | 0 | 2009 Qtr 1: 0; 2009 Qtr 2: 0; 2009 Qtr 3: 0; 2009 Qtr 4: 1; 2010 Qtr 1: 0; 2010 Qtr 2: 0; 2010 Qtr 3: 0; 2010 Qtr 4: 0; 2011 Qtr 1: 0; 2011 Qtr 2: 0; 2011 Qtr 3: 0; 2011 Qtr 4: 0 | 1
0 | 267042-Residential Condensor Coil Cleaning Resid MF CZ10 VintAll |  | System | Residential | 13-MFM-ResidentialMulti-family-SP_COOL | 0 |  |  |  |  | 50 | 50 | 0 | 0 | 0 | 0 | 180 |  | kWh | 0.2376 | 0 | Residential | [7 empty] | 3 | 0.78 |  |  |  | 1 | 1 | 0 | 0 | 0 | 0 | 0 | 0 | 0 | 0 | 0 | 0 | 2009 Qtr 1: 0; 2009 Qtr 2: 0; 2009 Qtr 3: 0; 2009 Qtr 4: 1; 2010 Qtr 1: 0; 2010 Qtr 2: 0; 2010 Qtr 3: 0; 2010 Qtr 4: 0; 2011 Qtr 1: 0; 2011 Qtr 2: 0; 2011 Qtr 3: 0; 2011 Qtr 4: 0 | 1
0 | 267033-High Refrigerant Charge Adjustment (>= ±20% rated charge) Resid MF CZ10 Vint04 |  | System | Residential | 13-MFM-ResidentialMulti-family-SP_COOL | 0 |  |  |  |  | 66.33 | 89.375 | 0 | 0 | 0 | -23.045 | 171.246 |  | kWh | 0.22612 | -0.10521 | Residential |  | Winter Only | [5 empty] | 10 | 0.78 |  |  |  | 1 | 2 | 0 | 0 | 0 | 0 | 0 | 0 | 0 | 0 | 0 | 0 | 2009 Qtr 1: 0; 2009 Qtr 2: 0; 2009 Qtr 3: 0; 2009 Qtr 4: 2; 2010 Qtr 1: 0; 2010 Qtr 2: 0; 2010 Qtr 3: 0; 2010 Qtr 4: 0; 2011 Qtr 1: 0; 2011 Qtr 2: 0; 2011 Qtr 3: 0; 2011 Qtr 4: 0 | 2
0 | 267042-Residential Condensor Coil Cleaning Resid MF CZ10 VintAll |  | System | Residential | 13-MFM-ResidentialMulti-family-SP_COOL | 0 |  |  |  |  | 50 | 50 | 0 | 0 | 0 | 0 | 180 |  | kWh | 0.2376 | 0 | Residential | [7 empty] | 3 | 0.78 |  |  |  | 1 | 1 | 0 | 0 | 0 | 0 | 0 | 0 | 0 | 0 | 0 | 0 | 2009 Qtr 1: 0; 2009 Qtr 2: 0; 2009 Qtr 3: 0; 2009 Qtr 4: 1; 2010 Qtr 1: 0; 2010 Qtr 2: 0; 2010 Qtr 3: 0; 2010 Qtr 4: 0; 2011 Qtr 1: 0; 2011 Qtr 2: 0; 2011 Qtr 3: 0; 2011 Qtr 4: 0 | 1
0 | 267033-High Refrigerant Charge Adjustment (>= ±20% rated charge) Resid MF CZ10 Vint04 |  | System | Residential | 13-MFM-ResidentialMulti-family-SP_COOL | 0 |  |  |  |  | 66.33 | 89.375 | 0 | 0 | 0 | -23.045 | 171.246 |  | kWh | 0.22612 | -0.10521 | Residential |  | Winter Only | [5 empty] | 10 | 0.78 |  |  |  | 1 | 2 | 0 | 0 | 0 | 0 | 0 | 0 | 0 | 0 | 0 | 0 | 2009 Qtr 1: 0; 2009 Qtr 2: 0; 2009 Qtr 3: 0; 2009 Qtr 4: 2; 2010 Qtr 1: 0; 2010 Qtr 2: 0; 2010 Qtr 3: 0; 2010 Qtr 4: 0; 2011 Qtr 1: 0; 2011 Qtr 2: 0; 2011 Qtr 3: 0; 2011 Qtr 4: 0 | 2
0 | 267042-Residential Condensor Coil Cleaning Resid MF CZ10 VintAll |  | System | Residential | 13-MFM-ResidentialMulti-family-SP_COOL | 0 |  |  |  |  | 50 | 50 | 0 | 0 | 0 | 0 | 180 |  | kWh | 0.2376 | 0 | Residential | [7 empty] | 3 | 0.78 |  |  |  | 1 | 1 | 0 | 0 | 0 | 0 | 0 | 0 | 0 | 0 | 0 | 0 | 2009 Qtr 1: 0; 2009 Qtr 2: 0; 2009 Qtr 3: 0; 2009 Qtr 4: 1; 2010 Qtr 1: 0; 2010 Qtr 2: 0; 2010 Qtr 3: 0; 2010 Qtr 4: 0; 2011 Qtr 1: 0; 2011 Qtr 2: 0; 2011 Qtr 3: 0; 2011 Qtr 4: 0 | 1
0 | 267035-High Refrigerant Charge Adjustment (>= ±20% rated charge) Resid MF CZ10 Vint01 |  | System | Residential | 13-MFM-ResidentialMulti-family-SP_COOL | 0 |  |  |  |  | 66.33 | 89.375 | 0 | 0 | 0 | -23.045 | 120.504 |  | kWh | 0.19741 | -0.037108 | Residential |  | Winter Only | [5 empty] | 10 | 0.78 |  |  |  | 1 | 2 | 0 | 0 | 0 | 0 | 0 | 0 | 0 | 0 | 0 | 0 | 2009 Qtr 1: 0; 2009 Qtr 2: 0; 2009 Qtr 3: 0; 2009 Qtr 4: 2; 2010 Qtr 1: 0; 2010 Qtr 2: 0; 2010 Qtr 3: 0; 2010 Qtr 4: 0; 2011 Qtr 1: 0; 2011 Qtr 2: 0; 2011 Qtr 3: 0; 2011 Qtr 4: 0 | 2
0 | 267042-Residential Condensor Coil Cleaning Resid MF CZ10 VintAll |  | System | Residential | 13-MFM-ResidentialMulti-family-SP_COOL | 0 |  |  |  |  | 50 | 50 | 0 | 0 | 0 | 0 | 180 |  | kWh | 0.2376 | 0 | Residential | [7 empty] | 3 | 0.78 |  |  |  | 1 | 1 | 0 | 0 | 0 | 0 | 0 | 0 | 0 | 0 | 0 | 0 | 2009 Qtr 1: 0; 2009 Qtr 2: 0; 2009 Qtr 3: 0; 2009 Qtr 4: 1; 2010 Qtr 1: 0; 2010 Qtr 2: 0; 2010 Qtr 3: 0; 2010 Qtr 4: 0; 2011 Qtr 1: 0; 2011 Qtr 2: 0; 2011 Qtr 3: 0; 2011 Qtr 4: 0 | 1
0 | 267033-High Refrigerant Charge Adjustment (>= ±20% rated charge) Resid MF CZ10 Vint04 |  | System | Residential | 13-MFM-ResidentialMulti-family-SP_COOL | 0 |  |  |  |  | 66.33 | 89.375 | 0 | 0 | 0 | -23.045 | 171.246 |  | kWh | 0.22612 | -0.10521 | Residential |  | Winter Only | [5 empty] | 10 | 0.78 |  |  |  | 1 | 2 | 0 | 0 | 0 | 0 | 0 | 0 | 0 | 0 | 0 | 0 | 2009 Qtr 1: 0; 2009 Qtr 2: 0; 2009 Qtr 3: 0; 2009 Qtr 4: 2; 2010 Qtr 1: 0; 2010 Qtr 2: 0; 2010 Qtr 3: 0; 2010 Qtr 4: 0; 2011 Qtr 1: 0; 2011 Qtr 2: 0; 2011 Qtr 3: 0; 2011 Qtr 4: 0 | 2
0 | 267042-Residential Condensor Coil Cleaning Resid MF CZ10 VintAll |  | System | Residential | 13-MFM-ResidentialMulti-family-SP_COOL | 0 |  |  |  |  | 50 | 50 | 0 | 0 | 0 | 0 | 180 |  | kWh | 0.2376 | 0 | Residential | [7 empty] | 3 | 0.78 |  |  |  | 1 | 1 | 0 | 0 | 0 | 0 | 0 | 0 | 0 | 0 | 0 | 0 | 2009 Qtr 1: 0; 2009 Qtr 2: 0; 2009 Qtr 3: 0; 2009 Qtr 4: 1; 2010 Qtr 1: 0; 2010 Qtr 2: 0; 2010 Qtr 3: 0; 2010 Qtr 4: 0; 2011 Qtr 1: 0; 2011 Qtr 2: 0; 2011 Qtr 3: 0; 2011 Qtr 4: 0 | 1
0 | 267033-High Refrigerant Charge Adjustment (>= ±20% rated charge) Resid MF CZ10 Vint04 |  | System | Residential | 13-MFM-ResidentialMulti-family-SP_COOL | 0 |  |  |  |  | 66.33 | 89.375 | 0 | 0 | 0 | -23.045 | 171.246 |  | kWh | 0.22612 | -0.10521 | Residential |  | Winter Only | [5 empty] | 10 | 0.78 |  |  |  | 1 | 2 | 0 | 0 | 0 | 0 | 0 | 0 | 0 | 0 | 0 | 0 | 2009 Qtr 1: 0; 2009 Qtr 2: 0; 2009 Qtr 3: 0; 2009 Qtr 4: 2; 2010 Qtr 1: 0; 2010 Qtr 2: 0; 2010 Qtr 3: 0; 2010 Qtr 4: 0; 2011 Qtr 1: 0; 2011 Qtr 2: 0; 2011 Qtr 3: 0; 2011 Qtr 4: 0 | 2
0 | 267042-Residential Condensor Coil Cleaning Resid MF CZ10 VintAll |  | System | Residential | 13-MFM-ResidentialMulti-family-SP_COOL | 0 |  |  |  |  | 50 | 50 | 0 | 0 | 0 | 0 | 180 |  | kWh | 0.2376 | 0 | Residential | [7 empty] | 3 | 0.78 |  |  |  | 1 | 1 | 0 | 0 | 0 | 0 | 0 | 0 | 0 | 0 | 0 | 0 | 2009 Qtr 1: 0; 2009 Qtr 2: 0; 2009 Qtr 3: 0; 2009 Qtr 4: 1; 2010 Qtr 1: 0; 2010 Qtr 2: 0; 2010 Qtr 3: 0; 2010 Qtr 4: 0; 2011 Qtr 1: 0; 2011 Qtr 2: 0; 2011 Qtr 3: 0; 2011 Qtr 4: 0 | 1
0 | 267032-High Refrigerant Charge Adjustment (>= ±20% rated charge) Resid MF CZ10 Vint03 |  | System | Residential | 13-MFM-ResidentialMulti-family-SP_COOL | 0 |  |  |  |  | 66.33 | 89.375 | 0 | 0 | 0 | -23.045 | 195.15 |  | kWh | 0.21338 | -0.15765 | Residential |  | Winter Only | [5 empty] | 10 | 0.78 |  |  |  | 1 | 2 | 0 | 0 | 0 | 0 | 0 | 0 | 0 | 0 | 0 | 0 | 2009 Qtr 1: 0; 2009 Qtr 2: 0; 2009 Qtr 3: 0; 2009 Qtr 4: 2; 2010 Qtr 1: 0; 2010 Qtr 2: 0; 2010 Qtr 3: 0; 2010 Qtr 4: 0; 2011 Qtr 1: 0; 2011 Qtr 2: 0; 2011 Qtr 3: 0; 2011 Qtr 4: 0 | 2
0 | 267042-Residential Condensor Coil Cleaning Resid MF CZ10 VintAll |  | System | Residential | 13-MFM-ResidentialMulti-family-SP_COOL | 0 |  |  |  |  | 50 | 50 | 0 | 0 | 0 | 0 | 180 |  | kWh | 0.2376 | 0 | Residential | [7 empty] | 3 | 0.78 |  |  |  | 1 | 1 | 0 | 0 | 0 | 0 | 0 | 0 | 0 | 0 | 0 | 0 | 2009 Qtr 1: 0; 2009 Qtr 2: 0; 2009 Qtr 3: 0; 2009 Qtr 4: 1; 2010 Qtr 1: 0; 2010 Qtr 2: 0; 2010 Qtr 3: 0; 2010 Qtr 4: 0; 2011 Qtr 1: 0; 2011 Qtr 2: 0; 2011 Qtr 3: 0; 2011 Qtr 4: 0 | 1
0 | 267002-High Refrigerant Charge Adjustment (>= ±20% rated charge) Resid SF CZ10 Vint04 |  | System | Residential | 26-SFM-ResidentialSingleFamily-SP_COOL | 0 |  |  |  |  | 65 | 71.5 | 0 | 0 | 0 | -6.5 | 205.771 |  | kWh | 0.22808 | -0.078078 | Residential |  | Winter Only | [5 empty] | 10 | 0.78 |  |  |  | 1 | 5 | 0 | 0 | 0 | 0 | 0 | 0 | 0 | 0 | 0 | 0 | 2009 Qtr 1: 0; 2009 Qtr 2: 0; 2009 Qtr 3: 0; 2009 Qtr 4: 5; 2010 Qtr 1: 0; 2010 Qtr 2: 0; 2010 Qtr 3: 0; 2010 Qtr 4: 0; 2011 Qtr 1: 0; 2011 Qtr 2: 0; 2011 Qtr 3: 0; 2011 Qtr 4: 0 | 5
0 | 267040-Residential Condensor Coil Cleaning Resid SF CZ10 VintAll |  | System | Residential | 26-SFM-ResidentialSingleFamily-SP_COOL | 0 |  |  |  |  | 50 | 50 | 0 | 0 | 0 | 0 | 270 |  | kWh | 0.3564 | 0 | Residential | [7 empty] | 3 | 0.78 |  |  |  | 1 | 1 | 0 | 0 | 0 | 0 | 0 | 0 | 0 | 0 | 0 | 0 | 2009 Qtr 1: 0; 2009 Qtr 2: 0; 2009 Qtr 3: 0; 2009 Qtr 4: 1; 2010 Qtr 1: 0; 2010 Qtr 2: 0; 2010 Qtr 3: 0; 2010 Qtr 4: 0; 2011 Qtr 1: 0; 2011 Qtr 2: 0; 2011 Qtr 3: 0; 2011 Qtr 4: 0 | 1
0 | 267002-High Refrigerant Charge Adjustment (>= ±20% rated charge) Resid SF CZ10 Vint04 |  | System | Residential | 26-SFM-ResidentialSingleFamily-SP_COOL | 0 |  |  |  |  | 65 | 71.5 | 0 | 0 | 0 | -6.5 | 205.771 |  | kWh | 0.22808 | -0.078078 | Residential |  | Winter Only | [5 empty] | 10 | 0.78 |  |  |  | 1 | 5 | 0 | 0 | 0 | 0 | 0 | 0 | 0 | 0 | 0 | 0 | 2009 Qtr 1: 0; 2009 Qtr 2: 0; 2009 Qtr 3: 0; 2009 Qtr 4: 5; 2010 Qtr 1: 0; 2010 Qtr 2: 0; 2010 Qtr 3: 0; 2010 Qtr 4: 0; 2011 Qtr 1: 0; 2011 Qtr 2: 0; 2011 Qtr 3: 0; 2011 Qtr 4: 0 | 5
0 | 267040-Residential Condensor Coil Cleaning Resid SF CZ10 VintAll |  | System | Residential | 26-SFM-ResidentialSingleFamily-SP_COOL | 0 |  |  |  |  | 50 | 50 | 0 | 0 | 0 | 0 | 270 |  | kWh | 0.3564 | 0 | Residential | [7 empty] | 3 | 0.78 |  |  |  | 1 | 1 | 0 | 0 | 0 | 0 | 0 | 0 | 0 | 0 | 0 | 0 | 2009 Qtr 1: 0; 2009 Qtr 2: 0; 2009 Qtr 3: 0; 2009 Qtr 4: 1; 2010 Qtr 1: 0; 2010 Qtr 2: 0; 2010 Qtr 3: 0; 2010 Qtr 4: 0; 2011 Qtr 1: 0; 2011 Qtr 2: 0; 2011 Qtr 3: 0; 2011 Qtr 4: 0 | 1
0 | 267002-High Refrigerant Charge Adjustment (>= ±20% rated charge) Resid SF CZ10 Vint04 |  | System | Residential | 26-SFM-ResidentialSingleFamily-SP_COOL | 0 |  |  |  |  | 65 | 71.5 | 0 | 0 | 0 | -6.5 | 205.771 |  | kWh | 0.22808 | -0.078078 | Residential |  | Winter Only | [5 empty] | 10 | 0.78 |  |  |  | 1 | 3 | 0 | 0 | 0 | 0 | 0 | 0 | 0 | 0 | 0 | 0 | 2009 Qtr 1: 0; 2009 Qtr 2: 0; 2009 Qtr 3: 0; 2009 Qtr 4: 3; 2010 Qtr 1: 0; 2010 Qtr 2: 0; 2010 Qtr 3: 0; 2010 Qtr 4: 0; 2011 Qtr 1: 0; 2011 Qtr 2: 0; 2011 Qtr 3: 0; 2011 Qtr 4: 0 | 3
0 | 267040-Residential Condensor Coil Cleaning Resid SF CZ10 VintAll |  | System | Residential | 26-SFM-ResidentialSingleFamily-SP_COOL | 0 |  |  |  |  | 50 | 50 | 0 | 0 | 0 | 0 | 270 |  | kWh | 0.3564 | 0 | Residential | [7 empty] | 3 | 0.78 |  |  |  | 1 | 1 | 0 | 0 | 0 | 0 | 0 | 0 | 0 | 0 | 0 | 0 | 2009 Qtr 1: 0; 2009 Qtr 2: 0; 2009 Qtr 3: 0; 2009 Qtr 4: 1; 2010 Qtr 1: 0; 2010 Qtr 2: 0; 2010 Qtr 3: 0; 2010 Qtr 4: 0; 2011 Qtr 1: 0; 2011 Qtr 2: 0; 2011 Qtr 3: 0; 2011 Qtr 4: 0 | 1
0 | 267002-High Refrigerant Charge Adjustment (>= ±20% rated charge) Resid SF CZ10 Vint04 |  | System | Residential | 26-SFM-ResidentialSingleFamily-SP_COOL | 0 |  |  |  |  | 65 | 71.5 | 0 | 0 | 0 | -6.5 | 205.771 |  | kWh | 0.22808 | -0.078078 | Residential |  | Winter Only | [5 empty] | 10 | 0.78 |  |  |  | 1 | 4 | 0 | 0 | 0 | 0 | 0 | 0 | 0 | 0 | 0 | 0 | 2009 Qtr 1: 0; 2009 Qtr 2: 0; 2009 Qtr 3: 0; 2009 Qtr 4: 4; 2010 Qtr 1: 0; 2010 Qtr 2: 0; 2010 Qtr 3: 0; 2010 Qtr 4: 0; 2011 Qtr 1: 0; 2011 Qtr 2: 0; 2011 Qtr 3: 0; 2011 Qtr 4: 0 | 4
0 | 267040-Residential Condensor Coil Cleaning Resid SF CZ10 VintAll |  | System | Residential | 26-SFM-ResidentialSingleFamily-SP_COOL | 0 |  |  |  |  | 50 | 50 | 0 | 0 | 0 | 0 | 270 |  | kWh | 0.3564 | 0 | Residential | [7 empty] | 3 | 0.78 |  |  |  | 1 | 1 | 0 | 0 | 0 | 0 | 0 | 0 | 0 | 0 | 0 | 0 | 2009 Qtr 1: 0; 2009 Qtr 2: 0; 2009 Qtr 3: 0; 2009 Qtr 4: 1; 2010 Qtr 1: 0; 2010 Qtr 2: 0; 2010 Qtr 3: 0; 2010 Qtr 4: 0; 2011 Qtr 1: 0; 2011 Qtr 2: 0; 2011 Qtr 3: 0; 2011 Qtr 4: 0 | 1
0 | 267001-High Refrigerant Charge Adjustment (>= ±20% rated charge) Resid SFCZ10 Vint03 |  | System | Residential | 26-SFM-ResidentialSingleFamily-SP_COOL | 0 |  |  |  |  | 65 | 71.5 | 0 | 0 | 0 | -6.5 | 248.449 |  | kWh | 0.18306 | -0.066637 | Residential |  | Winter Only | [5 empty] | 10 | 0.78 |  |  |  | 1 | 3 | 0 | 0 | 0 | 0 | 0 | 0 | 0 | 0 | 0 | 0 | 2009 Qtr 1: 0; 2009 Qtr 2: 0; 2009 Qtr 3: 0; 2009 Qtr 4: 3; 2010 Qtr 1: 0; 2010 Qtr 2: 0; 2010 Qtr 3: 0; 2010 Qtr 4: 0; 2011 Qtr 1: 0; 2011 Qtr 2: 0; 2011 Qtr 3: 0; 2011 Qtr 4: 0 | 3
0 | 267040-Residential Condensor Coil Cleaning Resid SF CZ10 VintAll |  | System | Residential | 26-SFM-ResidentialSingleFamily-SP_COOL | 0 |  |  |  |  | 50 | 50 | 0 | 0 | 0 | 0 | 270 |  | kWh | 0.3564 | 0 | Residential | [7 empty] | 3 | 0.78 |  |  |  | 1 | 1 | 0 | 0 | 0 | 0 | 0 | 0 | 0 | 0 | 0 | 0 | 2009 Qtr 1: 0; 2009 Qtr 2: 0; 2009 Qtr 3: 0; 2009 Qtr 4: 1; 2010 Qtr 1: 0; 2010 Qtr 2: 0; 2010 Qtr 3: 0; 2010 Qtr 4: 0; 2011 Qtr 1: 0; 2011 Qtr 2: 0; 2011 Qtr 3: 0; 2011 Qtr 4: 0 | 1
0 | 267001-High Refrigerant Charge Adjustment (>= ±20% rated charge) Resid SFCZ10 Vint03 |  | System | Residential | 26-SFM-ResidentialSingleFamily-SP_COOL | 0 |  |  |  |  | 65 | 71.5 | 0 | 0 | 0 | -6.5 | 248.449 |  | kWh | 0.18306 | -0.066637 | Residential |  | Winter Only | [5 empty] | 10 | 0.78 |  |  |  | 1 | 3 | 0 | 0 | 0 | 0 | 0 | 0 | 0 | 0 | 0 | 0 | 2009 Qtr 1: 0; 2009 Qtr 2: 0; 2009 Qtr 3: 0; 2009 Qtr 4: 3; 2010 Qtr 1: 0; 2010 Qtr 2: 0; 2010 Qtr 3: 0; 2010 Qtr 4: 0; 2011 Qtr 1: 0; 2011 Qtr 2: 0; 2011 Qtr 3: 0; 2011 Qtr 4: 0 | 3
0 | 267040-Residential Condensor Coil Cleaning Resid SF CZ10 VintAll |  | System | Residential | 26-SFM-ResidentialSingleFamily-SP_COOL | 0 |  |  |  |  | 50 | 50 | 0 | 0 | 0 | 0 | 270 |  | kWh | 0.3564 | 0 | Residential | [7 empty] | 3 | 0.78 |  |  |  | 1 | 1 | 0 | 0 | 0 | 0 | 0 | 0 | 0 | 0 | 0 | 0 | 2009 Qtr 1: 0; 2009 Qtr 2: 0; 2009 Qtr 3: 0; 2009 Qtr 4: 1; 2010 Qtr 1: 0; 2010 Qtr 2: 0; 2010 Qtr 3: 0; 2010 Qtr 4: 0; 2011 Qtr 1: 0; 2011 Qtr 2: 0; 2011 Qtr 3: 0; 2011 Qtr 4: 0 | 1
0 | 267002-High Refrigerant Charge Adjustment (>= ±20% rated charge) Resid SF CZ10 Vint04 |  | System | Residential | 26-SFM-ResidentialSingleFamily-SP_COOL | 0 |  |  |  |  | 65 | 71.5 | 0 | 0 | 0 | -6.5 | 205.771 |  | kWh | 0.22808 | -0.078078 | Residential |  | Winter Only | [5 empty] | 10 | 0.78 |  |  |  | 1 | 3 | 0 | 0 | 0 | 0 | 0 | 0 | 0 | 0 | 0 | 0 | 2009 Qtr 1: 0; 2009 Qtr 2: 0; 2009 Qtr 3: 0; 2009 Qtr 4: 3; 2010 Qtr 1: 0; 2010 Qtr 2: 0; 2010 Qtr 3: 0; 2010 Qtr 4: 0; 2011 Qtr 1: 0; 2011 Qtr 2: 0; 2011 Qtr 3: 0; 2011 Qtr 4: 0 | 3
0 | 267040-Residential Condensor Coil Cleaning Resid SF CZ10 VintAll |  | System | Residential | 26-SFM-ResidentialSingleFamily-SP_COOL | 0 |  |  |  |  | 50 | 50 | 0 | 0 | 0 | 0 | 270 |  | kWh | 0.3564 | 0 | Residential | [7 empty] | 3 | 0.78 |  |  |  | 1 | 1 | 0 | 0 | 0 | 0 | 0 | 0 | 0 | 0 | 0 | 0 | 2009 Qtr 1: 0; 2009 Qtr 2: 0; 2009 Qtr 3: 0; 2009 Qtr 4: 1; 2010 Qtr 1: 0; 2010 Qtr 2: 0; 2010 Qtr 3: 0; 2010 Qtr 4: 0; 2011 Qtr 1: 0; 2011 Qtr 2: 0; 2011 Qtr 3: 0; 2011 Qtr 4: 0 | 1
0 | 267002-High Refrigerant Charge Adjustment (>= ±20% rated charge) Resid SF CZ10 Vint04 |  | System | Residential | 26-SFM-ResidentialSingleFamily-SP_COOL | 0 |  |  |  |  | 65 | 71.5 | 0 | 0 | 0 | -6.5 | 205.771 |  | kWh | 0.22808 | -0.078078 | Residential |  | Winter Only | [5 empty] | 10 | 0.78 |  |  |  | 1 | 4 | 0 | 0 | 0 | 0 | 0 | 0 | 0 | 0 | 0 | 0 | 2009 Qtr 1: 0; 2009 Qtr 2: 0; 2009 Qtr 3: 0; 2009 Qtr 4: 4; 2010 Qtr 1: 0; 2010 Qtr 2: 0; 2010 Qtr 3: 0; 2010 Qtr 4: 0; 2011 Qtr 1: 0; 2011 Qtr 2: 0; 2011 Qtr 3: 0; 2011 Qtr 4: 0 | 4
0 | 267040-Residential Condensor Coil Cleaning Resid SF CZ10 VintAll |  | System | Residential | 26-SFM-ResidentialSingleFamily-SP_COOL | 0 |  |  |  |  | 50 | 50 | 0 | 0 | 0 | 0 | 270 |  | kWh | 0.3564 | 0 | Residential | [7 empty] | 3 | 0.78 |  |  |  | 1 | 1 | 0 | 0 | 0 | 0 | 0 | 0 | 0 | 0 | 0 | 0 | 2009 Qtr 1: 0; 2009 Qtr 2: 0; 2009 Qtr 3: 0; 2009 Qtr 4: 1; 2010 Qtr 1: 0; 2010 Qtr 2: 0; 2010 Qtr 3: 0; 2010 Qtr 4: 0; 2011 Qtr 1: 0; 2011 Qtr 2: 0; 2011 Qtr 3: 0; 2011 Qtr 4: 0 | 1
0 | 267001-High Refrigerant Charge Adjustment (>= ±20% rated charge) Resid SFCZ10 Vint03 |  | System | Residential | 26-SFM-ResidentialSingleFamily-SP_COOL | 0 |  |  |  |  | 65 | 71.5 | 0 | 0 | 0 | -6.5 | 248.449 |  | kWh | 0.18306 | -0.066637 | Residential |  | Winter Only | [5 empty] | 10 | 0.78 |  |  |  | 1 | 3 | 0 | 0 | 0 | 0 | 0 | 0 | 0 | 0 | 0 | 0 | 2009 Qtr 1: 0; 2009 Qtr 2: 0; 2009 Qtr 3: 0; 2009 Qtr 4: 3; 2010 Qtr 1: 0; 2010 Qtr 2: 0; 2010 Qtr 3: 0; 2010 Qtr 4: 0; 2011 Qtr 1: 0; 2011 Qtr 2: 0; 2011 Qtr 3: 0; 2011 Qtr 4: 0 | 3
0 | 267040-Residential Condensor Coil Cleaning Resid SF CZ10 VintAll |  | System | Residential | 26-SFM-ResidentialSingleFamily-SP_COOL | 0 |  |  |  |  | 50 | 50 | 0 | 0 | 0 | 0 | 270 |  | kWh | 0.3564 | 0 | Residential | [7 empty] | 3 | 0.78 |  |  |  | 1 | 1 | 0 | 0 | 0 | 0 | 0 | 0 | 0 | 0 | 0 | 0 | 2009 Qtr 1: 0; 2009 Qtr 2: 0; 2009 Qtr 3: 0; 2009 Qtr 4: 1; 2010 Qtr 1: 0; 2010 Qtr 2: 0; 2010 Qtr 3: 0; 2010 Qtr 4: 0; 2011 Qtr 1: 0; 2011 Qtr 2: 0; 2011 Qtr 3: 0; 2011 Qtr 4: 0 | 1
0 | 267001-High Refrigerant Charge Adjustment (>= ±20% rated charge) Resid SFCZ10 Vint03 |  | System | Residential | 26-SFM-ResidentialSingleFamily-SP_COOL | 0 |  |  |  |  | 65 | 71.5 | 0 | 0 | 0 | -6.5 | 248.449 |  | kWh | 0.18306 | -0.066637 | Residential |  | Winter Only | [5 empty] | 10 | 0.78 |  |  |  | 1 | 4 | 0 | 0 | 0 | 0 | 0 | 0 | 0 | 0 | 0 | 0 | 2009 Qtr 1: 0; 2009 Qtr 2: 0; 2009 Qtr 3: 0; 2009 Qtr 4: 4; 2010 Qtr 1: 0; 2010 Qtr 2: 0; 2010 Qtr 3: 0; 2010 Qtr 4: 0; 2011 Qtr 1: 0; 2011 Qtr 2: 0; 2011 Qtr 3: 0; 2011 Qtr 4: 0 | 4
0 | 267040-Residential Condensor Coil Cleaning Resid SF CZ10 VintAll |  | System | Residential | 26-SFM-ResidentialSingleFamily-SP_COOL | 0 |  |  |  |  | 50 | 50 | 0 | 0 | 0 | 0 | 270 |  | kWh | 0.3564 | 0 | Residential | [7 empty] | 3 | 0.78 |  |  |  | 1 | 1 | 0 | 0 | 0 | 0 | 0 | 0 | 0 | 0 | 0 | 0 | 2009 Qtr 1: 0; 2009 Qtr 2: 0; 2009 Qtr 3: 0; 2009 Qtr 4: 1; 2010 Qtr 1: 0; 2010 Qtr 2: 0; 2010 Qtr 3: 0; 2010 Qtr 4: 0; 2011 Qtr 1: 0; 2011 Qtr 2: 0; 2011 Qtr 3: 0; 2011 Qtr 4: 0 | 1
0 | 267002-High Refrigerant Charge Adjustment (>= ±20% rated charge) Resid SF CZ10 Vint04 |  | System | Residential | 26-SFM-ResidentialSingleFamily-SP_COOL | 0 |  |  |  |  | 65 | 71.5 | 0 | 0 | 0 | -6.5 | 205.771 |  | kWh | 0.22808 | -0.078078 | Residential |  | Winter Only | [5 empty] | 10 | 0.78 |  |  |  | 1 | 3 | 0 | 0 | 0 | 0 | 0 | 0 | 0 | 0 | 0 | 0 | 2009 Qtr 1: 0; 2009 Qtr 2: 0; 2009 Qtr 3: 0; 2009 Qtr 4: 3; 2010 Qtr 1: 0; 2010 Qtr 2: 0; 2010 Qtr 3: 0; 2010 Qtr 4: 0; 2011 Qtr 1: 0; 2011 Qtr 2: 0; 2011 Qtr 3: 0; 2011 Qtr 4: 0 | 3
0 | 267040-Residential Condensor Coil Cleaning Resid SF CZ10 VintAll |  | System | Residential | 26-SFM-ResidentialSingleFamily-SP_COOL | 0 |  |  |  |  | 50 | 50 | 0 | 0 | 0 | 0 | 270 |  | kWh | 0.3564 | 0 | Residential | [7 empty] | 3 | 0.78 |  |  |  | 1 | 1 | 0 | 0 | 0 | 0 | 0 | 0 | 0 | 0 | 0 | 0 | 2009 Qtr 1: 0; 2009 Qtr 2: 0; 2009 Qtr 3: 0; 2009 Qtr 4: 1; 2010 Qtr 1: 0; 2010 Qtr 2: 0; 2010 Qtr 3: 0; 2010 Qtr 4: 0; 2011 Qtr 1: 0; 2011 Qtr 2: 0; 2011 Qtr 3: 0; 2011 Qtr 4: 0 | 1
0 | 267001-High Refrigerant Charge Adjustment (>= ±20% rated charge) Resid SFCZ10 Vint03 |  | System | Residential | 26-SFM-ResidentialSingleFamily-SP_COOL | 0 |  |  |  |  | 65 | 71.5 | 0 | 0 | 0 | -6.5 | 248.449 |  | kWh | 0.18306 | -0.066637 | Residential |  | Winter Only | [5 empty] | 10 | 0.78 |  |  |  | 1 | 4 | 0 | 0 | 0 | 0 | 0 | 0 | 0 | 0 | 0 | 0 | 2009 Qtr 1: 0; 2009 Qtr 2: 0; 2009 Qtr 3: 0; 2009 Qtr 4: 4; 2010 Qtr 1: 0; 2010 Qtr 2: 0; 2010 Qtr 3: 0; 2010 Qtr 4: 0; 2011 Qtr 1: 0; 2011 Qtr 2: 0; 2011 Qtr 3: 0; 2011 Qtr 4: 0 | 4
0 | 267040-Residential Condensor Coil Cleaning Resid SF CZ10 VintAll |  | System | Residential | 26-SFM-ResidentialSingleFamily-SP_COOL | 0 |  |  |  |  | 50 | 50 | 0 | 0 | 0 | 0 | 270 |  | kWh | 0.3564 | 0 | Residential | [7 empty] | 3 | 0.78 |  |  |  | 1 | 1 | 0 | 0 | 0 | 0 | 0 | 0 | 0 | 0 | 0 | 0 | 2009 Qtr 1: 0; 2009 Qtr 2: 0; 2009 Qtr 3: 0; 2009 Qtr 4: 1; 2010 Qtr 1: 0; 2010 Qtr 2: 0; 2010 Qtr 3: 0; 2010 Qtr 4: 0; 2011 Qtr 1: 0; 2011 Qtr 2: 0; 2011 Qtr 3: 0; 2011 Qtr 4: 0 | 1
0 | 267001-High Refrigerant Charge Adjustment (>= ±20% rated charge) Resid SFCZ10 Vint03 |  | System | Residential | 26-SFM-ResidentialSingleFamily-SP_COOL | 0 |  |  |  |  | 65 | 89.375 | 0 | 0 | 0 | -24.375 | 248.449 |  | kWh | 0.18306 | -0.066637 | Residential |  | Winter Only | [5 empty] | 10 | 0.78 |  |  |  | 1 | 2 | 0 | 0 | 0 | 0 | 0 | 0 | 0 | 0 | 0 | 0 | 2009 Qtr 1: 0; 2009 Qtr 2: 0; 2009 Qtr 3: 0; 2009 Qtr 4: 2; 2010 Qtr 1: 0; 2010 Qtr 2: 0; 2010 Qtr 3: 0; 2010 Qtr 4: 0; 2011 Qtr 1: 0; 2011 Qtr 2: 0; 2011 Qtr 3: 0; 2011 Qtr 4: 0 | 2
0 | 267040-Residential Condensor Coil Cleaning Resid SF CZ10 VintAll |  | System | Residential | 26-SFM-ResidentialSingleFamily-SP_COOL | 0 |  |  |  |  | 50 | 50 | 0 | 0 | 0 | 0 | 270 |  | kWh | 0.3564 | 0 | Residential | [7 empty] | 3 | 0.78 |  |  |  | 1 | 1 | 0 | 0 | 0 | 0 | 0 | 0 | 0 | 0 | 0 | 0 | 2009 Qtr 1: 0; 2009 Qtr 2: 0; 2009 Qtr 3: 0; 2009 Qtr 4: 1; 2010 Qtr 1: 0; 2010 Qtr 2: 0; 2010 Qtr 3: 0; 2010 Qtr 4: 0; 2011 Qtr 1: 0; 2011 Qtr 2: 0; 2011 Qtr 3: 0; 2011 Qtr 4: 0 | 1
0 | 267001-High Refrigerant Charge Adjustment (>= ±20% rated charge) Resid SFCZ10 Vint03 |  | System | Residential | 26-SFM-ResidentialSingleFamily-SP_COOL | 0 |  |  |  |  | 65 | 71.5 | 0 | 0 | 0 | -6.5 | 248.449 |  | kWh | 0.18306 | -0.066637 | Residential |  | Winter Only | [5 empty] | 10 | 0.78 |  |  |  | 1 | 4 | 0 | 0 | 0 | 0 | 0 | 0 | 0 | 0 | 0 | 0 | 2009 Qtr 1: 0; 2009 Qtr 2: 0; 2009 Qtr 3: 0; 2009 Qtr 4: 4; 2010 Qtr 1: 0; 2010 Qtr 2: 0; 2010 Qtr 3: 0; 2010 Qtr 4: 0; 2011 Qtr 1: 0; 2011 Qtr 2: 0; 2011 Qtr 3: 0; 2011 Qtr 4: 0 | 4
0 | 267040-Residential Condensor Coil Cleaning Resid SF CZ10 VintAll |  | System | Residential | 26-SFM-ResidentialSingleFamily-SP_COOL | 0 |  |  |  |  | 50 | 50 | 0 | 0 | 0 | 0 | 270 |  | kWh | 0.3564 | 0 | Residential | [7 empty] | 3 | 0.78 |  |  |  | 1 | 1 | 0 | 0 | 0 | 0 | 0 | 0 | 0 | 0 | 0 | 0 | 2009 Qtr 1: 0; 2009 Qtr 2: 0; 2009 Qtr 3: 0; 2009 Qtr 4: 1; 2010 Qtr 1: 0; 2010 Qtr 2: 0; 2010 Qtr 3: 0; 2010 Qtr 4: 0; 2011 Qtr 1: 0; 2011 Qtr 2: 0; 2011 Qtr 3: 0; 2011 Qtr 4: 0 | 1
0 | 267001-High Refrigerant Charge Adjustment (>= ±20% rated charge) Resid SFCZ10 Vint03 |  | System | Residential | 26-SFM-ResidentialSingleFamily-SP_COOL | 0 |  |  |  |  | 65 | 71.5 | 0 | 0 | 0 | -6.5 | 248.449 |  | kWh | 0.18306 | -0.066637 | Residential |  | Winter Only | [5 empty] | 10 | 0.78 |  |  |  | 1 | 3 | 0 | 0 | 0 | 0 | 0 | 0 | 0 | 0 | 0 | 0 | 2009 Qtr 1: 0; 2009 Qtr 2: 0; 2009 Qtr 3: 0; 2009 Qtr 4: 3; 2010 Qtr 1: 0; 2010 Qtr 2: 0; 2010 Qtr 3: 0; 2010 Qtr 4: 0; 2011 Qtr 1: 0; 2011 Qtr 2: 0; 2011 Qtr 3: 0; 2011 Qtr 4: 0 | 3
0 | 267040-Residential Condensor Coil Cleaning Resid SF CZ10 VintAll |  | System | Residential | 26-SFM-ResidentialSingleFamily-SP_COOL | 0 |  |  |  |  | 50 | 50 | 0 | 0 | 0 | 0 | 270 |  | kWh | 0.3564 | 0 | Residential | [7 empty] | 3 | 0.78 |  |  |  | 1 | 1 | 0 | 0 | 0 | 0 | 0 | 0 | 0 | 0 | 0 | 0 | 2009 Qtr 1: 0; 2009 Qtr 2: 0; 2009 Qtr 3: 0; 2009 Qtr 4: 1; 2010 Qtr 1: 0; 2010 Qtr 2: 0; 2010 Qtr 3: 0; 2010 Qtr 4: 0; 2011 Qtr 1: 0; 2011 Qtr 2: 0; 2011 Qtr 3: 0; 2011 Qtr 4: 0 | 1
0 | 267001-High Refrigerant Charge Adjustment (>= ±20% rated charge) Resid SFCZ10 Vint03 |  | System | Residential | 26-SFM-ResidentialSingleFamily-SP_COOL | 0 |  |  |  |  | 65 | 71.5 | 0 | 0 | 0 | -6.5 | 248.449 |  | kWh | 0.18306 | -0.066637 | Residential |  | Winter Only | [5 empty] | 10 | 0.78 |  |  |  | 1 | 4 | 0 | 0 | 0 | 0 | 0 | 0 | 0 | 0 | 0 | 0 | 2009 Qtr 1: 0; 2009 Qtr 2: 0; 2009 Qtr 3: 0; 2009 Qtr 4: 4; 2010 Qtr 1: 0; 2010 Qtr 2: 0; 2010 Qtr 3: 0; 2010 Qtr 4: 0; 2011 Qtr 1: 0; 2011 Qtr 2: 0; 2011 Qtr 3: 0; 2011 Qtr 4: 0 | 4
0 | 267040-Residential Condensor Coil Cleaning Resid SF CZ10 VintAll |  | System | Residential | 26-SFM-ResidentialSingleFamily-SP_COOL | 0 |  |  |  |  | 50 | 50 | 0 | 0 | 0 | 0 | 270 |  | kWh | 0.3564 | 0 | Residential | [7 empty] | 3 | 0.78 |  |  |  | 1 | 1 | 0 | 0 | 0 | 0 | 0 | 0 | 0 | 0 | 0 | 0 | 2009 Qtr 1: 0; 2009 Qtr 2: 0; 2009 Qtr 3: 0; 2009 Qtr 4: 1; 2010 Qtr 1: 0; 2010 Qtr 2: 0; 2010 Qtr 3: 0; 2010 Qtr 4: 0; 2011 Qtr 1: 0; 2011 Qtr 2: 0; 2011 Qtr 3: 0; 2011 Qtr 4: 0 | 1
0 | 267001-High Refrigerant Charge Adjustment (>= ±20% rated charge) Resid SFCZ10 Vint03 |  | System | Residential | 26-SFM-ResidentialSingleFamily-SP_COOL | 0 |  |  |  |  | 65 | 71.5 | 0 | 0 | 0 | -6.5 | 248.449 |  | kWh | 0.18306 | -0.066637 | Residential |  | Winter Only | [5 empty] | 10 | 0.78 |  |  |  | 1 | 2 | 0 | 0 | 0 | 0 | 0 | 0 | 0 | 0 | 0 | 0 | 2009 Qtr 1: 0; 2009 Qtr 2: 0; 2009 Qtr 3: 0; 2009 Qtr 4: 2; 2010 Qtr 1: 0; 2010 Qtr 2: 0; 2010 Qtr 3: 0; 2010 Qtr 4: 0; 2011 Qtr 1: 0; 2011 Qtr 2: 0; 2011 Qtr 3: 0; 2011 Qtr 4: 0 | 2
0 | 267040-Residential Condensor Coil Cleaning Resid SF CZ10 VintAll |  | System | Residential | 26-SFM-ResidentialSingleFamily-SP_COOL | 0 |  |  |  |  | 50 | 50 | 0 | 0 | 0 | 0 | 270 |  | kWh | 0.3564 | 0 | Residential | [7 empty] | 3 | 0.78 |  |  |  | 1 | 1 | 0 | 0 | 0 | 0 | 0 | 0 | 0 | 0 | 0 | 0 | 2009 Qtr 1: 0; 2009 Qtr 2: 0; 2009 Qtr 3: 0; 2009 Qtr 4: 1; 2010 Qtr 1: 0; 2010 Qtr 2: 0; 2010 Qtr 3: 0; 2010 Qtr 4: 0; 2011 Qtr 1: 0; 2011 Qtr 2: 0; 2011 Qtr 3: 0; 2011 Qtr 4: 0 | 1
0 | 267002-High Refrigerant Charge Adjustment (>= ±20% rated charge) Resid SF CZ10 Vint04 |  | System | Residential | 26-SFM-ResidentialSingleFamily-SP_COOL | 0 |  |  |  |  | 65 | 71.5 | 0 | 0 | 0 | -6.5 | 205.771 |  | kWh | 0.22808 | -0.078078 | Residential |  | Winter Only | [5 empty] | 10 | 0.78 |  |  |  | 1 | 4 | 0 | 0 | 0 | 0 | 0 | 0 | 0 | 0 | 0 | 0 | 2009 Qtr 1: 0; 2009 Qtr 2: 0; 2009 Qtr 3: 0; 2009 Qtr 4: 4; 2010 Qtr 1: 0; 2010 Qtr 2: 0; 2010 Qtr 3: 0; 2010 Qtr 4: 0; 2011 Qtr 1: 0; 2011 Qtr 2: 0; 2011 Qtr 3: 0; 2011 Qtr 4: 0 | 4
0 | 267040-Residential Condensor Coil Cleaning Resid SF CZ10 VintAll |  | System | Residential | 26-SFM-ResidentialSingleFamily-SP_COOL | 0 |  |  |  |  | 50 | 50 | 0 | 0 | 0 | 0 | 270 |  | kWh | 0.3564 | 0 | Residential | [7 empty] | 3 | 0.78 |  |  |  | 1 | 1 | 0 | 0 | 0 | 0 | 0 | 0 | 0 | 0 | 0 | 0 | 2009 Qtr 1: 0; 2009 Qtr 2: 0; 2009 Qtr 3: 0; 2009 Qtr 4: 1; 2010 Qtr 1: 0; 2010 Qtr 2: 0; 2010 Qtr 3: 0; 2010 Qtr 4: 0; 2011 Qtr 1: 0; 2011 Qtr 2: 0; 2011 Qtr 3: 0; 2011 Qtr 4: 0 | 1
0 | 267002-High Refrigerant Charge Adjustment (>= ±20% rated charge) Resid SF CZ10 Vint04 |  | System | Residential | 26-SFM-ResidentialSingleFamily-SP_COOL | 0 |  |  |  |  | 65 | 71.5 | 0 | 0 | 0 | -6.5 | 205.771 |  | kWh | 0.22808 | -0.078078 | Residential |  | Winter Only | [5 empty] | 10 | 0.78 |  |  |  | 1 | 3 | 0 | 0 | 0 | 0 | 0 | 0 | 0 | 0 | 0 | 0 | 2009 Qtr 1: 0; 2009 Qtr 2: 0; 2009 Qtr 3: 0; 2009 Qtr 4: 3; 2010 Qtr 1: 0; 2010 Qtr 2: 0; 2010 Qtr 3: 0; 2010 Qtr 4: 0; 2011 Qtr 1: 0; 2011 Qtr 2: 0; 2011 Qtr 3: 0; 2011 Qtr 4: 0 | 3
0 | 267040-Residential Condensor Coil Cleaning Resid SF CZ10 VintAll |  | System | Residential | 26-SFM-ResidentialSingleFamily-SP_COOL | 0 |  |  |  |  | 50 | 50 | 0 | 0 | 0 | 0 | 270 |  | kWh | 0.3564 | 0 | Residential | [7 empty] | 3 | 0.78 |  |  |  | 1 | 1 | 0 | 0 | 0 | 0 | 0 | 0 | 0 | 0 | 0 | 0 | 2009 Qtr 1: 0; 2009 Qtr 2: 0; 2009 Qtr 3: 0; 2009 Qtr 4: 1; 2010 Qtr 1: 0; 2010 Qtr 2: 0; 2010 Qtr 3: 0; 2010 Qtr 4: 0; 2011 Qtr 1: 0; 2011 Qtr 2: 0; 2011 Qtr 3: 0; 2011 Qtr 4: 0 | 1
0 | 267002-High Refrigerant Charge Adjustment (>= ±20% rated charge) Resid SF CZ10 Vint04 |  | System | Residential | 26-SFM-ResidentialSingleFamily-SP_COOL | 0 |  |  |  |  | 65 | 71.5 | 0 | 0 | 0 | -6.5 | 205.771 |  | kWh | 0.22808 | -0.078078 | Residential |  | Winter Only | [5 empty] | 10 | 0.78 |  |  |  | 1 | 3 | 0 | 0 | 0 | 0 | 0 | 0 | 0 | 0 | 0 | 0 | 2009 Qtr 1: 0; 2009 Qtr 2: 0; 2009 Qtr 3: 0; 2009 Qtr 4: 3; 2010 Qtr 1: 0; 2010 Qtr 2: 0; 2010 Qtr 3: 0; 2010 Qtr 4: 0; 2011 Qtr 1: 0; 2011 Qtr 2: 0; 2011 Qtr 3: 0; 2011 Qtr 4: 0 | 3
0 | 267040-Residential Condensor Coil Cleaning Resid SF CZ10 VintAll |  | System | Residential | 26-SFM-ResidentialSingleFamily-SP_COOL | 0 |  |  |  |  | 50 | 50 | 0 | 0 | 0 | 0 | 270 |  | kWh | 0.3564 | 0 | Residential | [7 empty] | 3 | 0.78 |  |  |  | 1 | 1 | 0 | 0 | 0 | 0 | 0 | 0 | 0 | 0 | 0 | 0 | 2009 Qtr 1: 0; 2009 Qtr 2: 0; 2009 Qtr 3: 0; 2009 Qtr 4: 1; 2010 Qtr 1: 0; 2010 Qtr 2: 0; 2010 Qtr 3: 0; 2010 Qtr 4: 0; 2011 Qtr 1: 0; 2011 Qtr 2: 0; 2011 Qtr 3: 0; 2011 Qtr 4: 0 | 1
0 | 267010-Duct Sealing (Total Leakage Reduced from 40% of AHU flow to 12%) Resid SF CZ10 Vint04 |  | System | Residential | 26-SFM-ResidentialSingleFamily-SP_COOL | 0 |  |  |  |  | 106.8728 | 220 | 0 | 0 | 0 | -113.1272 | 181.333 |  | kWh | 0.24097 | 10.7341 | Residential |  | Winter Only | [5 empty] | 18 | 0.78 |  |  |  | 0 | 2 | 0 | 0 | 0 | 0 | 0 | 0 | 0 | 0 | 0 | 0 | 2009 Qtr 1: 0; 2009 Qtr 2: 0; 2009 Qtr 3: 0; 2009 Qtr 4: 2; 2010 Qtr 1: 0; 2010 Qtr 2: 0; 2010 Qtr 3: 0; 2010 Qtr 4: 0; 2011 Qtr 1: 0; 2011 Qtr 2: 0; 2011 Qtr 3: 0; 2011 Qtr 4: 0 | 2
0 | 267010-Duct Sealing (Total Leakage Reduced from 40% of AHU flow to 12%) Resid SF CZ10 Vint04 |  | System | Residential | 26-SFM-ResidentialSingleFamily-SP_COOL | 0 |  |  |  |  | 106.8728 | 360 | 0 | 0 | 0 | -253.1272 | 181.333 |  | kWh | 0.24097 | 10.7341 | Residential |  | Winter Only | [5 empty] | 18 | 0.78 |  |  |  | 0 | 1 | 0 | 0 | 0 | 0 | 0 | 0 | 0 | 0 | 0 | 0 | 2009 Qtr 1: 0; 2009 Qtr 2: 0; 2009 Qtr 3: 0; 2009 Qtr 4: 1; 2010 Qtr 1: 0; 2010 Qtr 2: 0; 2010 Qtr 3: 0; 2010 Qtr 4: 0; 2011 Qtr 1: 0; 2011 Qtr 2: 0; 2011 Qtr 3: 0; 2011 Qtr 4: 0 | 1
0 | 267010-Duct Sealing (Total Leakage Reduced from 40% of AHU flow to 12%) Resid SF CZ10 Vint04 |  | System | Residential | 26-SFM-ResidentialSingleFamily-SP_COOL | 0 |  |  |  |  | 106.8728 | 226.6667 | 0 | 0 | 0 | -119.7939 | 181.333 |  | kWh | 0.24097 | 10.7341 | Residential |  | Winter Only | [5 empty] | 18 | 0.78 |  |  |  | 0 | 3 | 0 | 0 | 0 | 0 | 0 | 0 | 0 | 0 | 0 | 0 | 2009 Qtr 1: 0; 2009 Qtr 2: 0; 2009 Qtr 3: 0; 2009 Qtr 4: 3; 2010 Qtr 1: 0; 2010 Qtr 2: 0; 2010 Qtr 3: 0; 2010 Qtr 4: 0; 2011 Qtr 1: 0; 2011 Qtr 2: 0; 2011 Qtr 3: 0; 2011 Qtr 4: 0 | 3
0 | 267010-Duct Sealing (Total Leakage Reduced from 40% of AHU flow to 12%) Resid SF CZ10 Vint04 |  | System | Residential | 26-SFM-ResidentialSingleFamily-SP_COOL | 0 |  |  |  |  | 106.8728 | 200.6 | 0 | 0 | 0 | -93.7272 | 181.333 |  | kWh | 0.24097 | 10.7341 | Residential |  | Winter Only | [5 empty] | 18 | 0.78 |  |  |  | 0 | 2 | 0 | 0 | 0 | 0 | 0 | 0 | 0 | 0 | 0 | 0 | 2009 Qtr 1: 0; 2009 Qtr 2: 0; 2009 Qtr 3: 0; 2009 Qtr 4: 2; 2010 Qtr 1: 0; 2010 Qtr 2: 0; 2010 Qtr 3: 0; 2010 Qtr 4: 0; 2011 Qtr 1: 0; 2011 Qtr 2: 0; 2011 Qtr 3: 0; 2011 Qtr 4: 0 | 2
0 | 267010-Duct Sealing (Total Leakage Reduced from 40% of AHU flow to 12%) Resid SF CZ10 Vint04 |  | System | Residential | 26-SFM-ResidentialSingleFamily-SP_COOL | 0 |  |  |  |  | 106.8728 | 250 | 0 | 0 | 0 | -143.1272 | 181.333 |  | kWh | 0.24097 | 10.7341 | Residential |  | Winter Only | [5 empty] | 18 | 0.78 |  |  |  | 0 | 2 | 0 | 0 | 0 | 0 | 0 | 0 | 0 | 0 | 0 | 0 | 2009 Qtr 1: 0; 2009 Qtr 2: 0; 2009 Qtr 3: 0; 2009 Qtr 4: 2; 2010 Qtr 1: 0; 2010 Qtr 2: 0; 2010 Qtr 3: 0; 2010 Qtr 4: 0; 2011 Qtr 1: 0; 2011 Qtr 2: 0; 2011 Qtr 3: 0; 2011 Qtr 4: 0 | 2
0 | 267009-Duct Sealing (Total Leakage Reduced from 40% of AHU flow to 12%) Resid SF CZ10 Vint03 |  | System | Residential | 26-SFM-ResidentialSingleFamily-SP_COOL | 0 |  |  |  |  | 106.2381 | 335 | 0 | 0 | 0 | -228.7619 | 234.764 |  | kWh | 0.17708 | 21.4199 | Residential |  | Winter Only | [5 empty] | 18 | 0.78 |  |  |  | 0.5 | 1 | 0 | 0 | 0 | 0 | 0 | 0 | 0 | 0 | 0 | 0 | 2009 Qtr 1: 0; 2009 Qtr 2: 0; 2009 Qtr 3: 0; 2009 Qtr 4: 1; 2010 Qtr 1: 0; 2010 Qtr 2: 0; 2010 Qtr 3: 0; 2010 Qtr 4: 0; 2011 Qtr 1: 0; 2011 Qtr 2: 0; 2011 Qtr 3: 0; 2011 Qtr 4: 0 | 1
0 | 267009-Duct Sealing (Total Leakage Reduced from 40% of AHU flow to 12%) Resid SF CZ10 Vint03 |  | System | Residential | 26-SFM-ResidentialSingleFamily-SP_COOL | 0 |  |  |  |  | 106.2381 | 240 | 0 | 0 | 0 | -133.7619 | 234.764 |  | kWh | 0.17708 | 21.4199 | Residential |  | Winter Only | [5 empty] | 18 | 0.78 |  |  |  | 0.5 | 1 | 0 | 0 | 0 | 0 | 0 | 0 | 0 | 0 | 0 | 0 | 2009 Qtr 1: 0; 2009 Qtr 2: 0; 2009 Qtr 3: 0; 2009 Qtr 4: 1; 2010 Qtr 1: 0; 2010 Qtr 2: 0; 2010 Qtr 3: 0; 2010 Qtr 4: 0; 2011 Qtr 1: 0; 2011 Qtr 2: 0; 2011 Qtr 3: 0; 2011 Qtr 4: 0 | 1
0 | 267010-Duct Sealing (Total Leakage Reduced from 40% of AHU flow to 12%) Resid SF CZ10 Vint04 |  | System | Residential | 26-SFM-ResidentialSingleFamily-SP_COOL | 0 |  |  |  |  | 106.8728 | 350 | 0 | 0 | 0 | -243.1272 | 181.333 |  | kWh | 0.24097 | 10.7341 | Residential |  | Winter Only | [5 empty] | 18 | 0.78 |  |  |  | 0 | 1 | 0 | 0 | 0 | 0 | 0 | 0 | 0 | 0 | 0 | 0 | 2009 Qtr 1: 0; 2009 Qtr 2: 0; 2009 Qtr 3: 0; 2009 Qtr 4: 1; 2010 Qtr 1: 0; 2010 Qtr 2: 0; 2010 Qtr 3: 0; 2010 Qtr 4: 0; 2011 Qtr 1: 0; 2011 Qtr 2: 0; 2011 Qtr 3: 0; 2011 Qtr 4: 0 | 1
0 | 267010-Duct Sealing (Total Leakage Reduced from 40% of AHU flow to 12%) Resid SF CZ10 Vint04 |  | System | Residential | 26-SFM-ResidentialSingleFamily-SP_COOL | 0 |  |  |  |  | 106.8728 | 359.4 | 0 | 0 | 0 | -252.5272 | 181.333 |  | kWh | 0.24097 | 10.7341 | Residential |  | Winter Only | [5 empty] | 18 | 0.78 |  |  |  | 0 | 1 | 0 | 0 | 0 | 0 | 0 | 0 | 0 | 0 | 0 | 0 | 2009 Qtr 1: 0; 2009 Qtr 2: 0; 2009 Qtr 3: 0; 2009 Qtr 4: 1; 2010 Qtr 1: 0; 2010 Qtr 2: 0; 2010 Qtr 3: 0; 2010 Qtr 4: 0; 2011 Qtr 1: 0; 2011 Qtr 2: 0; 2011 Qtr 3: 0; 2011 Qtr 4: 0 | 1
0 | 267009-Duct Sealing (Total Leakage Reduced from 40% of AHU flow to 12%) Resid SF CZ10 Vint03 |  | System | Residential | 26-SFM-ResidentialSingleFamily-SP_COOL | 0 |  |  |  |  | 106.2381 | 213.3333 | 0 | 0 | 0 | -107.0952 | 234.764 |  | kWh | 0.17708 | 21.4199 | Residential |  | Winter Only | [5 empty] | 18 | 0.78 |  |  |  | 0.5 | 3 | 0 | 0 | 0 | 0 | 0 | 0 | 0 | 0 | 0 | 0 | 2009 Qtr 1: 0; 2009 Qtr 2: 0; 2009 Qtr 3: 0; 2009 Qtr 4: 3; 2010 Qtr 1: 0; 2010 Qtr 2: 0; 2010 Qtr 3: 0; 2010 Qtr 4: 0; 2011 Qtr 1: 0; 2011 Qtr 2: 0; 2011 Qtr 3: 0; 2011 Qtr 4: 0 | 3
0 | 267009-Duct Sealing (Total Leakage Reduced from 40% of AHU flow to 12%) Resid SF CZ10 Vint03 |  | System | Residential | 26-SFM-ResidentialSingleFamily-SP_COOL | 0 |  |  |  |  | 106.2381 | 384 | 0 | 0 | 0 | -277.7619 | 234.764 |  | kWh | 0.17708 | 21.4199 | Residential |  | Winter Only | [5 empty] | 18 | 0.78 |  |  |  | 0.5 | 1 | 0 | 0 | 0 | 0 | 0 | 0 | 0 | 0 | 0 | 0 | 2009 Qtr 1: 0; 2009 Qtr 2: 0; 2009 Qtr 3: 0; 2009 Qtr 4: 1; 2010 Qtr 1: 0; 2010 Qtr 2: 0; 2010 Qtr 3: 0; 2010 Qtr 4: 0; 2011 Qtr 1: 0; 2011 Qtr 2: 0; 2011 Qtr 3: 0; 2011 Qtr 4: 0 | 1
0 | 267010-Duct Sealing (Total Leakage Reduced from 40% of AHU flow to 12%) Resid SF CZ10 Vint04 |  | System | Residential | 26-SFM-ResidentialSingleFamily-SP_COOL | 0 |  |  |  |  | 106.8728 | 372 | 0 | 0 | 0 | -265.1272 | 181.333 |  | kWh | 0.24097 | 10.7341 | Residential |  | Winter Only | [5 empty] | 18 | 0.78 |  |  |  | 0 | 1 | 0 | 0 | 0 | 0 | 0 | 0 | 0 | 0 | 0 | 0 | 2009 Qtr 1: 0; 2009 Qtr 2: 0; 2009 Qtr 3: 0; 2009 Qtr 4: 1; 2010 Qtr 1: 0; 2010 Qtr 2: 0; 2010 Qtr 3: 0; 2010 Qtr 4: 0; 2011 Qtr 1: 0; 2011 Qtr 2: 0; 2011 Qtr 3: 0; 2011 Qtr 4: 0 | 1
0 | 267009-Duct Sealing (Total Leakage Reduced from 40% of AHU flow to 12%) Resid SF CZ10 Vint03 |  | System | Residential | 26-SFM-ResidentialSingleFamily-SP_COOL | 0 |  |  |  |  | 106.2381 | 210 | 0 | 0 | 0 | -103.7619 | 234.764 |  | kWh | 0.17708 | 21.4199 | Residential |  | Winter Only | [5 empty] | 18 | 0.78 |  |  |  | 0.5 | 2 | 0 | 0 | 0 | 0 | 0 | 0 | 0 | 0 | 0 | 0 | 2009 Qtr 1: 0; 2009 Qtr 2: 0; 2009 Qtr 3: 0; 2009 Qtr 4: 2; 2010 Qtr 1: 0; 2010 Qtr 2: 0; 2010 Qtr 3: 0; 2010 Qtr 4: 0; 2011 Qtr 1: 0; 2011 Qtr 2: 0; 2011 Qtr 3: 0; 2011 Qtr 4: 0 | 2
0 | 267009-Duct Sealing (Total Leakage Reduced from 40% of AHU flow to 12%) Resid SF CZ10 Vint03 |  | System | Residential | 26-SFM-ResidentialSingleFamily-SP_COOL | 0 |  |  |  |  | 106.2381 | 220 | 0 | 0 | 0 | -113.7619 | 234.764 |  | kWh | 0.17708 | 21.4199 | Residential |  | Winter Only | [5 empty] | 18 | 0.78 |  |  |  | 0.5 | 1 | 0 | 0 | 0 | 0 | 0 | 0 | 0 | 0 | 0 | 0 | 2009 Qtr 1: 0; 2009 Qtr 2: 0; 2009 Qtr 3: 0; 2009 Qtr 4: 1; 2010 Qtr 1: 0; 2010 Qtr 2: 0; 2010 Qtr 3: 0; 2010 Qtr 4: 0; 2011 Qtr 1: 0; 2011 Qtr 2: 0; 2011 Qtr 3: 0; 2011 Qtr 4: 0 | 1
0 | 267009-Duct Sealing (Total Leakage Reduced from 40% of AHU flow to 12%) Resid SF CZ10 Vint03 |  | System | Residential | 26-SFM-ResidentialSingleFamily-SP_COOL | 0 |  |  |  |  | 106.2381 | 260 | 0 | 0 | 0 | -153.7619 | 234.764 |  | kWh | 0.17708 | 21.4199 | Residential |  | Winter Only | [5 empty] | 18 | 0.78 |  |  |  | 0.5 | 1 | 0 | 0 | 0 | 0 | 0 | 0 | 0 | 0 | 0 | 0 | 2009 Qtr 1: 0; 2009 Qtr 2: 0; 2009 Qtr 3: 0; 2009 Qtr 4: 1; 2010 Qtr 1: 0; 2010 Qtr 2: 0; 2010 Qtr 3: 0; 2010 Qtr 4: 0; 2011 Qtr 1: 0; 2011 Qtr 2: 0; 2011 Qtr 3: 0; 2011 Qtr 4: 0 | 1
0 | 267009-Duct Sealing (Total Leakage Reduced from 40% of AHU flow to 12%) Resid SF CZ10 Vint03 |  | System | Residential | 26-SFM-ResidentialSingleFamily-SP_COOL | 0 |  |  |  |  | 106.2381 | 230 | 0 | 0 | 0 | -123.7619 | 234.764 |  | kWh | 0.17708 | 21.4199 | Residential |  | Winter Only | [5 empty] | 18 | 0.78 |  |  |  | 0.5 | 1 | 0 | 0 | 0 | 0 | 0 | 0 | 0 | 0 | 0 | 0 | 2009 Qtr 1: 0; 2009 Qtr 2: 0; 2009 Qtr 3: 0; 2009 Qtr 4: 1; 2010 Qtr 1: 0; 2010 Qtr 2: 0; 2010 Qtr 3: 0; 2010 Qtr 4: 0; 2011 Qtr 1: 0; 2011 Qtr 2: 0; 2011 Qtr 3: 0; 2011 Qtr 4: 0 | 1
0 | 267009-Duct Sealing (Total Leakage Reduced from 40% of AHU flow to 12%) Resid SF CZ10 Vint03 |  | System | Residential | 26-SFM-ResidentialSingleFamily-SP_COOL | 0 |  |  |  |  | 106.2381 | 358 | 0 | 0 | 0 | -251.7619 | 234.764 |  | kWh | 0.17708 | 21.4199 | Residential |  | Winter Only | [5 empty] | 18 | 0.78 |  |  |  | 0.5 | 1 | 0 | 0 | 0 | 0 | 0 | 0 | 0 | 0 | 0 | 0 | 2009 Qtr 1: 0; 2009 Qtr 2: 0; 2009 Qtr 3: 0; 2009 Qtr 4: 1; 2010 Qtr 1: 0; 2010 Qtr 2: 0; 2010 Qtr 3: 0; 2010 Qtr 4: 0; 2011 Qtr 1: 0; 2011 Qtr 2: 0; 2011 Qtr 3: 0; 2011 Qtr 4: 0 | 1
0 | 267009-Duct Sealing (Total Leakage Reduced from 40% of AHU flow to 12%) Resid SF CZ10 Vint03 |  | System | Residential | 26-SFM-ResidentialSingleFamily-SP_COOL | 0 |  |  |  |  | 106.2381 | 328 | 0 | 0 | 0 | -221.7619 | 234.764 |  | kWh | 0.17708 | 21.4199 | Residential |  | Winter Only | [5 empty] | 18 | 0.78 |  |  |  | 0.5 | 1 | 0 | 0 | 0 | 0 | 0 | 0 | 0 | 0 | 0 | 0 | 2009 Qtr 1: 0; 2009 Qtr 2: 0; 2009 Qtr 3: 0; 2009 Qtr 4: 1; 2010 Qtr 1: 0; 2010 Qtr 2: 0; 2010 Qtr 3: 0; 2010 Qtr 4: 0; 2011 Qtr 1: 0; 2011 Qtr 2: 0; 2011 Qtr 3: 0; 2011 Qtr 4: 0 | 1
0 | 267010-Duct Sealing (Total Leakage Reduced from 40% of AHU flow to 12%) Resid SF CZ10 Vint04 |  | System | Residential | 26-SFM-ResidentialSingleFamily-SP_COOL | 0 |  |  |  |  | 106.8728 | 200 | 0 | 0 | 0 | -93.1272 | 181.333 |  | kWh | 0.24097 | 10.7341 | Residential |  | Winter Only | [5 empty] | 18 | 0.78 |  |  |  | 0 | 2 | 0 | 0 | 0 | 0 | 0 | 0 | 0 | 0 | 0 | 0 | 2009 Qtr 1: 0; 2009 Qtr 2: 0; 2009 Qtr 3: 0; 2009 Qtr 4: 2; 2010 Qtr 1: 0; 2010 Qtr 2: 0; 2010 Qtr 3: 0; 2010 Qtr 4: 0; 2011 Qtr 1: 0; 2011 Qtr 2: 0; 2011 Qtr 3: 0; 2011 Qtr 4: 0 | 2
0 | 267010-Duct Sealing (Total Leakage Reduced from 40% of AHU flow to 12%) Resid SF CZ10 Vint04 |  | System | Residential | 26-SFM-ResidentialSingleFamily-SP_COOL | 0 |  |  |  |  | 106.8728 | 260 | 0 | 0 | 0 | -153.1272 | 181.333 |  | kWh | 0.24097 | 10.7341 | Residential |  | Winter Only | [5 empty] | 18 | 0.78 |  |  |  | 0 | 1 | 0 | 0 | 0 | 0 | 0 | 0 | 0 | 0 | 0 | 0 | 2009 Qtr 1: 0; 2009 Qtr 2: 0; 2009 Qtr 3: 0; 2009 Qtr 4: 1; 2010 Qtr 1: 0; 2010 Qtr 2: 0; 2010 Qtr 3: 0; 2010 Qtr 4: 0; 2011 Qtr 1: 0; 2011 Qtr 2: 0; 2011 Qtr 3: 0; 2011 Qtr 4: 0 | 1
0 | 267009-Duct Sealing (Total Leakage Reduced from 40% of AHU flow to 12%) Resid SF CZ10 Vint03 |  | System | Residential | 26-SFM-ResidentialSingleFamily-SP_COOL | 0 |  |  |  |  | 106.2381 | 300 | 0 | 0 | 0 | -193.7619 | 234.764 |  | kWh | 0.17708 | 21.4199 | Residential |  | Winter Only | [5 empty] | 18 | 0.78 |  |  |  | 0.5 | 1 | 0 | 0 | 0 | 0 | 0 | 0 | 0 | 0 | 0 | 0 | 2009 Qtr 1: 0; 2009 Qtr 2: 0; 2009 Qtr 3: 0; 2009 Qtr 4: 1; 2010 Qtr 1: 0; 2010 Qtr 2: 0; 2010 Qtr 3: 0; 2010 Qtr 4: 0; 2011 Qtr 1: 0; 2011 Qtr 2: 0; 2011 Qtr 3: 0; 2011 Qtr 4: 0 | 1
0 | 267029-Commercial HVAC Diagnostic/Tune-up Com All CZ07 VintAll |  | System | Commercial | 01-ALC-AllCommercial-Cooling | 0 |  |  |  |  | 72.1918 | 67.6133 | 0 | 0 | 0 | 4.5785 | 60.0094 |  | kWh | 0.046765 | 0 | Commercial | [7 empty] | 10 | 0.85 |  |  |  | 1 | 3.35 | 0 | 0 | 0 | 0 | 0 | 0 | 0 | 0 | 0 | 0 | 2009 Qtr 1: 0; 2009 Qtr 2: 0; 2009 Qtr 3: 0; 2009 Qtr 4: 3.35; 2010 Qtr 1: 0; 2010 Qtr 2: 0; 2010 Qtr 3: 0; 2010 Qtr 4: 0; 2011 Qtr 1: 0; 2011 Qtr 2: 0; 2011 Qtr 3: 0; 2011 Qtr 4: 0 | 3.35
0 | 267044-Commercial Condensor Coil Cleaning (all units - savings at 50% of DEER) Com All CZ07 VintAll |  | System | Commercial | 01-ALC-AllCommercial-Cooling | 0 |  |  |  |  | 9.9998 | 10 | 0 | 0 | 0 | -0.0002249 | 60 |  | kWh | 0.047 | 0 | Commercial | [7 empty] | 3 | 0.78 |  |  |  | 1 | 5 | 0 | 0 | 0 | 0 | 0 | 0 | 0 | 0 | 0 | 0 | 2009 Qtr 1: 0; 2009 Qtr 2: 0; 2009 Qtr 3: 0; 2009 Qtr 4: 5; 2010 Qtr 1: 0; 2010 Qtr 2: 0; 2010 Qtr 3: 0; 2010 Qtr 4: 0; 2011 Qtr 1: 0; 2011 Qtr 2: 0; 2011 Qtr 3: 0; 2011 Qtr 4: 0 | 5
0 | 267044-Commercial Condensor Coil Cleaning (all units - savings at 50% of DEER) Com All CZ07 VintAll |  | System | Commercial | 01-ALC-AllCommercial-Cooling | 0 |  |  |  |  | 9.9998 | 10 | 0 | 0 | 0 | -0.0002249 | 60 |  | kWh | 0.047 | 0 | Commercial | [7 empty] | 3 | 0.78 |  |  |  | 1 | 5 | 0 | 0 | 0 | 0 | 0 | 0 | 0 | 0 | 0 | 0 | 2009 Qtr 1: 0; 2009 Qtr 2: 0; 2009 Qtr 3: 0; 2009 Qtr 4: 5; 2010 Qtr 1: 0; 2010 Qtr 2: 0; 2010 Qtr 3: 0; 2010 Qtr 4: 0; 2011 Qtr 1: 0; 2011 Qtr 2: 0; 2011 Qtr 3: 0; 2011 Qtr 4: 0 | 5
0 | 267029-Commercial HVAC Diagnostic/Tune-up Com All CZ07 VintAll |  | System | Commercial | 01-ALC-AllCommercial-Cooling | 0 |  |  |  |  | 72.1918 | 67.6133 | 0 | 0 | 0 | 4.5785 | 60.0094 |  | kWh | 0.046765 | 0 | Commercial | [7 empty] | 10 | 0.85 |  |  |  | 1 | 3.35 | 0 | 0 | 0 | 0 | 0 | 0 | 0 | 0 | 0 | 0 | 2009 Qtr 1: 0; 2009 Qtr 2: 0; 2009 Qtr 3: 0; 2009 Qtr 4: 3.35; 2010 Qtr 1: 0; 2010 Qtr 2: 0; 2010 Qtr 3: 0; 2010 Qtr 4: 0; 2011 Qtr 1: 0; 2011 Qtr 2: 0; 2011 Qtr 3: 0; 2011 Qtr 4: 0 | 3.35
0 | 267044-Commercial Condensor Coil Cleaning (all units - savings at 50% of DEER) Com All CZ07 VintAll |  | System | Commercial | 01-ALC-AllCommercial-Cooling | 0 |  |  |  |  | 9.9998 | 10 | 0 | 0 | 0 | -0.0002249 | 60 |  | kWh | 0.047 | 0 | Commercial | [7 empty] | 3 | 0.78 |  |  |  | 1 | 5 | 0 | 0 | 0 | 0 | 0 | 0 | 0 | 0 | 0 | 0 | 2009 Qtr 1: 0; 2009 Qtr 2: 0; 2009 Qtr 3: 0; 2009 Qtr 4: 5; 2010 Qtr 1: 0; 2010 Qtr 2: 0; 2010 Qtr 3: 0; 2010 Qtr 4: 0; 2011 Qtr 1: 0; 2011 Qtr 2: 0; 2011 Qtr 3: 0; 2011 Qtr 4: 0 | 5
0 | 267044-Commercial Condensor Coil Cleaning (all units - savings at 50% of DEER) Com All CZ07 VintAll |  | System | Commercial | 01-ALC-AllCommercial-Cooling | 0 |  |  |  |  | 9.9998 | 10 | 0 | 0 | 0 | -0.0002249 | 60 |  | kWh | 0.047 | 0 | Commercial | [7 empty] | 3 | 0.78 |  |  |  | 1 | 5 | 0 | 0 | 0 | 0 | 0 | 0 | 0 | 0 | 0 | 0 | 2009 Qtr 1: 0; 2009 Qtr 2: 0; 2009 Qtr 3: 0; 2009 Qtr 4: 5; 2010 Qtr 1: 0; 2010 Qtr 2: 0; 2010 Qtr 3: 0; 2010 Qtr 4: 0; 2011 Qtr 1: 0; 2011 Qtr 2: 0; 2011 Qtr 3: 0; 2011 Qtr 4: 0 | 5
0 | 267045-Commercial Condensor Coil Cleaning (all units - savings at 50% of DEER) Com All CZ10 VintAll |  | System | Commercial | 01-ALC-AllCommercial-Cooling | 0 |  |  |  |  | 10 | 10 | 0 | 0 | 0 | 0 | 74 |  | kWh | 0.0665 | 0 | Commercial | [7 empty] | 3 | 0.78 |  |  |  | 1 | 5 | 0 | 0 | 0 | 0 | 0 | 0 | 0 | 0 | 0 | 0 | 2009 Qtr 1: 0; 2009 Qtr 2: 0; 2009 Qtr 3: 0; 2009 Qtr 4: 5; 2010 Qtr 1: 0; 2010 Qtr 2: 0; 2010 Qtr 3: 0; 2010 Qtr 4: 0; 2011 Qtr 1: 0; 2011 Qtr 2: 0; 2011 Qtr 3: 0; 2011 Qtr 4: 0 | 5
0 | 267045-Commercial Condensor Coil Cleaning (all units - savings at 50% of DEER) Com All CZ10 VintAll |  | System | Commercial | 01-ALC-AllCommercial-Cooling | 0 |  |  |  |  | 10 | 10.8333 | 0 | 0 | 0 | -0.83333 | 74 |  | kWh | 0.0665 | 0 | Commercial | [7 empty] | 3 | 0.78 |  |  |  | 1 | 4 | 0 | 0 | 0 | 0 | 0 | 0 | 0 | 0 | 0 | 0 | 2009 Qtr 1: 0; 2009 Qtr 2: 0; 2009 Qtr 3: 0; 2009 Qtr 4: 4; 2010 Qtr 1: 0; 2010 Qtr 2: 0; 2010 Qtr 3: 0; 2010 Qtr 4: 0; 2011 Qtr 1: 0; 2011 Qtr 2: 0; 2011 Qtr 3: 0; 2011 Qtr 4: 0 | 4
0 | 267045-Commercial Condensor Coil Cleaning (all units - savings at 50% of DEER) Com All CZ10 VintAll |  | System | Commercial | 01-ALC-AllCommercial-Cooling | 0 |  |  |  |  | 10 | 10.8333 | 0 | 0 | 0 | -0.83333 | 74 |  | kWh | 0.0665 | 0 | Commercial | [7 empty] | 3 | 0.78 |  |  |  | 1 | 4 | 0 | 0 | 0 | 0 | 0 | 0 | 0 | 0 | 0 | 0 | 2009 Qtr 1: 0; 2009 Qtr 2: 0; 2009 Qtr 3: 0; 2009 Qtr 4: 4; 2010 Qtr 1: 0; 2010 Qtr 2: 0; 2010 Qtr 3: 0; 2010 Qtr 4: 0; 2011 Qtr 1: 0; 2011 Qtr 2: 0; 2011 Qtr 3: 0; 2011 Qtr 4: 0 | 4
0 | 267045-Commercial Condensor Coil Cleaning (all units - savings at 50% of DEER) Com All CZ10 VintAll |  | System | Commercial | 01-ALC-AllCommercial-Cooling | 0 |  |  |  |  | 10 | 10.8333 | 0 | 0 | 0 | -0.83333 | 74 |  | kWh | 0.0665 | 0 | Commercial | [7 empty] | 3 | 0.78 |  |  |  | 1 | 4 | 0 | 0 | 0 | 0 | 0 | 0 | 0 | 0 | 0 | 0 | 2009 Qtr 1: 0; 2009 Qtr 2: 0; 2009 Qtr 3: 0; 2009 Qtr 4: 4; 2010 Qtr 1: 0; 2010 Qtr 2: 0; 2010 Qtr 3: 0; 2010 Qtr 4: 0; 2011 Qtr 1: 0; 2011 Qtr 2: 0; 2011 Qtr 3: 0; 2011 Qtr 4: 0 | 4
0 | 267045-Commercial Condensor Coil Cleaning (all units - savings at 50% of DEER) Com All CZ10 VintAll |  | System | Commercial | 01-ALC-AllCommercial-Cooling | 0 |  |  |  |  | 10 | 10 | 0 | 0 | 0 | 0 | 74 |  | kWh | 0.0665 | 0 | Commercial | [7 empty] | 3 | 0.78 |  |  |  | 1 | 5 | 0 | 0 | 0 | 0 | 0 | 0 | 0 | 0 | 0 | 0 | 2009 Qtr 1: 0; 2009 Qtr 2: 0; 2009 Qtr 3: 0; 2009 Qtr 4: 5; 2010 Qtr 1: 0; 2010 Qtr 2: 0; 2010 Qtr 3: 0; 2010 Qtr 4: 0; 2011 Qtr 1: 0; 2011 Qtr 2: 0; 2011 Qtr 3: 0; 2011 Qtr 4: 0 | 5
0 | 267030-Commercial HVAC Diagnostic/Tune-up Com All CZ10 VintAll |  | System | Commercial | 01-ALC-AllCommercial-Cooling | 0 |  |  |  |  | 67.6133 | 82.5373 | 0 | 0 | 0 | -14.924 | 214 |  | kWh | 0.15 | 0 | Commercial | [7 empty] | 10 | 0.85 |  |  |  | 1 | 3.35 | 0 | 0 | 0 | 0 | 0 | 0 | 0 | 0 | 0 | 0 | 2009 Qtr 1: 0; 2009 Qtr 2: 0; 2009 Qtr 3: 0; 2009 Qtr 4: 3.35; 2010 Qtr 1: 0; 2010 Qtr 2: 0; 2010 Qtr 3: 0; 2010 Qtr 4: 0; 2011 Qtr 1: 0; 2011 Qtr 2: 0; 2011 Qtr 3: 0; 2011 Qtr 4: 0 | 3.35
0 | 267045-Commercial Condensor Coil Cleaning (all units - savings at 50% of DEER) Com All CZ10 VintAll |  | System | Commercial | 01-ALC-AllCommercial-Cooling | 0 |  |  |  |  | 10 | 10 | 0 | 0 | 0 | 0 | 74 |  | kWh | 0.0665 | 0 | Commercial | [7 empty] | 3 | 0.78 |  |  |  | 1 | 5 | 0 | 0 | 0 | 0 | 0 | 0 | 0 | 0 | 0 | 0 | 2009 Qtr 1: 0; 2009 Qtr 2: 0; 2009 Qtr 3: 0; 2009 Qtr 4: 5; 2010 Qtr 1: 0; 2010 Qtr 2: 0; 2010 Qtr 3: 0; 2010 Qtr 4: 0; 2011 Qtr 1: 0; 2011 Qtr 2: 0; 2011 Qtr 3: 0; 2011 Qtr 4: 0 | 5
0 | 267030-Commercial HVAC Diagnostic/Tune-up Com All CZ10 VintAll |  | System | Commercial | 01-ALC-AllCommercial-Cooling | 0 |  |  |  |  | 67.6133 | 82.5373 | 0 | 0 | 0 | -14.924 | 214 |  | kWh | 0.15 | 0 | Commercial | [7 empty] | 10 | 0.85 |  |  |  | 1 | 3.35 | 0 | 0 | 0 | 0 | 0 | 0 | 0 | 0 | 0 | 0 | 2009 Qtr 1: 0; 2009 Qtr 2: 0; 2009 Qtr 3: 0; 2009 Qtr 4: 3.35; 2010 Qtr 1: 0; 2010 Qtr 2: 0; 2010 Qtr 3: 0; 2010 Qtr 4: 0; 2011 Qtr 1: 0; 2011 Qtr 2: 0; 2011 Qtr 3: 0; 2011 Qtr 4: 0 | 3.35
0 | 267045-Commercial Condensor Coil Cleaning (all units - savings at 50% of DEER) Com All CZ10 VintAll |  | System | Commercial | 01-ALC-AllCommercial-Cooling | 0 |  |  |  |  | 10 | 10 | 0 | 0 | 0 | 0 | 74 |  | kWh | 0.0665 | 0 | Commercial | [7 empty] | 3 | 0.78 |  |  |  | 1 | 5 | 0 | 0 | 0 | 0 | 0 | 0 | 0 | 0 | 0 | 0 | 2009 Qtr 1: 0; 2009 Qtr 2: 0; 2009 Qtr 3: 0; 2009 Qtr 4: 5; 2010 Qtr 1: 0; 2010 Qtr 2: 0; 2010 Qtr 3: 0; 2010 Qtr 4: 0; 2011 Qtr 1: 0; 2011 Qtr 2: 0; 2011 Qtr 3: 0; 2011 Qtr 4: 0 | 5
0 | 267030-Commercial HVAC Diagnostic/Tune-up Com All CZ10 VintAll |  | System | Commercial | 01-ALC-AllCommercial-Cooling | 0 |  |  |  |  | 67.6133 | 82.5373 | 0 | 0 | 0 | -14.924 | 214 |  | kWh | 0.15 | 0 | Commercial | [7 empty] | 10 | 0.85 |  |  |  | 1 | 3.35 | 0 | 0 | 0 | 0 | 0 | 0 | 0 | 0 | 0 | 0 | 2009 Qtr 1: 0; 2009 Qtr 2: 0; 2009 Qtr 3: 0; 2009 Qtr 4: 3.35; 2010 Qtr 1: 0; 2010 Qtr 2: 0; 2010 Qtr 3: 0; 2010 Qtr 4: 0; 2011 Qtr 1: 0; 2011 Qtr 2: 0; 2011 Qtr 3: 0; 2011 Qtr 4: 0 | 3.35
0 | 267045-Commercial Condensor Coil Cleaning (all units - savings at 50% of DEER) Com All CZ10 VintAll |  | System | Commercial | 01-ALC-AllCommercial-Cooling | 0 |  |  |  |  | 10 | 10 | 0 | 0 | 0 | 0 | 74 |  | kWh | 0.0665 | 0 | Commercial | [7 empty] | 3 | 0.78 |  |  |  | 1 | 5 | 0 | 0 | 0 | 0 | 0 | 0 | 0 | 0 | 0 | 0 | 2009 Qtr 1: 0; 2009 Qtr 2: 0; 2009 Qtr 3: 0; 2009 Qtr 4: 5; 2010 Qtr 1: 0; 2010 Qtr 2: 0; 2010 Qtr 3: 0; 2010 Qtr 4: 0; 2011 Qtr 1: 0; 2011 Qtr 2: 0; 2011 Qtr 3: 0; 2011 Qtr 4: 0 | 5
0 | 267030-Commercial HVAC Diagnostic/Tune-up Com All CZ10 VintAll |  | System | Commercial | 01-ALC-AllCommercial-Cooling | 0 |  |  |  |  | 67.6133 | 82.5373 | 0 | 0 | 0 | -14.924 | 214 |  | kWh | 0.15 | 0 | Commercial | [7 empty] | 10 | 0.85 |  |  |  | 1 | 3.35 | 0 | 0 | 0 | 0 | 0 | 0 | 0 | 0 | 0 | 0 | 2009 Qtr 1: 0; 2009 Qtr 2: 0; 2009 Qtr 3: 0; 2009 Qtr 4: 3.35; 2010 Qtr 1: 0; 2010 Qtr 2: 0; 2010 Qtr 3: 0; 2010 Qtr 4: 0; 2011 Qtr 1: 0; 2011 Qtr 2: 0; 2011 Qtr 3: 0; 2011 Qtr 4: 0 | 3.35
0 | 267045-Commercial Condensor Coil Cleaning (all units - savings at 50% of DEER) Com All CZ10 VintAll |  | System | Commercial | 01-ALC-AllCommercial-Cooling | 0 |  |  |  |  | 10 | 10 | 0 | 0 | 0 | 0 | 74 |  | kWh | 0.0665 | 0 | Commercial | [7 empty] | 3 | 0.78 |  |  |  | 1 | 5 | 0 | 0 | 0 | 0 | 0 | 0 | 0 | 0 | 0 | 0 | 2009 Qtr 1: 0; 2009 Qtr 2: 0; 2009 Qtr 3: 0; 2009 Qtr 4: 5; 2010 Qtr 1: 0; 2010 Qtr 2: 0; 2010 Qtr 3: 0; 2010 Qtr 4: 0; 2011 Qtr 1: 0; 2011 Qtr 2: 0; 2011 Qtr 3: 0; 2011 Qtr 4: 0 | 5
0 | 267045-Commercial Condensor Coil Cleaning (all units - savings at 50% of DEER) Com All CZ10 VintAll |  | System | Commercial | 01-ALC-AllCommercial-Cooling | 0 |  |  |  |  | 10 | 10 | 0 | 0 | 0 | 0 | 74 |  | kWh | 0.0665 | 0 | Commercial | [7 empty] | 3 | 0.78 |  |  |  | 1 | 5 | 0 | 0 | 0 | 0 | 0 | 0 | 0 | 0 | 0 | 0 | 2009 Qtr 1: 0; 2009 Qtr 2: 0; 2009 Qtr 3: 0; 2009 Qtr 4: 5; 2010 Qtr 1: 0; 2010 Qtr 2: 0; 2010 Qtr 3: 0; 2010 Qtr 4: 0; 2011 Qtr 1: 0; 2011 Qtr 2: 0; 2011 Qtr 3: 0; 2011 Qtr 4: 0 | 5
0 | 267044-Commercial Condensor Coil Cleaning (all units - savings at 50% of DEER) Com All CZ07 VintAll |  | System | Commercial | 01-ALC-AllCommercial-Cooling | 0 |  |  |  |  | 9.9998 | 10 | 0 | 0 | 0 | -0.0002249 | 60 |  | kWh | 0.047 | 0 | Commercial | [7 empty] | 3 | 0.78 |  |  |  | 1 | 10 | 0 | 0 | 0 | 0 | 0 | 0 | 0 | 0 | 0 | 0 | 2009 Qtr 1: 0; 2009 Qtr 2: 0; 2009 Qtr 3: 0; 2009 Qtr 4: 10; 2010 Qtr 1: 0; 2010 Qtr 2: 0; 2010 Qtr 3: 0; 2010 Qtr 4: 0; 2011 Qtr 1: 0; 2011 Qtr 2: 0; 2011 Qtr 3: 0; 2011 Qtr 4: 0 | 10
0 | 267044-Commercial Condensor Coil Cleaning (all units - savings at 50% of DEER) Com All CZ07 VintAll |  | System | Commercial | 01-ALC-AllCommercial-Cooling | 0 |  |  |  |  | 9.9998 | 10 | 0 | 0 | 0 | -0.0002249 | 60 |  | kWh | 0.047 | 0 | Commercial | [7 empty] | 3 | 0.78 |  |  |  | 1 | 10 | 0 | 0 | 0 | 0 | 0 | 0 | 0 | 0 | 0 | 0 | 2009 Qtr 1: 0; 2009 Qtr 2: 0; 2009 Qtr 3: 0; 2009 Qtr 4: 10; 2010 Qtr 1: 0; 2010 Qtr 2: 0; 2010 Qtr 3: 0; 2010 Qtr 4: 0; 2011 Qtr 1: 0; 2011 Qtr 2: 0; 2011 Qtr 3: 0; 2011 Qtr 4: 0 | 10
0 | 267030-Commercial HVAC Diagnostic/Tune-up Com All CZ10 VintAll |  | System | Commercial | 01-ALC-AllCommercial-Cooling | 0 |  |  |  |  | 67.6133 | 82.5373 | 0 | 0 | 0 | -14.924 | 214 |  | kWh | 0.15 | 0 | Commercial | [7 empty] | 10 | 0.85 |  |  |  | 1 | 3.35 | 0 | 0 | 0 | 0 | 0 | 0 | 0 | 0 | 0 | 0 | 2009 Qtr 1: 0; 2009 Qtr 2: 0; 2009 Qtr 3: 0; 2009 Qtr 4: 3.35; 2010 Qtr 1: 0; 2010 Qtr 2: 0; 2010 Qtr 3: 0; 2010 Qtr 4: 0; 2011 Qtr 1: 0; 2011 Qtr 2: 0; 2011 Qtr 3: 0; 2011 Qtr 4: 0 | 3.35
0 | 267045-Commercial Condensor Coil Cleaning (all units - savings at 50% of DEER) Com All CZ10 VintAll |  | System | Commercial | 01-ALC-AllCommercial-Cooling | 0 |  |  |  |  | 10 | 10 | 0 | 0 | 0 | 0 | 74 |  | kWh | 0.0665 | 0 | Commercial | [7 empty] | 3 | 0.78 |  |  |  | 1 | 5 | 0 | 0 | 0 | 0 | 0 | 0 | 0 | 0 | 0 | 0 | 2009 Qtr 1: 0; 2009 Qtr 2: 0; 2009 Qtr 3: 0; 2009 Qtr 4: 5; 2010 Qtr 1: 0; 2010 Qtr 2: 0; 2010 Qtr 3: 0; 2010 Qtr 4: 0; 2011 Qtr 1: 0; 2011 Qtr 2: 0; 2011 Qtr 3: 0; 2011 Qtr 4: 0 | 5
0 | 267045-Commercial Condensor Coil Cleaning (all units - savings at 50% of DEER) Com All CZ10 VintAll |  | System | Commercial | 01-ALC-AllCommercial-Cooling | 0 |  |  |  |  | 10 | 10 | 0 | 0 | 0 | 0 | 74 |  | kWh | 0.0665 | 0 | Commercial | [7 empty] | 3 | 0.78 |  |  |  | 1 | 5 | 0 | 0 | 0 | 0 | 0 | 0 | 0 | 0 | 0 | 0 | 2009 Qtr 1: 0; 2009 Qtr 2: 0; 2009 Qtr 3: 0; 2009 Qtr 4: 5; 2010 Qtr 1: 0; 2010 Qtr 2: 0; 2010 Qtr 3: 0; 2010 Qtr 4: 0; 2011 Qtr 1: 0; 2011 Qtr 2: 0; 2011 Qtr 3: 0; 2011 Qtr 4: 0 | 5
0 | 267030-Commercial HVAC Diagnostic/Tune-up Com All CZ10 VintAll |  | System | Commercial | 01-ALC-AllCommercial-Cooling | 0 |  |  |  |  | 67.6133 | 82.5373 | 0 | 0 | 0 | -14.924 | 214 |  | kWh | 0.15 | 0 | Commercial | [7 empty] | 10 | 0.85 |  |  |  | 1 | 3.35 | 0 | 0 | 0 | 0 | 0 | 0 | 0 | 0 | 0 | 0 | 2009 Qtr 1: 0; 2009 Qtr 2: 0; 2009 Qtr 3: 0; 2009 Qtr 4: 3.35; 2010 Qtr 1: 0; 2010 Qtr 2: 0; 2010 Qtr 3: 0; 2010 Qtr 4: 0; 2011 Qtr 1: 0; 2011 Qtr 2: 0; 2011 Qtr 3: 0; 2011 Qtr 4: 0 | 3.35
0 | 267045-Commercial Condensor Coil Cleaning (all units - savings at 50% of DEER) Com All CZ10 VintAll |  | System | Commercial | 01-ALC-AllCommercial-Cooling | 0 |  |  |  |  | 10 | 10 | 0 | 0 | 0 | 0 | 74 |  | kWh | 0.0665 | 0 | Commercial | [7 empty] | 3 | 0.78 |  |  |  | 1 | 5 | 0 | 0 | 0 | 0 | 0 | 0 | 0 | 0 | 0 | 0 | 2009 Qtr 1: 0; 2009 Qtr 2: 0; 2009 Qtr 3: 0; 2009 Qtr 4: 5; 2010 Qtr 1: 0; 2010 Qtr 2: 0; 2010 Qtr 3: 0; 2010 Qtr 4: 0; 2011 Qtr 1: 0; 2011 Qtr 2: 0; 2011 Qtr 3: 0; 2011 Qtr 4: 0 | 5
0 | 267044-Commercial Condensor Coil Cleaning (all units - savings at 50% of DEER) Com All CZ07 VintAll |  | System | Commercial | 01-ALC-AllCommercial-Cooling | 0 |  |  |  |  | 9.9998 | 10.4167 | 0 | 0 | 0 | -0.41689 | 60 |  | kWh | 0.047 | 0 | Commercial | [7 empty] | 3 | 0.78 |  |  |  | 1 | 12 | 0 | 0 | 0 | 0 | 0 | 0 | 0 | 0 | 0 | 0 | 2009 Qtr 1: 0; 2009 Qtr 2: 0; 2009 Qtr 3: 0; 2009 Qtr 4: 12; 2010 Qtr 1: 0; 2010 Qtr 2: 0; 2010 Qtr 3: 0; 2010 Qtr 4: 0; 2011 Qtr 1: 0; 2011 Qtr 2: 0; 2011 Qtr 3: 0; 2011 Qtr 4: 0 | 12
0 | 267044-Commercial Condensor Coil Cleaning (all units - savings at 50% of DEER) Com All CZ07 VintAll |  | System | Commercial | 01-ALC-AllCommercial-Cooling | 0 |  |  |  |  | 9.9998 | 10.4167 | 0 | 0 | 0 | -0.41689 | 60 |  | kWh | 0.047 | 0 | Commercial | [7 empty] | 3 | 0.78 |  |  |  | 1 | 12 | 0 | 0 | 0 | 0 | 0 | 0 | 0 | 0 | 0 | 0 | 2009 Qtr 1: 0; 2009 Qtr 2: 0; 2009 Qtr 3: 0; 2009 Qtr 4: 12; 2010 Qtr 1: 0; 2010 Qtr 2: 0; 2010 Qtr 3: 0; 2010 Qtr 4: 0; 2011 Qtr 1: 0; 2011 Qtr 2: 0; 2011 Qtr 3: 0; 2011 Qtr 4: 0 | 12
0 | 267044-Commercial Condensor Coil Cleaning (all units - savings at 50% of DEER) Com All CZ07 VintAll |  | System | Commercial | 01-ALC-AllCommercial-Cooling | 0 |  |  |  |  | 9.9998 | 10 | 0 | 0 | 0 | -0.0002249 | 60 |  | kWh | 0.047 | 0 | Commercial | [7 empty] | 3 | 0.78 |  |  |  | 1 | 6 | 0 | 0 | 0 | 0 | 0 | 0 | 0 | 0 | 0 | 0 | 2009 Qtr 1: 0; 2009 Qtr 2: 0; 2009 Qtr 3: 0; 2009 Qtr 4: 6; 2010 Qtr 1: 0; 2010 Qtr 2: 0; 2010 Qtr 3: 0; 2010 Qtr 4: 0; 2011 Qtr 1: 0; 2011 Qtr 2: 0; 2011 Qtr 3: 0; 2011 Qtr 4: 0 | 6
0 | 267044-Commercial Condensor Coil Cleaning (all units - savings at 50% of DEER) Com All CZ07 VintAll |  | System | Commercial | 01-ALC-AllCommercial-Cooling | 0 |  |  |  |  | 9.9998 | 10 | 0 | 0 | 0 | -0.0002249 | 60 |  | kWh | 0.047 | 0 | Commercial | [7 empty] | 3 | 0.78 |  |  |  | 1 | 6 | 0 | 0 | 0 | 0 | 0 | 0 | 0 | 0 | 0 | 0 | 2009 Qtr 1: 0; 2009 Qtr 2: 0; 2009 Qtr 3: 0; 2009 Qtr 4: 6; 2010 Qtr 1: 0; 2010 Qtr 2: 0; 2010 Qtr 3: 0; 2010 Qtr 4: 0; 2011 Qtr 1: 0; 2011 Qtr 2: 0; 2011 Qtr 3: 0; 2011 Qtr 4: 0 | 6
0 | 267044-Commercial Condensor Coil Cleaning (all units - savings at 50% of DEER) Com All CZ07 VintAll |  | System | Commercial | 01-ALC-AllCommercial-Cooling | 0 |  |  |  |  | 9.9998 | 10 | 0 | 0 | 0 | -0.0002249 | 60 |  | kWh | 0.047 | 0 | Commercial | [7 empty] | 3 | 0.78 |  |  |  | 1 | 3 | 0 | 0 | 0 | 0 | 0 | 0 | 0 | 0 | 0 | 0 | 2009 Qtr 1: 0; 2009 Qtr 2: 0; 2009 Qtr 3: 0; 2009 Qtr 4: 3; 2010 Qtr 1: 0; 2010 Qtr 2: 0; 2010 Qtr 3: 0; 2010 Qtr 4: 0; 2011 Qtr 1: 0; 2011 Qtr 2: 0; 2011 Qtr 3: 0; 2011 Qtr 4: 0 | 3
0 | 267021-Economizer Repair Com All CZ10 Vint01 |  | System | Commercial | 01-ALC-AllCommercial-Cooling | 0 |  |  |  |  | 41.71 | 41 | 0 | 0 | 0 | 0.71 | 207 |  | kWh | 0.0015 | 0 | Commercial |  | Winter Only | [5 empty] | 5 | 0.85 |  |  |  | 0 | 5 | 0 | 0 | 0 | 0 | 0 | 0 | 0 | 0 | 0 | 0 | 2009 Qtr 1: 0; 2009 Qtr 2: 0; 2009 Qtr 3: 0; 2009 Qtr 4: 5; 2010 Qtr 1: 0; 2010 Qtr 2: 0; 2010 Qtr 3: 0; 2010 Qtr 4: 0; 2011 Qtr 1: 0; 2011 Qtr 2: 0; 2011 Qtr 3: 0; 2011 Qtr 4: 0 | 5
0 | 267024-Economizer Repair Com All CZ10 Vint05 |  | System | Commercial | 01-ALC-AllCommercial-Cooling | 0 |  |  |  |  | 41.71 | 41 | 0 | 0 | 0 | 0.71 | 381 |  | kWh | 0.0017 | 0 | Commercial |  | Winter Only | [5 empty] | 5 | 0.85 |  |  |  | 0 | 13 | 0 | 0 | 0 | 0 | 0 | 0 | 0 | 0 | 0 | 0 | 2009 Qtr 1: 0; 2009 Qtr 2: 0; 2009 Qtr 3: 0; 2009 Qtr 4: 13; 2010 Qtr 1: 0; 2010 Qtr 2: 0; 2010 Qtr 3: 0; 2010 Qtr 4: 0; 2011 Qtr 1: 0; 2011 Qtr 2: 0; 2011 Qtr 3: 0; 2011 Qtr 4: 0 | 13
0 | 267020-Economizer Repair Com All CZ07 Vint05 |  | System | Commercial | 01-ALC-AllCommercial-Cooling | 0 |  |  |  |  | 41.71 | 41 | 0 | 0 | 0 | 0.71 | 440 |  | kWh | 0.0023 | 0 | Commercial |  | Winter Only | [5 empty] | 5 | 0.85 |  |  |  | 0 | 20 | 0 | 0 | 0 | 0 | 0 | 0 | 0 | 0 | 0 | 0 | 2009 Qtr 1: 0; 2009 Qtr 2: 0; 2009 Qtr 3: 0; 2009 Qtr 4: 20; 2010 Qtr 1: 0; 2010 Qtr 2: 0; 2010 Qtr 3: 0; 2010 Qtr 4: 0; 2011 Qtr 1: 0; 2011 Qtr 2: 0; 2011 Qtr 3: 0; 2011 Qtr 4: 0 | 20
0 | 267020-Economizer Repair Com All CZ07 Vint05 |  | System | Commercial | 01-ALC-AllCommercial-Cooling | 0 |  |  |  |  | 41.71 | 41 | 0 | 0 | 0 | 0.71 | 440 |  | kWh | 0.0023 | 0 | Commercial |  | Winter Only | [5 empty] | 5 | 0.85 |  |  |  | 0 | 25 | 0 | 0 | 0 | 0 | 0 | 0 | 0 | 0 | 0 | 0 | 2009 Qtr 1: 0; 2009 Qtr 2: 0; 2009 Qtr 3: 0; 2009 Qtr 4: 25; 2010 Qtr 1: 0; 2010 Qtr 2: 0; 2010 Qtr 3: 0; 2010 Qtr 4: 0; 2011 Qtr 1: 0; 2011 Qtr 2: 0; 2011 Qtr 3: 0; 2011 Qtr 4: 0 | 25
0 | 267020-Economizer Repair Com All CZ07 Vint05 |  | System | Commercial | 01-ALC-AllCommercial-Cooling | 0 |  |  |  |  | 41.71 | 41 | 0 | 0 | 0 | 0.71 | 440 |  | kWh | 0.0023 | 0 | Commercial |  | Winter Only | [5 empty] | 5 | 0.85 |  |  |  | 0 | 3 | 0 | 0 | 0 | 0 | 0 | 0 | 0 | 0 | 0 | 0 | 2009 Qtr 1: 0; 2009 Qtr 2: 0; 2009 Qtr 3: 0; 2009 Qtr 4: 3; 2010 Qtr 1: 0; 2010 Qtr 2: 0; 2010 Qtr 3: 0; 2010 Qtr 4: 0; 2011 Qtr 1: 0; 2011 Qtr 2: 0; 2011 Qtr 3: 0; 2011 Qtr 4: 0 | 3
0 | 267040-Residential Condensor Coil Cleaning Resid SF CZ10 VintAll |  | System | Residential | 26-SFM-ResidentialSingleFamily-SP_COOL | 0 |  |  |  |  | 50 | 50 | 0 | 0 | 0 | 0 | 270 |  | kWh | 0.3564 | 0 | Residential | [7 empty] | 3 | 0.78 |  |  |  | 1 | 1 | 0 | 0 | 0 | 0 | 0 | 0 | 0 | 0 | 0 | 0 | 2009 Qtr 1: 0; 2009 Qtr 2: 0; 2009 Qtr 3: 0; 2009 Qtr 4: 1; 2010 Qtr 1: 0; 2010 Qtr 2: 0; 2010 Qtr 3: 0; 2010 Qtr 4: 0; 2011 Qtr 1: 0; 2011 Qtr 2: 0; 2011 Qtr 3: 0; 2011 Qtr 4: 0 | 1
0 | 267010-Duct Sealing (Total Leakage Reduced from 40% of AHU flow to 12%) Resid SF CZ10 Vint04 |  | System | Residential | 26-SFM-ResidentialSingleFamily-SP_COOL | 0 |  |  |  |  | 106.8728 | 225 | 0 | 0 | 0 | -118.1272 | 181.333 |  | kWh | 0.24097 | 10.7341 | Residential |  | Winter Only | [5 empty] | 18 | 0.78 |  |  |  | 0 | 2 | 0 | 0 | 0 | 0 | 0 | 0 | 0 | 0 | 0 | 0 | 2009 Qtr 1: 0; 2009 Qtr 2: 0; 2009 Qtr 3: 0; 2009 Qtr 4: 2; 2010 Qtr 1: 0; 2010 Qtr 2: 0; 2010 Qtr 3: 0; 2010 Qtr 4: 0; 2011 Qtr 1: 0; 2011 Qtr 2: 0; 2011 Qtr 3: 0; 2011 Qtr 4: 0 | 2
0 | 267010-Duct Sealing (Total Leakage Reduced from 40% of AHU flow to 12%) Resid SF CZ10 Vint04 |  | System | Residential | 26-SFM-ResidentialSingleFamily-SP_COOL | 0 |  |  |  |  | 106.8728 | 250 | 0 | 0 | 0 | -143.1272 | 181.333 |  | kWh | 0.24097 | 10.7341 | Residential |  | Winter Only | [5 empty] | 18 | 0.78 |  |  |  | 0 | 2 | 0 | 0 | 0 | 0 | 0 | 0 | 0 | 0 | 0 | 0 | 2009 Qtr 1: 0; 2009 Qtr 2: 0; 2009 Qtr 3: 0; 2009 Qtr 4: 2; 2010 Qtr 1: 0; 2010 Qtr 2: 0; 2010 Qtr 3: 0; 2010 Qtr 4: 0; 2011 Qtr 1: 0; 2011 Qtr 2: 0; 2011 Qtr 3: 0; 2011 Qtr 4: 0 | 2
0 | 267010-Duct Sealing (Total Leakage Reduced from 40% of AHU flow to 12%) Resid SF CZ10 Vint04 |  | System | Residential | 26-SFM-ResidentialSingleFamily-SP_COOL | 0 |  |  |  |  | 106.8728 | 330 | 0 | 0 | 0 | -223.1272 | 181.333 |  | kWh | 0.24097 | 10.7341 | Residential |  | Winter Only | [5 empty] | 18 | 0.78 |  |  |  | 0 | 1 | 0 | 0 | 0 | 0 | 0 | 0 | 0 | 0 | 0 | 0 | 2009 Qtr 1: 0; 2009 Qtr 2: 0; 2009 Qtr 3: 0; 2009 Qtr 4: 1; 2010 Qtr 1: 0; 2010 Qtr 2: 0; 2010 Qtr 3: 0; 2010 Qtr 4: 0; 2011 Qtr 1: 0; 2011 Qtr 2: 0; 2011 Qtr 3: 0; 2011 Qtr 4: 0 | 1
0 | 267010-Duct Sealing (Total Leakage Reduced from 40% of AHU flow to 12%) Resid SF CZ10 Vint04 |  | System | Residential | 26-SFM-ResidentialSingleFamily-SP_COOL | 0 |  |  |  |  | 106.8728 | 330 | 0 | 0 | 0 | -223.1272 | 181.333 |  | kWh | 0.24097 | 10.7341 | Residential |  | Winter Only | [5 empty] | 18 | 0.78 |  |  |  | 0 | 1 | 0 | 0 | 0 | 0 | 0 | 0 | 0 | 0 | 0 | 0 | 2009 Qtr 1: 0; 2009 Qtr 2: 0; 2009 Qtr 3: 0; 2009 Qtr 4: 1; 2010 Qtr 1: 0; 2010 Qtr 2: 0; 2010 Qtr 3: 0; 2010 Qtr 4: 0; 2011 Qtr 1: 0; 2011 Qtr 2: 0; 2011 Qtr 3: 0; 2011 Qtr 4: 0 | 1
0 | 267010-Duct Sealing (Total Leakage Reduced from 40% of AHU flow to 12%) Resid SF CZ10 Vint04 |  | System | Residential | 26-SFM-ResidentialSingleFamily-SP_COOL | 0 |  |  |  |  | 106.8728 | 230 | 0 | 0 | 0 | -123.1272 | 181.333 |  | kWh | 0.24097 | 10.7341 | Residential |  | Winter Only | [5 empty] | 18 | 0.78 |  |  |  | 0 | 2 | 0 | 0 | 0 | 0 | 0 | 0 | 0 | 0 | 0 | 0 | 2009 Qtr 1: 0; 2009 Qtr 2: 0; 2009 Qtr 3: 0; 2009 Qtr 4: 2; 2010 Qtr 1: 0; 2010 Qtr 2: 0; 2010 Qtr 3: 0; 2010 Qtr 4: 0; 2011 Qtr 1: 0; 2011 Qtr 2: 0; 2011 Qtr 3: 0; 2011 Qtr 4: 0 | 2
0 | 267029-Commercial HVAC Diagnostic/Tune-up Com All CZ07 VintAll |  | System | Commercial | 01-ALC-AllCommercial-Cooling | 0 |  |  |  |  | 72.1918 | 82.5373 | 0 | 0 | 0 | -10.3455 | 60.0094 |  | kWh | 0.046765 | 0 | Commercial | [7 empty] | 10 | 0.85 |  |  |  | 1 | 1.34 | 0 | 0 | 0 | 0 | 0 | 0 | 0 | 0 | 0 | 0 | 2009 Qtr 1: 0; 2009 Qtr 2: 0; 2009 Qtr 3: 0; 2009 Qtr 4: 1.34; 2010 Qtr 1: 0; 2010 Qtr 2: 0; 2010 Qtr 3: 0; 2010 Qtr 4: 0; 2011 Qtr 1: 0; 2011 Qtr 2: 0; 2011 Qtr 3: 0; 2011 Qtr 4: 0 | 1.34
0 | 267044-Commercial Condensor Coil Cleaning (all units - savings at 50% of DEER) Com All CZ07 VintAll |  | System | Commercial | 01-ALC-AllCommercial-Cooling | 0 |  |  |  |  | 9.9998 | 10 | 0 | 0 | 0 | -0.0002249 | 60 |  | kWh | 0.047 | 0 | Commercial | [7 empty] | 3 | 0.78 |  |  |  | 1 | 2 | 0 | 0 | 0 | 0 | 0 | 0 | 0 | 0 | 0 | 0 | 2009 Qtr 1: 0; 2009 Qtr 2: 0; 2009 Qtr 3: 0; 2009 Qtr 4: 2; 2010 Qtr 1: 0; 2010 Qtr 2: 0; 2010 Qtr 3: 0; 2010 Qtr 4: 0; 2011 Qtr 1: 0; 2011 Qtr 2: 0; 2011 Qtr 3: 0; 2011 Qtr 4: 0 | 2
0 | 267029-Commercial HVAC Diagnostic/Tune-up Com All CZ07 VintAll |  | System | Commercial | 01-ALC-AllCommercial-Cooling | 0 |  |  |  |  | 72.1918 | 82.5373 | 0 | 0 | 0 | -10.3455 | 60.0094 |  | kWh | 0.046765 | 0 | Commercial | [7 empty] | 10 | 0.85 |  |  |  | 1 | 2.68 | 0 | 0 | 0 | 0 | 0 | 0 | 0 | 0 | 0 | 0 | 2009 Qtr 1: 0; 2009 Qtr 2: 0; 2009 Qtr 3: 0; 2009 Qtr 4: 2.68; 2010 Qtr 1: 0; 2010 Qtr 2: 0; 2010 Qtr 3: 0; 2010 Qtr 4: 0; 2011 Qtr 1: 0; 2011 Qtr 2: 0; 2011 Qtr 3: 0; 2011 Qtr 4: 0 | 2.68
0 | 267044-Commercial Condensor Coil Cleaning (all units - savings at 50% of DEER) Com All CZ07 VintAll |  | System | Commercial | 01-ALC-AllCommercial-Cooling | 0 |  |  |  |  | 9.9998 | 10 | 0 | 0 | 0 | -0.0002249 | 60 |  | kWh | 0.047 | 0 | Commercial | [7 empty] | 3 | 0.78 |  |  |  | 1 | 4 | 0 | 0 | 0 | 0 | 0 | 0 | 0 | 0 | 0 | 0 | 2009 Qtr 1: 0; 2009 Qtr 2: 0; 2009 Qtr 3: 0; 2009 Qtr 4: 4; 2010 Qtr 1: 0; 2010 Qtr 2: 0; 2010 Qtr 3: 0; 2010 Qtr 4: 0; 2011 Qtr 1: 0; 2011 Qtr 2: 0; 2011 Qtr 3: 0; 2011 Qtr 4: 0 | 4
0 | 267029-Commercial HVAC Diagnostic/Tune-up Com All CZ07 VintAll |  | System | Commercial | 01-ALC-AllCommercial-Cooling | 0 |  |  |  |  | 72.1918 | 82.5373 | 0 | 0 | 0 | -10.3455 | 60.0094 |  | kWh | 0.046765 | 0 | Commercial | [7 empty] | 10 | 0.85 |  |  |  | 1 | 2.68 | 0 | 0 | 0 | 0 | 0 | 0 | 0 | 0 | 0 | 0 | 2009 Qtr 1: 0; 2009 Qtr 2: 0; 2009 Qtr 3: 0; 2009 Qtr 4: 2.68; 2010 Qtr 1: 0; 2010 Qtr 2: 0; 2010 Qtr 3: 0; 2010 Qtr 4: 0; 2011 Qtr 1: 0; 2011 Qtr 2: 0; 2011 Qtr 3: 0; 2011 Qtr 4: 0 | 2.68
0 | 267044-Commercial Condensor Coil Cleaning (all units - savings at 50% of DEER) Com All CZ07 VintAll |  | System | Commercial | 01-ALC-AllCommercial-Cooling | 0 |  |  |  |  | 9.9998 | 10 | 0 | 0 | 0 | -0.0002249 | 60 |  | kWh | 0.047 | 0 | Commercial | [7 empty] | 3 | 0.78 |  |  |  | 1 | 4 | 0 | 0 | 0 | 0 | 0 | 0 | 0 | 0 | 0 | 0 | 2009 Qtr 1: 0; 2009 Qtr 2: 0; 2009 Qtr 3: 0; 2009 Qtr 4: 4; 2010 Qtr 1: 0; 2010 Qtr 2: 0; 2010 Qtr 3: 0; 2010 Qtr 4: 0; 2011 Qtr 1: 0; 2011 Qtr 2: 0; 2011 Qtr 3: 0; 2011 Qtr 4: 0 | 4
0 | 267029-Commercial HVAC Diagnostic/Tune-up Com All CZ07 VintAll |  | System | Commercial | 01-ALC-AllCommercial-Cooling | 0 |  |  |  |  | 72.1918 | 82.5373 | 0 | 0 | 0 | -10.3455 | 60.0094 |  | kWh | 0.046765 | 0 | Commercial | [7 empty] | 10 | 0.85 |  |  |  | 1 | 2.68 | 0 | 0 | 0 | 0 | 0 | 0 | 0 | 0 | 0 | 0 | 2009 Qtr 1: 0; 2009 Qtr 2: 0; 2009 Qtr 3: 0; 2009 Qtr 4: 2.68; 2010 Qtr 1: 0; 2010 Qtr 2: 0; 2010 Qtr 3: 0; 2010 Qtr 4: 0; 2011 Qtr 1: 0; 2011 Qtr 2: 0; 2011 Qtr 3: 0; 2011 Qtr 4: 0 | 2.68
0 | 267044-Commercial Condensor Coil Cleaning (all units - savings at 50% of DEER) Com All CZ07 VintAll |  | System | Commercial | 01-ALC-AllCommercial-Cooling | 0 |  |  |  |  | 9.9998 | 10 | 0 | 0 | 0 | -0.0002249 | 60 |  | kWh | 0.047 | 0 | Commercial | [7 empty] | 3 | 0.78 |  |  |  | 1 | 4 | 0 | 0 | 0 | 0 | 0 | 0 | 0 | 0 | 0 | 0 | 2009 Qtr 1: 0; 2009 Qtr 2: 0; 2009 Qtr 3: 0; 2009 Qtr 4: 4; 2010 Qtr 1: 0; 2010 Qtr 2: 0; 2010 Qtr 3: 0; 2010 Qtr 4: 0; 2011 Qtr 1: 0; 2011 Qtr 2: 0; 2011 Qtr 3: 0; 2011 Qtr 4: 0 | 4
0 | 267029-Commercial HVAC Diagnostic/Tune-up Com All CZ07 VintAll |  | System | Commercial | 01-ALC-AllCommercial-Cooling | 0 |  |  |  |  | 72.1918 | 82.5373 | 0 | 0 | 0 | -10.3455 | 60.0094 |  | kWh | 0.046765 | 0 | Commercial | [7 empty] | 10 | 0.85 |  |  |  | 1 | 2.68 | 0 | 0 | 0 | 0 | 0 | 0 | 0 | 0 | 0 | 0 | 2009 Qtr 1: 0; 2009 Qtr 2: 0; 2009 Qtr 3: 0; 2009 Qtr 4: 2.68; 2010 Qtr 1: 0; 2010 Qtr 2: 0; 2010 Qtr 3: 0; 2010 Qtr 4: 0; 2011 Qtr 1: 0; 2011 Qtr 2: 0; 2011 Qtr 3: 0; 2011 Qtr 4: 0 | 2.68
0 | 267044-Commercial Condensor Coil Cleaning (all units - savings at 50% of DEER) Com All CZ07 VintAll |  | System | Commercial | 01-ALC-AllCommercial-Cooling | 0 |  |  |  |  | 9.9998 | 10 | 0 | 0 | 0 | -0.0002249 | 60 |  | kWh | 0.047 | 0 | Commercial | [7 empty] | 3 | 0.78 |  |  |  | 1 | 4 | 0 | 0 | 0 | 0 | 0 | 0 | 0 | 0 | 0 | 0 | 2009 Qtr 1: 0; 2009 Qtr 2: 0; 2009 Qtr 3: 0; 2009 Qtr 4: 4; 2010 Qtr 1: 0; 2010 Qtr 2: 0; 2010 Qtr 3: 0; 2010 Qtr 4: 0; 2011 Qtr 1: 0; 2011 Qtr 2: 0; 2011 Qtr 3: 0; 2011 Qtr 4: 0 | 4
0 | 267030-Commercial HVAC Diagnostic/Tune-up Com All CZ10 VintAll |  | System | Commercial | 01-ALC-AllCommercial-Cooling | 0 |  |  |  |  | 67.6133 | 85.9764 | 0 | 0 | 0 | -18.3631 | 214 |  | kWh | 0.15 | 0 | Commercial | [7 empty] | 10 | 0.85 |  |  |  | 1 | 4.02 | 0 | 0 | 0 | 0 | 0 | 0 | 0 | 0 | 0 | 0 | 2009 Qtr 1: 0; 2009 Qtr 2: 0; 2009 Qtr 3: 0; 2009 Qtr 4: 4.02; 2010 Qtr 1: 0; 2010 Qtr 2: 0; 2010 Qtr 3: 0; 2010 Qtr 4: 0; 2011 Qtr 1: 0; 2011 Qtr 2: 0; 2011 Qtr 3: 0; 2011 Qtr 4: 0 | 4.02
0 | 267045-Commercial Condensor Coil Cleaning (all units - savings at 50% of DEER) Com All CZ10 VintAll |  | System | Commercial | 01-ALC-AllCommercial-Cooling | 0 |  |  |  |  | 10 | 10.4167 | 0 | 0 | 0 | -0.41667 | 74 |  | kWh | 0.0665 | 0 | Commercial | [7 empty] | 3 | 0.78 |  |  |  | 1 | 6 | 0 | 0 | 0 | 0 | 0 | 0 | 0 | 0 | 0 | 0 | 2009 Qtr 1: 0; 2009 Qtr 2: 0; 2009 Qtr 3: 0; 2009 Qtr 4: 6; 2010 Qtr 1: 0; 2010 Qtr 2: 0; 2010 Qtr 3: 0; 2010 Qtr 4: 0; 2011 Qtr 1: 0; 2011 Qtr 2: 0; 2011 Qtr 3: 0; 2011 Qtr 4: 0 | 6
0 | 267030-Commercial HVAC Diagnostic/Tune-up Com All CZ10 VintAll |  | System | Commercial | 01-ALC-AllCommercial-Cooling | 0 |  |  |  |  | 67.6133 | 85.9764 | 0 | 0 | 0 | -18.3631 | 214 |  | kWh | 0.15 | 0 | Commercial | [7 empty] | 10 | 0.85 |  |  |  | 1 | 4.02 | 0 | 0 | 0 | 0 | 0 | 0 | 0 | 0 | 0 | 0 | 2009 Qtr 1: 0; 2009 Qtr 2: 0; 2009 Qtr 3: 0; 2009 Qtr 4: 4.02; 2010 Qtr 1: 0; 2010 Qtr 2: 0; 2010 Qtr 3: 0; 2010 Qtr 4: 0; 2011 Qtr 1: 0; 2011 Qtr 2: 0; 2011 Qtr 3: 0; 2011 Qtr 4: 0 | 4.02
0 | 267045-Commercial Condensor Coil Cleaning (all units - savings at 50% of DEER) Com All CZ10 VintAll |  | System | Commercial | 01-ALC-AllCommercial-Cooling | 0 |  |  |  |  | 10 | 10.4167 | 0 | 0 | 0 | -0.41667 | 74 |  | kWh | 0.0665 | 0 | Commercial | [7 empty] | 3 | 0.78 |  |  |  | 1 | 6 | 0 | 0 | 0 | 0 | 0 | 0 | 0 | 0 | 0 | 0 | 2009 Qtr 1: 0; 2009 Qtr 2: 0; 2009 Qtr 3: 0; 2009 Qtr 4: 6; 2010 Qtr 1: 0; 2010 Qtr 2: 0; 2010 Qtr 3: 0; 2010 Qtr 4: 0; 2011 Qtr 1: 0; 2011 Qtr 2: 0; 2011 Qtr 3: 0; 2011 Qtr 4: 0 | 6
0 | 267030-Commercial HVAC Diagnostic/Tune-up Com All CZ10 VintAll |  | System | Commercial | 01-ALC-AllCommercial-Cooling | 0 |  |  |  |  | 67.6133 | 82.5373 | 0 | 0 | 0 | -14.924 | 214 |  | kWh | 0.15 | 0 | Commercial | [7 empty] | 10 | 0.85 |  |  |  | 1 | 3.35 | 0 | 0 | 0 | 0 | 0 | 0 | 0 | 0 | 0 | 0 | 2009 Qtr 1: 0; 2009 Qtr 2: 0; 2009 Qtr 3: 0; 2009 Qtr 4: 3.35; 2010 Qtr 1: 0; 2010 Qtr 2: 0; 2010 Qtr 3: 0; 2010 Qtr 4: 0; 2011 Qtr 1: 0; 2011 Qtr 2: 0; 2011 Qtr 3: 0; 2011 Qtr 4: 0 | 3.35
0 | 267045-Commercial Condensor Coil Cleaning (all units - savings at 50% of DEER) Com All CZ10 VintAll |  | System | Commercial | 01-ALC-AllCommercial-Cooling | 0 |  |  |  |  | 10 | 10 | 0 | 0 | 0 | 0 | 74 |  | kWh | 0.0665 | 0 | Commercial | [7 empty] | 3 | 0.78 |  |  |  | 1 | 5 | 0 | 0 | 0 | 0 | 0 | 0 | 0 | 0 | 0 | 0 | 2009 Qtr 1: 0; 2009 Qtr 2: 0; 2009 Qtr 3: 0; 2009 Qtr 4: 5; 2010 Qtr 1: 0; 2010 Qtr 2: 0; 2010 Qtr 3: 0; 2010 Qtr 4: 0; 2011 Qtr 1: 0; 2011 Qtr 2: 0; 2011 Qtr 3: 0; 2011 Qtr 4: 0 | 5
0 | 267029-Commercial HVAC Diagnostic/Tune-up Com All CZ07 VintAll |  | System | Commercial | 01-ALC-AllCommercial-Cooling | 0 |  |  |  |  | 72.1918 | 82.5373 | 0 | 0 | 0 | -10.3455 | 60.0094 |  | kWh | 0.046765 | 0 | Commercial | [7 empty] | 10 | 0.85 |  |  |  | 1 | 3.35 | 0 | 0 | 0 | 0 | 0 | 0 | 0 | 0 | 0 | 0 | 2009 Qtr 1: 0; 2009 Qtr 2: 0; 2009 Qtr 3: 0; 2009 Qtr 4: 3.35; 2010 Qtr 1: 0; 2010 Qtr 2: 0; 2010 Qtr 3: 0; 2010 Qtr 4: 0; 2011 Qtr 1: 0; 2011 Qtr 2: 0; 2011 Qtr 3: 0; 2011 Qtr 4: 0 | 3.35
0 | 267044-Commercial Condensor Coil Cleaning (all units - savings at 50% of DEER) Com All CZ07 VintAll |  | System | Commercial | 01-ALC-AllCommercial-Cooling | 0 |  |  |  |  | 9.9998 | 10 | 0 | 0 | 0 | -0.0002249 | 60 |  | kWh | 0.047 | 0 | Commercial | [7 empty] | 3 | 0.78 |  |  |  | 1 | 5 | 0 | 0 | 0 | 0 | 0 | 0 | 0 | 0 | 0 | 0 | 2009 Qtr 1: 0; 2009 Qtr 2: 0; 2009 Qtr 3: 0; 2009 Qtr 4: 5; 2010 Qtr 1: 0; 2010 Qtr 2: 0; 2010 Qtr 3: 0; 2010 Qtr 4: 0; 2011 Qtr 1: 0; 2011 Qtr 2: 0; 2011 Qtr 3: 0; 2011 Qtr 4: 0 | 5
0 | 267029-Commercial HVAC Diagnostic/Tune-up Com All CZ07 VintAll |  | System | Commercial | 01-ALC-AllCommercial-Cooling | 0 |  |  |  |  | 72.1918 | 82.5373 | 0 | 0 | 0 | -10.3455 | 60.0094 |  | kWh | 0.046765 | 0 | Commercial | [7 empty] | 10 | 0.85 |  |  |  | 1 | 3.35 | 0 | 0 | 0 | 0 | 0 | 0 | 0 | 0 | 0 | 0 | 2009 Qtr 1: 0; 2009 Qtr 2: 0; 2009 Qtr 3: 0; 2009 Qtr 4: 3.35; 2010 Qtr 1: 0; 2010 Qtr 2: 0; 2010 Qtr 3: 0; 2010 Qtr 4: 0; 2011 Qtr 1: 0; 2011 Qtr 2: 0; 2011 Qtr 3: 0; 2011 Qtr 4: 0 | 3.35
0 | 267044-Commercial Condensor Coil Cleaning (all units - savings at 50% of DEER) Com All CZ07 VintAll |  | System | Commercial | 01-ALC-AllCommercial-Cooling | 0 |  |  |  |  | 9.9998 | 10 | 0 | 0 | 0 | -0.0002249 | 60 |  | kWh | 0.047 | 0 | Commercial | [7 empty] | 3 | 0.78 |  |  |  | 1 | 5 | 0 | 0 | 0 | 0 | 0 | 0 | 0 | 0 | 0 | 0 | 2009 Qtr 1: 0; 2009 Qtr 2: 0; 2009 Qtr 3: 0; 2009 Qtr 4: 5; 2010 Qtr 1: 0; 2010 Qtr 2: 0; 2010 Qtr 3: 0; 2010 Qtr 4: 0; 2011 Qtr 1: 0; 2011 Qtr 2: 0; 2011 Qtr 3: 0; 2011 Qtr 4: 0 | 5
0 | 267029-Commercial HVAC Diagnostic/Tune-up Com All CZ07 VintAll |  | System | Commercial | 01-ALC-AllCommercial-Cooling | 0 |  |  |  |  | 72.1918 | 82.5373 | 0 | 0 | 0 | -10.3455 | 60.0094 |  | kWh | 0.046765 | 0 | Commercial | [7 empty] | 10 | 0.85 |  |  |  | 1 | 3.35 | 0 | 0 | 0 | 0 | 0 | 0 | 0 | 0 | 0 | 0 | 2009 Qtr 1: 0; 2009 Qtr 2: 0; 2009 Qtr 3: 0; 2009 Qtr 4: 3.35; 2010 Qtr 1: 0; 2010 Qtr 2: 0; 2010 Qtr 3: 0; 2010 Qtr 4: 0; 2011 Qtr 1: 0; 2011 Qtr 2: 0; 2011 Qtr 3: 0; 2011 Qtr 4: 0 | 3.35
0 | 267044-Commercial Condensor Coil Cleaning (all units - savings at 50% of DEER) Com All CZ07 VintAll |  | System | Commercial | 01-ALC-AllCommercial-Cooling | 0 |  |  |  |  | 9.9998 | 10 | 0 | 0 | 0 | -0.0002249 | 60 |  | kWh | 0.047 | 0 | Commercial | [7 empty] | 3 | 0.78 |  |  |  | 1 | 5 | 0 | 0 | 0 | 0 | 0 | 0 | 0 | 0 | 0 | 0 | 2009 Qtr 1: 0; 2009 Qtr 2: 0; 2009 Qtr 3: 0; 2009 Qtr 4: 5; 2010 Qtr 1: 0; 2010 Qtr 2: 0; 2010 Qtr 3: 0; 2010 Qtr 4: 0; 2011 Qtr 1: 0; 2011 Qtr 2: 0; 2011 Qtr 3: 0; 2011 Qtr 4: 0 | 5
0 | 267029-Commercial HVAC Diagnostic/Tune-up Com All CZ07 VintAll |  | System | Commercial | 01-ALC-AllCommercial-Cooling | 0 |  |  |  |  | 72.1918 | 82.5373 | 0 | 0 | 0 | -10.3455 | 60.0094 |  | kWh | 0.046765 | 0 | Commercial | [7 empty] | 10 | 0.85 |  |  |  | 1 | 3.35 | 0 | 0 | 0 | 0 | 0 | 0 | 0 | 0 | 0 | 0 | 2009 Qtr 1: 0; 2009 Qtr 2: 0; 2009 Qtr 3: 0; 2009 Qtr 4: 3.35; 2010 Qtr 1: 0; 2010 Qtr 2: 0; 2010 Qtr 3: 0; 2010 Qtr 4: 0; 2011 Qtr 1: 0; 2011 Qtr 2: 0; 2011 Qtr 3: 0; 2011 Qtr 4: 0 | 3.35
0 | 267044-Commercial Condensor Coil Cleaning (all units - savings at 50% of DEER) Com All CZ07 VintAll |  | System | Commercial | 01-ALC-AllCommercial-Cooling | 0 |  |  |  |  | 9.9998 | 10 | 0 | 0 | 0 | -0.0002249 | 60 |  | kWh | 0.047 | 0 | Commercial | [7 empty] | 3 | 0.78 |  |  |  | 1 | 5 | 0 | 0 | 0 | 0 | 0 | 0 | 0 | 0 | 0 | 0 | 2009 Qtr 1: 0; 2009 Qtr 2: 0; 2009 Qtr 3: 0; 2009 Qtr 4: 5; 2010 Qtr 1: 0; 2010 Qtr 2: 0; 2010 Qtr 3: 0; 2010 Qtr 4: 0; 2011 Qtr 1: 0; 2011 Qtr 2: 0; 2011 Qtr 3: 0; 2011 Qtr 4: 0 | 5
0 | 267029-Commercial HVAC Diagnostic/Tune-up Com All CZ07 VintAll |  | System | Commercial | 01-ALC-AllCommercial-Cooling | 0 |  |  |  |  | 72.1918 | 82.5373 | 0 | 0 | 0 | -10.3455 | 60.0094 |  | kWh | 0.046765 | 0 | Commercial | [7 empty] | 10 | 0.85 |  |  |  | 1 | 3.35 | 0 | 0 | 0 | 0 | 0 | 0 | 0 | 0 | 0 | 0 | 2009 Qtr 1: 0; 2009 Qtr 2: 0; 2009 Qtr 3: 0; 2009 Qtr 4: 3.35; 2010 Qtr 1: 0; 2010 Qtr 2: 0; 2010 Qtr 3: 0; 2010 Qtr 4: 0; 2011 Qtr 1: 0; 2011 Qtr 2: 0; 2011 Qtr 3: 0; 2011 Qtr 4: 0 | 3.35
0 | 267044-Commercial Condensor Coil Cleaning (all units - savings at 50% of DEER) Com All CZ07 VintAll |  | System | Commercial | 01-ALC-AllCommercial-Cooling | 0 |  |  |  |  | 9.9998 | 10 | 0 | 0 | 0 | -0.0002249 | 60 |  | kWh | 0.047 | 0 | Commercial | [7 empty] | 3 | 0.78 |  |  |  | 1 | 5 | 0 | 0 | 0 | 0 | 0 | 0 | 0 | 0 | 0 | 0 | 2009 Qtr 1: 0; 2009 Qtr 2: 0; 2009 Qtr 3: 0; 2009 Qtr 4: 5; 2010 Qtr 1: 0; 2010 Qtr 2: 0; 2010 Qtr 3: 0; 2010 Qtr 4: 0; 2011 Qtr 1: 0; 2011 Qtr 2: 0; 2011 Qtr 3: 0; 2011 Qtr 4: 0 | 5
0 | 267030-Commercial HVAC Diagnostic/Tune-up Com All CZ10 VintAll |  | System | Commercial | 01-ALC-AllCommercial-Cooling | 0 |  |  |  |  | 67.6133 | 82.5373 | 0 | 0 | 0 | -14.924 | 214 |  | kWh | 0.15 | 0 | Commercial | [7 empty] | 10 | 0.85 |  |  |  | 1 | 2.01 | 0 | 0 | 0 | 0 | 0 | 0 | 0 | 0 | 0 | 0 | 2009 Qtr 1: 0; 2009 Qtr 2: 0; 2009 Qtr 3: 0; 2009 Qtr 4: 2.01; 2010 Qtr 1: 0; 2010 Qtr 2: 0; 2010 Qtr 3: 0; 2010 Qtr 4: 0; 2011 Qtr 1: 0; 2011 Qtr 2: 0; 2011 Qtr 3: 0; 2011 Qtr 4: 0 | 2.01
0 | 267045-Commercial Condensor Coil Cleaning (all units - savings at 50% of DEER) Com All CZ10 VintAll |  | System | Commercial | 01-ALC-AllCommercial-Cooling | 0 |  |  |  |  | 10 | 10 | 0 | 0 | 0 | 0 | 74 |  | kWh | 0.0665 | 0 | Commercial | [7 empty] | 3 | 0.78 |  |  |  | 1 | 3 | 0 | 0 | 0 | 0 | 0 | 0 | 0 | 0 | 0 | 0 | 2009 Qtr 1: 0; 2009 Qtr 2: 0; 2009 Qtr 3: 0; 2009 Qtr 4: 3; 2010 Qtr 1: 0; 2010 Qtr 2: 0; 2010 Qtr 3: 0; 2010 Qtr 4: 0; 2011 Qtr 1: 0; 2011 Qtr 2: 0; 2011 Qtr 3: 0; 2011 Qtr 4: 0 | 3
0 | 267030-Commercial HVAC Diagnostic/Tune-up Com All CZ10 VintAll |  | System | Commercial | 01-ALC-AllCommercial-Cooling | 0 |  |  |  |  | 67.6133 | 85.9764 | 0 | 0 | 0 | -18.3631 | 214 |  | kWh | 0.15 | 0 | Commercial | [7 empty] | 10 | 0.85 |  |  |  | 1 | 4.02 | 0 | 0 | 0 | 0 | 0 | 0 | 0 | 0 | 0 | 0 | 2009 Qtr 1: 0; 2009 Qtr 2: 0; 2009 Qtr 3: 0; 2009 Qtr 4: 4.02; 2010 Qtr 1: 0; 2010 Qtr 2: 0; 2010 Qtr 3: 0; 2010 Qtr 4: 0; 2011 Qtr 1: 0; 2011 Qtr 2: 0; 2011 Qtr 3: 0; 2011 Qtr 4: 0 | 4.02
0 | 267045-Commercial Condensor Coil Cleaning (all units - savings at 50% of DEER) Com All CZ10 VintAll |  | System | Commercial | 01-ALC-AllCommercial-Cooling | 0 |  |  |  |  | 10 | 10.4167 | 0 | 0 | 0 | -0.41667 | 74 |  | kWh | 0.0665 | 0 | Commercial | [7 empty] | 3 | 0.78 |  |  |  | 1 | 6 | 0 | 0 | 0 | 0 | 0 | 0 | 0 | 0 | 0 | 0 | 2009 Qtr 1: 0; 2009 Qtr 2: 0; 2009 Qtr 3: 0; 2009 Qtr 4: 6; 2010 Qtr 1: 0; 2010 Qtr 2: 0; 2010 Qtr 3: 0; 2010 Qtr 4: 0; 2011 Qtr 1: 0; 2011 Qtr 2: 0; 2011 Qtr 3: 0; 2011 Qtr 4: 0 | 6
0 | 267030-Commercial HVAC Diagnostic/Tune-up Com All CZ10 VintAll |  | System | Commercial | 01-ALC-AllCommercial-Cooling | 0 |  |  |  |  | 67.6133 | 85.9764 | 0 | 0 | 0 | -18.3631 | 214 |  | kWh | 0.15 | 0 | Commercial | [7 empty] | 10 | 0.85 |  |  |  | 1 | 4.02 | 0 | 0 | 0 | 0 | 0 | 0 | 0 | 0 | 0 | 0 | 2009 Qtr 1: 0; 2009 Qtr 2: 0; 2009 Qtr 3: 0; 2009 Qtr 4: 4.02; 2010 Qtr 1: 0; 2010 Qtr 2: 0; 2010 Qtr 3: 0; 2010 Qtr 4: 0; 2011 Qtr 1: 0; 2011 Qtr 2: 0; 2011 Qtr 3: 0; 2011 Qtr 4: 0 | 4.02
0 | 267045-Commercial Condensor Coil Cleaning (all units - savings at 50% of DEER) Com All CZ10 VintAll |  | System | Commercial | 01-ALC-AllCommercial-Cooling | 0 |  |  |  |  | 10 | 10.4167 | 0 | 0 | 0 | -0.41667 | 74 |  | kWh | 0.0665 | 0 | Commercial | [7 empty] | 3 | 0.78 |  |  |  | 1 | 6 | 0 | 0 | 0 | 0 | 0 | 0 | 0 | 0 | 0 | 0 | 2009 Qtr 1: 0; 2009 Qtr 2: 0; 2009 Qtr 3: 0; 2009 Qtr 4: 6; 2010 Qtr 1: 0; 2010 Qtr 2: 0; 2010 Qtr 3: 0; 2010 Qtr 4: 0; 2011 Qtr 1: 0; 2011 Qtr 2: 0; 2011 Qtr 3: 0; 2011 Qtr 4: 0 | 6
0 | 267030-Commercial HVAC Diagnostic/Tune-up Com All CZ10 VintAll |  | System | Commercial | 01-ALC-AllCommercial-Cooling | 0 |  |  |  |  | 67.6133 | 82.5373 | 0 | 0 | 0 | -14.924 | 214 |  | kWh | 0.15 | 0 | Commercial | [7 empty] | 10 | 0.85 |  |  |  | 1 | 2.01 | 0 | 0 | 0 | 0 | 0 | 0 | 0 | 0 | 0 | 0 | 2009 Qtr 1: 0; 2009 Qtr 2: 0; 2009 Qtr 3: 0; 2009 Qtr 4: 2.01; 2010 Qtr 1: 0; 2010 Qtr 2: 0; 2010 Qtr 3: 0; 2010 Qtr 4: 0; 2011 Qtr 1: 0; 2011 Qtr 2: 0; 2011 Qtr 3: 0; 2011 Qtr 4: 0 | 2.01
0 | 267045-Commercial Condensor Coil Cleaning (all units - savings at 50% of DEER) Com All CZ10 VintAll |  | System | Commercial | 01-ALC-AllCommercial-Cooling | 0 |  |  |  |  | 10 | 10 | 0 | 0 | 0 | 0 | 74 |  | kWh | 0.0665 | 0 | Commercial | [7 empty] | 3 | 0.78 |  |  |  | 1 | 3 | 0 | 0 | 0 | 0 | 0 | 0 | 0 | 0 | 0 | 0 | 2009 Qtr 1: 0; 2009 Qtr 2: 0; 2009 Qtr 3: 0; 2009 Qtr 4: 3; 2010 Qtr 1: 0; 2010 Qtr 2: 0; 2010 Qtr 3: 0; 2010 Qtr 4: 0; 2011 Qtr 1: 0; 2011 Qtr 2: 0; 2011 Qtr 3: 0; 2011 Qtr 4: 0 | 3
0 | 267023-Economizer Repair Com All CZ10 Vint04 |  | System | Commercial | 01-ALC-AllCommercial-Cooling | 0 |  |  |  |  | 41.71 | 42.7083 | 0 | 0 | 0 | -0.99833 | 442 |  | kWh | 0.0016 | 0 | Commercial |  | Winter Only | [5 empty] | 5 | 0.85 |  |  |  | 0 | 12 | 0 | 0 | 0 | 0 | 0 | 0 | 0 | 0 | 0 | 0 | 2009 Qtr 1: 0; 2009 Qtr 2: 0; 2009 Qtr 3: 0; 2009 Qtr 4: 12; 2010 Qtr 1: 0; 2010 Qtr 2: 0; 2010 Qtr 3: 0; 2010 Qtr 4: 0; 2011 Qtr 1: 0; 2011 Qtr 2: 0; 2011 Qtr 3: 0; 2011 Qtr 4: 0 | 12
0 | 267034-High Refrigerant Charge Adjustment (>= ±20% rated charge) Resid MF CZ10 Vint05 |  | System | Residential | 13-MFM-ResidentialMulti-family-SP_COOL | 0 |  |  |  |  | 66.33 | 71.5 | 0 | 0 | 0 | -5.17 | 140.383 |  | kWh | 0.19848 | -0.066812 | Residential |  | Winter Only | [5 empty] | 10 | 0.78 |  |  |  | 1 | 2 | 0 | 0 | 0 | 0 | 0 | 0 | 0 | 0 | 0 | 0 | 2009 Qtr 1: 0; 2009 Qtr 2: 0; 2009 Qtr 3: 0; 2009 Qtr 4: 2; 2010 Qtr 1: 0; 2010 Qtr 2: 0; 2010 Qtr 3: 0; 2010 Qtr 4: 0; 2011 Qtr 1: 0; 2011 Qtr 2: 0; 2011 Qtr 3: 0; 2011 Qtr 4: 0 | 2
0 | 267042-Residential Condensor Coil Cleaning Resid MF CZ10 VintAll |  | System | Residential | 13-MFM-ResidentialMulti-family-SP_COOL | 0 |  |  |  |  | 50 | 50 | 0 | 0 | 0 | 0 | 180 |  | kWh | 0.2376 | 0 | Residential | [7 empty] | 3 | 0.78 |  |  |  | 1 | 1 | 0 | 0 | 0 | 0 | 0 | 0 | 0 | 0 | 0 | 0 | 2009 Qtr 1: 0; 2009 Qtr 2: 0; 2009 Qtr 3: 0; 2009 Qtr 4: 1; 2010 Qtr 1: 0; 2010 Qtr 2: 0; 2010 Qtr 3: 0; 2010 Qtr 4: 0; 2011 Qtr 1: 0; 2011 Qtr 2: 0; 2011 Qtr 3: 0; 2011 Qtr 4: 0 | 1
0 | 267034-High Refrigerant Charge Adjustment (>= ±20% rated charge) Resid MF CZ10 Vint05 |  | System | Residential | 13-MFM-ResidentialMulti-family-SP_COOL | 0 |  |  |  |  | 66.33 | 71.5 | 0 | 0 | 0 | -5.17 | 140.383 |  | kWh | 0.19848 | -0.066812 | Residential |  | Winter Only | [5 empty] | 10 | 0.78 |  |  |  | 1 | 2 | 0 | 0 | 0 | 0 | 0 | 0 | 0 | 0 | 0 | 0 | 2009 Qtr 1: 0; 2009 Qtr 2: 0; 2009 Qtr 3: 0; 2009 Qtr 4: 2; 2010 Qtr 1: 0; 2010 Qtr 2: 0; 2010 Qtr 3: 0; 2010 Qtr 4: 0; 2011 Qtr 1: 0; 2011 Qtr 2: 0; 2011 Qtr 3: 0; 2011 Qtr 4: 0 | 2
0 | 267042-Residential Condensor Coil Cleaning Resid MF CZ10 VintAll |  | System | Residential | 13-MFM-ResidentialMulti-family-SP_COOL | 0 |  |  |  |  | 50 | 50 | 0 | 0 | 0 | 0 | 180 |  | kWh | 0.2376 | 0 | Residential | [7 empty] | 3 | 0.78 |  |  |  | 1 | 1 | 0 | 0 | 0 | 0 | 0 | 0 | 0 | 0 | 0 | 0 | 2009 Qtr 1: 0; 2009 Qtr 2: 0; 2009 Qtr 3: 0; 2009 Qtr 4: 1; 2010 Qtr 1: 0; 2010 Qtr 2: 0; 2010 Qtr 3: 0; 2010 Qtr 4: 0; 2011 Qtr 1: 0; 2011 Qtr 2: 0; 2011 Qtr 3: 0; 2011 Qtr 4: 0 | 1
0 | 267034-High Refrigerant Charge Adjustment (>= ±20% rated charge) Resid MF CZ10 Vint05 |  | System | Residential | 13-MFM-ResidentialMulti-family-SP_COOL | 0 |  |  |  |  | 66.33 | 107.25 | 0 | 0 | 0 | -40.92 | 140.383 |  | kWh | 0.19848 | -0.066812 | Residential |  | Winter Only | [5 empty] | 10 | 0.78 |  |  |  | 1 | 1 | 0 | 0 | 0 | 0 | 0 | 0 | 0 | 0 | 0 | 0 | 2009 Qtr 1: 0; 2009 Qtr 2: 0; 2009 Qtr 3: 0; 2009 Qtr 4: 1; 2010 Qtr 1: 0; 2010 Qtr 2: 0; 2010 Qtr 3: 0; 2010 Qtr 4: 0; 2011 Qtr 1: 0; 2011 Qtr 2: 0; 2011 Qtr 3: 0; 2011 Qtr 4: 0 | 1
0 | 267042-Residential Condensor Coil Cleaning Resid MF CZ10 VintAll |  | System | Residential | 13-MFM-ResidentialMulti-family-SP_COOL | 0 |  |  |  |  | 50 | 50 | 0 | 0 | 0 | 0 | 180 |  | kWh | 0.2376 | 0 | Residential | [7 empty] | 3 | 0.78 |  |  |  | 1 | 1 | 0 | 0 | 0 | 0 | 0 | 0 | 0 | 0 | 0 | 0 | 2009 Qtr 1: 0; 2009 Qtr 2: 0; 2009 Qtr 3: 0; 2009 Qtr 4: 1; 2010 Qtr 1: 0; 2010 Qtr 2: 0; 2010 Qtr 3: 0; 2010 Qtr 4: 0; 2011 Qtr 1: 0; 2011 Qtr 2: 0; 2011 Qtr 3: 0; 2011 Qtr 4: 0 | 1
0 | 267042-Residential Condensor Coil Cleaning Resid MF CZ10 VintAll |  | System | Residential | 13-MFM-ResidentialMulti-family-SP_COOL | 0 |  |  |  |  | 50 | 50 | 0 | 0 | 0 | 0 | 180 |  | kWh | 0.2376 | 0 | Residential | [7 empty] | 3 | 0.78 |  |  |  | 1 | 1 | 0 | 0 | 0 | 0 | 0 | 0 | 0 | 0 | 0 | 0 | 2009 Qtr 1: 0; 2009 Qtr 2: 0; 2009 Qtr 3: 0; 2009 Qtr 4: 1; 2010 Qtr 1: 0; 2010 Qtr 2: 0; 2010 Qtr 3: 0; 2010 Qtr 4: 0; 2011 Qtr 1: 0; 2011 Qtr 2: 0; 2011 Qtr 3: 0; 2011 Qtr 4: 0 | 1
0 | 267034-High Refrigerant Charge Adjustment (>= ±20% rated charge) Resid MF CZ10 Vint05 |  | System | Residential | 13-MFM-ResidentialMulti-family-SP_COOL | 0 |  |  |  |  | 66.33 | 71.5 | 0 | 0 | 0 | -5.17 | 140.383 |  | kWh | 0.19848 | -0.066812 | Residential |  | Winter Only | [5 empty] | 10 | 0.78 |  |  |  | 1 | 2 | 0 | 0 | 0 | 0 | 0 | 0 | 0 | 0 | 0 | 0 | 2009 Qtr 1: 0; 2009 Qtr 2: 0; 2009 Qtr 3: 0; 2009 Qtr 4: 2; 2010 Qtr 1: 0; 2010 Qtr 2: 0; 2010 Qtr 3: 0; 2010 Qtr 4: 0; 2011 Qtr 1: 0; 2011 Qtr 2: 0; 2011 Qtr 3: 0; 2011 Qtr 4: 0 | 2
0 | 267042-Residential Condensor Coil Cleaning Resid MF CZ10 VintAll |  | System | Residential | 13-MFM-ResidentialMulti-family-SP_COOL | 0 |  |  |  |  | 50 | 50 | 0 | 0 | 0 | 0 | 180 |  | kWh | 0.2376 | 0 | Residential | [7 empty] | 3 | 0.78 |  |  |  | 1 | 1 | 0 | 0 | 0 | 0 | 0 | 0 | 0 | 0 | 0 | 0 | 2009 Qtr 1: 0; 2009 Qtr 2: 0; 2009 Qtr 3: 0; 2009 Qtr 4: 1; 2010 Qtr 1: 0; 2010 Qtr 2: 0; 2010 Qtr 3: 0; 2010 Qtr 4: 0; 2011 Qtr 1: 0; 2011 Qtr 2: 0; 2011 Qtr 3: 0; 2011 Qtr 4: 0 | 1
0 | 267034-High Refrigerant Charge Adjustment (>= ±20% rated charge) Resid MF CZ10 Vint05 |  | System | Residential | 13-MFM-ResidentialMulti-family-SP_COOL | 0 |  |  |  |  | 66.33 | 71.5 | 0 | 0 | 0 | -5.17 | 140.383 |  | kWh | 0.19848 | -0.066812 | Residential |  | Winter Only | [5 empty] | 10 | 0.78 |  |  |  | 1 | 2 | 0 | 0 | 0 | 0 | 0 | 0 | 0 | 0 | 0 | 0 | 2009 Qtr 1: 0; 2009 Qtr 2: 0; 2009 Qtr 3: 0; 2009 Qtr 4: 2; 2010 Qtr 1: 0; 2010 Qtr 2: 0; 2010 Qtr 3: 0; 2010 Qtr 4: 0; 2011 Qtr 1: 0; 2011 Qtr 2: 0; 2011 Qtr 3: 0; 2011 Qtr 4: 0 | 2
0 | 267042-Residential Condensor Coil Cleaning Resid MF CZ10 VintAll |  | System | Residential | 13-MFM-ResidentialMulti-family-SP_COOL | 0 |  |  |  |  | 50 | 50 | 0 | 0 | 0 | 0 | 180 |  | kWh | 0.2376 | 0 | Residential | [7 empty] | 3 | 0.78 |  |  |  | 1 | 1 | 0 | 0 | 0 | 0 | 0 | 0 | 0 | 0 | 0 | 0 | 2009 Qtr 1: 0; 2009 Qtr 2: 0; 2009 Qtr 3: 0; 2009 Qtr 4: 1; 2010 Qtr 1: 0; 2010 Qtr 2: 0; 2010 Qtr 3: 0; 2010 Qtr 4: 0; 2011 Qtr 1: 0; 2011 Qtr 2: 0; 2011 Qtr 3: 0; 2011 Qtr 4: 0 | 1
0 | 267034-High Refrigerant Charge Adjustment (>= ±20% rated charge) Resid MF CZ10 Vint05 |  | System | Residential | 13-MFM-ResidentialMulti-family-SP_COOL | 0 |  |  |  |  | 66.33 | 71.5 | 0 | 0 | 0 | -5.17 | 140.383 |  | kWh | 0.19848 | -0.066812 | Residential |  | Winter Only | [5 empty] | 10 | 0.78 |  |  |  | 1 | 2 | 0 | 0 | 0 | 0 | 0 | 0 | 0 | 0 | 0 | 0 | 2009 Qtr 1: 0; 2009 Qtr 2: 0; 2009 Qtr 3: 0; 2009 Qtr 4: 2; 2010 Qtr 1: 0; 2010 Qtr 2: 0; 2010 Qtr 3: 0; 2010 Qtr 4: 0; 2011 Qtr 1: 0; 2011 Qtr 2: 0; 2011 Qtr 3: 0; 2011 Qtr 4: 0 | 2
0 | 267042-Residential Condensor Coil Cleaning Resid MF CZ10 VintAll |  | System | Residential | 13-MFM-ResidentialMulti-family-SP_COOL | 0 |  |  |  |  | 50 | 50 | 0 | 0 | 0 | 0 | 180 |  | kWh | 0.2376 | 0 | Residential | [7 empty] | 3 | 0.78 |  |  |  | 1 | 1 | 0 | 0 | 0 | 0 | 0 | 0 | 0 | 0 | 0 | 0 | 2009 Qtr 1: 0; 2009 Qtr 2: 0; 2009 Qtr 3: 0; 2009 Qtr 4: 1; 2010 Qtr 1: 0; 2010 Qtr 2: 0; 2010 Qtr 3: 0; 2010 Qtr 4: 0; 2011 Qtr 1: 0; 2011 Qtr 2: 0; 2011 Qtr 3: 0; 2011 Qtr 4: 0 | 1
0 | 267033-High Refrigerant Charge Adjustment (>= ±20% rated charge) Resid MF CZ10 Vint04 |  | System | Residential | 13-MFM-ResidentialMulti-family-SP_COOL | 0 |  |  |  |  | 66.33 | 107.25 | 0 | 0 | 0 | -40.92 | 171.246 |  | kWh | 0.22612 | -0.10521 | Residential |  | Winter Only | [5 empty] | 10 | 0.78 |  |  |  | 1 | 1 | 0 | 0 | 0 | 0 | 0 | 0 | 0 | 0 | 0 | 0 | 2009 Qtr 1: 0; 2009 Qtr 2: 0; 2009 Qtr 3: 0; 2009 Qtr 4: 1; 2010 Qtr 1: 0; 2010 Qtr 2: 0; 2010 Qtr 3: 0; 2010 Qtr 4: 0; 2011 Qtr 1: 0; 2011 Qtr 2: 0; 2011 Qtr 3: 0; 2011 Qtr 4: 0 | 1
0 | 267042-Residential Condensor Coil Cleaning Resid MF CZ10 VintAll |  | System | Residential | 13-MFM-ResidentialMulti-family-SP_COOL | 0 |  |  |  |  | 50 | 50 | 0 | 0 | 0 | 0 | 180 |  | kWh | 0.2376 | 0 | Residential | [7 empty] | 3 | 0.78 |  |  |  | 1 | 1 | 0 | 0 | 0 | 0 | 0 | 0 | 0 | 0 | 0 | 0 | 2009 Qtr 1: 0; 2009 Qtr 2: 0; 2009 Qtr 3: 0; 2009 Qtr 4: 1; 2010 Qtr 1: 0; 2010 Qtr 2: 0; 2010 Qtr 3: 0; 2010 Qtr 4: 0; 2011 Qtr 1: 0; 2011 Qtr 2: 0; 2011 Qtr 3: 0; 2011 Qtr 4: 0 | 1
0 | 267042-Residential Condensor Coil Cleaning Resid MF CZ10 VintAll |  | System | Residential | 13-MFM-ResidentialMulti-family-SP_COOL | 0 |  |  |  |  | 50 | 50 | 0 | 0 | 0 | 0 | 180 |  | kWh | 0.2376 | 0 | Residential | [7 empty] | 3 | 0.78 |  |  |  | 1 | 1 | 0 | 0 | 0 | 0 | 0 | 0 | 0 | 0 | 0 | 0 | 2009 Qtr 1: 0; 2009 Qtr 2: 0; 2009 Qtr 3: 0; 2009 Qtr 4: 1; 2010 Qtr 1: 0; 2010 Qtr 2: 0; 2010 Qtr 3: 0; 2010 Qtr 4: 0; 2011 Qtr 1: 0; 2011 Qtr 2: 0; 2011 Qtr 3: 0; 2011 Qtr 4: 0 | 1
0 | 267033-High Refrigerant Charge Adjustment (>= ±20% rated charge) Resid MF CZ10 Vint04 |  | System | Residential | 13-MFM-ResidentialMulti-family-SP_COOL | 0 |  |  |  |  | 66.33 | 107.25 | 0 | 0 | 0 | -40.92 | 171.246 |  | kWh | 0.22612 | -0.10521 | Residential |  | Winter Only | [5 empty] | 10 | 0.78 |  |  |  | 1 | 1 | 0 | 0 | 0 | 0 | 0 | 0 | 0 | 0 | 0 | 0 | 2009 Qtr 1: 0; 2009 Qtr 2: 0; 2009 Qtr 3: 0; 2009 Qtr 4: 1; 2010 Qtr 1: 0; 2010 Qtr 2: 0; 2010 Qtr 3: 0; 2010 Qtr 4: 0; 2011 Qtr 1: 0; 2011 Qtr 2: 0; 2011 Qtr 3: 0; 2011 Qtr 4: 0 | 1
0 | 267042-Residential Condensor Coil Cleaning Resid MF CZ10 VintAll |  | System | Residential | 13-MFM-ResidentialMulti-family-SP_COOL | 0 |  |  |  |  | 50 | 50 | 0 | 0 | 0 | 0 | 180 |  | kWh | 0.2376 | 0 | Residential | [7 empty] | 3 | 0.78 |  |  |  | 1 | 1 | 0 | 0 | 0 | 0 | 0 | 0 | 0 | 0 | 0 | 0 | 2009 Qtr 1: 0; 2009 Qtr 2: 0; 2009 Qtr 3: 0; 2009 Qtr 4: 1; 2010 Qtr 1: 0; 2010 Qtr 2: 0; 2010 Qtr 3: 0; 2010 Qtr 4: 0; 2011 Qtr 1: 0; 2011 Qtr 2: 0; 2011 Qtr 3: 0; 2011 Qtr 4: 0 | 1
0 | 267033-High Refrigerant Charge Adjustment (>= ±20% rated charge) Resid MF CZ10 Vint04 |  | System | Residential | 13-MFM-ResidentialMulti-family-SP_COOL | 0 |  |  |  |  | 66.33 | 107.25 | 0 | 0 | 0 | -40.92 | 171.246 |  | kWh | 0.22612 | -0.10521 | Residential |  | Winter Only | [5 empty] | 10 | 0.78 |  |  |  | 1 | 1 | 0 | 0 | 0 | 0 | 0 | 0 | 0 | 0 | 0 | 0 | 2009 Qtr 1: 0; 2009 Qtr 2: 0; 2009 Qtr 3: 0; 2009 Qtr 4: 1; 2010 Qtr 1: 0; 2010 Qtr 2: 0; 2010 Qtr 3: 0; 2010 Qtr 4: 0; 2011 Qtr 1: 0; 2011 Qtr 2: 0; 2011 Qtr 3: 0; 2011 Qtr 4: 0 | 1
0 | 267042-Residential Condensor Coil Cleaning Resid MF CZ10 VintAll |  | System | Residential | 13-MFM-ResidentialMulti-family-SP_COOL | 0 |  |  |  |  | 50 | 50 | 0 | 0 | 0 | 0 | 180 |  | kWh | 0.2376 | 0 | Residential | [7 empty] | 3 | 0.78 |  |  |  | 1 | 1 | 0 | 0 | 0 | 0 | 0 | 0 | 0 | 0 | 0 | 0 | 2009 Qtr 1: 0; 2009 Qtr 2: 0; 2009 Qtr 3: 0; 2009 Qtr 4: 1; 2010 Qtr 1: 0; 2010 Qtr 2: 0; 2010 Qtr 3: 0; 2010 Qtr 4: 0; 2011 Qtr 1: 0; 2011 Qtr 2: 0; 2011 Qtr 3: 0; 2011 Qtr 4: 0 | 1
0 | 267033-High Refrigerant Charge Adjustment (>= ±20% rated charge) Resid MF CZ10 Vint04 |  | System | Residential | 13-MFM-ResidentialMulti-family-SP_COOL | 0 |  |  |  |  | 66.33 | 107.25 | 0 | 0 | 0 | -40.92 | 171.246 |  | kWh | 0.22612 | -0.10521 | Residential |  | Winter Only | [5 empty] | 10 | 0.78 |  |  |  | 1 | 1 | 0 | 0 | 0 | 0 | 0 | 0 | 0 | 0 | 0 | 0 | 2009 Qtr 1: 0; 2009 Qtr 2: 0; 2009 Qtr 3: 0; 2009 Qtr 4: 1; 2010 Qtr 1: 0; 2010 Qtr 2: 0; 2010 Qtr 3: 0; 2010 Qtr 4: 0; 2011 Qtr 1: 0; 2011 Qtr 2: 0; 2011 Qtr 3: 0; 2011 Qtr 4: 0 | 1
0 | 267042-Residential Condensor Coil Cleaning Resid MF CZ10 VintAll |  | System | Residential | 13-MFM-ResidentialMulti-family-SP_COOL | 0 |  |  |  |  | 50 | 50 | 0 | 0 | 0 | 0 | 180 |  | kWh | 0.2376 | 0 | Residential | [7 empty] | 3 | 0.78 |  |  |  | 1 | 1 | 0 | 0 | 0 | 0 | 0 | 0 | 0 | 0 | 0 | 0 | 2009 Qtr 1: 0; 2009 Qtr 2: 0; 2009 Qtr 3: 0; 2009 Qtr 4: 1; 2010 Qtr 1: 0; 2010 Qtr 2: 0; 2010 Qtr 3: 0; 2010 Qtr 4: 0; 2011 Qtr 1: 0; 2011 Qtr 2: 0; 2011 Qtr 3: 0; 2011 Qtr 4: 0 | 1
0 | 267042-Residential Condensor Coil Cleaning Resid MF CZ10 VintAll |  | System | Residential | 13-MFM-ResidentialMulti-family-SP_COOL | 0 |  |  |  |  | 50 | 50 | 0 | 0 | 0 | 0 | 180 |  | kWh | 0.2376 | 0 | Residential | [7 empty] | 3 | 0.78 |  |  |  | 1 | 1 | 0 | 0 | 0 | 0 | 0 | 0 | 0 | 0 | 0 | 0 | 2009 Qtr 1: 0; 2009 Qtr 2: 0; 2009 Qtr 3: 0; 2009 Qtr 4: 1; 2010 Qtr 1: 0; 2010 Qtr 2: 0; 2010 Qtr 3: 0; 2010 Qtr 4: 0; 2011 Qtr 1: 0; 2011 Qtr 2: 0; 2011 Qtr 3: 0; 2011 Qtr 4: 0 | 1
0 | 267042-Residential Condensor Coil Cleaning Resid MF CZ10 VintAll |  | System | Residential | 13-MFM-ResidentialMulti-family-SP_COOL | 0 |  |  |  |  | 50 | 50 | 0 | 0 | 0 | 0 | 180 |  | kWh | 0.2376 | 0 | Residential | [7 empty] | 3 | 0.78 |  |  |  | 1 | 1 | 0 | 0 | 0 | 0 | 0 | 0 | 0 | 0 | 0 | 0 | 2009 Qtr 1: 0; 2009 Qtr 2: 0; 2009 Qtr 3: 0; 2009 Qtr 4: 1; 2010 Qtr 1: 0; 2010 Qtr 2: 0; 2010 Qtr 3: 0; 2010 Qtr 4: 0; 2011 Qtr 1: 0; 2011 Qtr 2: 0; 2011 Qtr 3: 0; 2011 Qtr 4: 0 | 1
0 | 267034-High Refrigerant Charge Adjustment (>= ±20% rated charge) Resid MF CZ10 Vint05 |  | System | Residential | 13-MFM-ResidentialMulti-family-SP_COOL | 0 |  |  |  |  | 66.33 | 71.5 | 0 | 0 | 0 | -5.17 | 140.383 |  | kWh | 0.19848 | -0.066812 | Residential |  | Winter Only | [5 empty] | 10 | 0.78 |  |  |  | 1 | 2 | 0 | 0 | 0 | 0 | 0 | 0 | 0 | 0 | 0 | 0 | 2009 Qtr 1: 0; 2009 Qtr 2: 0; 2009 Qtr 3: 0; 2009 Qtr 4: 2; 2010 Qtr 1: 0; 2010 Qtr 2: 0; 2010 Qtr 3: 0; 2010 Qtr 4: 0; 2011 Qtr 1: 0; 2011 Qtr 2: 0; 2011 Qtr 3: 0; 2011 Qtr 4: 0 | 2
0 | 267042-Residential Condensor Coil Cleaning Resid MF CZ10 VintAll |  | System | Residential | 13-MFM-ResidentialMulti-family-SP_COOL | 0 |  |  |  |  | 50 | 50 | 0 | 0 | 0 | 0 | 180 |  | kWh | 0.2376 | 0 | Residential | [7 empty] | 3 | 0.78 |  |  |  | 1 | 1 | 0 | 0 | 0 | 0 | 0 | 0 | 0 | 0 | 0 | 0 | 2009 Qtr 1: 0; 2009 Qtr 2: 0; 2009 Qtr 3: 0; 2009 Qtr 4: 1; 2010 Qtr 1: 0; 2010 Qtr 2: 0; 2010 Qtr 3: 0; 2010 Qtr 4: 0; 2011 Qtr 1: 0; 2011 Qtr 2: 0; 2011 Qtr 3: 0; 2011 Qtr 4: 0 | 1
0 | 267042-Residential Condensor Coil Cleaning Resid MF CZ10 VintAll |  | System | Residential | 13-MFM-ResidentialMulti-family-SP_COOL | 0 |  |  |  |  | 50 | 50 | 0 | 0 | 0 | 0 | 180 |  | kWh | 0.2376 | 0 | Residential | [7 empty] | 3 | 0.78 |  |  |  | 1 | 1 | 0 | 0 | 0 | 0 | 0 | 0 | 0 | 0 | 0 | 0 | 2009 Qtr 1: 0; 2009 Qtr 2: 0; 2009 Qtr 3: 0; 2009 Qtr 4: 1; 2010 Qtr 1: 0; 2010 Qtr 2: 0; 2010 Qtr 3: 0; 2010 Qtr 4: 0; 2011 Qtr 1: 0; 2011 Qtr 2: 0; 2011 Qtr 3: 0; 2011 Qtr 4: 0 | 1
0 | 267034-High Refrigerant Charge Adjustment (>= ±20% rated charge) Resid MF CZ10 Vint05 |  | System | Residential | 13-MFM-ResidentialMulti-family-SP_COOL | 0 |  |  |  |  | 66.33 | 71.5 | 0 | 0 | 0 | -5.17 | 140.383 |  | kWh | 0.19848 | -0.066812 | Residential |  | Winter Only | [5 empty] | 10 | 0.78 |  |  |  | 1 | 2 | 0 | 0 | 0 | 0 | 0 | 0 | 0 | 0 | 0 | 0 | 2009 Qtr 1: 0; 2009 Qtr 2: 0; 2009 Qtr 3: 0; 2009 Qtr 4: 2; 2010 Qtr 1: 0; 2010 Qtr 2: 0; 2010 Qtr 3: 0; 2010 Qtr 4: 0; 2011 Qtr 1: 0; 2011 Qtr 2: 0; 2011 Qtr 3: 0; 2011 Qtr 4: 0 | 2
0 | 267042-Residential Condensor Coil Cleaning Resid MF CZ10 VintAll |  | System | Residential | 13-MFM-ResidentialMulti-family-SP_COOL | 0 |  |  |  |  | 50 | 50 | 0 | 0 | 0 | 0 | 180 |  | kWh | 0.2376 | 0 | Residential | [7 empty] | 3 | 0.78 |  |  |  | 1 | 1 | 0 | 0 | 0 | 0 | 0 | 0 | 0 | 0 | 0 | 0 | 2009 Qtr 1: 0; 2009 Qtr 2: 0; 2009 Qtr 3: 0; 2009 Qtr 4: 1; 2010 Qtr 1: 0; 2010 Qtr 2: 0; 2010 Qtr 3: 0; 2010 Qtr 4: 0; 2011 Qtr 1: 0; 2011 Qtr 2: 0; 2011 Qtr 3: 0; 2011 Qtr 4: 0 | 1
0 | 267034-High Refrigerant Charge Adjustment (>= ±20% rated charge) Resid MF CZ10 Vint05 |  | System | Residential | 13-MFM-ResidentialMulti-family-SP_COOL | 0 |  |  |  |  | 66.33 | 71.5 | 0 | 0 | 0 | -5.17 | 140.383 |  | kWh | 0.19848 | -0.066812 | Residential |  | Winter Only | [5 empty] | 10 | 0.78 |  |  |  | 1 | 2 | 0 | 0 | 0 | 0 | 0 | 0 | 0 | 0 | 0 | 0 | 2009 Qtr 1: 0; 2009 Qtr 2: 0; 2009 Qtr 3: 0; 2009 Qtr 4: 2; 2010 Qtr 1: 0; 2010 Qtr 2: 0; 2010 Qtr 3: 0; 2010 Qtr 4: 0; 2011 Qtr 1: 0; 2011 Qtr 2: 0; 2011 Qtr 3: 0; 2011 Qtr 4: 0 | 2
0 | 267042-Residential Condensor Coil Cleaning Resid MF CZ10 VintAll |  | System | Residential | 13-MFM-ResidentialMulti-family-SP_COOL | 0 |  |  |  |  | 50 | 50 | 0 | 0 | 0 | 0 | 180 |  | kWh | 0.2376 | 0 | Residential | [7 empty] | 3 | 0.78 |  |  |  | 1 | 1 | 0 | 0 | 0 | 0 | 0 | 0 | 0 | 0 | 0 | 0 | 2009 Qtr 1: 0; 2009 Qtr 2: 0; 2009 Qtr 3: 0; 2009 Qtr 4: 1; 2010 Qtr 1: 0; 2010 Qtr 2: 0; 2010 Qtr 3: 0; 2010 Qtr 4: 0; 2011 Qtr 1: 0; 2011 Qtr 2: 0; 2011 Qtr 3: 0; 2011 Qtr 4: 0 | 1
0 | 267034-High Refrigerant Charge Adjustment (>= ±20% rated charge) Resid MF CZ10 Vint05 |  | System | Residential | 13-MFM-ResidentialMulti-family-SP_COOL | 0 |  |  |  |  | 66.33 | 71.5 | 0 | 0 | 0 | -5.17 | 140.383 |  | kWh | 0.19848 | -0.066812 | Residential |  | Winter Only | [5 empty] | 10 | 0.78 |  |  |  | 1 | 2 | 0 | 0 | 0 | 0 | 0 | 0 | 0 | 0 | 0 | 0 | 2009 Qtr 1: 0; 2009 Qtr 2: 0; 2009 Qtr 3: 0; 2009 Qtr 4: 2; 2010 Qtr 1: 0; 2010 Qtr 2: 0; 2010 Qtr 3: 0; 2010 Qtr 4: 0; 2011 Qtr 1: 0; 2011 Qtr 2: 0; 2011 Qtr 3: 0; 2011 Qtr 4: 0 | 2
0 | 267042-Residential Condensor Coil Cleaning Resid MF CZ10 VintAll |  | System | Residential | 13-MFM-ResidentialMulti-family-SP_COOL | 0 |  |  |  |  | 50 | 50 | 0 | 0 | 0 | 0 | 180 |  | kWh | 0.2376 | 0 | Residential | [7 empty] | 3 | 0.78 |  |  |  | 1 | 1 | 0 | 0 | 0 | 0 | 0 | 0 | 0 | 0 | 0 | 0 | 2009 Qtr 1: 0; 2009 Qtr 2: 0; 2009 Qtr 3: 0; 2009 Qtr 4: 1; 2010 Qtr 1: 0; 2010 Qtr 2: 0; 2010 Qtr 3: 0; 2010 Qtr 4: 0; 2011 Qtr 1: 0; 2011 Qtr 2: 0; 2011 Qtr 3: 0; 2011 Qtr 4: 0 | 1
0 | 267034-High Refrigerant Charge Adjustment (>= ±20% rated charge) Resid MF CZ10 Vint05 |  | System | Residential | 13-MFM-ResidentialMulti-family-SP_COOL | 0 |  |  |  |  | 66.33 | 71.5 | 0 | 0 | 0 | -5.17 | 140.383 |  | kWh | 0.19848 | -0.066812 | Residential |  | Winter Only | [5 empty] | 10 | 0.78 |  |  |  | 1 | 2 | 0 | 0 | 0 | 0 | 0 | 0 | 0 | 0 | 0 | 0 | 2009 Qtr 1: 0; 2009 Qtr 2: 0; 2009 Qtr 3: 0; 2009 Qtr 4: 2; 2010 Qtr 1: 0; 2010 Qtr 2: 0; 2010 Qtr 3: 0; 2010 Qtr 4: 0; 2011 Qtr 1: 0; 2011 Qtr 2: 0; 2011 Qtr 3: 0; 2011 Qtr 4: 0 | 2
0 | 267042-Residential Condensor Coil Cleaning Resid MF CZ10 VintAll |  | System | Residential | 13-MFM-ResidentialMulti-family-SP_COOL | 0 |  |  |  |  | 50 | 50 | 0 | 0 | 0 | 0 | 180 |  | kWh | 0.2376 | 0 | Residential | [7 empty] | 3 | 0.78 |  |  |  | 1 | 1 | 0 | 0 | 0 | 0 | 0 | 0 | 0 | 0 | 0 | 0 | 2009 Qtr 1: 0; 2009 Qtr 2: 0; 2009 Qtr 3: 0; 2009 Qtr 4: 1; 2010 Qtr 1: 0; 2010 Qtr 2: 0; 2010 Qtr 3: 0; 2010 Qtr 4: 0; 2011 Qtr 1: 0; 2011 Qtr 2: 0; 2011 Qtr 3: 0; 2011 Qtr 4: 0 | 1
0 | 267042-Residential Condensor Coil Cleaning Resid MF CZ10 VintAll |  | System | Residential | 13-MFM-ResidentialMulti-family-SP_COOL | 0 |  |  |  |  | 50 | 50 | 0 | 0 | 0 | 0 | 180 |  | kWh | 0.2376 | 0 | Residential | [7 empty] | 3 | 0.78 |  |  |  | 1 | 1 | 0 | 0 | 0 | 0 | 0 | 0 | 0 | 0 | 0 | 0 | 2009 Qtr 1: 0; 2009 Qtr 2: 0; 2009 Qtr 3: 0; 2009 Qtr 4: 1; 2010 Qtr 1: 0; 2010 Qtr 2: 0; 2010 Qtr 3: 0; 2010 Qtr 4: 0; 2011 Qtr 1: 0; 2011 Qtr 2: 0; 2011 Qtr 3: 0; 2011 Qtr 4: 0 | 1
0 | 267034-High Refrigerant Charge Adjustment (>= ±20% rated charge) Resid MF CZ10 Vint05 |  | System | Residential | 13-MFM-ResidentialMulti-family-SP_COOL | 0 |  |  |  |  | 66.33 | 71.5 | 0 | 0 | 0 | -5.17 | 140.383 |  | kWh | 0.19848 | -0.066812 | Residential |  | Winter Only | [5 empty] | 10 | 0.78 |  |  |  | 1 | 2 | 0 | 0 | 0 | 0 | 0 | 0 | 0 | 0 | 0 | 0 | 2009 Qtr 1: 0; 2009 Qtr 2: 0; 2009 Qtr 3: 0; 2009 Qtr 4: 2; 2010 Qtr 1: 0; 2010 Qtr 2: 0; 2010 Qtr 3: 0; 2010 Qtr 4: 0; 2011 Qtr 1: 0; 2011 Qtr 2: 0; 2011 Qtr 3: 0; 2011 Qtr 4: 0 | 2
0 | 267042-Residential Condensor Coil Cleaning Resid MF CZ10 VintAll |  | System | Residential | 13-MFM-ResidentialMulti-family-SP_COOL | 0 |  |  |  |  | 50 | 50 | 0 | 0 | 0 | 0 | 180 |  | kWh | 0.2376 | 0 | Residential | [7 empty] | 3 | 0.78 |  |  |  | 1 | 1 | 0 | 0 | 0 | 0 | 0 | 0 | 0 | 0 | 0 | 0 | 2009 Qtr 1: 0; 2009 Qtr 2: 0; 2009 Qtr 3: 0; 2009 Qtr 4: 1; 2010 Qtr 1: 0; 2010 Qtr 2: 0; 2010 Qtr 3: 0; 2010 Qtr 4: 0; 2011 Qtr 1: 0; 2011 Qtr 2: 0; 2011 Qtr 3: 0; 2011 Qtr 4: 0 | 1
0 | 267034-High Refrigerant Charge Adjustment (>= ±20% rated charge) Resid MF CZ10 Vint05 |  | System | Residential | 13-MFM-ResidentialMulti-family-SP_COOL | 0 |  |  |  |  | 66.33 | 71.5 | 0 | 0 | 0 | -5.17 | 140.383 |  | kWh | 0.19848 | -0.066812 | Residential |  | Winter Only | [5 empty] | 10 | 0.78 |  |  |  | 1 | 2 | 0 | 0 | 0 | 0 | 0 | 0 | 0 | 0 | 0 | 0 | 2009 Qtr 1: 0; 2009 Qtr 2: 0; 2009 Qtr 3: 0; 2009 Qtr 4: 2; 2010 Qtr 1: 0; 2010 Qtr 2: 0; 2010 Qtr 3: 0; 2010 Qtr 4: 0; 2011 Qtr 1: 0; 2011 Qtr 2: 0; 2011 Qtr 3: 0; 2011 Qtr 4: 0 | 2
0 | 267042-Residential Condensor Coil Cleaning Resid MF CZ10 VintAll |  | System | Residential | 13-MFM-ResidentialMulti-family-SP_COOL | 0 |  |  |  |  | 50 | 50 | 0 | 0 | 0 | 0 | 180 |  | kWh | 0.2376 | 0 | Residential | [7 empty] | 3 | 0.78 |  |  |  | 1 | 1 | 0 | 0 | 0 | 0 | 0 | 0 | 0 | 0 | 0 | 0 | 2009 Qtr 1: 0; 2009 Qtr 2: 0; 2009 Qtr 3: 0; 2009 Qtr 4: 1; 2010 Qtr 1: 0; 2010 Qtr 2: 0; 2010 Qtr 3: 0; 2010 Qtr 4: 0; 2011 Qtr 1: 0; 2011 Qtr 2: 0; 2011 Qtr 3: 0; 2011 Qtr 4: 0 | 1
0 | 267002-High Refrigerant Charge Adjustment (>= ±20% rated charge) Resid SF CZ10 Vint04 |  | System | Residential | 26-SFM-ResidentialSingleFamily-SP_COOL | 0 |  |  |  |  | 65 | 71.5 | 0 | 0 | 0 | -6.5 | 205.771 |  | kWh | 0.22808 | -0.078078 | Residential |  | Winter Only | [5 empty] | 10 | 0.78 |  |  |  | 1 | 3 | 0 | 0 | 0 | 0 | 0 | 0 | 0 | 0 | 0 | 0 | 2009 Qtr 1: 0; 2009 Qtr 2: 0; 2009 Qtr 3: 0; 2009 Qtr 4: 3; 2010 Qtr 1: 0; 2010 Qtr 2: 0; 2010 Qtr 3: 0; 2010 Qtr 4: 0; 2011 Qtr 1: 0; 2011 Qtr 2: 0; 2011 Qtr 3: 0; 2011 Qtr 4: 0 | 3
0 | 267040-Residential Condensor Coil Cleaning Resid SF CZ10 VintAll |  | System | Residential | 26-SFM-ResidentialSingleFamily-SP_COOL | 0 |  |  |  |  | 50 | 50 | 0 | 0 | 0 | 0 | 270 |  | kWh | 0.3564 | 0 | Residential | [7 empty] | 3 | 0.78 |  |  |  | 1 | 1 | 0 | 0 | 0 | 0 | 0 | 0 | 0 | 0 | 0 | 0 | 2009 Qtr 1: 0; 2009 Qtr 2: 0; 2009 Qtr 3: 0; 2009 Qtr 4: 1; 2010 Qtr 1: 0; 2010 Qtr 2: 0; 2010 Qtr 3: 0; 2010 Qtr 4: 0; 2011 Qtr 1: 0; 2011 Qtr 2: 0; 2011 Qtr 3: 0; 2011 Qtr 4: 0 | 1
0 | 267002-High Refrigerant Charge Adjustment (>= ±20% rated charge) Resid SF CZ10 Vint04 |  | System | Residential | 26-SFM-ResidentialSingleFamily-SP_COOL | 0 |  |  |  |  | 65 | 71.5 | 0 | 0 | 0 | -6.5 | 205.771 |  | kWh | 0.22808 | -0.078078 | Residential |  | Winter Only | [5 empty] | 10 | 0.78 |  |  |  | 1 | 3 | 0 | 0 | 0 | 0 | 0 | 0 | 0 | 0 | 0 | 0 | 2009 Qtr 1: 0; 2009 Qtr 2: 0; 2009 Qtr 3: 0; 2009 Qtr 4: 3; 2010 Qtr 1: 0; 2010 Qtr 2: 0; 2010 Qtr 3: 0; 2010 Qtr 4: 0; 2011 Qtr 1: 0; 2011 Qtr 2: 0; 2011 Qtr 3: 0; 2011 Qtr 4: 0 | 3
0 | 267040-Residential Condensor Coil Cleaning Resid SF CZ10 VintAll |  | System | Residential | 26-SFM-ResidentialSingleFamily-SP_COOL | 0 |  |  |  |  | 50 | 50 | 0 | 0 | 0 | 0 | 270 |  | kWh | 0.3564 | 0 | Residential | [7 empty] | 3 | 0.78 |  |  |  | 1 | 1 | 0 | 0 | 0 | 0 | 0 | 0 | 0 | 0 | 0 | 0 | 2009 Qtr 1: 0; 2009 Qtr 2: 0; 2009 Qtr 3: 0; 2009 Qtr 4: 1; 2010 Qtr 1: 0; 2010 Qtr 2: 0; 2010 Qtr 3: 0; 2010 Qtr 4: 0; 2011 Qtr 1: 0; 2011 Qtr 2: 0; 2011 Qtr 3: 0; 2011 Qtr 4: 0 | 1
0 | 267002-High Refrigerant Charge Adjustment (>= ±20% rated charge) Resid SF CZ10 Vint04 |  | System | Residential | 26-SFM-ResidentialSingleFamily-SP_COOL | 0 |  |  |  |  | 65 | 89.375 | 0 | 0 | 0 | -24.375 | 205.771 |  | kWh | 0.22808 | -0.078078 | Residential |  | Winter Only | [5 empty] | 10 | 0.78 |  |  |  | 1 | 2 | 0 | 0 | 0 | 0 | 0 | 0 | 0 | 0 | 0 | 0 | 2009 Qtr 1: 0; 2009 Qtr 2: 0; 2009 Qtr 3: 0; 2009 Qtr 4: 2; 2010 Qtr 1: 0; 2010 Qtr 2: 0; 2010 Qtr 3: 0; 2010 Qtr 4: 0; 2011 Qtr 1: 0; 2011 Qtr 2: 0; 2011 Qtr 3: 0; 2011 Qtr 4: 0 | 2
0 | 267040-Residential Condensor Coil Cleaning Resid SF CZ10 VintAll |  | System | Residential | 26-SFM-ResidentialSingleFamily-SP_COOL | 0 |  |  |  |  | 50 | 50 | 0 | 0 | 0 | 0 | 270 |  | kWh | 0.3564 | 0 | Residential | [7 empty] | 3 | 0.78 |  |  |  | 1 | 1 | 0 | 0 | 0 | 0 | 0 | 0 | 0 | 0 | 0 | 0 | 2009 Qtr 1: 0; 2009 Qtr 2: 0; 2009 Qtr 3: 0; 2009 Qtr 4: 1; 2010 Qtr 1: 0; 2010 Qtr 2: 0; 2010 Qtr 3: 0; 2010 Qtr 4: 0; 2011 Qtr 1: 0; 2011 Qtr 2: 0; 2011 Qtr 3: 0; 2011 Qtr 4: 0 | 1
0 | 267001-High Refrigerant Charge Adjustment (>= ±20% rated charge) Resid SFCZ10 Vint03 |  | System | Residential | 26-SFM-ResidentialSingleFamily-SP_COOL | 0 |  |  |  |  | 65 | 71.5 | 0 | 0 | 0 | -6.5 | 248.449 |  | kWh | 0.18306 | -0.066637 | Residential |  | Winter Only | [5 empty] | 10 | 0.78 |  |  |  | 1 | 4 | 0 | 0 | 0 | 0 | 0 | 0 | 0 | 0 | 0 | 0 | 2009 Qtr 1: 0; 2009 Qtr 2: 0; 2009 Qtr 3: 0; 2009 Qtr 4: 4; 2010 Qtr 1: 0; 2010 Qtr 2: 0; 2010 Qtr 3: 0; 2010 Qtr 4: 0; 2011 Qtr 1: 0; 2011 Qtr 2: 0; 2011 Qtr 3: 0; 2011 Qtr 4: 0 | 4
0 | 267040-Residential Condensor Coil Cleaning Resid SF CZ10 VintAll |  | System | Residential | 26-SFM-ResidentialSingleFamily-SP_COOL | 0 |  |  |  |  | 50 | 50 | 0 | 0 | 0 | 0 | 270 |  | kWh | 0.3564 | 0 | Residential | [7 empty] | 3 | 0.78 |  |  |  | 1 | 1 | 0 | 0 | 0 | 0 | 0 | 0 | 0 | 0 | 0 | 0 | 2009 Qtr 1: 0; 2009 Qtr 2: 0; 2009 Qtr 3: 0; 2009 Qtr 4: 1; 2010 Qtr 1: 0; 2010 Qtr 2: 0; 2010 Qtr 3: 0; 2010 Qtr 4: 0; 2011 Qtr 1: 0; 2011 Qtr 2: 0; 2011 Qtr 3: 0; 2011 Qtr 4: 0 | 1
0 | 267001-High Refrigerant Charge Adjustment (>= ±20% rated charge) Resid SFCZ10 Vint03 |  | System | Residential | 26-SFM-ResidentialSingleFamily-SP_COOL | 0 |  |  |  |  | 65 | 71.5 | 0 | 0 | 0 | -6.5 | 248.449 |  | kWh | 0.18306 | -0.066637 | Residential |  | Winter Only | [5 empty] | 10 | 0.78 |  |  |  | 1 | 4 | 0 | 0 | 0 | 0 | 0 | 0 | 0 | 0 | 0 | 0 | 2009 Qtr 1: 0; 2009 Qtr 2: 0; 2009 Qtr 3: 0; 2009 Qtr 4: 4; 2010 Qtr 1: 0; 2010 Qtr 2: 0; 2010 Qtr 3: 0; 2010 Qtr 4: 0; 2011 Qtr 1: 0; 2011 Qtr 2: 0; 2011 Qtr 3: 0; 2011 Qtr 4: 0 | 4
0 | 267040-Residential Condensor Coil Cleaning Resid SF CZ10 VintAll |  | System | Residential | 26-SFM-ResidentialSingleFamily-SP_COOL | 0 |  |  |  |  | 50 | 50 | 0 | 0 | 0 | 0 | 270 |  | kWh | 0.3564 | 0 | Residential | [7 empty] | 3 | 0.78 |  |  |  | 1 | 1 | 0 | 0 | 0 | 0 | 0 | 0 | 0 | 0 | 0 | 0 | 2009 Qtr 1: 0; 2009 Qtr 2: 0; 2009 Qtr 3: 0; 2009 Qtr 4: 1; 2010 Qtr 1: 0; 2010 Qtr 2: 0; 2010 Qtr 3: 0; 2010 Qtr 4: 0; 2011 Qtr 1: 0; 2011 Qtr 2: 0; 2011 Qtr 3: 0; 2011 Qtr 4: 0 | 1
0 | 267002-High Refrigerant Charge Adjustment (>= ±20% rated charge) Resid SF CZ10 Vint04 |  | System | Residential | 26-SFM-ResidentialSingleFamily-SP_COOL | 0 |  |  |  |  | 65 | 71.5 | 0 | 0 | 0 | -6.5 | 205.771 |  | kWh | 0.22808 | -0.078078 | Residential |  | Winter Only | [5 empty] | 10 | 0.78 |  |  |  | 1 | 3 | 0 | 0 | 0 | 0 | 0 | 0 | 0 | 0 | 0 | 0 | 2009 Qtr 1: 0; 2009 Qtr 2: 0; 2009 Qtr 3: 0; 2009 Qtr 4: 3; 2010 Qtr 1: 0; 2010 Qtr 2: 0; 2010 Qtr 3: 0; 2010 Qtr 4: 0; 2011 Qtr 1: 0; 2011 Qtr 2: 0; 2011 Qtr 3: 0; 2011 Qtr 4: 0 | 3
0 | 267040-Residential Condensor Coil Cleaning Resid SF CZ10 VintAll |  | System | Residential | 26-SFM-ResidentialSingleFamily-SP_COOL | 0 |  |  |  |  | 50 | 50 | 0 | 0 | 0 | 0 | 270 |  | kWh | 0.3564 | 0 | Residential | [7 empty] | 3 | 0.78 |  |  |  | 1 | 1 | 0 | 0 | 0 | 0 | 0 | 0 | 0 | 0 | 0 | 0 | 2009 Qtr 1: 0; 2009 Qtr 2: 0; 2009 Qtr 3: 0; 2009 Qtr 4: 1; 2010 Qtr 1: 0; 2010 Qtr 2: 0; 2010 Qtr 3: 0; 2010 Qtr 4: 0; 2011 Qtr 1: 0; 2011 Qtr 2: 0; 2011 Qtr 3: 0; 2011 Qtr 4: 0 | 1
0 | 267002-High Refrigerant Charge Adjustment (>= ±20% rated charge) Resid SF CZ10 Vint04 |  | System | Residential | 26-SFM-ResidentialSingleFamily-SP_COOL | 0 |  |  |  |  | 65 | 71.5 | 0 | 0 | 0 | -6.5 | 205.771 |  | kWh | 0.22808 | -0.078078 | Residential |  | Winter Only | [5 empty] | 10 | 0.78 |  |  |  | 1 | 3 | 0 | 0 | 0 | 0 | 0 | 0 | 0 | 0 | 0 | 0 | 2009 Qtr 1: 0; 2009 Qtr 2: 0; 2009 Qtr 3: 0; 2009 Qtr 4: 3; 2010 Qtr 1: 0; 2010 Qtr 2: 0; 2010 Qtr 3: 0; 2010 Qtr 4: 0; 2011 Qtr 1: 0; 2011 Qtr 2: 0; 2011 Qtr 3: 0; 2011 Qtr 4: 0 | 3
0 | 267040-Residential Condensor Coil Cleaning Resid SF CZ10 VintAll |  | System | Residential | 26-SFM-ResidentialSingleFamily-SP_COOL | 0 |  |  |  |  | 50 | 50 | 0 | 0 | 0 | 0 | 270 |  | kWh | 0.3564 | 0 | Residential | [7 empty] | 3 | 0.78 |  |  |  | 1 | 1 | 0 | 0 | 0 | 0 | 0 | 0 | 0 | 0 | 0 | 0 | 2009 Qtr 1: 0; 2009 Qtr 2: 0; 2009 Qtr 3: 0; 2009 Qtr 4: 1; 2010 Qtr 1: 0; 2010 Qtr 2: 0; 2010 Qtr 3: 0; 2010 Qtr 4: 0; 2011 Qtr 1: 0; 2011 Qtr 2: 0; 2011 Qtr 3: 0; 2011 Qtr 4: 0 | 1
0 | 267009-Duct Sealing (Total Leakage Reduced from 40% of AHU flow to 12%) Resid SF CZ10 Vint03 |  | System | Residential | 26-SFM-ResidentialSingleFamily-SP_COOL | 0 |  |  |  |  | 106.2381 | 380 | 0 | 0 | 0 | -273.7619 | 234.764 |  | kWh | 0.17708 | 21.4199 | Residential |  | Winter Only | [5 empty] | 18 | 0.78 |  |  |  | 0.5 | 1 | 0 | 0 | 0 | 0 | 0 | 0 | 0 | 0 | 0 | 0 | 2009 Qtr 1: 0; 2009 Qtr 2: 0; 2009 Qtr 3: 0; 2009 Qtr 4: 1; 2010 Qtr 1: 0; 2010 Qtr 2: 0; 2010 Qtr 3: 0; 2010 Qtr 4: 0; 2011 Qtr 1: 0; 2011 Qtr 2: 0; 2011 Qtr 3: 0; 2011 Qtr 4: 0 | 1
0 | 267009-Duct Sealing (Total Leakage Reduced from 40% of AHU flow to 12%) Resid SF CZ10 Vint03 |  | System | Residential | 26-SFM-ResidentialSingleFamily-SP_COOL | 0 |  |  |  |  | 106.2381 | 380 | 0 | 0 | 0 | -273.7619 | 234.764 |  | kWh | 0.17708 | 21.4199 | Residential |  | Winter Only | [5 empty] | 18 | 0.78 |  |  |  | 0.5 | 1 | 0 | 0 | 0 | 0 | 0 | 0 | 0 | 0 | 0 | 0 | 2009 Qtr 1: 0; 2009 Qtr 2: 0; 2009 Qtr 3: 0; 2009 Qtr 4: 1; 2010 Qtr 1: 0; 2010 Qtr 2: 0; 2010 Qtr 3: 0; 2010 Qtr 4: 0; 2011 Qtr 1: 0; 2011 Qtr 2: 0; 2011 Qtr 3: 0; 2011 Qtr 4: 0 | 1
0 | 267010-Duct Sealing (Total Leakage Reduced from 40% of AHU flow to 12%) Resid SF CZ10 Vint04 |  | System | Residential | 26-SFM-ResidentialSingleFamily-SP_COOL | 0 |  |  |  |  | 106.8728 | 236.6667 | 0 | 0 | 0 | -129.7939 | 181.333 |  | kWh | 0.24097 | 10.7341 | Residential |  | Winter Only | [5 empty] | 18 | 0.78 |  |  |  | 0 | 3 | 0 | 0 | 0 | 0 | 0 | 0 | 0 | 0 | 0 | 0 | 2009 Qtr 1: 0; 2009 Qtr 2: 0; 2009 Qtr 3: 0; 2009 Qtr 4: 3; 2010 Qtr 1: 0; 2010 Qtr 2: 0; 2010 Qtr 3: 0; 2010 Qtr 4: 0; 2011 Qtr 1: 0; 2011 Qtr 2: 0; 2011 Qtr 3: 0; 2011 Qtr 4: 0 | 3
0 | 267010-Duct Sealing (Total Leakage Reduced from 40% of AHU flow to 12%) Resid SF CZ10 Vint04 |  | System | Residential | 26-SFM-ResidentialSingleFamily-SP_COOL | 0 |  |  |  |  | 106.8728 | 236.6667 | 0 | 0 | 0 | -129.7939 | 181.333 |  | kWh | 0.24097 | 10.7341 | Residential |  | Winter Only | [5 empty] | 18 | 0.78 |  |  |  | 0 | 3 | 0 | 0 | 0 | 0 | 0 | 0 | 0 | 0 | 0 | 0 | 2009 Qtr 1: 0; 2009 Qtr 2: 0; 2009 Qtr 3: 0; 2009 Qtr 4: 3; 2010 Qtr 1: 0; 2010 Qtr 2: 0; 2010 Qtr 3: 0; 2010 Qtr 4: 0; 2011 Qtr 1: 0; 2011 Qtr 2: 0; 2011 Qtr 3: 0; 2011 Qtr 4: 0 | 3
0 | 267030-Commercial HVAC Diagnostic/Tune-up Com All CZ10 VintAll |  | System | Commercial | 01-ALC-AllCommercial-Cooling | 0 |  |  |  |  | 67.6133 | 96.2935 | 0 | 0 | 0 | -28.6802 | 214 |  | kWh | 0.15 | 0 | Commercial | [7 empty] | 10 | 0.85 |  |  |  | 1 | 2.01 | 0 | 0 | 0 | 0 | 0 | 0 | 0 | 0 | 0 | 0 | 2009 Qtr 1: 0; 2009 Qtr 2: 0; 2009 Qtr 3: 0; 2009 Qtr 4: 2.01; 2010 Qtr 1: 0; 2010 Qtr 2: 0; 2010 Qtr 3: 0; 2010 Qtr 4: 0; 2011 Qtr 1: 0; 2011 Qtr 2: 0; 2011 Qtr 3: 0; 2011 Qtr 4: 0 | 2.01
0 | 267045-Commercial Condensor Coil Cleaning (all units - savings at 50% of DEER) Com All CZ10 VintAll |  | System | Commercial | 01-ALC-AllCommercial-Cooling | 0 |  |  |  |  | 10 | 11.6667 | 0 | 0 | 0 | -1.6667 | 74 |  | kWh | 0.0665 | 0 | Commercial | [7 empty] | 3 | 0.78 |  |  |  | 1 | 3 | 0 | 0 | 0 | 0 | 0 | 0 | 0 | 0 | 0 | 0 | 2009 Qtr 1: 0; 2009 Qtr 2: 0; 2009 Qtr 3: 0; 2009 Qtr 4: 3; 2010 Qtr 1: 0; 2010 Qtr 2: 0; 2010 Qtr 3: 0; 2010 Qtr 4: 0; 2011 Qtr 1: 0; 2011 Qtr 2: 0; 2011 Qtr 3: 0; 2011 Qtr 4: 0 | 3
0 | 267045-Commercial Condensor Coil Cleaning (all units - savings at 50% of DEER) Com All CZ10 VintAll |  | System | Commercial | 01-ALC-AllCommercial-Cooling | 0 |  |  |  |  | 10 | 10 | 0 | 0 | 0 | 0 | 74 |  | kWh | 0.0665 | 0 | Commercial | [7 empty] | 3 | 0.78 |  |  |  | 1 | 3 | 0 | 0 | 0 | 0 | 0 | 0 | 0 | 0 | 0 | 0 | 2009 Qtr 1: 0; 2009 Qtr 2: 0; 2009 Qtr 3: 0; 2009 Qtr 4: 3; 2010 Qtr 1: 0; 2010 Qtr 2: 0; 2010 Qtr 3: 0; 2010 Qtr 4: 0; 2011 Qtr 1: 0; 2011 Qtr 2: 0; 2011 Qtr 3: 0; 2011 Qtr 4: 0 | 3
0 | 267045-Commercial Condensor Coil Cleaning (all units - savings at 50% of DEER) Com All CZ10 VintAll |  | System | Commercial | 01-ALC-AllCommercial-Cooling | 0 |  |  |  |  | 10 | 10 | 0 | 0 | 0 | 0 | 74 |  | kWh | 0.0665 | 0 | Commercial | [7 empty] | 3 | 0.78 |  |  |  | 1 | 3 | 0 | 0 | 0 | 0 | 0 | 0 | 0 | 0 | 0 | 0 | 2009 Qtr 1: 0; 2009 Qtr 2: 0; 2009 Qtr 3: 0; 2009 Qtr 4: 3; 2010 Qtr 1: 0; 2010 Qtr 2: 0; 2010 Qtr 3: 0; 2010 Qtr 4: 0; 2011 Qtr 1: 0; 2011 Qtr 2: 0; 2011 Qtr 3: 0; 2011 Qtr 4: 0 | 3
0 | 267030-Commercial HVAC Diagnostic/Tune-up Com All CZ10 VintAll |  | System | Commercial | 01-ALC-AllCommercial-Cooling | 0 |  |  |  |  | 67.6133 | 82.5373 | 0 | 0 | 0 | -14.924 | 214 |  | kWh | 0.15 | 0 | Commercial | [7 empty] | 10 | 0.85 |  |  |  | 1 | 2.01 | 0 | 0 | 0 | 0 | 0 | 0 | 0 | 0 | 0 | 0 | 2009 Qtr 1: 0; 2009 Qtr 2: 0; 2009 Qtr 3: 0; 2009 Qtr 4: 2.01; 2010 Qtr 1: 0; 2010 Qtr 2: 0; 2010 Qtr 3: 0; 2010 Qtr 4: 0; 2011 Qtr 1: 0; 2011 Qtr 2: 0; 2011 Qtr 3: 0; 2011 Qtr 4: 0 | 2.01
0 | 267045-Commercial Condensor Coil Cleaning (all units - savings at 50% of DEER) Com All CZ10 VintAll |  | System | Commercial | 01-ALC-AllCommercial-Cooling | 0 |  |  |  |  | 10 | 10 | 0 | 0 | 0 | 0 | 74 |  | kWh | 0.0665 | 0 | Commercial | [7 empty] | 3 | 0.78 |  |  |  | 1 | 3 | 0 | 0 | 0 | 0 | 0 | 0 | 0 | 0 | 0 | 0 | 2009 Qtr 1: 0; 2009 Qtr 2: 0; 2009 Qtr 3: 0; 2009 Qtr 4: 3; 2010 Qtr 1: 0; 2010 Qtr 2: 0; 2010 Qtr 3: 0; 2010 Qtr 4: 0; 2011 Qtr 1: 0; 2011 Qtr 2: 0; 2011 Qtr 3: 0; 2011 Qtr 4: 0 | 3
0 | 267030-Commercial HVAC Diagnostic/Tune-up Com All CZ10 VintAll |  | System | Commercial | 01-ALC-AllCommercial-Cooling | 0 |  |  |  |  | 67.6133 | 82.5373 | 0 | 0 | 0 | -14.924 | 214 |  | kWh | 0.15 | 0 | Commercial | [7 empty] | 10 | 0.85 |  |  |  | 1 | 2.01 | 0 | 0 | 0 | 0 | 0 | 0 | 0 | 0 | 0 | 0 | 2009 Qtr 1: 0; 2009 Qtr 2: 0; 2009 Qtr 3: 0; 2009 Qtr 4: 2.01; 2010 Qtr 1: 0; 2010 Qtr 2: 0; 2010 Qtr 3: 0; 2010 Qtr 4: 0; 2011 Qtr 1: 0; 2011 Qtr 2: 0; 2011 Qtr 3: 0; 2011 Qtr 4: 0 | 2.01
0 | 267045-Commercial Condensor Coil Cleaning (all units - savings at 50% of DEER) Com All CZ10 VintAll |  | System | Commercial | 01-ALC-AllCommercial-Cooling | 0 |  |  |  |  | 10 | 10 | 0 | 0 | 0 | 0 | 74 |  | kWh | 0.0665 | 0 | Commercial | [7 empty] | 3 | 0.78 |  |  |  | 1 | 3 | 0 | 0 | 0 | 0 | 0 | 0 | 0 | 0 | 0 | 0 | 2009 Qtr 1: 0; 2009 Qtr 2: 0; 2009 Qtr 3: 0; 2009 Qtr 4: 3; 2010 Qtr 1: 0; 2010 Qtr 2: 0; 2010 Qtr 3: 0; 2010 Qtr 4: 0; 2011 Qtr 1: 0; 2011 Qtr 2: 0; 2011 Qtr 3: 0; 2011 Qtr 4: 0 | 3
0 | 267030-Commercial HVAC Diagnostic/Tune-up Com All CZ10 VintAll |  | System | Commercial | 01-ALC-AllCommercial-Cooling | 0 |  |  |  |  | 67.6133 | 82.5373 | 0 | 0 | 0 | -14.924 | 214 |  | kWh | 0.15 | 0 | Commercial | [7 empty] | 10 | 0.85 |  |  |  | 1 | 2.01 | 0 | 0 | 0 | 0 | 0 | 0 | 0 | 0 | 0 | 0 | 2009 Qtr 1: 0; 2009 Qtr 2: 0; 2009 Qtr 3: 0; 2009 Qtr 4: 2.01; 2010 Qtr 1: 0; 2010 Qtr 2: 0; 2010 Qtr 3: 0; 2010 Qtr 4: 0; 2011 Qtr 1: 0; 2011 Qtr 2: 0; 2011 Qtr 3: 0; 2011 Qtr 4: 0 | 2.01
0 | 267045-Commercial Condensor Coil Cleaning (all units - savings at 50% of DEER) Com All CZ10 VintAll |  | System | Commercial | 01-ALC-AllCommercial-Cooling | 0 |  |  |  |  | 10 | 10 | 0 | 0 | 0 | 0 | 74 |  | kWh | 0.0665 | 0 | Commercial | [7 empty] | 3 | 0.78 |  |  |  | 1 | 3 | 0 | 0 | 0 | 0 | 0 | 0 | 0 | 0 | 0 | 0 | 2009 Qtr 1: 0; 2009 Qtr 2: 0; 2009 Qtr 3: 0; 2009 Qtr 4: 3; 2010 Qtr 1: 0; 2010 Qtr 2: 0; 2010 Qtr 3: 0; 2010 Qtr 4: 0; 2011 Qtr 1: 0; 2011 Qtr 2: 0; 2011 Qtr 3: 0; 2011 Qtr 4: 0 | 3
0 | 267030-Commercial HVAC Diagnostic/Tune-up Com All CZ10 VintAll |  | System | Commercial | 01-ALC-AllCommercial-Cooling | 0 |  |  |  |  | 67.6133 | 82.5373 | 0 | 0 | 0 | -14.924 | 214 |  | kWh | 0.15 | 0 | Commercial | [7 empty] | 10 | 0.85 |  |  |  | 1 | 2.01 | 0 | 0 | 0 | 0 | 0 | 0 | 0 | 0 | 0 | 0 | 2009 Qtr 1: 0; 2009 Qtr 2: 0; 2009 Qtr 3: 0; 2009 Qtr 4: 2.01; 2010 Qtr 1: 0; 2010 Qtr 2: 0; 2010 Qtr 3: 0; 2010 Qtr 4: 0; 2011 Qtr 1: 0; 2011 Qtr 2: 0; 2011 Qtr 3: 0; 2011 Qtr 4: 0 | 2.01
0 | 267045-Commercial Condensor Coil Cleaning (all units - savings at 50% of DEER) Com All CZ10 VintAll |  | System | Commercial | 01-ALC-AllCommercial-Cooling | 0 |  |  |  |  | 10 | 10 | 0 | 0 | 0 | 0 | 74 |  | kWh | 0.0665 | 0 | Commercial | [7 empty] | 3 | 0.78 |  |  |  | 1 | 3 | 0 | 0 | 0 | 0 | 0 | 0 | 0 | 0 | 0 | 0 | 2009 Qtr 1: 0; 2009 Qtr 2: 0; 2009 Qtr 3: 0; 2009 Qtr 4: 3; 2010 Qtr 1: 0; 2010 Qtr 2: 0; 2010 Qtr 3: 0; 2010 Qtr 4: 0; 2011 Qtr 1: 0; 2011 Qtr 2: 0; 2011 Qtr 3: 0; 2011 Qtr 4: 0 | 3
0 | 267030-Commercial HVAC Diagnostic/Tune-up Com All CZ10 VintAll |  | System | Commercial | 01-ALC-AllCommercial-Cooling | 0 |  |  |  |  | 67.6133 | 82.5373 | 0 | 0 | 0 | -14.924 | 214 |  | kWh | 0.15 | 0 | Commercial | [7 empty] | 10 | 0.85 |  |  |  | 1 | 3.35 | 0 | 0 | 0 | 0 | 0 | 0 | 0 | 0 | 0 | 0 | 2009 Qtr 1: 0; 2009 Qtr 2: 0; 2009 Qtr 3: 0; 2009 Qtr 4: 3.35; 2010 Qtr 1: 0; 2010 Qtr 2: 0; 2010 Qtr 3: 0; 2010 Qtr 4: 0; 2011 Qtr 1: 0; 2011 Qtr 2: 0; 2011 Qtr 3: 0; 2011 Qtr 4: 0 | 3.35
0 | 267045-Commercial Condensor Coil Cleaning (all units - savings at 50% of DEER) Com All CZ10 VintAll |  | System | Commercial | 01-ALC-AllCommercial-Cooling | 0 |  |  |  |  | 10 | 10 | 0 | 0 | 0 | 0 | 74 |  | kWh | 0.0665 | 0 | Commercial | [7 empty] | 3 | 0.78 |  |  |  | 1 | 5 | 0 | 0 | 0 | 0 | 0 | 0 | 0 | 0 | 0 | 0 | 2009 Qtr 1: 0; 2009 Qtr 2: 0; 2009 Qtr 3: 0; 2009 Qtr 4: 5; 2010 Qtr 1: 0; 2010 Qtr 2: 0; 2010 Qtr 3: 0; 2010 Qtr 4: 0; 2011 Qtr 1: 0; 2011 Qtr 2: 0; 2011 Qtr 3: 0; 2011 Qtr 4: 0 | 5
0 | 267030-Commercial HVAC Diagnostic/Tune-up Com All CZ10 VintAll |  | System | Commercial | 01-ALC-AllCommercial-Cooling | 0 |  |  |  |  | 67.6133 | 82.5373 | 0 | 0 | 0 | -14.924 | 214 |  | kWh | 0.15 | 0 | Commercial | [7 empty] | 10 | 0.85 |  |  |  | 1 | 2.01 | 0 | 0 | 0 | 0 | 0 | 0 | 0 | 0 | 0 | 0 | 2009 Qtr 1: 0; 2009 Qtr 2: 0; 2009 Qtr 3: 0; 2009 Qtr 4: 2.01; 2010 Qtr 1: 0; 2010 Qtr 2: 0; 2010 Qtr 3: 0; 2010 Qtr 4: 0; 2011 Qtr 1: 0; 2011 Qtr 2: 0; 2011 Qtr 3: 0; 2011 Qtr 4: 0 | 2.01
0 | 267045-Commercial Condensor Coil Cleaning (all units - savings at 50% of DEER) Com All CZ10 VintAll |  | System | Commercial | 01-ALC-AllCommercial-Cooling | 0 |  |  |  |  | 10 | 10 | 0 | 0 | 0 | 0 | 74 |  | kWh | 0.0665 | 0 | Commercial | [7 empty] | 3 | 0.78 |  |  |  | 1 | 3 | 0 | 0 | 0 | 0 | 0 | 0 | 0 | 0 | 0 | 0 | 2009 Qtr 1: 0; 2009 Qtr 2: 0; 2009 Qtr 3: 0; 2009 Qtr 4: 3; 2010 Qtr 1: 0; 2010 Qtr 2: 0; 2010 Qtr 3: 0; 2010 Qtr 4: 0; 2011 Qtr 1: 0; 2011 Qtr 2: 0; 2011 Qtr 3: 0; 2011 Qtr 4: 0 | 3
0 | 267044-Commercial Condensor Coil Cleaning (all units - savings at 50% of DEER) Com All CZ07 VintAll |  | System | Commercial | 01-ALC-AllCommercial-Cooling | 0 |  |  |  |  | 9.9998 | 10 | 0 | 0 | 0 | -0.0002249 | 60 |  | kWh | 0.047 | 0 | Commercial | [7 empty] | 3 | 0.78 |  |  |  | 1 | 2 | 0 | 0 | 0 | 0 | 0 | 0 | 0 | 0 | 0 | 0 | 2009 Qtr 1: 0; 2009 Qtr 2: 0; 2009 Qtr 3: 0; 2009 Qtr 4: 2; 2010 Qtr 1: 0; 2010 Qtr 2: 0; 2010 Qtr 3: 0; 2010 Qtr 4: 0; 2011 Qtr 1: 0; 2011 Qtr 2: 0; 2011 Qtr 3: 0; 2011 Qtr 4: 0 | 2
0 | 267029-Commercial HVAC Diagnostic/Tune-up Com All CZ07 VintAll |  | System | Commercial | 01-ALC-AllCommercial-Cooling | 0 |  |  |  |  | 72.1918 | 96.2935 | 0 | 0 | 0 | -24.1017 | 60.0094 |  | kWh | 0.046765 | 0 | Commercial | [7 empty] | 10 | 0.85 |  |  |  | 1 | 2.01 | 0 | 0 | 0 | 0 | 0 | 0 | 0 | 0 | 0 | 0 | 2009 Qtr 1: 0; 2009 Qtr 2: 0; 2009 Qtr 3: 0; 2009 Qtr 4: 2.01; 2010 Qtr 1: 0; 2010 Qtr 2: 0; 2010 Qtr 3: 0; 2010 Qtr 4: 0; 2011 Qtr 1: 0; 2011 Qtr 2: 0; 2011 Qtr 3: 0; 2011 Qtr 4: 0 | 2.01
0 | 267044-Commercial Condensor Coil Cleaning (all units - savings at 50% of DEER) Com All CZ07 VintAll |  | System | Commercial | 01-ALC-AllCommercial-Cooling | 0 |  |  |  |  | 9.9998 | 11.6667 | 0 | 0 | 0 | -1.6669 | 60 |  | kWh | 0.047 | 0 | Commercial | [7 empty] | 3 | 0.78 |  |  |  | 1 | 3 | 0 | 0 | 0 | 0 | 0 | 0 | 0 | 0 | 0 | 0 | 2009 Qtr 1: 0; 2009 Qtr 2: 0; 2009 Qtr 3: 0; 2009 Qtr 4: 3; 2010 Qtr 1: 0; 2010 Qtr 2: 0; 2010 Qtr 3: 0; 2010 Qtr 4: 0; 2011 Qtr 1: 0; 2011 Qtr 2: 0; 2011 Qtr 3: 0; 2011 Qtr 4: 0 | 3
0 | 267029-Commercial HVAC Diagnostic/Tune-up Com All CZ07 VintAll |  | System | Commercial | 01-ALC-AllCommercial-Cooling | 0 |  |  |  |  | 72.1918 | 82.5373 | 0 | 0 | 0 | -10.3455 | 60.0094 |  | kWh | 0.046765 | 0 | Commercial | [7 empty] | 10 | 0.85 |  |  |  | 1 | 1.34 | 0 | 0 | 0 | 0 | 0 | 0 | 0 | 0 | 0 | 0 | 2009 Qtr 1: 0; 2009 Qtr 2: 0; 2009 Qtr 3: 0; 2009 Qtr 4: 1.34; 2010 Qtr 1: 0; 2010 Qtr 2: 0; 2010 Qtr 3: 0; 2010 Qtr 4: 0; 2011 Qtr 1: 0; 2011 Qtr 2: 0; 2011 Qtr 3: 0; 2011 Qtr 4: 0 | 1.34
0 | 267044-Commercial Condensor Coil Cleaning (all units - savings at 50% of DEER) Com All CZ07 VintAll |  | System | Commercial | 01-ALC-AllCommercial-Cooling | 0 |  |  |  |  | 9.9998 | 10 | 0 | 0 | 0 | -0.0002249 | 60 |  | kWh | 0.047 | 0 | Commercial | [7 empty] | 3 | 0.78 |  |  |  | 1 | 2 | 0 | 0 | 0 | 0 | 0 | 0 | 0 | 0 | 0 | 0 | 2009 Qtr 1: 0; 2009 Qtr 2: 0; 2009 Qtr 3: 0; 2009 Qtr 4: 2; 2010 Qtr 1: 0; 2010 Qtr 2: 0; 2010 Qtr 3: 0; 2010 Qtr 4: 0; 2011 Qtr 1: 0; 2011 Qtr 2: 0; 2011 Qtr 3: 0; 2011 Qtr 4: 0 | 2
0 | 267029-Commercial HVAC Diagnostic/Tune-up Com All CZ07 VintAll |  | System | Commercial | 01-ALC-AllCommercial-Cooling | 0 |  |  |  |  | 72.1918 | 82.5373 | 0 | 0 | 0 | -10.3455 | 60.0094 |  | kWh | 0.046765 | 0 | Commercial | [7 empty] | 10 | 0.85 |  |  |  | 1 | 1.34 | 0 | 0 | 0 | 0 | 0 | 0 | 0 | 0 | 0 | 0 | 2009 Qtr 1: 0; 2009 Qtr 2: 0; 2009 Qtr 3: 0; 2009 Qtr 4: 1.34; 2010 Qtr 1: 0; 2010 Qtr 2: 0; 2010 Qtr 3: 0; 2010 Qtr 4: 0; 2011 Qtr 1: 0; 2011 Qtr 2: 0; 2011 Qtr 3: 0; 2011 Qtr 4: 0 | 1.34
0 | 267044-Commercial Condensor Coil Cleaning (all units - savings at 50% of DEER) Com All CZ07 VintAll |  | System | Commercial | 01-ALC-AllCommercial-Cooling | 0 |  |  |  |  | 9.9998 | 10 | 0 | 0 | 0 | -0.0002249 | 60 |  | kWh | 0.047 | 0 | Commercial | [7 empty] | 3 | 0.78 |  |  |  | 1 | 2 | 0 | 0 | 0 | 0 | 0 | 0 | 0 | 0 | 0 | 0 | 2009 Qtr 1: 0; 2009 Qtr 2: 0; 2009 Qtr 3: 0; 2009 Qtr 4: 2; 2010 Qtr 1: 0; 2010 Qtr 2: 0; 2010 Qtr 3: 0; 2010 Qtr 4: 0; 2011 Qtr 1: 0; 2011 Qtr 2: 0; 2011 Qtr 3: 0; 2011 Qtr 4: 0 | 2
0 | 267029-Commercial HVAC Diagnostic/Tune-up Com All CZ07 VintAll |  | System | Commercial | 01-ALC-AllCommercial-Cooling | 0 |  |  |  |  | 72.1918 | 82.5373 | 0 | 0 | 0 | -10.3455 | 60.0094 |  | kWh | 0.046765 | 0 | Commercial | [7 empty] | 10 | 0.85 |  |  |  | 1 | 3.35 | 0 | 0 | 0 | 0 | 0 | 0 | 0 | 0 | 0 | 0 | 2009 Qtr 1: 0; 2009 Qtr 2: 0; 2009 Qtr 3: 0; 2009 Qtr 4: 3.35; 2010 Qtr 1: 0; 2010 Qtr 2: 0; 2010 Qtr 3: 0; 2010 Qtr 4: 0; 2011 Qtr 1: 0; 2011 Qtr 2: 0; 2011 Qtr 3: 0; 2011 Qtr 4: 0 | 3.35
0 | 267044-Commercial Condensor Coil Cleaning (all units - savings at 50% of DEER) Com All CZ07 VintAll |  | System | Commercial | 01-ALC-AllCommercial-Cooling | 0 |  |  |  |  | 9.9998 | 10 | 0 | 0 | 0 | -0.0002249 | 60 |  | kWh | 0.047 | 0 | Commercial | [7 empty] | 3 | 0.78 |  |  |  | 1 | 5 | 0 | 0 | 0 | 0 | 0 | 0 | 0 | 0 | 0 | 0 | 2009 Qtr 1: 0; 2009 Qtr 2: 0; 2009 Qtr 3: 0; 2009 Qtr 4: 5; 2010 Qtr 1: 0; 2010 Qtr 2: 0; 2010 Qtr 3: 0; 2010 Qtr 4: 0; 2011 Qtr 1: 0; 2011 Qtr 2: 0; 2011 Qtr 3: 0; 2011 Qtr 4: 0 | 5
0 | 267029-Commercial HVAC Diagnostic/Tune-up Com All CZ07 VintAll |  | System | Commercial | 01-ALC-AllCommercial-Cooling | 0 |  |  |  |  | 72.1918 | 82.5373 | 0 | 0 | 0 | -10.3455 | 60.0094 |  | kWh | 0.046765 | 0 | Commercial | [7 empty] | 10 | 0.85 |  |  |  | 1 | 3.35 | 0 | 0 | 0 | 0 | 0 | 0 | 0 | 0 | 0 | 0 | 2009 Qtr 1: 0; 2009 Qtr 2: 0; 2009 Qtr 3: 0; 2009 Qtr 4: 3.35; 2010 Qtr 1: 0; 2010 Qtr 2: 0; 2010 Qtr 3: 0; 2010 Qtr 4: 0; 2011 Qtr 1: 0; 2011 Qtr 2: 0; 2011 Qtr 3: 0; 2011 Qtr 4: 0 | 3.35
0 | 267044-Commercial Condensor Coil Cleaning (all units - savings at 50% of DEER) Com All CZ07 VintAll |  | System | Commercial | 01-ALC-AllCommercial-Cooling | 0 |  |  |  |  | 9.9998 | 10 | 0 | 0 | 0 | -0.0002249 | 60 |  | kWh | 0.047 | 0 | Commercial | [7 empty] | 3 | 0.78 |  |  |  | 1 | 5 | 0 | 0 | 0 | 0 | 0 | 0 | 0 | 0 | 0 | 0 | 2009 Qtr 1: 0; 2009 Qtr 2: 0; 2009 Qtr 3: 0; 2009 Qtr 4: 5; 2010 Qtr 1: 0; 2010 Qtr 2: 0; 2010 Qtr 3: 0; 2010 Qtr 4: 0; 2011 Qtr 1: 0; 2011 Qtr 2: 0; 2011 Qtr 3: 0; 2011 Qtr 4: 0 | 5
0 | 267029-Commercial HVAC Diagnostic/Tune-up Com All CZ07 VintAll |  | System | Commercial | 01-ALC-AllCommercial-Cooling | 0 |  |  |  |  | 72.1918 | 82.5373 | 0 | 0 | 0 | -10.3455 | 60.0094 |  | kWh | 0.046765 | 0 | Commercial | [7 empty] | 10 | 0.85 |  |  |  | 1 | 3.35 | 0 | 0 | 0 | 0 | 0 | 0 | 0 | 0 | 0 | 0 | 2009 Qtr 1: 0; 2009 Qtr 2: 0; 2009 Qtr 3: 0; 2009 Qtr 4: 3.35; 2010 Qtr 1: 0; 2010 Qtr 2: 0; 2010 Qtr 3: 0; 2010 Qtr 4: 0; 2011 Qtr 1: 0; 2011 Qtr 2: 0; 2011 Qtr 3: 0; 2011 Qtr 4: 0 | 3.35
0 | 267044-Commercial Condensor Coil Cleaning (all units - savings at 50% of DEER) Com All CZ07 VintAll |  | System | Commercial | 01-ALC-AllCommercial-Cooling | 0 |  |  |  |  | 9.9998 | 10 | 0 | 0 | 0 | -0.0002249 | 60 |  | kWh | 0.047 | 0 | Commercial | [7 empty] | 3 | 0.78 |  |  |  | 1 | 5 | 0 | 0 | 0 | 0 | 0 | 0 | 0 | 0 | 0 | 0 | 2009 Qtr 1: 0; 2009 Qtr 2: 0; 2009 Qtr 3: 0; 2009 Qtr 4: 5; 2010 Qtr 1: 0; 2010 Qtr 2: 0; 2010 Qtr 3: 0; 2010 Qtr 4: 0; 2011 Qtr 1: 0; 2011 Qtr 2: 0; 2011 Qtr 3: 0; 2011 Qtr 4: 0 | 5
0 | 267030-Commercial HVAC Diagnostic/Tune-up Com All CZ10 VintAll |  | System | Commercial | 01-ALC-AllCommercial-Cooling | 0 |  |  |  |  | 67.6133 | 82.5373 | 0 | 0 | 0 | -14.924 | 214 |  | kWh | 0.15 | 0 | Commercial | [7 empty] | 10 | 0.85 |  |  |  | 1 | 3.35 | 0 | 0 | 0 | 0 | 0 | 0 | 0 | 0 | 0 | 0 | 2009 Qtr 1: 0; 2009 Qtr 2: 0; 2009 Qtr 3: 0; 2009 Qtr 4: 3.35; 2010 Qtr 1: 0; 2010 Qtr 2: 0; 2010 Qtr 3: 0; 2010 Qtr 4: 0; 2011 Qtr 1: 0; 2011 Qtr 2: 0; 2011 Qtr 3: 0; 2011 Qtr 4: 0 | 3.35
0 | 267045-Commercial Condensor Coil Cleaning (all units - savings at 50% of DEER) Com All CZ10 VintAll |  | System | Commercial | 01-ALC-AllCommercial-Cooling | 0 |  |  |  |  | 10 | 10 | 0 | 0 | 0 | 0 | 74 |  | kWh | 0.0665 | 0 | Commercial | [7 empty] | 3 | 0.78 |  |  |  | 1 | 5 | 0 | 0 | 0 | 0 | 0 | 0 | 0 | 0 | 0 | 0 | 2009 Qtr 1: 0; 2009 Qtr 2: 0; 2009 Qtr 3: 0; 2009 Qtr 4: 5; 2010 Qtr 1: 0; 2010 Qtr 2: 0; 2010 Qtr 3: 0; 2010 Qtr 4: 0; 2011 Qtr 1: 0; 2011 Qtr 2: 0; 2011 Qtr 3: 0; 2011 Qtr 4: 0 | 5
0 | 267029-Commercial HVAC Diagnostic/Tune-up Com All CZ07 VintAll |  | System | Commercial | 01-ALC-AllCommercial-Cooling | 0 |  |  |  |  | 72.1918 | 82.5373 | 0 | 0 | 0 | -10.3455 | 60.0094 |  | kWh | 0.046765 | 0 | Commercial | [7 empty] | 10 | 0.85 |  |  |  | 1 | 3.35 | 0 | 0 | 0 | 0 | 0 | 0 | 0 | 0 | 0 | 0 | 2009 Qtr 1: 0; 2009 Qtr 2: 0; 2009 Qtr 3: 0; 2009 Qtr 4: 3.35; 2010 Qtr 1: 0; 2010 Qtr 2: 0; 2010 Qtr 3: 0; 2010 Qtr 4: 0; 2011 Qtr 1: 0; 2011 Qtr 2: 0; 2011 Qtr 3: 0; 2011 Qtr 4: 0 | 3.35
0 | 267044-Commercial Condensor Coil Cleaning (all units - savings at 50% of DEER) Com All CZ07 VintAll |  | System | Commercial | 01-ALC-AllCommercial-Cooling | 0 |  |  |  |  | 9.9998 | 10 | 0 | 0 | 0 | -0.0002249 | 60 |  | kWh | 0.047 | 0 | Commercial | [7 empty] | 3 | 0.78 |  |  |  | 1 | 5 | 0 | 0 | 0 | 0 | 0 | 0 | 0 | 0 | 0 | 0 | 2009 Qtr 1: 0; 2009 Qtr 2: 0; 2009 Qtr 3: 0; 2009 Qtr 4: 5; 2010 Qtr 1: 0; 2010 Qtr 2: 0; 2010 Qtr 3: 0; 2010 Qtr 4: 0; 2011 Qtr 1: 0; 2011 Qtr 2: 0; 2011 Qtr 3: 0; 2011 Qtr 4: 0 | 5
0 | 267029-Commercial HVAC Diagnostic/Tune-up Com All CZ07 VintAll |  | System | Commercial | 01-ALC-AllCommercial-Cooling | 0 |  |  |  |  | 72.1918 | 123.806 | 0 | 0 | 0 | -51.6142 | 60.0094 |  | kWh | 0.046765 | 0 | Commercial | [7 empty] | 10 | 0.85 |  |  |  | 1 | 0.67 | 0 | 0 | 0 | 0 | 0 | 0 | 0 | 0 | 0 | 0 | 2009 Qtr 1: 0; 2009 Qtr 2: 0; 2009 Qtr 3: 0; 2009 Qtr 4: 0.67; 2010 Qtr 1: 0; 2010 Qtr 2: 0; 2010 Qtr 3: 0; 2010 Qtr 4: 0; 2011 Qtr 1: 0; 2011 Qtr 2: 0; 2011 Qtr 3: 0; 2011 Qtr 4: 0 | 0.67
0 | 267044-Commercial Condensor Coil Cleaning (all units - savings at 50% of DEER) Com All CZ07 VintAll |  | System | Commercial | 01-ALC-AllCommercial-Cooling | 0 |  |  |  |  | 9.9998 | 15 | 0 | 0 | 0 | -5.0002 | 60 |  | kWh | 0.047 | 0 | Commercial | [7 empty] | 3 | 0.78 |  |  |  | 1 | 1 | 0 | 0 | 0 | 0 | 0 | 0 | 0 | 0 | 0 | 0 | 2009 Qtr 1: 0; 2009 Qtr 2: 0; 2009 Qtr 3: 0; 2009 Qtr 4: 1; 2010 Qtr 1: 0; 2010 Qtr 2: 0; 2010 Qtr 3: 0; 2010 Qtr 4: 0; 2011 Qtr 1: 0; 2011 Qtr 2: 0; 2011 Qtr 3: 0; 2011 Qtr 4: 0 | 1
0 | 267029-Commercial HVAC Diagnostic/Tune-up Com All CZ07 VintAll |  | System | Commercial | 01-ALC-AllCommercial-Cooling | 0 |  |  |  |  | 72.1918 | 82.5373 | 0 | 0 | 0 | -10.3455 | 60.0094 |  | kWh | 0.046765 | 0 | Commercial | [7 empty] | 10 | 0.85 |  |  |  | 1 | 2.68 | 0 | 0 | 0 | 0 | 0 | 0 | 0 | 0 | 0 | 0 | 2009 Qtr 1: 0; 2009 Qtr 2: 0; 2009 Qtr 3: 0; 2009 Qtr 4: 2.68; 2010 Qtr 1: 0; 2010 Qtr 2: 0; 2010 Qtr 3: 0; 2010 Qtr 4: 0; 2011 Qtr 1: 0; 2011 Qtr 2: 0; 2011 Qtr 3: 0; 2011 Qtr 4: 0 | 2.68
0 | 267044-Commercial Condensor Coil Cleaning (all units - savings at 50% of DEER) Com All CZ07 VintAll |  | System | Commercial | 01-ALC-AllCommercial-Cooling | 0 |  |  |  |  | 9.9998 | 10 | 0 | 0 | 0 | -0.0002249 | 60 |  | kWh | 0.047 | 0 | Commercial | [7 empty] | 3 | 0.78 |  |  |  | 1 | 4 | 0 | 0 | 0 | 0 | 0 | 0 | 0 | 0 | 0 | 0 | 2009 Qtr 1: 0; 2009 Qtr 2: 0; 2009 Qtr 3: 0; 2009 Qtr 4: 4; 2010 Qtr 1: 0; 2010 Qtr 2: 0; 2010 Qtr 3: 0; 2010 Qtr 4: 0; 2011 Qtr 1: 0; 2011 Qtr 2: 0; 2011 Qtr 3: 0; 2011 Qtr 4: 0 | 4
0 | 267029-Commercial HVAC Diagnostic/Tune-up Com All CZ07 VintAll |  | System | Commercial | 01-ALC-AllCommercial-Cooling | 0 |  |  |  |  | 72.1918 | 82.5373 | 0 | 0 | 0 | -10.3455 | 60.0094 |  | kWh | 0.046765 | 0 | Commercial | [7 empty] | 10 | 0.85 |  |  |  | 1 | 2.68 | 0 | 0 | 0 | 0 | 0 | 0 | 0 | 0 | 0 | 0 | 2009 Qtr 1: 0; 2009 Qtr 2: 0; 2009 Qtr 3: 0; 2009 Qtr 4: 2.68; 2010 Qtr 1: 0; 2010 Qtr 2: 0; 2010 Qtr 3: 0; 2010 Qtr 4: 0; 2011 Qtr 1: 0; 2011 Qtr 2: 0; 2011 Qtr 3: 0; 2011 Qtr 4: 0 | 2.68
0 | 267044-Commercial Condensor Coil Cleaning (all units - savings at 50% of DEER) Com All CZ07 VintAll |  | System | Commercial | 01-ALC-AllCommercial-Cooling | 0 |  |  |  |  | 9.9998 | 10 | 0 | 0 | 0 | -0.0002249 | 60 |  | kWh | 0.047 | 0 | Commercial | [7 empty] | 3 | 0.78 |  |  |  | 1 | 4 | 0 | 0 | 0 | 0 | 0 | 0 | 0 | 0 | 0 | 0 | 2009 Qtr 1: 0; 2009 Qtr 2: 0; 2009 Qtr 3: 0; 2009 Qtr 4: 4; 2010 Qtr 1: 0; 2010 Qtr 2: 0; 2010 Qtr 3: 0; 2010 Qtr 4: 0; 2011 Qtr 1: 0; 2011 Qtr 2: 0; 2011 Qtr 3: 0; 2011 Qtr 4: 0 | 4
0 | 267029-Commercial HVAC Diagnostic/Tune-up Com All CZ07 VintAll |  | System | Commercial | 01-ALC-AllCommercial-Cooling | 0 |  |  |  |  | 72.1918 | 82.5373 | 0 | 0 | 0 | -10.3455 | 60.0094 |  | kWh | 0.046765 | 0 | Commercial | [7 empty] | 10 | 0.85 |  |  |  | 1 | 3.35 | 0 | 0 | 0 | 0 | 0 | 0 | 0 | 0 | 0 | 0 | 2009 Qtr 1: 0; 2009 Qtr 2: 0; 2009 Qtr 3: 0; 2009 Qtr 4: 3.35; 2010 Qtr 1: 0; 2010 Qtr 2: 0; 2010 Qtr 3: 0; 2010 Qtr 4: 0; 2011 Qtr 1: 0; 2011 Qtr 2: 0; 2011 Qtr 3: 0; 2011 Qtr 4: 0 | 3.35
0 | 267044-Commercial Condensor Coil Cleaning (all units - savings at 50% of DEER) Com All CZ07 VintAll |  | System | Commercial | 01-ALC-AllCommercial-Cooling | 0 |  |  |  |  | 9.9998 | 10 | 0 | 0 | 0 | -0.0002249 | 60 |  | kWh | 0.047 | 0 | Commercial | [7 empty] | 3 | 0.78 |  |  |  | 1 | 5 | 0 | 0 | 0 | 0 | 0 | 0 | 0 | 0 | 0 | 0 | 2009 Qtr 1: 0; 2009 Qtr 2: 0; 2009 Qtr 3: 0; 2009 Qtr 4: 5; 2010 Qtr 1: 0; 2010 Qtr 2: 0; 2010 Qtr 3: 0; 2010 Qtr 4: 0; 2011 Qtr 1: 0; 2011 Qtr 2: 0; 2011 Qtr 3: 0; 2011 Qtr 4: 0 | 5
0 | 267029-Commercial HVAC Diagnostic/Tune-up Com All CZ07 VintAll |  | System | Commercial | 01-ALC-AllCommercial-Cooling | 0 |  |  |  |  | 72.1918 | 82.5373 | 0 | 0 | 0 | -10.3455 | 60.0094 |  | kWh | 0.046765 | 0 | Commercial | [7 empty] | 10 | 0.85 |  |  |  | 1 | 3.35 | 0 | 0 | 0 | 0 | 0 | 0 | 0 | 0 | 0 | 0 | 2009 Qtr 1: 0; 2009 Qtr 2: 0; 2009 Qtr 3: 0; 2009 Qtr 4: 3.35; 2010 Qtr 1: 0; 2010 Qtr 2: 0; 2010 Qtr 3: 0; 2010 Qtr 4: 0; 2011 Qtr 1: 0; 2011 Qtr 2: 0; 2011 Qtr 3: 0; 2011 Qtr 4: 0 | 3.35
0 | 267044-Commercial Condensor Coil Cleaning (all units - savings at 50% of DEER) Com All CZ07 VintAll |  | System | Commercial | 01-ALC-AllCommercial-Cooling | 0 |  |  |  |  | 9.9998 | 10 | 0 | 0 | 0 | -0.0002249 | 60 |  | kWh | 0.047 | 0 | Commercial | [7 empty] | 3 | 0.78 |  |  |  | 1 | 5 | 0 | 0 | 0 | 0 | 0 | 0 | 0 | 0 | 0 | 0 | 2009 Qtr 1: 0; 2009 Qtr 2: 0; 2009 Qtr 3: 0; 2009 Qtr 4: 5; 2010 Qtr 1: 0; 2010 Qtr 2: 0; 2010 Qtr 3: 0; 2010 Qtr 4: 0; 2011 Qtr 1: 0; 2011 Qtr 2: 0; 2011 Qtr 3: 0; 2011 Qtr 4: 0 | 5
0 | 267044-Commercial Condensor Coil Cleaning (all units - savings at 50% of DEER) Com All CZ07 VintAll |  | System | Commercial | 01-ALC-AllCommercial-Cooling | 0 |  |  |  |  | 9.9998 | 10 | 0 | 0 | 0 | -0.0002249 | 60 |  | kWh | 0.047 | 0 | Commercial | [7 empty] | 3 | 0.78 |  |  |  | 1 | 5 | 0 | 0 | 0 | 0 | 0 | 0 | 0 | 0 | 0 | 0 | 2009 Qtr 1: 0; 2009 Qtr 2: 0; 2009 Qtr 3: 0; 2009 Qtr 4: 5; 2010 Qtr 1: 0; 2010 Qtr 2: 0; 2010 Qtr 3: 0; 2010 Qtr 4: 0; 2011 Qtr 1: 0; 2011 Qtr 2: 0; 2011 Qtr 3: 0; 2011 Qtr 4: 0 | 5
0 | 267029-Commercial HVAC Diagnostic/Tune-up Com All CZ07 VintAll |  | System | Commercial | 01-ALC-AllCommercial-Cooling | 0 |  |  |  |  | 72.1918 | 82.5373 | 0 | 0 | 0 | -10.3455 | 60.0094 |  | kWh | 0.046765 | 0 | Commercial | [7 empty] | 10 | 0.85 |  |  |  | 1 | 2.68 | 0 | 0 | 0 | 0 | 0 | 0 | 0 | 0 | 0 | 0 | 2009 Qtr 1: 0; 2009 Qtr 2: 0; 2009 Qtr 3: 0; 2009 Qtr 4: 2.68; 2010 Qtr 1: 0; 2010 Qtr 2: 0; 2010 Qtr 3: 0; 2010 Qtr 4: 0; 2011 Qtr 1: 0; 2011 Qtr 2: 0; 2011 Qtr 3: 0; 2011 Qtr 4: 0 | 2.68
0 | 267044-Commercial Condensor Coil Cleaning (all units - savings at 50% of DEER) Com All CZ07 VintAll |  | System | Commercial | 01-ALC-AllCommercial-Cooling | 0 |  |  |  |  | 9.9998 | 10 | 0 | 0 | 0 | -0.0002249 | 60 |  | kWh | 0.047 | 0 | Commercial | [7 empty] | 3 | 0.78 |  |  |  | 1 | 4 | 0 | 0 | 0 | 0 | 0 | 0 | 0 | 0 | 0 | 0 | 2009 Qtr 1: 0; 2009 Qtr 2: 0; 2009 Qtr 3: 0; 2009 Qtr 4: 4; 2010 Qtr 1: 0; 2010 Qtr 2: 0; 2010 Qtr 3: 0; 2010 Qtr 4: 0; 2011 Qtr 1: 0; 2011 Qtr 2: 0; 2011 Qtr 3: 0; 2011 Qtr 4: 0 | 4
0 | 267044-Commercial Condensor Coil Cleaning (all units - savings at 50% of DEER) Com All CZ07 VintAll |  | System | Commercial | 01-ALC-AllCommercial-Cooling | 0 |  |  |  |  | 9.9998 | 10 | 0 | 0 | 0 | -0.0002249 | 60 |  | kWh | 0.047 | 0 | Commercial | [7 empty] | 3 | 0.78 |  |  |  | 1 | 4 | 0 | 0 | 0 | 0 | 0 | 0 | 0 | 0 | 0 | 0 | 2009 Qtr 1: 0; 2009 Qtr 2: 0; 2009 Qtr 3: 0; 2009 Qtr 4: 4; 2010 Qtr 1: 0; 2010 Qtr 2: 0; 2010 Qtr 3: 0; 2010 Qtr 4: 0; 2011 Qtr 1: 0; 2011 Qtr 2: 0; 2011 Qtr 3: 0; 2011 Qtr 4: 0 | 4
0 | 267045-Commercial Condensor Coil Cleaning (all units - savings at 50% of DEER) Com All CZ10 VintAll |  | System | Commercial | 01-ALC-AllCommercial-Cooling | 0 |  |  |  |  | 10 | 10 | 0 | 0 | 0 | 0 | 74 |  | kWh | 0.0665 | 0 | Commercial | [7 empty] | 3 | 0.78 |  |  |  | 1 | 4 | 0 | 0 | 0 | 0 | 0 | 0 | 0 | 0 | 0 | 0 | 2009 Qtr 1: 0; 2009 Qtr 2: 0; 2009 Qtr 3: 0; 2009 Qtr 4: 4; 2010 Qtr 1: 0; 2010 Qtr 2: 0; 2010 Qtr 3: 0; 2010 Qtr 4: 0; 2011 Qtr 1: 0; 2011 Qtr 2: 0; 2011 Qtr 3: 0; 2011 Qtr 4: 0 | 4
0 | 267029-Commercial HVAC Diagnostic/Tune-up Com All CZ07 VintAll |  | System | Commercial | 01-ALC-AllCommercial-Cooling | 0 |  |  |  |  | 72.1918 | 82.5373 | 0 | 0 | 0 | -10.3455 | 60.0094 |  | kWh | 0.046765 | 0 | Commercial | [7 empty] | 10 | 0.85 |  |  |  | 1 | 2.01 | 0 | 0 | 0 | 0 | 0 | 0 | 0 | 0 | 0 | 0 | 2009 Qtr 1: 0; 2009 Qtr 2: 0; 2009 Qtr 3: 0; 2009 Qtr 4: 2.01; 2010 Qtr 1: 0; 2010 Qtr 2: 0; 2010 Qtr 3: 0; 2010 Qtr 4: 0; 2011 Qtr 1: 0; 2011 Qtr 2: 0; 2011 Qtr 3: 0; 2011 Qtr 4: 0 | 2.01
0 | 267044-Commercial Condensor Coil Cleaning (all units - savings at 50% of DEER) Com All CZ07 VintAll |  | System | Commercial | 01-ALC-AllCommercial-Cooling | 0 |  |  |  |  | 9.9998 | 10 | 0 | 0 | 0 | -0.0002249 | 60 |  | kWh | 0.047 | 0 | Commercial | [7 empty] | 3 | 0.78 |  |  |  | 1 | 3 | 0 | 0 | 0 | 0 | 0 | 0 | 0 | 0 | 0 | 0 | 2009 Qtr 1: 0; 2009 Qtr 2: 0; 2009 Qtr 3: 0; 2009 Qtr 4: 3; 2010 Qtr 1: 0; 2010 Qtr 2: 0; 2010 Qtr 3: 0; 2010 Qtr 4: 0; 2011 Qtr 1: 0; 2011 Qtr 2: 0; 2011 Qtr 3: 0; 2011 Qtr 4: 0 | 3
0 | 267030-Commercial HVAC Diagnostic/Tune-up Com All CZ10 VintAll |  | System | Commercial | 01-ALC-AllCommercial-Cooling | 0 |  |  |  |  | 67.6133 | 82.5373 | 0 | 0 | 0 | -14.924 | 214 |  | kWh | 0.15 | 0 | Commercial | [7 empty] | 10 | 0.85 |  |  |  | 1 | 2.01 | 0 | 0 | 0 | 0 | 0 | 0 | 0 | 0 | 0 | 0 | 2009 Qtr 1: 0; 2009 Qtr 2: 0; 2009 Qtr 3: 0; 2009 Qtr 4: 2.01; 2010 Qtr 1: 0; 2010 Qtr 2: 0; 2010 Qtr 3: 0; 2010 Qtr 4: 0; 2011 Qtr 1: 0; 2011 Qtr 2: 0; 2011 Qtr 3: 0; 2011 Qtr 4: 0 | 2.01
0 | 267045-Commercial Condensor Coil Cleaning (all units - savings at 50% of DEER) Com All CZ10 VintAll |  | System | Commercial | 01-ALC-AllCommercial-Cooling | 0 |  |  |  |  | 10 | 10 | 0 | 0 | 0 | 0 | 74 |  | kWh | 0.0665 | 0 | Commercial | [7 empty] | 3 | 0.78 |  |  |  | 1 | 3 | 0 | 0 | 0 | 0 | 0 | 0 | 0 | 0 | 0 | 0 | 2009 Qtr 1: 0; 2009 Qtr 2: 0; 2009 Qtr 3: 0; 2009 Qtr 4: 3; 2010 Qtr 1: 0; 2010 Qtr 2: 0; 2010 Qtr 3: 0; 2010 Qtr 4: 0; 2011 Qtr 1: 0; 2011 Qtr 2: 0; 2011 Qtr 3: 0; 2011 Qtr 4: 0 | 3
0 | 267030-Commercial HVAC Diagnostic/Tune-up Com All CZ10 VintAll |  | System | Commercial | 01-ALC-AllCommercial-Cooling | 0 |  |  |  |  | 67.6133 | 82.5373 | 0 | 0 | 0 | -14.924 | 214 |  | kWh | 0.15 | 0 | Commercial | [7 empty] | 10 | 0.85 |  |  |  | 1 | 2.01 | 0 | 0 | 0 | 0 | 0 | 0 | 0 | 0 | 0 | 0 | 2009 Qtr 1: 0; 2009 Qtr 2: 0; 2009 Qtr 3: 0; 2009 Qtr 4: 2.01; 2010 Qtr 1: 0; 2010 Qtr 2: 0; 2010 Qtr 3: 0; 2010 Qtr 4: 0; 2011 Qtr 1: 0; 2011 Qtr 2: 0; 2011 Qtr 3: 0; 2011 Qtr 4: 0 | 2.01
0 | 267045-Commercial Condensor Coil Cleaning (all units - savings at 50% of DEER) Com All CZ10 VintAll |  | System | Commercial | 01-ALC-AllCommercial-Cooling | 0 |  |  |  |  | 10 | 10 | 0 | 0 | 0 | 0 | 74 |  | kWh | 0.0665 | 0 | Commercial | [7 empty] | 3 | 0.78 |  |  |  | 1 | 3 | 0 | 0 | 0 | 0 | 0 | 0 | 0 | 0 | 0 | 0 | 2009 Qtr 1: 0; 2009 Qtr 2: 0; 2009 Qtr 3: 0; 2009 Qtr 4: 3; 2010 Qtr 1: 0; 2010 Qtr 2: 0; 2010 Qtr 3: 0; 2010 Qtr 4: 0; 2011 Qtr 1: 0; 2011 Qtr 2: 0; 2011 Qtr 3: 0; 2011 Qtr 4: 0 | 3
0 | 267029-Commercial HVAC Diagnostic/Tune-up Com All CZ07 VintAll |  | System | Commercial | 01-ALC-AllCommercial-Cooling | 0 |  |  |  |  | 72.1918 | 82.5373 | 0 | 0 | 0 | -10.3455 | 60.0094 |  | kWh | 0.046765 | 0 | Commercial | [7 empty] | 10 | 0.85 |  |  |  | 1 | 2.68 | 0 | 0 | 0 | 0 | 0 | 0 | 0 | 0 | 0 | 0 | 2009 Qtr 1: 0; 2009 Qtr 2: 0; 2009 Qtr 3: 0; 2009 Qtr 4: 2.68; 2010 Qtr 1: 0; 2010 Qtr 2: 0; 2010 Qtr 3: 0; 2010 Qtr 4: 0; 2011 Qtr 1: 0; 2011 Qtr 2: 0; 2011 Qtr 3: 0; 2011 Qtr 4: 0 | 2.68
0 | 267044-Commercial Condensor Coil Cleaning (all units - savings at 50% of DEER) Com All CZ07 VintAll |  | System | Commercial | 01-ALC-AllCommercial-Cooling | 0 |  |  |  |  | 9.9998 | 10 | 0 | 0 | 0 | -0.0002249 | 60 |  | kWh | 0.047 | 0 | Commercial | [7 empty] | 3 | 0.78 |  |  |  | 1 | 4 | 0 | 0 | 0 | 0 | 0 | 0 | 0 | 0 | 0 | 0 | 2009 Qtr 1: 0; 2009 Qtr 2: 0; 2009 Qtr 3: 0; 2009 Qtr 4: 4; 2010 Qtr 1: 0; 2010 Qtr 2: 0; 2010 Qtr 3: 0; 2010 Qtr 4: 0; 2011 Qtr 1: 0; 2011 Qtr 2: 0; 2011 Qtr 3: 0; 2011 Qtr 4: 0 | 4
0 | 267001-High Refrigerant Charge Adjustment (>= ±20% rated charge) Resid SFCZ10 Vint03 |  | System | Residential | 26-SFM-ResidentialSingleFamily-SP_COOL | 0 |  |  |  |  | 65 | 71.5 | 0 | 0 | 0 | -6.5 | 248.449 |  | kWh | 0.18306 | -0.066637 | Residential |  | Winter Only | [5 empty] | 10 | 0.78 |  |  |  | 1 | 4 | 0 | 0 | 0 | 0 | 0 | 0 | 0 | 0 | 0 | 0 | 2009 Qtr 1: 0; 2009 Qtr 2: 0; 2009 Qtr 3: 0; 2009 Qtr 4: 4; 2010 Qtr 1: 0; 2010 Qtr 2: 0; 2010 Qtr 3: 0; 2010 Qtr 4: 0; 2011 Qtr 1: 0; 2011 Qtr 2: 0; 2011 Qtr 3: 0; 2011 Qtr 4: 0 | 4
0 | 267040-Residential Condensor Coil Cleaning Resid SF CZ10 VintAll |  | System | Residential | 26-SFM-ResidentialSingleFamily-SP_COOL | 0 |  |  |  |  | 50 | 50 | 0 | 0 | 0 | 0 | 270 |  | kWh | 0.3564 | 0 | Residential | [7 empty] | 3 | 0.78 |  |  |  | 1 | 1 | 0 | 0 | 0 | 0 | 0 | 0 | 0 | 0 | 0 | 0 | 2009 Qtr 1: 0; 2009 Qtr 2: 0; 2009 Qtr 3: 0; 2009 Qtr 4: 1; 2010 Qtr 1: 0; 2010 Qtr 2: 0; 2010 Qtr 3: 0; 2010 Qtr 4: 0; 2011 Qtr 1: 0; 2011 Qtr 2: 0; 2011 Qtr 3: 0; 2011 Qtr 4: 0 | 1
0 | 267002-High Refrigerant Charge Adjustment (>= ±20% rated charge) Resid SF CZ10 Vint04 |  | System | Residential | 26-SFM-ResidentialSingleFamily-SP_COOL | 0 |  |  |  |  | 65 | 89.375 | 0 | 0 | 0 | -24.375 | 205.771 |  | kWh | 0.22808 | -0.078078 | Residential |  | Winter Only | [5 empty] | 10 | 0.78 |  |  |  | 1 | 2 | 0 | 0 | 0 | 0 | 0 | 0 | 0 | 0 | 0 | 0 | 2009 Qtr 1: 0; 2009 Qtr 2: 0; 2009 Qtr 3: 0; 2009 Qtr 4: 2; 2010 Qtr 1: 0; 2010 Qtr 2: 0; 2010 Qtr 3: 0; 2010 Qtr 4: 0; 2011 Qtr 1: 0; 2011 Qtr 2: 0; 2011 Qtr 3: 0; 2011 Qtr 4: 0 | 2
0 | 267040-Residential Condensor Coil Cleaning Resid SF CZ10 VintAll |  | System | Residential | 26-SFM-ResidentialSingleFamily-SP_COOL | 0 |  |  |  |  | 50 | 50 | 0 | 0 | 0 | 0 | 270 |  | kWh | 0.3564 | 0 | Residential | [7 empty] | 3 | 0.78 |  |  |  | 1 | 1 | 0 | 0 | 0 | 0 | 0 | 0 | 0 | 0 | 0 | 0 | 2009 Qtr 1: 0; 2009 Qtr 2: 0; 2009 Qtr 3: 0; 2009 Qtr 4: 1; 2010 Qtr 1: 0; 2010 Qtr 2: 0; 2010 Qtr 3: 0; 2010 Qtr 4: 0; 2011 Qtr 1: 0; 2011 Qtr 2: 0; 2011 Qtr 3: 0; 2011 Qtr 4: 0 | 1
0 | 267002-High Refrigerant Charge Adjustment (>= ±20% rated charge) Resid SF CZ10 Vint04 |  | System | Residential | 26-SFM-ResidentialSingleFamily-SP_COOL | 0 |  |  |  |  | 65 | 83.4167 | 0 | 0 | 0 | -18.4167 | 205.771 |  | kWh | 0.22808 | -0.078078 | Residential |  | Winter Only | [5 empty] | 10 | 0.78 |  |  |  | 1 | 3 | 0 | 0 | 0 | 0 | 0 | 0 | 0 | 0 | 0 | 0 | 2009 Qtr 1: 0; 2009 Qtr 2: 0; 2009 Qtr 3: 0; 2009 Qtr 4: 3; 2010 Qtr 1: 0; 2010 Qtr 2: 0; 2010 Qtr 3: 0; 2010 Qtr 4: 0; 2011 Qtr 1: 0; 2011 Qtr 2: 0; 2011 Qtr 3: 0; 2011 Qtr 4: 0 | 3
0 | 267040-Residential Condensor Coil Cleaning Resid SF CZ10 VintAll |  | System | Residential | 26-SFM-ResidentialSingleFamily-SP_COOL | 0 |  |  |  |  | 50 | 50 | 0 | 0 | 0 | 0 | 270 |  | kWh | 0.3564 | 0 | Residential | [7 empty] | 3 | 0.78 |  |  |  | 1 | 1 | 0 | 0 | 0 | 0 | 0 | 0 | 0 | 0 | 0 | 0 | 2009 Qtr 1: 0; 2009 Qtr 2: 0; 2009 Qtr 3: 0; 2009 Qtr 4: 1; 2010 Qtr 1: 0; 2010 Qtr 2: 0; 2010 Qtr 3: 0; 2010 Qtr 4: 0; 2011 Qtr 1: 0; 2011 Qtr 2: 0; 2011 Qtr 3: 0; 2011 Qtr 4: 0 | 1
0 | 267032-High Refrigerant Charge Adjustment (>= ±20% rated charge) Resid MF CZ10 Vint03 |  | System | Residential | 13-MFM-ResidentialMulti-family-SP_COOL | 0 |  |  |  |  | 66.33 | 71.5 | 0 | 0 | 0 | -5.17 | 195.15 |  | kWh | 0.21338 | -0.15765 | Residential |  | Winter Only | [5 empty] | 10 | 0.78 |  |  |  | 1 | 2 | 0 | 0 | 0 | 0 | 0 | 0 | 0 | 0 | 0 | 0 | 2009 Qtr 1: 0; 2009 Qtr 2: 0; 2009 Qtr 3: 0; 2009 Qtr 4: 2; 2010 Qtr 1: 0; 2010 Qtr 2: 0; 2010 Qtr 3: 0; 2010 Qtr 4: 0; 2011 Qtr 1: 0; 2011 Qtr 2: 0; 2011 Qtr 3: 0; 2011 Qtr 4: 0 | 2
0 | 267042-Residential Condensor Coil Cleaning Resid MF CZ10 VintAll |  | System | Residential | 13-MFM-ResidentialMulti-family-SP_COOL | 0 |  |  |  |  | 50 | 50 | 0 | 0 | 0 | 0 | 180 |  | kWh | 0.2376 | 0 | Residential | [7 empty] | 3 | 0.78 |  |  |  | 1 | 1 | 0 | 0 | 0 | 0 | 0 | 0 | 0 | 0 | 0 | 0 | 2009 Qtr 1: 0; 2009 Qtr 2: 0; 2009 Qtr 3: 0; 2009 Qtr 4: 1; 2010 Qtr 1: 0; 2010 Qtr 2: 0; 2010 Qtr 3: 0; 2010 Qtr 4: 0; 2011 Qtr 1: 0; 2011 Qtr 2: 0; 2011 Qtr 3: 0; 2011 Qtr 4: 0 | 1
0 | 267002-High Refrigerant Charge Adjustment (>= ±20% rated charge) Resid SF CZ10 Vint04 |  | System | Residential | 26-SFM-ResidentialSingleFamily-SP_COOL | 0 |  |  |  |  | 65 | 71.5 | 0 | 0 | 0 | -6.5 | 205.771 |  | kWh | 0.22808 | -0.078078 | Residential |  | Winter Only | [5 empty] | 10 | 0.78 |  |  |  | 1 | 3 | 0 | 0 | 0 | 0 | 0 | 0 | 0 | 0 | 0 | 0 | 2009 Qtr 1: 0; 2009 Qtr 2: 0; 2009 Qtr 3: 0; 2009 Qtr 4: 3; 2010 Qtr 1: 0; 2010 Qtr 2: 0; 2010 Qtr 3: 0; 2010 Qtr 4: 0; 2011 Qtr 1: 0; 2011 Qtr 2: 0; 2011 Qtr 3: 0; 2011 Qtr 4: 0 | 3
0 | 267040-Residential Condensor Coil Cleaning Resid SF CZ10 VintAll |  | System | Residential | 26-SFM-ResidentialSingleFamily-SP_COOL | 0 |  |  |  |  | 50 | 50 | 0 | 0 | 0 | 0 | 270 |  | kWh | 0.3564 | 0 | Residential | [7 empty] | 3 | 0.78 |  |  |  | 1 | 1 | 0 | 0 | 0 | 0 | 0 | 0 | 0 | 0 | 0 | 0 | 2009 Qtr 1: 0; 2009 Qtr 2: 0; 2009 Qtr 3: 0; 2009 Qtr 4: 1; 2010 Qtr 1: 0; 2010 Qtr 2: 0; 2010 Qtr 3: 0; 2010 Qtr 4: 0; 2011 Qtr 1: 0; 2011 Qtr 2: 0; 2011 Qtr 3: 0; 2011 Qtr 4: 0 | 1
0 | 267002-High Refrigerant Charge Adjustment (>= ±20% rated charge) Resid SF CZ10 Vint04 |  | System | Residential | 26-SFM-ResidentialSingleFamily-SP_COOL | 0 |  |  |  |  | 65 | 71.5 | 0 | 0 | 0 | -6.5 | 205.771 |  | kWh | 0.22808 | -0.078078 | Residential |  | Winter Only | [5 empty] | 10 | 0.78 |  |  |  | 1 | 4 | 0 | 0 | 0 | 0 | 0 | 0 | 0 | 0 | 0 | 0 | 2009 Qtr 1: 0; 2009 Qtr 2: 0; 2009 Qtr 3: 0; 2009 Qtr 4: 4; 2010 Qtr 1: 0; 2010 Qtr 2: 0; 2010 Qtr 3: 0; 2010 Qtr 4: 0; 2011 Qtr 1: 0; 2011 Qtr 2: 0; 2011 Qtr 3: 0; 2011 Qtr 4: 0 | 4
0 | 267040-Residential Condensor Coil Cleaning Resid SF CZ10 VintAll |  | System | Residential | 26-SFM-ResidentialSingleFamily-SP_COOL | 0 |  |  |  |  | 50 | 50 | 0 | 0 | 0 | 0 | 270 |  | kWh | 0.3564 | 0 | Residential | [7 empty] | 3 | 0.78 |  |  |  | 1 | 1 | 0 | 0 | 0 | 0 | 0 | 0 | 0 | 0 | 0 | 0 | 2009 Qtr 1: 0; 2009 Qtr 2: 0; 2009 Qtr 3: 0; 2009 Qtr 4: 1; 2010 Qtr 1: 0; 2010 Qtr 2: 0; 2010 Qtr 3: 0; 2010 Qtr 4: 0; 2011 Qtr 1: 0; 2011 Qtr 2: 0; 2011 Qtr 3: 0; 2011 Qtr 4: 0 | 1
0 | 267040-Residential Condensor Coil Cleaning Resid SF CZ10 VintAll |  | System | Residential | 26-SFM-ResidentialSingleFamily-SP_COOL | 0 |  |  |  |  | 50 | 50 | 0 | 0 | 0 | 0 | 270 |  | kWh | 0.3564 | 0 | Residential | [7 empty] | 3 | 0.78 |  |  |  | 1 | 1 | 0 | 0 | 0 | 0 | 0 | 0 | 0 | 0 | 0 | 0 | 2009 Qtr 1: 0; 2009 Qtr 2: 0; 2009 Qtr 3: 0; 2009 Qtr 4: 1; 2010 Qtr 1: 0; 2010 Qtr 2: 0; 2010 Qtr 3: 0; 2010 Qtr 4: 0; 2011 Qtr 1: 0; 2011 Qtr 2: 0; 2011 Qtr 3: 0; 2011 Qtr 4: 0 | 1
0 | 267002-High Refrigerant Charge Adjustment (>= ±20% rated charge) Resid SF CZ10 Vint04 |  | System | Residential | 26-SFM-ResidentialSingleFamily-SP_COOL | 0 |  |  |  |  | 65 | 71.5 | 0 | 0 | 0 | -6.5 | 205.771 |  | kWh | 0.22808 | -0.078078 | Residential |  | Winter Only | [5 empty] | 10 | 0.78 |  |  |  | 1 | 5 | 0 | 0 | 0 | 0 | 0 | 0 | 0 | 0 | 0 | 0 | 2009 Qtr 1: 0; 2009 Qtr 2: 0; 2009 Qtr 3: 0; 2009 Qtr 4: 5; 2010 Qtr 1: 0; 2010 Qtr 2: 0; 2010 Qtr 3: 0; 2010 Qtr 4: 0; 2011 Qtr 1: 0; 2011 Qtr 2: 0; 2011 Qtr 3: 0; 2011 Qtr 4: 0 | 5
0 | 267040-Residential Condensor Coil Cleaning Resid SF CZ10 VintAll |  | System | Residential | 26-SFM-ResidentialSingleFamily-SP_COOL | 0 |  |  |  |  | 50 | 50 | 0 | 0 | 0 | 0 | 270 |  | kWh | 0.3564 | 0 | Residential | [7 empty] | 3 | 0.78 |  |  |  | 1 | 1 | 0 | 0 | 0 | 0 | 0 | 0 | 0 | 0 | 0 | 0 | 2009 Qtr 1: 0; 2009 Qtr 2: 0; 2009 Qtr 3: 0; 2009 Qtr 4: 1; 2010 Qtr 1: 0; 2010 Qtr 2: 0; 2010 Qtr 3: 0; 2010 Qtr 4: 0; 2011 Qtr 1: 0; 2011 Qtr 2: 0; 2011 Qtr 3: 0; 2011 Qtr 4: 0 | 1
0 | 267002-High Refrigerant Charge Adjustment (>= ±20% rated charge) Resid SF CZ10 Vint04 |  | System | Residential | 26-SFM-ResidentialSingleFamily-SP_COOL | 0 |  |  |  |  | 65 | 83.4167 | 0 | 0 | 0 | -18.4167 | 205.771 |  | kWh | 0.22808 | -0.078078 | Residential |  | Winter Only | [5 empty] | 10 | 0.78 |  |  |  | 1 | 3 | 0 | 0 | 0 | 0 | 0 | 0 | 0 | 0 | 0 | 0 | 2009 Qtr 1: 0; 2009 Qtr 2: 0; 2009 Qtr 3: 0; 2009 Qtr 4: 3; 2010 Qtr 1: 0; 2010 Qtr 2: 0; 2010 Qtr 3: 0; 2010 Qtr 4: 0; 2011 Qtr 1: 0; 2011 Qtr 2: 0; 2011 Qtr 3: 0; 2011 Qtr 4: 0 | 3
0 | 267040-Residential Condensor Coil Cleaning Resid SF CZ10 VintAll |  | System | Residential | 26-SFM-ResidentialSingleFamily-SP_COOL | 0 |  |  |  |  | 50 | 50 | 0 | 0 | 0 | 0 | 270 |  | kWh | 0.3564 | 0 | Residential | [7 empty] | 3 | 0.78 |  |  |  | 1 | 1 | 0 | 0 | 0 | 0 | 0 | 0 | 0 | 0 | 0 | 0 | 2009 Qtr 1: 0; 2009 Qtr 2: 0; 2009 Qtr 3: 0; 2009 Qtr 4: 1; 2010 Qtr 1: 0; 2010 Qtr 2: 0; 2010 Qtr 3: 0; 2010 Qtr 4: 0; 2011 Qtr 1: 0; 2011 Qtr 2: 0; 2011 Qtr 3: 0; 2011 Qtr 4: 0 | 1
0 | 267002-High Refrigerant Charge Adjustment (>= ±20% rated charge) Resid SF CZ10 Vint04 |  | System | Residential | 26-SFM-ResidentialSingleFamily-SP_COOL | 0 |  |  |  |  | 65 | 89.375 | 0 | 0 | 0 | -24.375 | 205.771 |  | kWh | 0.22808 | -0.078078 | Residential |  | Winter Only | [5 empty] | 10 | 0.78 |  |  |  | 1 | 2 | 0 | 0 | 0 | 0 | 0 | 0 | 0 | 0 | 0 | 0 | 2009 Qtr 1: 0; 2009 Qtr 2: 0; 2009 Qtr 3: 0; 2009 Qtr 4: 2; 2010 Qtr 1: 0; 2010 Qtr 2: 0; 2010 Qtr 3: 0; 2010 Qtr 4: 0; 2011 Qtr 1: 0; 2011 Qtr 2: 0; 2011 Qtr 3: 0; 2011 Qtr 4: 0 | 2
0 | 267040-Residential Condensor Coil Cleaning Resid SF CZ10 VintAll |  | System | Residential | 26-SFM-ResidentialSingleFamily-SP_COOL | 0 |  |  |  |  | 50 | 50 | 0 | 0 | 0 | 0 | 270 |  | kWh | 0.3564 | 0 | Residential | [7 empty] | 3 | 0.78 |  |  |  | 1 | 1 | 0 | 0 | 0 | 0 | 0 | 0 | 0 | 0 | 0 | 0 | 2009 Qtr 1: 0; 2009 Qtr 2: 0; 2009 Qtr 3: 0; 2009 Qtr 4: 1; 2010 Qtr 1: 0; 2010 Qtr 2: 0; 2010 Qtr 3: 0; 2010 Qtr 4: 0; 2011 Qtr 1: 0; 2011 Qtr 2: 0; 2011 Qtr 3: 0; 2011 Qtr 4: 0 | 1
0 | 267009-Duct Sealing (Total Leakage Reduced from 40% of AHU flow to 12%) Resid SF CZ10 Vint03 |  | System | Residential | 26-SFM-ResidentialSingleFamily-SP_COOL | 0 |  |  |  |  | 106.2381 | 230 | 0 | 0 | 0 | -123.7619 | 234.764 |  | kWh | 0.17708 | 21.4199 | Residential |  | Winter Only | [5 empty] | 18 | 0.78 |  |  |  | 0.5 | 2 | 0 | 0 | 0 | 0 | 0 | 0 | 0 | 0 | 0 | 0 | 2009 Qtr 1: 0; 2009 Qtr 2: 0; 2009 Qtr 3: 0; 2009 Qtr 4: 2; 2010 Qtr 1: 0; 2010 Qtr 2: 0; 2010 Qtr 3: 0; 2010 Qtr 4: 0; 2011 Qtr 1: 0; 2011 Qtr 2: 0; 2011 Qtr 3: 0; 2011 Qtr 4: 0 | 2
0 | 267010-Duct Sealing (Total Leakage Reduced from 40% of AHU flow to 12%) Resid SF CZ10 Vint04 |  | System | Residential | 26-SFM-ResidentialSingleFamily-SP_COOL | 0 |  |  |  |  | 106.8728 | 237.6 | 0 | 0 | 0 | -130.7272 | 181.333 |  | kWh | 0.24097 | 10.7341 | Residential |  | Winter Only | [5 empty] | 18 | 0.78 |  |  |  | 0 | 1 | 0 | 0 | 0 | 0 | 0 | 0 | 0 | 0 | 0 | 0 | 2009 Qtr 1: 0; 2009 Qtr 2: 0; 2009 Qtr 3: 0; 2009 Qtr 4: 1; 2010 Qtr 1: 0; 2010 Qtr 2: 0; 2010 Qtr 3: 0; 2010 Qtr 4: 0; 2011 Qtr 1: 0; 2011 Qtr 2: 0; 2011 Qtr 3: 0; 2011 Qtr 4: 0 | 1
0 | 267010-Duct Sealing (Total Leakage Reduced from 40% of AHU flow to 12%) Resid SF CZ10 Vint04 |  | System | Residential | 26-SFM-ResidentialSingleFamily-SP_COOL | 0 |  |  |  |  | 106.8728 | 250 | 0 | 0 | 0 | -143.1272 | 181.333 |  | kWh | 0.24097 | 10.7341 | Residential |  | Winter Only | [5 empty] | 18 | 0.78 |  |  |  | 0 | 2 | 0 | 0 | 0 | 0 | 0 | 0 | 0 | 0 | 0 | 0 | 2009 Qtr 1: 0; 2009 Qtr 2: 0; 2009 Qtr 3: 0; 2009 Qtr 4: 2; 2010 Qtr 1: 0; 2010 Qtr 2: 0; 2010 Qtr 3: 0; 2010 Qtr 4: 0; 2011 Qtr 1: 0; 2011 Qtr 2: 0; 2011 Qtr 3: 0; 2011 Qtr 4: 0 | 2
0 | 267010-Duct Sealing (Total Leakage Reduced from 40% of AHU flow to 12%) Resid SF CZ10 Vint04 |  | System | Residential | 26-SFM-ResidentialSingleFamily-SP_COOL | 0 |  |  |  |  | 106.8728 | 336.8 | 0 | 0 | 0 | -229.9272 | 181.333 |  | kWh | 0.24097 | 10.7341 | Residential |  | Winter Only | [5 empty] | 18 | 0.78 |  |  |  | 0 | 1 | 0 | 0 | 0 | 0 | 0 | 0 | 0 | 0 | 0 | 0 | 2009 Qtr 1: 0; 2009 Qtr 2: 0; 2009 Qtr 3: 0; 2009 Qtr 4: 1; 2010 Qtr 1: 0; 2010 Qtr 2: 0; 2010 Qtr 3: 0; 2010 Qtr 4: 0; 2011 Qtr 1: 0; 2011 Qtr 2: 0; 2011 Qtr 3: 0; 2011 Qtr 4: 0 | 1
0 | 267010-Duct Sealing (Total Leakage Reduced from 40% of AHU flow to 12%) Resid SF CZ10 Vint04 |  | System | Residential | 26-SFM-ResidentialSingleFamily-SP_COOL | 0 |  |  |  |  | 106.8728 | 204.2 | 0 | 0 | 0 | -97.3272 | 181.333 |  | kWh | 0.24097 | 10.7341 | Residential |  | Winter Only | [5 empty] | 18 | 0.78 |  |  |  | 0 | 2 | 0 | 0 | 0 | 0 | 0 | 0 | 0 | 0 | 0 | 0 | 2009 Qtr 1: 0; 2009 Qtr 2: 0; 2009 Qtr 3: 0; 2009 Qtr 4: 2; 2010 Qtr 1: 0; 2010 Qtr 2: 0; 2010 Qtr 3: 0; 2010 Qtr 4: 0; 2011 Qtr 1: 0; 2011 Qtr 2: 0; 2011 Qtr 3: 0; 2011 Qtr 4: 0 | 2
0 | 267010-Duct Sealing (Total Leakage Reduced from 40% of AHU flow to 12%) Resid SF CZ10 Vint04 |  | System | Residential | 26-SFM-ResidentialSingleFamily-SP_COOL | 0 |  |  |  |  | 106.8728 | 200 | 0 | 0 | 0 | -93.1272 | 181.333 |  | kWh | 0.24097 | 10.7341 | Residential |  | Winter Only | [5 empty] | 18 | 0.78 |  |  |  | 0 | 3 | 0 | 0 | 0 | 0 | 0 | 0 | 0 | 0 | 0 | 0 | 2009 Qtr 1: 0; 2009 Qtr 2: 0; 2009 Qtr 3: 0; 2009 Qtr 4: 3; 2010 Qtr 1: 0; 2010 Qtr 2: 0; 2010 Qtr 3: 0; 2010 Qtr 4: 0; 2011 Qtr 1: 0; 2011 Qtr 2: 0; 2011 Qtr 3: 0; 2011 Qtr 4: 0 | 3
0 | 267010-Duct Sealing (Total Leakage Reduced from 40% of AHU flow to 12%) Resid SF CZ10 Vint04 |  | System | Residential | 26-SFM-ResidentialSingleFamily-SP_COOL | 0 |  |  |  |  | 106.8728 | 360 | 0 | 0 | 0 | -253.1272 | 181.333 |  | kWh | 0.24097 | 10.7341 | Residential |  | Winter Only | [5 empty] | 18 | 0.78 |  |  |  | 0 | 1 | 0 | 0 | 0 | 0 | 0 | 0 | 0 | 0 | 0 | 0 | 2009 Qtr 1: 0; 2009 Qtr 2: 0; 2009 Qtr 3: 0; 2009 Qtr 4: 1; 2010 Qtr 1: 0; 2010 Qtr 2: 0; 2010 Qtr 3: 0; 2010 Qtr 4: 0; 2011 Qtr 1: 0; 2011 Qtr 2: 0; 2011 Qtr 3: 0; 2011 Qtr 4: 0 | 1
0 | 267010-Duct Sealing (Total Leakage Reduced from 40% of AHU flow to 12%) Resid SF CZ10 Vint04 |  | System | Residential | 26-SFM-ResidentialSingleFamily-SP_COOL | 0 |  |  |  |  | 106.8728 | 280 | 0 | 0 | 0 | -173.1272 | 181.333 |  | kWh | 0.24097 | 10.7341 | Residential |  | Winter Only | [5 empty] | 18 | 0.78 |  |  |  | 0 | 1 | 0 | 0 | 0 | 0 | 0 | 0 | 0 | 0 | 0 | 0 | 2009 Qtr 1: 0; 2009 Qtr 2: 0; 2009 Qtr 3: 0; 2009 Qtr 4: 1; 2010 Qtr 1: 0; 2010 Qtr 2: 0; 2010 Qtr 3: 0; 2010 Qtr 4: 0; 2011 Qtr 1: 0; 2011 Qtr 2: 0; 2011 Qtr 3: 0; 2011 Qtr 4: 0 | 1
0 | 267029-Commercial HVAC Diagnostic/Tune-up Com All CZ07 VintAll |  | System | Commercial | 01-ALC-AllCommercial-Cooling | 0 |  |  |  |  | 72.1918 | 82.5373 | 0 | 0 | 0 | -10.3455 | 60.0094 |  | kWh | 0.046765 | 0 | Commercial | [7 empty] | 10 | 0.85 |  |  |  | 1 | 3.35 | 0 | 0 | 0 | 0 | 0 | 0 | 0 | 0 | 0 | 0 | 2009 Qtr 1: 0; 2009 Qtr 2: 0; 2009 Qtr 3: 0; 2009 Qtr 4: 3.35; 2010 Qtr 1: 0; 2010 Qtr 2: 0; 2010 Qtr 3: 0; 2010 Qtr 4: 0; 2011 Qtr 1: 0; 2011 Qtr 2: 0; 2011 Qtr 3: 0; 2011 Qtr 4: 0 | 3.35
0 | 267044-Commercial Condensor Coil Cleaning (all units - savings at 50% of DEER) Com All CZ07 VintAll |  | System | Commercial | 01-ALC-AllCommercial-Cooling | 0 |  |  |  |  | 9.9998 | 10 | 0 | 0 | 0 | -0.0002249 | 60 |  | kWh | 0.047 | 0 | Commercial | [7 empty] | 3 | 0.78 |  |  |  | 1 | 5 | 0 | 0 | 0 | 0 | 0 | 0 | 0 | 0 | 0 | 0 | 2009 Qtr 1: 0; 2009 Qtr 2: 0; 2009 Qtr 3: 0; 2009 Qtr 4: 5; 2010 Qtr 1: 0; 2010 Qtr 2: 0; 2010 Qtr 3: 0; 2010 Qtr 4: 0; 2011 Qtr 1: 0; 2011 Qtr 2: 0; 2011 Qtr 3: 0; 2011 Qtr 4: 0 | 5
0 | 267044-Commercial Condensor Coil Cleaning (all units - savings at 50% of DEER) Com All CZ07 VintAll |  | System | Commercial | 01-ALC-AllCommercial-Cooling | 0 |  |  |  |  | 9.9998 | 12.5 | 0 | 0 | 0 | -2.5002 | 60 |  | kWh | 0.047 | 0 | Commercial | [7 empty] | 3 | 0.78 |  |  |  | 1 | 2 | 0 | 0 | 0 | 0 | 0 | 0 | 0 | 0 | 0 | 0 | 2009 Qtr 1: 0; 2009 Qtr 2: 0; 2009 Qtr 3: 0; 2009 Qtr 4: 2; 2010 Qtr 1: 0; 2010 Qtr 2: 0; 2010 Qtr 3: 0; 2010 Qtr 4: 0; 2011 Qtr 1: 0; 2011 Qtr 2: 0; 2011 Qtr 3: 0; 2011 Qtr 4: 0 | 2
0 | 267029-Commercial HVAC Diagnostic/Tune-up Com All CZ07 VintAll |  | System | Commercial | 01-ALC-AllCommercial-Cooling | 0 |  |  |  |  | 72.1918 | 82.5373 | 0 | 0 | 0 | -10.3455 | 60.0094 |  | kWh | 0.046765 | 0 | Commercial | [7 empty] | 10 | 0.85 |  |  |  | 1 | 4.02 | 0 | 0 | 0 | 0 | 0 | 0 | 0 | 0 | 0 | 0 | 2009 Qtr 1: 0; 2009 Qtr 2: 0; 2009 Qtr 3: 0; 2009 Qtr 4: 4.02; 2010 Qtr 1: 0; 2010 Qtr 2: 0; 2010 Qtr 3: 0; 2010 Qtr 4: 0; 2011 Qtr 1: 0; 2011 Qtr 2: 0; 2011 Qtr 3: 0; 2011 Qtr 4: 0 | 4.02
0 | 267044-Commercial Condensor Coil Cleaning (all units - savings at 50% of DEER) Com All CZ07 VintAll |  | System | Commercial | 01-ALC-AllCommercial-Cooling | 0 |  |  |  |  | 9.9998 | 10 | 0 | 0 | 0 | -0.0002249 | 60 |  | kWh | 0.047 | 0 | Commercial | [7 empty] | 3 | 0.78 |  |  |  | 1 | 6 | 0 | 0 | 0 | 0 | 0 | 0 | 0 | 0 | 0 | 0 | 2009 Qtr 1: 0; 2009 Qtr 2: 0; 2009 Qtr 3: 0; 2009 Qtr 4: 6; 2010 Qtr 1: 0; 2010 Qtr 2: 0; 2010 Qtr 3: 0; 2010 Qtr 4: 0; 2011 Qtr 1: 0; 2011 Qtr 2: 0; 2011 Qtr 3: 0; 2011 Qtr 4: 0 | 6
0 | 267029-Commercial HVAC Diagnostic/Tune-up Com All CZ07 VintAll |  | System | Commercial | 01-ALC-AllCommercial-Cooling | 0 |  |  |  |  | 72.1918 | 82.5373 | 0 | 0 | 0 | -10.3455 | 60.0094 |  | kWh | 0.046765 | 0 | Commercial | [7 empty] | 10 | 0.85 |  |  |  | 1 | 3.35 | 0 | 0 | 0 | 0 | 0 | 0 | 0 | 0 | 0 | 0 | 2009 Qtr 1: 0; 2009 Qtr 2: 0; 2009 Qtr 3: 0; 2009 Qtr 4: 3.35; 2010 Qtr 1: 0; 2010 Qtr 2: 0; 2010 Qtr 3: 0; 2010 Qtr 4: 0; 2011 Qtr 1: 0; 2011 Qtr 2: 0; 2011 Qtr 3: 0; 2011 Qtr 4: 0 | 3.35
0 | 267044-Commercial Condensor Coil Cleaning (all units - savings at 50% of DEER) Com All CZ07 VintAll |  | System | Commercial | 01-ALC-AllCommercial-Cooling | 0 |  |  |  |  | 9.9998 | 10 | 0 | 0 | 0 | -0.0002249 | 60 |  | kWh | 0.047 | 0 | Commercial | [7 empty] | 3 | 0.78 |  |  |  | 1 | 5 | 0 | 0 | 0 | 0 | 0 | 0 | 0 | 0 | 0 | 0 | 2009 Qtr 1: 0; 2009 Qtr 2: 0; 2009 Qtr 3: 0; 2009 Qtr 4: 5; 2010 Qtr 1: 0; 2010 Qtr 2: 0; 2010 Qtr 3: 0; 2010 Qtr 4: 0; 2011 Qtr 1: 0; 2011 Qtr 2: 0; 2011 Qtr 3: 0; 2011 Qtr 4: 0 | 5
0 | 267029-Commercial HVAC Diagnostic/Tune-up Com All CZ07 VintAll |  | System | Commercial | 01-ALC-AllCommercial-Cooling | 0 |  |  |  |  | 72.1918 | 82.5373 | 0 | 0 | 0 | -10.3455 | 60.0094 |  | kWh | 0.046765 | 0 | Commercial | [7 empty] | 10 | 0.85 |  |  |  | 1 | 3.35 | 0 | 0 | 0 | 0 | 0 | 0 | 0 | 0 | 0 | 0 | 2009 Qtr 1: 0; 2009 Qtr 2: 0; 2009 Qtr 3: 0; 2009 Qtr 4: 3.35; 2010 Qtr 1: 0; 2010 Qtr 2: 0; 2010 Qtr 3: 0; 2010 Qtr 4: 0; 2011 Qtr 1: 0; 2011 Qtr 2: 0; 2011 Qtr 3: 0; 2011 Qtr 4: 0 | 3.35
0 | 267044-Commercial Condensor Coil Cleaning (all units - savings at 50% of DEER) Com All CZ07 VintAll |  | System | Commercial | 01-ALC-AllCommercial-Cooling | 0 |  |  |  |  | 9.9998 | 10 | 0 | 0 | 0 | -0.0002249 | 60 |  | kWh | 0.047 | 0 | Commercial | [7 empty] | 3 | 0.78 |  |  |  | 1 | 5 | 0 | 0 | 0 | 0 | 0 | 0 | 0 | 0 | 0 | 0 | 2009 Qtr 1: 0; 2009 Qtr 2: 0; 2009 Qtr 3: 0; 2009 Qtr 4: 5; 2010 Qtr 1: 0; 2010 Qtr 2: 0; 2010 Qtr 3: 0; 2010 Qtr 4: 0; 2011 Qtr 1: 0; 2011 Qtr 2: 0; 2011 Qtr 3: 0; 2011 Qtr 4: 0 | 5
0 | 267029-Commercial HVAC Diagnostic/Tune-up Com All CZ07 VintAll |  | System | Commercial | 01-ALC-AllCommercial-Cooling | 0 |  |  |  |  | 72.1918 | 82.5373 | 0 | 0 | 0 | -10.3455 | 60.0094 |  | kWh | 0.046765 | 0 | Commercial | [7 empty] | 10 | 0.85 |  |  |  | 1 | 3.35 | 0 | 0 | 0 | 0 | 0 | 0 | 0 | 0 | 0 | 0 | 2009 Qtr 1: 0; 2009 Qtr 2: 0; 2009 Qtr 3: 0; 2009 Qtr 4: 3.35; 2010 Qtr 1: 0; 2010 Qtr 2: 0; 2010 Qtr 3: 0; 2010 Qtr 4: 0; 2011 Qtr 1: 0; 2011 Qtr 2: 0; 2011 Qtr 3: 0; 2011 Qtr 4: 0 | 3.35
0 | 267044-Commercial Condensor Coil Cleaning (all units - savings at 50% of DEER) Com All CZ07 VintAll |  | System | Commercial | 01-ALC-AllCommercial-Cooling | 0 |  |  |  |  | 9.9998 | 10 | 0 | 0 | 0 | -0.0002249 | 60 |  | kWh | 0.047 | 0 | Commercial | [7 empty] | 3 | 0.78 |  |  |  | 1 | 5 | 0 | 0 | 0 | 0 | 0 | 0 | 0 | 0 | 0 | 0 | 2009 Qtr 1: 0; 2009 Qtr 2: 0; 2009 Qtr 3: 0; 2009 Qtr 4: 5; 2010 Qtr 1: 0; 2010 Qtr 2: 0; 2010 Qtr 3: 0; 2010 Qtr 4: 0; 2011 Qtr 1: 0; 2011 Qtr 2: 0; 2011 Qtr 3: 0; 2011 Qtr 4: 0 | 5
0 | 267029-Commercial HVAC Diagnostic/Tune-up Com All CZ07 VintAll |  | System | Commercial | 01-ALC-AllCommercial-Cooling | 0 |  |  |  |  | 72.1918 | 82.5373 | 0 | 0 | 0 | -10.3455 | 60.0094 |  | kWh | 0.046765 | 0 | Commercial | [7 empty] | 10 | 0.85 |  |  |  | 1 | 3.35 | 0 | 0 | 0 | 0 | 0 | 0 | 0 | 0 | 0 | 0 | 2009 Qtr 1: 0; 2009 Qtr 2: 0; 2009 Qtr 3: 0; 2009 Qtr 4: 3.35; 2010 Qtr 1: 0; 2010 Qtr 2: 0; 2010 Qtr 3: 0; 2010 Qtr 4: 0; 2011 Qtr 1: 0; 2011 Qtr 2: 0; 2011 Qtr 3: 0; 2011 Qtr 4: 0 | 3.35
0 | 267044-Commercial Condensor Coil Cleaning (all units - savings at 50% of DEER) Com All CZ07 VintAll |  | System | Commercial | 01-ALC-AllCommercial-Cooling | 0 |  |  |  |  | 9.9998 | 10 | 0 | 0 | 0 | -0.0002249 | 60 |  | kWh | 0.047 | 0 | Commercial | [7 empty] | 3 | 0.78 |  |  |  | 1 | 5 | 0 | 0 | 0 | 0 | 0 | 0 | 0 | 0 | 0 | 0 | 2009 Qtr 1: 0; 2009 Qtr 2: 0; 2009 Qtr 3: 0; 2009 Qtr 4: 5; 2010 Qtr 1: 0; 2010 Qtr 2: 0; 2010 Qtr 3: 0; 2010 Qtr 4: 0; 2011 Qtr 1: 0; 2011 Qtr 2: 0; 2011 Qtr 3: 0; 2011 Qtr 4: 0 | 5
0 | 267029-Commercial HVAC Diagnostic/Tune-up Com All CZ07 VintAll |  | System | Commercial | 01-ALC-AllCommercial-Cooling | 0 |  |  |  |  | 72.1918 | 82.5373 | 0 | 0 | 0 | -10.3455 | 60.0094 |  | kWh | 0.046765 | 0 | Commercial | [7 empty] | 10 | 0.85 |  |  |  | 1 | 2.01 | 0 | 0 | 0 | 0 | 0 | 0 | 0 | 0 | 0 | 0 | 2009 Qtr 1: 0; 2009 Qtr 2: 0; 2009 Qtr 3: 0; 2009 Qtr 4: 2.01; 2010 Qtr 1: 0; 2010 Qtr 2: 0; 2010 Qtr 3: 0; 2010 Qtr 4: 0; 2011 Qtr 1: 0; 2011 Qtr 2: 0; 2011 Qtr 3: 0; 2011 Qtr 4: 0 | 2.01
0 | 267044-Commercial Condensor Coil Cleaning (all units - savings at 50% of DEER) Com All CZ07 VintAll |  | System | Commercial | 01-ALC-AllCommercial-Cooling | 0 |  |  |  |  | 9.9998 | 10 | 0 | 0 | 0 | -0.0002249 | 60 |  | kWh | 0.047 | 0 | Commercial | [7 empty] | 3 | 0.78 |  |  |  | 1 | 3 | 0 | 0 | 0 | 0 | 0 | 0 | 0 | 0 | 0 | 0 | 2009 Qtr 1: 0; 2009 Qtr 2: 0; 2009 Qtr 3: 0; 2009 Qtr 4: 3; 2010 Qtr 1: 0; 2010 Qtr 2: 0; 2010 Qtr 3: 0; 2010 Qtr 4: 0; 2011 Qtr 1: 0; 2011 Qtr 2: 0; 2011 Qtr 3: 0; 2011 Qtr 4: 0 | 3
0 | 267019-Economizer Repair Com All CZ07 Vint04 |  | System | Commercial | 01-ALC-AllCommercial-Cooling | 0 |  |  |  |  | 41.71 | 41 | 0 | 0 | 0 | 0.71 | 555 |  | kWh | 0.003 | 0 | Commercial |  | Winter Only | [5 empty] | 5 | 0.85 |  |  |  | 0 | 5 | 0 | 0 | 0 | 0 | 0 | 0 | 0 | 0 | 0 | 0 | 2009 Qtr 1: 0; 2009 Qtr 2: 0; 2009 Qtr 3: 0; 2009 Qtr 4: 5; 2010 Qtr 1: 0; 2010 Qtr 2: 0; 2010 Qtr 3: 0; 2010 Qtr 4: 0; 2011 Qtr 1: 0; 2011 Qtr 2: 0; 2011 Qtr 3: 0; 2011 Qtr 4: 0 | 5
0 | 267019-Economizer Repair Com All CZ07 Vint04 |  | System | Commercial | 01-ALC-AllCommercial-Cooling | 0 |  |  |  |  | 41.71 | 41 | 0 | 0 | 0 | 0.71 | 555 |  | kWh | 0.003 | 0 | Commercial |  | Winter Only | [5 empty] | 5 | 0.85 |  |  |  | 0 | 5 | 0 | 0 | 0 | 0 | 0 | 0 | 0 | 0 | 0 | 0 | 2009 Qtr 1: 0; 2009 Qtr 2: 0; 2009 Qtr 3: 0; 2009 Qtr 4: 5; 2010 Qtr 1: 0; 2010 Qtr 2: 0; 2010 Qtr 3: 0; 2010 Qtr 4: 0; 2011 Qtr 1: 0; 2011 Qtr 2: 0; 2011 Qtr 3: 0; 2011 Qtr 4: 0 | 5
0 | 267019-Economizer Repair Com All CZ07 Vint04 |  | System | Commercial | 01-ALC-AllCommercial-Cooling | 0 |  |  |  |  | 41.71 | 41 | 0 | 0 | 0 | 0.71 | 555 |  | kWh | 0.003 | 0 | Commercial |  | Winter Only | [5 empty] | 5 | 0.85 |  |  |  | 0 | 5 | 0 | 0 | 0 | 0 | 0 | 0 | 0 | 0 | 0 | 0 | 2009 Qtr 1: 0; 2009 Qtr 2: 0; 2009 Qtr 3: 0; 2009 Qtr 4: 5; 2010 Qtr 1: 0; 2010 Qtr 2: 0; 2010 Qtr 3: 0; 2010 Qtr 4: 0; 2011 Qtr 1: 0; 2011 Qtr 2: 0; 2011 Qtr 3: 0; 2011 Qtr 4: 0 | 5
0 | 267030-Commercial HVAC Diagnostic/Tune-up Com All CZ10 VintAll |  | System | Commercial | 01-ALC-AllCommercial-Cooling | 0 |  |  |  |  | 67.6133 | 82.5373 | 0 | 0 | 0 | -14.924 | 214 |  | kWh | 0.15 | 0 | Commercial | [7 empty] | 10 | 0.85 |  |  |  | 1 | 1.34 | 0 | 0 | 0 | 0 | 0 | 0 | 0 | 0 | 0 | 0 | 2009 Qtr 1: 0; 2009 Qtr 2: 0; 2009 Qtr 3: 0; 2009 Qtr 4: 1.34; 2010 Qtr 1: 0; 2010 Qtr 2: 0; 2010 Qtr 3: 0; 2010 Qtr 4: 0; 2011 Qtr 1: 0; 2011 Qtr 2: 0; 2011 Qtr 3: 0; 2011 Qtr 4: 0 | 1.34
0 | 267045-Commercial Condensor Coil Cleaning (all units - savings at 50% of DEER) Com All CZ10 VintAll |  | System | Commercial | 01-ALC-AllCommercial-Cooling | 0 |  |  |  |  | 10 | 10 | 0 | 0 | 0 | 0 | 74 |  | kWh | 0.0665 | 0 | Commercial | [7 empty] | 3 | 0.78 |  |  |  | 1 | 2 | 0 | 0 | 0 | 0 | 0 | 0 | 0 | 0 | 0 | 0 | 2009 Qtr 1: 0; 2009 Qtr 2: 0; 2009 Qtr 3: 0; 2009 Qtr 4: 2; 2010 Qtr 1: 0; 2010 Qtr 2: 0; 2010 Qtr 3: 0; 2010 Qtr 4: 0; 2011 Qtr 1: 0; 2011 Qtr 2: 0; 2011 Qtr 3: 0; 2011 Qtr 4: 0 | 2
0 | 267030-Commercial HVAC Diagnostic/Tune-up Com All CZ10 VintAll |  | System | Commercial | 01-ALC-AllCommercial-Cooling | 0 |  |  |  |  | 67.6133 | 82.5373 | 0 | 0 | 0 | -14.924 | 214 |  | kWh | 0.15 | 0 | Commercial | [7 empty] | 10 | 0.85 |  |  |  | 1 | 3.35 | 0 | 0 | 0 | 0 | 0 | 0 | 0 | 0 | 0 | 0 | 2009 Qtr 1: 0; 2009 Qtr 2: 0; 2009 Qtr 3: 0; 2009 Qtr 4: 3.35; 2010 Qtr 1: 0; 2010 Qtr 2: 0; 2010 Qtr 3: 0; 2010 Qtr 4: 0; 2011 Qtr 1: 0; 2011 Qtr 2: 0; 2011 Qtr 3: 0; 2011 Qtr 4: 0 | 3.35
0 | 267045-Commercial Condensor Coil Cleaning (all units - savings at 50% of DEER) Com All CZ10 VintAll |  | System | Commercial | 01-ALC-AllCommercial-Cooling | 0 |  |  |  |  | 10 | 10 | 0 | 0 | 0 | 0 | 74 |  | kWh | 0.0665 | 0 | Commercial | [7 empty] | 3 | 0.78 |  |  |  | 1 | 5 | 0 | 0 | 0 | 0 | 0 | 0 | 0 | 0 | 0 | 0 | 2009 Qtr 1: 0; 2009 Qtr 2: 0; 2009 Qtr 3: 0; 2009 Qtr 4: 5; 2010 Qtr 1: 0; 2010 Qtr 2: 0; 2010 Qtr 3: 0; 2010 Qtr 4: 0; 2011 Qtr 1: 0; 2011 Qtr 2: 0; 2011 Qtr 3: 0; 2011 Qtr 4: 0 | 5
0 | 267045-Commercial Condensor Coil Cleaning (all units - savings at 50% of DEER) Com All CZ10 VintAll |  | System | Commercial | 01-ALC-AllCommercial-Cooling | 0 |  |  |  |  | 10 | 10 | 0 | 0 | 0 | 0 | 74 |  | kWh | 0.0665 | 0 | Commercial | [7 empty] | 3 | 0.78 |  |  |  | 1 | 2 | 0 | 0 | 0 | 0 | 0 | 0 | 0 | 0 | 0 | 0 | 2009 Qtr 1: 0; 2009 Qtr 2: 0; 2009 Qtr 3: 0; 2009 Qtr 4: 2; 2010 Qtr 1: 0; 2010 Qtr 2: 0; 2010 Qtr 3: 0; 2010 Qtr 4: 0; 2011 Qtr 1: 0; 2011 Qtr 2: 0; 2011 Qtr 3: 0; 2011 Qtr 4: 0 | 2
0 | 267030-Commercial HVAC Diagnostic/Tune-up Com All CZ10 VintAll |  | System | Commercial | 01-ALC-AllCommercial-Cooling | 0 |  |  |  |  | 67.6133 | 82.5373 | 0 | 0 | 0 | -14.924 | 214 |  | kWh | 0.15 | 0 | Commercial | [7 empty] | 10 | 0.85 |  |  |  | 1 | 1.34 | 0 | 0 | 0 | 0 | 0 | 0 | 0 | 0 | 0 | 0 | 2009 Qtr 1: 0; 2009 Qtr 2: 0; 2009 Qtr 3: 0; 2009 Qtr 4: 1.34; 2010 Qtr 1: 0; 2010 Qtr 2: 0; 2010 Qtr 3: 0; 2010 Qtr 4: 0; 2011 Qtr 1: 0; 2011 Qtr 2: 0; 2011 Qtr 3: 0; 2011 Qtr 4: 0 | 1.34
0 | 267045-Commercial Condensor Coil Cleaning (all units - savings at 50% of DEER) Com All CZ10 VintAll |  | System | Commercial | 01-ALC-AllCommercial-Cooling | 0 |  |  |  |  | 10 | 10 | 0 | 0 | 0 | 0 | 74 |  | kWh | 0.0665 | 0 | Commercial | [7 empty] | 3 | 0.78 |  |  |  | 1 | 2 | 0 | 0 | 0 | 0 | 0 | 0 | 0 | 0 | 0 | 0 | 2009 Qtr 1: 0; 2009 Qtr 2: 0; 2009 Qtr 3: 0; 2009 Qtr 4: 2; 2010 Qtr 1: 0; 2010 Qtr 2: 0; 2010 Qtr 3: 0; 2010 Qtr 4: 0; 2011 Qtr 1: 0; 2011 Qtr 2: 0; 2011 Qtr 3: 0; 2011 Qtr 4: 0 | 2
0 | 267030-Commercial HVAC Diagnostic/Tune-up Com All CZ10 VintAll |  | System | Commercial | 01-ALC-AllCommercial-Cooling | 0 |  |  |  |  | 67.6133 | 82.5373 | 0 | 0 | 0 | -14.924 | 214 |  | kWh | 0.15 | 0 | Commercial | [7 empty] | 10 | 0.85 |  |  |  | 1 | 2.01 | 0 | 0 | 0 | 0 | 0 | 0 | 0 | 0 | 0 | 0 | 2009 Qtr 1: 0; 2009 Qtr 2: 0; 2009 Qtr 3: 0; 2009 Qtr 4: 2.01; 2010 Qtr 1: 0; 2010 Qtr 2: 0; 2010 Qtr 3: 0; 2010 Qtr 4: 0; 2011 Qtr 1: 0; 2011 Qtr 2: 0; 2011 Qtr 3: 0; 2011 Qtr 4: 0 | 2.01
0 | 267045-Commercial Condensor Coil Cleaning (all units - savings at 50% of DEER) Com All CZ10 VintAll |  | System | Commercial | 01-ALC-AllCommercial-Cooling | 0 |  |  |  |  | 10 | 10 | 0 | 0 | 0 | 0 | 74 |  | kWh | 0.0665 | 0 | Commercial | [7 empty] | 3 | 0.78 |  |  |  | 1 | 3 | 0 | 0 | 0 | 0 | 0 | 0 | 0 | 0 | 0 | 0 | 2009 Qtr 1: 0; 2009 Qtr 2: 0; 2009 Qtr 3: 0; 2009 Qtr 4: 3; 2010 Qtr 1: 0; 2010 Qtr 2: 0; 2010 Qtr 3: 0; 2010 Qtr 4: 0; 2011 Qtr 1: 0; 2011 Qtr 2: 0; 2011 Qtr 3: 0; 2011 Qtr 4: 0 | 3
0 | 267030-Commercial HVAC Diagnostic/Tune-up Com All CZ10 VintAll |  | System | Commercial | 01-ALC-AllCommercial-Cooling | 0 |  |  |  |  | 67.6133 | 82.5373 | 0 | 0 | 0 | -14.924 | 214 |  | kWh | 0.15 | 0 | Commercial | [7 empty] | 10 | 0.85 |  |  |  | 1 | 2.01 | 0 | 0 | 0 | 0 | 0 | 0 | 0 | 0 | 0 | 0 | 2009 Qtr 1: 0; 2009 Qtr 2: 0; 2009 Qtr 3: 0; 2009 Qtr 4: 2.01; 2010 Qtr 1: 0; 2010 Qtr 2: 0; 2010 Qtr 3: 0; 2010 Qtr 4: 0; 2011 Qtr 1: 0; 2011 Qtr 2: 0; 2011 Qtr 3: 0; 2011 Qtr 4: 0 | 2.01
0 | 267045-Commercial Condensor Coil Cleaning (all units - savings at 50% of DEER) Com All CZ10 VintAll |  | System | Commercial | 01-ALC-AllCommercial-Cooling | 0 |  |  |  |  | 10 | 10 | 0 | 0 | 0 | 0 | 74 |  | kWh | 0.0665 | 0 | Commercial | [7 empty] | 3 | 0.78 |  |  |  | 1 | 3 | 0 | 0 | 0 | 0 | 0 | 0 | 0 | 0 | 0 | 0 | 2009 Qtr 1: 0; 2009 Qtr 2: 0; 2009 Qtr 3: 0; 2009 Qtr 4: 3; 2010 Qtr 1: 0; 2010 Qtr 2: 0; 2010 Qtr 3: 0; 2010 Qtr 4: 0; 2011 Qtr 1: 0; 2011 Qtr 2: 0; 2011 Qtr 3: 0; 2011 Qtr 4: 0 | 3
0 | 267030-Commercial HVAC Diagnostic/Tune-up Com All CZ10 VintAll |  | System | Commercial | 01-ALC-AllCommercial-Cooling | 0 |  |  |  |  | 67.6133 | 82.5373 | 0 | 0 | 0 | -14.924 | 214 |  | kWh | 0.15 | 0 | Commercial | [7 empty] | 10 | 0.85 |  |  |  | 1 | 1.34 | 0 | 0 | 0 | 0 | 0 | 0 | 0 | 0 | 0 | 0 | 2009 Qtr 1: 0; 2009 Qtr 2: 0; 2009 Qtr 3: 0; 2009 Qtr 4: 1.34; 2010 Qtr 1: 0; 2010 Qtr 2: 0; 2010 Qtr 3: 0; 2010 Qtr 4: 0; 2011 Qtr 1: 0; 2011 Qtr 2: 0; 2011 Qtr 3: 0; 2011 Qtr 4: 0 | 1.34
0 | 267045-Commercial Condensor Coil Cleaning (all units - savings at 50% of DEER) Com All CZ10 VintAll |  | System | Commercial | 01-ALC-AllCommercial-Cooling | 0 |  |  |  |  | 10 | 10 | 0 | 0 | 0 | 0 | 74 |  | kWh | 0.0665 | 0 | Commercial | [7 empty] | 3 | 0.78 |  |  |  | 1 | 2 | 0 | 0 | 0 | 0 | 0 | 0 | 0 | 0 | 0 | 0 | 2009 Qtr 1: 0; 2009 Qtr 2: 0; 2009 Qtr 3: 0; 2009 Qtr 4: 2; 2010 Qtr 1: 0; 2010 Qtr 2: 0; 2010 Qtr 3: 0; 2010 Qtr 4: 0; 2011 Qtr 1: 0; 2011 Qtr 2: 0; 2011 Qtr 3: 0; 2011 Qtr 4: 0 | 2
0 | 267042-Residential Condensor Coil Cleaning Resid MF CZ10 VintAll |  | System | Residential | 13-MFM-ResidentialMulti-family-SP_COOL | 0 |  |  |  |  | 50 | 50 | 0 | 0 | 0 | 0 | 180 |  | kWh | 0.2376 | 0 | Residential | [7 empty] | 3 | 0.78 |  |  |  | 1 | 1 | 0 | 0 | 0 | 0 | 0 | 0 | 0 | 0 | 0 | 0 | 2009 Qtr 1: 0; 2009 Qtr 2: 0; 2009 Qtr 3: 0; 2009 Qtr 4: 1; 2010 Qtr 1: 0; 2010 Qtr 2: 0; 2010 Qtr 3: 0; 2010 Qtr 4: 0; 2011 Qtr 1: 0; 2011 Qtr 2: 0; 2011 Qtr 3: 0; 2011 Qtr 4: 0 | 1
0 | 267042-Residential Condensor Coil Cleaning Resid MF CZ10 VintAll |  | System | Residential | 13-MFM-ResidentialMulti-family-SP_COOL | 0 |  |  |  |  | 50 | 50 | 0 | 0 | 0 | 0 | 180 |  | kWh | 0.2376 | 0 | Residential | [7 empty] | 3 | 0.78 |  |  |  | 1 | 1 | 0 | 0 | 0 | 0 | 0 | 0 | 0 | 0 | 0 | 0 | 2009 Qtr 1: 0; 2009 Qtr 2: 0; 2009 Qtr 3: 0; 2009 Qtr 4: 1; 2010 Qtr 1: 0; 2010 Qtr 2: 0; 2010 Qtr 3: 0; 2010 Qtr 4: 0; 2011 Qtr 1: 0; 2011 Qtr 2: 0; 2011 Qtr 3: 0; 2011 Qtr 4: 0 | 1
0 | 267033-High Refrigerant Charge Adjustment (>= ±20% rated charge) Resid MF CZ10 Vint04 |  | System | Residential | 13-MFM-ResidentialMulti-family-SP_COOL | 0 |  |  |  |  | 66.33 | 71.5 | 0 | 0 | 0 | -5.17 | 171.246 |  | kWh | 0.22612 | -0.10521 | Residential |  | Winter Only | [5 empty] | 10 | 0.78 |  |  |  | 1 | 2 | 0 | 0 | 0 | 0 | 0 | 0 | 0 | 0 | 0 | 0 | 2009 Qtr 1: 0; 2009 Qtr 2: 0; 2009 Qtr 3: 0; 2009 Qtr 4: 2; 2010 Qtr 1: 0; 2010 Qtr 2: 0; 2010 Qtr 3: 0; 2010 Qtr 4: 0; 2011 Qtr 1: 0; 2011 Qtr 2: 0; 2011 Qtr 3: 0; 2011 Qtr 4: 0 | 2
0 | 267042-Residential Condensor Coil Cleaning Resid MF CZ10 VintAll |  | System | Residential | 13-MFM-ResidentialMulti-family-SP_COOL | 0 |  |  |  |  | 50 | 50 | 0 | 0 | 0 | 0 | 180 |  | kWh | 0.2376 | 0 | Residential | [7 empty] | 3 | 0.78 |  |  |  | 1 | 1 | 0 | 0 | 0 | 0 | 0 | 0 | 0 | 0 | 0 | 0 | 2009 Qtr 1: 0; 2009 Qtr 2: 0; 2009 Qtr 3: 0; 2009 Qtr 4: 1; 2010 Qtr 1: 0; 2010 Qtr 2: 0; 2010 Qtr 3: 0; 2010 Qtr 4: 0; 2011 Qtr 1: 0; 2011 Qtr 2: 0; 2011 Qtr 3: 0; 2011 Qtr 4: 0 | 1
0 | 267035-High Refrigerant Charge Adjustment (>= ±20% rated charge) Resid MF CZ10 Vint01 |  | System | Residential | 13-MFM-ResidentialMulti-family-SP_COOL | 0 |  |  |  |  | 66.33 | 71.5 | 0 | 0 | 0 | -5.17 | 120.504 |  | kWh | 0.19741 | -0.037108 | Residential |  | Winter Only | [5 empty] | 10 | 0.78 |  |  |  | 1 | 2 | 0 | 0 | 0 | 0 | 0 | 0 | 0 | 0 | 0 | 0 | 2009 Qtr 1: 0; 2009 Qtr 2: 0; 2009 Qtr 3: 0; 2009 Qtr 4: 2; 2010 Qtr 1: 0; 2010 Qtr 2: 0; 2010 Qtr 3: 0; 2010 Qtr 4: 0; 2011 Qtr 1: 0; 2011 Qtr 2: 0; 2011 Qtr 3: 0; 2011 Qtr 4: 0 | 2
0 | 267042-Residential Condensor Coil Cleaning Resid MF CZ10 VintAll |  | System | Residential | 13-MFM-ResidentialMulti-family-SP_COOL | 0 |  |  |  |  | 50 | 50 | 0 | 0 | 0 | 0 | 180 |  | kWh | 0.2376 | 0 | Residential | [7 empty] | 3 | 0.78 |  |  |  | 1 | 1 | 0 | 0 | 0 | 0 | 0 | 0 | 0 | 0 | 0 | 0 | 2009 Qtr 1: 0; 2009 Qtr 2: 0; 2009 Qtr 3: 0; 2009 Qtr 4: 1; 2010 Qtr 1: 0; 2010 Qtr 2: 0; 2010 Qtr 3: 0; 2010 Qtr 4: 0; 2011 Qtr 1: 0; 2011 Qtr 2: 0; 2011 Qtr 3: 0; 2011 Qtr 4: 0 | 1
0 | 267035-High Refrigerant Charge Adjustment (>= ±20% rated charge) Resid MF CZ10 Vint01 |  | System | Residential | 13-MFM-ResidentialMulti-family-SP_COOL | 0 |  |  |  |  | 66.33 | 107.25 | 0 | 0 | 0 | -40.92 | 120.504 |  | kWh | 0.19741 | -0.037108 | Residential |  | Winter Only | [5 empty] | 10 | 0.78 |  |  |  | 1 | 1 | 0 | 0 | 0 | 0 | 0 | 0 | 0 | 0 | 0 | 0 | 2009 Qtr 1: 0; 2009 Qtr 2: 0; 2009 Qtr 3: 0; 2009 Qtr 4: 1; 2010 Qtr 1: 0; 2010 Qtr 2: 0; 2010 Qtr 3: 0; 2010 Qtr 4: 0; 2011 Qtr 1: 0; 2011 Qtr 2: 0; 2011 Qtr 3: 0; 2011 Qtr 4: 0 | 1
0 | 267042-Residential Condensor Coil Cleaning Resid MF CZ10 VintAll |  | System | Residential | 13-MFM-ResidentialMulti-family-SP_COOL | 0 |  |  |  |  | 50 | 50 | 0 | 0 | 0 | 0 | 180 |  | kWh | 0.2376 | 0 | Residential | [7 empty] | 3 | 0.78 |  |  |  | 1 | 1 | 0 | 0 | 0 | 0 | 0 | 0 | 0 | 0 | 0 | 0 | 2009 Qtr 1: 0; 2009 Qtr 2: 0; 2009 Qtr 3: 0; 2009 Qtr 4: 1; 2010 Qtr 1: 0; 2010 Qtr 2: 0; 2010 Qtr 3: 0; 2010 Qtr 4: 0; 2011 Qtr 1: 0; 2011 Qtr 2: 0; 2011 Qtr 3: 0; 2011 Qtr 4: 0 | 1
0 | 267032-High Refrigerant Charge Adjustment (>= ±20% rated charge) Resid MF CZ10 Vint03 |  | System | Residential | 13-MFM-ResidentialMulti-family-SP_COOL | 0 |  |  |  |  | 66.33 | 107.25 | 0 | 0 | 0 | -40.92 | 195.15 |  | kWh | 0.21338 | -0.15765 | Residential |  | Winter Only | [5 empty] | 10 | 0.78 |  |  |  | 1 | 1 | 0 | 0 | 0 | 0 | 0 | 0 | 0 | 0 | 0 | 0 | 2009 Qtr 1: 0; 2009 Qtr 2: 0; 2009 Qtr 3: 0; 2009 Qtr 4: 1; 2010 Qtr 1: 0; 2010 Qtr 2: 0; 2010 Qtr 3: 0; 2010 Qtr 4: 0; 2011 Qtr 1: 0; 2011 Qtr 2: 0; 2011 Qtr 3: 0; 2011 Qtr 4: 0 | 1
0 | 267042-Residential Condensor Coil Cleaning Resid MF CZ10 VintAll |  | System | Residential | 13-MFM-ResidentialMulti-family-SP_COOL | 0 |  |  |  |  | 50 | 50 | 0 | 0 | 0 | 0 | 180 |  | kWh | 0.2376 | 0 | Residential | [7 empty] | 3 | 0.78 |  |  |  | 1 | 1 | 0 | 0 | 0 | 0 | 0 | 0 | 0 | 0 | 0 | 0 | 2009 Qtr 1: 0; 2009 Qtr 2: 0; 2009 Qtr 3: 0; 2009 Qtr 4: 1; 2010 Qtr 1: 0; 2010 Qtr 2: 0; 2010 Qtr 3: 0; 2010 Qtr 4: 0; 2011 Qtr 1: 0; 2011 Qtr 2: 0; 2011 Qtr 3: 0; 2011 Qtr 4: 0 | 1
0 | 267032-High Refrigerant Charge Adjustment (>= ±20% rated charge) Resid MF CZ10 Vint03 |  | System | Residential | 13-MFM-ResidentialMulti-family-SP_COOL | 0 |  |  |  |  | 66.33 | 107.25 | 0 | 0 | 0 | -40.92 | 195.15 |  | kWh | 0.21338 | -0.15765 | Residential |  | Winter Only | [5 empty] | 10 | 0.78 |  |  |  | 1 | 1 | 0 | 0 | 0 | 0 | 0 | 0 | 0 | 0 | 0 | 0 | 2009 Qtr 1: 0; 2009 Qtr 2: 0; 2009 Qtr 3: 0; 2009 Qtr 4: 1; 2010 Qtr 1: 0; 2010 Qtr 2: 0; 2010 Qtr 3: 0; 2010 Qtr 4: 0; 2011 Qtr 1: 0; 2011 Qtr 2: 0; 2011 Qtr 3: 0; 2011 Qtr 4: 0 | 1
0 | 267042-Residential Condensor Coil Cleaning Resid MF CZ10 VintAll |  | System | Residential | 13-MFM-ResidentialMulti-family-SP_COOL | 0 |  |  |  |  | 50 | 50 | 0 | 0 | 0 | 0 | 180 |  | kWh | 0.2376 | 0 | Residential | [7 empty] | 3 | 0.78 |  |  |  | 1 | 1 | 0 | 0 | 0 | 0 | 0 | 0 | 0 | 0 | 0 | 0 | 2009 Qtr 1: 0; 2009 Qtr 2: 0; 2009 Qtr 3: 0; 2009 Qtr 4: 1; 2010 Qtr 1: 0; 2010 Qtr 2: 0; 2010 Qtr 3: 0; 2010 Qtr 4: 0; 2011 Qtr 1: 0; 2011 Qtr 2: 0; 2011 Qtr 3: 0; 2011 Qtr 4: 0 | 1
0 | 267032-High Refrigerant Charge Adjustment (>= ±20% rated charge) Resid MF CZ10 Vint03 |  | System | Residential | 13-MFM-ResidentialMulti-family-SP_COOL | 0 |  |  |  |  | 66.33 | 107.25 | 0 | 0 | 0 | -40.92 | 195.15 |  | kWh | 0.21338 | -0.15765 | Residential |  | Winter Only | [5 empty] | 10 | 0.78 |  |  |  | 1 | 1 | 0 | 0 | 0 | 0 | 0 | 0 | 0 | 0 | 0 | 0 | 2009 Qtr 1: 0; 2009 Qtr 2: 0; 2009 Qtr 3: 0; 2009 Qtr 4: 1; 2010 Qtr 1: 0; 2010 Qtr 2: 0; 2010 Qtr 3: 0; 2010 Qtr 4: 0; 2011 Qtr 1: 0; 2011 Qtr 2: 0; 2011 Qtr 3: 0; 2011 Qtr 4: 0 | 1
0 | 267042-Residential Condensor Coil Cleaning Resid MF CZ10 VintAll |  | System | Residential | 13-MFM-ResidentialMulti-family-SP_COOL | 0 |  |  |  |  | 50 | 50 | 0 | 0 | 0 | 0 | 180 |  | kWh | 0.2376 | 0 | Residential | [7 empty] | 3 | 0.78 |  |  |  | 1 | 1 | 0 | 0 | 0 | 0 | 0 | 0 | 0 | 0 | 0 | 0 | 2009 Qtr 1: 0; 2009 Qtr 2: 0; 2009 Qtr 3: 0; 2009 Qtr 4: 1; 2010 Qtr 1: 0; 2010 Qtr 2: 0; 2010 Qtr 3: 0; 2010 Qtr 4: 0; 2011 Qtr 1: 0; 2011 Qtr 2: 0; 2011 Qtr 3: 0; 2011 Qtr 4: 0 | 1
0 | 267042-Residential Condensor Coil Cleaning Resid MF CZ10 VintAll |  | System | Residential | 13-MFM-ResidentialMulti-family-SP_COOL | 0 |  |  |  |  | 50 | 50 | 0 | 0 | 0 | 0 | 180 |  | kWh | 0.2376 | 0 | Residential | [7 empty] | 3 | 0.78 |  |  |  | 1 | 1 | 0 | 0 | 0 | 0 | 0 | 0 | 0 | 0 | 0 | 0 | 2009 Qtr 1: 0; 2009 Qtr 2: 0; 2009 Qtr 3: 0; 2009 Qtr 4: 1; 2010 Qtr 1: 0; 2010 Qtr 2: 0; 2010 Qtr 3: 0; 2010 Qtr 4: 0; 2011 Qtr 1: 0; 2011 Qtr 2: 0; 2011 Qtr 3: 0; 2011 Qtr 4: 0 | 1
0 | 267032-High Refrigerant Charge Adjustment (>= ±20% rated charge) Resid MF CZ10 Vint03 |  | System | Residential | 13-MFM-ResidentialMulti-family-SP_COOL | 0 |  |  |  |  | 66.33 | 107.25 | 0 | 0 | 0 | -40.92 | 195.15 |  | kWh | 0.21338 | -0.15765 | Residential |  | Winter Only | [5 empty] | 10 | 0.78 |  |  |  | 1 | 1 | 0 | 0 | 0 | 0 | 0 | 0 | 0 | 0 | 0 | 0 | 2009 Qtr 1: 0; 2009 Qtr 2: 0; 2009 Qtr 3: 0; 2009 Qtr 4: 1; 2010 Qtr 1: 0; 2010 Qtr 2: 0; 2010 Qtr 3: 0; 2010 Qtr 4: 0; 2011 Qtr 1: 0; 2011 Qtr 2: 0; 2011 Qtr 3: 0; 2011 Qtr 4: 0 | 1
0 | 267042-Residential Condensor Coil Cleaning Resid MF CZ10 VintAll |  | System | Residential | 13-MFM-ResidentialMulti-family-SP_COOL | 0 |  |  |  |  | 50 | 50 | 0 | 0 | 0 | 0 | 180 |  | kWh | 0.2376 | 0 | Residential | [7 empty] | 3 | 0.78 |  |  |  | 1 | 1 | 0 | 0 | 0 | 0 | 0 | 0 | 0 | 0 | 0 | 0 | 2009 Qtr 1: 0; 2009 Qtr 2: 0; 2009 Qtr 3: 0; 2009 Qtr 4: 1; 2010 Qtr 1: 0; 2010 Qtr 2: 0; 2010 Qtr 3: 0; 2010 Qtr 4: 0; 2011 Qtr 1: 0; 2011 Qtr 2: 0; 2011 Qtr 3: 0; 2011 Qtr 4: 0 | 1
0 | 267032-High Refrigerant Charge Adjustment (>= ±20% rated charge) Resid MF CZ10 Vint03 |  | System | Residential | 13-MFM-ResidentialMulti-family-SP_COOL | 0 |  |  |  |  | 66.33 | 107.25 | 0 | 0 | 0 | -40.92 | 195.15 |  | kWh | 0.21338 | -0.15765 | Residential |  | Winter Only | [5 empty] | 10 | 0.78 |  |  |  | 1 | 1 | 0 | 0 | 0 | 0 | 0 | 0 | 0 | 0 | 0 | 0 | 2009 Qtr 1: 0; 2009 Qtr 2: 0; 2009 Qtr 3: 0; 2009 Qtr 4: 1; 2010 Qtr 1: 0; 2010 Qtr 2: 0; 2010 Qtr 3: 0; 2010 Qtr 4: 0; 2011 Qtr 1: 0; 2011 Qtr 2: 0; 2011 Qtr 3: 0; 2011 Qtr 4: 0 | 1
0 | 267042-Residential Condensor Coil Cleaning Resid MF CZ10 VintAll |  | System | Residential | 13-MFM-ResidentialMulti-family-SP_COOL | 0 |  |  |  |  | 50 | 50 | 0 | 0 | 0 | 0 | 180 |  | kWh | 0.2376 | 0 | Residential | [7 empty] | 3 | 0.78 |  |  |  | 1 | 1 | 0 | 0 | 0 | 0 | 0 | 0 | 0 | 0 | 0 | 0 | 2009 Qtr 1: 0; 2009 Qtr 2: 0; 2009 Qtr 3: 0; 2009 Qtr 4: 1; 2010 Qtr 1: 0; 2010 Qtr 2: 0; 2010 Qtr 3: 0; 2010 Qtr 4: 0; 2011 Qtr 1: 0; 2011 Qtr 2: 0; 2011 Qtr 3: 0; 2011 Qtr 4: 0 | 1
0 | 267032-High Refrigerant Charge Adjustment (>= ±20% rated charge) Resid MF CZ10 Vint03 |  | System | Residential | 13-MFM-ResidentialMulti-family-SP_COOL | 0 |  |  |  |  | 66.33 | 107.25 | 0 | 0 | 0 | -40.92 | 195.15 |  | kWh | 0.21338 | -0.15765 | Residential |  | Winter Only | [5 empty] | 10 | 0.78 |  |  |  | 1 | 1 | 0 | 0 | 0 | 0 | 0 | 0 | 0 | 0 | 0 | 0 | 2009 Qtr 1: 0; 2009 Qtr 2: 0; 2009 Qtr 3: 0; 2009 Qtr 4: 1; 2010 Qtr 1: 0; 2010 Qtr 2: 0; 2010 Qtr 3: 0; 2010 Qtr 4: 0; 2011 Qtr 1: 0; 2011 Qtr 2: 0; 2011 Qtr 3: 0; 2011 Qtr 4: 0 | 1
0 | 267042-Residential Condensor Coil Cleaning Resid MF CZ10 VintAll |  | System | Residential | 13-MFM-ResidentialMulti-family-SP_COOL | 0 |  |  |  |  | 50 | 50 | 0 | 0 | 0 | 0 | 180 |  | kWh | 0.2376 | 0 | Residential | [7 empty] | 3 | 0.78 |  |  |  | 1 | 1 | 0 | 0 | 0 | 0 | 0 | 0 | 0 | 0 | 0 | 0 | 2009 Qtr 1: 0; 2009 Qtr 2: 0; 2009 Qtr 3: 0; 2009 Qtr 4: 1; 2010 Qtr 1: 0; 2010 Qtr 2: 0; 2010 Qtr 3: 0; 2010 Qtr 4: 0; 2011 Qtr 1: 0; 2011 Qtr 2: 0; 2011 Qtr 3: 0; 2011 Qtr 4: 0 | 1
0 | 267032-High Refrigerant Charge Adjustment (>= ±20% rated charge) Resid MF CZ10 Vint03 |  | System | Residential | 13-MFM-ResidentialMulti-family-SP_COOL | 0 |  |  |  |  | 66.33 | 107.25 | 0 | 0 | 0 | -40.92 | 195.15 |  | kWh | 0.21338 | -0.15765 | Residential |  | Winter Only | [5 empty] | 10 | 0.78 |  |  |  | 1 | 1 | 0 | 0 | 0 | 0 | 0 | 0 | 0 | 0 | 0 | 0 | 2009 Qtr 1: 0; 2009 Qtr 2: 0; 2009 Qtr 3: 0; 2009 Qtr 4: 1; 2010 Qtr 1: 0; 2010 Qtr 2: 0; 2010 Qtr 3: 0; 2010 Qtr 4: 0; 2011 Qtr 1: 0; 2011 Qtr 2: 0; 2011 Qtr 3: 0; 2011 Qtr 4: 0 | 1
0 | 267042-Residential Condensor Coil Cleaning Resid MF CZ10 VintAll |  | System | Residential | 13-MFM-ResidentialMulti-family-SP_COOL | 0 |  |  |  |  | 50 | 50 | 0 | 0 | 0 | 0 | 180 |  | kWh | 0.2376 | 0 | Residential | [7 empty] | 3 | 0.78 |  |  |  | 1 | 1 | 0 | 0 | 0 | 0 | 0 | 0 | 0 | 0 | 0 | 0 | 2009 Qtr 1: 0; 2009 Qtr 2: 0; 2009 Qtr 3: 0; 2009 Qtr 4: 1; 2010 Qtr 1: 0; 2010 Qtr 2: 0; 2010 Qtr 3: 0; 2010 Qtr 4: 0; 2011 Qtr 1: 0; 2011 Qtr 2: 0; 2011 Qtr 3: 0; 2011 Qtr 4: 0 | 1
0 | 267042-Residential Condensor Coil Cleaning Resid MF CZ10 VintAll |  | System | Residential | 13-MFM-ResidentialMulti-family-SP_COOL | 0 |  |  |  |  | 50 | 50 | 0 | 0 | 0 | 0 | 180 |  | kWh | 0.2376 | 0 | Residential | [7 empty] | 3 | 0.78 |  |  |  | 1 | 1 | 0 | 0 | 0 | 0 | 0 | 0 | 0 | 0 | 0 | 0 | 2009 Qtr 1: 0; 2009 Qtr 2: 0; 2009 Qtr 3: 0; 2009 Qtr 4: 1; 2010 Qtr 1: 0; 2010 Qtr 2: 0; 2010 Qtr 3: 0; 2010 Qtr 4: 0; 2011 Qtr 1: 0; 2011 Qtr 2: 0; 2011 Qtr 3: 0; 2011 Qtr 4: 0 | 1
0 | 267042-Residential Condensor Coil Cleaning Resid MF CZ10 VintAll |  | System | Residential | 13-MFM-ResidentialMulti-family-SP_COOL | 0 |  |  |  |  | 50 | 50 | 0 | 0 | 0 | 0 | 180 |  | kWh | 0.2376 | 0 | Residential | [7 empty] | 3 | 0.78 |  |  |  | 1 | 1 | 0 | 0 | 0 | 0 | 0 | 0 | 0 | 0 | 0 | 0 | 2009 Qtr 1: 0; 2009 Qtr 2: 0; 2009 Qtr 3: 0; 2009 Qtr 4: 1; 2010 Qtr 1: 0; 2010 Qtr 2: 0; 2010 Qtr 3: 0; 2010 Qtr 4: 0; 2011 Qtr 1: 0; 2011 Qtr 2: 0; 2011 Qtr 3: 0; 2011 Qtr 4: 0 | 1
0 | 267042-Residential Condensor Coil Cleaning Resid MF CZ10 VintAll |  | System | Residential | 13-MFM-ResidentialMulti-family-SP_COOL | 0 |  |  |  |  | 50 | 50 | 0 | 0 | 0 | 0 | 180 |  | kWh | 0.2376 | 0 | Residential | [7 empty] | 3 | 0.78 |  |  |  | 1 | 1 | 0 | 0 | 0 | 0 | 0 | 0 | 0 | 0 | 0 | 0 | 2009 Qtr 1: 0; 2009 Qtr 2: 0; 2009 Qtr 3: 0; 2009 Qtr 4: 1; 2010 Qtr 1: 0; 2010 Qtr 2: 0; 2010 Qtr 3: 0; 2010 Qtr 4: 0; 2011 Qtr 1: 0; 2011 Qtr 2: 0; 2011 Qtr 3: 0; 2011 Qtr 4: 0 | 1
0 | 267035-High Refrigerant Charge Adjustment (>= ±20% rated charge) Resid MF CZ10 Vint01 |  | System | Residential | 13-MFM-ResidentialMulti-family-SP_COOL | 0 |  |  |  |  | 66.33 | 71.5 | 0 | 0 | 0 | -5.17 | 120.504 |  | kWh | 0.19741 | -0.037108 | Residential |  | Winter Only | [5 empty] | 10 | 0.78 |  |  |  | 1 | 2 | 0 | 0 | 0 | 0 | 0 | 0 | 0 | 0 | 0 | 0 | 2009 Qtr 1: 0; 2009 Qtr 2: 0; 2009 Qtr 3: 0; 2009 Qtr 4: 2; 2010 Qtr 1: 0; 2010 Qtr 2: 0; 2010 Qtr 3: 0; 2010 Qtr 4: 0; 2011 Qtr 1: 0; 2011 Qtr 2: 0; 2011 Qtr 3: 0; 2011 Qtr 4: 0 | 2
0 | 267042-Residential Condensor Coil Cleaning Resid MF CZ10 VintAll |  | System | Residential | 13-MFM-ResidentialMulti-family-SP_COOL | 0 |  |  |  |  | 50 | 50 | 0 | 0 | 0 | 0 | 180 |  | kWh | 0.2376 | 0 | Residential | [7 empty] | 3 | 0.78 |  |  |  | 1 | 1 | 0 | 0 | 0 | 0 | 0 | 0 | 0 | 0 | 0 | 0 | 2009 Qtr 1: 0; 2009 Qtr 2: 0; 2009 Qtr 3: 0; 2009 Qtr 4: 1; 2010 Qtr 1: 0; 2010 Qtr 2: 0; 2010 Qtr 3: 0; 2010 Qtr 4: 0; 2011 Qtr 1: 0; 2011 Qtr 2: 0; 2011 Qtr 3: 0; 2011 Qtr 4: 0 | 1
0 | 267035-High Refrigerant Charge Adjustment (>= ±20% rated charge) Resid MF CZ10 Vint01 |  | System | Residential | 13-MFM-ResidentialMulti-family-SP_COOL | 0 |  |  |  |  | 66.33 | 71.5 | 0 | 0 | 0 | -5.17 | 120.504 |  | kWh | 0.19741 | -0.037108 | Residential |  | Winter Only | [5 empty] | 10 | 0.78 |  |  |  | 1 | 2 | 0 | 0 | 0 | 0 | 0 | 0 | 0 | 0 | 0 | 0 | 2009 Qtr 1: 0; 2009 Qtr 2: 0; 2009 Qtr 3: 0; 2009 Qtr 4: 2; 2010 Qtr 1: 0; 2010 Qtr 2: 0; 2010 Qtr 3: 0; 2010 Qtr 4: 0; 2011 Qtr 1: 0; 2011 Qtr 2: 0; 2011 Qtr 3: 0; 2011 Qtr 4: 0 | 2
0 | 267042-Residential Condensor Coil Cleaning Resid MF CZ10 VintAll |  | System | Residential | 13-MFM-ResidentialMulti-family-SP_COOL | 0 |  |  |  |  | 50 | 50 | 0 | 0 | 0 | 0 | 180 |  | kWh | 0.2376 | 0 | Residential | [7 empty] | 3 | 0.78 |  |  |  | 1 | 1 | 0 | 0 | 0 | 0 | 0 | 0 | 0 | 0 | 0 | 0 | 2009 Qtr 1: 0; 2009 Qtr 2: 0; 2009 Qtr 3: 0; 2009 Qtr 4: 1; 2010 Qtr 1: 0; 2010 Qtr 2: 0; 2010 Qtr 3: 0; 2010 Qtr 4: 0; 2011 Qtr 1: 0; 2011 Qtr 2: 0; 2011 Qtr 3: 0; 2011 Qtr 4: 0 | 1
0 | 267032-High Refrigerant Charge Adjustment (>= ±20% rated charge) Resid MF CZ10 Vint03 |  | System | Residential | 13-MFM-ResidentialMulti-family-SP_COOL | 0 |  |  |  |  | 66.33 | 71.5 | 0 | 0 | 0 | -5.17 | 195.15 |  | kWh | 0.21338 | -0.15765 | Residential |  | Winter Only | [5 empty] | 10 | 0.78 |  |  |  | 1 | 2 | 0 | 0 | 0 | 0 | 0 | 0 | 0 | 0 | 0 | 0 | 2009 Qtr 1: 0; 2009 Qtr 2: 0; 2009 Qtr 3: 0; 2009 Qtr 4: 2; 2010 Qtr 1: 0; 2010 Qtr 2: 0; 2010 Qtr 3: 0; 2010 Qtr 4: 0; 2011 Qtr 1: 0; 2011 Qtr 2: 0; 2011 Qtr 3: 0; 2011 Qtr 4: 0 | 2
0 | 267042-Residential Condensor Coil Cleaning Resid MF CZ10 VintAll |  | System | Residential | 13-MFM-ResidentialMulti-family-SP_COOL | 0 |  |  |  |  | 50 | 50 | 0 | 0 | 0 | 0 | 180 |  | kWh | 0.2376 | 0 | Residential | [7 empty] | 3 | 0.78 |  |  |  | 1 | 1 | 0 | 0 | 0 | 0 | 0 | 0 | 0 | 0 | 0 | 0 | 2009 Qtr 1: 0; 2009 Qtr 2: 0; 2009 Qtr 3: 0; 2009 Qtr 4: 1; 2010 Qtr 1: 0; 2010 Qtr 2: 0; 2010 Qtr 3: 0; 2010 Qtr 4: 0; 2011 Qtr 1: 0; 2011 Qtr 2: 0; 2011 Qtr 3: 0; 2011 Qtr 4: 0 | 1
0 | 267033-High Refrigerant Charge Adjustment (>= ±20% rated charge) Resid MF CZ10 Vint04 |  | System | Residential | 13-MFM-ResidentialMulti-family-SP_COOL | 0 |  |  |  |  | 66.33 | 71.5 | 0 | 0 | 0 | -5.17 | 171.246 |  | kWh | 0.22612 | -0.10521 | Residential |  | Winter Only | [5 empty] | 10 | 0.78 |  |  |  | 1 | 2 | 0 | 0 | 0 | 0 | 0 | 0 | 0 | 0 | 0 | 0 | 2009 Qtr 1: 0; 2009 Qtr 2: 0; 2009 Qtr 3: 0; 2009 Qtr 4: 2; 2010 Qtr 1: 0; 2010 Qtr 2: 0; 2010 Qtr 3: 0; 2010 Qtr 4: 0; 2011 Qtr 1: 0; 2011 Qtr 2: 0; 2011 Qtr 3: 0; 2011 Qtr 4: 0 | 2
0 | 267042-Residential Condensor Coil Cleaning Resid MF CZ10 VintAll |  | System | Residential | 13-MFM-ResidentialMulti-family-SP_COOL | 0 |  |  |  |  | 50 | 50 | 0 | 0 | 0 | 0 | 180 |  | kWh | 0.2376 | 0 | Residential | [7 empty] | 3 | 0.78 |  |  |  | 1 | 1 | 0 | 0 | 0 | 0 | 0 | 0 | 0 | 0 | 0 | 0 | 2009 Qtr 1: 0; 2009 Qtr 2: 0; 2009 Qtr 3: 0; 2009 Qtr 4: 1; 2010 Qtr 1: 0; 2010 Qtr 2: 0; 2010 Qtr 3: 0; 2010 Qtr 4: 0; 2011 Qtr 1: 0; 2011 Qtr 2: 0; 2011 Qtr 3: 0; 2011 Qtr 4: 0 | 1
0 | 267033-High Refrigerant Charge Adjustment (>= ±20% rated charge) Resid MF CZ10 Vint04 |  | System | Residential | 13-MFM-ResidentialMulti-family-SP_COOL | 0 |  |  |  |  | 66.33 | 71.5 | 0 | 0 | 0 | -5.17 | 171.246 |  | kWh | 0.22612 | -0.10521 | Residential |  | Winter Only | [5 empty] | 10 | 0.78 |  |  |  | 1 | 2 | 0 | 0 | 0 | 0 | 0 | 0 | 0 | 0 | 0 | 0 | 2009 Qtr 1: 0; 2009 Qtr 2: 0; 2009 Qtr 3: 0; 2009 Qtr 4: 2; 2010 Qtr 1: 0; 2010 Qtr 2: 0; 2010 Qtr 3: 0; 2010 Qtr 4: 0; 2011 Qtr 1: 0; 2011 Qtr 2: 0; 2011 Qtr 3: 0; 2011 Qtr 4: 0 | 2
0 | 267042-Residential Condensor Coil Cleaning Resid MF CZ10 VintAll |  | System | Residential | 13-MFM-ResidentialMulti-family-SP_COOL | 0 |  |  |  |  | 50 | 50 | 0 | 0 | 0 | 0 | 180 |  | kWh | 0.2376 | 0 | Residential | [7 empty] | 3 | 0.78 |  |  |  | 1 | 1 | 0 | 0 | 0 | 0 | 0 | 0 | 0 | 0 | 0 | 0 | 2009 Qtr 1: 0; 2009 Qtr 2: 0; 2009 Qtr 3: 0; 2009 Qtr 4: 1; 2010 Qtr 1: 0; 2010 Qtr 2: 0; 2010 Qtr 3: 0; 2010 Qtr 4: 0; 2011 Qtr 1: 0; 2011 Qtr 2: 0; 2011 Qtr 3: 0; 2011 Qtr 4: 0 | 1
0 | 267033-High Refrigerant Charge Adjustment (>= ±20% rated charge) Resid MF CZ10 Vint04 |  | System | Residential | 13-MFM-ResidentialMulti-family-SP_COOL | 0 |  |  |  |  | 66.33 | 71.5 | 0 | 0 | 0 | -5.17 | 171.246 |  | kWh | 0.22612 | -0.10521 | Residential |  | Winter Only | [5 empty] | 10 | 0.78 |  |  |  | 1 | 2 | 0 | 0 | 0 | 0 | 0 | 0 | 0 | 0 | 0 | 0 | 2009 Qtr 1: 0; 2009 Qtr 2: 0; 2009 Qtr 3: 0; 2009 Qtr 4: 2; 2010 Qtr 1: 0; 2010 Qtr 2: 0; 2010 Qtr 3: 0; 2010 Qtr 4: 0; 2011 Qtr 1: 0; 2011 Qtr 2: 0; 2011 Qtr 3: 0; 2011 Qtr 4: 0 | 2
0 | 267042-Residential Condensor Coil Cleaning Resid MF CZ10 VintAll |  | System | Residential | 13-MFM-ResidentialMulti-family-SP_COOL | 0 |  |  |  |  | 50 | 50 | 0 | 0 | 0 | 0 | 180 |  | kWh | 0.2376 | 0 | Residential | [7 empty] | 3 | 0.78 |  |  |  | 1 | 1 | 0 | 0 | 0 | 0 | 0 | 0 | 0 | 0 | 0 | 0 | 2009 Qtr 1: 0; 2009 Qtr 2: 0; 2009 Qtr 3: 0; 2009 Qtr 4: 1; 2010 Qtr 1: 0; 2010 Qtr 2: 0; 2010 Qtr 3: 0; 2010 Qtr 4: 0; 2011 Qtr 1: 0; 2011 Qtr 2: 0; 2011 Qtr 3: 0; 2011 Qtr 4: 0 | 1
0 | 267034-High Refrigerant Charge Adjustment (>= ±20% rated charge) Resid MF CZ10 Vint05 |  | System | Residential | 13-MFM-ResidentialMulti-family-SP_COOL | 0 |  |  |  |  | 66.33 | 71.5 | 0 | 0 | 0 | -5.17 | 140.383 |  | kWh | 0.19848 | -0.066812 | Residential |  | Winter Only | [5 empty] | 10 | 0.78 |  |  |  | 1 | 2 | 0 | 0 | 0 | 0 | 0 | 0 | 0 | 0 | 0 | 0 | 2009 Qtr 1: 0; 2009 Qtr 2: 0; 2009 Qtr 3: 0; 2009 Qtr 4: 2; 2010 Qtr 1: 0; 2010 Qtr 2: 0; 2010 Qtr 3: 0; 2010 Qtr 4: 0; 2011 Qtr 1: 0; 2011 Qtr 2: 0; 2011 Qtr 3: 0; 2011 Qtr 4: 0 | 2
0 | 267042-Residential Condensor Coil Cleaning Resid MF CZ10 VintAll |  | System | Residential | 13-MFM-ResidentialMulti-family-SP_COOL | 0 |  |  |  |  | 50 | 50 | 0 | 0 | 0 | 0 | 180 |  | kWh | 0.2376 | 0 | Residential | [7 empty] | 3 | 0.78 |  |  |  | 1 | 1 | 0 | 0 | 0 | 0 | 0 | 0 | 0 | 0 | 0 | 0 | 2009 Qtr 1: 0; 2009 Qtr 2: 0; 2009 Qtr 3: 0; 2009 Qtr 4: 1; 2010 Qtr 1: 0; 2010 Qtr 2: 0; 2010 Qtr 3: 0; 2010 Qtr 4: 0; 2011 Qtr 1: 0; 2011 Qtr 2: 0; 2011 Qtr 3: 0; 2011 Qtr 4: 0 | 1
0 | 267034-High Refrigerant Charge Adjustment (>= ±20% rated charge) Resid MF CZ10 Vint05 |  | System | Residential | 13-MFM-ResidentialMulti-family-SP_COOL | 0 |  |  |  |  | 66.33 | 71.5 | 0 | 0 | 0 | -5.17 | 140.383 |  | kWh | 0.19848 | -0.066812 | Residential |  | Winter Only | [5 empty] | 10 | 0.78 |  |  |  | 1 | 2 | 0 | 0 | 0 | 0 | 0 | 0 | 0 | 0 | 0 | 0 | 2009 Qtr 1: 0; 2009 Qtr 2: 0; 2009 Qtr 3: 0; 2009 Qtr 4: 2; 2010 Qtr 1: 0; 2010 Qtr 2: 0; 2010 Qtr 3: 0; 2010 Qtr 4: 0; 2011 Qtr 1: 0; 2011 Qtr 2: 0; 2011 Qtr 3: 0; 2011 Qtr 4: 0 | 2
0 | 267042-Residential Condensor Coil Cleaning Resid MF CZ10 VintAll |  | System | Residential | 13-MFM-ResidentialMulti-family-SP_COOL | 0 |  |  |  |  | 50 | 50 | 0 | 0 | 0 | 0 | 180 |  | kWh | 0.2376 | 0 | Residential | [7 empty] | 3 | 0.78 |  |  |  | 1 | 1 | 0 | 0 | 0 | 0 | 0 | 0 | 0 | 0 | 0 | 0 | 2009 Qtr 1: 0; 2009 Qtr 2: 0; 2009 Qtr 3: 0; 2009 Qtr 4: 1; 2010 Qtr 1: 0; 2010 Qtr 2: 0; 2010 Qtr 3: 0; 2010 Qtr 4: 0; 2011 Qtr 1: 0; 2011 Qtr 2: 0; 2011 Qtr 3: 0; 2011 Qtr 4: 0 | 1
0 | 267032-High Refrigerant Charge Adjustment (>= ±20% rated charge) Resid MF CZ10 Vint03 |  | System | Residential | 13-MFM-ResidentialMulti-family-SP_COOL | 0 |  |  |  |  | 66.33 | 71.5 | 0 | 0 | 0 | -5.17 | 195.15 |  | kWh | 0.21338 | -0.15765 | Residential |  | Winter Only | [5 empty] | 10 | 0.78 |  |  |  | 1 | 2 | 0 | 0 | 0 | 0 | 0 | 0 | 0 | 0 | 0 | 0 | 2009 Qtr 1: 0; 2009 Qtr 2: 0; 2009 Qtr 3: 0; 2009 Qtr 4: 2; 2010 Qtr 1: 0; 2010 Qtr 2: 0; 2010 Qtr 3: 0; 2010 Qtr 4: 0; 2011 Qtr 1: 0; 2011 Qtr 2: 0; 2011 Qtr 3: 0; 2011 Qtr 4: 0 | 2
0 | 267042-Residential Condensor Coil Cleaning Resid MF CZ10 VintAll |  | System | Residential | 13-MFM-ResidentialMulti-family-SP_COOL | 0 |  |  |  |  | 50 | 50 | 0 | 0 | 0 | 0 | 180 |  | kWh | 0.2376 | 0 | Residential | [7 empty] | 3 | 0.78 |  |  |  | 1 | 1 | 0 | 0 | 0 | 0 | 0 | 0 | 0 | 0 | 0 | 0 | 2009 Qtr 1: 0; 2009 Qtr 2: 0; 2009 Qtr 3: 0; 2009 Qtr 4: 1; 2010 Qtr 1: 0; 2010 Qtr 2: 0; 2010 Qtr 3: 0; 2010 Qtr 4: 0; 2011 Qtr 1: 0; 2011 Qtr 2: 0; 2011 Qtr 3: 0; 2011 Qtr 4: 0 | 1
0 | 267032-High Refrigerant Charge Adjustment (>= ±20% rated charge) Resid MF CZ10 Vint03 |  | System | Residential | 13-MFM-ResidentialMulti-family-SP_COOL | 0 |  |  |  |  | 66.33 | 71.5 | 0 | 0 | 0 | -5.17 | 195.15 |  | kWh | 0.21338 | -0.15765 | Residential |  | Winter Only | [5 empty] | 10 | 0.78 |  |  |  | 1 | 2 | 0 | 0 | 0 | 0 | 0 | 0 | 0 | 0 | 0 | 0 | 2009 Qtr 1: 0; 2009 Qtr 2: 0; 2009 Qtr 3: 0; 2009 Qtr 4: 2; 2010 Qtr 1: 0; 2010 Qtr 2: 0; 2010 Qtr 3: 0; 2010 Qtr 4: 0; 2011 Qtr 1: 0; 2011 Qtr 2: 0; 2011 Qtr 3: 0; 2011 Qtr 4: 0 | 2
0 | 267042-Residential Condensor Coil Cleaning Resid MF CZ10 VintAll |  | System | Residential | 13-MFM-ResidentialMulti-family-SP_COOL | 0 |  |  |  |  | 50 | 50 | 0 | 0 | 0 | 0 | 180 |  | kWh | 0.2376 | 0 | Residential | [7 empty] | 3 | 0.78 |  |  |  | 1 | 1 | 0 | 0 | 0 | 0 | 0 | 0 | 0 | 0 | 0 | 0 | 2009 Qtr 1: 0; 2009 Qtr 2: 0; 2009 Qtr 3: 0; 2009 Qtr 4: 1; 2010 Qtr 1: 0; 2010 Qtr 2: 0; 2010 Qtr 3: 0; 2010 Qtr 4: 0; 2011 Qtr 1: 0; 2011 Qtr 2: 0; 2011 Qtr 3: 0; 2011 Qtr 4: 0 | 1
0 | 267033-High Refrigerant Charge Adjustment (>= ±20% rated charge) Resid MF CZ10 Vint04 |  | System | Residential | 13-MFM-ResidentialMulti-family-SP_COOL | 0 |  |  |  |  | 66.33 | 107.25 | 0 | 0 | 0 | -40.92 | 171.246 |  | kWh | 0.22612 | -0.10521 | Residential |  | Winter Only | [5 empty] | 10 | 0.78 |  |  |  | 1 | 1 | 0 | 0 | 0 | 0 | 0 | 0 | 0 | 0 | 0 | 0 | 2009 Qtr 1: 0; 2009 Qtr 2: 0; 2009 Qtr 3: 0; 2009 Qtr 4: 1; 2010 Qtr 1: 0; 2010 Qtr 2: 0; 2010 Qtr 3: 0; 2010 Qtr 4: 0; 2011 Qtr 1: 0; 2011 Qtr 2: 0; 2011 Qtr 3: 0; 2011 Qtr 4: 0 | 1
0 | 267042-Residential Condensor Coil Cleaning Resid MF CZ10 VintAll |  | System | Residential | 13-MFM-ResidentialMulti-family-SP_COOL | 0 |  |  |  |  | 50 | 50 | 0 | 0 | 0 | 0 | 180 |  | kWh | 0.2376 | 0 | Residential | [7 empty] | 3 | 0.78 |  |  |  | 1 | 1 | 0 | 0 | 0 | 0 | 0 | 0 | 0 | 0 | 0 | 0 | 2009 Qtr 1: 0; 2009 Qtr 2: 0; 2009 Qtr 3: 0; 2009 Qtr 4: 1; 2010 Qtr 1: 0; 2010 Qtr 2: 0; 2010 Qtr 3: 0; 2010 Qtr 4: 0; 2011 Qtr 1: 0; 2011 Qtr 2: 0; 2011 Qtr 3: 0; 2011 Qtr 4: 0 | 1
0 | 267042-Residential Condensor Coil Cleaning Resid MF CZ10 VintAll |  | System | Residential | 13-MFM-ResidentialMulti-family-SP_COOL | 0 |  |  |  |  | 50 | 50 | 0 | 0 | 0 | 0 | 180 |  | kWh | 0.2376 | 0 | Residential | [7 empty] | 3 | 0.78 |  |  |  | 1 | 1 | 0 | 0 | 0 | 0 | 0 | 0 | 0 | 0 | 0 | 0 | 2009 Qtr 1: 0; 2009 Qtr 2: 0; 2009 Qtr 3: 0; 2009 Qtr 4: 1; 2010 Qtr 1: 0; 2010 Qtr 2: 0; 2010 Qtr 3: 0; 2010 Qtr 4: 0; 2011 Qtr 1: 0; 2011 Qtr 2: 0; 2011 Qtr 3: 0; 2011 Qtr 4: 0 | 1
0 | 267042-Residential Condensor Coil Cleaning Resid MF CZ10 VintAll |  | System | Residential | 13-MFM-ResidentialMulti-family-SP_COOL | 0 |  |  |  |  | 50 | 50 | 0 | 0 | 0 | 0 | 180 |  | kWh | 0.2376 | 0 | Residential | [7 empty] | 3 | 0.78 |  |  |  | 1 | 1 | 0 | 0 | 0 | 0 | 0 | 0 | 0 | 0 | 0 | 0 | 2009 Qtr 1: 0; 2009 Qtr 2: 0; 2009 Qtr 3: 0; 2009 Qtr 4: 1; 2010 Qtr 1: 0; 2010 Qtr 2: 0; 2010 Qtr 3: 0; 2010 Qtr 4: 0; 2011 Qtr 1: 0; 2011 Qtr 2: 0; 2011 Qtr 3: 0; 2011 Qtr 4: 0 | 1
0 | 267034-High Refrigerant Charge Adjustment (>= ±20% rated charge) Resid MF CZ10 Vint05 |  | System | Residential | 13-MFM-ResidentialMulti-family-SP_COOL | 0 |  |  |  |  | 66.33 | 107.25 | 0 | 0 | 0 | -40.92 | 140.383 |  | kWh | 0.19848 | -0.066812 | Residential |  | Winter Only | [5 empty] | 10 | 0.78 |  |  |  | 1 | 1 | 0 | 0 | 0 | 0 | 0 | 0 | 0 | 0 | 0 | 0 | 2009 Qtr 1: 0; 2009 Qtr 2: 0; 2009 Qtr 3: 0; 2009 Qtr 4: 1; 2010 Qtr 1: 0; 2010 Qtr 2: 0; 2010 Qtr 3: 0; 2010 Qtr 4: 0; 2011 Qtr 1: 0; 2011 Qtr 2: 0; 2011 Qtr 3: 0; 2011 Qtr 4: 0 | 1
0 | 267042-Residential Condensor Coil Cleaning Resid MF CZ10 VintAll |  | System | Residential | 13-MFM-ResidentialMulti-family-SP_COOL | 0 |  |  |  |  | 50 | 50 | 0 | 0 | 0 | 0 | 180 |  | kWh | 0.2376 | 0 | Residential | [7 empty] | 3 | 0.78 |  |  |  | 1 | 1 | 0 | 0 | 0 | 0 | 0 | 0 | 0 | 0 | 0 | 0 | 2009 Qtr 1: 0; 2009 Qtr 2: 0; 2009 Qtr 3: 0; 2009 Qtr 4: 1; 2010 Qtr 1: 0; 2010 Qtr 2: 0; 2010 Qtr 3: 0; 2010 Qtr 4: 0; 2011 Qtr 1: 0; 2011 Qtr 2: 0; 2011 Qtr 3: 0; 2011 Qtr 4: 0 | 1
0 | 267033-High Refrigerant Charge Adjustment (>= ±20% rated charge) Resid MF CZ10 Vint04 |  | System | Residential | 13-MFM-ResidentialMulti-family-SP_COOL | 0 |  |  |  |  | 66.33 | 107.25 | 0 | 0 | 0 | -40.92 | 171.246 |  | kWh | 0.22612 | -0.10521 | Residential |  | Winter Only | [5 empty] | 10 | 0.78 |  |  |  | 1 | 1 | 0 | 0 | 0 | 0 | 0 | 0 | 0 | 0 | 0 | 0 | 2009 Qtr 1: 0; 2009 Qtr 2: 0; 2009 Qtr 3: 0; 2009 Qtr 4: 1; 2010 Qtr 1: 0; 2010 Qtr 2: 0; 2010 Qtr 3: 0; 2010 Qtr 4: 0; 2011 Qtr 1: 0; 2011 Qtr 2: 0; 2011 Qtr 3: 0; 2011 Qtr 4: 0 | 1
0 | 267042-Residential Condensor Coil Cleaning Resid MF CZ10 VintAll |  | System | Residential | 13-MFM-ResidentialMulti-family-SP_COOL | 0 |  |  |  |  | 50 | 50 | 0 | 0 | 0 | 0 | 180 |  | kWh | 0.2376 | 0 | Residential | [7 empty] | 3 | 0.78 |  |  |  | 1 | 1 | 0 | 0 | 0 | 0 | 0 | 0 | 0 | 0 | 0 | 0 | 2009 Qtr 1: 0; 2009 Qtr 2: 0; 2009 Qtr 3: 0; 2009 Qtr 4: 1; 2010 Qtr 1: 0; 2010 Qtr 2: 0; 2010 Qtr 3: 0; 2010 Qtr 4: 0; 2011 Qtr 1: 0; 2011 Qtr 2: 0; 2011 Qtr 3: 0; 2011 Qtr 4: 0 | 1
0 | 267033-High Refrigerant Charge Adjustment (>= ±20% rated charge) Resid MF CZ10 Vint04 |  | System | Residential | 13-MFM-ResidentialMulti-family-SP_COOL | 0 |  |  |  |  | 66.33 | 107.25 | 0 | 0 | 0 | -40.92 | 171.246 |  | kWh | 0.22612 | -0.10521 | Residential |  | Winter Only | [5 empty] | 10 | 0.78 |  |  |  | 1 | 1 | 0 | 0 | 0 | 0 | 0 | 0 | 0 | 0 | 0 | 0 | 2009 Qtr 1: 0; 2009 Qtr 2: 0; 2009 Qtr 3: 0; 2009 Qtr 4: 1; 2010 Qtr 1: 0; 2010 Qtr 2: 0; 2010 Qtr 3: 0; 2010 Qtr 4: 0; 2011 Qtr 1: 0; 2011 Qtr 2: 0; 2011 Qtr 3: 0; 2011 Qtr 4: 0 | 1
0 | 267042-Residential Condensor Coil Cleaning Resid MF CZ10 VintAll |  | System | Residential | 13-MFM-ResidentialMulti-family-SP_COOL | 0 |  |  |  |  | 50 | 50 | 0 | 0 | 0 | 0 | 180 |  | kWh | 0.2376 | 0 | Residential | [7 empty] | 3 | 0.78 |  |  |  | 1 | 1 | 0 | 0 | 0 | 0 | 0 | 0 | 0 | 0 | 0 | 0 | 2009 Qtr 1: 0; 2009 Qtr 2: 0; 2009 Qtr 3: 0; 2009 Qtr 4: 1; 2010 Qtr 1: 0; 2010 Qtr 2: 0; 2010 Qtr 3: 0; 2010 Qtr 4: 0; 2011 Qtr 1: 0; 2011 Qtr 2: 0; 2011 Qtr 3: 0; 2011 Qtr 4: 0 | 1
0 | 267029-Commercial HVAC Diagnostic/Tune-up Com All CZ07 VintAll |  | System | Commercial | 01-ALC-AllCommercial-Cooling | 0 |  |  |  |  | 72.1918 | 82.5373 | 0 | 0 | 0 | -10.3455 | 60.0094 |  | kWh | 0.046765 | 0 | Commercial | [7 empty] | 10 | 0.85 |  |  |  | 1 | 1.34 | 0 | 0 | 0 | 0 | 0 | 0 | 0 | 0 | 0 | 0 | 2009 Qtr 1: 0; 2009 Qtr 2: 0; 2009 Qtr 3: 0; 2009 Qtr 4: 1.34; 2010 Qtr 1: 0; 2010 Qtr 2: 0; 2010 Qtr 3: 0; 2010 Qtr 4: 0; 2011 Qtr 1: 0; 2011 Qtr 2: 0; 2011 Qtr 3: 0; 2011 Qtr 4: 0 | 1.34
0 | 267044-Commercial Condensor Coil Cleaning (all units - savings at 50% of DEER) Com All CZ07 VintAll |  | System | Commercial | 01-ALC-AllCommercial-Cooling | 0 |  |  |  |  | 9.9998 | 10 | 0 | 0 | 0 | -0.0002249 | 60 |  | kWh | 0.047 | 0 | Commercial | [7 empty] | 3 | 0.78 |  |  |  | 1 | 2 | 0 | 0 | 0 | 0 | 0 | 0 | 0 | 0 | 0 | 0 | 2009 Qtr 1: 0; 2009 Qtr 2: 0; 2009 Qtr 3: 0; 2009 Qtr 4: 2; 2010 Qtr 1: 0; 2010 Qtr 2: 0; 2010 Qtr 3: 0; 2010 Qtr 4: 0; 2011 Qtr 1: 0; 2011 Qtr 2: 0; 2011 Qtr 3: 0; 2011 Qtr 4: 0 | 2
0 | 267029-Commercial HVAC Diagnostic/Tune-up Com All CZ07 VintAll |  | System | Commercial | 01-ALC-AllCommercial-Cooling | 0 |  |  |  |  | 72.1918 | 82.5373 | 0 | 0 | 0 | -10.3455 | 60.0094 |  | kWh | 0.046765 | 0 | Commercial | [7 empty] | 10 | 0.85 |  |  |  | 1 | 3.35 | 0 | 0 | 0 | 0 | 0 | 0 | 0 | 0 | 0 | 0 | 2009 Qtr 1: 0; 2009 Qtr 2: 0; 2009 Qtr 3: 0; 2009 Qtr 4: 3.35; 2010 Qtr 1: 0; 2010 Qtr 2: 0; 2010 Qtr 3: 0; 2010 Qtr 4: 0; 2011 Qtr 1: 0; 2011 Qtr 2: 0; 2011 Qtr 3: 0; 2011 Qtr 4: 0 | 3.35
0 | 267044-Commercial Condensor Coil Cleaning (all units - savings at 50% of DEER) Com All CZ07 VintAll |  | System | Commercial | 01-ALC-AllCommercial-Cooling | 0 |  |  |  |  | 9.9998 | 10 | 0 | 0 | 0 | -0.0002249 | 60 |  | kWh | 0.047 | 0 | Commercial | [7 empty] | 3 | 0.78 |  |  |  | 1 | 5 | 0 | 0 | 0 | 0 | 0 | 0 | 0 | 0 | 0 | 0 | 2009 Qtr 1: 0; 2009 Qtr 2: 0; 2009 Qtr 3: 0; 2009 Qtr 4: 5; 2010 Qtr 1: 0; 2010 Qtr 2: 0; 2010 Qtr 3: 0; 2010 Qtr 4: 0; 2011 Qtr 1: 0; 2011 Qtr 2: 0; 2011 Qtr 3: 0; 2011 Qtr 4: 0 | 5
0 | 267029-Commercial HVAC Diagnostic/Tune-up Com All CZ07 VintAll |  | System | Commercial | 01-ALC-AllCommercial-Cooling | 0 |  |  |  |  | 72.1918 | 82.5373 | 0 | 0 | 0 | -10.3455 | 60.0094 |  | kWh | 0.046765 | 0 | Commercial | [7 empty] | 10 | 0.85 |  |  |  | 1 | 2.68 | 0 | 0 | 0 | 0 | 0 | 0 | 0 | 0 | 0 | 0 | 2009 Qtr 1: 0; 2009 Qtr 2: 0; 2009 Qtr 3: 0; 2009 Qtr 4: 2.68; 2010 Qtr 1: 0; 2010 Qtr 2: 0; 2010 Qtr 3: 0; 2010 Qtr 4: 0; 2011 Qtr 1: 0; 2011 Qtr 2: 0; 2011 Qtr 3: 0; 2011 Qtr 4: 0 | 2.68
0 | 267044-Commercial Condensor Coil Cleaning (all units - savings at 50% of DEER) Com All CZ07 VintAll |  | System | Commercial | 01-ALC-AllCommercial-Cooling | 0 |  |  |  |  | 9.9998 | 10 | 0 | 0 | 0 | -0.0002249 | 60 |  | kWh | 0.047 | 0 | Commercial | [7 empty] | 3 | 0.78 |  |  |  | 1 | 4 | 0 | 0 | 0 | 0 | 0 | 0 | 0 | 0 | 0 | 0 | 2009 Qtr 1: 0; 2009 Qtr 2: 0; 2009 Qtr 3: 0; 2009 Qtr 4: 4; 2010 Qtr 1: 0; 2010 Qtr 2: 0; 2010 Qtr 3: 0; 2010 Qtr 4: 0; 2011 Qtr 1: 0; 2011 Qtr 2: 0; 2011 Qtr 3: 0; 2011 Qtr 4: 0 | 4
0 | 267029-Commercial HVAC Diagnostic/Tune-up Com All CZ07 VintAll |  | System | Commercial | 01-ALC-AllCommercial-Cooling | 0 |  |  |  |  | 72.1918 | 82.5373 | 0 | 0 | 0 | -10.3455 | 60.0094 |  | kWh | 0.046765 | 0 | Commercial | [7 empty] | 10 | 0.85 |  |  |  | 1 | 2.68 | 0 | 0 | 0 | 0 | 0 | 0 | 0 | 0 | 0 | 0 | 2009 Qtr 1: 0; 2009 Qtr 2: 0; 2009 Qtr 3: 0; 2009 Qtr 4: 2.68; 2010 Qtr 1: 0; 2010 Qtr 2: 0; 2010 Qtr 3: 0; 2010 Qtr 4: 0; 2011 Qtr 1: 0; 2011 Qtr 2: 0; 2011 Qtr 3: 0; 2011 Qtr 4: 0 | 2.68
0 | 267044-Commercial Condensor Coil Cleaning (all units - savings at 50% of DEER) Com All CZ07 VintAll |  | System | Commercial | 01-ALC-AllCommercial-Cooling | 0 |  |  |  |  | 9.9998 | 10 | 0 | 0 | 0 | -0.0002249 | 60 |  | kWh | 0.047 | 0 | Commercial | [7 empty] | 3 | 0.78 |  |  |  | 1 | 4 | 0 | 0 | 0 | 0 | 0 | 0 | 0 | 0 | 0 | 0 | 2009 Qtr 1: 0; 2009 Qtr 2: 0; 2009 Qtr 3: 0; 2009 Qtr 4: 4; 2010 Qtr 1: 0; 2010 Qtr 2: 0; 2010 Qtr 3: 0; 2010 Qtr 4: 0; 2011 Qtr 1: 0; 2011 Qtr 2: 0; 2011 Qtr 3: 0; 2011 Qtr 4: 0 | 4
0 | 267029-Commercial HVAC Diagnostic/Tune-up Com All CZ07 VintAll |  | System | Commercial | 01-ALC-AllCommercial-Cooling | 0 |  |  |  |  | 72.1918 | 82.5373 | 0 | 0 | 0 | -10.3455 | 60.0094 |  | kWh | 0.046765 | 0 | Commercial | [7 empty] | 10 | 0.85 |  |  |  | 1 | 2.01 | 0 | 0 | 0 | 0 | 0 | 0 | 0 | 0 | 0 | 0 | 2009 Qtr 1: 0; 2009 Qtr 2: 0; 2009 Qtr 3: 0; 2009 Qtr 4: 2.01; 2010 Qtr 1: 0; 2010 Qtr 2: 0; 2010 Qtr 3: 0; 2010 Qtr 4: 0; 2011 Qtr 1: 0; 2011 Qtr 2: 0; 2011 Qtr 3: 0; 2011 Qtr 4: 0 | 2.01
0 | 267044-Commercial Condensor Coil Cleaning (all units - savings at 50% of DEER) Com All CZ07 VintAll |  | System | Commercial | 01-ALC-AllCommercial-Cooling | 0 |  |  |  |  | 9.9998 | 10 | 0 | 0 | 0 | -0.0002249 | 60 |  | kWh | 0.047 | 0 | Commercial | [7 empty] | 3 | 0.78 |  |  |  | 1 | 3 | 0 | 0 | 0 | 0 | 0 | 0 | 0 | 0 | 0 | 0 | 2009 Qtr 1: 0; 2009 Qtr 2: 0; 2009 Qtr 3: 0; 2009 Qtr 4: 3; 2010 Qtr 1: 0; 2010 Qtr 2: 0; 2010 Qtr 3: 0; 2010 Qtr 4: 0; 2011 Qtr 1: 0; 2011 Qtr 2: 0; 2011 Qtr 3: 0; 2011 Qtr 4: 0 | 3
0 | 267029-Commercial HVAC Diagnostic/Tune-up Com All CZ07 VintAll |  | System | Commercial | 01-ALC-AllCommercial-Cooling | 0 |  |  |  |  | 72.1918 | 82.5373 | 0 | 0 | 0 | -10.3455 | 60.0094 |  | kWh | 0.046765 | 0 | Commercial | [7 empty] | 10 | 0.85 |  |  |  | 1 | 2.01 | 0 | 0 | 0 | 0 | 0 | 0 | 0 | 0 | 0 | 0 | 2009 Qtr 1: 0; 2009 Qtr 2: 0; 2009 Qtr 3: 0; 2009 Qtr 4: 2.01; 2010 Qtr 1: 0; 2010 Qtr 2: 0; 2010 Qtr 3: 0; 2010 Qtr 4: 0; 2011 Qtr 1: 0; 2011 Qtr 2: 0; 2011 Qtr 3: 0; 2011 Qtr 4: 0 | 2.01
0 | 267044-Commercial Condensor Coil Cleaning (all units - savings at 50% of DEER) Com All CZ07 VintAll |  | System | Commercial | 01-ALC-AllCommercial-Cooling | 0 |  |  |  |  | 9.9998 | 10 | 0 | 0 | 0 | -0.0002249 | 60 |  | kWh | 0.047 | 0 | Commercial | [7 empty] | 3 | 0.78 |  |  |  | 1 | 3 | 0 | 0 | 0 | 0 | 0 | 0 | 0 | 0 | 0 | 0 | 2009 Qtr 1: 0; 2009 Qtr 2: 0; 2009 Qtr 3: 0; 2009 Qtr 4: 3; 2010 Qtr 1: 0; 2010 Qtr 2: 0; 2010 Qtr 3: 0; 2010 Qtr 4: 0; 2011 Qtr 1: 0; 2011 Qtr 2: 0; 2011 Qtr 3: 0; 2011 Qtr 4: 0 | 3
0 | 267044-Commercial Condensor Coil Cleaning (all units - savings at 50% of DEER) Com All CZ07 VintAll |  | System | Commercial | 01-ALC-AllCommercial-Cooling | 0 |  |  |  |  | 9.9998 | 10 | 0 | 0 | 0 | -0.0002249 | 60 |  | kWh | 0.047 | 0 | Commercial | [7 empty] | 3 | 0.78 |  |  |  | 1 | 3 | 0 | 0 | 0 | 0 | 0 | 0 | 0 | 0 | 0 | 0 | 2009 Qtr 1: 0; 2009 Qtr 2: 0; 2009 Qtr 3: 0; 2009 Qtr 4: 3; 2010 Qtr 1: 0; 2010 Qtr 2: 0; 2010 Qtr 3: 0; 2010 Qtr 4: 0; 2011 Qtr 1: 0; 2011 Qtr 2: 0; 2011 Qtr 3: 0; 2011 Qtr 4: 0 | 3
0 | 267029-Commercial HVAC Diagnostic/Tune-up Com All CZ07 VintAll |  | System | Commercial | 01-ALC-AllCommercial-Cooling | 0 |  |  |  |  | 72.1918 | 82.5373 | 0 | 0 | 0 | -10.3455 | 60.0094 |  | kWh | 0.046765 | 0 | Commercial | [7 empty] | 10 | 0.85 |  |  |  | 1 | 3.35 | 0 | 0 | 0 | 0 | 0 | 0 | 0 | 0 | 0 | 0 | 2009 Qtr 1: 0; 2009 Qtr 2: 0; 2009 Qtr 3: 0; 2009 Qtr 4: 3.35; 2010 Qtr 1: 0; 2010 Qtr 2: 0; 2010 Qtr 3: 0; 2010 Qtr 4: 0; 2011 Qtr 1: 0; 2011 Qtr 2: 0; 2011 Qtr 3: 0; 2011 Qtr 4: 0 | 3.35
0 | 267044-Commercial Condensor Coil Cleaning (all units - savings at 50% of DEER) Com All CZ07 VintAll |  | System | Commercial | 01-ALC-AllCommercial-Cooling | 0 |  |  |  |  | 9.9998 | 10 | 0 | 0 | 0 | -0.0002249 | 60 |  | kWh | 0.047 | 0 | Commercial | [7 empty] | 3 | 0.78 |  |  |  | 1 | 5 | 0 | 0 | 0 | 0 | 0 | 0 | 0 | 0 | 0 | 0 | 2009 Qtr 1: 0; 2009 Qtr 2: 0; 2009 Qtr 3: 0; 2009 Qtr 4: 5; 2010 Qtr 1: 0; 2010 Qtr 2: 0; 2010 Qtr 3: 0; 2010 Qtr 4: 0; 2011 Qtr 1: 0; 2011 Qtr 2: 0; 2011 Qtr 3: 0; 2011 Qtr 4: 0 | 5
0 | 267029-Commercial HVAC Diagnostic/Tune-up Com All CZ07 VintAll |  | System | Commercial | 01-ALC-AllCommercial-Cooling | 0 |  |  |  |  | 72.1918 | 82.5373 | 0 | 0 | 0 | -10.3455 | 60.0094 |  | kWh | 0.046765 | 0 | Commercial | [7 empty] | 10 | 0.85 |  |  |  | 1 | 2.01 | 0 | 0 | 0 | 0 | 0 | 0 | 0 | 0 | 0 | 0 | 2009 Qtr 1: 0; 2009 Qtr 2: 0; 2009 Qtr 3: 0; 2009 Qtr 4: 2.01; 2010 Qtr 1: 0; 2010 Qtr 2: 0; 2010 Qtr 3: 0; 2010 Qtr 4: 0; 2011 Qtr 1: 0; 2011 Qtr 2: 0; 2011 Qtr 3: 0; 2011 Qtr 4: 0 | 2.01
0 | 267044-Commercial Condensor Coil Cleaning (all units - savings at 50% of DEER) Com All CZ07 VintAll |  | System | Commercial | 01-ALC-AllCommercial-Cooling | 0 |  |  |  |  | 9.9998 | 10 | 0 | 0 | 0 | -0.0002249 | 60 |  | kWh | 0.047 | 0 | Commercial | [7 empty] | 3 | 0.78 |  |  |  | 1 | 3 | 0 | 0 | 0 | 0 | 0 | 0 | 0 | 0 | 0 | 0 | 2009 Qtr 1: 0; 2009 Qtr 2: 0; 2009 Qtr 3: 0; 2009 Qtr 4: 3; 2010 Qtr 1: 0; 2010 Qtr 2: 0; 2010 Qtr 3: 0; 2010 Qtr 4: 0; 2011 Qtr 1: 0; 2011 Qtr 2: 0; 2011 Qtr 3: 0; 2011 Qtr 4: 0 | 3
0 | 267010-Duct Sealing (Total Leakage Reduced from 40% of AHU flow to 12%) Resid SF CZ10 Vint04 |  | System | Residential | 26-SFM-ResidentialSingleFamily-SP_COOL | 0 |  |  |  |  | 106.8728 | 210 | 0 | 0 | 0 | -103.1272 | 181.333 |  | kWh | 0.24097 | 10.7341 | Residential |  | Winter Only | [5 empty] | 18 | 0.78 |  |  |  | 0 | 2 | 0 | 0 | 0 | 0 | 0 | 0 | 0 | 0 | 0 | 0 | 2009 Qtr 1: 0; 2009 Qtr 2: 0; 2009 Qtr 3: 0; 2009 Qtr 4: 2; 2010 Qtr 1: 0; 2010 Qtr 2: 0; 2010 Qtr 3: 0; 2010 Qtr 4: 0; 2011 Qtr 1: 0; 2011 Qtr 2: 0; 2011 Qtr 3: 0; 2011 Qtr 4: 0 | 2
0 | 267009-Duct Sealing (Total Leakage Reduced from 40% of AHU flow to 12%) Resid SF CZ10 Vint03 |  | System | Residential | 26-SFM-ResidentialSingleFamily-SP_COOL | 0 |  |  |  |  | 106.2381 | 300 | 0 | 0 | 0 | -193.7619 | 234.764 |  | kWh | 0.17708 | 21.4199 | Residential |  | Winter Only | [5 empty] | 18 | 0.78 |  |  |  | 0.5 | 1 | 0 | 0 | 0 | 0 | 0 | 0 | 0 | 0 | 0 | 0 | 2009 Qtr 1: 0; 2009 Qtr 2: 0; 2009 Qtr 3: 0; 2009 Qtr 4: 1; 2010 Qtr 1: 0; 2010 Qtr 2: 0; 2010 Qtr 3: 0; 2010 Qtr 4: 0; 2011 Qtr 1: 0; 2011 Qtr 2: 0; 2011 Qtr 3: 0; 2011 Qtr 4: 0 | 1
0 | 267030-Commercial HVAC Diagnostic/Tune-up Com All CZ10 VintAll |  | System | Commercial | 01-ALC-AllCommercial-Cooling | 0 |  |  |  |  | 67.6133 | 82.5373 | 0 | 0 | 0 | -14.924 | 214 |  | kWh | 0.15 | 0 | Commercial | [7 empty] | 10 | 0.85 |  |  |  | 1 | 3.35 | 0 | 0 | 0 | 0 | 0 | 0 | 0 | 0 | 0 | 0 | 2009 Qtr 1: 0; 2009 Qtr 2: 0; 2009 Qtr 3: 0; 2009 Qtr 4: 3.35; 2010 Qtr 1: 0; 2010 Qtr 2: 0; 2010 Qtr 3: 0; 2010 Qtr 4: 0; 2011 Qtr 1: 0; 2011 Qtr 2: 0; 2011 Qtr 3: 0; 2011 Qtr 4: 0 | 3.35
0 | 267045-Commercial Condensor Coil Cleaning (all units - savings at 50% of DEER) Com All CZ10 VintAll |  | System | Commercial | 01-ALC-AllCommercial-Cooling | 0 |  |  |  |  | 10 | 10 | 0 | 0 | 0 | 0 | 74 |  | kWh | 0.0665 | 0 | Commercial | [7 empty] | 3 | 0.78 |  |  |  | 1 | 5 | 0 | 0 | 0 | 0 | 0 | 0 | 0 | 0 | 0 | 0 | 2009 Qtr 1: 0; 2009 Qtr 2: 0; 2009 Qtr 3: 0; 2009 Qtr 4: 5; 2010 Qtr 1: 0; 2010 Qtr 2: 0; 2010 Qtr 3: 0; 2010 Qtr 4: 0; 2011 Qtr 1: 0; 2011 Qtr 2: 0; 2011 Qtr 3: 0; 2011 Qtr 4: 0 | 5
0 | 267030-Commercial HVAC Diagnostic/Tune-up Com All CZ10 VintAll |  | System | Commercial | 01-ALC-AllCommercial-Cooling | 0 |  |  |  |  | 67.6133 | 82.5373 | 0 | 0 | 0 | -14.924 | 214 |  | kWh | 0.15 | 0 | Commercial | [7 empty] | 10 | 0.85 |  |  |  | 1 | 2.68 | 0 | 0 | 0 | 0 | 0 | 0 | 0 | 0 | 0 | 0 | 2009 Qtr 1: 0; 2009 Qtr 2: 0; 2009 Qtr 3: 0; 2009 Qtr 4: 2.68; 2010 Qtr 1: 0; 2010 Qtr 2: 0; 2010 Qtr 3: 0; 2010 Qtr 4: 0; 2011 Qtr 1: 0; 2011 Qtr 2: 0; 2011 Qtr 3: 0; 2011 Qtr 4: 0 | 2.68
0 | 267045-Commercial Condensor Coil Cleaning (all units - savings at 50% of DEER) Com All CZ10 VintAll |  | System | Commercial | 01-ALC-AllCommercial-Cooling | 0 |  |  |  |  | 10 | 10 | 0 | 0 | 0 | 0 | 74 |  | kWh | 0.0665 | 0 | Commercial | [7 empty] | 3 | 0.78 |  |  |  | 1 | 4 | 0 | 0 | 0 | 0 | 0 | 0 | 0 | 0 | 0 | 0 | 2009 Qtr 1: 0; 2009 Qtr 2: 0; 2009 Qtr 3: 0; 2009 Qtr 4: 4; 2010 Qtr 1: 0; 2010 Qtr 2: 0; 2010 Qtr 3: 0; 2010 Qtr 4: 0; 2011 Qtr 1: 0; 2011 Qtr 2: 0; 2011 Qtr 3: 0; 2011 Qtr 4: 0 | 4
0 | 267045-Commercial Condensor Coil Cleaning (all units - savings at 50% of DEER) Com All CZ10 VintAll |  | System | Commercial | 01-ALC-AllCommercial-Cooling | 0 |  |  |  |  | 10 | 10 | 0 | 0 | 0 | 0 | 74 |  | kWh | 0.0665 | 0 | Commercial | [7 empty] | 3 | 0.78 |  |  |  | 1 | 4 | 0 | 0 | 0 | 0 | 0 | 0 | 0 | 0 | 0 | 0 | 2009 Qtr 1: 0; 2009 Qtr 2: 0; 2009 Qtr 3: 0; 2009 Qtr 4: 4; 2010 Qtr 1: 0; 2010 Qtr 2: 0; 2010 Qtr 3: 0; 2010 Qtr 4: 0; 2011 Qtr 1: 0; 2011 Qtr 2: 0; 2011 Qtr 3: 0; 2011 Qtr 4: 0 | 4
0 | 267030-Commercial HVAC Diagnostic/Tune-up Com All CZ10 VintAll |  | System | Commercial | 01-ALC-AllCommercial-Cooling | 0 |  |  |  |  | 67.6133 | 82.5373 | 0 | 0 | 0 | -14.924 | 214 |  | kWh | 0.15 | 0 | Commercial | [7 empty] | 10 | 0.85 |  |  |  | 1 | 2.68 | 0 | 0 | 0 | 0 | 0 | 0 | 0 | 0 | 0 | 0 | 2009 Qtr 1: 0; 2009 Qtr 2: 0; 2009 Qtr 3: 0; 2009 Qtr 4: 2.68; 2010 Qtr 1: 0; 2010 Qtr 2: 0; 2010 Qtr 3: 0; 2010 Qtr 4: 0; 2011 Qtr 1: 0; 2011 Qtr 2: 0; 2011 Qtr 3: 0; 2011 Qtr 4: 0 | 2.68
0 | 267045-Commercial Condensor Coil Cleaning (all units - savings at 50% of DEER) Com All CZ10 VintAll |  | System | Commercial | 01-ALC-AllCommercial-Cooling | 0 |  |  |  |  | 10 | 10 | 0 | 0 | 0 | 0 | 74 |  | kWh | 0.0665 | 0 | Commercial | [7 empty] | 3 | 0.78 |  |  |  | 1 | 4 | 0 | 0 | 0 | 0 | 0 | 0 | 0 | 0 | 0 | 0 | 2009 Qtr 1: 0; 2009 Qtr 2: 0; 2009 Qtr 3: 0; 2009 Qtr 4: 4; 2010 Qtr 1: 0; 2010 Qtr 2: 0; 2010 Qtr 3: 0; 2010 Qtr 4: 0; 2011 Qtr 1: 0; 2011 Qtr 2: 0; 2011 Qtr 3: 0; 2011 Qtr 4: 0 | 4
0 | 267045-Commercial Condensor Coil Cleaning (all units - savings at 50% of DEER) Com All CZ10 VintAll |  | System | Commercial | 01-ALC-AllCommercial-Cooling | 0 |  |  |  |  | 10 | 10 | 0 | 0 | 0 | 0 | 74 |  | kWh | 0.0665 | 0 | Commercial | [7 empty] | 3 | 0.78 |  |  |  | 1 | 4 | 0 | 0 | 0 | 0 | 0 | 0 | 0 | 0 | 0 | 0 | 2009 Qtr 1: 0; 2009 Qtr 2: 0; 2009 Qtr 3: 0; 2009 Qtr 4: 4; 2010 Qtr 1: 0; 2010 Qtr 2: 0; 2010 Qtr 3: 0; 2010 Qtr 4: 0; 2011 Qtr 1: 0; 2011 Qtr 2: 0; 2011 Qtr 3: 0; 2011 Qtr 4: 0 | 4
0 | 267030-Commercial HVAC Diagnostic/Tune-up Com All CZ10 VintAll |  | System | Commercial | 01-ALC-AllCommercial-Cooling | 0 |  |  |  |  | 67.6133 | 82.5373 | 0 | 0 | 0 | -14.924 | 214 |  | kWh | 0.15 | 0 | Commercial | [7 empty] | 10 | 0.85 |  |  |  | 1 | 2.68 | 0 | 0 | 0 | 0 | 0 | 0 | 0 | 0 | 0 | 0 | 2009 Qtr 1: 0; 2009 Qtr 2: 0; 2009 Qtr 3: 0; 2009 Qtr 4: 2.68; 2010 Qtr 1: 0; 2010 Qtr 2: 0; 2010 Qtr 3: 0; 2010 Qtr 4: 0; 2011 Qtr 1: 0; 2011 Qtr 2: 0; 2011 Qtr 3: 0; 2011 Qtr 4: 0 | 2.68
0 | 267045-Commercial Condensor Coil Cleaning (all units - savings at 50% of DEER) Com All CZ10 VintAll |  | System | Commercial | 01-ALC-AllCommercial-Cooling | 0 |  |  |  |  | 10 | 10 | 0 | 0 | 0 | 0 | 74 |  | kWh | 0.0665 | 0 | Commercial | [7 empty] | 3 | 0.78 |  |  |  | 1 | 4 | 0 | 0 | 0 | 0 | 0 | 0 | 0 | 0 | 0 | 0 | 2009 Qtr 1: 0; 2009 Qtr 2: 0; 2009 Qtr 3: 0; 2009 Qtr 4: 4; 2010 Qtr 1: 0; 2010 Qtr 2: 0; 2010 Qtr 3: 0; 2010 Qtr 4: 0; 2011 Qtr 1: 0; 2011 Qtr 2: 0; 2011 Qtr 3: 0; 2011 Qtr 4: 0 | 4
0 | 267030-Commercial HVAC Diagnostic/Tune-up Com All CZ10 VintAll |  | System | Commercial | 01-ALC-AllCommercial-Cooling | 0 |  |  |  |  | 67.6133 | 82.5373 | 0 | 0 | 0 | -14.924 | 214 |  | kWh | 0.15 | 0 | Commercial | [7 empty] | 10 | 0.85 |  |  |  | 1 | 2.68 | 0 | 0 | 0 | 0 | 0 | 0 | 0 | 0 | 0 | 0 | 2009 Qtr 1: 0; 2009 Qtr 2: 0; 2009 Qtr 3: 0; 2009 Qtr 4: 2.68; 2010 Qtr 1: 0; 2010 Qtr 2: 0; 2010 Qtr 3: 0; 2010 Qtr 4: 0; 2011 Qtr 1: 0; 2011 Qtr 2: 0; 2011 Qtr 3: 0; 2011 Qtr 4: 0 | 2.68
0 | 267045-Commercial Condensor Coil Cleaning (all units - savings at 50% of DEER) Com All CZ10 VintAll |  | System | Commercial | 01-ALC-AllCommercial-Cooling | 0 |  |  |  |  | 10 | 10 | 0 | 0 | 0 | 0 | 74 |  | kWh | 0.0665 | 0 | Commercial | [7 empty] | 3 | 0.78 |  |  |  | 1 | 4 | 0 | 0 | 0 | 0 | 0 | 0 | 0 | 0 | 0 | 0 | 2009 Qtr 1: 0; 2009 Qtr 2: 0; 2009 Qtr 3: 0; 2009 Qtr 4: 4; 2010 Qtr 1: 0; 2010 Qtr 2: 0; 2010 Qtr 3: 0; 2010 Qtr 4: 0; 2011 Qtr 1: 0; 2011 Qtr 2: 0; 2011 Qtr 3: 0; 2011 Qtr 4: 0 | 4
0 | 267030-Commercial HVAC Diagnostic/Tune-up Com All CZ10 VintAll |  | System | Commercial | 01-ALC-AllCommercial-Cooling | 0 |  |  |  |  | 67.6133 | 82.5373 | 0 | 0 | 0 | -14.924 | 214 |  | kWh | 0.15 | 0 | Commercial | [7 empty] | 10 | 0.85 |  |  |  | 1 | 2.68 | 0 | 0 | 0 | 0 | 0 | 0 | 0 | 0 | 0 | 0 | 2009 Qtr 1: 0; 2009 Qtr 2: 0; 2009 Qtr 3: 0; 2009 Qtr 4: 2.68; 2010 Qtr 1: 0; 2010 Qtr 2: 0; 2010 Qtr 3: 0; 2010 Qtr 4: 0; 2011 Qtr 1: 0; 2011 Qtr 2: 0; 2011 Qtr 3: 0; 2011 Qtr 4: 0 | 2.68
0 | 267045-Commercial Condensor Coil Cleaning (all units - savings at 50% of DEER) Com All CZ10 VintAll |  | System | Commercial | 01-ALC-AllCommercial-Cooling | 0 |  |  |  |  | 10 | 10 | 0 | 0 | 0 | 0 | 74 |  | kWh | 0.0665 | 0 | Commercial | [7 empty] | 3 | 0.78 |  |  |  | 1 | 4 | 0 | 0 | 0 | 0 | 0 | 0 | 0 | 0 | 0 | 0 | 2009 Qtr 1: 0; 2009 Qtr 2: 0; 2009 Qtr 3: 0; 2009 Qtr 4: 4; 2010 Qtr 1: 0; 2010 Qtr 2: 0; 2010 Qtr 3: 0; 2010 Qtr 4: 0; 2011 Qtr 1: 0; 2011 Qtr 2: 0; 2011 Qtr 3: 0; 2011 Qtr 4: 0 | 4
0 | 267030-Commercial HVAC Diagnostic/Tune-up Com All CZ10 VintAll |  | System | Commercial | 01-ALC-AllCommercial-Cooling | 0 |  |  |  |  | 67.6133 | 82.5373 | 0 | 0 | 0 | -14.924 | 214 |  | kWh | 0.15 | 0 | Commercial | [7 empty] | 10 | 0.85 |  |  |  | 1 | 2.01 | 0 | 0 | 0 | 0 | 0 | 0 | 0 | 0 | 0 | 0 | 2009 Qtr 1: 0; 2009 Qtr 2: 0; 2009 Qtr 3: 0; 2009 Qtr 4: 2.01; 2010 Qtr 1: 0; 2010 Qtr 2: 0; 2010 Qtr 3: 0; 2010 Qtr 4: 0; 2011 Qtr 1: 0; 2011 Qtr 2: 0; 2011 Qtr 3: 0; 2011 Qtr 4: 0 | 2.01
0 | 267045-Commercial Condensor Coil Cleaning (all units - savings at 50% of DEER) Com All CZ10 VintAll |  | System | Commercial | 01-ALC-AllCommercial-Cooling | 0 |  |  |  |  | 10 | 10 | 0 | 0 | 0 | 0 | 74 |  | kWh | 0.0665 | 0 | Commercial | [7 empty] | 3 | 0.78 |  |  |  | 1 | 3 | 0 | 0 | 0 | 0 | 0 | 0 | 0 | 0 | 0 | 0 | 2009 Qtr 1: 0; 2009 Qtr 2: 0; 2009 Qtr 3: 0; 2009 Qtr 4: 3; 2010 Qtr 1: 0; 2010 Qtr 2: 0; 2010 Qtr 3: 0; 2010 Qtr 4: 0; 2011 Qtr 1: 0; 2011 Qtr 2: 0; 2011 Qtr 3: 0; 2011 Qtr 4: 0 | 3
0 | 267023-Economizer Repair Com All CZ10 Vint04 |  | System | Commercial | 01-ALC-AllCommercial-Cooling | 0 |  |  |  |  | 41.71 | 41 | 0 | 0 | 0 | 0.71 | 442 |  | kWh | 0.0016 | 0 | Commercial |  | Winter Only | [5 empty] | 5 | 0.85 |  |  |  | 0 | 8 | 0 | 0 | 0 | 0 | 0 | 0 | 0 | 0 | 0 | 0 | 2009 Qtr 1: 0; 2009 Qtr 2: 0; 2009 Qtr 3: 0; 2009 Qtr 4: 8; 2010 Qtr 1: 0; 2010 Qtr 2: 0; 2010 Qtr 3: 0; 2010 Qtr 4: 0; 2011 Qtr 1: 0; 2011 Qtr 2: 0; 2011 Qtr 3: 0; 2011 Qtr 4: 0 | 8
0 | 267030-Commercial HVAC Diagnostic/Tune-up Com All CZ10 VintAll |  | System | Commercial | 01-ALC-AllCommercial-Cooling | 0 |  |  |  |  | 67.6133 | 82.5373 | 0 | 0 | 0 | -14.924 | 214 |  | kWh | 0.15 | 0 | Commercial | [7 empty] | 10 | 0.85 |  |  |  | 1 | 2.01 | 0 | 0 | 0 | 0 | 0 | 0 | 0 | 0 | 0 | 0 | 2009 Qtr 1: 0; 2009 Qtr 2: 0; 2009 Qtr 3: 0; 2009 Qtr 4: 2.01; 2010 Qtr 1: 0; 2010 Qtr 2: 0; 2010 Qtr 3: 0; 2010 Qtr 4: 0; 2011 Qtr 1: 0; 2011 Qtr 2: 0; 2011 Qtr 3: 0; 2011 Qtr 4: 0 | 2.01
0 | 267045-Commercial Condensor Coil Cleaning (all units - savings at 50% of DEER) Com All CZ10 VintAll |  | System | Commercial | 01-ALC-AllCommercial-Cooling | 0 |  |  |  |  | 10 | 10 | 0 | 0 | 0 | 0 | 74 |  | kWh | 0.0665 | 0 | Commercial | [7 empty] | 3 | 0.78 |  |  |  | 1 | 3 | 0 | 0 | 0 | 0 | 0 | 0 | 0 | 0 | 0 | 0 | 2009 Qtr 1: 0; 2009 Qtr 2: 0; 2009 Qtr 3: 0; 2009 Qtr 4: 3; 2010 Qtr 1: 0; 2010 Qtr 2: 0; 2010 Qtr 3: 0; 2010 Qtr 4: 0; 2011 Qtr 1: 0; 2011 Qtr 2: 0; 2011 Qtr 3: 0; 2011 Qtr 4: 0 | 3
0 | 267030-Commercial HVAC Diagnostic/Tune-up Com All CZ10 VintAll |  | System | Commercial | 01-ALC-AllCommercial-Cooling | 0 |  |  |  |  | 67.6133 | 82.5373 | 0 | 0 | 0 | -14.924 | 214 |  | kWh | 0.15 | 0 | Commercial | [7 empty] | 10 | 0.85 |  |  |  | 1 | 2.01 | 0 | 0 | 0 | 0 | 0 | 0 | 0 | 0 | 0 | 0 | 2009 Qtr 1: 0; 2009 Qtr 2: 0; 2009 Qtr 3: 0; 2009 Qtr 4: 2.01; 2010 Qtr 1: 0; 2010 Qtr 2: 0; 2010 Qtr 3: 0; 2010 Qtr 4: 0; 2011 Qtr 1: 0; 2011 Qtr 2: 0; 2011 Qtr 3: 0; 2011 Qtr 4: 0 | 2.01
0 | 267045-Commercial Condensor Coil Cleaning (all units - savings at 50% of DEER) Com All CZ10 VintAll |  | System | Commercial | 01-ALC-AllCommercial-Cooling | 0 |  |  |  |  | 10 | 10 | 0 | 0 | 0 | 0 | 74 |  | kWh | 0.0665 | 0 | Commercial | [7 empty] | 3 | 0.78 |  |  |  | 1 | 3 | 0 | 0 | 0 | 0 | 0 | 0 | 0 | 0 | 0 | 0 | 2009 Qtr 1: 0; 2009 Qtr 2: 0; 2009 Qtr 3: 0; 2009 Qtr 4: 3; 2010 Qtr 1: 0; 2010 Qtr 2: 0; 2010 Qtr 3: 0; 2010 Qtr 4: 0; 2011 Qtr 1: 0; 2011 Qtr 2: 0; 2011 Qtr 3: 0; 2011 Qtr 4: 0 | 3
0 | 267030-Commercial HVAC Diagnostic/Tune-up Com All CZ10 VintAll |  | System | Commercial | 01-ALC-AllCommercial-Cooling | 0 |  |  |  |  | 67.6133 | 82.5373 | 0 | 0 | 0 | -14.924 | 214 |  | kWh | 0.15 | 0 | Commercial | [7 empty] | 10 | 0.85 |  |  |  | 1 | 2.01 | 0 | 0 | 0 | 0 | 0 | 0 | 0 | 0 | 0 | 0 | 2009 Qtr 1: 0; 2009 Qtr 2: 0; 2009 Qtr 3: 0; 2009 Qtr 4: 2.01; 2010 Qtr 1: 0; 2010 Qtr 2: 0; 2010 Qtr 3: 0; 2010 Qtr 4: 0; 2011 Qtr 1: 0; 2011 Qtr 2: 0; 2011 Qtr 3: 0; 2011 Qtr 4: 0 | 2.01
0 | 267045-Commercial Condensor Coil Cleaning (all units - savings at 50% of DEER) Com All CZ10 VintAll |  | System | Commercial | 01-ALC-AllCommercial-Cooling | 0 |  |  |  |  | 10 | 10 | 0 | 0 | 0 | 0 | 74 |  | kWh | 0.0665 | 0 | Commercial | [7 empty] | 3 | 0.78 |  |  |  | 1 | 3 | 0 | 0 | 0 | 0 | 0 | 0 | 0 | 0 | 0 | 0 | 2009 Qtr 1: 0; 2009 Qtr 2: 0; 2009 Qtr 3: 0; 2009 Qtr 4: 3; 2010 Qtr 1: 0; 2010 Qtr 2: 0; 2010 Qtr 3: 0; 2010 Qtr 4: 0; 2011 Qtr 1: 0; 2011 Qtr 2: 0; 2011 Qtr 3: 0; 2011 Qtr 4: 0 | 3
0 | 267029-Commercial HVAC Diagnostic/Tune-up Com All CZ07 VintAll |  | System | Commercial | 01-ALC-AllCommercial-Cooling | 0 |  |  |  |  | 72.1918 | 82.5373 | 0 | 0 | 0 | -10.3455 | 60.0094 |  | kWh | 0.046765 | 0 | Commercial | [7 empty] | 10 | 0.85 |  |  |  | 1 | 2.68 | 0 | 0 | 0 | 0 | 0 | 0 | 0 | 0 | 0 | 0 | 2009 Qtr 1: 0; 2009 Qtr 2: 0; 2009 Qtr 3: 0; 2009 Qtr 4: 2.68; 2010 Qtr 1: 0; 2010 Qtr 2: 0; 2010 Qtr 3: 0; 2010 Qtr 4: 0; 2011 Qtr 1: 0; 2011 Qtr 2: 0; 2011 Qtr 3: 0; 2011 Qtr 4: 0 | 2.68
0 | 267044-Commercial Condensor Coil Cleaning (all units - savings at 50% of DEER) Com All CZ07 VintAll |  | System | Commercial | 01-ALC-AllCommercial-Cooling | 0 |  |  |  |  | 9.9998 | 10 | 0 | 0 | 0 | -0.0002249 | 60 |  | kWh | 0.047 | 0 | Commercial | [7 empty] | 3 | 0.78 |  |  |  | 1 | 4 | 0 | 0 | 0 | 0 | 0 | 0 | 0 | 0 | 0 | 0 | 2009 Qtr 1: 0; 2009 Qtr 2: 0; 2009 Qtr 3: 0; 2009 Qtr 4: 4; 2010 Qtr 1: 0; 2010 Qtr 2: 0; 2010 Qtr 3: 0; 2010 Qtr 4: 0; 2011 Qtr 1: 0; 2011 Qtr 2: 0; 2011 Qtr 3: 0; 2011 Qtr 4: 0 | 4
0 | 267029-Commercial HVAC Diagnostic/Tune-up Com All CZ07 VintAll |  | System | Commercial | 01-ALC-AllCommercial-Cooling | 0 |  |  |  |  | 72.1918 | 82.5373 | 0 | 0 | 0 | -10.3455 | 60.0094 |  | kWh | 0.046765 | 0 | Commercial | [7 empty] | 10 | 0.85 |  |  |  | 1 | 2.68 | 0 | 0 | 0 | 0 | 0 | 0 | 0 | 0 | 0 | 0 | 2009 Qtr 1: 0; 2009 Qtr 2: 0; 2009 Qtr 3: 0; 2009 Qtr 4: 2.68; 2010 Qtr 1: 0; 2010 Qtr 2: 0; 2010 Qtr 3: 0; 2010 Qtr 4: 0; 2011 Qtr 1: 0; 2011 Qtr 2: 0; 2011 Qtr 3: 0; 2011 Qtr 4: 0 | 2.68
0 | 267044-Commercial Condensor Coil Cleaning (all units - savings at 50% of DEER) Com All CZ07 VintAll |  | System | Commercial | 01-ALC-AllCommercial-Cooling | 0 |  |  |  |  | 9.9998 | 10 | 0 | 0 | 0 | -0.0002249 | 60 |  | kWh | 0.047 | 0 | Commercial | [7 empty] | 3 | 0.78 |  |  |  | 1 | 4 | 0 | 0 | 0 | 0 | 0 | 0 | 0 | 0 | 0 | 0 | 2009 Qtr 1: 0; 2009 Qtr 2: 0; 2009 Qtr 3: 0; 2009 Qtr 4: 4; 2010 Qtr 1: 0; 2010 Qtr 2: 0; 2010 Qtr 3: 0; 2010 Qtr 4: 0; 2011 Qtr 1: 0; 2011 Qtr 2: 0; 2011 Qtr 3: 0; 2011 Qtr 4: 0 | 4
0 | 267029-Commercial HVAC Diagnostic/Tune-up Com All CZ07 VintAll |  | System | Commercial | 01-ALC-AllCommercial-Cooling | 0 |  |  |  |  | 72.1918 | 123.806 | 0 | 0 | 0 | -51.6142 | 60.0094 |  | kWh | 0.046765 | 0 | Commercial | [7 empty] | 10 | 0.85 |  |  |  | 1 | 0.67 | 0 | 0 | 0 | 0 | 0 | 0 | 0 | 0 | 0 | 0 | 2009 Qtr 1: 0; 2009 Qtr 2: 0; 2009 Qtr 3: 0; 2009 Qtr 4: 0.67; 2010 Qtr 1: 0; 2010 Qtr 2: 0; 2010 Qtr 3: 0; 2010 Qtr 4: 0; 2011 Qtr 1: 0; 2011 Qtr 2: 0; 2011 Qtr 3: 0; 2011 Qtr 4: 0 | 0.67
0 | 267044-Commercial Condensor Coil Cleaning (all units - savings at 50% of DEER) Com All CZ07 VintAll |  | System | Commercial | 01-ALC-AllCommercial-Cooling | 0 |  |  |  |  | 9.9998 | 15 | 0 | 0 | 0 | -5.0002 | 60 |  | kWh | 0.047 | 0 | Commercial | [7 empty] | 3 | 0.78 |  |  |  | 1 | 1 | 0 | 0 | 0 | 0 | 0 | 0 | 0 | 0 | 0 | 0 | 2009 Qtr 1: 0; 2009 Qtr 2: 0; 2009 Qtr 3: 0; 2009 Qtr 4: 1; 2010 Qtr 1: 0; 2010 Qtr 2: 0; 2010 Qtr 3: 0; 2010 Qtr 4: 0; 2011 Qtr 1: 0; 2011 Qtr 2: 0; 2011 Qtr 3: 0; 2011 Qtr 4: 0 | 1
0 | 267029-Commercial HVAC Diagnostic/Tune-up Com All CZ07 VintAll |  | System | Commercial | 01-ALC-AllCommercial-Cooling | 0 |  |  |  |  | 72.1918 | 82.5373 | 0 | 0 | 0 | -10.3455 | 60.0094 |  | kWh | 0.046765 | 0 | Commercial | [7 empty] | 10 | 0.85 |  |  |  | 1 | 2.68 | 0 | 0 | 0 | 0 | 0 | 0 | 0 | 0 | 0 | 0 | 2009 Qtr 1: 0; 2009 Qtr 2: 0; 2009 Qtr 3: 0; 2009 Qtr 4: 2.68; 2010 Qtr 1: 0; 2010 Qtr 2: 0; 2010 Qtr 3: 0; 2010 Qtr 4: 0; 2011 Qtr 1: 0; 2011 Qtr 2: 0; 2011 Qtr 3: 0; 2011 Qtr 4: 0 | 2.68
0 | 267044-Commercial Condensor Coil Cleaning (all units - savings at 50% of DEER) Com All CZ07 VintAll |  | System | Commercial | 01-ALC-AllCommercial-Cooling | 0 |  |  |  |  | 9.9998 | 10 | 0 | 0 | 0 | -0.0002249 | 60 |  | kWh | 0.047 | 0 | Commercial | [7 empty] | 3 | 0.78 |  |  |  | 1 | 4 | 0 | 0 | 0 | 0 | 0 | 0 | 0 | 0 | 0 | 0 | 2009 Qtr 1: 0; 2009 Qtr 2: 0; 2009 Qtr 3: 0; 2009 Qtr 4: 4; 2010 Qtr 1: 0; 2010 Qtr 2: 0; 2010 Qtr 3: 0; 2010 Qtr 4: 0; 2011 Qtr 1: 0; 2011 Qtr 2: 0; 2011 Qtr 3: 0; 2011 Qtr 4: 0 | 4
0 | 267029-Commercial HVAC Diagnostic/Tune-up Com All CZ07 VintAll |  | System | Commercial | 01-ALC-AllCommercial-Cooling | 0 |  |  |  |  | 72.1918 | 82.5373 | 0 | 0 | 0 | -10.3455 | 60.0094 |  | kWh | 0.046765 | 0 | Commercial | [7 empty] | 10 | 0.85 |  |  |  | 1 | 2.68 | 0 | 0 | 0 | 0 | 0 | 0 | 0 | 0 | 0 | 0 | 2009 Qtr 1: 0; 2009 Qtr 2: 0; 2009 Qtr 3: 0; 2009 Qtr 4: 2.68; 2010 Qtr 1: 0; 2010 Qtr 2: 0; 2010 Qtr 3: 0; 2010 Qtr 4: 0; 2011 Qtr 1: 0; 2011 Qtr 2: 0; 2011 Qtr 3: 0; 2011 Qtr 4: 0 | 2.68
0 | 267044-Commercial Condensor Coil Cleaning (all units - savings at 50% of DEER) Com All CZ07 VintAll |  | System | Commercial | 01-ALC-AllCommercial-Cooling | 0 |  |  |  |  | 9.9998 | 10 | 0 | 0 | 0 | -0.0002249 | 60 |  | kWh | 0.047 | 0 | Commercial | [7 empty] | 3 | 0.78 |  |  |  | 1 | 4 | 0 | 0 | 0 | 0 | 0 | 0 | 0 | 0 | 0 | 0 | 2009 Qtr 1: 0; 2009 Qtr 2: 0; 2009 Qtr 3: 0; 2009 Qtr 4: 4; 2010 Qtr 1: 0; 2010 Qtr 2: 0; 2010 Qtr 3: 0; 2010 Qtr 4: 0; 2011 Qtr 1: 0; 2011 Qtr 2: 0; 2011 Qtr 3: 0; 2011 Qtr 4: 0 | 4
0 | 267029-Commercial HVAC Diagnostic/Tune-up Com All CZ07 VintAll |  | System | Commercial | 01-ALC-AllCommercial-Cooling | 0 |  |  |  |  | 72.1918 | 82.5373 | 0 | 0 | 0 | -10.3455 | 60.0094 |  | kWh | 0.046765 | 0 | Commercial | [7 empty] | 10 | 0.85 |  |  |  | 1 | 2.68 | 0 | 0 | 0 | 0 | 0 | 0 | 0 | 0 | 0 | 0 | 2009 Qtr 1: 0; 2009 Qtr 2: 0; 2009 Qtr 3: 0; 2009 Qtr 4: 2.68; 2010 Qtr 1: 0; 2010 Qtr 2: 0; 2010 Qtr 3: 0; 2010 Qtr 4: 0; 2011 Qtr 1: 0; 2011 Qtr 2: 0; 2011 Qtr 3: 0; 2011 Qtr 4: 0 | 2.68
0 | 267044-Commercial Condensor Coil Cleaning (all units - savings at 50% of DEER) Com All CZ07 VintAll |  | System | Commercial | 01-ALC-AllCommercial-Cooling | 0 |  |  |  |  | 9.9998 | 10 | 0 | 0 | 0 | -0.0002249 | 60 |  | kWh | 0.047 | 0 | Commercial | [7 empty] | 3 | 0.78 |  |  |  | 1 | 4 | 0 | 0 | 0 | 0 | 0 | 0 | 0 | 0 | 0 | 0 | 2009 Qtr 1: 0; 2009 Qtr 2: 0; 2009 Qtr 3: 0; 2009 Qtr 4: 4; 2010 Qtr 1: 0; 2010 Qtr 2: 0; 2010 Qtr 3: 0; 2010 Qtr 4: 0; 2011 Qtr 1: 0; 2011 Qtr 2: 0; 2011 Qtr 3: 0; 2011 Qtr 4: 0 | 4
0 | 267030-Commercial HVAC Diagnostic/Tune-up Com All CZ10 VintAll |  | System | Commercial | 01-ALC-AllCommercial-Cooling | 0 |  |  |  |  | 67.6133 | 82.5373 | 0 | 0 | 0 | -14.924 | 214 |  | kWh | 0.15 | 0 | Commercial | [7 empty] | 10 | 0.85 |  |  |  | 1 | 2.01 | 0 | 0 | 0 | 0 | 0 | 0 | 0 | 0 | 0 | 0 | 2009 Qtr 1: 0; 2009 Qtr 2: 0; 2009 Qtr 3: 0; 2009 Qtr 4: 2.01; 2010 Qtr 1: 0; 2010 Qtr 2: 0; 2010 Qtr 3: 0; 2010 Qtr 4: 0; 2011 Qtr 1: 0; 2011 Qtr 2: 0; 2011 Qtr 3: 0; 2011 Qtr 4: 0 | 2.01
0 | 267045-Commercial Condensor Coil Cleaning (all units - savings at 50% of DEER) Com All CZ10 VintAll |  | System | Commercial | 01-ALC-AllCommercial-Cooling | 0 |  |  |  |  | 10 | 10 | 0 | 0 | 0 | 0 | 74 |  | kWh | 0.0665 | 0 | Commercial | [7 empty] | 3 | 0.78 |  |  |  | 1 | 3 | 0 | 0 | 0 | 0 | 0 | 0 | 0 | 0 | 0 | 0 | 2009 Qtr 1: 0; 2009 Qtr 2: 0; 2009 Qtr 3: 0; 2009 Qtr 4: 3; 2010 Qtr 1: 0; 2010 Qtr 2: 0; 2010 Qtr 3: 0; 2010 Qtr 4: 0; 2011 Qtr 1: 0; 2011 Qtr 2: 0; 2011 Qtr 3: 0; 2011 Qtr 4: 0 | 3
0 | 267030-Commercial HVAC Diagnostic/Tune-up Com All CZ10 VintAll |  | System | Commercial | 01-ALC-AllCommercial-Cooling | 0 |  |  |  |  | 67.6133 | 82.5373 | 0 | 0 | 0 | -14.924 | 214 |  | kWh | 0.15 | 0 | Commercial | [7 empty] | 10 | 0.85 |  |  |  | 1 | 2.01 | 0 | 0 | 0 | 0 | 0 | 0 | 0 | 0 | 0 | 0 | 2009 Qtr 1: 0; 2009 Qtr 2: 0; 2009 Qtr 3: 0; 2009 Qtr 4: 2.01; 2010 Qtr 1: 0; 2010 Qtr 2: 0; 2010 Qtr 3: 0; 2010 Qtr 4: 0; 2011 Qtr 1: 0; 2011 Qtr 2: 0; 2011 Qtr 3: 0; 2011 Qtr 4: 0 | 2.01
0 | 267045-Commercial Condensor Coil Cleaning (all units - savings at 50% of DEER) Com All CZ10 VintAll |  | System | Commercial | 01-ALC-AllCommercial-Cooling | 0 |  |  |  |  | 10 | 10 | 0 | 0 | 0 | 0 | 74 |  | kWh | 0.0665 | 0 | Commercial | [7 empty] | 3 | 0.78 |  |  |  | 1 | 3 | 0 | 0 | 0 | 0 | 0 | 0 | 0 | 0 | 0 | 0 | 2009 Qtr 1: 0; 2009 Qtr 2: 0; 2009 Qtr 3: 0; 2009 Qtr 4: 3; 2010 Qtr 1: 0; 2010 Qtr 2: 0; 2010 Qtr 3: 0; 2010 Qtr 4: 0; 2011 Qtr 1: 0; 2011 Qtr 2: 0; 2011 Qtr 3: 0; 2011 Qtr 4: 0 | 3
0 | 267030-Commercial HVAC Diagnostic/Tune-up Com All CZ10 VintAll |  | System | Commercial | 01-ALC-AllCommercial-Cooling | 0 |  |  |  |  | 67.6133 | 82.5373 | 0 | 0 | 0 | -14.924 | 214 |  | kWh | 0.15 | 0 | Commercial | [7 empty] | 10 | 0.85 |  |  |  | 1 | 2.01 | 0 | 0 | 0 | 0 | 0 | 0 | 0 | 0 | 0 | 0 | 2009 Qtr 1: 0; 2009 Qtr 2: 0; 2009 Qtr 3: 0; 2009 Qtr 4: 2.01; 2010 Qtr 1: 0; 2010 Qtr 2: 0; 2010 Qtr 3: 0; 2010 Qtr 4: 0; 2011 Qtr 1: 0; 2011 Qtr 2: 0; 2011 Qtr 3: 0; 2011 Qtr 4: 0 | 2.01
0 | 267045-Commercial Condensor Coil Cleaning (all units - savings at 50% of DEER) Com All CZ10 VintAll |  | System | Commercial | 01-ALC-AllCommercial-Cooling | 0 |  |  |  |  | 10 | 10 | 0 | 0 | 0 | 0 | 74 |  | kWh | 0.0665 | 0 | Commercial | [7 empty] | 3 | 0.78 |  |  |  | 1 | 3 | 0 | 0 | 0 | 0 | 0 | 0 | 0 | 0 | 0 | 0 | 2009 Qtr 1: 0; 2009 Qtr 2: 0; 2009 Qtr 3: 0; 2009 Qtr 4: 3; 2010 Qtr 1: 0; 2010 Qtr 2: 0; 2010 Qtr 3: 0; 2010 Qtr 4: 0; 2011 Qtr 1: 0; 2011 Qtr 2: 0; 2011 Qtr 3: 0; 2011 Qtr 4: 0 | 3
0 | 267030-Commercial HVAC Diagnostic/Tune-up Com All CZ10 VintAll |  | System | Commercial | 01-ALC-AllCommercial-Cooling | 0 |  |  |  |  | 67.6133 | 82.5373 | 0 | 0 | 0 | -14.924 | 214 |  | kWh | 0.15 | 0 | Commercial | [7 empty] | 10 | 0.85 |  |  |  | 1 | 2.01 | 0 | 0 | 0 | 0 | 0 | 0 | 0 | 0 | 0 | 0 | 2009 Qtr 1: 0; 2009 Qtr 2: 0; 2009 Qtr 3: 0; 2009 Qtr 4: 2.01; 2010 Qtr 1: 0; 2010 Qtr 2: 0; 2010 Qtr 3: 0; 2010 Qtr 4: 0; 2011 Qtr 1: 0; 2011 Qtr 2: 0; 2011 Qtr 3: 0; 2011 Qtr 4: 0 | 2.01
0 | 267045-Commercial Condensor Coil Cleaning (all units - savings at 50% of DEER) Com All CZ10 VintAll |  | System | Commercial | 01-ALC-AllCommercial-Cooling | 0 |  |  |  |  | 10 | 10 | 0 | 0 | 0 | 0 | 74 |  | kWh | 0.0665 | 0 | Commercial | [7 empty] | 3 | 0.78 |  |  |  | 1 | 3 | 0 | 0 | 0 | 0 | 0 | 0 | 0 | 0 | 0 | 0 | 2009 Qtr 1: 0; 2009 Qtr 2: 0; 2009 Qtr 3: 0; 2009 Qtr 4: 3; 2010 Qtr 1: 0; 2010 Qtr 2: 0; 2010 Qtr 3: 0; 2010 Qtr 4: 0; 2011 Qtr 1: 0; 2011 Qtr 2: 0; 2011 Qtr 3: 0; 2011 Qtr 4: 0 | 3
0 | 267045-Commercial Condensor Coil Cleaning (all units - savings at 50% of DEER) Com All CZ10 VintAll |  | System | Commercial | 01-ALC-AllCommercial-Cooling | 0 |  |  |  |  | 10 | 10 | 0 | 0 | 0 | 0 | 74 |  | kWh | 0.0665 | 0 | Commercial | [7 empty] | 3 | 0.78 |  |  |  | 1 | 3 | 0 | 0 | 0 | 0 | 0 | 0 | 0 | 0 | 0 | 0 | 2009 Qtr 1: 0; 2009 Qtr 2: 0; 2009 Qtr 3: 0; 2009 Qtr 4: 3; 2010 Qtr 1: 0; 2010 Qtr 2: 0; 2010 Qtr 3: 0; 2010 Qtr 4: 0; 2011 Qtr 1: 0; 2011 Qtr 2: 0; 2011 Qtr 3: 0; 2011 Qtr 4: 0 | 3
0 | 267030-Commercial HVAC Diagnostic/Tune-up Com All CZ10 VintAll |  | System | Commercial | 01-ALC-AllCommercial-Cooling | 0 |  |  |  |  | 67.6133 | 82.5373 | 0 | 0 | 0 | -14.924 | 214 |  | kWh | 0.15 | 0 | Commercial | [7 empty] | 10 | 0.85 |  |  |  | 1 | 2.01 | 0 | 0 | 0 | 0 | 0 | 0 | 0 | 0 | 0 | 0 | 2009 Qtr 1: 0; 2009 Qtr 2: 0; 2009 Qtr 3: 0; 2009 Qtr 4: 2.01; 2010 Qtr 1: 0; 2010 Qtr 2: 0; 2010 Qtr 3: 0; 2010 Qtr 4: 0; 2011 Qtr 1: 0; 2011 Qtr 2: 0; 2011 Qtr 3: 0; 2011 Qtr 4: 0 | 2.01
0 | 267045-Commercial Condensor Coil Cleaning (all units - savings at 50% of DEER) Com All CZ10 VintAll |  | System | Commercial | 01-ALC-AllCommercial-Cooling | 0 |  |  |  |  | 10 | 10 | 0 | 0 | 0 | 0 | 74 |  | kWh | 0.0665 | 0 | Commercial | [7 empty] | 3 | 0.78 |  |  |  | 1 | 3 | 0 | 0 | 0 | 0 | 0 | 0 | 0 | 0 | 0 | 0 | 2009 Qtr 1: 0; 2009 Qtr 2: 0; 2009 Qtr 3: 0; 2009 Qtr 4: 3; 2010 Qtr 1: 0; 2010 Qtr 2: 0; 2010 Qtr 3: 0; 2010 Qtr 4: 0; 2011 Qtr 1: 0; 2011 Qtr 2: 0; 2011 Qtr 3: 0; 2011 Qtr 4: 0 | 3
0 | 267030-Commercial HVAC Diagnostic/Tune-up Com All CZ10 VintAll |  | System | Commercial | 01-ALC-AllCommercial-Cooling | 0 |  |  |  |  | 67.6133 | 82.5373 | 0 | 0 | 0 | -14.924 | 214 |  | kWh | 0.15 | 0 | Commercial | [7 empty] | 10 | 0.85 |  |  |  | 1 | 2.01 | 0 | 0 | 0 | 0 | 0 | 0 | 0 | 0 | 0 | 0 | 2009 Qtr 1: 0; 2009 Qtr 2: 0; 2009 Qtr 3: 0; 2009 Qtr 4: 2.01; 2010 Qtr 1: 0; 2010 Qtr 2: 0; 2010 Qtr 3: 0; 2010 Qtr 4: 0; 2011 Qtr 1: 0; 2011 Qtr 2: 0; 2011 Qtr 3: 0; 2011 Qtr 4: 0 | 2.01
0 | 267045-Commercial Condensor Coil Cleaning (all units - savings at 50% of DEER) Com All CZ10 VintAll |  | System | Commercial | 01-ALC-AllCommercial-Cooling | 0 |  |  |  |  | 10 | 10 | 0 | 0 | 0 | 0 | 74 |  | kWh | 0.0665 | 0 | Commercial | [7 empty] | 3 | 0.78 |  |  |  | 1 | 3 | 0 | 0 | 0 | 0 | 0 | 0 | 0 | 0 | 0 | 0 | 2009 Qtr 1: 0; 2009 Qtr 2: 0; 2009 Qtr 3: 0; 2009 Qtr 4: 3; 2010 Qtr 1: 0; 2010 Qtr 2: 0; 2010 Qtr 3: 0; 2010 Qtr 4: 0; 2011 Qtr 1: 0; 2011 Qtr 2: 0; 2011 Qtr 3: 0; 2011 Qtr 4: 0 | 3
0 | 267030-Commercial HVAC Diagnostic/Tune-up Com All CZ10 VintAll |  | System | Commercial | 01-ALC-AllCommercial-Cooling | 0 |  |  |  |  | 67.6133 | 82.5373 | 0 | 0 | 0 | -14.924 | 214 |  | kWh | 0.15 | 0 | Commercial | [7 empty] | 10 | 0.85 |  |  |  | 1 | 2.01 | 0 | 0 | 0 | 0 | 0 | 0 | 0 | 0 | 0 | 0 | 2009 Qtr 1: 0; 2009 Qtr 2: 0; 2009 Qtr 3: 0; 2009 Qtr 4: 2.01; 2010 Qtr 1: 0; 2010 Qtr 2: 0; 2010 Qtr 3: 0; 2010 Qtr 4: 0; 2011 Qtr 1: 0; 2011 Qtr 2: 0; 2011 Qtr 3: 0; 2011 Qtr 4: 0 | 2.01
0 | 267045-Commercial Condensor Coil Cleaning (all units - savings at 50% of DEER) Com All CZ10 VintAll |  | System | Commercial | 01-ALC-AllCommercial-Cooling | 0 |  |  |  |  | 10 | 10 | 0 | 0 | 0 | 0 | 74 |  | kWh | 0.0665 | 0 | Commercial | [7 empty] | 3 | 0.78 |  |  |  | 1 | 3 | 0 | 0 | 0 | 0 | 0 | 0 | 0 | 0 | 0 | 0 | 2009 Qtr 1: 0; 2009 Qtr 2: 0; 2009 Qtr 3: 0; 2009 Qtr 4: 3; 2010 Qtr 1: 0; 2010 Qtr 2: 0; 2010 Qtr 3: 0; 2010 Qtr 4: 0; 2011 Qtr 1: 0; 2011 Qtr 2: 0; 2011 Qtr 3: 0; 2011 Qtr 4: 0 | 3
0 | 267030-Commercial HVAC Diagnostic/Tune-up Com All CZ10 VintAll |  | System | Commercial | 01-ALC-AllCommercial-Cooling | 0 |  |  |  |  | 67.6133 | 82.5373 | 0 | 0 | 0 | -14.924 | 214 |  | kWh | 0.15 | 0 | Commercial | [7 empty] | 10 | 0.85 |  |  |  | 1 | 2.01 | 0 | 0 | 0 | 0 | 0 | 0 | 0 | 0 | 0 | 0 | 2009 Qtr 1: 0; 2009 Qtr 2: 0; 2009 Qtr 3: 0; 2009 Qtr 4: 2.01; 2010 Qtr 1: 0; 2010 Qtr 2: 0; 2010 Qtr 3: 0; 2010 Qtr 4: 0; 2011 Qtr 1: 0; 2011 Qtr 2: 0; 2011 Qtr 3: 0; 2011 Qtr 4: 0 | 2.01
0 | 267045-Commercial Condensor Coil Cleaning (all units - savings at 50% of DEER) Com All CZ10 VintAll |  | System | Commercial | 01-ALC-AllCommercial-Cooling | 0 |  |  |  |  | 10 | 10 | 0 | 0 | 0 | 0 | 74 |  | kWh | 0.0665 | 0 | Commercial | [7 empty] | 3 | 0.78 |  |  |  | 1 | 3 | 0 | 0 | 0 | 0 | 0 | 0 | 0 | 0 | 0 | 0 | 2009 Qtr 1: 0; 2009 Qtr 2: 0; 2009 Qtr 3: 0; 2009 Qtr 4: 3; 2010 Qtr 1: 0; 2010 Qtr 2: 0; 2010 Qtr 3: 0; 2010 Qtr 4: 0; 2011 Qtr 1: 0; 2011 Qtr 2: 0; 2011 Qtr 3: 0; 2011 Qtr 4: 0 | 3
0 | 267030-Commercial HVAC Diagnostic/Tune-up Com All CZ10 VintAll |  | System | Commercial | 01-ALC-AllCommercial-Cooling | 0 |  |  |  |  | 67.6133 | 82.5373 | 0 | 0 | 0 | -14.924 | 214 |  | kWh | 0.15 | 0 | Commercial | [7 empty] | 10 | 0.85 |  |  |  | 1 | 2.01 | 0 | 0 | 0 | 0 | 0 | 0 | 0 | 0 | 0 | 0 | 2009 Qtr 1: 0; 2009 Qtr 2: 0; 2009 Qtr 3: 0; 2009 Qtr 4: 2.01; 2010 Qtr 1: 0; 2010 Qtr 2: 0; 2010 Qtr 3: 0; 2010 Qtr 4: 0; 2011 Qtr 1: 0; 2011 Qtr 2: 0; 2011 Qtr 3: 0; 2011 Qtr 4: 0 | 2.01
0 | 267045-Commercial Condensor Coil Cleaning (all units - savings at 50% of DEER) Com All CZ10 VintAll |  | System | Commercial | 01-ALC-AllCommercial-Cooling | 0 |  |  |  |  | 10 | 10 | 0 | 0 | 0 | 0 | 74 |  | kWh | 0.0665 | 0 | Commercial | [7 empty] | 3 | 0.78 |  |  |  | 1 | 3 | 0 | 0 | 0 | 0 | 0 | 0 | 0 | 0 | 0 | 0 | 2009 Qtr 1: 0; 2009 Qtr 2: 0; 2009 Qtr 3: 0; 2009 Qtr 4: 3; 2010 Qtr 1: 0; 2010 Qtr 2: 0; 2010 Qtr 3: 0; 2010 Qtr 4: 0; 2011 Qtr 1: 0; 2011 Qtr 2: 0; 2011 Qtr 3: 0; 2011 Qtr 4: 0 | 3
0 | 267029-Commercial HVAC Diagnostic/Tune-up Com All CZ07 VintAll |  | System | Commercial | 01-ALC-AllCommercial-Cooling | 0 |  |  |  |  | 72.1918 | 82.5373 | 0 | 0 | 0 | -10.3455 | 60.0094 |  | kWh | 0.046765 | 0 | Commercial | [7 empty] | 10 | 0.85 |  |  |  | 1 | 1.34 | 0 | 0 | 0 | 0 | 0 | 0 | 0 | 0 | 0 | 0 | 2009 Qtr 1: 0; 2009 Qtr 2: 0; 2009 Qtr 3: 0; 2009 Qtr 4: 1.34; 2010 Qtr 1: 0; 2010 Qtr 2: 0; 2010 Qtr 3: 0; 2010 Qtr 4: 0; 2011 Qtr 1: 0; 2011 Qtr 2: 0; 2011 Qtr 3: 0; 2011 Qtr 4: 0 | 1.34
0 | 267044-Commercial Condensor Coil Cleaning (all units - savings at 50% of DEER) Com All CZ07 VintAll |  | System | Commercial | 01-ALC-AllCommercial-Cooling | 0 |  |  |  |  | 9.9998 | 10 | 0 | 0 | 0 | -0.0002249 | 60 |  | kWh | 0.047 | 0 | Commercial | [7 empty] | 3 | 0.78 |  |  |  | 1 | 2 | 0 | 0 | 0 | 0 | 0 | 0 | 0 | 0 | 0 | 0 | 2009 Qtr 1: 0; 2009 Qtr 2: 0; 2009 Qtr 3: 0; 2009 Qtr 4: 2; 2010 Qtr 1: 0; 2010 Qtr 2: 0; 2010 Qtr 3: 0; 2010 Qtr 4: 0; 2011 Qtr 1: 0; 2011 Qtr 2: 0; 2011 Qtr 3: 0; 2011 Qtr 4: 0 | 2
0 | 267029-Commercial HVAC Diagnostic/Tune-up Com All CZ07 VintAll |  | System | Commercial | 01-ALC-AllCommercial-Cooling | 0 |  |  |  |  | 72.1918 | 82.5373 | 0 | 0 | 0 | -10.3455 | 60.0094 |  | kWh | 0.046765 | 0 | Commercial | [7 empty] | 10 | 0.85 |  |  |  | 1 | 1.34 | 0 | 0 | 0 | 0 | 0 | 0 | 0 | 0 | 0 | 0 | 2009 Qtr 1: 0; 2009 Qtr 2: 0; 2009 Qtr 3: 0; 2009 Qtr 4: 1.34; 2010 Qtr 1: 0; 2010 Qtr 2: 0; 2010 Qtr 3: 0; 2010 Qtr 4: 0; 2011 Qtr 1: 0; 2011 Qtr 2: 0; 2011 Qtr 3: 0; 2011 Qtr 4: 0 | 1.34
0 | 267044-Commercial Condensor Coil Cleaning (all units - savings at 50% of DEER) Com All CZ07 VintAll |  | System | Commercial | 01-ALC-AllCommercial-Cooling | 0 |  |  |  |  | 9.9998 | 10 | 0 | 0 | 0 | -0.0002249 | 60 |  | kWh | 0.047 | 0 | Commercial | [7 empty] | 3 | 0.78 |  |  |  | 1 | 2 | 0 | 0 | 0 | 0 | 0 | 0 | 0 | 0 | 0 | 0 | 2009 Qtr 1: 0; 2009 Qtr 2: 0; 2009 Qtr 3: 0; 2009 Qtr 4: 2; 2010 Qtr 1: 0; 2010 Qtr 2: 0; 2010 Qtr 3: 0; 2010 Qtr 4: 0; 2011 Qtr 1: 0; 2011 Qtr 2: 0; 2011 Qtr 3: 0; 2011 Qtr 4: 0 | 2
0 | 267029-Commercial HVAC Diagnostic/Tune-up Com All CZ07 VintAll |  | System | Commercial | 01-ALC-AllCommercial-Cooling | 0 |  |  |  |  | 72.1918 | 82.5373 | 0 | 0 | 0 | -10.3455 | 60.0094 |  | kWh | 0.046765 | 0 | Commercial | [7 empty] | 10 | 0.85 |  |  |  | 1 | 1.34 | 0 | 0 | 0 | 0 | 0 | 0 | 0 | 0 | 0 | 0 | 2009 Qtr 1: 0; 2009 Qtr 2: 0; 2009 Qtr 3: 0; 2009 Qtr 4: 1.34; 2010 Qtr 1: 0; 2010 Qtr 2: 0; 2010 Qtr 3: 0; 2010 Qtr 4: 0; 2011 Qtr 1: 0; 2011 Qtr 2: 0; 2011 Qtr 3: 0; 2011 Qtr 4: 0 | 1.34
0 | 267044-Commercial Condensor Coil Cleaning (all units - savings at 50% of DEER) Com All CZ07 VintAll |  | System | Commercial | 01-ALC-AllCommercial-Cooling | 0 |  |  |  |  | 9.9998 | 10 | 0 | 0 | 0 | -0.0002249 | 60 |  | kWh | 0.047 | 0 | Commercial | [7 empty] | 3 | 0.78 |  |  |  | 1 | 2 | 0 | 0 | 0 | 0 | 0 | 0 | 0 | 0 | 0 | 0 | 2009 Qtr 1: 0; 2009 Qtr 2: 0; 2009 Qtr 3: 0; 2009 Qtr 4: 2; 2010 Qtr 1: 0; 2010 Qtr 2: 0; 2010 Qtr 3: 0; 2010 Qtr 4: 0; 2011 Qtr 1: 0; 2011 Qtr 2: 0; 2011 Qtr 3: 0; 2011 Qtr 4: 0 | 2
0 | 267029-Commercial HVAC Diagnostic/Tune-up Com All CZ07 VintAll |  | System | Commercial | 01-ALC-AllCommercial-Cooling | 0 |  |  |  |  | 72.1918 | 82.5373 | 0 | 0 | 0 | -10.3455 | 60.0094 |  | kWh | 0.046765 | 0 | Commercial | [7 empty] | 10 | 0.85 |  |  |  | 1 | 1.34 | 0 | 0 | 0 | 0 | 0 | 0 | 0 | 0 | 0 | 0 | 2009 Qtr 1: 0; 2009 Qtr 2: 0; 2009 Qtr 3: 0; 2009 Qtr 4: 1.34; 2010 Qtr 1: 0; 2010 Qtr 2: 0; 2010 Qtr 3: 0; 2010 Qtr 4: 0; 2011 Qtr 1: 0; 2011 Qtr 2: 0; 2011 Qtr 3: 0; 2011 Qtr 4: 0 | 1.34
0 | 267044-Commercial Condensor Coil Cleaning (all units - savings at 50% of DEER) Com All CZ07 VintAll |  | System | Commercial | 01-ALC-AllCommercial-Cooling | 0 |  |  |  |  | 9.9998 | 10 | 0 | 0 | 0 | -0.0002249 | 60 |  | kWh | 0.047 | 0 | Commercial | [7 empty] | 3 | 0.78 |  |  |  | 1 | 2 | 0 | 0 | 0 | 0 | 0 | 0 | 0 | 0 | 0 | 0 | 2009 Qtr 1: 0; 2009 Qtr 2: 0; 2009 Qtr 3: 0; 2009 Qtr 4: 2; 2010 Qtr 1: 0; 2010 Qtr 2: 0; 2010 Qtr 3: 0; 2010 Qtr 4: 0; 2011 Qtr 1: 0; 2011 Qtr 2: 0; 2011 Qtr 3: 0; 2011 Qtr 4: 0 | 2
0 | 267029-Commercial HVAC Diagnostic/Tune-up Com All CZ07 VintAll |  | System | Commercial | 01-ALC-AllCommercial-Cooling | 0 |  |  |  |  | 72.1918 | 82.5373 | 0 | 0 | 0 | -10.3455 | 60.0094 |  | kWh | 0.046765 | 0 | Commercial | [7 empty] | 10 | 0.85 |  |  |  | 1 | 1.34 | 0 | 0 | 0 | 0 | 0 | 0 | 0 | 0 | 0 | 0 | 2009 Qtr 1: 0; 2009 Qtr 2: 0; 2009 Qtr 3: 0; 2009 Qtr 4: 1.34; 2010 Qtr 1: 0; 2010 Qtr 2: 0; 2010 Qtr 3: 0; 2010 Qtr 4: 0; 2011 Qtr 1: 0; 2011 Qtr 2: 0; 2011 Qtr 3: 0; 2011 Qtr 4: 0 | 1.34
0 | 267044-Commercial Condensor Coil Cleaning (all units - savings at 50% of DEER) Com All CZ07 VintAll |  | System | Commercial | 01-ALC-AllCommercial-Cooling | 0 |  |  |  |  | 9.9998 | 10 | 0 | 0 | 0 | -0.0002249 | 60 |  | kWh | 0.047 | 0 | Commercial | [7 empty] | 3 | 0.78 |  |  |  | 1 | 2 | 0 | 0 | 0 | 0 | 0 | 0 | 0 | 0 | 0 | 0 | 2009 Qtr 1: 0; 2009 Qtr 2: 0; 2009 Qtr 3: 0; 2009 Qtr 4: 2; 2010 Qtr 1: 0; 2010 Qtr 2: 0; 2010 Qtr 3: 0; 2010 Qtr 4: 0; 2011 Qtr 1: 0; 2011 Qtr 2: 0; 2011 Qtr 3: 0; 2011 Qtr 4: 0 | 2
0 | 267030-Commercial HVAC Diagnostic/Tune-up Com All CZ10 VintAll |  | System | Commercial | 01-ALC-AllCommercial-Cooling | 0 |  |  |  |  | 67.6133 | 82.5373 | 0 | 0 | 0 | -14.924 | 214 |  | kWh | 0.15 | 0 | Commercial | [7 empty] | 10 | 0.85 |  |  |  | 1 | 3.35 | 0 | 0 | 0 | 0 | 0 | 0 | 0 | 0 | 0 | 0 | 2009 Qtr 1: 0; 2009 Qtr 2: 0; 2009 Qtr 3: 0; 2009 Qtr 4: 3.35; 2010 Qtr 1: 0; 2010 Qtr 2: 0; 2010 Qtr 3: 0; 2010 Qtr 4: 0; 2011 Qtr 1: 0; 2011 Qtr 2: 0; 2011 Qtr 3: 0; 2011 Qtr 4: 0 | 3.35
0 | 267045-Commercial Condensor Coil Cleaning (all units - savings at 50% of DEER) Com All CZ10 VintAll |  | System | Commercial | 01-ALC-AllCommercial-Cooling | 0 |  |  |  |  | 10 | 10 | 0 | 0 | 0 | 0 | 74 |  | kWh | 0.0665 | 0 | Commercial | [7 empty] | 3 | 0.78 |  |  |  | 1 | 5 | 0 | 0 | 0 | 0 | 0 | 0 | 0 | 0 | 0 | 0 | 2009 Qtr 1: 0; 2009 Qtr 2: 0; 2009 Qtr 3: 0; 2009 Qtr 4: 5; 2010 Qtr 1: 0; 2010 Qtr 2: 0; 2010 Qtr 3: 0; 2010 Qtr 4: 0; 2011 Qtr 1: 0; 2011 Qtr 2: 0; 2011 Qtr 3: 0; 2011 Qtr 4: 0 | 5
0 | 267030-Commercial HVAC Diagnostic/Tune-up Com All CZ10 VintAll |  | System | Commercial | 01-ALC-AllCommercial-Cooling | 0 |  |  |  |  | 67.6133 | 82.5373 | 0 | 0 | 0 | -14.924 | 214 |  | kWh | 0.15 | 0 | Commercial | [7 empty] | 10 | 0.85 |  |  |  | 1 | 3.35 | 0 | 0 | 0 | 0 | 0 | 0 | 0 | 0 | 0 | 0 | 2009 Qtr 1: 0; 2009 Qtr 2: 0; 2009 Qtr 3: 0; 2009 Qtr 4: 3.35; 2010 Qtr 1: 0; 2010 Qtr 2: 0; 2010 Qtr 3: 0; 2010 Qtr 4: 0; 2011 Qtr 1: 0; 2011 Qtr 2: 0; 2011 Qtr 3: 0; 2011 Qtr 4: 0 | 3.35
0 | 267045-Commercial Condensor Coil Cleaning (all units - savings at 50% of DEER) Com All CZ10 VintAll |  | System | Commercial | 01-ALC-AllCommercial-Cooling | 0 |  |  |  |  | 10 | 10 | 0 | 0 | 0 | 0 | 74 |  | kWh | 0.0665 | 0 | Commercial | [7 empty] | 3 | 0.78 |  |  |  | 1 | 5 | 0 | 0 | 0 | 0 | 0 | 0 | 0 | 0 | 0 | 0 | 2009 Qtr 1: 0; 2009 Qtr 2: 0; 2009 Qtr 3: 0; 2009 Qtr 4: 5; 2010 Qtr 1: 0; 2010 Qtr 2: 0; 2010 Qtr 3: 0; 2010 Qtr 4: 0; 2011 Qtr 1: 0; 2011 Qtr 2: 0; 2011 Qtr 3: 0; 2011 Qtr 4: 0 | 5
0 | 267030-Commercial HVAC Diagnostic/Tune-up Com All CZ10 VintAll |  | System | Commercial | 01-ALC-AllCommercial-Cooling | 0 |  |  |  |  | 67.6133 | 82.5373 | 0 | 0 | 0 | -14.924 | 214 |  | kWh | 0.15 | 0 | Commercial | [7 empty] | 10 | 0.85 |  |  |  | 1 | 3.35 | 0 | 0 | 0 | 0 | 0 | 0 | 0 | 0 | 0 | 0 | 2009 Qtr 1: 0; 2009 Qtr 2: 0; 2009 Qtr 3: 0; 2009 Qtr 4: 3.35; 2010 Qtr 1: 0; 2010 Qtr 2: 0; 2010 Qtr 3: 0; 2010 Qtr 4: 0; 2011 Qtr 1: 0; 2011 Qtr 2: 0; 2011 Qtr 3: 0; 2011 Qtr 4: 0 | 3.35
0 | 267045-Commercial Condensor Coil Cleaning (all units - savings at 50% of DEER) Com All CZ10 VintAll |  | System | Commercial | 01-ALC-AllCommercial-Cooling | 0 |  |  |  |  | 10 | 10 | 0 | 0 | 0 | 0 | 74 |  | kWh | 0.0665 | 0 | Commercial | [7 empty] | 3 | 0.78 |  |  |  | 1 | 5 | 0 | 0 | 0 | 0 | 0 | 0 | 0 | 0 | 0 | 0 | 2009 Qtr 1: 0; 2009 Qtr 2: 0; 2009 Qtr 3: 0; 2009 Qtr 4: 5; 2010 Qtr 1: 0; 2010 Qtr 2: 0; 2010 Qtr 3: 0; 2010 Qtr 4: 0; 2011 Qtr 1: 0; 2011 Qtr 2: 0; 2011 Qtr 3: 0; 2011 Qtr 4: 0 | 5
0 | 267030-Commercial HVAC Diagnostic/Tune-up Com All CZ10 VintAll |  | System | Commercial | 01-ALC-AllCommercial-Cooling | 0 |  |  |  |  | 67.6133 | 82.5373 | 0 | 0 | 0 | -14.924 | 214 |  | kWh | 0.15 | 0 | Commercial | [7 empty] | 10 | 0.85 |  |  |  | 1 | 3.35 | 0 | 0 | 0 | 0 | 0 | 0 | 0 | 0 | 0 | 0 | 2009 Qtr 1: 0; 2009 Qtr 2: 0; 2009 Qtr 3: 0; 2009 Qtr 4: 3.35; 2010 Qtr 1: 0; 2010 Qtr 2: 0; 2010 Qtr 3: 0; 2010 Qtr 4: 0; 2011 Qtr 1: 0; 2011 Qtr 2: 0; 2011 Qtr 3: 0; 2011 Qtr 4: 0 | 3.35
0 | 267045-Commercial Condensor Coil Cleaning (all units - savings at 50% of DEER) Com All CZ10 VintAll |  | System | Commercial | 01-ALC-AllCommercial-Cooling | 0 |  |  |  |  | 10 | 10 | 0 | 0 | 0 | 0 | 74 |  | kWh | 0.0665 | 0 | Commercial | [7 empty] | 3 | 0.78 |  |  |  | 1 | 5 | 0 | 0 | 0 | 0 | 0 | 0 | 0 | 0 | 0 | 0 | 2009 Qtr 1: 0; 2009 Qtr 2: 0; 2009 Qtr 3: 0; 2009 Qtr 4: 5; 2010 Qtr 1: 0; 2010 Qtr 2: 0; 2010 Qtr 3: 0; 2010 Qtr 4: 0; 2011 Qtr 1: 0; 2011 Qtr 2: 0; 2011 Qtr 3: 0; 2011 Qtr 4: 0 | 5
0 | 267030-Commercial HVAC Diagnostic/Tune-up Com All CZ10 VintAll |  | System | Commercial | 01-ALC-AllCommercial-Cooling | 0 |  |  |  |  | 67.6133 | 82.5373 | 0 | 0 | 0 | -14.924 | 214 |  | kWh | 0.15 | 0 | Commercial | [7 empty] | 10 | 0.85 |  |  |  | 1 | 3.35 | 0 | 0 | 0 | 0 | 0 | 0 | 0 | 0 | 0 | 0 | 2009 Qtr 1: 0; 2009 Qtr 2: 0; 2009 Qtr 3: 0; 2009 Qtr 4: 3.35; 2010 Qtr 1: 0; 2010 Qtr 2: 0; 2010 Qtr 3: 0; 2010 Qtr 4: 0; 2011 Qtr 1: 0; 2011 Qtr 2: 0; 2011 Qtr 3: 0; 2011 Qtr 4: 0 | 3.35
0 | 267045-Commercial Condensor Coil Cleaning (all units - savings at 50% of DEER) Com All CZ10 VintAll |  | System | Commercial | 01-ALC-AllCommercial-Cooling | 0 |  |  |  |  | 10 | 10 | 0 | 0 | 0 | 0 | 74 |  | kWh | 0.0665 | 0 | Commercial | [7 empty] | 3 | 0.78 |  |  |  | 1 | 5 | 0 | 0 | 0 | 0 | 0 | 0 | 0 | 0 | 0 | 0 | 2009 Qtr 1: 0; 2009 Qtr 2: 0; 2009 Qtr 3: 0; 2009 Qtr 4: 5; 2010 Qtr 1: 0; 2010 Qtr 2: 0; 2010 Qtr 3: 0; 2010 Qtr 4: 0; 2011 Qtr 1: 0; 2011 Qtr 2: 0; 2011 Qtr 3: 0; 2011 Qtr 4: 0 | 5
0 | 267030-Commercial HVAC Diagnostic/Tune-up Com All CZ10 VintAll |  | System | Commercial | 01-ALC-AllCommercial-Cooling | 0 |  |  |  |  | 67.6133 | 82.5373 | 0 | 0 | 0 | -14.924 | 214 |  | kWh | 0.15 | 0 | Commercial | [7 empty] | 10 | 0.85 |  |  |  | 1 | 3.35 | 0 | 0 | 0 | 0 | 0 | 0 | 0 | 0 | 0 | 0 | 2009 Qtr 1: 0; 2009 Qtr 2: 0; 2009 Qtr 3: 0; 2009 Qtr 4: 3.35; 2010 Qtr 1: 0; 2010 Qtr 2: 0; 2010 Qtr 3: 0; 2010 Qtr 4: 0; 2011 Qtr 1: 0; 2011 Qtr 2: 0; 2011 Qtr 3: 0; 2011 Qtr 4: 0 | 3.35
0 | 267045-Commercial Condensor Coil Cleaning (all units - savings at 50% of DEER) Com All CZ10 VintAll |  | System | Commercial | 01-ALC-AllCommercial-Cooling | 0 |  |  |  |  | 10 | 10 | 0 | 0 | 0 | 0 | 74 |  | kWh | 0.0665 | 0 | Commercial | [7 empty] | 3 | 0.78 |  |  |  | 1 | 5 | 0 | 0 | 0 | 0 | 0 | 0 | 0 | 0 | 0 | 0 | 2009 Qtr 1: 0; 2009 Qtr 2: 0; 2009 Qtr 3: 0; 2009 Qtr 4: 5; 2010 Qtr 1: 0; 2010 Qtr 2: 0; 2010 Qtr 3: 0; 2010 Qtr 4: 0; 2011 Qtr 1: 0; 2011 Qtr 2: 0; 2011 Qtr 3: 0; 2011 Qtr 4: 0 | 5
0 | 267029-Commercial HVAC Diagnostic/Tune-up Com All CZ07 VintAll |  | System | Commercial | 01-ALC-AllCommercial-Cooling | 0 |  |  |  |  | 72.1918 | 82.5373 | 0 | 0 | 0 | -10.3455 | 60.0094 |  | kWh | 0.046765 | 0 | Commercial | [7 empty] | 10 | 0.85 |  |  |  | 1 | 1.34 | 0 | 0 | 0 | 0 | 0 | 0 | 0 | 0 | 0 | 0 | 2009 Qtr 1: 0; 2009 Qtr 2: 0; 2009 Qtr 3: 0; 2009 Qtr 4: 1.34; 2010 Qtr 1: 0; 2010 Qtr 2: 0; 2010 Qtr 3: 0; 2010 Qtr 4: 0; 2011 Qtr 1: 0; 2011 Qtr 2: 0; 2011 Qtr 3: 0; 2011 Qtr 4: 0 | 1.34
0 | 267044-Commercial Condensor Coil Cleaning (all units - savings at 50% of DEER) Com All CZ07 VintAll |  | System | Commercial | 01-ALC-AllCommercial-Cooling | 0 |  |  |  |  | 9.9998 | 10 | 0 | 0 | 0 | -0.0002249 | 60 |  | kWh | 0.047 | 0 | Commercial | [7 empty] | 3 | 0.78 |  |  |  | 1 | 2 | 0 | 0 | 0 | 0 | 0 | 0 | 0 | 0 | 0 | 0 | 2009 Qtr 1: 0; 2009 Qtr 2: 0; 2009 Qtr 3: 0; 2009 Qtr 4: 2; 2010 Qtr 1: 0; 2010 Qtr 2: 0; 2010 Qtr 3: 0; 2010 Qtr 4: 0; 2011 Qtr 1: 0; 2011 Qtr 2: 0; 2011 Qtr 3: 0; 2011 Qtr 4: 0 | 2
0 | 267029-Commercial HVAC Diagnostic/Tune-up Com All CZ07 VintAll |  | System | Commercial | 01-ALC-AllCommercial-Cooling | 0 |  |  |  |  | 72.1918 | 82.5373 | 0 | 0 | 0 | -10.3455 | 60.0094 |  | kWh | 0.046765 | 0 | Commercial | [7 empty] | 10 | 0.85 |  |  |  | 1 | 1.34 | 0 | 0 | 0 | 0 | 0 | 0 | 0 | 0 | 0 | 0 | 2009 Qtr 1: 0; 2009 Qtr 2: 0; 2009 Qtr 3: 0; 2009 Qtr 4: 1.34; 2010 Qtr 1: 0; 2010 Qtr 2: 0; 2010 Qtr 3: 0; 2010 Qtr 4: 0; 2011 Qtr 1: 0; 2011 Qtr 2: 0; 2011 Qtr 3: 0; 2011 Qtr 4: 0 | 1.34
0 | 267044-Commercial Condensor Coil Cleaning (all units - savings at 50% of DEER) Com All CZ07 VintAll |  | System | Commercial | 01-ALC-AllCommercial-Cooling | 0 |  |  |  |  | 9.9998 | 10 | 0 | 0 | 0 | -0.0002249 | 60 |  | kWh | 0.047 | 0 | Commercial | [7 empty] | 3 | 0.78 |  |  |  | 1 | 2 | 0 | 0 | 0 | 0 | 0 | 0 | 0 | 0 | 0 | 0 | 2009 Qtr 1: 0; 2009 Qtr 2: 0; 2009 Qtr 3: 0; 2009 Qtr 4: 2; 2010 Qtr 1: 0; 2010 Qtr 2: 0; 2010 Qtr 3: 0; 2010 Qtr 4: 0; 2011 Qtr 1: 0; 2011 Qtr 2: 0; 2011 Qtr 3: 0; 2011 Qtr 4: 0 | 2
0 | 267029-Commercial HVAC Diagnostic/Tune-up Com All CZ07 VintAll |  | System | Commercial | 01-ALC-AllCommercial-Cooling | 0 |  |  |  |  | 72.1918 | 82.5373 | 0 | 0 | 0 | -10.3455 | 60.0094 |  | kWh | 0.046765 | 0 | Commercial | [7 empty] | 10 | 0.85 |  |  |  | 1 | 1.34 | 0 | 0 | 0 | 0 | 0 | 0 | 0 | 0 | 0 | 0 | 2009 Qtr 1: 0; 2009 Qtr 2: 0; 2009 Qtr 3: 0; 2009 Qtr 4: 1.34; 2010 Qtr 1: 0; 2010 Qtr 2: 0; 2010 Qtr 3: 0; 2010 Qtr 4: 0; 2011 Qtr 1: 0; 2011 Qtr 2: 0; 2011 Qtr 3: 0; 2011 Qtr 4: 0 | 1.34
0 | 267044-Commercial Condensor Coil Cleaning (all units - savings at 50% of DEER) Com All CZ07 VintAll |  | System | Commercial | 01-ALC-AllCommercial-Cooling | 0 |  |  |  |  | 9.9998 | 10 | 0 | 0 | 0 | -0.0002249 | 60 |  | kWh | 0.047 | 0 | Commercial | [7 empty] | 3 | 0.78 |  |  |  | 1 | 2 | 0 | 0 | 0 | 0 | 0 | 0 | 0 | 0 | 0 | 0 | 2009 Qtr 1: 0; 2009 Qtr 2: 0; 2009 Qtr 3: 0; 2009 Qtr 4: 2; 2010 Qtr 1: 0; 2010 Qtr 2: 0; 2010 Qtr 3: 0; 2010 Qtr 4: 0; 2011 Qtr 1: 0; 2011 Qtr 2: 0; 2011 Qtr 3: 0; 2011 Qtr 4: 0 | 2
0 | 267044-Commercial Condensor Coil Cleaning (all units - savings at 50% of DEER) Com All CZ07 VintAll |  | System | Commercial | 01-ALC-AllCommercial-Cooling | 0 |  |  |  |  | 9.9998 | 10 | 0 | 0 | 0 | -0.0002249 | 60 |  | kWh | 0.047 | 0 | Commercial | [7 empty] | 3 | 0.78 |  |  |  | 1 | 5 | 0 | 0 | 0 | 0 | 0 | 0 | 0 | 0 | 0 | 0 | 2009 Qtr 1: 0; 2009 Qtr 2: 0; 2009 Qtr 3: 0; 2009 Qtr 4: 5; 2010 Qtr 1: 0; 2010 Qtr 2: 0; 2010 Qtr 3: 0; 2010 Qtr 4: 0; 2011 Qtr 1: 0; 2011 Qtr 2: 0; 2011 Qtr 3: 0; 2011 Qtr 4: 0 | 5
0 | 267044-Commercial Condensor Coil Cleaning (all units - savings at 50% of DEER) Com All CZ07 VintAll |  | System | Commercial | 01-ALC-AllCommercial-Cooling | 0 |  |  |  |  | 9.9998 | 10 | 0 | 0 | 0 | -0.0002249 | 60 |  | kWh | 0.047 | 0 | Commercial | [7 empty] | 3 | 0.78 |  |  |  | 1 | 5 | 0 | 0 | 0 | 0 | 0 | 0 | 0 | 0 | 0 | 0 | 2009 Qtr 1: 0; 2009 Qtr 2: 0; 2009 Qtr 3: 0; 2009 Qtr 4: 5; 2010 Qtr 1: 0; 2010 Qtr 2: 0; 2010 Qtr 3: 0; 2010 Qtr 4: 0; 2011 Qtr 1: 0; 2011 Qtr 2: 0; 2011 Qtr 3: 0; 2011 Qtr 4: 0 | 5
0 | 267045-Commercial Condensor Coil Cleaning (all units - savings at 50% of DEER) Com All CZ10 VintAll |  | System | Commercial | 01-ALC-AllCommercial-Cooling | 0 |  |  |  |  | 10 | 10 | 0 | 0 | 0 | 0 | 74 |  | kWh | 0.0665 | 0 | Commercial | [7 empty] | 3 | 0.78 |  |  |  | 1 | 3 | 0 | 0 | 0 | 0 | 0 | 0 | 0 | 0 | 0 | 0 | 2009 Qtr 1: 0; 2009 Qtr 2: 0; 2009 Qtr 3: 0; 2009 Qtr 4: 3; 2010 Qtr 1: 0; 2010 Qtr 2: 0; 2010 Qtr 3: 0; 2010 Qtr 4: 0; 2011 Qtr 1: 0; 2011 Qtr 2: 0; 2011 Qtr 3: 0; 2011 Qtr 4: 0 | 3
0 | 267030-Commercial HVAC Diagnostic/Tune-up Com All CZ10 VintAll |  | System | Commercial | 01-ALC-AllCommercial-Cooling | 0 |  |  |  |  | 67.6133 | 82.5373 | 0 | 0 | 0 | -14.924 | 214 |  | kWh | 0.15 | 0 | Commercial | [7 empty] | 10 | 0.85 |  |  |  | 1 | 2.01 | 0 | 0 | 0 | 0 | 0 | 0 | 0 | 0 | 0 | 0 | 2009 Qtr 1: 0; 2009 Qtr 2: 0; 2009 Qtr 3: 0; 2009 Qtr 4: 2.01; 2010 Qtr 1: 0; 2010 Qtr 2: 0; 2010 Qtr 3: 0; 2010 Qtr 4: 0; 2011 Qtr 1: 0; 2011 Qtr 2: 0; 2011 Qtr 3: 0; 2011 Qtr 4: 0 | 2.01
0 | 267045-Commercial Condensor Coil Cleaning (all units - savings at 50% of DEER) Com All CZ10 VintAll |  | System | Commercial | 01-ALC-AllCommercial-Cooling | 0 |  |  |  |  | 10 | 10 | 0 | 0 | 0 | 0 | 74 |  | kWh | 0.0665 | 0 | Commercial | [7 empty] | 3 | 0.78 |  |  |  | 1 | 3 | 0 | 0 | 0 | 0 | 0 | 0 | 0 | 0 | 0 | 0 | 2009 Qtr 1: 0; 2009 Qtr 2: 0; 2009 Qtr 3: 0; 2009 Qtr 4: 3; 2010 Qtr 1: 0; 2010 Qtr 2: 0; 2010 Qtr 3: 0; 2010 Qtr 4: 0; 2011 Qtr 1: 0; 2011 Qtr 2: 0; 2011 Qtr 3: 0; 2011 Qtr 4: 0 | 3
0 | 267030-Commercial HVAC Diagnostic/Tune-up Com All CZ10 VintAll |  | System | Commercial | 01-ALC-AllCommercial-Cooling | 0 |  |  |  |  | 67.6133 | 82.5373 | 0 | 0 | 0 | -14.924 | 214 |  | kWh | 0.15 | 0 | Commercial | [7 empty] | 10 | 0.85 |  |  |  | 1 | 2.01 | 0 | 0 | 0 | 0 | 0 | 0 | 0 | 0 | 0 | 0 | 2009 Qtr 1: 0; 2009 Qtr 2: 0; 2009 Qtr 3: 0; 2009 Qtr 4: 2.01; 2010 Qtr 1: 0; 2010 Qtr 2: 0; 2010 Qtr 3: 0; 2010 Qtr 4: 0; 2011 Qtr 1: 0; 2011 Qtr 2: 0; 2011 Qtr 3: 0; 2011 Qtr 4: 0 | 2.01
0 | 267045-Commercial Condensor Coil Cleaning (all units - savings at 50% of DEER) Com All CZ10 VintAll |  | System | Commercial | 01-ALC-AllCommercial-Cooling | 0 |  |  |  |  | 10 | 10 | 0 | 0 | 0 | 0 | 74 |  | kWh | 0.0665 | 0 | Commercial | [7 empty] | 3 | 0.78 |  |  |  | 1 | 3 | 0 | 0 | 0 | 0 | 0 | 0 | 0 | 0 | 0 | 0 | 2009 Qtr 1: 0; 2009 Qtr 2: 0; 2009 Qtr 3: 0; 2009 Qtr 4: 3; 2010 Qtr 1: 0; 2010 Qtr 2: 0; 2010 Qtr 3: 0; 2010 Qtr 4: 0; 2011 Qtr 1: 0; 2011 Qtr 2: 0; 2011 Qtr 3: 0; 2011 Qtr 4: 0 | 3
0 | 267030-Commercial HVAC Diagnostic/Tune-up Com All CZ10 VintAll |  | System | Commercial | 01-ALC-AllCommercial-Cooling | 0 |  |  |  |  | 67.6133 | 82.5373 | 0 | 0 | 0 | -14.924 | 214 |  | kWh | 0.15 | 0 | Commercial | [7 empty] | 10 | 0.85 |  |  |  | 1 | 2.68 | 0 | 0 | 0 | 0 | 0 | 0 | 0 | 0 | 0 | 0 | 2009 Qtr 1: 0; 2009 Qtr 2: 0; 2009 Qtr 3: 0; 2009 Qtr 4: 2.68; 2010 Qtr 1: 0; 2010 Qtr 2: 0; 2010 Qtr 3: 0; 2010 Qtr 4: 0; 2011 Qtr 1: 0; 2011 Qtr 2: 0; 2011 Qtr 3: 0; 2011 Qtr 4: 0 | 2.68
0 | 267045-Commercial Condensor Coil Cleaning (all units - savings at 50% of DEER) Com All CZ10 VintAll |  | System | Commercial | 01-ALC-AllCommercial-Cooling | 0 |  |  |  |  | 10 | 10 | 0 | 0 | 0 | 0 | 74 |  | kWh | 0.0665 | 0 | Commercial | [7 empty] | 3 | 0.78 |  |  |  | 1 | 4 | 0 | 0 | 0 | 0 | 0 | 0 | 0 | 0 | 0 | 0 | 2009 Qtr 1: 0; 2009 Qtr 2: 0; 2009 Qtr 3: 0; 2009 Qtr 4: 4; 2010 Qtr 1: 0; 2010 Qtr 2: 0; 2010 Qtr 3: 0; 2010 Qtr 4: 0; 2011 Qtr 1: 0; 2011 Qtr 2: 0; 2011 Qtr 3: 0; 2011 Qtr 4: 0 | 4
0 | 267030-Commercial HVAC Diagnostic/Tune-up Com All CZ10 VintAll |  | System | Commercial | 01-ALC-AllCommercial-Cooling | 0 |  |  |  |  | 67.6133 | 82.5373 | 0 | 0 | 0 | -14.924 | 214 |  | kWh | 0.15 | 0 | Commercial | [7 empty] | 10 | 0.85 |  |  |  | 1 | 2.68 | 0 | 0 | 0 | 0 | 0 | 0 | 0 | 0 | 0 | 0 | 2009 Qtr 1: 0; 2009 Qtr 2: 0; 2009 Qtr 3: 0; 2009 Qtr 4: 2.68; 2010 Qtr 1: 0; 2010 Qtr 2: 0; 2010 Qtr 3: 0; 2010 Qtr 4: 0; 2011 Qtr 1: 0; 2011 Qtr 2: 0; 2011 Qtr 3: 0; 2011 Qtr 4: 0 | 2.68
0 | 267045-Commercial Condensor Coil Cleaning (all units - savings at 50% of DEER) Com All CZ10 VintAll |  | System | Commercial | 01-ALC-AllCommercial-Cooling | 0 |  |  |  |  | 10 | 10 | 0 | 0 | 0 | 0 | 74 |  | kWh | 0.0665 | 0 | Commercial | [7 empty] | 3 | 0.78 |  |  |  | 1 | 4 | 0 | 0 | 0 | 0 | 0 | 0 | 0 | 0 | 0 | 0 | 2009 Qtr 1: 0; 2009 Qtr 2: 0; 2009 Qtr 3: 0; 2009 Qtr 4: 4; 2010 Qtr 1: 0; 2010 Qtr 2: 0; 2010 Qtr 3: 0; 2010 Qtr 4: 0; 2011 Qtr 1: 0; 2011 Qtr 2: 0; 2011 Qtr 3: 0; 2011 Qtr 4: 0 | 4
0 | 267030-Commercial HVAC Diagnostic/Tune-up Com All CZ10 VintAll |  | System | Commercial | 01-ALC-AllCommercial-Cooling | 0 |  |  |  |  | 67.6133 | 103.1716 | 0 | 0 | 0 | -35.5584 | 214 |  | kWh | 0.15 | 0 | Commercial | [7 empty] | 10 | 0.85 |  |  |  | 1 | 1.34 | 0 | 0 | 0 | 0 | 0 | 0 | 0 | 0 | 0 | 0 | 2009 Qtr 1: 0; 2009 Qtr 2: 0; 2009 Qtr 3: 0; 2009 Qtr 4: 1.34; 2010 Qtr 1: 0; 2010 Qtr 2: 0; 2010 Qtr 3: 0; 2010 Qtr 4: 0; 2011 Qtr 1: 0; 2011 Qtr 2: 0; 2011 Qtr 3: 0; 2011 Qtr 4: 0 | 1.34
0 | 267045-Commercial Condensor Coil Cleaning (all units - savings at 50% of DEER) Com All CZ10 VintAll |  | System | Commercial | 01-ALC-AllCommercial-Cooling | 0 |  |  |  |  | 10 | 12.5 | 0 | 0 | 0 | -2.5 | 74 |  | kWh | 0.0665 | 0 | Commercial | [7 empty] | 3 | 0.78 |  |  |  | 1 | 2 | 0 | 0 | 0 | 0 | 0 | 0 | 0 | 0 | 0 | 0 | 2009 Qtr 1: 0; 2009 Qtr 2: 0; 2009 Qtr 3: 0; 2009 Qtr 4: 2; 2010 Qtr 1: 0; 2010 Qtr 2: 0; 2010 Qtr 3: 0; 2010 Qtr 4: 0; 2011 Qtr 1: 0; 2011 Qtr 2: 0; 2011 Qtr 3: 0; 2011 Qtr 4: 0 | 2
0 | 267030-Commercial HVAC Diagnostic/Tune-up Com All CZ10 VintAll |  | System | Commercial | 01-ALC-AllCommercial-Cooling | 0 |  |  |  |  | 67.6133 | 82.5373 | 0 | 0 | 0 | -14.924 | 214 |  | kWh | 0.15 | 0 | Commercial | [7 empty] | 10 | 0.85 |  |  |  | 1 | 2.68 | 0 | 0 | 0 | 0 | 0 | 0 | 0 | 0 | 0 | 0 | 2009 Qtr 1: 0; 2009 Qtr 2: 0; 2009 Qtr 3: 0; 2009 Qtr 4: 2.68; 2010 Qtr 1: 0; 2010 Qtr 2: 0; 2010 Qtr 3: 0; 2010 Qtr 4: 0; 2011 Qtr 1: 0; 2011 Qtr 2: 0; 2011 Qtr 3: 0; 2011 Qtr 4: 0 | 2.68
0 | 267045-Commercial Condensor Coil Cleaning (all units - savings at 50% of DEER) Com All CZ10 VintAll |  | System | Commercial | 01-ALC-AllCommercial-Cooling | 0 |  |  |  |  | 10 | 10 | 0 | 0 | 0 | 0 | 74 |  | kWh | 0.0665 | 0 | Commercial | [7 empty] | 3 | 0.78 |  |  |  | 1 | 4 | 0 | 0 | 0 | 0 | 0 | 0 | 0 | 0 | 0 | 0 | 2009 Qtr 1: 0; 2009 Qtr 2: 0; 2009 Qtr 3: 0; 2009 Qtr 4: 4; 2010 Qtr 1: 0; 2010 Qtr 2: 0; 2010 Qtr 3: 0; 2010 Qtr 4: 0; 2011 Qtr 1: 0; 2011 Qtr 2: 0; 2011 Qtr 3: 0; 2011 Qtr 4: 0 | 4
0 | 267030-Commercial HVAC Diagnostic/Tune-up Com All CZ10 VintAll |  | System | Commercial | 01-ALC-AllCommercial-Cooling | 0 |  |  |  |  | 67.6133 | 82.5373 | 0 | 0 | 0 | -14.924 | 214 |  | kWh | 0.15 | 0 | Commercial | [7 empty] | 10 | 0.85 |  |  |  | 1 | 2.68 | 0 | 0 | 0 | 0 | 0 | 0 | 0 | 0 | 0 | 0 | 2009 Qtr 1: 0; 2009 Qtr 2: 0; 2009 Qtr 3: 0; 2009 Qtr 4: 2.68; 2010 Qtr 1: 0; 2010 Qtr 2: 0; 2010 Qtr 3: 0; 2010 Qtr 4: 0; 2011 Qtr 1: 0; 2011 Qtr 2: 0; 2011 Qtr 3: 0; 2011 Qtr 4: 0 | 2.68
0 | 267045-Commercial Condensor Coil Cleaning (all units - savings at 50% of DEER) Com All CZ10 VintAll |  | System | Commercial | 01-ALC-AllCommercial-Cooling | 0 |  |  |  |  | 10 | 10 | 0 | 0 | 0 | 0 | 74 |  | kWh | 0.0665 | 0 | Commercial | [7 empty] | 3 | 0.78 |  |  |  | 1 | 4 | 0 | 0 | 0 | 0 | 0 | 0 | 0 | 0 | 0 | 0 | 2009 Qtr 1: 0; 2009 Qtr 2: 0; 2009 Qtr 3: 0; 2009 Qtr 4: 4; 2010 Qtr 1: 0; 2010 Qtr 2: 0; 2010 Qtr 3: 0; 2010 Qtr 4: 0; 2011 Qtr 1: 0; 2011 Qtr 2: 0; 2011 Qtr 3: 0; 2011 Qtr 4: 0 | 4
0 | 267045-Commercial Condensor Coil Cleaning (all units - savings at 50% of DEER) Com All CZ10 VintAll |  | System | Commercial | 01-ALC-AllCommercial-Cooling | 0 |  |  |  |  | 10 | 10 | 0 | 0 | 0 | 0 | 74 |  | kWh | 0.0665 | 0 | Commercial | [7 empty] | 3 | 0.78 |  |  |  | 1 | 5 | 0 | 0 | 0 | 0 | 0 | 0 | 0 | 0 | 0 | 0 | 2009 Qtr 1: 0; 2009 Qtr 2: 0; 2009 Qtr 3: 0; 2009 Qtr 4: 5; 2010 Qtr 1: 0; 2010 Qtr 2: 0; 2010 Qtr 3: 0; 2010 Qtr 4: 0; 2011 Qtr 1: 0; 2011 Qtr 2: 0; 2011 Qtr 3: 0; 2011 Qtr 4: 0 | 5
0 | 267018-Economizer Repair Com All CZ07 Vint03 |  | System | Commercial | 01-ALC-AllCommercial-Cooling | 0 |  |  |  |  | 41.71 | 41 | 0 | 0 | 0 | 0.71 | 733 |  | kWh | 0.0023 | 0 | Commercial |  | Winter Only | [5 empty] | 5 | 0.85 |  |  |  | 0 | 10 | 0 | 0 | 0 | 0 | 0 | 0 | 0 | 0 | 0 | 0 | 2009 Qtr 1: 0; 2009 Qtr 2: 0; 2009 Qtr 3: 0; 2009 Qtr 4: 10; 2010 Qtr 1: 0; 2010 Qtr 2: 0; 2010 Qtr 3: 0; 2010 Qtr 4: 0; 2011 Qtr 1: 0; 2011 Qtr 2: 0; 2011 Qtr 3: 0; 2011 Qtr 4: 0 | 10
0 | 267033-High Refrigerant Charge Adjustment (>= ±20% rated charge) Resid MF CZ10 Vint04 |  | System | Residential | 13-MFM-ResidentialMulti-family-SP_COOL | 0 |  |  |  |  | 66.33 | 107.25 | 0 | 0 | 0 | -40.92 | 171.246 |  | kWh | 0.22612 | -0.10521 | Residential |  | Winter Only | [5 empty] | 10 | 0.78 |  |  |  | 1 | 1 | 0 | 0 | 0 | 0 | 0 | 0 | 0 | 0 | 0 | 0 | 2009 Qtr 1: 0; 2009 Qtr 2: 0; 2009 Qtr 3: 0; 2009 Qtr 4: 1; 2010 Qtr 1: 0; 2010 Qtr 2: 0; 2010 Qtr 3: 0; 2010 Qtr 4: 0; 2011 Qtr 1: 0; 2011 Qtr 2: 0; 2011 Qtr 3: 0; 2011 Qtr 4: 0 | 1
0 | 267042-Residential Condensor Coil Cleaning Resid MF CZ10 VintAll |  | System | Residential | 13-MFM-ResidentialMulti-family-SP_COOL | 0 |  |  |  |  | 50 | 50 | 0 | 0 | 0 | 0 | 180 |  | kWh | 0.2376 | 0 | Residential | [7 empty] | 3 | 0.78 |  |  |  | 1 | 1 | 0 | 0 | 0 | 0 | 0 | 0 | 0 | 0 | 0 | 0 | 2009 Qtr 1: 0; 2009 Qtr 2: 0; 2009 Qtr 3: 0; 2009 Qtr 4: 1; 2010 Qtr 1: 0; 2010 Qtr 2: 0; 2010 Qtr 3: 0; 2010 Qtr 4: 0; 2011 Qtr 1: 0; 2011 Qtr 2: 0; 2011 Qtr 3: 0; 2011 Qtr 4: 0 | 1
0 | 267032-High Refrigerant Charge Adjustment (>= ±20% rated charge) Resid MF CZ10 Vint03 |  | System | Residential | 13-MFM-ResidentialMulti-family-SP_COOL | 0 |  |  |  |  | 66.33 | 107.25 | 0 | 0 | 0 | -40.92 | 195.15 |  | kWh | 0.21338 | -0.15765 | Residential |  | Winter Only | [5 empty] | 10 | 0.78 |  |  |  | 1 | 1 | 0 | 0 | 0 | 0 | 0 | 0 | 0 | 0 | 0 | 0 | 2009 Qtr 1: 0; 2009 Qtr 2: 0; 2009 Qtr 3: 0; 2009 Qtr 4: 1; 2010 Qtr 1: 0; 2010 Qtr 2: 0; 2010 Qtr 3: 0; 2010 Qtr 4: 0; 2011 Qtr 1: 0; 2011 Qtr 2: 0; 2011 Qtr 3: 0; 2011 Qtr 4: 0 | 1
0 | 267042-Residential Condensor Coil Cleaning Resid MF CZ10 VintAll |  | System | Residential | 13-MFM-ResidentialMulti-family-SP_COOL | 0 |  |  |  |  | 50 | 50 | 0 | 0 | 0 | 0 | 180 |  | kWh | 0.2376 | 0 | Residential | [7 empty] | 3 | 0.78 |  |  |  | 1 | 1 | 0 | 0 | 0 | 0 | 0 | 0 | 0 | 0 | 0 | 0 | 2009 Qtr 1: 0; 2009 Qtr 2: 0; 2009 Qtr 3: 0; 2009 Qtr 4: 1; 2010 Qtr 1: 0; 2010 Qtr 2: 0; 2010 Qtr 3: 0; 2010 Qtr 4: 0; 2011 Qtr 1: 0; 2011 Qtr 2: 0; 2011 Qtr 3: 0; 2011 Qtr 4: 0 | 1
0 | 267032-High Refrigerant Charge Adjustment (>= ±20% rated charge) Resid MF CZ10 Vint03 |  | System | Residential | 13-MFM-ResidentialMulti-family-SP_COOL | 0 |  |  |  |  | 66.33 | 71.5 | 0 | 0 | 0 | -5.17 | 195.15 |  | kWh | 0.21338 | -0.15765 | Residential |  | Winter Only | [5 empty] | 10 | 0.78 |  |  |  | 1 | 3 | 0 | 0 | 0 | 0 | 0 | 0 | 0 | 0 | 0 | 0 | 2009 Qtr 1: 0; 2009 Qtr 2: 0; 2009 Qtr 3: 0; 2009 Qtr 4: 3; 2010 Qtr 1: 0; 2010 Qtr 2: 0; 2010 Qtr 3: 0; 2010 Qtr 4: 0; 2011 Qtr 1: 0; 2011 Qtr 2: 0; 2011 Qtr 3: 0; 2011 Qtr 4: 0 | 3
0 | 267042-Residential Condensor Coil Cleaning Resid MF CZ10 VintAll |  | System | Residential | 13-MFM-ResidentialMulti-family-SP_COOL | 0 |  |  |  |  | 50 | 50 | 0 | 0 | 0 | 0 | 180 |  | kWh | 0.2376 | 0 | Residential | [7 empty] | 3 | 0.78 |  |  |  | 1 | 1 | 0 | 0 | 0 | 0 | 0 | 0 | 0 | 0 | 0 | 0 | 2009 Qtr 1: 0; 2009 Qtr 2: 0; 2009 Qtr 3: 0; 2009 Qtr 4: 1; 2010 Qtr 1: 0; 2010 Qtr 2: 0; 2010 Qtr 3: 0; 2010 Qtr 4: 0; 2011 Qtr 1: 0; 2011 Qtr 2: 0; 2011 Qtr 3: 0; 2011 Qtr 4: 0 | 1
0 | 267042-Residential Condensor Coil Cleaning Resid MF CZ10 VintAll |  | System | Residential | 13-MFM-ResidentialMulti-family-SP_COOL | 0 |  |  |  |  | 50 | 50 | 0 | 0 | 0 | 0 | 180 |  | kWh | 0.2376 | 0 | Residential | [7 empty] | 3 | 0.78 |  |  |  | 1 | 1 | 0 | 0 | 0 | 0 | 0 | 0 | 0 | 0 | 0 | 0 | 2009 Qtr 1: 0; 2009 Qtr 2: 0; 2009 Qtr 3: 0; 2009 Qtr 4: 1; 2010 Qtr 1: 0; 2010 Qtr 2: 0; 2010 Qtr 3: 0; 2010 Qtr 4: 0; 2011 Qtr 1: 0; 2011 Qtr 2: 0; 2011 Qtr 3: 0; 2011 Qtr 4: 0 | 1
0 | 267035-High Refrigerant Charge Adjustment (>= ±20% rated charge) Resid MF CZ10 Vint01 |  | System | Residential | 13-MFM-ResidentialMulti-family-SP_COOL | 0 |  |  |  |  | 66.33 | 71.5 | 0 | 0 | 0 | -5.17 | 120.504 |  | kWh | 0.19741 | -0.037108 | Residential |  | Winter Only | [5 empty] | 10 | 0.78 |  |  |  | 1 | 2 | 0 | 0 | 0 | 0 | 0 | 0 | 0 | 0 | 0 | 0 | 2009 Qtr 1: 0; 2009 Qtr 2: 0; 2009 Qtr 3: 0; 2009 Qtr 4: 2; 2010 Qtr 1: 0; 2010 Qtr 2: 0; 2010 Qtr 3: 0; 2010 Qtr 4: 0; 2011 Qtr 1: 0; 2011 Qtr 2: 0; 2011 Qtr 3: 0; 2011 Qtr 4: 0 | 2
0 | 267042-Residential Condensor Coil Cleaning Resid MF CZ10 VintAll |  | System | Residential | 13-MFM-ResidentialMulti-family-SP_COOL | 0 |  |  |  |  | 50 | 50 | 0 | 0 | 0 | 0 | 180 |  | kWh | 0.2376 | 0 | Residential | [7 empty] | 3 | 0.78 |  |  |  | 1 | 1 | 0 | 0 | 0 | 0 | 0 | 0 | 0 | 0 | 0 | 0 | 2009 Qtr 1: 0; 2009 Qtr 2: 0; 2009 Qtr 3: 0; 2009 Qtr 4: 1; 2010 Qtr 1: 0; 2010 Qtr 2: 0; 2010 Qtr 3: 0; 2010 Qtr 4: 0; 2011 Qtr 1: 0; 2011 Qtr 2: 0; 2011 Qtr 3: 0; 2011 Qtr 4: 0 | 1
0 | 267032-High Refrigerant Charge Adjustment (>= ±20% rated charge) Resid MF CZ10 Vint03 |  | System | Residential | 13-MFM-ResidentialMulti-family-SP_COOL | 0 |  |  |  |  | 66.33 | 71.5 | 0 | 0 | 0 | -5.17 | 195.15 |  | kWh | 0.21338 | -0.15765 | Residential |  | Winter Only | [5 empty] | 10 | 0.78 |  |  |  | 1 | 2 | 0 | 0 | 0 | 0 | 0 | 0 | 0 | 0 | 0 | 0 | 2009 Qtr 1: 0; 2009 Qtr 2: 0; 2009 Qtr 3: 0; 2009 Qtr 4: 2; 2010 Qtr 1: 0; 2010 Qtr 2: 0; 2010 Qtr 3: 0; 2010 Qtr 4: 0; 2011 Qtr 1: 0; 2011 Qtr 2: 0; 2011 Qtr 3: 0; 2011 Qtr 4: 0 | 2
0 | 267042-Residential Condensor Coil Cleaning Resid MF CZ10 VintAll |  | System | Residential | 13-MFM-ResidentialMulti-family-SP_COOL | 0 |  |  |  |  | 50 | 50 | 0 | 0 | 0 | 0 | 180 |  | kWh | 0.2376 | 0 | Residential | [7 empty] | 3 | 0.78 |  |  |  | 1 | 1 | 0 | 0 | 0 | 0 | 0 | 0 | 0 | 0 | 0 | 0 | 2009 Qtr 1: 0; 2009 Qtr 2: 0; 2009 Qtr 3: 0; 2009 Qtr 4: 1; 2010 Qtr 1: 0; 2010 Qtr 2: 0; 2010 Qtr 3: 0; 2010 Qtr 4: 0; 2011 Qtr 1: 0; 2011 Qtr 2: 0; 2011 Qtr 3: 0; 2011 Qtr 4: 0 | 1
0 | 267034-High Refrigerant Charge Adjustment (>= ±20% rated charge) Resid MF CZ10 Vint05 |  | System | Residential | 13-MFM-ResidentialMulti-family-SP_COOL | 0 |  |  |  |  | 66.33 | 71.5 | 0 | 0 | 0 | -5.17 | 140.383 |  | kWh | 0.19848 | -0.066812 | Residential |  | Winter Only | [5 empty] | 10 | 0.78 |  |  |  | 1 | 2 | 0 | 0 | 0 | 0 | 0 | 0 | 0 | 0 | 0 | 0 | 2009 Qtr 1: 0; 2009 Qtr 2: 0; 2009 Qtr 3: 0; 2009 Qtr 4: 2; 2010 Qtr 1: 0; 2010 Qtr 2: 0; 2010 Qtr 3: 0; 2010 Qtr 4: 0; 2011 Qtr 1: 0; 2011 Qtr 2: 0; 2011 Qtr 3: 0; 2011 Qtr 4: 0 | 2
0 | 267042-Residential Condensor Coil Cleaning Resid MF CZ10 VintAll |  | System | Residential | 13-MFM-ResidentialMulti-family-SP_COOL | 0 |  |  |  |  | 50 | 50 | 0 | 0 | 0 | 0 | 180 |  | kWh | 0.2376 | 0 | Residential | [7 empty] | 3 | 0.78 |  |  |  | 1 | 1 | 0 | 0 | 0 | 0 | 0 | 0 | 0 | 0 | 0 | 0 | 2009 Qtr 1: 0; 2009 Qtr 2: 0; 2009 Qtr 3: 0; 2009 Qtr 4: 1; 2010 Qtr 1: 0; 2010 Qtr 2: 0; 2010 Qtr 3: 0; 2010 Qtr 4: 0; 2011 Qtr 1: 0; 2011 Qtr 2: 0; 2011 Qtr 3: 0; 2011 Qtr 4: 0 | 1
0 | 267042-Residential Condensor Coil Cleaning Resid MF CZ10 VintAll |  | System | Residential | 13-MFM-ResidentialMulti-family-SP_COOL | 0 |  |  |  |  | 50 | 50 | 0 | 0 | 0 | 0 | 180 |  | kWh | 0.2376 | 0 | Residential | [7 empty] | 3 | 0.78 |  |  |  | 1 | 1 | 0 | 0 | 0 | 0 | 0 | 0 | 0 | 0 | 0 | 0 | 2009 Qtr 1: 0; 2009 Qtr 2: 0; 2009 Qtr 3: 0; 2009 Qtr 4: 1; 2010 Qtr 1: 0; 2010 Qtr 2: 0; 2010 Qtr 3: 0; 2010 Qtr 4: 0; 2011 Qtr 1: 0; 2011 Qtr 2: 0; 2011 Qtr 3: 0; 2011 Qtr 4: 0 | 1
0 | 267032-High Refrigerant Charge Adjustment (>= ±20% rated charge) Resid MF CZ10 Vint03 |  | System | Residential | 13-MFM-ResidentialMulti-family-SP_COOL | 0 |  |  |  |  | 66.33 | 71.5 | 0 | 0 | 0 | -5.17 | 195.15 |  | kWh | 0.21338 | -0.15765 | Residential |  | Winter Only | [5 empty] | 10 | 0.78 |  |  |  | 1 | 2 | 0 | 0 | 0 | 0 | 0 | 0 | 0 | 0 | 0 | 0 | 2009 Qtr 1: 0; 2009 Qtr 2: 0; 2009 Qtr 3: 0; 2009 Qtr 4: 2; 2010 Qtr 1: 0; 2010 Qtr 2: 0; 2010 Qtr 3: 0; 2010 Qtr 4: 0; 2011 Qtr 1: 0; 2011 Qtr 2: 0; 2011 Qtr 3: 0; 2011 Qtr 4: 0 | 2
0 | 267042-Residential Condensor Coil Cleaning Resid MF CZ10 VintAll |  | System | Residential | 13-MFM-ResidentialMulti-family-SP_COOL | 0 |  |  |  |  | 50 | 50 | 0 | 0 | 0 | 0 | 180 |  | kWh | 0.2376 | 0 | Residential | [7 empty] | 3 | 0.78 |  |  |  | 1 | 1 | 0 | 0 | 0 | 0 | 0 | 0 | 0 | 0 | 0 | 0 | 2009 Qtr 1: 0; 2009 Qtr 2: 0; 2009 Qtr 3: 0; 2009 Qtr 4: 1; 2010 Qtr 1: 0; 2010 Qtr 2: 0; 2010 Qtr 3: 0; 2010 Qtr 4: 0; 2011 Qtr 1: 0; 2011 Qtr 2: 0; 2011 Qtr 3: 0; 2011 Qtr 4: 0 | 1
0 | 267042-Residential Condensor Coil Cleaning Resid MF CZ10 VintAll |  | System | Residential | 13-MFM-ResidentialMulti-family-SP_COOL | 0 |  |  |  |  | 50 | 50 | 0 | 0 | 0 | 0 | 180 |  | kWh | 0.2376 | 0 | Residential | [7 empty] | 3 | 0.78 |  |  |  | 1 | 1 | 0 | 0 | 0 | 0 | 0 | 0 | 0 | 0 | 0 | 0 | 2009 Qtr 1: 0; 2009 Qtr 2: 0; 2009 Qtr 3: 0; 2009 Qtr 4: 1; 2010 Qtr 1: 0; 2010 Qtr 2: 0; 2010 Qtr 3: 0; 2010 Qtr 4: 0; 2011 Qtr 1: 0; 2011 Qtr 2: 0; 2011 Qtr 3: 0; 2011 Qtr 4: 0 | 1
0 | 267042-Residential Condensor Coil Cleaning Resid MF CZ10 VintAll |  | System | Residential | 13-MFM-ResidentialMulti-family-SP_COOL | 0 |  |  |  |  | 50 | 50 | 0 | 0 | 0 | 0 | 180 |  | kWh | 0.2376 | 0 | Residential | [7 empty] | 3 | 0.78 |  |  |  | 1 | 1 | 0 | 0 | 0 | 0 | 0 | 0 | 0 | 0 | 0 | 0 | 2009 Qtr 1: 0; 2009 Qtr 2: 0; 2009 Qtr 3: 0; 2009 Qtr 4: 1; 2010 Qtr 1: 0; 2010 Qtr 2: 0; 2010 Qtr 3: 0; 2010 Qtr 4: 0; 2011 Qtr 1: 0; 2011 Qtr 2: 0; 2011 Qtr 3: 0; 2011 Qtr 4: 0 | 1
0 | 267034-High Refrigerant Charge Adjustment (>= ±20% rated charge) Resid MF CZ10 Vint05 |  | System | Residential | 13-MFM-ResidentialMulti-family-SP_COOL | 0 |  |  |  |  | 66.33 | 71.5 | 0 | 0 | 0 | -5.17 | 140.383 |  | kWh | 0.19848 | -0.066812 | Residential |  | Winter Only | [5 empty] | 10 | 0.78 |  |  |  | 1 | 2 | 0 | 0 | 0 | 0 | 0 | 0 | 0 | 0 | 0 | 0 | 2009 Qtr 1: 0; 2009 Qtr 2: 0; 2009 Qtr 3: 0; 2009 Qtr 4: 2; 2010 Qtr 1: 0; 2010 Qtr 2: 0; 2010 Qtr 3: 0; 2010 Qtr 4: 0; 2011 Qtr 1: 0; 2011 Qtr 2: 0; 2011 Qtr 3: 0; 2011 Qtr 4: 0 | 2
0 | 267042-Residential Condensor Coil Cleaning Resid MF CZ10 VintAll |  | System | Residential | 13-MFM-ResidentialMulti-family-SP_COOL | 0 |  |  |  |  | 50 | 50 | 0 | 0 | 0 | 0 | 180 |  | kWh | 0.2376 | 0 | Residential | [7 empty] | 3 | 0.78 |  |  |  | 1 | 1 | 0 | 0 | 0 | 0 | 0 | 0 | 0 | 0 | 0 | 0 | 2009 Qtr 1: 0; 2009 Qtr 2: 0; 2009 Qtr 3: 0; 2009 Qtr 4: 1; 2010 Qtr 1: 0; 2010 Qtr 2: 0; 2010 Qtr 3: 0; 2010 Qtr 4: 0; 2011 Qtr 1: 0; 2011 Qtr 2: 0; 2011 Qtr 3: 0; 2011 Qtr 4: 0 | 1
0 | 267033-High Refrigerant Charge Adjustment (>= ±20% rated charge) Resid MF CZ10 Vint04 |  | System | Residential | 13-MFM-ResidentialMulti-family-SP_COOL | 0 |  |  |  |  | 66.33 | 71.5 | 0 | 0 | 0 | -5.17 | 171.246 |  | kWh | 0.22612 | -0.10521 | Residential |  | Winter Only | [5 empty] | 10 | 0.78 |  |  |  | 1 | 2 | 0 | 0 | 0 | 0 | 0 | 0 | 0 | 0 | 0 | 0 | 2009 Qtr 1: 0; 2009 Qtr 2: 0; 2009 Qtr 3: 0; 2009 Qtr 4: 2; 2010 Qtr 1: 0; 2010 Qtr 2: 0; 2010 Qtr 3: 0; 2010 Qtr 4: 0; 2011 Qtr 1: 0; 2011 Qtr 2: 0; 2011 Qtr 3: 0; 2011 Qtr 4: 0 | 2
0 | 267042-Residential Condensor Coil Cleaning Resid MF CZ10 VintAll |  | System | Residential | 13-MFM-ResidentialMulti-family-SP_COOL | 0 |  |  |  |  | 50 | 50 | 0 | 0 | 0 | 0 | 180 |  | kWh | 0.2376 | 0 | Residential | [7 empty] | 3 | 0.78 |  |  |  | 1 | 1 | 0 | 0 | 0 | 0 | 0 | 0 | 0 | 0 | 0 | 0 | 2009 Qtr 1: 0; 2009 Qtr 2: 0; 2009 Qtr 3: 0; 2009 Qtr 4: 1; 2010 Qtr 1: 0; 2010 Qtr 2: 0; 2010 Qtr 3: 0; 2010 Qtr 4: 0; 2011 Qtr 1: 0; 2011 Qtr 2: 0; 2011 Qtr 3: 0; 2011 Qtr 4: 0 | 1
0 | 267034-High Refrigerant Charge Adjustment (>= ±20% rated charge) Resid MF CZ10 Vint05 |  | System | Residential | 13-MFM-ResidentialMulti-family-SP_COOL | 0 |  |  |  |  | 66.33 | 71.5 | 0 | 0 | 0 | -5.17 | 140.383 |  | kWh | 0.19848 | -0.066812 | Residential |  | Winter Only | [5 empty] | 10 | 0.78 |  |  |  | 1 | 2 | 0 | 0 | 0 | 0 | 0 | 0 | 0 | 0 | 0 | 0 | 2009 Qtr 1: 0; 2009 Qtr 2: 0; 2009 Qtr 3: 0; 2009 Qtr 4: 2; 2010 Qtr 1: 0; 2010 Qtr 2: 0; 2010 Qtr 3: 0; 2010 Qtr 4: 0; 2011 Qtr 1: 0; 2011 Qtr 2: 0; 2011 Qtr 3: 0; 2011 Qtr 4: 0 | 2
0 | 267042-Residential Condensor Coil Cleaning Resid MF CZ10 VintAll |  | System | Residential | 13-MFM-ResidentialMulti-family-SP_COOL | 0 |  |  |  |  | 50 | 50 | 0 | 0 | 0 | 0 | 180 |  | kWh | 0.2376 | 0 | Residential | [7 empty] | 3 | 0.78 |  |  |  | 1 | 1 | 0 | 0 | 0 | 0 | 0 | 0 | 0 | 0 | 0 | 0 | 2009 Qtr 1: 0; 2009 Qtr 2: 0; 2009 Qtr 3: 0; 2009 Qtr 4: 1; 2010 Qtr 1: 0; 2010 Qtr 2: 0; 2010 Qtr 3: 0; 2010 Qtr 4: 0; 2011 Qtr 1: 0; 2011 Qtr 2: 0; 2011 Qtr 3: 0; 2011 Qtr 4: 0 | 1
Do NOT enter program data in this row or below. The Spreadsheet will not evaluate any such data. | bar: 2012 Qtr 1; 2014 Qtr 2 to 2014 Qtr 4; 2016 Qtr 2 to 2016 Qtr 4; 2018 Qtr 2 to 2018 Qtr 4
Lists of Dimensions and their Labels
|  |  | Climate Zones | Sectors | End Use Validation List |  | Measure Types for Measure Life | Measure Types for NTGR | Gas Sector | Gas Savings Profile | Combustor Type
|  |  | 7 | RES | res:DEER:Indoor_CFL_Ltg |  | NONRESIDENTIAL MEASURES: |  | Residential | Summer Only | Large Boilers (>100 MMBtu/hr Heat Input):Uncontrolled
|  |  | 10 | NON_RES | res:DEER:Indoor_CFL_Ltg |  | **************************************************************** | Appliance early retirement and replacement 0.80 | Commercial | Winter Only | Large Boilers (>100 MMBtu/hr Heat Input):Controlled Low NOx Burner
|  |  | 14 | Residential | res:DEER:Indoor_CFL_Ltg |  | Ballast – Dimmable: NR - 11 | California Home Energy Efficiency Rating System (CHEERS) | Core | Annual | Large Boilers (>100 MMBtu/hr Heat Input):Controlled – Flue Gas Recirculation
|  |  | 15 | Commercial | res:DEER:Indoor_CFL_Ltg |  | Ballast – Electronic: NR - 11 | Residential Audits 0.72 |  |  | Small Boilers (<100 MMBtu/hr Heat Input):Uncontrolled
|  |  | System | Industrial | res:DEER:Indoor_CFL_Ltg |  | Fluorescent Fixture – T8: C/I/A - 11 | Refrigerator Recycling 0.35 |  |  | Small Boilers (<100 MMBtu/hr Heat Input):Controlled Low NOx Burner
|  |  |  | Agricultural | res:DEER:RefgFrzr_HighEff |  | Fixture: T8 Lamp & Electronic Ballast: C/I/A - 11 | Freezer Recycling 0.54 |  |  | Small Boilers (<100 MMBtu/hr Heat Input):Controlled – Flue Gas Recirculation
|  |  |  | Not Used | res:DEER:RefgFrzr_HighEff |  | T8 Fixtures – 17 Watt Lamp, 2ft or 32-watt Lamp, 4ft 11 | Residential Contractor Program 0.89 |  |  | Residential Furnaces (<0.3):Uncontrolled
[5 empty] | res:DEER:RefgFrzr_HighEff |  | T8 Lamps: C/I/A - 5 | Emerging Technologies 0.83
[5 empty] | res:DEER:RefgFrzr_HighEff |  | High Efficiency Lighting (HID): NR - 16 | All other residential programs 0.80
[5 empty] | res:DEER:RefgFrzr_HighEff |  | High Output T5 Fixture: NR - 16 |  | Electric Rate | Gas Rate
[5 empty] | res:DEER:RefgFrzr_Recyc-Conditioned |  | Indoor or Outdoor Lighting System Modification: NR - 13.5 | Advanced water heating systems 1.00 | Residential | 0
[5 empty] | res:DEER:RefgFrzr_Recyc-Conditioned |  | Lighting Controls: NR - 16 | Agricultural and Dairy Incentives 0.75 | Commercial | Residential
[5 empty] | res:DEER:RefgFrzr_Recyc-Conditioned |  | Daylighting Controls; NR - 16 | Coin Laundry and Dry Cleaner Education 0.70 | Not Used | Not Used
[5 empty] | res:DEER:RefgFrzr_Recyc-Conditioned |  | Lighting Power Density: NR - 11 | Commercial and agricultural information, tools, or design assistance services | Not Used
[5 empty] | res:DEER:RefgFrzr_Recyc-Conditioned |  | Exit Sign – CF Hardware Kit/LED/ Electro-Luminescent: NR - 16 | Comprehensive Space Conditioning 1.00 | Not Used
[5 empty] | res:DEER:RefgFrzr_Recyc-UnConditioned |  | Occupancy Sensor: NR - 8 | Lodging Education 0.70
[5 empty] | res:DEER:RefgFrzr_Recyc-UnConditioned |  | Photocell: NR - 8 | Express Efficiency (rebates) 0.96
[5 empty] | res:DEER:RefgFrzr_Recyc-UnConditioned |  | Time Clock – Lighting: NR - 8 | Energy Management Services, including audits (for small and medium customers)
[5 empty] | res:DEER:RefgFrzr_Recyc-UnConditioned |  | Induction Lamps: NR - 2 | Food Services Equipment Retrofit 1.00
[5 empty] | res:DEER:RefgFrzr_Recyc-UnConditioned |  | Induction Fixture: NR - 16 | Industrial Information and Services 0.74
[5 empty] | res:DEER:HVAC_Eff_AC |  | Delamp/reflectors: C/I - 11 | Large Standard Performance Contract 0.70
[5 empty] | res:DEER:HVAC_Eff_AC |  | Optical Reflectors- new construction: Ind, NRNC - 12 | All other nonresidential programs 0.80
[5 empty] | res:DEER:HVAC_Eff_AC |  | Optical Reflectors- retrofit: NR - 10 | New Construction
[5 empty] | res:DEER:HVAC_Eff_AC |  | HID fixture: Interior, >= 176 Watts lamp: Ind - 16 | Industrial and Agricultural Process 0.94
[5 empty] | res:DEER:HVAC_Eff_AC |  | HID fixture: Interior, 251-400 Watt lamp: Com - 16 | Industrial new construction incentives 0.62
[5 empty] | res:DEER:HVAC_Duct_Sealing |  | CFL Fixture: Pin based CFL fixture: Com - 12.0 | Savings by Design 0.82
[5 empty] | res:DEER:HVAC_Duct_Sealing |  | Screw-in CFL: Education - Primary School: NR - 5.6 | All other new construction programs 0.80
[5 empty] | res:DEER:HVAC_Duct_Sealing |  | Screw-in CFL: Education - Secondary School: NR - 3.5 | Large Standard Performance Contract 0.7011
[5 empty] | res:DEER:HVAC_Duct_Sealing |  | Screw-in CFL: Education - Community College: NR - 2.1 | Savings by Design 0.8212
[5 empty] | res:DEER:HVAC_Duct_Sealing |  | Screw-in CFL: Education - University: NR - 2.6 | Codes and Standards
[5 empty] | res:DEER:HVAC_Refrig_Charge |  | Screw-in CFL: Grocery: NR - 1.4
[5 empty] | res:DEER:HVAC_Refrig_Charge |  | Screw-in CFL: Health/Medical - Hospital: NR - 0.9
[5 empty] | res:DEER:HVAC_Refrig_Charge |  | Screw-in CFL: Health/Medical - Nursing Home: NR - 0.9
[5 empty] | res:DEER:HVAC_Refrig_Charge |  | Screw-in CFL: Lodging - Hotel: NR - 0.9
[5 empty] | res:DEER:HVAC_Refrig_Charge |  | Screw-in CFL: Lodging - Motel: NR - 0.9
[5 empty] | res:DEER:Refg_Chrg_Duct_Seal |  | Screw-in CFL: Lodging - Guest Rooms: NR - 7.0
[5 empty] | res:DEER:Refg_Chrg_Duct_Seal |  | Screw-in CFL: Manufacturing - Light Industrial: NR - 2.8
[5 empty] | res:DEER:Refg_Chrg_Duct_Seal |  | Screw-in CFL: Office - Large: NR - 2.9
[5 empty] | res:DEER:Refg_Chrg_Duct_Seal |  | Screw-in CFL: Office - Small: NR - 3.2
[5 empty] | res:DEER:Refg_Chrg_Duct_Seal |  | Screw-in CFL: Restaurant - Sit-Down: NR - 2.3
[5 empty] | res:DEER:RefgFrzr_Recycling |  | Screw-in CFL: Restaurant - Fast-Food: NR - 1.3
[5 empty] | res:DEER:RefgFrzr_Recycling |  | Screw-in CFL: Retail - 3-Story Large: NR - 1.9
[5 empty] | res:DEER:RefgFrzr_Recycling |  | Screw-in CFL: Retail - Single-Story Large: NR - 1.8
[5 empty] | res:DEER:RefgFrzr_Recycling |  | Screw-in CFL: Retail - Small: NR - 2.1
[5 empty] | res:DEER:RefgFrzr_Recycling |  | Screw-in CFL: Storage - Conditioned: NR - 2.8
[5 empty] | NON_res:DEER:Indoor_CFL_Ltg |  | Screw-in CFL: Storage - Unconditioned: NR - 2.8
[5 empty] | NON_res:DEER:Indoor_CFL_Ltg |  | Screw-in CFL: Warehouse - Refrigerated: NR - 3.1
NON_res:DEER:Indoor_CFL_Ltg
[5 empty] | NON_res:DEER:Indoor_CFL_Ltg |  | HVAC/Refrigeration – SPC: NR - 16
[5 empty] | NON_res:DEER:Indoor_CFL_Ltg |  | Chiller – High Efficiency: NR - 20
[5 empty] | NON_res:DEER:Indoor_Non-CFL_Ltg |  | Chiller – Variable Speed Drive: NR - 20
[5 empty] | NON_res:DEER:Indoor_Non-CFL_Ltg |  | Water Cooled Chillers: NR - 20
[5 empty] | NON_res:DEER:Indoor_Non-CFL_Ltg |  | Air Conditioners – High Efficiency: NR - 15
[5 empty] | NON_res:DEER:Indoor_Non-CFL_Ltg |  | Packaged HVAC Systems: NR - 15
[5 empty] | NON_res:DEER:Indoor_Non-CFL_Ltg |  | Install HVAC EMS: Com - 14
[5 empty] | NON_res:DEER:HVAC_Chillers |  | AC Packaged Terminal Units: NR - 15
[5 empty] | NON_res:DEER:HVAC_Chillers |  | Evaporative Coolers: NR - 15
[5 empty] | NON_res:DEER:HVAC_Chillers |  | Boiler – High Efficiency: NR - 20
[5 empty] | NON_res:DEER:HVAC_Chillers |  | Cooling Towers/Evaporative Condenser: NR - 15
[5 empty] | NON_res:DEER:HVAC_Chillers |  | Heat Pump – Split System: NR - 15
[5 empty] | NON_res:DEER:HVAC_Refrig_Charge |  | Heat Pump with Integrated Water Heating: NR - 10
[5 empty] | NON_res:DEER:HVAC_Refrig_Charge |  | Ground Source Heat Pump: NR - 15
[5 empty] | NON_res:DEER:HVAC_Refrig_Charge |  | Reduce Internal Load: NR - 15
[5 empty] | NON_res:DEER:HVAC_Refrig_Charge |  | Insulation: NR - 20
[5 empty] | NON_res:DEER:HVAC_Refrig_Charge |  | Insulation Package: NR - 20
[5 empty] | NON_res:DEER:HVAC_Split-Package_AC |  | Reflective Window Film: NR - 10
[5 empty] | NON_res:DEER:HVAC_Split-Package_AC |  | Bypass/Delay Timer(lighting): NR - 8
[5 empty] | NON_res:DEER:HVAC_Split-Package_AC |  | Set-Back Thermostat: NR - 11
[5 empty] | NON_res:DEER:HVAC_Split-Package_AC |  | Time Clock - HVAC: NR - 10
[5 empty] | NON_res:DEER:HVAC_Split-Package_AC |  | HVAC/Space Heating/Efficiency (Gas): NR - 18
[5 empty] | NON_res:DEER:HVAC_Duct_Sealing |  | Nonresidential Gas – AC: NR - 20
NON_res:DEER:HVAC_Duct_Sealing
[5 empty] | NON_res:DEER:HVAC_Duct_Sealing |  | Adjustable speed drive, application unknown: Ag - 10
[5 empty] | NON_res:DEER:HVAC_Duct_Sealing |  | Adjustable speed drive, application unknown: Com - 10
[5 empty] | NON_res:DEER:HVAC_Duct_Sealing |  | Adjustable Speed Drive: HVAC fan, 50 HP Max: Com - 10
[5 empty] | 01-ALC-AllCommercial-Cooling |  | Pump repair: Ag - 11
[5 empty] | 01-ALC-AllCommercial-ExtLight |  | Injection molding machines: Ind - 15
[5 empty] | 01-ALC-AllCommercial-IntLight |  | Plastic extusion equipment: Ind - 15
[5 empty] | 01-ALC-AllCommercial-OffEquip |  | Process cooling: Ind - 15
[5 empty] | 01-ALC-AllCommercial-Refrig |  | Process equipment insulation: Ind - 15
01-ALC-AllCommercial-Vent/Fan
[5 empty] | 02-ASM-Assembly-Cooling |  | Horizontal Clothes Washer: NR - 10
[5 empty] | 02-ASM-Assembly-Exit |  | Efficient Dishwashing: NR - 5
[5 empty] | 02-ASM-Assembly-ExtLight |  | Water Heater Controls: NR - 15
[5 empty] | 02-ASM-Assembly-IntLight |  | Cooking measures , Assorted: Com - 12
[5 empty] | 03-BCR-BothResidentialandCommercial-COOL |  | Water Heater – Gas: NR - 15
[5 empty] | 03-BCR-BothResidentialandCommercial-LIT_INT |  | Domestic Hot Water Boiler (Gas): NR - 20
03-BCR-BothResidentialandCommercial-OFF_EQ
[5 empty] | 03-BCR-BothResidentialandCommercial-LIT_EXT |  | Auto Closer for Cooler/Freezer: NR - 8
[5 empty] | 03-BCR-BothResidentialandCommercial-REFG |  | Door Gaskets: NR - 4
[5 empty] | 03-BCR-BothResidentialandCommercial-VENT |  | Floating Head Pressure: NR - 16
[5 empty] | 04-DMO-ResidentialMobileHome–DoubleWide-CL_DRY |  | Heatless Door: NR - 16
[5 empty] | 04-DMO-ResidentialMobileHome–DoubleWide-CL_WASH |  | Humidistat Control for Anti-Sweat Heater: NR - 12
[5 empty] | 04-DMO-ResidentialMobileHome–DoubleWide-DSH_WASH |  | Insulation on Refrigeration Suction Line: NR - 11
[5 empty] | 04-DMO-ResidentialMobileHome–DoubleWide-FREEZ |  | Night Covers for Display Cases: NR - 5
[5 empty] | 04-DMO-ResidentialMobileHome–DoubleWide-LIGHT |  | PSC Evaporator Motor – Walkin/ Display: NR - 15
[5 empty] | 04-DMO-ResidentialMobileHome–DoubleWide-POOL_PMP |  | Refrigeration Case Doors – Glass/Acrylic: NR - 12
[5 empty] | 04-DMO-ResidentialMobileHome–DoubleWide-REFG |  | Refrigerator Case with Doors: NR - 12
[5 empty] | 04-DMO-ResidentialMobileHome–DoubleWide-SP_COOL |  | Refrigerator Condensate Evaporator – Elec/Non Elec: NR - 8
[5 empty] | 04-DMO-ResidentialMobileHome–DoubleWide-SP_HEAT |  | Strip Curtains for Walk-Ins: NR - 4
[5 empty] | 04-DMO-ResidentialMobileHome–DoubleWide-WAT_HEAT |  | Ballast: Electronic, for display case: NR - 11
[5 empty] | 05-ECC-Education–CommunityCollege-COOL |  | Defrost: NR - 16
[5 empty] | 05-ECC-Education–CommunityCollege-LIT_INT |  | FHP & EFF Conditioner: NR - 16
[5 empty] | 05-ECC-Education–CommunityCollege-OFF_EQ |  | High-efficiency Liquid Suction Heat Exchangers: NR - 16
[5 empty] | 05-ECC-Education–CommunityCollege-LIT_EXT |  | Night Shields on Refrigerator and Freezer Cases: NR - 5
[5 empty] | 05-ECC-Education–CommunityCollege-REFG |  | Walk-in Refrigerator or Freezer: Evaporative Fan Controller: NR - 5
[5 empty] | 05-ECC-Education–CommunityCollege-VENT |  | Multiplec Refrigeration Systems/Supermarket Systems: NR - 10
06-EPR-Education–PrimarySchool-COOL
[5 empty] | 06-EPR-Education–PrimarySchool-LIT_INT |  | Kiln/Oven/Furnace: NR - 18
[5 empty] | 06-EPR-Education–PrimarySchool-OFF_EQ |  | Thermal Night Curtains: NR - 5
[5 empty] | 06-EPR-Education–PrimarySchool-LIT_EXT |  | Custom Measures – SPC: NR - 15
[5 empty] | 06-EPR-Education–PrimarySchool-REFG |  | Local Government Partnership: NR - 11
[5 empty] | 06-EPR-Education–PrimarySchool-VENT |  | Audits: NR - 3
[5 empty] | 07-ESE-Education–SecondarySchool-COOL |  | Plug Load Sensor: NR - 10
[5 empty] | 07-ESE-Education–SecondarySchool-LIT_INT |  | Information: NR - 1
[5 empty] | 07-ESE-Education–SecondarySchool-OFF_EQ |  | High Efficiency Motors: NR - 15
[5 empty] | 07-ESE-Education–SecondarySchool-LIT_EXT |  | Process Overhaul: NR - 20
[5 empty] | 07-ESE-Education–SecondarySchool-REFG |  | System Controls: NR - 15
07-ESE-Education–SecondarySchool-VENT
08-EUN-Education–University-COOL
[5 empty] | 08-EUN-Education–University-LIT_INT |  | RESIDENTIAL MEASURES
[5 empty] | 08-EUN-Education–University-OFF_EQ |  | ****************************************************************
[5 empty] | 08-EUN-Education–University-LIT_EXT |  | T8 Fixtures ; lamp or ballast: Res - 15
[5 empty] | 08-EUN-Education–University-REFG |  | Pin based CFL Fixture: Res - 16
[5 empty] | 08-EUN-Education–University-VENT |  | CFL: Indoor Screw in: Res - 9.4
[5 empty] | 09-GRO-Grocery-COOL |  | CFL: Outdoor Screw in: Res - 7
[5 empty] | 09-GRO-Grocery-LIT_INT |  | Torchiere: Res - 9
09-GRO-Grocery-OFF_EQ
[5 empty] | 09-GRO-Grocery-LIT_EXT |  | Air Conditioners with SEER >= 11.0: Res - 18
[5 empty] | 09-GRO-Grocery-REFG |  | Central Air Conditioners: Res - 18
[5 empty] | 09-GRO-Grocery-VENT |  | Duct Testing: Res NC - 18
[5 empty] | 10-HSP-Health/Medical–Hospital-COOL |  | High Energy Efficiency Ducts: Res - 18
[5 empty] | 10-HSP-Health/Medical–Hospital-LIT_INT |  | Whole House Fan: Res - 15
[5 empty] | 10-HSP-Health/Medical–Hospital-OFF_EQ |  | Evaporative Cooler: Res - 15
[5 empty] | 10-HSP-Health/Medical–Hospital-LIT_EXT |  | Glazing - Low E Double / Low Shade Coefficient: Res - 20
[5 empty] | 10-HSP-Health/Medical–Hospital-REFG |  | Heat Pump - Electric: Res - 15
[5 empty] | 10-HSP-Health/Medical–Hospital-VENT |  | Insulation - Ceiling / Floor / Walls: Res - 20
[5 empty] | 11-HTL-Lodging–Hotel(GuestRooms)-COOL |  | A/C with Integrated Water Heating: Res - 10
[5 empty] | 11-HTL-Lodging–Hotel(GuestRooms)-LIT_INT |  | Programmable Thermostat: Res - 12
11-HTL-Lodging–Hotel(GuestRooms)-OFF_EQ
[5 empty] | 11-HTL-Lodging–Hotel(GuestRooms)-LIT_EXT |  | Audits: Res - 3
[5 empty] | 11-HTL-Lodging–Hotel(GuestRooms)-REFG |  | Gas Cooktops: Res - 20
[5 empty] | 11-HTL-Lodging–Hotel(GuestRooms)-VENT |  | Gas Dryer Stub: Res - 18
[5 empty] | 12-MBT-Manufacturing–Bio/Tech-AG_PUMP |  | Energy-Efficient Furnaces: Res - 18
12-MBT-Manufacturing–Bio/Tech-COMP_AIR
[5 empty] | 12-MBT-Manufacturing–Bio/Tech-COOL |  | Refrigerator Recycling: Res - 10
[5 empty] | 12-MBT-Manufacturing–Bio/Tech-LIGHT |  | Refrigerator - Energy Efficient; 20% more efficient: Res - 18
[5 empty] | 12-MBT-Manufacturing–Bio/Tech-MOTOR |  | Refrigerators: Res - 18
12-MBT-Manufacturing–Bio/Tech-PROC_OTH
13-MFM-ResidentialMulti-family-CL_DRY
[5 empty] | 13-MFM-ResidentialMulti-family-CL_WASH |  | GENERIC USEFUL LIVES:
[5 empty] | 13-MFM-ResidentialMulti-family-DSH_WASH |  | ****************************************************************
[5 empty] | 13-MFM-ResidentialMulti-family-FREEZ |  | 0.1
[5 empty] | 13-MFM-ResidentialMulti-family-LIGHT |  | 0.2
[5 empty] | 13-MFM-ResidentialMulti-family-POOL_PMP |  | 0.3
[5 empty] | 13-MFM-ResidentialMulti-family-REFG |  | 0.4
[5 empty] | 13-MFM-ResidentialMulti-family-SP_COOL |  | 0.5
[5 empty] | 13-MFM-ResidentialMulti-family-SP_HEAT |  | 0.6
[5 empty] | 13-MFM-ResidentialMulti-family-WAT_HEAT |  | 0.7
[5 empty] | 14-MLI-Manufacturing–LightIndustry-AG_PUMP |  | 0.8
[5 empty] | 14-MLI-Manufacturing–LightIndustry-COMP_AIR |  | 0.9
[5 empty] | 14-MLI-Manufacturing–LightIndustry-COOL |  | 1
[5 empty] | 14-MLI-Manufacturing–LightIndustry-LIGHT |  | 1.1
[5 empty] | 14-MLI-Manufacturing–LightIndustry-MOTOR |  | 1.2
[5 empty] | 14-MLI-Manufacturing–LightIndustry-PROC_OTH |  | 1.3
[5 empty] | 15-MTL-Lodging–Motel-COOL |  | 1.4
[5 empty] | 15-MTL-Lodging–Motel-LIT_INT |  | 1.5
[5 empty] | 15-MTL-Lodging–Motel-OFF_EQ |  | 1.6
[5 empty] | 15-MTL-Lodging–Motel-LIT_EXT |  | 1.7
[5 empty] | 15-MTL-Lodging–Motel-REFG |  | 1.8
[5 empty] | 15-MTL-Lodging–Motel-VENT |  | 1.9
[5 empty] | 16-NRS-Health/Medical–Clinic-COOL |  | 2
[5 empty] | 16-NRS-Health/Medical–Clinic-LIT_INT |  | 2.1
[5 empty] | 16-NRS-Health/Medical–Clinic-OFF_EQ |  | 2.2
[5 empty] | 16-NRS-Health/Medical–Clinic-LIT_EXT |  | 2.3
[5 empty] | 16-NRS-Health/Medical–Clinic-REFG |  | 2.4
[5 empty] | 16-NRS-Health/Medical–Clinic-VENT |  | 2.5
[5 empty] | 17-OFL-Office–Large-Cooling |  | 2.6
[5 empty] | 17-OFL-Office–Large-ExtLight |  | 2.7
[5 empty] | 17-OFL-Office–Large-IntLight |  | 2.8
[5 empty] | 17-OFL-Office–Large-OffEquip |  | 2.9
[5 empty] | 17-OFL-Office–Large-Refrig |  | 3
[5 empty] | 17-OFL-Office–Large-Vent/Fan |  | 3.1
[5 empty] | 18-OFS-Office–Small-Cooling |  | 3.2
[5 empty] | 18-OFS-Office–Small-ExtLight |  | 3.3
[5 empty] | 18-OFS-Office–Small-IntLight |  | 3.4
[5 empty] | 18-OFS-Office–Small-OffEquip |  | 3.5
[5 empty] | 18-OFS-Office–Small-Refrig |  | 3.6
[5 empty] | 18-OFS-Office–Small-Vent/Fan |  | 3.7
[5 empty] | 19-RES-AllResidential-CL_DRY |  | 3.8
[5 empty] | 19-RES-AllResidential-CL_WASH |  | 3.9
[5 empty] | 19-RES-AllResidential-DSH_WASH |  | 4
[5 empty] | 19-RES-AllResidential-FREEZ |  | 4.1
[5 empty] | 19-RES-AllResidential-LIGHT |  | 4.2
[5 empty] | 19-RES-AllResidential-POOL_PMP |  | 4.3
[5 empty] | 19-RES-AllResidential-REFG |  | 4.4
[5 empty] | 19-RES-AllResidential-SP_COOL |  | 4.5
[5 empty] | 19-RES-AllResidential-SP_HEAT |  | 4.6
[5 empty] | 19-RES-AllResidential-WAT_HEAT |  | 4.7
[5 empty] | 20-RFF-Restaurant–FastFood-Cooling |  | 4.8
[5 empty] | 20-RFF-Restaurant–FastFood-ExtLight |  | 4.9
[5 empty] | 20-RFF-Restaurant–FastFood-IntLight |  | 5
[5 empty] | 20-RFF-Restaurant–FastFood-OffEquip |  | 5.1
[5 empty] | 20-RFF-Restaurant–FastFood-Refrig |  | 5.2
[5 empty] | 20-RFF-Restaurant–FastFood-Vent/Fan |  | 5.3
[5 empty] | 21-RSD-Restaurant–SitDown-COOL |  | 5.4
[5 empty] | 21-RSD-Restaurant–SitDown-LIT_INT |  | 5.5
[5 empty] | 21-RSD-Restaurant–SitDown-OFF_EQ |  | 5.6
[5 empty] | 21-RSD-Restaurant–SitDown-LIT_EXT |  | 5.7
[5 empty] | 21-RSD-Restaurant–SitDown-PROC_OTH |  | 5.8
[5 empty] | 21-RSD-Restaurant–SitDown-REFG |  | 5.9
[5 empty] | 21-RSD-Restaurant–SitDown-VENT |  | 6
[5 empty] | 22-RT3-Retail–3StoryLarge-COOL |  | 6.1
[5 empty] | 22-RT3-Retail–3StoryLarge-LIT_INT |  | 6.2
[5 empty] | 22-RT3-Retail–3StoryLarge-OFF_EQ |  | 6.3
[5 empty] | 22-RT3-Retail–3StoryLarge-LIT_EXT |  | 6.4
[5 empty] | 22-RT3-Retail–3StoryLarge-REFG |  | 6.5
[5 empty] | 22-RT3-Retail–3StoryLarge-VENT |  | 6.6
[5 empty] | 23-RTL-Retail–SingleStorylarge-COOL |  | 6.7
[5 empty] | 23-RTL-Retail–SingleStorylarge-LIT_INT |  | 6.8
[5 empty] | 23-RTL-Retail–SingleStorylarge-OFF_EQ |  | 6.9
[5 empty] | 23-RTL-Retail–SingleStorylarge-LIT_EXT |  | 7
[5 empty] | 23-RTL-Retail–SingleStorylarge-REFG |  | 7.1
[5 empty] | 23-RTL-Retail–SingleStorylarge-VENT |  | 7.2
[5 empty] | 24-RTS-Retail–Small-COOL |  | 7.3
[5 empty] | 24-RTS-Retail–Small-LIT_INT |  | 7.4
[5 empty] | 24-RTS-Retail–Small-OFF_EQ |  | 7.5
[5 empty] | 24-RTS-Retail–Small-LIT_EXT |  | 7.6
[5 empty] | 24-RTS-Retail–Small-REFG |  | 7.7
[5 empty] | 24-RTS-Retail–Small-VENT |  | 7.8
[5 empty] | 25-SCN-Storage–Conditioned-Cooling |  | 7.9
[5 empty] | 25-SCN-Storage–Conditioned-Exit |  | 8
[5 empty] | 25-SCN-Storage–Conditioned-ExtLight |  | 8.1
[5 empty] | 26-SFM-ResidentialSingleFamily-CL_DRY |  | 8.2
[5 empty] | 26-SFM-ResidentialSingleFamily-CL_WASH |  | 8.3
[5 empty] | 26-SFM-ResidentialSingleFamily-DSH_WASH |  | 8.4
[5 empty] | 26-SFM-ResidentialSingleFamily-FREEZ |  | 8.5
[5 empty] | 26-SFM-ResidentialSingleFamily-LIGHT |  | 8.6
[5 empty] | 26-SFM-ResidentialSingleFamily-POOL_PMP |  | 8.7
[5 empty] | 26-SFM-ResidentialSingleFamily-REFG |  | 8.8
[5 empty] | 26-SFM-ResidentialSingleFamily-SP_COOL |  | 8.9
[5 empty] | 26-SFM-ResidentialSingleFamily-SP_HEAT |  | 9
[5 empty] | 26-SFM-ResidentialSingleFamily-WAT_HEAT |  | 9.1
[5 empty] | 27-SMO-ResidentialMobileHome–SingleWide-CL_DRY |  | 9.2
[5 empty] | 27-SMO-ResidentialMobileHome–SingleWide-CL_WASH |  | 9.3
[5 empty] | 27-SMO-ResidentialMobileHome–SingleWide-DSH_WASH |  | 9.4
[5 empty] | 27-SMO-ResidentialMobileHome–SingleWide-FREEZ |  | 9.5
[5 empty] | 27-SMO-ResidentialMobileHome–SingleWide-LIGHT |  | 9.6
[5 empty] | 27-SMO-ResidentialMobileHome–SingleWide-POOL_PMP |  | 9.7
[5 empty] | 27-SMO-ResidentialMobileHome–SingleWide-REFG |  | 9.8
[5 empty] | 27-SMO-ResidentialMobileHome–SingleWide-SP_COOL |  | 9.9
[5 empty] | 27-SMO-ResidentialMobileHome–SingleWide-SP_HEAT |  | 10
[5 empty] | 27-SMO-ResidentialMobileHome–SingleWide-WAT_HEAT |  | 10.1
[5 empty] | 28-SUN-Storage–Unconditioned-Exit |  | 10.2
[5 empty] | 28-SUN-Storage–Unconditioned-ExtLight |  | 10.3
[5 empty] | 29-WRF-Storage–Refrigerated-Cooling |  | 10.4
[5 empty] | 29-WRF-Storage–Refrigerated-Exit |  | 10.5
[5 empty] | 29-WRF-Storage–Refrigerated-ExtLight |  | 10.6
[5 empty] | 30-S20-SIC20Food&KindredProducts-AG_PUMP |  | 10.7
[5 empty] | 30-S20-SIC20Food&KindredProducts-COMP_AIR |  | 10.8
[5 empty] | 30-S20-SIC20Food&KindredProducts-COOL |  | 10.9
[5 empty] | 30-S20-SIC20Food&KindredProducts-LIGHT |  | 11
[5 empty] | 30-S20-SIC20Food&KindredProducts-MOTOR |  | 11.1
[5 empty] | 30-S20-SIC20Food&KindredProducts-PROC_OTH |  | 11.2
[5 empty] | 31-S26-SIC26Paper&AlliedProducts-AG_PUMP |  | 11.3
[5 empty] | 31-S26-SIC26Paper&AlliedProducts-COMP_AIR |  | 11.4
[5 empty] | 31-S26-SIC26Paper&AlliedProducts-COOL |  | 11.5
[5 empty] | 31-S26-SIC26Paper&AlliedProducts-LIGHT |  | 11.6
[5 empty] | 31-S26-SIC26Paper&AlliedProducts-MOTOR |  | 11.7
[5 empty] | 31-S26-SIC26Paper&AlliedProducts-PROC_OTH |  | 11.8
[5 empty] | 32-S28-SIC28Chemicals&AlliedProducts-AG_PUMP |  | 11.9
[5 empty] | 32-S28-SIC28Chemicals&AlliedProducts-COMP_AIR |  | 12
[5 empty] | 32-S28-SIC28Chemicals&AlliedProducts-COOL |  | 12.1
[5 empty] | 32-S28-SIC28Chemicals&AlliedProducts-LIGHT |  | 12.2
[5 empty] | 32-S28-SIC28Chemicals&AlliedProducts-MOTOR |  | 12.3
[5 empty] | 32-S28-SIC28Chemicals&AlliedProducts-PROC_OTH |  | 12.4
[5 empty] | 33-S29-SIC29Petroleum&CoalProducts-AG_PUMP |  | 12.5
[5 empty] | 33-S29-SIC29Petroleum&CoalProducts-COMP_AIR |  | 12.6
[5 empty] | 33-S29-SIC29Petroleum&CoalProducts-COOL |  | 12.7
[5 empty] | 33-S29-SIC29Petroleum&CoalProducts-LIGHT |  | 12.8
[5 empty] | 33-S29-SIC29Petroleum&CoalProducts-MOTOR |  | 12.9
[5 empty] | 33-S29-SIC29Petroleum&CoalProducts-PROC_OTH |  | 13
[5 empty] | 34-S33-SIC33Metals-AG_PUMP |  | 13.1
[5 empty] | 34-S33-SIC33Metals-COMP_AIR |  | 13.2
[5 empty] | 34-S33-SIC33Metals-COOL |  | 13.3
[5 empty] | 34-S33-SIC33Metals-LIGHT |  | 13.4
[5 empty] | 34-S33-SIC33Metals-MOTOR |  | 13.5
[5 empty] | 34-S33-SIC33Metals-PROC_OTH |  | 13.6
[5 empty] | 35-OTI-OtherIndustrial-AG_PUMP |  | 13.7
[5 empty] | 35-OTI-OtherIndustrial-COMP_AIR |  | 13.8
[5 empty] | 35-OTI-OtherIndustrial-COOL |  | 13.9
[5 empty] | 35-OTI-OtherIndustrial-LIGHT |  | 14
[5 empty] | 35-OTI-OtherIndustrial-MOTOR |  | 14.1
[5 empty] | 35-OTI-OtherIndustrial-PROC_OTH |  | 14.2
[5 empty] | 36-GST-Lodging-GuestRooms-Cooling |  | 14.3
[5 empty] | 36-GST-Lodging-GuestRooms-ExtLight |  | 14.4
[5 empty] | 36-GST-Lodging-GuestRooms-IntLight |  | 14.5
[5 empty] | 36-GST-Lodging-GuestRooms-OffEquip |  | 14.6
[5 empty] | 36-GST-Lodging-GuestRooms-Refrig |  | 14.7
[5 empty] | 36-GST-Lodging-GuestRooms-Vent/Fan |  | 14.8
14.9
15
15.1
15.2
15.3
15.4
15.5
15.6
15.7
15.8
15.9
16
16.1
16.2
16.3
16.4
16.5
16.6
16.7
16.8
16.9
17
17.1
17.2
17.3
17.4
17.5
17.6
17.7
17.8
17.9
18
18.1
18.2
18.3
18.4
18.5
18.6
18.7
18.8
18.9
19
19.1
19.2
19.3
19.4
19.5
19.6
19.7
19.8
19.9
20
21
22
23
24
25
26
27
28
29
30
Last Row Used is above