## Export
PROGRAM NAME | SDGE3012_EXP_EXP-ExpressEfficiencyRebateProgram
BUDGET
Administrative Costs
Overhead and G&A | 1185232.6184
Other Administrative Costs | 0
Marketing/Outreach | 134511.9411
Direct Implementation
Incentives and Rebates
User Input Incentive | 0
Direct Install Rebate | 2606739.75
Direct Install Labor | 0
Direct Install Materials | 0
Activity | 4402933.0664
Installation | 0
Hardware & Materials | 0
Rebate Processing & Inspection | 0
EM&V Costs | 0
Budget | 8329417.3759
Costs recovered from other sources | 0
Budget (plus other costs) | 8329417.3759
PROGRAM IMPACTS
Program Reductions for Measures installed through 2008
User Entered kW (kW) | 4228.9056
Net Jul-Sept Peak (kW) | 3074.5807
Net Dec-Feb Peak (kW) | 2060.2176
Net NCP (kW) | 2544.5133
Net CEC (kW) | 0
Annual Net kWh | 17082184.0731
Lifecycle Net kWh | 153121278.66
Annual Net Therms | 91967.1965
Lifecycle Net Therms | 482350.4457
Cost Effectiveness for all measures installed through 2012
TRC
Costs | 9720551.3142
Electric Benefits | 10166859.4081
Gas Benefits | 410431.5462
Net Benefits (NPV) | 856739.6401
BC Ratio | 1.0881
PAC
Costs | 7955820.2309
Electric Benefits | 10166859.4081
Gas Benefits | 410431.5462
Net Benefits (NPV) | 2621470.7234
BC Ratio | 1.3295
Levelized Cost
Levelized Cost TRC ($/kWh )
Discounted kWh | 96813770.2985
Cost | 0.095811
Benefits | 0.10501
Benefit-Cost | 0.0092035
Levelized Cost PAC ($/kWh)
Discounted kWh | 96813770.2985
Cost | 0.079074
Benefits | 0.10501
Benefit-Cost | 0.02594
Levelized Cost TRC ($/therm)
Discounted Therms | 371559.9312
Cost | 1.1969
Benefits | 1.1046
Benefit-Cost | -0.092284
Levelized Cost PAC ($/therm)
Discounted Therms | 371559.9312
Cost | 0.80835
Benefits | 1.1046
Benefit-Cost | 0.29626
Emission Annual Reductions (2006-2008) |  | Energy Division File sheet "Attachment II" Total Electricity and Gas Emission Reductions
Electric Annual CO2 (tons) - 2006 | 1312.9701 |  | 2006 | 2007 | 2008 | 2009 | 2010 | 2011 | 2012
2007 | 1754.1269 |  | Total | Total | Total | Total | Total | Total | Total
2008 | 6668.081 | Annual CO2 Emission Reductions (tons) | 1400.2348 | 2030.6492 | 6842.3022 | 0 | 0 | 0 | 0
Electric Lifecycle CO2 (tons) - 2006 | 13048.6894 | Lifecycle CO2 Emission Reductions (tons) | 13788.338 | 16717.4179 | 59585.7465 | 0 | 0 | 0 | 0
2007 | 15348.4443 | Annual NOx Emission Reductions (tons) | 0.24054 | 0.45301 | 1.0418 | 0 | 0 | 0 | 0
2008 | 58872.6186 | Lifecycle NOx Emission Reductions (tons) | 2.295 | 3.1372 | 8.5507 | 0 | 0 | 0 | 0
Electric Annual NOX (tons) - 2006 | 0.17192 | Annual SO2 Emission Reductions (tons)
2007 | 0.23557 | Lifecycle SO2 Emission Reductions (tons)
2008 | 0.90476
Electric Lifecycle NOX (tons) - 2006 | 1.7134
2007 | 2.0608
2008 | 7.99
Electric Annual SO2 (lbs) - 2006
2007
2008
Electric Lifecycle SO2 (lbs) - 2006
2007
2008
Gas Annual CO2 (tons) - 2006 | 87.2648
2007 | 276.5222
2008 | 174.2211
Gas Lifecycle CO2 (tons) - 2006 | 739.6486
2007 | 1368.9737
2008 | 713.1279
Gas Annual NOX (tons) - 2006 | 0.068618
2007 | 0.21744
2008 | 0.13699
Gas Lifecycle NOX (tons) - 2006 | 0.5816
2007 | 1.0765
2008 | 0.56075
Gas Annual SO2 (lbs) - 2006
2007
2008
Gas Lifecycle SO2 (lbs) - 2006
2007
2008
Data below not currently used in Energy Division workbook
Levelized Cost RIM ($/therm)
Discounted Therms | 371559.9312
Cost | 0.83085
Benefits | 1.1046
Benefit-Cost | 0.27377
Levelized Cost RIM ($/kWh)
Discounted kWh | 96813770.2985
Cost | 0.078988
Benefits | 0.10501
Benefit-Cost | 0.27377
RIM
Costs | 7955820.2309
Electric Benefits | 10166859.4081
Gas Benefits | 410431.5462
Net Benefits (NPV) | 2621470.7234
BC Ratio | 1.3295
Impacts for all programs installed trhough 2012
Net July-Sept Peak (kW)
Clothes Dryer | 0
Clothes Washer | 0
Consumer Electronics | 0
Cooking | 0
Dishwasher | 0
Net Dec-Feb Pk (kW)
Clothes Dryer | 0
Clothes Washer | 0
Consumer Electronics | 0
Cooking | 0
Dishwasher | 0
0
Clothes Dryer | 0
Clothes Washer | 0
Consumer Electronics | 0
Cooking | 0
Dishwasher | 0
Annual Net kWh
Clothes Dryer | 0
Clothes Washer | 0
Consumer Electronics | 0
Cooking | 0
Dishwasher | 0
Lifecycle Net kWh
Clothes Dryer | 0
Clothes Washer | 0
Consumer Electronics | 0
Cooking | 0
Dishwasher | 0
Annual Net Therms
Clothes Dryer | 0
Clothes Washer | 0
Consumer Electronics | 0
Cooking | 0
Dishwasher | 0
Lifecycle Net Therms
Clothes Dryer | 0
Clothes Washer | 0
Consumer Electronics | 0
Cooking | 0
Dishwasher | 0

## Output by Measure
0
SDGE3012_EXP_EXP-ExpressEfficiencyRebateProgram
SDG&E | [7 empty] | Levelized Benefits less Costs (TRC) |  |  |  | Levelized Benefits less Costs (PAC) |  |  |  | Benefit Cost Ratios
Net Impacts by Measure | [7 empty] | No Allocated Admin |  | w/ Allocated Admin |  | No Allocated Admin |  | w/ Allocated Admin |  | No Allocated Admin |  | w/ Allocated Admin
| Net Avg Jul-Sep (kW) | Net Dec-Feb Pk (kW) | Net User Entered kW | Annual kWh adj for Net to gross | Lifecycle kWh (Annual * Measure Life) | Annual Therms | Lifecycle Therms | Electric ($/kWh) | Gas ($/Th) | Electric ($/kWh) | Gas ($/Th) | Electric ($/kWh) | Gas ($/Th) | Electric ($/kWh) | Gas ($/Th) | TRC | PAC | TRC | PAC
Total or Average | 3074.5807 | 2060.2176 | 4228.9056 | 17082184.0731 | 153121278.66 | 91967.1965 | 482350.4457 | 0.06602 | 0.50535 | 0.0092035 | -0.092284 | 0.082757 | 0.8939 | 0.02594 | 0.29626
213007-Heating - Greenhouse Heat Curtain | 0.27856 | 0.30754 | 0 | 2046.4595 | 10232.2977 | 3566.3583 | 17831.7916 | 0.051945 | 0.57771 | -0.0025924 | -0.028832 | 0.080376 | 0.89392 | 0.025839 | 0.28738 | 2.0632 | 4.9352 | 0.97493 | 1.3447
213084-Refrigeration -Cooler/Freezer Door Gaskets - Solid Doors: Cooler | 2.1061 | 1.6298 | 2.0879 | 18266.976 | 73067.904 | 0 | 0 | 0.084369 | 0 | 0.032735 | 0 | 0.084369 | 0 | 0.032735 | 0 | 8.6232 | 8.6232 | 1.5221 | 1.5221
213084-Refrigeration -Cooler/Freezer Door Gaskets - Solid Doors: Cooler | 0.0081208 | 0.0062846 | 0.011789 | 70.4365 | 281.7459 | 0 | 0 | -0.22151 | 0 | -0.27231 | 0 | -0.22151 | 0 | -0.27231 | 0 | 0.29768 | 0.29768 | 0.25639 | 0.25639
213116-Refrigeration -Cooler/Freezer Door Gaskets - Solid Doors: Freezer | 0.0081208 | 0.0062846 | 0.011789 | 70.4365 | 281.7459 | 0 | 0 | -0.22151 | 0 | -0.27231 | 0 | -0.22151 | 0 | -0.27231 | 0 | 0.29768 | 0.29768 | 0.25639 | 0.25639
213083-Refrigeration -Cooler/Freezer Door Gaskets - Glass Doors | 0.44096 | 0.34125 | 0.64014 | 3824.7009 | 15298.8035 | 0 | 0 | -0.22151 | 0 | -0.27231 | 0 | -0.22151 | 0 | -0.27231 | 0 | 0.29768 | 0.29768 | 0.25639 | 0.25639
213083-Refrigeration -Cooler/Freezer Door Gaskets - Glass Doors | 1.3308 | 1.0298 | 1.3193 | 11542.32 | 46169.28 | 0 | 0 | 0.080633 | 0 | 0.03102 | 0 | 0.080633 | 0 | 0.03102 | 0 | 8.2857 | 8.2857 | 1.5112 | 1.5112
213179-Food Service - Ice Machine Air-Cooled 1001-1500 | 0.90897 | 0.70343 | 0.9 | 7884 | 94608 | 0 | 0 | 0.037845 | 0 | -0.011802 | 0 | 0.076516 | 0 | 0.026869 | 0 | 1.7019 | 6.0185 | 0.88605 | 1.414
213164-Food Service - Convection Oven-Electric | 0.59117 | 0.65267 | 0.96 | 4343.04 | 52116.48 | 0 | 0 | -0.048192 | 0 | -0.10054 | 0 | 0.077382 | 0 | 0.025033 | 0 | 0.66753 | 4.994 | 0.49041 | 1.349
213173-Food Service - Combination Oven-Gas | 0 | 0 | 0 | 0 | 0 | 386.88 | 4642.56 | 0 | -5.5764 | 0 | -6.082 | 0 | 0.70149 | 0 | 0.19588 | 0.14353 | 4.0103 | 0.13319 | 1.2652
213128-Refrigerator - Early Replacement | 0.92138 | 0.71304 | 1.0455 | 7991.6312 | 47949.7872 | 0 | 0 | 0.038685 | 0 | -0.011447 | 0 | 0.038114 | 0 | -0.012018 | 0 | 1.7167 | 1.6988 | 0.89005 | 0.88519
213128-Refrigerator - Early Replacement | 1.3821 | 1.0696 | 1.5682 | 11987.4468 | 71924.6808 | 0 | 0 | 0.038685 | 0 | -0.011447 | 0 | 0.038114 | 0 | -0.012018 | 0 | 1.7167 | 1.6988 | 0.89005 | 0.88519
213163-Food Service - Steamer-Electric | 1.4591 | 1.6109 | 2.4 | 10719.36 | 128632.32 | 0 | 0 | 0.052586 | 0 | -0.00021847 | 0 | 0.089188 | 0 | 0.036384 | 0 | 2.1682 | 11.6044 | 0.99777 | 1.5944
213013-Lighting - 8 Ft T-8 with Elec. Ballast | 0.027254 | 0.017574 | 0.034468 | 137.6271 | 1513.8982 | -0.26187 | -2.8806 | -0.012094 | -0.10634 | -0.069583 | -0.61182 | 0.078078 | 0.68652 | 0.02059 | 0.18104 | 0.89781 | 3.7708 | 0.60428 | 1.2403
213083-Refrigeration -Cooler/Freezer Door Gaskets - Glass Doors | 0.63505 | 0.49145 | 0.92189 | 5508.1327 | 22032.5309 | 0 | 0 | -0.2236 | 0 | -0.27327 | 0 | -0.2236 | 0 | -0.27327 | 0 | 0.29108 | 0.29108 | 0.25148 | 0.25148
213084-Refrigeration -Cooler/Freezer Door Gaskets - Solid Doors: Cooler | 0.40501 | 0.31343 | 0.40152 | 3512.88 | 14051.52 | 0 | 0 | 0.082122 | 0 | 0.031703 | 0 | 0.082122 | 0 | 0.031703 | 0 | 8.4202 | 8.4202 | 1.5156 | 1.5156
213116-Refrigeration -Cooler/Freezer Door Gaskets - Solid Doors: Freezer | 0.19672 | 0.15224 | 0.19502 | 1706.256 | 6825.024 | 0 | 0 | 0.082122 | 0 | 0.031703 | 0 | 0.082122 | 0 | 0.031703 | 0 | 8.4202 | 8.4202 | 1.5156 | 1.5156
213083-Refrigeration -Cooler/Freezer Door Gaskets - Glass Doors | 0.57859 | 0.44776 | 0.5736 | 5018.4 | 20073.6 | 0 | 0 | 0.082122 | 0 | 0.031703 | 0 | 0.082122 | 0 | 0.031703 | 0 | 8.4202 | 8.4202 | 1.5156 | 1.5156
213085-Refrigeration -Strip Curtains for Walk-ins | 3.6231 | 2.8038 | 0.79069 | 31425.0014 | 125700.0054 | 0 | 0 | 0.089653 | 0 | 0.039982 | 0 | 0.089687 | 0 | 0.040016 | 0 | 42.6062 | 43.2879 | 1.7715 | 1.7726
213116-Refrigeration -Cooler/Freezer Door Gaskets - Solid Doors: Freezer | 0.0089329 | 0.006913 | 0.012968 | 77.4801 | 309.9205 | 0 | 0 | -0.2236 | 0 | -0.27327 | 0 | -0.2236 | 0 | -0.27327 | 0 | 0.29108 | 0.29108 | 0.25148 | 0.25148
213115-Refrigeration - Night Covers for Display Cases Med Temp | 0.030088 | 0.023284 | -0.067633 | 260.9692 | 1304.8459 | 22.0306 | 110.1532 | -0.248 | -2.5971 | -0.29796 | -3.1202 | 0.0081764 | 0.085623 | -0.04178 | -0.43752 | 0.2713 | 1.0972 | 0.23658 | 0.68848
213085-Refrigeration -Strip Curtains for Walk-ins | 3.2424 | 2.5092 | 3.2054 | 28123.2 | 112492.8 | 0 | 0 | 0.089804 | 0 | 0.040191 | 0 | 0.089834 | 0 | 0.040221 | 0 | 48.3618 | 49.1356 | 1.7803 | 1.7813
213115-Refrigeration - Night Covers for Display Cases Med Temp | 0.072211 | 0.055883 | -0.16232 | 626.326 | 3131.6302 | 52.8735 | 264.3677 | -0.24808 | -2.5949 | -0.2981 | -3.118 | 0.0082379 | 0.086167 | -0.041777 | -0.43697 | 0.27147 | 1.0978 | 0.23671 | 0.68874
213085-Refrigeration -Strip Curtains for Walk-ins | 6.0234 | 4.6614 | 1.3145 | 52244.0648 | 208976.259 | 0 | 0 | 0.089653 | 0 | 0.039982 | 0 | 0.089687 | 0 | 0.040016 | 0 | 42.6062 | 43.2879 | 1.7715 | 1.7726
213084-Refrigeration -Cooler/Freezer Door Gaskets - Solid Doors: Cooler | 2.0251 | 1.5672 | 2.0076 | 17564.4 | 70257.6 | 0 | 0 | 0.08074 | 0 | 0.031069 | 0 | 0.08074 | 0 | 0.031069 | 0 | 8.2954 | 8.2954 | 1.5115 | 1.5115
213116-Refrigeration -Cooler/Freezer Door Gaskets - Solid Doors: Freezer | 0.21986 | 0.17015 | 0.21797 | 1906.992 | 7627.968 | 0 | 0 | 0.08074 | 0 | 0.031069 | 0 | 0.08074 | 0 | 0.031069 | 0 | 8.2954 | 8.2954 | 1.5115 | 1.5115
213007-Heating - Greenhouse Heat Curtain | 0.27856 | 0.30754 | 0 | 2046.4595 | 10232.2977 | 8575.4269 | 42877.1346 | 0.047673 | 0.55271 | -0.0042471 | -0.049239 | 0.075776 | 0.87853 | 0.023856 | 0.27658 | 1.9872 | 4.7534 | 0.95762 | 1.3308
213084-Refrigeration -Cooler/Freezer Door Gaskets - Solid Doors: Cooler | 2.5805 | 1.997 | 2.5583 | 22382.064 | 89528.256 | 0 | 0 | 0.078887 | 0 | 0.030219 | 0 | 0.078887 | 0 | 0.030219 | 0 | 8.1279 | 8.1279 | 1.5059 | 1.5059
213083-Refrigeration -Cooler/Freezer Door Gaskets - Glass Doors | 0.63645 | 0.49253 | 0.63096 | 5520.24 | 22080.96 | 0 | 0 | 0.078887 | 0 | 0.030219 | 0 | 0.078887 | 0 | 0.030219 | 0 | 8.1279 | 8.1279 | 1.5059 | 1.5059
213178-Food Service - Ice Machine Air-Cooled 501-1000 | 0.33329 | 0.25793 | 0.33 | 2890.8 | 34689.6 | 0 | 0 | 0.031179 | 0 | -0.018123 | 0 | 0.074491 | 0 | 0.02519 | 0 | 1.5201 | 5.4785 | 0.83411 | 1.382
213059-Motors - VFD - HVAC Fans (per Hp) | 3.5471 | 3.2342 | 0 | 27108 | 406620 | 0 | 0 | 0.068046 | 0 | 0.015691 | 0 | 0.085111 | 0 | 0.032756 | 0 | 3.3691 | 8.3016 | 1.1935 | 1.5117
213059-Motors - VFD - HVAC Fans (per Hp) | 4.7294 | 4.3122 | 0 | 36144 | 542160 | 0 | 0 | 0.068046 | 0 | 0.015691 | 0 | 0.085111 | 0 | 0.032756 | 0 | 3.3691 | 8.3016 | 1.1935 | 1.5117
213171-Food Service - Steamer-Gas | 0 | 0 | 0 | 0 | 0 | 2000.64 | 24007.68 | 0 | 0.57097 | 0 | 0.066938 | 0 | 0.88654 | 0 | 0.38251 | 2.5832 | 20.6733 | 1.0774 | 1.6966
213084-Refrigeration -Cooler/Freezer Door Gaskets - Solid Doors: Cooler | 0.79845 | 0.6179 | 0.79157 | 6925.392 | 27701.568 | 0 | 0 | 0.082012 | 0 | 0.031653 | 0 | 0.082012 | 0 | 0.031653 | 0 | 8.4103 | 8.4103 | 1.5153 | 1.5153
213116-Refrigeration -Cooler/Freezer Door Gaskets - Solid Doors: Freezer | 0.21986 | 0.17015 | 0.21797 | 1906.992 | 7627.968 | 0 | 0 | 0.082012 | 0 | 0.031653 | 0 | 0.082012 | 0 | 0.031653 | 0 | 8.4103 | 8.4103 | 1.5153 | 1.5153
213083-Refrigeration -Cooler/Freezer Door Gaskets - Glass Doors | 3.4831 | 2.6955 | 3.4531 | 30210.768 | 120843.072 | 0 | 0 | 0.082012 | 0 | 0.031653 | 0 | 0.082012 | 0 | 0.031653 | 0 | 8.4103 | 8.4103 | 1.5153 | 1.5153
213083-Refrigeration -Cooler/Freezer Door Gaskets - Glass Doors | 0.31244 | 0.24179 | 0.30974 | 2709.936 | 10839.744 | 0 | 0 | 0.082012 | 0 | 0.031653 | 0 | 0.082012 | 0 | 0.031653 | 0 | 8.4103 | 8.4103 | 1.5153 | 1.5153
213128-Refrigerator - Early Replacement | 0.11517 | 0.08913 | 0.13069 | 998.9539 | 5993.7234 | 0 | 0 | 0.039811 | 0 | -0.01093 | 0 | 0.03924 | 0 | -0.011501 | 0 | 1.7376 | 1.7194 | 0.89562 | 0.89077
213059-Motors - VFD - HVAC Fans (per Hp) | 2.6012 | 2.3717 | 0 | 19879.2 | 298188 | 0 | 0 | 0.068046 | 0 | 0.015691 | 0 | 0.085111 | 0 | 0.032756 | 0 | 3.3691 | 8.3016 | 1.1935 | 1.5117
213059-Motors - VFD - HVAC Fans (per Hp) | 2.8377 | 2.5873 | 0 | 21686.4 | 325296 | 0 | 0 | 0.068046 | 0 | 0.015691 | 0 | 0.085111 | 0 | 0.032756 | 0 | 3.3691 | 8.3016 | 1.1935 | 1.5117
213128-Refrigerator - Early Replacement | 0.46069 | 0.35652 | 0.52274 | 3995.8156 | 23974.8936 | 0 | 0 | 0.039811 | 0 | -0.01093 | 0 | 0.03924 | 0 | -0.011501 | 0 | 1.7376 | 1.7194 | 0.89562 | 0.89077
213085-Refrigeration -Strip Curtains for Walk-ins | 7.3368 | 5.6778 | 1.6011 | 63635.6278 | 254542.511 | 0 | 0 | 0.091034 | 0 | 0.040616 | 0 | 0.091068 | 0 | 0.04065 | 0 | 43.2472 | 43.9391 | 1.7726 | 1.7737
213116-Refrigeration -Cooler/Freezer Door Gaskets - Solid Doors: Freezer | 0.0085269 | 0.0065988 | 0.012378 | 73.9583 | 295.8332 | 0 | 0 | -0.22222 | 0 | -0.27264 | 0 | -0.22222 | 0 | -0.27264 | 0 | 0.29546 | 0.29546 | 0.25474 | 0.25474
213115-Refrigeration - Night Covers for Display Cases Med Temp | 0.25876 | 0.20025 | -0.58164 | 2244.335 | 11221.6749 | 189.4635 | 947.3177 | -0.24957 | -2.5658 | -0.30027 | -3.087 | 0.0088185 | 0.090662 | -0.041879 | -0.43055 | 0.27297 | 1.1039 | 0.23784 | 0.69112
213084-Refrigeration -Cooler/Freezer Door Gaskets - Solid Doors: Cooler | 0.036544 | 0.028281 | 0.05305 | 316.9642 | 1267.8566 | 0 | 0 | -0.22233 | 0 | -0.27269 | 0 | -0.22233 | 0 | -0.27269 | 0 | 0.29511 | 0.29511 | 0.25448 | 0.25448
213116-Refrigeration -Cooler/Freezer Door Gaskets - Solid Doors: Freezer | 0.013805 | 0.010684 | 0.020041 | 119.742 | 478.9681 | 0 | 0 | -0.22233 | 0 | -0.27269 | 0 | -0.22233 | 0 | -0.27269 | 0 | 0.29511 | 0.29511 | 0.25448 | 0.25448
213083-Refrigeration -Cooler/Freezer Door Gaskets - Glass Doors | 0.17054 | 0.13198 | 0.24757 | 1479.1661 | 5916.6643 | 0 | 0 | -0.22233 | 0 | -0.27269 | 0 | -0.22233 | 0 | -0.27269 | 0 | 0.29511 | 0.29511 | 0.25448 | 0.25448
213076-Refrigeration - New Refrigeration Case w/Doors-Low Temperature Case | 33.0247 | 25.5571 | 27.9802 | 286440.96 | 4583055.36 | 0 | 0 | 0.085062 | 0 | 0.034106 | 0 | 0.076643 | 0 | 0.025687 | 0 | 10.3263 | 5.3697 | 1.5677 | 1.375
213128-Refrigerator - Early Replacement | 0.80621 | 0.62391 | 0.9148 | 6992.6773 | 41956.0638 | 0 | 0 | 0.039811 | 0 | -0.01093 | 0 | 0.03924 | 0 | -0.011501 | 0 | 1.7376 | 1.7194 | 0.89562 | 0.89077
213128-Refrigerator - Early Replacement | 1.1517 | 0.8913 | 1.3069 | 9989.539 | 59937.234 | 0 | 0 | 0.039811 | 0 | -0.01093 | 0 | 0.03924 | 0 | -0.011501 | 0 | 1.7376 | 1.7194 | 0.89562 | 0.89077
213128-Refrigerator - Early Replacement | 0.23035 | 0.17826 | 0.26137 | 1997.9078 | 11987.4468 | 0 | 0 | 0.039921 | 0 | -0.01088 | 0 | 0.03935 | 0 | -0.011451 | 0 | 1.7396 | 1.7214 | 0.89616 | 0.8913
213128-Refrigerator - Early Replacement | 0.11517 | 0.08913 | 0.13069 | 998.9539 | 5993.7234 | 0 | 0 | 0.039811 | 0 | -0.01093 | 0 | 0.03924 | 0 | -0.011501 | 0 | 1.7376 | 1.7194 | 0.89562 | 0.89077
213128-Refrigerator - Early Replacement | 1.4972 | 1.1587 | 1.6989 | 12986.4007 | 77918.4042 | 0 | 0 | 0.039811 | 0 | -0.01093 | 0 | 0.03924 | 0 | -0.011501 | 0 | 1.7376 | 1.7194 | 0.89562 | 0.89077
213128-Refrigerator - Early Replacement | 0.92138 | 0.71304 | 1.0455 | 7991.6312 | 47949.7872 | 0 | 0 | 0.039811 | 0 | -0.01093 | 0 | 0.03924 | 0 | -0.011501 | 0 | 1.7376 | 1.7194 | 0.89562 | 0.89077
213128-Refrigerator - Early Replacement | 0.23035 | 0.17826 | 0.26137 | 1997.9078 | 11987.4468 | 0 | 0 | 0.039811 | 0 | -0.01093 | 0 | 0.03924 | 0 | -0.011501 | 0 | 1.7376 | 1.7194 | 0.89562 | 0.89077
213128-Refrigerator - Early Replacement | 0.11517 | 0.08913 | 0.13069 | 998.9539 | 5993.7234 | 0 | 0 | 0.039811 | 0 | -0.01093 | 0 | 0.03924 | 0 | -0.011501 | 0 | 1.7376 | 1.7194 | 0.89562 | 0.89077
213128-Refrigerator - Early Replacement | 0.46069 | 0.35652 | 0.52274 | 3995.8156 | 23974.8936 | 0 | 0 | 0.039811 | 0 | -0.01093 | 0 | 0.03924 | 0 | -0.011501 | 0 | 1.7376 | 1.7194 | 0.89562 | 0.89077
213128-Refrigerator - Early Replacement | 1.1517 | 0.8913 | 1.3069 | 9989.539 | 59937.234 | 0 | 0 | 0.039811 | 0 | -0.01093 | 0 | 0.03924 | 0 | -0.011501 | 0 | 1.7376 | 1.7194 | 0.89562 | 0.89077
213128-Refrigerator - Early Replacement | 0.11517 | 0.08913 | 0.13069 | 998.9539 | 5993.7234 | 0 | 0 | 0.039811 | 0 | -0.01093 | 0 | 0.03924 | 0 | -0.011501 | 0 | 1.7376 | 1.7194 | 0.89562 | 0.89077
213128-Refrigerator - Early Replacement | 0.11517 | 0.08913 | 0.13069 | 998.9539 | 5993.7234 | 0 | 0 | 0.039811 | 0 | -0.01093 | 0 | 0.03924 | 0 | -0.011501 | 0 | 1.7376 | 1.7194 | 0.89562 | 0.89077
213128-Refrigerator - Early Replacement | 0.46069 | 0.35652 | 0.52274 | 3995.8156 | 23974.8936 | 0 | 0 | 0.039811 | 0 | -0.01093 | 0 | 0.03924 | 0 | -0.011501 | 0 | 1.7376 | 1.7194 | 0.89562 | 0.89077
213083-Refrigeration -Cooler/Freezer Door Gaskets - Glass Doors | 0.16242 | 0.12569 | 0.23578 | 1408.7296 | 5634.9184 | 0 | 0 | -0.2236 | 0 | -0.27327 | 0 | -0.2236 | 0 | -0.27327 | 0 | 0.29108 | 0.29108 | 0.25148 | 0.25148
213128-Refrigerator - Early Replacement | 0.34552 | 0.26739 | 0.39206 | 2996.8617 | 17981.1702 | 0 | 0 | 0.039811 | 0 | -0.01093 | 0 | 0.03924 | 0 | -0.011501 | 0 | 1.7376 | 1.7194 | 0.89562 | 0.89077
213128-Refrigerator - Early Replacement | 0.23035 | 0.17826 | 0.26137 | 1997.9078 | 11987.4468 | 0 | 0 | 0.039811 | 0 | -0.01093 | 0 | 0.03924 | 0 | -0.011501 | 0 | 1.7376 | 1.7194 | 0.89562 | 0.89077
213128-Refrigerator - Early Replacement | 1.8428 | 1.4261 | 2.091 | 15983.2624 | 95899.5744 | 0 | 0 | 0.039811 | 0 | -0.01093 | 0 | 0.03924 | 0 | -0.011501 | 0 | 1.7376 | 1.7194 | 0.89562 | 0.89077
213128-Refrigerator - Early Replacement | 0.46069 | 0.35652 | 0.52274 | 3995.8156 | 23974.8936 | 0 | 0 | 0.038685 | 0 | -0.011447 | 0 | 0.038114 | 0 | -0.012018 | 0 | 1.7167 | 1.6988 | 0.89005 | 0.88519
213083-Refrigeration -Cooler/Freezer Door Gaskets - Glass Doors | 5.3693 | 4.1552 | 5.323 | 46570.752 | 186283.008 | 0 | 0 | 0.08074 | 0 | 0.031069 | 0 | 0.08074 | 0 | 0.031069 | 0 | 8.2954 | 8.2954 | 1.5115 | 1.5115
213080-Refrigeration - Night Covers for Display Cases Low Temp | 0.10448 | 0.080858 | 0 | 906.24 | 4531.2 | 0 | 0 | 0.054941 | 0 | 0.0049262 | 0 | 0.055915 | 0 | 0.0059003 | 0 | 2.465 | 2.5308 | 1.0563 | 1.0682
213084-Refrigeration -Cooler/Freezer Door Gaskets - Solid Doors: Cooler | 0.011369 | 0.0087984 | 0.016504 | 98.6111 | 394.4443 | 0 | 0 | -0.2236 | 0 | -0.27327 | 0 | -0.2236 | 0 | -0.27327 | 0 | 0.29108 | 0.29108 | 0.25148 | 0.25148
213116-Refrigeration -Cooler/Freezer Door Gaskets - Solid Doors: Freezer | 0.0073088 | 0.0056561 | 0.01061 | 63.3928 | 253.5713 | 0 | 0 | -0.2236 | 0 | -0.27327 | 0 | -0.2236 | 0 | -0.27327 | 0 | 0.29108 | 0.29108 | 0.25148 | 0.25148
213083-Refrigeration -Cooler/Freezer Door Gaskets - Glass Doors | 0.14861 | 0.11501 | 0.21574 | 1288.9876 | 5155.9503 | 0 | 0 | -0.2236 | 0 | -0.27327 | 0 | -0.2236 | 0 | -0.27327 | 0 | 0.29108 | 0.29108 | 0.25148 | 0.25148
213085-Refrigeration -Strip Curtains for Walk-ins | 8.1318 | 6.293 | 8.039 | 70531.2 | 282124.8 | 0 | 0 | 0.089804 | 0 | 0.040191 | 0 | 0.089834 | 0 | 0.040221 | 0 | 48.3618 | 49.1356 | 1.7803 | 1.7813
213128-Refrigerator - Early Replacement | 2.3035 | 1.7826 | 2.6137 | 19979.078 | 119874.468 | 0 | 0 | 0.039811 | 0 | -0.01093 | 0 | 0.03924 | 0 | -0.011501 | 0 | 1.7376 | 1.7194 | 0.89562 | 0.89077
213059-Motors - VFD - HVAC Fans (per Hp) | 15.1342 | 13.7991 | 0 | 115660.8 | 1734912 | 0 | 0 | 0.069701 | 0 | 0.016509 | 0 | 0.089354 | 0 | 0.036162 | 0 | 3.4359 | 10.9715 | 1.2018 | 1.5818
213175-Food Service - Ice Machine Air-Cooled 201-300 | 0.25249 | 0.1954 | 0.25 | 2190 | 26280 | 0 | 0 | 0.074664 | 0 | 0.025017 | 0 | 0.075297 | 0 | 0.02565 | 0 | 5.3666 | 5.5727 | 1.3748 | 1.388
213128-Refrigerator - Early Replacement | 0.11517 | 0.08913 | 0.13069 | 998.9539 | 5993.7234 | 0 | 0 | 0.038685 | 0 | -0.011447 | 0 | 0.038114 | 0 | -0.012018 | 0 | 1.7167 | 1.6988 | 0.89005 | 0.88519
213128-Refrigerator - Early Replacement | 0.11517 | 0.08913 | 0.13069 | 998.9539 | 5993.7234 | 0 | 0 | 0.038685 | 0 | -0.011447 | 0 | 0.038114 | 0 | -0.012018 | 0 | 1.7167 | 1.6988 | 0.89005 | 0.88519
213128-Refrigerator - Early Replacement | 2.0731 | 1.6043 | 2.3523 | 17981.1702 | 107887.0212 | 0 | 0 | 0.038685 | 0 | -0.011447 | 0 | 0.038114 | 0 | -0.012018 | 0 | 1.7167 | 1.6988 | 0.89005 | 0.88519
213128-Refrigerator - Early Replacement | 0.11517 | 0.08913 | 0.13069 | 998.9539 | 5993.7234 | 0 | 0 | 0.038685 | 0 | -0.011447 | 0 | 0.038114 | 0 | -0.012018 | 0 | 1.7167 | 1.6988 | 0.89005 | 0.88519
213128-Refrigerator - Early Replacement | 0.11517 | 0.08913 | 0.13069 | 998.9539 | 5993.7234 | 0 | 0 | 0.038685 | 0 | -0.011447 | 0 | 0.038114 | 0 | -0.012018 | 0 | 1.7167 | 1.6988 | 0.89005 | 0.88519
213128-Refrigerator - Early Replacement | 0.34552 | 0.26739 | 0.39206 | 2996.8617 | 17981.1702 | 0 | 0 | 0.038685 | 0 | -0.011447 | 0 | 0.038114 | 0 | -0.012018 | 0 | 1.7167 | 1.6988 | 0.89005 | 0.88519
213128-Refrigerator - Early Replacement | 0.34552 | 0.26739 | 0.39206 | 2996.8617 | 17981.1702 | 0 | 0 | 0.038685 | 0 | -0.011447 | 0 | 0.038114 | 0 | -0.012018 | 0 | 1.7167 | 1.6988 | 0.89005 | 0.88519
213128-Refrigerator - Early Replacement | 0.11517 | 0.08913 | 0.13069 | 998.9539 | 5993.7234 | 0 | 0 | 0.038685 | 0 | -0.011447 | 0 | 0.038114 | 0 | -0.012018 | 0 | 1.7167 | 1.6988 | 0.89005 | 0.88519
213197-Lighting - Cold Cathode Fluorescent Lamp | 0.45626 | 0.29421 | 0.3456 | 2304 | 11520 | 0 | 0 | 0.1015 | 0 | 0.04266 | 0 | 0.10077 | 0 | 0.041932 | 0 | 14.9922 | 13.6249 | 1.6455 | 1.6275
213128-Refrigerator - Early Replacement | 4.3766 | 3.3869 | 4.966 | 37960.2482 | 227761.4892 | 0 | 0 | 0.038685 | 0 | -0.011447 | 0 | 0.038114 | 0 | -0.012018 | 0 | 1.7167 | 1.6988 | 0.89005 | 0.88519
213128-Refrigerator - Early Replacement | 2.4186 | 1.8717 | 2.7444 | 20978.0319 | 125868.1914 | 0 | 0 | 0.038793 | 0 | -0.011397 | 0 | 0.038222 | 0 | -0.011969 | 0 | 1.7187 | 1.7007 | 0.89058 | 0.88573
213180-Food Service - Ice Machine Air-Cooled >1500 | 1.9391 | 1.5007 | 1.92 | 16819.2 | 201830.4 | 0 | 0 | 0.031844 | 0 | -0.018271 | 0 | 0.078335 | 0 | 0.028219 | 0 | 1.5239 | 6.4803 | 0.83524 | 1.4381
213083-Refrigeration -Cooler/Freezer Door Gaskets - Glass Doors | 0.10232 | 0.079185 | 0.14854 | 887.4996 | 3549.9986 | 0 | 0 | -0.22371 | 0 | -0.27332 | 0 | -0.22371 | 0 | -0.27332 | 0 | 0.29074 | 0.29074 | 0.25122 | 0.25122
213084-Refrigeration -Cooler/Freezer Door Gaskets - Solid Doors: Cooler | 0.029641 | 0.022939 | 0.043029 | 257.0932 | 1028.3726 | 0 | 0 | -0.22371 | 0 | -0.27332 | 0 | -0.22371 | 0 | -0.27332 | 0 | 0.29074 | 0.29074 | 0.25122 | 0.25122
213116-Refrigeration -Cooler/Freezer Door Gaskets - Solid Doors: Freezer | 0.013399 | 0.01037 | 0.019452 | 116.2202 | 464.8808 | 0 | 0 | -0.22371 | 0 | -0.27332 | 0 | -0.22371 | 0 | -0.27332 | 0 | 0.29074 | 0.29074 | 0.25122 | 0.25122
213083-Refrigeration -Cooler/Freezer Door Gaskets - Glass Doors | 0.85553 | 0.66208 | 1.242 | 7420.4832 | 29681.9327 | 0 | 0 | -0.2236 | 0 | -0.27327 | 0 | -0.2236 | 0 | -0.27327 | 0 | 0.29108 | 0.29108 | 0.25148 | 0.25148
213083-Refrigeration -Cooler/Freezer Door Gaskets - Glass Doors | 0.58348 | 0.45155 | 0.84703 | 5060.8611 | 20243.4444 | 0 | 0 | -0.22371 | 0 | -0.27332 | 0 | -0.22371 | 0 | -0.27332 | 0 | 0.29074 | 0.29074 | 0.25122 | 0.25122
213083-Refrigeration -Cooler/Freezer Door Gaskets - Glass Doors | 0.5916 | 0.45783 | 0.85882 | 5131.2976 | 20525.1903 | 0 | 0 | -0.2236 | 0 | -0.27327 | 0 | -0.2236 | 0 | -0.27327 | 0 | 0.29108 | 0.29108 | 0.25148 | 0.25148
213129-Software Plug Load Sensors | 0.14493 | 0.12094 | 0 | 1089.6048 | 5448.024 | 0 | 0 | 0.090198 | 0 | 0.038316 | 0 | 0.080071 | 0 | 0.028189 | 0 | 16.8342 | 6.0603 | 1.6655 | 1.4163
213129-Software Plug Load Sensors | 0.14493 | 0.12094 | 0 | 1089.6048 | 5448.024 | 0 | 0 | 0.090198 | 0 | 0.038316 | 0 | 0.080071 | 0 | 0.028189 | 0 | 16.8342 | 6.0603 | 1.6655 | 1.4163
213129-Software Plug Load Sensors | 11.0146 | 9.1913 | 0 | 82809.9648 | 414049.824 | 0 | 0 | 0.090198 | 0 | 0.038316 | 0 | 0.080071 | 0 | 0.028189 | 0 | 16.8342 | 6.0603 | 1.6655 | 1.4163
213129-Software Plug Load Sensors | 0.14493 | 0.12094 | 0 | 1089.6048 | 5448.024 | 0 | 0 | 0.090198 | 0 | 0.038316 | 0 | 0.080071 | 0 | 0.028189 | 0 | 16.8342 | 6.0603 | 1.6655 | 1.4163
213129-Software Plug Load Sensors | 0.14493 | 0.12094 | 0 | 1089.6048 | 5448.024 | 0 | 0 | 0.090198 | 0 | 0.038316 | 0 | 0.080071 | 0 | 0.028189 | 0 | 16.8342 | 6.0603 | 1.6655 | 1.4163
213129-Software Plug Load Sensors | 0.14493 | 0.12094 | 0 | 1089.6048 | 5448.024 | 0 | 0 | 0.090198 | 0 | 0.038316 | 0 | 0.080071 | 0 | 0.028189 | 0 | 16.8342 | 6.0603 | 1.6655 | 1.4163
213115-Refrigeration - Night Covers for Display Cases Med Temp | 0.25876 | 0.20025 | -0.58164 | 2244.335 | 11221.6749 | 189.4635 | 947.3177 | -0.248 | -2.5971 | -0.29796 | -3.1202 | 0.0081764 | 0.085623 | -0.04178 | -0.43752 | 0.2713 | 1.0972 | 0.23658 | 0.68848
213083-Refrigeration -Cooler/Freezer Door Gaskets - Glass Doors | 2.9161 | 2.2567 | 2.8909 | 25292.736 | 101170.944 | 0 | 0 | 0.080633 | 0 | 0.03102 | 0 | 0.080633 | 0 | 0.03102 | 0 | 8.2857 | 8.2857 | 1.5112 | 1.5112
213083-Refrigeration -Cooler/Freezer Door Gaskets - Glass Doors | 0.66226 | 0.51251 | 0.96138 | 5744.0949 | 22976.3798 | 0 | 0 | -0.22371 | 0 | -0.27332 | 0 | -0.22371 | 0 | -0.27332 | 0 | 0.29074 | 0.29074 | 0.25122 | 0.25122
213179-Food Service - Ice Machine Air-Cooled 1001-1500 | 0.45449 | 0.35172 | 0.45 | 3942 | 47304 | 0 | 0 | 0.037845 | 0 | -0.011802 | 0 | 0.076516 | 0 | 0.026869 | 0 | 1.7019 | 6.0185 | 0.88605 | 1.414
213083-Refrigeration -Cooler/Freezer Door Gaskets - Glass Doors | 0.58714 | 0.45437 | 0.85234 | 5092.5575 | 20370.23 | 0 | 0 | -0.2236 | 0 | -0.27327 | 0 | -0.2236 | 0 | -0.27327 | 0 | 0.29108 | 0.29108 | 0.25148 | 0.25148
213083-Refrigeration -Cooler/Freezer Door Gaskets - Glass Doors | 0.11938 | 0.092383 | 0.1733 | 1035.4163 | 4141.665 | 0 | 0 | -0.22371 | 0 | -0.27332 | 0 | -0.22371 | 0 | -0.27332 | 0 | 0.29074 | 0.29074 | 0.25122 | 0.25122
213083-Refrigeration -Cooler/Freezer Door Gaskets - Glass Doors | 0.23956 | 0.18539 | 0.34777 | 2077.8762 | 8311.5046 | 0 | 0 | -0.22371 | 0 | -0.27332 | 0 | -0.22371 | 0 | -0.27332 | 0 | 0.29074 | 0.29074 | 0.25122 | 0.25122
213083-Refrigeration -Cooler/Freezer Door Gaskets - Glass Doors | 0.46776 | 0.36199 | 0.67904 | 4057.1412 | 16228.565 | 0 | 0 | -0.2237 | 0 | -0.27332 | 0 | -0.22364 | 0 | -0.27325 | 0 | 0.29074 | 0.2908 | 0.25122 | 0.25127
213083-Refrigeration -Cooler/Freezer Door Gaskets - Glass Doors | 0.71951 | 0.55681 | 1.0445 | 6240.6721 | 24962.6885 | 0 | 0 | -0.22233 | 0 | -0.27269 | 0 | -0.22233 | 0 | -0.27269 | 0 | 0.29511 | 0.29511 | 0.25448 | 0.25448
213083-Refrigeration -Cooler/Freezer Door Gaskets - Glass Doors | 0.19246 | 0.14894 | 0.2794 | 1669.3446 | 6677.3783 | 0 | 0 | -0.2237 | 0 | -0.27331 | 0 | -0.22354 | 0 | -0.27315 | 0 | 0.29074 | 0.29089 | 0.25123 | 0.25134
213083-Refrigeration -Cooler/Freezer Door Gaskets - Glass Doors | 0.81249 | 0.62877 | 1.1795 | 7047.1698 | 28188.6793 | 0 | 0 | -0.2236 | 0 | -0.27327 | 0 | -0.2236 | 0 | -0.27327 | 0 | 0.29108 | 0.29108 | 0.25148 | 0.25148
213083-Refrigeration -Cooler/Freezer Door Gaskets - Glass Doors | 0.45761 | 0.35413 | 0.6643 | 3969.0956 | 15876.3826 | 0 | 0 | -0.22371 | 0 | -0.27332 | 0 | -0.22371 | 0 | -0.27332 | 0 | 0.29074 | 0.29074 | 0.25122 | 0.25122
213083-Refrigeration -Cooler/Freezer Door Gaskets - Glass Doors | 0.099074 | 0.076672 | 0.14382 | 859.3251 | 3437.3002 | 0 | 0 | -0.22233 | 0 | -0.27269 | 0 | -0.22233 | 0 | -0.27269 | 0 | 0.29511 | 0.29511 | 0.25448 | 0.25448
213083-Refrigeration -Cooler/Freezer Door Gaskets - Glass Doors | 0.33945 | 0.26269 | 0.49278 | 2944.2449 | 11776.9795 | 0 | 0 | -0.22222 | 0 | -0.27264 | 0 | -0.22222 | 0 | -0.27264 | 0 | 0.29546 | 0.29546 | 0.25474 | 0.25474
213083-Refrigeration -Cooler/Freezer Door Gaskets - Glass Doors | 0.5173 | 0.40033 | 0.75095 | 4486.8038 | 17947.2151 | 0 | 0 | -0.22233 | 0 | -0.27269 | 0 | -0.22233 | 0 | -0.27269 | 0 | 0.29511 | 0.29511 | 0.25448 | 0.25448
213083-Refrigeration -Cooler/Freezer Door Gaskets - Glass Doors | 0.72357 | 0.55995 | 1.0504 | 6275.8904 | 25103.5615 | 0 | 0 | -0.22222 | 0 | -0.27264 | 0 | -0.22222 | 0 | -0.27264 | 0 | 0.29546 | 0.29546 | 0.25474 | 0.25474
213083-Refrigeration -Cooler/Freezer Door Gaskets - Glass Doors | 0.39792 | 0.30794 | 0.57765 | 3451.3875 | 13805.5501 | 0 | 0 | -0.22371 | 0 | -0.27332 | 0 | -0.22371 | 0 | -0.27332 | 0 | 0.29074 | 0.29074 | 0.25122 | 0.25122
213083-Refrigeration -Cooler/Freezer Door Gaskets - Glass Doors | 0.42391 | 0.32805 | 0.61538 | 3676.7843 | 14707.137 | 0 | 0 | -0.22233 | 0 | -0.27269 | 0 | -0.22233 | 0 | -0.27269 | 0 | 0.29511 | 0.29511 | 0.25448 | 0.25448
213083-Refrigeration -Cooler/Freezer Door Gaskets - Glass Doors | 0.27367 | 0.21179 | 0.39729 | 2373.7094 | 9494.8375 | 0 | 0 | -0.22222 | 0 | -0.27264 | 0 | -0.22222 | 0 | -0.27264 | 0 | 0.29546 | 0.29546 | 0.25474 | 0.25474
213085-Refrigeration -Strip Curtains for Walk-ins | 6.7933 | 5.2572 | 1.4825 | 58921.8775 | 235687.5102 | 0 | 0 | 0.091034 | 0 | 0.040616 | 0 | 0.091068 | 0 | 0.04065 | 0 | 43.2472 | 43.9391 | 1.7726 | 1.7737
213059-Motors - VFD - HVAC Fans (per Hp) | 2.8377 | 2.5873 | 0 | 21686.4 | 325296 | 0 | 0 | 0.068738 | 0 | 0.016009 | 0 | 0.085803 | 0 | 0.033074 | 0 | 3.3933 | 8.361 | 1.1965 | 1.5137
213083-Refrigeration -Cooler/Freezer Door Gaskets - Glass Doors | 0.36828 | 0.285 | 0.53463 | 3194.2944 | 12777.1775 | 0 | 0 | -0.22233 | 0 | -0.27269 | 0 | -0.22233 | 0 | -0.27269 | 0 | 0.29511 | 0.29511 | 0.25448 | 0.25448
213083-Refrigeration -Cooler/Freezer Door Gaskets - Glass Doors | 0.81087 | 0.62751 | 1.1771 | 7033.0825 | 28132.3301 | 0 | 0 | -0.22233 | 0 | -0.27269 | 0 | -0.22233 | 0 | -0.27269 | 0 | 0.29511 | 0.29511 | 0.25448 | 0.25448
213083-Refrigeration -Cooler/Freezer Door Gaskets - Glass Doors | 0.74752 | 0.57849 | 1.0852 | 6483.678 | 25934.7119 | 0 | 0 | -0.22233 | 0 | -0.27269 | 0 | -0.22233 | 0 | -0.27269 | 0 | 0.29511 | 0.29511 | 0.25448 | 0.25448
213083-Refrigeration -Cooler/Freezer Door Gaskets - Glass Doors | 0.73453 | 0.56844 | 1.0663 | 6370.9796 | 25483.9185 | 0 | 0 | -0.22233 | 0 | -0.27269 | 0 | -0.22233 | 0 | -0.27269 | 0 | 0.29511 | 0.29511 | 0.25448 | 0.25448
213083-Refrigeration -Cooler/Freezer Door Gaskets - Glass Doors | 0.67687 | 0.52382 | 0.9826 | 5870.8806 | 23483.5224 | 0 | 0 | -0.22233 | 0 | -0.27269 | 0 | -0.22233 | 0 | -0.27269 | 0 | 0.29511 | 0.29511 | 0.25448 | 0.25448
213083-Refrigeration -Cooler/Freezer Door Gaskets - Glass Doors | 0.67525 | 0.52256 | 0.98025 | 5856.7933 | 23427.1733 | 0 | 0 | -0.22233 | 0 | -0.27269 | 0 | -0.22233 | 0 | -0.27269 | 0 | 0.29511 | 0.29511 | 0.25448 | 0.25448
213083-Refrigeration -Cooler/Freezer Door Gaskets - Glass Doors | 0.71626 | 0.5543 | 1.0398 | 6212.4975 | 24849.9901 | 0 | 0 | -0.22233 | 0 | -0.27269 | 0 | -0.22233 | 0 | -0.27269 | 0 | 0.29511 | 0.29511 | 0.25448 | 0.25448
213085-Refrigeration -Strip Curtains for Walk-ins | 14.0505 | 10.8734 | 13.8902 | 121867.2 | 487468.8 | 0 | 0 | 0.089804 | 0 | 0.040191 | 0 | 0.089834 | 0 | 0.040221 | 0 | 48.3618 | 49.1356 | 1.7803 | 1.7813
213084-Refrigeration -Cooler/Freezer Door Gaskets - Solid Doors: Cooler | 0.79845 | 0.6179 | 0.79157 | 6925.392 | 27701.568 | 0 | 0 | 0.080633 | 0 | 0.03102 | 0 | 0.080633 | 0 | 0.03102 | 0 | 8.2857 | 8.2857 | 1.5112 | 1.5112
213116-Refrigeration -Cooler/Freezer Door Gaskets - Solid Doors: Freezer | 0.19672 | 0.15224 | 0.19502 | 1706.256 | 6825.024 | 0 | 0 | 0.080633 | 0 | 0.03102 | 0 | 0.080633 | 0 | 0.03102 | 0 | 8.2857 | 8.2857 | 1.5112 | 1.5112
213083-Refrigeration -Cooler/Freezer Door Gaskets - Glass Doors | 0.56927 | 0.44055 | 0.8264 | 4937.5972 | 19750.389 | 0 | 0 | -0.22233 | 0 | -0.27269 | 0 | -0.22233 | 0 | -0.27269 | 0 | 0.29511 | 0.29511 | 0.25448 | 0.25448
213083-Refrigeration -Cooler/Freezer Door Gaskets - Glass Doors | 0.46857 | 0.36262 | 0.68022 | 4064.1849 | 16256.7396 | 0 | 0 | -0.22233 | 0 | -0.27269 | 0 | -0.22233 | 0 | -0.27269 | 0 | 0.29511 | 0.29511 | 0.25448 | 0.25448
213083-Refrigeration -Cooler/Freezer Door Gaskets - Glass Doors | 0.41985 | 0.32491 | 0.60948 | 3641.566 | 14566.2641 | 0 | 0 | -0.22233 | 0 | -0.27269 | 0 | -0.22233 | 0 | -0.27269 | 0 | 0.29511 | 0.29511 | 0.25448 | 0.25448
213083-Refrigeration -Cooler/Freezer Door Gaskets - Glass Doors | 0.2891 | 0.22373 | 0.41968 | 2507.5387 | 10030.1548 | 0 | 0 | -0.22222 | 0 | -0.27264 | 0 | -0.22222 | 0 | -0.27264 | 0 | 0.29546 | 0.29546 | 0.25474 | 0.25474
213084-Refrigeration -Cooler/Freezer Door Gaskets - Solid Doors: Cooler | 1.7936 | 1.388 | 1.7782 | 15557.04 | 62228.16 | 0 | 0 | 0.080633 | 0 | 0.03102 | 0 | 0.080633 | 0 | 0.03102 | 0 | 8.2857 | 8.2857 | 1.5112 | 1.5112
213116-Refrigeration -Cooler/Freezer Door Gaskets - Solid Doors: Freezer | 0.046287 | 0.035821 | 0.045888 | 401.472 | 1605.888 | 0 | 0 | 0.082012 | 0 | 0.031653 | 0 | 0.082012 | 0 | 0.031653 | 0 | 8.4103 | 8.4103 | 1.5153 | 1.5153
213084-Refrigeration -Cooler/Freezer Door Gaskets - Solid Doors: Cooler | 0.046287 | 0.035821 | 0.045888 | 401.472 | 1605.888 | 0 | 0 | 0.082012 | 0 | 0.031653 | 0 | 0.082012 | 0 | 0.031653 | 0 | 8.4103 | 8.4103 | 1.5153 | 1.5153
213080-Refrigeration - Night Covers for Display Cases Low Temp | 0.47017 | 0.36386 | 0 | 4078.08 | 20390.4 | 0 | 0 | 0.056202 | 0 | 0.0055051 | 0 | 0.057176 | 0 | 0.0064792 | 0 | 2.4987 | 2.5653 | 1.0624 | 1.0743
213013-Lighting - 8 Ft T-8 with Elec. Ballast | 3.4851 | 2.2473 | 0.77496 | 17599.2524 | 193591.7764 | -33.4868 | -368.3551 | 0.023953 | 0.20791 | -0.034063 | -0.29566 | 0.087403 | 0.75866 | 0.029387 | 0.25508 | 1.2876 | 5.408 | 0.75892 | 1.3775
213083-Refrigeration -Cooler/Freezer Door Gaskets - Glass Doors | 0.067403 | 0.052162 | 0.097848 | 584.6228 | 2338.4911 | 0 | 0 | -0.22233 | 0 | -0.27269 | 0 | -0.22233 | 0 | -0.27269 | 0 | 0.29511 | 0.29511 | 0.25448 | 0.25448
213085-Refrigeration -Strip Curtains for Walk-ins | 3.963 | 3.0668 | 3.9178 | 34372.8 | 137491.2 | 0 | 0 | 0.091183 | 0 | 0.040824 | 0 | 0.091213 | 0 | 0.040854 | 0 | 49.0892 | 49.8746 | 1.7812 | 1.7823
213084-Refrigeration -Cooler/Freezer Door Gaskets - Solid Doors: Cooler | 0.035326 | 0.027338 | 0.051282 | 306.3987 | 1225.5948 | 0 | 0 | -0.22222 | 0 | -0.27264 | 0 | -0.22222 | 0 | -0.27264 | 0 | 0.29546 | 0.29546 | 0.25474 | 0.25474
213116-Refrigeration -Cooler/Freezer Door Gaskets - Solid Doors: Freezer | 0.017054 | 0.013198 | 0.024757 | 147.9166 | 591.6664 | 0 | 0 | -0.22222 | 0 | -0.27264 | 0 | -0.22222 | 0 | -0.27264 | 0 | 0.29546 | 0.29546 | 0.25474 | 0.25474
213176-Food Service - Ice Machine Air-Cooled 301-400 | 0.18381 | 0.14225 | 0.182 | 1594.32 | 19131.84 | 0 | 0 | 0.051154 | 0 | 0.0010977 | 0 | 0.069901 | 0 | 0.019844 | 0 | 2.2366 | 4.0903 | 1.012 | 1.2731
213039-Lighting - Interior 36-70w Merc Vap Base | 0.11045 | 0.071222 | 0.095872 | 557.76 | 8924.16 | 0 | 0 | -0.092434 | 0 | -0.15143 | 0 | 0.095916 | 0 | 0.036919 | 0 | 0.54122 | 8.3059 | 0.41864 | 1.5119
213059-Motors - VFD - HVAC Fans (per Hp) | 3.7836 | 3.4498 | 0 | 28915.2 | 433728 | 0 | 0 | 0.069593 | 0 | 0.016401 | 0 | 0.086658 | 0 | 0.033467 | 0 | 3.423 | 8.4343 | 1.2002 | 1.5161
213084-Refrigeration -Cooler/Freezer Door Gaskets - Solid Doors: Cooler | 0.62487 | 0.48358 | 0.61949 | 5419.872 | 21679.488 | 0 | 0 | 0.082012 | 0 | 0.031653 | 0 | 0.082012 | 0 | 0.031653 | 0 | 8.4103 | 8.4103 | 1.5153 | 1.5153
213059-Motors - VFD - HVAC Fans (per Hp) | 0.94589 | 0.86244 | 0 | 7228.8 | 108432 | 0 | 0 | 0.068888 | 0 | 0.016078 | 0 | 0.085953 | 0 | 0.033143 | 0 | 3.3985 | 8.3738 | 1.1972 | 1.5141
213059-Motors - VFD - HVAC Fans (per Hp) | 0.94589 | 0.86244 | 0 | 7228.8 | 108432 | 0 | 0 | 0.068888 | 0 | 0.016078 | 0 | 0.085953 | 0 | 0.033143 | 0 | 3.3985 | 8.3738 | 1.1972 | 1.5141
213059-Motors - VFD - HVAC Fans (per Hp) | 28.3767 | 25.8733 | 0 | 216864 | 3252960 | 0 | 0 | 0.068888 | 0 | 0.016078 | 0 | 0.085953 | 0 | 0.033143 | 0 | 3.3985 | 8.3738 | 1.1972 | 1.5141
213059-Motors - VFD - HVAC Fans (per Hp) | 15.1342 | 13.7991 | 0 | 115660.8 | 1734912 | 0 | 0 | 0.068888 | 0 | 0.016078 | 0 | 0.085953 | 0 | 0.033143 | 0 | 3.3985 | 8.3738 | 1.1972 | 1.5141
213059-Motors - VFD - HVAC Fans (per Hp) | 4.7294 | 4.3122 | 0 | 36144 | 542160 | 0 | 0 | 0.068888 | 0 | 0.016078 | 0 | 0.085953 | 0 | 0.033143 | 0 | 3.3985 | 8.3738 | 1.1972 | 1.5141
213059-Motors - VFD - HVAC Fans (per Hp) | 2.8377 | 2.5873 | 0 | 21686.4 | 325296 | 0 | 0 | 0.068888 | 0 | 0.016078 | 0 | 0.085953 | 0 | 0.033143 | 0 | 3.3985 | 8.3738 | 1.1972 | 1.5141
213059-Motors - VFD - HVAC Fans (per Hp) | 7.5671 | 6.8996 | 0 | 57830.4 | 867456 | 0 | 0 | 0.068888 | 0 | 0.016078 | 0 | 0.085953 | 0 | 0.033143 | 0 | 3.3985 | 8.3738 | 1.1972 | 1.5141
213059-Motors - VFD - HVAC Fans (per Hp) | 0.094589 | 0.086244 | 0 | 722.88 | 10843.2 | 0 | 0 | 0.068888 | 0 | 0.016078 | 0 | 0.085953 | 0 | 0.033143 | 0 | 3.3985 | 8.3738 | 1.1972 | 1.5141
213059-Motors - VFD - HVAC Fans (per Hp) | 0.28377 | 0.25873 | 0 | 2168.64 | 32529.6 | 0 | 0 | 0.068888 | 0 | 0.016078 | 0 | 0.085953 | 0 | 0.033143 | 0 | 3.3985 | 8.3738 | 1.1972 | 1.5141
213059-Motors - VFD - HVAC Fans (per Hp) | 3.0268 | 2.7598 | 0 | 23132.16 | 346982.4 | 0 | 0 | 0.068888 | 0 | 0.016078 | 0 | 0.085953 | 0 | 0.033143 | 0 | 3.3985 | 8.3738 | 1.1972 | 1.5141
213059-Motors - VFD - HVAC Fans (per Hp) | 0.18918 | 0.17249 | 0 | 1445.76 | 21686.4 | 0 | 0 | 0.068888 | 0 | 0.016078 | 0 | 0.085953 | 0 | 0.033143 | 0 | 3.3985 | 8.3738 | 1.1972 | 1.5141
213083-Refrigeration -Cooler/Freezer Door Gaskets - Glass Doors | 0.093796 | 0.072587 | 0.13616 | 813.5413 | 3254.1654 | 0 | 0 | -0.22233 | 0 | -0.27269 | 0 | -0.22233 | 0 | -0.27269 | 0 | 0.29511 | 0.29511 | 0.25448 | 0.25448
213083-Refrigeration -Cooler/Freezer Door Gaskets - Glass Doors | 0.121 | 0.09364 | 0.17565 | 1049.5036 | 4198.0142 | 0 | 0 | -0.22222 | 0 | -0.27264 | 0 | -0.22222 | 0 | -0.27264 | 0 | 0.29546 | 0.29546 | 0.25474 | 0.25474
213086-Water Heating - Gas Storage Water Heater (per MBtuh) | 0 | 0 | 0 | 0 | 0 | 3534.0239 | 53010.3586 | 0 | 0.53253 | 0 | 0.0214 | 0 | 0.81955 | 0 | 0.30842 | 2.2919 | 7.5471 | 1.0232 | 1.4847
213084-Refrigeration -Cooler/Freezer Door Gaskets - Solid Doors: Cooler | 0.035326 | 0.027338 | 0.051282 | 306.3987 | 1225.5948 | 0 | 0 | -0.22222 | 0 | -0.27264 | 0 | -0.22222 | 0 | -0.27264 | 0 | 0.29546 | 0.29546 | 0.25474 | 0.25474
213116-Refrigeration -Cooler/Freezer Door Gaskets - Solid Doors: Freezer | 0.017054 | 0.013198 | 0.024757 | 147.9166 | 591.6664 | 0 | 0 | -0.22222 | 0 | -0.27264 | 0 | -0.22222 | 0 | -0.27264 | 0 | 0.29546 | 0.29546 | 0.25474 | 0.25474
213059-Motors - VFD - HVAC Fans (per Hp) | 14.1883 | 12.9367 | 0 | 108432 | 1626480 | 0 | 0 | 0.069593 | 0 | 0.016401 | 0 | 0.086658 | 0 | 0.033467 | 0 | 3.423 | 8.4343 | 1.2002 | 1.5161
213041-Lighting - Interior 71-100w Merc Vap Base | 0.11309 | 0.072924 | 0.20529 | 571.0848 | 9137.3568 | 0 | 0 | -0.045142 | 0 | -0.10414 | 0 | 0.081976 | 0 | 0.022979 | 0 | 0.70722 | 4.0284 | 0.51151 | 1.267
213083-Refrigeration -Cooler/Freezer Door Gaskets - Glass Doors | 0.47588 | 0.36828 | 0.69083 | 4127.5777 | 16510.3109 | 0 | 0 | -0.22222 | 0 | -0.27264 | 0 | -0.22222 | 0 | -0.27264 | 0 | 0.29546 | 0.29546 | 0.25474 | 0.25474
213084-Refrigeration -Cooler/Freezer Door Gaskets - Solid Doors: Cooler | 0.052379 | 0.040535 | 0.076038 | 454.3153 | 1817.2612 | 0 | 0 | -0.22233 | 0 | -0.27269 | 0 | -0.22233 | 0 | -0.27269 | 0 | 0.29511 | 0.29511 | 0.25448 | 0.25448
213116-Refrigeration -Cooler/Freezer Door Gaskets - Solid Doors: Freezer | 0.030859 | 0.023881 | 0.044798 | 267.6586 | 1070.6345 | 0 | 0 | -0.22233 | 0 | -0.27269 | 0 | -0.22233 | 0 | -0.27269 | 0 | 0.29511 | 0.29511 | 0.25448 | 0.25448
213084-Refrigeration -Cooler/Freezer Door Gaskets - Solid Doors: Cooler | 0.030047 | 0.023253 | 0.043619 | 260.615 | 1042.4599 | 0 | 0 | -0.22222 | 0 | -0.27264 | 0 | -0.22222 | 0 | -0.27264 | 0 | 0.29546 | 0.29546 | 0.25474 | 0.25474
213116-Refrigeration -Cooler/Freezer Door Gaskets - Solid Doors: Freezer | 0.0073088 | 0.0056561 | 0.01061 | 63.3928 | 253.5713 | 0 | 0 | -0.22222 | 0 | -0.27264 | 0 | -0.22222 | 0 | -0.27264 | 0 | 0.29546 | 0.29546 | 0.25474 | 0.25474
213084-Refrigeration -Cooler/Freezer Door Gaskets - Solid Doors: Cooler | 0.0085269 | 0.0065988 | 0.012378 | 73.9583 | 295.8332 | 0 | 0 | -0.22233 | 0 | -0.27269 | 0 | -0.22233 | 0 | -0.27269 | 0 | 0.29511 | 0.29511 | 0.25448 | 0.25448
213116-Refrigeration -Cooler/Freezer Door Gaskets - Solid Doors: Freezer | 0.0085269 | 0.0065988 | 0.012378 | 73.9583 | 295.8332 | 0 | 0 | -0.22233 | 0 | -0.27269 | 0 | -0.22233 | 0 | -0.27269 | 0 | 0.29511 | 0.29511 | 0.25448 | 0.25448
213116-Refrigeration -Cooler/Freezer Door Gaskets - Solid Doors: Freezer | 0.0089329 | 0.006913 | 0.012968 | 77.4801 | 309.9205 | 0 | 0 | -0.22222 | 0 | -0.27264 | 0 | -0.22222 | 0 | -0.27264 | 0 | 0.29546 | 0.29546 | 0.25474 | 0.25474
213084-Refrigeration -Cooler/Freezer Door Gaskets - Solid Doors: Cooler | 0.023144 | 0.017911 | 0.033598 | 200.744 | 802.9759 | 0 | 0 | -0.22233 | 0 | -0.27269 | 0 | -0.22233 | 0 | -0.27269 | 0 | 0.29511 | 0.29511 | 0.25448 | 0.25448
213116-Refrigeration -Cooler/Freezer Door Gaskets - Solid Doors: Freezer | 0.0077148 | 0.0059703 | 0.011199 | 66.9147 | 267.6586 | 0 | 0 | -0.22233 | 0 | -0.27269 | 0 | -0.22233 | 0 | -0.27269 | 0 | 0.29511 | 0.29511 | 0.25448 | 0.25448
213084-Refrigeration -Cooler/Freezer Door Gaskets - Solid Doors: Cooler | 0.023144 | 0.017911 | 0.033598 | 200.744 | 802.9759 | 0 | 0 | -0.22233 | 0 | -0.27269 | 0 | -0.22233 | 0 | -0.27269 | 0 | 0.29511 | 0.29511 | 0.25448 | 0.25448
213116-Refrigeration -Cooler/Freezer Door Gaskets - Solid Doors: Freezer | 0.0073088 | 0.0056561 | 0.01061 | 63.3928 | 253.5713 | 0 | 0 | -0.22233 | 0 | -0.27269 | 0 | -0.22233 | 0 | -0.27269 | 0 | 0.29511 | 0.29511 | 0.25448 | 0.25448
213083-Refrigeration -Cooler/Freezer Door Gaskets - Glass Doors | 0.60988 | 0.47197 | 0.88534 | 5289.7796 | 21159.1186 | 0 | 0 | -0.22233 | 0 | -0.27269 | 0 | -0.22233 | 0 | -0.27269 | 0 | 0.29511 | 0.29511 | 0.25448 | 0.25448
213116-Refrigeration -Cooler/Freezer Door Gaskets - Solid Doors: Freezer | 0.0081208 | 0.0062846 | 0.011789 | 70.4365 | 281.7459 | 0 | 0 | -0.22233 | 0 | -0.27269 | 0 | -0.22233 | 0 | -0.27269 | 0 | 0.29511 | 0.29511 | 0.25448 | 0.25448
213116-Refrigeration -Cooler/Freezer Door Gaskets - Solid Doors: Freezer | 0.014618 | 0.011312 | 0.02122 | 126.7857 | 507.1427 | 0 | 0 | -0.22233 | 0 | -0.27269 | 0 | -0.22233 | 0 | -0.27269 | 0 | 0.29511 | 0.29511 | 0.25448 | 0.25448
213084-Refrigeration -Cooler/Freezer Door Gaskets - Solid Doors: Cooler | 0.022332 | 0.017283 | 0.032419 | 193.7003 | 774.8013 | 0 | 0 | -0.22233 | 0 | -0.27269 | 0 | -0.22233 | 0 | -0.27269 | 0 | 0.29511 | 0.29511 | 0.25448 | 0.25448
213176-Food Service - Ice Machine Air-Cooled 301-400 | 0.18381 | 0.14225 | 0.182 | 1594.32 | 19131.84 | 0 | 0 | 0.052203 | 0 | 0.0015793 | 0 | 0.07095 | 0 | 0.020326 | 0 | 2.262 | 4.1367 | 1.0172 | 1.2775
213179-Food Service - Ice Machine Air-Cooled 1001-1500 | 0.45449 | 0.35172 | 0.45 | 3942 | 47304 | 0 | 0 | 0.039651 | 0 | -0.010973 | 0 | 0.078322 | 0 | 0.027698 | 0 | 1.7354 | 6.1369 | 0.89504 | 1.4205
213084-Refrigeration -Cooler/Freezer Door Gaskets - Solid Doors: Cooler | 0.63645 | 0.49253 | 0.63096 | 5520.24 | 22080.96 | 0 | 0 | 0.084369 | 0 | 0.032735 | 0 | 0.084369 | 0 | 0.032735 | 0 | 8.6232 | 8.6232 | 1.5221 | 1.5221
213002-A/C - Reflective Window Film Coastal | 2.1142 | 0.8434 | 1.2012 | 6496.6656 | 64966.656 | 0 | 0 | 0.086035 | 0 | 0.020736 | 0 | 0.10368 | 0 | 0.038378 | 0 | 3.4824 | 7.093 | 1.2075 | 1.4662
213011-Lighting - 2 Ft 2nd Gen. T-8 with Elec. Ballast | 1.8986 | 1.2243 | 1.8393 | 9587.7306 | 105465.037 | -18.243 | -200.6727 | -0.054811 | -0.46726 | -0.11333 | -0.96615 | 0.068143 | 0.58091 | 0.009621 | 0.082018 | 0.66369 | 2.7026 | 0.48834 | 1.0976
213012-Lighting - 3 Ft 2nd Gen. T-8 with Elec. Ballast | 0.067838 | 0.043744 | 0.065717 | 342.5677 | 3768.2444 | -0.65182 | -7.17 | 2.5764e-05 | 0.00021963 | -0.058496 | -0.49867 | 0.065925 | 0.562 | 0.0074023 | 0.063104 | 1.0002 | 2.5606 | 0.64902 | 1.0735
213147-Premium T8 with T12 34Watt Baseline | 4.1314 | 2.664 | 4.0022 | 20862.6555 | 229489.2104 | -39.6962 | -436.6586 | -0.09163 | -0.78113 | -0.15015 | -1.28 | 0.01174 | 0.10008 | -0.046782 | -0.39881 | 0.54139 | 1.1217 | 0.41873 | 0.69808
213053-Lighting - Remove 4 Ft T-8 (De-Lamp) | 5.0089 | 3.2298 | 4.8523 | 25293.6893 | 278230.5826 | -48.1273 | -529.4008 | 0.069737 | 0.5945 | 0.011215 | 0.095608 | 0.092843 | 0.79147 | 0.03432 | 0.29258 | 2.8147 | 7.0584 | 1.1157 | 1.4648
213147-Premium T8 with T12 34Watt Baseline | 0.49486 | 0.28237 | 0.62044 | 2462.7002 | 27089.7023 | -3.1841 | -35.0247 | -0.048621 | -0.42879 | -0.10519 | -0.92768 | 0.030631 | 0.27013 | -0.025939 | -0.22876 | 0.68259 | 1.4143 | 0.49849 | 0.80123
213053-Lighting - Remove 4 Ft T-8 (De-Lamp) | 2.3969 | 1.3677 | 3.0052 | 11928.47 | 131213.1702 | -15.4225 | -169.6474 | 0.075096 | 0.66227 | 0.018526 | 0.16338 | 0.09281 | 0.8185 | 0.03624 | 0.3196 | 3.5488 | 8.8994 | 1.2153 | 1.5305
213083-Refrigeration -Cooler/Freezer Door Gaskets - Glass Doors | 0.74468 | 0.57629 | 1.081 | 6459.0252 | 25836.1009 | 0 | 0 | -0.21997 | 0 | -0.2716 | 0 | -0.21997 | 0 | -0.2716 | 0 | 0.30258 | 0.30258 | 0.26002 | 0.26002
213002-A/C - Reflective Window Film Coastal | 5.2077 | 2.0775 | 2.9587 | 16002.816 | 160028.16 | 0 | 0 | 0.086035 | 0 | 0.020736 | 0 | 0.10368 | 0 | 0.038378 | 0 | 3.4824 | 7.093 | 1.2075 | 1.4662
213147-Premium T8 with T12 34Watt Baseline | 0.30195 | 0.17229 | 0.37857 | 1502.6645 | 16529.3099 | -1.9428 | -21.371 | -0.048621 | -0.42879 | -0.10519 | -0.92768 | 0.030631 | 0.27013 | -0.025939 | -0.22876 | 0.68259 | 1.4143 | 0.49849 | 0.80123
213053-Lighting - Remove 4 Ft T-8 (De-Lamp) | 0.96758 | 0.55209 | 1.2131 | 4815.1622 | 52966.7843 | -6.2256 | -68.4815 | 0.075096 | 0.66227 | 0.018526 | 0.16338 | 0.09281 | 0.8185 | 0.03624 | 0.3196 | 3.5488 | 8.8994 | 1.2153 | 1.5305
213054-Lighting - Remove 8 Ft T-8 (De-Lamp) | 1.2339 | 0.70407 | 1.5471 | 6140.6964 | 67547.6606 | -7.9394 | -87.3333 | 0.086147 | 0.75973 | 0.029577 | 0.26084 | 0.086761 | 0.76515 | 0.030191 | 0.26626 | 5.6787 | 5.8749 | 1.3944 | 1.406
213215-Lighting-Interior High Bay Linear Fluorescent Fixtures <= 244 Watts replacing 400 Watts (Tier 1) | 7.0634 | 4.0304 | 7.5082 | 35151.4273 | 386665.7002 | -45.4478 | -499.9256 | 0.062434 | 0.55061 | 0.0058639 | 0.051714 | 0.090822 | 0.80097 | 0.034252 | 0.30207 | 2.4821 | 7.6116 | 1.0594 | 1.4872
213230-Lighting - Occupancy Sensor - High-Bay Sensor | 9.3076 | 5.3108 | 16.517 | 46319.3303 | 370554.6424 | 0 | 0 | 0.087305 | 0 | 0.030507 | 0 | 0.092297 | 0 | 0.035499 | 0 | 5.9396 | 8.2774 | 1.4097 | 1.5109
213147-Premium T8 with T12 34Watt Baseline | 0.058713 | 0.033501 | 0.073611 | 292.1848 | 3214.0325 | -0.37777 | -4.1555 | -0.048621 | -0.42879 | -0.10519 | -0.92768 | 0.030631 | 0.27013 | -0.025939 | -0.22876 | 0.68259 | 1.4143 | 0.49849 | 0.80123
213053-Lighting - Remove 4 Ft T-8 (De-Lamp) | 0.30786 | 0.17567 | 0.38599 | 1532.0971 | 16853.0677 | -1.9809 | -21.7896 | 0.075096 | 0.66227 | 0.018526 | 0.16338 | 0.09281 | 0.8185 | 0.03624 | 0.3196 | 3.5488 | 8.8994 | 1.2153 | 1.5305
213084-Refrigeration -Cooler/Freezer Door Gaskets - Solid Doors: Cooler | 0.93731 | 0.72537 | 0.92923 | 8129.808 | 32519.232 | 0 | 0 | 0.084369 | 0 | 0.032735 | 0 | 0.084369 | 0 | 0.032735 | 0 | 8.6232 | 8.6232 | 1.5221 | 1.5221
213084-Refrigeration -Cooler/Freezer Door Gaskets - Solid Doors: Cooler | 2.4879 | 1.9254 | 2.4665 | 21579.12 | 86316.48 | 0 | 0 | 0.084369 | 0 | 0.032735 | 0 | 0.084369 | 0 | 0.032735 | 0 | 8.6232 | 8.6232 | 1.5221 | 1.5221
213175-Food Service - Ice Machine Air-Cooled 201-300 | 0.25249 | 0.1954 | 0.25 | 2190 | 26280 | 0 | 0 | 0.07647 | 0 | 0.025846 | 0 | 0.077102 | 0 | 0.026478 | 0 | 5.4722 | 5.6823 | 1.3816 | 1.3947
213147-Premium T8 with T12 34Watt Baseline | 0.28098 | 0.16033 | 0.35228 | 1398.3128 | 15381.4411 | -1.8079 | -19.8869 | -0.048621 | -0.42879 | -0.10519 | -0.92768 | 0.030631 | 0.27013 | -0.025939 | -0.22876 | 0.68259 | 1.4143 | 0.49849 | 0.80123
213053-Lighting - Remove 4 Ft T-8 (De-Lamp) | 1.9352 | 1.1042 | 2.4262 | 9630.3244 | 105933.5686 | -12.4512 | -136.963 | 0.075096 | 0.66227 | 0.018526 | 0.16338 | 0.09281 | 0.8185 | 0.03624 | 0.3196 | 3.5488 | 8.8994 | 1.2153 | 1.5305
213215-Lighting-Interior High Bay Linear Fluorescent Fixtures <= 244 Watts replacing 400 Watts (Tier 1) | 11.4542 | 6.5357 | 12.1755 | 57002.3145 | 627025.4598 | -73.6991 | -810.6902 | 0.062434 | 0.55061 | 0.0058639 | 0.051714 | 0.090822 | 0.80097 | 0.034252 | 0.30207 | 2.4821 | 7.6116 | 1.0594 | 1.4872
213062-Lighting - Occupancy Sensor - Wallbox Lighting Sensor | 0.16494 | 0.094114 | 0 | 820.8346 | 6566.6765 | 0 | 0 | 0.072877 | 0 | 0.01608 | 0 | 0.087571 | 0 | 0.030774 | 0 | 3.2701 | 6.0304 | 1.1809 | 1.4147
213230-Lighting - Occupancy Sensor - High-Bay Sensor | 4.0249 | 2.2966 | 7.1425 | 20029.9807 | 160239.8454 | 0 | 0 | 0.087305 | 0 | 0.030507 | 0 | 0.092297 | 0 | 0.035499 | 0 | 5.9396 | 8.2774 | 1.4097 | 1.5109
213011-Lighting - 2 Ft 2nd Gen. T-8 with Elec. Ballast | 0.093656 | 0.060392 | 0.12304 | 472.9438 | 5202.3813 | -0.89989 | -9.8988 | -0.092101 | -0.78534 | -0.15061 | -1.2842 | 0.058966 | 0.5028 | 0.00045772 | 0.003903 | 0.54005 | 2.1991 | 0.41794 | 1.0043
213147-Premium T8 with T12 34Watt Baseline | 3.8148 | 2.4599 | 5.0116 | 19264.0523 | 211904.575 | -36.6545 | -403.1996 | -0.13734 | -1.1711 | -0.19585 | -1.67 | -0.010334 | -0.088114 | -0.068841 | -0.58701 | 0.44053 | 0.91278 | 0.35574 | 0.61103
213053-Lighting - Remove 4 Ft T-8 (De-Lamp) | 24.2975 | 15.6677 | 31.9199 | 122697.5972 | 1349673.5687 | -233.4618 | -2568.0795 | 0.060924 | 0.5195 | 0.0024165 | 0.020605 | 0.089312 | 0.76156 | 0.030804 | 0.26267 | 2.2903 | 5.7435 | 1.0229 | 1.3983
213059-Motors - VFD - HVAC Fans (per Hp) | 4.7294 | 4.3122 | 0 | 36144 | 542160 | 0 | 0 | 0.070917 | 0 | 0.017009 | 0 | 0.087982 | 0 | 0.034074 | 0 | 3.4691 | 8.5479 | 1.2058 | 1.5197
213059-Motors - VFD - HVAC Fans (per Hp) | 4.7294 | 4.3122 | 0 | 36144 | 542160 | 0 | 0 | 0.070917 | 0 | 0.017009 | 0 | 0.087982 | 0 | 0.034074 | 0 | 3.4691 | 8.5479 | 1.2058 | 1.5197
213059-Motors - VFD - HVAC Fans (per Hp) | 4.7294 | 4.3122 | 0 | 36144 | 542160 | 0 | 0 | 0.070917 | 0 | 0.017009 | 0 | 0.087982 | 0 | 0.034074 | 0 | 3.4691 | 8.5479 | 1.2058 | 1.5197
213147-Premium T8 with T12 34Watt Baseline | 0.63099 | 0.40688 | 0.14031 | 3186.3487 | 35049.8353 | -6.0628 | -66.6908 | -0.014836 | -0.12648 | -0.073359 | -0.62537 | 0.048803 | 0.41604 | -0.0097197 | -0.082859 | 0.87938 | 1.8221 | 0.59588 | 0.91755
213013-Lighting - 8 Ft T-8 with Elec. Ballast | 1.1327 | 0.73038 | 0.25186 | 5719.757 | 62917.3273 | -10.8832 | -119.7154 | 0.024914 | 0.21239 | -0.033608 | -0.2865 | 0.088345 | 0.75313 | 0.029823 | 0.25424 | 1.2993 | 5.4569 | 0.76295 | 1.3807
213002-A/C - Reflective Window Film Coastal | 0.54408 | 0.21705 | 0.30912 | 1671.936 | 16719.36 | 0 | 0 | 0.086035 | 0 | 0.020736 | 0 | 0.10368 | 0 | 0.038378 | 0 | 3.4824 | 7.093 | 1.2075 | 1.4662
213003-A/C - Reflective Window Film Inland | 6.6151 | 0.68948 | 2.0468 | 13589.0784 | 135890.784 | 0 | 0 | 0.096261 | 0 | 0.028804 | 0 | 0.1062 | 0 | 0.038741 | 0 | 4.3871 | 6.7457 | 1.3004 | 1.4508
213215-Lighting-Interior High Bay Linear Fluorescent Fixtures <= 244 Watts replacing 400 Watts (Tier 1) | 8.018 | 4.575 | 8.5229 | 39901.6202 | 438917.8218 | -51.5894 | -567.4831 | 0.062434 | 0.55061 | 0.0058639 | 0.051714 | 0.090822 | 0.80097 | 0.034252 | 0.30207 | 2.4821 | 7.6116 | 1.0594 | 1.4872
213011-Lighting - 2 Ft 2nd Gen. T-8 with Elec. Ballast | 0.30675 | 0.1978 | 0.51065 | 1549.0127 | 17039.1401 | -2.9474 | -32.4211 | -0.048072 | -0.40981 | -0.10659 | -0.90871 | 0.069798 | 0.59502 | 0.011276 | 0.096125 | 0.69232 | 2.8191 | 0.50366 | 1.1164
213062-Lighting - Occupancy Sensor - Wallbox Lighting Sensor | 2.2757 | 1.4674 | 0 | 11491.6838 | 91933.4707 | 0 | 0 | 0.076497 | 0 | 0.017741 | 0 | 0.091191 | 0 | 0.032435 | 0 | 3.3829 | 6.2384 | 1.1953 | 1.4259
213173-Food Service - Combination Oven-Gas | 0 | 0 | 0 | 0 | 0 | 386.88 | 4642.56 | 0 | -5.5843 | 0 | -6.0856 | 0 | 0.69361 | 0 | 0.19226 | 0.14232 | 3.9765 | 0.13215 | 1.2618
213215-Lighting-Interior High Bay Linear Fluorescent Fixtures <= 244 Watts replacing 400 Watts (Tier 1) | 1.3537 | 0.77241 | 1.4198 | 6736.6807 | 74103.4877 | -10.2142 | -112.3564 | 0.064756 | 0.56113 | 0.0071825 | 0.062239 | 0.09283 | 0.8044 | 0.035256 | 0.3055 | 2.5545 | 7.8336 | 1.0724 | 1.4955
213230-Lighting - Occupancy Sensor - High-Bay Sensor | 1.7609 | 1.0048 | 3.1248 | 8763.1165 | 70104.9324 | 0 | 0 | 0.089164 | 0 | 0.031361 | 0 | 0.094156 | 0 | 0.036353 | 0 | 6.0448 | 8.4241 | 1.4155 | 1.5157
213215-Lighting-Interior High Bay Linear Fluorescent Fixtures <= 244 Watts replacing 400 Watts (Tier 1) | 4.6412 | 2.6483 | 4.8679 | 23097.191 | 254069.1005 | -35.0202 | -385.222 | 0.064756 | 0.56113 | 0.0071825 | 0.062239 | 0.09283 | 0.8044 | 0.035256 | 0.3055 | 2.5545 | 7.8336 | 1.0724 | 1.4955
213230-Lighting - Occupancy Sensor - High-Bay Sensor | 6.0373 | 3.4449 | 10.7137 | 30044.971 | 240359.7681 | 0 | 0 | 0.089164 | 0 | 0.031361 | 0 | 0.094156 | 0 | 0.036353 | 0 | 6.0448 | 8.4241 | 1.4155 | 1.5157
213147-Premium T8 with T12 34Watt Baseline | 0.61806 | 0.39854 | 0.13743 | 3121.0546 | 34331.601 | -5.9386 | -65.3242 | -0.014836 | -0.12648 | -0.073359 | -0.62537 | 0.048803 | 0.41604 | -0.0097197 | -0.082859 | 0.87938 | 1.8221 | 0.59588 | 0.91755
213013-Lighting - 8 Ft T-8 with Elec. Ballast | 0.76479 | 0.49316 | 0.17006 | 3862.0582 | 42482.6398 | -7.3485 | -80.8335 | 0.024914 | 0.21239 | -0.033608 | -0.2865 | 0.088345 | 0.75313 | 0.029823 | 0.25424 | 1.2993 | 5.4569 | 0.76295 | 1.3807
213084-Refrigeration -Cooler/Freezer Door Gaskets - Solid Doors: Cooler | 0.5323 | 0.41194 | 0.52771 | 4616.928 | 18467.712 | 0 | 0 | 0.084478 | 0 | 0.032785 | 0 | 0.084478 | 0 | 0.032785 | 0 | 8.6331 | 8.6331 | 1.5224 | 1.5224
213084-Refrigeration -Cooler/Freezer Door Gaskets - Solid Doors: Cooler | 0.43973 | 0.3403 | 0.43594 | 3813.984 | 15255.936 | 0 | 0 | 0.084478 | 0 | 0.032785 | 0 | 0.084478 | 0 | 0.032785 | 0 | 8.6331 | 8.6331 | 1.5224 | 1.5224
213084-Refrigeration -Cooler/Freezer Door Gaskets - Solid Doors: Cooler | 0.47444 | 0.36716 | 0.47035 | 4115.088 | 16460.352 | 0 | 0 | 0.084369 | 0 | 0.032735 | 0 | 0.084369 | 0 | 0.032735 | 0 | 8.6232 | 8.6232 | 1.5221 | 1.5221
213230-Lighting - Occupancy Sensor - High-Bay Sensor | 102.1316 | 58.2756 | 181.2403 | 508260.7596 | 4066086.0764 | 0 | 0 | 0.087305 | 0 | 0.030507 | 0 | 0.092297 | 0 | 0.035499 | 0 | 5.9396 | 8.2774 | 1.4097 | 1.5109
213215-Lighting-Interior High Bay Linear Fluorescent Fixtures <= 244 Watts replacing 400 Watts (Tier 1) | 77.507 | 44.225 | 82.3878 | 385715.6616 | 4242872.2779 | -498.6973 | -5485.67 | 0.062434 | 0.55061 | 0.0058639 | 0.051714 | 0.090822 | 0.80097 | 0.034252 | 0.30207 | 2.4821 | 7.6116 | 1.0594 | 1.4872
213082-Refrigeration - Vending Machine Controller | 0.17842 | 0.13807 | 0 | 1547.52 | 15475.2 | 0 | 0 | 0.074463 | 0 | 0.024084 | 0 | 0.079548 | 0 | 0.029168 | 0 | 4.9919 | 6.8625 | 1.3489 | 1.4561
213230-Lighting - Occupancy Sensor - High-Bay Sensor | 99.6161 | 56.8403 | 176.7762 | 495742.0216 | 3965936.1731 | 0 | 0 | 0.089164 | 0 | 0.031361 | 0 | 0.094156 | 0 | 0.036353 | 0 | 6.0448 | 8.4241 | 1.4155 | 1.5157
213002-A/C - Reflective Window Film Coastal | 0.46636 | 0.18605 | 0.26496 | 1433.088 | 14330.88 | 0 | 0 | 0.085185 | 0 | 0.020346 | 0 | 0.10283 | 0 | 0.037988 | 0 | 3.4579 | 7.043 | 1.2045 | 1.4641
213176-Food Service - Ice Machine Air-Cooled 301-400 | 0.18381 | 0.14225 | 0.182 | 1594.32 | 19131.84 | 0 | 0 | 0.052312 | 0 | 0.0016293 | 0 | 0.071059 | 0 | 0.020376 | 0 | 2.2646 | 4.1416 | 1.0177 | 1.278
213084-Refrigeration -Cooler/Freezer Door Gaskets - Solid Doors: Cooler | 1.0762 | 0.83283 | 1.0669 | 9334.224 | 37336.896 | 0 | 0 | 0.084369 | 0 | 0.032735 | 0 | 0.084369 | 0 | 0.032735 | 0 | 8.6232 | 8.6232 | 1.5221 | 1.5221
213222-Lighting - Screw in 14-26 Watt Lamp | 25.5148 | 16.4526 | 22.1516 | 128844.5132 | 296342.3802 | -599.2005 | -1378.1611 | 0.10588 | 0.86598 | 0.041142 | 0.3365 | 0.10417 | 0.852 | 0.039432 | 0.32251 | 8.6858 | 7.7269 | 1.524 | 1.4915
213230-Lighting - Occupancy Sensor - High-Bay Sensor | 14.3785 | 9.2717 | 25.8915 | 72608.6799 | 580869.4395 | 0 | 0 | 0.091063 | 0 | 0.032232 | 0 | 0.096055 | 0 | 0.037224 | 0 | 6.1523 | 8.5738 | 1.4213 | 1.5205
213084-Refrigeration -Cooler/Freezer Door Gaskets - Solid Doors: Cooler | 1.5275 | 1.1821 | 1.5143 | 13248.576 | 52994.304 | 0 | 0 | 0.084369 | 0 | 0.032735 | 0 | 0.084369 | 0 | 0.032735 | 0 | 8.6232 | 8.6232 | 1.5221 | 1.5221
213084-Refrigeration -Cooler/Freezer Door Gaskets - Solid Doors: Cooler | 1.7126 | 1.3254 | 1.6979 | 14854.464 | 59417.856 | 0 | 0 | 0.084369 | 0 | 0.032735 | 0 | 0.084369 | 0 | 0.032735 | 0 | 8.6232 | 8.6232 | 1.5221 | 1.5221
213084-Refrigeration -Cooler/Freezer Door Gaskets - Solid Doors: Cooler | 0.82159 | 0.63582 | 0.81451 | 7126.128 | 28504.512 | 0 | 0 | 0.084478 | 0 | 0.032785 | 0 | 0.084478 | 0 | 0.032785 | 0 | 8.6331 | 8.6331 | 1.5224 | 1.5224
213224-Lighting - Occupancy Sensor - Wall/Ceiling Mounted Lighting Sensor | 2.7628 | 1.5764 | 11.3316 | 13748.9789 | 109991.831 | 0 | 0 | 0.070989 | 0 | 0.014192 | 0 | 0.040375 | 0 | -0.016422 | 0 | 3.0885 | 1.625 | 1.1563 | 0.86473
213224-Lighting - Occupancy Sensor - Wall/Ceiling Mounted Lighting Sensor | 1.3195 | 0.75292 | 5.4121 | 6566.6765 | 52533.4118 | 0 | 0 | 0.070989 | 0 | 0.014192 | 0 | 0.040375 | 0 | -0.016422 | 0 | 3.0885 | 1.625 | 1.1563 | 0.86473
213224-Lighting - Occupancy Sensor - Wall/Ceiling Mounted Lighting Sensor | 0.12371 | 0.070586 | 0.50738 | 615.6259 | 4925.0074 | 0 | 0 | 0.070989 | 0 | 0.014192 | 0 | 0.040375 | 0 | -0.016422 | 0 | 3.0885 | 1.625 | 1.1563 | 0.86473
213224-Lighting - Occupancy Sensor - Wall/Ceiling Mounted Lighting Sensor | 0.86594 | 0.4941 | 3.5517 | 4309.3814 | 34475.0515 | 0 | 0 | 0.070989 | 0 | 0.014192 | 0 | 0.040375 | 0 | -0.016422 | 0 | 3.0885 | 1.625 | 1.1563 | 0.86473
213224-Lighting - Occupancy Sensor - Wall/Ceiling Mounted Lighting Sensor | 0.12371 | 0.070586 | 0.50738 | 615.6259 | 4925.0074 | 0 | 0 | 0.070989 | 0 | 0.014192 | 0 | 0.040375 | 0 | -0.016422 | 0 | 3.0885 | 1.625 | 1.1563 | 0.86473
213128-Refrigerator - Early Replacement | 4.4917 | 3.4761 | 5.0967 | 38959.2021 | 233755.2126 | 0 | 0 | 0.040861 | 0 | -0.010448 | 0 | 0.04029 | 0 | -0.011019 | 0 | 1.7571 | 1.7387 | 0.90076 | 0.8959
213215-Lighting-Interior High Bay Linear Fluorescent Fixtures <= 244 Watts replacing 400 Watts (Tier 1) | 20.0449 | 11.4375 | 21.3072 | 99754.0504 | 1097294.5546 | -128.9734 | -1418.7078 | 0.062434 | 0.55061 | 0.0058639 | 0.051714 | 0.090822 | 0.80097 | 0.034252 | 0.30207 | 2.4821 | 7.6116 | 1.0594 | 1.4872
213224-Lighting - Occupancy Sensor - Wall/Ceiling Mounted Lighting Sensor | 0.082471 | 0.047057 | 0.33826 | 410.4173 | 3283.3382 | 0 | 0 | 0.070989 | 0 | 0.014192 | 0 | 0.040375 | 0 | -0.016422 | 0 | 3.0885 | 1.625 | 1.1563 | 0.86473
213230-Lighting - Occupancy Sensor - High-Bay Sensor | 19.6214 | 11.1958 | 34.8196 | 97646.1558 | 781169.2462 | 0 | 0 | 0.087305 | 0 | 0.030507 | 0 | 0.092297 | 0 | 0.035499 | 0 | 5.9396 | 8.2774 | 1.4097 | 1.5109
213116-Refrigeration -Cooler/Freezer Door Gaskets - Solid Doors: Freezer | 0.14496 | 0.11218 | 0.21043 | 1257.2912 | 5029.1647 | 0 | 0 | -0.21997 | 0 | -0.2716 | 0 | -0.21997 | 0 | -0.2716 | 0 | 0.30258 | 0.30258 | 0.26002 | 0.26002
213179-Food Service - Ice Machine Air-Cooled 1001-1500 | 0.90897 | 0.70343 | 0.9 | 7884 | 94608 | 0 | 0 | 0.039651 | 0 | -0.010973 | 0 | 0.078322 | 0 | 0.027698 | 0 | 1.7354 | 6.1369 | 0.89504 | 1.4205
213230-Lighting - Occupancy Sensor - High-Bay Sensor | 22.8073 | 14.7068 | 41.0692 | 115172.3889 | 921379.1109 | 0 | 0 | 0.090924 | 0 | 0.032169 | 0 | 0.095916 | 0 | 0.037161 | 0 | 6.1444 | 8.5628 | 1.4209 | 1.5202
213179-Food Service - Ice Machine Air-Cooled 1001-1500 | 0.45449 | 0.35172 | 0.45 | 3942 | 47304 | 0 | 0 | 0.03976 | 0 | -0.010923 | 0 | 0.078431 | 0 | 0.027748 | 0 | 1.7374 | 6.1441 | 0.89557 | 1.4209
213163-Food Service - Steamer-Electric | 1.4591 | 1.6109 | 2.4 | 10719.36 | 128632.32 | 0 | 0 | 0.053993 | 0 | 0.00042749 | 0 | 0.090595 | 0 | 0.03703 | 0 | 2.1995 | 11.7717 | 1.0043 | 1.5975
213178-Food Service - Ice Machine Air-Cooled 501-1000 | 0.33329 | 0.25793 | 0.33 | 2890.8 | 34689.6 | 0 | 0 | 0.033624 | 0 | -0.017 | 0 | 0.076936 | 0 | 0.026312 | 0 | 1.5609 | 5.6255 | 0.84625 | 1.3912
213163-Food Service - Steamer-Electric | 1.4591 | 1.6109 | 2.4 | 10719.36 | 128632.32 | 0 | 0 | 0.053673 | 0 | 0.00028053 | 0 | 0.090275 | 0 | 0.036883 | 0 | 2.1924 | 11.7337 | 1.0029 | 1.5968
213163-Food Service - Steamer-Electric | 1.4591 | 1.6109 | 2.4 | 10719.36 | 128632.32 | 0 | 0 | 0.053673 | 0 | 0.00028053 | 0 | 0.090275 | 0 | 0.036883 | 0 | 2.1924 | 11.7337 | 1.0029 | 1.5968
213147-Premium T8 with T12 34Watt Baseline | 0.61806 | 0.39854 | 0.13743 | 3121.0546 | 34331.601 | -5.9386 | -65.3242 | -0.014836 | -0.12648 | -0.073359 | -0.62537 | 0.048803 | 0.41604 | -0.0097197 | -0.082859 | 0.87938 | 1.8221 | 0.59588 | 0.91755
213013-Lighting - 8 Ft T-8 with Elec. Ballast | 3.0011 | 1.9352 | 0.66732 | 15154.9118 | 166704.0297 | -28.8359 | -317.1946 | 0.024914 | 0.21239 | -0.033608 | -0.2865 | 0.088345 | 0.75313 | 0.029823 | 0.25424 | 1.2993 | 5.4569 | 0.76295 | 1.3807
213084-Refrigeration -Cooler/Freezer Door Gaskets - Solid Doors: Cooler | 1.8399 | 1.4239 | 1.824 | 15958.512 | 63834.048 | 0 | 0 | 0.084369 | 0 | 0.032735 | 0 | 0.084369 | 0 | 0.032735 | 0 | 8.6232 | 8.6232 | 1.5221 | 1.5221
213221-Lighting - Screw in >= 27 Watt Lamp | 15.5397 | 10.0204 | 5.7352 | 78472.4687 | 94166.9624 | -364.9417 | -437.9301 | -0.092336 | -0.86388 | -0.15128 | -1.4153 | -0.031954 | -0.29895 | -0.090893 | -0.85039 | 0.54124 | 0.77321 | 0.41865 | 0.54515
213163-Food Service - Steamer-Electric | 2.9182 | 3.2218 | 4.8 | 21438.72 | 257264.64 | 0 | 0 | 0.053673 | 0 | 0.00028053 | 0 | 0.090275 | 0 | 0.036883 | 0 | 2.1924 | 11.7337 | 1.0029 | 1.5968
213163-Food Service - Steamer-Electric | 7.2955 | 8.0546 | 12 | 53596.8 | 643161.6 | 0 | 0 | 0.053673 | 0 | 0.00028053 | 0 | 0.090275 | 0 | 0.036883 | 0 | 2.1924 | 11.7337 | 1.0029 | 1.5968
213059-Motors - VFD - HVAC Fans (per Hp) | 0.94589 | 0.86244 | 0 | 7228.8 | 108432 | 0 | 0 | 0.069476 | 0 | 0.016348 | 0 | 0.086541 | 0 | 0.033413 | 0 | 3.419 | 8.4243 | 1.1997 | 1.5158
213059-Motors - VFD - HVAC Fans (per Hp) | 2.3647 | 2.1561 | 0 | 18072 | 271080 | 0 | 0 | 0.069476 | 0 | 0.016348 | 0 | 0.086541 | 0 | 0.033413 | 0 | 3.419 | 8.4243 | 1.1997 | 1.5158
213041-Lighting - Interior 71-100w Merc Vap Base | 0.056545 | 0.036462 | 0.10264 | 285.5424 | 4568.6784 | 0 | 0 | -0.044375 | 0 | -0.10379 | 0 | 0.082743 | 0 | 0.023331 | 0 | 0.7122 | 4.0567 | 0.5141 | 1.2698
213083-Refrigeration -Cooler/Freezer Door Gaskets - Glass Doors | 0.56399 | 0.43646 | 0.81874 | 4891.8135 | 19567.2541 | 0 | 0 | -0.22151 | 0 | -0.27231 | 0 | -0.22151 | 0 | -0.27231 | 0 | 0.29768 | 0.29768 | 0.25639 | 0.25639
213083-Refrigeration -Cooler/Freezer Door Gaskets - Glass Doors | 0.35732 | 0.27652 | 0.51871 | 3099.2051 | 12396.8205 | 0 | 0 | -0.22151 | 0 | -0.27231 | 0 | -0.22151 | 0 | -0.27231 | 0 | 0.29768 | 0.29768 | 0.25639 | 0.25639
213083-Refrigeration -Cooler/Freezer Door Gaskets - Glass Doors | 0.33702 | 0.26081 | 0.48924 | 2923.1139 | 11692.4557 | 0 | 0 | -0.22151 | 0 | -0.27231 | 0 | -0.22151 | 0 | -0.27231 | 0 | 0.29768 | 0.29768 | 0.25639 | 0.25639
213176-Food Service - Ice Machine Air-Cooled 301-400 | 0.18381 | 0.14225 | 0.182 | 1594.32 | 19131.84 | 0 | 0 | 0.051747 | 0 | 0.0013697 | 0 | 0.070493 | 0 | 0.020116 | 0 | 2.251 | 4.1166 | 1.0149 | 1.2756
213083-Refrigeration -Cooler/Freezer Door Gaskets - Glass Doors | 0.93146 | 0.72084 | 1.3522 | 8079.0643 | 32316.257 | 0 | 0 | -0.22151 | 0 | -0.27231 | 0 | -0.22151 | 0 | -0.27231 | 0 | 0.29768 | 0.29768 | 0.25639 | 0.25639
213083-Refrigeration -Cooler/Freezer Door Gaskets - Glass Doors | 0.65698 | 0.50842 | 0.95372 | 5698.3112 | 22793.2449 | 0 | 0 | -0.22151 | 0 | -0.27231 | 0 | -0.22151 | 0 | -0.27231 | 0 | 0.29768 | 0.29768 | 0.25639 | 0.25639
213084-Refrigeration -Cooler/Freezer Door Gaskets - Solid Doors: Cooler | 0.036544 | 0.028281 | 0.05305 | 316.9642 | 1267.8566 | 0 | 0 | -0.22151 | 0 | -0.27231 | 0 | -0.22151 | 0 | -0.27231 | 0 | 0.29768 | 0.29768 | 0.25639 | 0.25639
213116-Refrigeration -Cooler/Freezer Door Gaskets - Solid Doors: Freezer | 0.02152 | 0.016654 | 0.031241 | 186.6567 | 746.6267 | 0 | 0 | -0.22151 | 0 | -0.27231 | 0 | -0.22151 | 0 | -0.27231 | 0 | 0.29768 | 0.29768 | 0.25639 | 0.25639
213116-Refrigeration -Cooler/Freezer Door Gaskets - Solid Doors: Freezer | 0.01543 | 0.011941 | 0.022399 | 133.8293 | 535.3172 | 0 | 0 | -0.2214 | 0 | -0.27226 | 0 | -0.2214 | 0 | -0.27226 | 0 | 0.29804 | 0.29804 | 0.25665 | 0.25665
213084-Refrigeration -Cooler/Freezer Door Gaskets - Solid Doors: Cooler | 0.0085269 | 0.0065988 | 0.012378 | 73.9583 | 295.8332 | 0 | 0 | -0.22151 | 0 | -0.27231 | 0 | -0.22151 | 0 | -0.27231 | 0 | 0.29768 | 0.29768 | 0.25639 | 0.25639
213116-Refrigeration -Cooler/Freezer Door Gaskets - Solid Doors: Freezer | 0.0077148 | 0.0059703 | 0.011199 | 66.9147 | 267.6586 | 0 | 0 | -0.22151 | 0 | -0.27231 | 0 | -0.22151 | 0 | -0.27231 | 0 | 0.29768 | 0.29768 | 0.25639 | 0.25639
213084-Refrigeration -Cooler/Freezer Door Gaskets - Solid Doors: Cooler | 0.036544 | 0.028281 | 0.05305 | 316.9642 | 1267.8566 | 0 | 0 | -0.22151 | 0 | -0.27231 | 0 | -0.22151 | 0 | -0.27231 | 0 | 0.29768 | 0.29768 | 0.25639 | 0.25639
213116-Refrigeration -Cooler/Freezer Door Gaskets - Solid Doors: Freezer | 0.0069027 | 0.0053419 | 0.010021 | 59.871 | 239.484 | 0 | 0 | -0.22151 | 0 | -0.27231 | 0 | -0.22151 | 0 | -0.27231 | 0 | 0.29768 | 0.29768 | 0.25639 | 0.25639
213116-Refrigeration -Cooler/Freezer Door Gaskets - Solid Doors: Freezer | 0.0069027 | 0.0053419 | 0.010021 | 59.871 | 239.484 | 0 | 0 | -0.22151 | 0 | -0.27231 | 0 | -0.22151 | 0 | -0.27231 | 0 | 0.29768 | 0.29768 | 0.25639 | 0.25639
213084-Refrigeration -Cooler/Freezer Door Gaskets - Solid Doors: Cooler | 0.033295 | 0.025767 | 0.048334 | 288.7896 | 1155.1583 | 0 | 0 | -0.22151 | 0 | -0.27231 | 0 | -0.22151 | 0 | -0.27231 | 0 | 0.29768 | 0.29768 | 0.25639 | 0.25639
213084-Refrigeration -Cooler/Freezer Door Gaskets - Solid Doors: Cooler | 0.0081208 | 0.0062846 | 0.011789 | 70.4365 | 281.7459 | 0 | 0 | -0.2214 | 0 | -0.27226 | 0 | -0.2214 | 0 | -0.27226 | 0 | 0.29804 | 0.29804 | 0.25665 | 0.25665
213116-Refrigeration -Cooler/Freezer Door Gaskets - Solid Doors: Freezer | 0.023144 | 0.017911 | 0.033598 | 200.744 | 802.9759 | 0 | 0 | -0.2214 | 0 | -0.27226 | 0 | -0.2214 | 0 | -0.27226 | 0 | 0.29804 | 0.29804 | 0.25665 | 0.25665
213007-Heating - Greenhouse Heat Curtain | 0.27856 | 0.30754 | 0 | 2046.4596 | 10232.2978 | 40717.6883 | 203588.4415 | 0.048217 | 0.53421 | -0.0056474 | -0.06257 | 0.078094 | 0.86523 | 0.02423 | 0.26845 | 1.9391 | 4.6384 | 0.94632 | 1.3217
213007-Heating - Greenhouse Heat Curtain | 0.27856 | 0.30754 | 0 | 2046.4595 | 10232.2977 | 4902.636 | 24513.18 | 0.050026 | 0.55244 | -0.0040151 | -0.044338 | 0.079041 | 0.87285 | 0.025 | 0.27607 | 2.0034 | 4.792 | 0.96136 | 1.3338
213163-Food Service - Steamer-Electric | 1.4591 | 1.6109 | 2.4 | 10719.36 | 128632.32 | 0 | 0 | 0.05315 | 0 | 4.054e-05 | 0 | 0.089752 | 0 | 0.036643 | 0 | 2.1808 | 11.6715 | 1.0004 | 1.5956
213116-Refrigeration -Cooler/Freezer Door Gaskets - Solid Doors: Freezer | 0.01543 | 0.011941 | 0.022399 | 133.8293 | 535.3172 | 0 | 0 | -0.22151 | 0 | -0.27231 | 0 | -0.22151 | 0 | -0.27231 | 0 | 0.29768 | 0.29768 | 0.25639 | 0.25639
213116-Refrigeration -Cooler/Freezer Door Gaskets - Solid Doors: Freezer | 0.022332 | 0.017283 | 0.032419 | 193.7003 | 774.8013 | 0 | 0 | -0.22151 | 0 | -0.27231 | 0 | -0.22151 | 0 | -0.27231 | 0 | 0.29768 | 0.29768 | 0.25639 | 0.25639
213084-Refrigeration -Cooler/Freezer Door Gaskets - Solid Doors: Cooler | 0.030047 | 0.023253 | 0.043619 | 260.615 | 1042.4599 | 0 | 0 | -0.22151 | 0 | -0.27231 | 0 | -0.22151 | 0 | -0.27231 | 0 | 0.29768 | 0.29768 | 0.25639 | 0.25639
213084-Refrigeration -Cooler/Freezer Door Gaskets - Solid Doors: Cooler | 0.031671 | 0.02451 | 0.045977 | 274.7023 | 1098.8091 | 0 | 0 | -0.22151 | 0 | -0.27231 | 0 | -0.22151 | 0 | -0.27231 | 0 | 0.29768 | 0.29768 | 0.25639 | 0.25639
213116-Refrigeration -Cooler/Freezer Door Gaskets - Solid Doors: Freezer | 0.023144 | 0.017911 | 0.033598 | 200.744 | 802.9759 | 0 | 0 | -0.22151 | 0 | -0.27231 | 0 | -0.22151 | 0 | -0.27231 | 0 | 0.29768 | 0.29768 | 0.25639 | 0.25639
213084-Refrigeration -Cooler/Freezer Door Gaskets - Solid Doors: Cooler | 0.022738 | 0.017597 | 0.033009 | 197.2221 | 788.8886 | 0 | 0 | -0.22151 | 0 | -0.27231 | 0 | -0.22151 | 0 | -0.27231 | 0 | 0.29768 | 0.29768 | 0.25639 | 0.25639
213116-Refrigeration -Cooler/Freezer Door Gaskets - Solid Doors: Freezer | 0.0077148 | 0.0059703 | 0.011199 | 66.9147 | 267.6586 | 0 | 0 | -0.22151 | 0 | -0.27231 | 0 | -0.22151 | 0 | -0.27231 | 0 | 0.29768 | 0.29768 | 0.25639 | 0.25639
213084-Refrigeration -Cooler/Freezer Door Gaskets - Solid Doors: Cooler | 0.013805 | 0.010684 | 0.020041 | 119.742 | 478.9681 | 0 | 0 | -0.22151 | 0 | -0.27231 | 0 | -0.22151 | 0 | -0.27231 | 0 | 0.29768 | 0.29768 | 0.25639 | 0.25639
213116-Refrigeration -Cooler/Freezer Door Gaskets - Solid Doors: Freezer | 0.0069027 | 0.0053419 | 0.010021 | 59.871 | 239.484 | 0 | 0 | -0.22151 | 0 | -0.27231 | 0 | -0.22151 | 0 | -0.27231 | 0 | 0.29768 | 0.29768 | 0.25639 | 0.25639
213084-Refrigeration -Cooler/Freezer Door Gaskets - Solid Doors: Cooler | 0.030047 | 0.023253 | 0.043619 | 260.615 | 1042.4599 | 0 | 0 | -0.22151 | 0 | -0.27231 | 0 | -0.22151 | 0 | -0.27231 | 0 | 0.29768 | 0.29768 | 0.25639 | 0.25639
213116-Refrigeration -Cooler/Freezer Door Gaskets - Solid Doors: Freezer | 0.02152 | 0.016654 | 0.031241 | 186.6567 | 746.6267 | 0 | 0 | -0.22151 | 0 | -0.27231 | 0 | -0.22151 | 0 | -0.27231 | 0 | 0.29768 | 0.29768 | 0.25639 | 0.25639
213084-Refrigeration -Cooler/Freezer Door Gaskets - Solid Doors: Cooler | 0.022738 | 0.017597 | 0.033009 | 197.2221 | 788.8886 | 0 | 0 | -0.22151 | 0 | -0.27231 | 0 | -0.22151 | 0 | -0.27231 | 0 | 0.29768 | 0.29768 | 0.25639 | 0.25639
213083-Refrigeration -Cooler/Freezer Door Gaskets - Glass Doors | 0.57116 | 0.47766 | 0.72148 | 4310.7126 | 17242.8503 | 0 | 0 | -0.21696 | 0 | -0.27022 | 0 | -0.21696 | 0 | -0.27022 | 0 | 0.31211 | 0.31211 | 0.26702 | 0.26702
213084-Refrigeration -Cooler/Freezer Door Gaskets - Solid Doors: Cooler | 0.0089329 | 0.006913 | 0.012968 | 77.4801 | 309.9205 | 0 | 0 | -0.21991 | 0 | -0.27158 | 0 | -0.21991 | 0 | -0.27158 | 0 | 0.30277 | 0.30277 | 0.26015 | 0.26015
213084-Refrigeration -Cooler/Freezer Door Gaskets - Solid Doors: Cooler | 0.023956 | 0.018539 | 0.034777 | 207.7876 | 831.1505 | 0 | 0 | -0.2198 | 0 | -0.27153 | 0 | -0.2198 | 0 | -0.27153 | 0 | 0.30312 | 0.30312 | 0.26041 | 0.26041
213116-Refrigeration -Cooler/Freezer Door Gaskets - Solid Doors: Freezer | 0.01543 | 0.011941 | 0.022399 | 133.8293 | 535.3172 | 0 | 0 | -0.2198 | 0 | -0.27153 | 0 | -0.2198 | 0 | -0.27153 | 0 | 0.30312 | 0.30312 | 0.26041 | 0.26041
213059-Motors - VFD - HVAC Fans (per Hp) | 1.4188 | 1.2937 | 0 | 10843.2 | 162648 | 0 | 0 | 0.071315 | 0 | 0.017192 | 0 | 0.08838 | 0 | 0.034257 | 0 | 3.483 | 8.5821 | 1.2075 | 1.5208
213083-Refrigeration -Cooler/Freezer Door Gaskets - Glass Doors | 0.33271 | 0.27824 | 0.42027 | 2511.0605 | 10044.242 | 0 | 0 | -0.21696 | 0 | -0.27022 | 0 | -0.21696 | 0 | -0.27022 | 0 | 0.31211 | 0.31211 | 0.26702 | 0.26702
213084-Refrigeration -Cooler/Freezer Door Gaskets - Solid Doors: Cooler | 0.093796 | 0.072587 | 0.13616 | 813.5413 | 3254.1654 | 0 | 0 | -0.21991 | 0 | -0.27158 | 0 | -0.21991 | 0 | -0.27158 | 0 | 0.30277 | 0.30277 | 0.26015 | 0.26015
213083-Refrigeration -Cooler/Freezer Door Gaskets - Glass Doors | 0.19165 | 0.14832 | 0.27822 | 1662.3009 | 6649.2037 | 0 | 0 | -0.2198 | 0 | -0.27153 | 0 | -0.2198 | 0 | -0.27153 | 0 | 0.30312 | 0.30312 | 0.26041 | 0.26041
213084-Refrigeration -Cooler/Freezer Door Gaskets - Solid Doors: Cooler | 0.15186 | 0.11752 | 0.22045 | 1317.1622 | 5268.6487 | 0 | 0 | -0.2198 | 0 | -0.27153 | 0 | -0.2198 | 0 | -0.27153 | 0 | 0.30312 | 0.30312 | 0.26041 | 0.26041
213147-Premium T8 with T12 34Watt Baseline | 0.53992 | 0.3376 | 0.89025 | 2792.1837 | 30714.0206 | -1.4962 | -16.4587 | -0.07062 | -0.60037 | -0.129 | -1.0967 | 0.021742 | 0.18484 | -0.036636 | -0.31146 | 0.60441 | 1.2523 | 0.45547 | 0.74653
213053-Lighting - Remove 4 Ft T-8 (De-Lamp) | 5.6622 | 3.5405 | 9.3363 | 29282.1315 | 322103.4464 | -15.6914 | -172.6052 | 0.073563 | 0.62539 | 0.015185 | 0.1291 | 0.094208 | 0.8009 | 0.03583 | 0.30461 | 3.1424 | 7.8801 | 1.1638 | 1.4972
213020-Lighting - Hardwire Incan Base >90 watt Fluorescent Fixture | 6.3067 | 4.0667 | 5.5681 | 31847.7006 | 382172.4072 | 0 | 0 | -0.072421 | 0 | -0.13136 | 0 | -0.068391 | 0 | -0.12733 | 0 | 0.60068 | 0.61433 | 0.45335 | 0.46108
213083-Refrigeration -Cooler/Freezer Door Gaskets - Glass Doors | 0.27998 | 0.23415 | 0.35367 | 2113.0944 | 8452.3776 | 0 | 0 | -0.21672 | 0 | -0.27011 | 0 | -0.21672 | 0 | -0.27011 | 0 | 0.31289 | 0.31289 | 0.26759 | 0.26759
213083-Refrigeration -Cooler/Freezer Door Gaskets - Glass Doors | 0.97667 | 0.81678 | 1.2337 | 7371.1776 | 29484.7105 | 0 | 0 | -0.21696 | 0 | -0.27022 | 0 | -0.21696 | 0 | -0.27022 | 0 | 0.31211 | 0.31211 | 0.26702 | 0.26702
213049-Lighting - LED Exit Sign New Sign | 0.61597 | 0.61197 | 0 | 5396.1376 | 86338.2012 | 0 | 0 | 0.07726 | 0 | 0.024917 | 0 | 0.083176 | 0 | 0.030833 | 0 | 4.9648 | 7.1294 | 1.3469 | 1.4678
213059-Motors - VFD - HVAC Fans (per Hp) | 7.5671 | 6.8996 | 0 | 57830.4 | 867456 | 0 | 0 | 0.070597 | 0 | 0.016862 | 0 | 0.087662 | 0 | 0.033927 | 0 | 3.458 | 8.5205 | 1.2045 | 1.5188
213059-Motors - VFD - HVAC Fans (per Hp) | 2.8377 | 2.5873 | 0 | 21686.4 | 325296 | 0 | 0 | 0.070597 | 0 | 0.016862 | 0 | 0.087662 | 0 | 0.033927 | 0 | 3.458 | 8.5205 | 1.2045 | 1.5188
213059-Motors - VFD - HVAC Fans (per Hp) | 1.8918 | 1.7249 | 0 | 14457.6 | 216864 | 0 | 0 | 0.070597 | 0 | 0.016862 | 0 | 0.087662 | 0 | 0.033927 | 0 | 3.458 | 8.5205 | 1.2045 | 1.5188
213059-Motors - VFD - HVAC Fans (per Hp) | 0.47294 | 0.43122 | 0 | 3614.4 | 54216 | 0 | 0 | 0.070597 | 0 | 0.016862 | 0 | 0.087662 | 0 | 0.033927 | 0 | 3.458 | 8.5205 | 1.2045 | 1.5188
213083-Refrigeration -Cooler/Freezer Door Gaskets - Glass Doors | 0.64582 | 0.5401 | 0.81579 | 4874.2044 | 19496.8177 | 0 | 0 | -0.21696 | 0 | -0.27022 | 0 | -0.21696 | 0 | -0.27022 | 0 | 0.31211 | 0.31211 | 0.26702 | 0.26702
213147-Premium T8 with T12 34Watt Baseline | 0.45504 | 0.29342 | 0.75751 | 2297.8441 | 25276.2856 | -4.3722 | -48.0942 | -0.082945 | -0.70084 | -0.14168 | -1.1971 | 0.016137 | 0.13635 | -0.0426 | -0.35995 | 0.56689 | 1.1746 | 0.43383 | 0.71819
213053-Lighting - Remove 4 Ft T-8 (De-Lamp) | 4.7721 | 3.0771 | 7.9441 | 24097.904 | 265076.9442 | -45.8521 | -504.3728 | 0.071728 | 0.60607 | 0.012992 | 0.10977 | 0.093875 | 0.7932 | 0.035138 | 0.2969 | 2.9473 | 7.3909 | 1.1359 | 1.4786
213013-Lighting - 8 Ft T-8 with Elec. Ballast | 0.012434 | 0.0080178 | 0.020699 | 62.7897 | 690.6865 | -0.11947 | -1.3142 | -0.021055 | -0.17791 | -0.079792 | -0.6742 | 0.077702 | 0.65654 | 0.018965 | 0.16025 | 0.83756 | 3.5177 | 0.57638 | 1.2117
213054-Lighting - Remove 8 Ft T-8 (De-Lamp) | 0.057486 | 0.037069 | 0.095699 | 290.2947 | 3193.2421 | -0.55236 | -6.0759 | 0.085544 | 0.7228 | 0.026807 | 0.22651 | 0.086313 | 0.7293 | 0.027576 | 0.233 | 4.7161 | 4.8791 | 1.3279 | 1.3405
213059-Motors - VFD - HVAC Fans (per Hp) | 1.7977 | 1.0489 | 0 | 8674.56 | 130118.4 | 0 | 0 | 0.077937 | 0 | 0.020231 | 0 | 0.095002 | 0 | 0.037296 | 0 | 3.7135 | 9.1502 | 1.2341 | 1.5377
213083-Refrigeration -Cooler/Freezer Door Gaskets - Glass Doors | 0.35204 | 0.27244 | 0.51105 | 3053.4214 | 12213.6856 | 0 | 0 | -0.21991 | 0 | -0.27158 | 0 | -0.21991 | 0 | -0.27158 | 0 | 0.30277 | 0.30277 | 0.26015 | 0.26015
213083-Refrigeration -Cooler/Freezer Door Gaskets - Glass Doors | 0.24452 | 0.20449 | 0.30887 | 1845.4358 | 7381.7431 | 0 | 0 | -0.21696 | 0 | -0.27022 | 0 | -0.21696 | 0 | -0.27022 | 0 | 0.31211 | 0.31211 | 0.26702 | 0.26702
213084-Refrigeration -Cooler/Freezer Door Gaskets - Solid Doors: Cooler | 0.040597 | 0.033951 | 0.051282 | 306.3987 | 1225.5948 | 0 | 0 | -0.21696 | 0 | -0.27022 | 0 | -0.21696 | 0 | -0.27022 | 0 | 0.31211 | 0.31211 | 0.26702 | 0.26702
213116-Refrigeration -Cooler/Freezer Door Gaskets - Solid Doors: Freezer | 0.016799 | 0.014049 | 0.02122 | 126.7857 | 507.1427 | 0 | 0 | -0.21696 | 0 | -0.27022 | 0 | -0.21696 | 0 | -0.27022 | 0 | 0.31211 | 0.31211 | 0.26702 | 0.26702
213083-Refrigeration -Cooler/Freezer Door Gaskets - Glass Doors | 0.66144 | 0.51188 | 0.9602 | 5737.0513 | 22948.2052 | 0 | 0 | -0.21991 | 0 | -0.27158 | 0 | -0.21991 | 0 | -0.27158 | 0 | 0.30277 | 0.30277 | 0.26015 | 0.26015
213215-Lighting-Interior High Bay Linear Fluorescent Fixtures <= 244 Watts replacing 400 Watts (Tier 1) | 5.5361 | 3.5698 | 7.2108 | 27955.9929 | 307515.922 | -115.3916 | -1269.3073 | 0.055918 | 0.47187 | -0.002895 | -0.02443 | 0.091492 | 0.77205 | 0.032678 | 0.27576 | 2.0593 | 6.3151 | 0.97406 | 1.4298
213207-Lighting-Interior High Bay Linear Fluorescent Fixtures <= 360 Watts replacing 400 Watts (Tier 2) | 17.3126 | 11.1636 | 22.5498 | 87425.0172 | 961675.1896 | -360.8568 | -3969.4249 | 0.036861 | 0.31105 | -0.021953 | -0.18525 | 0.088067 | 0.74316 | 0.029254 | 0.24686 | 1.5131 | 5.2673 | 0.83198 | 1.3682
213230-Lighting - Occupancy Sensor - High-Bay Sensor | 42.8877 | 27.6551 | 77.228 | 216574.166 | 1732593.3281 | 0 | 0 | 0.091242 | 0 | 0.032314 | 0 | 0.096234 | 0 | 0.037306 | 0 | 6.1624 | 8.5879 | 1.4218 | 1.521
213062-Lighting - Occupancy Sensor - Wallbox Lighting Sensor | 0.48764 | 0.31445 | 0 | 2462.5037 | 19700.0294 | 0 | 0 | 0.076814 | 0 | 0.017887 | 0 | 0.091508 | 0 | 0.032581 | 0 | 3.3928 | 6.2566 | 1.1965 | 1.4268
213224-Lighting - Occupancy Sensor - Wall/Ceiling Mounted Lighting Sensor | 0.24382 | 0.15722 | 1.0148 | 1231.2518 | 9850.0147 | 0 | 0 | 0.074926 | 0 | 0.015999 | 0 | 0.044312 | 0 | -0.014615 | 0 | 3.2044 | 1.6859 | 1.1722 | 0.88169
213213-Lighting-Wall or Ceiling-mounted Lighting Sensor >= 500 watts | 0.89996 | 0.58032 | 2.1946 | 4544.64 | 36357.12 | 0 | 0 | 0.079843 | 0 | 0.020915 | 0 | 0.091414 | 0 | 0.032486 | 0 | 3.7463 | 6.2228 | 1.2377 | 1.425
213084-Refrigeration -Cooler/Freezer Door Gaskets - Solid Doors: Cooler | 0.015024 | 0.011626 | 0.021809 | 130.3075 | 521.23 | 0 | 0 | -0.21991 | 0 | -0.27158 | 0 | -0.21991 | 0 | -0.27158 | 0 | 0.30277 | 0.30277 | 0.26015 | 0.26015
213084-Refrigeration -Cooler/Freezer Door Gaskets - Solid Doors: Cooler | 0.026598 | 0.022244 | 0.033598 | 200.744 | 802.9759 | 0 | 0 | -0.21696 | 0 | -0.27022 | 0 | -0.21696 | 0 | -0.27022 | 0 | 0.31211 | 0.31211 | 0.26702 | 0.26702
213083-Refrigeration -Cooler/Freezer Door Gaskets - Glass Doors | 0.44704 | 0.37385 | 0.56469 | 3373.9074 | 13495.6296 | 0 | 0 | -0.21696 | 0 | -0.27022 | 0 | -0.21696 | 0 | -0.27022 | 0 | 0.31211 | 0.31211 | 0.26702 | 0.26702
213083-Refrigeration -Cooler/Freezer Door Gaskets - Glass Doors | 0.096232 | 0.074472 | 0.1397 | 834.6723 | 3338.6892 | 0 | 0 | -0.2198 | 0 | -0.27153 | 0 | -0.2198 | 0 | -0.27153 | 0 | 0.30312 | 0.30312 | 0.26041 | 0.26041
213083-Refrigeration -Cooler/Freezer Door Gaskets - Glass Doors | 0.26178 | 0.21893 | 0.33068 | 1975.7433 | 7902.9731 | 0 | 0 | -0.21696 | 0 | -0.27022 | 0 | -0.21696 | 0 | -0.27022 | 0 | 0.31211 | 0.31211 | 0.26702 | 0.26702
213083-Refrigeration -Cooler/Freezer Door Gaskets - Glass Doors | 0.31103 | 0.2407 | 0.45151 | 2697.7172 | 10790.8687 | 0 | 0 | -0.21991 | 0 | -0.27158 | 0 | -0.21991 | 0 | -0.27158 | 0 | 0.30277 | 0.30277 | 0.26015 | 0.26015
213083-Refrigeration -Cooler/Freezer Door Gaskets - Glass Doors | 0.89501 | 0.74849 | 1.1306 | 6754.8584 | 27019.4337 | 0 | 0 | -0.21696 | 0 | -0.27022 | 0 | -0.21696 | 0 | -0.27022 | 0 | 0.31211 | 0.31211 | 0.26702 | 0.26702
213147-Premium T8 with T12 34Watt Baseline | 0.26552 | 0.1515 | 0.32846 | 1321.345 | 14534.7955 | -2.0034 | -22.0378 | -0.044554 | -0.38229 | -0.10239 | -0.87859 | 0.033808 | 0.29009 | -0.024032 | -0.20621 | 0.70584 | 1.4625 | 0.51078 | 0.81646
213054-Lighting - Remove 8 Ft T-8 (De-Lamp) | 2.2426 | 1.2796 | 2.7743 | 11160.2835 | 122763.1189 | -16.9213 | -186.1346 | 0.088701 | 0.76109 | 0.030861 | 0.2648 | 0.089309 | 0.76631 | 0.031469 | 0.27002 | 5.8721 | 6.075 | 1.4058 | 1.4171
213053-Lighting - Remove 4 Ft T-8 (De-Lamp) | 0.066828 | 0.038132 | 0.082672 | 332.5724 | 3658.2962 | -0.50425 | -5.5467 | 0.077774 | 0.66734 | 0.019934 | 0.17104 | 0.09529 | 0.81763 | 0.037449 | 0.32133 | 3.6697 | 9.2025 | 1.2292 | 1.5392
213083-Refrigeration -Cooler/Freezer Door Gaskets - Glass Doors | 0.45684 | 0.38205 | 0.57707 | 3447.8657 | 13791.4628 | 0 | 0 | -0.21672 | 0 | -0.27011 | 0 | -0.21672 | 0 | -0.27011 | 0 | 0.31289 | 0.31289 | 0.26759 | 0.26759
213083-Refrigeration -Cooler/Freezer Door Gaskets - Glass Doors | 0.96687 | 0.80859 | 1.2213 | 7297.2193 | 29188.8773 | 0 | 0 | -0.21672 | 0 | -0.27011 | 0 | -0.21672 | 0 | -0.27011 | 0 | 0.31289 | 0.31289 | 0.26759 | 0.26759
213083-Refrigeration -Cooler/Freezer Door Gaskets - Glass Doors | 0.13112 | 0.10966 | 0.16563 | 989.6325 | 3958.5302 | 0 | 0 | -0.21696 | 0 | -0.27022 | 0 | -0.21696 | 0 | -0.27022 | 0 | 0.31211 | 0.31211 | 0.26702 | 0.26702
213083-Refrigeration -Cooler/Freezer Door Gaskets - Glass Doors | 0.40644 | 0.3399 | 0.51341 | 3067.5087 | 12270.0348 | 0 | 0 | -0.21696 | 0 | -0.27022 | 0 | -0.21696 | 0 | -0.27022 | 0 | 0.31211 | 0.31211 | 0.26702 | 0.26702
213083-Refrigeration -Cooler/Freezer Door Gaskets - Glass Doors | 0.36538 | 0.30556 | 0.46153 | 2757.5882 | 11030.3528 | 0 | 0 | -0.21696 | 0 | -0.27022 | 0 | -0.21696 | 0 | -0.27022 | 0 | 0.31211 | 0.31211 | 0.26702 | 0.26702
213014-Lighting - Exterior >176w Incan Base HID | 0.1591 | 0.28001 | 0 | 7681.152 | 122898.432 | 0 | 0 | 0.073826 | 0 | 0.029758 | 0 | 0.073826 | 0 | 0.029758 | 0 | 10.6802 | 10.6802 | 1.5756 | 1.5756
213019-Lighting - Exterior 101-175W Merc Vap Base | 0.0949 | 0.16702 | 0 | 4581.6 | 73305.6 | 0 | 0 | 0.050358 | 0 | 0.0062891 | 0 | 0.071242 | 0 | 0.027173 | 0 | 2.6195 | 7.9769 | 1.0837 | 1.5006
213015-Lighting - Exterior >176w Mer Vap Base HID | 0.72592 | 1.2776 | 0 | 35046.144 | 560738.304 | 0 | 0 | 0.046737 | 0 | 0.0026684 | 0 | 0.071296 | 0 | 0.027227 | 0 | 2.3463 | 8.0195 | 1.0339 | 1.5021
213050-Lighting - Photocell | 0.11848 | 0.20852 | 0 | 5720.064 | 45760.512 | 0 | 0 | -0.011683 | 0 | -0.054016 | 0 | 0.061148 | 0 | 0.018814 | 0 | 0.87009 | 4.5763 | 0.5916 | 1.3166
213058-Lighting - Time Clocks | 0.02829 | 0.049789 | 0 | 1365.8112 | 10926.4896 | 0 | 0 | -0.0029096 | 0 | -0.045243 | 0 | 0.057147 | 0 | 0.014813 | 0 | 0.96415 | 3.7086 | 0.63363 | 1.2335
213020-Lighting - Hardwire Incan Base >90 watt Fluorescent Fixture | 0.95456 | 0.61552 | 1.4197 | 4820.3273 | 57843.9271 | 0 | 0 | -0.27071 | 0 | -0.32946 | 0 | -0.26229 | 0 | -0.32103 | 0 | 0.28628 | 0.29278 | 0.24788 | 0.25275
213022-Lighting - Hardwire Incan Base 66-90 watt Fluorescent Fixture | 1.063 | 0.68547 | 1.581 | 5368.0917 | 64417.1007 | 0 | 0 | -0.18837 | 0 | -0.24712 | 0 | -0.099893 | 0 | -0.15864 | 0 | 0.36565 | 0.52084 | 0.30526 | 0.40634
213229-Lighting - Screw in 14-26 Watt Reflector Lamp | 1.4103 | 0.90943 | 1.2868 | 7121.9797 | 14243.9594 | -33.1213 | -66.2425 | 0.060028 | 0.51104 | 0.001168 | 0.0099438 | 0.04199 | 0.35748 | -0.016869 | -0.14361 | 2.231 | 1.6286 | 1.0109 | 0.86575
213049-Lighting - LED Exit Sign New Sign | 1.155 | 1.1475 | 0 | 10117.758 | 161884.1272 | 0 | 0 | 0.077506 | 0 | 0.02503 | 0 | 0.083422 | 0 | 0.030946 | 0 | 4.9774 | 7.1475 | 1.3478 | 1.4686
213239-Lighting-Energy Efficient Exit Sign (CFL Basecase) | 0.66613 | 0.42954 | 0.384 | 3363.84 | 67276.8 | 0 | 0 | -0.073756 | 0 | -0.13558 | 0 | 0.098001 | 0 | 0.036179 | 0 | 0.60773 | 7.0253 | 0.45735 | 1.4633
213053-Lighting - Remove 4 Ft T-8 (De-Lamp) | 1.3832 | 0.89191 | 1.0584 | 6984.735 | 76832.0853 | -13.2901 | -146.1916 | 0.095577 | 0.80758 | 0.03684 | 0.31128 | 0.10339 | 0.87355 | 0.044648 | 0.37726 | 8.3595 | 20.9633 | 1.5136 | 1.6986
213147-Premium T8 with T12 34Watt Baseline | 0.14131 | 0.091122 | 0.10814 | 713.5994 | 7849.5931 | -1.3578 | -14.9357 | 0.041045 | 0.34681 | -0.017692 | -0.14949 | 0.075978 | 0.64197 | 0.017241 | 0.14568 | 1.6079 | 3.3316 | 0.85987 | 1.1888
213083-Refrigeration -Cooler/Freezer Door Gaskets - Glass Doors | 0.53057 | 0.44371 | 0.6702 | 4004.3139 | 16017.2556 | 0 | 0 | -0.21672 | 0 | -0.27011 | 0 | -0.21672 | 0 | -0.27011 | 0 | 0.31289 | 0.31289 | 0.26759 | 0.26759
213230-Lighting - Occupancy Sensor - High-Bay Sensor | 10.412 | 6.714 | 18.749 | 52578.6993 | 420629.5941 | 0 | 0 | 0.091242 | 0 | 0.032314 | 0 | 0.096234 | 0 | 0.037306 | 0 | 6.1624 | 8.5879 | 1.4218 | 1.521
213147-Premium T8 with T12 34Watt Baseline | 0.54159 | 0.34923 | 0.76168 | 2734.9435 | 30084.3782 | -5.2039 | -57.2428 | -0.23005 | -1.9413 | -0.28887 | -2.4376 | -0.038724 | -0.32677 | -0.097537 | -0.82307 | 0.32089 | 0.73734 | 0.27342 | 0.52708
213053-Lighting - Remove 4 Ft T-8 (De-Lamp) | 1.2185 | 0.78572 | 1.7137 | 6153.1982 | 67685.1799 | -11.7079 | -128.7874 | 0.043525 | 0.36729 | -0.015288 | -0.12901 | 0.085275 | 0.71959 | 0.026462 | 0.2233 | 1.6678 | 4.6396 | 0.8767 | 1.3218
213215-Lighting-Interior High Bay Linear Fluorescent Fixtures <= 244 Watts replacing 400 Watts (Tier 1) | 1.8672 | 1.204 | 3.3624 | 9429.0767 | 103719.844 | -17.9411 | -197.352 | 0.049081 | 0.41417 | -0.0097325 | -0.082128 | 0.091183 | 0.76945 | 0.03237 | 0.27316 | 1.8232 | 6.204 | 0.91783 | 1.4241
213224-Lighting - Occupancy Sensor - Wall/Ceiling Mounted Lighting Sensor | 0.56892 | 0.36685 | 2.3678 | 2872.921 | 22983.3677 | 0 | 0 | 0.075185 | 0 | 0.016257 | 0 | 0.050773 | 0 | -0.0081546 | 0 | 3.2289 | 1.8732 | 1.1755 | 0.93034
213147-Premium T8 with T12 34Watt Baseline | 1.5699 | 1.0123 | 1.5514 | 7927.7122 | 87204.8341 | -15.0844 | -165.9282 | 0.016694 | 0.14225 | -0.041791 | -0.35611 | 0.06832 | 0.58216 | 0.0098341 | 0.083797 | 1.1826 | 2.7174 | 0.72119 | 1.1001
213215-Lighting-Interior High Bay Linear Fluorescent Fixtures <= 244 Watts replacing 400 Watts (Tier 1) | 1.7458 | 1.1257 | 1.8185 | 8815.6842 | 96972.526 | -16.774 | -184.5136 | 0.067096 | 0.57173 | 0.0086104 | 0.07337 | 0.09605 | 0.81845 | 0.037564 | 0.32009 | 2.6363 | 8.9712 | 1.0865 | 1.5326
213013-Lighting - 8 Ft T-8 with Elec. Ballast | 0.18203 | 0.11738 | 0.17989 | 919.2332 | 10111.5657 | -1.7491 | -19.2397 | 0.046173 | 0.39344 | -0.012313 | -0.10492 | 0.094817 | 0.80794 | 0.036331 | 0.30958 | 1.7456 | 8.1384 | 0.89775 | 1.5062
213206-Lighting-Interior High Bay Linear Fluorescent Fixtures 361-600 Watts replacing > 400 Watts | 2.2428 | 1.4462 | 2.3362 | 11325.7988 | 124583.7872 | -21.5501 | -237.0507 | -0.014526 | -0.12378 | -0.073011 | -0.62213 | 0.067867 | 0.5783 | 0.0093819 | 0.079944 | 0.88154 | 2.6869 | 0.59687 | 1.095
213230-Lighting - Occupancy Sensor - High-Bay Sensor | 6.4456 | 4.1563 | 11.6065 | 32548.7186 | 260389.7487 | 0 | 0 | 0.089946 | 0 | 0.031747 | 0 | 0.096155 | 0 | 0.037956 | 0 | 6.1037 | 9.4241 | 1.4187 | 1.5452
213083-Refrigeration -Cooler/Freezer Door Gaskets - Glass Doors | 0.4461 | 0.37307 | 0.56351 | 3366.8637 | 13467.455 | 0 | 0 | -0.21696 | 0 | -0.27022 | 0 | -0.21696 | 0 | -0.27022 | 0 | 0.31211 | 0.31211 | 0.26702 | 0.26702
213215-Lighting-Interior High Bay Linear Fluorescent Fixtures <= 244 Watts replacing 400 Watts (Tier 1) | 46.9882 | 29.381 | 67.4531 | 243000.6687 | 2673007.3562 | -70.6685 | -777.3534 | 0.060047 | 0.5114 | 0.0017739 | 0.015108 | 0.092166 | 0.78495 | 0.033892 | 0.28865 | 2.2599 | 6.9302 | 1.0167 | 1.4592
213230-Lighting - Occupancy Sensor - High-Bay Sensor | 70.6846 | 44.1981 | 130.3501 | 365547.1473 | 2924377.1781 | 0 | 0 | 0.09024 | 0 | 0.031855 | 0 | 0.095232 | 0 | 0.036847 | 0 | 6.1057 | 8.5089 | 1.4188 | 1.5185
213068-Refrigeration - Food Service -Auto Closer for Main Freezer Doors | 0.30701 | 0.35472 | 0.26489 | 2674.381 | 21395.0477 | -0.02562 | -0.20496 | 0.070159 | 0.67622 | 0.018635 | 0.17961 | 0.085704 | 0.82605 | 0.034179 | 0.32944 | 3.7981 | 9.9937 | 1.2433 | 1.5598
213068-Refrigeration - Food Service -Auto Closer for Main Freezer Doors | 0.30701 | 0.35472 | 0.26489 | 2674.381 | 21395.0477 | -0.02562 | -0.20496 | 0.070159 | 0.67622 | 0.018635 | 0.17961 | 0.085704 | 0.82605 | 0.034179 | 0.32944 | 3.7981 | 9.9937 | 1.2433 | 1.5598
213223-Lighting - Screw in 5- 13 Watt Lamp | 4.2544 | 2.7433 | 1.5701 | 21483.7546 | 42967.5093 | -99.9117 | -199.8234 | 0.021729 | 0.18527 | -0.038421 | -0.32759 | 0.038761 | 0.3305 | -0.021389 | -0.18237 | 1.2429 | 1.5353 | 0.74317 | 0.83865
213222-Lighting - Screw in 14-26 Watt Lamp | 6.4559 | 4.163 | 2.3827 | 32601.1657 | 74982.6811 | -151.614 | -348.7122 | 0.023173 | 0.17316 | -0.043565 | -0.32554 | 0.010741 | 0.080262 | -0.055998 | -0.41844 | 1.2313 | 1.0954 | 0.739 | 0.68778
213215-Lighting-Interior High Bay Linear Fluorescent Fixtures <= 244 Watts replacing 400 Watts (Tier 1) | 25.7983 | 16.6354 | 26.8728 | 130276.2218 | 1433038.4397 | -247.8819 | -2726.7013 | 0.067566 | 0.5709 | 0.0088293 | 0.074603 | 0.096516 | 0.81551 | 0.037779 | 0.31921 | 2.648 | 9.011 | 1.0885 | 1.5337
213230-Lighting - Occupancy Sensor - High-Bay Sensor | 32.9715 | 21.2609 | 59.3718 | 166499.2143 | 1331993.7147 | 0 | 0 | 0.091151 | 0 | 0.0323 | 0 | 0.097361 | 0 | 0.03851 | 0 | 6.1721 | 9.5297 | 1.4224 | 1.5481
213230-Lighting - Occupancy Sensor - High-Bay Sensor | 3.4707 | 2.238 | 6.2497 | 17526.2331 | 140209.8647 | 0 | 0 | 0.091101 | 0 | 0.03225 | 0 | 0.096092 | 0 | 0.037241 | 0 | 6.1544 | 8.5767 | 1.4214 | 1.5206
213105-Heating - Infrared Film for Greenhouse | 0.23863 | 0.26345 | 0 | 1753.0794 | 8765.3972 | 12333.3198 | 61666.5991 | 0.090666 | 0.97979 | 0.036084 | 0.38995 | 0.084296 | 0.91096 | 0.029714 | 0.32111 | 9.873 | 6.0817 | 1.5569 | 1.4175
213105-Heating - Infrared Film for Greenhouse | 0.23863 | 0.26345 | 0 | 1753.0794 | 8765.3972 | 2592.2249 | 12961.1243 | 0.090843 | 0.98491 | 0.036439 | 0.39506 | 0.084788 | 0.91926 | 0.030384 | 0.32942 | 10.3526 | 6.3772 | 1.5683 | 1.433
213084-Refrigeration -Cooler/Freezer Door Gaskets - Solid Doors: Cooler | 0.02152 | 0.016654 | 0.031241 | 186.6567 | 746.6267 | 0 | 0 | -0.21991 | 0 | -0.27158 | 0 | -0.21991 | 0 | -0.27158 | 0 | 0.30277 | 0.30277 | 0.26015 | 0.26015
213083-Refrigeration -Cooler/Freezer Door Gaskets - Glass Doors | 0.27855 | 0.21556 | 0.40436 | 2415.9713 | 9663.8851 | 0 | 0 | -0.21991 | 0 | -0.27158 | 0 | -0.21991 | 0 | -0.27158 | 0 | 0.30277 | 0.30277 | 0.26015 | 0.26015
213116-Refrigeration -Cooler/Freezer Door Gaskets - Solid Doors: Freezer | 0.0069027 | 0.0053419 | 0.010021 | 59.871 | 239.484 | 0 | 0 | -0.21991 | 0 | -0.27158 | 0 | -0.21991 | 0 | -0.27158 | 0 | 0.30277 | 0.30277 | 0.26015 | 0.26015
213222-Lighting - Screw in 14-26 Watt Lamp | 0.26481 | 0.44491 | 0.11395 | 1530.1002 | 3519.2305 | -6.4332 | -14.7964 | 0.026269 | 0.19104 | -0.042305 | -0.30766 | 0.0138 | 0.10036 | -0.054774 | -0.39835 | 1.2614 | 1.1222 | 0.74975 | 0.69825
213026-Lighting - Hardwired 14-26 watt CF Fixture | 0.2502 | 0.42035 | 0.28388 | 1445.6368 | 17347.6417 | 0 | 0 | 0.10155 | 0 | 0.040848 | 0 | 0.10148 | 0 | 0.04077 | 0 | 10.5367 | 10.4602 | 1.5725 | 1.5708
213021-Lighting - Hardwire Incan Base 27-65 watt Fluorescent Fixture | 0.47979 | 0.8061 | 0.64433 | 2772.2493 | 33266.9912 | 0 | 0 | 0.053681 | 0 | -0.007024 | 0 | 0.05373 | 0 | -0.006975 | 0 | 1.9173 | 1.9189 | 0.94109 | 0.94147
213147-Premium T8 with T12 34Watt Baseline | 0.22711 | 0.38157 | 0.33278 | 1312.239 | 14434.6289 | -5.3803 | -59.183 | -0.13244 | -1.0866 | -0.19293 | -1.5829 | -0.0060712 | -0.049811 | -0.066563 | -0.54611 | 0.45777 | 0.9485 | 0.3669 | 0.62683
213082-Refrigeration - Vending Machine Controller | 0.17765 | 0.20526 | 0 | 1547.52 | 15475.2 | 0 | 0 | 0.07622 | 0 | 0.02489 | 0 | 0.081304 | 0 | 0.029975 | 0 | 5.0861 | 6.9919 | 1.3557 | 1.4619
213053-Lighting - Remove 4 Ft T-8 (De-Lamp) | 2.3817 | 4.0015 | 3.4899 | 13761.6859 | 151378.5445 | -56.4239 | -620.6627 | 0.064828 | 0.53188 | 0.0043367 | 0.03558 | 0.093073 | 0.76361 | 0.032582 | 0.26731 | 2.3799 | 5.9682 | 1.0404 | 1.4113
213222-Lighting - Screw in 14-26 Watt Lamp | 0.034541 | 0.058032 | 0.014862 | 199.5783 | 459.0301 | -0.83911 | -1.93 | 0.026269 | 0.19104 | -0.042305 | -0.30766 | 0.0138 | 0.10036 | -0.054774 | -0.39835 | 1.2614 | 1.1222 | 0.74975 | 0.69825
213026-Lighting - Hardwired 14-26 watt CF Fixture | 0.45869 | 0.77065 | 0.52045 | 2650.3341 | 31804.0098 | 0 | 0 | 0.10155 | 0 | 0.040848 | 0 | 0.10148 | 0 | 0.04077 | 0 | 10.5367 | 10.4602 | 1.5725 | 1.5708
213021-Lighting - Hardwire Incan Base 27-65 watt Fluorescent Fixture | 0.94411 | 1.5862 | 1.2679 | 5455.0711 | 65460.8537 | 0 | 0 | 0.053681 | 0 | -0.007024 | 0 | 0.05373 | 0 | -0.006975 | 0 | 1.9173 | 1.9189 | 0.94109 | 0.94147
213012-Lighting - 3 Ft 2nd Gen. T-8 with Elec. Ballast | 0.01058 | 0.017775 | 0.015503 | 61.1314 | 672.4452 | -0.25064 | -2.7571 | -0.020391 | -0.1673 | -0.080883 | -0.6636 | 0.060167 | 0.49363 | -0.00032443 | -0.0026617 | 0.84575 | 2.1651 | 0.58024 | 0.99711
213147-Premium T8 with T12 34Watt Baseline | 0.62107 | 1.0435 | 0.91005 | 3588.5719 | 39474.2914 | -14.7134 | -161.8474 | -0.13244 | -1.0866 | -0.19293 | -1.5829 | -0.0060712 | -0.049811 | -0.066563 | -0.54611 | 0.45777 | 0.9485 | 0.3669 | 0.62683
213053-Lighting - Remove 4 Ft T-8 (De-Lamp) | 3.0501 | 5.1244 | 4.4692 | 17623.3834 | 193857.2177 | -72.2571 | -794.8282 | 0.064828 | 0.53188 | 0.0043367 | 0.03558 | 0.093073 | 0.76361 | 0.032582 | 0.26731 | 2.3799 | 5.9682 | 1.0404 | 1.4113
213082-Refrigeration - Vending Machine Controller | 0.17765 | 0.20526 | 0 | 1547.52 | 15475.2 | 0 | 0 | 0.07622 | 0 | 0.02489 | 0 | 0.081304 | 0 | 0.029975 | 0 | 5.0861 | 6.9919 | 1.3557 | 1.4619
213026-Lighting - Hardwired 14-26 watt CF Fixture | 0.2502 | 0.42035 | 0.28388 | 1445.6368 | 17347.6417 | 0 | 0 | 0.10155 | 0 | 0.040848 | 0 | 0.10148 | 0 | 0.04077 | 0 | 10.5367 | 10.4602 | 1.5725 | 1.5708
213021-Lighting - Hardwire Incan Base 27-65 watt Fluorescent Fixture | 0.3405 | 0.57207 | 0.45726 | 1967.4027 | 23608.8325 | 0 | 0 | 0.053681 | 0 | -0.007024 | 0 | 0.05373 | 0 | -0.006975 | 0 | 1.9173 | 1.9189 | 0.94109 | 0.94147
213147-Premium T8 with T12 34Watt Baseline | 0.055618 | 0.093445 | 0.081497 | 321.3647 | 3535.0112 | -1.3176 | -14.4938 | -0.13244 | -1.0866 | -0.19293 | -1.5829 | -0.0060712 | -0.049811 | -0.066563 | -0.54611 | 0.45777 | 0.9485 | 0.3669 | 0.62683
213053-Lighting - Remove 4 Ft T-8 (De-Lamp) | 0.58328 | 0.97997 | 0.85468 | 3370.2088 | 37072.2966 | -13.8181 | -151.999 | 0.064828 | 0.53188 | 0.0043367 | 0.03558 | 0.093073 | 0.76361 | 0.032582 | 0.26731 | 2.3799 | 5.9682 | 1.0404 | 1.4113
213082-Refrigeration - Vending Machine Controller | 0.17765 | 0.20526 | 0 | 1547.52 | 15475.2 | 0 | 0 | 0.07622 | 0 | 0.02489 | 0 | 0.081304 | 0 | 0.029975 | 0 | 5.0861 | 6.9919 | 1.3557 | 1.4619
213024-Lighting - Hardwire Merc Vap Base 27-65 watt Fluorescent Fixture | 0.44382 | 0.74566 | 0.59602 | 2564.3951 | 41030.3216 | 0 | 0 | -0.016261 | 0 | -0.078195 | 0 | 0.044275 | 0 | -0.017658 | 0 | 0.87562 | 1.6307 | 0.59415 | 0.86636
213147-Premium T8 with T12 34Watt Baseline | 0.24101 | 0.40493 | 0.35315 | 1392.5802 | 15318.3817 | -5.7097 | -62.8064 | -0.13244 | -1.0866 | -0.19293 | -1.5829 | -0.0060712 | -0.049811 | -0.066563 | -0.54611 | 0.45777 | 0.9485 | 0.3669 | 0.62683
213053-Lighting - Remove 4 Ft T-8 (De-Lamp) | 2.5275 | 4.2465 | 3.7036 | 14604.2381 | 160646.6186 | -59.8784 | -658.6624 | 0.064828 | 0.53188 | 0.0043367 | 0.03558 | 0.093073 | 0.76361 | 0.032582 | 0.26731 | 2.3799 | 5.9682 | 1.0404 | 1.4113
213082-Refrigeration - Vending Machine Controller | 0.17765 | 0.20526 | 0 | 1547.52 | 15475.2 | 0 | 0 | 0.07622 | 0 | 0.02489 | 0 | 0.081304 | 0 | 0.029975 | 0 | 5.0861 | 6.9919 | 1.3557 | 1.4619
213026-Lighting - Hardwired 14-26 watt CF Fixture | 0.33359 | 0.56047 | 0.37851 | 1927.5157 | 23130.1889 | 0 | 0 | 0.10155 | 0 | 0.040848 | 0 | 0.10148 | 0 | 0.04077 | 0 | 10.5367 | 10.4602 | 1.5725 | 1.5708
213021-Lighting - Hardwire Incan Base 27-65 watt Fluorescent Fixture | 0.18573 | 0.31204 | 0.24942 | 1073.1287 | 12877.545 | 0 | 0 | 0.053681 | 0 | -0.007024 | 0 | 0.05373 | 0 | -0.006975 | 0 | 1.9173 | 1.9189 | 0.94109 | 0.94147
213147-Premium T8 with T12 34Watt Baseline | 0.083428 | 0.14017 | 0.12225 | 482.047 | 5302.5168 | -1.9764 | -21.7407 | -0.13244 | -1.0866 | -0.19293 | -1.5829 | -0.0060712 | -0.049811 | -0.066563 | -0.54611 | 0.45777 | 0.9485 | 0.3669 | 0.62683
213053-Lighting - Remove 4 Ft T-8 (De-Lamp) | 0.87492 | 1.47 | 1.282 | 5055.3132 | 55608.4449 | -20.7271 | -227.9985 | 0.064828 | 0.53188 | 0.0043367 | 0.03558 | 0.093073 | 0.76361 | 0.032582 | 0.26731 | 2.3799 | 5.9682 | 1.0404 | 1.4113
213082-Refrigeration - Vending Machine Controller | 0.17765 | 0.20526 | 0 | 1547.52 | 15475.2 | 0 | 0 | 0.07622 | 0 | 0.02489 | 0 | 0.081304 | 0 | 0.029975 | 0 | 5.0861 | 6.9919 | 1.3557 | 1.4619
213222-Lighting - Screw in 14-26 Watt Lamp | 0.25906 | 0.43524 | 0.11147 | 1496.8371 | 3442.7254 | -6.2934 | -14.4747 | 0.026269 | 0.19104 | -0.042305 | -0.30766 | 0.0138 | 0.10036 | -0.054774 | -0.39835 | 1.2614 | 1.1222 | 0.74975 | 0.69825
213221-Lighting - Screw in >= 27 Watt Lamp | 0.27565 | 0.46312 | 0.11861 | 1592.7015 | 1911.2418 | -6.6964 | -8.0357 | -0.088465 | -0.70613 | -0.15182 | -1.2119 | -0.14625 | -1.1674 | -0.20961 | -1.6731 | 0.56966 | 0.44466 | 0.43545 | 0.35843
213021-Lighting - Hardwire Incan Base 27-65 watt Fluorescent Fixture | 0.092863 | 0.15602 | 0.12471 | 536.5644 | 6438.7725 | 0 | 0 | 0.053681 | 0 | -0.007024 | 0 | 0.05373 | 0 | -0.006975 | 0 | 1.9173 | 1.9189 | 0.94109 | 0.94147
213147-Premium T8 with T12 34Watt Baseline | 0.12514 | 0.21025 | 0.18337 | 723.0705 | 7953.7751 | -2.9646 | -32.611 | -0.13244 | -1.0866 | -0.19293 | -1.5829 | -0.0060712 | -0.049811 | -0.066563 | -0.54611 | 0.45777 | 0.9485 | 0.3669 | 0.62683
213053-Lighting - Remove 4 Ft T-8 (De-Lamp) | 1.3124 | 2.2049 | 1.923 | 7582.9698 | 83412.6674 | -31.0907 | -341.9978 | 0.064828 | 0.53188 | 0.0043367 | 0.03558 | 0.093073 | 0.76361 | 0.032582 | 0.26731 | 2.3799 | 5.9682 | 1.0404 | 1.4113
213082-Refrigeration - Vending Machine Controller | 0.17765 | 0.20526 | 0 | 1547.52 | 15475.2 | 0 | 0 | 0.07622 | 0 | 0.02489 | 0 | 0.081304 | 0 | 0.029975 | 0 | 5.0861 | 6.9919 | 1.3557 | 1.4619
213222-Lighting - Screw in 14-26 Watt Lamp | 0.086352 | 0.14508 | 0.037156 | 498.9457 | 1147.5751 | -2.0978 | -4.8249 | 0.026269 | 0.19104 | -0.042305 | -0.30766 | 0.0138 | 0.10036 | -0.054774 | -0.39835 | 1.2614 | 1.1222 | 0.74975 | 0.69825
213221-Lighting - Screw in >= 27 Watt Lamp | 0.82095 | 1.3793 | 0.35324 | 4743.4804 | 5692.1765 | -19.9437 | -23.9324 | -0.088465 | -0.70613 | -0.15182 | -1.2119 | -0.14625 | -1.1674 | -0.20961 | -1.6731 | 0.56966 | 0.44466 | 0.43545 | 0.35843
213021-Lighting - Hardwire Incan Base 27-65 watt Fluorescent Fixture | 0.092863 | 0.15602 | 0.12471 | 536.5644 | 6438.7725 | 0 | 0 | 0.053681 | 0 | -0.007024 | 0 | 0.05373 | 0 | -0.006975 | 0 | 1.9173 | 1.9189 | 0.94109 | 0.94147
213022-Lighting - Hardwire Incan Base 66-90 watt Fluorescent Fixture | 0.014794 | 0.024855 | 0.019867 | 85.4798 | 1025.758 | 0 | 0 | -0.26839 | 0 | -0.32909 | 0 | -0.15499 | 0 | -0.21569 | 0 | 0.29481 | 0.41994 | 0.25426 | 0.34219
213011-Lighting - 2 Ft 2nd Gen. T-8 with Elec. Ballast | 0.013958 | 0.023451 | 0.020453 | 80.6502 | 887.1518 | -0.33067 | -3.6374 | -0.087427 | -0.71728 | -0.14792 | -1.2136 | 0.062879 | 0.51589 | 0.0023878 | 0.019591 | 0.56118 | 2.2851 | 0.43048 | 1.0218
213147-Premium T8 with T12 34Watt Baseline | 0.0092697 | 0.015574 | 0.013583 | 53.5608 | 589.1685 | -0.2196 | -2.4156 | -0.13244 | -1.0866 | -0.19293 | -1.5829 | -0.0060712 | -0.049811 | -0.066563 | -0.54611 | 0.45777 | 0.9485 | 0.3669 | 0.62683
213082-Refrigeration - Vending Machine Controller | 0.17765 | 0.20526 | 0 | 1547.52 | 15475.2 | 0 | 0 | 0.07622 | 0 | 0.02489 | 0 | 0.081304 | 0 | 0.029975 | 0 | 5.0861 | 6.9919 | 1.3557 | 1.4619
213221-Lighting - Screw in >= 27 Watt Lamp | 0.071908 | 0.12081 | 0.030941 | 415.4873 | 498.5848 | -1.7469 | -2.0963 | -0.088465 | -0.70613 | -0.15182 | -1.2119 | -0.14625 | -1.1674 | -0.20961 | -1.6731 | 0.56966 | 0.44466 | 0.43545 | 0.35843
213026-Lighting - Hardwired 14-26 watt CF Fixture | 0.33359 | 0.56047 | 0.37851 | 1927.5157 | 23130.1889 | 0 | 0 | 0.10155 | 0 | 0.040848 | 0 | 0.10148 | 0 | 0.04077 | 0 | 10.5367 | 10.4602 | 1.5725 | 1.5708
213021-Lighting - Hardwire Incan Base 27-65 watt Fluorescent Fixture | 0.21668 | 0.36404 | 0.29099 | 1251.9835 | 15023.8025 | 0 | 0 | 0.053681 | 0 | -0.007024 | 0 | 0.05373 | 0 | -0.006975 | 0 | 1.9173 | 1.9189 | 0.94109 | 0.94147
213022-Lighting - Hardwire Incan Base 66-90 watt Fluorescent Fixture | 0.088764 | 0.14913 | 0.1192 | 512.879 | 6154.5482 | 0 | 0 | -0.26839 | 0 | -0.32909 | 0 | -0.15499 | 0 | -0.21569 | 0 | 0.29481 | 0.41994 | 0.25426 | 0.34219
213147-Premium T8 with T12 34Watt Baseline | 0.44495 | 0.74756 | 0.65198 | 2570.9172 | 28280.0893 | -10.5409 | -115.9504 | -0.13244 | -1.0866 | -0.19293 | -1.5829 | -0.0060712 | -0.049811 | -0.066563 | -0.54611 | 0.45777 | 0.9485 | 0.3669 | 0.62683
213053-Lighting - Remove 4 Ft T-8 (De-Lamp) | 3.6698 | 6.1656 | 5.3773 | 21204.2303 | 233246.5328 | -86.9388 | -956.3272 | 0.064828 | 0.53188 | 0.0043367 | 0.03558 | 0.093073 | 0.76361 | 0.032582 | 0.26731 | 2.3799 | 5.9682 | 1.0404 | 1.4113
213082-Refrigeration - Vending Machine Controller | 0.17765 | 0.20526 | 0 | 1547.52 | 15475.2 | 0 | 0 | 0.07622 | 0 | 0.02489 | 0 | 0.081304 | 0 | 0.029975 | 0 | 5.0861 | 6.9919 | 1.3557 | 1.4619
213215-Lighting-Interior High Bay Linear Fluorescent Fixtures <= 244 Watts replacing 400 Watts (Tier 1) | 24.9324 | 16.0771 | 33.0894 | 125903.6438 | 1384940.0817 | -490.4777 | -5395.255 | 0.054299 | 0.4588 | -0.0044374 | -0.037494 | 0.090869 | 0.76779 | 0.032132 | 0.2715 | 2.0006 | 6.1352 | 0.96073 | 1.4204
213230-Lighting - Occupancy Sensor - High-Bay Sensor | 41.4003 | 26.696 | 74.5496 | 209062.9233 | 1672503.3861 | 0 | 0 | 0.091101 | 0 | 0.03225 | 0 | 0.096092 | 0 | 0.037241 | 0 | 6.1544 | 8.5767 | 1.4214 | 1.5206
213215-Lighting-Interior High Bay Linear Fluorescent Fixtures <= 244 Watts replacing 400 Watts (Tier 1) | 4.3296 | 2.7918 | 5.7461 | 21863.507 | 240498.5771 | -85.1728 | -936.9006 | 0.054299 | 0.4588 | -0.0044374 | -0.037494 | 0.090869 | 0.76779 | 0.032132 | 0.2715 | 2.0006 | 6.1352 | 0.96073 | 1.4204
213230-Lighting - Occupancy Sensor - High-Bay Sensor | 7.1893 | 4.6358 | 12.9457 | 36304.34 | 290434.7197 | 0 | 0 | 0.091101 | 0 | 0.03225 | 0 | 0.096092 | 0 | 0.037241 | 0 | 6.1544 | 8.5767 | 1.4214 | 1.5206
213013-Lighting - 8 Ft T-8 with Elec. Ballast | 0.33172 | 0.2139 | 0.46369 | 1675.1133 | 18426.2461 | -6.5257 | -71.7824 | -0.01996 | -0.16865 | -0.078697 | -0.66495 | 0.077963 | 0.65875 | 0.019226 | 0.16245 | 0.8447 | 3.5477 | 0.57975 | 1.2152
213222-Lighting - Screw in 14-26 Watt Lamp | 0.32373 | 0.20875 | 0.11276 | 1634.7857 | 3760.0071 | -7.6027 | -17.4862 | 0.074297 | 0.55519 | 0.0075587 | 0.056483 | 0.0735 | 0.54923 | 0.006761 | 0.050522 | 2.5145 | 2.4743 | 1.0653 | 1.058
213147-Premium T8 with T12 34Watt Baseline | 4.8348 | 3.1176 | 4.7778 | 24414.5473 | 268560.0201 | -46.4546 | -511.0002 | 0.017172 | 0.14509 | -0.041565 | -0.35121 | 0.06879 | 0.58124 | 0.010053 | 0.084942 | 1.1879 | 2.7295 | 0.72314 | 1.102
213224-Lighting - Occupancy Sensor - Wall/Ceiling Mounted Lighting Sensor | 0.28446 | 0.18343 | 1.1839 | 1436.4605 | 11491.6838 | 0 | 0 | 0.075043 | 0 | 0.016192 | 0 | 0.050631 | 0 | -0.0082195 | 0 | 3.2247 | 1.8708 | 1.1749 | 0.92974
213215-Lighting-Interior High Bay Linear Fluorescent Fixtures <= 244 Watts replacing 400 Watts (Tier 1) | 2.6143 | 1.6857 | 3.4051 | 13201.4411 | 145215.8521 | -54.4905 | -599.3951 | 0.055918 | 0.47187 | -0.002895 | -0.02443 | 0.091492 | 0.77205 | 0.032678 | 0.27576 | 2.0593 | 6.3151 | 0.97406 | 1.4298
213230-Lighting - Occupancy Sensor - High-Bay Sensor | 4.2144 | 2.7176 | 7.5889 | 21281.8545 | 170254.8357 | 0 | 0 | 0.091242 | 0 | 0.032314 | 0 | 0.096234 | 0 | 0.037306 | 0 | 6.1624 | 8.5879 | 1.4218 | 1.521
213084-Refrigeration -Cooler/Freezer Door Gaskets - Solid Doors: Cooler | 2.0251 | 1.5672 | 2.0076 | 17564.4 | 70257.6 | 0 | 0 | 0.084428 | 0 | 0.032762 | 0 | 0.084428 | 0 | 0.032762 | 0 | 8.6286 | 8.6286 | 1.5222 | 1.5222
213084-Refrigeration -Cooler/Freezer Door Gaskets - Solid Doors: Cooler | 2.7309 | 2.1134 | 2.7074 | 23686.848 | 94747.392 | 0 | 0 | 0.084428 | 0 | 0.032762 | 0 | 0.084428 | 0 | 0.032762 | 0 | 8.6286 | 8.6286 | 1.5222 | 1.5222
213084-Refrigeration -Cooler/Freezer Door Gaskets - Solid Doors: Cooler | 0.87945 | 0.68059 | 0.87187 | 7627.968 | 30511.872 | 0 | 0 | 0.084539 | 0 | 0.032813 | 0 | 0.084539 | 0 | 0.032813 | 0 | 8.6386 | 8.6386 | 1.5225 | 1.5225
213147-Premium T8 with T12 34Watt Baseline | 0.049822 | 0.032126 | 0.082939 | 251.5888 | 2767.4765 | -0.47871 | -5.2658 | -0.082945 | -0.70084 | -0.14168 | -1.1971 | 0.016137 | 0.13635 | -0.0426 | -0.35995 | 0.56689 | 1.1746 | 0.43383 | 0.71819
213053-Lighting - Remove 4 Ft T-8 (De-Lamp) | 0.26124 | 0.16846 | 0.4349 | 1319.2283 | 14511.5115 | -2.5102 | -27.6117 | 0.071728 | 0.60607 | 0.012992 | 0.10977 | 0.093875 | 0.7932 | 0.035138 | 0.2969 | 2.9473 | 7.3909 | 1.1359 | 1.4786
213224-Lighting - Occupancy Sensor - Wall/Ceiling Mounted Lighting Sensor | 12.1911 | 7.8611 | 50.7384 | 61562.592 | 492500.736 | 0 | 0 | 0.074785 | 0 | 0.015934 | 0 | 0.044171 | 0 | -0.01468 | 0 | 3.2002 | 1.6837 | 1.1716 | 0.88109
213230-Lighting - Occupancy Sensor - High-Bay Sensor | 8.4288 | 5.4351 | 15.1778 | 42563.7089 | 340509.6714 | 0 | 0 | 0.091101 | 0 | 0.03225 | 0 | 0.096092 | 0 | 0.037241 | 0 | 6.1544 | 8.5767 | 1.4214 | 1.5206
213147-Premium T8 with T12 34Watt Baseline | 1.9902 | 1.2833 | 1.9667 | 10049.9537 | 110549.491 | -19.1225 | -210.3471 | 0.017172 | 0.14509 | -0.041565 | -0.35121 | 0.06879 | 0.58124 | 0.010053 | 0.084942 | 1.1879 | 2.7295 | 0.72314 | 1.102
213011-Lighting - 2 Ft 2nd Gen. T-8 with Elec. Ballast | 0.20222 | 0.1304 | 0.19984 | 1021.1854 | 11233.0393 | -1.9431 | -21.3736 | 0.033943 | 0.2868 | -0.024794 | -0.2095 | 0.092055 | 0.77782 | 0.033318 | 0.28152 | 1.4549 | 6.576 | 0.81408 | 1.4428
213051-Lighting - Remove 2 Ft T-8 (De-Lamp) | 0.53071 | 0.34222 | 0.52446 | 2679.9877 | 29479.8643 | -5.0993 | -56.0926 | 0.087212 | 0.7369 | 0.028475 | 0.2406 | 0.10232 | 0.86452 | 0.04358 | 0.36823 | 5.0845 | 17.3778 | 1.3555 | 1.6706
213230-Lighting - Occupancy Sensor - High-Bay Sensor | 3.7186 | 2.3978 | 6.6961 | 18778.1069 | 150224.855 | 0 | 0 | 0.091151 | 0 | 0.0323 | 0 | 0.097361 | 0 | 0.03851 | 0 | 6.1721 | 9.5297 | 1.4224 | 1.5481
213053-Lighting - Remove 4 Ft T-8 (De-Lamp) | 12.1294 | 7.8213 | 11.9865 | 61250.8859 | 673759.7453 | -116.5446 | -1281.9904 | 0.090979 | 0.76873 | 0.032242 | 0.27243 | 0.10224 | 0.8639 | 0.043506 | 0.3676 | 6.1738 | 17.1749 | 1.4225 | 1.6687
213054-Lighting - Remove 8 Ft T-8 (De-Lamp) | 1.3225 | 0.85279 | 1.3069 | 6678.3825 | 73462.2071 | -12.7072 | -139.7796 | 0.0976 | 0.82467 | 0.038863 | 0.32837 | 0.098989 | 0.8364 | 0.040252 | 0.34011 | 9.9016 | 11.3379 | 1.5576 | 1.5892
213206-Lighting-Interior High Bay Linear Fluorescent Fixtures 361-600 Watts replacing > 400 Watts | 1.3193 | 0.85072 | 1.3743 | 6662.2346 | 73284.5807 | -12.6765 | -139.4416 | -0.014044 | -0.11867 | -0.072781 | -0.61496 | 0.068338 | 0.57742 | 0.0096007 | 0.081121 | 0.88545 | 2.6988 | 0.59866 | 1.097
213215-Lighting-Interior High Bay Linear Fluorescent Fixtures <= 244 Watts replacing 400 Watts (Tier 1) | 0.96986 | 0.62539 | 1.0103 | 4897.6023 | 53873.6256 | -9.3189 | -102.5076 | 0.067566 | 0.5709 | 0.0088293 | 0.074603 | 0.096516 | 0.81551 | 0.037779 | 0.31921 | 2.648 | 9.011 | 1.0885 | 1.5337
213147-Premium T8 with T12 34Watt Baseline | 2.7973 | 1.8037 | 3.9573 | 14125.5846 | 155381.4311 | -26.8773 | -295.6507 | -0.071647 | -0.60538 | -0.13038 | -1.1017 | 0.021589 | 0.18242 | -0.037147 | -0.31388 | 0.60243 | 1.2482 | 0.45434 | 0.74506
213147-Premium T8 with T12 34Watt Baseline | 16.7041 | 10.7713 | 23.6317 | 84352.4661 | 927877.1266 | -160.5009 | -1765.5101 | -0.071647 | -0.60538 | -0.13038 | -1.1017 | 0.021589 | 0.18242 | -0.037147 | -0.31388 | 0.60243 | 1.2482 | 0.45434 | 0.74506
213011-Lighting - 2 Ft 2nd Gen. T-8 with Elec. Ballast | 5.4318 | 3.5026 | 7.6845 | 27429.4106 | 301723.5164 | -52.1911 | -574.1018 | -0.038437 | -0.32478 | -0.097174 | -0.82107 | 0.072463 | 0.61228 | 0.013727 | 0.11598 | 0.73852 | 3.0073 | 0.52768 | 1.1447
213026-Lighting - Hardwired 14-26 watt CF Fixture | 16.9857 | 10.9528 | 16.8438 | 85774.4506 | 1029293.4073 | 0 | 0 | 0.098289 | 0 | 0.03935 | 0 | 0.098212 | 0 | 0.039272 | 0 | 10.2302 | 10.156 | 1.5655 | 1.5637
213012-Lighting - 3 Ft 2nd Gen. T-8 with Elec. Ballast | 8.7017 | 5.6111 | 12.3105 | 43941.8454 | 483360.2996 | -83.61 | -919.7096 | 0.011024 | 0.093143 | -0.047713 | -0.40315 | 0.070462 | 0.59537 | 0.011725 | 0.099074 | 1.113 | 2.8493 | 0.69469 | 1.1211
213062-Lighting - Occupancy Sensor - Wallbox Lighting Sensor | 23.4069 | 15.0934 | 0 | 118200.1766 | 945601.4131 | 0 | 0 | 0.076673 | 0 | 0.017822 | 0 | 0.091367 | 0 | 0.032516 | 0 | 3.3884 | 6.2485 | 1.1959 | 1.4264
213213-Lighting-Wall or Ceiling-mounted Lighting Sensor >= 500 watts | 55.0479 | 35.4963 | 134.2339 | 277980.48 | 2223843.84 | 0 | 0 | 0.079702 | 0 | 0.020851 | 0 | 0.091272 | 0 | 0.032421 | 0 | 3.7414 | 6.2147 | 1.2371 | 1.4246
213222-Lighting - Screw in 14-26 Watt Lamp | 0.015832 | 0.010209 | 0.0078297 | 79.9482 | 183.8808 | -0.3718 | -0.85515 | 0.039384 | 0.2943 | -0.027355 | -0.20441 | 0.028963 | 0.21643 | -0.037776 | -0.28228 | 1.469 | 1.3068 | 0.81849 | 0.76556
213062-Lighting - Occupancy Sensor - Wallbox Lighting Sensor | 0.40637 | 0.26204 | 0 | 2052.0864 | 16416.6912 | 0 | 0 | 0.076673 | 0 | 0.017822 | 0 | 0.091367 | 0 | 0.032516 | 0 | 3.3884 | 6.2485 | 1.1959 | 1.4264
213015-Lighting - Exterior >176w Mer Vap Base HID | 0.51852 | 0.91255 | 0 | 25032.96 | 400527.36 | 0 | 0 | 0.046495 | 0 | 0.0025792 | 0 | 0.072029 | 0 | 0.028113 | 0 | 2.3409 | 8.8796 | 1.0328 | 1.5299
213084-Refrigeration -Cooler/Freezer Door Gaskets - Solid Doors: Cooler | 0.47444 | 0.36716 | 0.47035 | 4115.088 | 16460.352 | 0 | 0 | 0.084428 | 0 | 0.032762 | 0 | 0.084428 | 0 | 0.032762 | 0 | 8.6286 | 8.6286 | 1.5222 | 1.5222
213176-Food Service - Ice Machine Air-Cooled 301-400 | 0.21124 | 0.17666 | 0.182 | 1594.32 | 19131.84 | 0 | 0 | 0.055339 | 0 | 0.0030187 | 0 | 0.074086 | 0 | 0.021765 | 0 | 2.3378 | 4.2754 | 1.0322 | 1.2904
213230-Lighting - Occupancy Sensor - High-Bay Sensor | 15.866 | 10.2308 | 28.5699 | 80119.9227 | 640959.3815 | 0 | 0 | 0.091101 | 0 | 0.03225 | 0 | 0.096092 | 0 | 0.037241 | 0 | 6.1544 | 8.5767 | 1.4214 | 1.5206
213230-Lighting - Occupancy Sensor - High-Bay Sensor | 3.4707 | 2.238 | 6.2497 | 17526.2331 | 140209.8647 | 0 | 0 | 0.091101 | 0 | 0.03225 | 0 | 0.096092 | 0 | 0.037241 | 0 | 6.1544 | 8.5767 | 1.4214 | 1.5206
213180-Food Service - Ice Machine Air-Cooled >1500 | 0.48478 | 0.37517 | 0.48 | 4204.8 | 50457.6 | 0 | 0 | 0.033023 | 0 | -0.01773 | 0 | 0.079514 | 0 | 0.02876 | 0 | 1.5433 | 6.5627 | 0.84104 | 1.4421
213020-Lighting - Hardwire Incan Base >90 watt Fluorescent Fixture | 1.1116 | 0.7168 | 0.98143 | 5613.4436 | 67361.3236 | 0 | 0 | -0.072421 | 0 | -0.13136 | 0 | -0.068391 | 0 | -0.12733 | 0 | 0.60068 | 0.61433 | 0.45335 | 0.46108
213230-Lighting - Occupancy Sensor - High-Bay Sensor | 17.9132 | 11.2009 | 33.0339 | 92638.6606 | 741109.2849 | 0 | 0 | 0.089055 | 0 | 0.031311 | 0 | 0.094047 | 0 | 0.036303 | 0 | 6.0386 | 8.4154 | 1.4152 | 1.5155
213084-Refrigeration -Cooler/Freezer Door Gaskets - Solid Doors: Cooler | 2.5226 | 1.9522 | 2.5009 | 21880.224 | 87520.896 | 0 | 0 | 0.084428 | 0 | 0.032762 | 0 | 0.084428 | 0 | 0.032762 | 0 | 8.6286 | 8.6286 | 1.5222 | 1.5222
213020-Lighting - Hardwire Incan Base >90 watt Fluorescent Fixture | 0.57149 | 0.36851 | 0.52693 | 2885.8987 | 34630.7841 | 0 | 0 | -0.5102 | 0 | -0.56914 | 0 | -0.49645 | 0 | -0.55539 | 0 | 0.17595 | 0.17995 | 0.16066 | 0.16398
213176-Food Service - Ice Machine Air-Cooled 301-400 | 0.17213 | 0.13357 | 0.182 | 1594.32 | 19131.84 | 0 | 0 | 0.051473 | 0 | 0.0012443 | 0 | 0.07022 | 0 | 0.019991 | 0 | 2.2443 | 4.1045 | 1.0136 | 1.2744
213011-Lighting - 2 Ft 2nd Gen. T-8 with Elec. Ballast | 0.041839 | 0.026979 | 0.041346 | 211.2797 | 2324.0771 | -0.40201 | -4.4221 | 0.033468 | 0.28518 | -0.025018 | -0.21318 | 0.091588 | 0.78043 | 0.033102 | 0.28207 | 1.4484 | 6.547 | 0.81206 | 1.4414
213147-Premium T8 with T12 34Watt Baseline | 1.108 | 0.71445 | 1.0949 | 5595.0004 | 61545.0046 | -10.6458 | -117.1042 | 0.016694 | 0.14225 | -0.041791 | -0.35611 | 0.06832 | 0.58216 | 0.0098341 | 0.083797 | 1.1826 | 2.7174 | 0.72119 | 1.1001
213051-Lighting - Remove 2 Ft T-8 (De-Lamp) | 0.13268 | 0.085554 | 0.13112 | 669.9969 | 7369.9661 | -1.2748 | -14.0231 | 0.086745 | 0.73916 | 0.028259 | 0.2408 | 0.10185 | 0.86788 | 0.043366 | 0.36952 | 5.0621 | 17.3011 | 1.3539 | 1.6699
213053-Lighting - Remove 4 Ft T-8 (De-Lamp) | 1.712 | 1.1039 | 1.6918 | 8645.0199 | 95095.2193 | -16.4492 | -180.9416 | 0.090512 | 0.77126 | 0.032027 | 0.2729 | 0.10178 | 0.86725 | 0.043292 | 0.36889 | 6.1465 | 17.099 | 1.421 | 1.668
213206-Lighting-Interior High Bay Linear Fluorescent Fixtures 361-600 Watts replacing > 400 Watts | 6.3327 | 4.0835 | 6.5964 | 31978.7261 | 351765.9874 | -60.8472 | -669.3196 | -0.014526 | -0.12378 | -0.073011 | -0.62213 | 0.067867 | 0.5783 | 0.0093819 | 0.079944 | 0.88154 | 2.6869 | 0.59687 | 1.095
213230-Lighting - Occupancy Sensor - High-Bay Sensor | 12.1474 | 7.833 | 21.8738 | 61341.8158 | 490734.5265 | 0 | 0 | 0.089946 | 0 | 0.031747 | 0 | 0.096155 | 0 | 0.037956 | 0 | 6.1037 | 9.4241 | 1.4187 | 1.5452
213215-Lighting-Interior High Bay Linear Fluorescent Fixtures <= 244 Watts replacing 400 Watts (Tier 1) | 0.19397 | 0.12508 | 0.20205 | 979.5205 | 10774.7251 | -1.8638 | -20.5015 | 0.067096 | 0.57173 | 0.0086104 | 0.07337 | 0.09605 | 0.81845 | 0.037564 | 0.32009 | 2.6363 | 8.9712 | 1.0865 | 1.5326
213230-Lighting - Occupancy Sensor - High-Bay Sensor | 36.4422 | 23.4989 | 65.6215 | 184025.4474 | 1472203.5794 | 0 | 0 | 0.089895 | 0 | 0.031696 | 0 | 0.094887 | 0 | 0.036688 | 0 | 6.0862 | 8.4817 | 1.4178 | 1.5176
213215-Lighting-Interior High Bay Linear Fluorescent Fixtures <= 244 Watts replacing 400 Watts (Tier 1) | 19.6838 | 12.6926 | 25.6383 | 99399.0859 | 1093389.9451 | -410.2812 | -4513.0927 | 0.055918 | 0.47187 | -0.002895 | -0.02443 | 0.091492 | 0.77205 | 0.032678 | 0.27576 | 2.0593 | 6.3151 | 0.97406 | 1.4298
213230-Lighting - Occupancy Sensor - High-Bay Sensor | 31.7319 | 20.4616 | 57.1398 | 160239.8454 | 1281918.763 | 0 | 0 | 0.091242 | 0 | 0.032314 | 0 | 0.096234 | 0 | 0.037306 | 0 | 6.1624 | 8.5879 | 1.4218 | 1.521
213215-Lighting-Interior High Bay Linear Fluorescent Fixtures <= 244 Watts replacing 400 Watts (Tier 1) | 57.8037 | 37.2734 | 60.2113 | 291897.0985 | 3210868.083 | -555.4046 | -6109.4511 | 0.067513 | 0.57045 | 0.0087758 | 0.074151 | 0.095177 | 0.8042 | 0.036441 | 0.3079 | 2.6446 | 8.1099 | 1.0879 | 1.5053
213230-Lighting - Occupancy Sensor - High-Bay Sensor | 73.8759 | 47.6371 | 133.0286 | 373058.39 | 2984467.1201 | 0 | 0 | 0.091101 | 0 | 0.03225 | 0 | 0.096092 | 0 | 0.037241 | 0 | 6.1544 | 8.5767 | 1.4214 | 1.5206
213215-Lighting-Interior High Bay Linear Fluorescent Fixtures <= 244 Watts replacing 400 Watts (Tier 1) | 16.8704 | 10.8785 | 22.3898 | 85192.2859 | 937115.1451 | -331.8801 | -3650.6815 | 0.054299 | 0.4588 | -0.0044374 | -0.037494 | 0.090869 | 0.76779 | 0.032132 | 0.2715 | 2.0006 | 6.1352 | 0.96073 | 1.4204
213230-Lighting - Occupancy Sensor - High-Bay Sensor | 28.0134 | 18.0638 | 50.4437 | 141461.7385 | 1131693.908 | 0 | 0 | 0.091101 | 0 | 0.03225 | 0 | 0.096092 | 0 | 0.037241 | 0 | 6.1544 | 8.5767 | 1.4214 | 1.5206
213013-Lighting - 8 Ft T-8 with Elec. Ballast | 0.038275 | 0.024681 | 0.053502 | 193.2823 | 2126.1053 | -0.75296 | -8.2826 | -0.01996 | -0.16865 | -0.078697 | -0.66495 | 0.077963 | 0.65875 | 0.019226 | 0.16245 | 0.8447 | 3.5477 | 0.57975 | 1.2152
213215-Lighting-Interior High Bay Linear Fluorescent Fixtures <= 244 Watts replacing 400 Watts (Tier 1) | 36.5617 | 22.8615 | 53.0939 | 189079.6849 | 2079876.5344 | -101.3219 | -1114.5408 | 0.060394 | 0.51344 | 0.0020165 | 0.017144 | 0.092409 | 0.78561 | 0.034031 | 0.28931 | 2.2713 | 6.9652 | 1.019 | 1.4607
213230-Lighting - Occupancy Sensor - High-Bay Sensor | 54.708 | 34.2081 | 100.8874 | 282923.477 | 2263387.8159 | 0 | 0 | 0.090434 | 0 | 0.031944 | 0 | 0.095426 | 0 | 0.036935 | 0 | 6.1167 | 8.5242 | 1.4194 | 1.519
213007-Heating - Greenhouse Heat Curtain | 0.27856 | 0.30754 | 0 | 2046.4595 | 10232.2977 | 21859.2937 | 109296.4683 | 0.048304 | 0.5237 | -0.0061005 | -0.066142 | 0.078711 | 0.85338 | 0.024307 | 0.26354 | 1.9244 | 4.6032 | 0.9428 | 1.3188
213105-Heating - Infrared Film for Greenhouse | 0.23863 | 0.26345 | 0 | 1753.0794 | 8765.3972 | 1803.6721 | 9018.3604 | 0.091086 | 0.98754 | 0.036682 | 0.3977 | 0.085182 | 0.92354 | 0.030778 | 0.3337 | 10.6184 | 6.5409 | 1.5743 | 1.4411
213207-Lighting-Interior High Bay Linear Fluorescent Fixtures <= 360 Watts replacing 400 Watts (Tier 2) | 7.8438 | 4.4756 | 8.3378 | 39034.9819 | 429384.8012 | -50.4689 | -555.1577 | 0.047159 | 0.41572 | -0.009375 | -0.082643 | 0.088023 | 0.77594 | 0.031489 | 0.27758 | 1.8225 | 6.3447 | 0.91767 | 1.4313
213230-Lighting - Occupancy Sensor - High-Bay Sensor | 12.5778 | 7.1768 | 22.3202 | 62593.6896 | 500749.5168 | 0 | 0 | 0.086295 | 0 | 0.030044 | 0 | 0.091287 | 0 | 0.035036 | 0 | 5.8825 | 8.1978 | 1.4064 | 1.5083
213147-Premium T8 with T12 34Watt Baseline | 2.8974 | 1.8683 | 3.8063 | 14631.2571 | 160943.828 | -27.8395 | -306.2345 | -0.13691 | -1.1571 | -0.19563 | -1.6534 | -0.0099202 | -0.083841 | -0.068642 | -0.58014 | 0.44221 | 0.91625 | 0.35684 | 0.61258
213053-Lighting - Remove 4 Ft T-8 (De-Lamp) | 11.7275 | 7.5622 | 15.4065 | 59221.4912 | 651436.4037 | -112.6832 | -1239.5149 | 0.061327 | 0.51831 | 0.0026052 | 0.022018 | 0.089711 | 0.7582 | 0.030989 | 0.26191 | 2.299 | 5.7654 | 1.0246 | 1.3996
213230-Lighting - Occupancy Sensor - High-Bay Sensor | 10.1641 | 6.5541 | 18.3026 | 51326.8255 | 410614.6038 | 0 | 0 | 0.091073 | 0 | 0.032237 | 0 | 0.096065 | 0 | 0.037229 | 0 | 6.1528 | 8.5746 | 1.4213 | 1.5205
213147-Premium T8 with T12 34Watt Baseline | 0.33702 | 0.21073 | 0.5557 | 1742.8917 | 19171.809 | -0.93396 | -10.2736 | -0.07062 | -0.60037 | -0.129 | -1.0967 | 0.021742 | 0.18484 | -0.036636 | -0.31146 | 0.60441 | 1.2523 | 0.45547 | 0.74653
213054-Lighting - Remove 8 Ft T-8 (De-Lamp) | 2.1427 | 1.3398 | 3.5331 | 11081.1797 | 121892.9772 | -5.9381 | -65.3186 | 0.086442 | 0.73488 | 0.028064 | 0.23858 | 0.087159 | 0.74097 | 0.028781 | 0.24468 | 5.0283 | 5.2021 | 1.3515 | 1.3638
213215-Lighting-Interior High Bay Linear Fluorescent Fixtures <= 244 Watts replacing 400 Watts (Tier 1) | 9.2213 | 5.766 | 13.3909 | 47688.2391 | 524570.6304 | -25.5546 | -281.101 | 0.060394 | 0.51344 | 0.0020165 | 0.017144 | 0.092409 | 0.78561 | 0.034031 | 0.28931 | 2.2713 | 6.9652 | 1.019 | 1.4607
213230-Lighting - Occupancy Sensor - High-Bay Sensor | 13.798 | 8.6277 | 25.4451 | 71356.8061 | 570854.4492 | 0 | 0 | 0.090434 | 0 | 0.031944 | 0 | 0.095426 | 0 | 0.036935 | 0 | 6.1167 | 8.5242 | 1.4194 | 1.519
213177-Food Service - Ice Machine Air-Cooled 401-500 | 0.27269 | 0.21103 | 0.27 | 2365.2 | 28382.4 | 0 | 0 | 0.045335 | 0 | -0.0054185 | 0 | 0.078561 | 0 | 0.027808 | 0 | 1.9353 | 6.1526 | 0.94539 | 1.4213
213178-Food Service - Ice Machine Air-Cooled 501-1000 | 0.33329 | 0.25793 | 0.33 | 2890.8 | 34689.6 | 0 | 0 | 0.033862 | 0 | -0.016891 | 0 | 0.077175 | 0 | 0.026421 | 0 | 1.5649 | 5.6399 | 0.84742 | 1.3921
213020-Lighting - Hardwire Incan Base >90 watt Fluorescent Fixture | 0.23302 | 0.14571 | 0.35492 | 1205.0818 | 14460.9818 | 0 | 0 | -0.27122 | 0 | -0.32969 | 0 | -0.26279 | 0 | -0.32126 | 0 | 0.28495 | 0.29142 | 0.24689 | 0.25173
213147-Premium T8 with T12 34Watt Baseline | 2.0045 | 1.2534 | 3.2673 | 10366.4519 | 114030.9706 | -3.0147 | -33.162 | -0.071392 | -0.60803 | -0.12967 | -1.1043 | 0.021269 | 0.18114 | -0.037004 | -0.31515 | 0.60138 | 1.2461 | 0.45375 | 0.74429
213053-Lighting - Remove 4 Ft T-8 (De-Lamp) | 10.1522 | 6.348 | 16.5479 | 52502.2186 | 577524.4049 | -15.2685 | -167.9533 | 0.073259 | 0.62392 | 0.014985 | 0.12762 | 0.09397 | 0.80031 | 0.035697 | 0.30402 | 3.1266 | 7.8406 | 1.1616 | 1.4957
213054-Lighting - Remove 8 Ft T-8 (De-Lamp) | 1.9537 | 1.2216 | 3.1846 | 10103.8206 | 111142.0263 | -2.9384 | -32.3219 | 0.086179 | 0.73396 | 0.027906 | 0.23767 | 0.086898 | 0.74008 | 0.028625 | 0.24379 | 5.0031 | 5.176 | 1.3497 | 1.362
213215-Lighting-Interior High Bay Linear Fluorescent Fixtures <= 244 Watts replacing 400 Watts (Tier 1) | 0.16092 | 0.10062 | 0.231 | 832.1941 | 9154.1348 | -0.24202 | -2.6622 | 0.060047 | 0.5114 | 0.0017739 | 0.015108 | 0.092166 | 0.78495 | 0.033892 | 0.28865 | 2.2599 | 6.9302 | 1.0167 | 1.4592
213178-Food Service - Ice Machine Air-Cooled 501-1000 | 0.33329 | 0.25793 | 0.33 | 2890.8 | 34689.6 | 0 | 0 | 0.033862 | 0 | -0.016891 | 0 | 0.077175 | 0 | 0.026421 | 0 | 1.5649 | 5.6399 | 0.84742 | 1.3921
213178-Food Service - Ice Machine Air-Cooled 501-1000 | 0.33329 | 0.25793 | 0.33 | 2890.8 | 34689.6 | 0 | 0 | 0.033862 | 0 | -0.016891 | 0 | 0.077175 | 0 | 0.026421 | 0 | 1.5649 | 5.6399 | 0.84742 | 1.3921
213178-Food Service - Ice Machine Air-Cooled 501-1000 | 0.33329 | 0.25793 | 0.33 | 2890.8 | 34689.6 | 0 | 0 | 0.033862 | 0 | -0.016891 | 0 | 0.077175 | 0 | 0.026421 | 0 | 1.5649 | 5.6399 | 0.84742 | 1.3921
213178-Food Service - Ice Machine Air-Cooled 501-1000 | 0.33329 | 0.25793 | 0.33 | 2890.8 | 34689.6 | 0 | 0 | 0.033862 | 0 | -0.016891 | 0 | 0.077175 | 0 | 0.026421 | 0 | 1.5649 | 5.6399 | 0.84742 | 1.3921
213178-Food Service - Ice Machine Air-Cooled 501-1000 | 0.33329 | 0.25793 | 0.33 | 2890.8 | 34689.6 | 0 | 0 | 0.033973 | 0 | -0.01684 | 0 | 0.077285 | 0 | 0.026472 | 0 | 1.5667 | 5.6465 | 0.84796 | 1.3925
213178-Food Service - Ice Machine Air-Cooled 501-1000 | 0.33329 | 0.25793 | 0.33 | 2890.8 | 34689.6 | 0 | 0 | 0.033973 | 0 | -0.01684 | 0 | 0.077285 | 0 | 0.026472 | 0 | 1.5667 | 5.6465 | 0.84796 | 1.3925
213178-Food Service - Ice Machine Air-Cooled 501-1000 | 0.33329 | 0.25793 | 0.33 | 2890.8 | 34689.6 | 0 | 0 | 0.033862 | 0 | -0.016891 | 0 | 0.077175 | 0 | 0.026421 | 0 | 1.5649 | 5.6399 | 0.84742 | 1.3921
213178-Food Service - Ice Machine Air-Cooled 501-1000 | 0.33329 | 0.25793 | 0.33 | 2890.8 | 34689.6 | 0 | 0 | 0.033973 | 0 | -0.01684 | 0 | 0.077285 | 0 | 0.026472 | 0 | 1.5667 | 5.6465 | 0.84796 | 1.3925
213178-Food Service - Ice Machine Air-Cooled 501-1000 | 0.33329 | 0.25793 | 0.33 | 2890.8 | 34689.6 | 0 | 0 | 0.033973 | 0 | -0.01684 | 0 | 0.077285 | 0 | 0.026472 | 0 | 1.5667 | 5.6465 | 0.84796 | 1.3925
213178-Food Service - Ice Machine Air-Cooled 501-1000 | 0.33329 | 0.25793 | 0.33 | 2890.8 | 34689.6 | 0 | 0 | 0.033862 | 0 | -0.016891 | 0 | 0.077175 | 0 | 0.026421 | 0 | 1.5649 | 5.6399 | 0.84742 | 1.3921
213178-Food Service - Ice Machine Air-Cooled 501-1000 | 0.33329 | 0.25793 | 0.33 | 2890.8 | 34689.6 | 0 | 0 | 0.033862 | 0 | -0.016891 | 0 | 0.077175 | 0 | 0.026421 | 0 | 1.5649 | 5.6399 | 0.84742 | 1.3921
213178-Food Service - Ice Machine Air-Cooled 501-1000 | 0.33329 | 0.25793 | 0.33 | 2890.8 | 34689.6 | 0 | 0 | 0.033862 | 0 | -0.016891 | 0 | 0.077175 | 0 | 0.026421 | 0 | 1.5649 | 5.6399 | 0.84742 | 1.3921
213178-Food Service - Ice Machine Air-Cooled 501-1000 | 0.33329 | 0.25793 | 0.33 | 2890.8 | 34689.6 | 0 | 0 | 0.033862 | 0 | -0.016891 | 0 | 0.077175 | 0 | 0.026421 | 0 | 1.5649 | 5.6399 | 0.84742 | 1.3921
213178-Food Service - Ice Machine Air-Cooled 501-1000 | 0.33329 | 0.25793 | 0.33 | 2890.8 | 34689.6 | 0 | 0 | 0.033973 | 0 | -0.01684 | 0 | 0.077285 | 0 | 0.026472 | 0 | 1.5667 | 5.6465 | 0.84796 | 1.3925
213178-Food Service - Ice Machine Air-Cooled 501-1000 | 0.33329 | 0.25793 | 0.33 | 2890.8 | 34689.6 | 0 | 0 | 0.033862 | 0 | -0.016891 | 0 | 0.077175 | 0 | 0.026421 | 0 | 1.5649 | 5.6399 | 0.84742 | 1.3921
213178-Food Service - Ice Machine Air-Cooled 501-1000 | 0.33329 | 0.25793 | 0.33 | 2890.8 | 34689.6 | 0 | 0 | 0.033862 | 0 | -0.016891 | 0 | 0.077175 | 0 | 0.026421 | 0 | 1.5649 | 5.6399 | 0.84742 | 1.3921
213178-Food Service - Ice Machine Air-Cooled 501-1000 | 0.33329 | 0.25793 | 0.33 | 2890.8 | 34689.6 | 0 | 0 | 0.033862 | 0 | -0.016891 | 0 | 0.077175 | 0 | 0.026421 | 0 | 1.5649 | 5.6399 | 0.84742 | 1.3921
213178-Food Service - Ice Machine Air-Cooled 501-1000 | 0.33329 | 0.25793 | 0.33 | 2890.8 | 34689.6 | 0 | 0 | 0.033973 | 0 | -0.01684 | 0 | 0.077285 | 0 | 0.026472 | 0 | 1.5667 | 5.6465 | 0.84796 | 1.3925
213178-Food Service - Ice Machine Air-Cooled 501-1000 | 0.33329 | 0.25793 | 0.33 | 2890.8 | 34689.6 | 0 | 0 | 0.033862 | 0 | -0.016891 | 0 | 0.077175 | 0 | 0.026421 | 0 | 1.5649 | 5.6399 | 0.84742 | 1.3921
213178-Food Service - Ice Machine Air-Cooled 501-1000 | 0.33329 | 0.25793 | 0.33 | 2890.8 | 34689.6 | 0 | 0 | 0.033862 | 0 | -0.016891 | 0 | 0.077175 | 0 | 0.026421 | 0 | 1.5649 | 5.6399 | 0.84742 | 1.3921
213178-Food Service - Ice Machine Air-Cooled 501-1000 | 0.33329 | 0.25793 | 0.33 | 2890.8 | 34689.6 | 0 | 0 | 0.033862 | 0 | -0.016891 | 0 | 0.077175 | 0 | 0.026421 | 0 | 1.5649 | 5.6399 | 0.84742 | 1.3921
213178-Food Service - Ice Machine Air-Cooled 501-1000 | 0.33329 | 0.25793 | 0.33 | 2890.8 | 34689.6 | 0 | 0 | 0.033862 | 0 | -0.016891 | 0 | 0.077175 | 0 | 0.026421 | 0 | 1.5649 | 5.6399 | 0.84742 | 1.3921
213178-Food Service - Ice Machine Air-Cooled 501-1000 | 0.33329 | 0.25793 | 0.33 | 2890.8 | 34689.6 | 0 | 0 | 0.033973 | 0 | -0.01684 | 0 | 0.077285 | 0 | 0.026472 | 0 | 1.5667 | 5.6465 | 0.84796 | 1.3925
213178-Food Service - Ice Machine Air-Cooled 501-1000 | 0.33329 | 0.25793 | 0.33 | 2890.8 | 34689.6 | 0 | 0 | 0.033862 | 0 | -0.016891 | 0 | 0.077175 | 0 | 0.026421 | 0 | 1.5649 | 5.6399 | 0.84742 | 1.3921
213178-Food Service - Ice Machine Air-Cooled 501-1000 | 0.33329 | 0.25793 | 0.33 | 2890.8 | 34689.6 | 0 | 0 | 0.033862 | 0 | -0.016891 | 0 | 0.077175 | 0 | 0.026421 | 0 | 1.5649 | 5.6399 | 0.84742 | 1.3921
213178-Food Service - Ice Machine Air-Cooled 501-1000 | 0.33329 | 0.25793 | 0.33 | 2890.8 | 34689.6 | 0 | 0 | 0.033862 | 0 | -0.016891 | 0 | 0.077175 | 0 | 0.026421 | 0 | 1.5649 | 5.6399 | 0.84742 | 1.3921
213178-Food Service - Ice Machine Air-Cooled 501-1000 | 0.33329 | 0.25793 | 0.33 | 2890.8 | 34689.6 | 0 | 0 | 0.033862 | 0 | -0.016891 | 0 | 0.077175 | 0 | 0.026421 | 0 | 1.5649 | 5.6399 | 0.84742 | 1.3921
213178-Food Service - Ice Machine Air-Cooled 501-1000 | 0.33329 | 0.25793 | 0.33 | 2890.8 | 34689.6 | 0 | 0 | 0.033862 | 0 | -0.016891 | 0 | 0.077175 | 0 | 0.026421 | 0 | 1.5649 | 5.6399 | 0.84742 | 1.3921
213178-Food Service - Ice Machine Air-Cooled 501-1000 | 0.33329 | 0.25793 | 0.33 | 2890.8 | 34689.6 | 0 | 0 | 0.033973 | 0 | -0.01684 | 0 | 0.077285 | 0 | 0.026472 | 0 | 1.5667 | 5.6465 | 0.84796 | 1.3925
213178-Food Service - Ice Machine Air-Cooled 501-1000 | 0.33329 | 0.25793 | 0.33 | 2890.8 | 34689.6 | 0 | 0 | 0.033973 | 0 | -0.01684 | 0 | 0.077285 | 0 | 0.026472 | 0 | 1.5667 | 5.6465 | 0.84796 | 1.3925
213178-Food Service - Ice Machine Air-Cooled 501-1000 | 0.33329 | 0.25793 | 0.33 | 2890.8 | 34689.6 | 0 | 0 | 0.033862 | 0 | -0.016891 | 0 | 0.077175 | 0 | 0.026421 | 0 | 1.5649 | 5.6399 | 0.84742 | 1.3921
213178-Food Service - Ice Machine Air-Cooled 501-1000 | 0.33329 | 0.25793 | 0.33 | 2890.8 | 34689.6 | 0 | 0 | 0.033862 | 0 | -0.016891 | 0 | 0.077175 | 0 | 0.026421 | 0 | 1.5649 | 5.6399 | 0.84742 | 1.3921
213178-Food Service - Ice Machine Air-Cooled 501-1000 | 0.33329 | 0.25793 | 0.33 | 2890.8 | 34689.6 | 0 | 0 | 0.033862 | 0 | -0.016891 | 0 | 0.077175 | 0 | 0.026421 | 0 | 1.5649 | 5.6399 | 0.84742 | 1.3921
213084-Refrigeration -Cooler/Freezer Door Gaskets - Solid Doors: Cooler | 0.016332 | 0.013659 | 0.020631 | 123.2638 | 493.0554 | 0 | 0 | -0.21696 | 0 | -0.27022 | 0 | -0.21696 | 0 | -0.27022 | 0 | 0.31211 | 0.31211 | 0.26702 | 0.26702
213116-Refrigeration -Cooler/Freezer Door Gaskets - Solid Doors: Freezer | 0.0083994 | 0.0070244 | 0.01061 | 63.3928 | 253.5713 | 0 | 0 | -0.21696 | 0 | -0.27022 | 0 | -0.21696 | 0 | -0.27022 | 0 | 0.31211 | 0.31211 | 0.26702 | 0.26702
213083-Refrigeration -Cooler/Freezer Door Gaskets - Glass Doors | 0.46617 | 0.38985 | 0.58885 | 3518.3022 | 14073.2087 | 0 | 0 | -0.21696 | 0 | -0.27022 | 0 | -0.21696 | 0 | -0.27022 | 0 | 0.31211 | 0.31211 | 0.26702 | 0.26702
213178-Food Service - Ice Machine Air-Cooled 501-1000 | 0.33329 | 0.25793 | 0.33 | 2890.8 | 34689.6 | 0 | 0 | 0.033862 | 0 | -0.016891 | 0 | 0.077175 | 0 | 0.026421 | 0 | 1.5649 | 5.6399 | 0.84742 | 1.3921
213083-Refrigeration -Cooler/Freezer Door Gaskets - Glass Doors | 0.22818 | 0.19083 | 0.28824 | 1722.1719 | 6888.6877 | 0 | 0 | -0.21777 | 0 | -0.27059 | 0 | -0.21777 | 0 | -0.27059 | 0 | 0.30955 | 0.30955 | 0.26515 | 0.26515
213084-Refrigeration -Cooler/Freezer Door Gaskets - Solid Doors: Cooler | 0.024732 | 0.020683 | 0.031241 | 186.6567 | 746.6267 | 0 | 0 | -0.21777 | 0 | -0.27059 | 0 | -0.21777 | 0 | -0.27059 | 0 | 0.30955 | 0.30955 | 0.26515 | 0.26515
213116-Refrigeration -Cooler/Freezer Door Gaskets - Solid Doors: Freezer | 0.0079328 | 0.0066341 | 0.010021 | 59.871 | 239.484 | 0 | 0 | -0.21777 | 0 | -0.27059 | 0 | -0.21777 | 0 | -0.27059 | 0 | 0.30955 | 0.30955 | 0.26515 | 0.26515
213084-Refrigeration -Cooler/Freezer Door Gaskets - Solid Doors: Cooler | 0.034531 | 0.028878 | 0.043619 | 260.615 | 1042.4599 | 0 | 0 | -0.21696 | 0 | -0.27022 | 0 | -0.21696 | 0 | -0.27022 | 0 | 0.31211 | 0.31211 | 0.26702 | 0.26702
213083-Refrigeration -Cooler/Freezer Door Gaskets - Glass Doors | 0.46664 | 0.39024 | 0.58944 | 3521.824 | 14087.296 | 0 | 0 | -0.21696 | 0 | -0.27022 | 0 | -0.21696 | 0 | -0.27022 | 0 | 0.31211 | 0.31211 | 0.26702 | 0.26702
213147-Premium T8 with T12 34Watt Baseline | 0.26572 | 0.17134 | 0.44234 | 1341.8068 | 14759.8748 | -2.5531 | -28.0842 | -0.082945 | -0.70084 | -0.14168 | -1.1971 | 0.016137 | 0.13635 | -0.0426 | -0.35995 | 0.56689 | 1.1746 | 0.43383 | 0.71819
213053-Lighting - Remove 4 Ft T-8 (De-Lamp) | 1.2714 | 0.81982 | 2.1165 | 6420.2445 | 70622.6895 | -12.2161 | -134.3767 | 0.071728 | 0.60607 | 0.012992 | 0.10977 | 0.093875 | 0.7932 | 0.035138 | 0.2969 | 2.9473 | 7.3909 | 1.1359 | 1.4786
213083-Refrigeration -Cooler/Freezer Door Gaskets - Glass Doors | 0.59123 | 0.49444 | 0.74683 | 4462.151 | 17848.604 | 0 | 0 | -0.21696 | 0 | -0.27022 | 0 | -0.21696 | 0 | -0.27022 | 0 | 0.31211 | 0.31211 | 0.26702 | 0.26702
213218-Heating - Space Heating Boilers - Hot Water | 0 | 0 | 0 | 0 | 0 | 960 | 19200 | 0 | -0.32009 | 0 | -0.85348 | 0 | 0.89088 | 0 | 0.35749 | 0.7549 | 10.379 | 0.53599 | 1.5689
213084-Refrigeration -Cooler/Freezer Door Gaskets - Solid Doors: Cooler | 0.024265 | 0.020293 | 0.030651 | 183.1348 | 732.5394 | 0 | 0 | -0.21696 | 0 | -0.27022 | 0 | -0.21696 | 0 | -0.27022 | 0 | 0.31211 | 0.31211 | 0.26702 | 0.26702
213116-Refrigeration -Cooler/Freezer Door Gaskets - Solid Doors: Freezer | 0.38684 | 0.32351 | 0.48865 | 2919.5921 | 11678.3684 | 0 | 0 | -0.21696 | 0 | -0.27022 | 0 | -0.21696 | 0 | -0.27022 | 0 | 0.31211 | 0.31211 | 0.26702 | 0.26702
213116-Refrigeration -Cooler/Freezer Door Gaskets - Solid Doors: Freezer | 0.083174 | 0.065461 | 0.10256 | 612.7974 | 2451.1895 | 0 | 0 | -0.21637 | 0 | -0.26995 | 0 | -0.21637 | 0 | -0.26995 | 0 | 0.314 | 0.314 | 0.2684 | 0.2684
213083-Refrigeration -Cooler/Freezer Door Gaskets - Glass Doors | 0.046367 | 0.036493 | 0.057176 | 341.6169 | 1366.4677 | 0 | 0 | -0.21637 | 0 | -0.26995 | 0 | -0.21637 | 0 | -0.26995 | 0 | 0.314 | 0.314 | 0.2684 | 0.2684
213084-Refrigeration -Cooler/Freezer Door Gaskets - Solid Doors: Cooler | 0.12333 | 0.097063 | 0.15208 | 908.6306 | 3634.5224 | 0 | 0 | -0.21637 | 0 | -0.26995 | 0 | -0.21637 | 0 | -0.26995 | 0 | 0.314 | 0.314 | 0.2684 | 0.2684
213084-Refrigeration -Cooler/Freezer Door Gaskets - Solid Doors: Cooler | 0.054971 | 0.043264 | 0.067786 | 405.0098 | 1620.039 | 0 | 0 | -0.2162 | 0 | -0.26987 | 0 | -0.2162 | 0 | -0.26987 | 0 | 0.31453 | 0.31453 | 0.26879 | 0.26879
213084-Refrigeration -Cooler/Freezer Door Gaskets - Solid Doors: Cooler | 0.088432 | 0.069599 | 0.10905 | 651.5374 | 2606.1498 | 0 | 0 | -0.21637 | 0 | -0.26995 | 0 | -0.21637 | 0 | -0.26995 | 0 | 0.314 | 0.314 | 0.2684 | 0.2684
213147-Premium T8 with T12 34Watt Baseline | 0.2987 | 0.19261 | 0.29518 | 1508.37 | 16592.0702 | -2.87 | -31.5704 | 0.016995 | 0.1436 | -0.041742 | -0.3527 | 0.06437 | 0.5439 | 0.0056335 | 0.0476 | 1.1856 | 2.4566 | 0.72229 | 1.0547
213054-Lighting - Remove 8 Ft T-8 (De-Lamp) | 1.1422 | 0.7365 | 1.1287 | 5767.6939 | 63444.6334 | -10.9744 | -120.7187 | 0.097557 | 0.82431 | 0.03882 | 0.32801 | 0.097925 | 0.82741 | 0.039188 | 0.33112 | 9.8634 | 10.2041 | 1.5566 | 1.5649
213059-Motors - VFD - HVAC Fans (per Hp) | 14.9807 | 8.7408 | 0 | 72288 | 1084320 | 0 | 0 | 0.077937 | 0 | 0.020231 | 0 | 0.095002 | 0 | 0.037296 | 0 | 3.7135 | 9.1502 | 1.2341 | 1.5377
213179-Food Service - Ice Machine Air-Cooled 1001-1500 | 0.45449 | 0.35172 | 0.45 | 3942 | 47304 | 0 | 0 | 0.03989 | 0 | -0.010863 | 0 | 0.078561 | 0 | 0.027808 | 0 | 1.7398 | 6.1526 | 0.89621 | 1.4213
213083-Refrigeration -Cooler/Freezer Door Gaskets - Glass Doors | 0.025665 | 0.021463 | 0.032419 | 193.7003 | 774.8013 | 0 | 0 | -0.21777 | 0 | -0.27059 | 0 | -0.21777 | 0 | -0.27059 | 0 | 0.30955 | 0.30955 | 0.26515 | 0.26515
213083-Refrigeration -Cooler/Freezer Door Gaskets - Glass Doors | 0.43024 | 0.3598 | 0.54347 | 3247.1217 | 12988.4869 | 0 | 0 | -0.21777 | 0 | -0.27059 | 0 | -0.21777 | 0 | -0.27059 | 0 | 0.30955 | 0.30955 | 0.26515 | 0.26515
213083-Refrigeration -Cooler/Freezer Door Gaskets - Glass Doors | 0.4685 | 0.3918 | 0.5918 | 3535.9113 | 14143.6452 | 0 | 0 | -0.21672 | 0 | -0.27011 | 0 | -0.21672 | 0 | -0.27011 | 0 | 0.31289 | 0.31289 | 0.26759 | 0.26759
213083-Refrigeration -Cooler/Freezer Door Gaskets - Glass Doors | 0.61269 | 0.51239 | 0.77394 | 4624.1549 | 18496.6196 | 0 | 0 | -0.21672 | 0 | -0.27011 | 0 | -0.21672 | 0 | -0.27011 | 0 | 0.31289 | 0.31289 | 0.26759 | 0.26759
213083-Refrigeration -Cooler/Freezer Door Gaskets - Glass Doors | 0.15679 | 0.13112 | 0.19805 | 1183.3329 | 4733.3315 | 0 | 0 | -0.21672 | 0 | -0.27011 | 0 | -0.21672 | 0 | -0.27011 | 0 | 0.31289 | 0.31289 | 0.26759 | 0.26759
213083-Refrigeration -Cooler/Freezer Door Gaskets - Glass Doors | 0.56136 | 0.46946 | 0.7091 | 4236.7543 | 16947.0171 | 0 | 0 | -0.21696 | 0 | -0.27022 | 0 | -0.21696 | 0 | -0.27022 | 0 | 0.31211 | 0.31211 | 0.26702 | 0.26702
213230-Lighting - Occupancy Sensor - High-Bay Sensor | 52.556 | 33.8895 | 94.6378 | 265397.2439 | 2123177.9512 | 0 | 0 | 0.091101 | 0 | 0.03225 | 0 | 0.096092 | 0 | 0.037241 | 0 | 6.1544 | 8.5767 | 1.4214 | 1.5206
213084-Refrigeration -Cooler/Freezer Door Gaskets - Solid Doors: Cooler | 0.0088661 | 0.0074146 | 0.011199 | 66.9147 | 267.6586 | 0 | 0 | -0.21696 | 0 | -0.27022 | 0 | -0.21696 | 0 | -0.27022 | 0 | 0.31211 | 0.31211 | 0.26702 | 0.26702
213116-Refrigeration -Cooler/Freezer Door Gaskets - Solid Doors: Freezer | 0.022865 | 0.019122 | 0.028883 | 172.5694 | 690.2775 | 0 | 0 | -0.21696 | 0 | -0.27022 | 0 | -0.21696 | 0 | -0.27022 | 0 | 0.31211 | 0.31211 | 0.26702 | 0.26702
213083-Refrigeration -Cooler/Freezer Door Gaskets - Glass Doors | 0.41904 | 0.35044 | 0.52932 | 3162.598 | 12650.3918 | 0 | 0 | -0.21696 | 0 | -0.27022 | 0 | -0.21696 | 0 | -0.27022 | 0 | 0.31211 | 0.31211 | 0.26702 | 0.26702
213083-Refrigeration -Cooler/Freezer Door Gaskets - Glass Doors | 0.92814 | 0.77619 | 1.1724 | 7004.9079 | 28019.6317 | 0 | 0 | -0.21753 | 0 | -0.27048 | 0 | -0.21753 | 0 | -0.27048 | 0 | 0.31032 | 0.31032 | 0.26571 | 0.26571
213003-A/C - Reflective Window Film Inland | 10.9089 | 5.0128 | 4.2394 | 28145.664 | 281456.64 | 0 | 0 | 0.10156 | 0 | 0.031236 | 0 | 0.1115 | 0 | 0.041173 | 0 | 4.5736 | 7.0324 | 1.3163 | 1.4636
213083-Refrigeration -Cooler/Freezer Door Gaskets - Glass Doors | 0.25987 | 0.20111 | 0.37724 | 2253.9674 | 9015.8694 | 0 | 0 | -0.22065 | 0 | -0.27192 | 0 | -0.22065 | 0 | -0.27192 | 0 | 0.30042 | 0.30042 | 0.25842 | 0.25842
213083-Refrigeration -Cooler/Freezer Door Gaskets - Glass Doors | 0.5177 | 0.40064 | 0.75154 | 4490.3256 | 17961.3024 | 0 | 0 | -0.2198 | 0 | -0.27153 | 0 | -0.2198 | 0 | -0.27153 | 0 | 0.30312 | 0.30312 | 0.26041 | 0.26041
213215-Lighting-Interior High Bay Linear Fluorescent Fixtures <= 244 Watts replacing 400 Watts (Tier 1) | 11.4444 | 7.3796 | 11.921 | 57791.7074 | 635708.7815 | -109.9627 | -1209.5893 | 0.067042 | 0.57127 | 0.0085568 | 0.072913 | 0.094711 | 0.80704 | 0.036225 | 0.30868 | 2.6329 | 8.0741 | 1.086 | 1.504
213230-Lighting - Occupancy Sensor - High-Bay Sensor | 14.6264 | 9.4315 | 26.3379 | 73860.5537 | 590884.4298 | 0 | 0 | 0.089895 | 0 | 0.031696 | 0 | 0.094887 | 0 | 0.036688 | 0 | 6.0862 | 8.4817 | 1.4178 | 1.5176
213083-Refrigeration -Cooler/Freezer Door Gaskets - Glass Doors | 0.42044 | 0.35161 | 0.53109 | 3173.1634 | 12692.6537 | 0 | 0 | -0.21672 | 0 | -0.27011 | 0 | -0.21672 | 0 | -0.27011 | 0 | 0.31289 | 0.31289 | 0.26759 | 0.26759
213083-Refrigeration -Cooler/Freezer Door Gaskets - Glass Doors | 0.13999 | 0.11707 | 0.17683 | 1056.5472 | 4226.1888 | 0 | 0 | -0.21696 | 0 | -0.27022 | 0 | -0.21696 | 0 | -0.27022 | 0 | 0.31211 | 0.31211 | 0.26702 | 0.26702
213215-Lighting-Interior High Bay Linear Fluorescent Fixtures <= 244 Watts replacing 400 Watts (Tier 1) | 12.3089 | 7.6342 | 12.8545 | 66486.4754 | 731351.2289 | -90.4442 | -994.8866 | 0.069104 | 0.59557 | 0.011518 | 0.099269 | 0.094262 | 0.81239 | 0.036677 | 0.31609 | 2.8511 | 8.743 | 1.1214 | 1.5258
213230-Lighting - Occupancy Sensor - High-Bay Sensor | 14.3694 | 8.9121 | 27.6771 | 77616.1751 | 620929.4008 | 0 | 0 | 0.088963 | 0 | 0.031269 | 0 | 0.093955 | 0 | 0.03626 | 0 | 6.0335 | 8.4082 | 1.4149 | 1.5152
213049-Lighting - LED Exit Sign New Sign | 0.15399 | 0.15299 | 0 | 1349.0344 | 21584.5503 | 0 | 0 | 0.07726 | 0 | 0.024917 | 0 | 0.083176 | 0 | 0.030833 | 0 | 4.9648 | 7.1294 | 1.3469 | 1.4678
213222-Lighting - Screw in 14-26 Watt Lamp | 1.1082 | 0.68734 | 1.2101 | 5986.0957 | 13768.02 | -8.4002 | -19.3205 | 0.088069 | 0.67148 | 0.022661 | 0.17278 | 0.083996 | 0.64042 | 0.018587 | 0.14172 | 3.6829 | 3.2763 | 1.2307 | 1.1817
213147-Premium T8 with T12 34Watt Baseline | 0.41992 | 0.26044 | 0.097579 | 2268.1793 | 24949.9725 | -3.0855 | -33.9405 | -0.011998 | -0.1034 | -0.069583 | -0.5997 | 0.049277 | 0.42469 | -0.0083086 | -0.071607 | 0.8987 | 1.8621 | 0.60468 | 0.92759
213053-Lighting - Remove 4 Ft T-8 (De-Lamp) | 4.4038 | 2.7313 | 1.0233 | 23786.8036 | 261654.8394 | -32.3581 | -355.9396 | 0.083656 | 0.72098 | 0.02607 | 0.22469 | 0.097352 | 0.83902 | 0.039766 | 0.34272 | 4.6723 | 11.7169 | 1.3244 | 1.5965
213176-Food Service - Ice Machine Air-Cooled 301-400 | 0.18381 | 0.14225 | 0.182 | 1594.32 | 19131.84 | 0 | 0 | 0.052442 | 0 | 0.0016888 | 0 | 0.071189 | 0 | 0.020435 | 0 | 2.2678 | 4.1473 | 1.0183 | 1.2785
213084-Refrigeration -Cooler/Freezer Door Gaskets - Solid Doors: Cooler | 0.30087 | 0.23283 | 0.29827 | 2609.568 | 10438.272 | 0 | 0 | 0.084428 | 0 | 0.032762 | 0 | 0.084428 | 0 | 0.032762 | 0 | 8.6286 | 8.6286 | 1.5222 | 1.5222
213083-Refrigeration -Cooler/Freezer Door Gaskets - Glass Doors | 0.63509 | 0.53112 | 0.80223 | 4793.2025 | 19172.8099 | 0 | 0 | -0.21696 | 0 | -0.27022 | 0 | -0.21696 | 0 | -0.27022 | 0 | 0.31211 | 0.31211 | 0.26702 | 0.26702
213222-Lighting - Screw in 14-26 Watt Lamp | 0.015832 | 0.010209 | 0.0078297 | 79.9482 | 183.8808 | -0.3718 | -0.85515 | 0.039541 | 0.29511 | -0.02728 | -0.2036 | 0.029121 | 0.21734 | -0.037701 | -0.28137 | 1.4709 | 1.3085 | 0.81908 | 0.76614
213147-Premium T8 with T12 34Watt Baseline | 0.0037481 | 0.0024168 | 0.0052711 | 18.9269 | 208.1964 | -0.036013 | -0.39614 | -0.23071 | -1.9468 | -0.28952 | -2.4431 | -0.055105 | -0.465 | -0.11392 | -0.9613 | 0.32027 | 0.66361 | 0.27297 | 0.48829
213054-Lighting - Remove 8 Ft T-8 (De-Lamp) | 0.06487 | 0.04183 | 0.091231 | 327.5817 | 3603.399 | -0.6233 | -6.8563 | 0.067907 | 0.57303 | 0.0090937 | 0.076737 | 0.069269 | 0.58453 | 0.010456 | 0.088235 | 2.6645 | 2.7565 | 1.0913 | 1.1064
213062-Lighting - Occupancy Sensor - Wallbox Lighting Sensor | 2.3976 | 1.546 | 0 | 12107.3098 | 96858.4781 | 0 | 0 | 0.076814 | 0 | 0.017887 | 0 | 0.091508 | 0 | 0.032581 | 0 | 3.3928 | 6.2566 | 1.1965 | 1.4268
213083-Refrigeration -Cooler/Freezer Door Gaskets - Glass Doors | 0.17779 | 0.14868 | 0.22458 | 1341.8149 | 5367.2598 | 0 | 0 | -0.21672 | 0 | -0.27011 | 0 | -0.21672 | 0 | -0.27011 | 0 | 0.31289 | 0.31289 | 0.26759 | 0.26759
213084-Refrigeration -Cooler/Freezer Door Gaskets - Solid Doors: Cooler | 0.043499 | 0.034235 | 0.053639 | 320.486 | 1281.9439 | 0 | 0 | -0.21637 | 0 | -0.26995 | 0 | -0.21637 | 0 | -0.26995 | 0 | 0.314 | 0.314 | 0.2684 | 0.2684
213084-Refrigeration -Cooler/Freezer Door Gaskets - Solid Doors: Cooler | 2.1292 | 1.6477 | 2.1108 | 18467.712 | 73870.848 | 0 | 0 | 0.084428 | 0 | 0.032762 | 0 | 0.084428 | 0 | 0.032762 | 0 | 8.6286 | 8.6286 | 1.5222 | 1.5222
213215-Lighting-Interior High Bay Linear Fluorescent Fixtures <= 244 Watts replacing 400 Watts (Tier 1) | 4.668 | 3.0101 | 8.4059 | 23572.6918 | 259299.61 | -44.8527 | -493.3801 | 0.04886 | 0.41285 | -0.0098764 | -0.08345 | 0.089095 | 0.75281 | 0.030358 | 0.25651 | 1.8184 | 5.5763 | 0.91661 | 1.3882
213230-Lighting - Occupancy Sensor - High-Bay Sensor | 8.6767 | 5.595 | 15.6242 | 43815.5827 | 350524.6618 | 0 | 0 | 0.091101 | 0 | 0.03225 | 0 | 0.096092 | 0 | 0.037241 | 0 | 6.1544 | 8.5767 | 1.4214 | 1.5206
213012-Lighting - 3 Ft 2nd Gen. T-8 with Elec. Ballast | 0.21268 | 0.1319 | 0.04926 | 1148.7596 | 12636.3561 | -2.4828 | -27.3106 | 0.042172 | 0.36363 | -0.015625 | -0.13473 | 0.081572 | 0.70335 | 0.023774 | 0.20499 | 1.6523 | 4.2298 | 0.8724 | 1.2863
213013-Lighting - 8 Ft T-8 with Elec. Ballast | 25.29 | 15.6852 | 5.8576 | 136603.4077 | 1502637.485 | -295.237 | -3247.6069 | 0.025977 | 0.22399 | -0.031821 | -0.27437 | 0.087578 | 0.75514 | 0.02978 | 0.25678 | 1.3213 | 5.5494 | 0.77049 | 1.3865
213062-Lighting - Occupancy Sensor - Wallbox Lighting Sensor | 1.0638 | 0.65975 | 0 | 5745.8419 | 45966.7354 | 0 | 0 | 0.074193 | 0 | 0.016684 | 0 | 0.088887 | 0 | 0.031378 | 0 | 3.3112 | 6.1061 | 1.1862 | 1.4188
213012-Lighting - 3 Ft 2nd Gen. T-8 with Elec. Ballast | 1.1251 | 0.72547 | 1.6073 | 5681.3396 | 62494.7352 | -10.8101 | -118.9113 | 0.029387 | 0.25041 | -0.029099 | -0.24795 | 0.077352 | 0.65912 | 0.018867 | 0.16077 | 1.3733 | 3.5158 | 0.78791 | 1.2114
213013-Lighting - 8 Ft T-8 with Elec. Ballast | 23.7296 | 15.3015 | 33.9015 | 119829.7243 | 1318126.9675 | -228.005 | -2508.0545 | 0.0096705 | 0.082403 | -0.048815 | -0.41596 | 0.084664 | 0.72143 | 0.026178 | 0.22307 | 1.0982 | 4.6126 | 0.68891 | 1.3196
213224-Lighting - Occupancy Sensor - Wall/Ceiling Mounted Lighting Sensor | 1.9912 | 1.284 | 8.2873 | 10055.2234 | 80441.7869 | 0 | 0 | 0.073579 | 0 | 0.015381 | 0 | 0.042966 | 0 | -0.015233 | 0 | 3.1647 | 1.6651 | 1.1668 | 0.87595
213215-Lighting-Interior High Bay Linear Fluorescent Fixtures <= 244 Watts replacing 400 Watts (Tier 1) | 4.6282 | 2.9844 | 6.1423 | 23371.3351 | 257084.6858 | -91.0468 | -1001.5144 | 0.054299 | 0.4588 | -0.0044374 | -0.037494 | 0.090869 | 0.76779 | 0.032132 | 0.2715 | 2.0006 | 6.1352 | 0.96073 | 1.4204
213230-Lighting - Occupancy Sensor - High-Bay Sensor | 7.6851 | 4.9555 | 13.8385 | 38808.0876 | 310464.7004 | 0 | 0 | 0.091101 | 0 | 0.03225 | 0 | 0.096092 | 0 | 0.037241 | 0 | 6.1544 | 8.5767 | 1.4214 | 1.5206
213147-Premium T8 with T12 34Watt Baseline | 1.1184 | 0.72116 | 1.1052 | 5647.618 | 62123.7977 | -10.746 | -118.2055 | 0.017138 | 0.14462 | -0.041675 | -0.35168 | 0.064512 | 0.54439 | 0.0056992 | 0.048093 | 1.1872 | 2.4598 | 0.72287 | 1.0553
213206-Lighting-Interior High Bay Linear Fluorescent Fixtures 361-600 Watts replacing > 400 Watts | 8.4436 | 5.4446 | 8.7953 | 42638.3015 | 469021.3166 | -81.1297 | -892.4262 | -0.014079 | -0.11881 | -0.072893 | -0.61511 | 0.06401 | 0.54015 | 0.0051968 | 0.043853 | 0.88533 | 2.4321 | 0.5986 | 1.0502
213215-Lighting-Interior High Bay Linear Fluorescent Fixtures <= 244 Watts replacing 400 Watts (Tier 1) | 12.7804 | 7.9914 | 18.5594 | 66094.2262 | 727036.4877 | -35.4178 | -389.5961 | 0.060394 | 0.51344 | 0.0020165 | 0.017144 | 0.092409 | 0.78561 | 0.034031 | 0.28931 | 2.2713 | 6.9652 | 1.019 | 1.4607
213207-Lighting-Interior High Bay Linear Fluorescent Fixtures <= 360 Watts replacing 400 Watts (Tier 2) | 4.52 | 2.8263 | 6.5638 | 23375.3481 | 257128.8287 | -12.5261 | -137.7873 | 0.043243 | 0.36763 | -0.015134 | -0.12866 | 0.089327 | 0.75941 | 0.03095 | 0.26312 | 1.6688 | 5.8095 | 0.87699 | 1.4022
213062-Lighting - Occupancy Sensor - Wallbox Lighting Sensor | 0.15872 | 0.099247 | 0 | 820.8346 | 6566.6765 | 0 | 0 | 0.076006 | 0 | 0.017516 | 0 | 0.0907 | 0 | 0.03221 | 0 | 3.3676 | 6.2102 | 1.1933 | 1.4244
213230-Lighting - Occupancy Sensor - High-Bay Sensor | 17.9132 | 11.2009 | 33.0339 | 92638.6606 | 741109.2849 | 0 | 0 | 0.090434 | 0 | 0.031944 | 0 | 0.095426 | 0 | 0.036935 | 0 | 6.1167 | 8.5242 | 1.4194 | 1.519
213230-Lighting - Occupancy Sensor - High-Bay Sensor | 9.1725 | 5.9147 | 16.517 | 46319.3303 | 370554.6424 | 0 | 0 | 0.091101 | 0 | 0.03225 | 0 | 0.096092 | 0 | 0.037241 | 0 | 6.1544 | 8.5767 | 1.4214 | 1.5206
213215-Lighting-Interior High Bay Linear Fluorescent Fixtures <= 244 Watts replacing 400 Watts (Tier 1) | 9.2268 | 5.9497 | 12.0179 | 46593.3215 | 512526.5367 | -192.3193 | -2115.5122 | 0.055918 | 0.47187 | -0.002895 | -0.02443 | 0.091492 | 0.77205 | 0.032678 | 0.27576 | 2.0593 | 6.3151 | 0.97406 | 1.4298
213230-Lighting - Occupancy Sensor - High-Bay Sensor | 14.8743 | 9.5914 | 26.7843 | 75112.4275 | 600899.4202 | 0 | 0 | 0.091242 | 0 | 0.032314 | 0 | 0.096234 | 0 | 0.037306 | 0 | 6.1624 | 8.5879 | 1.4218 | 1.521
213162-Food Service - Griddle-Electric | 0.21391 | 0.23617 | 0.384 | 1571.52 | 18858.24 | 0 | 0 | -0.16656 | 0 | -0.22012 | 0 | 0.076058 | 0 | 0.022493 | 0 | 0.37281 | 4.3145 | 0.31024 | 1.294
213162-Food Service - Griddle-Electric | 0.21391 | 0.23617 | 0.384 | 1571.52 | 18858.24 | 0 | 0 | -0.16656 | 0 | -0.22012 | 0 | 0.076058 | 0 | 0.022493 | 0 | 0.37281 | 4.3145 | 0.31024 | 1.294
213011-Lighting - 2 Ft 2nd Gen. T-8 with Elec. Ballast | 0.041426 | 0.025903 | 0.068307 | 214.2361 | 2356.5976 | -0.1148 | -1.2628 | -0.037579 | -0.31948 | -0.095957 | -0.81577 | 0.075715 | 0.64368 | 0.017337 | 0.14739 | 0.74169 | 3.3524 | 0.52929 | 1.1914
213147-Premium T8 with T12 34Watt Baseline | 2.6652 | 1.6665 | 4.3946 | 13783.0723 | 151613.7958 | -7.3859 | -81.2451 | -0.070276 | -0.59744 | -0.12865 | -1.0937 | 0.030358 | 0.25808 | -0.02802 | -0.23821 | 0.60558 | 1.3915 | 0.45613 | 0.79385
213053-Lighting - Remove 4 Ft T-8 (De-Lamp) | 4.9048 | 3.0669 | 8.0875 | 25365.4133 | 279019.5459 | -13.5925 | -149.5178 | 0.073618 | 0.62586 | 0.01524 | 0.12956 | 0.095577 | 0.81254 | 0.037199 | 0.31625 | 3.1474 | 8.7557 | 1.1645 | 1.5261
213084-Refrigeration -Cooler/Freezer Door Gaskets - Solid Doors: Cooler | 0.13719 | 0.10797 | 0.16917 | 1010.7635 | 4043.054 | 0 | 0 | -0.21637 | 0 | -0.26995 | 0 | -0.21637 | 0 | -0.26995 | 0 | 0.314 | 0.314 | 0.2684 | 0.2684
213178-Food Service - Ice Machine Air-Cooled 501-1000 | 0.31211 | 0.24218 | 0.33 | 2890.8 | 34689.6 | 0 | 0 | 0.032894 | 0 | -0.017335 | 0 | 0.076206 | 0 | 0.025977 | 0 | 1.5487 | 5.5816 | 0.84266 | 1.3885
213230-Lighting - Occupancy Sensor - High-Bay Sensor | 173.5341 | 111.8993 | 312.4832 | 876311.6544 | 7010493.2352 | 0 | 0 | 0.089895 | 0 | 0.031696 | 0 | 0.094887 | 0 | 0.036688 | 0 | 6.0862 | 8.4817 | 1.4178 | 1.5176
213213-Lighting-Wall or Ceiling-mounted Lighting Sensor >= 500 watts | 12.7495 | 8.2212 | 31.0896 | 64382.4 | 515059.2 | 0 | 0 | 0.079843 | 0 | 0.020915 | 0 | 0.091414 | 0 | 0.032486 | 0 | 3.7463 | 6.2228 | 1.2377 | 1.425
213083-Refrigeration -Cooler/Freezer Door Gaskets - Glass Doors | 0.73682 | 0.61619 | 0.93073 | 5560.9601 | 22243.8404 | 0 | 0 | -0.21672 | 0 | -0.27011 | 0 | -0.21672 | 0 | -0.27011 | 0 | 0.31289 | 0.31289 | 0.26759 | 0.26759
213084-Refrigeration -Cooler/Freezer Door Gaskets - Solid Doors: Cooler | 0.034895 | 0.027464 | 0.043029 | 257.0932 | 1028.3726 | 0 | 0 | -0.21637 | 0 | -0.26995 | 0 | -0.21637 | 0 | -0.26995 | 0 | 0.314 | 0.314 | 0.2684 | 0.2684
213136-High Efficiency Copier | 0.16538 | 0.13801 | 0.15636 | 1243.392 | 7460.352 | 0 | 0 | 0.00031239 | 0 | -0.053135 | 0 | 0.035045 | 0 | -0.018402 | 0 | 1.0032 | 1.5498 | 0.65025 | 0.84297
213084-Refrigeration -Cooler/Freezer Door Gaskets - Solid Doors: Cooler | 0.10468 | 0.082391 | 0.12909 | 771.2795 | 3085.1178 | 0 | 0 | -0.21637 | 0 | -0.26995 | 0 | -0.21637 | 0 | -0.26995 | 0 | 0.314 | 0.314 | 0.2684 | 0.2684
213049-Lighting - LED Exit Sign New Sign | 1.155 | 1.1475 | 0 | 10117.758 | 161884.1272 | 0 | 0 | 0.07726 | 0 | 0.024917 | 0 | 0.083176 | 0 | 0.030833 | 0 | 4.9648 | 7.1294 | 1.3469 | 1.4678
213084-Refrigeration -Cooler/Freezer Door Gaskets - Solid Doors: Cooler | 4.6518 | 3.6 | 4.6117 | 40347.936 | 161391.744 | 0 | 0 | 0.084428 | 0 | 0.032762 | 0 | 0.084428 | 0 | 0.032762 | 0 | 8.6286 | 8.6286 | 1.5222 | 1.5222
213147-Premium T8 with T12 34Watt Baseline | 0.21769 | 0.14037 | 0.28599 | 1099.3073 | 12092.3806 | -2.0917 | -23.0087 | -0.13688 | -1.1565 | -0.19561 | -1.6528 | -0.0098926 | -0.083588 | -0.068629 | -0.57988 | 0.44232 | 0.91649 | 0.35691 | 0.61269
213053-Lighting - Remove 4 Ft T-8 (De-Lamp) | 2.283 | 1.4721 | 2.9992 | 11528.6333 | 126814.9662 | -21.936 | -241.2961 | 0.061355 | 0.51841 | 0.0026178 | 0.022119 | 0.089738 | 0.75824 | 0.031002 | 0.26195 | 2.2996 | 5.7668 | 1.0247 | 1.3997
213049-Lighting - LED Exit Sign New Sign | 0.50048 | 0.49723 | 0 | 4384.3618 | 70149.7885 | 0 | 0 | 0.07726 | 0 | 0.024917 | 0 | 0.083176 | 0 | 0.030833 | 0 | 4.9648 | 7.1294 | 1.3469 | 1.4678
213147-Premium T8 with T12 34Watt Baseline | 0.55719 | 0.35929 | 0.73199 | 2813.7033 | 30950.7362 | -5.3537 | -58.8912 | -0.13691 | -1.1571 | -0.19563 | -1.6534 | -0.0099202 | -0.083841 | -0.068642 | -0.58014 | 0.44221 | 0.91625 | 0.35684 | 0.61258
213053-Lighting - Remove 4 Ft T-8 (De-Lamp) | 3.8458 | 2.4798 | 5.0522 | 19420.2573 | 213622.8299 | -36.9517 | -406.469 | 0.061327 | 0.51831 | 0.0026052 | 0.022018 | 0.089711 | 0.7582 | 0.030989 | 0.26191 | 2.299 | 5.7654 | 1.0246 | 1.3996
213221-Lighting - Screw in >= 27 Watt Lamp | 1.5744 | 1.0152 | 0.59348 | 7950.6196 | 9540.7435 | -36.9749 | -44.3699 | -0.089132 | -0.72992 | -0.15089 | -1.2357 | -0.14628 | -1.1979 | -0.20803 | -1.7036 | 0.56152 | 0.43831 | 0.43068 | 0.35429
213049-Lighting - LED Exit Sign New Sign | 0.34649 | 0.34424 | 0 | 3035.3274 | 48565.2382 | 0 | 0 | 0.07726 | 0 | 0.024917 | 0 | 0.083176 | 0 | 0.030833 | 0 | 4.9648 | 7.1294 | 1.3469 | 1.4678
213147-Premium T8 with T12 34Watt Baseline | 0.50028 | 0.84052 | 0.67752 | 2890.6196 | 31796.8152 | -12.3531 | -135.8845 | -0.13277 | -1.0982 | -0.19278 | -1.5945 | -0.006699 | -0.055406 | -0.066704 | -0.5517 | 0.45514 | 0.94304 | 0.36521 | 0.62444
213053-Lighting - Remove 4 Ft T-8 (De-Lamp) | 3.4529 | 5.8013 | 4.6763 | 19951.1355 | 219462.4909 | -85.2617 | -937.8786 | 0.064038 | 0.52965 | 0.0040323 | 0.03335 | 0.092218 | 0.76272 | 0.032213 | 0.26643 | 2.3663 | 5.9339 | 1.0377 | 1.4093
213221-Lighting - Screw in >= 27 Watt Lamp | 1.3595 | 2.2841 | 0.543 | 7855.125 | 9426.15 | -34.3886 | -41.2663 | -0.08902 | -0.71659 | -0.15185 | -1.2223 | -0.14669 | -1.1808 | -0.20951 | -1.6865 | 0.56605 | 0.44184 | 0.43334 | 0.3566
213049-Lighting - LED Exit Sign New Sign | 0.30799 | 0.30599 | 0 | 2698.0688 | 43169.1006 | 0 | 0 | 0.07726 | 0 | 0.024917 | 0 | 0.083176 | 0 | 0.030833 | 0 | 4.9648 | 7.1294 | 1.3469 | 1.4678
213230-Lighting - Occupancy Sensor - High-Bay Sensor | 52.3081 | 33.7297 | 94.1914 | 264145.3701 | 2113162.9609 | 0 | 0 | 0.091101 | 0 | 0.03225 | 0 | 0.096092 | 0 | 0.037241 | 0 | 6.1544 | 8.5767 | 1.4214 | 1.5206
213215-Lighting-Interior High Bay Linear Fluorescent Fixtures <= 244 Watts replacing 400 Watts (Tier 1) | 5.0761 | 3.2732 | 6.7368 | 25633.0772 | 281963.849 | -99.8577 | -1098.4351 | 0.054299 | 0.4588 | -0.0044374 | -0.037494 | 0.090869 | 0.76779 | 0.032132 | 0.2715 | 2.0006 | 6.1352 | 0.96073 | 1.4204
213230-Lighting - Occupancy Sensor - High-Bay Sensor | 8.4288 | 5.4351 | 15.1778 | 42563.7089 | 340509.6714 | 0 | 0 | 0.091101 | 0 | 0.03225 | 0 | 0.096092 | 0 | 0.037241 | 0 | 6.1544 | 8.5767 | 1.4214 | 1.5206
213215-Lighting-Interior High Bay Linear Fluorescent Fixtures <= 244 Watts replacing 400 Watts (Tier 1) | 8.8085 | 5.6799 | 11.6903 | 44480.928 | 489290.2085 | -173.2825 | -1906.108 | 0.054299 | 0.4588 | -0.0044374 | -0.037494 | 0.090869 | 0.76779 | 0.032132 | 0.2715 | 2.0006 | 6.1352 | 0.96073 | 1.4204
213230-Lighting - Occupancy Sensor - High-Bay Sensor | 14.6264 | 9.4315 | 26.3379 | 73860.5537 | 590884.4298 | 0 | 0 | 0.091101 | 0 | 0.03225 | 0 | 0.096092 | 0 | 0.037241 | 0 | 6.1544 | 8.5767 | 1.4214 | 1.5206
213147-Premium T8 with T12 34Watt Baseline | 0.70986 | 0.44027 | 0.16496 | 3834.3031 | 42177.3344 | -5.216 | -57.3755 | -0.012413 | -0.10783 | -0.06978 | -0.60619 | 0.048867 | 0.42452 | -0.0084995 | -0.073837 | 0.8952 | 1.8549 | 0.6031 | 0.92579
213206-Lighting-Interior High Bay Linear Fluorescent Fixtures 361-600 Watts replacing > 400 Watts | 0.94522 | 0.58624 | 0.98711 | 5105.5916 | 56161.5072 | -6.9453 | -76.3988 | -0.0056415 | -0.049009 | -0.063008 | -0.54737 | 0.065381 | 0.56798 | 0.0080145 | 0.069623 | 0.94948 | 2.6084 | 0.62726 | 1.0818
213230-Lighting - Occupancy Sensor - High-Bay Sensor | 1.6224 | 1.0062 | 3.1248 | 8763.1165 | 70104.9324 | 0 | 0 | 0.087823 | 0 | 0.030745 | 0 | 0.092815 | 0 | 0.035737 | 0 | 5.9689 | 8.3183 | 1.4113 | 1.5123
213221-Lighting - Screw in >= 27 Watt Lamp | 0.46143 | 0.28618 | 0.50385 | 2492.4024 | 2990.8828 | -3.4976 | -4.1971 | 0.037171 | 0.34928 | -0.019256 | -0.18094 | 0.018301 | 0.17197 | -0.038125 | -0.35825 | 1.5538 | 1.2128 | 0.84414 | 0.7323
213230-Lighting - Occupancy Sensor - High-Bay Sensor | 7.0436 | 4.019 | 12.4993 | 35052.4662 | 280419.7294 | 0 | 0 | 0.086295 | 0 | 0.030044 | 0 | 0.091287 | 0 | 0.035036 | 0 | 5.8825 | 8.1978 | 1.4064 | 1.5083
213147-Premium T8 with T12 34Watt Baseline | 1.6116 | 1.0392 | 1.5926 | 8138.1824 | 89520.0067 | -15.4849 | -170.3334 | 0.017172 | 0.14509 | -0.041565 | -0.35121 | 0.06879 | 0.58124 | 0.010053 | 0.084942 | 1.1879 | 2.7295 | 0.72314 | 1.102
213053-Lighting - Remove 4 Ft T-8 (De-Lamp) | 9.1426 | 5.8954 | 9.0349 | 46168.0852 | 507848.9372 | -87.8459 | -966.3051 | 0.090979 | 0.76873 | 0.032242 | 0.27243 | 0.10224 | 0.8639 | 0.043506 | 0.3676 | 6.1738 | 17.1749 | 1.4225 | 1.6687
213054-Lighting - Remove 8 Ft T-8 (De-Lamp) | 0.60114 | 0.38763 | 0.59406 | 3035.6284 | 33391.9123 | -5.776 | -63.5362 | 0.0976 | 0.82467 | 0.038863 | 0.32837 | 0.098989 | 0.8364 | 0.040252 | 0.34011 | 9.9016 | 11.3379 | 1.5576 | 1.5892
213215-Lighting-Interior High Bay Linear Fluorescent Fixtures <= 244 Watts replacing 400 Watts (Tier 1) | 6.983 | 4.5028 | 7.2739 | 35262.7367 | 387890.104 | -67.0959 | -738.0545 | 0.067566 | 0.5709 | 0.0088293 | 0.074603 | 0.096516 | 0.81551 | 0.037779 | 0.31921 | 2.648 | 9.011 | 1.0885 | 1.5337
213012-Lighting - 3 Ft 2nd Gen. T-8 with Elec. Ballast | 0.021142 | 0.013633 | 0.020893 | 106.7642 | 1174.4059 | -0.20314 | -2.2346 | 0.059079 | 0.49919 | 0.00034219 | 0.0028913 | 0.09114 | 0.77008 | 0.032403 | 0.27379 | 2.1939 | 6.2306 | 1.0032 | 1.4255
213013-Lighting - 8 Ft T-8 with Elec. Ballast | 0.15603 | 0.10061 | 0.15419 | 787.9142 | 8667.0564 | -1.4992 | -16.4912 | 0.046646 | 0.39413 | -0.012091 | -0.10216 | 0.095283 | 0.80509 | 0.036546 | 0.3088 | 1.7534 | 8.1745 | 0.89979 | 1.5075
213052-Lighting - Remove 3 Ft T-8 (De-Lamp) | 0.061396 | 0.03959 | 0.060673 | 310.0388 | 3410.4273 | -0.58992 | -6.4892 | 0.093124 | 0.78685 | 0.034387 | 0.29055 | 0.10256 | 0.86661 | 0.043827 | 0.37032 | 7.0311 | 18.0935 | 1.4636 | 1.677
213062-Lighting - Occupancy Sensor - Wallbox Lighting Sensor | 11.5003 | 7.4157 | 0 | 58074.0451 | 464592.361 | 0 | 0 | 0.076673 | 0 | 0.017822 | 0 | 0.091367 | 0 | 0.032516 | 0 | 3.3884 | 6.2485 | 1.1959 | 1.4264
213082-Refrigeration - Vending Machine Controller | 2.3194 | 1.795 | 0 | 20117.76 | 201177.6 | 0 | 0 | 0.074606 | 0 | 0.024149 | 0 | 0.07969 | 0 | 0.029234 | 0 | 4.9996 | 6.873 | 1.3494 | 1.4566
213011-Lighting - 2 Ft 2nd Gen. T-8 with Elec. Ballast | 0.1046 | 0.067448 | 0.10337 | 528.1993 | 5810.1927 | -1.005 | -11.0553 | 0.033394 | 0.28456 | -0.025091 | -0.2138 | 0.089753 | 0.76479 | 0.031268 | 0.26644 | 1.447 | 5.8923 | 0.81162 | 1.407
213147-Premium T8 with T12 34Watt Baseline | 0.093778 | 0.06047 | 0.092673 | 473.558 | 5209.1383 | -0.90106 | -9.9116 | 0.016517 | 0.14075 | -0.041968 | -0.35761 | 0.0639 | 0.54449 | 0.0054141 | 0.046134 | 1.1804 | 2.4457 | 0.72034 | 1.0527
213053-Lighting - Remove 4 Ft T-8 (De-Lamp) | 0.76492 | 0.49324 | 0.75591 | 3862.6685 | 42489.3533 | -7.3497 | -80.8462 | 0.090484 | 0.77102 | 0.031999 | 0.27266 | 0.10107 | 0.86127 | 0.042589 | 0.36291 | 6.1367 | 15.3891 | 1.4205 | 1.6501
213224-Lighting - Occupancy Sensor - Wall/Ceiling Mounted Lighting Sensor | 2.9665 | 1.9129 | 12.3463 | 14980.2307 | 119841.8458 | 0 | 0 | 0.073579 | 0 | 0.015381 | 0 | 0.042966 | 0 | -0.015233 | 0 | 3.1647 | 1.6651 | 1.1668 | 0.87595
213082-Refrigeration - Vending Machine Controller | 0.17842 | 0.13807 | 0 | 1547.52 | 15475.2 | 0 | 0 | 0.074141 | 0 | 0.023936 | 0 | 0.079225 | 0 | 0.02902 | 0 | 4.9746 | 6.8387 | 1.3476 | 1.4551
213062-Lighting - Occupancy Sensor - Wallbox Lighting Sensor | 0.69083 | 0.44546 | 0 | 3488.5469 | 27908.375 | 0 | 0 | 0.076673 | 0 | 0.017822 | 0 | 0.091367 | 0 | 0.032516 | 0 | 3.3884 | 6.2485 | 1.1959 | 1.4264
213224-Lighting - Occupancy Sensor - Wall/Ceiling Mounted Lighting Sensor | 10.1593 | 6.551 | 42.282 | 51302.16 | 410417.28 | 0 | 0 | 0.074785 | 0 | 0.015934 | 0 | 0.044171 | 0 | -0.01468 | 0 | 3.2002 | 1.6837 | 1.1716 | 0.88109
213084-Refrigeration -Cooler/Freezer Door Gaskets - Solid Doors: Cooler | 0.78688 | 0.60895 | 0.7801 | 6825.024 | 27300.096 | 0 | 0 | 0.084428 | 0 | 0.032762 | 0 | 0.084428 | 0 | 0.032762 | 0 | 8.6286 | 8.6286 | 1.5222 | 1.5222
213083-Refrigeration -Cooler/Freezer Door Gaskets - Glass Doors | 0.23835 | 0.18445 | 0.346 | 2067.3107 | 8269.2428 | 0 | 0 | -0.21991 | 0 | -0.27158 | 0 | -0.21991 | 0 | -0.27158 | 0 | 0.30277 | 0.30277 | 0.26015 | 0.26015
213083-Refrigeration -Cooler/Freezer Door Gaskets - Glass Doors | 0.37965 | 0.2938 | 0.55113 | 3292.9054 | 13171.6218 | 0 | 0 | -0.2198 | 0 | -0.27153 | 0 | -0.2198 | 0 | -0.27153 | 0 | 0.30312 | 0.30312 | 0.26041 | 0.26041
213067-Refrigeration - Food Service -Auto Closer for Main Cooler Doors | 0.27902 | 0.22375 | 0.39924 | 2064.0173 | 16512.1382 | -0.10248 | -0.81984 | 0.032239 | 0.30543 | -0.02018 | -0.19119 | 0.081032 | 0.7677 | 0.028614 | 0.27109 | 1.4987 | 6.1113 | 0.82762 | 1.4191
213068-Refrigeration - Food Service -Auto Closer for Main Freezer Doors | 0.36152 | 0.28992 | 0.26489 | 2674.381 | 21395.0477 | -0.02562 | -0.20496 | 0.071812 | 0.68035 | 0.019394 | 0.18373 | 0.087357 | 0.82761 | 0.034938 | 0.331 | 3.864 | 10.1672 | 1.2503 | 1.564
213083-Refrigeration -Cooler/Freezer Door Gaskets - Glass Doors | 0.67709 | 0.56624 | 0.85528 | 5110.1666 | 20440.6665 | 0 | 0 | -0.21672 | 0 | -0.27011 | 0 | -0.21672 | 0 | -0.27011 | 0 | 0.31289 | 0.31289 | 0.26759 | 0.26759
213068-Refrigeration - Food Service -Auto Closer for Main Freezer Doors | 0.30701 | 0.35472 | 0.26489 | 2674.381 | 21395.0477 | -0.02562 | -0.20496 | 0.069271 | 0.67063 | 0.018234 | 0.17653 | 0.085129 | 0.82416 | 0.034092 | 0.33006 | 3.7641 | 10.2504 | 1.2396 | 1.5659
213068-Refrigeration - Food Service -Auto Closer for Main Freezer Doors | 0.30701 | 0.35472 | 0.26489 | 2674.381 | 21395.0477 | -0.02562 | -0.20496 | 0.070172 | 0.67635 | 0.018648 | 0.17974 | 0.08603 | 0.82919 | 0.034506 | 0.33258 | 3.8001 | 10.3483 | 1.2435 | 1.5682
213083-Refrigeration -Cooler/Freezer Door Gaskets - Glass Doors | 0.12506 | 0.096782 | 0.18155 | 1084.7218 | 4338.8872 | 0 | 0 | -0.22065 | 0 | -0.27192 | 0 | -0.22065 | 0 | -0.27192 | 0 | 0.30042 | 0.30042 | 0.25842 | 0.25842
213197-Lighting - Cold Cathode Fluorescent Lamp | 3.3859 | 2.1172 | 2.6266 | 17510.4 | 87552 | 0 | 0 | 0.10249 | 0 | 0.043117 | 0 | 0.10177 | 0 | 0.042389 | 0 | 15.1294 | 13.7496 | 1.6471 | 1.6293
213230-Lighting - Occupancy Sensor - High-Bay Sensor | 11.32 | 6.4591 | 20.0882 | 56334.3206 | 450674.5651 | 0 | 0 | 0.089455 | 0 | 0.031494 | 0 | 0.094447 | 0 | 0.036486 | 0 | 6.0612 | 8.447 | 1.4164 | 1.5165
213128-Refrigerator - Early Replacement | 5.2979 | 4.1 | 6.0115 | 45951.8794 | 275711.2764 | 0 | 0 | 0.040818 | 0 | -0.010468 | 0 | 0.040247 | 0 | -0.011039 | 0 | 1.7563 | 1.7379 | 0.90055 | 0.89569
213129-Software Plug Load Sensors | 0.72465 | 0.60469 | 0 | 5448.024 | 27240.12 | 0 | 0 | 0.092736 | 0 | 0.039572 | 0 | 0.08666 | 0 | 0.033496 | 0 | 17.777 | 8.4683 | 1.6742 | 1.5172
213083-Refrigeration -Cooler/Freezer Door Gaskets - Glass Doors | 0.53029 | 0.41038 | 0.76981 | 4599.5021 | 18398.0086 | 0 | 0 | -0.22065 | 0 | -0.27192 | 0 | -0.22065 | 0 | -0.27192 | 0 | 0.30042 | 0.30042 | 0.25842 | 0.25842
213083-Refrigeration -Cooler/Freezer Door Gaskets - Glass Doors | 0.12344 | 0.095525 | 0.17919 | 1070.6345 | 4282.538 | 0 | 0 | -0.22065 | 0 | -0.27192 | 0 | -0.22065 | 0 | -0.27192 | 0 | 0.30042 | 0.30042 | 0.25842 | 0.25842
213083-Refrigeration -Cooler/Freezer Door Gaskets - Glass Doors | 0.11806 | 0.098732 | 0.14913 | 891.0215 | 3564.0859 | 0 | 0 | -0.21753 | 0 | -0.27048 | 0 | -0.21753 | 0 | -0.27048 | 0 | 0.31032 | 0.31032 | 0.26571 | 0.26571
213083-Refrigeration -Cooler/Freezer Door Gaskets - Glass Doors | 0.86701 | 0.72507 | 1.0952 | 6543.549 | 26174.196 | 0 | 0 | -0.21753 | 0 | -0.27048 | 0 | -0.21753 | 0 | -0.27048 | 0 | 0.31032 | 0.31032 | 0.26571 | 0.26571
213084-Refrigeration -Cooler/Freezer Door Gaskets - Solid Doors: Cooler | 0.60173 | 0.46567 | 0.59654 | 5219.136 | 20876.544 | 0 | 0 | 0.084428 | 0 | 0.032762 | 0 | 0.084428 | 0 | 0.032762 | 0 | 8.6286 | 8.6286 | 1.5222 | 1.5222
213116-Refrigeration -Cooler/Freezer Door Gaskets - Solid Doors: Freezer | 0.39344 | 0.30447 | 0.39005 | 3412.512 | 13650.048 | 0 | 0 | 0.084428 | 0 | 0.032762 | 0 | 0.084428 | 0 | 0.032762 | 0 | 8.6286 | 8.6286 | 1.5222 | 1.5222
213083-Refrigeration -Cooler/Freezer Door Gaskets - Glass Doors | 3.0665 | 2.3731 | 3.0401 | 26597.52 | 106390.08 | 0 | 0 | 0.084428 | 0 | 0.032762 | 0 | 0.084428 | 0 | 0.032762 | 0 | 8.6286 | 8.6286 | 1.5222 | 1.5222
213085-Refrigeration -Strip Curtains for Walk-ins | 0.11026 | 0.085326 | 0.024062 | 956.3259 | 3825.3038 | 0 | 0 | 0.040731 | 0 | -0.010995 | 0 | 0.041595 | 0 | -0.010131 | 0 | 1.7422 | 1.7701 | 0.89686 | 0.90419
213215-Lighting-Interior High Bay Linear Fluorescent Fixtures <= 244 Watts replacing 400 Watts (Tier 1) | 9.2268 | 5.9497 | 12.0179 | 46593.3215 | 512526.5367 | -192.3193 | -2115.5122 | 0.055504 | 0.47234 | -0.0030568 | -0.026014 | 0.092741 | 0.78924 | 0.034181 | 0.29088 | 2.0525 | 6.9845 | 0.97253 | 1.4615
213062-Lighting - Occupancy Sensor - Wallbox Lighting Sensor | 0.20319 | 0.13102 | 0 | 1026.0432 | 8208.3456 | 0 | 0 | 0.075676 | 0 | 0.017402 | 0 | 0.092041 | 0 | 0.033767 | 0 | 3.3625 | 6.8747 | 1.1927 | 1.4567
213147-Premium T8 with T12 34Watt Baseline | 0.021063 | 0.013582 | 0.028895 | 106.3615 | 1169.9764 | -0.43902 | -4.8292 | -0.076182 | -0.64832 | -0.13474 | -1.1467 | 0.027978 | 0.2381 | -0.030583 | -0.26026 | 0.58691 | 1.3486 | 0.44546 | 0.7797
213147-Premium T8 with T12 34Watt Baseline | 0.13866 | 0.089413 | 0.19022 | 700.2132 | 7702.3449 | -2.8902 | -31.7923 | -0.076015 | -0.64145 | -0.13483 | -1.1377 | 0.019555 | 0.16501 | -0.039259 | -0.33128 | 0.58849 | 1.2193 | 0.44637 | 0.73467
213053-Lighting - Remove 4 Ft T-8 (De-Lamp) | 0.55222 | 0.35608 | 0.75756 | 2788.5802 | 30674.3822 | -11.5102 | -126.612 | 0.073175 | 0.61749 | 0.014362 | 0.12119 | 0.094537 | 0.79775 | 0.035724 | 0.30146 | 3.0595 | 7.6725 | 1.1522 | 1.4895
213013-Lighting - 8 Ft T-8 with Elec. Ballast | 0.22341 | 0.14406 | 0.30648 | 1128.1591 | 12409.7501 | -4.6566 | -51.2227 | -0.016319 | -0.13771 | -0.075132 | -0.63401 | 0.078937 | 0.66611 | 0.020124 | 0.16982 | 0.86947 | 3.6518 | 0.59131 | 1.2272
213215-Lighting-Interior High Bay Linear Fluorescent Fixtures <= 244 Watts replacing 400 Watts (Tier 1) | 5.0747 | 3.2723 | 6.6099 | 25626.3268 | 281889.5952 | -105.7756 | -1163.5317 | 0.055918 | 0.47187 | -0.002895 | -0.02443 | 0.091492 | 0.77205 | 0.032678 | 0.27576 | 2.0593 | 6.3151 | 0.97406 | 1.4298
213230-Lighting - Occupancy Sensor - High-Bay Sensor | 8.1809 | 5.2753 | 14.7314 | 41311.8351 | 330494.6811 | 0 | 0 | 0.091242 | 0 | 0.032314 | 0 | 0.096234 | 0 | 0.037306 | 0 | 6.1624 | 8.5879 | 1.4218 | 1.521
213147-Premium T8 with T12 34Watt Baseline | 0.41482 | 0.69694 | 0.60783 | 2396.8447 | 26365.2916 | -9.8272 | -108.0996 | -0.13244 | -1.0866 | -0.19293 | -1.5829 | -0.0060712 | -0.049811 | -0.066563 | -0.54611 | 0.45777 | 0.9485 | 0.3669 | 0.62683
213053-Lighting - Remove 4 Ft T-8 (De-Lamp) | 3.3417 | 5.6144 | 4.8966 | 19308.4878 | 212393.366 | -79.1662 | -870.8278 | 0.064828 | 0.53188 | 0.0043367 | 0.03558 | 0.093073 | 0.76361 | 0.032582 | 0.26731 | 2.3799 | 5.9682 | 1.0404 | 1.4113
213013-Lighting - 8 Ft T-8 with Elec. Ballast | 0.069404 | 0.11661 | 0.1017 | 401.0191 | 4411.2105 | -1.6442 | -18.0863 | -0.053505 | -0.43898 | -0.114 | -0.93527 | 0.072447 | 0.59438 | 0.011956 | 0.098088 | 0.67634 | 2.8406 | 0.49515 | 1.1197
213011-Lighting - 2 Ft 2nd Gen. T-8 with Elec. Ballast | 0.046527 | 0.07817 | 0.068176 | 268.8339 | 2957.1728 | -1.1022 | -12.1246 | -0.087427 | -0.71728 | -0.14792 | -1.2136 | 0.062879 | 0.51589 | 0.0023878 | 0.019591 | 0.56118 | 2.2851 | 0.43048 | 1.0218
213147-Premium T8 with T12 34Watt Baseline | 0.82484 | 0.51158 | 0.19167 | 4455.3522 | 49008.8745 | -6.0608 | -66.6687 | -0.011998 | -0.1034 | -0.069583 | -0.5997 | 0.049277 | 0.42469 | -0.0083086 | -0.071607 | 0.8987 | 1.8621 | 0.60468 | 0.92759
213054-Lighting - Remove 8 Ft T-8 (De-Lamp) | 7.138 | 4.4271 | 1.6587 | 38555.9327 | 424115.2598 | -52.4492 | -576.9411 | 0.0922 | 0.79462 | 0.034614 | 0.29832 | 0.092675 | 0.79872 | 0.03509 | 0.30242 | 7.4766 | 7.7349 | 1.482 | 1.4918
213215-Lighting-Interior High Bay Linear Fluorescent Fixtures <= 244 Watts replacing 400 Watts (Tier 1) | 4.9268 | 3.1769 | 6.5386 | 24879.1631 | 273670.7946 | -96.9207 | -1066.1282 | 0.053819 | 0.4586 | -0.0046663 | -0.039762 | 0.090399 | 0.77029 | 0.031913 | 0.27194 | 1.9915 | 6.1072 | 0.95862 | 1.4189
213230-Lighting - Occupancy Sensor - High-Bay Sensor | 8.1809 | 5.2753 | 14.7314 | 41311.8351 | 330494.6811 | 0 | 0 | 0.089895 | 0 | 0.031696 | 0 | 0.094887 | 0 | 0.036688 | 0 | 6.0862 | 8.4817 | 1.4178 | 1.5176
213215-Lighting-Interior High Bay Linear Fluorescent Fixtures <= 244 Watts replacing 400 Watts (Tier 1) | 8.8957 | 5.0758 | 9.3301 | 44269.616 | 486965.776 | -67.122 | -738.3423 | 0.064689 | 0.5603 | 0.0071519 | 0.061946 | 0.092763 | 0.80346 | 0.035225 | 0.3051 | 2.5529 | 7.8287 | 1.0721 | 1.4953
213230-Lighting - Occupancy Sensor - High-Bay Sensor | 11.5716 | 6.6027 | 20.5346 | 57586.1944 | 460689.5555 | 0 | 0 | 0.088155 | 0 | 0.030897 | 0 | 0.093147 | 0 | 0.035889 | 0 | 5.9877 | 8.3445 | 1.4123 | 1.5131
213215-Lighting-Interior High Bay Linear Fluorescent Fixtures <= 244 Watts replacing 400 Watts (Tier 1) | 8.3041 | 5.3547 | 10.8162 | 41933.9894 | 461273.8831 | -173.0874 | -1903.961 | 0.055435 | 0.47176 | -0.0031257 | -0.0266 | 0.091019 | 0.77459 | 0.032459 | 0.27623 | 2.0498 | 6.286 | 0.97193 | 1.4283
213230-Lighting - Occupancy Sensor - High-Bay Sensor | 13.3869 | 8.6322 | 24.1058 | 67601.1848 | 540809.4781 | 0 | 0 | 0.090034 | 0 | 0.03176 | 0 | 0.095026 | 0 | 0.036752 | 0 | 6.094 | 8.4926 | 1.4182 | 1.5179
213059-Motors - VFD - HVAC Fans (per Hp) | 1.4188 | 1.2937 | 0 | 10843.2 | 162648 | 0 | 0 | 0.070597 | 0 | 0.016862 | 0 | 0.087662 | 0 | 0.033927 | 0 | 3.458 | 8.5205 | 1.2045 | 1.5188
213147-Premium T8 with T12 34Watt Baseline | 0.56267 | 0.36282 | 0.55604 | 2841.3482 | 31254.8299 | -5.4064 | -59.4699 | 0.01649 | 0.14055 | -0.041981 | -0.35781 | 0.063873 | 0.5444 | 0.0054018 | 0.04604 | 1.1801 | 2.4451 | 0.72023 | 1.0526
213053-Lighting - Remove 4 Ft T-8 (De-Lamp) | 5.9008 | 3.805 | 5.8313 | 29797.7283 | 327775.0112 | -56.6974 | -623.671 | 0.090457 | 0.77098 | 0.031986 | 0.27262 | 0.10105 | 0.86125 | 0.042577 | 0.36289 | 6.1352 | 15.3853 | 1.4204 | 1.6501
213224-Lighting - Occupancy Sensor - Wall/Ceiling Mounted Lighting Sensor | 6.1768 | 3.983 | 25.7075 | 31191.7133 | 249533.7062 | 0 | 0 | 0.073579 | 0 | 0.015381 | 0 | 0.042966 | 0 | -0.015233 | 0 | 3.1647 | 1.6651 | 1.1668 | 0.87595
213083-Refrigeration -Cooler/Freezer Door Gaskets - Glass Doors | 0.48441 | 0.37487 | 0.70321 | 4201.536 | 16806.1441 | 0 | 0 | -0.2198 | 0 | -0.27153 | 0 | -0.2198 | 0 | -0.27153 | 0 | 0.30312 | 0.30312 | 0.26041 | 0.26041
213147-Premium T8 with T12 34Watt Baseline | 0.046731 | 0.026664 | 0.05781 | 232.5567 | 2558.124 | -0.3526 | -3.8787 | -0.044554 | -0.38229 | -0.10239 | -0.87859 | 0.033808 | 0.29009 | -0.024032 | -0.20621 | 0.70584 | 1.4625 | 0.51078 | 0.81646
213054-Lighting - Remove 8 Ft T-8 (De-Lamp) | 0.4044 | 0.23075 | 0.50028 | 2012.5101 | 22137.6116 | -3.0514 | -33.5653 | 0.088701 | 0.76109 | 0.030861 | 0.2648 | 0.089309 | 0.76631 | 0.031469 | 0.27002 | 5.8721 | 6.075 | 1.4058 | 1.4171
213230-Lighting - Occupancy Sensor - High-Bay Sensor | 13.6348 | 8.7921 | 24.5523 | 68853.0586 | 550824.4685 | 0 | 0 | 0.089895 | 0 | 0.031696 | 0 | 0.094887 | 0 | 0.036688 | 0 | 6.0862 | 8.4817 | 1.4178 | 1.5176
213083-Refrigeration -Cooler/Freezer Door Gaskets - Glass Doors | 0.83621 | 0.69932 | 1.0563 | 6311.1086 | 25244.4344 | 0 | 0 | -0.21777 | 0 | -0.27059 | 0 | -0.21777 | 0 | -0.27059 | 0 | 0.30955 | 0.30955 | 0.26515 | 0.26515
213083-Refrigeration -Cooler/Freezer Door Gaskets - Glass Doors | 0.92161 | 0.77073 | 1.1642 | 6955.6024 | 27822.4096 | 0 | 0 | -0.21777 | 0 | -0.27059 | 0 | -0.21777 | 0 | -0.27059 | 0 | 0.30955 | 0.30955 | 0.26515 | 0.26515
213084-Refrigeration -Cooler/Freezer Door Gaskets - Solid Doors: Cooler | 0.44665 | 0.34565 | 0.64839 | 3874.0064 | 15496.0256 | 0 | 0 | -0.22054 | 0 | -0.27187 | 0 | -0.22054 | 0 | -0.27187 | 0 | 0.30077 | 0.30077 | 0.25868 | 0.25868
213083-Refrigeration -Cooler/Freezer Door Gaskets - Glass Doors | 0.92674 | 0.77502 | 1.1706 | 6994.3425 | 27977.3699 | 0 | 0 | -0.21777 | 0 | -0.27059 | 0 | -0.21777 | 0 | -0.27059 | 0 | 0.30955 | 0.30955 | 0.26515 | 0.26515
213083-Refrigeration -Cooler/Freezer Door Gaskets - Glass Doors | 0.70651 | 0.54676 | 1.0256 | 6127.9738 | 24511.895 | 0 | 0 | -0.22065 | 0 | -0.27192 | 0 | -0.22065 | 0 | -0.27192 | 0 | 0.30042 | 0.30042 | 0.25842 | 0.25842
213083-Refrigeration -Cooler/Freezer Door Gaskets - Glass Doors | 0.062124 | 0.048077 | 0.090185 | 538.8391 | 2155.3563 | 0 | 0 | -0.22065 | 0 | -0.27192 | 0 | -0.22065 | 0 | -0.27192 | 0 | 0.30042 | 0.30042 | 0.25842 | 0.25842
213084-Refrigeration -Cooler/Freezer Door Gaskets - Solid Doors: Cooler | 0.020555 | 0.016177 | 0.025346 | 151.4384 | 605.7537 | 0 | 0 | -0.21637 | 0 | -0.26995 | 0 | -0.21637 | 0 | -0.26995 | 0 | 0.314 | 0.314 | 0.2684 | 0.2684
213084-Refrigeration -Cooler/Freezer Door Gaskets - Solid Doors: Cooler | 3.7608 | 2.9104 | 3.7284 | 32619.6 | 130478.4 | 0 | 0 | 0.084428 | 0 | 0.032762 | 0 | 0.084428 | 0 | 0.032762 | 0 | 8.6286 | 8.6286 | 1.5222 | 1.5222
213011-Lighting - 2 Ft 2nd Gen. T-8 with Elec. Ballast | 0.07402 | 0.060149 | 0.076045 | 402.6002 | 4428.6026 | -1.9124 | -21.0369 | -0.055892 | -0.49093 | -0.11267 | -0.98963 | 0.069359 | 0.60922 | 0.012582 | 0.11051 | 0.65249 | 2.9492 | 0.48224 | 1.1362
213147-Premium T8 with T12 34Watt Baseline | 1.5254 | 1.2396 | 1.5672 | 8296.8814 | 91265.6952 | -39.412 | -433.5325 | -0.09204 | -0.80844 | -0.14882 | -1.3071 | 0.019215 | 0.16877 | -0.037562 | -0.32993 | 0.53275 | 1.2241 | 0.41355 | 0.73641
213053-Lighting - Remove 4 Ft T-8 (De-Lamp) | 5.0586 | 4.1106 | 5.197 | 27514.0158 | 302654.1734 | -130.6977 | -1437.6751 | 0.067041 | 0.58886 | 0.010264 | 0.090151 | 0.091317 | 0.80209 | 0.03454 | 0.30339 | 2.7688 | 7.7027 | 1.1084 | 1.4906
213049-Lighting - LED Exit Sign New Sign | 0.53898 | 0.53548 | 0 | 4721.6204 | 75545.926 | 0 | 0 | 0.07722 | 0 | 0.024928 | 0 | 0.084439 | 0 | 0.032147 | 0 | 4.9738 | 7.9139 | 1.3476 | 1.4984
213222-Lighting - Screw in 14-26 Watt Lamp | 4.0062 | 2.5833 | 1.3954 | 20230.473 | 46530.0878 | -94.0832 | -216.3915 | 0.068347 | 0.55491 | 0.0046247 | 0.037548 | 0.062213 | 0.5051 | -0.0015099 | -0.012259 | 2.3827 | 2.1196 | 1.0409 | 0.98734
213221-Lighting - Screw in >= 27 Watt Lamp | 0.88457 | 0.57039 | 0.30811 | 4466.8837 | 5360.2604 | -20.7736 | -24.9283 | 0.0044892 | 0.041555 | -0.052791 | -0.48866 | -0.024011 | -0.22226 | -0.081291 | -0.75247 | 1.0443 | 0.81514 | 0.66728 | 0.56567
213229-Lighting - Screw in 14-26 Watt Reflector Lamp | 0.91724 | 0.59146 | 0.31949 | 4631.8928 | 9263.7856 | -21.5409 | -43.0819 | 0.056766 | 0.48326 | -0.0020944 | -0.01783 | 0.037521 | 0.31943 | -0.021339 | -0.18166 | 2.0911 | 1.5265 | 0.98111 | 0.83602
213215-Lighting-Interior High Bay Linear Fluorescent Fixtures <= 244 Watts replacing 400 Watts (Tier 1) | 7.5649 | 4.8781 | 7.88 | 38201.2981 | 420214.2793 | -72.6872 | -799.559 | 0.067513 | 0.57045 | 0.0087758 | 0.074151 | 0.095177 | 0.8042 | 0.036441 | 0.3079 | 2.6446 | 8.1099 | 1.0879 | 1.5053
213230-Lighting - Occupancy Sensor - High-Bay Sensor | 9.6683 | 6.2344 | 17.4098 | 48823.0779 | 390584.6231 | 0 | 0 | 0.091101 | 0 | 0.03225 | 0 | 0.096092 | 0 | 0.037241 | 0 | 6.1544 | 8.5767 | 1.4214 | 1.5206
213206-Lighting-Interior High Bay Linear Fluorescent Fixtures 361-600 Watts replacing > 400 Watts | 3.1663 | 2.0417 | 3.2982 | 15989.3631 | 175882.9937 | -30.4236 | -334.6598 | -0.014705 | -0.1253 | -0.07319 | -0.62366 | 0.063397 | 0.54021 | 0.0049117 | 0.041853 | 0.88026 | 2.4182 | 0.59628 | 1.0476
213230-Lighting - Occupancy Sensor - High-Bay Sensor | 5.9497 | 3.8365 | 10.7137 | 30044.971 | 240359.7681 | 0 | 0 | 0.089895 | 0 | 0.031696 | 0 | 0.094887 | 0 | 0.036688 | 0 | 6.0862 | 8.4817 | 1.4178 | 1.5176
213083-Refrigeration -Cooler/Freezer Door Gaskets - Glass Doors | 0.48601 | 0.37612 | 0.48182 | 4215.456 | 16861.824 | 0 | 0 | 0.084539 | 0 | 0.032813 | 0 | 0.084539 | 0 | 0.032813 | 0 | 8.6386 | 8.6386 | 1.5225 | 1.5225
213083-Refrigeration -Cooler/Freezer Door Gaskets - Glass Doors | 4.9411 | 3.8238 | 4.8985 | 42857.136 | 171428.544 | 0 | 0 | 0.083688 | 0 | 0.032422 | 0 | 0.083688 | 0 | 0.032422 | 0 | 8.5617 | 8.5617 | 1.5201 | 1.5201
213222-Lighting - Screw in 14-26 Watt Lamp | 19.2417 | 12.4076 | 7.1015 | 97166.8865 | 223483.839 | -451.8815 | -1039.3273 | 0.017417 | 0.14126 | -0.046374 | -0.3761 | 0.0049464 | 0.040117 | -0.058845 | -0.47724 | 1.1733 | 1.0438 | 0.71771 | 0.66707
213222-Lighting - Screw in 14-26 Watt Lamp | 10.0627 | 6.4887 | 3.505 | 50814.5886 | 116873.5539 | -236.3168 | -543.5287 | 0.068347 | 0.55491 | 0.0046247 | 0.037548 | 0.062213 | 0.5051 | -0.0015099 | -0.012259 | 2.3827 | 2.1196 | 1.0409 | 0.98734
213229-Lighting - Screw in 14-26 Watt Reflector Lamp | 0.080933 | 0.052188 | 0.028191 | 408.6964 | 817.3928 | -1.9007 | -3.8013 | 0.056766 | 0.48326 | -0.0020944 | -0.01783 | 0.037521 | 0.31943 | -0.021339 | -0.18166 | 2.0911 | 1.5265 | 0.98111 | 0.83602
213221-Lighting - Screw in >= 27 Watt Lamp | 1.6428 | 1.0593 | 0.57221 | 8295.6411 | 9954.7694 | -38.5795 | -46.2954 | 0.0044892 | 0.041555 | -0.052791 | -0.48866 | -0.024011 | -0.22226 | -0.081291 | -0.75247 | 1.0443 | 0.81514 | 0.66728 | 0.56567
213230-Lighting - Occupancy Sensor - High-Bay Sensor | 6.4456 | 4.1563 | 11.6065 | 32548.7186 | 260389.7487 | 0 | 0 | 0.089895 | 0 | 0.031696 | 0 | 0.094887 | 0 | 0.036688 | 0 | 6.0862 | 8.4817 | 1.4178 | 1.5176
213129-Software Plug Load Sensors | 0.57972 | 0.48375 | 0 | 4358.4192 | 21792.096 | 0 | 0 | 0.092736 | 0 | 0.039572 | 0 | 0.08666 | 0 | 0.033496 | 0 | 17.777 | 8.4683 | 1.6742 | 1.5172
213129-Software Plug Load Sensors | 0.57972 | 0.48375 | 0 | 4358.4192 | 21792.096 | 0 | 0 | 0.092736 | 0 | 0.039572 | 0 | 0.08666 | 0 | 0.033496 | 0 | 17.777 | 8.4683 | 1.6742 | 1.5172
213129-Software Plug Load Sensors | 0.72465 | 0.60469 | 0 | 5448.024 | 27240.12 | 0 | 0 | 0.092736 | 0 | 0.039572 | 0 | 0.08666 | 0 | 0.033496 | 0 | 17.777 | 8.4683 | 1.6742 | 1.5172
213129-Software Plug Load Sensors | 0.72465 | 0.60469 | 0 | 5448.024 | 27240.12 | 0 | 0 | 0.092736 | 0 | 0.039572 | 0 | 0.08666 | 0 | 0.033496 | 0 | 17.777 | 8.4683 | 1.6742 | 1.5172
213129-Software Plug Load Sensors | 0.57972 | 0.48375 | 0 | 4358.4192 | 21792.096 | 0 | 0 | 0.092736 | 0 | 0.039572 | 0 | 0.08666 | 0 | 0.033496 | 0 | 17.777 | 8.4683 | 1.6742 | 1.5172
213129-Software Plug Load Sensors | 0.57972 | 0.48375 | 0 | 4358.4192 | 21792.096 | 0 | 0 | 0.092736 | 0 | 0.039572 | 0 | 0.08666 | 0 | 0.033496 | 0 | 17.777 | 8.4683 | 1.6742 | 1.5172
213129-Software Plug Load Sensors | 0.57972 | 0.48375 | 0 | 4358.4192 | 21792.096 | 0 | 0 | 0.092736 | 0 | 0.039572 | 0 | 0.08666 | 0 | 0.033496 | 0 | 17.777 | 8.4683 | 1.6742 | 1.5172
213129-Software Plug Load Sensors | 0.57972 | 0.48375 | 0 | 4358.4192 | 21792.096 | 0 | 0 | 0.092736 | 0 | 0.039572 | 0 | 0.08666 | 0 | 0.033496 | 0 | 17.777 | 8.4683 | 1.6742 | 1.5172
213129-Software Plug Load Sensors | 0.57972 | 0.48375 | 0 | 4358.4192 | 21792.096 | 0 | 0 | 0.092736 | 0 | 0.039572 | 0 | 0.08666 | 0 | 0.033496 | 0 | 17.777 | 8.4683 | 1.6742 | 1.5172
213129-Software Plug Load Sensors | 0.57972 | 0.48375 | 0 | 4358.4192 | 21792.096 | 0 | 0 | 0.092736 | 0 | 0.039572 | 0 | 0.08666 | 0 | 0.033496 | 0 | 17.777 | 8.4683 | 1.6742 | 1.5172
213129-Software Plug Load Sensors | 0.57972 | 0.48375 | 0 | 4358.4192 | 21792.096 | 0 | 0 | 0.092736 | 0 | 0.039572 | 0 | 0.08666 | 0 | 0.033496 | 0 | 17.777 | 8.4683 | 1.6742 | 1.5172
213129-Software Plug Load Sensors | 0.57972 | 0.48375 | 0 | 4358.4192 | 21792.096 | 0 | 0 | 0.092736 | 0 | 0.039572 | 0 | 0.08666 | 0 | 0.033496 | 0 | 17.777 | 8.4683 | 1.6742 | 1.5172
213129-Software Plug Load Sensors | 0.57972 | 0.48375 | 0 | 4358.4192 | 21792.096 | 0 | 0 | 0.092736 | 0 | 0.039572 | 0 | 0.08666 | 0 | 0.033496 | 0 | 17.777 | 8.4683 | 1.6742 | 1.5172
213083-Refrigeration -Cooler/Freezer Door Gaskets - Glass Doors | 0.28791 | 0.24078 | 0.36369 | 2172.9654 | 8691.8616 | 0 | 0 | -0.21777 | 0 | -0.27059 | 0 | -0.21777 | 0 | -0.27059 | 0 | 0.30955 | 0.30955 | 0.26515 | 0.26515
213084-Refrigeration -Cooler/Freezer Door Gaskets - Solid Doors: Cooler | 0.016332 | 0.013659 | 0.020631 | 123.2638 | 493.0554 | 0 | 0 | -0.21777 | 0 | -0.27059 | 0 | -0.21777 | 0 | -0.27059 | 0 | 0.30955 | 0.30955 | 0.26515 | 0.26515
213116-Refrigeration -Cooler/Freezer Door Gaskets - Solid Doors: Freezer | 0.0083994 | 0.0070244 | 0.01061 | 63.3928 | 253.5713 | 0 | 0 | -0.21777 | 0 | -0.27059 | 0 | -0.21777 | 0 | -0.27059 | 0 | 0.30955 | 0.30955 | 0.26515 | 0.26515
213129-Software Plug Load Sensors | 0.57972 | 0.48375 | 0 | 4358.4192 | 21792.096 | 0 | 0 | 0.092736 | 0 | 0.039572 | 0 | 0.08666 | 0 | 0.033496 | 0 | 17.777 | 8.4683 | 1.6742 | 1.5172
213129-Software Plug Load Sensors | 0.57972 | 0.48375 | 0 | 4358.4192 | 21792.096 | 0 | 0 | 0.092736 | 0 | 0.039572 | 0 | 0.08666 | 0 | 0.033496 | 0 | 17.777 | 8.4683 | 1.6742 | 1.5172
213129-Software Plug Load Sensors | 0.57972 | 0.48375 | 0 | 4358.4192 | 21792.096 | 0 | 0 | 0.09243 | 0 | 0.039432 | 0 | 0.086354 | 0 | 0.033356 | 0 | 17.7216 | 8.4419 | 1.6737 | 1.5163
213129-Software Plug Load Sensors | 0.57972 | 0.48375 | 0 | 4358.4192 | 21792.096 | 0 | 0 | 0.092736 | 0 | 0.039572 | 0 | 0.08666 | 0 | 0.033496 | 0 | 17.777 | 8.4683 | 1.6742 | 1.5172
213129-Software Plug Load Sensors | 0.57972 | 0.48375 | 0 | 4358.4192 | 21792.096 | 0 | 0 | 0.092736 | 0 | 0.039572 | 0 | 0.08666 | 0 | 0.033496 | 0 | 17.777 | 8.4683 | 1.6742 | 1.5172
213129-Software Plug Load Sensors | 0.57972 | 0.48375 | 0 | 4358.4192 | 21792.096 | 0 | 0 | 0.092736 | 0 | 0.039572 | 0 | 0.08666 | 0 | 0.033496 | 0 | 17.777 | 8.4683 | 1.6742 | 1.5172
213129-Software Plug Load Sensors | 0.57972 | 0.48375 | 0 | 4358.4192 | 21792.096 | 0 | 0 | 0.092736 | 0 | 0.039572 | 0 | 0.08666 | 0 | 0.033496 | 0 | 17.777 | 8.4683 | 1.6742 | 1.5172
213129-Software Plug Load Sensors | 0.57972 | 0.48375 | 0 | 4358.4192 | 21792.096 | 0 | 0 | 0.09243 | 0 | 0.039432 | 0 | 0.086354 | 0 | 0.033356 | 0 | 17.7216 | 8.4419 | 1.6737 | 1.5163
213129-Software Plug Load Sensors | 0.57972 | 0.48375 | 0 | 4358.4192 | 21792.096 | 0 | 0 | 0.092736 | 0 | 0.039572 | 0 | 0.08666 | 0 | 0.033496 | 0 | 17.777 | 8.4683 | 1.6742 | 1.5172
213129-Software Plug Load Sensors | 0.57972 | 0.48375 | 0 | 4358.4192 | 21792.096 | 0 | 0 | 0.092736 | 0 | 0.039572 | 0 | 0.08666 | 0 | 0.033496 | 0 | 17.777 | 8.4683 | 1.6742 | 1.5172
213129-Software Plug Load Sensors | 0.57972 | 0.48375 | 0 | 4358.4192 | 21792.096 | 0 | 0 | 0.09243 | 0 | 0.039432 | 0 | 0.086354 | 0 | 0.033356 | 0 | 17.7216 | 8.4419 | 1.6737 | 1.5163
213215-Lighting-Interior High Bay Linear Fluorescent Fixtures <= 244 Watts replacing 400 Watts (Tier 1) | 5.6732 | 3.6583 | 7.5293 | 28648.7333 | 315136.0665 | -111.6057 | -1227.6628 | 0.053819 | 0.4586 | -0.0046663 | -0.039762 | 0.090399 | 0.77029 | 0.031913 | 0.27194 | 1.9915 | 6.1072 | 0.95862 | 1.4189
213230-Lighting - Occupancy Sensor - High-Bay Sensor | 9.4204 | 6.0745 | 16.9634 | 47571.2041 | 380569.6328 | 0 | 0 | 0.089895 | 0 | 0.031696 | 0 | 0.094887 | 0 | 0.036688 | 0 | 6.0862 | 8.4817 | 1.4178 | 1.5176
213129-Software Plug Load Sensors | 0.57972 | 0.48375 | 0 | 4358.4192 | 21792.096 | 0 | 0 | 0.09243 | 0 | 0.039432 | 0 | 0.086354 | 0 | 0.033356 | 0 | 17.7216 | 8.4419 | 1.6737 | 1.5163
213129-Software Plug Load Sensors | 0.57972 | 0.48375 | 0 | 4358.4192 | 21792.096 | 0 | 0 | 0.092736 | 0 | 0.039572 | 0 | 0.08666 | 0 | 0.033496 | 0 | 17.777 | 8.4683 | 1.6742 | 1.5172
213129-Software Plug Load Sensors | 0.57972 | 0.48375 | 0 | 4358.4192 | 21792.096 | 0 | 0 | 0.092736 | 0 | 0.039572 | 0 | 0.08666 | 0 | 0.033496 | 0 | 17.777 | 8.4683 | 1.6742 | 1.5172
213129-Software Plug Load Sensors | 0.57972 | 0.48375 | 0 | 4358.4192 | 21792.096 | 0 | 0 | 0.092736 | 0 | 0.039572 | 0 | 0.08666 | 0 | 0.033496 | 0 | 17.777 | 8.4683 | 1.6742 | 1.5172
213229-Lighting - Screw in 14-26 Watt Reflector Lamp | 13.8142 | 8.9078 | 5.0984 | 69759.1233 | 139518.2467 | -324.4197 | -648.8394 | 0.0030247 | 0.02575 | -0.055835 | -0.47534 | -0.036098 | -0.30732 | -0.094958 | -0.80841 | 1.0286 | 0.75086 | 0.66084 | 0.53395
213222-Lighting - Screw in 14-26 Watt Lamp | 14.0597 | 9.0661 | 5.189 | 70998.8388 | 163297.3292 | -330.1851 | -759.4257 | 0.017286 | 0.14034 | -0.046437 | -0.37702 | 0.0048147 | 0.03909 | -0.058908 | -0.47827 | 1.172 | 1.0426 | 0.71722 | 0.6666
213215-Lighting-Interior High Bay Linear Fluorescent Fixtures <= 244 Watts replacing 400 Watts (Tier 1) | 24.5792 | 15.2443 | 25.5848 | 132763.9702 | 1460403.6725 | -286.9389 | -3156.3282 | 0.069174 | 0.59645 | 0.011376 | 0.098091 | 0.094549 | 0.81525 | 0.036752 | 0.31689 | 2.8371 | 8.7002 | 1.1192 | 1.5245
213230-Lighting - Occupancy Sensor - High-Bay Sensor | 28.7389 | 17.8242 | 55.3542 | 155232.3502 | 1241858.8017 | 0 | 0 | 0.088621 | 0 | 0.031112 | 0 | 0.093613 | 0 | 0.036103 | 0 | 6.0141 | 8.3812 | 1.4138 | 1.5144
213147-Premium T8 with T12 34Watt Baseline | 0.84351 | 0.52315 | 0.19537 | 4556.189 | 50118.0788 | -9.8472 | -108.3188 | -0.012627 | -0.10887 | -0.070425 | -0.60723 | 0.049176 | 0.42402 | -0.0086216 | -0.074339 | 0.8943 | 1.853 | 0.60269 | 0.92532
213053-Lighting - Remove 4 Ft T-8 (De-Lamp) | 4.266 | 2.6458 | 0.98808 | 23042.5922 | 253468.5144 | -49.8013 | -547.8142 | 0.083852 | 0.72301 | 0.026054 | 0.22465 | 0.097666 | 0.84212 | 0.039868 | 0.34376 | 4.6495 | 11.6595 | 1.3226 | 1.5954
213126-Refrigeration - Efficient Evap Fan Motor Electronically Commutated Motor (ECM) | 0.10304 | 0.07974 | 0.12169 | 893.7139 | 13405.7088 | -0.88537 | -13.2806 | 0.08853 | 0.88249 | 0.036862 | 0.36745 | 0.076455 | 0.76212 | 0.024786 | 0.24707 | 13.7031 | 5.0145 | 1.6286 | 1.3505
213126-Refrigeration - Efficient Evap Fan Motor Electronically Commutated Motor (ECM) | 0.01288 | 0.0099675 | 0.015211 | 111.7142 | 1675.7136 | -0.11067 | -1.6601 | 0.08853 | 0.88249 | 0.036862 | 0.36745 | 0.076455 | 0.76212 | 0.024786 | 0.24707 | 13.7031 | 5.0145 | 1.6286 | 1.3505
213240-Refrigeration-Med Temp Std. to HE Open Display Case | 0.28157 | 0.2179 | 0.3072 | 2442.24 | 39075.84 | 0 | 0 | 0.079907 | 0 | 0.027879 | 0 | 0.089501 | 0 | 0.037473 | 0 | 5.9151 | 14.4328 | 1.4083 | 1.6385
213062-Lighting - Occupancy Sensor - Wallbox Lighting Sensor | 2.3976 | 1.546 | 0 | 12107.3098 | 96858.4781 | 0 | 0 | 0.076673 | 0 | 0.017822 | 0 | 0.091367 | 0 | 0.032516 | 0 | 3.3884 | 6.2485 | 1.1959 | 1.4264
213224-Lighting - Occupancy Sensor - Wall/Ceiling Mounted Lighting Sensor | 3.9824 | 2.568 | 16.5745 | 20110.4467 | 160883.5738 | 0 | 0 | 0.074785 | 0 | 0.015934 | 0 | 0.044171 | 0 | -0.01468 | 0 | 3.2002 | 1.6837 | 1.1716 | 0.88109
213068-Refrigeration - Food Service -Auto Closer for Main Freezer Doors | 0.30834 | 0.23862 | 0.26489 | 2674.381 | 21395.0477 | -0.02562 | -0.20496 | 0.06854 | 0.67204 | 0.017892 | 0.17543 | 0.084085 | 0.82446 | 0.033436 | 0.32785 | 3.7335 | 9.8238 | 1.2363 | 1.5556
213068-Refrigeration - Food Service -Auto Closer for Main Freezer Doors | 0.30834 | 0.23862 | 0.26489 | 2674.381 | 21395.0477 | -0.02562 | -0.20496 | 0.06854 | 0.67204 | 0.017892 | 0.17543 | 0.084085 | 0.82446 | 0.033436 | 0.32785 | 3.7335 | 9.8238 | 1.2363 | 1.5556
213068-Refrigeration - Food Service -Auto Closer for Main Freezer Doors | 0.61668 | 0.47723 | 0.52978 | 5348.7619 | 42790.0954 | -0.05124 | -0.40992 | 0.06854 | 0.67204 | 0.017892 | 0.17543 | 0.084085 | 0.82446 | 0.033436 | 0.32785 | 3.7335 | 9.8238 | 1.2363 | 1.5556

## Output
Program Summary |  | Nominal | Present Value | [5 empty] | Avoided Cost Version
Proposer Name |  | 0 | [6 empty] | 2006-06-01
Program Name |  | SDGE3012_EXP_EXP-ExpressEfficiencyRebateProgram | [6 empty] | 2006-06-01
Total Program Budget ($) |  | 8329417.3759 | 7955820.2309 | [5 empty] | Base Year
2006
Net Participant Cost ($) |  | 2070369.3822 | 1764731.0833 | [5 empty] | SDG&E Tool NTG 4f2 (800).xls
Program Impacts | [9 empty] | Program Impacts (Gross)
| Annual Net kWh | Lifecycle Net kWh | Annual Net Therms | Lifecycle Net Therms | Net Jul-Sept Pk (kW) | Net Dec-Feb Pk (kW) | Net CEC (kW) | User Entered kW |  |  | Annual Gross kWh | Lifecycle Gross kWh | Annual Gross Therms | Lifecycle Gross Therms | User Entered kW
2006-2008 | 17082184.0731 | 153121278.66 | 91967.1965 | 482350.4457 | 3074.5807 | 2060.2176 | 0 | 4228.9056 |  | 2006-2008 | 1040.577 | 159501331.9375 | 0 | 502448.3809 | 4405.11
2009-2012 | 0 | 0 | 0 | 0 | 0 | 0 | 0 | 0 |  | 2009-2012 | 0 | 0 | 0 | 0 | 0
2013-2016 | 0 | 0 | 0 | 0 | 0 | 0 | 0 | 0 |  | 2013-2016 | 0 | 0 | 0 | 0 | 0
Cost Effectiveness (Lifecycle Present Value Dollars)
|  | Benefits |  |  | Benefit - Cost
| Cost | Electric | Gas | Incentives | NPV | B/C Ratio | Notes
Program TRC ($) | 9720551.3142 | 10166859.4081 | 410431.5462 | NA | 856739.6401 | 1.0881 | *1
Program PAC ($) | 7955820.2309 | 10166859.4081 | 410431.5462 | NA | 2621470.7234 | 1.3295 | *1,2
Program RIM ($) | 7955820.2309 | 10166859.4081 | 410431.5462 | NA | 2621470.7234 | 1.3295 | *1
*1 B/C Ratio is an approximation because any supply cost increases are treated as negative benefits rather than as a cost as in the Standard Practice Manual
*2 PAC benefits include environmental costs. This is to be consistent with the TRC benefits, but is not strictly consistent with the Standard Practice Manual.
Levelized Cost and Benefit (All Measures Installed through 2012)
| Discounted Savings |  |  |  | Benefit - Cost
| kWh | Therms | Cost | Benefits | NPV
TRC ($/kWh ) | 96813770.2985 |  | 0.095811 | 0.10501 | 0.0092035
PAC ($/kWh) | 96813770.2985 |  | 0.079074 | 0.10501 | 0.02594
RIM ($/kWh) | 96813770.2985 |  | 0.078988 | 0.10501 | 0.026027
TRC ($/therm) |  | 371559.9312 | 1.1969 | 1.1046 | -0.092284
PAC ($/therm) |  | 371559.9312 | 0.80835 | 1.1046 | 0.29626
RIM ($/therm) |  | 371559.9312 | 0.83085 | 1.1046 | 0.27377
Emissions Reductions | [9 empty] | Emissions Reductions (Gross)
| Electric Reductions |  |  | Gas Reductions | [6 empty] | Electric Reductions |  |  | Gas Reductions
Annual Reductions | CO2 (tons) | NOX (lbs) | PM-10 (lbs) | CO2 (tons) | NOX (lbs) |  |  |  |  | Annual Reductions | CO2 (tons) | NOX (lbs) | PM-10 (lbs) | CO2 (tons) | NOX (lbs)
2006 | 1312.9701 | 343.8439 | 170.0585 | 87.2648 | 137.2369 | * annual reductions are the units |  |  |  | 2006 | 1367.6772 | 358.1707 | 177.1443 | 90.9008 | 142.9551 | * annual reductions are the units
2007 | 1754.1269 | 471.1397 | 225.7158 | 276.5222 | 434.8726 | implemented in the year, times |  |  |  | 2007 | 1827.2156 | 490.7705 | 235.1207 | 288.044 | 452.9923 | implemented in the year, times
2008 | 6668.081 | 1809.5165 | 855.6928 | 174.2211 | 273.9887 | the annual emission reduction |  |  |  | 2008 | 6945.9178 | 1884.913 | 891.3466 | 181.4803 | 285.4049 | the annual emission reduction
2009 | 0 | 0 | 0 | 0 | 0 | for the measure. |  |  |  | 2009 | 0 | 0 | 0 | 0 | 0 | for the measure.
2010 | 0 | 0 | 0 | 0 | 0 |  |  |  |  | 2010 | 0 | 0 | 0 | 0 | 0
2011 | 0 | 0 | 0 | 0 | 0 |  |  |  |  | 2011 | 0 | 0 | 0 | 0 | 0
2012 | 0 | 0 | 0 | 0 | 0 |  |  |  |  | 2012 | 0 | 0 | 0 | 0 | 0
2013 | 0 | 0 | 0 | 0 | 0 |  |  |  |  | 2013 | 0 | 0 | 0 | 0 | 0
2014 | 0 | 0 | 0 | 0 | 0 |  |  |  |  | 2014 | 0 | 0 | 0 | 0 | 0
2015 | 0 | 0 | 0 | 0 | 0 |  |  |  |  | 2015 | 0 | 0 | 0 | 0 | 0
2016 | 0 | 0 | 0 | 0 | 0 |  |  |  |  | 2016 | 0 | 0 | 0 | 0 | 0
Total Annual | 9735.1781 | 2624.5001 | 1251.4671 | 538.0081 | 846.0982 |  |  |  |  | Total Annual | 10140.8105 | 2733.8543 | 1303.6116 | 560.4251 | 881.3523
Lifecycle Reductions | [9 empty] | Lifecycle Reductions
2006 | 13048.6894 | 3426.8305 | 1688.8821 | 739.6486 | 1163.208 |  |  |  |  | 2006 | 13592.3848 | 3569.6151 | 1759.2522 | 770.4673 | 1211.675
2007 | 15348.4443 | 4121.5286 | 1975.1054 | 1368.9737 | 2152.9158 |  |  |  |  | 2007 | 15987.9628 | 4293.2589 | 2057.4014 | 1426.0142 | 2242.6207
2008 | 58872.6186 | 15979.9493 | 7554.4631 | 713.1279 | 1121.5003 |  |  |  |  | 2008 | 61325.6444 | 16645.7805 | 7869.2324 | 742.8415 | 1168.2294
2009 | 0 | 0 | 0 | 0 | 0 |  |  |  |  | 2009 | 0 | 0 | 0 | 0 | 0
2010 | 0 | 0 | 0 | 0 | 0 |  |  |  |  | 2010 | 0 | 0 | 0 | 0 | 0
2011 | 0 | 0 | 0 | 0 | 0 |  |  |  |  | 2011 | 0 | 0 | 0 | 0 | 0
2012 | 0 | 0 | 0 | 0 | 0 |  |  |  |  | 2012 | 0 | 0 | 0 | 0 | 0
2013 | 0 | 0 | 0 | 0 | 0 |  |  |  |  | 2013 | 0 | 0 | 0 | 0 | 0
2014 | 0 | 0 | 0 | 0 | 0 |  |  |  |  | 2014 | 0 | 0 | 0 | 0 | 0
2015 | 0 | 0 | 0 | 0 | 0 |  |  |  |  | 2015 | 0 | 0 | 0 | 0 | 0
2016 | 0 | 0 | 0 | 0 | 0 |  |  |  |  | 2016 | 0 | 0 | 0 | 0 | 0
Total Lifecycle | 87269.7523 | 23528.3084 | 11218.4506 | 2821.7501 | 4437.6241 |  |  |  |  | Total Lifecycle | 90905.992 | 24508.6546 | 11685.8861 | 2939.323 | 4622.5251
Reductions based on total annual installations | [9 empty] | Reductions based on total annual installations (Gross)
| Annual Net kWh | Lifecycle Net kWh | Annual Net Therms | Lifecycle Net Therms | Net July-Sept Peak (kW) | Net Dec-Feb (kW) |  | User Entered kW | Net Annual NCP (kW) |  | Annual Gross kWh | Lifecycle Gross kWh | Annual Gross Therms | Lifecycle Gross Therms | User Entered kW
2006 | 2385804.1247 | 23633649.3781 | 14917.0534 | 126435.6539 | 292.2672 | 242.8107 |  | 150.077 | 131.7414 | 2006 | 1040.577 | 24618384.7688 | 0 | 131703.8061 | 156.3302
2007 | 3092047.6297 | 27062526.8692 | 47268.7575 | 234012.5904 | 589.1568 | 361.5172 |  | 807.3681 | 270.4396 | 2007 | 0 | 28190132.1554 | 0 | 243763.115 | 841.0084
2008 | 11604332.3187 | 102425102.4128 | 29781.3856 | 121902.2015 | 2193.1567 | 1455.8897 |  | 3271.4605 | 2142.3322 | 2008 | 0 | 106692815.0133 | 0 | 126981.4598 | 3407.7713
2009 | 0 | 0 | 0 | 0 | 0 | 0 |  | 0 | 700.1903 | 2009 | 0 | 0 | 0 | 0 | 0
2010 | 0 | 0 | 0 | 0 | 0 | 0 |  | 0 | -23.037 | 2010 | 0 | 0 | 0 | 0 | 0
2011 | 0 | 0 | 0 | 0 | 0 | 0 |  | 0 | -178.9532 | 2011 | 0 | 0 | 0 | 0 | 0
2012 | 0 | 0 | 0 | 0 | 0 | 0 |  | 0 | -92.1268 | 2012 | 0 | 0 | 0 | 0 | 0
2013 | 0 | 0 | 0 | 0 | 0 | 0 |  | 0 | -94.3962 | 2013 | 0 | 0 | 0 | 0 | 0
2014 | 0 | 0 | 0 | 0 | 0 | 0 |  | 0 | -32.1739 | 2014 | 0 | 0 | 0 | 0 | 0
2015 | 0 | 0 | 0 | 0 | 0 | 0 |  | 0 | -6.5626 | 2015 | 0 | 0 | 0 | 0 | 0
2016 | 0 | 0 | 0 | 0 | 0 | 0 |  | 0 | -184.7996 | 2016 | 0 | 0 | 0 | 0 | 0
Total | 17082184.0731 | 153121278.66 | 91967.1965 | 482350.4457 | 3074.5807 | 2060.2176 |  | 4228.9056 | 2632.6542 | Total | 1040.577 | 159501331.9375 | 0 | 502448.3809 | 4405.11
Net Impacts by Sector (All Measures Installed through 2016)
| Annual Net kWh | Lifecycle Net kWh | Annual Net Therms | Lifecycle Net Therms | Net July-Sept Peak (kW) | Net Dec-Feb (kW) |  | User Entered kW | TRC Lifecycle Net Benefits* ($)
Total | 17082184.0731 | 153121278.66 | 91967.1965 | 482350.4457 | 3074.5807 | 2060.2176 |  | 4228.9056 | 856739.6401
Residential | 0 | 0 | 0 | 0 | 0 | 0 |  | 0 | 0
Commercial | 17066692.5371 | 153043820.9797 | -4383.4235 | 597.3459 | 3072.472 | 2057.8895 |  | 4228.9056 | 850575.5474
Industrial | 0 | 0 | 0 | 0 | 0 | 0 |  | 0 | 0
Agricultural | 15491.5361 | 77457.6803 | 96350.62 | 481753.0998 | 2.1087 | 2.3281 |  | 0 | 6164.0927
Not Used | 0 | 0 | 0 | 0 | 0 | 0 |  | 0 | 0
Not Used | 0 | 0 | 0 | 0 | 0 | 0 |  | 0 | 0
Not Used | 0 | 0 | 0 | 0 | 0 | 0 |  | 0 | 0
0 | 0 | 0 | 0 | 0 | 0 | 0 |  | 0 | 0
0 | 0 | 0 | 0 | 0 | 0 | 0 |  | 0 | 0
0 | 0 | 0 | 0 | 0 | 0 | 0 |  | 0 | 0
0 | 0 | 0 | 0 | 0 | 0 | 0 |  | 0 | 0
0 | 0 | 0 | 0 | 0 | 0 | 0 |  | 0 | 0
0 |  |  | 0 |  |  |  |  | 0 | 0
0 |  |  | 0 |  |  |  |  | 0 | 0
0 |  |  | 0 |  |  |  |  | 0 | 0
0 |  |  | 0 |  |  |  |  | 0 | 0
0 |  |  | 0 |  |  |  |  | 0 | 0
0 |  |  | 0 |  |  |  |  | 0 | 0
0 |  |  | 0 |  |  |  |  | 0 | 0
0 |  |  | 0 |  |  |  |  | 0 | 0
0 |  |  | 0 |  |  |  |  | 0 | 0
0 |  |  | 0 |  |  |  |  | 0 | 0
0 |  |  | 0 |  |  |  |  | 0 | 0
0 |  |  | 0 |  |  |  |  | 0 | 0
* Include program-level and admin costs allocated based to total gas and electric programs at the measure level.
Net Impacts by CPUC End Use Categories (All Measures Installed through 2016)
| Annual Net kWh | Lifecycle Net kWh | Annual Net Therms | Lifecycle Net Therms | Net July-Sept Peak (kW) | Net Dec-Feb Pk (kW) |  | User Entered kW | TRC Lifecycle Net Benefits* ($)
Total | 17082184.0731 | 153121278.66 | 91967.1965 | 482350.4457 | 3074.5807 | 2060.2176 |  | 4228.9056 | 856739.6401
Clothes Dryer | 0 | 0 | 0 | 0 | 0 | 0 |  | 0 | 0
Clothes Washer | 0 | 0 | 0 | 0 | 0 | 0 |  | 0 | 0
Consumer Electronics | 0 | 0 | 0 | 0 | 0 | 0 |  | 0 | 0
Cooking | 0 | 0 | 0 | 0 | 0 | 0 |  | 0 | 0
Dishwasher | 0 | 0 | 0 | 0 | 0 | 0 |  | 0 | 0
Other Appliance | 0 | 0 | 0 | 0 | 0 | 0 |  | 0 | 0
Office Equipment | 1871109.3806 | 16446826.3897 | -312.1054 | -3433.1598 | 348.5823 | 224.0612 |  | 535.0459 | 178876.4816
Building shell | 0 | 0 | 0 | 0 | 0 | 0 |  | 0 | 0
Space Cooling | 67339.248 | 673392.48 | 0 | 0 | 25.8562 | 9.0263 |  | 11.0201 | 11357.6022
Space Heating | 0 | 0 | 0 | 0 | 0 | 0 |  | 0 | 0
Ventilation | 1203595.2 | 18053928 | 3534.0239 | 53010.3586 | 163.675 | 143.7273 |  | 0 | 172728.6343
Interior Lighting | 11342096.8877 | 99190238.7063 | -11792.2441 | -103724.204 | 2238.4567 | 1440.9496 |  | 3389.5168 | 710076.1718
Exterior Lighting | 79427.7312 | 1214156.6976 | 0 | 0 | 1.6452 | 2.8955 |  | 0 | 1429.7191
Daylighting | 0 | 0 | 0 | 0 | 0 | 0 |  | 0 | 0
Motors | 0 | 0 | 0 | 0 | 0 | 0 |  | 0 | 0
Process | 151609.9361 | 1710878.4803 | 100085.02 | 534245.8998 | 20.6369 | 22.784 |  | 30.528 | -43839.8991
Compressed Air | 0 | 0 | 0 | 0 | 0 | 0 |  | 0 | 0
Food Processor | 0 | 0 | 0 | 0 | 0 | 0 |  | 0 | 0
Refrigeration | 2325185.6234 | 15162736.8468 | 452.5022 | 2251.5511 | 270.9545 | 212.0308 |  | 262.7948 | -182419.4909
Freezers | 0 | 0 | 0 | 0 | 0 | 0 |  | 0 | 0
Pumps | 0 | 0 | 0 | 0 | 0 | 0 |  | 0 | 0
Pool Pump | 0 | 0 | 0 | 0 | 0 | 0 |  | 0 | 0
Domestic Hot Water | 0 | 0 | 0 | 0 | 0 | 0 |  | 0 | 0
Water Heating | 0 | 0 | 0 | 0 | 0 | 0 |  | 0 | 0
Other and unspecified | 41820.0662 | 669121.0592 | 0 | 0 | 4.7738 | 4.7428 | 0 | 0 | 8530.4213
* Include program-level and admin costs allocated based to total gas and electric programs at the measure level.
Net Impacts by Climate Zone (All Measures Installed through 2016)
| Annual Net kWh | Lifecycle Net kWh | Annual Net Therms | Lifecycle Net Therms | Net July-Sept Peak (kW) | Net dec-Feb Pk (kW) |  | User Entered kW | TRC Lifecycle Net Benefits* ($)
Total | 17082184.0731 | 153121278.66 | 91967.1965 | 482350.4457 | 3074.5807 | 2060.2176 |  | 4228.9056 | 856739.6401
7 | 11479332.9681 | 98605291.4928 | 66189.0064 | 370489.3645 | 2110.0753 | 1403.2197 |  | 3006.8537 | 549160.6971
10 | 5134599.2385 | 50151478.2201 | 26441.3477 | 118588.6361 | 881.1962 | 595.5066 |  | 1115.2211 | 387978.9058
14 | 0 | 0 | 0 | 0 | 0 | 0 |  | 0 | 0
15 | 0 | 0 | 0 | 0 | 0 | 0 |  | 0 | 0
System | 468251.8665 | 4364508.9471 | -663.1576 | -6727.555 | 83.3092 | 61.4912 |  | 106.8308 | -80399.9628
0 | 0 | 0 | 0 | 0 | 0 | 0 |  | 0 | 0
0 | 0 | 0 | 0 | 0 | 0 | 0 |  | 0 | 0
0 | 0 | 0 | 0 | 0 | 0 | 0 |  | 0 | 0
0 | 0 | 0 | 0 | 0 | 0 | 0 |  | 0 | 0
0 | 0 | 0 | 0 | 0 | 0 | 0 |  | 0 | 0
0 | 0 | 0 | 0 | 0 | 0 | 0 |  | 0 | 0
* Include program-level and admin costs allocated based to total gas and electric programs at the measure level.
Persistent reductions in the summer (3rd Qtr) or winter (4th Qtr) of each year
| Net Juy-Sept Peak (kW) | Net Annual Dec-Feb (kW)
2006 | 3.8288 | 242.8107
2007 | 301.5911 | 604.3279
2008 | 2408.9102 | 2060.2176
2009 | 3054.9385 | 2044.9346
2010 | 3018.9636 | 1932.6307
2011 | 2849.6311 | 1875.8747
2012 | 2775.623 | 1809.4416
2013 | 2732.5735 | 1788.3588
2014 | 2705.3719 | 1784.1208
2015 | 2705.3719 | 1617.2004
2016 | 1590.8136 | 837.3676
2017 | 1198.277 | 830.9511
Monthly Impacts
First Year for Impact Table: | 2006
| Quarter | Monthly Five Hour Avg or TOU Peak | Net Monthly NCP (kW) |  | Monthly Net kWh | Monthly Net Therms
2006-01-01 | 1 | 0 | 0 |  | 0 | 0
2006-02-01 | 1 | 0 | 0 |  | 0 | 0
2006-03-01 | 1 | 0 | 0 |  | 0 | 0
2006-04-01 | 2 | 3.055 | 4.5655 |  | 2721.1272 | 166.72
2006-05-01 | 2 | 3.8288 | 4.0124 |  | 2759.5663 | 166.72
2006-06-01 | 2 | 3.8288 | 4.0124 |  | 2759.5663 | 166.72
2006-07-01 | 3 | 3.8288 | 4.0124 |  | 2759.5663 | 166.72
2006-08-01 | 3 | 3.8288 | 4.0124 |  | 2759.5663 | 166.72
2006-09-01 | 3 | 3.8288 | 4.0124 |  | 2759.5663 | 166.72
2006-10-01 | 4 | 84.1693 | 131.7414 |  | 72595.7703 | 1650.2066
2006-11-01 | 4 | 84.1693 | 131.7414 |  | 72595.7703 | 1650.2066
2006-12-01 | 4 | 84.1693 | 131.7414 |  | 72595.7703 | 1650.2066
2007-01-01 | 5 | 242.8107 | 390.0488 |  | 197947.6991 | 1957.7067
2007-02-01 | 5 | 242.8107 | 390.0488 |  | 197947.6991 | 1957.7067
2007-03-01 | 5 | 242.8107 | 390.0488 |  | 197947.6991 | 1957.7067
2007-04-01 | 6 | 251.1412 | 402.181 |  | 204094.293 | 528.4689
2007-05-01 | 6 | 301.5911 | 334.1617 |  | 206401.1389 | 528.4689
2007-06-01 | 6 | 301.5911 | 334.1617 |  | 206401.1389 | 528.4689
2007-07-01 | 7 | 301.5911 | 334.1617 |  | 206401.1389 | 528.4689
2007-08-01 | 7 | 301.5911 | 334.1617 |  | 206401.1389 | 528.4689
2007-09-01 | 7 | 301.5911 | 334.1617 |  | 206401.1389 | 528.4689
2007-10-01 | 8 | 251.1412 | 402.181 |  | 204094.293 | 9561.0941
2007-11-01 | 8 | 251.1412 | 402.181 |  | 204094.293 | 9561.0941
2007-12-01 | 8 | 251.1412 | 402.181 |  | 204094.293 | 9561.0941
2008-01-01 | 9 | 604.3279 | 831.6152 |  | 444790.5528 | 9995.66
2008-02-01 | 9 | 604.3279 | 831.6152 |  | 444790.5528 | 9995.66
2008-03-01 | 9 | 604.3279 | 831.6152 |  | 444790.5528 | 9995.66
2008-04-01 | 10 | 1628.5962 | 2538.5608 |  | 1113552.8169 | -59.0373
2008-05-01 | 10 | 2408.9102 | 2461.2772 |  | 1150586.1165 | -59.0373
2008-06-01 | 10 | 2408.9102 | 2461.2772 |  | 1150586.1165 | -59.0373
2008-07-01 | 11 | 2408.9102 | 2461.2772 |  | 1150586.1165 | -59.0373
2008-08-01 | 11 | 2408.9102 | 2461.2772 |  | 1150586.1165 | -59.0373
2008-09-01 | 11 | 2408.9102 | 2461.2772 |  | 1150586.1165 | -59.0373
2008-10-01 | 12 | 1634.5421 | 2544.5133 |  | 1116912.014 | 15985.0642
2008-11-01 | 12 | 1634.5421 | 2544.5133 |  | 1116912.014 | 15985.0642
2008-12-01 | 12 | 1634.5421 | 2544.5133 |  | 1116912.014 | 15985.0642
2009-01-01 | 13 | 2060.2176 | 3244.7035 |  | 1405914.2678 | 15693.1514
2009-02-01 | 13 | 2060.2176 | 3244.7035 |  | 1405914.2678 | 15693.1514
2009-03-01 | 13 | 2060.2176 | 3244.7035 |  | 1405914.2678 | 15693.1514
2009-04-01 | 14 | 2050.1971 | 3227.6424 |  | 1399414.5053 | -334.8735
2009-05-01 | 14 | 3059.041 | 3124.8428 |  | 1441672.7992 | -334.8735
2009-06-01 | 14 | 3059.041 | 3124.8428 |  | 1441672.7992 | -334.8735
2009-07-01 | 15 | 3054.9385 | 3120.4305 |  | 1439869.389 | -326.5609
2009-08-01 | 15 | 3054.9385 | 3120.4305 |  | 1439869.389 | -326.5609
2009-09-01 | 15 | 3054.9385 | 3120.4305 |  | 1439869.389 | -326.5609
2009-10-01 | 16 | 2044.9346 | 3221.6665 |  | 1397480.1677 | 15731.8757
2009-11-01 | 16 | 2044.9346 | 3221.6665 |  | 1397480.1677 | 15731.8757
2009-12-01 | 16 | 2044.9346 | 3221.6665 |  | 1397480.1677 | 15731.8757
2010-01-01 | 17 | 2044.9346 | 3221.6665 |  | 1397480.1677 | 15731.8757
2010-02-01 | 17 | 2044.9346 | 3221.6665 |  | 1397480.1677 | 15731.8757
2010-03-01 | 17 | 2044.9346 | 3221.6665 |  | 1397480.1677 | 15731.8757
2010-04-01 | 18 | 2037.7859 | 3209.9049 |  | 1392118.3947 | -312.9974
2010-05-01 | 18 | 3044.4784 | 3109.804 |  | 1434446.5082 | -312.9974
2010-06-01 | 18 | 3044.4784 | 3109.804 |  | 1434446.5082 | -312.9974
2010-07-01 | 19 | 3018.9636 | 3084.2892 |  | 1423618.4153 | -263.064
2010-08-01 | 19 | 3018.9636 | 3084.2892 |  | 1423618.4153 | -263.064
2010-09-01 | 19 | 3018.9636 | 3084.2892 |  | 1423618.4153 | -263.064
2010-10-01 | 20 | 1971.2086 | 3104.0998 |  | 1336855.3684 | 15810.708
2010-11-01 | 20 | 1971.2086 | 3104.0998 |  | 1336855.3684 | 15810.708
2010-12-01 | 20 | 1971.2086 | 3104.0998 |  | 1336855.3684 | 15810.708
2011-01-01 | 21 | 1932.6307 | 3042.7133 |  | 1303900.4624 | 15842.4565
2011-02-01 | 21 | 1932.6307 | 3042.7133 |  | 1303900.4624 | 15842.4565
2011-03-01 | 21 | 1932.6307 | 3042.7133 |  | 1303900.4624 | 15842.4565
2011-04-01 | 22 | 1929.4159 | 3037.9002 |  | 1301030.6211 | -215.9802
2011-05-01 | 22 | 2897.0015 | 2957.2369 |  | 1342464.6016 | -215.9802
2011-06-01 | 22 | 2897.0015 | 2957.2369 |  | 1342464.6016 | -215.9802
2011-07-01 | 23 | 2849.6311 | 2909.8665 |  | 1322361.3271 | -123.2746
2011-08-01 | 23 | 2849.6311 | 2909.8665 |  | 1322361.3271 | -123.2746
2011-09-01 | 23 | 2849.6311 | 2909.8665 |  | 1322361.3271 | -123.2746
2011-10-01 | 24 | 1888.7139 | 2970.5296 |  | 1273562.7081 | 14483.8936
2011-11-01 | 24 | 1888.7139 | 2970.5296 |  | 1273562.7081 | 14483.8936
2011-12-01 | 24 | 1888.7139 | 2970.5296 |  | 1273562.7081 | 14483.8936
2012-01-01 | 25 | 1875.8747 | 2950.5865 |  | 1261695.8146 | 14468.105
2012-02-01 | 25 | 1875.8747 | 2950.5865 |  | 1261695.8146 | 14468.105
2012-03-01 | 25 | 1875.8747 | 2950.5865 |  | 1261695.8146 | 14468.105
2012-04-01 | 26 | 1839.81 | 2900.9655 |  | 1230889.7539 | -161.0939
2012-05-01 | 26 | 2775.623 | 2832.5263 |  | 1271200.6289 | -161.0939
2012-06-01 | 26 | 2775.623 | 2832.5263 |  | 1271200.6289 | -161.0939
2012-07-01 | 27 | 2775.623 | 2832.5263 |  | 1271200.6289 | -161.0939
2012-08-01 | 27 | 2775.623 | 2832.5263 |  | 1271200.6289 | -161.0939
2012-09-01 | 27 | 2775.623 | 2832.5263 |  | 1271200.6289 | -161.0939
2012-10-01 | 28 | 1829.8275 | 2885.4947 |  | 1221598.6835 | 6864.7176
2012-11-01 | 28 | 1829.8275 | 2885.4947 |  | 1221598.6835 | 6864.7176
2012-12-01 | 28 | 1829.8275 | 2885.4947 |  | 1221598.6835 | 6864.7176
2013-01-01 | 29 | 1809.4416 | 2856.1903 |  | 1203650.0547 | 6270.3245
2013-02-01 | 29 | 1809.4416 | 2856.1903 |  | 1203650.0547 | 6270.3245
2013-03-01 | 29 | 1809.4416 | 2856.1903 |  | 1203650.0547 | 6270.3245
2013-04-01 | 30 | 1806.2265 | 2851.1527 |  | 1201614.2982 | -161.0939
2013-05-01 | 30 | 2732.5735 | 2787.7824 |  | 1241473.8942 | -161.0939
2013-06-01 | 30 | 2732.5735 | 2787.7824 |  | 1241473.8942 | -161.0939
2013-07-01 | 31 | 2732.5735 | 2787.7824 |  | 1241473.8942 | -161.0939
2013-08-01 | 31 | 2732.5735 | 2787.7824 |  | 1241473.8942 | -161.0939
2013-09-01 | 31 | 2732.5735 | 2787.7824 |  | 1241473.8942 | -161.0939
2013-10-01 | 32 | 1806.2265 | 2851.1527 |  | 1201614.2982 | -161.0939
2013-11-01 | 32 | 1806.2265 | 2851.1527 |  | 1201614.2982 | -161.0939
2013-12-01 | 32 | 1806.2265 | 2851.1527 |  | 1201614.2982 | -161.0939
2014-01-01 | 33 | 1788.3588 | 2824.0164 |  | 1187626.2497 | -161.0939
2014-02-01 | 33 | 1788.3588 | 2824.0164 |  | 1187626.2497 | -161.0939
2014-03-01 | 33 | 1788.3588 | 2824.0164 |  | 1187626.2497 | -161.0939
2014-04-01 | 34 | 1784.1208 | 2817.4538 |  | 1183707.1617 | -161.0939
2014-05-01 | 34 | 2705.3719 | 2758.6181 |  | 1223376.9999 | -161.0939
2014-06-01 | 34 | 2705.3719 | 2758.6181 |  | 1223376.9999 | -161.0939
2014-07-01 | 35 | 2705.3719 | 2758.6181 |  | 1223376.9999 | -161.0939
2014-08-01 | 35 | 2705.3719 | 2758.6181 |  | 1223376.9999 | -161.0939
2014-09-01 | 35 | 2705.3719 | 2758.6181 |  | 1223376.9999 | -161.0939
2014-10-01 | 36 | 1784.1208 | 2817.4538 |  | 1183707.1617 | -161.0939
2014-11-01 | 36 | 1784.1208 | 2817.4538 |  | 1183707.1617 | -161.0939
2014-12-01 | 36 | 1784.1208 | 2817.4538 |  | 1183707.1617 | -161.0939
2015-01-01 | 37 | 1784.1208 | 2817.4538 |  | 1183707.1617 | -161.0939
2015-02-01 | 37 | 1784.1208 | 2817.4538 |  | 1183707.1617 | -161.0939
2015-03-01 | 37 | 1784.1208 | 2817.4538 |  | 1183707.1617 | -161.0939
2015-04-01 | 38 | 1784.1208 | 2817.4538 |  | 1183707.1617 | -161.0939
2015-05-01 | 38 | 2705.3719 | 2758.6181 |  | 1223376.9999 | -161.0939
2015-06-01 | 38 | 2705.3719 | 2758.6181 |  | 1223376.9999 | -161.0939
2015-07-01 | 39 | 2705.3719 | 2758.6181 |  | 1223376.9999 | -161.0939
2015-08-01 | 39 | 2705.3719 | 2758.6181 |  | 1223376.9999 | -161.0939
2015-09-01 | 39 | 2705.3719 | 2758.6181 |  | 1223376.9999 | -161.0939
2015-10-01 | 40 | 1784.1208 | 2817.4538 |  | 1183707.1617 | -161.0939
2015-11-01 | 40 | 1784.1208 | 2817.4538 |  | 1183707.1617 | -161.0939
2015-12-01 | 40 | 1784.1208 | 2817.4538 |  | 1183707.1617 | -161.0939
2016-01-01 | 41 | 1617.2004 | 2632.6542 |  | 1069970.8468 | -161.0939
2016-02-01 | 41 | 1617.2004 | 2632.6542 |  | 1069970.8468 | -161.0939
2016-03-01 | 41 | 1617.2004 | 2632.6542 |  | 1069970.8468 | -161.0939
2016-04-01 | 42 | 1087.3668 | 1721.6314 |  | 721449.6173 | -161.0683
2016-05-01 | 42 | 1590.8136 | 1643.996 |  | 741958.6306 | -161.0683
2016-06-01 | 42 | 1590.8136 | 1643.996 |  | 741958.6306 | -161.0683
2016-07-01 | 43 | 1590.8136 | 1643.996 |  | 741958.6306 | -161.0683
2016-08-01 | 43 | 1590.8136 | 1643.996 |  | 741958.6306 | -161.0683
2016-09-01 | 43 | 1590.8136 | 1643.996 |  | 741958.6306 | -161.0683
2016-10-01 | 44 | 1087.3668 | 1721.6314 |  | 721449.6173 | -161.0683
2016-11-01 | 44 | 1087.3668 | 1721.6314 |  | 721449.6173 | -161.0683
2016-12-01 | 44 | 1087.3668 | 1721.6314 |  | 721449.6173 | -161.0683

## Input
| SDG&E Tool NTG 4f2 (800).xls |  |  |  | Program Budget ($) |  |  | NPV Factor for lump-sum admin costs: | 100%
a. Administrative Costs
| Proposer General Information |  |  |  | a.i. Overhead and G&A | 1185232.6184 | d. Incentives and Rebates ($) | Nominal | NPV
| Proposer Name |  |  |  | a.ii. Other Admin costs | 0 | d.i. User Input Incentive | 0 | 0 | Note: User Input Incentives are treated like Admin costs and are NOT adjusted by the net to gross ratio in the TRC test.
| Program Name |  | SDGE3012_EXP_EXP-ExpressEfficiencyRebateProgram |  | b. Marketing/Outreach | 134511.9411 | d.ii. Rebate | 2606739.75 | 2233142.605
| Service Territory |  | SDG&E |  | c. Direct Implementation (non incentive) |  | d.iii. Direct Install Labor | 0 | 0
| First Year of Program Implementation |  |  | 2006 | c.i. Activity | 4402933.0664 | d.iv. Direct Install Materials | 0 | 0
| Contact Information |  |  |  | c.ii. Installation | 0 | d.v. Upstream payments | 0 | 0
| Name |  |  |  | c.iii. Hardware & Materials | 0 | Subtotal Direct Install | 2606739.75 | 2233142.605
| Address |  |  |  | c.iv. Rebate Processing and Inspection | 0
| ZIP code |  |  |  | d. Total Incentives and Rebates | 2606739.75
| Telephone |  |  |  | e. EM&V | 0 | f. Costs recovered from other sources | 0 | 0
| Email |  |  |  | Total | 8329417.3759 | Program Budget w/ Other Costs (a to f) | 8329417.3759 | 7955820.2309
Quarterly Installation Schedule
| Program Inputs | [10 empty] | Transfer | Admin | Admin | Admin | Participant | [8 empty] | Placeholders, not currently used | [10 empty] | Annual Installation Schedule | [10 empty] | 2006 |  |  |  | 2007 |  |  |  | 2008 |  |  |  | 2009 |  |  |  | 2010 |  |  |  | 2011 |  |  |  | 2012 |  |  |  | 2013 |  |  |  | 2014 |  |  |  | 2015 |  |  |  | 2016
| Measure Name | DEER RunID | Climate Zone | Target sector | Measure Electric End Use Shape | CZ, Sector, Measure combination found? | Measure Type (To Look up Measure Life) | Program Type (To look up Net-to-gross Ratio) | Unit Definition (e.g. homes) | Program Type (NEW/ROB or Early Repl(RET)) | Gross Measure Cost ($/unit) | Rebate to end use customer or its assignee ($/unit) | Incentives to entities other than the end use customer or its assignee($/unit) | Direct Install Labor ($/unit) | Direct Install Material ($/unit) | Participant cost ($/unit) | Gross Unit Annual Electricity Savings (kwh/unit) | Electric Rate Schedule | Demand Scaler | User Entered kW Savings per unit (kW/unit) | Gross Unit Annual Gas Savings (therm/unit) | Gas Sector | Gas Rate Schedule | Gas Savings Profile | Avg remaining life on replaced units (yrs) | Early retrofit incremental kWh savings (kWh/unit) | Early retrofit incremental kW savings (kW/unit) | Early retrofit incremental Th savings (Th/unit) | Combustion Type | Effective Useful Life (years) | Net-to-Gross Ratio - kWh | Net-to-Gross Ratio - kW | Net-to-Gross Ratio - Therms | Net-to-Gross Ratio - Costs | % Eligible for TOU AC adjustment | 2006 | 2007 | 2008 | 2009 | 2010 | 2011 | 2012 | 2013 | 2014 | 2015 | 2016 | Qtr 1 | Qtr 2 | Qtr 3 | Qtr 4 | Qtr 1 | Qtr 2 | Qtr 3 | Qtr 4 | Qtr 1 | Qtr 2 | Qtr 3 | Qtr 4 | Qtr 1 | Qtr 2 | Qtr 3 | Qtr 4 | Qtr 1 | Qtr 2 | Qtr 3 | Qtr 4 | Qtr 1 | Qtr 2 | Qtr 3 | Qtr 4 | Qtr 1 | Qtr 2 | Qtr 3 | Qtr 4 | Qtr 1 | Qtr 2 | Qtr 3 | Qtr 4 | Qtr 1 | Qtr 2 | Qtr 3 | Qtr 4 | Qtr 1 | Qtr 2 | Qtr 3 | Qtr 4 | Qtr 1 | Qtr 2 | Qtr 3 | Qtr 4 | Total Number of Units | Comments
SDGE3012_EXP_EXP-ExpressEfficiencyRebateProgram | 213007-Heating - Greenhouse Heat Curtain | CFRM00AVHtCtn | 10 | Agricultural | 35-OTI-OtherIndustrial-PROC_OTH | 0 |  |  |  |  | 0.49 | 0.2 | 0 | 0 | 0 | 0.29 | 0.11504 |  | kWh | 0 | 0.20048 | Commercial |  | Winter Only | [5 empty] | 5 | 0.96 |  |  |  | 0 | 0 | 18530 | 0 | 0 | 0 | 0 | 0 | 0 | 0 | 0 | 0 | 2006 Qtr 1: 0; 2006 Qtr 2: 0; 2006 Qtr 3: 0; 2006 Qtr 4: 0; 2007 Qtr 1: 0; 2007 Qtr 2: 0; 2007 Qtr 3: 0; 2007 Qtr 4: 18530; 2008 Qtr 1: 0; 2008 Qtr 2: 0; 2008 Qtr 3: 0; 2008 Qtr 4: 0 | 18530
SDGE3012_EXP_EXP-ExpressEfficiencyRebateProgram | 213084-Refrigeration -Cooler/Freezer Door Gaskets - Solid Doors: Cooler |  | 7 | Commercial | 01-ALC-AllCommercial-Refrig | 0 |  |  |  |  | 4 | 4 | 0 | 0 | 0 | 0 | 104.55 |  | kWh | 0.01195 | 0 | Commercial |  | Annual | [5 empty] | 4 | 0.96 |  |  |  | 0 | 0 | 182 | 0 | 0 | 0 | 0 | 0 | 0 | 0 | 0 | 0 | 2006 Qtr 1: 0; 2006 Qtr 2: 0; 2006 Qtr 3: 0; 2006 Qtr 4: 0; 2007 Qtr 1: 0; 2007 Qtr 2: 0; 2007 Qtr 3: 0; 2007 Qtr 4: 182; 2008 Qtr 1: 0; 2008 Qtr 2: 0; 2008 Qtr 3: 0; 2008 Qtr 4: 0 | 182
SDGE3012_EXP_EXP-ExpressEfficiencyRebateProgram | 213084-Refrigeration -Cooler/Freezer Door Gaskets - Solid Doors: Cooler |  | 7 | Commercial | 01-ALC-AllCommercial-Refrig | 0 |  |  |  |  | 4 | 4 | 0 | 0 | 0 | 0 | 3.6686 |  | kWh | 0.000614 | 0 | Commercial |  | Annual | [5 empty] | 4 | 0.96 |  |  |  | 0 | 0 | 20 | 0 | 0 | 0 | 0 | 0 | 0 | 0 | 0 | 0 | 2006 Qtr 1: 0; 2006 Qtr 2: 0; 2006 Qtr 3: 0; 2006 Qtr 4: 0; 2007 Qtr 1: 20; 2007 Qtr 2: 0; 2007 Qtr 3: 0; 2007 Qtr 4: 0; 2008 Qtr 1: 0; 2008 Qtr 2: 0; 2008 Qtr 3: 0; 2008 Qtr 4: 0 | 20
SDGE3012_EXP_EXP-ExpressEfficiencyRebateProgram | 213116-Refrigeration -Cooler/Freezer Door Gaskets - Solid Doors: Freezer |  | 7 | Commercial | 01-ALC-AllCommercial-Refrig | 0 |  |  |  |  | 4 | 4 | 0 | 0 | 0 | 0 | 3.6686 |  | kWh | 0.000614 | 0 | Commercial |  | Annual | [5 empty] | 4 | 0.96 |  |  |  | 0 | 0 | 20 | 0 | 0 | 0 | 0 | 0 | 0 | 0 | 0 | 0 | 2006 Qtr 1: 0; 2006 Qtr 2: 0; 2006 Qtr 3: 0; 2006 Qtr 4: 0; 2007 Qtr 1: 20; 2007 Qtr 2: 0; 2007 Qtr 3: 0; 2007 Qtr 4: 0; 2008 Qtr 1: 0; 2008 Qtr 2: 0; 2008 Qtr 3: 0; 2008 Qtr 4: 0 | 20
SDGE3012_EXP_EXP-ExpressEfficiencyRebateProgram | 213083-Refrigeration -Cooler/Freezer Door Gaskets - Glass Doors |  | 7 | Commercial | 01-ALC-AllCommercial-Refrig | 0 |  |  |  |  | 4 | 4 | 0 | 0 | 0 | 0 | 3.6686 |  | kWh | 0.000614 | 0 | Commercial |  | Annual | [5 empty] | 4 | 0.96 |  |  |  | 0 | 0 | 1086 | 0 | 0 | 0 | 0 | 0 | 0 | 0 | 0 | 0 | 2006 Qtr 1: 0; 2006 Qtr 2: 0; 2006 Qtr 3: 0; 2006 Qtr 4: 0; 2007 Qtr 1: 1086; 2007 Qtr 2: 0; 2007 Qtr 3: 0; 2007 Qtr 4: 0; 2008 Qtr 1: 0; 2008 Qtr 2: 0; 2008 Qtr 3: 0; 2008 Qtr 4: 0 | 1086
SDGE3012_EXP_EXP-ExpressEfficiencyRebateProgram | 213083-Refrigeration -Cooler/Freezer Door Gaskets - Glass Doors |  | 7 | Commercial | 01-ALC-AllCommercial-Refrig | 0 |  |  |  |  | 4 | 4 | 0 | 0 | 0 | 0 | 104.55 |  | kWh | 0.01195 | 0 | Commercial |  | Annual | [5 empty] | 4 | 0.96 |  |  |  | 0 | 115 | 0 | 0 | 0 | 0 | 0 | 0 | 0 | 0 | 0 | 0 | 2006 Qtr 1: 0; 2006 Qtr 2: 0; 2006 Qtr 3: 115; 2006 Qtr 4: 0; 2007 Qtr 1: 0; 2007 Qtr 2: 0; 2007 Qtr 3: 0; 2007 Qtr 4: 0; 2008 Qtr 1: 0; 2008 Qtr 2: 0; 2008 Qtr 3: 0; 2008 Qtr 4: 0 | 115
SDGE3012_EXP_EXP-ExpressEfficiencyRebateProgram | 213179-Food Service - Ice Machine Air-Cooled 1001-1500 |  | 7 | Commercial | 01-ALC-AllCommercial-Refrig | 0 |  |  |  |  | 1821 | 500 | 0 | 0 | 0 | 1321 | 4106.25 |  | kWh | 0.46875 | 0 | Commercial |  | Annual | [5 empty] | 12 | 0.96 |  |  |  | 0 | 2 | 0 | 0 | 0 | 0 | 0 | 0 | 0 | 0 | 0 | 0 | 2006 Qtr 1: 0; 2006 Qtr 2: 0; 2006 Qtr 3: 2; 2006 Qtr 4: 0; 2007 Qtr 1: 0; 2007 Qtr 2: 0; 2007 Qtr 3: 0; 2007 Qtr 4: 0; 2008 Qtr 1: 0; 2008 Qtr 2: 0; 2008 Qtr 3: 0; 2008 Qtr 4: 0 | 2
SDGE3012_EXP_EXP-ExpressEfficiencyRebateProgram | 213164-Food Service - Convection Oven-Electric |  | System | Commercial | 35-OTI-OtherIndustrial-PROC_OTH | 0 |  |  |  |  | 2713 | 350 | 0 | 0 | 0 | 2363 | 2262 |  | kWh | 0.5 | 0 | Commercial |  | Annual | [5 empty] | 12 | 0.96 |  |  |  | 0 | 2 | 0 | 0 | 0 | 0 | 0 | 0 | 0 | 0 | 0 | 0 | 2006 Qtr 1: 0; 2006 Qtr 2: 0; 2006 Qtr 3: 2; 2006 Qtr 4: 0; 2007 Qtr 1: 0; 2007 Qtr 2: 0; 2007 Qtr 3: 0; 2007 Qtr 4: 0; 2008 Qtr 1: 0; 2008 Qtr 2: 0; 2008 Qtr 3: 0; 2008 Qtr 4: 0 | 2
SDGE3012_EXP_EXP-ExpressEfficiencyRebateProgram | 213173-Food Service - Combination Oven-Gas |  | 10 | Commercial | 21-RSD-Restaurant–SitDown-PROC_OTH | 0 |  |  |  |  | 21797 | 750 | 0 | 0 | 0 | 21047 | 0 |  | kWh | 0 | 403 | Commercial |  | Annual | [5 empty] | 12 | 0.96 |  |  |  | 0 | 1 | 0 | 0 | 0 | 0 | 0 | 0 | 0 | 0 | 0 | 0 | 2006 Qtr 1: 0; 2006 Qtr 2: 0; 2006 Qtr 3: 1; 2006 Qtr 4: 0; 2007 Qtr 1: 0; 2007 Qtr 2: 0; 2007 Qtr 3: 0; 2007 Qtr 4: 0; 2008 Qtr 1: 0; 2008 Qtr 2: 0; 2008 Qtr 3: 0; 2008 Qtr 4: 0 | 1
SDGE3012_EXP_EXP-ExpressEfficiencyRebateProgram | 213128-Refrigerator - Early Replacement |  | 7 | Commercial | 01-ALC-AllCommercial-Refrig | 0 |  |  |  |  | 272 | 275 | 0 | 0 | 0 | -3 | 1040.577 |  | kWh | 0.13613 | 0 | Commercial |  | Annual | [5 empty] | 6 | 0.96 |  |  |  | 0 | 8 | 0 | 0 | 0 | 0 | 0 | 0 | 0 | 0 | 0 | 0 | 2006 Qtr 1: 0; 2006 Qtr 2: 0; 2006 Qtr 3: 8; 2006 Qtr 4: 0; 2007 Qtr 1: 0; 2007 Qtr 2: 0; 2007 Qtr 3: 0; 2007 Qtr 4: 0; 2008 Qtr 1: 0; 2008 Qtr 2: 0; 2008 Qtr 3: 0; 2008 Qtr 4: 0 | 8
SDGE3012_EXP_EXP-ExpressEfficiencyRebateProgram | 213128-Refrigerator - Early Replacement |  | 7 | Commercial | 01-ALC-AllCommercial-Refrig | 0 |  |  |  |  | 272 | 275 | 0 | 0 | 0 | -3 | 1040.577 |  | kWh | 0.13613 | 0 | Commercial |  | Annual | [5 empty] | 6 | 0.96 |  |  |  | 0 | 12 | 0 | 0 | 0 | 0 | 0 | 0 | 0 | 0 | 0 | 0 | 2006 Qtr 1: 0; 2006 Qtr 2: 0; 2006 Qtr 3: 12; 2006 Qtr 4: 0; 2007 Qtr 1: 0; 2007 Qtr 2: 0; 2007 Qtr 3: 0; 2007 Qtr 4: 0; 2008 Qtr 1: 0; 2008 Qtr 2: 0; 2008 Qtr 3: 0; 2008 Qtr 4: 0 | 12
SDGE3012_EXP_EXP-ExpressEfficiencyRebateProgram | 213163-Food Service - Steamer-Electric |  | 7 | Commercial | 35-OTI-OtherIndustrial-PROC_OTH | 0 |  |  |  |  | 4150 | 750 | 0 | 0 | 0 | 3400 | 11166 |  | kWh | 2.5 | 0 | Commercial |  | Annual | [5 empty] | 12 | 0.96 |  |  |  | 0 | 1 | 0 | 0 | 0 | 0 | 0 | 0 | 0 | 0 | 0 | 0 | 2006 Qtr 1: 0; 2006 Qtr 2: 0; 2006 Qtr 3: 0; 2006 Qtr 4: 1; 2007 Qtr 1: 0; 2007 Qtr 2: 0; 2007 Qtr 3: 0; 2007 Qtr 4: 0; 2008 Qtr 1: 0; 2008 Qtr 2: 0; 2008 Qtr 3: 0; 2008 Qtr 4: 0 | 1
SDGE3012_EXP_EXP-ExpressEfficiencyRebateProgram | 213013-Lighting - 8 Ft T-8 with Elec. Ballast |  | System | Commercial | 01-ALC-AllCommercial-IntLight | 0 |  |  |  |  | 41.7557 | 9.6359 | 0 | 0 | 0 | 32.1197 | 46.0474 |  | kWh | 0.011532 | -0.087616 | Commercial |  | Annual | [5 empty] | 11 | 0.96 |  |  |  | 0 | 3.1134 | 0 | 0 | 0 | 0 | 0 | 0 | 0 | 0 | 0 | 0 | 2006 Qtr 1: 0; 2006 Qtr 2: 0; 2006 Qtr 3: 3.1134; 2006 Qtr 4: 0; 2007 Qtr 1: 0; 2007 Qtr 2: 0; 2007 Qtr 3: 0; 2007 Qtr 4: 0; 2008 Qtr 1: 0; 2008 Qtr 2: 0; 2008 Qtr 3: 0; 2008 Qtr 4: 0 | 3.1134
SDGE3012_EXP_EXP-ExpressEfficiencyRebateProgram | 213083-Refrigeration -Cooler/Freezer Door Gaskets - Glass Doors |  | 10 | Commercial | 01-ALC-AllCommercial-Refrig | 0 |  |  |  |  | 4 | 4 | 0 | 0 | 0 | 0 | 3.6686 |  | kWh | 0.000614 | 0 | Commercial |  | Annual | [5 empty] | 4 | 0.96 |  |  |  | 0 | 1564 | 0 | 0 | 0 | 0 | 0 | 0 | 0 | 0 | 0 | 0 | 2006 Qtr 1: 0; 2006 Qtr 2: 0; 2006 Qtr 3: 1564; 2006 Qtr 4: 0; 2007 Qtr 1: 0; 2007 Qtr 2: 0; 2007 Qtr 3: 0; 2007 Qtr 4: 0; 2008 Qtr 1: 0; 2008 Qtr 2: 0; 2008 Qtr 3: 0; 2008 Qtr 4: 0 | 1564
SDGE3012_EXP_EXP-ExpressEfficiencyRebateProgram | 213084-Refrigeration -Cooler/Freezer Door Gaskets - Solid Doors: Cooler |  | 10 | Commercial | 01-ALC-AllCommercial-Refrig | 0 |  |  |  |  | 4 | 4 | 0 | 0 | 0 | 0 | 104.55 |  | kWh | 0.01195 | 0 | Commercial |  | Annual | [5 empty] | 4 | 0.96 |  |  |  | 0 | 35 | 0 | 0 | 0 | 0 | 0 | 0 | 0 | 0 | 0 | 0 | 2006 Qtr 1: 0; 2006 Qtr 2: 0; 2006 Qtr 3: 0; 2006 Qtr 4: 35; 2007 Qtr 1: 0; 2007 Qtr 2: 0; 2007 Qtr 3: 0; 2007 Qtr 4: 0; 2008 Qtr 1: 0; 2008 Qtr 2: 0; 2008 Qtr 3: 0; 2008 Qtr 4: 0 | 35
SDGE3012_EXP_EXP-ExpressEfficiencyRebateProgram | 213116-Refrigeration -Cooler/Freezer Door Gaskets - Solid Doors: Freezer |  | 10 | Commercial | 01-ALC-AllCommercial-Refrig | 0 |  |  |  |  | 4 | 4 | 0 | 0 | 0 | 0 | 104.55 |  | kWh | 0.01195 | 0 | Commercial |  | Annual | [5 empty] | 4 | 0.96 |  |  |  | 0 | 17 | 0 | 0 | 0 | 0 | 0 | 0 | 0 | 0 | 0 | 0 | 2006 Qtr 1: 0; 2006 Qtr 2: 0; 2006 Qtr 3: 0; 2006 Qtr 4: 17; 2007 Qtr 1: 0; 2007 Qtr 2: 0; 2007 Qtr 3: 0; 2007 Qtr 4: 0; 2008 Qtr 1: 0; 2008 Qtr 2: 0; 2008 Qtr 3: 0; 2008 Qtr 4: 0 | 17
SDGE3012_EXP_EXP-ExpressEfficiencyRebateProgram | 213083-Refrigeration -Cooler/Freezer Door Gaskets - Glass Doors |  | 10 | Commercial | 01-ALC-AllCommercial-Refrig | 0 |  |  |  |  | 4 | 4 | 0 | 0 | 0 | 0 | 104.55 |  | kWh | 0.01195 | 0 | Commercial |  | Annual | [5 empty] | 4 | 0.96 |  |  |  | 0 | 50 | 0 | 0 | 0 | 0 | 0 | 0 | 0 | 0 | 0 | 0 | 2006 Qtr 1: 0; 2006 Qtr 2: 0; 2006 Qtr 3: 0; 2006 Qtr 4: 50; 2007 Qtr 1: 0; 2007 Qtr 2: 0; 2007 Qtr 3: 0; 2007 Qtr 4: 0; 2008 Qtr 1: 0; 2008 Qtr 2: 0; 2008 Qtr 3: 0; 2008 Qtr 4: 0 | 50
SDGE3012_EXP_EXP-ExpressEfficiencyRebateProgram | 213085-Refrigeration -Strip Curtains for Walk-ins |  | 10 | Commercial | 01-ALC-AllCommercial-Refrig | 0 |  |  |  |  | 3.05 | 3 | 0 | 0 | 0 | 0.05 | 409.1797 |  | kWh | 0.010295 | 0 | Commercial |  | Annual | [5 empty] | 4 | 0.96 |  |  |  | 0 | 80 | 0 | 0 | 0 | 0 | 0 | 0 | 0 | 0 | 0 | 0 | 2006 Qtr 1: 0; 2006 Qtr 2: 0; 2006 Qtr 3: 80; 2006 Qtr 4: 0; 2007 Qtr 1: 0; 2007 Qtr 2: 0; 2007 Qtr 3: 0; 2007 Qtr 4: 0; 2008 Qtr 1: 0; 2008 Qtr 2: 0; 2008 Qtr 3: 0; 2008 Qtr 4: 0 | 80
SDGE3012_EXP_EXP-ExpressEfficiencyRebateProgram | 213116-Refrigeration -Cooler/Freezer Door Gaskets - Solid Doors: Freezer |  | 10 | Commercial | 01-ALC-AllCommercial-Refrig | 0 |  |  |  |  | 4 | 4 | 0 | 0 | 0 | 0 | 3.6686 |  | kWh | 0.000614 | 0 | Commercial |  | Annual | [5 empty] | 4 | 0.96 |  |  |  | 0 | 22 | 0 | 0 | 0 | 0 | 0 | 0 | 0 | 0 | 0 | 0 | 2006 Qtr 1: 0; 2006 Qtr 2: 0; 2006 Qtr 3: 22; 2006 Qtr 4: 0; 2007 Qtr 1: 0; 2007 Qtr 2: 0; 2007 Qtr 3: 0; 2007 Qtr 4: 0; 2008 Qtr 1: 0; 2008 Qtr 2: 0; 2008 Qtr 3: 0; 2008 Qtr 4: 0 | 22
SDGE3012_EXP_EXP-ExpressEfficiencyRebateProgram | 213115-Refrigeration - Night Covers for Display Cases Med Temp | Averaged DEER Msrs | System | Commercial | 01-ALC-AllCommercial-Refrig | 0 |  |  |  |  | 37.5375 | 9 | 0 | 0 | 0 | 28.5375 | 13.5921 |  | kWh | -0.0035226 | 1.1474 | Commercial |  | Annual | [5 empty] | 5 | 0.96 |  |  |  | 0 | 20 | 0 | 0 | 0 | 0 | 0 | 0 | 0 | 0 | 0 | 0 | 2006 Qtr 1: 0; 2006 Qtr 2: 0; 2006 Qtr 3: 20; 2006 Qtr 4: 0; 2007 Qtr 1: 0; 2007 Qtr 2: 0; 2007 Qtr 3: 0; 2007 Qtr 4: 0; 2008 Qtr 1: 0; 2008 Qtr 2: 0; 2008 Qtr 3: 0; 2008 Qtr 4: 0 | 20
SDGE3012_EXP_EXP-ExpressEfficiencyRebateProgram | 213085-Refrigeration -Strip Curtains for Walk-ins |  | System | Commercial | 01-ALC-AllCommercial-Refrig | 0 |  |  |  |  | 3.05 | 3 | 0 | 0 | 0 | 0.05 | 465 |  | kWh | 0.053 | 0 | Commercial |  | Annual | [5 empty] | 4 | 0.96 |  |  |  | 0 | 63 | 0 | 0 | 0 | 0 | 0 | 0 | 0 | 0 | 0 | 0 | 2006 Qtr 1: 0; 2006 Qtr 2: 0; 2006 Qtr 3: 63; 2006 Qtr 4: 0; 2007 Qtr 1: 0; 2007 Qtr 2: 0; 2007 Qtr 3: 0; 2007 Qtr 4: 0; 2008 Qtr 1: 0; 2008 Qtr 2: 0; 2008 Qtr 3: 0; 2008 Qtr 4: 0 | 63
SDGE3012_EXP_EXP-ExpressEfficiencyRebateProgram | 213115-Refrigeration - Night Covers for Display Cases Med Temp | Averaged DEER Msrs | 10 | Commercial | 01-ALC-AllCommercial-Refrig | 0 |  |  |  |  | 37.5375 | 9 | 0 | 0 | 0 | 28.5375 | 13.5921 |  | kWh | -0.0035226 | 1.1474 | Commercial |  | Annual | [5 empty] | 5 | 0.96 |  |  |  | 0 | 48 | 0 | 0 | 0 | 0 | 0 | 0 | 0 | 0 | 0 | 0 | 2006 Qtr 1: 0; 2006 Qtr 2: 0; 2006 Qtr 3: 48; 2006 Qtr 4: 0; 2007 Qtr 1: 0; 2007 Qtr 2: 0; 2007 Qtr 3: 0; 2007 Qtr 4: 0; 2008 Qtr 1: 0; 2008 Qtr 2: 0; 2008 Qtr 3: 0; 2008 Qtr 4: 0 | 48
SDGE3012_EXP_EXP-ExpressEfficiencyRebateProgram | 213085-Refrigeration -Strip Curtains for Walk-ins |  | 10 | Commercial | 01-ALC-AllCommercial-Refrig | 0 |  |  |  |  | 3.05 | 3 | 0 | 0 | 0 | 0.05 | 409.1797 |  | kWh | 0.010295 | 0 | Commercial |  | Annual | [5 empty] | 4 | 0.96 |  |  |  | 0 | 133 | 0 | 0 | 0 | 0 | 0 | 0 | 0 | 0 | 0 | 0 | 2006 Qtr 1: 0; 2006 Qtr 2: 0; 2006 Qtr 3: 133; 2006 Qtr 4: 0; 2007 Qtr 1: 0; 2007 Qtr 2: 0; 2007 Qtr 3: 0; 2007 Qtr 4: 0; 2008 Qtr 1: 0; 2008 Qtr 2: 0; 2008 Qtr 3: 0; 2008 Qtr 4: 0 | 133
SDGE3012_EXP_EXP-ExpressEfficiencyRebateProgram | 213084-Refrigeration -Cooler/Freezer Door Gaskets - Solid Doors: Cooler |  | 10 | Commercial | 01-ALC-AllCommercial-Refrig | 0 |  |  |  |  | 4 | 4 | 0 | 0 | 0 | 0 | 104.55 |  | kWh | 0.01195 | 0 | Commercial |  | Annual | [5 empty] | 4 | 0.96 |  |  |  | 0 | 175 | 0 | 0 | 0 | 0 | 0 | 0 | 0 | 0 | 0 | 0 | 2006 Qtr 1: 0; 2006 Qtr 2: 0; 2006 Qtr 3: 175; 2006 Qtr 4: 0; 2007 Qtr 1: 0; 2007 Qtr 2: 0; 2007 Qtr 3: 0; 2007 Qtr 4: 0; 2008 Qtr 1: 0; 2008 Qtr 2: 0; 2008 Qtr 3: 0; 2008 Qtr 4: 0 | 175
SDGE3012_EXP_EXP-ExpressEfficiencyRebateProgram | 213116-Refrigeration -Cooler/Freezer Door Gaskets - Solid Doors: Freezer |  | 10 | Commercial | 01-ALC-AllCommercial-Refrig | 0 |  |  |  |  | 4 | 4 | 0 | 0 | 0 | 0 | 104.55 |  | kWh | 0.01195 | 0 | Commercial |  | Annual | [5 empty] | 4 | 0.96 |  |  |  | 0 | 19 | 0 | 0 | 0 | 0 | 0 | 0 | 0 | 0 | 0 | 0 | 2006 Qtr 1: 0; 2006 Qtr 2: 0; 2006 Qtr 3: 19; 2006 Qtr 4: 0; 2007 Qtr 1: 0; 2007 Qtr 2: 0; 2007 Qtr 3: 0; 2007 Qtr 4: 0; 2008 Qtr 1: 0; 2008 Qtr 2: 0; 2008 Qtr 3: 0; 2008 Qtr 4: 0 | 19
SDGE3012_EXP_EXP-ExpressEfficiencyRebateProgram | 213007-Heating - Greenhouse Heat Curtain | CFRM00AVHtCtn | 10 | Agricultural | 35-OTI-OtherIndustrial-PROC_OTH | 0 |  |  |  |  | 0.49 | 0.2 | 0 | 0 | 0 | 0.29 | 0.047844 |  | kWh | 0 | 0.20048 | Commercial |  | Winter Only | [5 empty] | 5 | 0.96 |  |  |  | 0 | 44556 | 0 | 0 | 0 | 0 | 0 | 0 | 0 | 0 | 0 | 0 | 2006 Qtr 1: 44556; 2006 Qtr 2: 0; 2006 Qtr 3: 0; 2006 Qtr 4: 0; 2007 Qtr 1: 0; 2007 Qtr 2: 0; 2007 Qtr 3: 0; 2007 Qtr 4: 0; 2008 Qtr 1: 0; 2008 Qtr 2: 0; 2008 Qtr 3: 0; 2008 Qtr 4: 0 | 44556
SDGE3012_EXP_EXP-ExpressEfficiencyRebateProgram | 213084-Refrigeration -Cooler/Freezer Door Gaskets - Solid Doors: Cooler |  | 7 | Commercial | 01-ALC-AllCommercial-Refrig | 0 |  |  |  |  | 4 | 4 | 0 | 0 | 0 | 0 | 104.55 |  | kWh | 0.01195 | 0 | Commercial |  | Annual | [5 empty] | 4 | 0.96 |  |  |  | 0 | 223 | 0 | 0 | 0 | 0 | 0 | 0 | 0 | 0 | 0 | 0 | 2006 Qtr 1: 223; 2006 Qtr 2: 0; 2006 Qtr 3: 0; 2006 Qtr 4: 0; 2007 Qtr 1: 0; 2007 Qtr 2: 0; 2007 Qtr 3: 0; 2007 Qtr 4: 0; 2008 Qtr 1: 0; 2008 Qtr 2: 0; 2008 Qtr 3: 0; 2008 Qtr 4: 0 | 223
SDGE3012_EXP_EXP-ExpressEfficiencyRebateProgram | 213083-Refrigeration -Cooler/Freezer Door Gaskets - Glass Doors |  | 7 | Commercial | 01-ALC-AllCommercial-Refrig | 0 |  |  |  |  | 4 | 4 | 0 | 0 | 0 | 0 | 104.55 |  | kWh | 0.01195 | 0 | Commercial |  | Annual | [5 empty] | 4 | 0.96 |  |  |  | 0 | 55 | 0 | 0 | 0 | 0 | 0 | 0 | 0 | 0 | 0 | 0 | 2006 Qtr 1: 55; 2006 Qtr 2: 0; 2006 Qtr 3: 0; 2006 Qtr 4: 0; 2007 Qtr 1: 0; 2007 Qtr 2: 0; 2007 Qtr 3: 0; 2007 Qtr 4: 0; 2008 Qtr 1: 0; 2008 Qtr 2: 0; 2008 Qtr 3: 0; 2008 Qtr 4: 0 | 55
SDGE3012_EXP_EXP-ExpressEfficiencyRebateProgram | 213178-Food Service - Ice Machine Air-Cooled 501-1000 |  | 7 | Commercial | 01-ALC-AllCommercial-Refrig | 0 |  |  |  |  | 1485 | 400 | 0 | 0 | 0 | 1085 | 3011.25 |  | kWh | 0.34375 | 0 | Commercial |  | Annual | [5 empty] | 12 | 0.96 |  |  |  | 0 | 1 | 0 | 0 | 0 | 0 | 0 | 0 | 0 | 0 | 0 | 0 | 2006 Qtr 1: 1; 2006 Qtr 2: 0; 2006 Qtr 3: 0; 2006 Qtr 4: 0; 2007 Qtr 1: 0; 2007 Qtr 2: 0; 2007 Qtr 3: 0; 2007 Qtr 4: 0; 2008 Qtr 1: 0; 2008 Qtr 2: 0; 2008 Qtr 3: 0; 2008 Qtr 4: 0 | 1
SDGE3012_EXP_EXP-ExpressEfficiencyRebateProgram | 213059-Motors - VFD - HVAC Fans (per Hp) |  | 10 | Commercial | 01-ALC-AllCommercial-Vent/Fan | 0 |  |  |  |  | 202 | 80 | 0 | 0 | 0 | 122 | 753 |  | kWh | 0 | 0 | Commercial |  | Annual | [5 empty] | 15 | 0.96 |  |  |  | 0 | 37.5 | 0 | 0 | 0 | 0 | 0 | 0 | 0 | 0 | 0 | 0 | 2006 Qtr 1: 0; 2006 Qtr 2: 0; 2006 Qtr 3: 37.5; 2006 Qtr 4: 0; 2007 Qtr 1: 0; 2007 Qtr 2: 0; 2007 Qtr 3: 0; 2007 Qtr 4: 0; 2008 Qtr 1: 0; 2008 Qtr 2: 0; 2008 Qtr 3: 0; 2008 Qtr 4: 0 | 37.5
SDGE3012_EXP_EXP-ExpressEfficiencyRebateProgram | 213059-Motors - VFD - HVAC Fans (per Hp) |  | 10 | Commercial | 01-ALC-AllCommercial-Vent/Fan | 0 |  |  |  |  | 202 | 80 | 0 | 0 | 0 | 122 | 753 |  | kWh | 0 | 0 | Commercial |  | Annual | [5 empty] | 15 | 0.96 |  |  |  | 0 | 50 | 0 | 0 | 0 | 0 | 0 | 0 | 0 | 0 | 0 | 0 | 2006 Qtr 1: 0; 2006 Qtr 2: 0; 2006 Qtr 3: 50; 2006 Qtr 4: 0; 2007 Qtr 1: 0; 2007 Qtr 2: 0; 2007 Qtr 3: 0; 2007 Qtr 4: 0; 2008 Qtr 1: 0; 2008 Qtr 2: 0; 2008 Qtr 3: 0; 2008 Qtr 4: 0 | 50
SDGE3012_EXP_EXP-ExpressEfficiencyRebateProgram | 213171-Food Service - Steamer-Gas |  | 7 | Commercial | 21-RSD-Restaurant–SitDown-PROC_OTH | 0 |  |  |  |  | 6221 | 750 | 0 | 0 | 0 | 5471 | 0 |  | kWh | 0 | 2084 | Commercial |  | Annual | [5 empty] | 12 | 0.96 |  |  |  | 0 | 1 | 0 | 0 | 0 | 0 | 0 | 0 | 0 | 0 | 0 | 0 | 2006 Qtr 1: 1; 2006 Qtr 2: 0; 2006 Qtr 3: 0; 2006 Qtr 4: 0; 2007 Qtr 1: 0; 2007 Qtr 2: 0; 2007 Qtr 3: 0; 2007 Qtr 4: 0; 2008 Qtr 1: 0; 2008 Qtr 2: 0; 2008 Qtr 3: 0; 2008 Qtr 4: 0 | 1
SDGE3012_EXP_EXP-ExpressEfficiencyRebateProgram | 213084-Refrigeration -Cooler/Freezer Door Gaskets - Solid Doors: Cooler |  | 7 | Commercial | 01-ALC-AllCommercial-Refrig | 0 |  |  |  |  | 4 | 4 | 0 | 0 | 0 | 0 | 104.55 |  | kWh | 0.01195 | 0 | Commercial |  | Annual | [5 empty] | 4 | 0.96 |  |  |  | 0 | 69 | 0 | 0 | 0 | 0 | 0 | 0 | 0 | 0 | 0 | 0 | 2006 Qtr 1: 0; 2006 Qtr 2: 0; 2006 Qtr 3: 0; 2006 Qtr 4: 69; 2007 Qtr 1: 0; 2007 Qtr 2: 0; 2007 Qtr 3: 0; 2007 Qtr 4: 0; 2008 Qtr 1: 0; 2008 Qtr 2: 0; 2008 Qtr 3: 0; 2008 Qtr 4: 0 | 69
SDGE3012_EXP_EXP-ExpressEfficiencyRebateProgram | 213116-Refrigeration -Cooler/Freezer Door Gaskets - Solid Doors: Freezer |  | 7 | Commercial | 01-ALC-AllCommercial-Refrig | 0 |  |  |  |  | 4 | 4 | 0 | 0 | 0 | 0 | 104.55 |  | kWh | 0.01195 | 0 | Commercial |  | Annual | [5 empty] | 4 | 0.96 |  |  |  | 0 | 19 | 0 | 0 | 0 | 0 | 0 | 0 | 0 | 0 | 0 | 0 | 2006 Qtr 1: 0; 2006 Qtr 2: 0; 2006 Qtr 3: 0; 2006 Qtr 4: 19; 2007 Qtr 1: 0; 2007 Qtr 2: 0; 2007 Qtr 3: 0; 2007 Qtr 4: 0; 2008 Qtr 1: 0; 2008 Qtr 2: 0; 2008 Qtr 3: 0; 2008 Qtr 4: 0 | 19
SDGE3012_EXP_EXP-ExpressEfficiencyRebateProgram | 213083-Refrigeration -Cooler/Freezer Door Gaskets - Glass Doors |  | 7 | Commercial | 01-ALC-AllCommercial-Refrig | 0 |  |  |  |  | 4 | 4 | 0 | 0 | 0 | 0 | 104.55 |  | kWh | 0.01195 | 0 | Commercial |  | Annual | [5 empty] | 4 | 0.96 |  |  |  | 0 | 301 | 0 | 0 | 0 | 0 | 0 | 0 | 0 | 0 | 0 | 0 | 2006 Qtr 1: 0; 2006 Qtr 2: 0; 2006 Qtr 3: 0; 2006 Qtr 4: 301; 2007 Qtr 1: 0; 2007 Qtr 2: 0; 2007 Qtr 3: 0; 2007 Qtr 4: 0; 2008 Qtr 1: 0; 2008 Qtr 2: 0; 2008 Qtr 3: 0; 2008 Qtr 4: 0 | 301
SDGE3012_EXP_EXP-ExpressEfficiencyRebateProgram | 213083-Refrigeration -Cooler/Freezer Door Gaskets - Glass Doors |  | 7 | Commercial | 01-ALC-AllCommercial-Refrig | 0 |  |  |  |  | 4 | 4 | 0 | 0 | 0 | 0 | 104.55 |  | kWh | 0.01195 | 0 | Commercial |  | Annual | [5 empty] | 4 | 0.96 |  |  |  | 0 | 27 | 0 | 0 | 0 | 0 | 0 | 0 | 0 | 0 | 0 | 0 | 2006 Qtr 1: 0; 2006 Qtr 2: 0; 2006 Qtr 3: 0; 2006 Qtr 4: 27; 2007 Qtr 1: 0; 2007 Qtr 2: 0; 2007 Qtr 3: 0; 2007 Qtr 4: 0; 2008 Qtr 1: 0; 2008 Qtr 2: 0; 2008 Qtr 3: 0; 2008 Qtr 4: 0 | 27
SDGE3012_EXP_EXP-ExpressEfficiencyRebateProgram | 213128-Refrigerator - Early Replacement |  | 7 | Commercial | 01-ALC-AllCommercial-Refrig | 0 |  |  |  |  | 272 | 275 | 0 | 0 | 0 | -3 | 1040.577 |  | kWh | 0.13613 | 0 | Commercial |  | Annual | [5 empty] | 6 | 0.96 |  |  |  | 0 | 1 | 0 | 0 | 0 | 0 | 0 | 0 | 0 | 0 | 0 | 0 | 2006 Qtr 1: 0; 2006 Qtr 2: 0; 2006 Qtr 3: 0; 2006 Qtr 4: 1; 2007 Qtr 1: 0; 2007 Qtr 2: 0; 2007 Qtr 3: 0; 2007 Qtr 4: 0; 2008 Qtr 1: 0; 2008 Qtr 2: 0; 2008 Qtr 3: 0; 2008 Qtr 4: 0 | 1
SDGE3012_EXP_EXP-ExpressEfficiencyRebateProgram | 213059-Motors - VFD - HVAC Fans (per Hp) |  | 10 | Commercial | 01-ALC-AllCommercial-Vent/Fan | 0 |  |  |  |  | 202 | 80 | 0 | 0 | 0 | 122 | 753 |  | kWh | 0 | 0 | Commercial |  | Annual | [5 empty] | 15 | 0.96 |  |  |  | 0 | 27.5 | 0 | 0 | 0 | 0 | 0 | 0 | 0 | 0 | 0 | 0 | 2006 Qtr 1: 0; 2006 Qtr 2: 0; 2006 Qtr 3: 27.5; 2006 Qtr 4: 0; 2007 Qtr 1: 0; 2007 Qtr 2: 0; 2007 Qtr 3: 0; 2007 Qtr 4: 0; 2008 Qtr 1: 0; 2008 Qtr 2: 0; 2008 Qtr 3: 0; 2008 Qtr 4: 0 | 27.5
SDGE3012_EXP_EXP-ExpressEfficiencyRebateProgram | 213059-Motors - VFD - HVAC Fans (per Hp) |  | 10 | Commercial | 01-ALC-AllCommercial-Vent/Fan | 0 |  |  |  |  | 202 | 80 | 0 | 0 | 0 | 122 | 753 |  | kWh | 0 | 0 | Commercial |  | Annual | [5 empty] | 15 | 0.96 |  |  |  | 0 | 30 | 0 | 0 | 0 | 0 | 0 | 0 | 0 | 0 | 0 | 0 | 2006 Qtr 1: 0; 2006 Qtr 2: 0; 2006 Qtr 3: 30; 2006 Qtr 4: 0; 2007 Qtr 1: 0; 2007 Qtr 2: 0; 2007 Qtr 3: 0; 2007 Qtr 4: 0; 2008 Qtr 1: 0; 2008 Qtr 2: 0; 2008 Qtr 3: 0; 2008 Qtr 4: 0 | 30
SDGE3012_EXP_EXP-ExpressEfficiencyRebateProgram | 213128-Refrigerator - Early Replacement |  | 7 | Commercial | 01-ALC-AllCommercial-Refrig | 0 |  |  |  |  | 272 | 275 | 0 | 0 | 0 | -3 | 1040.577 |  | kWh | 0.13613 | 0 | Commercial |  | Annual | [5 empty] | 6 | 0.96 |  |  |  | 0 | 4 | 0 | 0 | 0 | 0 | 0 | 0 | 0 | 0 | 0 | 0 | 2006 Qtr 1: 0; 2006 Qtr 2: 0; 2006 Qtr 3: 0; 2006 Qtr 4: 4; 2007 Qtr 1: 0; 2007 Qtr 2: 0; 2007 Qtr 3: 0; 2007 Qtr 4: 0; 2008 Qtr 1: 0; 2008 Qtr 2: 0; 2008 Qtr 3: 0; 2008 Qtr 4: 0 | 4
SDGE3012_EXP_EXP-ExpressEfficiencyRebateProgram | 213085-Refrigeration -Strip Curtains for Walk-ins |  | 10 | Commercial | 01-ALC-AllCommercial-Refrig | 0 |  |  |  |  | 3.05 | 3 | 0 | 0 | 0 | 0.05 | 409.1797 |  | kWh | 0.010295 | 0 | Commercial |  | Annual | [5 empty] | 4 | 0.96 |  |  |  | 0 | 162 | 0 | 0 | 0 | 0 | 0 | 0 | 0 | 0 | 0 | 0 | 2006 Qtr 1: 0; 2006 Qtr 2: 0; 2006 Qtr 3: 0; 2006 Qtr 4: 162; 2007 Qtr 1: 0; 2007 Qtr 2: 0; 2007 Qtr 3: 0; 2007 Qtr 4: 0; 2008 Qtr 1: 0; 2008 Qtr 2: 0; 2008 Qtr 3: 0; 2008 Qtr 4: 0 | 162
SDGE3012_EXP_EXP-ExpressEfficiencyRebateProgram | 213116-Refrigeration -Cooler/Freezer Door Gaskets - Solid Doors: Freezer |  | 10 | Commercial | 01-ALC-AllCommercial-Refrig | 0 |  |  |  |  | 4 | 4 | 0 | 0 | 0 | 0 | 3.6686 |  | kWh | 0.000614 | 0 | Commercial |  | Annual | [5 empty] | 4 | 0.96 |  |  |  | 0 | 21 | 0 | 0 | 0 | 0 | 0 | 0 | 0 | 0 | 0 | 0 | 2006 Qtr 1: 0; 2006 Qtr 2: 0; 2006 Qtr 3: 0; 2006 Qtr 4: 21; 2007 Qtr 1: 0; 2007 Qtr 2: 0; 2007 Qtr 3: 0; 2007 Qtr 4: 0; 2008 Qtr 1: 0; 2008 Qtr 2: 0; 2008 Qtr 3: 0; 2008 Qtr 4: 0 | 21
SDGE3012_EXP_EXP-ExpressEfficiencyRebateProgram | 213115-Refrigeration - Night Covers for Display Cases Med Temp | Averaged DEER Msrs | 7 | Commercial | 01-ALC-AllCommercial-Refrig | 0 |  |  |  |  | 37.5375 | 9 | 0 | 0 | 0 | 28.5375 | 13.5921 |  | kWh | -0.0035226 | 1.1474 | Commercial |  | Annual | [5 empty] | 5 | 0.96 |  |  |  | 0 | 172 | 0 | 0 | 0 | 0 | 0 | 0 | 0 | 0 | 0 | 0 | 2006 Qtr 1: 0; 2006 Qtr 2: 0; 2006 Qtr 3: 0; 2006 Qtr 4: 172; 2007 Qtr 1: 0; 2007 Qtr 2: 0; 2007 Qtr 3: 0; 2007 Qtr 4: 0; 2008 Qtr 1: 0; 2008 Qtr 2: 0; 2008 Qtr 3: 0; 2008 Qtr 4: 0 | 172
SDGE3012_EXP_EXP-ExpressEfficiencyRebateProgram | 213084-Refrigeration -Cooler/Freezer Door Gaskets - Solid Doors: Cooler |  | 7 | Commercial | 01-ALC-AllCommercial-Refrig | 0 |  |  |  |  | 4 | 4 | 0 | 0 | 0 | 0 | 3.6686 |  | kWh | 0.000614 | 0 | Commercial |  | Annual | [5 empty] | 4 | 0.96 |  |  |  | 0 | 90 | 0 | 0 | 0 | 0 | 0 | 0 | 0 | 0 | 0 | 0 | 2006 Qtr 1: 0; 2006 Qtr 2: 0; 2006 Qtr 3: 0; 2006 Qtr 4: 90; 2007 Qtr 1: 0; 2007 Qtr 2: 0; 2007 Qtr 3: 0; 2007 Qtr 4: 0; 2008 Qtr 1: 0; 2008 Qtr 2: 0; 2008 Qtr 3: 0; 2008 Qtr 4: 0 | 90
SDGE3012_EXP_EXP-ExpressEfficiencyRebateProgram | 213116-Refrigeration -Cooler/Freezer Door Gaskets - Solid Doors: Freezer |  | 7 | Commercial | 01-ALC-AllCommercial-Refrig | 0 |  |  |  |  | 4 | 4 | 0 | 0 | 0 | 0 | 3.6686 |  | kWh | 0.000614 | 0 | Commercial |  | Annual | [5 empty] | 4 | 0.96 |  |  |  | 0 | 34 | 0 | 0 | 0 | 0 | 0 | 0 | 0 | 0 | 0 | 0 | 2006 Qtr 1: 0; 2006 Qtr 2: 0; 2006 Qtr 3: 0; 2006 Qtr 4: 34; 2007 Qtr 1: 0; 2007 Qtr 2: 0; 2007 Qtr 3: 0; 2007 Qtr 4: 0; 2008 Qtr 1: 0; 2008 Qtr 2: 0; 2008 Qtr 3: 0; 2008 Qtr 4: 0 | 34
SDGE3012_EXP_EXP-ExpressEfficiencyRebateProgram | 213083-Refrigeration -Cooler/Freezer Door Gaskets - Glass Doors |  | 7 | Commercial | 01-ALC-AllCommercial-Refrig | 0 |  |  |  |  | 4 | 4 | 0 | 0 | 0 | 0 | 3.6686 |  | kWh | 0.000614 | 0 | Commercial |  | Annual | [5 empty] | 4 | 0.96 |  |  |  | 0 | 420 | 0 | 0 | 0 | 0 | 0 | 0 | 0 | 0 | 0 | 0 | 2006 Qtr 1: 0; 2006 Qtr 2: 0; 2006 Qtr 3: 0; 2006 Qtr 4: 420; 2007 Qtr 1: 0; 2007 Qtr 2: 0; 2007 Qtr 3: 0; 2007 Qtr 4: 0; 2008 Qtr 1: 0; 2008 Qtr 2: 0; 2008 Qtr 3: 0; 2008 Qtr 4: 0 | 420
SDGE3012_EXP_EXP-ExpressEfficiencyRebateProgram | 213076-Refrigeration - New Refrigeration Case w/Doors-Low Temperature Case |  | 10 | Commercial | 01-ALC-AllCommercial-Refrig | 0 |  |  |  |  | 100 | 200 | 0 | 0 | 0 | -100 | 1208 |  | kWh | 0.118 | 0 | Commercial |  | Annual | [5 empty] | 16 | 0.96 |  |  |  | 0 | 247 | 0 | 0 | 0 | 0 | 0 | 0 | 0 | 0 | 0 | 0 | 2006 Qtr 1: 0; 2006 Qtr 2: 0; 2006 Qtr 3: 0; 2006 Qtr 4: 247; 2007 Qtr 1: 0; 2007 Qtr 2: 0; 2007 Qtr 3: 0; 2007 Qtr 4: 0; 2008 Qtr 1: 0; 2008 Qtr 2: 0; 2008 Qtr 3: 0; 2008 Qtr 4: 0 | 247
SDGE3012_EXP_EXP-ExpressEfficiencyRebateProgram | 213128-Refrigerator - Early Replacement |  | 7 | Commercial | 01-ALC-AllCommercial-Refrig | 0 |  |  |  |  | 272 | 275 | 0 | 0 | 0 | -3 | 1040.577 |  | kWh | 0.13613 | 0 | Commercial |  | Annual | [5 empty] | 6 | 0.96 |  |  |  | 0 | 7 | 0 | 0 | 0 | 0 | 0 | 0 | 0 | 0 | 0 | 0 | 2006 Qtr 1: 0; 2006 Qtr 2: 0; 2006 Qtr 3: 0; 2006 Qtr 4: 7; 2007 Qtr 1: 0; 2007 Qtr 2: 0; 2007 Qtr 3: 0; 2007 Qtr 4: 0; 2008 Qtr 1: 0; 2008 Qtr 2: 0; 2008 Qtr 3: 0; 2008 Qtr 4: 0 | 7
SDGE3012_EXP_EXP-ExpressEfficiencyRebateProgram | 213128-Refrigerator - Early Replacement |  | 7 | Commercial | 01-ALC-AllCommercial-Refrig | 0 |  |  |  |  | 272 | 275 | 0 | 0 | 0 | -3 | 1040.577 |  | kWh | 0.13613 | 0 | Commercial |  | Annual | [5 empty] | 6 | 0.96 |  |  |  | 0 | 10 | 0 | 0 | 0 | 0 | 0 | 0 | 0 | 0 | 0 | 0 | 2006 Qtr 1: 0; 2006 Qtr 2: 0; 2006 Qtr 3: 0; 2006 Qtr 4: 10; 2007 Qtr 1: 0; 2007 Qtr 2: 0; 2007 Qtr 3: 0; 2007 Qtr 4: 0; 2008 Qtr 1: 0; 2008 Qtr 2: 0; 2008 Qtr 3: 0; 2008 Qtr 4: 0 | 10
SDGE3012_EXP_EXP-ExpressEfficiencyRebateProgram | 213128-Refrigerator - Early Replacement |  | 10 | Commercial | 01-ALC-AllCommercial-Refrig | 0 |  |  |  |  | 272 | 275 | 0 | 0 | 0 | -3 | 1040.577 |  | kWh | 0.13613 | 0 | Commercial |  | Annual | [5 empty] | 6 | 0.96 |  |  |  | 0 | 2 | 0 | 0 | 0 | 0 | 0 | 0 | 0 | 0 | 0 | 0 | 2006 Qtr 1: 0; 2006 Qtr 2: 0; 2006 Qtr 3: 0; 2006 Qtr 4: 2; 2007 Qtr 1: 0; 2007 Qtr 2: 0; 2007 Qtr 3: 0; 2007 Qtr 4: 0; 2008 Qtr 1: 0; 2008 Qtr 2: 0; 2008 Qtr 3: 0; 2008 Qtr 4: 0 | 2
SDGE3012_EXP_EXP-ExpressEfficiencyRebateProgram | 213128-Refrigerator - Early Replacement |  | 7 | Commercial | 01-ALC-AllCommercial-Refrig | 0 |  |  |  |  | 272 | 275 | 0 | 0 | 0 | -3 | 1040.577 |  | kWh | 0.13613 | 0 | Commercial |  | Annual | [5 empty] | 6 | 0.96 |  |  |  | 0 | 1 | 0 | 0 | 0 | 0 | 0 | 0 | 0 | 0 | 0 | 0 | 2006 Qtr 1: 0; 2006 Qtr 2: 0; 2006 Qtr 3: 0; 2006 Qtr 4: 1; 2007 Qtr 1: 0; 2007 Qtr 2: 0; 2007 Qtr 3: 0; 2007 Qtr 4: 0; 2008 Qtr 1: 0; 2008 Qtr 2: 0; 2008 Qtr 3: 0; 2008 Qtr 4: 0 | 1
SDGE3012_EXP_EXP-ExpressEfficiencyRebateProgram | 213128-Refrigerator - Early Replacement |  | 7 | Commercial | 01-ALC-AllCommercial-Refrig | 0 |  |  |  |  | 272 | 275 | 0 | 0 | 0 | -3 | 1040.577 |  | kWh | 0.13613 | 0 | Commercial |  | Annual | [5 empty] | 6 | 0.96 |  |  |  | 0 | 13 | 0 | 0 | 0 | 0 | 0 | 0 | 0 | 0 | 0 | 0 | 2006 Qtr 1: 0; 2006 Qtr 2: 0; 2006 Qtr 3: 0; 2006 Qtr 4: 13; 2007 Qtr 1: 0; 2007 Qtr 2: 0; 2007 Qtr 3: 0; 2007 Qtr 4: 0; 2008 Qtr 1: 0; 2008 Qtr 2: 0; 2008 Qtr 3: 0; 2008 Qtr 4: 0 | 13
SDGE3012_EXP_EXP-ExpressEfficiencyRebateProgram | 213128-Refrigerator - Early Replacement |  | 7 | Commercial | 01-ALC-AllCommercial-Refrig | 0 |  |  |  |  | 272 | 275 | 0 | 0 | 0 | -3 | 1040.577 |  | kWh | 0.13613 | 0 | Commercial |  | Annual | [5 empty] | 6 | 0.96 |  |  |  | 0 | 8 | 0 | 0 | 0 | 0 | 0 | 0 | 0 | 0 | 0 | 0 | 2006 Qtr 1: 0; 2006 Qtr 2: 0; 2006 Qtr 3: 0; 2006 Qtr 4: 8; 2007 Qtr 1: 0; 2007 Qtr 2: 0; 2007 Qtr 3: 0; 2007 Qtr 4: 0; 2008 Qtr 1: 0; 2008 Qtr 2: 0; 2008 Qtr 3: 0; 2008 Qtr 4: 0 | 8
SDGE3012_EXP_EXP-ExpressEfficiencyRebateProgram | 213128-Refrigerator - Early Replacement |  | 7 | Commercial | 01-ALC-AllCommercial-Refrig | 0 |  |  |  |  | 272 | 275 | 0 | 0 | 0 | -3 | 1040.577 |  | kWh | 0.13613 | 0 | Commercial |  | Annual | [5 empty] | 6 | 0.96 |  |  |  | 0 | 2 | 0 | 0 | 0 | 0 | 0 | 0 | 0 | 0 | 0 | 0 | 2006 Qtr 1: 0; 2006 Qtr 2: 0; 2006 Qtr 3: 0; 2006 Qtr 4: 2; 2007 Qtr 1: 0; 2007 Qtr 2: 0; 2007 Qtr 3: 0; 2007 Qtr 4: 0; 2008 Qtr 1: 0; 2008 Qtr 2: 0; 2008 Qtr 3: 0; 2008 Qtr 4: 0 | 2
SDGE3012_EXP_EXP-ExpressEfficiencyRebateProgram | 213128-Refrigerator - Early Replacement |  | 7 | Commercial | 01-ALC-AllCommercial-Refrig | 0 |  |  |  |  | 272 | 275 | 0 | 0 | 0 | -3 | 1040.577 |  | kWh | 0.13613 | 0 | Commercial |  | Annual | [5 empty] | 6 | 0.96 |  |  |  | 0 | 1 | 0 | 0 | 0 | 0 | 0 | 0 | 0 | 0 | 0 | 0 | 2006 Qtr 1: 0; 2006 Qtr 2: 0; 2006 Qtr 3: 0; 2006 Qtr 4: 1; 2007 Qtr 1: 0; 2007 Qtr 2: 0; 2007 Qtr 3: 0; 2007 Qtr 4: 0; 2008 Qtr 1: 0; 2008 Qtr 2: 0; 2008 Qtr 3: 0; 2008 Qtr 4: 0 | 1
SDGE3012_EXP_EXP-ExpressEfficiencyRebateProgram | 213128-Refrigerator - Early Replacement |  | 7 | Commercial | 01-ALC-AllCommercial-Refrig | 0 |  |  |  |  | 272 | 275 | 0 | 0 | 0 | -3 | 1040.577 |  | kWh | 0.13613 | 0 | Commercial |  | Annual | [5 empty] | 6 | 0.96 |  |  |  | 0 | 4 | 0 | 0 | 0 | 0 | 0 | 0 | 0 | 0 | 0 | 0 | 2006 Qtr 1: 0; 2006 Qtr 2: 0; 2006 Qtr 3: 0; 2006 Qtr 4: 4; 2007 Qtr 1: 0; 2007 Qtr 2: 0; 2007 Qtr 3: 0; 2007 Qtr 4: 0; 2008 Qtr 1: 0; 2008 Qtr 2: 0; 2008 Qtr 3: 0; 2008 Qtr 4: 0 | 4
SDGE3012_EXP_EXP-ExpressEfficiencyRebateProgram | 213128-Refrigerator - Early Replacement |  | 7 | Commercial | 01-ALC-AllCommercial-Refrig | 0 |  |  |  |  | 272 | 275 | 0 | 0 | 0 | -3 | 1040.577 |  | kWh | 0.13613 | 0 | Commercial |  | Annual | [5 empty] | 6 | 0.96 |  |  |  | 0 | 10 | 0 | 0 | 0 | 0 | 0 | 0 | 0 | 0 | 0 | 0 | 2006 Qtr 1: 0; 2006 Qtr 2: 0; 2006 Qtr 3: 0; 2006 Qtr 4: 10; 2007 Qtr 1: 0; 2007 Qtr 2: 0; 2007 Qtr 3: 0; 2007 Qtr 4: 0; 2008 Qtr 1: 0; 2008 Qtr 2: 0; 2008 Qtr 3: 0; 2008 Qtr 4: 0 | 10
SDGE3012_EXP_EXP-ExpressEfficiencyRebateProgram | 213128-Refrigerator - Early Replacement |  | 7 | Commercial | 01-ALC-AllCommercial-Refrig | 0 |  |  |  |  | 272 | 275 | 0 | 0 | 0 | -3 | 1040.577 |  | kWh | 0.13613 | 0 | Commercial |  | Annual | [5 empty] | 6 | 0.96 |  |  |  | 0 | 1 | 0 | 0 | 0 | 0 | 0 | 0 | 0 | 0 | 0 | 0 | 2006 Qtr 1: 0; 2006 Qtr 2: 0; 2006 Qtr 3: 0; 2006 Qtr 4: 1; 2007 Qtr 1: 0; 2007 Qtr 2: 0; 2007 Qtr 3: 0; 2007 Qtr 4: 0; 2008 Qtr 1: 0; 2008 Qtr 2: 0; 2008 Qtr 3: 0; 2008 Qtr 4: 0 | 1
SDGE3012_EXP_EXP-ExpressEfficiencyRebateProgram | 213128-Refrigerator - Early Replacement |  | 7 | Commercial | 01-ALC-AllCommercial-Refrig | 0 |  |  |  |  | 272 | 275 | 0 | 0 | 0 | -3 | 1040.577 |  | kWh | 0.13613 | 0 | Commercial |  | Annual | [5 empty] | 6 | 0.96 |  |  |  | 0 | 1 | 0 | 0 | 0 | 0 | 0 | 0 | 0 | 0 | 0 | 0 | 2006 Qtr 1: 0; 2006 Qtr 2: 0; 2006 Qtr 3: 0; 2006 Qtr 4: 1; 2007 Qtr 1: 0; 2007 Qtr 2: 0; 2007 Qtr 3: 0; 2007 Qtr 4: 0; 2008 Qtr 1: 0; 2008 Qtr 2: 0; 2008 Qtr 3: 0; 2008 Qtr 4: 0 | 1
SDGE3012_EXP_EXP-ExpressEfficiencyRebateProgram | 213128-Refrigerator - Early Replacement |  | 7 | Commercial | 01-ALC-AllCommercial-Refrig | 0 |  |  |  |  | 272 | 275 | 0 | 0 | 0 | -3 | 1040.577 |  | kWh | 0.13613 | 0 | Commercial |  | Annual | [5 empty] | 6 | 0.96 |  |  |  | 0 | 4 | 0 | 0 | 0 | 0 | 0 | 0 | 0 | 0 | 0 | 0 | 2006 Qtr 1: 0; 2006 Qtr 2: 0; 2006 Qtr 3: 0; 2006 Qtr 4: 4; 2007 Qtr 1: 0; 2007 Qtr 2: 0; 2007 Qtr 3: 0; 2007 Qtr 4: 0; 2008 Qtr 1: 0; 2008 Qtr 2: 0; 2008 Qtr 3: 0; 2008 Qtr 4: 0 | 4
SDGE3012_EXP_EXP-ExpressEfficiencyRebateProgram | 213083-Refrigeration -Cooler/Freezer Door Gaskets - Glass Doors |  | 10 | Commercial | 01-ALC-AllCommercial-Refrig | 0 |  |  |  |  | 4 | 4 | 0 | 0 | 0 | 0 | 3.6686 |  | kWh | 0.000614 | 0 | Commercial |  | Annual | [5 empty] | 4 | 0.96 |  |  |  | 0 | 400 | 0 | 0 | 0 | 0 | 0 | 0 | 0 | 0 | 0 | 0 | 2006 Qtr 1: 0; 2006 Qtr 2: 0; 2006 Qtr 3: 400; 2006 Qtr 4: 0; 2007 Qtr 1: 0; 2007 Qtr 2: 0; 2007 Qtr 3: 0; 2007 Qtr 4: 0; 2008 Qtr 1: 0; 2008 Qtr 2: 0; 2008 Qtr 3: 0; 2008 Qtr 4: 0 | 400
SDGE3012_EXP_EXP-ExpressEfficiencyRebateProgram | 213128-Refrigerator - Early Replacement |  | 7 | Commercial | 01-ALC-AllCommercial-Refrig | 0 |  |  |  |  | 272 | 275 | 0 | 0 | 0 | -3 | 1040.577 |  | kWh | 0.13613 | 0 | Commercial |  | Annual | [5 empty] | 6 | 0.96 |  |  |  | 0 | 3 | 0 | 0 | 0 | 0 | 0 | 0 | 0 | 0 | 0 | 0 | 2006 Qtr 1: 0; 2006 Qtr 2: 0; 2006 Qtr 3: 0; 2006 Qtr 4: 3; 2007 Qtr 1: 0; 2007 Qtr 2: 0; 2007 Qtr 3: 0; 2007 Qtr 4: 0; 2008 Qtr 1: 0; 2008 Qtr 2: 0; 2008 Qtr 3: 0; 2008 Qtr 4: 0 | 3
SDGE3012_EXP_EXP-ExpressEfficiencyRebateProgram | 213128-Refrigerator - Early Replacement |  | 7 | Commercial | 01-ALC-AllCommercial-Refrig | 0 |  |  |  |  | 272 | 275 | 0 | 0 | 0 | -3 | 1040.577 |  | kWh | 0.13613 | 0 | Commercial |  | Annual | [5 empty] | 6 | 0.96 |  |  |  | 0 | 2 | 0 | 0 | 0 | 0 | 0 | 0 | 0 | 0 | 0 | 0 | 2006 Qtr 1: 0; 2006 Qtr 2: 0; 2006 Qtr 3: 0; 2006 Qtr 4: 2; 2007 Qtr 1: 0; 2007 Qtr 2: 0; 2007 Qtr 3: 0; 2007 Qtr 4: 0; 2008 Qtr 1: 0; 2008 Qtr 2: 0; 2008 Qtr 3: 0; 2008 Qtr 4: 0 | 2
SDGE3012_EXP_EXP-ExpressEfficiencyRebateProgram | 213128-Refrigerator - Early Replacement |  | 7 | Commercial | 01-ALC-AllCommercial-Refrig | 0 |  |  |  |  | 272 | 275 | 0 | 0 | 0 | -3 | 1040.577 |  | kWh | 0.13613 | 0 | Commercial |  | Annual | [5 empty] | 6 | 0.96 |  |  |  | 0 | 16 | 0 | 0 | 0 | 0 | 0 | 0 | 0 | 0 | 0 | 0 | 2006 Qtr 1: 0; 2006 Qtr 2: 0; 2006 Qtr 3: 0; 2006 Qtr 4: 16; 2007 Qtr 1: 0; 2007 Qtr 2: 0; 2007 Qtr 3: 0; 2007 Qtr 4: 0; 2008 Qtr 1: 0; 2008 Qtr 2: 0; 2008 Qtr 3: 0; 2008 Qtr 4: 0 | 16
SDGE3012_EXP_EXP-ExpressEfficiencyRebateProgram | 213128-Refrigerator - Early Replacement |  | 7 | Commercial | 01-ALC-AllCommercial-Refrig | 0 |  |  |  |  | 272 | 275 | 0 | 0 | 0 | -3 | 1040.577 |  | kWh | 0.13613 | 0 | Commercial |  | Annual | [5 empty] | 6 | 0.96 |  |  |  | 0 | 4 | 0 | 0 | 0 | 0 | 0 | 0 | 0 | 0 | 0 | 0 | 2006 Qtr 1: 0; 2006 Qtr 2: 0; 2006 Qtr 3: 4; 2006 Qtr 4: 0; 2007 Qtr 1: 0; 2007 Qtr 2: 0; 2007 Qtr 3: 0; 2007 Qtr 4: 0; 2008 Qtr 1: 0; 2008 Qtr 2: 0; 2008 Qtr 3: 0; 2008 Qtr 4: 0 | 4
SDGE3012_EXP_EXP-ExpressEfficiencyRebateProgram | 213083-Refrigeration -Cooler/Freezer Door Gaskets - Glass Doors |  | 10 | Commercial | 01-ALC-AllCommercial-Refrig | 0 |  |  |  |  | 4 | 4 | 0 | 0 | 0 | 0 | 104.55 |  | kWh | 0.01195 | 0 | Commercial |  | Annual | [5 empty] | 4 | 0.96 |  |  |  | 0 | 464 | 0 | 0 | 0 | 0 | 0 | 0 | 0 | 0 | 0 | 0 | 2006 Qtr 1: 0; 2006 Qtr 2: 0; 2006 Qtr 3: 464; 2006 Qtr 4: 0; 2007 Qtr 1: 0; 2007 Qtr 2: 0; 2007 Qtr 3: 0; 2007 Qtr 4: 0; 2008 Qtr 1: 0; 2008 Qtr 2: 0; 2008 Qtr 3: 0; 2008 Qtr 4: 0 | 464
SDGE3012_EXP_EXP-ExpressEfficiencyRebateProgram | 213080-Refrigeration - Night Covers for Display Cases Low Temp |  | 10 | Commercial | 01-ALC-AllCommercial-Refrig | 0 |  |  |  |  | 9.25 | 9 | 0 | 0 | 0 | 0.25 | 59 |  | kWh | 0 | 0 | Commercial |  | Annual | [5 empty] | 5 | 0.96 |  |  |  | 0 | 16 | 0 | 0 | 0 | 0 | 0 | 0 | 0 | 0 | 0 | 0 | 2006 Qtr 1: 0; 2006 Qtr 2: 0; 2006 Qtr 3: 16; 2006 Qtr 4: 0; 2007 Qtr 1: 0; 2007 Qtr 2: 0; 2007 Qtr 3: 0; 2007 Qtr 4: 0; 2008 Qtr 1: 0; 2008 Qtr 2: 0; 2008 Qtr 3: 0; 2008 Qtr 4: 0 | 16
SDGE3012_EXP_EXP-ExpressEfficiencyRebateProgram | 213084-Refrigeration -Cooler/Freezer Door Gaskets - Solid Doors: Cooler |  | 10 | Commercial | 01-ALC-AllCommercial-Refrig | 0 |  |  |  |  | 4 | 4 | 0 | 0 | 0 | 0 | 3.6686 |  | kWh | 0.000614 | 0 | Commercial |  | Annual | [5 empty] | 4 | 0.96 |  |  |  | 0 | 28 | 0 | 0 | 0 | 0 | 0 | 0 | 0 | 0 | 0 | 0 | 2006 Qtr 1: 0; 2006 Qtr 2: 0; 2006 Qtr 3: 28; 2006 Qtr 4: 0; 2007 Qtr 1: 0; 2007 Qtr 2: 0; 2007 Qtr 3: 0; 2007 Qtr 4: 0; 2008 Qtr 1: 0; 2008 Qtr 2: 0; 2008 Qtr 3: 0; 2008 Qtr 4: 0 | 28
SDGE3012_EXP_EXP-ExpressEfficiencyRebateProgram | 213116-Refrigeration -Cooler/Freezer Door Gaskets - Solid Doors: Freezer |  | 10 | Commercial | 01-ALC-AllCommercial-Refrig | 0 |  |  |  |  | 4 | 4 | 0 | 0 | 0 | 0 | 3.6686 |  | kWh | 0.000614 | 0 | Commercial |  | Annual | [5 empty] | 4 | 0.96 |  |  |  | 0 | 18 | 0 | 0 | 0 | 0 | 0 | 0 | 0 | 0 | 0 | 0 | 2006 Qtr 1: 0; 2006 Qtr 2: 0; 2006 Qtr 3: 18; 2006 Qtr 4: 0; 2007 Qtr 1: 0; 2007 Qtr 2: 0; 2007 Qtr 3: 0; 2007 Qtr 4: 0; 2008 Qtr 1: 0; 2008 Qtr 2: 0; 2008 Qtr 3: 0; 2008 Qtr 4: 0 | 18
SDGE3012_EXP_EXP-ExpressEfficiencyRebateProgram | 213083-Refrigeration -Cooler/Freezer Door Gaskets - Glass Doors |  | 10 | Commercial | 01-ALC-AllCommercial-Refrig | 0 |  |  |  |  | 4 | 4 | 0 | 0 | 0 | 0 | 3.6686 |  | kWh | 0.000614 | 0 | Commercial |  | Annual | [5 empty] | 4 | 0.96 |  |  |  | 0 | 366 | 0 | 0 | 0 | 0 | 0 | 0 | 0 | 0 | 0 | 0 | 2006 Qtr 1: 0; 2006 Qtr 2: 0; 2006 Qtr 3: 366; 2006 Qtr 4: 0; 2007 Qtr 1: 0; 2007 Qtr 2: 0; 2007 Qtr 3: 0; 2007 Qtr 4: 0; 2008 Qtr 1: 0; 2008 Qtr 2: 0; 2008 Qtr 3: 0; 2008 Qtr 4: 0 | 366
SDGE3012_EXP_EXP-ExpressEfficiencyRebateProgram | 213085-Refrigeration -Strip Curtains for Walk-ins |  | 7 | Commercial | 01-ALC-AllCommercial-Refrig | 0 |  |  |  |  | 3.05 | 3 | 0 | 0 | 0 | 0.05 | 465 |  | kWh | 0.053 | 0 | Commercial |  | Annual | [5 empty] | 4 | 0.96 |  |  |  | 0 | 158 | 0 | 0 | 0 | 0 | 0 | 0 | 0 | 0 | 0 | 0 | 2006 Qtr 1: 0; 2006 Qtr 2: 0; 2006 Qtr 3: 158; 2006 Qtr 4: 0; 2007 Qtr 1: 0; 2007 Qtr 2: 0; 2007 Qtr 3: 0; 2007 Qtr 4: 0; 2008 Qtr 1: 0; 2008 Qtr 2: 0; 2008 Qtr 3: 0; 2008 Qtr 4: 0 | 158
SDGE3012_EXP_EXP-ExpressEfficiencyRebateProgram | 213128-Refrigerator - Early Replacement |  | 7 | Commercial | 01-ALC-AllCommercial-Refrig | 0 |  |  |  |  | 272 | 275 | 0 | 0 | 0 | -3 | 1040.577 |  | kWh | 0.13613 | 0 | Commercial |  | Annual | [5 empty] | 6 | 0.96 |  |  |  | 0 | 20 | 0 | 0 | 0 | 0 | 0 | 0 | 0 | 0 | 0 | 0 | 2006 Qtr 1: 0; 2006 Qtr 2: 0; 2006 Qtr 3: 0; 2006 Qtr 4: 20; 2007 Qtr 1: 0; 2007 Qtr 2: 0; 2007 Qtr 3: 0; 2007 Qtr 4: 0; 2008 Qtr 1: 0; 2008 Qtr 2: 0; 2008 Qtr 3: 0; 2008 Qtr 4: 0 | 20
SDGE3012_EXP_EXP-ExpressEfficiencyRebateProgram | 213059-Motors - VFD - HVAC Fans (per Hp) |  | 7 | Commercial | 01-ALC-AllCommercial-Vent/Fan | 0 |  |  |  |  | 202 | 61.5 | 0 | 0 | 0 | 140.5 | 753 |  | kWh | 0 | 0 | Commercial |  | Annual | [5 empty] | 15 | 0.96 |  |  |  | 0 | 160 | 0 | 0 | 0 | 0 | 0 | 0 | 0 | 0 | 0 | 0 | 2006 Qtr 1: 0; 2006 Qtr 2: 0; 2006 Qtr 3: 0; 2006 Qtr 4: 160; 2007 Qtr 1: 0; 2007 Qtr 2: 0; 2007 Qtr 3: 0; 2007 Qtr 4: 0; 2008 Qtr 1: 0; 2008 Qtr 2: 0; 2008 Qtr 3: 0; 2008 Qtr 4: 0 | 160
SDGE3012_EXP_EXP-ExpressEfficiencyRebateProgram | 213175-Food Service - Ice Machine Air-Cooled 201-300 |  | 7 | Commercial | 01-ALC-AllCommercial-Refrig | 0 |  |  |  |  | 312 | 300 | 0 | 0 | 0 | 12 | 2281.25 |  | kWh | 0.26042 | 0 | Commercial |  | Annual | [5 empty] | 12 | 0.96 |  |  |  | 0 | 1 | 0 | 0 | 0 | 0 | 0 | 0 | 0 | 0 | 0 | 0 | 2006 Qtr 1: 0; 2006 Qtr 2: 0; 2006 Qtr 3: 1; 2006 Qtr 4: 0; 2007 Qtr 1: 0; 2007 Qtr 2: 0; 2007 Qtr 3: 0; 2007 Qtr 4: 0; 2008 Qtr 1: 0; 2008 Qtr 2: 0; 2008 Qtr 3: 0; 2008 Qtr 4: 0 | 1
SDGE3012_EXP_EXP-ExpressEfficiencyRebateProgram | 213128-Refrigerator - Early Replacement |  | 7 | Commercial | 01-ALC-AllCommercial-Refrig | 0 |  |  |  |  | 272 | 275 | 0 | 0 | 0 | -3 | 1040.577 |  | kWh | 0.13613 | 0 | Commercial |  | Annual | [5 empty] | 6 | 0.96 |  |  |  | 0 | 1 | 0 | 0 | 0 | 0 | 0 | 0 | 0 | 0 | 0 | 0 | 2006 Qtr 1: 0; 2006 Qtr 2: 0; 2006 Qtr 3: 1; 2006 Qtr 4: 0; 2007 Qtr 1: 0; 2007 Qtr 2: 0; 2007 Qtr 3: 0; 2007 Qtr 4: 0; 2008 Qtr 1: 0; 2008 Qtr 2: 0; 2008 Qtr 3: 0; 2008 Qtr 4: 0 | 1
SDGE3012_EXP_EXP-ExpressEfficiencyRebateProgram | 213128-Refrigerator - Early Replacement |  | 7 | Commercial | 01-ALC-AllCommercial-Refrig | 0 |  |  |  |  | 272 | 275 | 0 | 0 | 0 | -3 | 1040.577 |  | kWh | 0.13613 | 0 | Commercial |  | Annual | [5 empty] | 6 | 0.96 |  |  |  | 0 | 1 | 0 | 0 | 0 | 0 | 0 | 0 | 0 | 0 | 0 | 0 | 2006 Qtr 1: 0; 2006 Qtr 2: 0; 2006 Qtr 3: 1; 2006 Qtr 4: 0; 2007 Qtr 1: 0; 2007 Qtr 2: 0; 2007 Qtr 3: 0; 2007 Qtr 4: 0; 2008 Qtr 1: 0; 2008 Qtr 2: 0; 2008 Qtr 3: 0; 2008 Qtr 4: 0 | 1
SDGE3012_EXP_EXP-ExpressEfficiencyRebateProgram | 213128-Refrigerator - Early Replacement |  | 7 | Commercial | 01-ALC-AllCommercial-Refrig | 0 |  |  |  |  | 272 | 275 | 0 | 0 | 0 | -3 | 1040.577 |  | kWh | 0.13613 | 0 | Commercial |  | Annual | [5 empty] | 6 | 0.96 |  |  |  | 0 | 18 | 0 | 0 | 0 | 0 | 0 | 0 | 0 | 0 | 0 | 0 | 2006 Qtr 1: 0; 2006 Qtr 2: 0; 2006 Qtr 3: 18; 2006 Qtr 4: 0; 2007 Qtr 1: 0; 2007 Qtr 2: 0; 2007 Qtr 3: 0; 2007 Qtr 4: 0; 2008 Qtr 1: 0; 2008 Qtr 2: 0; 2008 Qtr 3: 0; 2008 Qtr 4: 0 | 18
SDGE3012_EXP_EXP-ExpressEfficiencyRebateProgram | 213128-Refrigerator - Early Replacement |  | 7 | Commercial | 01-ALC-AllCommercial-Refrig | 0 |  |  |  |  | 272 | 275 | 0 | 0 | 0 | -3 | 1040.577 |  | kWh | 0.13613 | 0 | Commercial |  | Annual | [5 empty] | 6 | 0.96 |  |  |  | 0 | 1 | 0 | 0 | 0 | 0 | 0 | 0 | 0 | 0 | 0 | 0 | 2006 Qtr 1: 0; 2006 Qtr 2: 0; 2006 Qtr 3: 1; 2006 Qtr 4: 0; 2007 Qtr 1: 0; 2007 Qtr 2: 0; 2007 Qtr 3: 0; 2007 Qtr 4: 0; 2008 Qtr 1: 0; 2008 Qtr 2: 0; 2008 Qtr 3: 0; 2008 Qtr 4: 0 | 1
SDGE3012_EXP_EXP-ExpressEfficiencyRebateProgram | 213128-Refrigerator - Early Replacement |  | 7 | Commercial | 01-ALC-AllCommercial-Refrig | 0 |  |  |  |  | 272 | 275 | 0 | 0 | 0 | -3 | 1040.577 |  | kWh | 0.13613 | 0 | Commercial |  | Annual | [5 empty] | 6 | 0.96 |  |  |  | 0 | 1 | 0 | 0 | 0 | 0 | 0 | 0 | 0 | 0 | 0 | 0 | 2006 Qtr 1: 0; 2006 Qtr 2: 0; 2006 Qtr 3: 1; 2006 Qtr 4: 0; 2007 Qtr 1: 0; 2007 Qtr 2: 0; 2007 Qtr 3: 0; 2007 Qtr 4: 0; 2008 Qtr 1: 0; 2008 Qtr 2: 0; 2008 Qtr 3: 0; 2008 Qtr 4: 0 | 1
SDGE3012_EXP_EXP-ExpressEfficiencyRebateProgram | 213128-Refrigerator - Early Replacement |  | 7 | Commercial | 01-ALC-AllCommercial-Refrig | 0 |  |  |  |  | 272 | 275 | 0 | 0 | 0 | -3 | 1040.577 |  | kWh | 0.13613 | 0 | Commercial |  | Annual | [5 empty] | 6 | 0.96 |  |  |  | 0 | 3 | 0 | 0 | 0 | 0 | 0 | 0 | 0 | 0 | 0 | 0 | 2006 Qtr 1: 0; 2006 Qtr 2: 0; 2006 Qtr 3: 3; 2006 Qtr 4: 0; 2007 Qtr 1: 0; 2007 Qtr 2: 0; 2007 Qtr 3: 0; 2007 Qtr 4: 0; 2008 Qtr 1: 0; 2008 Qtr 2: 0; 2008 Qtr 3: 0; 2008 Qtr 4: 0 | 3
SDGE3012_EXP_EXP-ExpressEfficiencyRebateProgram | 213128-Refrigerator - Early Replacement |  | 7 | Commercial | 01-ALC-AllCommercial-Refrig | 0 |  |  |  |  | 272 | 275 | 0 | 0 | 0 | -3 | 1040.577 |  | kWh | 0.13613 | 0 | Commercial |  | Annual | [5 empty] | 6 | 0.96 |  |  |  | 0 | 3 | 0 | 0 | 0 | 0 | 0 | 0 | 0 | 0 | 0 | 0 | 2006 Qtr 1: 0; 2006 Qtr 2: 0; 2006 Qtr 3: 3; 2006 Qtr 4: 0; 2007 Qtr 1: 0; 2007 Qtr 2: 0; 2007 Qtr 3: 0; 2007 Qtr 4: 0; 2008 Qtr 1: 0; 2008 Qtr 2: 0; 2008 Qtr 3: 0; 2008 Qtr 4: 0 | 3
SDGE3012_EXP_EXP-ExpressEfficiencyRebateProgram | 213128-Refrigerator - Early Replacement |  | 7 | Commercial | 01-ALC-AllCommercial-Refrig | 0 |  |  |  |  | 272 | 275 | 0 | 0 | 0 | -3 | 1040.577 |  | kWh | 0.13613 | 0 | Commercial |  | Annual | [5 empty] | 6 | 0.96 |  |  |  | 0 | 1 | 0 | 0 | 0 | 0 | 0 | 0 | 0 | 0 | 0 | 0 | 2006 Qtr 1: 0; 2006 Qtr 2: 0; 2006 Qtr 3: 1; 2006 Qtr 4: 0; 2007 Qtr 1: 0; 2007 Qtr 2: 0; 2007 Qtr 3: 0; 2007 Qtr 4: 0; 2008 Qtr 1: 0; 2008 Qtr 2: 0; 2008 Qtr 3: 0; 2008 Qtr 4: 0 | 1
SDGE3012_EXP_EXP-ExpressEfficiencyRebateProgram | 213197-Lighting - Cold Cathode Fluorescent Lamp |  | 7 | Commercial | 01-ALC-AllCommercial-IntLight | 0 |  |  |  |  | 1.81 | 2 | 0 | 0 | 0 | -0.19 | 60 |  | kWh | 0.009 | 0 | Commercial |  | Annual | [5 empty] | 5 | 0.96 |  |  |  | 0 | 40 | 0 | 0 | 0 | 0 | 0 | 0 | 0 | 0 | 0 | 0 | 2006 Qtr 1: 0; 2006 Qtr 2: 0; 2006 Qtr 3: 0; 2006 Qtr 4: 40; 2007 Qtr 1: 0; 2007 Qtr 2: 0; 2007 Qtr 3: 0; 2007 Qtr 4: 0; 2008 Qtr 1: 0; 2008 Qtr 2: 0; 2008 Qtr 3: 0; 2008 Qtr 4: 0 | 40
SDGE3012_EXP_EXP-ExpressEfficiencyRebateProgram | 213128-Refrigerator - Early Replacement |  | 7 | Commercial | 01-ALC-AllCommercial-Refrig | 0 |  |  |  |  | 272 | 275 | 0 | 0 | 0 | -3 | 1040.577 |  | kWh | 0.13613 | 0 | Commercial |  | Annual | [5 empty] | 6 | 0.96 |  |  |  | 0 | 38 | 0 | 0 | 0 | 0 | 0 | 0 | 0 | 0 | 0 | 0 | 2006 Qtr 1: 0; 2006 Qtr 2: 0; 2006 Qtr 3: 38; 2006 Qtr 4: 0; 2007 Qtr 1: 0; 2007 Qtr 2: 0; 2007 Qtr 3: 0; 2007 Qtr 4: 0; 2008 Qtr 1: 0; 2008 Qtr 2: 0; 2008 Qtr 3: 0; 2008 Qtr 4: 0 | 38
SDGE3012_EXP_EXP-ExpressEfficiencyRebateProgram | 213128-Refrigerator - Early Replacement |  | 10 | Commercial | 01-ALC-AllCommercial-Refrig | 0 |  |  |  |  | 272 | 275 | 0 | 0 | 0 | -3 | 1040.577 |  | kWh | 0.13613 | 0 | Commercial |  | Annual | [5 empty] | 6 | 0.96 |  |  |  | 0 | 21 | 0 | 0 | 0 | 0 | 0 | 0 | 0 | 0 | 0 | 0 | 2006 Qtr 1: 0; 2006 Qtr 2: 0; 2006 Qtr 3: 21; 2006 Qtr 4: 0; 2007 Qtr 1: 0; 2007 Qtr 2: 0; 2007 Qtr 3: 0; 2007 Qtr 4: 0; 2008 Qtr 1: 0; 2008 Qtr 2: 0; 2008 Qtr 3: 0; 2008 Qtr 4: 0 | 21
SDGE3012_EXP_EXP-ExpressEfficiencyRebateProgram | 213180-Food Service - Ice Machine Air-Cooled >1500 |  | 10 | Commercial | 01-ALC-AllCommercial-Refrig | 0 |  |  |  |  | 2194 | 500 | 0 | 0 | 0 | 1694 | 4380 |  | kWh | 0.5 | 0 | Commercial |  | Annual | [5 empty] | 12 | 0.96 |  |  |  | 0 | 4 | 0 | 0 | 0 | 0 | 0 | 0 | 0 | 0 | 0 | 0 | 2006 Qtr 1: 0; 2006 Qtr 2: 0; 2006 Qtr 3: 0; 2006 Qtr 4: 4; 2007 Qtr 1: 0; 2007 Qtr 2: 0; 2007 Qtr 3: 0; 2007 Qtr 4: 0; 2008 Qtr 1: 0; 2008 Qtr 2: 0; 2008 Qtr 3: 0; 2008 Qtr 4: 0 | 4
SDGE3012_EXP_EXP-ExpressEfficiencyRebateProgram | 213083-Refrigeration -Cooler/Freezer Door Gaskets - Glass Doors |  | 7 | Commercial | 01-ALC-AllCommercial-Refrig | 0 |  |  |  |  | 4 | 4 | 0 | 0 | 0 | 0 | 3.6686 |  | kWh | 0.000614 | 0 | Commercial |  | Annual | [5 empty] | 4 | 0.96 |  |  |  | 0 | 252 | 0 | 0 | 0 | 0 | 0 | 0 | 0 | 0 | 0 | 0 | 2006 Qtr 1: 0; 2006 Qtr 2: 0; 2006 Qtr 3: 252; 2006 Qtr 4: 0; 2007 Qtr 1: 0; 2007 Qtr 2: 0; 2007 Qtr 3: 0; 2007 Qtr 4: 0; 2008 Qtr 1: 0; 2008 Qtr 2: 0; 2008 Qtr 3: 0; 2008 Qtr 4: 0 | 252
SDGE3012_EXP_EXP-ExpressEfficiencyRebateProgram | 213084-Refrigeration -Cooler/Freezer Door Gaskets - Solid Doors: Cooler |  | 7 | Commercial | 01-ALC-AllCommercial-Refrig | 0 |  |  |  |  | 4 | 4 | 0 | 0 | 0 | 0 | 3.6686 |  | kWh | 0.000614 | 0 | Commercial |  | Annual | [5 empty] | 4 | 0.96 |  |  |  | 0 | 73 | 0 | 0 | 0 | 0 | 0 | 0 | 0 | 0 | 0 | 0 | 2006 Qtr 1: 0; 2006 Qtr 2: 0; 2006 Qtr 3: 73; 2006 Qtr 4: 0; 2007 Qtr 1: 0; 2007 Qtr 2: 0; 2007 Qtr 3: 0; 2007 Qtr 4: 0; 2008 Qtr 1: 0; 2008 Qtr 2: 0; 2008 Qtr 3: 0; 2008 Qtr 4: 0 | 73
SDGE3012_EXP_EXP-ExpressEfficiencyRebateProgram | 213116-Refrigeration -Cooler/Freezer Door Gaskets - Solid Doors: Freezer |  | 7 | Commercial | 01-ALC-AllCommercial-Refrig | 0 |  |  |  |  | 4 | 4 | 0 | 0 | 0 | 0 | 3.6686 |  | kWh | 0.000614 | 0 | Commercial |  | Annual | [5 empty] | 4 | 0.96 |  |  |  | 0 | 33 | 0 | 0 | 0 | 0 | 0 | 0 | 0 | 0 | 0 | 0 | 2006 Qtr 1: 0; 2006 Qtr 2: 0; 2006 Qtr 3: 33; 2006 Qtr 4: 0; 2007 Qtr 1: 0; 2007 Qtr 2: 0; 2007 Qtr 3: 0; 2007 Qtr 4: 0; 2008 Qtr 1: 0; 2008 Qtr 2: 0; 2008 Qtr 3: 0; 2008 Qtr 4: 0 | 33
SDGE3012_EXP_EXP-ExpressEfficiencyRebateProgram | 213083-Refrigeration -Cooler/Freezer Door Gaskets - Glass Doors |  | 10 | Commercial | 01-ALC-AllCommercial-Refrig | 0 |  |  |  |  | 4 | 4 | 0 | 0 | 0 | 0 | 3.6686 |  | kWh | 0.000614 | 0 | Commercial |  | Annual | [5 empty] | 4 | 0.96 |  |  |  | 0 | 2107 | 0 | 0 | 0 | 0 | 0 | 0 | 0 | 0 | 0 | 0 | 2006 Qtr 1: 0; 2006 Qtr 2: 0; 2006 Qtr 3: 2107; 2006 Qtr 4: 0; 2007 Qtr 1: 0; 2007 Qtr 2: 0; 2007 Qtr 3: 0; 2007 Qtr 4: 0; 2008 Qtr 1: 0; 2008 Qtr 2: 0; 2008 Qtr 3: 0; 2008 Qtr 4: 0 | 2107
SDGE3012_EXP_EXP-ExpressEfficiencyRebateProgram | 213083-Refrigeration -Cooler/Freezer Door Gaskets - Glass Doors |  | 7 | Commercial | 01-ALC-AllCommercial-Refrig | 0 |  |  |  |  | 4 | 4 | 0 | 0 | 0 | 0 | 3.6686 |  | kWh | 0.000614 | 0 | Commercial |  | Annual | [5 empty] | 4 | 0.96 |  |  |  | 0 | 1437 | 0 | 0 | 0 | 0 | 0 | 0 | 0 | 0 | 0 | 0 | 2006 Qtr 1: 0; 2006 Qtr 2: 0; 2006 Qtr 3: 1437; 2006 Qtr 4: 0; 2007 Qtr 1: 0; 2007 Qtr 2: 0; 2007 Qtr 3: 0; 2007 Qtr 4: 0; 2008 Qtr 1: 0; 2008 Qtr 2: 0; 2008 Qtr 3: 0; 2008 Qtr 4: 0 | 1437
SDGE3012_EXP_EXP-ExpressEfficiencyRebateProgram | 213083-Refrigeration -Cooler/Freezer Door Gaskets - Glass Doors |  | 10 | Commercial | 01-ALC-AllCommercial-Refrig | 0 |  |  |  |  | 4 | 4 | 0 | 0 | 0 | 0 | 3.6686 |  | kWh | 0.000614 | 0 | Commercial |  | Annual | [5 empty] | 4 | 0.96 |  |  |  | 0 | 1457 | 0 | 0 | 0 | 0 | 0 | 0 | 0 | 0 | 0 | 0 | 2006 Qtr 1: 0; 2006 Qtr 2: 0; 2006 Qtr 3: 1457; 2006 Qtr 4: 0; 2007 Qtr 1: 0; 2007 Qtr 2: 0; 2007 Qtr 3: 0; 2007 Qtr 4: 0; 2008 Qtr 1: 0; 2008 Qtr 2: 0; 2008 Qtr 3: 0; 2008 Qtr 4: 0 | 1457
SDGE3012_EXP_EXP-ExpressEfficiencyRebateProgram | 213129-Software Plug Load Sensors |  | 10 | Commercial | 01-ALC-AllCommercial-OffEquip | 0 |  |  |  |  | 5 | 15 | 0 | 0 | 0 | -10 | 227.001 |  | kWh | 0 | 0 | Commercial |  | Annual | [5 empty] | 5 | 0.96 |  |  |  | 0 | 5 | 0 | 0 | 0 | 0 | 0 | 0 | 0 | 0 | 0 | 0 | 2006 Qtr 1: 0; 2006 Qtr 2: 0; 2006 Qtr 3: 5; 2006 Qtr 4: 0; 2007 Qtr 1: 0; 2007 Qtr 2: 0; 2007 Qtr 3: 0; 2007 Qtr 4: 0; 2008 Qtr 1: 0; 2008 Qtr 2: 0; 2008 Qtr 3: 0; 2008 Qtr 4: 0 | 5
SDGE3012_EXP_EXP-ExpressEfficiencyRebateProgram | 213129-Software Plug Load Sensors |  | 10 | Commercial | 01-ALC-AllCommercial-OffEquip | 0 |  |  |  |  | 5 | 15 | 0 | 0 | 0 | -10 | 227.001 |  | kWh | 0 | 0 | Commercial |  | Annual | [5 empty] | 5 | 0.96 |  |  |  | 0 | 5 | 0 | 0 | 0 | 0 | 0 | 0 | 0 | 0 | 0 | 0 | 2006 Qtr 1: 0; 2006 Qtr 2: 0; 2006 Qtr 3: 5; 2006 Qtr 4: 0; 2007 Qtr 1: 0; 2007 Qtr 2: 0; 2007 Qtr 3: 0; 2007 Qtr 4: 0; 2008 Qtr 1: 0; 2008 Qtr 2: 0; 2008 Qtr 3: 0; 2008 Qtr 4: 0 | 5
SDGE3012_EXP_EXP-ExpressEfficiencyRebateProgram | 213129-Software Plug Load Sensors |  | 10 | Commercial | 01-ALC-AllCommercial-OffEquip | 0 |  |  |  |  | 5 | 15 | 0 | 0 | 0 | -10 | 227.001 |  | kWh | 0 | 0 | Commercial |  | Annual | [5 empty] | 5 | 0.96 |  |  |  | 0 | 380 | 0 | 0 | 0 | 0 | 0 | 0 | 0 | 0 | 0 | 0 | 2006 Qtr 1: 0; 2006 Qtr 2: 0; 2006 Qtr 3: 380; 2006 Qtr 4: 0; 2007 Qtr 1: 0; 2007 Qtr 2: 0; 2007 Qtr 3: 0; 2007 Qtr 4: 0; 2008 Qtr 1: 0; 2008 Qtr 2: 0; 2008 Qtr 3: 0; 2008 Qtr 4: 0 | 380
SDGE3012_EXP_EXP-ExpressEfficiencyRebateProgram | 213129-Software Plug Load Sensors |  | 10 | Commercial | 01-ALC-AllCommercial-OffEquip | 0 |  |  |  |  | 5 | 15 | 0 | 0 | 0 | -10 | 227.001 |  | kWh | 0 | 0 | Commercial |  | Annual | [5 empty] | 5 | 0.96 |  |  |  | 0 | 5 | 0 | 0 | 0 | 0 | 0 | 0 | 0 | 0 | 0 | 0 | 2006 Qtr 1: 0; 2006 Qtr 2: 0; 2006 Qtr 3: 5; 2006 Qtr 4: 0; 2007 Qtr 1: 0; 2007 Qtr 2: 0; 2007 Qtr 3: 0; 2007 Qtr 4: 0; 2008 Qtr 1: 0; 2008 Qtr 2: 0; 2008 Qtr 3: 0; 2008 Qtr 4: 0 | 5
SDGE3012_EXP_EXP-ExpressEfficiencyRebateProgram | 213129-Software Plug Load Sensors |  | 10 | Commercial | 01-ALC-AllCommercial-OffEquip | 0 |  |  |  |  | 5 | 15 | 0 | 0 | 0 | -10 | 227.001 |  | kWh | 0 | 0 | Commercial |  | Annual | [5 empty] | 5 | 0.96 |  |  |  | 0 | 5 | 0 | 0 | 0 | 0 | 0 | 0 | 0 | 0 | 0 | 0 | 2006 Qtr 1: 0; 2006 Qtr 2: 0; 2006 Qtr 3: 5; 2006 Qtr 4: 0; 2007 Qtr 1: 0; 2007 Qtr 2: 0; 2007 Qtr 3: 0; 2007 Qtr 4: 0; 2008 Qtr 1: 0; 2008 Qtr 2: 0; 2008 Qtr 3: 0; 2008 Qtr 4: 0 | 5
SDGE3012_EXP_EXP-ExpressEfficiencyRebateProgram | 213129-Software Plug Load Sensors |  | 10 | Commercial | 01-ALC-AllCommercial-OffEquip | 0 |  |  |  |  | 5 | 15 | 0 | 0 | 0 | -10 | 227.001 |  | kWh | 0 | 0 | Commercial |  | Annual | [5 empty] | 5 | 0.96 |  |  |  | 0 | 5 | 0 | 0 | 0 | 0 | 0 | 0 | 0 | 0 | 0 | 0 | 2006 Qtr 1: 0; 2006 Qtr 2: 0; 2006 Qtr 3: 5; 2006 Qtr 4: 0; 2007 Qtr 1: 0; 2007 Qtr 2: 0; 2007 Qtr 3: 0; 2007 Qtr 4: 0; 2008 Qtr 1: 0; 2008 Qtr 2: 0; 2008 Qtr 3: 0; 2008 Qtr 4: 0 | 5
SDGE3012_EXP_EXP-ExpressEfficiencyRebateProgram | 213115-Refrigeration - Night Covers for Display Cases Med Temp | Averaged DEER Msrs | 7 | Commercial | 01-ALC-AllCommercial-Refrig | 0 |  |  |  |  | 37.5375 | 9 | 0 | 0 | 0 | 28.5375 | 13.5921 |  | kWh | -0.0035226 | 1.1474 | Commercial |  | Annual | [5 empty] | 5 | 0.96 |  |  |  | 0 | 172 | 0 | 0 | 0 | 0 | 0 | 0 | 0 | 0 | 0 | 0 | 2006 Qtr 1: 0; 2006 Qtr 2: 0; 2006 Qtr 3: 172; 2006 Qtr 4: 0; 2007 Qtr 1: 0; 2007 Qtr 2: 0; 2007 Qtr 3: 0; 2007 Qtr 4: 0; 2008 Qtr 1: 0; 2008 Qtr 2: 0; 2008 Qtr 3: 0; 2008 Qtr 4: 0 | 172
SDGE3012_EXP_EXP-ExpressEfficiencyRebateProgram | 213083-Refrigeration -Cooler/Freezer Door Gaskets - Glass Doors |  | 7 | Commercial | 01-ALC-AllCommercial-Refrig | 0 |  |  |  |  | 4 | 4 | 0 | 0 | 0 | 0 | 104.55 |  | kWh | 0.01195 | 0 | Commercial |  | Annual | [5 empty] | 4 | 0.96 |  |  |  | 0 | 252 | 0 | 0 | 0 | 0 | 0 | 0 | 0 | 0 | 0 | 0 | 2006 Qtr 1: 0; 2006 Qtr 2: 0; 2006 Qtr 3: 252; 2006 Qtr 4: 0; 2007 Qtr 1: 0; 2007 Qtr 2: 0; 2007 Qtr 3: 0; 2007 Qtr 4: 0; 2008 Qtr 1: 0; 2008 Qtr 2: 0; 2008 Qtr 3: 0; 2008 Qtr 4: 0 | 252
SDGE3012_EXP_EXP-ExpressEfficiencyRebateProgram | 213083-Refrigeration -Cooler/Freezer Door Gaskets - Glass Doors |  | 7 | Commercial | 01-ALC-AllCommercial-Refrig | 0 |  |  |  |  | 4 | 4 | 0 | 0 | 0 | 0 | 3.6686 |  | kWh | 0.000614 | 0 | Commercial |  | Annual | [5 empty] | 4 | 0.96 |  |  |  | 0 | 1631 | 0 | 0 | 0 | 0 | 0 | 0 | 0 | 0 | 0 | 0 | 2006 Qtr 1: 0; 2006 Qtr 2: 0; 2006 Qtr 3: 1631; 2006 Qtr 4: 0; 2007 Qtr 1: 0; 2007 Qtr 2: 0; 2007 Qtr 3: 0; 2007 Qtr 4: 0; 2008 Qtr 1: 0; 2008 Qtr 2: 0; 2008 Qtr 3: 0; 2008 Qtr 4: 0 | 1631
SDGE3012_EXP_EXP-ExpressEfficiencyRebateProgram | 213179-Food Service - Ice Machine Air-Cooled 1001-1500 |  | 7 | Commercial | 01-ALC-AllCommercial-Refrig | 0 |  |  |  |  | 1821 | 500 | 0 | 0 | 0 | 1321 | 4106.25 |  | kWh | 0.46875 | 0 | Commercial |  | Annual | [5 empty] | 12 | 0.96 |  |  |  | 0 | 1 | 0 | 0 | 0 | 0 | 0 | 0 | 0 | 0 | 0 | 0 | 2006 Qtr 1: 0; 2006 Qtr 2: 0; 2006 Qtr 3: 1; 2006 Qtr 4: 0; 2007 Qtr 1: 0; 2007 Qtr 2: 0; 2007 Qtr 3: 0; 2007 Qtr 4: 0; 2008 Qtr 1: 0; 2008 Qtr 2: 0; 2008 Qtr 3: 0; 2008 Qtr 4: 0 | 1
SDGE3012_EXP_EXP-ExpressEfficiencyRebateProgram | 213083-Refrigeration -Cooler/Freezer Door Gaskets - Glass Doors |  | 10 | Commercial | 01-ALC-AllCommercial-Refrig | 0 |  |  |  |  | 4 | 4 | 0 | 0 | 0 | 0 | 3.6686 |  | kWh | 0.000614 | 0 | Commercial |  | Annual | [5 empty] | 4 | 0.96 |  |  |  | 0 | 1446 | 0 | 0 | 0 | 0 | 0 | 0 | 0 | 0 | 0 | 0 | 2006 Qtr 1: 0; 2006 Qtr 2: 0; 2006 Qtr 3: 1446; 2006 Qtr 4: 0; 2007 Qtr 1: 0; 2007 Qtr 2: 0; 2007 Qtr 3: 0; 2007 Qtr 4: 0; 2008 Qtr 1: 0; 2008 Qtr 2: 0; 2008 Qtr 3: 0; 2008 Qtr 4: 0 | 1446
SDGE3012_EXP_EXP-ExpressEfficiencyRebateProgram | 213083-Refrigeration -Cooler/Freezer Door Gaskets - Glass Doors |  | System | Commercial | 01-ALC-AllCommercial-Refrig | 0 |  |  |  |  | 4 | 4 | 0 | 0 | 0 | 0 | 3.6686 |  | kWh | 0.000614 | 0 | Commercial |  | Annual | [5 empty] | 4 | 0.96 |  |  |  | 0 | 294 | 0 | 0 | 0 | 0 | 0 | 0 | 0 | 0 | 0 | 0 | 2006 Qtr 1: 0; 2006 Qtr 2: 0; 2006 Qtr 3: 294; 2006 Qtr 4: 0; 2007 Qtr 1: 0; 2007 Qtr 2: 0; 2007 Qtr 3: 0; 2007 Qtr 4: 0; 2008 Qtr 1: 0; 2008 Qtr 2: 0; 2008 Qtr 3: 0; 2008 Qtr 4: 0 | 294
SDGE3012_EXP_EXP-ExpressEfficiencyRebateProgram | 213083-Refrigeration -Cooler/Freezer Door Gaskets - Glass Doors |  | 7 | Commercial | 01-ALC-AllCommercial-Refrig | 0 |  |  |  |  | 4 | 4 | 0 | 0 | 0 | 0 | 3.6686 |  | kWh | 0.000614 | 0 | Commercial |  | Annual | [5 empty] | 4 | 0.96 |  |  |  | 0 | 590 | 0 | 0 | 0 | 0 | 0 | 0 | 0 | 0 | 0 | 0 | 2006 Qtr 1: 0; 2006 Qtr 2: 0; 2006 Qtr 3: 590; 2006 Qtr 4: 0; 2007 Qtr 1: 0; 2007 Qtr 2: 0; 2007 Qtr 3: 0; 2007 Qtr 4: 0; 2008 Qtr 1: 0; 2008 Qtr 2: 0; 2008 Qtr 3: 0; 2008 Qtr 4: 0 | 590
SDGE3012_EXP_EXP-ExpressEfficiencyRebateProgram | 213083-Refrigeration -Cooler/Freezer Door Gaskets - Glass Doors |  | 7 | Commercial | 01-ALC-AllCommercial-Refrig | 0 |  |  |  |  | 4 | 3.9991 | 0 | 0 | 0 | 0.00086806 | 3.6686 |  | kWh | 0.000614 | 0 | Commercial |  | Annual | [5 empty] | 4 | 0.96 |  |  |  | 0 | 1152 | 0 | 0 | 0 | 0 | 0 | 0 | 0 | 0 | 0 | 0 | 2006 Qtr 1: 0; 2006 Qtr 2: 0; 2006 Qtr 3: 1152; 2006 Qtr 4: 0; 2007 Qtr 1: 0; 2007 Qtr 2: 0; 2007 Qtr 3: 0; 2007 Qtr 4: 0; 2008 Qtr 1: 0; 2008 Qtr 2: 0; 2008 Qtr 3: 0; 2008 Qtr 4: 0 | 1152
SDGE3012_EXP_EXP-ExpressEfficiencyRebateProgram | 213083-Refrigeration -Cooler/Freezer Door Gaskets - Glass Doors |  | 7 | Commercial | 01-ALC-AllCommercial-Refrig | 0 |  |  |  |  | 4 | 4 | 0 | 0 | 0 | 0 | 3.6686 |  | kWh | 0.000614 | 0 | Commercial |  | Annual | [5 empty] | 4 | 0.96 |  |  |  | 0 | 1772 | 0 | 0 | 0 | 0 | 0 | 0 | 0 | 0 | 0 | 0 | 2006 Qtr 1: 0; 2006 Qtr 2: 0; 2006 Qtr 3: 0; 2006 Qtr 4: 1772; 2007 Qtr 1: 0; 2007 Qtr 2: 0; 2007 Qtr 3: 0; 2007 Qtr 4: 0; 2008 Qtr 1: 0; 2008 Qtr 2: 0; 2008 Qtr 3: 0; 2008 Qtr 4: 0 | 1772
SDGE3012_EXP_EXP-ExpressEfficiencyRebateProgram | 213083-Refrigeration -Cooler/Freezer Door Gaskets - Glass Doors |  | 7 | Commercial | 01-ALC-AllCommercial-Refrig | 0 |  |  |  |  | 4 | 3.9979 | 0 | 0 | 0 | 0.0021097 | 3.6686 |  | kWh | 0.000614 | 0 | Commercial |  | Annual | [5 empty] | 4 | 0.96 |  |  |  | 0 | 474 | 0 | 0 | 0 | 0 | 0 | 0 | 0 | 0 | 0 | 0 | 2006 Qtr 1: 0; 2006 Qtr 2: 0; 2006 Qtr 3: 474; 2006 Qtr 4: 0; 2007 Qtr 1: 0; 2007 Qtr 2: 0; 2007 Qtr 3: 0; 2007 Qtr 4: 0; 2008 Qtr 1: 0; 2008 Qtr 2: 0; 2008 Qtr 3: 0; 2008 Qtr 4: 0 | 474
SDGE3012_EXP_EXP-ExpressEfficiencyRebateProgram | 213083-Refrigeration -Cooler/Freezer Door Gaskets - Glass Doors |  | 10 | Commercial | 01-ALC-AllCommercial-Refrig | 0 |  |  |  |  | 4 | 4 | 0 | 0 | 0 | 0 | 3.6686 |  | kWh | 0.000614 | 0 | Commercial |  | Annual | [5 empty] | 4 | 0.96 |  |  |  | 0 | 2001 | 0 | 0 | 0 | 0 | 0 | 0 | 0 | 0 | 0 | 0 | 2006 Qtr 1: 0; 2006 Qtr 2: 0; 2006 Qtr 3: 2001; 2006 Qtr 4: 0; 2007 Qtr 1: 0; 2007 Qtr 2: 0; 2007 Qtr 3: 0; 2007 Qtr 4: 0; 2008 Qtr 1: 0; 2008 Qtr 2: 0; 2008 Qtr 3: 0; 2008 Qtr 4: 0 | 2001
SDGE3012_EXP_EXP-ExpressEfficiencyRebateProgram | 213083-Refrigeration -Cooler/Freezer Door Gaskets - Glass Doors |  | 7 | Commercial | 01-ALC-AllCommercial-Refrig | 0 |  |  |  |  | 4 | 4 | 0 | 0 | 0 | 0 | 3.6686 |  | kWh | 0.000614 | 0 | Commercial |  | Annual | [5 empty] | 4 | 0.96 |  |  |  | 0 | 1127 | 0 | 0 | 0 | 0 | 0 | 0 | 0 | 0 | 0 | 0 | 2006 Qtr 1: 0; 2006 Qtr 2: 0; 2006 Qtr 3: 1127; 2006 Qtr 4: 0; 2007 Qtr 1: 0; 2007 Qtr 2: 0; 2007 Qtr 3: 0; 2007 Qtr 4: 0; 2008 Qtr 1: 0; 2008 Qtr 2: 0; 2008 Qtr 3: 0; 2008 Qtr 4: 0 | 1127
SDGE3012_EXP_EXP-ExpressEfficiencyRebateProgram | 213083-Refrigeration -Cooler/Freezer Door Gaskets - Glass Doors |  | 7 | Commercial | 01-ALC-AllCommercial-Refrig | 0 |  |  |  |  | 4 | 4 | 0 | 0 | 0 | 0 | 3.6686 |  | kWh | 0.000614 | 0 | Commercial |  | Annual | [5 empty] | 4 | 0.96 |  |  |  | 0 | 244 | 0 | 0 | 0 | 0 | 0 | 0 | 0 | 0 | 0 | 0 | 2006 Qtr 1: 0; 2006 Qtr 2: 0; 2006 Qtr 3: 0; 2006 Qtr 4: 244; 2007 Qtr 1: 0; 2007 Qtr 2: 0; 2007 Qtr 3: 0; 2007 Qtr 4: 0; 2008 Qtr 1: 0; 2008 Qtr 2: 0; 2008 Qtr 3: 0; 2008 Qtr 4: 0 | 244
SDGE3012_EXP_EXP-ExpressEfficiencyRebateProgram | 213083-Refrigeration -Cooler/Freezer Door Gaskets - Glass Doors |  | 10 | Commercial | 01-ALC-AllCommercial-Refrig | 0 |  |  |  |  | 4 | 4 | 0 | 0 | 0 | 0 | 3.6686 |  | kWh | 0.000614 | 0 | Commercial |  | Annual | [5 empty] | 4 | 0.96 |  |  |  | 0 | 836 | 0 | 0 | 0 | 0 | 0 | 0 | 0 | 0 | 0 | 0 | 2006 Qtr 1: 0; 2006 Qtr 2: 0; 2006 Qtr 3: 0; 2006 Qtr 4: 836; 2007 Qtr 1: 0; 2007 Qtr 2: 0; 2007 Qtr 3: 0; 2007 Qtr 4: 0; 2008 Qtr 1: 0; 2008 Qtr 2: 0; 2008 Qtr 3: 0; 2008 Qtr 4: 0 | 836
SDGE3012_EXP_EXP-ExpressEfficiencyRebateProgram | 213083-Refrigeration -Cooler/Freezer Door Gaskets - Glass Doors |  | 7 | Commercial | 01-ALC-AllCommercial-Refrig | 0 |  |  |  |  | 4 | 4 | 0 | 0 | 0 | 0 | 3.6686 |  | kWh | 0.000614 | 0 | Commercial |  | Annual | [5 empty] | 4 | 0.96 |  |  |  | 0 | 1274 | 0 | 0 | 0 | 0 | 0 | 0 | 0 | 0 | 0 | 0 | 2006 Qtr 1: 0; 2006 Qtr 2: 0; 2006 Qtr 3: 0; 2006 Qtr 4: 1274; 2007 Qtr 1: 0; 2007 Qtr 2: 0; 2007 Qtr 3: 0; 2007 Qtr 4: 0; 2008 Qtr 1: 0; 2008 Qtr 2: 0; 2008 Qtr 3: 0; 2008 Qtr 4: 0 | 1274
SDGE3012_EXP_EXP-ExpressEfficiencyRebateProgram | 213083-Refrigeration -Cooler/Freezer Door Gaskets - Glass Doors |  | 10 | Commercial | 01-ALC-AllCommercial-Refrig | 0 |  |  |  |  | 4 | 4 | 0 | 0 | 0 | 0 | 3.6686 |  | kWh | 0.000614 | 0 | Commercial |  | Annual | [5 empty] | 4 | 0.96 |  |  |  | 0 | 1782 | 0 | 0 | 0 | 0 | 0 | 0 | 0 | 0 | 0 | 0 | 2006 Qtr 1: 0; 2006 Qtr 2: 0; 2006 Qtr 3: 0; 2006 Qtr 4: 1782; 2007 Qtr 1: 0; 2007 Qtr 2: 0; 2007 Qtr 3: 0; 2007 Qtr 4: 0; 2008 Qtr 1: 0; 2008 Qtr 2: 0; 2008 Qtr 3: 0; 2008 Qtr 4: 0 | 1782
SDGE3012_EXP_EXP-ExpressEfficiencyRebateProgram | 213083-Refrigeration -Cooler/Freezer Door Gaskets - Glass Doors |  | 7 | Commercial | 01-ALC-AllCommercial-Refrig | 0 |  |  |  |  | 4 | 4 | 0 | 0 | 0 | 0 | 3.6686 |  | kWh | 0.000614 | 0 | Commercial |  | Annual | [5 empty] | 4 | 0.96 |  |  |  | 0 | 980 | 0 | 0 | 0 | 0 | 0 | 0 | 0 | 0 | 0 | 0 | 2006 Qtr 1: 0; 2006 Qtr 2: 0; 2006 Qtr 3: 980; 2006 Qtr 4: 0; 2007 Qtr 1: 0; 2007 Qtr 2: 0; 2007 Qtr 3: 0; 2007 Qtr 4: 0; 2008 Qtr 1: 0; 2008 Qtr 2: 0; 2008 Qtr 3: 0; 2008 Qtr 4: 0 | 980
SDGE3012_EXP_EXP-ExpressEfficiencyRebateProgram | 213083-Refrigeration -Cooler/Freezer Door Gaskets - Glass Doors |  | 7 | Commercial | 01-ALC-AllCommercial-Refrig | 0 |  |  |  |  | 4 | 4 | 0 | 0 | 0 | 0 | 3.6686 |  | kWh | 0.000614 | 0 | Commercial |  | Annual | [5 empty] | 4 | 0.96 |  |  |  | 0 | 1044 | 0 | 0 | 0 | 0 | 0 | 0 | 0 | 0 | 0 | 0 | 2006 Qtr 1: 0; 2006 Qtr 2: 0; 2006 Qtr 3: 0; 2006 Qtr 4: 1044; 2007 Qtr 1: 0; 2007 Qtr 2: 0; 2007 Qtr 3: 0; 2007 Qtr 4: 0; 2008 Qtr 1: 0; 2008 Qtr 2: 0; 2008 Qtr 3: 0; 2008 Qtr 4: 0 | 1044
SDGE3012_EXP_EXP-ExpressEfficiencyRebateProgram | 213083-Refrigeration -Cooler/Freezer Door Gaskets - Glass Doors |  | 10 | Commercial | 01-ALC-AllCommercial-Refrig | 0 |  |  |  |  | 4 | 4 | 0 | 0 | 0 | 0 | 3.6686 |  | kWh | 0.000614 | 0 | Commercial |  | Annual | [5 empty] | 4 | 0.96 |  |  |  | 0 | 674 | 0 | 0 | 0 | 0 | 0 | 0 | 0 | 0 | 0 | 0 | 2006 Qtr 1: 0; 2006 Qtr 2: 0; 2006 Qtr 3: 0; 2006 Qtr 4: 674; 2007 Qtr 1: 0; 2007 Qtr 2: 0; 2007 Qtr 3: 0; 2007 Qtr 4: 0; 2008 Qtr 1: 0; 2008 Qtr 2: 0; 2008 Qtr 3: 0; 2008 Qtr 4: 0 | 674
SDGE3012_EXP_EXP-ExpressEfficiencyRebateProgram | 213085-Refrigeration -Strip Curtains for Walk-ins |  | 10 | Commercial | 01-ALC-AllCommercial-Refrig | 0 |  |  |  |  | 3.05 | 3 | 0 | 0 | 0 | 0.05 | 409.1797 |  | kWh | 0.010295 | 0 | Commercial |  | Annual | [5 empty] | 4 | 0.96 |  |  |  | 0 | 150 | 0 | 0 | 0 | 0 | 0 | 0 | 0 | 0 | 0 | 0 | 2006 Qtr 1: 0; 2006 Qtr 2: 0; 2006 Qtr 3: 0; 2006 Qtr 4: 150; 2007 Qtr 1: 0; 2007 Qtr 2: 0; 2007 Qtr 3: 0; 2007 Qtr 4: 0; 2008 Qtr 1: 0; 2008 Qtr 2: 0; 2008 Qtr 3: 0; 2008 Qtr 4: 0 | 150
SDGE3012_EXP_EXP-ExpressEfficiencyRebateProgram | 213059-Motors - VFD - HVAC Fans (per Hp) |  | 7 | Commercial | 01-ALC-AllCommercial-Vent/Fan | 0 |  |  |  |  | 202 | 80 | 0 | 0 | 0 | 122 | 753 |  | kWh | 0 | 0 | Commercial |  | Annual | [5 empty] | 15 | 0.96 |  |  |  | 0 | 30 | 0 | 0 | 0 | 0 | 0 | 0 | 0 | 0 | 0 | 0 | 2006 Qtr 1: 0; 2006 Qtr 2: 0; 2006 Qtr 3: 30; 2006 Qtr 4: 0; 2007 Qtr 1: 0; 2007 Qtr 2: 0; 2007 Qtr 3: 0; 2007 Qtr 4: 0; 2008 Qtr 1: 0; 2008 Qtr 2: 0; 2008 Qtr 3: 0; 2008 Qtr 4: 0 | 30
SDGE3012_EXP_EXP-ExpressEfficiencyRebateProgram | 213083-Refrigeration -Cooler/Freezer Door Gaskets - Glass Doors |  | 7 | Commercial | 01-ALC-AllCommercial-Refrig | 0 |  |  |  |  | 4 | 4 | 0 | 0 | 0 | 0 | 3.6686 |  | kWh | 0.000614 | 0 | Commercial |  | Annual | [5 empty] | 4 | 0.96 |  |  |  | 0 | 907 | 0 | 0 | 0 | 0 | 0 | 0 | 0 | 0 | 0 | 0 | 2006 Qtr 1: 0; 2006 Qtr 2: 0; 2006 Qtr 3: 0; 2006 Qtr 4: 907; 2007 Qtr 1: 0; 2007 Qtr 2: 0; 2007 Qtr 3: 0; 2007 Qtr 4: 0; 2008 Qtr 1: 0; 2008 Qtr 2: 0; 2008 Qtr 3: 0; 2008 Qtr 4: 0 | 907
SDGE3012_EXP_EXP-ExpressEfficiencyRebateProgram | 213083-Refrigeration -Cooler/Freezer Door Gaskets - Glass Doors |  | 7 | Commercial | 01-ALC-AllCommercial-Refrig | 0 |  |  |  |  | 4 | 4 | 0 | 0 | 0 | 0 | 3.6686 |  | kWh | 0.000614 | 0 | Commercial |  | Annual | [5 empty] | 4 | 0.96 |  |  |  | 0 | 1997 | 0 | 0 | 0 | 0 | 0 | 0 | 0 | 0 | 0 | 0 | 2006 Qtr 1: 0; 2006 Qtr 2: 0; 2006 Qtr 3: 0; 2006 Qtr 4: 1997; 2007 Qtr 1: 0; 2007 Qtr 2: 0; 2007 Qtr 3: 0; 2007 Qtr 4: 0; 2008 Qtr 1: 0; 2008 Qtr 2: 0; 2008 Qtr 3: 0; 2008 Qtr 4: 0 | 1997
SDGE3012_EXP_EXP-ExpressEfficiencyRebateProgram | 213083-Refrigeration -Cooler/Freezer Door Gaskets - Glass Doors |  | System | Commercial | 01-ALC-AllCommercial-Refrig | 0 |  |  |  |  | 4 | 4 | 0 | 0 | 0 | 0 | 3.6686 |  | kWh | 0.000614 | 0 | Commercial |  | Annual | [5 empty] | 4 | 0.96 |  |  |  | 0 | 1841 | 0 | 0 | 0 | 0 | 0 | 0 | 0 | 0 | 0 | 0 | 2006 Qtr 1: 0; 2006 Qtr 2: 0; 2006 Qtr 3: 0; 2006 Qtr 4: 1841; 2007 Qtr 1: 0; 2007 Qtr 2: 0; 2007 Qtr 3: 0; 2007 Qtr 4: 0; 2008 Qtr 1: 0; 2008 Qtr 2: 0; 2008 Qtr 3: 0; 2008 Qtr 4: 0 | 1841
SDGE3012_EXP_EXP-ExpressEfficiencyRebateProgram | 213083-Refrigeration -Cooler/Freezer Door Gaskets - Glass Doors |  | System | Commercial | 01-ALC-AllCommercial-Refrig | 0 |  |  |  |  | 4 | 4 | 0 | 0 | 0 | 0 | 3.6686 |  | kWh | 0.000614 | 0 | Commercial |  | Annual | [5 empty] | 4 | 0.96 |  |  |  | 0 | 1809 | 0 | 0 | 0 | 0 | 0 | 0 | 0 | 0 | 0 | 0 | 2006 Qtr 1: 0; 2006 Qtr 2: 0; 2006 Qtr 3: 0; 2006 Qtr 4: 1809; 2007 Qtr 1: 0; 2007 Qtr 2: 0; 2007 Qtr 3: 0; 2007 Qtr 4: 0; 2008 Qtr 1: 0; 2008 Qtr 2: 0; 2008 Qtr 3: 0; 2008 Qtr 4: 0 | 1809
SDGE3012_EXP_EXP-ExpressEfficiencyRebateProgram | 213083-Refrigeration -Cooler/Freezer Door Gaskets - Glass Doors |  | System | Commercial | 01-ALC-AllCommercial-Refrig | 0 |  |  |  |  | 4 | 4 | 0 | 0 | 0 | 0 | 3.6686 |  | kWh | 0.000614 | 0 | Commercial |  | Annual | [5 empty] | 4 | 0.96 |  |  |  | 0 | 1667 | 0 | 0 | 0 | 0 | 0 | 0 | 0 | 0 | 0 | 0 | 2006 Qtr 1: 0; 2006 Qtr 2: 0; 2006 Qtr 3: 0; 2006 Qtr 4: 1667; 2007 Qtr 1: 0; 2007 Qtr 2: 0; 2007 Qtr 3: 0; 2007 Qtr 4: 0; 2008 Qtr 1: 0; 2008 Qtr 2: 0; 2008 Qtr 3: 0; 2008 Qtr 4: 0 | 1667
SDGE3012_EXP_EXP-ExpressEfficiencyRebateProgram | 213083-Refrigeration -Cooler/Freezer Door Gaskets - Glass Doors |  | System | Commercial | 01-ALC-AllCommercial-Refrig | 0 |  |  |  |  | 4 | 4 | 0 | 0 | 0 | 0 | 3.6686 |  | kWh | 0.000614 | 0 | Commercial |  | Annual | [5 empty] | 4 | 0.96 |  |  |  | 0 | 1663 | 0 | 0 | 0 | 0 | 0 | 0 | 0 | 0 | 0 | 0 | 2006 Qtr 1: 0; 2006 Qtr 2: 0; 2006 Qtr 3: 0; 2006 Qtr 4: 1663; 2007 Qtr 1: 0; 2007 Qtr 2: 0; 2007 Qtr 3: 0; 2007 Qtr 4: 0; 2008 Qtr 1: 0; 2008 Qtr 2: 0; 2008 Qtr 3: 0; 2008 Qtr 4: 0 | 1663
SDGE3012_EXP_EXP-ExpressEfficiencyRebateProgram | 213083-Refrigeration -Cooler/Freezer Door Gaskets - Glass Doors |  | System | Commercial | 01-ALC-AllCommercial-Refrig | 0 |  |  |  |  | 4 | 4 | 0 | 0 | 0 | 0 | 3.6686 |  | kWh | 0.000614 | 0 | Commercial |  | Annual | [5 empty] | 4 | 0.96 |  |  |  | 0 | 1764 | 0 | 0 | 0 | 0 | 0 | 0 | 0 | 0 | 0 | 0 | 2006 Qtr 1: 0; 2006 Qtr 2: 0; 2006 Qtr 3: 0; 2006 Qtr 4: 1764; 2007 Qtr 1: 0; 2007 Qtr 2: 0; 2007 Qtr 3: 0; 2007 Qtr 4: 0; 2008 Qtr 1: 0; 2008 Qtr 2: 0; 2008 Qtr 3: 0; 2008 Qtr 4: 0 | 1764
SDGE3012_EXP_EXP-ExpressEfficiencyRebateProgram | 213085-Refrigeration -Strip Curtains for Walk-ins |  | 7 | Commercial | 01-ALC-AllCommercial-Refrig | 0 |  |  |  |  | 3.05 | 3 | 0 | 0 | 0 | 0.05 | 465 |  | kWh | 0.053 | 0 | Commercial |  | Annual | [5 empty] | 4 | 0.96 |  |  |  | 0 | 273 | 0 | 0 | 0 | 0 | 0 | 0 | 0 | 0 | 0 | 0 | 2006 Qtr 1: 0; 2006 Qtr 2: 0; 2006 Qtr 3: 273; 2006 Qtr 4: 0; 2007 Qtr 1: 0; 2007 Qtr 2: 0; 2007 Qtr 3: 0; 2007 Qtr 4: 0; 2008 Qtr 1: 0; 2008 Qtr 2: 0; 2008 Qtr 3: 0; 2008 Qtr 4: 0 | 273
SDGE3012_EXP_EXP-ExpressEfficiencyRebateProgram | 213084-Refrigeration -Cooler/Freezer Door Gaskets - Solid Doors: Cooler |  | 7 | Commercial | 01-ALC-AllCommercial-Refrig | 0 |  |  |  |  | 4 | 4 | 0 | 0 | 0 | 0 | 104.55 |  | kWh | 0.01195 | 0 | Commercial |  | Annual | [5 empty] | 4 | 0.96 |  |  |  | 0 | 69 | 0 | 0 | 0 | 0 | 0 | 0 | 0 | 0 | 0 | 0 | 2006 Qtr 1: 0; 2006 Qtr 2: 0; 2006 Qtr 3: 69; 2006 Qtr 4: 0; 2007 Qtr 1: 0; 2007 Qtr 2: 0; 2007 Qtr 3: 0; 2007 Qtr 4: 0; 2008 Qtr 1: 0; 2008 Qtr 2: 0; 2008 Qtr 3: 0; 2008 Qtr 4: 0 | 69
SDGE3012_EXP_EXP-ExpressEfficiencyRebateProgram | 213116-Refrigeration -Cooler/Freezer Door Gaskets - Solid Doors: Freezer |  | 7 | Commercial | 01-ALC-AllCommercial-Refrig | 0 |  |  |  |  | 4 | 4 | 0 | 0 | 0 | 0 | 104.55 |  | kWh | 0.01195 | 0 | Commercial |  | Annual | [5 empty] | 4 | 0.96 |  |  |  | 0 | 17 | 0 | 0 | 0 | 0 | 0 | 0 | 0 | 0 | 0 | 0 | 2006 Qtr 1: 0; 2006 Qtr 2: 0; 2006 Qtr 3: 17; 2006 Qtr 4: 0; 2007 Qtr 1: 0; 2007 Qtr 2: 0; 2007 Qtr 3: 0; 2007 Qtr 4: 0; 2008 Qtr 1: 0; 2008 Qtr 2: 0; 2008 Qtr 3: 0; 2008 Qtr 4: 0 | 17
SDGE3012_EXP_EXP-ExpressEfficiencyRebateProgram | 213083-Refrigeration -Cooler/Freezer Door Gaskets - Glass Doors |  | 7 | Commercial | 01-ALC-AllCommercial-Refrig | 0 |  |  |  |  | 4 | 4 | 0 | 0 | 0 | 0 | 3.6686 |  | kWh | 0.000614 | 0 | Commercial |  | Annual | [5 empty] | 4 | 0.96 |  |  |  | 0 | 1402 | 0 | 0 | 0 | 0 | 0 | 0 | 0 | 0 | 0 | 0 | 2006 Qtr 1: 0; 2006 Qtr 2: 0; 2006 Qtr 3: 0; 2006 Qtr 4: 1402; 2007 Qtr 1: 0; 2007 Qtr 2: 0; 2007 Qtr 3: 0; 2007 Qtr 4: 0; 2008 Qtr 1: 0; 2008 Qtr 2: 0; 2008 Qtr 3: 0; 2008 Qtr 4: 0 | 1402
SDGE3012_EXP_EXP-ExpressEfficiencyRebateProgram | 213083-Refrigeration -Cooler/Freezer Door Gaskets - Glass Doors |  | System | Commercial | 01-ALC-AllCommercial-Refrig | 0 |  |  |  |  | 4 | 4 | 0 | 0 | 0 | 0 | 3.6686 |  | kWh | 0.000614 | 0 | Commercial |  | Annual | [5 empty] | 4 | 0.96 |  |  |  | 0 | 1154 | 0 | 0 | 0 | 0 | 0 | 0 | 0 | 0 | 0 | 0 | 2006 Qtr 1: 0; 2006 Qtr 2: 0; 2006 Qtr 3: 0; 2006 Qtr 4: 1154; 2007 Qtr 1: 0; 2007 Qtr 2: 0; 2007 Qtr 3: 0; 2007 Qtr 4: 0; 2008 Qtr 1: 0; 2008 Qtr 2: 0; 2008 Qtr 3: 0; 2008 Qtr 4: 0 | 1154
SDGE3012_EXP_EXP-ExpressEfficiencyRebateProgram | 213083-Refrigeration -Cooler/Freezer Door Gaskets - Glass Doors |  | 7 | Commercial | 01-ALC-AllCommercial-Refrig | 0 |  |  |  |  | 4 | 4 | 0 | 0 | 0 | 0 | 3.6686 |  | kWh | 0.000614 | 0 | Commercial |  | Annual | [5 empty] | 4 | 0.96 |  |  |  | 0 | 1034 | 0 | 0 | 0 | 0 | 0 | 0 | 0 | 0 | 0 | 0 | 2006 Qtr 1: 0; 2006 Qtr 2: 0; 2006 Qtr 3: 0; 2006 Qtr 4: 1034; 2007 Qtr 1: 0; 2007 Qtr 2: 0; 2007 Qtr 3: 0; 2007 Qtr 4: 0; 2008 Qtr 1: 0; 2008 Qtr 2: 0; 2008 Qtr 3: 0; 2008 Qtr 4: 0 | 1034
SDGE3012_EXP_EXP-ExpressEfficiencyRebateProgram | 213083-Refrigeration -Cooler/Freezer Door Gaskets - Glass Doors |  | 10 | Commercial | 01-ALC-AllCommercial-Refrig | 0 |  |  |  |  | 4 | 4 | 0 | 0 | 0 | 0 | 3.6686 |  | kWh | 0.000614 | 0 | Commercial |  | Annual | [5 empty] | 4 | 0.96 |  |  |  | 0 | 712 | 0 | 0 | 0 | 0 | 0 | 0 | 0 | 0 | 0 | 0 | 2006 Qtr 1: 0; 2006 Qtr 2: 0; 2006 Qtr 3: 0; 2006 Qtr 4: 712; 2007 Qtr 1: 0; 2007 Qtr 2: 0; 2007 Qtr 3: 0; 2007 Qtr 4: 0; 2008 Qtr 1: 0; 2008 Qtr 2: 0; 2008 Qtr 3: 0; 2008 Qtr 4: 0 | 712
SDGE3012_EXP_EXP-ExpressEfficiencyRebateProgram | 213084-Refrigeration -Cooler/Freezer Door Gaskets - Solid Doors: Cooler |  | 7 | Commercial | 01-ALC-AllCommercial-Refrig | 0 |  |  |  |  | 4 | 4 | 0 | 0 | 0 | 0 | 104.55 |  | kWh | 0.01195 | 0 | Commercial |  | Annual | [5 empty] | 4 | 0.96 |  |  |  | 0 | 155 | 0 | 0 | 0 | 0 | 0 | 0 | 0 | 0 | 0 | 0 | 2006 Qtr 1: 0; 2006 Qtr 2: 0; 2006 Qtr 3: 155; 2006 Qtr 4: 0; 2007 Qtr 1: 0; 2007 Qtr 2: 0; 2007 Qtr 3: 0; 2007 Qtr 4: 0; 2008 Qtr 1: 0; 2008 Qtr 2: 0; 2008 Qtr 3: 0; 2008 Qtr 4: 0 | 155
SDGE3012_EXP_EXP-ExpressEfficiencyRebateProgram | 213116-Refrigeration -Cooler/Freezer Door Gaskets - Solid Doors: Freezer |  | 7 | Commercial | 01-ALC-AllCommercial-Refrig | 0 |  |  |  |  | 4 | 4 | 0 | 0 | 0 | 0 | 104.55 |  | kWh | 0.01195 | 0 | Commercial |  | Annual | [5 empty] | 4 | 0.96 |  |  |  | 0 | 4 | 0 | 0 | 0 | 0 | 0 | 0 | 0 | 0 | 0 | 0 | 2006 Qtr 1: 0; 2006 Qtr 2: 0; 2006 Qtr 3: 0; 2006 Qtr 4: 4; 2007 Qtr 1: 0; 2007 Qtr 2: 0; 2007 Qtr 3: 0; 2007 Qtr 4: 0; 2008 Qtr 1: 0; 2008 Qtr 2: 0; 2008 Qtr 3: 0; 2008 Qtr 4: 0 | 4
SDGE3012_EXP_EXP-ExpressEfficiencyRebateProgram | 213084-Refrigeration -Cooler/Freezer Door Gaskets - Solid Doors: Cooler |  | 7 | Commercial | 01-ALC-AllCommercial-Refrig | 0 |  |  |  |  | 4 | 4 | 0 | 0 | 0 | 0 | 104.55 |  | kWh | 0.01195 | 0 | Commercial |  | Annual | [5 empty] | 4 | 0.96 |  |  |  | 0 | 4 | 0 | 0 | 0 | 0 | 0 | 0 | 0 | 0 | 0 | 0 | 2006 Qtr 1: 0; 2006 Qtr 2: 0; 2006 Qtr 3: 0; 2006 Qtr 4: 4; 2007 Qtr 1: 0; 2007 Qtr 2: 0; 2007 Qtr 3: 0; 2007 Qtr 4: 0; 2008 Qtr 1: 0; 2008 Qtr 2: 0; 2008 Qtr 3: 0; 2008 Qtr 4: 0 | 4
SDGE3012_EXP_EXP-ExpressEfficiencyRebateProgram | 213080-Refrigeration - Night Covers for Display Cases Low Temp |  | 7 | Commercial | 01-ALC-AllCommercial-Refrig | 0 |  |  |  |  | 9.25 | 9 | 0 | 0 | 0 | 0.25 | 59 |  | kWh | 0 | 0 | Commercial |  | Annual | [5 empty] | 5 | 0.96 |  |  |  | 0 | 72 | 0 | 0 | 0 | 0 | 0 | 0 | 0 | 0 | 0 | 0 | 2006 Qtr 1: 0; 2006 Qtr 2: 0; 2006 Qtr 3: 0; 2006 Qtr 4: 72; 2007 Qtr 1: 0; 2007 Qtr 2: 0; 2007 Qtr 3: 0; 2007 Qtr 4: 0; 2008 Qtr 1: 0; 2008 Qtr 2: 0; 2008 Qtr 3: 0; 2008 Qtr 4: 0 | 72
SDGE3012_EXP_EXP-ExpressEfficiencyRebateProgram | 213013-Lighting - 8 Ft T-8 with Elec. Ballast |  | 7 | Commercial | 01-ALC-AllCommercial-IntLight | 0 |  |  |  |  | 41.7557 | 9.6359 | 0 | 0 | 0 | 32.1197 | 65.4263 |  | kWh | 0.0028809 | -0.12449 | Commercial |  | Annual | [5 empty] | 11 | 0.96 |  |  |  | 0 | 280.2015 | 0 | 0 | 0 | 0 | 0 | 0 | 0 | 0 | 0 | 0 | 2006 Qtr 1: 0; 2006 Qtr 2: 0; 2006 Qtr 3: 0; 2006 Qtr 4: 280.2015; 2007 Qtr 1: 0; 2007 Qtr 2: 0; 2007 Qtr 3: 0; 2007 Qtr 4: 0; 2008 Qtr 1: 0; 2008 Qtr 2: 0; 2008 Qtr 3: 0; 2008 Qtr 4: 0 | 280.2015
SDGE3012_EXP_EXP-ExpressEfficiencyRebateProgram | 213083-Refrigeration -Cooler/Freezer Door Gaskets - Glass Doors |  | 7 | Commercial | 01-ALC-AllCommercial-Refrig | 0 |  |  |  |  | 4 | 4 | 0 | 0 | 0 | 0 | 3.6686 |  | kWh | 0.000614 | 0 | Commercial |  | Annual | [5 empty] | 4 | 0.96 |  |  |  | 0 | 166 | 0 | 0 | 0 | 0 | 0 | 0 | 0 | 0 | 0 | 0 | 2006 Qtr 1: 0; 2006 Qtr 2: 0; 2006 Qtr 3: 0; 2006 Qtr 4: 166; 2007 Qtr 1: 0; 2007 Qtr 2: 0; 2007 Qtr 3: 0; 2007 Qtr 4: 0; 2008 Qtr 1: 0; 2008 Qtr 2: 0; 2008 Qtr 3: 0; 2008 Qtr 4: 0 | 166
SDGE3012_EXP_EXP-ExpressEfficiencyRebateProgram | 213085-Refrigeration -Strip Curtains for Walk-ins |  | 7 | Commercial | 01-ALC-AllCommercial-Refrig | 0 |  |  |  |  | 3.05 | 3 | 0 | 0 | 0 | 0.05 | 465 |  | kWh | 0.053 | 0 | Commercial |  | Annual | [5 empty] | 4 | 0.96 |  |  |  | 0 | 77 | 0 | 0 | 0 | 0 | 0 | 0 | 0 | 0 | 0 | 0 | 2006 Qtr 1: 0; 2006 Qtr 2: 0; 2006 Qtr 3: 0; 2006 Qtr 4: 77; 2007 Qtr 1: 0; 2007 Qtr 2: 0; 2007 Qtr 3: 0; 2007 Qtr 4: 0; 2008 Qtr 1: 0; 2008 Qtr 2: 0; 2008 Qtr 3: 0; 2008 Qtr 4: 0 | 77
SDGE3012_EXP_EXP-ExpressEfficiencyRebateProgram | 213084-Refrigeration -Cooler/Freezer Door Gaskets - Solid Doors: Cooler |  | 10 | Commercial | 01-ALC-AllCommercial-Refrig | 0 |  |  |  |  | 4 | 4 | 0 | 0 | 0 | 0 | 3.6686 |  | kWh | 0.000614 | 0 | Commercial |  | Annual | [5 empty] | 4 | 0.96 |  |  |  | 0 | 87 | 0 | 0 | 0 | 0 | 0 | 0 | 0 | 0 | 0 | 0 | 2006 Qtr 1: 0; 2006 Qtr 2: 0; 2006 Qtr 3: 0; 2006 Qtr 4: 87; 2007 Qtr 1: 0; 2007 Qtr 2: 0; 2007 Qtr 3: 0; 2007 Qtr 4: 0; 2008 Qtr 1: 0; 2008 Qtr 2: 0; 2008 Qtr 3: 0; 2008 Qtr 4: 0 | 87
SDGE3012_EXP_EXP-ExpressEfficiencyRebateProgram | 213116-Refrigeration -Cooler/Freezer Door Gaskets - Solid Doors: Freezer |  | 10 | Commercial | 01-ALC-AllCommercial-Refrig | 0 |  |  |  |  | 4 | 4 | 0 | 0 | 0 | 0 | 3.6686 |  | kWh | 0.000614 | 0 | Commercial |  | Annual | [5 empty] | 4 | 0.96 |  |  |  | 0 | 42 | 0 | 0 | 0 | 0 | 0 | 0 | 0 | 0 | 0 | 0 | 2006 Qtr 1: 0; 2006 Qtr 2: 0; 2006 Qtr 3: 0; 2006 Qtr 4: 42; 2007 Qtr 1: 0; 2007 Qtr 2: 0; 2007 Qtr 3: 0; 2007 Qtr 4: 0; 2008 Qtr 1: 0; 2008 Qtr 2: 0; 2008 Qtr 3: 0; 2008 Qtr 4: 0 | 42
SDGE3012_EXP_EXP-ExpressEfficiencyRebateProgram | 213176-Food Service - Ice Machine Air-Cooled 301-400 |  | 7 | Commercial | 01-ALC-AllCommercial-Refrig | 0 |  |  |  |  | 559 | 300 | 0 | 0 | 0 | 259 | 1660.75 |  | kWh | 0.18958 | 0 | Commercial |  | Annual | [5 empty] | 12 | 0.96 |  |  |  | 0 | 1 | 0 | 0 | 0 | 0 | 0 | 0 | 0 | 0 | 0 | 0 | 2006 Qtr 1: 0; 2006 Qtr 2: 0; 2006 Qtr 3: 0; 2006 Qtr 4: 1; 2007 Qtr 1: 0; 2007 Qtr 2: 0; 2007 Qtr 3: 0; 2007 Qtr 4: 0; 2008 Qtr 1: 0; 2008 Qtr 2: 0; 2008 Qtr 3: 0; 2008 Qtr 4: 0 | 1
SDGE3012_EXP_EXP-ExpressEfficiencyRebateProgram | 213039-Lighting - Interior 36-70w Merc Vap Base |  | 7 | Commercial | 01-ALC-AllCommercial-IntLight | 0 |  |  |  |  | 287 | 18 | 0 | 0 | 0 | 269 | 145.25 |  | kWh | 0.024967 | 0 | Commercial |  | Annual | [5 empty] | 16 | 0.96 |  |  |  | 0 | 4 | 0 | 0 | 0 | 0 | 0 | 0 | 0 | 0 | 0 | 0 | 2006 Qtr 1: 0; 2006 Qtr 2: 0; 2006 Qtr 3: 0; 2006 Qtr 4: 4; 2007 Qtr 1: 0; 2007 Qtr 2: 0; 2007 Qtr 3: 0; 2007 Qtr 4: 0; 2008 Qtr 1: 0; 2008 Qtr 2: 0; 2008 Qtr 3: 0; 2008 Qtr 4: 0 | 4
SDGE3012_EXP_EXP-ExpressEfficiencyRebateProgram | 213059-Motors - VFD - HVAC Fans (per Hp) |  | 7 | Commercial | 01-ALC-AllCommercial-Vent/Fan | 0 |  |  |  |  | 202 | 80 | 0 | 0 | 0 | 122 | 753 |  | kWh | 0 | 0 | Commercial |  | Annual | [5 empty] | 15 | 0.96 |  |  |  | 0 | 40 | 0 | 0 | 0 | 0 | 0 | 0 | 0 | 0 | 0 | 0 | 2006 Qtr 1: 0; 2006 Qtr 2: 0; 2006 Qtr 3: 0; 2006 Qtr 4: 40; 2007 Qtr 1: 0; 2007 Qtr 2: 0; 2007 Qtr 3: 0; 2007 Qtr 4: 0; 2008 Qtr 1: 0; 2008 Qtr 2: 0; 2008 Qtr 3: 0; 2008 Qtr 4: 0 | 40
SDGE3012_EXP_EXP-ExpressEfficiencyRebateProgram | 213084-Refrigeration -Cooler/Freezer Door Gaskets - Solid Doors: Cooler |  | 7 | Commercial | 01-ALC-AllCommercial-Refrig | 0 |  |  |  |  | 4 | 4 | 0 | 0 | 0 | 0 | 104.55 |  | kWh | 0.01195 | 0 | Commercial |  | Annual | [5 empty] | 4 | 0.96 |  |  |  | 0 | 54 | 0 | 0 | 0 | 0 | 0 | 0 | 0 | 0 | 0 | 0 | 2006 Qtr 1: 0; 2006 Qtr 2: 0; 2006 Qtr 3: 0; 2006 Qtr 4: 54; 2007 Qtr 1: 0; 2007 Qtr 2: 0; 2007 Qtr 3: 0; 2007 Qtr 4: 0; 2008 Qtr 1: 0; 2008 Qtr 2: 0; 2008 Qtr 3: 0; 2008 Qtr 4: 0 | 54
SDGE3012_EXP_EXP-ExpressEfficiencyRebateProgram | 213059-Motors - VFD - HVAC Fans (per Hp) |  | 10 | Commercial | 01-ALC-AllCommercial-Vent/Fan | 0 |  |  |  |  | 202 | 80 | 0 | 0 | 0 | 122 | 753 |  | kWh | 0 | 0 | Commercial |  | Annual | [5 empty] | 15 | 0.96 |  |  |  | 0 | 10 | 0 | 0 | 0 | 0 | 0 | 0 | 0 | 0 | 0 | 0 | 2006 Qtr 1: 0; 2006 Qtr 2: 0; 2006 Qtr 3: 0; 2006 Qtr 4: 10; 2007 Qtr 1: 0; 2007 Qtr 2: 0; 2007 Qtr 3: 0; 2007 Qtr 4: 0; 2008 Qtr 1: 0; 2008 Qtr 2: 0; 2008 Qtr 3: 0; 2008 Qtr 4: 0 | 10
SDGE3012_EXP_EXP-ExpressEfficiencyRebateProgram | 213059-Motors - VFD - HVAC Fans (per Hp) |  | 10 | Commercial | 01-ALC-AllCommercial-Vent/Fan | 0 |  |  |  |  | 202 | 80 | 0 | 0 | 0 | 122 | 753 |  | kWh | 0 | 0 | Commercial |  | Annual | [5 empty] | 15 | 0.96 |  |  |  | 0 | 10 | 0 | 0 | 0 | 0 | 0 | 0 | 0 | 0 | 0 | 0 | 2006 Qtr 1: 0; 2006 Qtr 2: 0; 2006 Qtr 3: 0; 2006 Qtr 4: 10; 2007 Qtr 1: 0; 2007 Qtr 2: 0; 2007 Qtr 3: 0; 2007 Qtr 4: 0; 2008 Qtr 1: 0; 2008 Qtr 2: 0; 2008 Qtr 3: 0; 2008 Qtr 4: 0 | 10
SDGE3012_EXP_EXP-ExpressEfficiencyRebateProgram | 213059-Motors - VFD - HVAC Fans (per Hp) |  | 10 | Commercial | 01-ALC-AllCommercial-Vent/Fan | 0 |  |  |  |  | 202 | 80 | 0 | 0 | 0 | 122 | 753 |  | kWh | 0 | 0 | Commercial |  | Annual | [5 empty] | 15 | 0.96 |  |  |  | 0 | 300 | 0 | 0 | 0 | 0 | 0 | 0 | 0 | 0 | 0 | 0 | 2006 Qtr 1: 0; 2006 Qtr 2: 0; 2006 Qtr 3: 0; 2006 Qtr 4: 300; 2007 Qtr 1: 0; 2007 Qtr 2: 0; 2007 Qtr 3: 0; 2007 Qtr 4: 0; 2008 Qtr 1: 0; 2008 Qtr 2: 0; 2008 Qtr 3: 0; 2008 Qtr 4: 0 | 300
SDGE3012_EXP_EXP-ExpressEfficiencyRebateProgram | 213059-Motors - VFD - HVAC Fans (per Hp) |  | 10 | Commercial | 01-ALC-AllCommercial-Vent/Fan | 0 |  |  |  |  | 202 | 80 | 0 | 0 | 0 | 122 | 753 |  | kWh | 0 | 0 | Commercial |  | Annual | [5 empty] | 15 | 0.96 |  |  |  | 0 | 160 | 0 | 0 | 0 | 0 | 0 | 0 | 0 | 0 | 0 | 0 | 2006 Qtr 1: 0; 2006 Qtr 2: 0; 2006 Qtr 3: 0; 2006 Qtr 4: 160; 2007 Qtr 1: 0; 2007 Qtr 2: 0; 2007 Qtr 3: 0; 2007 Qtr 4: 0; 2008 Qtr 1: 0; 2008 Qtr 2: 0; 2008 Qtr 3: 0; 2008 Qtr 4: 0 | 160
SDGE3012_EXP_EXP-ExpressEfficiencyRebateProgram | 213059-Motors - VFD - HVAC Fans (per Hp) |  | 10 | Commercial | 01-ALC-AllCommercial-Vent/Fan | 0 |  |  |  |  | 202 | 80 | 0 | 0 | 0 | 122 | 753 |  | kWh | 0 | 0 | Commercial |  | Annual | [5 empty] | 15 | 0.96 |  |  |  | 0 | 50 | 0 | 0 | 0 | 0 | 0 | 0 | 0 | 0 | 0 | 0 | 2006 Qtr 1: 0; 2006 Qtr 2: 0; 2006 Qtr 3: 0; 2006 Qtr 4: 50; 2007 Qtr 1: 0; 2007 Qtr 2: 0; 2007 Qtr 3: 0; 2007 Qtr 4: 0; 2008 Qtr 1: 0; 2008 Qtr 2: 0; 2008 Qtr 3: 0; 2008 Qtr 4: 0 | 50
SDGE3012_EXP_EXP-ExpressEfficiencyRebateProgram | 213059-Motors - VFD - HVAC Fans (per Hp) |  | 10 | Commercial | 01-ALC-AllCommercial-Vent/Fan | 0 |  |  |  |  | 202 | 80 | 0 | 0 | 0 | 122 | 753 |  | kWh | 0 | 0 | Commercial |  | Annual | [5 empty] | 15 | 0.96 |  |  |  | 0 | 30 | 0 | 0 | 0 | 0 | 0 | 0 | 0 | 0 | 0 | 0 | 2006 Qtr 1: 0; 2006 Qtr 2: 0; 2006 Qtr 3: 0; 2006 Qtr 4: 30; 2007 Qtr 1: 0; 2007 Qtr 2: 0; 2007 Qtr 3: 0; 2007 Qtr 4: 0; 2008 Qtr 1: 0; 2008 Qtr 2: 0; 2008 Qtr 3: 0; 2008 Qtr 4: 0 | 30
SDGE3012_EXP_EXP-ExpressEfficiencyRebateProgram | 213059-Motors - VFD - HVAC Fans (per Hp) |  | 10 | Commercial | 01-ALC-AllCommercial-Vent/Fan | 0 |  |  |  |  | 202 | 80 | 0 | 0 | 0 | 122 | 753 |  | kWh | 0 | 0 | Commercial |  | Annual | [5 empty] | 15 | 0.96 |  |  |  | 0 | 80 | 0 | 0 | 0 | 0 | 0 | 0 | 0 | 0 | 0 | 0 | 2006 Qtr 1: 0; 2006 Qtr 2: 0; 2006 Qtr 3: 0; 2006 Qtr 4: 80; 2007 Qtr 1: 0; 2007 Qtr 2: 0; 2007 Qtr 3: 0; 2007 Qtr 4: 0; 2008 Qtr 1: 0; 2008 Qtr 2: 0; 2008 Qtr 3: 0; 2008 Qtr 4: 0 | 80
SDGE3012_EXP_EXP-ExpressEfficiencyRebateProgram | 213059-Motors - VFD - HVAC Fans (per Hp) |  | 10 | Commercial | 01-ALC-AllCommercial-Vent/Fan | 0 |  |  |  |  | 202 | 80 | 0 | 0 | 0 | 122 | 753 |  | kWh | 0 | 0 | Commercial |  | Annual | [5 empty] | 15 | 0.96 |  |  |  | 0 | 1 | 0 | 0 | 0 | 0 | 0 | 0 | 0 | 0 | 0 | 0 | 2006 Qtr 1: 0; 2006 Qtr 2: 0; 2006 Qtr 3: 0; 2006 Qtr 4: 1; 2007 Qtr 1: 0; 2007 Qtr 2: 0; 2007 Qtr 3: 0; 2007 Qtr 4: 0; 2008 Qtr 1: 0; 2008 Qtr 2: 0; 2008 Qtr 3: 0; 2008 Qtr 4: 0 | 1
SDGE3012_EXP_EXP-ExpressEfficiencyRebateProgram | 213059-Motors - VFD - HVAC Fans (per Hp) |  | 10 | Commercial | 01-ALC-AllCommercial-Vent/Fan | 0 |  |  |  |  | 202 | 80 | 0 | 0 | 0 | 122 | 753 |  | kWh | 0 | 0 | Commercial |  | Annual | [5 empty] | 15 | 0.96 |  |  |  | 0 | 3 | 0 | 0 | 0 | 0 | 0 | 0 | 0 | 0 | 0 | 0 | 2006 Qtr 1: 0; 2006 Qtr 2: 0; 2006 Qtr 3: 0; 2006 Qtr 4: 3; 2007 Qtr 1: 0; 2007 Qtr 2: 0; 2007 Qtr 3: 0; 2007 Qtr 4: 0; 2008 Qtr 1: 0; 2008 Qtr 2: 0; 2008 Qtr 3: 0; 2008 Qtr 4: 0 | 3
SDGE3012_EXP_EXP-ExpressEfficiencyRebateProgram | 213059-Motors - VFD - HVAC Fans (per Hp) |  | 10 | Commercial | 01-ALC-AllCommercial-Vent/Fan | 0 |  |  |  |  | 202 | 80 | 0 | 0 | 0 | 122 | 753 |  | kWh | 0 | 0 | Commercial |  | Annual | [5 empty] | 15 | 0.96 |  |  |  | 0 | 32 | 0 | 0 | 0 | 0 | 0 | 0 | 0 | 0 | 0 | 0 | 2006 Qtr 1: 0; 2006 Qtr 2: 0; 2006 Qtr 3: 0; 2006 Qtr 4: 32; 2007 Qtr 1: 0; 2007 Qtr 2: 0; 2007 Qtr 3: 0; 2007 Qtr 4: 0; 2008 Qtr 1: 0; 2008 Qtr 2: 0; 2008 Qtr 3: 0; 2008 Qtr 4: 0 | 32
SDGE3012_EXP_EXP-ExpressEfficiencyRebateProgram | 213059-Motors - VFD - HVAC Fans (per Hp) |  | 10 | Commercial | 01-ALC-AllCommercial-Vent/Fan | 0 |  |  |  |  | 202 | 80 | 0 | 0 | 0 | 122 | 753 |  | kWh | 0 | 0 | Commercial |  | Annual | [5 empty] | 15 | 0.96 |  |  |  | 0 | 2 | 0 | 0 | 0 | 0 | 0 | 0 | 0 | 0 | 0 | 0 | 2006 Qtr 1: 0; 2006 Qtr 2: 0; 2006 Qtr 3: 0; 2006 Qtr 4: 2; 2007 Qtr 1: 0; 2007 Qtr 2: 0; 2007 Qtr 3: 0; 2007 Qtr 4: 0; 2008 Qtr 1: 0; 2008 Qtr 2: 0; 2008 Qtr 3: 0; 2008 Qtr 4: 0 | 2
SDGE3012_EXP_EXP-ExpressEfficiencyRebateProgram | 213083-Refrigeration -Cooler/Freezer Door Gaskets - Glass Doors |  | 7 | Commercial | 01-ALC-AllCommercial-Refrig | 0 |  |  |  |  | 4 | 4 | 0 | 0 | 0 | 0 | 3.6686 |  | kWh | 0.000614 | 0 | Commercial |  | Annual | [5 empty] | 4 | 0.96 |  |  |  | 0 | 231 | 0 | 0 | 0 | 0 | 0 | 0 | 0 | 0 | 0 | 0 | 2006 Qtr 1: 0; 2006 Qtr 2: 0; 2006 Qtr 3: 0; 2006 Qtr 4: 231; 2007 Qtr 1: 0; 2007 Qtr 2: 0; 2007 Qtr 3: 0; 2007 Qtr 4: 0; 2008 Qtr 1: 0; 2008 Qtr 2: 0; 2008 Qtr 3: 0; 2008 Qtr 4: 0 | 231
SDGE3012_EXP_EXP-ExpressEfficiencyRebateProgram | 213083-Refrigeration -Cooler/Freezer Door Gaskets - Glass Doors |  | 10 | Commercial | 01-ALC-AllCommercial-Refrig | 0 |  |  |  |  | 4 | 4 | 0 | 0 | 0 | 0 | 3.6686 |  | kWh | 0.000614 | 0 | Commercial |  | Annual | [5 empty] | 4 | 0.96 |  |  |  | 0 | 298 | 0 | 0 | 0 | 0 | 0 | 0 | 0 | 0 | 0 | 0 | 2006 Qtr 1: 0; 2006 Qtr 2: 0; 2006 Qtr 3: 0; 2006 Qtr 4: 298; 2007 Qtr 1: 0; 2007 Qtr 2: 0; 2007 Qtr 3: 0; 2007 Qtr 4: 0; 2008 Qtr 1: 0; 2008 Qtr 2: 0; 2008 Qtr 3: 0; 2008 Qtr 4: 0 | 298
SDGE3012_EXP_EXP-ExpressEfficiencyRebateProgram | 213086-Water Heating - Gas Storage Water Heater (per MBtuh) |  | 7 | Commercial | 01-ALC-AllCommercial-Vent/Fan | 0 |  |  |  |  | 6.7769 | 2 | 0 | 0 | 0 | 4.7769 | 0 |  | kWh | 0 | 1.753 | Commercial |  | Annual | [5 empty] | 15 | 0.96 |  |  |  | 0 | 2100 | 0 | 0 | 0 | 0 | 0 | 0 | 0 | 0 | 0 | 0 | 2006 Qtr 1: 0; 2006 Qtr 2: 0; 2006 Qtr 3: 0; 2006 Qtr 4: 2100; 2007 Qtr 1: 0; 2007 Qtr 2: 0; 2007 Qtr 3: 0; 2007 Qtr 4: 0; 2008 Qtr 1: 0; 2008 Qtr 2: 0; 2008 Qtr 3: 0; 2008 Qtr 4: 0 | 2100
SDGE3012_EXP_EXP-ExpressEfficiencyRebateProgram | 213084-Refrigeration -Cooler/Freezer Door Gaskets - Solid Doors: Cooler |  | 10 | Commercial | 01-ALC-AllCommercial-Refrig | 0 |  |  |  |  | 4 | 4 | 0 | 0 | 0 | 0 | 3.6686 |  | kWh | 0.000614 | 0 | Commercial |  | Annual | [5 empty] | 4 | 0.96 |  |  |  | 0 | 87 | 0 | 0 | 0 | 0 | 0 | 0 | 0 | 0 | 0 | 0 | 2006 Qtr 1: 0; 2006 Qtr 2: 0; 2006 Qtr 3: 0; 2006 Qtr 4: 87; 2007 Qtr 1: 0; 2007 Qtr 2: 0; 2007 Qtr 3: 0; 2007 Qtr 4: 0; 2008 Qtr 1: 0; 2008 Qtr 2: 0; 2008 Qtr 3: 0; 2008 Qtr 4: 0 | 87
SDGE3012_EXP_EXP-ExpressEfficiencyRebateProgram | 213116-Refrigeration -Cooler/Freezer Door Gaskets - Solid Doors: Freezer |  | 10 | Commercial | 01-ALC-AllCommercial-Refrig | 0 |  |  |  |  | 4 | 4 | 0 | 0 | 0 | 0 | 3.6686 |  | kWh | 0.000614 | 0 | Commercial |  | Annual | [5 empty] | 4 | 0.96 |  |  |  | 0 | 42 | 0 | 0 | 0 | 0 | 0 | 0 | 0 | 0 | 0 | 0 | 2006 Qtr 1: 0; 2006 Qtr 2: 0; 2006 Qtr 3: 0; 2006 Qtr 4: 42; 2007 Qtr 1: 0; 2007 Qtr 2: 0; 2007 Qtr 3: 0; 2007 Qtr 4: 0; 2008 Qtr 1: 0; 2008 Qtr 2: 0; 2008 Qtr 3: 0; 2008 Qtr 4: 0 | 42
SDGE3012_EXP_EXP-ExpressEfficiencyRebateProgram | 213059-Motors - VFD - HVAC Fans (per Hp) |  | 7 | Commercial | 01-ALC-AllCommercial-Vent/Fan | 0 |  |  |  |  | 202 | 80 | 0 | 0 | 0 | 122 | 753 |  | kWh | 0 | 0 | Commercial |  | Annual | [5 empty] | 15 | 0.96 |  |  |  | 0 | 150 | 0 | 0 | 0 | 0 | 0 | 0 | 0 | 0 | 0 | 0 | 2006 Qtr 1: 0; 2006 Qtr 2: 0; 2006 Qtr 3: 0; 2006 Qtr 4: 150; 2007 Qtr 1: 0; 2007 Qtr 2: 0; 2007 Qtr 3: 0; 2007 Qtr 4: 0; 2008 Qtr 1: 0; 2008 Qtr 2: 0; 2008 Qtr 3: 0; 2008 Qtr 4: 0 | 150
SDGE3012_EXP_EXP-ExpressEfficiencyRebateProgram | 213041-Lighting - Interior 71-100w Merc Vap Base | Averaged DEER Msrs | 7 | Commercial | 01-ALC-AllCommercial-IntLight | 0 |  |  |  |  | 223.8854 | 38 | 0 | 0 | 0 | 185.8854 | 148.72 |  | kWh | 0.05346 | 0 | Commercial |  | Annual | [5 empty] | 16 | 0.96 |  |  |  | 0 | 4 | 0 | 0 | 0 | 0 | 0 | 0 | 0 | 0 | 0 | 0 | 2006 Qtr 1: 0; 2006 Qtr 2: 0; 2006 Qtr 3: 0; 2006 Qtr 4: 4; 2007 Qtr 1: 0; 2007 Qtr 2: 0; 2007 Qtr 3: 0; 2007 Qtr 4: 0; 2008 Qtr 1: 0; 2008 Qtr 2: 0; 2008 Qtr 3: 0; 2008 Qtr 4: 0 | 4
SDGE3012_EXP_EXP-ExpressEfficiencyRebateProgram | 213083-Refrigeration -Cooler/Freezer Door Gaskets - Glass Doors |  | 10 | Commercial | 01-ALC-AllCommercial-Refrig | 0 |  |  |  |  | 4 | 4 | 0 | 0 | 0 | 0 | 3.6686 |  | kWh | 0.000614 | 0 | Commercial |  | Annual | [5 empty] | 4 | 0.96 |  |  |  | 0 | 1172 | 0 | 0 | 0 | 0 | 0 | 0 | 0 | 0 | 0 | 0 | 2006 Qtr 1: 0; 2006 Qtr 2: 0; 2006 Qtr 3: 0; 2006 Qtr 4: 1172; 2007 Qtr 1: 0; 2007 Qtr 2: 0; 2007 Qtr 3: 0; 2007 Qtr 4: 0; 2008 Qtr 1: 0; 2008 Qtr 2: 0; 2008 Qtr 3: 0; 2008 Qtr 4: 0 | 1172
SDGE3012_EXP_EXP-ExpressEfficiencyRebateProgram | 213084-Refrigeration -Cooler/Freezer Door Gaskets - Solid Doors: Cooler |  | 7 | Commercial | 01-ALC-AllCommercial-Refrig | 0 |  |  |  |  | 4 | 4 | 0 | 0 | 0 | 0 | 3.6686 |  | kWh | 0.000614 | 0 | Commercial |  | Annual | [5 empty] | 4 | 0.96 |  |  |  | 0 | 129 | 0 | 0 | 0 | 0 | 0 | 0 | 0 | 0 | 0 | 0 | 2006 Qtr 1: 0; 2006 Qtr 2: 0; 2006 Qtr 3: 0; 2006 Qtr 4: 129; 2007 Qtr 1: 0; 2007 Qtr 2: 0; 2007 Qtr 3: 0; 2007 Qtr 4: 0; 2008 Qtr 1: 0; 2008 Qtr 2: 0; 2008 Qtr 3: 0; 2008 Qtr 4: 0 | 129
SDGE3012_EXP_EXP-ExpressEfficiencyRebateProgram | 213116-Refrigeration -Cooler/Freezer Door Gaskets - Solid Doors: Freezer |  | 7 | Commercial | 01-ALC-AllCommercial-Refrig | 0 |  |  |  |  | 4 | 4 | 0 | 0 | 0 | 0 | 3.6686 |  | kWh | 0.000614 | 0 | Commercial |  | Annual | [5 empty] | 4 | 0.96 |  |  |  | 0 | 76 | 0 | 0 | 0 | 0 | 0 | 0 | 0 | 0 | 0 | 0 | 2006 Qtr 1: 0; 2006 Qtr 2: 0; 2006 Qtr 3: 0; 2006 Qtr 4: 76; 2007 Qtr 1: 0; 2007 Qtr 2: 0; 2007 Qtr 3: 0; 2007 Qtr 4: 0; 2008 Qtr 1: 0; 2008 Qtr 2: 0; 2008 Qtr 3: 0; 2008 Qtr 4: 0 | 76
SDGE3012_EXP_EXP-ExpressEfficiencyRebateProgram | 213084-Refrigeration -Cooler/Freezer Door Gaskets - Solid Doors: Cooler |  | 10 | Commercial | 01-ALC-AllCommercial-Refrig | 0 |  |  |  |  | 4 | 4 | 0 | 0 | 0 | 0 | 3.6686 |  | kWh | 0.000614 | 0 | Commercial |  | Annual | [5 empty] | 4 | 0.96 |  |  |  | 0 | 74 | 0 | 0 | 0 | 0 | 0 | 0 | 0 | 0 | 0 | 0 | 2006 Qtr 1: 0; 2006 Qtr 2: 0; 2006 Qtr 3: 0; 2006 Qtr 4: 74; 2007 Qtr 1: 0; 2007 Qtr 2: 0; 2007 Qtr 3: 0; 2007 Qtr 4: 0; 2008 Qtr 1: 0; 2008 Qtr 2: 0; 2008 Qtr 3: 0; 2008 Qtr 4: 0 | 74
SDGE3012_EXP_EXP-ExpressEfficiencyRebateProgram | 213116-Refrigeration -Cooler/Freezer Door Gaskets - Solid Doors: Freezer |  | 10 | Commercial | 01-ALC-AllCommercial-Refrig | 0 |  |  |  |  | 4 | 4 | 0 | 0 | 0 | 0 | 3.6686 |  | kWh | 0.000614 | 0 | Commercial |  | Annual | [5 empty] | 4 | 0.96 |  |  |  | 0 | 18 | 0 | 0 | 0 | 0 | 0 | 0 | 0 | 0 | 0 | 0 | 2006 Qtr 1: 0; 2006 Qtr 2: 0; 2006 Qtr 3: 0; 2006 Qtr 4: 18; 2007 Qtr 1: 0; 2007 Qtr 2: 0; 2007 Qtr 3: 0; 2007 Qtr 4: 0; 2008 Qtr 1: 0; 2008 Qtr 2: 0; 2008 Qtr 3: 0; 2008 Qtr 4: 0 | 18
SDGE3012_EXP_EXP-ExpressEfficiencyRebateProgram | 213084-Refrigeration -Cooler/Freezer Door Gaskets - Solid Doors: Cooler |  | 7 | Commercial | 01-ALC-AllCommercial-Refrig | 0 |  |  |  |  | 4 | 4 | 0 | 0 | 0 | 0 | 3.6686 |  | kWh | 0.000614 | 0 | Commercial |  | Annual | [5 empty] | 4 | 0.96 |  |  |  | 0 | 21 | 0 | 0 | 0 | 0 | 0 | 0 | 0 | 0 | 0 | 0 | 2006 Qtr 1: 0; 2006 Qtr 2: 0; 2006 Qtr 3: 0; 2006 Qtr 4: 21; 2007 Qtr 1: 0; 2007 Qtr 2: 0; 2007 Qtr 3: 0; 2007 Qtr 4: 0; 2008 Qtr 1: 0; 2008 Qtr 2: 0; 2008 Qtr 3: 0; 2008 Qtr 4: 0 | 21
SDGE3012_EXP_EXP-ExpressEfficiencyRebateProgram | 213116-Refrigeration -Cooler/Freezer Door Gaskets - Solid Doors: Freezer |  | 7 | Commercial | 01-ALC-AllCommercial-Refrig | 0 |  |  |  |  | 4 | 4 | 0 | 0 | 0 | 0 | 3.6686 |  | kWh | 0.000614 | 0 | Commercial |  | Annual | [5 empty] | 4 | 0.96 |  |  |  | 0 | 21 | 0 | 0 | 0 | 0 | 0 | 0 | 0 | 0 | 0 | 0 | 2006 Qtr 1: 0; 2006 Qtr 2: 0; 2006 Qtr 3: 0; 2006 Qtr 4: 21; 2007 Qtr 1: 0; 2007 Qtr 2: 0; 2007 Qtr 3: 0; 2007 Qtr 4: 0; 2008 Qtr 1: 0; 2008 Qtr 2: 0; 2008 Qtr 3: 0; 2008 Qtr 4: 0 | 21
SDGE3012_EXP_EXP-ExpressEfficiencyRebateProgram | 213116-Refrigeration -Cooler/Freezer Door Gaskets - Solid Doors: Freezer |  | 10 | Commercial | 01-ALC-AllCommercial-Refrig | 0 |  |  |  |  | 4 | 4 | 0 | 0 | 0 | 0 | 3.6686 |  | kWh | 0.000614 | 0 | Commercial |  | Annual | [5 empty] | 4 | 0.96 |  |  |  | 0 | 22 | 0 | 0 | 0 | 0 | 0 | 0 | 0 | 0 | 0 | 0 | 2006 Qtr 1: 0; 2006 Qtr 2: 0; 2006 Qtr 3: 0; 2006 Qtr 4: 22; 2007 Qtr 1: 0; 2007 Qtr 2: 0; 2007 Qtr 3: 0; 2007 Qtr 4: 0; 2008 Qtr 1: 0; 2008 Qtr 2: 0; 2008 Qtr 3: 0; 2008 Qtr 4: 0 | 22
SDGE3012_EXP_EXP-ExpressEfficiencyRebateProgram | 213084-Refrigeration -Cooler/Freezer Door Gaskets - Solid Doors: Cooler |  | 7 | Commercial | 01-ALC-AllCommercial-Refrig | 0 |  |  |  |  | 4 | 4 | 0 | 0 | 0 | 0 | 3.6686 |  | kWh | 0.000614 | 0 | Commercial |  | Annual | [5 empty] | 4 | 0.96 |  |  |  | 0 | 57 | 0 | 0 | 0 | 0 | 0 | 0 | 0 | 0 | 0 | 0 | 2006 Qtr 1: 0; 2006 Qtr 2: 0; 2006 Qtr 3: 0; 2006 Qtr 4: 57; 2007 Qtr 1: 0; 2007 Qtr 2: 0; 2007 Qtr 3: 0; 2007 Qtr 4: 0; 2008 Qtr 1: 0; 2008 Qtr 2: 0; 2008 Qtr 3: 0; 2008 Qtr 4: 0 | 57
SDGE3012_EXP_EXP-ExpressEfficiencyRebateProgram | 213116-Refrigeration -Cooler/Freezer Door Gaskets - Solid Doors: Freezer |  | 7 | Commercial | 01-ALC-AllCommercial-Refrig | 0 |  |  |  |  | 4 | 4 | 0 | 0 | 0 | 0 | 3.6686 |  | kWh | 0.000614 | 0 | Commercial |  | Annual | [5 empty] | 4 | 0.96 |  |  |  | 0 | 19 | 0 | 0 | 0 | 0 | 0 | 0 | 0 | 0 | 0 | 0 | 2006 Qtr 1: 0; 2006 Qtr 2: 0; 2006 Qtr 3: 0; 2006 Qtr 4: 19; 2007 Qtr 1: 0; 2007 Qtr 2: 0; 2007 Qtr 3: 0; 2007 Qtr 4: 0; 2008 Qtr 1: 0; 2008 Qtr 2: 0; 2008 Qtr 3: 0; 2008 Qtr 4: 0 | 19
SDGE3012_EXP_EXP-ExpressEfficiencyRebateProgram | 213084-Refrigeration -Cooler/Freezer Door Gaskets - Solid Doors: Cooler |  | 7 | Commercial | 01-ALC-AllCommercial-Refrig | 0 |  |  |  |  | 4 | 4 | 0 | 0 | 0 | 0 | 3.6686 |  | kWh | 0.000614 | 0 | Commercial |  | Annual | [5 empty] | 4 | 0.96 |  |  |  | 0 | 57 | 0 | 0 | 0 | 0 | 0 | 0 | 0 | 0 | 0 | 0 | 2006 Qtr 1: 0; 2006 Qtr 2: 0; 2006 Qtr 3: 0; 2006 Qtr 4: 57; 2007 Qtr 1: 0; 2007 Qtr 2: 0; 2007 Qtr 3: 0; 2007 Qtr 4: 0; 2008 Qtr 1: 0; 2008 Qtr 2: 0; 2008 Qtr 3: 0; 2008 Qtr 4: 0 | 57
SDGE3012_EXP_EXP-ExpressEfficiencyRebateProgram | 213116-Refrigeration -Cooler/Freezer Door Gaskets - Solid Doors: Freezer |  | 7 | Commercial | 01-ALC-AllCommercial-Refrig | 0 |  |  |  |  | 4 | 4 | 0 | 0 | 0 | 0 | 3.6686 |  | kWh | 0.000614 | 0 | Commercial |  | Annual | [5 empty] | 4 | 0.96 |  |  |  | 0 | 18 | 0 | 0 | 0 | 0 | 0 | 0 | 0 | 0 | 0 | 0 | 2006 Qtr 1: 0; 2006 Qtr 2: 0; 2006 Qtr 3: 0; 2006 Qtr 4: 18; 2007 Qtr 1: 0; 2007 Qtr 2: 0; 2007 Qtr 3: 0; 2007 Qtr 4: 0; 2008 Qtr 1: 0; 2008 Qtr 2: 0; 2008 Qtr 3: 0; 2008 Qtr 4: 0 | 18
SDGE3012_EXP_EXP-ExpressEfficiencyRebateProgram | 213083-Refrigeration -Cooler/Freezer Door Gaskets - Glass Doors |  | 7 | Commercial | 01-ALC-AllCommercial-Refrig | 0 |  |  |  |  | 4 | 4 | 0 | 0 | 0 | 0 | 3.6686 |  | kWh | 0.000614 | 0 | Commercial |  | Annual | [5 empty] | 4 | 0.96 |  |  |  | 0 | 1502 | 0 | 0 | 0 | 0 | 0 | 0 | 0 | 0 | 0 | 0 | 2006 Qtr 1: 0; 2006 Qtr 2: 0; 2006 Qtr 3: 0; 2006 Qtr 4: 1502; 2007 Qtr 1: 0; 2007 Qtr 2: 0; 2007 Qtr 3: 0; 2007 Qtr 4: 0; 2008 Qtr 1: 0; 2008 Qtr 2: 0; 2008 Qtr 3: 0; 2008 Qtr 4: 0 | 1502
SDGE3012_EXP_EXP-ExpressEfficiencyRebateProgram | 213116-Refrigeration -Cooler/Freezer Door Gaskets - Solid Doors: Freezer |  | 7 | Commercial | 01-ALC-AllCommercial-Refrig | 0 |  |  |  |  | 4 | 4 | 0 | 0 | 0 | 0 | 3.6686 |  | kWh | 0.000614 | 0 | Commercial |  | Annual | [5 empty] | 4 | 0.96 |  |  |  | 0 | 20 | 0 | 0 | 0 | 0 | 0 | 0 | 0 | 0 | 0 | 0 | 2006 Qtr 1: 0; 2006 Qtr 2: 0; 2006 Qtr 3: 0; 2006 Qtr 4: 20; 2007 Qtr 1: 0; 2007 Qtr 2: 0; 2007 Qtr 3: 0; 2007 Qtr 4: 0; 2008 Qtr 1: 0; 2008 Qtr 2: 0; 2008 Qtr 3: 0; 2008 Qtr 4: 0 | 20
SDGE3012_EXP_EXP-ExpressEfficiencyRebateProgram | 213116-Refrigeration -Cooler/Freezer Door Gaskets - Solid Doors: Freezer |  | 7 | Commercial | 01-ALC-AllCommercial-Refrig | 0 |  |  |  |  | 4 | 4 | 0 | 0 | 0 | 0 | 3.6686 |  | kWh | 0.000614 | 0 | Commercial |  | Annual | [5 empty] | 4 | 0.96 |  |  |  | 0 | 36 | 0 | 0 | 0 | 0 | 0 | 0 | 0 | 0 | 0 | 0 | 2006 Qtr 1: 0; 2006 Qtr 2: 0; 2006 Qtr 3: 0; 2006 Qtr 4: 36; 2007 Qtr 1: 0; 2007 Qtr 2: 0; 2007 Qtr 3: 0; 2007 Qtr 4: 0; 2008 Qtr 1: 0; 2008 Qtr 2: 0; 2008 Qtr 3: 0; 2008 Qtr 4: 0 | 36
SDGE3012_EXP_EXP-ExpressEfficiencyRebateProgram | 213084-Refrigeration -Cooler/Freezer Door Gaskets - Solid Doors: Cooler |  | 7 | Commercial | 01-ALC-AllCommercial-Refrig | 0 |  |  |  |  | 4 | 4 | 0 | 0 | 0 | 0 | 3.6686 |  | kWh | 0.000614 | 0 | Commercial |  | Annual | [5 empty] | 4 | 0.96 |  |  |  | 0 | 55 | 0 | 0 | 0 | 0 | 0 | 0 | 0 | 0 | 0 | 0 | 2006 Qtr 1: 0; 2006 Qtr 2: 0; 2006 Qtr 3: 0; 2006 Qtr 4: 55; 2007 Qtr 1: 0; 2007 Qtr 2: 0; 2007 Qtr 3: 0; 2007 Qtr 4: 0; 2008 Qtr 1: 0; 2008 Qtr 2: 0; 2008 Qtr 3: 0; 2008 Qtr 4: 0 | 55
SDGE3012_EXP_EXP-ExpressEfficiencyRebateProgram | 213176-Food Service - Ice Machine Air-Cooled 301-400 |  | 7 | Commercial | 01-ALC-AllCommercial-Refrig | 0 |  |  |  |  | 559 | 300 | 0 | 0 | 0 | 259 | 1660.75 |  | kWh | 0.18958 | 0 | Commercial |  | Annual | [5 empty] | 12 | 0.96 |  |  |  | 0 | 0 | 1 | 0 | 0 | 0 | 0 | 0 | 0 | 0 | 0 | 0 | 2006 Qtr 1: 0; 2006 Qtr 2: 0; 2006 Qtr 3: 0; 2006 Qtr 4: 0; 2007 Qtr 1: 0; 2007 Qtr 2: 0; 2007 Qtr 3: 0; 2007 Qtr 4: 1; 2008 Qtr 1: 0; 2008 Qtr 2: 0; 2008 Qtr 3: 0; 2008 Qtr 4: 0 | 1
SDGE3012_EXP_EXP-ExpressEfficiencyRebateProgram | 213179-Food Service - Ice Machine Air-Cooled 1001-1500 |  | 7 | Commercial | 01-ALC-AllCommercial-Refrig | 0 |  |  |  |  | 1821 | 500 | 0 | 0 | 0 | 1321 | 4106.25 |  | kWh | 0.46875 | 0 | Commercial |  | Annual | [5 empty] | 12 | 0.96 |  |  |  | 0 | 0 | 1 | 0 | 0 | 0 | 0 | 0 | 0 | 0 | 0 | 0 | 2006 Qtr 1: 0; 2006 Qtr 2: 0; 2006 Qtr 3: 0; 2006 Qtr 4: 0; 2007 Qtr 1: 0; 2007 Qtr 2: 0; 2007 Qtr 3: 0; 2007 Qtr 4: 1; 2008 Qtr 1: 0; 2008 Qtr 2: 0; 2008 Qtr 3: 0; 2008 Qtr 4: 0 | 1
SDGE3012_EXP_EXP-ExpressEfficiencyRebateProgram | 213084-Refrigeration -Cooler/Freezer Door Gaskets - Solid Doors: Cooler |  | 7 | Commercial | 01-ALC-AllCommercial-Refrig | 0 |  |  |  |  | 4 | 4 | 0 | 0 | 0 | 0 | 104.55 |  | kWh | 0.01195 | 0 | Commercial |  | Annual | [5 empty] | 4 | 0.96 |  |  |  | 0 | 0 | 55 | 0 | 0 | 0 | 0 | 0 | 0 | 0 | 0 | 0 | 2006 Qtr 1: 0; 2006 Qtr 2: 0; 2006 Qtr 3: 0; 2006 Qtr 4: 0; 2007 Qtr 1: 0; 2007 Qtr 2: 0; 2007 Qtr 3: 0; 2007 Qtr 4: 55; 2008 Qtr 1: 0; 2008 Qtr 2: 0; 2008 Qtr 3: 0; 2008 Qtr 4: 0 | 55
SDGE3012_EXP_EXP-ExpressEfficiencyRebateProgram | 213002-A/C - Reflective Window Film Coastal |  | 7 | Commercial | 01-ALC-AllCommercial-Cooling | 0 |  |  |  |  | 3.12 | 1.5 | 0 | 0 | 0 | 1.62 | 12.44 |  | kWh | 0.0023 | 0 | Commercial |  | Annual | [5 empty] | 10 | 0.96 |  |  |  | 0 | 0 | 544 | 0 | 0 | 0 | 0 | 0 | 0 | 0 | 0 | 0 | 2006 Qtr 1: 0; 2006 Qtr 2: 0; 2006 Qtr 3: 0; 2006 Qtr 4: 0; 2007 Qtr 1: 0; 2007 Qtr 2: 0; 2007 Qtr 3: 0; 2007 Qtr 4: 544; 2008 Qtr 1: 0; 2008 Qtr 2: 0; 2008 Qtr 3: 0; 2008 Qtr 4: 0 | 544
SDGE3012_EXP_EXP-ExpressEfficiencyRebateProgram | 213011-Lighting - 2 Ft 2nd Gen. T-8 with Elec. Ballast |  | 7 | Commercial | 01-ALC-AllCommercial-IntLight | 0 |  |  |  |  | 26.9806 | 6.4239 | 0 | 0 | 0 | 20.5566 | 21.6018 |  | kWh | 0.004144 | -0.041103 | Commercial |  | Annual | [5 empty] | 11 | 0.96 |  |  |  | 0 | 0 | 462.3325 | 0 | 0 | 0 | 0 | 0 | 0 | 0 | 0 | 0 | 2006 Qtr 1: 0; 2006 Qtr 2: 0; 2006 Qtr 3: 0; 2006 Qtr 4: 0; 2007 Qtr 1: 0; 2007 Qtr 2: 0; 2007 Qtr 3: 0; 2007 Qtr 4: 462.3325; 2008 Qtr 1: 0; 2008 Qtr 2: 0; 2008 Qtr 3: 0; 2008 Qtr 4: 0 | 462.3325
SDGE3012_EXP_EXP-ExpressEfficiencyRebateProgram | 213012-Lighting - 3 Ft 2nd Gen. T-8 with Elec. Ballast |  | 7 | Commercial | 01-ALC-AllCommercial-IntLight | 0 |  |  |  |  | 26.9806 | 10.2783 | 0 | 0 | 0 | 16.7023 | 32.7476 |  | kWh | 0.0062822 | -0.06231 | Commercial |  | Annual | [5 empty] | 11 | 0.96 |  |  |  | 0 | 0 | 10.8967 | 0 | 0 | 0 | 0 | 0 | 0 | 0 | 0 | 0 | 2006 Qtr 1: 0; 2006 Qtr 2: 0; 2006 Qtr 3: 0; 2006 Qtr 4: 0; 2007 Qtr 1: 0; 2007 Qtr 2: 0; 2007 Qtr 3: 0; 2007 Qtr 4: 10.8967; 2008 Qtr 1: 0; 2008 Qtr 2: 0; 2008 Qtr 3: 0; 2008 Qtr 4: 0 | 10.8967
SDGE3012_EXP_EXP-ExpressEfficiencyRebateProgram | 213147-Premium T8 with T12 34Watt Baseline |  | 7 | Commercial | 01-ALC-AllCommercial-IntLight | 0 |  |  |  |  | 16.3168 | 7.7087 | 0 | 0 | 0 | 8.6081 | 10.7595 |  | kWh | 0.0020641 | -0.020473 | Commercial |  | Annual | [5 empty] | 11 | 0.96 |  |  |  | 0 | 0 | 2019.7859 | 0 | 0 | 0 | 0 | 0 | 0 | 0 | 0 | 0 | 2006 Qtr 1: 0; 2006 Qtr 2: 0; 2006 Qtr 3: 0; 2006 Qtr 4: 0; 2007 Qtr 1: 0; 2007 Qtr 2: 0; 2007 Qtr 3: 0; 2007 Qtr 4: 2019.7859; 2008 Qtr 1: 0; 2008 Qtr 2: 0; 2008 Qtr 3: 0; 2008 Qtr 4: 0 | 2019.7859
SDGE3012_EXP_EXP-ExpressEfficiencyRebateProgram | 213053-Lighting - Remove 4 Ft T-8 (De-Lamp) | COFL00AVDEL01 | 7 | Commercial | 01-ALC-AllCommercial-IntLight | 0 |  |  |  |  | 33.026 | 12.8479 | 0 | 0 | 0 | 20.1781 | 112.837 |  | kWh | 0.021646 | -0.2147 | Commercial |  | Annual | [5 empty] | 11 | 0.96 |  |  |  | 0 | 0 | 233.5013 | 0 | 0 | 0 | 0 | 0 | 0 | 0 | 0 | 0 | 2006 Qtr 1: 0; 2006 Qtr 2: 0; 2006 Qtr 3: 0; 2006 Qtr 4: 0; 2007 Qtr 1: 0; 2007 Qtr 2: 0; 2007 Qtr 3: 0; 2007 Qtr 4: 233.5013; 2008 Qtr 1: 0; 2008 Qtr 2: 0; 2008 Qtr 3: 0; 2008 Qtr 4: 0 | 233.5013
SDGE3012_EXP_EXP-ExpressEfficiencyRebateProgram | 213147-Premium T8 with T12 34Watt Baseline |  | 7 | Commercial | 14-MLI-Manufacturing–LightIndustry-LIGHT | 0 |  |  |  |  | 16.3168 | 7.7087 | 0 | 0 | 0 | 8.6081 | 13.9656 |  | kWh | 0.0035184 | -0.018056 | Commercial |  | Annual | [5 empty] | 11 | 0.96 |  |  |  | 0 | 0 | 183.6877 | 0 | 0 | 0 | 0 | 0 | 0 | 0 | 0 | 0 | 2006 Qtr 1: 0; 2006 Qtr 2: 0; 2006 Qtr 3: 0; 2006 Qtr 4: 0; 2007 Qtr 1: 0; 2007 Qtr 2: 0; 2007 Qtr 3: 0; 2007 Qtr 4: 183.6877; 2008 Qtr 1: 0; 2008 Qtr 2: 0; 2008 Qtr 3: 0; 2008 Qtr 4: 0 | 183.6877
SDGE3012_EXP_EXP-ExpressEfficiencyRebateProgram | 213053-Lighting - Remove 4 Ft T-8 (De-Lamp) | COFL00AVDEL01 | 7 | Commercial | 14-MLI-Manufacturing–LightIndustry-LIGHT | 0 |  |  |  |  | 33.026 | 12.8479 | 0 | 0 | 0 | 20.1781 | 146.46 |  | kWh | 0.036898 | -0.18936 | Commercial |  | Annual | [5 empty] | 11 | 0.96 |  |  |  | 0 | 0 | 84.8388 | 0 | 0 | 0 | 0 | 0 | 0 | 0 | 0 | 0 | 2006 Qtr 1: 0; 2006 Qtr 2: 0; 2006 Qtr 3: 0; 2006 Qtr 4: 0; 2007 Qtr 1: 0; 2007 Qtr 2: 0; 2007 Qtr 3: 0; 2007 Qtr 4: 84.8388; 2008 Qtr 1: 0; 2008 Qtr 2: 0; 2008 Qtr 3: 0; 2008 Qtr 4: 0 | 84.8388
SDGE3012_EXP_EXP-ExpressEfficiencyRebateProgram | 213083-Refrigeration -Cooler/Freezer Door Gaskets - Glass Doors |  | System | Commercial | 01-ALC-AllCommercial-Refrig | 0 |  |  |  |  | 4 | 4 | 0 | 0 | 0 | 0 | 3.6686 |  | kWh | 0.000614 | 0 | Commercial |  | Annual | [5 empty] | 4 | 0.96 |  |  |  | 0 | 0 | 1834 | 0 | 0 | 0 | 0 | 0 | 0 | 0 | 0 | 0 | 2006 Qtr 1: 0; 2006 Qtr 2: 0; 2006 Qtr 3: 0; 2006 Qtr 4: 0; 2007 Qtr 1: 0; 2007 Qtr 2: 0; 2007 Qtr 3: 0; 2007 Qtr 4: 1834; 2008 Qtr 1: 0; 2008 Qtr 2: 0; 2008 Qtr 3: 0; 2008 Qtr 4: 0 | 1834
SDGE3012_EXP_EXP-ExpressEfficiencyRebateProgram | 213002-A/C - Reflective Window Film Coastal |  | 7 | Commercial | 01-ALC-AllCommercial-Cooling | 0 |  |  |  |  | 3.12 | 1.5 | 0 | 0 | 0 | 1.62 | 12.44 |  | kWh | 0.0023 | 0 | Commercial |  | Annual | [5 empty] | 10 | 0.96 |  |  |  | 0 | 0 | 1340 | 0 | 0 | 0 | 0 | 0 | 0 | 0 | 0 | 0 | 2006 Qtr 1: 0; 2006 Qtr 2: 0; 2006 Qtr 3: 0; 2006 Qtr 4: 0; 2007 Qtr 1: 0; 2007 Qtr 2: 0; 2007 Qtr 3: 0; 2007 Qtr 4: 1340; 2008 Qtr 1: 0; 2008 Qtr 2: 0; 2008 Qtr 3: 0; 2008 Qtr 4: 0 | 1340
SDGE3012_EXP_EXP-ExpressEfficiencyRebateProgram | 213147-Premium T8 with T12 34Watt Baseline |  | 7 | Commercial | 14-MLI-Manufacturing–LightIndustry-LIGHT | 0 |  |  |  |  | 16.3168 | 7.7087 | 0 | 0 | 0 | 8.6081 | 13.9656 |  | kWh | 0.0035184 | -0.018056 | Commercial |  | Annual | [5 empty] | 11 | 0.96 |  |  |  | 0 | 0 | 112.0806 | 0 | 0 | 0 | 0 | 0 | 0 | 0 | 0 | 0 | 2006 Qtr 1: 0; 2006 Qtr 2: 0; 2006 Qtr 3: 0; 2006 Qtr 4: 0; 2007 Qtr 1: 0; 2007 Qtr 2: 0; 2007 Qtr 3: 0; 2007 Qtr 4: 112.0806; 2008 Qtr 1: 0; 2008 Qtr 2: 0; 2008 Qtr 3: 0; 2008 Qtr 4: 0 | 112.0806
SDGE3012_EXP_EXP-ExpressEfficiencyRebateProgram | 213053-Lighting - Remove 4 Ft T-8 (De-Lamp) | COFL00AVDEL01 | 7 | Commercial | 14-MLI-Manufacturing–LightIndustry-LIGHT | 0 |  |  |  |  | 33.026 | 12.8479 | 0 | 0 | 0 | 20.1781 | 146.46 |  | kWh | 0.036898 | -0.18936 | Commercial |  | Annual | [5 empty] | 11 | 0.96 |  |  |  | 0 | 0 | 34.2469 | 0 | 0 | 0 | 0 | 0 | 0 | 0 | 0 | 0 | 2006 Qtr 1: 0; 2006 Qtr 2: 0; 2006 Qtr 3: 0; 2006 Qtr 4: 0; 2007 Qtr 1: 0; 2007 Qtr 2: 0; 2007 Qtr 3: 0; 2007 Qtr 4: 34.2469; 2008 Qtr 1: 0; 2008 Qtr 2: 0; 2008 Qtr 3: 0; 2008 Qtr 4: 0 | 34.2469
SDGE3012_EXP_EXP-ExpressEfficiencyRebateProgram | 213054-Lighting - Remove 8 Ft T-8 (De-Lamp) | CRTL00AVDEL02 | 7 | Commercial | 14-MLI-Manufacturing–LightIndustry-LIGHT | 0 |  |  |  |  | 33.2757 | 32.1197 | 0 | 0 | 0 | 1.156 | 241.7127 |  | kWh | 0.060896 | -0.31251 | Commercial |  | Annual | [5 empty] | 11 | 0.96 |  |  |  | 0 | 0 | 26.4635 | 0 | 0 | 0 | 0 | 0 | 0 | 0 | 0 | 0 | 2006 Qtr 1: 0; 2006 Qtr 2: 0; 2006 Qtr 3: 0; 2006 Qtr 4: 0; 2007 Qtr 1: 0; 2007 Qtr 2: 0; 2007 Qtr 3: 0; 2007 Qtr 4: 26.4635; 2008 Qtr 1: 0; 2008 Qtr 2: 0; 2008 Qtr 3: 0; 2008 Qtr 4: 0 | 26.4635
SDGE3012_EXP_EXP-ExpressEfficiencyRebateProgram | 213215-Lighting-Interior High Bay Linear Fluorescent Fixtures <= 244 Watts replacing 400 Watts (Tier 1) |  | 7 | Commercial | 14-MLI-Manufacturing–LightIndustry-LIGHT | 0 |  |  |  |  | 308.7635 | 97.9359 | 0 | 0 | 0 | 210.8275 | 954.8737 |  | kWh | 0.20396 | -1.2346 | Commercial |  | Annual | [5 empty] | 11 | 0.96 |  |  |  | 0 | 0 | 38.3465 | 0 | 0 | 0 | 0 | 0 | 0 | 0 | 0 | 0 | 2006 Qtr 1: 0; 2006 Qtr 2: 0; 2006 Qtr 3: 0; 2006 Qtr 4: 0; 2007 Qtr 1: 0; 2007 Qtr 2: 0; 2007 Qtr 3: 0; 2007 Qtr 4: 38.3465; 2008 Qtr 1: 0; 2008 Qtr 2: 0; 2008 Qtr 3: 0; 2008 Qtr 4: 0 | 38.3465
SDGE3012_EXP_EXP-ExpressEfficiencyRebateProgram | 213230-Lighting - Occupancy Sensor - High-Bay Sensor |  | 7 | Commercial | 14-MLI-Manufacturing–LightIndustry-LIGHT | 0 |  |  |  |  | 141 | 100 | 0 | 0 | 0 | 41 | 1304.0352 |  | kWh | 0.465 | 0 | Commercial |  | Annual | [5 empty] | 8 | 0.96 |  |  |  | 0 | 0 | 37 | 0 | 0 | 0 | 0 | 0 | 0 | 0 | 0 | 0 | 2006 Qtr 1: 0; 2006 Qtr 2: 0; 2006 Qtr 3: 0; 2006 Qtr 4: 0; 2007 Qtr 1: 0; 2007 Qtr 2: 0; 2007 Qtr 3: 0; 2007 Qtr 4: 37; 2008 Qtr 1: 0; 2008 Qtr 2: 0; 2008 Qtr 3: 0; 2008 Qtr 4: 0 | 37
SDGE3012_EXP_EXP-ExpressEfficiencyRebateProgram | 213147-Premium T8 with T12 34Watt Baseline |  | 7 | Commercial | 14-MLI-Manufacturing–LightIndustry-LIGHT | 0 |  |  |  |  | 16.3168 | 7.7087 | 0 | 0 | 0 | 8.6081 | 13.9656 |  | kWh | 0.0035184 | -0.018056 | Commercial |  | Annual | [5 empty] | 11 | 0.96 |  |  |  | 0 | 0 | 21.7935 | 0 | 0 | 0 | 0 | 0 | 0 | 0 | 0 | 0 | 2006 Qtr 1: 0; 2006 Qtr 2: 0; 2006 Qtr 3: 0; 2006 Qtr 4: 0; 2007 Qtr 1: 0; 2007 Qtr 2: 0; 2007 Qtr 3: 0; 2007 Qtr 4: 21.7935; 2008 Qtr 1: 0; 2008 Qtr 2: 0; 2008 Qtr 3: 0; 2008 Qtr 4: 0 | 21.7935
SDGE3012_EXP_EXP-ExpressEfficiencyRebateProgram | 213053-Lighting - Remove 4 Ft T-8 (De-Lamp) | COFL00AVDEL01 | 7 | Commercial | 14-MLI-Manufacturing–LightIndustry-LIGHT | 0 |  |  |  |  | 33.026 | 12.8479 | 0 | 0 | 0 | 20.1781 | 146.46 |  | kWh | 0.036898 | -0.18936 | Commercial |  | Annual | [5 empty] | 11 | 0.96 |  |  |  | 0 | 0 | 10.8967 | 0 | 0 | 0 | 0 | 0 | 0 | 0 | 0 | 0 | 2006 Qtr 1: 0; 2006 Qtr 2: 0; 2006 Qtr 3: 0; 2006 Qtr 4: 0; 2007 Qtr 1: 0; 2007 Qtr 2: 0; 2007 Qtr 3: 0; 2007 Qtr 4: 10.8967; 2008 Qtr 1: 0; 2008 Qtr 2: 0; 2008 Qtr 3: 0; 2008 Qtr 4: 0 | 10.8967
SDGE3012_EXP_EXP-ExpressEfficiencyRebateProgram | 213084-Refrigeration -Cooler/Freezer Door Gaskets - Solid Doors: Cooler |  | 7 | Commercial | 01-ALC-AllCommercial-Refrig | 0 |  |  |  |  | 4 | 4 | 0 | 0 | 0 | 0 | 104.55 |  | kWh | 0.01195 | 0 | Commercial |  | Annual | [5 empty] | 4 | 0.96 |  |  |  | 0 | 0 | 81 | 0 | 0 | 0 | 0 | 0 | 0 | 0 | 0 | 0 | 2006 Qtr 1: 0; 2006 Qtr 2: 0; 2006 Qtr 3: 0; 2006 Qtr 4: 0; 2007 Qtr 1: 0; 2007 Qtr 2: 0; 2007 Qtr 3: 0; 2007 Qtr 4: 81; 2008 Qtr 1: 0; 2008 Qtr 2: 0; 2008 Qtr 3: 0; 2008 Qtr 4: 0 | 81
SDGE3012_EXP_EXP-ExpressEfficiencyRebateProgram | 213084-Refrigeration -Cooler/Freezer Door Gaskets - Solid Doors: Cooler |  | 7 | Commercial | 01-ALC-AllCommercial-Refrig | 0 |  |  |  |  | 4 | 4 | 0 | 0 | 0 | 0 | 104.55 |  | kWh | 0.01195 | 0 | Commercial |  | Annual | [5 empty] | 4 | 0.96 |  |  |  | 0 | 0 | 215 | 0 | 0 | 0 | 0 | 0 | 0 | 0 | 0 | 0 | 2006 Qtr 1: 0; 2006 Qtr 2: 0; 2006 Qtr 3: 0; 2006 Qtr 4: 0; 2007 Qtr 1: 0; 2007 Qtr 2: 0; 2007 Qtr 3: 0; 2007 Qtr 4: 215; 2008 Qtr 1: 0; 2008 Qtr 2: 0; 2008 Qtr 3: 0; 2008 Qtr 4: 0 | 215
SDGE3012_EXP_EXP-ExpressEfficiencyRebateProgram | 213175-Food Service - Ice Machine Air-Cooled 201-300 |  | 7 | Commercial | 01-ALC-AllCommercial-Refrig | 0 |  |  |  |  | 312 | 300 | 0 | 0 | 0 | 12 | 2281.25 |  | kWh | 0.26042 | 0 | Commercial |  | Annual | [5 empty] | 12 | 0.96 |  |  |  | 0 | 0 | 1 | 0 | 0 | 0 | 0 | 0 | 0 | 0 | 0 | 0 | 2006 Qtr 1: 0; 2006 Qtr 2: 0; 2006 Qtr 3: 0; 2006 Qtr 4: 0; 2007 Qtr 1: 0; 2007 Qtr 2: 0; 2007 Qtr 3: 0; 2007 Qtr 4: 1; 2008 Qtr 1: 0; 2008 Qtr 2: 0; 2008 Qtr 3: 0; 2008 Qtr 4: 0 | 1
SDGE3012_EXP_EXP-ExpressEfficiencyRebateProgram | 213147-Premium T8 with T12 34Watt Baseline |  | 7 | Commercial | 14-MLI-Manufacturing–LightIndustry-LIGHT | 0 |  |  |  |  | 16.3168 | 7.7087 | 0 | 0 | 0 | 8.6081 | 13.9656 |  | kWh | 0.0035184 | -0.018056 | Commercial |  | Annual | [5 empty] | 11 | 0.96 |  |  |  | 0 | 0 | 104.2972 | 0 | 0 | 0 | 0 | 0 | 0 | 0 | 0 | 0 | 2006 Qtr 1: 0; 2006 Qtr 2: 0; 2006 Qtr 3: 0; 2006 Qtr 4: 0; 2007 Qtr 1: 0; 2007 Qtr 2: 0; 2007 Qtr 3: 0; 2007 Qtr 4: 104.2972; 2008 Qtr 1: 0; 2008 Qtr 2: 0; 2008 Qtr 3: 0; 2008 Qtr 4: 0 | 104.2972
SDGE3012_EXP_EXP-ExpressEfficiencyRebateProgram | 213053-Lighting - Remove 4 Ft T-8 (De-Lamp) | COFL00AVDEL01 | 7 | Commercial | 14-MLI-Manufacturing–LightIndustry-LIGHT | 0 |  |  |  |  | 33.026 | 12.8479 | 0 | 0 | 0 | 20.1781 | 146.46 |  | kWh | 0.036898 | -0.18936 | Commercial |  | Annual | [5 empty] | 11 | 0.96 |  |  |  | 0 | 0 | 68.4937 | 0 | 0 | 0 | 0 | 0 | 0 | 0 | 0 | 0 | 2006 Qtr 1: 0; 2006 Qtr 2: 0; 2006 Qtr 3: 0; 2006 Qtr 4: 0; 2007 Qtr 1: 0; 2007 Qtr 2: 0; 2007 Qtr 3: 0; 2007 Qtr 4: 68.4937; 2008 Qtr 1: 0; 2008 Qtr 2: 0; 2008 Qtr 3: 0; 2008 Qtr 4: 0 | 68.4937
SDGE3012_EXP_EXP-ExpressEfficiencyRebateProgram | 213215-Lighting-Interior High Bay Linear Fluorescent Fixtures <= 244 Watts replacing 400 Watts (Tier 1) |  | 7 | Commercial | 14-MLI-Manufacturing–LightIndustry-LIGHT | 0 |  |  |  |  | 308.7635 | 97.9359 | 0 | 0 | 0 | 210.8275 | 954.8737 |  | kWh | 0.20396 | -1.2346 | Commercial |  | Annual | [5 empty] | 11 | 0.96 |  |  |  | 0 | 0 | 62.1835 | 0 | 0 | 0 | 0 | 0 | 0 | 0 | 0 | 0 | 2006 Qtr 1: 0; 2006 Qtr 2: 0; 2006 Qtr 3: 0; 2006 Qtr 4: 0; 2007 Qtr 1: 0; 2007 Qtr 2: 0; 2007 Qtr 3: 0; 2007 Qtr 4: 62.1835; 2008 Qtr 1: 0; 2008 Qtr 2: 0; 2008 Qtr 3: 0; 2008 Qtr 4: 0 | 62.1835
SDGE3012_EXP_EXP-ExpressEfficiencyRebateProgram | 213062-Lighting - Occupancy Sensor - Wallbox Lighting Sensor | CALC00AVOCC01 | 7 | Commercial | 14-MLI-Manufacturing–LightIndustry-LIGHT | 0 |  |  |  |  | 42.2833 | 22.5 | 0 | 0 | 0 | 19.7833 | 213.759 |  | kWh | 0 | 0 | Commercial |  | Annual | [5 empty] | 8 | 0.96 |  |  |  | 0 | 0 | 4 | 0 | 0 | 0 | 0 | 0 | 0 | 0 | 0 | 0 | 2006 Qtr 1: 0; 2006 Qtr 2: 0; 2006 Qtr 3: 0; 2006 Qtr 4: 0; 2007 Qtr 1: 0; 2007 Qtr 2: 0; 2007 Qtr 3: 0; 2007 Qtr 4: 4; 2008 Qtr 1: 0; 2008 Qtr 2: 0; 2008 Qtr 3: 0; 2008 Qtr 4: 0 | 4
SDGE3012_EXP_EXP-ExpressEfficiencyRebateProgram | 213230-Lighting - Occupancy Sensor - High-Bay Sensor |  | 7 | Commercial | 14-MLI-Manufacturing–LightIndustry-LIGHT | 0 |  |  |  |  | 141 | 100 | 0 | 0 | 0 | 41 | 1304.0352 |  | kWh | 0.465 | 0 | Commercial |  | Annual | [5 empty] | 8 | 0.96 |  |  |  | 0 | 0 | 16 | 0 | 0 | 0 | 0 | 0 | 0 | 0 | 0 | 0 | 2006 Qtr 1: 0; 2006 Qtr 2: 0; 2006 Qtr 3: 0; 2006 Qtr 4: 0; 2007 Qtr 1: 0; 2007 Qtr 2: 0; 2007 Qtr 3: 0; 2007 Qtr 4: 16; 2008 Qtr 1: 0; 2008 Qtr 2: 0; 2008 Qtr 3: 0; 2008 Qtr 4: 0 | 16
SDGE3012_EXP_EXP-ExpressEfficiencyRebateProgram | 213011-Lighting - 2 Ft 2nd Gen. T-8 with Elec. Ballast |  | System | Commercial | 01-ALC-AllCommercial-IntLight | 0 |  |  |  |  | 26.9806 | 6.4239 | 0 | 0 | 0 | 20.5566 | 17.582 |  | kWh | 0.004574 | -0.033454 | Commercial |  | Annual | [5 empty] | 11 | 0.96 |  |  |  | 0 | 0 | 28.0202 | 0 | 0 | 0 | 0 | 0 | 0 | 0 | 0 | 0 | 2006 Qtr 1: 0; 2006 Qtr 2: 0; 2006 Qtr 3: 0; 2006 Qtr 4: 0; 2007 Qtr 1: 0; 2007 Qtr 2: 0; 2007 Qtr 3: 0; 2007 Qtr 4: 28.0202; 2008 Qtr 1: 0; 2008 Qtr 2: 0; 2008 Qtr 3: 0; 2008 Qtr 4: 0 | 28.0202
SDGE3012_EXP_EXP-ExpressEfficiencyRebateProgram | 213147-Premium T8 with T12 34Watt Baseline |  | System | Commercial | 01-ALC-AllCommercial-IntLight | 0 |  |  |  |  | 16.3168 | 7.7087 | 0 | 0 | 0 | 8.6081 | 8.7573 |  | kWh | 0.0022782 | -0.016663 | Commercial |  | Annual | [5 empty] | 11 | 0.96 |  |  |  | 0 | 0 | 2291.4257 | 0 | 0 | 0 | 0 | 0 | 0 | 0 | 0 | 0 | 2006 Qtr 1: 0; 2006 Qtr 2: 0; 2006 Qtr 3: 0; 2006 Qtr 4: 0; 2007 Qtr 1: 0; 2007 Qtr 2: 0; 2007 Qtr 3: 0; 2007 Qtr 4: 2291.4257; 2008 Qtr 1: 0; 2008 Qtr 2: 0; 2008 Qtr 3: 0; 2008 Qtr 4: 0 | 2291.4257
SDGE3012_EXP_EXP-ExpressEfficiencyRebateProgram | 213053-Lighting - Remove 4 Ft T-8 (De-Lamp) | COFL00AVDEL01 | System | Commercial | 01-ALC-AllCommercial-IntLight | 0 |  |  |  |  | 33.026 | 12.8479 | 0 | 0 | 0 | 20.1781 | 91.8395 |  | kWh | 0.023892 | -0.17475 | Commercial |  | Annual | [5 empty] | 11 | 0.96 |  |  |  | 0 | 0 | 1391.6675 | 0 | 0 | 0 | 0 | 0 | 0 | 0 | 0 | 0 | 2006 Qtr 1: 0; 2006 Qtr 2: 0; 2006 Qtr 3: 0; 2006 Qtr 4: 0; 2007 Qtr 1: 0; 2007 Qtr 2: 0; 2007 Qtr 3: 0; 2007 Qtr 4: 1391.6675; 2008 Qtr 1: 0; 2008 Qtr 2: 0; 2008 Qtr 3: 0; 2008 Qtr 4: 0 | 1391.6675
SDGE3012_EXP_EXP-ExpressEfficiencyRebateProgram | 213059-Motors - VFD - HVAC Fans (per Hp) |  | 7 | Commercial | 01-ALC-AllCommercial-Vent/Fan | 0 |  |  |  |  | 202 | 80 | 0 | 0 | 0 | 122 | 753 |  | kWh | 0 | 0 | Commercial |  | Annual | [5 empty] | 15 | 0.96 |  |  |  | 0 | 0 | 50 | 0 | 0 | 0 | 0 | 0 | 0 | 0 | 0 | 0 | 2006 Qtr 1: 0; 2006 Qtr 2: 0; 2006 Qtr 3: 0; 2006 Qtr 4: 0; 2007 Qtr 1: 0; 2007 Qtr 2: 0; 2007 Qtr 3: 0; 2007 Qtr 4: 50; 2008 Qtr 1: 0; 2008 Qtr 2: 0; 2008 Qtr 3: 0; 2008 Qtr 4: 0 | 50
SDGE3012_EXP_EXP-ExpressEfficiencyRebateProgram | 213059-Motors - VFD - HVAC Fans (per Hp) |  | 7 | Commercial | 01-ALC-AllCommercial-Vent/Fan | 0 |  |  |  |  | 202 | 80 | 0 | 0 | 0 | 122 | 753 |  | kWh | 0 | 0 | Commercial |  | Annual | [5 empty] | 15 | 0.96 |  |  |  | 0 | 0 | 50 | 0 | 0 | 0 | 0 | 0 | 0 | 0 | 0 | 0 | 2006 Qtr 1: 0; 2006 Qtr 2: 0; 2006 Qtr 3: 0; 2006 Qtr 4: 0; 2007 Qtr 1: 0; 2007 Qtr 2: 0; 2007 Qtr 3: 0; 2007 Qtr 4: 50; 2008 Qtr 1: 0; 2008 Qtr 2: 0; 2008 Qtr 3: 0; 2008 Qtr 4: 0 | 50
SDGE3012_EXP_EXP-ExpressEfficiencyRebateProgram | 213059-Motors - VFD - HVAC Fans (per Hp) |  | 7 | Commercial | 01-ALC-AllCommercial-Vent/Fan | 0 |  |  |  |  | 202 | 80 | 0 | 0 | 0 | 122 | 753 |  | kWh | 0 | 0 | Commercial |  | Annual | [5 empty] | 15 | 0.96 |  |  |  | 0 | 0 | 50 | 0 | 0 | 0 | 0 | 0 | 0 | 0 | 0 | 0 | 2006 Qtr 1: 0; 2006 Qtr 2: 0; 2006 Qtr 3: 0; 2006 Qtr 4: 0; 2007 Qtr 1: 0; 2007 Qtr 2: 0; 2007 Qtr 3: 0; 2007 Qtr 4: 50; 2008 Qtr 1: 0; 2008 Qtr 2: 0; 2008 Qtr 3: 0; 2008 Qtr 4: 0 | 50
SDGE3012_EXP_EXP-ExpressEfficiencyRebateProgram | 213147-Premium T8 with T12 34Watt Baseline |  | 7 | Commercial | 01-ALC-AllCommercial-IntLight | 0 |  |  |  |  | 16.3168 | 7.7087 | 0 | 0 | 0 | 8.6081 | 17.4769 |  | kWh | 0.00076957 | -0.033254 | Commercial |  | Annual | [5 empty] | 11 | 0.96 |  |  |  | 0 | 0 | 189.9144 | 0 | 0 | 0 | 0 | 0 | 0 | 0 | 0 | 0 | 2006 Qtr 1: 0; 2006 Qtr 2: 0; 2006 Qtr 3: 0; 2006 Qtr 4: 0; 2007 Qtr 1: 0; 2007 Qtr 2: 0; 2007 Qtr 3: 0; 2007 Qtr 4: 189.9144; 2008 Qtr 1: 0; 2008 Qtr 2: 0; 2008 Qtr 3: 0; 2008 Qtr 4: 0 | 189.9144
SDGE3012_EXP_EXP-ExpressEfficiencyRebateProgram | 213013-Lighting - 8 Ft T-8 with Elec. Ballast |  | 7 | Commercial | 01-ALC-AllCommercial-IntLight | 0 |  |  |  |  | 41.7557 | 9.6359 | 0 | 0 | 0 | 32.1197 | 65.4263 |  | kWh | 0.0028809 | -0.12449 | Commercial |  | Annual | [5 empty] | 11 | 0.96 |  |  |  | 0 | 0 | 91.0655 | 0 | 0 | 0 | 0 | 0 | 0 | 0 | 0 | 0 | 2006 Qtr 1: 0; 2006 Qtr 2: 0; 2006 Qtr 3: 0; 2006 Qtr 4: 0; 2007 Qtr 1: 0; 2007 Qtr 2: 0; 2007 Qtr 3: 0; 2007 Qtr 4: 91.0655; 2008 Qtr 1: 0; 2008 Qtr 2: 0; 2008 Qtr 3: 0; 2008 Qtr 4: 0 | 91.0655
SDGE3012_EXP_EXP-ExpressEfficiencyRebateProgram | 213002-A/C - Reflective Window Film Coastal |  | 7 | Commercial | 01-ALC-AllCommercial-Cooling | 0 |  |  |  |  | 3.12 | 1.5 | 0 | 0 | 0 | 1.62 | 12.44 |  | kWh | 0.0023 | 0 | Commercial |  | Annual | [5 empty] | 10 | 0.96 |  |  |  | 0 | 0 | 140 | 0 | 0 | 0 | 0 | 0 | 0 | 0 | 0 | 0 | 2006 Qtr 1: 0; 2006 Qtr 2: 0; 2006 Qtr 3: 0; 2006 Qtr 4: 0; 2007 Qtr 1: 0; 2007 Qtr 2: 0; 2007 Qtr 3: 0; 2007 Qtr 4: 140; 2008 Qtr 1: 0; 2008 Qtr 2: 0; 2008 Qtr 3: 0; 2008 Qtr 4: 0 | 140
SDGE3012_EXP_EXP-ExpressEfficiencyRebateProgram | 213003-A/C - Reflective Window Film Inland |  | 7 | Commercial | 14-MLI-Manufacturing–LightIndustry-COOL | 0 |  |  |  |  | 3.12 | 2 | 0 | 0 | 0 | 1.12 | 15.27 |  | kWh | 0.0023 | 0 | Commercial |  | Annual | [5 empty] | 10 | 0.96 |  |  |  | 0 | 0 | 927 | 0 | 0 | 0 | 0 | 0 | 0 | 0 | 0 | 0 | 2006 Qtr 1: 0; 2006 Qtr 2: 0; 2006 Qtr 3: 0; 2006 Qtr 4: 0; 2007 Qtr 1: 0; 2007 Qtr 2: 0; 2007 Qtr 3: 0; 2007 Qtr 4: 927; 2008 Qtr 1: 0; 2008 Qtr 2: 0; 2008 Qtr 3: 0; 2008 Qtr 4: 0 | 927
SDGE3012_EXP_EXP-ExpressEfficiencyRebateProgram | 213215-Lighting-Interior High Bay Linear Fluorescent Fixtures <= 244 Watts replacing 400 Watts (Tier 1) |  | 7 | Commercial | 14-MLI-Manufacturing–LightIndustry-LIGHT | 0 |  |  |  |  | 308.7635 | 97.9359 | 0 | 0 | 0 | 210.8275 | 954.8737 |  | kWh | 0.20396 | -1.2346 | Commercial |  | Annual | [5 empty] | 11 | 0.96 |  |  |  | 0 | 0 | 43.5285 | 0 | 0 | 0 | 0 | 0 | 0 | 0 | 0 | 0 | 2006 Qtr 1: 0; 2006 Qtr 2: 0; 2006 Qtr 3: 0; 2006 Qtr 4: 0; 2007 Qtr 1: 0; 2007 Qtr 2: 0; 2007 Qtr 3: 0; 2007 Qtr 4: 43.5285; 2008 Qtr 1: 0; 2008 Qtr 2: 0; 2008 Qtr 3: 0; 2008 Qtr 4: 0 | 43.5285
SDGE3012_EXP_EXP-ExpressEfficiencyRebateProgram | 213011-Lighting - 2 Ft 2nd Gen. T-8 with Elec. Ballast |  | 7 | Commercial | 01-ALC-AllCommercial-IntLight | 0 |  |  |  |  | 26.9806 | 6.4239 | 0 | 0 | 0 | 20.5566 | 22.5335 |  | kWh | 0.0074284 | -0.042875 | Commercial |  | Annual | [5 empty] | 11 | 0.96 |  |  |  | 0 | 0 | 71.6071 | 0 | 0 | 0 | 0 | 0 | 0 | 0 | 0 | 0 | 2006 Qtr 1: 0; 2006 Qtr 2: 0; 2006 Qtr 3: 0; 2006 Qtr 4: 0; 2007 Qtr 1: 0; 2007 Qtr 2: 0; 2007 Qtr 3: 0; 2007 Qtr 4: 71.6071; 2008 Qtr 1: 0; 2008 Qtr 2: 0; 2008 Qtr 3: 0; 2008 Qtr 4: 0 | 71.6071
SDGE3012_EXP_EXP-ExpressEfficiencyRebateProgram | 213062-Lighting - Occupancy Sensor - Wallbox Lighting Sensor | CALC00AVOCC01 | 7 | Commercial | 01-ALC-AllCommercial-IntLight | 0 |  |  |  |  | 42.2833 | 22.5 | 0 | 0 | 0 | 19.7833 | 213.759 |  | kWh | 0 | 0 | Commercial |  | Annual | [5 empty] | 8 | 0.96 |  |  |  | 0 | 0 | 56 | 0 | 0 | 0 | 0 | 0 | 0 | 0 | 0 | 0 | 2006 Qtr 1: 0; 2006 Qtr 2: 0; 2006 Qtr 3: 0; 2006 Qtr 4: 0; 2007 Qtr 1: 0; 2007 Qtr 2: 0; 2007 Qtr 3: 0; 2007 Qtr 4: 56; 2008 Qtr 1: 0; 2008 Qtr 2: 0; 2008 Qtr 3: 0; 2008 Qtr 4: 0 | 56
SDGE3012_EXP_EXP-ExpressEfficiencyRebateProgram | 213173-Food Service - Combination Oven-Gas |  | 7 | Commercial | 14-MLI-Manufacturing–LightIndustry-PROC_OTH | 0 |  |  |  |  | 21797 | 750 | 0 | 0 | 0 | 21047 | 0 |  | kWh | 0 | 403 | Commercial |  | Annual | [5 empty] | 12 | 0.96 |  |  |  | 0 | 0 | 1 | 0 | 0 | 0 | 0 | 0 | 0 | 0 | 0 | 0 | 2006 Qtr 1: 0; 2006 Qtr 2: 0; 2006 Qtr 3: 0; 2006 Qtr 4: 0; 2007 Qtr 1: 0; 2007 Qtr 2: 0; 2007 Qtr 3: 0; 2007 Qtr 4: 1; 2008 Qtr 1: 0; 2008 Qtr 2: 0; 2008 Qtr 3: 0; 2008 Qtr 4: 0 | 1
SDGE3012_EXP_EXP-ExpressEfficiencyRebateProgram | 213215-Lighting-Interior High Bay Linear Fluorescent Fixtures <= 244 Watts replacing 400 Watts (Tier 1) |  | 10 | Commercial | 14-MLI-Manufacturing–LightIndustry-LIGHT | 0 |  |  |  |  | 308.7635 | 97.9359 | 0 | 0 | 0 | 210.8275 | 967.2809 |  | kWh | 0.20386 | -1.4666 | Commercial |  | Annual | [5 empty] | 11 | 0.96 |  |  |  | 0 | 0 | 7.2547 | 0 | 0 | 0 | 0 | 0 | 0 | 0 | 0 | 0 | 2006 Qtr 1: 0; 2006 Qtr 2: 0; 2006 Qtr 3: 0; 2006 Qtr 4: 0; 2007 Qtr 1: 0; 2007 Qtr 2: 0; 2007 Qtr 3: 0; 2007 Qtr 4: 7.2547; 2008 Qtr 1: 0; 2008 Qtr 2: 0; 2008 Qtr 3: 0; 2008 Qtr 4: 0 | 7.2547
SDGE3012_EXP_EXP-ExpressEfficiencyRebateProgram | 213230-Lighting - Occupancy Sensor - High-Bay Sensor |  | 10 | Commercial | 14-MLI-Manufacturing–LightIndustry-LIGHT | 0 |  |  |  |  | 141 | 100 | 0 | 0 | 0 | 41 | 1304.0352 |  | kWh | 0.465 | 0 | Commercial |  | Annual | [5 empty] | 8 | 0.96 |  |  |  | 0 | 0 | 7 | 0 | 0 | 0 | 0 | 0 | 0 | 0 | 0 | 0 | 2006 Qtr 1: 0; 2006 Qtr 2: 0; 2006 Qtr 3: 0; 2006 Qtr 4: 0; 2007 Qtr 1: 0; 2007 Qtr 2: 0; 2007 Qtr 3: 0; 2007 Qtr 4: 7; 2008 Qtr 1: 0; 2008 Qtr 2: 0; 2008 Qtr 3: 0; 2008 Qtr 4: 0 | 7
SDGE3012_EXP_EXP-ExpressEfficiencyRebateProgram | 213215-Lighting-Interior High Bay Linear Fluorescent Fixtures <= 244 Watts replacing 400 Watts (Tier 1) |  | 10 | Commercial | 14-MLI-Manufacturing–LightIndustry-LIGHT | 0 |  |  |  |  | 308.7635 | 97.9359 | 0 | 0 | 0 | 210.8275 | 967.2809 |  | kWh | 0.20386 | -1.4666 | Commercial |  | Annual | [5 empty] | 11 | 0.96 |  |  |  | 0 | 0 | 24.8734 | 0 | 0 | 0 | 0 | 0 | 0 | 0 | 0 | 0 | 2006 Qtr 1: 0; 2006 Qtr 2: 0; 2006 Qtr 3: 0; 2006 Qtr 4: 0; 2007 Qtr 1: 0; 2007 Qtr 2: 0; 2007 Qtr 3: 0; 2007 Qtr 4: 24.8734; 2008 Qtr 1: 0; 2008 Qtr 2: 0; 2008 Qtr 3: 0; 2008 Qtr 4: 0 | 24.8734
SDGE3012_EXP_EXP-ExpressEfficiencyRebateProgram | 213230-Lighting - Occupancy Sensor - High-Bay Sensor |  | 10 | Commercial | 14-MLI-Manufacturing–LightIndustry-LIGHT | 0 |  |  |  |  | 141 | 100 | 0 | 0 | 0 | 41 | 1304.0352 |  | kWh | 0.465 | 0 | Commercial |  | Annual | [5 empty] | 8 | 0.96 |  |  |  | 0 | 0 | 24 | 0 | 0 | 0 | 0 | 0 | 0 | 0 | 0 | 0 | 2006 Qtr 1: 0; 2006 Qtr 2: 0; 2006 Qtr 3: 0; 2006 Qtr 4: 0; 2007 Qtr 1: 0; 2007 Qtr 2: 0; 2007 Qtr 3: 0; 2007 Qtr 4: 24; 2008 Qtr 1: 0; 2008 Qtr 2: 0; 2008 Qtr 3: 0; 2008 Qtr 4: 0 | 24
SDGE3012_EXP_EXP-ExpressEfficiencyRebateProgram | 213147-Premium T8 with T12 34Watt Baseline |  | 7 | Commercial | 01-ALC-AllCommercial-IntLight | 0 |  |  |  |  | 16.3168 | 7.7087 | 0 | 0 | 0 | 8.6081 | 17.4769 |  | kWh | 0.00076957 | -0.033254 | Commercial |  | Annual | [5 empty] | 11 | 0.96 |  |  |  | 0 | 0 | 186.0227 | 0 | 0 | 0 | 0 | 0 | 0 | 0 | 0 | 0 | 2006 Qtr 1: 0; 2006 Qtr 2: 0; 2006 Qtr 3: 0; 2006 Qtr 4: 0; 2007 Qtr 1: 0; 2007 Qtr 2: 0; 2007 Qtr 3: 0; 2007 Qtr 4: 186.0227; 2008 Qtr 1: 0; 2008 Qtr 2: 0; 2008 Qtr 3: 0; 2008 Qtr 4: 0 | 186.0227
SDGE3012_EXP_EXP-ExpressEfficiencyRebateProgram | 213013-Lighting - 8 Ft T-8 with Elec. Ballast |  | 7 | Commercial | 01-ALC-AllCommercial-IntLight | 0 |  |  |  |  | 41.7557 | 9.6359 | 0 | 0 | 0 | 32.1197 | 65.4263 |  | kWh | 0.0028809 | -0.12449 | Commercial |  | Annual | [5 empty] | 11 | 0.96 |  |  |  | 0 | 0 | 61.4887 | 0 | 0 | 0 | 0 | 0 | 0 | 0 | 0 | 0 | 2006 Qtr 1: 0; 2006 Qtr 2: 0; 2006 Qtr 3: 0; 2006 Qtr 4: 0; 2007 Qtr 1: 0; 2007 Qtr 2: 0; 2007 Qtr 3: 0; 2007 Qtr 4: 61.4887; 2008 Qtr 1: 0; 2008 Qtr 2: 0; 2008 Qtr 3: 0; 2008 Qtr 4: 0 | 61.4887
SDGE3012_EXP_EXP-ExpressEfficiencyRebateProgram | 213084-Refrigeration -Cooler/Freezer Door Gaskets - Solid Doors: Cooler |  | 10 | Commercial | 01-ALC-AllCommercial-Refrig | 0 |  |  |  |  | 4 | 4 | 0 | 0 | 0 | 0 | 104.55 |  | kWh | 0.01195 | 0 | Commercial |  | Annual | [5 empty] | 4 | 0.96 |  |  |  | 0 | 0 | 46 | 0 | 0 | 0 | 0 | 0 | 0 | 0 | 0 | 0 | 2006 Qtr 1: 0; 2006 Qtr 2: 0; 2006 Qtr 3: 0; 2006 Qtr 4: 0; 2007 Qtr 1: 0; 2007 Qtr 2: 0; 2007 Qtr 3: 0; 2007 Qtr 4: 46; 2008 Qtr 1: 0; 2008 Qtr 2: 0; 2008 Qtr 3: 0; 2008 Qtr 4: 0 | 46
SDGE3012_EXP_EXP-ExpressEfficiencyRebateProgram | 213084-Refrigeration -Cooler/Freezer Door Gaskets - Solid Doors: Cooler |  | 10 | Commercial | 01-ALC-AllCommercial-Refrig | 0 |  |  |  |  | 4 | 4 | 0 | 0 | 0 | 0 | 104.55 |  | kWh | 0.01195 | 0 | Commercial |  | Annual | [5 empty] | 4 | 0.96 |  |  |  | 0 | 0 | 38 | 0 | 0 | 0 | 0 | 0 | 0 | 0 | 0 | 0 | 2006 Qtr 1: 0; 2006 Qtr 2: 0; 2006 Qtr 3: 0; 2006 Qtr 4: 0; 2007 Qtr 1: 0; 2007 Qtr 2: 0; 2007 Qtr 3: 0; 2007 Qtr 4: 38; 2008 Qtr 1: 0; 2008 Qtr 2: 0; 2008 Qtr 3: 0; 2008 Qtr 4: 0 | 38
SDGE3012_EXP_EXP-ExpressEfficiencyRebateProgram | 213084-Refrigeration -Cooler/Freezer Door Gaskets - Solid Doors: Cooler |  | 7 | Commercial | 01-ALC-AllCommercial-Refrig | 0 |  |  |  |  | 4 | 4 | 0 | 0 | 0 | 0 | 104.55 |  | kWh | 0.01195 | 0 | Commercial |  | Annual | [5 empty] | 4 | 0.96 |  |  |  | 0 | 0 | 41 | 0 | 0 | 0 | 0 | 0 | 0 | 0 | 0 | 0 | 2006 Qtr 1: 0; 2006 Qtr 2: 0; 2006 Qtr 3: 0; 2006 Qtr 4: 0; 2007 Qtr 1: 0; 2007 Qtr 2: 0; 2007 Qtr 3: 0; 2007 Qtr 4: 41; 2008 Qtr 1: 0; 2008 Qtr 2: 0; 2008 Qtr 3: 0; 2008 Qtr 4: 0 | 41
SDGE3012_EXP_EXP-ExpressEfficiencyRebateProgram | 213230-Lighting - Occupancy Sensor - High-Bay Sensor |  | 7 | Commercial | 14-MLI-Manufacturing–LightIndustry-LIGHT | 0 |  |  |  |  | 141 | 100 | 0 | 0 | 0 | 41 | 1304.0352 |  | kWh | 0.465 | 0 | Commercial |  | Annual | [5 empty] | 8 | 0.96 |  |  |  | 0 | 0 | 406 | 0 | 0 | 0 | 0 | 0 | 0 | 0 | 0 | 0 | 2006 Qtr 1: 0; 2006 Qtr 2: 0; 2006 Qtr 3: 0; 2006 Qtr 4: 0; 2007 Qtr 1: 0; 2007 Qtr 2: 0; 2007 Qtr 3: 0; 2007 Qtr 4: 406; 2008 Qtr 1: 0; 2008 Qtr 2: 0; 2008 Qtr 3: 0; 2008 Qtr 4: 0 | 406
SDGE3012_EXP_EXP-ExpressEfficiencyRebateProgram | 213215-Lighting-Interior High Bay Linear Fluorescent Fixtures <= 244 Watts replacing 400 Watts (Tier 1) |  | 7 | Commercial | 14-MLI-Manufacturing–LightIndustry-LIGHT | 0 |  |  |  |  | 308.7635 | 97.9359 | 0 | 0 | 0 | 210.8275 | 954.8737 |  | kWh | 0.20396 | -1.2346 | Commercial |  | Annual | [5 empty] | 11 | 0.96 |  |  |  | 0 | 0 | 420.7752 | 0 | 0 | 0 | 0 | 0 | 0 | 0 | 0 | 0 | 2006 Qtr 1: 0; 2006 Qtr 2: 0; 2006 Qtr 3: 0; 2006 Qtr 4: 0; 2007 Qtr 1: 0; 2007 Qtr 2: 0; 2007 Qtr 3: 0; 2007 Qtr 4: 420.7752; 2008 Qtr 1: 0; 2008 Qtr 2: 0; 2008 Qtr 3: 0; 2008 Qtr 4: 0 | 420.7752
SDGE3012_EXP_EXP-ExpressEfficiencyRebateProgram | 213082-Refrigeration - Vending Machine Controller | CALC00AVVEN01 | 7 | Commercial | 01-ALC-AllCommercial-Refrig | 0 |  |  |  |  | 215.5 | 155 | 0 | 0 | 0 | 60.5 | 1612 |  | kWh | 0 | 0 | Commercial |  | Annual | [5 empty] | 10 | 0.96 |  |  |  | 0 | 0 | 1 | 0 | 0 | 0 | 0 | 0 | 0 | 0 | 0 | 0 | 2006 Qtr 1: 0; 2006 Qtr 2: 0; 2006 Qtr 3: 0; 2006 Qtr 4: 0; 2007 Qtr 1: 0; 2007 Qtr 2: 0; 2007 Qtr 3: 0; 2007 Qtr 4: 1; 2008 Qtr 1: 0; 2008 Qtr 2: 0; 2008 Qtr 3: 0; 2008 Qtr 4: 0 | 1
SDGE3012_EXP_EXP-ExpressEfficiencyRebateProgram | 213230-Lighting - Occupancy Sensor - High-Bay Sensor |  | 10 | Commercial | 14-MLI-Manufacturing–LightIndustry-LIGHT | 0 |  |  |  |  | 141 | 100 | 0 | 0 | 0 | 41 | 1304.0352 |  | kWh | 0.465 | 0 | Commercial |  | Annual | [5 empty] | 8 | 0.96 |  |  |  | 0 | 0 | 396 | 0 | 0 | 0 | 0 | 0 | 0 | 0 | 0 | 0 | 2006 Qtr 1: 0; 2006 Qtr 2: 0; 2006 Qtr 3: 0; 2006 Qtr 4: 0; 2007 Qtr 1: 0; 2007 Qtr 2: 0; 2007 Qtr 3: 0; 2007 Qtr 4: 396; 2008 Qtr 1: 0; 2008 Qtr 2: 0; 2008 Qtr 3: 0; 2008 Qtr 4: 0 | 396
SDGE3012_EXP_EXP-ExpressEfficiencyRebateProgram | 213002-A/C - Reflective Window Film Coastal |  | 10 | Commercial | 01-ALC-AllCommercial-Cooling | 0 |  |  |  |  | 3.12 | 1.5 | 0 | 0 | 0 | 1.62 | 12.44 |  | kWh | 0.0023 | 0 | Commercial |  | Annual | [5 empty] | 10 | 0.96 |  |  |  | 0 | 0 | 120 | 0 | 0 | 0 | 0 | 0 | 0 | 0 | 0 | 0 | 2006 Qtr 1: 0; 2006 Qtr 2: 0; 2006 Qtr 3: 0; 2006 Qtr 4: 0; 2007 Qtr 1: 0; 2007 Qtr 2: 0; 2007 Qtr 3: 0; 2007 Qtr 4: 120; 2008 Qtr 1: 0; 2008 Qtr 2: 0; 2008 Qtr 3: 0; 2008 Qtr 4: 0 | 120
SDGE3012_EXP_EXP-ExpressEfficiencyRebateProgram | 213176-Food Service - Ice Machine Air-Cooled 301-400 |  | 10 | Commercial | 01-ALC-AllCommercial-Refrig | 0 |  |  |  |  | 559 | 300 | 0 | 0 | 0 | 259 | 1660.75 |  | kWh | 0.18958 | 0 | Commercial |  | Annual | [5 empty] | 12 | 0.96 |  |  |  | 0 | 0 | 1 | 0 | 0 | 0 | 0 | 0 | 0 | 0 | 0 | 0 | 2006 Qtr 1: 0; 2006 Qtr 2: 0; 2006 Qtr 3: 0; 2006 Qtr 4: 0; 2007 Qtr 1: 0; 2007 Qtr 2: 0; 2007 Qtr 3: 0; 2007 Qtr 4: 1; 2008 Qtr 1: 0; 2008 Qtr 2: 0; 2008 Qtr 3: 0; 2008 Qtr 4: 0 | 1
SDGE3012_EXP_EXP-ExpressEfficiencyRebateProgram | 213084-Refrigeration -Cooler/Freezer Door Gaskets - Solid Doors: Cooler |  | 7 | Commercial | 01-ALC-AllCommercial-Refrig | 0 |  |  |  |  | 4 | 4 | 0 | 0 | 0 | 0 | 104.55 |  | kWh | 0.01195 | 0 | Commercial |  | Annual | [5 empty] | 4 | 0.96 |  |  |  | 0 | 0 | 93 | 0 | 0 | 0 | 0 | 0 | 0 | 0 | 0 | 0 | 2006 Qtr 1: 0; 2006 Qtr 2: 0; 2006 Qtr 3: 0; 2006 Qtr 4: 0; 2007 Qtr 1: 0; 2007 Qtr 2: 0; 2007 Qtr 3: 0; 2007 Qtr 4: 93; 2008 Qtr 1: 0; 2008 Qtr 2: 0; 2008 Qtr 3: 0; 2008 Qtr 4: 0 | 93
SDGE3012_EXP_EXP-ExpressEfficiencyRebateProgram | 213222-Lighting - Screw in 14-26 Watt Lamp |  | 7 | Commercial | 01-ALC-AllCommercial-IntLight | 0 |  |  |  |  | 7.1694 | 8.101 | 0 | 0 | 0 | -0.93161 | 257.888 |  | kWh | 0.044337 | -1.1993 | Commercial |  | Annual | [5 empty] | 2.3 | 0.96 |  |  |  | 0.797 | 0 | 520.4316 | 0 | 0 | 0 | 0 | 0 | 0 | 0 | 0 | 0 | 2006 Qtr 1: 0; 2006 Qtr 2: 0; 2006 Qtr 3: 0; 2006 Qtr 4: 0; 2007 Qtr 1: 0; 2007 Qtr 2: 0; 2007 Qtr 3: 0; 2007 Qtr 4: 520.4316; 2008 Qtr 1: 0; 2008 Qtr 2: 0; 2008 Qtr 3: 0; 2008 Qtr 4: 0 | 520.4316
SDGE3012_EXP_EXP-ExpressEfficiencyRebateProgram | 213230-Lighting - Occupancy Sensor - High-Bay Sensor |  | 10 | Commercial | 01-ALC-AllCommercial-IntLight | 0 |  |  |  |  | 141 | 100 | 0 | 0 | 0 | 41 | 1304.0352 |  | kWh | 0.465 | 0 | Commercial |  | Annual | [5 empty] | 8 | 0.96 |  |  |  | 0 | 0 | 58 | 0 | 0 | 0 | 0 | 0 | 0 | 0 | 0 | 0 | 2006 Qtr 1: 0; 2006 Qtr 2: 0; 2006 Qtr 3: 0; 2006 Qtr 4: 0; 2007 Qtr 1: 0; 2007 Qtr 2: 0; 2007 Qtr 3: 0; 2007 Qtr 4: 58; 2008 Qtr 1: 0; 2008 Qtr 2: 0; 2008 Qtr 3: 0; 2008 Qtr 4: 0 | 58
SDGE3012_EXP_EXP-ExpressEfficiencyRebateProgram | 213084-Refrigeration -Cooler/Freezer Door Gaskets - Solid Doors: Cooler |  | 7 | Commercial | 01-ALC-AllCommercial-Refrig | 0 |  |  |  |  | 4 | 4 | 0 | 0 | 0 | 0 | 104.55 |  | kWh | 0.01195 | 0 | Commercial |  | Annual | [5 empty] | 4 | 0.96 |  |  |  | 0 | 0 | 132 | 0 | 0 | 0 | 0 | 0 | 0 | 0 | 0 | 0 | 2006 Qtr 1: 0; 2006 Qtr 2: 0; 2006 Qtr 3: 0; 2006 Qtr 4: 0; 2007 Qtr 1: 0; 2007 Qtr 2: 0; 2007 Qtr 3: 0; 2007 Qtr 4: 132; 2008 Qtr 1: 0; 2008 Qtr 2: 0; 2008 Qtr 3: 0; 2008 Qtr 4: 0 | 132
SDGE3012_EXP_EXP-ExpressEfficiencyRebateProgram | 213084-Refrigeration -Cooler/Freezer Door Gaskets - Solid Doors: Cooler |  | 7 | Commercial | 01-ALC-AllCommercial-Refrig | 0 |  |  |  |  | 4 | 4 | 0 | 0 | 0 | 0 | 104.55 |  | kWh | 0.01195 | 0 | Commercial |  | Annual | [5 empty] | 4 | 0.96 |  |  |  | 0 | 0 | 148 | 0 | 0 | 0 | 0 | 0 | 0 | 0 | 0 | 0 | 2006 Qtr 1: 0; 2006 Qtr 2: 0; 2006 Qtr 3: 0; 2006 Qtr 4: 0; 2007 Qtr 1: 0; 2007 Qtr 2: 0; 2007 Qtr 3: 0; 2007 Qtr 4: 148; 2008 Qtr 1: 0; 2008 Qtr 2: 0; 2008 Qtr 3: 0; 2008 Qtr 4: 0 | 148
SDGE3012_EXP_EXP-ExpressEfficiencyRebateProgram | 213084-Refrigeration -Cooler/Freezer Door Gaskets - Solid Doors: Cooler |  | 10 | Commercial | 01-ALC-AllCommercial-Refrig | 0 |  |  |  |  | 4 | 4 | 0 | 0 | 0 | 0 | 104.55 |  | kWh | 0.01195 | 0 | Commercial |  | Annual | [5 empty] | 4 | 0.96 |  |  |  | 0 | 0 | 71 | 0 | 0 | 0 | 0 | 0 | 0 | 0 | 0 | 0 | 2006 Qtr 1: 0; 2006 Qtr 2: 0; 2006 Qtr 3: 0; 2006 Qtr 4: 0; 2007 Qtr 1: 0; 2007 Qtr 2: 0; 2007 Qtr 3: 0; 2007 Qtr 4: 71; 2008 Qtr 1: 0; 2008 Qtr 2: 0; 2008 Qtr 3: 0; 2008 Qtr 4: 0 | 71
SDGE3012_EXP_EXP-ExpressEfficiencyRebateProgram | 213224-Lighting - Occupancy Sensor - Wall/Ceiling Mounted Lighting Sensor | CALC00AVOCC01 | 7 | Commercial | 14-MLI-Manufacturing–LightIndustry-LIGHT | 0 |  |  |  |  | 42.2833 | 83.5 | 0 | 0 | 0 | -41.2167 | 213.759 |  | kWh | 0.17617 | 0 | Commercial |  | Annual | [5 empty] | 8 | 0.96 |  |  |  | 0 | 0 | 67 | 0 | 0 | 0 | 0 | 0 | 0 | 0 | 0 | 0 | 2006 Qtr 1: 0; 2006 Qtr 2: 0; 2006 Qtr 3: 0; 2006 Qtr 4: 0; 2007 Qtr 1: 0; 2007 Qtr 2: 0; 2007 Qtr 3: 0; 2007 Qtr 4: 67; 2008 Qtr 1: 0; 2008 Qtr 2: 0; 2008 Qtr 3: 0; 2008 Qtr 4: 0 | 67
SDGE3012_EXP_EXP-ExpressEfficiencyRebateProgram | 213224-Lighting - Occupancy Sensor - Wall/Ceiling Mounted Lighting Sensor | CALC00AVOCC01 | 7 | Commercial | 14-MLI-Manufacturing–LightIndustry-LIGHT | 0 |  |  |  |  | 42.2833 | 83.5 | 0 | 0 | 0 | -41.2167 | 213.759 |  | kWh | 0.17617 | 0 | Commercial |  | Annual | [5 empty] | 8 | 0.96 |  |  |  | 0 | 0 | 32 | 0 | 0 | 0 | 0 | 0 | 0 | 0 | 0 | 0 | 2006 Qtr 1: 0; 2006 Qtr 2: 0; 2006 Qtr 3: 0; 2006 Qtr 4: 0; 2007 Qtr 1: 0; 2007 Qtr 2: 0; 2007 Qtr 3: 0; 2007 Qtr 4: 32; 2008 Qtr 1: 0; 2008 Qtr 2: 0; 2008 Qtr 3: 0; 2008 Qtr 4: 0 | 32
SDGE3012_EXP_EXP-ExpressEfficiencyRebateProgram | 213224-Lighting - Occupancy Sensor - Wall/Ceiling Mounted Lighting Sensor | CALC00AVOCC01 | 7 | Commercial | 14-MLI-Manufacturing–LightIndustry-LIGHT | 0 |  |  |  |  | 42.2833 | 83.5 | 0 | 0 | 0 | -41.2167 | 213.759 |  | kWh | 0.17617 | 0 | Commercial |  | Annual | [5 empty] | 8 | 0.96 |  |  |  | 0 | 0 | 3 | 0 | 0 | 0 | 0 | 0 | 0 | 0 | 0 | 0 | 2006 Qtr 1: 0; 2006 Qtr 2: 0; 2006 Qtr 3: 0; 2006 Qtr 4: 0; 2007 Qtr 1: 0; 2007 Qtr 2: 0; 2007 Qtr 3: 0; 2007 Qtr 4: 3; 2008 Qtr 1: 0; 2008 Qtr 2: 0; 2008 Qtr 3: 0; 2008 Qtr 4: 0 | 3
SDGE3012_EXP_EXP-ExpressEfficiencyRebateProgram | 213224-Lighting - Occupancy Sensor - Wall/Ceiling Mounted Lighting Sensor | CALC00AVOCC01 | 7 | Commercial | 14-MLI-Manufacturing–LightIndustry-LIGHT | 0 |  |  |  |  | 42.2833 | 83.5 | 0 | 0 | 0 | -41.2167 | 213.759 |  | kWh | 0.17617 | 0 | Commercial |  | Annual | [5 empty] | 8 | 0.96 |  |  |  | 0 | 0 | 21 | 0 | 0 | 0 | 0 | 0 | 0 | 0 | 0 | 0 | 2006 Qtr 1: 0; 2006 Qtr 2: 0; 2006 Qtr 3: 0; 2006 Qtr 4: 0; 2007 Qtr 1: 0; 2007 Qtr 2: 0; 2007 Qtr 3: 0; 2007 Qtr 4: 21; 2008 Qtr 1: 0; 2008 Qtr 2: 0; 2008 Qtr 3: 0; 2008 Qtr 4: 0 | 21
SDGE3012_EXP_EXP-ExpressEfficiencyRebateProgram | 213224-Lighting - Occupancy Sensor - Wall/Ceiling Mounted Lighting Sensor | CALC00AVOCC01 | 7 | Commercial | 14-MLI-Manufacturing–LightIndustry-LIGHT | 0 |  |  |  |  | 42.2833 | 83.5 | 0 | 0 | 0 | -41.2167 | 213.759 |  | kWh | 0.17617 | 0 | Commercial |  | Annual | [5 empty] | 8 | 0.96 |  |  |  | 0 | 0 | 3 | 0 | 0 | 0 | 0 | 0 | 0 | 0 | 0 | 0 | 2006 Qtr 1: 0; 2006 Qtr 2: 0; 2006 Qtr 3: 0; 2006 Qtr 4: 0; 2007 Qtr 1: 0; 2007 Qtr 2: 0; 2007 Qtr 3: 0; 2007 Qtr 4: 3; 2008 Qtr 1: 0; 2008 Qtr 2: 0; 2008 Qtr 3: 0; 2008 Qtr 4: 0 | 3
SDGE3012_EXP_EXP-ExpressEfficiencyRebateProgram | 213128-Refrigerator - Early Replacement |  | 7 | Commercial | 01-ALC-AllCommercial-Refrig | 0 |  |  |  |  | 272 | 275 | 0 | 0 | 0 | -3 | 1040.577 |  | kWh | 0.13613 | 0 | Commercial |  | Annual | [5 empty] | 6 | 0.96 |  |  |  | 0 | 0 | 39 | 0 | 0 | 0 | 0 | 0 | 0 | 0 | 0 | 0 | 2006 Qtr 1: 0; 2006 Qtr 2: 0; 2006 Qtr 3: 0; 2006 Qtr 4: 0; 2007 Qtr 1: 0; 2007 Qtr 2: 0; 2007 Qtr 3: 0; 2007 Qtr 4: 39; 2008 Qtr 1: 0; 2008 Qtr 2: 0; 2008 Qtr 3: 0; 2008 Qtr 4: 0 | 39
SDGE3012_EXP_EXP-ExpressEfficiencyRebateProgram | 213215-Lighting-Interior High Bay Linear Fluorescent Fixtures <= 244 Watts replacing 400 Watts (Tier 1) |  | 7 | Commercial | 14-MLI-Manufacturing–LightIndustry-LIGHT | 0 |  |  |  |  | 308.7635 | 97.9359 | 0 | 0 | 0 | 210.8275 | 954.8737 |  | kWh | 0.20396 | -1.2346 | Commercial |  | Annual | [5 empty] | 11 | 0.96 |  |  |  | 0 | 0 | 108.8212 | 0 | 0 | 0 | 0 | 0 | 0 | 0 | 0 | 0 | 2006 Qtr 1: 0; 2006 Qtr 2: 0; 2006 Qtr 3: 0; 2006 Qtr 4: 0; 2007 Qtr 1: 0; 2007 Qtr 2: 0; 2007 Qtr 3: 0; 2007 Qtr 4: 108.8212; 2008 Qtr 1: 0; 2008 Qtr 2: 0; 2008 Qtr 3: 0; 2008 Qtr 4: 0 | 108.8212
SDGE3012_EXP_EXP-ExpressEfficiencyRebateProgram | 213224-Lighting - Occupancy Sensor - Wall/Ceiling Mounted Lighting Sensor | CALC00AVOCC01 | 7 | Commercial | 14-MLI-Manufacturing–LightIndustry-LIGHT | 0 |  |  |  |  | 42.2833 | 83.5 | 0 | 0 | 0 | -41.2167 | 213.759 |  | kWh | 0.17617 | 0 | Commercial |  | Annual | [5 empty] | 8 | 0.96 |  |  |  | 0 | 0 | 2 | 0 | 0 | 0 | 0 | 0 | 0 | 0 | 0 | 0 | 2006 Qtr 1: 0; 2006 Qtr 2: 0; 2006 Qtr 3: 0; 2006 Qtr 4: 0; 2007 Qtr 1: 0; 2007 Qtr 2: 0; 2007 Qtr 3: 0; 2007 Qtr 4: 2; 2008 Qtr 1: 0; 2008 Qtr 2: 0; 2008 Qtr 3: 0; 2008 Qtr 4: 0 | 2
SDGE3012_EXP_EXP-ExpressEfficiencyRebateProgram | 213230-Lighting - Occupancy Sensor - High-Bay Sensor |  | 7 | Commercial | 14-MLI-Manufacturing–LightIndustry-LIGHT | 0 |  |  |  |  | 141 | 100 | 0 | 0 | 0 | 41 | 1304.0352 |  | kWh | 0.465 | 0 | Commercial |  | Annual | [5 empty] | 8 | 0.96 |  |  |  | 0 | 0 | 78 | 0 | 0 | 0 | 0 | 0 | 0 | 0 | 0 | 0 | 2006 Qtr 1: 0; 2006 Qtr 2: 0; 2006 Qtr 3: 0; 2006 Qtr 4: 0; 2007 Qtr 1: 0; 2007 Qtr 2: 0; 2007 Qtr 3: 0; 2007 Qtr 4: 78; 2008 Qtr 1: 0; 2008 Qtr 2: 0; 2008 Qtr 3: 0; 2008 Qtr 4: 0 | 78
SDGE3012_EXP_EXP-ExpressEfficiencyRebateProgram | 213116-Refrigeration -Cooler/Freezer Door Gaskets - Solid Doors: Freezer |  | 7 | Commercial | 01-ALC-AllCommercial-Refrig | 0 |  |  |  |  | 4 | 4 | 0 | 0 | 0 | 0 | 3.6686 |  | kWh | 0.000614 | 0 | Commercial |  | Annual | [5 empty] | 4 | 0.96 |  |  |  | 0 | 0 | 357 | 0 | 0 | 0 | 0 | 0 | 0 | 0 | 0 | 0 | 2006 Qtr 1: 0; 2006 Qtr 2: 0; 2006 Qtr 3: 0; 2006 Qtr 4: 0; 2007 Qtr 1: 0; 2007 Qtr 2: 0; 2007 Qtr 3: 0; 2007 Qtr 4: 357; 2008 Qtr 1: 0; 2008 Qtr 2: 0; 2008 Qtr 3: 0; 2008 Qtr 4: 0 | 357
SDGE3012_EXP_EXP-ExpressEfficiencyRebateProgram | 213179-Food Service - Ice Machine Air-Cooled 1001-1500 |  | 7 | Commercial | 01-ALC-AllCommercial-Refrig | 0 |  |  |  |  | 1821 | 500 | 0 | 0 | 0 | 1321 | 4106.25 |  | kWh | 0.46875 | 0 | Commercial |  | Annual | [5 empty] | 12 | 0.96 |  |  |  | 0 | 0 | 2 | 0 | 0 | 0 | 0 | 0 | 0 | 0 | 0 | 0 | 2006 Qtr 1: 0; 2006 Qtr 2: 0; 2006 Qtr 3: 0; 2006 Qtr 4: 0; 2007 Qtr 1: 0; 2007 Qtr 2: 0; 2007 Qtr 3: 0; 2007 Qtr 4: 2; 2008 Qtr 1: 0; 2008 Qtr 2: 0; 2008 Qtr 3: 0; 2008 Qtr 4: 0 | 2
SDGE3012_EXP_EXP-ExpressEfficiencyRebateProgram | 213230-Lighting - Occupancy Sensor - High-Bay Sensor |  | 7 | Commercial | 01-ALC-AllCommercial-IntLight | 0 |  |  |  |  | 141 | 100 | 0 | 0 | 0 | 41 | 1304.0352 |  | kWh | 0.465 | 0 | Commercial |  | Annual | [5 empty] | 8 | 0.96 |  |  |  | 0 | 0 | 92 | 0 | 0 | 0 | 0 | 0 | 0 | 0 | 0 | 0 | 2006 Qtr 1: 0; 2006 Qtr 2: 0; 2006 Qtr 3: 0; 2006 Qtr 4: 0; 2007 Qtr 1: 0; 2007 Qtr 2: 0; 2007 Qtr 3: 0; 2007 Qtr 4: 92; 2008 Qtr 1: 0; 2008 Qtr 2: 0; 2008 Qtr 3: 0; 2008 Qtr 4: 0 | 92
SDGE3012_EXP_EXP-ExpressEfficiencyRebateProgram | 213179-Food Service - Ice Machine Air-Cooled 1001-1500 |  | 10 | Commercial | 01-ALC-AllCommercial-Refrig | 0 |  |  |  |  | 1821 | 500 | 0 | 0 | 0 | 1321 | 4106.25 |  | kWh | 0.46875 | 0 | Commercial |  | Annual | [5 empty] | 12 | 0.96 |  |  |  | 0 | 0 | 1 | 0 | 0 | 0 | 0 | 0 | 0 | 0 | 0 | 0 | 2006 Qtr 1: 0; 2006 Qtr 2: 0; 2006 Qtr 3: 0; 2006 Qtr 4: 0; 2007 Qtr 1: 0; 2007 Qtr 2: 0; 2007 Qtr 3: 0; 2007 Qtr 4: 1; 2008 Qtr 1: 0; 2008 Qtr 2: 0; 2008 Qtr 3: 0; 2008 Qtr 4: 0 | 1
SDGE3012_EXP_EXP-ExpressEfficiencyRebateProgram | 213163-Food Service - Steamer-Electric |  | 10 | Commercial | 35-OTI-OtherIndustrial-PROC_OTH | 0 |  |  |  |  | 4150 | 750 | 0 | 0 | 0 | 3400 | 11166 |  | kWh | 2.5 | 0 | Commercial |  | Annual | [5 empty] | 12 | 0.96 |  |  |  | 0 | 0 | 1 | 0 | 0 | 0 | 0 | 0 | 0 | 0 | 0 | 0 | 2006 Qtr 1: 0; 2006 Qtr 2: 0; 2006 Qtr 3: 0; 2006 Qtr 4: 0; 2007 Qtr 1: 0; 2007 Qtr 2: 0; 2007 Qtr 3: 0; 2007 Qtr 4: 1; 2008 Qtr 1: 0; 2008 Qtr 2: 0; 2008 Qtr 3: 0; 2008 Qtr 4: 0 | 1
SDGE3012_EXP_EXP-ExpressEfficiencyRebateProgram | 213178-Food Service - Ice Machine Air-Cooled 501-1000 |  | 7 | Commercial | 01-ALC-AllCommercial-Refrig | 0 |  |  |  |  | 1485 | 400 | 0 | 0 | 0 | 1085 | 3011.25 |  | kWh | 0.34375 | 0 | Commercial |  | Annual | [5 empty] | 12 | 0.96 |  |  |  | 0 | 0 | 1 | 0 | 0 | 0 | 0 | 0 | 0 | 0 | 0 | 0 | 2006 Qtr 1: 0; 2006 Qtr 2: 0; 2006 Qtr 3: 0; 2006 Qtr 4: 0; 2007 Qtr 1: 0; 2007 Qtr 2: 0; 2007 Qtr 3: 0; 2007 Qtr 4: 1; 2008 Qtr 1: 0; 2008 Qtr 2: 0; 2008 Qtr 3: 0; 2008 Qtr 4: 0 | 1
SDGE3012_EXP_EXP-ExpressEfficiencyRebateProgram | 213163-Food Service - Steamer-Electric |  | 7 | Commercial | 35-OTI-OtherIndustrial-PROC_OTH | 0 |  |  |  |  | 4150 | 750 | 0 | 0 | 0 | 3400 | 11166 |  | kWh | 2.5 | 0 | Commercial |  | Annual | [5 empty] | 12 | 0.96 |  |  |  | 0 | 0 | 1 | 0 | 0 | 0 | 0 | 0 | 0 | 0 | 0 | 0 | 2006 Qtr 1: 0; 2006 Qtr 2: 0; 2006 Qtr 3: 0; 2006 Qtr 4: 0; 2007 Qtr 1: 0; 2007 Qtr 2: 0; 2007 Qtr 3: 0; 2007 Qtr 4: 1; 2008 Qtr 1: 0; 2008 Qtr 2: 0; 2008 Qtr 3: 0; 2008 Qtr 4: 0 | 1
SDGE3012_EXP_EXP-ExpressEfficiencyRebateProgram | 213163-Food Service - Steamer-Electric |  | 7 | Commercial | 35-OTI-OtherIndustrial-PROC_OTH | 0 |  |  |  |  | 4150 | 750 | 0 | 0 | 0 | 3400 | 11166 |  | kWh | 2.5 | 0 | Commercial |  | Annual | [5 empty] | 12 | 0.96 |  |  |  | 0 | 0 | 1 | 0 | 0 | 0 | 0 | 0 | 0 | 0 | 0 | 0 | 2006 Qtr 1: 0; 2006 Qtr 2: 0; 2006 Qtr 3: 0; 2006 Qtr 4: 0; 2007 Qtr 1: 0; 2007 Qtr 2: 0; 2007 Qtr 3: 0; 2007 Qtr 4: 1; 2008 Qtr 1: 0; 2008 Qtr 2: 0; 2008 Qtr 3: 0; 2008 Qtr 4: 0 | 1
SDGE3012_EXP_EXP-ExpressEfficiencyRebateProgram | 213147-Premium T8 with T12 34Watt Baseline |  | 7 | Commercial | 01-ALC-AllCommercial-IntLight | 0 |  |  |  |  | 16.3168 | 7.7087 | 0 | 0 | 0 | 8.6081 | 17.4769 |  | kWh | 0.00076957 | -0.033254 | Commercial |  | Annual | [5 empty] | 11 | 0.96 |  |  |  | 0 | 0 | 186.0227 | 0 | 0 | 0 | 0 | 0 | 0 | 0 | 0 | 0 | 2006 Qtr 1: 0; 2006 Qtr 2: 0; 2006 Qtr 3: 0; 2006 Qtr 4: 0; 2007 Qtr 1: 0; 2007 Qtr 2: 0; 2007 Qtr 3: 0; 2007 Qtr 4: 186.0227; 2008 Qtr 1: 0; 2008 Qtr 2: 0; 2008 Qtr 3: 0; 2008 Qtr 4: 0 | 186.0227
SDGE3012_EXP_EXP-ExpressEfficiencyRebateProgram | 213013-Lighting - 8 Ft T-8 with Elec. Ballast |  | 7 | Commercial | 01-ALC-AllCommercial-IntLight | 0 |  |  |  |  | 41.7557 | 9.6359 | 0 | 0 | 0 | 32.1197 | 65.4263 |  | kWh | 0.0028809 | -0.12449 | Commercial |  | Annual | [5 empty] | 11 | 0.96 |  |  |  | 0 | 0 | 241.2846 | 0 | 0 | 0 | 0 | 0 | 0 | 0 | 0 | 0 | 2006 Qtr 1: 0; 2006 Qtr 2: 0; 2006 Qtr 3: 0; 2006 Qtr 4: 0; 2007 Qtr 1: 0; 2007 Qtr 2: 0; 2007 Qtr 3: 0; 2007 Qtr 4: 241.2846; 2008 Qtr 1: 0; 2008 Qtr 2: 0; 2008 Qtr 3: 0; 2008 Qtr 4: 0 | 241.2846
SDGE3012_EXP_EXP-ExpressEfficiencyRebateProgram | 213084-Refrigeration -Cooler/Freezer Door Gaskets - Solid Doors: Cooler |  | 7 | Commercial | 01-ALC-AllCommercial-Refrig | 0 |  |  |  |  | 4 | 4 | 0 | 0 | 0 | 0 | 104.55 |  | kWh | 0.01195 | 0 | Commercial |  | Annual | [5 empty] | 4 | 0.96 |  |  |  | 0 | 0 | 159 | 0 | 0 | 0 | 0 | 0 | 0 | 0 | 0 | 0 | 2006 Qtr 1: 0; 2006 Qtr 2: 0; 2006 Qtr 3: 0; 2006 Qtr 4: 0; 2007 Qtr 1: 0; 2007 Qtr 2: 0; 2007 Qtr 3: 0; 2007 Qtr 4: 159; 2008 Qtr 1: 0; 2008 Qtr 2: 0; 2008 Qtr 3: 0; 2008 Qtr 4: 0 | 159
SDGE3012_EXP_EXP-ExpressEfficiencyRebateProgram | 213221-Lighting - Screw in >= 27 Watt Lamp |  | 7 | Commercial | 01-ALC-AllCommercial-IntLight | 0 |  |  |  |  | 8.2022 | 5.6707 | 0 | 0 | 0 | 2.5316 | 36.7884 |  | kWh | 0.0026887 | -0.17109 | Commercial |  | Annual | [5 empty] | 1.2 | 0.96 |  |  |  | 0 | 0 | 2221.9565 | 0 | 0 | 0 | 0 | 0 | 0 | 0 | 0 | 0 | 2006 Qtr 1: 0; 2006 Qtr 2: 0; 2006 Qtr 3: 0; 2006 Qtr 4: 0; 2007 Qtr 1: 0; 2007 Qtr 2: 0; 2007 Qtr 3: 0; 2007 Qtr 4: 2221.9565; 2008 Qtr 1: 0; 2008 Qtr 2: 0; 2008 Qtr 3: 0; 2008 Qtr 4: 0 | 2221.9565
SDGE3012_EXP_EXP-ExpressEfficiencyRebateProgram | 213163-Food Service - Steamer-Electric |  | 7 | Commercial | 35-OTI-OtherIndustrial-PROC_OTH | 0 |  |  |  |  | 4150 | 750 | 0 | 0 | 0 | 3400 | 11166 |  | kWh | 2.5 | 0 | Commercial |  | Annual | [5 empty] | 12 | 0.96 |  |  |  | 0 | 0 | 2 | 0 | 0 | 0 | 0 | 0 | 0 | 0 | 0 | 0 | 2006 Qtr 1: 0; 2006 Qtr 2: 0; 2006 Qtr 3: 0; 2006 Qtr 4: 0; 2007 Qtr 1: 0; 2007 Qtr 2: 0; 2007 Qtr 3: 0; 2007 Qtr 4: 2; 2008 Qtr 1: 0; 2008 Qtr 2: 0; 2008 Qtr 3: 0; 2008 Qtr 4: 0 | 2
SDGE3012_EXP_EXP-ExpressEfficiencyRebateProgram | 213163-Food Service - Steamer-Electric |  | 7 | Commercial | 35-OTI-OtherIndustrial-PROC_OTH | 0 |  |  |  |  | 4150 | 750 | 0 | 0 | 0 | 3400 | 11166 |  | kWh | 2.5 | 0 | Commercial |  | Annual | [5 empty] | 12 | 0.96 |  |  |  | 0 | 0 | 5 | 0 | 0 | 0 | 0 | 0 | 0 | 0 | 0 | 0 | 2006 Qtr 1: 0; 2006 Qtr 2: 0; 2006 Qtr 3: 0; 2006 Qtr 4: 0; 2007 Qtr 1: 0; 2007 Qtr 2: 0; 2007 Qtr 3: 0; 2007 Qtr 4: 5; 2008 Qtr 1: 0; 2008 Qtr 2: 0; 2008 Qtr 3: 0; 2008 Qtr 4: 0 | 5
SDGE3012_EXP_EXP-ExpressEfficiencyRebateProgram | 213059-Motors - VFD - HVAC Fans (per Hp) |  | 10 | Commercial | 01-ALC-AllCommercial-Vent/Fan | 0 |  |  |  |  | 202 | 80 | 0 | 0 | 0 | 122 | 753 |  | kWh | 0 | 0 | Commercial |  | Annual | [5 empty] | 15 | 0.96 |  |  |  | 0 | 0 | 10 | 0 | 0 | 0 | 0 | 0 | 0 | 0 | 0 | 0 | 2006 Qtr 1: 0; 2006 Qtr 2: 0; 2006 Qtr 3: 0; 2006 Qtr 4: 0; 2007 Qtr 1: 10; 2007 Qtr 2: 0; 2007 Qtr 3: 0; 2007 Qtr 4: 0; 2008 Qtr 1: 0; 2008 Qtr 2: 0; 2008 Qtr 3: 0; 2008 Qtr 4: 0 | 10
SDGE3012_EXP_EXP-ExpressEfficiencyRebateProgram | 213059-Motors - VFD - HVAC Fans (per Hp) |  | 10 | Commercial | 01-ALC-AllCommercial-Vent/Fan | 0 |  |  |  |  | 202 | 80 | 0 | 0 | 0 | 122 | 753 |  | kWh | 0 | 0 | Commercial |  | Annual | [5 empty] | 15 | 0.96 |  |  |  | 0 | 0 | 25 | 0 | 0 | 0 | 0 | 0 | 0 | 0 | 0 | 0 | 2006 Qtr 1: 0; 2006 Qtr 2: 0; 2006 Qtr 3: 0; 2006 Qtr 4: 0; 2007 Qtr 1: 25; 2007 Qtr 2: 0; 2007 Qtr 3: 0; 2007 Qtr 4: 0; 2008 Qtr 1: 0; 2008 Qtr 2: 0; 2008 Qtr 3: 0; 2008 Qtr 4: 0 | 25
SDGE3012_EXP_EXP-ExpressEfficiencyRebateProgram | 213041-Lighting - Interior 71-100w Merc Vap Base | Averaged DEER Msrs | 7 | Commercial | 01-ALC-AllCommercial-IntLight | 0 |  |  |  |  | 223.8854 | 38 | 0 | 0 | 0 | 185.8854 | 148.72 |  | kWh | 0.05346 | 0 | Commercial |  | Annual | [5 empty] | 16 | 0.96 |  |  |  | 0 | 0 | 2 | 0 | 0 | 0 | 0 | 0 | 0 | 0 | 0 | 0 | 2006 Qtr 1: 0; 2006 Qtr 2: 0; 2006 Qtr 3: 0; 2006 Qtr 4: 0; 2007 Qtr 1: 2; 2007 Qtr 2: 0; 2007 Qtr 3: 0; 2007 Qtr 4: 0; 2008 Qtr 1: 0; 2008 Qtr 2: 0; 2008 Qtr 3: 0; 2008 Qtr 4: 0 | 2
SDGE3012_EXP_EXP-ExpressEfficiencyRebateProgram | 213083-Refrigeration -Cooler/Freezer Door Gaskets - Glass Doors |  | 7 | Commercial | 01-ALC-AllCommercial-Refrig | 0 |  |  |  |  | 4 | 4 | 0 | 0 | 0 | 0 | 3.6686 |  | kWh | 0.000614 | 0 | Commercial |  | Annual | [5 empty] | 4 | 0.96 |  |  |  | 0 | 0 | 1389 | 0 | 0 | 0 | 0 | 0 | 0 | 0 | 0 | 0 | 2006 Qtr 1: 0; 2006 Qtr 2: 0; 2006 Qtr 3: 0; 2006 Qtr 4: 0; 2007 Qtr 1: 1389; 2007 Qtr 2: 0; 2007 Qtr 3: 0; 2007 Qtr 4: 0; 2008 Qtr 1: 0; 2008 Qtr 2: 0; 2008 Qtr 3: 0; 2008 Qtr 4: 0 | 1389
SDGE3012_EXP_EXP-ExpressEfficiencyRebateProgram | 213083-Refrigeration -Cooler/Freezer Door Gaskets - Glass Doors |  | 7 | Commercial | 01-ALC-AllCommercial-Refrig | 0 |  |  |  |  | 4 | 4 | 0 | 0 | 0 | 0 | 3.6686 |  | kWh | 0.000614 | 0 | Commercial |  | Annual | [5 empty] | 4 | 0.96 |  |  |  | 0 | 0 | 880 | 0 | 0 | 0 | 0 | 0 | 0 | 0 | 0 | 0 | 2006 Qtr 1: 0; 2006 Qtr 2: 0; 2006 Qtr 3: 0; 2006 Qtr 4: 0; 2007 Qtr 1: 880; 2007 Qtr 2: 0; 2007 Qtr 3: 0; 2007 Qtr 4: 0; 2008 Qtr 1: 0; 2008 Qtr 2: 0; 2008 Qtr 3: 0; 2008 Qtr 4: 0 | 880
SDGE3012_EXP_EXP-ExpressEfficiencyRebateProgram | 213083-Refrigeration -Cooler/Freezer Door Gaskets - Glass Doors |  | 7 | Commercial | 01-ALC-AllCommercial-Refrig | 0 |  |  |  |  | 4 | 4 | 0 | 0 | 0 | 0 | 3.6686 |  | kWh | 0.000614 | 0 | Commercial |  | Annual | [5 empty] | 4 | 0.96 |  |  |  | 0 | 0 | 830 | 0 | 0 | 0 | 0 | 0 | 0 | 0 | 0 | 0 | 2006 Qtr 1: 0; 2006 Qtr 2: 0; 2006 Qtr 3: 0; 2006 Qtr 4: 0; 2007 Qtr 1: 830; 2007 Qtr 2: 0; 2007 Qtr 3: 0; 2007 Qtr 4: 0; 2008 Qtr 1: 0; 2008 Qtr 2: 0; 2008 Qtr 3: 0; 2008 Qtr 4: 0 | 830
SDGE3012_EXP_EXP-ExpressEfficiencyRebateProgram | 213176-Food Service - Ice Machine Air-Cooled 301-400 |  | 10 | Commercial | 01-ALC-AllCommercial-Refrig | 0 |  |  |  |  | 559 | 300 | 0 | 0 | 0 | 259 | 1660.75 |  | kWh | 0.18958 | 0 | Commercial |  | Annual | [5 empty] | 12 | 0.96 |  |  |  | 0 | 0 | 1 | 0 | 0 | 0 | 0 | 0 | 0 | 0 | 0 | 0 | 2006 Qtr 1: 0; 2006 Qtr 2: 0; 2006 Qtr 3: 0; 2006 Qtr 4: 0; 2007 Qtr 1: 1; 2007 Qtr 2: 0; 2007 Qtr 3: 0; 2007 Qtr 4: 0; 2008 Qtr 1: 0; 2008 Qtr 2: 0; 2008 Qtr 3: 0; 2008 Qtr 4: 0 | 1
SDGE3012_EXP_EXP-ExpressEfficiencyRebateProgram | 213083-Refrigeration -Cooler/Freezer Door Gaskets - Glass Doors |  | 7 | Commercial | 01-ALC-AllCommercial-Refrig | 0 |  |  |  |  | 4 | 4 | 0 | 0 | 0 | 0 | 3.6686 |  | kWh | 0.000614 | 0 | Commercial |  | Annual | [5 empty] | 4 | 0.96 |  |  |  | 0 | 0 | 2294 | 0 | 0 | 0 | 0 | 0 | 0 | 0 | 0 | 0 | 2006 Qtr 1: 0; 2006 Qtr 2: 0; 2006 Qtr 3: 0; 2006 Qtr 4: 0; 2007 Qtr 1: 2294; 2007 Qtr 2: 0; 2007 Qtr 3: 0; 2007 Qtr 4: 0; 2008 Qtr 1: 0; 2008 Qtr 2: 0; 2008 Qtr 3: 0; 2008 Qtr 4: 0 | 2294
SDGE3012_EXP_EXP-ExpressEfficiencyRebateProgram | 213083-Refrigeration -Cooler/Freezer Door Gaskets - Glass Doors |  | 7 | Commercial | 01-ALC-AllCommercial-Refrig | 0 |  |  |  |  | 4 | 4 | 0 | 0 | 0 | 0 | 3.6686 |  | kWh | 0.000614 | 0 | Commercial |  | Annual | [5 empty] | 4 | 0.96 |  |  |  | 0 | 0 | 1618 | 0 | 0 | 0 | 0 | 0 | 0 | 0 | 0 | 0 | 2006 Qtr 1: 0; 2006 Qtr 2: 0; 2006 Qtr 3: 0; 2006 Qtr 4: 0; 2007 Qtr 1: 1618; 2007 Qtr 2: 0; 2007 Qtr 3: 0; 2007 Qtr 4: 0; 2008 Qtr 1: 0; 2008 Qtr 2: 0; 2008 Qtr 3: 0; 2008 Qtr 4: 0 | 1618
SDGE3012_EXP_EXP-ExpressEfficiencyRebateProgram | 213084-Refrigeration -Cooler/Freezer Door Gaskets - Solid Doors: Cooler |  | 7 | Commercial | 01-ALC-AllCommercial-Refrig | 0 |  |  |  |  | 4 | 4 | 0 | 0 | 0 | 0 | 3.6686 |  | kWh | 0.000614 | 0 | Commercial |  | Annual | [5 empty] | 4 | 0.96 |  |  |  | 0 | 0 | 90 | 0 | 0 | 0 | 0 | 0 | 0 | 0 | 0 | 0 | 2006 Qtr 1: 0; 2006 Qtr 2: 0; 2006 Qtr 3: 0; 2006 Qtr 4: 0; 2007 Qtr 1: 90; 2007 Qtr 2: 0; 2007 Qtr 3: 0; 2007 Qtr 4: 0; 2008 Qtr 1: 0; 2008 Qtr 2: 0; 2008 Qtr 3: 0; 2008 Qtr 4: 0 | 90
SDGE3012_EXP_EXP-ExpressEfficiencyRebateProgram | 213116-Refrigeration -Cooler/Freezer Door Gaskets - Solid Doors: Freezer |  | 7 | Commercial | 01-ALC-AllCommercial-Refrig | 0 |  |  |  |  | 4 | 4 | 0 | 0 | 0 | 0 | 3.6686 |  | kWh | 0.000614 | 0 | Commercial |  | Annual | [5 empty] | 4 | 0.96 |  |  |  | 0 | 0 | 53 | 0 | 0 | 0 | 0 | 0 | 0 | 0 | 0 | 0 | 2006 Qtr 1: 0; 2006 Qtr 2: 0; 2006 Qtr 3: 0; 2006 Qtr 4: 0; 2007 Qtr 1: 53; 2007 Qtr 2: 0; 2007 Qtr 3: 0; 2007 Qtr 4: 0; 2008 Qtr 1: 0; 2008 Qtr 2: 0; 2008 Qtr 3: 0; 2008 Qtr 4: 0 | 53
SDGE3012_EXP_EXP-ExpressEfficiencyRebateProgram | 213116-Refrigeration -Cooler/Freezer Door Gaskets - Solid Doors: Freezer |  | 10 | Commercial | 01-ALC-AllCommercial-Refrig | 0 |  |  |  |  | 4 | 4 | 0 | 0 | 0 | 0 | 3.6686 |  | kWh | 0.000614 | 0 | Commercial |  | Annual | [5 empty] | 4 | 0.96 |  |  |  | 0 | 0 | 38 | 0 | 0 | 0 | 0 | 0 | 0 | 0 | 0 | 0 | 2006 Qtr 1: 0; 2006 Qtr 2: 0; 2006 Qtr 3: 0; 2006 Qtr 4: 0; 2007 Qtr 1: 38; 2007 Qtr 2: 0; 2007 Qtr 3: 0; 2007 Qtr 4: 0; 2008 Qtr 1: 0; 2008 Qtr 2: 0; 2008 Qtr 3: 0; 2008 Qtr 4: 0 | 38
SDGE3012_EXP_EXP-ExpressEfficiencyRebateProgram | 213084-Refrigeration -Cooler/Freezer Door Gaskets - Solid Doors: Cooler |  | 7 | Commercial | 01-ALC-AllCommercial-Refrig | 0 |  |  |  |  | 4 | 4 | 0 | 0 | 0 | 0 | 3.6686 |  | kWh | 0.000614 | 0 | Commercial |  | Annual | [5 empty] | 4 | 0.96 |  |  |  | 0 | 0 | 21 | 0 | 0 | 0 | 0 | 0 | 0 | 0 | 0 | 0 | 2006 Qtr 1: 0; 2006 Qtr 2: 0; 2006 Qtr 3: 0; 2006 Qtr 4: 0; 2007 Qtr 1: 21; 2007 Qtr 2: 0; 2007 Qtr 3: 0; 2007 Qtr 4: 0; 2008 Qtr 1: 0; 2008 Qtr 2: 0; 2008 Qtr 3: 0; 2008 Qtr 4: 0 | 21
SDGE3012_EXP_EXP-ExpressEfficiencyRebateProgram | 213116-Refrigeration -Cooler/Freezer Door Gaskets - Solid Doors: Freezer |  | 7 | Commercial | 01-ALC-AllCommercial-Refrig | 0 |  |  |  |  | 4 | 4 | 0 | 0 | 0 | 0 | 3.6686 |  | kWh | 0.000614 | 0 | Commercial |  | Annual | [5 empty] | 4 | 0.96 |  |  |  | 0 | 0 | 19 | 0 | 0 | 0 | 0 | 0 | 0 | 0 | 0 | 0 | 2006 Qtr 1: 0; 2006 Qtr 2: 0; 2006 Qtr 3: 0; 2006 Qtr 4: 0; 2007 Qtr 1: 19; 2007 Qtr 2: 0; 2007 Qtr 3: 0; 2007 Qtr 4: 0; 2008 Qtr 1: 0; 2008 Qtr 2: 0; 2008 Qtr 3: 0; 2008 Qtr 4: 0 | 19
SDGE3012_EXP_EXP-ExpressEfficiencyRebateProgram | 213084-Refrigeration -Cooler/Freezer Door Gaskets - Solid Doors: Cooler |  | 7 | Commercial | 01-ALC-AllCommercial-Refrig | 0 |  |  |  |  | 4 | 4 | 0 | 0 | 0 | 0 | 3.6686 |  | kWh | 0.000614 | 0 | Commercial |  | Annual | [5 empty] | 4 | 0.96 |  |  |  | 0 | 0 | 90 | 0 | 0 | 0 | 0 | 0 | 0 | 0 | 0 | 0 | 2006 Qtr 1: 0; 2006 Qtr 2: 0; 2006 Qtr 3: 0; 2006 Qtr 4: 0; 2007 Qtr 1: 90; 2007 Qtr 2: 0; 2007 Qtr 3: 0; 2007 Qtr 4: 0; 2008 Qtr 1: 0; 2008 Qtr 2: 0; 2008 Qtr 3: 0; 2008 Qtr 4: 0 | 90
SDGE3012_EXP_EXP-ExpressEfficiencyRebateProgram | 213116-Refrigeration -Cooler/Freezer Door Gaskets - Solid Doors: Freezer |  | 7 | Commercial | 01-ALC-AllCommercial-Refrig | 0 |  |  |  |  | 4 | 4 | 0 | 0 | 0 | 0 | 3.6686 |  | kWh | 0.000614 | 0 | Commercial |  | Annual | [5 empty] | 4 | 0.96 |  |  |  | 0 | 0 | 17 | 0 | 0 | 0 | 0 | 0 | 0 | 0 | 0 | 0 | 2006 Qtr 1: 0; 2006 Qtr 2: 0; 2006 Qtr 3: 0; 2006 Qtr 4: 0; 2007 Qtr 1: 17; 2007 Qtr 2: 0; 2007 Qtr 3: 0; 2007 Qtr 4: 0; 2008 Qtr 1: 0; 2008 Qtr 2: 0; 2008 Qtr 3: 0; 2008 Qtr 4: 0 | 17
SDGE3012_EXP_EXP-ExpressEfficiencyRebateProgram | 213116-Refrigeration -Cooler/Freezer Door Gaskets - Solid Doors: Freezer |  | 7 | Commercial | 01-ALC-AllCommercial-Refrig | 0 |  |  |  |  | 4 | 4 | 0 | 0 | 0 | 0 | 3.6686 |  | kWh | 0.000614 | 0 | Commercial |  | Annual | [5 empty] | 4 | 0.96 |  |  |  | 0 | 0 | 17 | 0 | 0 | 0 | 0 | 0 | 0 | 0 | 0 | 0 | 2006 Qtr 1: 0; 2006 Qtr 2: 0; 2006 Qtr 3: 0; 2006 Qtr 4: 0; 2007 Qtr 1: 17; 2007 Qtr 2: 0; 2007 Qtr 3: 0; 2007 Qtr 4: 0; 2008 Qtr 1: 0; 2008 Qtr 2: 0; 2008 Qtr 3: 0; 2008 Qtr 4: 0 | 17
SDGE3012_EXP_EXP-ExpressEfficiencyRebateProgram | 213084-Refrigeration -Cooler/Freezer Door Gaskets - Solid Doors: Cooler |  | 7 | Commercial | 01-ALC-AllCommercial-Refrig | 0 |  |  |  |  | 4 | 4 | 0 | 0 | 0 | 0 | 3.6686 |  | kWh | 0.000614 | 0 | Commercial |  | Annual | [5 empty] | 4 | 0.96 |  |  |  | 0 | 0 | 82 | 0 | 0 | 0 | 0 | 0 | 0 | 0 | 0 | 0 | 2006 Qtr 1: 0; 2006 Qtr 2: 0; 2006 Qtr 3: 0; 2006 Qtr 4: 0; 2007 Qtr 1: 82; 2007 Qtr 2: 0; 2007 Qtr 3: 0; 2007 Qtr 4: 0; 2008 Qtr 1: 0; 2008 Qtr 2: 0; 2008 Qtr 3: 0; 2008 Qtr 4: 0 | 82
SDGE3012_EXP_EXP-ExpressEfficiencyRebateProgram | 213084-Refrigeration -Cooler/Freezer Door Gaskets - Solid Doors: Cooler |  | 10 | Commercial | 01-ALC-AllCommercial-Refrig | 0 |  |  |  |  | 4 | 4 | 0 | 0 | 0 | 0 | 3.6686 |  | kWh | 0.000614 | 0 | Commercial |  | Annual | [5 empty] | 4 | 0.96 |  |  |  | 0 | 0 | 20 | 0 | 0 | 0 | 0 | 0 | 0 | 0 | 0 | 0 | 2006 Qtr 1: 0; 2006 Qtr 2: 0; 2006 Qtr 3: 0; 2006 Qtr 4: 0; 2007 Qtr 1: 20; 2007 Qtr 2: 0; 2007 Qtr 3: 0; 2007 Qtr 4: 0; 2008 Qtr 1: 0; 2008 Qtr 2: 0; 2008 Qtr 3: 0; 2008 Qtr 4: 0 | 20
SDGE3012_EXP_EXP-ExpressEfficiencyRebateProgram | 213116-Refrigeration -Cooler/Freezer Door Gaskets - Solid Doors: Freezer |  | 10 | Commercial | 01-ALC-AllCommercial-Refrig | 0 |  |  |  |  | 4 | 4 | 0 | 0 | 0 | 0 | 3.6686 |  | kWh | 0.000614 | 0 | Commercial |  | Annual | [5 empty] | 4 | 0.96 |  |  |  | 0 | 0 | 57 | 0 | 0 | 0 | 0 | 0 | 0 | 0 | 0 | 0 | 2006 Qtr 1: 0; 2006 Qtr 2: 0; 2006 Qtr 3: 0; 2006 Qtr 4: 0; 2007 Qtr 1: 57; 2007 Qtr 2: 0; 2007 Qtr 3: 0; 2007 Qtr 4: 0; 2008 Qtr 1: 0; 2008 Qtr 2: 0; 2008 Qtr 3: 0; 2008 Qtr 4: 0 | 57
SDGE3012_EXP_EXP-ExpressEfficiencyRebateProgram | 213007-Heating - Greenhouse Heat Curtain | CFRM00AVHtCtn | 7 | Agricultural | 35-OTI-OtherIndustrial-PROC_OTH | 0 |  |  |  |  | 0.49 | 0.2 | 0 | 0 | 0 | 0.29 | 0.010076 |  | kWh | 0 | 0.20048 | Commercial |  | Winter Only | [5 empty] | 5 | 0.96 |  |  |  | 0 | 0 | 211560 | 0 | 0 | 0 | 0 | 0 | 0 | 0 | 0 | 0 | 2006 Qtr 1: 0; 2006 Qtr 2: 0; 2006 Qtr 3: 0; 2006 Qtr 4: 0; 2007 Qtr 1: 211560; 2007 Qtr 2: 0; 2007 Qtr 3: 0; 2007 Qtr 4: 0; 2008 Qtr 1: 0; 2008 Qtr 2: 0; 2008 Qtr 3: 0; 2008 Qtr 4: 0 | 211560
SDGE3012_EXP_EXP-ExpressEfficiencyRebateProgram | 213007-Heating - Greenhouse Heat Curtain | CFRM00AVHtCtn | 10 | Agricultural | 35-OTI-OtherIndustrial-PROC_OTH | 0 |  |  |  |  | 0.49 | 0.2 | 0 | 0 | 0 | 0.29 | 0.083686 |  | kWh | 0 | 0.20048 | Commercial |  | Winter Only | [5 empty] | 5 | 0.96 |  |  |  | 0 | 0 | 25473 | 0 | 0 | 0 | 0 | 0 | 0 | 0 | 0 | 0 | 2006 Qtr 1: 0; 2006 Qtr 2: 0; 2006 Qtr 3: 0; 2006 Qtr 4: 0; 2007 Qtr 1: 25473; 2007 Qtr 2: 0; 2007 Qtr 3: 0; 2007 Qtr 4: 0; 2008 Qtr 1: 0; 2008 Qtr 2: 0; 2008 Qtr 3: 0; 2008 Qtr 4: 0 | 25473
SDGE3012_EXP_EXP-ExpressEfficiencyRebateProgram | 213163-Food Service - Steamer-Electric |  | 7 | Commercial | 35-OTI-OtherIndustrial-PROC_OTH | 0 |  |  |  |  | 4150 | 750 | 0 | 0 | 0 | 3400 | 11166 |  | kWh | 2.5 | 0 | Commercial |  | Annual | [5 empty] | 12 | 0.96 |  |  |  | 0 | 0 | 1 | 0 | 0 | 0 | 0 | 0 | 0 | 0 | 0 | 0 | 2006 Qtr 1: 0; 2006 Qtr 2: 0; 2006 Qtr 3: 0; 2006 Qtr 4: 0; 2007 Qtr 1: 1; 2007 Qtr 2: 0; 2007 Qtr 3: 0; 2007 Qtr 4: 0; 2008 Qtr 1: 0; 2008 Qtr 2: 0; 2008 Qtr 3: 0; 2008 Qtr 4: 0 | 1
SDGE3012_EXP_EXP-ExpressEfficiencyRebateProgram | 213116-Refrigeration -Cooler/Freezer Door Gaskets - Solid Doors: Freezer |  | 7 | Commercial | 01-ALC-AllCommercial-Refrig | 0 |  |  |  |  | 4 | 4 | 0 | 0 | 0 | 0 | 3.6686 |  | kWh | 0.000614 | 0 | Commercial |  | Annual | [5 empty] | 4 | 0.96 |  |  |  | 0 | 0 | 38 | 0 | 0 | 0 | 0 | 0 | 0 | 0 | 0 | 0 | 2006 Qtr 1: 0; 2006 Qtr 2: 0; 2006 Qtr 3: 0; 2006 Qtr 4: 0; 2007 Qtr 1: 38; 2007 Qtr 2: 0; 2007 Qtr 3: 0; 2007 Qtr 4: 0; 2008 Qtr 1: 0; 2008 Qtr 2: 0; 2008 Qtr 3: 0; 2008 Qtr 4: 0 | 38
SDGE3012_EXP_EXP-ExpressEfficiencyRebateProgram | 213116-Refrigeration -Cooler/Freezer Door Gaskets - Solid Doors: Freezer |  | 7 | Commercial | 01-ALC-AllCommercial-Refrig | 0 |  |  |  |  | 4 | 4 | 0 | 0 | 0 | 0 | 3.6686 |  | kWh | 0.000614 | 0 | Commercial |  | Annual | [5 empty] | 4 | 0.96 |  |  |  | 0 | 0 | 55 | 0 | 0 | 0 | 0 | 0 | 0 | 0 | 0 | 0 | 2006 Qtr 1: 0; 2006 Qtr 2: 0; 2006 Qtr 3: 0; 2006 Qtr 4: 0; 2007 Qtr 1: 55; 2007 Qtr 2: 0; 2007 Qtr 3: 0; 2007 Qtr 4: 0; 2008 Qtr 1: 0; 2008 Qtr 2: 0; 2008 Qtr 3: 0; 2008 Qtr 4: 0 | 55
SDGE3012_EXP_EXP-ExpressEfficiencyRebateProgram | 213084-Refrigeration -Cooler/Freezer Door Gaskets - Solid Doors: Cooler |  | 7 | Commercial | 01-ALC-AllCommercial-Refrig | 0 |  |  |  |  | 4 | 4 | 0 | 0 | 0 | 0 | 3.6686 |  | kWh | 0.000614 | 0 | Commercial |  | Annual | [5 empty] | 4 | 0.96 |  |  |  | 0 | 0 | 74 | 0 | 0 | 0 | 0 | 0 | 0 | 0 | 0 | 0 | 2006 Qtr 1: 0; 2006 Qtr 2: 0; 2006 Qtr 3: 0; 2006 Qtr 4: 0; 2007 Qtr 1: 74; 2007 Qtr 2: 0; 2007 Qtr 3: 0; 2007 Qtr 4: 0; 2008 Qtr 1: 0; 2008 Qtr 2: 0; 2008 Qtr 3: 0; 2008 Qtr 4: 0 | 74
SDGE3012_EXP_EXP-ExpressEfficiencyRebateProgram | 213084-Refrigeration -Cooler/Freezer Door Gaskets - Solid Doors: Cooler |  | 7 | Commercial | 01-ALC-AllCommercial-Refrig | 0 |  |  |  |  | 4 | 4 | 0 | 0 | 0 | 0 | 3.6686 |  | kWh | 0.000614 | 0 | Commercial |  | Annual | [5 empty] | 4 | 0.96 |  |  |  | 0 | 0 | 78 | 0 | 0 | 0 | 0 | 0 | 0 | 0 | 0 | 0 | 2006 Qtr 1: 0; 2006 Qtr 2: 0; 2006 Qtr 3: 0; 2006 Qtr 4: 0; 2007 Qtr 1: 78; 2007 Qtr 2: 0; 2007 Qtr 3: 0; 2007 Qtr 4: 0; 2008 Qtr 1: 0; 2008 Qtr 2: 0; 2008 Qtr 3: 0; 2008 Qtr 4: 0 | 78
SDGE3012_EXP_EXP-ExpressEfficiencyRebateProgram | 213116-Refrigeration -Cooler/Freezer Door Gaskets - Solid Doors: Freezer |  | 7 | Commercial | 01-ALC-AllCommercial-Refrig | 0 |  |  |  |  | 4 | 4 | 0 | 0 | 0 | 0 | 3.6686 |  | kWh | 0.000614 | 0 | Commercial |  | Annual | [5 empty] | 4 | 0.96 |  |  |  | 0 | 0 | 57 | 0 | 0 | 0 | 0 | 0 | 0 | 0 | 0 | 0 | 2006 Qtr 1: 0; 2006 Qtr 2: 0; 2006 Qtr 3: 0; 2006 Qtr 4: 0; 2007 Qtr 1: 57; 2007 Qtr 2: 0; 2007 Qtr 3: 0; 2007 Qtr 4: 0; 2008 Qtr 1: 0; 2008 Qtr 2: 0; 2008 Qtr 3: 0; 2008 Qtr 4: 0 | 57
SDGE3012_EXP_EXP-ExpressEfficiencyRebateProgram | 213084-Refrigeration -Cooler/Freezer Door Gaskets - Solid Doors: Cooler |  | 7 | Commercial | 01-ALC-AllCommercial-Refrig | 0 |  |  |  |  | 4 | 4 | 0 | 0 | 0 | 0 | 3.6686 |  | kWh | 0.000614 | 0 | Commercial |  | Annual | [5 empty] | 4 | 0.96 |  |  |  | 0 | 0 | 56 | 0 | 0 | 0 | 0 | 0 | 0 | 0 | 0 | 0 | 2006 Qtr 1: 0; 2006 Qtr 2: 0; 2006 Qtr 3: 0; 2006 Qtr 4: 0; 2007 Qtr 1: 56; 2007 Qtr 2: 0; 2007 Qtr 3: 0; 2007 Qtr 4: 0; 2008 Qtr 1: 0; 2008 Qtr 2: 0; 2008 Qtr 3: 0; 2008 Qtr 4: 0 | 56
SDGE3012_EXP_EXP-ExpressEfficiencyRebateProgram | 213116-Refrigeration -Cooler/Freezer Door Gaskets - Solid Doors: Freezer |  | 7 | Commercial | 01-ALC-AllCommercial-Refrig | 0 |  |  |  |  | 4 | 4 | 0 | 0 | 0 | 0 | 3.6686 |  | kWh | 0.000614 | 0 | Commercial |  | Annual | [5 empty] | 4 | 0.96 |  |  |  | 0 | 0 | 19 | 0 | 0 | 0 | 0 | 0 | 0 | 0 | 0 | 0 | 2006 Qtr 1: 0; 2006 Qtr 2: 0; 2006 Qtr 3: 0; 2006 Qtr 4: 0; 2007 Qtr 1: 19; 2007 Qtr 2: 0; 2007 Qtr 3: 0; 2007 Qtr 4: 0; 2008 Qtr 1: 0; 2008 Qtr 2: 0; 2008 Qtr 3: 0; 2008 Qtr 4: 0 | 19
SDGE3012_EXP_EXP-ExpressEfficiencyRebateProgram | 213084-Refrigeration -Cooler/Freezer Door Gaskets - Solid Doors: Cooler |  | 7 | Commercial | 01-ALC-AllCommercial-Refrig | 0 |  |  |  |  | 4 | 4 | 0 | 0 | 0 | 0 | 3.6686 |  | kWh | 0.000614 | 0 | Commercial |  | Annual | [5 empty] | 4 | 0.96 |  |  |  | 0 | 0 | 34 | 0 | 0 | 0 | 0 | 0 | 0 | 0 | 0 | 0 | 2006 Qtr 1: 0; 2006 Qtr 2: 0; 2006 Qtr 3: 0; 2006 Qtr 4: 0; 2007 Qtr 1: 34; 2007 Qtr 2: 0; 2007 Qtr 3: 0; 2007 Qtr 4: 0; 2008 Qtr 1: 0; 2008 Qtr 2: 0; 2008 Qtr 3: 0; 2008 Qtr 4: 0 | 34
SDGE3012_EXP_EXP-ExpressEfficiencyRebateProgram | 213116-Refrigeration -Cooler/Freezer Door Gaskets - Solid Doors: Freezer |  | 7 | Commercial | 01-ALC-AllCommercial-Refrig | 0 |  |  |  |  | 4 | 4 | 0 | 0 | 0 | 0 | 3.6686 |  | kWh | 0.000614 | 0 | Commercial |  | Annual | [5 empty] | 4 | 0.96 |  |  |  | 0 | 0 | 17 | 0 | 0 | 0 | 0 | 0 | 0 | 0 | 0 | 0 | 2006 Qtr 1: 0; 2006 Qtr 2: 0; 2006 Qtr 3: 0; 2006 Qtr 4: 0; 2007 Qtr 1: 17; 2007 Qtr 2: 0; 2007 Qtr 3: 0; 2007 Qtr 4: 0; 2008 Qtr 1: 0; 2008 Qtr 2: 0; 2008 Qtr 3: 0; 2008 Qtr 4: 0 | 17
SDGE3012_EXP_EXP-ExpressEfficiencyRebateProgram | 213084-Refrigeration -Cooler/Freezer Door Gaskets - Solid Doors: Cooler |  | 7 | Commercial | 01-ALC-AllCommercial-Refrig | 0 |  |  |  |  | 4 | 4 | 0 | 0 | 0 | 0 | 3.6686 |  | kWh | 0.000614 | 0 | Commercial |  | Annual | [5 empty] | 4 | 0.96 |  |  |  | 0 | 0 | 74 | 0 | 0 | 0 | 0 | 0 | 0 | 0 | 0 | 0 | 2006 Qtr 1: 0; 2006 Qtr 2: 0; 2006 Qtr 3: 0; 2006 Qtr 4: 0; 2007 Qtr 1: 74; 2007 Qtr 2: 0; 2007 Qtr 3: 0; 2007 Qtr 4: 0; 2008 Qtr 1: 0; 2008 Qtr 2: 0; 2008 Qtr 3: 0; 2008 Qtr 4: 0 | 74
SDGE3012_EXP_EXP-ExpressEfficiencyRebateProgram | 213116-Refrigeration -Cooler/Freezer Door Gaskets - Solid Doors: Freezer |  | 7 | Commercial | 01-ALC-AllCommercial-Refrig | 0 |  |  |  |  | 4 | 4 | 0 | 0 | 0 | 0 | 3.6686 |  | kWh | 0.000614 | 0 | Commercial |  | Annual | [5 empty] | 4 | 0.96 |  |  |  | 0 | 0 | 53 | 0 | 0 | 0 | 0 | 0 | 0 | 0 | 0 | 0 | 2006 Qtr 1: 0; 2006 Qtr 2: 0; 2006 Qtr 3: 0; 2006 Qtr 4: 0; 2007 Qtr 1: 53; 2007 Qtr 2: 0; 2007 Qtr 3: 0; 2007 Qtr 4: 0; 2008 Qtr 1: 0; 2008 Qtr 2: 0; 2008 Qtr 3: 0; 2008 Qtr 4: 0 | 53
SDGE3012_EXP_EXP-ExpressEfficiencyRebateProgram | 213084-Refrigeration -Cooler/Freezer Door Gaskets - Solid Doors: Cooler |  | 7 | Commercial | 01-ALC-AllCommercial-Refrig | 0 |  |  |  |  | 4 | 4 | 0 | 0 | 0 | 0 | 3.6686 |  | kWh | 0.000614 | 0 | Commercial |  | Annual | [5 empty] | 4 | 0.96 |  |  |  | 0 | 0 | 56 | 0 | 0 | 0 | 0 | 0 | 0 | 0 | 0 | 0 | 2006 Qtr 1: 0; 2006 Qtr 2: 0; 2006 Qtr 3: 0; 2006 Qtr 4: 0; 2007 Qtr 1: 56; 2007 Qtr 2: 0; 2007 Qtr 3: 0; 2007 Qtr 4: 0; 2008 Qtr 1: 0; 2008 Qtr 2: 0; 2008 Qtr 3: 0; 2008 Qtr 4: 0 | 56
SDGE3012_EXP_EXP-ExpressEfficiencyRebateProgram | 213083-Refrigeration -Cooler/Freezer Door Gaskets - Glass Doors |  | 7 | Commercial | 09-GRO-Grocery-REFG | 0 |  |  |  |  | 4 | 4 | 0 | 0 | 0 | 0 | 3.6686 |  | kWh | 0.000614 | 0 | Commercial |  | Annual | [5 empty] | 4 | 0.96 |  |  |  | 0 | 0 | 0 | 1224 | 0 | 0 | 0 | 0 | 0 | 0 | 0 | 0 | 2006 Qtr 1: 0; 2006 Qtr 2: 0; 2006 Qtr 3: 0; 2006 Qtr 4: 0; 2007 Qtr 1: 0; 2007 Qtr 2: 0; 2007 Qtr 3: 0; 2007 Qtr 4: 0; 2008 Qtr 1: 1224; 2008 Qtr 2: 0; 2008 Qtr 3: 0; 2008 Qtr 4: 0 | 1224
SDGE3012_EXP_EXP-ExpressEfficiencyRebateProgram | 213084-Refrigeration -Cooler/Freezer Door Gaskets - Solid Doors: Cooler |  | 7 | Commercial | 01-ALC-AllCommercial-Refrig | 0 |  |  |  |  | 4 | 4 | 0 | 0 | 0 | 0 | 3.6686 |  | kWh | 0.000614 | 0 | Commercial |  | Annual | [5 empty] | 4 | 0.96 |  |  |  | 0 | 0 | 0 | 22 | 0 | 0 | 0 | 0 | 0 | 0 | 0 | 0 | 2006 Qtr 1: 0; 2006 Qtr 2: 0; 2006 Qtr 3: 0; 2006 Qtr 4: 0; 2007 Qtr 1: 0; 2007 Qtr 2: 0; 2007 Qtr 3: 0; 2007 Qtr 4: 0; 2008 Qtr 1: 22; 2008 Qtr 2: 0; 2008 Qtr 3: 0; 2008 Qtr 4: 0 | 22
SDGE3012_EXP_EXP-ExpressEfficiencyRebateProgram | 213084-Refrigeration -Cooler/Freezer Door Gaskets - Solid Doors: Cooler |  | 10 | Commercial | 01-ALC-AllCommercial-Refrig | 0 |  |  |  |  | 4 | 4 | 0 | 0 | 0 | 0 | 3.6686 |  | kWh | 0.000614 | 0 | Commercial |  | Annual | [5 empty] | 4 | 0.96 |  |  |  | 0 | 0 | 0 | 59 | 0 | 0 | 0 | 0 | 0 | 0 | 0 | 0 | 2006 Qtr 1: 0; 2006 Qtr 2: 0; 2006 Qtr 3: 0; 2006 Qtr 4: 0; 2007 Qtr 1: 0; 2007 Qtr 2: 0; 2007 Qtr 3: 0; 2007 Qtr 4: 0; 2008 Qtr 1: 59; 2008 Qtr 2: 0; 2008 Qtr 3: 0; 2008 Qtr 4: 0 | 59
SDGE3012_EXP_EXP-ExpressEfficiencyRebateProgram | 213116-Refrigeration -Cooler/Freezer Door Gaskets - Solid Doors: Freezer |  | 10 | Commercial | 01-ALC-AllCommercial-Refrig | 0 |  |  |  |  | 4 | 4 | 0 | 0 | 0 | 0 | 3.6686 |  | kWh | 0.000614 | 0 | Commercial |  | Annual | [5 empty] | 4 | 0.96 |  |  |  | 0 | 0 | 0 | 38 | 0 | 0 | 0 | 0 | 0 | 0 | 0 | 0 | 2006 Qtr 1: 0; 2006 Qtr 2: 0; 2006 Qtr 3: 0; 2006 Qtr 4: 0; 2007 Qtr 1: 0; 2007 Qtr 2: 0; 2007 Qtr 3: 0; 2007 Qtr 4: 0; 2008 Qtr 1: 38; 2008 Qtr 2: 0; 2008 Qtr 3: 0; 2008 Qtr 4: 0 | 38
SDGE3012_EXP_EXP-ExpressEfficiencyRebateProgram | 213059-Motors - VFD - HVAC Fans (per Hp) |  | 7 | Commercial | 01-ALC-AllCommercial-Vent/Fan | 0 |  |  |  |  | 202 | 80 | 0 | 0 | 0 | 122 | 753 |  | kWh | 0 | 0 | Commercial |  | Annual | [5 empty] | 15 | 0.96 |  |  |  | 0 | 0 | 0 | 15 | 0 | 0 | 0 | 0 | 0 | 0 | 0 | 0 | 2006 Qtr 1: 0; 2006 Qtr 2: 0; 2006 Qtr 3: 0; 2006 Qtr 4: 0; 2007 Qtr 1: 0; 2007 Qtr 2: 0; 2007 Qtr 3: 0; 2007 Qtr 4: 0; 2008 Qtr 1: 15; 2008 Qtr 2: 0; 2008 Qtr 3: 0; 2008 Qtr 4: 0 | 15
SDGE3012_EXP_EXP-ExpressEfficiencyRebateProgram | 213083-Refrigeration -Cooler/Freezer Door Gaskets - Glass Doors |  | System | Commercial | 09-GRO-Grocery-REFG | 0 |  |  |  |  | 4 | 4 | 0 | 0 | 0 | 0 | 3.6686 |  | kWh | 0.000614 | 0 | Commercial |  | Annual | [5 empty] | 4 | 0.96 |  |  |  | 0 | 0 | 0 | 713 | 0 | 0 | 0 | 0 | 0 | 0 | 0 | 0 | 2006 Qtr 1: 0; 2006 Qtr 2: 0; 2006 Qtr 3: 0; 2006 Qtr 4: 0; 2007 Qtr 1: 0; 2007 Qtr 2: 0; 2007 Qtr 3: 0; 2007 Qtr 4: 0; 2008 Qtr 1: 713; 2008 Qtr 2: 0; 2008 Qtr 3: 0; 2008 Qtr 4: 0 | 713
SDGE3012_EXP_EXP-ExpressEfficiencyRebateProgram | 213084-Refrigeration -Cooler/Freezer Door Gaskets - Solid Doors: Cooler |  | System | Commercial | 01-ALC-AllCommercial-Refrig | 0 |  |  |  |  | 4 | 4 | 0 | 0 | 0 | 0 | 3.6686 |  | kWh | 0.000614 | 0 | Commercial |  | Annual | [5 empty] | 4 | 0.96 |  |  |  | 0 | 0 | 0 | 231 | 0 | 0 | 0 | 0 | 0 | 0 | 0 | 0 | 2006 Qtr 1: 0; 2006 Qtr 2: 0; 2006 Qtr 3: 0; 2006 Qtr 4: 0; 2007 Qtr 1: 0; 2007 Qtr 2: 0; 2007 Qtr 3: 0; 2007 Qtr 4: 0; 2008 Qtr 1: 231; 2008 Qtr 2: 0; 2008 Qtr 3: 0; 2008 Qtr 4: 0 | 231
SDGE3012_EXP_EXP-ExpressEfficiencyRebateProgram | 213083-Refrigeration -Cooler/Freezer Door Gaskets - Glass Doors |  | 10 | Commercial | 01-ALC-AllCommercial-Refrig | 0 |  |  |  |  | 4 | 4 | 0 | 0 | 0 | 0 | 3.6686 |  | kWh | 0.000614 | 0 | Commercial |  | Annual | [5 empty] | 4 | 0.96 |  |  |  | 0 | 0 | 0 | 472 | 0 | 0 | 0 | 0 | 0 | 0 | 0 | 0 | 2006 Qtr 1: 0; 2006 Qtr 2: 0; 2006 Qtr 3: 0; 2006 Qtr 4: 0; 2007 Qtr 1: 0; 2007 Qtr 2: 0; 2007 Qtr 3: 0; 2007 Qtr 4: 0; 2008 Qtr 1: 472; 2008 Qtr 2: 0; 2008 Qtr 3: 0; 2008 Qtr 4: 0 | 472
SDGE3012_EXP_EXP-ExpressEfficiencyRebateProgram | 213084-Refrigeration -Cooler/Freezer Door Gaskets - Solid Doors: Cooler |  | 10 | Commercial | 01-ALC-AllCommercial-Refrig | 0 |  |  |  |  | 4 | 4 | 0 | 0 | 0 | 0 | 3.6686 |  | kWh | 0.000614 | 0 | Commercial |  | Annual | [5 empty] | 4 | 0.96 |  |  |  | 0 | 0 | 0 | 374 | 0 | 0 | 0 | 0 | 0 | 0 | 0 | 0 | 2006 Qtr 1: 0; 2006 Qtr 2: 0; 2006 Qtr 3: 0; 2006 Qtr 4: 0; 2007 Qtr 1: 0; 2007 Qtr 2: 0; 2007 Qtr 3: 0; 2007 Qtr 4: 0; 2008 Qtr 1: 374; 2008 Qtr 2: 0; 2008 Qtr 3: 0; 2008 Qtr 4: 0 | 374
SDGE3012_EXP_EXP-ExpressEfficiencyRebateProgram | 213147-Premium T8 with T12 34Watt Baseline |  | 10 | Commercial | 18-OFS-Office–Small-IntLight | 0 |  |  |  |  | 16.3168 | 7.7087 | 0 | 0 | 0 | 8.6081 | 11.9008 |  | kWh | 0.0037944 | -0.0063773 | Commercial |  | Annual | [5 empty] | 11 | 0.96 |  |  |  | 0 | 0 | 0 | 244.398 | 0 | 0 | 0 | 0 | 0 | 0 | 0 | 0 | 2006 Qtr 1: 0; 2006 Qtr 2: 0; 2006 Qtr 3: 0; 2006 Qtr 4: 0; 2007 Qtr 1: 0; 2007 Qtr 2: 0; 2007 Qtr 3: 0; 2007 Qtr 4: 0; 2008 Qtr 1: 244.398; 2008 Qtr 2: 0; 2008 Qtr 3: 0; 2008 Qtr 4: 0 | 244.398
SDGE3012_EXP_EXP-ExpressEfficiencyRebateProgram | 213053-Lighting - Remove 4 Ft T-8 (De-Lamp) | COFL00AVDEL01 | 10 | Commercial | 18-OFS-Office–Small-IntLight | 0 |  |  |  |  | 33.026 | 12.8479 | 0 | 0 | 0 | 20.1781 | 124.8055 |  | kWh | 0.039793 | -0.066879 | Commercial |  | Annual | [5 empty] | 11 | 0.96 |  |  |  | 0 | 0 | 0 | 244.398 | 0 | 0 | 0 | 0 | 0 | 0 | 0 | 0 | 2006 Qtr 1: 0; 2006 Qtr 2: 0; 2006 Qtr 3: 0; 2006 Qtr 4: 0; 2007 Qtr 1: 0; 2007 Qtr 2: 0; 2007 Qtr 3: 0; 2007 Qtr 4: 0; 2008 Qtr 1: 244.398; 2008 Qtr 2: 0; 2008 Qtr 3: 0; 2008 Qtr 4: 0 | 244.398
SDGE3012_EXP_EXP-ExpressEfficiencyRebateProgram | 213020-Lighting - Hardwire Incan Base >90 watt Fluorescent Fixture |  | 7 | Commercial | 01-ALC-AllCommercial-IntLight | 0 |  |  |  |  | 222.2686 | 217.1294 | 0 | 0 | 0 | 5.1392 | 153.3183 |  | kWh | 0.026805 |  | Commercial |  | Annual | [5 empty] | 12 | 0.96 |  |  |  | 0 | 0 | 0 | 216.3778 | 0 | 0 | 0 | 0 | 0 | 0 | 0 | 0 | 2006 Qtr 1: 0; 2006 Qtr 2: 0; 2006 Qtr 3: 0; 2006 Qtr 4: 0; 2007 Qtr 1: 0; 2007 Qtr 2: 0; 2007 Qtr 3: 0; 2007 Qtr 4: 0; 2008 Qtr 1: 216.3778; 2008 Qtr 2: 0; 2008 Qtr 3: 0; 2008 Qtr 4: 0 | 216.3778
SDGE3012_EXP_EXP-ExpressEfficiencyRebateProgram | 213083-Refrigeration -Cooler/Freezer Door Gaskets - Glass Doors |  | 10 | Commercial | 09-GRO-Grocery-REFG | 0 |  |  |  |  | 4 | 4 | 0 | 0 | 0 | 0 | 3.6686 |  | kWh | 0.000614 | 0 | Commercial |  | Annual | [5 empty] | 4 | 0.96 |  |  |  | 0 | 0 | 0 | 600 | 0 | 0 | 0 | 0 | 0 | 0 | 0 | 0 | 2006 Qtr 1: 0; 2006 Qtr 2: 0; 2006 Qtr 3: 0; 2006 Qtr 4: 0; 2007 Qtr 1: 0; 2007 Qtr 2: 0; 2007 Qtr 3: 0; 2007 Qtr 4: 0; 2008 Qtr 1: 600; 2008 Qtr 2: 0; 2008 Qtr 3: 0; 2008 Qtr 4: 0 | 600
SDGE3012_EXP_EXP-ExpressEfficiencyRebateProgram | 213083-Refrigeration -Cooler/Freezer Door Gaskets - Glass Doors |  | 7 | Commercial | 09-GRO-Grocery-REFG | 0 |  |  |  |  | 4 | 4 | 0 | 0 | 0 | 0 | 3.6686 |  | kWh | 0.000614 | 0 | Commercial |  | Annual | [5 empty] | 4 | 0.96 |  |  |  | 0 | 0 | 0 | 2093 | 0 | 0 | 0 | 0 | 0 | 0 | 0 | 0 | 2006 Qtr 1: 0; 2006 Qtr 2: 0; 2006 Qtr 3: 0; 2006 Qtr 4: 0; 2007 Qtr 1: 0; 2007 Qtr 2: 0; 2007 Qtr 3: 0; 2007 Qtr 4: 0; 2008 Qtr 1: 2093; 2008 Qtr 2: 0; 2008 Qtr 3: 0; 2008 Qtr 4: 0 | 2093
SDGE3012_EXP_EXP-ExpressEfficiencyRebateProgram | 213049-Lighting - LED Exit Sign New Sign | CALC00AVETS01 | 7 | Commercial | 02-ASM-Assembly-Exit | 0 |  |  |  |  | 65.4374 | 45 | 0 | 0 | 0 | 20.4374 | 351.311 |  | kWh | 0 | 0 | Commercial |  | Annual | [5 empty] | 16 | 0.96 |  |  |  | 0 | 0 | 0 | 16 | 0 | 0 | 0 | 0 | 0 | 0 | 0 | 0 | 2006 Qtr 1: 0; 2006 Qtr 2: 0; 2006 Qtr 3: 0; 2006 Qtr 4: 0; 2007 Qtr 1: 0; 2007 Qtr 2: 0; 2007 Qtr 3: 0; 2007 Qtr 4: 0; 2008 Qtr 1: 16; 2008 Qtr 2: 0; 2008 Qtr 3: 0; 2008 Qtr 4: 0 | 16
SDGE3012_EXP_EXP-ExpressEfficiencyRebateProgram | 213059-Motors - VFD - HVAC Fans (per Hp) |  | 10 | Commercial | 01-ALC-AllCommercial-Vent/Fan | 0 |  |  |  |  | 202 | 80 | 0 | 0 | 0 | 122 | 753 |  | kWh | 0 | 0 | Commercial |  | Annual | [5 empty] | 15 | 0.96 |  |  |  | 0 | 0 | 0 | 80 | 0 | 0 | 0 | 0 | 0 | 0 | 0 | 0 | 2006 Qtr 1: 0; 2006 Qtr 2: 0; 2006 Qtr 3: 0; 2006 Qtr 4: 0; 2007 Qtr 1: 0; 2007 Qtr 2: 0; 2007 Qtr 3: 0; 2007 Qtr 4: 0; 2008 Qtr 1: 80; 2008 Qtr 2: 0; 2008 Qtr 3: 0; 2008 Qtr 4: 0 | 80
SDGE3012_EXP_EXP-ExpressEfficiencyRebateProgram | 213059-Motors - VFD - HVAC Fans (per Hp) |  | 10 | Commercial | 01-ALC-AllCommercial-Vent/Fan | 0 |  |  |  |  | 202 | 80 | 0 | 0 | 0 | 122 | 753 |  | kWh | 0 | 0 | Commercial |  | Annual | [5 empty] | 15 | 0.96 |  |  |  | 0 | 0 | 0 | 30 | 0 | 0 | 0 | 0 | 0 | 0 | 0 | 0 | 2006 Qtr 1: 0; 2006 Qtr 2: 0; 2006 Qtr 3: 0; 2006 Qtr 4: 0; 2007 Qtr 1: 0; 2007 Qtr 2: 0; 2007 Qtr 3: 0; 2007 Qtr 4: 0; 2008 Qtr 1: 30; 2008 Qtr 2: 0; 2008 Qtr 3: 0; 2008 Qtr 4: 0 | 30
SDGE3012_EXP_EXP-ExpressEfficiencyRebateProgram | 213059-Motors - VFD - HVAC Fans (per Hp) |  | 10 | Commercial | 01-ALC-AllCommercial-Vent/Fan | 0 |  |  |  |  | 202 | 80 | 0 | 0 | 0 | 122 | 753 |  | kWh | 0 | 0 | Commercial |  | Annual | [5 empty] | 15 | 0.96 |  |  |  | 0 | 0 | 0 | 20 | 0 | 0 | 0 | 0 | 0 | 0 | 0 | 0 | 2006 Qtr 1: 0; 2006 Qtr 2: 0; 2006 Qtr 3: 0; 2006 Qtr 4: 0; 2007 Qtr 1: 0; 2007 Qtr 2: 0; 2007 Qtr 3: 0; 2007 Qtr 4: 0; 2008 Qtr 1: 20; 2008 Qtr 2: 0; 2008 Qtr 3: 0; 2008 Qtr 4: 0 | 20
SDGE3012_EXP_EXP-ExpressEfficiencyRebateProgram | 213059-Motors - VFD - HVAC Fans (per Hp) |  | 10 | Commercial | 01-ALC-AllCommercial-Vent/Fan | 0 |  |  |  |  | 202 | 80 | 0 | 0 | 0 | 122 | 753 |  | kWh | 0 | 0 | Commercial |  | Annual | [5 empty] | 15 | 0.96 |  |  |  | 0 | 0 | 0 | 5 | 0 | 0 | 0 | 0 | 0 | 0 | 0 | 0 | 2006 Qtr 1: 0; 2006 Qtr 2: 0; 2006 Qtr 3: 0; 2006 Qtr 4: 0; 2007 Qtr 1: 0; 2007 Qtr 2: 0; 2007 Qtr 3: 0; 2007 Qtr 4: 0; 2008 Qtr 1: 5; 2008 Qtr 2: 0; 2008 Qtr 3: 0; 2008 Qtr 4: 0 | 5
SDGE3012_EXP_EXP-ExpressEfficiencyRebateProgram | 213083-Refrigeration -Cooler/Freezer Door Gaskets - Glass Doors |  | System | Commercial | 09-GRO-Grocery-REFG | 0 |  |  |  |  | 4 | 4 | 0 | 0 | 0 | 0 | 3.6686 |  | kWh | 0.000614 | 0 | Commercial |  | Annual | [5 empty] | 4 | 0.96 |  |  |  | 0 | 0 | 0 | 1384 | 0 | 0 | 0 | 0 | 0 | 0 | 0 | 0 | 2006 Qtr 1: 0; 2006 Qtr 2: 0; 2006 Qtr 3: 0; 2006 Qtr 4: 0; 2007 Qtr 1: 0; 2007 Qtr 2: 0; 2007 Qtr 3: 0; 2007 Qtr 4: 0; 2008 Qtr 1: 1384; 2008 Qtr 2: 0; 2008 Qtr 3: 0; 2008 Qtr 4: 0 | 1384
SDGE3012_EXP_EXP-ExpressEfficiencyRebateProgram | 213147-Premium T8 with T12 34Watt Baseline |  | 7 | Commercial | 01-ALC-AllCommercial-IntLight | 0 |  |  |  |  | 16.3168 | 7.7087 | 0 | 0 | 0 | 8.6081 | 11.2236 |  | kWh | 0.0037 | -0.021356 | Commercial |  | Annual | [5 empty] | 11 | 0.96 |  |  |  | 0 | 0 | 0 | 213.2645 | 0 | 0 | 0 | 0 | 0 | 0 | 0 | 0 | 2006 Qtr 1: 0; 2006 Qtr 2: 0; 2006 Qtr 3: 0; 2006 Qtr 4: 0; 2007 Qtr 1: 0; 2007 Qtr 2: 0; 2007 Qtr 3: 0; 2007 Qtr 4: 0; 2008 Qtr 1: 213.2645; 2008 Qtr 2: 0; 2008 Qtr 3: 0; 2008 Qtr 4: 0 | 213.2645
SDGE3012_EXP_EXP-ExpressEfficiencyRebateProgram | 213053-Lighting - Remove 4 Ft T-8 (De-Lamp) | COFL00AVDEL01 | 7 | Commercial | 01-ALC-AllCommercial-IntLight | 0 |  |  |  |  | 33.026 | 12.8479 | 0 | 0 | 0 | 20.1781 | 117.7035 |  | kWh | 0.038802 | -0.22396 | Commercial |  | Annual | [5 empty] | 11 | 0.96 |  |  |  | 0 | 0 | 0 | 213.2645 | 0 | 0 | 0 | 0 | 0 | 0 | 0 | 0 | 2006 Qtr 1: 0; 2006 Qtr 2: 0; 2006 Qtr 3: 0; 2006 Qtr 4: 0; 2007 Qtr 1: 0; 2007 Qtr 2: 0; 2007 Qtr 3: 0; 2007 Qtr 4: 0; 2008 Qtr 1: 213.2645; 2008 Qtr 2: 0; 2008 Qtr 3: 0; 2008 Qtr 4: 0 | 213.2645
SDGE3012_EXP_EXP-ExpressEfficiencyRebateProgram | 213013-Lighting - 8 Ft T-8 with Elec. Ballast |  | 7 | Commercial | 01-ALC-AllCommercial-IntLight | 0 |  |  |  |  | 41.7557 | 9.6359 | 0 | 0 | 0 | 32.1197 | 42.0164 |  | kWh | 0.013851 | -0.079946 | Commercial |  | Annual | [5 empty] | 11 | 0.96 |  |  |  | 0 | 0 | 0 | 1.5567 | 0 | 0 | 0 | 0 | 0 | 0 | 0 | 0 | 2006 Qtr 1: 0; 2006 Qtr 2: 0; 2006 Qtr 3: 0; 2006 Qtr 4: 0; 2007 Qtr 1: 0; 2007 Qtr 2: 0; 2007 Qtr 3: 0; 2007 Qtr 4: 0; 2008 Qtr 1: 1.5567; 2008 Qtr 2: 0; 2008 Qtr 3: 0; 2008 Qtr 4: 0 | 1.5567
SDGE3012_EXP_EXP-ExpressEfficiencyRebateProgram | 213054-Lighting - Remove 8 Ft T-8 (De-Lamp) | CRTL00AVDEL02 | 7 | Commercial | 01-ALC-AllCommercial-IntLight | 0 |  |  |  |  | 33.2757 | 32.1197 | 0 | 0 | 0 | 1.156 | 194.254 |  | kWh | 0.064038 | -0.36962 | Commercial |  | Annual | [5 empty] | 11 | 0.96 |  |  |  | 0 | 0 | 0 | 1.5567 | 0 | 0 | 0 | 0 | 0 | 0 | 0 | 0 | 2006 Qtr 1: 0; 2006 Qtr 2: 0; 2006 Qtr 3: 0; 2006 Qtr 4: 0; 2007 Qtr 1: 0; 2007 Qtr 2: 0; 2007 Qtr 3: 0; 2007 Qtr 4: 0; 2008 Qtr 1: 1.5567; 2008 Qtr 2: 0; 2008 Qtr 3: 0; 2008 Qtr 4: 0 | 1.5567
SDGE3012_EXP_EXP-ExpressEfficiencyRebateProgram | 213059-Motors - VFD - HVAC Fans (per Hp) |  | 7 | Commercial | 18-OFS-Office–Small-Vent/Fan | 0 |  |  |  |  | 202 | 80 | 0 | 0 | 0 | 122 | 753 |  | kWh | 0 | 0 | Commercial |  | Annual | [5 empty] | 15 | 0.96 |  |  |  | 0 | 0 | 0 | 12 | 0 | 0 | 0 | 0 | 0 | 0 | 0 | 0 | 2006 Qtr 1: 0; 2006 Qtr 2: 0; 2006 Qtr 3: 0; 2006 Qtr 4: 0; 2007 Qtr 1: 0; 2007 Qtr 2: 0; 2007 Qtr 3: 0; 2007 Qtr 4: 0; 2008 Qtr 1: 12; 2008 Qtr 2: 0; 2008 Qtr 3: 0; 2008 Qtr 4: 0 | 12
SDGE3012_EXP_EXP-ExpressEfficiencyRebateProgram | 213083-Refrigeration -Cooler/Freezer Door Gaskets - Glass Doors |  | 7 | Commercial | 01-ALC-AllCommercial-Refrig | 0 |  |  |  |  | 4 | 4 | 0 | 0 | 0 | 0 | 3.6686 |  | kWh | 0.000614 | 0 | Commercial |  | Annual | [5 empty] | 4 | 0.96 |  |  |  | 0 | 0 | 0 | 867 | 0 | 0 | 0 | 0 | 0 | 0 | 0 | 0 | 2006 Qtr 1: 0; 2006 Qtr 2: 0; 2006 Qtr 3: 0; 2006 Qtr 4: 0; 2007 Qtr 1: 0; 2007 Qtr 2: 0; 2007 Qtr 3: 0; 2007 Qtr 4: 0; 2008 Qtr 1: 867; 2008 Qtr 2: 0; 2008 Qtr 3: 0; 2008 Qtr 4: 0 | 867
SDGE3012_EXP_EXP-ExpressEfficiencyRebateProgram | 213083-Refrigeration -Cooler/Freezer Door Gaskets - Glass Doors |  | 7 | Commercial | 09-GRO-Grocery-REFG | 0 |  |  |  |  | 4 | 4 | 0 | 0 | 0 | 0 | 3.6686 |  | kWh | 0.000614 | 0 | Commercial |  | Annual | [5 empty] | 4 | 0.96 |  |  |  | 0 | 0 | 0 | 524 | 0 | 0 | 0 | 0 | 0 | 0 | 0 | 0 | 2006 Qtr 1: 0; 2006 Qtr 2: 0; 2006 Qtr 3: 0; 2006 Qtr 4: 0; 2007 Qtr 1: 0; 2007 Qtr 2: 0; 2007 Qtr 3: 0; 2007 Qtr 4: 0; 2008 Qtr 1: 524; 2008 Qtr 2: 0; 2008 Qtr 3: 0; 2008 Qtr 4: 0 | 524
SDGE3012_EXP_EXP-ExpressEfficiencyRebateProgram | 213084-Refrigeration -Cooler/Freezer Door Gaskets - Solid Doors: Cooler |  | 7 | Commercial | 09-GRO-Grocery-REFG | 0 |  |  |  |  | 4 | 4 | 0 | 0 | 0 | 0 | 3.6686 |  | kWh | 0.000614 | 0 | Commercial |  | Annual | [5 empty] | 4 | 0.96 |  |  |  | 0 | 0 | 0 | 87 | 0 | 0 | 0 | 0 | 0 | 0 | 0 | 0 | 2006 Qtr 1: 0; 2006 Qtr 2: 0; 2006 Qtr 3: 0; 2006 Qtr 4: 0; 2007 Qtr 1: 0; 2007 Qtr 2: 0; 2007 Qtr 3: 0; 2007 Qtr 4: 0; 2008 Qtr 1: 87; 2008 Qtr 2: 0; 2008 Qtr 3: 0; 2008 Qtr 4: 0 | 87
SDGE3012_EXP_EXP-ExpressEfficiencyRebateProgram | 213116-Refrigeration -Cooler/Freezer Door Gaskets - Solid Doors: Freezer |  | 7 | Commercial | 09-GRO-Grocery-REFG | 0 |  |  |  |  | 4 | 4 | 0 | 0 | 0 | 0 | 3.6686 |  | kWh | 0.000614 | 0 | Commercial |  | Annual | [5 empty] | 4 | 0.96 |  |  |  | 0 | 0 | 0 | 36 | 0 | 0 | 0 | 0 | 0 | 0 | 0 | 0 | 2006 Qtr 1: 0; 2006 Qtr 2: 0; 2006 Qtr 3: 0; 2006 Qtr 4: 0; 2007 Qtr 1: 0; 2007 Qtr 2: 0; 2007 Qtr 3: 0; 2007 Qtr 4: 0; 2008 Qtr 1: 36; 2008 Qtr 2: 0; 2008 Qtr 3: 0; 2008 Qtr 4: 0 | 36
SDGE3012_EXP_EXP-ExpressEfficiencyRebateProgram | 213083-Refrigeration -Cooler/Freezer Door Gaskets - Glass Doors |  | 7 | Commercial | 01-ALC-AllCommercial-Refrig | 0 |  |  |  |  | 4 | 4 | 0 | 0 | 0 | 0 | 3.6686 |  | kWh | 0.000614 | 0 | Commercial |  | Annual | [5 empty] | 4 | 0.96 |  |  |  | 0 | 0 | 0 | 1629 | 0 | 0 | 0 | 0 | 0 | 0 | 0 | 0 | 2006 Qtr 1: 0; 2006 Qtr 2: 0; 2006 Qtr 3: 0; 2006 Qtr 4: 0; 2007 Qtr 1: 0; 2007 Qtr 2: 0; 2007 Qtr 3: 0; 2007 Qtr 4: 0; 2008 Qtr 1: 1629; 2008 Qtr 2: 0; 2008 Qtr 3: 0; 2008 Qtr 4: 0 | 1629
SDGE3012_EXP_EXP-ExpressEfficiencyRebateProgram | 213215-Lighting-Interior High Bay Linear Fluorescent Fixtures <= 244 Watts replacing 400 Watts (Tier 1) |  | 10 | Commercial | 01-ALC-AllCommercial-IntLight | 0 |  |  |  |  | 308.7635 | 97.9359 | 0 | 0 | 0 | 210.8275 | 780.5075 |  | kWh | 0.20132 | -3.2216 | Commercial |  | Annual | [5 empty] | 11 | 0.96 |  |  |  | 0 | 0 | 0 | 37.3101 | 0 | 0 | 0 | 0 | 0 | 0 | 0 | 0 | 2006 Qtr 1: 0; 2006 Qtr 2: 0; 2006 Qtr 3: 0; 2006 Qtr 4: 0; 2007 Qtr 1: 0; 2007 Qtr 2: 0; 2007 Qtr 3: 0; 2007 Qtr 4: 0; 2008 Qtr 1: 37.3101; 2008 Qtr 2: 0; 2008 Qtr 3: 0; 2008 Qtr 4: 0 | 37.3101
SDGE3012_EXP_EXP-ExpressEfficiencyRebateProgram | 213207-Lighting-Interior High Bay Linear Fluorescent Fixtures <= 360 Watts replacing 400 Watts (Tier 2) |  | 10 | Commercial | 01-ALC-AllCommercial-IntLight | 0 |  |  |  |  | 345.8745 | 96.4886 | 0 | 0 | 0 | 249.3859 | 641.3865 |  | kWh | 0.16543 | -2.6474 | Commercial |  | Annual | [5 empty] | 11 | 0.96 |  |  |  | 0 | 0 | 0 | 141.9857 | 0 | 0 | 0 | 0 | 0 | 0 | 0 | 0 | 2006 Qtr 1: 0; 2006 Qtr 2: 0; 2006 Qtr 3: 0; 2006 Qtr 4: 0; 2007 Qtr 1: 0; 2007 Qtr 2: 0; 2007 Qtr 3: 0; 2007 Qtr 4: 0; 2008 Qtr 1: 141.9857; 2008 Qtr 2: 0; 2008 Qtr 3: 0; 2008 Qtr 4: 0 | 141.9857
SDGE3012_EXP_EXP-ExpressEfficiencyRebateProgram | 213230-Lighting - Occupancy Sensor - High-Bay Sensor |  | 10 | Commercial | 01-ALC-AllCommercial-IntLight | 0 |  |  |  |  | 141 | 100 | 0 | 0 | 0 | 41 | 1304.0352 |  | kWh | 0.465 | 0 | Commercial |  | Annual | [5 empty] | 8 | 0.96 |  |  |  | 0 | 0 | 0 | 173 | 0 | 0 | 0 | 0 | 0 | 0 | 0 | 0 | 2006 Qtr 1: 0; 2006 Qtr 2: 0; 2006 Qtr 3: 0; 2006 Qtr 4: 0; 2007 Qtr 1: 0; 2007 Qtr 2: 0; 2007 Qtr 3: 0; 2007 Qtr 4: 0; 2008 Qtr 1: 173; 2008 Qtr 2: 0; 2008 Qtr 3: 0; 2008 Qtr 4: 0 | 173
SDGE3012_EXP_EXP-ExpressEfficiencyRebateProgram | 213062-Lighting - Occupancy Sensor - Wallbox Lighting Sensor | CALC00AVOCC01 | 10 | Commercial | 01-ALC-AllCommercial-IntLight | 0 |  |  |  |  | 42.2833 | 22.5 | 0 | 0 | 0 | 19.7833 | 213.759 |  | kWh | 0 | 0 | Commercial |  | Annual | [5 empty] | 8 | 0.96 |  |  |  | 0 | 0 | 0 | 12 | 0 | 0 | 0 | 0 | 0 | 0 | 0 | 0 | 2006 Qtr 1: 0; 2006 Qtr 2: 0; 2006 Qtr 3: 0; 2006 Qtr 4: 0; 2007 Qtr 1: 0; 2007 Qtr 2: 0; 2007 Qtr 3: 0; 2007 Qtr 4: 0; 2008 Qtr 1: 12; 2008 Qtr 2: 0; 2008 Qtr 3: 0; 2008 Qtr 4: 0 | 12
SDGE3012_EXP_EXP-ExpressEfficiencyRebateProgram | 213224-Lighting - Occupancy Sensor - Wall/Ceiling Mounted Lighting Sensor | CALC00AVOCC01 | 10 | Commercial | 01-ALC-AllCommercial-IntLight | 0 |  |  |  |  | 42.2833 | 83.5 | 0 | 0 | 0 | -41.2167 | 213.759 |  | kWh | 0.17617 | 0 | Commercial |  | Annual | [5 empty] | 8 | 0.96 |  |  |  | 0 | 0 | 0 | 6 | 0 | 0 | 0 | 0 | 0 | 0 | 0 | 0 | 2006 Qtr 1: 0; 2006 Qtr 2: 0; 2006 Qtr 3: 0; 2006 Qtr 4: 0; 2007 Qtr 1: 0; 2007 Qtr 2: 0; 2007 Qtr 3: 0; 2007 Qtr 4: 0; 2008 Qtr 1: 6; 2008 Qtr 2: 0; 2008 Qtr 3: 0; 2008 Qtr 4: 0 | 6
SDGE3012_EXP_EXP-ExpressEfficiencyRebateProgram | 213213-Lighting-Wall or Ceiling-mounted Lighting Sensor >= 500 watts |  | 10 | Commercial | 01-ALC-AllCommercial-IntLight | 0 |  |  |  |  | 141 | 83.5 | 0 | 0 | 0 | 57.5 | 789 |  | kWh | 0.381 | 0 | Commercial |  | Annual | [5 empty] | 8 | 0.96 |  |  |  | 0 | 0 | 0 | 6 | 0 | 0 | 0 | 0 | 0 | 0 | 0 | 0 | 2006 Qtr 1: 0; 2006 Qtr 2: 0; 2006 Qtr 3: 0; 2006 Qtr 4: 0; 2007 Qtr 1: 0; 2007 Qtr 2: 0; 2007 Qtr 3: 0; 2007 Qtr 4: 0; 2008 Qtr 1: 6; 2008 Qtr 2: 0; 2008 Qtr 3: 0; 2008 Qtr 4: 0 | 6
SDGE3012_EXP_EXP-ExpressEfficiencyRebateProgram | 213084-Refrigeration -Cooler/Freezer Door Gaskets - Solid Doors: Cooler |  | 7 | Commercial | 01-ALC-AllCommercial-Refrig | 0 |  |  |  |  | 4 | 4 | 0 | 0 | 0 | 0 | 3.6686 |  | kWh | 0.000614 | 0 | Commercial |  | Annual | [5 empty] | 4 | 0.96 |  |  |  | 0 | 0 | 0 | 37 | 0 | 0 | 0 | 0 | 0 | 0 | 0 | 0 | 2006 Qtr 1: 0; 2006 Qtr 2: 0; 2006 Qtr 3: 0; 2006 Qtr 4: 0; 2007 Qtr 1: 0; 2007 Qtr 2: 0; 2007 Qtr 3: 0; 2007 Qtr 4: 0; 2008 Qtr 1: 37; 2008 Qtr 2: 0; 2008 Qtr 3: 0; 2008 Qtr 4: 0 | 37
SDGE3012_EXP_EXP-ExpressEfficiencyRebateProgram | 213084-Refrigeration -Cooler/Freezer Door Gaskets - Solid Doors: Cooler |  | 7 | Commercial | 09-GRO-Grocery-REFG | 0 |  |  |  |  | 4 | 4 | 0 | 0 | 0 | 0 | 3.6686 |  | kWh | 0.000614 | 0 | Commercial |  | Annual | [5 empty] | 4 | 0.96 |  |  |  | 0 | 0 | 0 | 57 | 0 | 0 | 0 | 0 | 0 | 0 | 0 | 0 | 2006 Qtr 1: 0; 2006 Qtr 2: 0; 2006 Qtr 3: 0; 2006 Qtr 4: 0; 2007 Qtr 1: 0; 2007 Qtr 2: 0; 2007 Qtr 3: 0; 2007 Qtr 4: 0; 2008 Qtr 1: 57; 2008 Qtr 2: 0; 2008 Qtr 3: 0; 2008 Qtr 4: 0 | 57
SDGE3012_EXP_EXP-ExpressEfficiencyRebateProgram | 213083-Refrigeration -Cooler/Freezer Door Gaskets - Glass Doors |  | 7 | Commercial | 09-GRO-Grocery-REFG | 0 |  |  |  |  | 4 | 4 | 0 | 0 | 0 | 0 | 3.6686 |  | kWh | 0.000614 | 0 | Commercial |  | Annual | [5 empty] | 4 | 0.96 |  |  |  | 0 | 0 | 0 | 958 | 0 | 0 | 0 | 0 | 0 | 0 | 0 | 0 | 2006 Qtr 1: 0; 2006 Qtr 2: 0; 2006 Qtr 3: 0; 2006 Qtr 4: 0; 2007 Qtr 1: 0; 2007 Qtr 2: 0; 2007 Qtr 3: 0; 2007 Qtr 4: 0; 2008 Qtr 1: 958; 2008 Qtr 2: 0; 2008 Qtr 3: 0; 2008 Qtr 4: 0 | 958
SDGE3012_EXP_EXP-ExpressEfficiencyRebateProgram | 213083-Refrigeration -Cooler/Freezer Door Gaskets - Glass Doors |  | 10 | Commercial | 01-ALC-AllCommercial-Refrig | 0 |  |  |  |  | 4 | 4 | 0 | 0 | 0 | 0 | 3.6686 |  | kWh | 0.000614 | 0 | Commercial |  | Annual | [5 empty] | 4 | 0.96 |  |  |  | 0 | 0 | 0 | 237 | 0 | 0 | 0 | 0 | 0 | 0 | 0 | 0 | 2006 Qtr 1: 0; 2006 Qtr 2: 0; 2006 Qtr 3: 0; 2006 Qtr 4: 0; 2007 Qtr 1: 0; 2007 Qtr 2: 0; 2007 Qtr 3: 0; 2007 Qtr 4: 0; 2008 Qtr 1: 237; 2008 Qtr 2: 0; 2008 Qtr 3: 0; 2008 Qtr 4: 0 | 237
SDGE3012_EXP_EXP-ExpressEfficiencyRebateProgram | 213083-Refrigeration -Cooler/Freezer Door Gaskets - Glass Doors |  | 7 | Commercial | 09-GRO-Grocery-REFG | 0 |  |  |  |  | 4 | 4 | 0 | 0 | 0 | 0 | 3.6686 |  | kWh | 0.000614 | 0 | Commercial |  | Annual | [5 empty] | 4 | 0.96 |  |  |  | 0 | 0 | 0 | 561 | 0 | 0 | 0 | 0 | 0 | 0 | 0 | 0 | 2006 Qtr 1: 0; 2006 Qtr 2: 0; 2006 Qtr 3: 0; 2006 Qtr 4: 0; 2007 Qtr 1: 0; 2007 Qtr 2: 0; 2007 Qtr 3: 0; 2007 Qtr 4: 0; 2008 Qtr 1: 561; 2008 Qtr 2: 0; 2008 Qtr 3: 0; 2008 Qtr 4: 0 | 561
SDGE3012_EXP_EXP-ExpressEfficiencyRebateProgram | 213083-Refrigeration -Cooler/Freezer Door Gaskets - Glass Doors |  | 7 | Commercial | 01-ALC-AllCommercial-Refrig | 0 |  |  |  |  | 4 | 4 | 0 | 0 | 0 | 0 | 3.6686 |  | kWh | 0.000614 | 0 | Commercial |  | Annual | [5 empty] | 4 | 0.96 |  |  |  | 0 | 0 | 0 | 766 | 0 | 0 | 0 | 0 | 0 | 0 | 0 | 0 | 2006 Qtr 1: 0; 2006 Qtr 2: 0; 2006 Qtr 3: 0; 2006 Qtr 4: 0; 2007 Qtr 1: 0; 2007 Qtr 2: 0; 2007 Qtr 3: 0; 2007 Qtr 4: 0; 2008 Qtr 1: 766; 2008 Qtr 2: 0; 2008 Qtr 3: 0; 2008 Qtr 4: 0 | 766
SDGE3012_EXP_EXP-ExpressEfficiencyRebateProgram | 213083-Refrigeration -Cooler/Freezer Door Gaskets - Glass Doors |  | 7 | Commercial | 09-GRO-Grocery-REFG | 0 |  |  |  |  | 4 | 4 | 0 | 0 | 0 | 0 | 3.6686 |  | kWh | 0.000614 | 0 | Commercial |  | Annual | [5 empty] | 4 | 0.96 |  |  |  | 0 | 0 | 0 | 1918 | 0 | 0 | 0 | 0 | 0 | 0 | 0 | 0 | 2006 Qtr 1: 0; 2006 Qtr 2: 0; 2006 Qtr 3: 0; 2006 Qtr 4: 0; 2007 Qtr 1: 0; 2007 Qtr 2: 0; 2007 Qtr 3: 0; 2007 Qtr 4: 0; 2008 Qtr 1: 1918; 2008 Qtr 2: 0; 2008 Qtr 3: 0; 2008 Qtr 4: 0 | 1918
SDGE3012_EXP_EXP-ExpressEfficiencyRebateProgram | 213147-Premium T8 with T12 34Watt Baseline |  | 10 | Commercial | 14-MLI-Manufacturing–LightIndustry-LIGHT | 0 |  |  |  |  | 16.3168 | 7.7087 | 0 | 0 | 0 | 8.6081 | 14.1471 |  | kWh | 0.0035167 | -0.02145 | Commercial |  | Annual | [5 empty] | 11 | 0.96 |  |  |  | 0 | 0 | 0 | 97.2922 | 0 | 0 | 0 | 0 | 0 | 0 | 0 | 0 | 2006 Qtr 1: 0; 2006 Qtr 2: 0; 2006 Qtr 3: 0; 2006 Qtr 4: 0; 2007 Qtr 1: 0; 2007 Qtr 2: 0; 2007 Qtr 3: 0; 2007 Qtr 4: 0; 2008 Qtr 1: 97.2922; 2008 Qtr 2: 0; 2008 Qtr 3: 0; 2008 Qtr 4: 0 | 97.2922
SDGE3012_EXP_EXP-ExpressEfficiencyRebateProgram | 213054-Lighting - Remove 8 Ft T-8 (De-Lamp) | CRTL00AVDEL02 | 10 | Commercial | 14-MLI-Manufacturing–LightIndustry-LIGHT | 0 |  |  |  |  | 33.2757 | 32.1197 | 0 | 0 | 0 | 1.156 | 244.8534 |  | kWh | 0.060866 | -0.37125 | Commercial |  | Annual | [5 empty] | 11 | 0.96 |  |  |  | 0 | 0 | 0 | 47.4786 | 0 | 0 | 0 | 0 | 0 | 0 | 0 | 0 | 2006 Qtr 1: 0; 2006 Qtr 2: 0; 2006 Qtr 3: 0; 2006 Qtr 4: 0; 2007 Qtr 1: 0; 2007 Qtr 2: 0; 2007 Qtr 3: 0; 2007 Qtr 4: 0; 2008 Qtr 1: 47.4786; 2008 Qtr 2: 0; 2008 Qtr 3: 0; 2008 Qtr 4: 0 | 47.4786
SDGE3012_EXP_EXP-ExpressEfficiencyRebateProgram | 213053-Lighting - Remove 4 Ft T-8 (De-Lamp) | COFL00AVDEL01 | 10 | Commercial | 14-MLI-Manufacturing–LightIndustry-LIGHT | 0 |  |  |  |  | 33.026 | 12.8479 | 0 | 0 | 0 | 20.1781 | 148.363 |  | kWh | 0.03688 | -0.22495 | Commercial |  | Annual | [5 empty] | 11 | 0.96 |  |  |  | 0 | 0 | 0 | 2.335 | 0 | 0 | 0 | 0 | 0 | 0 | 0 | 0 | 2006 Qtr 1: 0; 2006 Qtr 2: 0; 2006 Qtr 3: 0; 2006 Qtr 4: 0; 2007 Qtr 1: 0; 2007 Qtr 2: 0; 2007 Qtr 3: 0; 2007 Qtr 4: 0; 2008 Qtr 1: 2.335; 2008 Qtr 2: 0; 2008 Qtr 3: 0; 2008 Qtr 4: 0 | 2.335
SDGE3012_EXP_EXP-ExpressEfficiencyRebateProgram | 213083-Refrigeration -Cooler/Freezer Door Gaskets - Glass Doors |  | 10 | Commercial | 09-GRO-Grocery-REFG | 0 |  |  |  |  | 4 | 4 | 0 | 0 | 0 | 0 | 3.6686 |  | kWh | 0.000614 | 0 | Commercial |  | Annual | [5 empty] | 4 | 0.96 |  |  |  | 0 | 0 | 0 | 979 | 0 | 0 | 0 | 0 | 0 | 0 | 0 | 0 | 2006 Qtr 1: 0; 2006 Qtr 2: 0; 2006 Qtr 3: 0; 2006 Qtr 4: 0; 2007 Qtr 1: 0; 2007 Qtr 2: 0; 2007 Qtr 3: 0; 2007 Qtr 4: 0; 2008 Qtr 1: 979; 2008 Qtr 2: 0; 2008 Qtr 3: 0; 2008 Qtr 4: 0 | 979
SDGE3012_EXP_EXP-ExpressEfficiencyRebateProgram | 213083-Refrigeration -Cooler/Freezer Door Gaskets - Glass Doors |  | 10 | Commercial | 09-GRO-Grocery-REFG | 0 |  |  |  |  | 4 | 4 | 0 | 0 | 0 | 0 | 3.6686 |  | kWh | 0.000614 | 0 | Commercial |  | Annual | [5 empty] | 4 | 0.96 |  |  |  | 0 | 0 | 0 | 2072 | 0 | 0 | 0 | 0 | 0 | 0 | 0 | 0 | 2006 Qtr 1: 0; 2006 Qtr 2: 0; 2006 Qtr 3: 0; 2006 Qtr 4: 0; 2007 Qtr 1: 0; 2007 Qtr 2: 0; 2007 Qtr 3: 0; 2007 Qtr 4: 0; 2008 Qtr 1: 2072; 2008 Qtr 2: 0; 2008 Qtr 3: 0; 2008 Qtr 4: 0 | 2072
SDGE3012_EXP_EXP-ExpressEfficiencyRebateProgram | 213083-Refrigeration -Cooler/Freezer Door Gaskets - Glass Doors |  | 7 | Commercial | 09-GRO-Grocery-REFG | 0 |  |  |  |  | 4 | 4 | 0 | 0 | 0 | 0 | 3.6686 |  | kWh | 0.000614 | 0 | Commercial |  | Annual | [5 empty] | 4 | 0.96 |  |  |  | 0 | 0 | 0 | 281 | 0 | 0 | 0 | 0 | 0 | 0 | 0 | 0 | 2006 Qtr 1: 0; 2006 Qtr 2: 0; 2006 Qtr 3: 0; 2006 Qtr 4: 0; 2007 Qtr 1: 0; 2007 Qtr 2: 0; 2007 Qtr 3: 0; 2007 Qtr 4: 0; 2008 Qtr 1: 281; 2008 Qtr 2: 0; 2008 Qtr 3: 0; 2008 Qtr 4: 0 | 281
SDGE3012_EXP_EXP-ExpressEfficiencyRebateProgram | 213083-Refrigeration -Cooler/Freezer Door Gaskets - Glass Doors |  | 7 | Commercial | 09-GRO-Grocery-REFG | 0 |  |  |  |  | 4 | 4 | 0 | 0 | 0 | 0 | 3.6686 |  | kWh | 0.000614 | 0 | Commercial |  | Annual | [5 empty] | 4 | 0.96 |  |  |  | 0 | 0 | 0 | 871 | 0 | 0 | 0 | 0 | 0 | 0 | 0 | 0 | 2006 Qtr 1: 0; 2006 Qtr 2: 0; 2006 Qtr 3: 0; 2006 Qtr 4: 0; 2007 Qtr 1: 0; 2007 Qtr 2: 0; 2007 Qtr 3: 0; 2007 Qtr 4: 0; 2008 Qtr 1: 871; 2008 Qtr 2: 0; 2008 Qtr 3: 0; 2008 Qtr 4: 0 | 871
SDGE3012_EXP_EXP-ExpressEfficiencyRebateProgram | 213083-Refrigeration -Cooler/Freezer Door Gaskets - Glass Doors |  | 7 | Commercial | 09-GRO-Grocery-REFG | 0 |  |  |  |  | 4 | 4 | 0 | 0 | 0 | 0 | 3.6686 |  | kWh | 0.000614 | 0 | Commercial |  | Annual | [5 empty] | 4 | 0.96 |  |  |  | 0 | 0 | 0 | 783 | 0 | 0 | 0 | 0 | 0 | 0 | 0 | 0 | 2006 Qtr 1: 0; 2006 Qtr 2: 0; 2006 Qtr 3: 0; 2006 Qtr 4: 0; 2007 Qtr 1: 0; 2007 Qtr 2: 0; 2007 Qtr 3: 0; 2007 Qtr 4: 0; 2008 Qtr 1: 783; 2008 Qtr 2: 0; 2008 Qtr 3: 0; 2008 Qtr 4: 0 | 783
SDGE3012_EXP_EXP-ExpressEfficiencyRebateProgram | 213014-Lighting - Exterior >176w Incan Base HID |  | 7 | Commercial | 01-ALC-AllCommercial-ExtLight | 0 |  |  |  |  | 144 | 144 | 0 | 0 | 0 | 0 | 2000.3 |  | kWh | 0 | 0 | Commercial |  | Annual | [5 empty] | 16 | 0.96 |  |  |  | 0 | 0 | 0 | 4 | 0 | 0 | 0 | 0 | 0 | 0 | 0 | 0 | 2006 Qtr 1: 0; 2006 Qtr 2: 0; 2006 Qtr 3: 0; 2006 Qtr 4: 0; 2007 Qtr 1: 0; 2007 Qtr 2: 0; 2007 Qtr 3: 0; 2007 Qtr 4: 0; 2008 Qtr 1: 0; 2008 Qtr 2: 0; 2008 Qtr 3: 0; 2008 Qtr 4: 4 | 4
SDGE3012_EXP_EXP-ExpressEfficiencyRebateProgram | 213019-Lighting - Exterior 101-175W Merc Vap Base |  | 7 | Commercial | 01-ALC-AllCommercial-ExtLight | 0 |  |  |  |  | 144 | 46 | 0 | 0 | 0 | 98 | 477.25 |  | kWh | 0 | 0 | Commercial |  | Annual | [5 empty] | 16 | 0.96 |  |  |  | 0 | 0 | 0 | 10 | 0 | 0 | 0 | 0 | 0 | 0 | 0 | 0 | 2006 Qtr 1: 0; 2006 Qtr 2: 0; 2006 Qtr 3: 0; 2006 Qtr 4: 0; 2007 Qtr 1: 0; 2007 Qtr 2: 0; 2007 Qtr 3: 0; 2007 Qtr 4: 0; 2008 Qtr 1: 0; 2008 Qtr 2: 0; 2008 Qtr 3: 0; 2008 Qtr 4: 10 | 10
SDGE3012_EXP_EXP-ExpressEfficiencyRebateProgram | 213015-Lighting - Exterior >176w Mer Vap Base HID | CALC00AVMTH06 | 7 | Commercial | 01-ALC-AllCommercial-ExtLight | 0 |  |  |  |  | 219.9188 | 62.5 | 0 | 0 | 0 | 157.4188 | 651.9 |  | kWh | 0 | 0 | Commercial |  | Annual | [5 empty] | 16 | 0.96 |  |  |  | 0 | 0 | 0 | 56 | 0 | 0 | 0 | 0 | 0 | 0 | 0 | 0 | 2006 Qtr 1: 0; 2006 Qtr 2: 0; 2006 Qtr 3: 0; 2006 Qtr 4: 0; 2007 Qtr 1: 0; 2007 Qtr 2: 0; 2007 Qtr 3: 0; 2007 Qtr 4: 0; 2008 Qtr 1: 0; 2008 Qtr 2: 0; 2008 Qtr 3: 0; 2008 Qtr 4: 56 | 56
SDGE3012_EXP_EXP-ExpressEfficiencyRebateProgram | 213050-Lighting - Photocell | CALC00AVPHOTO | 7 | Commercial | 01-ALC-AllCommercial-ExtLight | 0 |  |  |  |  | 59.8075 | 11 | 0 | 0 | 0 | 48.8075 | 106.4 |  | kWh | 0 | 0 | Commercial |  | Annual | [5 empty] | 8 | 0.96 |  |  |  | 0 | 0 | 0 | 56 | 0 | 0 | 0 | 0 | 0 | 0 | 0 | 0 | 2006 Qtr 1: 0; 2006 Qtr 2: 0; 2006 Qtr 3: 0; 2006 Qtr 4: 0; 2007 Qtr 1: 0; 2007 Qtr 2: 0; 2007 Qtr 3: 0; 2007 Qtr 4: 0; 2008 Qtr 1: 0; 2008 Qtr 2: 0; 2008 Qtr 3: 0; 2008 Qtr 4: 56 | 56
SDGE3012_EXP_EXP-ExpressEfficiencyRebateProgram | 213058-Lighting - Time Clocks | CALC00AVTIMEC | 7 | Commercial | 01-ALC-AllCommercial-ExtLight | 0 |  |  |  |  | 239.8875 | 60.5 | 0 | 0 | 0 | 179.3875 | 474.24 |  | kWh | 0 | 0 | Commercial |  | Annual | [5 empty] | 8 | 0.96 |  |  |  | 0 | 0 | 0 | 3 | 0 | 0 | 0 | 0 | 0 | 0 | 0 | 0 | 2006 Qtr 1: 0; 2006 Qtr 2: 0; 2006 Qtr 3: 0; 2006 Qtr 4: 0; 2007 Qtr 1: 0; 2007 Qtr 2: 0; 2007 Qtr 3: 0; 2007 Qtr 4: 0; 2008 Qtr 1: 0; 2008 Qtr 2: 0; 2008 Qtr 3: 0; 2008 Qtr 4: 3 | 3
SDGE3012_EXP_EXP-ExpressEfficiencyRebateProgram | 213020-Lighting - Hardwire Incan Base >90 watt Fluorescent Fixture |  | 7 | Commercial | 01-ALC-AllCommercial-IntLight | 0 |  |  |  |  | 222.2686 | 217.1294 | 0 | 0 | 0 | 5.1392 | 73.3086 |  | kWh | 0.021591 |  | Commercial |  | Annual | [5 empty] | 12 | 0.96 |  |  |  | 0 | 0 | 0 | 68.4937 | 0 | 0 | 0 | 0 | 0 | 0 | 0 | 0 | 2006 Qtr 1: 0; 2006 Qtr 2: 0; 2006 Qtr 3: 0; 2006 Qtr 4: 0; 2007 Qtr 1: 0; 2007 Qtr 2: 0; 2007 Qtr 3: 0; 2007 Qtr 4: 0; 2008 Qtr 1: 0; 2008 Qtr 2: 0; 2008 Qtr 3: 0; 2008 Qtr 4: 68.4937 | 68.4937
SDGE3012_EXP_EXP-ExpressEfficiencyRebateProgram | 213022-Lighting - Hardwire Incan Base 66-90 watt Fluorescent Fixture |  | 7 | Commercial | 01-ALC-AllCommercial-IntLight | 0 |  |  |  |  | 176.0162 | 122.055 | 0 | 0 | 0 | 53.9612 | 73.3086 |  | kWh | 0.021591 |  | Commercial |  | Annual | [5 empty] | 12 | 0.96 |  |  |  | 0 | 0 | 0 | 76.2771 | 0 | 0 | 0 | 0 | 0 | 0 | 0 | 0 | 2006 Qtr 1: 0; 2006 Qtr 2: 0; 2006 Qtr 3: 0; 2006 Qtr 4: 0; 2007 Qtr 1: 0; 2007 Qtr 2: 0; 2007 Qtr 3: 0; 2007 Qtr 4: 0; 2008 Qtr 1: 0; 2008 Qtr 2: 0; 2008 Qtr 3: 0; 2008 Qtr 4: 76.2771 | 76.2771
SDGE3012_EXP_EXP-ExpressEfficiencyRebateProgram | 213229-Lighting - Screw in 14-26 Watt Reflector Lamp |  | 7 | Commercial | 01-ALC-AllCommercial-IntLight | 0 |  |  |  |  | 6.5502 | 9.1136 | 0 | 0 | 0 | -2.5634 | 76.6567 |  | kWh | 0.013851 | -0.3565 | Commercial |  | Annual | [5 empty] | 2 | 0.96 |  |  |  | 0 | 0 | 0 | 96.7785 | 0 | 0 | 0 | 0 | 0 | 0 | 0 | 0 | 2006 Qtr 1: 0; 2006 Qtr 2: 0; 2006 Qtr 3: 0; 2006 Qtr 4: 0; 2007 Qtr 1: 0; 2007 Qtr 2: 0; 2007 Qtr 3: 0; 2007 Qtr 4: 0; 2008 Qtr 1: 0; 2008 Qtr 2: 0; 2008 Qtr 3: 0; 2008 Qtr 4: 96.7785 | 96.7785
SDGE3012_EXP_EXP-ExpressEfficiencyRebateProgram | 213049-Lighting - LED Exit Sign New Sign | CALC00AVETS01 | 7 | Commercial | 02-ASM-Assembly-Exit | 0 |  |  |  |  | 65.4374 | 45 | 0 | 0 | 0 | 20.4374 | 351.311 |  | kWh | 0 | 0 | Commercial |  | Annual | [5 empty] | 16 | 0.96 |  |  |  | 0 | 0 | 0 | 30 | 0 | 0 | 0 | 0 | 0 | 0 | 0 | 0 | 2006 Qtr 1: 0; 2006 Qtr 2: 0; 2006 Qtr 3: 0; 2006 Qtr 4: 0; 2007 Qtr 1: 0; 2007 Qtr 2: 0; 2007 Qtr 3: 0; 2007 Qtr 4: 0; 2008 Qtr 1: 0; 2008 Qtr 2: 0; 2008 Qtr 3: 0; 2008 Qtr 4: 30 | 30
SDGE3012_EXP_EXP-ExpressEfficiencyRebateProgram | 213239-Lighting-Energy Efficient Exit Sign (CFL Basecase) |  | 7 | Commercial | 01-ALC-AllCommercial-IntLight | 0 |  |  |  |  | 180 | 15 | 0 | 0 | 0 | 165 | 87.6 |  | kWh | 0.01 | 0 | Commercial |  | Annual | [5 empty] | 20 | 0.96 |  |  |  | 0 | 0 | 0 | 40 | 0 | 0 | 0 | 0 | 0 | 0 | 0 | 0 | 2006 Qtr 1: 0; 2006 Qtr 2: 0; 2006 Qtr 3: 0; 2006 Qtr 4: 0; 2007 Qtr 1: 0; 2007 Qtr 2: 0; 2007 Qtr 3: 0; 2007 Qtr 4: 0; 2008 Qtr 1: 0; 2008 Qtr 2: 0; 2008 Qtr 3: 0; 2008 Qtr 4: 40 | 40
SDGE3012_EXP_EXP-ExpressEfficiencyRebateProgram | 213053-Lighting - Remove 4 Ft T-8 (De-Lamp) | COFL00AVDEL01 | 7 | Commercial | 01-ALC-AllCommercial-IntLight | 0 |  |  |  |  | 33.026 | 12.8479 | 0 | 0 | 0 | 20.1781 | 333.851 |  | kWh | 0.05059 | -0.63523 | Commercial |  | Annual | [5 empty] | 11 | 0.96 |  |  |  | 0 | 0 | 0 | 21.7935 | 0 | 0 | 0 | 0 | 0 | 0 | 0 | 0 | 2006 Qtr 1: 0; 2006 Qtr 2: 0; 2006 Qtr 3: 0; 2006 Qtr 4: 0; 2007 Qtr 1: 0; 2007 Qtr 2: 0; 2007 Qtr 3: 0; 2007 Qtr 4: 0; 2008 Qtr 1: 21.7935; 2008 Qtr 2: 0; 2008 Qtr 3: 0; 2008 Qtr 4: 0 | 21.7935
SDGE3012_EXP_EXP-ExpressEfficiencyRebateProgram | 213147-Premium T8 with T12 34Watt Baseline |  | 7 | Commercial | 01-ALC-AllCommercial-IntLight | 0 |  |  |  |  | 16.3168 | 7.7087 | 0 | 0 | 0 | 8.6081 | 31.8342 |  | kWh | 0.004824 | -0.060572 | Commercial |  | Annual | [5 empty] | 11 | 0.96 |  |  |  | 0 | 0 | 0 | 23.3501 | 0 | 0 | 0 | 0 | 0 | 0 | 0 | 0 | 2006 Qtr 1: 0; 2006 Qtr 2: 0; 2006 Qtr 3: 0; 2006 Qtr 4: 0; 2007 Qtr 1: 0; 2007 Qtr 2: 0; 2007 Qtr 3: 0; 2007 Qtr 4: 0; 2008 Qtr 1: 23.3501; 2008 Qtr 2: 0; 2008 Qtr 3: 0; 2008 Qtr 4: 0 | 23.3501
SDGE3012_EXP_EXP-ExpressEfficiencyRebateProgram | 213083-Refrigeration -Cooler/Freezer Door Gaskets - Glass Doors |  | 10 | Commercial | 09-GRO-Grocery-REFG | 0 |  |  |  |  | 4 | 4 | 0 | 0 | 0 | 0 | 3.6686 |  | kWh | 0.000614 | 0 | Commercial |  | Annual | [5 empty] | 4 | 0.96 |  |  |  | 0 | 0 | 0 | 1137 | 0 | 0 | 0 | 0 | 0 | 0 | 0 | 0 | 2006 Qtr 1: 0; 2006 Qtr 2: 0; 2006 Qtr 3: 0; 2006 Qtr 4: 0; 2007 Qtr 1: 0; 2007 Qtr 2: 0; 2007 Qtr 3: 0; 2007 Qtr 4: 0; 2008 Qtr 1: 1137; 2008 Qtr 2: 0; 2008 Qtr 3: 0; 2008 Qtr 4: 0 | 1137
SDGE3012_EXP_EXP-ExpressEfficiencyRebateProgram | 213230-Lighting - Occupancy Sensor - High-Bay Sensor |  | 10 | Commercial | 01-ALC-AllCommercial-IntLight | 0 |  |  |  |  | 141 | 100 | 0 | 0 | 0 | 41 | 1304.0352 |  | kWh | 0.465 | 0 | Commercial |  | Annual | [5 empty] | 8 | 0.96 |  |  |  | 0 | 0 | 0 | 42 | 0 | 0 | 0 | 0 | 0 | 0 | 0 | 0 | 2006 Qtr 1: 0; 2006 Qtr 2: 0; 2006 Qtr 3: 0; 2006 Qtr 4: 0; 2007 Qtr 1: 0; 2007 Qtr 2: 0; 2007 Qtr 3: 0; 2007 Qtr 4: 0; 2008 Qtr 1: 42; 2008 Qtr 2: 0; 2008 Qtr 3: 0; 2008 Qtr 4: 0 | 42
SDGE3012_EXP_EXP-ExpressEfficiencyRebateProgram | 213147-Premium T8 with T12 34Watt Baseline |  | 10 | Commercial | 01-ALC-AllCommercial-IntLight | 0 |  |  |  |  | 16.3168 | 6.9379 | 0 | 0 | 0 | 9.379 | 6.3326 |  | kWh | 0.0017636 | -0.012049 | Commercial |  | Annual | [5 empty] | 11 | 0.96 |  |  |  | 0 | 0 | 0 | 449.8791 | 0 | 0 | 0 | 0 | 0 | 0 | 0 | 0 | 2006 Qtr 1: 0; 2006 Qtr 2: 0; 2006 Qtr 3: 0; 2006 Qtr 4: 0; 2007 Qtr 1: 0; 2007 Qtr 2: 0; 2007 Qtr 3: 0; 2007 Qtr 4: 0; 2008 Qtr 1: 449.8791; 2008 Qtr 2: 0; 2008 Qtr 3: 0; 2008 Qtr 4: 0 | 449.8791
SDGE3012_EXP_EXP-ExpressEfficiencyRebateProgram | 213053-Lighting - Remove 4 Ft T-8 (De-Lamp) | COFL00AVDEL01 | 10 | Commercial | 01-ALC-AllCommercial-IntLight | 0 |  |  |  |  | 33.026 | 11.5631 | 0 | 0 | 0 | 21.4629 | 66.411 |  | kWh | 0.018495 | -0.12636 | Commercial |  | Annual | [5 empty] | 11 | 0.96 |  |  |  | 0 | 0 | 0 | 96.5139 | 0 | 0 | 0 | 0 | 0 | 0 | 0 | 0 | 2006 Qtr 1: 0; 2006 Qtr 2: 0; 2006 Qtr 3: 0; 2006 Qtr 4: 0; 2007 Qtr 1: 0; 2007 Qtr 2: 0; 2007 Qtr 3: 0; 2007 Qtr 4: 0; 2008 Qtr 1: 96.5139; 2008 Qtr 2: 0; 2008 Qtr 3: 0; 2008 Qtr 4: 0 | 96.5139
SDGE3012_EXP_EXP-ExpressEfficiencyRebateProgram | 213215-Lighting-Interior High Bay Linear Fluorescent Fixtures <= 244 Watts replacing 400 Watts (Tier 1) |  | 10 | Commercial | 01-ALC-AllCommercial-IntLight | 0 |  |  |  |  | 308.7635 | 88.1423 | 0 | 0 | 0 | 220.6211 | 676.9332 |  | kWh | 0.24139 | -1.288 | Commercial |  | Annual | [5 empty] | 11 | 0.96 |  |  |  | 0 | 0 | 0 | 14.5095 | 0 | 0 | 0 | 0 | 0 | 0 | 0 | 0 | 2006 Qtr 1: 0; 2006 Qtr 2: 0; 2006 Qtr 3: 0; 2006 Qtr 4: 0; 2007 Qtr 1: 0; 2007 Qtr 2: 0; 2007 Qtr 3: 0; 2007 Qtr 4: 0; 2008 Qtr 1: 14.5095; 2008 Qtr 2: 0; 2008 Qtr 3: 0; 2008 Qtr 4: 0 | 14.5095
SDGE3012_EXP_EXP-ExpressEfficiencyRebateProgram | 213224-Lighting - Occupancy Sensor - Wall/Ceiling Mounted Lighting Sensor | CALC00AVOCC01 | 10 | Commercial | 01-ALC-AllCommercial-IntLight | 0 |  |  |  |  | 42.2833 | 75.15 | 0 | 0 | 0 | -32.8667 | 213.759 |  | kWh | 0.17617 | 0 | Commercial |  | Annual | [5 empty] | 8 | 0.96 |  |  |  | 0 | 0 | 0 | 14 | 0 | 0 | 0 | 0 | 0 | 0 | 0 | 0 | 2006 Qtr 1: 0; 2006 Qtr 2: 0; 2006 Qtr 3: 0; 2006 Qtr 4: 0; 2007 Qtr 1: 0; 2007 Qtr 2: 0; 2007 Qtr 3: 0; 2007 Qtr 4: 0; 2008 Qtr 1: 14; 2008 Qtr 2: 0; 2008 Qtr 3: 0; 2008 Qtr 4: 0 | 14
SDGE3012_EXP_EXP-ExpressEfficiencyRebateProgram | 213147-Premium T8 with T12 34Watt Baseline |  | 7 | Commercial | 01-ALC-AllCommercial-IntLight | 0 |  |  |  |  | 16.3168 | 6.9379 | 0 | 0 | 0 | 9.379 | 23.4731 |  | kWh | 0.0045936 | -0.044663 | Commercial |  | Annual | [5 empty] | 11 | 0.96 |  |  |  | 0 | 0 | 0 | 351.8086 | 0 | 0 | 0 | 0 | 0 | 0 | 0 | 0 | 2006 Qtr 1: 0; 2006 Qtr 2: 0; 2006 Qtr 3: 0; 2006 Qtr 4: 0; 2007 Qtr 1: 0; 2007 Qtr 2: 0; 2007 Qtr 3: 0; 2007 Qtr 4: 0; 2008 Qtr 1: 0; 2008 Qtr 2: 0; 2008 Qtr 3: 0; 2008 Qtr 4: 351.8086 | 351.8086
SDGE3012_EXP_EXP-ExpressEfficiencyRebateProgram | 213215-Lighting-Interior High Bay Linear Fluorescent Fixtures <= 244 Watts replacing 400 Watts (Tier 1) |  | 7 | Commercial | 01-ALC-AllCommercial-IntLight | 0 |  |  |  |  | 308.7635 | 88.1423 | 0 | 0 | 0 | 220.6211 | 984.5056 |  | kWh | 0.20308 | -1.8733 | Commercial |  | Annual | [5 empty] | 11 | 0.96 |  |  |  | 0 | 0 | 0 | 9.3275 | 0 | 0 | 0 | 0 | 0 | 0 | 0 | 0 | 2006 Qtr 1: 0; 2006 Qtr 2: 0; 2006 Qtr 3: 0; 2006 Qtr 4: 0; 2007 Qtr 1: 0; 2007 Qtr 2: 0; 2007 Qtr 3: 0; 2007 Qtr 4: 0; 2008 Qtr 1: 0; 2008 Qtr 2: 0; 2008 Qtr 3: 0; 2008 Qtr 4: 9.3275 | 9.3275
SDGE3012_EXP_EXP-ExpressEfficiencyRebateProgram | 213013-Lighting - 8 Ft T-8 with Elec. Ballast |  | 7 | Commercial | 01-ALC-AllCommercial-IntLight | 0 |  |  |  |  | 41.7557 | 8.6723 | 0 | 0 | 0 | 33.0833 | 87.8736 |  | kWh | 0.017196 | -0.1672 | Commercial |  | Annual | [5 empty] | 11 | 0.96 |  |  |  | 0 | 0 | 0 | 10.8967 | 0 | 0 | 0 | 0 | 0 | 0 | 0 | 0 | 2006 Qtr 1: 0; 2006 Qtr 2: 0; 2006 Qtr 3: 0; 2006 Qtr 4: 0; 2007 Qtr 1: 0; 2007 Qtr 2: 0; 2007 Qtr 3: 0; 2007 Qtr 4: 0; 2008 Qtr 1: 0; 2008 Qtr 2: 0; 2008 Qtr 3: 0; 2008 Qtr 4: 10.8967 | 10.8967
SDGE3012_EXP_EXP-ExpressEfficiencyRebateProgram | 213206-Lighting-Interior High Bay Linear Fluorescent Fixtures 361-600 Watts replacing > 400 Watts |  | 7 | Commercial | 01-ALC-AllCommercial-IntLight | 0 |  |  |  |  | 627.1758 | 200.1656 | 0 | 0 | 0 | 427.0102 | 669.6141 |  | kWh | 0.13813 | -1.2741 | Commercial |  | Annual | [5 empty] | 11 | 0.96 |  |  |  | 0 | 0 | 0 | 17.6187 | 0 | 0 | 0 | 0 | 0 | 0 | 0 | 0 | 2006 Qtr 1: 0; 2006 Qtr 2: 0; 2006 Qtr 3: 0; 2006 Qtr 4: 0; 2007 Qtr 1: 0; 2007 Qtr 2: 0; 2007 Qtr 3: 0; 2007 Qtr 4: 0; 2008 Qtr 1: 0; 2008 Qtr 2: 0; 2008 Qtr 3: 0; 2008 Qtr 4: 17.6187 | 17.6187
SDGE3012_EXP_EXP-ExpressEfficiencyRebateProgram | 213230-Lighting - Occupancy Sensor - High-Bay Sensor |  | 7 | Commercial | 01-ALC-AllCommercial-IntLight | 0 |  |  |  |  | 141 | 90 | 0 | 0 | 0 | 51 | 1304.0352 |  | kWh | 0.465 | 0 | Commercial |  | Annual | [5 empty] | 8 | 0.96 |  |  |  | 0 | 0 | 0 | 26 | 0 | 0 | 0 | 0 | 0 | 0 | 0 | 0 | 2006 Qtr 1: 0; 2006 Qtr 2: 0; 2006 Qtr 3: 0; 2006 Qtr 4: 0; 2007 Qtr 1: 0; 2007 Qtr 2: 0; 2007 Qtr 3: 0; 2007 Qtr 4: 0; 2008 Qtr 1: 0; 2008 Qtr 2: 0; 2008 Qtr 3: 0; 2008 Qtr 4: 26 | 26
SDGE3012_EXP_EXP-ExpressEfficiencyRebateProgram | 213083-Refrigeration -Cooler/Freezer Door Gaskets - Glass Doors |  | 7 | Commercial | 09-GRO-Grocery-REFG | 0 |  |  |  |  | 4 | 4 | 0 | 0 | 0 | 0 | 3.6686 |  | kWh | 0.000614 | 0 | Commercial |  | Annual | [5 empty] | 4 | 0.96 |  |  |  | 0 | 0 | 0 | 956 | 0 | 0 | 0 | 0 | 0 | 0 | 0 | 0 | 2006 Qtr 1: 0; 2006 Qtr 2: 0; 2006 Qtr 3: 0; 2006 Qtr 4: 0; 2007 Qtr 1: 0; 2007 Qtr 2: 0; 2007 Qtr 3: 0; 2007 Qtr 4: 0; 2008 Qtr 1: 956; 2008 Qtr 2: 0; 2008 Qtr 3: 0; 2008 Qtr 4: 0 | 956
SDGE3012_EXP_EXP-ExpressEfficiencyRebateProgram | 213215-Lighting-Interior High Bay Linear Fluorescent Fixtures <= 244 Watts replacing 400 Watts (Tier 1) |  | 7 | Commercial | 18-OFS-Office–Small-IntLight | 0 |  |  |  |  | 308.7635 | 97.9359 | 0 | 0 | 0 | 210.8275 | 836.4294 |  | kWh | 0.23218 | -0.24325 | Commercial |  | Annual | [5 empty] | 11 | 0.96 |  |  |  | 0 | 0 | 0 | 302.6265 | 0 | 0 | 0 | 0 | 0 | 0 | 0 | 0 | 2006 Qtr 1: 0; 2006 Qtr 2: 0; 2006 Qtr 3: 0; 2006 Qtr 4: 0; 2007 Qtr 1: 0; 2007 Qtr 2: 0; 2007 Qtr 3: 0; 2007 Qtr 4: 0; 2008 Qtr 1: 302.6265; 2008 Qtr 2: 0; 2008 Qtr 3: 0; 2008 Qtr 4: 0 | 302.6265
SDGE3012_EXP_EXP-ExpressEfficiencyRebateProgram | 213230-Lighting - Occupancy Sensor - High-Bay Sensor |  | 7 | Commercial | 18-OFS-Office–Small-IntLight | 0 |  |  |  |  | 141 | 100 | 0 | 0 | 0 | 41 | 1304.0352 |  | kWh | 0.465 | 0 | Commercial |  | Annual | [5 empty] | 8 | 0.96 |  |  |  | 0 | 0 | 0 | 292 | 0 | 0 | 0 | 0 | 0 | 0 | 0 | 0 | 2006 Qtr 1: 0; 2006 Qtr 2: 0; 2006 Qtr 3: 0; 2006 Qtr 4: 0; 2007 Qtr 1: 0; 2007 Qtr 2: 0; 2007 Qtr 3: 0; 2007 Qtr 4: 0; 2008 Qtr 1: 292; 2008 Qtr 2: 0; 2008 Qtr 3: 0; 2008 Qtr 4: 0 | 292
SDGE3012_EXP_EXP-ExpressEfficiencyRebateProgram | 213068-Refrigeration - Food Service -Auto Closer for Main Freezer Doors | Averaged DEER Msrs | 7 | Commercial | 07-ESE-Education–SecondarySchool-REFG | 0 |  |  |  |  | 433.2219 | 160.5 | 0 | 0 | 0 | 272.7219 | 2785.8135 |  | kWh | 0.27593 | -0.026688 | Commercial |  | Annual | [5 empty] | 8 | 0.96 |  |  |  | 0 | 0 | 0 | 1 | 0 | 0 | 0 | 0 | 0 | 0 | 0 | 0 | 2006 Qtr 1: 0; 2006 Qtr 2: 0; 2006 Qtr 3: 0; 2006 Qtr 4: 0; 2007 Qtr 1: 0; 2007 Qtr 2: 0; 2007 Qtr 3: 0; 2007 Qtr 4: 0; 2008 Qtr 1: 1; 2008 Qtr 2: 0; 2008 Qtr 3: 0; 2008 Qtr 4: 0 | 1
SDGE3012_EXP_EXP-ExpressEfficiencyRebateProgram | 213068-Refrigeration - Food Service -Auto Closer for Main Freezer Doors | Averaged DEER Msrs | 7 | Commercial | 07-ESE-Education–SecondarySchool-REFG | 0 |  |  |  |  | 433.2219 | 160.5 | 0 | 0 | 0 | 272.7219 | 2785.8135 |  | kWh | 0.27593 | -0.026688 | Commercial |  | Annual | [5 empty] | 8 | 0.96 |  |  |  | 0 | 0 | 0 | 1 | 0 | 0 | 0 | 0 | 0 | 0 | 0 | 0 | 2006 Qtr 1: 0; 2006 Qtr 2: 0; 2006 Qtr 3: 0; 2006 Qtr 4: 0; 2007 Qtr 1: 0; 2007 Qtr 2: 0; 2007 Qtr 3: 0; 2007 Qtr 4: 0; 2008 Qtr 1: 1; 2008 Qtr 2: 0; 2008 Qtr 3: 0; 2008 Qtr 4: 0 | 1
SDGE3012_EXP_EXP-ExpressEfficiencyRebateProgram | 213223-Lighting - Screw in 5- 13 Watt Lamp |  | 7 | Commercial | 01-ALC-AllCommercial-IntLight | 0 |  |  |  |  | 5.0429 | 4.0505 | 0 | 0 | 0 | 0.99237 | 31.4305 |  | kWh | 0.0022971 | -0.14617 | Commercial |  | Annual | [5 empty] | 2 | 0.96 |  |  |  | 0 | 0 | 0 | 712.0136 | 0 | 0 | 0 | 0 | 0 | 0 | 0 | 0 | 2006 Qtr 1: 0; 2006 Qtr 2: 0; 2006 Qtr 3: 0; 2006 Qtr 4: 0; 2007 Qtr 1: 0; 2007 Qtr 2: 0; 2007 Qtr 3: 0; 2007 Qtr 4: 0; 2008 Qtr 1: 712.0136; 2008 Qtr 2: 0; 2008 Qtr 3: 0; 2008 Qtr 4: 0 | 712.0136
SDGE3012_EXP_EXP-ExpressEfficiencyRebateProgram | 213222-Lighting - Screw in 14-26 Watt Lamp |  | 7 | Commercial | 01-ALC-AllCommercial-IntLight | 0 |  |  |  |  | 7.1694 | 8.101 | 0 | 0 | 0 | -0.93161 | 35.3424 |  | kWh | 0.002583 | -0.16436 | Commercial |  | Annual | [5 empty] | 2.3 | 0.96 |  |  |  | 0.797 | 0 | 0 | 960.8727 | 0 | 0 | 0 | 0 | 0 | 0 | 0 | 0 | 2006 Qtr 1: 0; 2006 Qtr 2: 0; 2006 Qtr 3: 0; 2006 Qtr 4: 0; 2007 Qtr 1: 0; 2007 Qtr 2: 0; 2007 Qtr 3: 0; 2007 Qtr 4: 0; 2008 Qtr 1: 960.8727; 2008 Qtr 2: 0; 2008 Qtr 3: 0; 2008 Qtr 4: 0 | 960.8727
SDGE3012_EXP_EXP-ExpressEfficiencyRebateProgram | 213215-Lighting-Interior High Bay Linear Fluorescent Fixtures <= 244 Watts replacing 400 Watts (Tier 1) |  | 7 | Commercial | 01-ALC-AllCommercial-IntLight | 0 |  |  |  |  | 308.7635 | 88.1423 | 0 | 0 | 0 | 220.6211 | 984.5056 |  | kWh | 0.20308 | -1.8733 | Commercial |  | Annual | [5 empty] | 11 | 0.96 |  |  |  | 0 | 0 | 0 | 137.8401 | 0 | 0 | 0 | 0 | 0 | 0 | 0 | 0 | 2006 Qtr 1: 0; 2006 Qtr 2: 0; 2006 Qtr 3: 0; 2006 Qtr 4: 0; 2007 Qtr 1: 0; 2007 Qtr 2: 0; 2007 Qtr 3: 0; 2007 Qtr 4: 0; 2008 Qtr 1: 137.8401; 2008 Qtr 2: 0; 2008 Qtr 3: 0; 2008 Qtr 4: 0 | 137.8401
SDGE3012_EXP_EXP-ExpressEfficiencyRebateProgram | 213230-Lighting - Occupancy Sensor - High-Bay Sensor |  | 7 | Commercial | 01-ALC-AllCommercial-IntLight | 0 |  |  |  |  | 141 | 90 | 0 | 0 | 0 | 51 | 1304.0352 |  | kWh | 0.465 | 0 | Commercial |  | Annual | [5 empty] | 8 | 0.96 |  |  |  | 0 | 0 | 0 | 133 | 0 | 0 | 0 | 0 | 0 | 0 | 0 | 0 | 2006 Qtr 1: 0; 2006 Qtr 2: 0; 2006 Qtr 3: 0; 2006 Qtr 4: 0; 2007 Qtr 1: 0; 2007 Qtr 2: 0; 2007 Qtr 3: 0; 2007 Qtr 4: 0; 2008 Qtr 1: 133; 2008 Qtr 2: 0; 2008 Qtr 3: 0; 2008 Qtr 4: 0 | 133
SDGE3012_EXP_EXP-ExpressEfficiencyRebateProgram | 213230-Lighting - Occupancy Sensor - High-Bay Sensor |  | 7 | Commercial | 01-ALC-AllCommercial-IntLight | 0 |  |  |  |  | 141 | 100 | 0 | 0 | 0 | 41 | 1304.0352 |  | kWh | 0.465 | 0 | Commercial |  | Annual | [5 empty] | 8 | 0.96 |  |  |  | 0 | 0 | 0 | 14 | 0 | 0 | 0 | 0 | 0 | 0 | 0 | 0 | 2006 Qtr 1: 0; 2006 Qtr 2: 0; 2006 Qtr 3: 0; 2006 Qtr 4: 0; 2007 Qtr 1: 0; 2007 Qtr 2: 0; 2007 Qtr 3: 0; 2007 Qtr 4: 0; 2008 Qtr 1: 14; 2008 Qtr 2: 0; 2008 Qtr 3: 0; 2008 Qtr 4: 0 | 14
SDGE3012_EXP_EXP-ExpressEfficiencyRebateProgram | 213105-Heating - Infrared Film for Greenhouse | CFRM07AVIRFlm | 10 | Agricultural | 35-OTI-OtherIndustrial-PROC_OTH | 0 |  |  |  |  | 0.03 | 0.05 | 0 | 0 | 0 | -0.02 | 0.0093705 |  | kWh | 0 | 0.065924 | Commercial |  | Winter Only | [5 empty] | 5 | 0.96 |  |  |  | 0 | 0 | 0 | 194880 | 0 | 0 | 0 | 0 | 0 | 0 | 0 | 0 | 2006 Qtr 1: 0; 2006 Qtr 2: 0; 2006 Qtr 3: 0; 2006 Qtr 4: 0; 2007 Qtr 1: 0; 2007 Qtr 2: 0; 2007 Qtr 3: 0; 2007 Qtr 4: 0; 2008 Qtr 1: 194880; 2008 Qtr 2: 0; 2008 Qtr 3: 0; 2008 Qtr 4: 0 | 194880
SDGE3012_EXP_EXP-ExpressEfficiencyRebateProgram | 213105-Heating - Infrared Film for Greenhouse | CFRM07AVIRFlm | 7 | Agricultural | 35-OTI-OtherIndustrial-PROC_OTH | 0 |  |  |  |  | 0.03 | 0.05 | 0 | 0 | 0 | -0.02 | 0.044583 |  | kWh | 0 | 0.065924 | Commercial |  | Winter Only | [5 empty] | 5 | 0.96 |  |  |  | 0 | 0 | 0 | 40960 | 0 | 0 | 0 | 0 | 0 | 0 | 0 | 0 | 2006 Qtr 1: 0; 2006 Qtr 2: 0; 2006 Qtr 3: 0; 2006 Qtr 4: 0; 2007 Qtr 1: 0; 2007 Qtr 2: 0; 2007 Qtr 3: 0; 2007 Qtr 4: 0; 2008 Qtr 1: 40960; 2008 Qtr 2: 0; 2008 Qtr 3: 0; 2008 Qtr 4: 0 | 40960
SDGE3012_EXP_EXP-ExpressEfficiencyRebateProgram | 213084-Refrigeration -Cooler/Freezer Door Gaskets - Solid Doors: Cooler |  | 7 | Commercial | 01-ALC-AllCommercial-Refrig | 0 |  |  |  |  | 4 | 4 | 0 | 0 | 0 | 0 | 3.6686 |  | kWh | 0.000614 | 0 | Commercial |  | Annual | [5 empty] | 4 | 0.96 |  |  |  | 0 | 0 | 0 | 53 | 0 | 0 | 0 | 0 | 0 | 0 | 0 | 0 | 2006 Qtr 1: 0; 2006 Qtr 2: 0; 2006 Qtr 3: 0; 2006 Qtr 4: 0; 2007 Qtr 1: 0; 2007 Qtr 2: 0; 2007 Qtr 3: 0; 2007 Qtr 4: 0; 2008 Qtr 1: 53; 2008 Qtr 2: 0; 2008 Qtr 3: 0; 2008 Qtr 4: 0 | 53
SDGE3012_EXP_EXP-ExpressEfficiencyRebateProgram | 213083-Refrigeration -Cooler/Freezer Door Gaskets - Glass Doors |  | 7 | Commercial | 01-ALC-AllCommercial-Refrig | 0 |  |  |  |  | 4 | 4 | 0 | 0 | 0 | 0 | 3.6686 |  | kWh | 0.000614 | 0 | Commercial |  | Annual | [5 empty] | 4 | 0.96 |  |  |  | 0 | 0 | 0 | 686 | 0 | 0 | 0 | 0 | 0 | 0 | 0 | 0 | 2006 Qtr 1: 0; 2006 Qtr 2: 0; 2006 Qtr 3: 0; 2006 Qtr 4: 0; 2007 Qtr 1: 0; 2007 Qtr 2: 0; 2007 Qtr 3: 0; 2007 Qtr 4: 0; 2008 Qtr 1: 686; 2008 Qtr 2: 0; 2008 Qtr 3: 0; 2008 Qtr 4: 0 | 686
SDGE3012_EXP_EXP-ExpressEfficiencyRebateProgram | 213116-Refrigeration -Cooler/Freezer Door Gaskets - Solid Doors: Freezer |  | 7 | Commercial | 01-ALC-AllCommercial-Refrig | 0 |  |  |  |  | 4 | 4 | 0 | 0 | 0 | 0 | 3.6686 |  | kWh | 0.000614 | 0 | Commercial |  | Annual | [5 empty] | 4 | 0.96 |  |  |  | 0 | 0 | 0 | 17 | 0 | 0 | 0 | 0 | 0 | 0 | 0 | 0 | 2006 Qtr 1: 0; 2006 Qtr 2: 0; 2006 Qtr 3: 0; 2006 Qtr 4: 0; 2007 Qtr 1: 0; 2007 Qtr 2: 0; 2007 Qtr 3: 0; 2007 Qtr 4: 0; 2008 Qtr 1: 17; 2008 Qtr 2: 0; 2008 Qtr 3: 0; 2008 Qtr 4: 0 | 17
SDGE3012_EXP_EXP-ExpressEfficiencyRebateProgram | 213222-Lighting - Screw in 14-26 Watt Lamp |  | 7 | Commercial | 07-ESE-Education–SecondarySchool-LIT_INT | 0 |  |  |  |  | 7.1694 | 8.101 | 0 | 0 | 0 | -0.93161 | 35.0863 |  | kWh | 0.0026128 | -0.14752 | Commercial |  | Annual | [5 empty] | 2.3 | 0.96 |  |  |  | 0.797 | 0 | 0 | 45.4267 | 0 | 0 | 0 | 0 | 0 | 0 | 0 | 0 | 2006 Qtr 1: 0; 2006 Qtr 2: 0; 2006 Qtr 3: 0; 2006 Qtr 4: 0; 2007 Qtr 1: 0; 2007 Qtr 2: 0; 2007 Qtr 3: 0; 2007 Qtr 4: 0; 2008 Qtr 1: 45.4267; 2008 Qtr 2: 0; 2008 Qtr 3: 0; 2008 Qtr 4: 0 | 45.4267
SDGE3012_EXP_EXP-ExpressEfficiencyRebateProgram | 213026-Lighting - Hardwired 14-26 watt CF Fixture | Averaged DEER Msrs | 7 | Commercial | 07-ESE-Education–SecondarySchool-LIT_INT | 0 |  |  |  |  | 21.3375 | 21.5 | 0 | 0 | 0 | -0.1625 | 250.9786 |  | kWh | 0.049286 | 0 | Commercial |  | Annual | [5 empty] | 12 | 0.96 |  |  |  | 0 | 0 | 0 | 6 | 0 | 0 | 0 | 0 | 0 | 0 | 0 | 0 | 2006 Qtr 1: 0; 2006 Qtr 2: 0; 2006 Qtr 3: 0; 2006 Qtr 4: 0; 2007 Qtr 1: 0; 2007 Qtr 2: 0; 2007 Qtr 3: 0; 2007 Qtr 4: 0; 2008 Qtr 1: 6; 2008 Qtr 2: 0; 2008 Qtr 3: 0; 2008 Qtr 4: 0 | 6
SDGE3012_EXP_EXP-ExpressEfficiencyRebateProgram | 213021-Lighting - Hardwire Incan Base 27-65 watt Fluorescent Fixture | CRTS00AVM65St | 7 | Commercial | 07-ESE-Education–SecondarySchool-LIT_INT | 0 |  |  |  |  | 55.9372 | 55.8883 | 0 | 0 | 0 | 0.048822 | 119.6827 |  | kWh | 0.027817 |  | Commercial |  | Annual | [5 empty] | 12 | 0.96 |  |  |  | 0 | 0 | 0 | 24.1285 | 0 | 0 | 0 | 0 | 0 | 0 | 0 | 0 | 2006 Qtr 1: 0; 2006 Qtr 2: 0; 2006 Qtr 3: 0; 2006 Qtr 4: 0; 2007 Qtr 1: 0; 2007 Qtr 2: 0; 2007 Qtr 3: 0; 2007 Qtr 4: 0; 2008 Qtr 1: 24.1285; 2008 Qtr 2: 0; 2008 Qtr 3: 0; 2008 Qtr 4: 0 | 24.1285
SDGE3012_EXP_EXP-ExpressEfficiencyRebateProgram | 213147-Premium T8 with T12 34Watt Baseline |  | 7 | Commercial | 07-ESE-Education–SecondarySchool-LIT_INT | 0 |  |  |  |  | 16.3168 | 7.7087 | 0 | 0 | 0 | 8.6081 | 8.9602 |  | kWh | 0.0022723 | -0.036737 | Commercial |  | Annual | [5 empty] | 11 | 0.96 |  |  |  | 0 | 0 | 0 | 152.5542 | 0 | 0 | 0 | 0 | 0 | 0 | 0 | 0 | 2006 Qtr 1: 0; 2006 Qtr 2: 0; 2006 Qtr 3: 0; 2006 Qtr 4: 0; 2007 Qtr 1: 0; 2007 Qtr 2: 0; 2007 Qtr 3: 0; 2007 Qtr 4: 0; 2008 Qtr 1: 152.5542; 2008 Qtr 2: 0; 2008 Qtr 3: 0; 2008 Qtr 4: 0 | 152.5542
SDGE3012_EXP_EXP-ExpressEfficiencyRebateProgram | 213082-Refrigeration - Vending Machine Controller | CALC00AVVEN01 | 7 | Commercial | 07-ESE-Education–SecondarySchool-REFG | 0 |  |  |  |  | 215.5 | 155 | 0 | 0 | 0 | 60.5 | 1612 |  | kWh | 0 | 0 | Commercial |  | Annual | [5 empty] | 10 | 0.96 |  |  |  | 0 | 0 | 0 | 1 | 0 | 0 | 0 | 0 | 0 | 0 | 0 | 0 | 2006 Qtr 1: 0; 2006 Qtr 2: 0; 2006 Qtr 3: 0; 2006 Qtr 4: 0; 2007 Qtr 1: 0; 2007 Qtr 2: 0; 2007 Qtr 3: 0; 2007 Qtr 4: 0; 2008 Qtr 1: 1; 2008 Qtr 2: 0; 2008 Qtr 3: 0; 2008 Qtr 4: 0 | 1
SDGE3012_EXP_EXP-ExpressEfficiencyRebateProgram | 213053-Lighting - Remove 4 Ft T-8 (De-Lamp) | COFL00AVDEL01 | 7 | Commercial | 07-ESE-Education–SecondarySchool-LIT_INT | 0 |  |  |  |  | 33.026 | 12.8479 | 0 | 0 | 0 | 20.1781 | 93.9672 |  | kWh | 0.02383 | -0.38527 | Commercial |  | Annual | [5 empty] | 11 | 0.96 |  |  |  | 0 | 0 | 0 | 152.5542 | 0 | 0 | 0 | 0 | 0 | 0 | 0 | 0 | 2006 Qtr 1: 0; 2006 Qtr 2: 0; 2006 Qtr 3: 0; 2006 Qtr 4: 0; 2007 Qtr 1: 0; 2007 Qtr 2: 0; 2007 Qtr 3: 0; 2007 Qtr 4: 0; 2008 Qtr 1: 152.5542; 2008 Qtr 2: 0; 2008 Qtr 3: 0; 2008 Qtr 4: 0 | 152.5542
SDGE3012_EXP_EXP-ExpressEfficiencyRebateProgram | 213222-Lighting - Screw in 14-26 Watt Lamp |  | 7 | Commercial | 07-ESE-Education–SecondarySchool-LIT_INT | 0 |  |  |  |  | 7.1694 | 8.101 | 0 | 0 | 0 | -0.93161 | 35.0863 |  | kWh | 0.0026128 | -0.14752 | Commercial |  | Annual | [5 empty] | 2.3 | 0.96 |  |  |  | 0.797 | 0 | 0 | 5.9252 | 0 | 0 | 0 | 0 | 0 | 0 | 0 | 0 | 2006 Qtr 1: 0; 2006 Qtr 2: 0; 2006 Qtr 3: 0; 2006 Qtr 4: 0; 2007 Qtr 1: 0; 2007 Qtr 2: 0; 2007 Qtr 3: 0; 2007 Qtr 4: 0; 2008 Qtr 1: 5.9252; 2008 Qtr 2: 0; 2008 Qtr 3: 0; 2008 Qtr 4: 0 | 5.9252
SDGE3012_EXP_EXP-ExpressEfficiencyRebateProgram | 213026-Lighting - Hardwired 14-26 watt CF Fixture | Averaged DEER Msrs | 7 | Commercial | 07-ESE-Education–SecondarySchool-LIT_INT | 0 |  |  |  |  | 21.3375 | 21.5 | 0 | 0 | 0 | -0.1625 | 250.9786 |  | kWh | 0.049286 | 0 | Commercial |  | Annual | [5 empty] | 12 | 0.96 |  |  |  | 0 | 0 | 0 | 11 | 0 | 0 | 0 | 0 | 0 | 0 | 0 | 0 | 2006 Qtr 1: 0; 2006 Qtr 2: 0; 2006 Qtr 3: 0; 2006 Qtr 4: 0; 2007 Qtr 1: 0; 2007 Qtr 2: 0; 2007 Qtr 3: 0; 2007 Qtr 4: 0; 2008 Qtr 1: 11; 2008 Qtr 2: 0; 2008 Qtr 3: 0; 2008 Qtr 4: 0 | 11
SDGE3012_EXP_EXP-ExpressEfficiencyRebateProgram | 213021-Lighting - Hardwire Incan Base 27-65 watt Fluorescent Fixture | CRTS00AVM65St | 7 | Commercial | 07-ESE-Education–SecondarySchool-LIT_INT | 0 |  |  |  |  | 55.9372 | 55.8883 | 0 | 0 | 0 | 0.048822 | 119.6827 |  | kWh | 0.027817 |  | Commercial |  | Annual | [5 empty] | 12 | 0.96 |  |  |  | 0 | 0 | 0 | 47.4786 | 0 | 0 | 0 | 0 | 0 | 0 | 0 | 0 | 2006 Qtr 1: 0; 2006 Qtr 2: 0; 2006 Qtr 3: 0; 2006 Qtr 4: 0; 2007 Qtr 1: 0; 2007 Qtr 2: 0; 2007 Qtr 3: 0; 2007 Qtr 4: 0; 2008 Qtr 1: 47.4786; 2008 Qtr 2: 0; 2008 Qtr 3: 0; 2008 Qtr 4: 0 | 47.4786
SDGE3012_EXP_EXP-ExpressEfficiencyRebateProgram | 213012-Lighting - 3 Ft 2nd Gen. T-8 with Elec. Ballast |  | 7 | Commercial | 07-ESE-Education–SecondarySchool-LIT_INT | 0 |  |  |  |  | 26.9806 | 10.2783 | 0 | 0 | 0 | 16.7023 | 27.2712 |  | kWh | 0.0069159 | -0.11181 | Commercial |  | Annual | [5 empty] | 11 | 0.96 |  |  |  | 0 | 0 | 0 | 2.335 | 0 | 0 | 0 | 0 | 0 | 0 | 0 | 0 | 2006 Qtr 1: 0; 2006 Qtr 2: 0; 2006 Qtr 3: 0; 2006 Qtr 4: 0; 2007 Qtr 1: 0; 2007 Qtr 2: 0; 2007 Qtr 3: 0; 2007 Qtr 4: 0; 2008 Qtr 1: 2.335; 2008 Qtr 2: 0; 2008 Qtr 3: 0; 2008 Qtr 4: 0 | 2.335
SDGE3012_EXP_EXP-ExpressEfficiencyRebateProgram | 213147-Premium T8 with T12 34Watt Baseline |  | 7 | Commercial | 07-ESE-Education–SecondarySchool-LIT_INT | 0 |  |  |  |  | 16.3168 | 7.7087 | 0 | 0 | 0 | 8.6081 | 8.9602 |  | kWh | 0.0022723 | -0.036737 | Commercial |  | Annual | [5 empty] | 11 | 0.96 |  |  |  | 0 | 0 | 0 | 417.1889 | 0 | 0 | 0 | 0 | 0 | 0 | 0 | 0 | 2006 Qtr 1: 0; 2006 Qtr 2: 0; 2006 Qtr 3: 0; 2006 Qtr 4: 0; 2007 Qtr 1: 0; 2007 Qtr 2: 0; 2007 Qtr 3: 0; 2007 Qtr 4: 0; 2008 Qtr 1: 417.1889; 2008 Qtr 2: 0; 2008 Qtr 3: 0; 2008 Qtr 4: 0 | 417.1889
SDGE3012_EXP_EXP-ExpressEfficiencyRebateProgram | 213053-Lighting - Remove 4 Ft T-8 (De-Lamp) | COFL00AVDEL01 | 7 | Commercial | 07-ESE-Education–SecondarySchool-LIT_INT | 0 |  |  |  |  | 33.026 | 12.8479 | 0 | 0 | 0 | 20.1781 | 93.9672 |  | kWh | 0.02383 | -0.38527 | Commercial |  | Annual | [5 empty] | 11 | 0.96 |  |  |  | 0 | 0 | 0 | 195.3627 | 0 | 0 | 0 | 0 | 0 | 0 | 0 | 0 | 2006 Qtr 1: 0; 2006 Qtr 2: 0; 2006 Qtr 3: 0; 2006 Qtr 4: 0; 2007 Qtr 1: 0; 2007 Qtr 2: 0; 2007 Qtr 3: 0; 2007 Qtr 4: 0; 2008 Qtr 1: 195.3627; 2008 Qtr 2: 0; 2008 Qtr 3: 0; 2008 Qtr 4: 0 | 195.3627
SDGE3012_EXP_EXP-ExpressEfficiencyRebateProgram | 213082-Refrigeration - Vending Machine Controller | CALC00AVVEN01 | 7 | Commercial | 07-ESE-Education–SecondarySchool-REFG | 0 |  |  |  |  | 215.5 | 155 | 0 | 0 | 0 | 60.5 | 1612 |  | kWh | 0 | 0 | Commercial |  | Annual | [5 empty] | 10 | 0.96 |  |  |  | 0 | 0 | 0 | 1 | 0 | 0 | 0 | 0 | 0 | 0 | 0 | 0 | 2006 Qtr 1: 0; 2006 Qtr 2: 0; 2006 Qtr 3: 0; 2006 Qtr 4: 0; 2007 Qtr 1: 0; 2007 Qtr 2: 0; 2007 Qtr 3: 0; 2007 Qtr 4: 0; 2008 Qtr 1: 1; 2008 Qtr 2: 0; 2008 Qtr 3: 0; 2008 Qtr 4: 0 | 1
SDGE3012_EXP_EXP-ExpressEfficiencyRebateProgram | 213026-Lighting - Hardwired 14-26 watt CF Fixture | Averaged DEER Msrs | 7 | Commercial | 07-ESE-Education–SecondarySchool-LIT_INT | 0 |  |  |  |  | 21.3375 | 21.5 | 0 | 0 | 0 | -0.1625 | 250.9786 |  | kWh | 0.049286 | 0 | Commercial |  | Annual | [5 empty] | 12 | 0.96 |  |  |  | 0 | 0 | 0 | 6 | 0 | 0 | 0 | 0 | 0 | 0 | 0 | 0 | 2006 Qtr 1: 0; 2006 Qtr 2: 0; 2006 Qtr 3: 0; 2006 Qtr 4: 0; 2007 Qtr 1: 0; 2007 Qtr 2: 0; 2007 Qtr 3: 0; 2007 Qtr 4: 0; 2008 Qtr 1: 6; 2008 Qtr 2: 0; 2008 Qtr 3: 0; 2008 Qtr 4: 0 | 6
SDGE3012_EXP_EXP-ExpressEfficiencyRebateProgram | 213021-Lighting - Hardwire Incan Base 27-65 watt Fluorescent Fixture | CRTS00AVM65St | 7 | Commercial | 07-ESE-Education–SecondarySchool-LIT_INT | 0 |  |  |  |  | 55.9372 | 55.8883 | 0 | 0 | 0 | 0.048822 | 119.6827 |  | kWh | 0.027817 |  | Commercial |  | Annual | [5 empty] | 12 | 0.96 |  |  |  | 0 | 0 | 0 | 17.1234 | 0 | 0 | 0 | 0 | 0 | 0 | 0 | 0 | 2006 Qtr 1: 0; 2006 Qtr 2: 0; 2006 Qtr 3: 0; 2006 Qtr 4: 0; 2007 Qtr 1: 0; 2007 Qtr 2: 0; 2007 Qtr 3: 0; 2007 Qtr 4: 0; 2008 Qtr 1: 17.1234; 2008 Qtr 2: 0; 2008 Qtr 3: 0; 2008 Qtr 4: 0 | 17.1234
SDGE3012_EXP_EXP-ExpressEfficiencyRebateProgram | 213147-Premium T8 with T12 34Watt Baseline |  | 7 | Commercial | 07-ESE-Education–SecondarySchool-LIT_INT | 0 |  |  |  |  | 16.3168 | 7.7087 | 0 | 0 | 0 | 8.6081 | 8.9602 |  | kWh | 0.0022723 | -0.036737 | Commercial |  | Annual | [5 empty] | 11 | 0.96 |  |  |  | 0 | 0 | 0 | 37.3602 | 0 | 0 | 0 | 0 | 0 | 0 | 0 | 0 | 2006 Qtr 1: 0; 2006 Qtr 2: 0; 2006 Qtr 3: 0; 2006 Qtr 4: 0; 2007 Qtr 1: 0; 2007 Qtr 2: 0; 2007 Qtr 3: 0; 2007 Qtr 4: 0; 2008 Qtr 1: 37.3602; 2008 Qtr 2: 0; 2008 Qtr 3: 0; 2008 Qtr 4: 0 | 37.3602
SDGE3012_EXP_EXP-ExpressEfficiencyRebateProgram | 213053-Lighting - Remove 4 Ft T-8 (De-Lamp) | COFL00AVDEL01 | 7 | Commercial | 07-ESE-Education–SecondarySchool-LIT_INT | 0 |  |  |  |  | 33.026 | 12.8479 | 0 | 0 | 0 | 20.1781 | 93.9672 |  | kWh | 0.02383 | -0.38527 | Commercial |  | Annual | [5 empty] | 11 | 0.96 |  |  |  | 0 | 0 | 0 | 37.3602 | 0 | 0 | 0 | 0 | 0 | 0 | 0 | 0 | 2006 Qtr 1: 0; 2006 Qtr 2: 0; 2006 Qtr 3: 0; 2006 Qtr 4: 0; 2007 Qtr 1: 0; 2007 Qtr 2: 0; 2007 Qtr 3: 0; 2007 Qtr 4: 0; 2008 Qtr 1: 37.3602; 2008 Qtr 2: 0; 2008 Qtr 3: 0; 2008 Qtr 4: 0 | 37.3602
SDGE3012_EXP_EXP-ExpressEfficiencyRebateProgram | 213082-Refrigeration - Vending Machine Controller | CALC00AVVEN01 | 7 | Commercial | 07-ESE-Education–SecondarySchool-REFG | 0 |  |  |  |  | 215.5 | 155 | 0 | 0 | 0 | 60.5 | 1612 |  | kWh | 0 | 0 | Commercial |  | Annual | [5 empty] | 10 | 0.96 |  |  |  | 0 | 0 | 0 | 1 | 0 | 0 | 0 | 0 | 0 | 0 | 0 | 0 | 2006 Qtr 1: 0; 2006 Qtr 2: 0; 2006 Qtr 3: 0; 2006 Qtr 4: 0; 2007 Qtr 1: 0; 2007 Qtr 2: 0; 2007 Qtr 3: 0; 2007 Qtr 4: 0; 2008 Qtr 1: 1; 2008 Qtr 2: 0; 2008 Qtr 3: 0; 2008 Qtr 4: 0 | 1
SDGE3012_EXP_EXP-ExpressEfficiencyRebateProgram | 213024-Lighting - Hardwire Merc Vap Base 27-65 watt Fluorescent Fixture |  | 7 | Commercial | 07-ESE-Education–SecondarySchool-LIT_INT | 0 |  |  |  |  | 71.9482 | 37.9013 | 0 | 0 | 0 | 34.0469 | 57.1998 |  | kWh | 0.013294 |  | Commercial |  | Annual | [5 empty] | 16 | 0.96 |  |  |  | 0 | 0 | 0 | 46.7003 | 0 | 0 | 0 | 0 | 0 | 0 | 0 | 0 | 2006 Qtr 1: 0; 2006 Qtr 2: 0; 2006 Qtr 3: 0; 2006 Qtr 4: 0; 2007 Qtr 1: 0; 2007 Qtr 2: 0; 2007 Qtr 3: 0; 2007 Qtr 4: 0; 2008 Qtr 1: 46.7003; 2008 Qtr 2: 0; 2008 Qtr 3: 0; 2008 Qtr 4: 0 | 46.7003
SDGE3012_EXP_EXP-ExpressEfficiencyRebateProgram | 213147-Premium T8 with T12 34Watt Baseline |  | 7 | Commercial | 07-ESE-Education–SecondarySchool-LIT_INT | 0 |  |  |  |  | 16.3168 | 7.7087 | 0 | 0 | 0 | 8.6081 | 8.9602 |  | kWh | 0.0022723 | -0.036737 | Commercial |  | Annual | [5 empty] | 11 | 0.96 |  |  |  | 0 | 0 | 0 | 161.8942 | 0 | 0 | 0 | 0 | 0 | 0 | 0 | 0 | 2006 Qtr 1: 0; 2006 Qtr 2: 0; 2006 Qtr 3: 0; 2006 Qtr 4: 0; 2007 Qtr 1: 0; 2007 Qtr 2: 0; 2007 Qtr 3: 0; 2007 Qtr 4: 0; 2008 Qtr 1: 161.8942; 2008 Qtr 2: 0; 2008 Qtr 3: 0; 2008 Qtr 4: 0 | 161.8942
SDGE3012_EXP_EXP-ExpressEfficiencyRebateProgram | 213053-Lighting - Remove 4 Ft T-8 (De-Lamp) | COFL00AVDEL01 | 7 | Commercial | 07-ESE-Education–SecondarySchool-LIT_INT | 0 |  |  |  |  | 33.026 | 12.8479 | 0 | 0 | 0 | 20.1781 | 93.9672 |  | kWh | 0.02383 | -0.38527 | Commercial |  | Annual | [5 empty] | 11 | 0.96 |  |  |  | 0 | 0 | 0 | 161.8942 | 0 | 0 | 0 | 0 | 0 | 0 | 0 | 0 | 2006 Qtr 1: 0; 2006 Qtr 2: 0; 2006 Qtr 3: 0; 2006 Qtr 4: 0; 2007 Qtr 1: 0; 2007 Qtr 2: 0; 2007 Qtr 3: 0; 2007 Qtr 4: 0; 2008 Qtr 1: 161.8942; 2008 Qtr 2: 0; 2008 Qtr 3: 0; 2008 Qtr 4: 0 | 161.8942
SDGE3012_EXP_EXP-ExpressEfficiencyRebateProgram | 213082-Refrigeration - Vending Machine Controller | CALC00AVVEN01 | 7 | Commercial | 07-ESE-Education–SecondarySchool-REFG | 0 |  |  |  |  | 215.5 | 155 | 0 | 0 | 0 | 60.5 | 1612 |  | kWh | 0 | 0 | Commercial |  | Annual | [5 empty] | 10 | 0.96 |  |  |  | 0 | 0 | 0 | 1 | 0 | 0 | 0 | 0 | 0 | 0 | 0 | 0 | 2006 Qtr 1: 0; 2006 Qtr 2: 0; 2006 Qtr 3: 0; 2006 Qtr 4: 0; 2007 Qtr 1: 0; 2007 Qtr 2: 0; 2007 Qtr 3: 0; 2007 Qtr 4: 0; 2008 Qtr 1: 1; 2008 Qtr 2: 0; 2008 Qtr 3: 0; 2008 Qtr 4: 0 | 1
SDGE3012_EXP_EXP-ExpressEfficiencyRebateProgram | 213026-Lighting - Hardwired 14-26 watt CF Fixture | Averaged DEER Msrs | 7 | Commercial | 07-ESE-Education–SecondarySchool-LIT_INT | 0 |  |  |  |  | 21.3375 | 21.5 | 0 | 0 | 0 | -0.1625 | 250.9786 |  | kWh | 0.049286 | 0 | Commercial |  | Annual | [5 empty] | 12 | 0.96 |  |  |  | 0 | 0 | 0 | 8 | 0 | 0 | 0 | 0 | 0 | 0 | 0 | 0 | 2006 Qtr 1: 0; 2006 Qtr 2: 0; 2006 Qtr 3: 0; 2006 Qtr 4: 0; 2007 Qtr 1: 0; 2007 Qtr 2: 0; 2007 Qtr 3: 0; 2007 Qtr 4: 0; 2008 Qtr 1: 8; 2008 Qtr 2: 0; 2008 Qtr 3: 0; 2008 Qtr 4: 0 | 8
SDGE3012_EXP_EXP-ExpressEfficiencyRebateProgram | 213021-Lighting - Hardwire Incan Base 27-65 watt Fluorescent Fixture | CRTS00AVM65St | 7 | Commercial | 07-ESE-Education–SecondarySchool-LIT_INT | 0 |  |  |  |  | 55.9372 | 55.8883 | 0 | 0 | 0 | 0.048822 | 119.6827 |  | kWh | 0.027817 |  | Commercial |  | Annual | [5 empty] | 12 | 0.96 |  |  |  | 0 | 0 | 0 | 9.3401 | 0 | 0 | 0 | 0 | 0 | 0 | 0 | 0 | 2006 Qtr 1: 0; 2006 Qtr 2: 0; 2006 Qtr 3: 0; 2006 Qtr 4: 0; 2007 Qtr 1: 0; 2007 Qtr 2: 0; 2007 Qtr 3: 0; 2007 Qtr 4: 0; 2008 Qtr 1: 9.3401; 2008 Qtr 2: 0; 2008 Qtr 3: 0; 2008 Qtr 4: 0 | 9.3401
SDGE3012_EXP_EXP-ExpressEfficiencyRebateProgram | 213147-Premium T8 with T12 34Watt Baseline |  | 7 | Commercial | 07-ESE-Education–SecondarySchool-LIT_INT | 0 |  |  |  |  | 16.3168 | 7.7087 | 0 | 0 | 0 | 8.6081 | 8.9602 |  | kWh | 0.0022723 | -0.036737 | Commercial |  | Annual | [5 empty] | 11 | 0.96 |  |  |  | 0 | 0 | 0 | 56.0403 | 0 | 0 | 0 | 0 | 0 | 0 | 0 | 0 | 2006 Qtr 1: 0; 2006 Qtr 2: 0; 2006 Qtr 3: 0; 2006 Qtr 4: 0; 2007 Qtr 1: 0; 2007 Qtr 2: 0; 2007 Qtr 3: 0; 2007 Qtr 4: 0; 2008 Qtr 1: 56.0403; 2008 Qtr 2: 0; 2008 Qtr 3: 0; 2008 Qtr 4: 0 | 56.0403
SDGE3012_EXP_EXP-ExpressEfficiencyRebateProgram | 213053-Lighting - Remove 4 Ft T-8 (De-Lamp) | COFL00AVDEL01 | 7 | Commercial | 07-ESE-Education–SecondarySchool-LIT_INT | 0 |  |  |  |  | 33.026 | 12.8479 | 0 | 0 | 0 | 20.1781 | 93.9672 |  | kWh | 0.02383 | -0.38527 | Commercial |  | Annual | [5 empty] | 11 | 0.96 |  |  |  | 0 | 0 | 0 | 56.0403 | 0 | 0 | 0 | 0 | 0 | 0 | 0 | 0 | 2006 Qtr 1: 0; 2006 Qtr 2: 0; 2006 Qtr 3: 0; 2006 Qtr 4: 0; 2007 Qtr 1: 0; 2007 Qtr 2: 0; 2007 Qtr 3: 0; 2007 Qtr 4: 0; 2008 Qtr 1: 56.0403; 2008 Qtr 2: 0; 2008 Qtr 3: 0; 2008 Qtr 4: 0 | 56.0403
SDGE3012_EXP_EXP-ExpressEfficiencyRebateProgram | 213082-Refrigeration - Vending Machine Controller | CALC00AVVEN01 | 7 | Commercial | 07-ESE-Education–SecondarySchool-REFG | 0 |  |  |  |  | 215.5 | 155 | 0 | 0 | 0 | 60.5 | 1612 |  | kWh | 0 | 0 | Commercial |  | Annual | [5 empty] | 10 | 0.96 |  |  |  | 0 | 0 | 0 | 1 | 0 | 0 | 0 | 0 | 0 | 0 | 0 | 0 | 2006 Qtr 1: 0; 2006 Qtr 2: 0; 2006 Qtr 3: 0; 2006 Qtr 4: 0; 2007 Qtr 1: 0; 2007 Qtr 2: 0; 2007 Qtr 3: 0; 2007 Qtr 4: 0; 2008 Qtr 1: 1; 2008 Qtr 2: 0; 2008 Qtr 3: 0; 2008 Qtr 4: 0 | 1
SDGE3012_EXP_EXP-ExpressEfficiencyRebateProgram | 213222-Lighting - Screw in 14-26 Watt Lamp |  | 7 | Commercial | 07-ESE-Education–SecondarySchool-LIT_INT | 0 |  |  |  |  | 7.1694 | 8.101 | 0 | 0 | 0 | -0.93161 | 35.0863 |  | kWh | 0.0026128 | -0.14752 | Commercial |  | Annual | [5 empty] | 2.3 | 0.96 |  |  |  | 0.797 | 0 | 0 | 44.4391 | 0 | 0 | 0 | 0 | 0 | 0 | 0 | 0 | 2006 Qtr 1: 0; 2006 Qtr 2: 0; 2006 Qtr 3: 0; 2006 Qtr 4: 0; 2007 Qtr 1: 0; 2007 Qtr 2: 0; 2007 Qtr 3: 0; 2007 Qtr 4: 0; 2008 Qtr 1: 44.4391; 2008 Qtr 2: 0; 2008 Qtr 3: 0; 2008 Qtr 4: 0 | 44.4391
SDGE3012_EXP_EXP-ExpressEfficiencyRebateProgram | 213221-Lighting - Screw in >= 27 Watt Lamp |  | 7 | Commercial | 07-ESE-Education–SecondarySchool-LIT_INT | 0 |  |  |  |  | 8.2022 | 10.6325 | 0 | 0 | 0 | -2.4303 | 36.5218 |  | kWh | 0.0027197 | -0.15355 | Commercial |  | Annual | [5 empty] | 1.2 | 0.96 |  |  |  | 0 | 0 | 0 | 45.4267 | 0 | 0 | 0 | 0 | 0 | 0 | 0 | 0 | 2006 Qtr 1: 0; 2006 Qtr 2: 0; 2006 Qtr 3: 0; 2006 Qtr 4: 0; 2007 Qtr 1: 0; 2007 Qtr 2: 0; 2007 Qtr 3: 0; 2007 Qtr 4: 0; 2008 Qtr 1: 45.4267; 2008 Qtr 2: 0; 2008 Qtr 3: 0; 2008 Qtr 4: 0 | 45.4267
SDGE3012_EXP_EXP-ExpressEfficiencyRebateProgram | 213021-Lighting - Hardwire Incan Base 27-65 watt Fluorescent Fixture | CRTS00AVM65St | 7 | Commercial | 07-ESE-Education–SecondarySchool-LIT_INT | 0 |  |  |  |  | 55.9372 | 55.8883 | 0 | 0 | 0 | 0.048822 | 119.6827 |  | kWh | 0.027817 |  | Commercial |  | Annual | [5 empty] | 12 | 0.96 |  |  |  | 0 | 0 | 0 | 4.67 | 0 | 0 | 0 | 0 | 0 | 0 | 0 | 0 | 2006 Qtr 1: 0; 2006 Qtr 2: 0; 2006 Qtr 3: 0; 2006 Qtr 4: 0; 2007 Qtr 1: 0; 2007 Qtr 2: 0; 2007 Qtr 3: 0; 2007 Qtr 4: 0; 2008 Qtr 1: 4.67; 2008 Qtr 2: 0; 2008 Qtr 3: 0; 2008 Qtr 4: 0 | 4.67
SDGE3012_EXP_EXP-ExpressEfficiencyRebateProgram | 213147-Premium T8 with T12 34Watt Baseline |  | 7 | Commercial | 07-ESE-Education–SecondarySchool-LIT_INT | 0 |  |  |  |  | 16.3168 | 7.7087 | 0 | 0 | 0 | 8.6081 | 8.9602 |  | kWh | 0.0022723 | -0.036737 | Commercial |  | Annual | [5 empty] | 11 | 0.96 |  |  |  | 0 | 0 | 0 | 84.0605 | 0 | 0 | 0 | 0 | 0 | 0 | 0 | 0 | 2006 Qtr 1: 0; 2006 Qtr 2: 0; 2006 Qtr 3: 0; 2006 Qtr 4: 0; 2007 Qtr 1: 0; 2007 Qtr 2: 0; 2007 Qtr 3: 0; 2007 Qtr 4: 0; 2008 Qtr 1: 84.0605; 2008 Qtr 2: 0; 2008 Qtr 3: 0; 2008 Qtr 4: 0 | 84.0605
SDGE3012_EXP_EXP-ExpressEfficiencyRebateProgram | 213053-Lighting - Remove 4 Ft T-8 (De-Lamp) | COFL00AVDEL01 | 7 | Commercial | 07-ESE-Education–SecondarySchool-LIT_INT | 0 |  |  |  |  | 33.026 | 12.8479 | 0 | 0 | 0 | 20.1781 | 93.9672 |  | kWh | 0.02383 | -0.38527 | Commercial |  | Annual | [5 empty] | 11 | 0.96 |  |  |  | 0 | 0 | 0 | 84.0605 | 0 | 0 | 0 | 0 | 0 | 0 | 0 | 0 | 2006 Qtr 1: 0; 2006 Qtr 2: 0; 2006 Qtr 3: 0; 2006 Qtr 4: 0; 2007 Qtr 1: 0; 2007 Qtr 2: 0; 2007 Qtr 3: 0; 2007 Qtr 4: 0; 2008 Qtr 1: 84.0605; 2008 Qtr 2: 0; 2008 Qtr 3: 0; 2008 Qtr 4: 0 | 84.0605
SDGE3012_EXP_EXP-ExpressEfficiencyRebateProgram | 213082-Refrigeration - Vending Machine Controller | CALC00AVVEN01 | 7 | Commercial | 07-ESE-Education–SecondarySchool-REFG | 0 |  |  |  |  | 215.5 | 155 | 0 | 0 | 0 | 60.5 | 1612 |  | kWh | 0 | 0 | Commercial |  | Annual | [5 empty] | 10 | 0.96 |  |  |  | 0 | 0 | 0 | 1 | 0 | 0 | 0 | 0 | 0 | 0 | 0 | 0 | 2006 Qtr 1: 0; 2006 Qtr 2: 0; 2006 Qtr 3: 0; 2006 Qtr 4: 0; 2007 Qtr 1: 0; 2007 Qtr 2: 0; 2007 Qtr 3: 0; 2007 Qtr 4: 0; 2008 Qtr 1: 1; 2008 Qtr 2: 0; 2008 Qtr 3: 0; 2008 Qtr 4: 0 | 1
SDGE3012_EXP_EXP-ExpressEfficiencyRebateProgram | 213222-Lighting - Screw in 14-26 Watt Lamp |  | 7 | Commercial | 07-ESE-Education–SecondarySchool-LIT_INT | 0 |  |  |  |  | 7.1694 | 8.101 | 0 | 0 | 0 | -0.93161 | 35.0863 |  | kWh | 0.0026128 | -0.14752 | Commercial |  | Annual | [5 empty] | 2.3 | 0.96 |  |  |  | 0.797 | 0 | 0 | 14.813 | 0 | 0 | 0 | 0 | 0 | 0 | 0 | 0 | 2006 Qtr 1: 0; 2006 Qtr 2: 0; 2006 Qtr 3: 0; 2006 Qtr 4: 0; 2007 Qtr 1: 0; 2007 Qtr 2: 0; 2007 Qtr 3: 0; 2007 Qtr 4: 0; 2008 Qtr 1: 14.813; 2008 Qtr 2: 0; 2008 Qtr 3: 0; 2008 Qtr 4: 0 | 14.813
SDGE3012_EXP_EXP-ExpressEfficiencyRebateProgram | 213221-Lighting - Screw in >= 27 Watt Lamp |  | 7 | Commercial | 07-ESE-Education–SecondarySchool-LIT_INT | 0 |  |  |  |  | 8.2022 | 10.6325 | 0 | 0 | 0 | -2.4303 | 36.5218 |  | kWh | 0.0027197 | -0.15355 | Commercial |  | Annual | [5 empty] | 1.2 | 0.96 |  |  |  | 0 | 0 | 0 | 135.2925 | 0 | 0 | 0 | 0 | 0 | 0 | 0 | 0 | 2006 Qtr 1: 0; 2006 Qtr 2: 0; 2006 Qtr 3: 0; 2006 Qtr 4: 0; 2007 Qtr 1: 0; 2007 Qtr 2: 0; 2007 Qtr 3: 0; 2007 Qtr 4: 0; 2008 Qtr 1: 135.2925; 2008 Qtr 2: 0; 2008 Qtr 3: 0; 2008 Qtr 4: 0 | 135.2925
SDGE3012_EXP_EXP-ExpressEfficiencyRebateProgram | 213021-Lighting - Hardwire Incan Base 27-65 watt Fluorescent Fixture | CRTS00AVM65St | 7 | Commercial | 07-ESE-Education–SecondarySchool-LIT_INT | 0 |  |  |  |  | 55.9372 | 55.8883 | 0 | 0 | 0 | 0.048822 | 119.6827 |  | kWh | 0.027817 |  | Commercial |  | Annual | [5 empty] | 12 | 0.96 |  |  |  | 0 | 0 | 0 | 4.67 | 0 | 0 | 0 | 0 | 0 | 0 | 0 | 0 | 2006 Qtr 1: 0; 2006 Qtr 2: 0; 2006 Qtr 3: 0; 2006 Qtr 4: 0; 2007 Qtr 1: 0; 2007 Qtr 2: 0; 2007 Qtr 3: 0; 2007 Qtr 4: 0; 2008 Qtr 1: 4.67; 2008 Qtr 2: 0; 2008 Qtr 3: 0; 2008 Qtr 4: 0 | 4.67
SDGE3012_EXP_EXP-ExpressEfficiencyRebateProgram | 213022-Lighting - Hardwire Incan Base 66-90 watt Fluorescent Fixture |  | 7 | Commercial | 07-ESE-Education–SecondarySchool-LIT_INT | 0 |  |  |  |  | 176.0162 | 122.055 | 0 | 0 | 0 | 53.9612 | 57.1998 |  | kWh | 0.013294 |  | Commercial |  | Annual | [5 empty] | 12 | 0.96 |  |  |  | 0 | 0 | 0 | 1.5567 | 0 | 0 | 0 | 0 | 0 | 0 | 0 | 0 | 2006 Qtr 1: 0; 2006 Qtr 2: 0; 2006 Qtr 3: 0; 2006 Qtr 4: 0; 2007 Qtr 1: 0; 2007 Qtr 2: 0; 2007 Qtr 3: 0; 2007 Qtr 4: 0; 2008 Qtr 1: 1.5567; 2008 Qtr 2: 0; 2008 Qtr 3: 0; 2008 Qtr 4: 0 | 1.5567
SDGE3012_EXP_EXP-ExpressEfficiencyRebateProgram | 213011-Lighting - 2 Ft 2nd Gen. T-8 with Elec. Ballast |  | 7 | Commercial | 07-ESE-Education–SecondarySchool-LIT_INT | 0 |  |  |  |  | 26.9806 | 6.4239 | 0 | 0 | 0 | 20.5566 | 17.9893 |  | kWh | 0.004562 | -0.073757 | Commercial |  | Annual | [5 empty] | 11 | 0.96 |  |  |  | 0 | 0 | 0 | 4.67 | 0 | 0 | 0 | 0 | 0 | 0 | 0 | 0 | 2006 Qtr 1: 0; 2006 Qtr 2: 0; 2006 Qtr 3: 0; 2006 Qtr 4: 0; 2007 Qtr 1: 0; 2007 Qtr 2: 0; 2007 Qtr 3: 0; 2007 Qtr 4: 0; 2008 Qtr 1: 4.67; 2008 Qtr 2: 0; 2008 Qtr 3: 0; 2008 Qtr 4: 0 | 4.67
SDGE3012_EXP_EXP-ExpressEfficiencyRebateProgram | 213147-Premium T8 with T12 34Watt Baseline |  | 7 | Commercial | 07-ESE-Education–SecondarySchool-LIT_INT | 0 |  |  |  |  | 16.3168 | 7.7087 | 0 | 0 | 0 | 8.6081 | 8.9602 |  | kWh | 0.0022723 | -0.036737 | Commercial |  | Annual | [5 empty] | 11 | 0.96 |  |  |  | 0 | 0 | 0 | 6.2267 | 0 | 0 | 0 | 0 | 0 | 0 | 0 | 0 | 2006 Qtr 1: 0; 2006 Qtr 2: 0; 2006 Qtr 3: 0; 2006 Qtr 4: 0; 2007 Qtr 1: 0; 2007 Qtr 2: 0; 2007 Qtr 3: 0; 2007 Qtr 4: 0; 2008 Qtr 1: 6.2267; 2008 Qtr 2: 0; 2008 Qtr 3: 0; 2008 Qtr 4: 0 | 6.2267
SDGE3012_EXP_EXP-ExpressEfficiencyRebateProgram | 213082-Refrigeration - Vending Machine Controller | CALC00AVVEN01 | 7 | Commercial | 07-ESE-Education–SecondarySchool-REFG | 0 |  |  |  |  | 215.5 | 155 | 0 | 0 | 0 | 60.5 | 1612 |  | kWh | 0 | 0 | Commercial |  | Annual | [5 empty] | 10 | 0.96 |  |  |  | 0 | 0 | 0 | 1 | 0 | 0 | 0 | 0 | 0 | 0 | 0 | 0 | 2006 Qtr 1: 0; 2006 Qtr 2: 0; 2006 Qtr 3: 0; 2006 Qtr 4: 0; 2007 Qtr 1: 0; 2007 Qtr 2: 0; 2007 Qtr 3: 0; 2007 Qtr 4: 0; 2008 Qtr 1: 1; 2008 Qtr 2: 0; 2008 Qtr 3: 0; 2008 Qtr 4: 0 | 1
SDGE3012_EXP_EXP-ExpressEfficiencyRebateProgram | 213221-Lighting - Screw in >= 27 Watt Lamp |  | 7 | Commercial | 07-ESE-Education–SecondarySchool-LIT_INT | 0 |  |  |  |  | 8.2022 | 10.6325 | 0 | 0 | 0 | -2.4303 | 36.5218 |  | kWh | 0.0027197 | -0.15355 | Commercial |  | Annual | [5 empty] | 1.2 | 0.96 |  |  |  | 0 | 0 | 0 | 11.8504 | 0 | 0 | 0 | 0 | 0 | 0 | 0 | 0 | 2006 Qtr 1: 0; 2006 Qtr 2: 0; 2006 Qtr 3: 0; 2006 Qtr 4: 0; 2007 Qtr 1: 0; 2007 Qtr 2: 0; 2007 Qtr 3: 0; 2007 Qtr 4: 0; 2008 Qtr 1: 11.8504; 2008 Qtr 2: 0; 2008 Qtr 3: 0; 2008 Qtr 4: 0 | 11.8504
SDGE3012_EXP_EXP-ExpressEfficiencyRebateProgram | 213026-Lighting - Hardwired 14-26 watt CF Fixture | Averaged DEER Msrs | 7 | Commercial | 07-ESE-Education–SecondarySchool-LIT_INT | 0 |  |  |  |  | 21.3375 | 21.5 | 0 | 0 | 0 | -0.1625 | 250.9786 |  | kWh | 0.049286 | 0 | Commercial |  | Annual | [5 empty] | 12 | 0.96 |  |  |  | 0 | 0 | 0 | 8 | 0 | 0 | 0 | 0 | 0 | 0 | 0 | 0 | 2006 Qtr 1: 0; 2006 Qtr 2: 0; 2006 Qtr 3: 0; 2006 Qtr 4: 0; 2007 Qtr 1: 0; 2007 Qtr 2: 0; 2007 Qtr 3: 0; 2007 Qtr 4: 0; 2008 Qtr 1: 8; 2008 Qtr 2: 0; 2008 Qtr 3: 0; 2008 Qtr 4: 0 | 8
SDGE3012_EXP_EXP-ExpressEfficiencyRebateProgram | 213021-Lighting - Hardwire Incan Base 27-65 watt Fluorescent Fixture | CRTS00AVM65St | 7 | Commercial | 07-ESE-Education–SecondarySchool-LIT_INT | 0 |  |  |  |  | 55.9372 | 55.8883 | 0 | 0 | 0 | 0.048822 | 119.6827 |  | kWh | 0.027817 |  | Commercial |  | Annual | [5 empty] | 12 | 0.96 |  |  |  | 0 | 0 | 0 | 10.8967 | 0 | 0 | 0 | 0 | 0 | 0 | 0 | 0 | 2006 Qtr 1: 0; 2006 Qtr 2: 0; 2006 Qtr 3: 0; 2006 Qtr 4: 0; 2007 Qtr 1: 0; 2007 Qtr 2: 0; 2007 Qtr 3: 0; 2007 Qtr 4: 0; 2008 Qtr 1: 10.8967; 2008 Qtr 2: 0; 2008 Qtr 3: 0; 2008 Qtr 4: 0 | 10.8967
SDGE3012_EXP_EXP-ExpressEfficiencyRebateProgram | 213022-Lighting - Hardwire Incan Base 66-90 watt Fluorescent Fixture |  | 7 | Commercial | 07-ESE-Education–SecondarySchool-LIT_INT | 0 |  |  |  |  | 176.0162 | 122.055 | 0 | 0 | 0 | 53.9612 | 57.1998 |  | kWh | 0.013294 |  | Commercial |  | Annual | [5 empty] | 12 | 0.96 |  |  |  | 0 | 0 | 0 | 9.3401 | 0 | 0 | 0 | 0 | 0 | 0 | 0 | 0 | 2006 Qtr 1: 0; 2006 Qtr 2: 0; 2006 Qtr 3: 0; 2006 Qtr 4: 0; 2007 Qtr 1: 0; 2007 Qtr 2: 0; 2007 Qtr 3: 0; 2007 Qtr 4: 0; 2008 Qtr 1: 9.3401; 2008 Qtr 2: 0; 2008 Qtr 3: 0; 2008 Qtr 4: 0 | 9.3401
SDGE3012_EXP_EXP-ExpressEfficiencyRebateProgram | 213147-Premium T8 with T12 34Watt Baseline |  | 7 | Commercial | 07-ESE-Education–SecondarySchool-LIT_INT | 0 |  |  |  |  | 16.3168 | 7.7087 | 0 | 0 | 0 | 8.6081 | 8.9602 |  | kWh | 0.0022723 | -0.036737 | Commercial |  | Annual | [5 empty] | 11 | 0.96 |  |  |  | 0 | 0 | 0 | 298.8816 | 0 | 0 | 0 | 0 | 0 | 0 | 0 | 0 | 2006 Qtr 1: 0; 2006 Qtr 2: 0; 2006 Qtr 3: 0; 2006 Qtr 4: 0; 2007 Qtr 1: 0; 2007 Qtr 2: 0; 2007 Qtr 3: 0; 2007 Qtr 4: 0; 2008 Qtr 1: 298.8816; 2008 Qtr 2: 0; 2008 Qtr 3: 0; 2008 Qtr 4: 0 | 298.8816
SDGE3012_EXP_EXP-ExpressEfficiencyRebateProgram | 213053-Lighting - Remove 4 Ft T-8 (De-Lamp) | COFL00AVDEL01 | 7 | Commercial | 07-ESE-Education–SecondarySchool-LIT_INT | 0 |  |  |  |  | 33.026 | 12.8479 | 0 | 0 | 0 | 20.1781 | 93.9672 |  | kWh | 0.02383 | -0.38527 | Commercial |  | Annual | [5 empty] | 11 | 0.96 |  |  |  | 0 | 0 | 0 | 235.0579 | 0 | 0 | 0 | 0 | 0 | 0 | 0 | 0 | 2006 Qtr 1: 0; 2006 Qtr 2: 0; 2006 Qtr 3: 0; 2006 Qtr 4: 0; 2007 Qtr 1: 0; 2007 Qtr 2: 0; 2007 Qtr 3: 0; 2007 Qtr 4: 0; 2008 Qtr 1: 235.0579; 2008 Qtr 2: 0; 2008 Qtr 3: 0; 2008 Qtr 4: 0 | 235.0579
SDGE3012_EXP_EXP-ExpressEfficiencyRebateProgram | 213082-Refrigeration - Vending Machine Controller | CALC00AVVEN01 | 7 | Commercial | 07-ESE-Education–SecondarySchool-REFG | 0 |  |  |  |  | 215.5 | 155 | 0 | 0 | 0 | 60.5 | 1612 |  | kWh | 0 | 0 | Commercial |  | Annual | [5 empty] | 10 | 0.96 |  |  |  | 0 | 0 | 0 | 1 | 0 | 0 | 0 | 0 | 0 | 0 | 0 | 0 | 2006 Qtr 1: 0; 2006 Qtr 2: 0; 2006 Qtr 3: 0; 2006 Qtr 4: 0; 2007 Qtr 1: 0; 2007 Qtr 2: 0; 2007 Qtr 3: 0; 2007 Qtr 4: 0; 2008 Qtr 1: 1; 2008 Qtr 2: 0; 2008 Qtr 3: 0; 2008 Qtr 4: 0 | 1
SDGE3012_EXP_EXP-ExpressEfficiencyRebateProgram | 213215-Lighting-Interior High Bay Linear Fluorescent Fixtures <= 244 Watts replacing 400 Watts (Tier 1) |  | 7 | Commercial | 01-ALC-AllCommercial-IntLight | 0 |  |  |  |  | 308.7635 | 97.9359 | 0 | 0 | 0 | 210.8275 | 757.751 |  | kWh | 0.19915 | -2.9519 | Commercial |  | Annual | [5 empty] | 11 | 0.96 |  |  |  | 0 | 0 | 0 | 173.0775 | 0 | 0 | 0 | 0 | 0 | 0 | 0 | 0 | 2006 Qtr 1: 0; 2006 Qtr 2: 0; 2006 Qtr 3: 0; 2006 Qtr 4: 0; 2007 Qtr 1: 0; 2007 Qtr 2: 0; 2007 Qtr 3: 0; 2007 Qtr 4: 0; 2008 Qtr 1: 173.0775; 2008 Qtr 2: 0; 2008 Qtr 3: 0; 2008 Qtr 4: 0 | 173.0775
SDGE3012_EXP_EXP-ExpressEfficiencyRebateProgram | 213230-Lighting - Occupancy Sensor - High-Bay Sensor |  | 7 | Commercial | 01-ALC-AllCommercial-IntLight | 0 |  |  |  |  | 141 | 100 | 0 | 0 | 0 | 41 | 1304.0352 |  | kWh | 0.465 | 0 | Commercial |  | Annual | [5 empty] | 8 | 0.96 |  |  |  | 0 | 0 | 0 | 167 | 0 | 0 | 0 | 0 | 0 | 0 | 0 | 0 | 2006 Qtr 1: 0; 2006 Qtr 2: 0; 2006 Qtr 3: 0; 2006 Qtr 4: 0; 2007 Qtr 1: 0; 2007 Qtr 2: 0; 2007 Qtr 3: 0; 2007 Qtr 4: 0; 2008 Qtr 1: 167; 2008 Qtr 2: 0; 2008 Qtr 3: 0; 2008 Qtr 4: 0 | 167
SDGE3012_EXP_EXP-ExpressEfficiencyRebateProgram | 213215-Lighting-Interior High Bay Linear Fluorescent Fixtures <= 244 Watts replacing 400 Watts (Tier 1) |  | 7 | Commercial | 01-ALC-AllCommercial-IntLight | 0 |  |  |  |  | 308.7635 | 97.9359 | 0 | 0 | 0 | 210.8275 | 757.751 |  | kWh | 0.19915 | -2.9519 | Commercial |  | Annual | [5 empty] | 11 | 0.96 |  |  |  | 0 | 0 | 0 | 30.0554 | 0 | 0 | 0 | 0 | 0 | 0 | 0 | 0 | 2006 Qtr 1: 0; 2006 Qtr 2: 0; 2006 Qtr 3: 0; 2006 Qtr 4: 0; 2007 Qtr 1: 0; 2007 Qtr 2: 0; 2007 Qtr 3: 0; 2007 Qtr 4: 0; 2008 Qtr 1: 30.0554; 2008 Qtr 2: 0; 2008 Qtr 3: 0; 2008 Qtr 4: 0 | 30.0554
SDGE3012_EXP_EXP-ExpressEfficiencyRebateProgram | 213230-Lighting - Occupancy Sensor - High-Bay Sensor |  | 7 | Commercial | 01-ALC-AllCommercial-IntLight | 0 |  |  |  |  | 141 | 100 | 0 | 0 | 0 | 41 | 1304.0352 |  | kWh | 0.465 | 0 | Commercial |  | Annual | [5 empty] | 8 | 0.96 |  |  |  | 0 | 0 | 0 | 29 | 0 | 0 | 0 | 0 | 0 | 0 | 0 | 0 | 2006 Qtr 1: 0; 2006 Qtr 2: 0; 2006 Qtr 3: 0; 2006 Qtr 4: 0; 2007 Qtr 1: 0; 2007 Qtr 2: 0; 2007 Qtr 3: 0; 2007 Qtr 4: 0; 2008 Qtr 1: 29; 2008 Qtr 2: 0; 2008 Qtr 3: 0; 2008 Qtr 4: 0 | 29
SDGE3012_EXP_EXP-ExpressEfficiencyRebateProgram | 213013-Lighting - 8 Ft T-8 with Elec. Ballast |  | 7 | Commercial | 01-ALC-AllCommercial-IntLight | 0 |  |  |  |  | 41.7557 | 9.6359 | 0 | 0 | 0 | 32.1197 | 43.1123 |  | kWh | 0.011934 | -0.16795 | Commercial |  | Annual | [5 empty] | 11 | 0.96 |  |  |  | 0 | 0 | 0 | 40.4736 | 0 | 0 | 0 | 0 | 0 | 0 | 0 | 0 | 2006 Qtr 1: 0; 2006 Qtr 2: 0; 2006 Qtr 3: 0; 2006 Qtr 4: 0; 2007 Qtr 1: 0; 2007 Qtr 2: 0; 2007 Qtr 3: 0; 2007 Qtr 4: 0; 2008 Qtr 1: 40.4736; 2008 Qtr 2: 0; 2008 Qtr 3: 0; 2008 Qtr 4: 0 | 40.4736
SDGE3012_EXP_EXP-ExpressEfficiencyRebateProgram | 213222-Lighting - Screw in 14-26 Watt Lamp |  | 7 | Commercial | 01-ALC-AllCommercial-IntLight | 0 |  |  |  |  | 7.1694 | 7.2909 | 0 | 0 | 0 | -0.12151 | 71.8498 |  | kWh | 0.004956 | -0.33414 | Commercial |  | Annual | [5 empty] | 2.3 | 0.96 |  |  |  | 0.797 | 0 | 0 | 23.7009 | 0 | 0 | 0 | 0 | 0 | 0 | 0 | 0 | 2006 Qtr 1: 0; 2006 Qtr 2: 0; 2006 Qtr 3: 0; 2006 Qtr 4: 0; 2007 Qtr 1: 0; 2007 Qtr 2: 0; 2007 Qtr 3: 0; 2007 Qtr 4: 0; 2008 Qtr 1: 23.7009; 2008 Qtr 2: 0; 2008 Qtr 3: 0; 2008 Qtr 4: 0 | 23.7009
SDGE3012_EXP_EXP-ExpressEfficiencyRebateProgram | 213147-Premium T8 with T12 34Watt Baseline |  | 7 | Commercial | 01-ALC-AllCommercial-IntLight | 0 |  |  |  |  | 16.3168 | 6.9379 | 0 | 0 | 0 | 9.379 | 23.4731 |  | kWh | 0.0045936 | -0.044663 | Commercial |  | Annual | [5 empty] | 11 | 0.96 |  |  |  | 0 | 0 | 0 | 1083.4459 | 0 | 0 | 0 | 0 | 0 | 0 | 0 | 0 | 2006 Qtr 1: 0; 2006 Qtr 2: 0; 2006 Qtr 3: 0; 2006 Qtr 4: 0; 2007 Qtr 1: 0; 2007 Qtr 2: 0; 2007 Qtr 3: 0; 2007 Qtr 4: 0; 2008 Qtr 1: 1083.4459; 2008 Qtr 2: 0; 2008 Qtr 3: 0; 2008 Qtr 4: 0 | 1083.4459
SDGE3012_EXP_EXP-ExpressEfficiencyRebateProgram | 213224-Lighting - Occupancy Sensor - Wall/Ceiling Mounted Lighting Sensor | CALC00AVOCC01 | 7 | Commercial | 01-ALC-AllCommercial-IntLight | 0 |  |  |  |  | 42.2833 | 75.15 | 0 | 0 | 0 | -32.8667 | 213.759 |  | kWh | 0.17617 | 0 | Commercial |  | Annual | [5 empty] | 8 | 0.96 |  |  |  | 0 | 0 | 0 | 7 | 0 | 0 | 0 | 0 | 0 | 0 | 0 | 0 | 2006 Qtr 1: 0; 2006 Qtr 2: 0; 2006 Qtr 3: 0; 2006 Qtr 4: 0; 2007 Qtr 1: 0; 2007 Qtr 2: 0; 2007 Qtr 3: 0; 2007 Qtr 4: 0; 2008 Qtr 1: 7; 2008 Qtr 2: 0; 2008 Qtr 3: 0; 2008 Qtr 4: 0 | 7
SDGE3012_EXP_EXP-ExpressEfficiencyRebateProgram | 213215-Lighting-Interior High Bay Linear Fluorescent Fixtures <= 244 Watts replacing 400 Watts (Tier 1) |  | 10 | Commercial | 01-ALC-AllCommercial-IntLight | 0 |  |  |  |  | 308.7635 | 97.9359 | 0 | 0 | 0 | 210.8275 | 780.5075 |  | kWh | 0.20132 | -3.2216 | Commercial |  | Annual | [5 empty] | 11 | 0.96 |  |  |  | 0 | 0 | 0 | 17.6187 | 0 | 0 | 0 | 0 | 0 | 0 | 0 | 0 | 2006 Qtr 1: 0; 2006 Qtr 2: 0; 2006 Qtr 3: 0; 2006 Qtr 4: 0; 2007 Qtr 1: 0; 2007 Qtr 2: 0; 2007 Qtr 3: 0; 2007 Qtr 4: 0; 2008 Qtr 1: 17.6187; 2008 Qtr 2: 0; 2008 Qtr 3: 0; 2008 Qtr 4: 0 | 17.6187
SDGE3012_EXP_EXP-ExpressEfficiencyRebateProgram | 213230-Lighting - Occupancy Sensor - High-Bay Sensor |  | 10 | Commercial | 01-ALC-AllCommercial-IntLight | 0 |  |  |  |  | 141 | 100 | 0 | 0 | 0 | 41 | 1304.0352 |  | kWh | 0.465 | 0 | Commercial |  | Annual | [5 empty] | 8 | 0.96 |  |  |  | 0 | 0 | 0 | 17 | 0 | 0 | 0 | 0 | 0 | 0 | 0 | 0 | 2006 Qtr 1: 0; 2006 Qtr 2: 0; 2006 Qtr 3: 0; 2006 Qtr 4: 0; 2007 Qtr 1: 0; 2007 Qtr 2: 0; 2007 Qtr 3: 0; 2007 Qtr 4: 0; 2008 Qtr 1: 17; 2008 Qtr 2: 0; 2008 Qtr 3: 0; 2008 Qtr 4: 0 | 17
SDGE3012_EXP_EXP-ExpressEfficiencyRebateProgram | 213084-Refrigeration -Cooler/Freezer Door Gaskets - Solid Doors: Cooler |  | 7 | Commercial | 01-ALC-AllCommercial-Refrig | 0 |  |  |  |  | 4 | 4 | 0 | 0 | 0 | 0 | 104.55 |  | kWh | 0.01195 | 0 | Commercial |  | Annual | [5 empty] | 4 | 0.96 |  |  |  | 0 | 0 | 0 | 175 | 0 | 0 | 0 | 0 | 0 | 0 | 0 | 0 | 2006 Qtr 1: 0; 2006 Qtr 2: 0; 2006 Qtr 3: 0; 2006 Qtr 4: 0; 2007 Qtr 1: 0; 2007 Qtr 2: 0; 2007 Qtr 3: 0; 2007 Qtr 4: 0; 2008 Qtr 1: 175; 2008 Qtr 2: 0; 2008 Qtr 3: 0; 2008 Qtr 4: 0 | 175
SDGE3012_EXP_EXP-ExpressEfficiencyRebateProgram | 213084-Refrigeration -Cooler/Freezer Door Gaskets - Solid Doors: Cooler |  | 7 | Commercial | 01-ALC-AllCommercial-Refrig | 0 |  |  |  |  | 4 | 4 | 0 | 0 | 0 | 0 | 104.55 |  | kWh | 0.01195 | 0 | Commercial |  | Annual | [5 empty] | 4 | 0.96 |  |  |  | 0 | 0 | 0 | 236 | 0 | 0 | 0 | 0 | 0 | 0 | 0 | 0 | 2006 Qtr 1: 0; 2006 Qtr 2: 0; 2006 Qtr 3: 0; 2006 Qtr 4: 0; 2007 Qtr 1: 0; 2007 Qtr 2: 0; 2007 Qtr 3: 0; 2007 Qtr 4: 0; 2008 Qtr 1: 236; 2008 Qtr 2: 0; 2008 Qtr 3: 0; 2008 Qtr 4: 0 | 236
SDGE3012_EXP_EXP-ExpressEfficiencyRebateProgram | 213084-Refrigeration -Cooler/Freezer Door Gaskets - Solid Doors: Cooler |  | 10 | Commercial | 01-ALC-AllCommercial-Refrig | 0 |  |  |  |  | 4 | 4 | 0 | 0 | 0 | 0 | 104.55 |  | kWh | 0.01195 | 0 | Commercial |  | Annual | [5 empty] | 4 | 0.96 |  |  |  | 0 | 0 | 0 | 76 | 0 | 0 | 0 | 0 | 0 | 0 | 0 | 0 | 2006 Qtr 1: 0; 2006 Qtr 2: 0; 2006 Qtr 3: 0; 2006 Qtr 4: 0; 2007 Qtr 1: 0; 2007 Qtr 2: 0; 2007 Qtr 3: 0; 2007 Qtr 4: 0; 2008 Qtr 1: 76; 2008 Qtr 2: 0; 2008 Qtr 3: 0; 2008 Qtr 4: 0 | 76
SDGE3012_EXP_EXP-ExpressEfficiencyRebateProgram | 213147-Premium T8 with T12 34Watt Baseline |  | 7 | Commercial | 01-ALC-AllCommercial-IntLight | 0 |  |  |  |  | 16.3168 | 7.7087 | 0 | 0 | 0 | 8.6081 | 11.2236 |  | kWh | 0.0037 | -0.021356 | Commercial |  | Annual | [5 empty] | 11 | 0.96 |  |  |  | 0 | 0 | 0 | 23.3501 | 0 | 0 | 0 | 0 | 0 | 0 | 0 | 0 | 2006 Qtr 1: 0; 2006 Qtr 2: 0; 2006 Qtr 3: 0; 2006 Qtr 4: 0; 2007 Qtr 1: 0; 2007 Qtr 2: 0; 2007 Qtr 3: 0; 2007 Qtr 4: 0; 2008 Qtr 1: 23.3501; 2008 Qtr 2: 0; 2008 Qtr 3: 0; 2008 Qtr 4: 0 | 23.3501
SDGE3012_EXP_EXP-ExpressEfficiencyRebateProgram | 213053-Lighting - Remove 4 Ft T-8 (De-Lamp) | COFL00AVDEL01 | 7 | Commercial | 01-ALC-AllCommercial-IntLight | 0 |  |  |  |  | 33.026 | 12.8479 | 0 | 0 | 0 | 20.1781 | 117.7035 |  | kWh | 0.038802 | -0.22396 | Commercial |  | Annual | [5 empty] | 11 | 0.96 |  |  |  | 0 | 0 | 0 | 11.6751 | 0 | 0 | 0 | 0 | 0 | 0 | 0 | 0 | 2006 Qtr 1: 0; 2006 Qtr 2: 0; 2006 Qtr 3: 0; 2006 Qtr 4: 0; 2007 Qtr 1: 0; 2007 Qtr 2: 0; 2007 Qtr 3: 0; 2007 Qtr 4: 0; 2008 Qtr 1: 11.6751; 2008 Qtr 2: 0; 2008 Qtr 3: 0; 2008 Qtr 4: 0 | 11.6751
SDGE3012_EXP_EXP-ExpressEfficiencyRebateProgram | 213224-Lighting - Occupancy Sensor - Wall/Ceiling Mounted Lighting Sensor | CALC00AVOCC01 | 7 | Commercial | 01-ALC-AllCommercial-IntLight | 0 |  |  |  |  | 42.2833 | 83.5 | 0 | 0 | 0 | -41.2167 | 213.759 |  | kWh | 0.17617 | 0 | Commercial |  | Annual | [5 empty] | 8 | 0.96 |  |  |  | 0 | 0 | 0 | 300 | 0 | 0 | 0 | 0 | 0 | 0 | 0 | 0 | 2006 Qtr 1: 0; 2006 Qtr 2: 0; 2006 Qtr 3: 0; 2006 Qtr 4: 0; 2007 Qtr 1: 0; 2007 Qtr 2: 0; 2007 Qtr 3: 0; 2007 Qtr 4: 0; 2008 Qtr 1: 300; 2008 Qtr 2: 0; 2008 Qtr 3: 0; 2008 Qtr 4: 0 | 300
SDGE3012_EXP_EXP-ExpressEfficiencyRebateProgram | 213230-Lighting - Occupancy Sensor - High-Bay Sensor |  | 7 | Commercial | 01-ALC-AllCommercial-IntLight | 0 |  |  |  |  | 141 | 100 | 0 | 0 | 0 | 41 | 1304.0352 |  | kWh | 0.465 | 0 | Commercial |  | Annual | [5 empty] | 8 | 0.96 |  |  |  | 0 | 0 | 0 | 34 | 0 | 0 | 0 | 0 | 0 | 0 | 0 | 0 | 2006 Qtr 1: 0; 2006 Qtr 2: 0; 2006 Qtr 3: 0; 2006 Qtr 4: 0; 2007 Qtr 1: 0; 2007 Qtr 2: 0; 2007 Qtr 3: 0; 2007 Qtr 4: 0; 2008 Qtr 1: 34; 2008 Qtr 2: 0; 2008 Qtr 3: 0; 2008 Qtr 4: 0 | 34
SDGE3012_EXP_EXP-ExpressEfficiencyRebateProgram | 213147-Premium T8 with T12 34Watt Baseline |  | 7 | Commercial | 01-ALC-AllCommercial-IntLight | 0 |  |  |  |  | 16.3168 | 6.9379 | 0 | 0 | 0 | 9.379 | 23.4731 |  | kWh | 0.0045936 | -0.044663 | Commercial |  | Annual | [5 empty] | 11 | 0.96 |  |  |  | 0 | 0 | 0 | 445.9874 | 0 | 0 | 0 | 0 | 0 | 0 | 0 | 0 | 2006 Qtr 1: 0; 2006 Qtr 2: 0; 2006 Qtr 3: 0; 2006 Qtr 4: 0; 2007 Qtr 1: 0; 2007 Qtr 2: 0; 2007 Qtr 3: 0; 2007 Qtr 4: 0; 2008 Qtr 1: 445.9874; 2008 Qtr 2: 0; 2008 Qtr 3: 0; 2008 Qtr 4: 0 | 445.9874
SDGE3012_EXP_EXP-ExpressEfficiencyRebateProgram | 213011-Lighting - 2 Ft 2nd Gen. T-8 with Elec. Ballast |  | 7 | Commercial | 01-ALC-AllCommercial-IntLight | 0 |  |  |  |  | 26.9806 | 5.7816 | 0 | 0 | 0 | 21.199 | 47.1267 |  | kWh | 0.0092225 | -0.08967 | Commercial |  | Annual | [5 empty] | 11 | 0.96 |  |  |  | 0 | 0 | 0 | 22.5718 | 0 | 0 | 0 | 0 | 0 | 0 | 0 | 0 | 2006 Qtr 1: 0; 2006 Qtr 2: 0; 2006 Qtr 3: 0; 2006 Qtr 4: 0; 2007 Qtr 1: 0; 2007 Qtr 2: 0; 2007 Qtr 3: 0; 2007 Qtr 4: 0; 2008 Qtr 1: 22.5718; 2008 Qtr 2: 0; 2008 Qtr 3: 0; 2008 Qtr 4: 0 | 22.5718
SDGE3012_EXP_EXP-ExpressEfficiencyRebateProgram | 213051-Lighting - Remove 2 Ft T-8 (De-Lamp) |  | 7 | Commercial | 01-ALC-AllCommercial-IntLight | 0 |  |  |  |  | 24.411 | 6.9379 | 0 | 0 | 0 | 17.4731 | 149.4453 |  | kWh | 0.029246 | -0.28436 | Commercial |  | Annual | [5 empty] | 11 | 0.96 |  |  |  | 0 | 0 | 0 | 18.6801 | 0 | 0 | 0 | 0 | 0 | 0 | 0 | 0 | 2006 Qtr 1: 0; 2006 Qtr 2: 0; 2006 Qtr 3: 0; 2006 Qtr 4: 0; 2007 Qtr 1: 0; 2007 Qtr 2: 0; 2007 Qtr 3: 0; 2007 Qtr 4: 0; 2008 Qtr 1: 18.6801; 2008 Qtr 2: 0; 2008 Qtr 3: 0; 2008 Qtr 4: 0 | 18.6801
SDGE3012_EXP_EXP-ExpressEfficiencyRebateProgram | 213230-Lighting - Occupancy Sensor - High-Bay Sensor |  | 7 | Commercial | 01-ALC-AllCommercial-IntLight | 0 |  |  |  |  | 141 | 90 | 0 | 0 | 0 | 51 | 1304.0352 |  | kWh | 0.465 | 0 | Commercial |  | Annual | [5 empty] | 8 | 0.96 |  |  |  | 0 | 0 | 0 | 15 | 0 | 0 | 0 | 0 | 0 | 0 | 0 | 0 | 2006 Qtr 1: 0; 2006 Qtr 2: 0; 2006 Qtr 3: 0; 2006 Qtr 4: 0; 2007 Qtr 1: 0; 2007 Qtr 2: 0; 2007 Qtr 3: 0; 2007 Qtr 4: 0; 2008 Qtr 1: 15; 2008 Qtr 2: 0; 2008 Qtr 3: 0; 2008 Qtr 4: 0 | 15
SDGE3012_EXP_EXP-ExpressEfficiencyRebateProgram | 213053-Lighting - Remove 4 Ft T-8 (De-Lamp) | COFL00AVDEL01 | 7 | Commercial | 01-ALC-AllCommercial-IntLight | 0 |  |  |  |  | 33.026 | 11.5631 | 0 | 0 | 0 | 21.4629 | 246.1665 |  | kWh | 0.048174 | -0.46839 | Commercial |  | Annual | [5 empty] | 11 | 0.96 |  |  |  | 0 | 0 | 0 | 259.1864 | 0 | 0 | 0 | 0 | 0 | 0 | 0 | 0 | 2006 Qtr 1: 0; 2006 Qtr 2: 0; 2006 Qtr 3: 0; 2006 Qtr 4: 0; 2007 Qtr 1: 0; 2007 Qtr 2: 0; 2007 Qtr 3: 0; 2007 Qtr 4: 0; 2008 Qtr 1: 259.1864; 2008 Qtr 2: 0; 2008 Qtr 3: 0; 2008 Qtr 4: 0 | 259.1864
SDGE3012_EXP_EXP-ExpressEfficiencyRebateProgram | 213054-Lighting - Remove 8 Ft T-8 (De-Lamp) | CRTL00AVDEL02 | 7 | Commercial | 01-ALC-AllCommercial-IntLight | 0 |  |  |  |  | 33.2757 | 28.9078 | 0 | 0 | 0 | 4.368 | 406.265 |  | kWh | 0.079504 | -0.77302 | Commercial |  | Annual | [5 empty] | 11 | 0.96 |  |  |  | 0 | 0 | 0 | 17.1234 | 0 | 0 | 0 | 0 | 0 | 0 | 0 | 0 | 2006 Qtr 1: 0; 2006 Qtr 2: 0; 2006 Qtr 3: 0; 2006 Qtr 4: 0; 2007 Qtr 1: 0; 2007 Qtr 2: 0; 2007 Qtr 3: 0; 2007 Qtr 4: 0; 2008 Qtr 1: 17.1234; 2008 Qtr 2: 0; 2008 Qtr 3: 0; 2008 Qtr 4: 0 | 17.1234
SDGE3012_EXP_EXP-ExpressEfficiencyRebateProgram | 213206-Lighting-Interior High Bay Linear Fluorescent Fixtures 361-600 Watts replacing > 400 Watts |  | 7 | Commercial | 01-ALC-AllCommercial-IntLight | 0 |  |  |  |  | 627.1758 | 200.1656 | 0 | 0 | 0 | 427.0102 | 669.6141 |  | kWh | 0.13813 | -1.2741 | Commercial |  | Annual | [5 empty] | 11 | 0.96 |  |  |  | 0 | 0 | 0 | 10.3639 | 0 | 0 | 0 | 0 | 0 | 0 | 0 | 0 | 2006 Qtr 1: 0; 2006 Qtr 2: 0; 2006 Qtr 3: 0; 2006 Qtr 4: 0; 2007 Qtr 1: 0; 2007 Qtr 2: 0; 2007 Qtr 3: 0; 2007 Qtr 4: 0; 2008 Qtr 1: 10.3639; 2008 Qtr 2: 0; 2008 Qtr 3: 0; 2008 Qtr 4: 0 | 10.3639
SDGE3012_EXP_EXP-ExpressEfficiencyRebateProgram | 213215-Lighting-Interior High Bay Linear Fluorescent Fixtures <= 244 Watts replacing 400 Watts (Tier 1) |  | 7 | Commercial | 01-ALC-AllCommercial-IntLight | 0 |  |  |  |  | 308.7635 | 88.1423 | 0 | 0 | 0 | 220.6211 | 984.5056 |  | kWh | 0.20308 | -1.8733 | Commercial |  | Annual | [5 empty] | 11 | 0.96 |  |  |  | 0 | 0 | 0 | 5.182 | 0 | 0 | 0 | 0 | 0 | 0 | 0 | 0 | 2006 Qtr 1: 0; 2006 Qtr 2: 0; 2006 Qtr 3: 0; 2006 Qtr 4: 0; 2007 Qtr 1: 0; 2007 Qtr 2: 0; 2007 Qtr 3: 0; 2007 Qtr 4: 0; 2008 Qtr 1: 5.182; 2008 Qtr 2: 0; 2008 Qtr 3: 0; 2008 Qtr 4: 0 | 5.182
SDGE3012_EXP_EXP-ExpressEfficiencyRebateProgram | 213147-Premium T8 with T12 34Watt Baseline |  | 7 | Commercial | 01-ALC-AllCommercial-IntLight | 0 |  |  |  |  | 16.3168 | 7.7087 | 0 | 0 | 0 | 8.6081 | 11.9272 |  | kWh | 0.0033415 | -0.022694 | Commercial |  | Annual | [5 empty] | 11 | 0.96 |  |  |  | 0 | 0 | 0 | 1233.665 | 0 | 0 | 0 | 0 | 0 | 0 | 0 | 0 | 2006 Qtr 1: 0; 2006 Qtr 2: 0; 2006 Qtr 3: 0; 2006 Qtr 4: 0; 2007 Qtr 1: 0; 2007 Qtr 2: 0; 2007 Qtr 3: 0; 2007 Qtr 4: 0; 2008 Qtr 1: 1233.665; 2008 Qtr 2: 0; 2008 Qtr 3: 0; 2008 Qtr 4: 0 | 1233.665
SDGE3012_EXP_EXP-ExpressEfficiencyRebateProgram | 213147-Premium T8 with T12 34Watt Baseline |  | 7 | Commercial | 01-ALC-AllCommercial-IntLight | 0 |  |  |  |  | 16.3168 | 7.7087 | 0 | 0 | 0 | 8.6081 | 11.9272 |  | kWh | 0.0033415 | -0.022694 | Commercial |  | Annual | [5 empty] | 11 | 0.96 |  |  |  | 0 | 0 | 0 | 7366.9648 | 0 | 0 | 0 | 0 | 0 | 0 | 0 | 0 | 2006 Qtr 1: 0; 2006 Qtr 2: 0; 2006 Qtr 3: 0; 2006 Qtr 4: 0; 2007 Qtr 1: 0; 2007 Qtr 2: 0; 2007 Qtr 3: 0; 2007 Qtr 4: 0; 2008 Qtr 1: 7366.9648; 2008 Qtr 2: 0; 2008 Qtr 3: 0; 2008 Qtr 4: 0 | 7366.9648
SDGE3012_EXP_EXP-ExpressEfficiencyRebateProgram | 213011-Lighting - 2 Ft 2nd Gen. T-8 with Elec. Ballast |  | 7 | Commercial | 01-ALC-AllCommercial-IntLight | 0 |  |  |  |  | 26.9806 | 6.4239 | 0 | 0 | 0 | 20.5566 | 23.9461 |  | kWh | 0.0067086 | -0.045563 | Commercial |  | Annual | [5 empty] | 11 | 0.96 |  |  |  | 0 | 0 | 0 | 1193.1915 | 0 | 0 | 0 | 0 | 0 | 0 | 0 | 0 | 2006 Qtr 1: 0; 2006 Qtr 2: 0; 2006 Qtr 3: 0; 2006 Qtr 4: 0; 2007 Qtr 1: 0; 2007 Qtr 2: 0; 2007 Qtr 3: 0; 2007 Qtr 4: 0; 2008 Qtr 1: 1193.1915; 2008 Qtr 2: 0; 2008 Qtr 3: 0; 2008 Qtr 4: 0 | 1193.1915
SDGE3012_EXP_EXP-ExpressEfficiencyRebateProgram | 213026-Lighting - Hardwired 14-26 watt CF Fixture | Averaged DEER Msrs | 7 | Commercial | 01-ALC-AllCommercial-IntLight | 0 |  |  |  |  | 21.3375 | 21.5 | 0 | 0 | 0 | -0.1625 | 250.9786 |  | kWh | 0.049286 | 0 | Commercial |  | Annual | [5 empty] | 12 | 0.96 |  |  |  | 0 | 0 | 0 | 356 | 0 | 0 | 0 | 0 | 0 | 0 | 0 | 0 | 2006 Qtr 1: 0; 2006 Qtr 2: 0; 2006 Qtr 3: 0; 2006 Qtr 4: 0; 2007 Qtr 1: 0; 2007 Qtr 2: 0; 2007 Qtr 3: 0; 2007 Qtr 4: 0; 2008 Qtr 1: 356; 2008 Qtr 2: 0; 2008 Qtr 3: 0; 2008 Qtr 4: 0 | 356
SDGE3012_EXP_EXP-ExpressEfficiencyRebateProgram | 213012-Lighting - 3 Ft 2nd Gen. T-8 with Elec. Ballast |  | 7 | Commercial | 01-ALC-AllCommercial-IntLight | 0 |  |  |  |  | 26.9806 | 10.2783 | 0 | 0 | 0 | 16.7023 | 36.3015 |  | kWh | 0.01017 | -0.069072 | Commercial |  | Annual | [5 empty] | 11 | 0.96 |  |  |  | 0 | 0 | 0 | 1260.9068 | 0 | 0 | 0 | 0 | 0 | 0 | 0 | 0 | 2006 Qtr 1: 0; 2006 Qtr 2: 0; 2006 Qtr 3: 0; 2006 Qtr 4: 0; 2007 Qtr 1: 0; 2007 Qtr 2: 0; 2007 Qtr 3: 0; 2007 Qtr 4: 0; 2008 Qtr 1: 1260.9068; 2008 Qtr 2: 0; 2008 Qtr 3: 0; 2008 Qtr 4: 0 | 1260.9068
SDGE3012_EXP_EXP-ExpressEfficiencyRebateProgram | 213062-Lighting - Occupancy Sensor - Wallbox Lighting Sensor | CALC00AVOCC01 | 7 | Commercial | 01-ALC-AllCommercial-IntLight | 0 |  |  |  |  | 42.2833 | 22.5 | 0 | 0 | 0 | 19.7833 | 213.759 |  | kWh | 0 | 0 | Commercial |  | Annual | [5 empty] | 8 | 0.96 |  |  |  | 0 | 0 | 0 | 576 | 0 | 0 | 0 | 0 | 0 | 0 | 0 | 0 | 2006 Qtr 1: 0; 2006 Qtr 2: 0; 2006 Qtr 3: 0; 2006 Qtr 4: 0; 2007 Qtr 1: 0; 2007 Qtr 2: 0; 2007 Qtr 3: 0; 2007 Qtr 4: 0; 2008 Qtr 1: 576; 2008 Qtr 2: 0; 2008 Qtr 3: 0; 2008 Qtr 4: 0 | 576
SDGE3012_EXP_EXP-ExpressEfficiencyRebateProgram | 213213-Lighting-Wall or Ceiling-mounted Lighting Sensor >= 500 watts |  | 7 | Commercial | 01-ALC-AllCommercial-IntLight | 0 |  |  |  |  | 141 | 83.5 | 0 | 0 | 0 | 57.5 | 789 |  | kWh | 0.381 | 0 | Commercial |  | Annual | [5 empty] | 8 | 0.96 |  |  |  | 0 | 0 | 0 | 367 | 0 | 0 | 0 | 0 | 0 | 0 | 0 | 0 | 2006 Qtr 1: 0; 2006 Qtr 2: 0; 2006 Qtr 3: 0; 2006 Qtr 4: 0; 2007 Qtr 1: 0; 2007 Qtr 2: 0; 2007 Qtr 3: 0; 2007 Qtr 4: 0; 2008 Qtr 1: 367; 2008 Qtr 2: 0; 2008 Qtr 3: 0; 2008 Qtr 4: 0 | 367
SDGE3012_EXP_EXP-ExpressEfficiencyRebateProgram | 213222-Lighting - Screw in 14-26 Watt Lamp |  | 7 | Commercial | 01-ALC-AllCommercial-IntLight | 0 |  |  |  |  | 7.1694 | 8.101 | 0 | 0 | 0 | -0.93161 | 42.1652 |  | kWh | 0.0041294 | -0.19609 | Commercial |  | Annual | [5 empty] | 2.3 | 0.96 |  |  |  | 0.797 | 0 | 0 | 1.9751 | 0 | 0 | 0 | 0 | 0 | 0 | 0 | 0 | 2006 Qtr 1: 0; 2006 Qtr 2: 0; 2006 Qtr 3: 0; 2006 Qtr 4: 0; 2007 Qtr 1: 0; 2007 Qtr 2: 0; 2007 Qtr 3: 0; 2007 Qtr 4: 0; 2008 Qtr 1: 1.9751; 2008 Qtr 2: 0; 2008 Qtr 3: 0; 2008 Qtr 4: 0 | 1.9751
SDGE3012_EXP_EXP-ExpressEfficiencyRebateProgram | 213062-Lighting - Occupancy Sensor - Wallbox Lighting Sensor | CALC00AVOCC01 | 7 | Commercial | 01-ALC-AllCommercial-IntLight | 0 |  |  |  |  | 42.2833 | 22.5 | 0 | 0 | 0 | 19.7833 | 213.759 |  | kWh | 0 | 0 | Commercial |  | Annual | [5 empty] | 8 | 0.96 |  |  |  | 0 | 0 | 0 | 10 | 0 | 0 | 0 | 0 | 0 | 0 | 0 | 0 | 2006 Qtr 1: 0; 2006 Qtr 2: 0; 2006 Qtr 3: 0; 2006 Qtr 4: 0; 2007 Qtr 1: 0; 2007 Qtr 2: 0; 2007 Qtr 3: 0; 2007 Qtr 4: 0; 2008 Qtr 1: 10; 2008 Qtr 2: 0; 2008 Qtr 3: 0; 2008 Qtr 4: 0 | 10
SDGE3012_EXP_EXP-ExpressEfficiencyRebateProgram | 213015-Lighting - Exterior >176w Mer Vap Base HID | CALC00AVMTH06 | 10 | Commercial | 01-ALC-AllCommercial-ExtLight | 0 |  |  |  |  | 219.9188 | 56.25 | 0 | 0 | 0 | 163.6688 | 651.9 |  | kWh | 0 | 0 | Commercial |  | Annual | [5 empty] | 16 | 0.96 |  |  |  | 0 | 0 | 0 | 40 | 0 | 0 | 0 | 0 | 0 | 0 | 0 | 0 | 2006 Qtr 1: 0; 2006 Qtr 2: 0; 2006 Qtr 3: 0; 2006 Qtr 4: 0; 2007 Qtr 1: 0; 2007 Qtr 2: 0; 2007 Qtr 3: 0; 2007 Qtr 4: 0; 2008 Qtr 1: 40; 2008 Qtr 2: 0; 2008 Qtr 3: 0; 2008 Qtr 4: 0 | 40
SDGE3012_EXP_EXP-ExpressEfficiencyRebateProgram | 213084-Refrigeration -Cooler/Freezer Door Gaskets - Solid Doors: Cooler |  | 7 | Commercial | 01-ALC-AllCommercial-Refrig | 0 |  |  |  |  | 4 | 4 | 0 | 0 | 0 | 0 | 104.55 |  | kWh | 0.01195 | 0 | Commercial |  | Annual | [5 empty] | 4 | 0.96 |  |  |  | 0 | 0 | 0 | 41 | 0 | 0 | 0 | 0 | 0 | 0 | 0 | 0 | 2006 Qtr 1: 0; 2006 Qtr 2: 0; 2006 Qtr 3: 0; 2006 Qtr 4: 0; 2007 Qtr 1: 0; 2007 Qtr 2: 0; 2007 Qtr 3: 0; 2007 Qtr 4: 0; 2008 Qtr 1: 41; 2008 Qtr 2: 0; 2008 Qtr 3: 0; 2008 Qtr 4: 0 | 41
SDGE3012_EXP_EXP-ExpressEfficiencyRebateProgram | 213176-Food Service - Ice Machine Air-Cooled 301-400 |  | 7 | Commercial | 09-GRO-Grocery-REFG | 0 |  |  |  |  | 559 | 300 | 0 | 0 | 0 | 259 | 1660.75 |  | kWh | 0.18958 | 0 | Commercial |  | Annual | [5 empty] | 12 | 0.96 |  |  |  | 0 | 0 | 0 | 1 | 0 | 0 | 0 | 0 | 0 | 0 | 0 | 0 | 2006 Qtr 1: 0; 2006 Qtr 2: 0; 2006 Qtr 3: 0; 2006 Qtr 4: 0; 2007 Qtr 1: 0; 2007 Qtr 2: 0; 2007 Qtr 3: 0; 2007 Qtr 4: 0; 2008 Qtr 1: 1; 2008 Qtr 2: 0; 2008 Qtr 3: 0; 2008 Qtr 4: 0 | 1
SDGE3012_EXP_EXP-ExpressEfficiencyRebateProgram | 213230-Lighting - Occupancy Sensor - High-Bay Sensor |  | 7 | Commercial | 01-ALC-AllCommercial-IntLight | 0 |  |  |  |  | 141 | 100 | 0 | 0 | 0 | 41 | 1304.0352 |  | kWh | 0.465 | 0 | Commercial |  | Annual | [5 empty] | 8 | 0.96 |  |  |  | 0 | 0 | 0 | 64 | 0 | 0 | 0 | 0 | 0 | 0 | 0 | 0 | 2006 Qtr 1: 0; 2006 Qtr 2: 0; 2006 Qtr 3: 0; 2006 Qtr 4: 0; 2007 Qtr 1: 0; 2007 Qtr 2: 0; 2007 Qtr 3: 0; 2007 Qtr 4: 0; 2008 Qtr 1: 64; 2008 Qtr 2: 0; 2008 Qtr 3: 0; 2008 Qtr 4: 0 | 64
SDGE3012_EXP_EXP-ExpressEfficiencyRebateProgram | 213230-Lighting - Occupancy Sensor - High-Bay Sensor |  | 7 | Commercial | 01-ALC-AllCommercial-IntLight | 0 |  |  |  |  | 141 | 100 | 0 | 0 | 0 | 41 | 1304.0352 |  | kWh | 0.465 | 0 | Commercial |  | Annual | [5 empty] | 8 | 0.96 |  |  |  | 0 | 0 | 0 | 14 | 0 | 0 | 0 | 0 | 0 | 0 | 0 | 0 | 2006 Qtr 1: 0; 2006 Qtr 2: 0; 2006 Qtr 3: 0; 2006 Qtr 4: 0; 2007 Qtr 1: 0; 2007 Qtr 2: 0; 2007 Qtr 3: 0; 2007 Qtr 4: 0; 2008 Qtr 1: 14; 2008 Qtr 2: 0; 2008 Qtr 3: 0; 2008 Qtr 4: 0 | 14
SDGE3012_EXP_EXP-ExpressEfficiencyRebateProgram | 213180-Food Service - Ice Machine Air-Cooled >1500 |  | 7 | Commercial | 01-ALC-AllCommercial-Refrig | 0 |  |  |  |  | 2194 | 500 | 0 | 0 | 0 | 1694 | 4380 |  | kWh | 0.5 | 0 | Commercial |  | Annual | [5 empty] | 12 | 0.96 |  |  |  | 0 | 0 | 0 | 1 | 0 | 0 | 0 | 0 | 0 | 0 | 0 | 0 | 2006 Qtr 1: 0; 2006 Qtr 2: 0; 2006 Qtr 3: 0; 2006 Qtr 4: 0; 2007 Qtr 1: 0; 2007 Qtr 2: 0; 2007 Qtr 3: 0; 2007 Qtr 4: 0; 2008 Qtr 1: 1; 2008 Qtr 2: 0; 2008 Qtr 3: 0; 2008 Qtr 4: 0 | 1
SDGE3012_EXP_EXP-ExpressEfficiencyRebateProgram | 213020-Lighting - Hardwire Incan Base >90 watt Fluorescent Fixture |  | 7 | Commercial | 01-ALC-AllCommercial-IntLight | 0 |  |  |  |  | 222.2686 | 217.1294 | 0 | 0 | 0 | 5.1392 | 153.3183 |  | kWh | 0.026805 |  | Commercial |  | Annual | [5 empty] | 12 | 0.96 |  |  |  | 0 | 0 | 0 | 38.1385 | 0 | 0 | 0 | 0 | 0 | 0 | 0 | 0 | 2006 Qtr 1: 0; 2006 Qtr 2: 0; 2006 Qtr 3: 0; 2006 Qtr 4: 0; 2007 Qtr 1: 0; 2007 Qtr 2: 0; 2007 Qtr 3: 0; 2007 Qtr 4: 0; 2008 Qtr 1: 38.1385; 2008 Qtr 2: 0; 2008 Qtr 3: 0; 2008 Qtr 4: 0 | 38.1385
SDGE3012_EXP_EXP-ExpressEfficiencyRebateProgram | 213230-Lighting - Occupancy Sensor - High-Bay Sensor |  | 7 | Commercial | 18-OFS-Office–Small-IntLight | 0 |  |  |  |  | 141 | 100 | 0 | 0 | 0 | 41 | 1304.0352 |  | kWh | 0.465 | 0 | Commercial |  | Annual | [5 empty] | 8 | 0.96 |  |  |  | 0 | 0 | 0 | 74 | 0 | 0 | 0 | 0 | 0 | 0 | 0 | 0 | 2006 Qtr 1: 0; 2006 Qtr 2: 0; 2006 Qtr 3: 0; 2006 Qtr 4: 0; 2007 Qtr 1: 0; 2007 Qtr 2: 0; 2007 Qtr 3: 0; 2007 Qtr 4: 0; 2008 Qtr 1: 0; 2008 Qtr 2: 0; 2008 Qtr 3: 0; 2008 Qtr 4: 74 | 74
SDGE3012_EXP_EXP-ExpressEfficiencyRebateProgram | 213084-Refrigeration -Cooler/Freezer Door Gaskets - Solid Doors: Cooler |  | 7 | Commercial | 01-ALC-AllCommercial-Refrig | 0 |  |  |  |  | 4 | 4 | 0 | 0 | 0 | 0 | 104.55 |  | kWh | 0.01195 | 0 | Commercial |  | Annual | [5 empty] | 4 | 0.96 |  |  |  | 0 | 0 | 0 | 218 | 0 | 0 | 0 | 0 | 0 | 0 | 0 | 0 | 2006 Qtr 1: 0; 2006 Qtr 2: 0; 2006 Qtr 3: 0; 2006 Qtr 4: 0; 2007 Qtr 1: 0; 2007 Qtr 2: 0; 2007 Qtr 3: 0; 2007 Qtr 4: 0; 2008 Qtr 1: 218; 2008 Qtr 2: 0; 2008 Qtr 3: 0; 2008 Qtr 4: 0 | 218
SDGE3012_EXP_EXP-ExpressEfficiencyRebateProgram | 213020-Lighting - Hardwire Incan Base >90 watt Fluorescent Fixture |  | 7 | Commercial | 01-ALC-AllCommercial-IntLight | 0 |  |  |  |  | 222.2686 | 217.1294 | 0 | 0 | 0 | 5.1392 | 44.91 |  | kWh | 0.0082 |  | Commercial |  | Annual | [5 empty] | 12 | 0.96 |  |  |  | 0 | 0 | 0 | 66.937 | 0 | 0 | 0 | 0 | 0 | 0 | 0 | 0 | 2006 Qtr 1: 0; 2006 Qtr 2: 0; 2006 Qtr 3: 0; 2006 Qtr 4: 0; 2007 Qtr 1: 0; 2007 Qtr 2: 0; 2007 Qtr 3: 0; 2007 Qtr 4: 0; 2008 Qtr 1: 66.937; 2008 Qtr 2: 0; 2008 Qtr 3: 0; 2008 Qtr 4: 0 | 66.937
SDGE3012_EXP_EXP-ExpressEfficiencyRebateProgram | 213176-Food Service - Ice Machine Air-Cooled 301-400 |  | 7 | Commercial | 18-OFS-Office–Small-Refrig | 0 |  |  |  |  | 559 | 300 | 0 | 0 | 0 | 259 | 1660.75 |  | kWh | 0.18958 | 0 | Commercial |  | Annual | [5 empty] | 12 | 0.96 |  |  |  | 0 | 0 | 0 | 1 | 0 | 0 | 0 | 0 | 0 | 0 | 0 | 0 | 2006 Qtr 1: 0; 2006 Qtr 2: 0; 2006 Qtr 3: 0; 2006 Qtr 4: 0; 2007 Qtr 1: 0; 2007 Qtr 2: 0; 2007 Qtr 3: 0; 2007 Qtr 4: 0; 2008 Qtr 1: 1; 2008 Qtr 2: 0; 2008 Qtr 3: 0; 2008 Qtr 4: 0 | 1
SDGE3012_EXP_EXP-ExpressEfficiencyRebateProgram | 213011-Lighting - 2 Ft 2nd Gen. T-8 with Elec. Ballast |  | 7 | Commercial | 01-ALC-AllCommercial-IntLight | 0 |  |  |  |  | 26.9806 | 5.7816 | 0 | 0 | 0 | 21.199 | 47.1267 |  | kWh | 0.0092225 | -0.08967 | Commercial |  | Annual | [5 empty] | 11 | 0.96 |  |  |  | 0 | 0 | 0 | 4.67 | 0 | 0 | 0 | 0 | 0 | 0 | 0 | 0 | 2006 Qtr 1: 0; 2006 Qtr 2: 0; 2006 Qtr 3: 0; 2006 Qtr 4: 0; 2007 Qtr 1: 0; 2007 Qtr 2: 0; 2007 Qtr 3: 0; 2007 Qtr 4: 0; 2008 Qtr 1: 0; 2008 Qtr 2: 0; 2008 Qtr 3: 0; 2008 Qtr 4: 4.67 | 4.67
SDGE3012_EXP_EXP-ExpressEfficiencyRebateProgram | 213147-Premium T8 with T12 34Watt Baseline |  | 7 | Commercial | 01-ALC-AllCommercial-IntLight | 0 |  |  |  |  | 16.3168 | 6.9379 | 0 | 0 | 0 | 9.379 | 23.4731 |  | kWh | 0.0045936 | -0.044663 | Commercial |  | Annual | [5 empty] | 11 | 0.96 |  |  |  | 0 | 0 | 0 | 248.2897 | 0 | 0 | 0 | 0 | 0 | 0 | 0 | 0 | 2006 Qtr 1: 0; 2006 Qtr 2: 0; 2006 Qtr 3: 0; 2006 Qtr 4: 0; 2007 Qtr 1: 0; 2007 Qtr 2: 0; 2007 Qtr 3: 0; 2007 Qtr 4: 0; 2008 Qtr 1: 0; 2008 Qtr 2: 0; 2008 Qtr 3: 0; 2008 Qtr 4: 248.2897 | 248.2897
SDGE3012_EXP_EXP-ExpressEfficiencyRebateProgram | 213051-Lighting - Remove 2 Ft T-8 (De-Lamp) |  | 7 | Commercial | 01-ALC-AllCommercial-IntLight | 0 |  |  |  |  | 24.411 | 6.9379 | 0 | 0 | 0 | 17.4731 | 149.4453 |  | kWh | 0.029246 | -0.28436 | Commercial |  | Annual | [5 empty] | 11 | 0.96 |  |  |  | 0 | 0 | 0 | 4.67 | 0 | 0 | 0 | 0 | 0 | 0 | 0 | 0 | 2006 Qtr 1: 0; 2006 Qtr 2: 0; 2006 Qtr 3: 0; 2006 Qtr 4: 0; 2007 Qtr 1: 0; 2007 Qtr 2: 0; 2007 Qtr 3: 0; 2007 Qtr 4: 0; 2008 Qtr 1: 0; 2008 Qtr 2: 0; 2008 Qtr 3: 0; 2008 Qtr 4: 4.67 | 4.67
SDGE3012_EXP_EXP-ExpressEfficiencyRebateProgram | 213053-Lighting - Remove 4 Ft T-8 (De-Lamp) | COFL00AVDEL01 | 7 | Commercial | 01-ALC-AllCommercial-IntLight | 0 |  |  |  |  | 33.026 | 11.5631 | 0 | 0 | 0 | 21.4629 | 246.1665 |  | kWh | 0.048174 | -0.46839 | Commercial |  | Annual | [5 empty] | 11 | 0.96 |  |  |  | 0 | 0 | 0 | 36.5819 | 0 | 0 | 0 | 0 | 0 | 0 | 0 | 0 | 2006 Qtr 1: 0; 2006 Qtr 2: 0; 2006 Qtr 3: 0; 2006 Qtr 4: 0; 2007 Qtr 1: 0; 2007 Qtr 2: 0; 2007 Qtr 3: 0; 2007 Qtr 4: 0; 2008 Qtr 1: 0; 2008 Qtr 2: 0; 2008 Qtr 3: 0; 2008 Qtr 4: 36.5819 | 36.5819
SDGE3012_EXP_EXP-ExpressEfficiencyRebateProgram | 213206-Lighting-Interior High Bay Linear Fluorescent Fixtures 361-600 Watts replacing > 400 Watts |  | 7 | Commercial | 01-ALC-AllCommercial-IntLight | 0 |  |  |  |  | 627.1758 | 200.1656 | 0 | 0 | 0 | 427.0102 | 669.6141 |  | kWh | 0.13813 | -1.2741 | Commercial |  | Annual | [5 empty] | 11 | 0.96 |  |  |  | 0 | 0 | 0 | 49.7468 | 0 | 0 | 0 | 0 | 0 | 0 | 0 | 0 | 2006 Qtr 1: 0; 2006 Qtr 2: 0; 2006 Qtr 3: 0; 2006 Qtr 4: 0; 2007 Qtr 1: 0; 2007 Qtr 2: 0; 2007 Qtr 3: 0; 2007 Qtr 4: 0; 2008 Qtr 1: 0; 2008 Qtr 2: 0; 2008 Qtr 3: 0; 2008 Qtr 4: 49.7468 | 49.7468
SDGE3012_EXP_EXP-ExpressEfficiencyRebateProgram | 213230-Lighting - Occupancy Sensor - High-Bay Sensor |  | 7 | Commercial | 01-ALC-AllCommercial-IntLight | 0 |  |  |  |  | 141 | 90 | 0 | 0 | 0 | 51 | 1304.0352 |  | kWh | 0.465 | 0 | Commercial |  | Annual | [5 empty] | 8 | 0.96 |  |  |  | 0 | 0 | 0 | 49 | 0 | 0 | 0 | 0 | 0 | 0 | 0 | 0 | 2006 Qtr 1: 0; 2006 Qtr 2: 0; 2006 Qtr 3: 0; 2006 Qtr 4: 0; 2007 Qtr 1: 0; 2007 Qtr 2: 0; 2007 Qtr 3: 0; 2007 Qtr 4: 0; 2008 Qtr 1: 0; 2008 Qtr 2: 0; 2008 Qtr 3: 0; 2008 Qtr 4: 49 | 49
SDGE3012_EXP_EXP-ExpressEfficiencyRebateProgram | 213215-Lighting-Interior High Bay Linear Fluorescent Fixtures <= 244 Watts replacing 400 Watts (Tier 1) |  | 7 | Commercial | 01-ALC-AllCommercial-IntLight | 0 |  |  |  |  | 308.7635 | 88.1423 | 0 | 0 | 0 | 220.6211 | 984.5056 |  | kWh | 0.20308 | -1.8733 | Commercial |  | Annual | [5 empty] | 11 | 0.96 |  |  |  | 0 | 0 | 0 | 1.0364 | 0 | 0 | 0 | 0 | 0 | 0 | 0 | 0 | 2006 Qtr 1: 0; 2006 Qtr 2: 0; 2006 Qtr 3: 0; 2006 Qtr 4: 0; 2007 Qtr 1: 0; 2007 Qtr 2: 0; 2007 Qtr 3: 0; 2007 Qtr 4: 0; 2008 Qtr 1: 0; 2008 Qtr 2: 0; 2008 Qtr 3: 0; 2008 Qtr 4: 1.0364 | 1.0364
SDGE3012_EXP_EXP-ExpressEfficiencyRebateProgram | 213230-Lighting - Occupancy Sensor - High-Bay Sensor |  | 7 | Commercial | 01-ALC-AllCommercial-IntLight | 0 |  |  |  |  | 141 | 100 | 0 | 0 | 0 | 41 | 1304.0352 |  | kWh | 0.465 | 0 | Commercial |  | Annual | [5 empty] | 8 | 0.96 |  |  |  | 0 | 0 | 0 | 147 | 0 | 0 | 0 | 0 | 0 | 0 | 0 | 0 | 2006 Qtr 1: 0; 2006 Qtr 2: 0; 2006 Qtr 3: 0; 2006 Qtr 4: 0; 2007 Qtr 1: 0; 2007 Qtr 2: 0; 2007 Qtr 3: 0; 2007 Qtr 4: 0; 2008 Qtr 1: 0; 2008 Qtr 2: 0; 2008 Qtr 3: 0; 2008 Qtr 4: 147 | 147
SDGE3012_EXP_EXP-ExpressEfficiencyRebateProgram | 213215-Lighting-Interior High Bay Linear Fluorescent Fixtures <= 244 Watts replacing 400 Watts (Tier 1) |  | 10 | Commercial | 01-ALC-AllCommercial-IntLight | 0 |  |  |  |  | 308.7635 | 97.9359 | 0 | 0 | 0 | 210.8275 | 780.5075 |  | kWh | 0.20132 | -3.2216 | Commercial |  | Annual | [5 empty] | 11 | 0.96 |  |  |  | 0 | 0 | 0 | 132.6582 | 0 | 0 | 0 | 0 | 0 | 0 | 0 | 0 | 2006 Qtr 1: 0; 2006 Qtr 2: 0; 2006 Qtr 3: 0; 2006 Qtr 4: 0; 2007 Qtr 1: 0; 2007 Qtr 2: 0; 2007 Qtr 3: 0; 2007 Qtr 4: 0; 2008 Qtr 1: 132.6582; 2008 Qtr 2: 0; 2008 Qtr 3: 0; 2008 Qtr 4: 0 | 132.6582
SDGE3012_EXP_EXP-ExpressEfficiencyRebateProgram | 213230-Lighting - Occupancy Sensor - High-Bay Sensor |  | 10 | Commercial | 01-ALC-AllCommercial-IntLight | 0 |  |  |  |  | 141 | 100 | 0 | 0 | 0 | 41 | 1304.0352 |  | kWh | 0.465 | 0 | Commercial |  | Annual | [5 empty] | 8 | 0.96 |  |  |  | 0 | 0 | 0 | 128 | 0 | 0 | 0 | 0 | 0 | 0 | 0 | 0 | 2006 Qtr 1: 0; 2006 Qtr 2: 0; 2006 Qtr 3: 0; 2006 Qtr 4: 0; 2007 Qtr 1: 0; 2007 Qtr 2: 0; 2007 Qtr 3: 0; 2007 Qtr 4: 0; 2008 Qtr 1: 128; 2008 Qtr 2: 0; 2008 Qtr 3: 0; 2008 Qtr 4: 0 | 128
SDGE3012_EXP_EXP-ExpressEfficiencyRebateProgram | 213215-Lighting-Interior High Bay Linear Fluorescent Fixtures <= 244 Watts replacing 400 Watts (Tier 1) |  | 7 | Commercial | 01-ALC-AllCommercial-IntLight | 0 |  |  |  |  | 308.7635 | 97.9359 | 0 | 0 | 0 | 210.8275 | 984.5056 |  | kWh | 0.20308 | -1.8733 | Commercial |  | Annual | [5 empty] | 11 | 0.96 |  |  |  | 0 | 0 | 0 | 308.8448 | 0 | 0 | 0 | 0 | 0 | 0 | 0 | 0 | 2006 Qtr 1: 0; 2006 Qtr 2: 0; 2006 Qtr 3: 0; 2006 Qtr 4: 0; 2007 Qtr 1: 0; 2007 Qtr 2: 0; 2007 Qtr 3: 0; 2007 Qtr 4: 0; 2008 Qtr 1: 308.8448; 2008 Qtr 2: 0; 2008 Qtr 3: 0; 2008 Qtr 4: 0 | 308.8448
SDGE3012_EXP_EXP-ExpressEfficiencyRebateProgram | 213230-Lighting - Occupancy Sensor - High-Bay Sensor |  | 7 | Commercial | 01-ALC-AllCommercial-IntLight | 0 |  |  |  |  | 141 | 100 | 0 | 0 | 0 | 41 | 1304.0352 |  | kWh | 0.465 | 0 | Commercial |  | Annual | [5 empty] | 8 | 0.96 |  |  |  | 0 | 0 | 0 | 298 | 0 | 0 | 0 | 0 | 0 | 0 | 0 | 0 | 2006 Qtr 1: 0; 2006 Qtr 2: 0; 2006 Qtr 3: 0; 2006 Qtr 4: 0; 2007 Qtr 1: 0; 2007 Qtr 2: 0; 2007 Qtr 3: 0; 2007 Qtr 4: 0; 2008 Qtr 1: 298; 2008 Qtr 2: 0; 2008 Qtr 3: 0; 2008 Qtr 4: 0 | 298
SDGE3012_EXP_EXP-ExpressEfficiencyRebateProgram | 213215-Lighting-Interior High Bay Linear Fluorescent Fixtures <= 244 Watts replacing 400 Watts (Tier 1) |  | 7 | Commercial | 01-ALC-AllCommercial-IntLight | 0 |  |  |  |  | 308.7635 | 97.9359 | 0 | 0 | 0 | 210.8275 | 757.751 |  | kWh | 0.19915 | -2.9519 | Commercial |  | Annual | [5 empty] | 11 | 0.96 |  |  |  | 0 | 0 | 0 | 117.1123 | 0 | 0 | 0 | 0 | 0 | 0 | 0 | 0 | 2006 Qtr 1: 0; 2006 Qtr 2: 0; 2006 Qtr 3: 0; 2006 Qtr 4: 0; 2007 Qtr 1: 0; 2007 Qtr 2: 0; 2007 Qtr 3: 0; 2007 Qtr 4: 0; 2008 Qtr 1: 117.1123; 2008 Qtr 2: 0; 2008 Qtr 3: 0; 2008 Qtr 4: 0 | 117.1123
SDGE3012_EXP_EXP-ExpressEfficiencyRebateProgram | 213230-Lighting - Occupancy Sensor - High-Bay Sensor |  | 7 | Commercial | 01-ALC-AllCommercial-IntLight | 0 |  |  |  |  | 141 | 100 | 0 | 0 | 0 | 41 | 1304.0352 |  | kWh | 0.465 | 0 | Commercial |  | Annual | [5 empty] | 8 | 0.96 |  |  |  | 0 | 0 | 0 | 113 | 0 | 0 | 0 | 0 | 0 | 0 | 0 | 0 | 2006 Qtr 1: 0; 2006 Qtr 2: 0; 2006 Qtr 3: 0; 2006 Qtr 4: 0; 2007 Qtr 1: 0; 2007 Qtr 2: 0; 2007 Qtr 3: 0; 2007 Qtr 4: 0; 2008 Qtr 1: 113; 2008 Qtr 2: 0; 2008 Qtr 3: 0; 2008 Qtr 4: 0 | 113
SDGE3012_EXP_EXP-ExpressEfficiencyRebateProgram | 213013-Lighting - 8 Ft T-8 with Elec. Ballast |  | 7 | Commercial | 01-ALC-AllCommercial-IntLight | 0 |  |  |  |  | 41.7557 | 9.6359 | 0 | 0 | 0 | 32.1197 | 43.1123 |  | kWh | 0.011934 | -0.16795 | Commercial |  | Annual | [5 empty] | 11 | 0.96 |  |  |  | 0 | 0 | 0 | 4.67 | 0 | 0 | 0 | 0 | 0 | 0 | 0 | 0 | 2006 Qtr 1: 0; 2006 Qtr 2: 0; 2006 Qtr 3: 0; 2006 Qtr 4: 0; 2007 Qtr 1: 0; 2007 Qtr 2: 0; 2007 Qtr 3: 0; 2007 Qtr 4: 0; 2008 Qtr 1: 4.67; 2008 Qtr 2: 0; 2008 Qtr 3: 0; 2008 Qtr 4: 0 | 4.67
SDGE3012_EXP_EXP-ExpressEfficiencyRebateProgram | 213215-Lighting-Interior High Bay Linear Fluorescent Fixtures <= 244 Watts replacing 400 Watts (Tier 1) |  | 10 | Commercial | 18-OFS-Office–Small-IntLight | 0 |  |  |  |  | 308.7635 | 97.9359 | 0 | 0 | 0 | 210.8275 | 840.8937 |  | kWh | 0.23612 | -0.45061 | Commercial |  | Annual | [5 empty] | 11 | 0.96 |  |  |  | 0 | 0 | 0 | 234.2246 | 0 | 0 | 0 | 0 | 0 | 0 | 0 | 0 | 2006 Qtr 1: 0; 2006 Qtr 2: 0; 2006 Qtr 3: 0; 2006 Qtr 4: 0; 2007 Qtr 1: 0; 2007 Qtr 2: 0; 2007 Qtr 3: 0; 2007 Qtr 4: 0; 2008 Qtr 1: 234.2246; 2008 Qtr 2: 0; 2008 Qtr 3: 0; 2008 Qtr 4: 0 | 234.2246
SDGE3012_EXP_EXP-ExpressEfficiencyRebateProgram | 213230-Lighting - Occupancy Sensor - High-Bay Sensor |  | 10 | Commercial | 18-OFS-Office–Small-IntLight | 0 |  |  |  |  | 141 | 100 | 0 | 0 | 0 | 41 | 1304.0352 |  | kWh | 0.465 | 0 | Commercial |  | Annual | [5 empty] | 8 | 0.96 |  |  |  | 0 | 0 | 0 | 226 | 0 | 0 | 0 | 0 | 0 | 0 | 0 | 0 | 2006 Qtr 1: 0; 2006 Qtr 2: 0; 2006 Qtr 3: 0; 2006 Qtr 4: 0; 2007 Qtr 1: 0; 2007 Qtr 2: 0; 2007 Qtr 3: 0; 2007 Qtr 4: 0; 2008 Qtr 1: 226; 2008 Qtr 2: 0; 2008 Qtr 3: 0; 2008 Qtr 4: 0 | 226
SDGE3012_EXP_EXP-ExpressEfficiencyRebateProgram | 213007-Heating - Greenhouse Heat Curtain | CFRM00AVHtCtn | 7 | Agricultural | 35-OTI-OtherIndustrial-PROC_OTH | 0 |  |  |  |  | 0.49 | 0.2 | 0 | 0 | 0 | 0.29 | 0.018769 |  | kWh | 0 | 0.20048 | Commercial |  | Winter Only | [5 empty] | 5 | 0.96 |  |  |  | 0 | 0 | 0 | 113576 | 0 | 0 | 0 | 0 | 0 | 0 | 0 | 0 | 2006 Qtr 1: 0; 2006 Qtr 2: 0; 2006 Qtr 3: 0; 2006 Qtr 4: 0; 2007 Qtr 1: 0; 2007 Qtr 2: 0; 2007 Qtr 3: 0; 2007 Qtr 4: 0; 2008 Qtr 1: 113576; 2008 Qtr 2: 0; 2008 Qtr 3: 0; 2008 Qtr 4: 0 | 113576
SDGE3012_EXP_EXP-ExpressEfficiencyRebateProgram | 213105-Heating - Infrared Film for Greenhouse | CFRM07AVIRFlm | 7 | Agricultural | 35-OTI-OtherIndustrial-PROC_OTH | 0 |  |  |  |  | 0.03 | 0.05 | 0 | 0 | 0 | -0.02 | 0.064075 |  | kWh | 0 | 0.065924 | Commercial |  | Winter Only | [5 empty] | 5 | 0.96 |  |  |  | 0 | 0 | 0 | 28500 | 0 | 0 | 0 | 0 | 0 | 0 | 0 | 0 | 2006 Qtr 1: 0; 2006 Qtr 2: 0; 2006 Qtr 3: 0; 2006 Qtr 4: 0; 2007 Qtr 1: 0; 2007 Qtr 2: 0; 2007 Qtr 3: 0; 2007 Qtr 4: 0; 2008 Qtr 1: 28500; 2008 Qtr 2: 0; 2008 Qtr 3: 0; 2008 Qtr 4: 0 | 28500
SDGE3012_EXP_EXP-ExpressEfficiencyRebateProgram | 213207-Lighting-Interior High Bay Linear Fluorescent Fixtures <= 360 Watts replacing 400 Watts (Tier 2) |  | 7 | Commercial | 14-MLI-Manufacturing–LightIndustry-LIGHT | 0 |  |  |  |  | 345.8745 | 96.4886 | 0 | 0 | 0 | 249.3859 | 784.6729 |  | kWh | 0.1676 | -1.0145 | Commercial |  | Annual | [5 empty] | 11 | 0.96 |  |  |  | 0 | 0 | 0 | 51.8196 | 0 | 0 | 0 | 0 | 0 | 0 | 0 | 0 | 2006 Qtr 1: 0; 2006 Qtr 2: 0; 2006 Qtr 3: 0; 2006 Qtr 4: 0; 2007 Qtr 1: 0; 2007 Qtr 2: 0; 2007 Qtr 3: 0; 2007 Qtr 4: 0; 2008 Qtr 1: 0; 2008 Qtr 2: 0; 2008 Qtr 3: 0; 2008 Qtr 4: 51.8196 | 51.8196
SDGE3012_EXP_EXP-ExpressEfficiencyRebateProgram | 213230-Lighting - Occupancy Sensor - High-Bay Sensor |  | 7 | Commercial | 14-MLI-Manufacturing–LightIndustry-LIGHT | 0 |  |  |  |  | 141 | 100 | 0 | 0 | 0 | 41 | 1304.0352 |  | kWh | 0.465 | 0 | Commercial |  | Annual | [5 empty] | 8 | 0.96 |  |  |  | 0 | 0 | 0 | 50 | 0 | 0 | 0 | 0 | 0 | 0 | 0 | 0 | 2006 Qtr 1: 0; 2006 Qtr 2: 0; 2006 Qtr 3: 0; 2006 Qtr 4: 0; 2007 Qtr 1: 0; 2007 Qtr 2: 0; 2007 Qtr 3: 0; 2007 Qtr 4: 0; 2008 Qtr 1: 0; 2008 Qtr 2: 0; 2008 Qtr 3: 0; 2008 Qtr 4: 50 | 50
SDGE3012_EXP_EXP-ExpressEfficiencyRebateProgram | 213147-Premium T8 with T12 34Watt Baseline |  | System | Commercial | 01-ALC-AllCommercial-IntLight | 0 |  |  |  |  | 16.3168 | 7.7087 | 0 | 0 | 0 | 8.6081 | 8.7573 |  | kWh | 0.0022782 | -0.016663 | Commercial |  | Annual | [5 empty] | 11 | 0.96 |  |  |  | 0 | 0 | 0 | 1740.3627 | 0 | 0 | 0 | 0 | 0 | 0 | 0 | 0 | 2006 Qtr 1: 0; 2006 Qtr 2: 0; 2006 Qtr 3: 0; 2006 Qtr 4: 0; 2007 Qtr 1: 0; 2007 Qtr 2: 0; 2007 Qtr 3: 0; 2007 Qtr 4: 0; 2008 Qtr 1: 1740.3627; 2008 Qtr 2: 0; 2008 Qtr 3: 0; 2008 Qtr 4: 0 | 1740.3627
SDGE3012_EXP_EXP-ExpressEfficiencyRebateProgram | 213053-Lighting - Remove 4 Ft T-8 (De-Lamp) | COFL00AVDEL01 | System | Commercial | 01-ALC-AllCommercial-IntLight | 0 |  |  |  |  | 33.026 | 12.8479 | 0 | 0 | 0 | 20.1781 | 91.8395 |  | kWh | 0.023892 | -0.17475 | Commercial |  | Annual | [5 empty] | 11 | 0.96 |  |  |  | 0 | 0 | 0 | 671.7053 | 0 | 0 | 0 | 0 | 0 | 0 | 0 | 0 | 2006 Qtr 1: 0; 2006 Qtr 2: 0; 2006 Qtr 3: 0; 2006 Qtr 4: 0; 2007 Qtr 1: 0; 2007 Qtr 2: 0; 2007 Qtr 3: 0; 2007 Qtr 4: 0; 2008 Qtr 1: 671.7053; 2008 Qtr 2: 0; 2008 Qtr 3: 0; 2008 Qtr 4: 0 | 671.7053
SDGE3012_EXP_EXP-ExpressEfficiencyRebateProgram | 213230-Lighting - Occupancy Sensor - High-Bay Sensor |  | System | Commercial | 01-ALC-AllCommercial-IntLight | 0 |  |  |  |  | 141 | 100 | 0 | 0 | 0 | 41 | 1304.0352 |  | kWh | 0.465 | 0 | Commercial |  | Annual | [5 empty] | 8 | 0.96 |  |  |  | 0 | 0 | 0 | 41 | 0 | 0 | 0 | 0 | 0 | 0 | 0 | 0 | 2006 Qtr 1: 0; 2006 Qtr 2: 0; 2006 Qtr 3: 0; 2006 Qtr 4: 0; 2007 Qtr 1: 0; 2007 Qtr 2: 0; 2007 Qtr 3: 0; 2007 Qtr 4: 0; 2008 Qtr 1: 41; 2008 Qtr 2: 0; 2008 Qtr 3: 0; 2008 Qtr 4: 0 | 41
SDGE3012_EXP_EXP-ExpressEfficiencyRebateProgram | 213147-Premium T8 with T12 34Watt Baseline |  | 10 | Commercial | 18-OFS-Office–Small-IntLight | 0 |  |  |  |  | 16.3168 | 7.7087 | 0 | 0 | 0 | 8.6081 | 11.9008 |  | kWh | 0.0037944 | -0.0063773 | Commercial |  | Annual | [5 empty] | 11 | 0.96 |  |  |  | 0 | 0 | 0 | 152.5542 | 0 | 0 | 0 | 0 | 0 | 0 | 0 | 0 | 2006 Qtr 1: 0; 2006 Qtr 2: 0; 2006 Qtr 3: 0; 2006 Qtr 4: 0; 2007 Qtr 1: 0; 2007 Qtr 2: 0; 2007 Qtr 3: 0; 2007 Qtr 4: 0; 2008 Qtr 1: 152.5542; 2008 Qtr 2: 0; 2008 Qtr 3: 0; 2008 Qtr 4: 0 | 152.5542
SDGE3012_EXP_EXP-ExpressEfficiencyRebateProgram | 213054-Lighting - Remove 8 Ft T-8 (De-Lamp) | CRTL00AVDEL02 | 10 | Commercial | 18-OFS-Office–Small-IntLight | 0 |  |  |  |  | 33.2757 | 32.1197 | 0 | 0 | 0 | 1.156 | 205.9749 |  | kWh | 0.065673 | -0.11038 | Commercial |  | Annual | [5 empty] | 11 | 0.96 |  |  |  | 0 | 0 | 0 | 56.0403 | 0 | 0 | 0 | 0 | 0 | 0 | 0 | 0 | 2006 Qtr 1: 0; 2006 Qtr 2: 0; 2006 Qtr 3: 0; 2006 Qtr 4: 0; 2007 Qtr 1: 0; 2007 Qtr 2: 0; 2007 Qtr 3: 0; 2007 Qtr 4: 0; 2008 Qtr 1: 56.0403; 2008 Qtr 2: 0; 2008 Qtr 3: 0; 2008 Qtr 4: 0 | 56.0403
SDGE3012_EXP_EXP-ExpressEfficiencyRebateProgram | 213215-Lighting-Interior High Bay Linear Fluorescent Fixtures <= 244 Watts replacing 400 Watts (Tier 1) |  | 10 | Commercial | 18-OFS-Office–Small-IntLight | 0 |  |  |  |  | 308.7635 | 97.9359 | 0 | 0 | 0 | 210.8275 | 840.8937 |  | kWh | 0.23612 | -0.45061 | Commercial |  | Annual | [5 empty] | 11 | 0.96 |  |  |  | 0 | 0 | 0 | 59.0743 | 0 | 0 | 0 | 0 | 0 | 0 | 0 | 0 | 2006 Qtr 1: 0; 2006 Qtr 2: 0; 2006 Qtr 3: 0; 2006 Qtr 4: 0; 2007 Qtr 1: 0; 2007 Qtr 2: 0; 2007 Qtr 3: 0; 2007 Qtr 4: 0; 2008 Qtr 1: 59.0743; 2008 Qtr 2: 0; 2008 Qtr 3: 0; 2008 Qtr 4: 0 | 59.0743
SDGE3012_EXP_EXP-ExpressEfficiencyRebateProgram | 213230-Lighting - Occupancy Sensor - High-Bay Sensor |  | 10 | Commercial | 18-OFS-Office–Small-IntLight | 0 |  |  |  |  | 141 | 100 | 0 | 0 | 0 | 41 | 1304.0352 |  | kWh | 0.465 | 0 | Commercial |  | Annual | [5 empty] | 8 | 0.96 |  |  |  | 0 | 0 | 0 | 57 | 0 | 0 | 0 | 0 | 0 | 0 | 0 | 0 | 2006 Qtr 1: 0; 2006 Qtr 2: 0; 2006 Qtr 3: 0; 2006 Qtr 4: 0; 2007 Qtr 1: 0; 2007 Qtr 2: 0; 2007 Qtr 3: 0; 2007 Qtr 4: 0; 2008 Qtr 1: 57; 2008 Qtr 2: 0; 2008 Qtr 3: 0; 2008 Qtr 4: 0 | 57
SDGE3012_EXP_EXP-ExpressEfficiencyRebateProgram | 213177-Food Service - Ice Machine Air-Cooled 401-500 |  | 7 | Commercial | 01-ALC-AllCommercial-Refrig | 0 |  |  |  |  | 981 | 300 | 0 | 0 | 0 | 681 | 2463.75 |  | kWh | 0.28125 | 0 | Commercial |  | Annual | [5 empty] | 12 | 0.96 |  |  |  | 0 | 0 | 0 | 1 | 0 | 0 | 0 | 0 | 0 | 0 | 0 | 0 | 2006 Qtr 1: 0; 2006 Qtr 2: 0; 2006 Qtr 3: 0; 2006 Qtr 4: 0; 2007 Qtr 1: 0; 2007 Qtr 2: 0; 2007 Qtr 3: 0; 2007 Qtr 4: 0; 2008 Qtr 1: 1; 2008 Qtr 2: 0; 2008 Qtr 3: 0; 2008 Qtr 4: 0 | 1
SDGE3012_EXP_EXP-ExpressEfficiencyRebateProgram | 213178-Food Service - Ice Machine Air-Cooled 501-1000 |  | 7 | Commercial | 01-ALC-AllCommercial-Refrig | 0 |  |  |  |  | 1485 | 400 | 0 | 0 | 0 | 1085 | 3011.25 |  | kWh | 0.34375 | 0 | Commercial |  | Annual | [5 empty] | 12 | 0.96 |  |  |  | 0 | 0 | 0 | 1 | 0 | 0 | 0 | 0 | 0 | 0 | 0 | 0 | 2006 Qtr 1: 0; 2006 Qtr 2: 0; 2006 Qtr 3: 0; 2006 Qtr 4: 0; 2007 Qtr 1: 0; 2007 Qtr 2: 0; 2007 Qtr 3: 0; 2007 Qtr 4: 0; 2008 Qtr 1: 1; 2008 Qtr 2: 0; 2008 Qtr 3: 0; 2008 Qtr 4: 0 | 1
SDGE3012_EXP_EXP-ExpressEfficiencyRebateProgram | 213020-Lighting - Hardwire Incan Base >90 watt Fluorescent Fixture |  | 7 | Commercial | 18-OFS-Office–Small-IntLight | 0 |  |  |  |  | 222.2686 | 217.1294 | 0 | 0 | 0 | 5.1392 | 73.3086 |  | kWh | 0.021591 |  | Commercial |  | Annual | [5 empty] | 12 | 0.96 |  |  |  | 0 | 0 | 0 | 17.1234 | 0 | 0 | 0 | 0 | 0 | 0 | 0 | 0 | 2006 Qtr 1: 0; 2006 Qtr 2: 0; 2006 Qtr 3: 0; 2006 Qtr 4: 0; 2007 Qtr 1: 0; 2007 Qtr 2: 0; 2007 Qtr 3: 0; 2007 Qtr 4: 0; 2008 Qtr 1: 17.1234; 2008 Qtr 2: 0; 2008 Qtr 3: 0; 2008 Qtr 4: 0 | 17.1234
SDGE3012_EXP_EXP-ExpressEfficiencyRebateProgram | 213147-Premium T8 with T12 34Watt Baseline |  | 7 | Commercial | 18-OFS-Office–Small-IntLight | 0 |  |  |  |  | 16.3168 | 7.7087 | 0 | 0 | 0 | 8.6081 | 11.8376 |  | kWh | 0.003731 | -0.0034426 | Commercial |  | Annual | [5 empty] | 11 | 0.96 |  |  |  | 0 | 0 | 0 | 912.2116 | 0 | 0 | 0 | 0 | 0 | 0 | 0 | 0 | 2006 Qtr 1: 0; 2006 Qtr 2: 0; 2006 Qtr 3: 0; 2006 Qtr 4: 0; 2007 Qtr 1: 0; 2007 Qtr 2: 0; 2007 Qtr 3: 0; 2007 Qtr 4: 0; 2008 Qtr 1: 912.2116; 2008 Qtr 2: 0; 2008 Qtr 3: 0; 2008 Qtr 4: 0 | 912.2116
SDGE3012_EXP_EXP-ExpressEfficiencyRebateProgram | 213053-Lighting - Remove 4 Ft T-8 (De-Lamp) | COFL00AVDEL01 | 7 | Commercial | 18-OFS-Office–Small-IntLight | 0 |  |  |  |  | 33.026 | 12.8479 | 0 | 0 | 0 | 20.1781 | 124.1429 |  | kWh | 0.039128 | -0.036103 | Commercial |  | Annual | [5 empty] | 11 | 0.96 |  |  |  | 0 | 0 | 0 | 440.539 | 0 | 0 | 0 | 0 | 0 | 0 | 0 | 0 | 2006 Qtr 1: 0; 2006 Qtr 2: 0; 2006 Qtr 3: 0; 2006 Qtr 4: 0; 2007 Qtr 1: 0; 2007 Qtr 2: 0; 2007 Qtr 3: 0; 2007 Qtr 4: 0; 2008 Qtr 1: 440.539; 2008 Qtr 2: 0; 2008 Qtr 3: 0; 2008 Qtr 4: 0 | 440.539
SDGE3012_EXP_EXP-ExpressEfficiencyRebateProgram | 213054-Lighting - Remove 8 Ft T-8 (De-Lamp) | CRTL00AVDEL02 | 7 | Commercial | 18-OFS-Office–Small-IntLight | 0 |  |  |  |  | 33.2757 | 32.1197 | 0 | 0 | 0 | 1.156 | 204.8814 |  | kWh | 0.064575 | -0.059583 | Commercial |  | Annual | [5 empty] | 11 | 0.96 |  |  |  | 0 | 0 | 0 | 51.3703 | 0 | 0 | 0 | 0 | 0 | 0 | 0 | 0 | 2006 Qtr 1: 0; 2006 Qtr 2: 0; 2006 Qtr 3: 0; 2006 Qtr 4: 0; 2007 Qtr 1: 0; 2007 Qtr 2: 0; 2007 Qtr 3: 0; 2007 Qtr 4: 0; 2008 Qtr 1: 51.3703; 2008 Qtr 2: 0; 2008 Qtr 3: 0; 2008 Qtr 4: 0 | 51.3703
SDGE3012_EXP_EXP-ExpressEfficiencyRebateProgram | 213215-Lighting-Interior High Bay Linear Fluorescent Fixtures <= 244 Watts replacing 400 Watts (Tier 1) |  | 7 | Commercial | 18-OFS-Office–Small-IntLight | 0 |  |  |  |  | 308.7635 | 97.9359 | 0 | 0 | 0 | 210.8275 | 836.4294 |  | kWh | 0.23218 | -0.24325 | Commercial |  | Annual | [5 empty] | 11 | 0.96 |  |  |  | 0 | 0 | 0 | 1.0364 | 0 | 0 | 0 | 0 | 0 | 0 | 0 | 0 | 2006 Qtr 1: 0; 2006 Qtr 2: 0; 2006 Qtr 3: 0; 2006 Qtr 4: 0; 2007 Qtr 1: 0; 2007 Qtr 2: 0; 2007 Qtr 3: 0; 2007 Qtr 4: 0; 2008 Qtr 1: 1.0364; 2008 Qtr 2: 0; 2008 Qtr 3: 0; 2008 Qtr 4: 0 | 1.0364
SDGE3012_EXP_EXP-ExpressEfficiencyRebateProgram | 213178-Food Service - Ice Machine Air-Cooled 501-1000 |  | 7 | Commercial | 01-ALC-AllCommercial-Refrig | 0 |  |  |  |  | 1485 | 400 | 0 | 0 | 0 | 1085 | 3011.25 |  | kWh | 0.34375 | 0 | Commercial |  | Annual | [5 empty] | 12 | 0.96 |  |  |  | 0 | 0 | 0 | 1 | 0 | 0 | 0 | 0 | 0 | 0 | 0 | 0 | 2006 Qtr 1: 0; 2006 Qtr 2: 0; 2006 Qtr 3: 0; 2006 Qtr 4: 0; 2007 Qtr 1: 0; 2007 Qtr 2: 0; 2007 Qtr 3: 0; 2007 Qtr 4: 0; 2008 Qtr 1: 1; 2008 Qtr 2: 0; 2008 Qtr 3: 0; 2008 Qtr 4: 0 | 1
SDGE3012_EXP_EXP-ExpressEfficiencyRebateProgram | 213178-Food Service - Ice Machine Air-Cooled 501-1000 |  | 7 | Commercial | 01-ALC-AllCommercial-Refrig | 0 |  |  |  |  | 1485 | 400 | 0 | 0 | 0 | 1085 | 3011.25 |  | kWh | 0.34375 | 0 | Commercial |  | Annual | [5 empty] | 12 | 0.96 |  |  |  | 0 | 0 | 0 | 1 | 0 | 0 | 0 | 0 | 0 | 0 | 0 | 0 | 2006 Qtr 1: 0; 2006 Qtr 2: 0; 2006 Qtr 3: 0; 2006 Qtr 4: 0; 2007 Qtr 1: 0; 2007 Qtr 2: 0; 2007 Qtr 3: 0; 2007 Qtr 4: 0; 2008 Qtr 1: 1; 2008 Qtr 2: 0; 2008 Qtr 3: 0; 2008 Qtr 4: 0 | 1
SDGE3012_EXP_EXP-ExpressEfficiencyRebateProgram | 213178-Food Service - Ice Machine Air-Cooled 501-1000 |  | 7 | Commercial | 01-ALC-AllCommercial-Refrig | 0 |  |  |  |  | 1485 | 400 | 0 | 0 | 0 | 1085 | 3011.25 |  | kWh | 0.34375 | 0 | Commercial |  | Annual | [5 empty] | 12 | 0.96 |  |  |  | 0 | 0 | 0 | 1 | 0 | 0 | 0 | 0 | 0 | 0 | 0 | 0 | 2006 Qtr 1: 0; 2006 Qtr 2: 0; 2006 Qtr 3: 0; 2006 Qtr 4: 0; 2007 Qtr 1: 0; 2007 Qtr 2: 0; 2007 Qtr 3: 0; 2007 Qtr 4: 0; 2008 Qtr 1: 1; 2008 Qtr 2: 0; 2008 Qtr 3: 0; 2008 Qtr 4: 0 | 1
SDGE3012_EXP_EXP-ExpressEfficiencyRebateProgram | 213178-Food Service - Ice Machine Air-Cooled 501-1000 |  | System | Commercial | 01-ALC-AllCommercial-Refrig | 0 |  |  |  |  | 1485 | 400 | 0 | 0 | 0 | 1085 | 3011.25 |  | kWh | 0.34375 | 0 | Commercial |  | Annual | [5 empty] | 12 | 0.96 |  |  |  | 0 | 0 | 0 | 1 | 0 | 0 | 0 | 0 | 0 | 0 | 0 | 0 | 2006 Qtr 1: 0; 2006 Qtr 2: 0; 2006 Qtr 3: 0; 2006 Qtr 4: 0; 2007 Qtr 1: 0; 2007 Qtr 2: 0; 2007 Qtr 3: 0; 2007 Qtr 4: 0; 2008 Qtr 1: 1; 2008 Qtr 2: 0; 2008 Qtr 3: 0; 2008 Qtr 4: 0 | 1
SDGE3012_EXP_EXP-ExpressEfficiencyRebateProgram | 213178-Food Service - Ice Machine Air-Cooled 501-1000 |  | 10 | Commercial | 01-ALC-AllCommercial-Refrig | 0 |  |  |  |  | 1485 | 400 | 0 | 0 | 0 | 1085 | 3011.25 |  | kWh | 0.34375 | 0 | Commercial |  | Annual | [5 empty] | 12 | 0.96 |  |  |  | 0 | 0 | 0 | 1 | 0 | 0 | 0 | 0 | 0 | 0 | 0 | 0 | 2006 Qtr 1: 0; 2006 Qtr 2: 0; 2006 Qtr 3: 0; 2006 Qtr 4: 0; 2007 Qtr 1: 0; 2007 Qtr 2: 0; 2007 Qtr 3: 0; 2007 Qtr 4: 0; 2008 Qtr 1: 1; 2008 Qtr 2: 0; 2008 Qtr 3: 0; 2008 Qtr 4: 0 | 1
SDGE3012_EXP_EXP-ExpressEfficiencyRebateProgram | 213178-Food Service - Ice Machine Air-Cooled 501-1000 |  | 10 | Commercial | 01-ALC-AllCommercial-Refrig | 0 |  |  |  |  | 1485 | 400 | 0 | 0 | 0 | 1085 | 3011.25 |  | kWh | 0.34375 | 0 | Commercial |  | Annual | [5 empty] | 12 | 0.96 |  |  |  | 0 | 0 | 0 | 1 | 0 | 0 | 0 | 0 | 0 | 0 | 0 | 0 | 2006 Qtr 1: 0; 2006 Qtr 2: 0; 2006 Qtr 3: 0; 2006 Qtr 4: 0; 2007 Qtr 1: 0; 2007 Qtr 2: 0; 2007 Qtr 3: 0; 2007 Qtr 4: 0; 2008 Qtr 1: 1; 2008 Qtr 2: 0; 2008 Qtr 3: 0; 2008 Qtr 4: 0 | 1
SDGE3012_EXP_EXP-ExpressEfficiencyRebateProgram | 213178-Food Service - Ice Machine Air-Cooled 501-1000 |  | 7 | Commercial | 01-ALC-AllCommercial-Refrig | 0 |  |  |  |  | 1485 | 400 | 0 | 0 | 0 | 1085 | 3011.25 |  | kWh | 0.34375 | 0 | Commercial |  | Annual | [5 empty] | 12 | 0.96 |  |  |  | 0 | 0 | 0 | 1 | 0 | 0 | 0 | 0 | 0 | 0 | 0 | 0 | 2006 Qtr 1: 0; 2006 Qtr 2: 0; 2006 Qtr 3: 0; 2006 Qtr 4: 0; 2007 Qtr 1: 0; 2007 Qtr 2: 0; 2007 Qtr 3: 0; 2007 Qtr 4: 0; 2008 Qtr 1: 1; 2008 Qtr 2: 0; 2008 Qtr 3: 0; 2008 Qtr 4: 0 | 1
SDGE3012_EXP_EXP-ExpressEfficiencyRebateProgram | 213178-Food Service - Ice Machine Air-Cooled 501-1000 |  | 10 | Commercial | 01-ALC-AllCommercial-Refrig | 0 |  |  |  |  | 1485 | 400 | 0 | 0 | 0 | 1085 | 3011.25 |  | kWh | 0.34375 | 0 | Commercial |  | Annual | [5 empty] | 12 | 0.96 |  |  |  | 0 | 0 | 0 | 1 | 0 | 0 | 0 | 0 | 0 | 0 | 0 | 0 | 2006 Qtr 1: 0; 2006 Qtr 2: 0; 2006 Qtr 3: 0; 2006 Qtr 4: 0; 2007 Qtr 1: 0; 2007 Qtr 2: 0; 2007 Qtr 3: 0; 2007 Qtr 4: 0; 2008 Qtr 1: 1; 2008 Qtr 2: 0; 2008 Qtr 3: 0; 2008 Qtr 4: 0 | 1
SDGE3012_EXP_EXP-ExpressEfficiencyRebateProgram | 213178-Food Service - Ice Machine Air-Cooled 501-1000 |  | 10 | Commercial | 01-ALC-AllCommercial-Refrig | 0 |  |  |  |  | 1485 | 400 | 0 | 0 | 0 | 1085 | 3011.25 |  | kWh | 0.34375 | 0 | Commercial |  | Annual | [5 empty] | 12 | 0.96 |  |  |  | 0 | 0 | 0 | 1 | 0 | 0 | 0 | 0 | 0 | 0 | 0 | 0 | 2006 Qtr 1: 0; 2006 Qtr 2: 0; 2006 Qtr 3: 0; 2006 Qtr 4: 0; 2007 Qtr 1: 0; 2007 Qtr 2: 0; 2007 Qtr 3: 0; 2007 Qtr 4: 0; 2008 Qtr 1: 1; 2008 Qtr 2: 0; 2008 Qtr 3: 0; 2008 Qtr 4: 0 | 1
SDGE3012_EXP_EXP-ExpressEfficiencyRebateProgram | 213178-Food Service - Ice Machine Air-Cooled 501-1000 |  | 7 | Commercial | 01-ALC-AllCommercial-Refrig | 0 |  |  |  |  | 1485 | 400 | 0 | 0 | 0 | 1085 | 3011.25 |  | kWh | 0.34375 | 0 | Commercial |  | Annual | [5 empty] | 12 | 0.96 |  |  |  | 0 | 0 | 0 | 1 | 0 | 0 | 0 | 0 | 0 | 0 | 0 | 0 | 2006 Qtr 1: 0; 2006 Qtr 2: 0; 2006 Qtr 3: 0; 2006 Qtr 4: 0; 2007 Qtr 1: 0; 2007 Qtr 2: 0; 2007 Qtr 3: 0; 2007 Qtr 4: 0; 2008 Qtr 1: 1; 2008 Qtr 2: 0; 2008 Qtr 3: 0; 2008 Qtr 4: 0 | 1
SDGE3012_EXP_EXP-ExpressEfficiencyRebateProgram | 213178-Food Service - Ice Machine Air-Cooled 501-1000 |  | 7 | Commercial | 01-ALC-AllCommercial-Refrig | 0 |  |  |  |  | 1485 | 400 | 0 | 0 | 0 | 1085 | 3011.25 |  | kWh | 0.34375 | 0 | Commercial |  | Annual | [5 empty] | 12 | 0.96 |  |  |  | 0 | 0 | 0 | 1 | 0 | 0 | 0 | 0 | 0 | 0 | 0 | 0 | 2006 Qtr 1: 0; 2006 Qtr 2: 0; 2006 Qtr 3: 0; 2006 Qtr 4: 0; 2007 Qtr 1: 0; 2007 Qtr 2: 0; 2007 Qtr 3: 0; 2007 Qtr 4: 0; 2008 Qtr 1: 1; 2008 Qtr 2: 0; 2008 Qtr 3: 0; 2008 Qtr 4: 0 | 1
SDGE3012_EXP_EXP-ExpressEfficiencyRebateProgram | 213178-Food Service - Ice Machine Air-Cooled 501-1000 |  | 7 | Commercial | 01-ALC-AllCommercial-Refrig | 0 |  |  |  |  | 1485 | 400 | 0 | 0 | 0 | 1085 | 3011.25 |  | kWh | 0.34375 | 0 | Commercial |  | Annual | [5 empty] | 12 | 0.96 |  |  |  | 0 | 0 | 0 | 1 | 0 | 0 | 0 | 0 | 0 | 0 | 0 | 0 | 2006 Qtr 1: 0; 2006 Qtr 2: 0; 2006 Qtr 3: 0; 2006 Qtr 4: 0; 2007 Qtr 1: 0; 2007 Qtr 2: 0; 2007 Qtr 3: 0; 2007 Qtr 4: 0; 2008 Qtr 1: 1; 2008 Qtr 2: 0; 2008 Qtr 3: 0; 2008 Qtr 4: 0 | 1
SDGE3012_EXP_EXP-ExpressEfficiencyRebateProgram | 213178-Food Service - Ice Machine Air-Cooled 501-1000 |  | 7 | Commercial | 01-ALC-AllCommercial-Refrig | 0 |  |  |  |  | 1485 | 400 | 0 | 0 | 0 | 1085 | 3011.25 |  | kWh | 0.34375 | 0 | Commercial |  | Annual | [5 empty] | 12 | 0.96 |  |  |  | 0 | 0 | 0 | 1 | 0 | 0 | 0 | 0 | 0 | 0 | 0 | 0 | 2006 Qtr 1: 0; 2006 Qtr 2: 0; 2006 Qtr 3: 0; 2006 Qtr 4: 0; 2007 Qtr 1: 0; 2007 Qtr 2: 0; 2007 Qtr 3: 0; 2007 Qtr 4: 0; 2008 Qtr 1: 1; 2008 Qtr 2: 0; 2008 Qtr 3: 0; 2008 Qtr 4: 0 | 1
SDGE3012_EXP_EXP-ExpressEfficiencyRebateProgram | 213178-Food Service - Ice Machine Air-Cooled 501-1000 |  | 10 | Commercial | 01-ALC-AllCommercial-Refrig | 0 |  |  |  |  | 1485 | 400 | 0 | 0 | 0 | 1085 | 3011.25 |  | kWh | 0.34375 | 0 | Commercial |  | Annual | [5 empty] | 12 | 0.96 |  |  |  | 0 | 0 | 0 | 1 | 0 | 0 | 0 | 0 | 0 | 0 | 0 | 0 | 2006 Qtr 1: 0; 2006 Qtr 2: 0; 2006 Qtr 3: 0; 2006 Qtr 4: 0; 2007 Qtr 1: 0; 2007 Qtr 2: 0; 2007 Qtr 3: 0; 2007 Qtr 4: 0; 2008 Qtr 1: 1; 2008 Qtr 2: 0; 2008 Qtr 3: 0; 2008 Qtr 4: 0 | 1
SDGE3012_EXP_EXP-ExpressEfficiencyRebateProgram | 213178-Food Service - Ice Machine Air-Cooled 501-1000 |  | 7 | Commercial | 01-ALC-AllCommercial-Refrig | 0 |  |  |  |  | 1485 | 400 | 0 | 0 | 0 | 1085 | 3011.25 |  | kWh | 0.34375 | 0 | Commercial |  | Annual | [5 empty] | 12 | 0.96 |  |  |  | 0 | 0 | 0 | 1 | 0 | 0 | 0 | 0 | 0 | 0 | 0 | 0 | 2006 Qtr 1: 0; 2006 Qtr 2: 0; 2006 Qtr 3: 0; 2006 Qtr 4: 0; 2007 Qtr 1: 0; 2007 Qtr 2: 0; 2007 Qtr 3: 0; 2007 Qtr 4: 0; 2008 Qtr 1: 1; 2008 Qtr 2: 0; 2008 Qtr 3: 0; 2008 Qtr 4: 0 | 1
SDGE3012_EXP_EXP-ExpressEfficiencyRebateProgram | 213178-Food Service - Ice Machine Air-Cooled 501-1000 |  | 7 | Commercial | 01-ALC-AllCommercial-Refrig | 0 |  |  |  |  | 1485 | 400 | 0 | 0 | 0 | 1085 | 3011.25 |  | kWh | 0.34375 | 0 | Commercial |  | Annual | [5 empty] | 12 | 0.96 |  |  |  | 0 | 0 | 0 | 1 | 0 | 0 | 0 | 0 | 0 | 0 | 0 | 0 | 2006 Qtr 1: 0; 2006 Qtr 2: 0; 2006 Qtr 3: 0; 2006 Qtr 4: 0; 2007 Qtr 1: 0; 2007 Qtr 2: 0; 2007 Qtr 3: 0; 2007 Qtr 4: 0; 2008 Qtr 1: 1; 2008 Qtr 2: 0; 2008 Qtr 3: 0; 2008 Qtr 4: 0 | 1
SDGE3012_EXP_EXP-ExpressEfficiencyRebateProgram | 213178-Food Service - Ice Machine Air-Cooled 501-1000 |  | 7 | Commercial | 01-ALC-AllCommercial-Refrig | 0 |  |  |  |  | 1485 | 400 | 0 | 0 | 0 | 1085 | 3011.25 |  | kWh | 0.34375 | 0 | Commercial |  | Annual | [5 empty] | 12 | 0.96 |  |  |  | 0 | 0 | 0 | 1 | 0 | 0 | 0 | 0 | 0 | 0 | 0 | 0 | 2006 Qtr 1: 0; 2006 Qtr 2: 0; 2006 Qtr 3: 0; 2006 Qtr 4: 0; 2007 Qtr 1: 0; 2007 Qtr 2: 0; 2007 Qtr 3: 0; 2007 Qtr 4: 0; 2008 Qtr 1: 1; 2008 Qtr 2: 0; 2008 Qtr 3: 0; 2008 Qtr 4: 0 | 1
SDGE3012_EXP_EXP-ExpressEfficiencyRebateProgram | 213178-Food Service - Ice Machine Air-Cooled 501-1000 |  | 10 | Commercial | 01-ALC-AllCommercial-Refrig | 0 |  |  |  |  | 1485 | 400 | 0 | 0 | 0 | 1085 | 3011.25 |  | kWh | 0.34375 | 0 | Commercial |  | Annual | [5 empty] | 12 | 0.96 |  |  |  | 0 | 0 | 0 | 1 | 0 | 0 | 0 | 0 | 0 | 0 | 0 | 0 | 2006 Qtr 1: 0; 2006 Qtr 2: 0; 2006 Qtr 3: 0; 2006 Qtr 4: 0; 2007 Qtr 1: 0; 2007 Qtr 2: 0; 2007 Qtr 3: 0; 2007 Qtr 4: 0; 2008 Qtr 1: 1; 2008 Qtr 2: 0; 2008 Qtr 3: 0; 2008 Qtr 4: 0 | 1
SDGE3012_EXP_EXP-ExpressEfficiencyRebateProgram | 213178-Food Service - Ice Machine Air-Cooled 501-1000 |  | 7 | Commercial | 01-ALC-AllCommercial-Refrig | 0 |  |  |  |  | 1485 | 400 | 0 | 0 | 0 | 1085 | 3011.25 |  | kWh | 0.34375 | 0 | Commercial |  | Annual | [5 empty] | 12 | 0.96 |  |  |  | 0 | 0 | 0 | 1 | 0 | 0 | 0 | 0 | 0 | 0 | 0 | 0 | 2006 Qtr 1: 0; 2006 Qtr 2: 0; 2006 Qtr 3: 0; 2006 Qtr 4: 0; 2007 Qtr 1: 0; 2007 Qtr 2: 0; 2007 Qtr 3: 0; 2007 Qtr 4: 0; 2008 Qtr 1: 1; 2008 Qtr 2: 0; 2008 Qtr 3: 0; 2008 Qtr 4: 0 | 1
SDGE3012_EXP_EXP-ExpressEfficiencyRebateProgram | 213178-Food Service - Ice Machine Air-Cooled 501-1000 |  | 7 | Commercial | 01-ALC-AllCommercial-Refrig | 0 |  |  |  |  | 1485 | 400 | 0 | 0 | 0 | 1085 | 3011.25 |  | kWh | 0.34375 | 0 | Commercial |  | Annual | [5 empty] | 12 | 0.96 |  |  |  | 0 | 0 | 0 | 1 | 0 | 0 | 0 | 0 | 0 | 0 | 0 | 0 | 2006 Qtr 1: 0; 2006 Qtr 2: 0; 2006 Qtr 3: 0; 2006 Qtr 4: 0; 2007 Qtr 1: 0; 2007 Qtr 2: 0; 2007 Qtr 3: 0; 2007 Qtr 4: 0; 2008 Qtr 1: 1; 2008 Qtr 2: 0; 2008 Qtr 3: 0; 2008 Qtr 4: 0 | 1
SDGE3012_EXP_EXP-ExpressEfficiencyRebateProgram | 213178-Food Service - Ice Machine Air-Cooled 501-1000 |  | 7 | Commercial | 01-ALC-AllCommercial-Refrig | 0 |  |  |  |  | 1485 | 400 | 0 | 0 | 0 | 1085 | 3011.25 |  | kWh | 0.34375 | 0 | Commercial |  | Annual | [5 empty] | 12 | 0.96 |  |  |  | 0 | 0 | 0 | 1 | 0 | 0 | 0 | 0 | 0 | 0 | 0 | 0 | 2006 Qtr 1: 0; 2006 Qtr 2: 0; 2006 Qtr 3: 0; 2006 Qtr 4: 0; 2007 Qtr 1: 0; 2007 Qtr 2: 0; 2007 Qtr 3: 0; 2007 Qtr 4: 0; 2008 Qtr 1: 1; 2008 Qtr 2: 0; 2008 Qtr 3: 0; 2008 Qtr 4: 0 | 1
SDGE3012_EXP_EXP-ExpressEfficiencyRebateProgram | 213178-Food Service - Ice Machine Air-Cooled 501-1000 |  | 7 | Commercial | 01-ALC-AllCommercial-Refrig | 0 |  |  |  |  | 1485 | 400 | 0 | 0 | 0 | 1085 | 3011.25 |  | kWh | 0.34375 | 0 | Commercial |  | Annual | [5 empty] | 12 | 0.96 |  |  |  | 0 | 0 | 0 | 1 | 0 | 0 | 0 | 0 | 0 | 0 | 0 | 0 | 2006 Qtr 1: 0; 2006 Qtr 2: 0; 2006 Qtr 3: 0; 2006 Qtr 4: 0; 2007 Qtr 1: 0; 2007 Qtr 2: 0; 2007 Qtr 3: 0; 2007 Qtr 4: 0; 2008 Qtr 1: 1; 2008 Qtr 2: 0; 2008 Qtr 3: 0; 2008 Qtr 4: 0 | 1
SDGE3012_EXP_EXP-ExpressEfficiencyRebateProgram | 213178-Food Service - Ice Machine Air-Cooled 501-1000 |  | 10 | Commercial | 01-ALC-AllCommercial-Refrig | 0 |  |  |  |  | 1485 | 400 | 0 | 0 | 0 | 1085 | 3011.25 |  | kWh | 0.34375 | 0 | Commercial |  | Annual | [5 empty] | 12 | 0.96 |  |  |  | 0 | 0 | 0 | 1 | 0 | 0 | 0 | 0 | 0 | 0 | 0 | 0 | 2006 Qtr 1: 0; 2006 Qtr 2: 0; 2006 Qtr 3: 0; 2006 Qtr 4: 0; 2007 Qtr 1: 0; 2007 Qtr 2: 0; 2007 Qtr 3: 0; 2007 Qtr 4: 0; 2008 Qtr 1: 1; 2008 Qtr 2: 0; 2008 Qtr 3: 0; 2008 Qtr 4: 0 | 1
SDGE3012_EXP_EXP-ExpressEfficiencyRebateProgram | 213178-Food Service - Ice Machine Air-Cooled 501-1000 |  | 7 | Commercial | 01-ALC-AllCommercial-Refrig | 0 |  |  |  |  | 1485 | 400 | 0 | 0 | 0 | 1085 | 3011.25 |  | kWh | 0.34375 | 0 | Commercial |  | Annual | [5 empty] | 12 | 0.96 |  |  |  | 0 | 0 | 0 | 1 | 0 | 0 | 0 | 0 | 0 | 0 | 0 | 0 | 2006 Qtr 1: 0; 2006 Qtr 2: 0; 2006 Qtr 3: 0; 2006 Qtr 4: 0; 2007 Qtr 1: 0; 2007 Qtr 2: 0; 2007 Qtr 3: 0; 2007 Qtr 4: 0; 2008 Qtr 1: 1; 2008 Qtr 2: 0; 2008 Qtr 3: 0; 2008 Qtr 4: 0 | 1
SDGE3012_EXP_EXP-ExpressEfficiencyRebateProgram | 213178-Food Service - Ice Machine Air-Cooled 501-1000 |  | 7 | Commercial | 01-ALC-AllCommercial-Refrig | 0 |  |  |  |  | 1485 | 400 | 0 | 0 | 0 | 1085 | 3011.25 |  | kWh | 0.34375 | 0 | Commercial |  | Annual | [5 empty] | 12 | 0.96 |  |  |  | 0 | 0 | 0 | 1 | 0 | 0 | 0 | 0 | 0 | 0 | 0 | 0 | 2006 Qtr 1: 0; 2006 Qtr 2: 0; 2006 Qtr 3: 0; 2006 Qtr 4: 0; 2007 Qtr 1: 0; 2007 Qtr 2: 0; 2007 Qtr 3: 0; 2007 Qtr 4: 0; 2008 Qtr 1: 1; 2008 Qtr 2: 0; 2008 Qtr 3: 0; 2008 Qtr 4: 0 | 1
SDGE3012_EXP_EXP-ExpressEfficiencyRebateProgram | 213178-Food Service - Ice Machine Air-Cooled 501-1000 |  | 7 | Commercial | 01-ALC-AllCommercial-Refrig | 0 |  |  |  |  | 1485 | 400 | 0 | 0 | 0 | 1085 | 3011.25 |  | kWh | 0.34375 | 0 | Commercial |  | Annual | [5 empty] | 12 | 0.96 |  |  |  | 0 | 0 | 0 | 1 | 0 | 0 | 0 | 0 | 0 | 0 | 0 | 0 | 2006 Qtr 1: 0; 2006 Qtr 2: 0; 2006 Qtr 3: 0; 2006 Qtr 4: 0; 2007 Qtr 1: 0; 2007 Qtr 2: 0; 2007 Qtr 3: 0; 2007 Qtr 4: 0; 2008 Qtr 1: 1; 2008 Qtr 2: 0; 2008 Qtr 3: 0; 2008 Qtr 4: 0 | 1
SDGE3012_EXP_EXP-ExpressEfficiencyRebateProgram | 213178-Food Service - Ice Machine Air-Cooled 501-1000 |  | 7 | Commercial | 01-ALC-AllCommercial-Refrig | 0 |  |  |  |  | 1485 | 400 | 0 | 0 | 0 | 1085 | 3011.25 |  | kWh | 0.34375 | 0 | Commercial |  | Annual | [5 empty] | 12 | 0.96 |  |  |  | 0 | 0 | 0 | 1 | 0 | 0 | 0 | 0 | 0 | 0 | 0 | 0 | 2006 Qtr 1: 0; 2006 Qtr 2: 0; 2006 Qtr 3: 0; 2006 Qtr 4: 0; 2007 Qtr 1: 0; 2007 Qtr 2: 0; 2007 Qtr 3: 0; 2007 Qtr 4: 0; 2008 Qtr 1: 1; 2008 Qtr 2: 0; 2008 Qtr 3: 0; 2008 Qtr 4: 0 | 1
SDGE3012_EXP_EXP-ExpressEfficiencyRebateProgram | 213178-Food Service - Ice Machine Air-Cooled 501-1000 |  | 7 | Commercial | 01-ALC-AllCommercial-Refrig | 0 |  |  |  |  | 1485 | 400 | 0 | 0 | 0 | 1085 | 3011.25 |  | kWh | 0.34375 | 0 | Commercial |  | Annual | [5 empty] | 12 | 0.96 |  |  |  | 0 | 0 | 0 | 1 | 0 | 0 | 0 | 0 | 0 | 0 | 0 | 0 | 2006 Qtr 1: 0; 2006 Qtr 2: 0; 2006 Qtr 3: 0; 2006 Qtr 4: 0; 2007 Qtr 1: 0; 2007 Qtr 2: 0; 2007 Qtr 3: 0; 2007 Qtr 4: 0; 2008 Qtr 1: 1; 2008 Qtr 2: 0; 2008 Qtr 3: 0; 2008 Qtr 4: 0 | 1
SDGE3012_EXP_EXP-ExpressEfficiencyRebateProgram | 213178-Food Service - Ice Machine Air-Cooled 501-1000 |  | 10 | Commercial | 01-ALC-AllCommercial-Refrig | 0 |  |  |  |  | 1485 | 400 | 0 | 0 | 0 | 1085 | 3011.25 |  | kWh | 0.34375 | 0 | Commercial |  | Annual | [5 empty] | 12 | 0.96 |  |  |  | 0 | 0 | 0 | 1 | 0 | 0 | 0 | 0 | 0 | 0 | 0 | 0 | 2006 Qtr 1: 0; 2006 Qtr 2: 0; 2006 Qtr 3: 0; 2006 Qtr 4: 0; 2007 Qtr 1: 0; 2007 Qtr 2: 0; 2007 Qtr 3: 0; 2007 Qtr 4: 0; 2008 Qtr 1: 1; 2008 Qtr 2: 0; 2008 Qtr 3: 0; 2008 Qtr 4: 0 | 1
SDGE3012_EXP_EXP-ExpressEfficiencyRebateProgram | 213178-Food Service - Ice Machine Air-Cooled 501-1000 |  | 10 | Commercial | 01-ALC-AllCommercial-Refrig | 0 |  |  |  |  | 1485 | 400 | 0 | 0 | 0 | 1085 | 3011.25 |  | kWh | 0.34375 | 0 | Commercial |  | Annual | [5 empty] | 12 | 0.96 |  |  |  | 0 | 0 | 0 | 1 | 0 | 0 | 0 | 0 | 0 | 0 | 0 | 0 | 2006 Qtr 1: 0; 2006 Qtr 2: 0; 2006 Qtr 3: 0; 2006 Qtr 4: 0; 2007 Qtr 1: 0; 2007 Qtr 2: 0; 2007 Qtr 3: 0; 2007 Qtr 4: 0; 2008 Qtr 1: 1; 2008 Qtr 2: 0; 2008 Qtr 3: 0; 2008 Qtr 4: 0 | 1
SDGE3012_EXP_EXP-ExpressEfficiencyRebateProgram | 213178-Food Service - Ice Machine Air-Cooled 501-1000 |  | 7 | Commercial | 01-ALC-AllCommercial-Refrig | 0 |  |  |  |  | 1485 | 400 | 0 | 0 | 0 | 1085 | 3011.25 |  | kWh | 0.34375 | 0 | Commercial |  | Annual | [5 empty] | 12 | 0.96 |  |  |  | 0 | 0 | 0 | 1 | 0 | 0 | 0 | 0 | 0 | 0 | 0 | 0 | 2006 Qtr 1: 0; 2006 Qtr 2: 0; 2006 Qtr 3: 0; 2006 Qtr 4: 0; 2007 Qtr 1: 0; 2007 Qtr 2: 0; 2007 Qtr 3: 0; 2007 Qtr 4: 0; 2008 Qtr 1: 1; 2008 Qtr 2: 0; 2008 Qtr 3: 0; 2008 Qtr 4: 0 | 1
SDGE3012_EXP_EXP-ExpressEfficiencyRebateProgram | 213178-Food Service - Ice Machine Air-Cooled 501-1000 |  | 7 | Commercial | 01-ALC-AllCommercial-Refrig | 0 |  |  |  |  | 1485 | 400 | 0 | 0 | 0 | 1085 | 3011.25 |  | kWh | 0.34375 | 0 | Commercial |  | Annual | [5 empty] | 12 | 0.96 |  |  |  | 0 | 0 | 0 | 1 | 0 | 0 | 0 | 0 | 0 | 0 | 0 | 0 | 2006 Qtr 1: 0; 2006 Qtr 2: 0; 2006 Qtr 3: 0; 2006 Qtr 4: 0; 2007 Qtr 1: 0; 2007 Qtr 2: 0; 2007 Qtr 3: 0; 2007 Qtr 4: 0; 2008 Qtr 1: 1; 2008 Qtr 2: 0; 2008 Qtr 3: 0; 2008 Qtr 4: 0 | 1
SDGE3012_EXP_EXP-ExpressEfficiencyRebateProgram | 213178-Food Service - Ice Machine Air-Cooled 501-1000 |  | System | Commercial | 01-ALC-AllCommercial-Refrig | 0 |  |  |  |  | 1485 | 400 | 0 | 0 | 0 | 1085 | 3011.25 |  | kWh | 0.34375 | 0 | Commercial |  | Annual | [5 empty] | 12 | 0.96 |  |  |  | 0 | 0 | 0 | 1 | 0 | 0 | 0 | 0 | 0 | 0 | 0 | 0 | 2006 Qtr 1: 0; 2006 Qtr 2: 0; 2006 Qtr 3: 0; 2006 Qtr 4: 0; 2007 Qtr 1: 0; 2007 Qtr 2: 0; 2007 Qtr 3: 0; 2007 Qtr 4: 0; 2008 Qtr 1: 1; 2008 Qtr 2: 0; 2008 Qtr 3: 0; 2008 Qtr 4: 0 | 1
SDGE3012_EXP_EXP-ExpressEfficiencyRebateProgram | 213084-Refrigeration -Cooler/Freezer Door Gaskets - Solid Doors: Cooler |  | 7 | Commercial | 09-GRO-Grocery-REFG | 0 |  |  |  |  | 4 | 4 | 0 | 0 | 0 | 0 | 3.6686 |  | kWh | 0.000614 | 0 | Commercial |  | Annual | [5 empty] | 4 | 0.96 |  |  |  | 0 | 0 | 0 | 35 | 0 | 0 | 0 | 0 | 0 | 0 | 0 | 0 | 2006 Qtr 1: 0; 2006 Qtr 2: 0; 2006 Qtr 3: 0; 2006 Qtr 4: 0; 2007 Qtr 1: 0; 2007 Qtr 2: 0; 2007 Qtr 3: 0; 2007 Qtr 4: 0; 2008 Qtr 1: 35; 2008 Qtr 2: 0; 2008 Qtr 3: 0; 2008 Qtr 4: 0 | 35
SDGE3012_EXP_EXP-ExpressEfficiencyRebateProgram | 213116-Refrigeration -Cooler/Freezer Door Gaskets - Solid Doors: Freezer |  | 7 | Commercial | 09-GRO-Grocery-REFG | 0 |  |  |  |  | 4 | 4 | 0 | 0 | 0 | 0 | 3.6686 |  | kWh | 0.000614 | 0 | Commercial |  | Annual | [5 empty] | 4 | 0.96 |  |  |  | 0 | 0 | 0 | 18 | 0 | 0 | 0 | 0 | 0 | 0 | 0 | 0 | 2006 Qtr 1: 0; 2006 Qtr 2: 0; 2006 Qtr 3: 0; 2006 Qtr 4: 0; 2007 Qtr 1: 0; 2007 Qtr 2: 0; 2007 Qtr 3: 0; 2007 Qtr 4: 0; 2008 Qtr 1: 18; 2008 Qtr 2: 0; 2008 Qtr 3: 0; 2008 Qtr 4: 0 | 18
SDGE3012_EXP_EXP-ExpressEfficiencyRebateProgram | 213083-Refrigeration -Cooler/Freezer Door Gaskets - Glass Doors |  | 7 | Commercial | 09-GRO-Grocery-REFG | 0 |  |  |  |  | 4 | 4 | 0 | 0 | 0 | 0 | 3.6686 |  | kWh | 0.000614 | 0 | Commercial |  | Annual | [5 empty] | 4 | 0.96 |  |  |  | 0 | 0 | 0 | 999 | 0 | 0 | 0 | 0 | 0 | 0 | 0 | 0 | 2006 Qtr 1: 0; 2006 Qtr 2: 0; 2006 Qtr 3: 0; 2006 Qtr 4: 0; 2007 Qtr 1: 0; 2007 Qtr 2: 0; 2007 Qtr 3: 0; 2007 Qtr 4: 0; 2008 Qtr 1: 999; 2008 Qtr 2: 0; 2008 Qtr 3: 0; 2008 Qtr 4: 0 | 999
SDGE3012_EXP_EXP-ExpressEfficiencyRebateProgram | 213178-Food Service - Ice Machine Air-Cooled 501-1000 |  | 7 | Commercial | 01-ALC-AllCommercial-Refrig | 0 |  |  |  |  | 1485 | 400 | 0 | 0 | 0 | 1085 | 3011.25 |  | kWh | 0.34375 | 0 | Commercial |  | Annual | [5 empty] | 12 | 0.96 |  |  |  | 0 | 0 | 0 | 1 | 0 | 0 | 0 | 0 | 0 | 0 | 0 | 0 | 2006 Qtr 1: 0; 2006 Qtr 2: 0; 2006 Qtr 3: 0; 2006 Qtr 4: 0; 2007 Qtr 1: 0; 2007 Qtr 2: 0; 2007 Qtr 3: 0; 2007 Qtr 4: 0; 2008 Qtr 1: 1; 2008 Qtr 2: 0; 2008 Qtr 3: 0; 2008 Qtr 4: 0 | 1
SDGE3012_EXP_EXP-ExpressEfficiencyRebateProgram | 213083-Refrigeration -Cooler/Freezer Door Gaskets - Glass Doors |  | 7 | Commercial | 09-GRO-Grocery-REFG | 0 |  |  |  |  | 4 | 4 | 0 | 0 | 0 | 0 | 3.6686 |  | kWh | 0.000614 | 0 | Commercial |  | Annual | [5 empty] | 4 | 0.96 |  |  |  | 0 | 0 | 0 | 489 | 0 | 0 | 0 | 0 | 0 | 0 | 0 | 0 | 2006 Qtr 1: 0; 2006 Qtr 2: 0; 2006 Qtr 3: 0; 2006 Qtr 4: 0; 2007 Qtr 1: 0; 2007 Qtr 2: 0; 2007 Qtr 3: 0; 2007 Qtr 4: 0; 2008 Qtr 1: 0; 2008 Qtr 2: 0; 2008 Qtr 3: 0; 2008 Qtr 4: 489 | 489
SDGE3012_EXP_EXP-ExpressEfficiencyRebateProgram | 213084-Refrigeration -Cooler/Freezer Door Gaskets - Solid Doors: Cooler |  | 7 | Commercial | 09-GRO-Grocery-REFG | 0 |  |  |  |  | 4 | 4 | 0 | 0 | 0 | 0 | 3.6686 |  | kWh | 0.000614 | 0 | Commercial |  | Annual | [5 empty] | 4 | 0.96 |  |  |  | 0 | 0 | 0 | 53 | 0 | 0 | 0 | 0 | 0 | 0 | 0 | 0 | 2006 Qtr 1: 0; 2006 Qtr 2: 0; 2006 Qtr 3: 0; 2006 Qtr 4: 0; 2007 Qtr 1: 0; 2007 Qtr 2: 0; 2007 Qtr 3: 0; 2007 Qtr 4: 0; 2008 Qtr 1: 0; 2008 Qtr 2: 0; 2008 Qtr 3: 0; 2008 Qtr 4: 53 | 53
SDGE3012_EXP_EXP-ExpressEfficiencyRebateProgram | 213116-Refrigeration -Cooler/Freezer Door Gaskets - Solid Doors: Freezer |  | 7 | Commercial | 09-GRO-Grocery-REFG | 0 |  |  |  |  | 4 | 4 | 0 | 0 | 0 | 0 | 3.6686 |  | kWh | 0.000614 | 0 | Commercial |  | Annual | [5 empty] | 4 | 0.96 |  |  |  | 0 | 0 | 0 | 17 | 0 | 0 | 0 | 0 | 0 | 0 | 0 | 0 | 2006 Qtr 1: 0; 2006 Qtr 2: 0; 2006 Qtr 3: 0; 2006 Qtr 4: 0; 2007 Qtr 1: 0; 2007 Qtr 2: 0; 2007 Qtr 3: 0; 2007 Qtr 4: 0; 2008 Qtr 1: 0; 2008 Qtr 2: 0; 2008 Qtr 3: 0; 2008 Qtr 4: 17 | 17
SDGE3012_EXP_EXP-ExpressEfficiencyRebateProgram | 213084-Refrigeration -Cooler/Freezer Door Gaskets - Solid Doors: Cooler |  | 7 | Commercial | 09-GRO-Grocery-REFG | 0 |  |  |  |  | 4 | 4 | 0 | 0 | 0 | 0 | 3.6686 |  | kWh | 0.000614 | 0 | Commercial |  | Annual | [5 empty] | 4 | 0.96 |  |  |  | 0 | 0 | 0 | 74 | 0 | 0 | 0 | 0 | 0 | 0 | 0 | 0 | 2006 Qtr 1: 0; 2006 Qtr 2: 0; 2006 Qtr 3: 0; 2006 Qtr 4: 0; 2007 Qtr 1: 0; 2007 Qtr 2: 0; 2007 Qtr 3: 0; 2007 Qtr 4: 0; 2008 Qtr 1: 74; 2008 Qtr 2: 0; 2008 Qtr 3: 0; 2008 Qtr 4: 0 | 74
SDGE3012_EXP_EXP-ExpressEfficiencyRebateProgram | 213083-Refrigeration -Cooler/Freezer Door Gaskets - Glass Doors |  | 7 | Commercial | 09-GRO-Grocery-REFG | 0 |  |  |  |  | 4 | 4 | 0 | 0 | 0 | 0 | 3.6686 |  | kWh | 0.000614 | 0 | Commercial |  | Annual | [5 empty] | 4 | 0.96 |  |  |  | 0 | 0 | 0 | 1000 | 0 | 0 | 0 | 0 | 0 | 0 | 0 | 0 | 2006 Qtr 1: 0; 2006 Qtr 2: 0; 2006 Qtr 3: 0; 2006 Qtr 4: 0; 2007 Qtr 1: 0; 2007 Qtr 2: 0; 2007 Qtr 3: 0; 2007 Qtr 4: 0; 2008 Qtr 1: 1000; 2008 Qtr 2: 0; 2008 Qtr 3: 0; 2008 Qtr 4: 0 | 1000
SDGE3012_EXP_EXP-ExpressEfficiencyRebateProgram | 213147-Premium T8 with T12 34Watt Baseline |  | 7 | Commercial | 01-ALC-AllCommercial-IntLight | 0 |  |  |  |  | 16.3168 | 7.7087 | 0 | 0 | 0 | 8.6081 | 11.2236 |  | kWh | 0.0037 | -0.021356 | Commercial |  | Annual | [5 empty] | 11 | 0.96 |  |  |  | 0 | 0 | 0 | 124.534 | 0 | 0 | 0 | 0 | 0 | 0 | 0 | 0 | 2006 Qtr 1: 0; 2006 Qtr 2: 0; 2006 Qtr 3: 0; 2006 Qtr 4: 0; 2007 Qtr 1: 0; 2007 Qtr 2: 0; 2007 Qtr 3: 0; 2007 Qtr 4: 0; 2008 Qtr 1: 124.534; 2008 Qtr 2: 0; 2008 Qtr 3: 0; 2008 Qtr 4: 0 | 124.534
SDGE3012_EXP_EXP-ExpressEfficiencyRebateProgram | 213053-Lighting - Remove 4 Ft T-8 (De-Lamp) | COFL00AVDEL01 | 7 | Commercial | 01-ALC-AllCommercial-IntLight | 0 |  |  |  |  | 33.026 | 12.8479 | 0 | 0 | 0 | 20.1781 | 117.7035 |  | kWh | 0.038802 | -0.22396 | Commercial |  | Annual | [5 empty] | 11 | 0.96 |  |  |  | 0 | 0 | 0 | 56.8186 | 0 | 0 | 0 | 0 | 0 | 0 | 0 | 0 | 2006 Qtr 1: 0; 2006 Qtr 2: 0; 2006 Qtr 3: 0; 2006 Qtr 4: 0; 2007 Qtr 1: 0; 2007 Qtr 2: 0; 2007 Qtr 3: 0; 2007 Qtr 4: 0; 2008 Qtr 1: 56.8186; 2008 Qtr 2: 0; 2008 Qtr 3: 0; 2008 Qtr 4: 0 | 56.8186
SDGE3012_EXP_EXP-ExpressEfficiencyRebateProgram | 213083-Refrigeration -Cooler/Freezer Door Gaskets - Glass Doors |  | 7 | Commercial | 09-GRO-Grocery-REFG | 0 |  |  |  |  | 4 | 4 | 0 | 0 | 0 | 0 | 3.6686 |  | kWh | 0.000614 | 0 | Commercial |  | Annual | [5 empty] | 4 | 0.96 |  |  |  | 0 | 0 | 0 | 1267 | 0 | 0 | 0 | 0 | 0 | 0 | 0 | 0 | 2006 Qtr 1: 0; 2006 Qtr 2: 0; 2006 Qtr 3: 0; 2006 Qtr 4: 0; 2007 Qtr 1: 0; 2007 Qtr 2: 0; 2007 Qtr 3: 0; 2007 Qtr 4: 0; 2008 Qtr 1: 1267; 2008 Qtr 2: 0; 2008 Qtr 3: 0; 2008 Qtr 4: 0 | 1267
SDGE3012_EXP_EXP-ExpressEfficiencyRebateProgram | 213218-Heating - Space Heating Boilers - Hot Water |  | 7 | Commercial | 21-RSD-Restaurant–SitDown-PROC_OTH | 0 |  |  |  |  | 3.57 | 0.25 | 0 | 0 | 0 | 3.32 | 0 |  | kWh | 0 | 0.25 | Commercial |  | Annual | [5 empty] | 20 | 0.96 |  |  |  | 0 | 0 | 0 | 4000 | 0 | 0 | 0 | 0 | 0 | 0 | 0 | 0 | 2006 Qtr 1: 0; 2006 Qtr 2: 0; 2006 Qtr 3: 0; 2006 Qtr 4: 0; 2007 Qtr 1: 0; 2007 Qtr 2: 0; 2007 Qtr 3: 0; 2007 Qtr 4: 0; 2008 Qtr 1: 4000; 2008 Qtr 2: 0; 2008 Qtr 3: 0; 2008 Qtr 4: 0 | 4000
SDGE3012_EXP_EXP-ExpressEfficiencyRebateProgram | 213084-Refrigeration -Cooler/Freezer Door Gaskets - Solid Doors: Cooler |  | 7 | Commercial | 09-GRO-Grocery-REFG | 0 |  |  |  |  | 4 | 4 | 0 | 0 | 0 | 0 | 3.6686 |  | kWh | 0.000614 | 0 | Commercial |  | Annual | [5 empty] | 4 | 0.96 |  |  |  | 0 | 0 | 0 | 52 | 0 | 0 | 0 | 0 | 0 | 0 | 0 | 0 | 2006 Qtr 1: 0; 2006 Qtr 2: 0; 2006 Qtr 3: 0; 2006 Qtr 4: 0; 2007 Qtr 1: 0; 2007 Qtr 2: 0; 2007 Qtr 3: 0; 2007 Qtr 4: 0; 2008 Qtr 1: 52; 2008 Qtr 2: 0; 2008 Qtr 3: 0; 2008 Qtr 4: 0 | 52
SDGE3012_EXP_EXP-ExpressEfficiencyRebateProgram | 213116-Refrigeration -Cooler/Freezer Door Gaskets - Solid Doors: Freezer |  | 7 | Commercial | 09-GRO-Grocery-REFG | 0 |  |  |  |  | 4 | 4 | 0 | 0 | 0 | 0 | 3.6686 |  | kWh | 0.000614 | 0 | Commercial |  | Annual | [5 empty] | 4 | 0.96 |  |  |  | 0 | 0 | 0 | 829 | 0 | 0 | 0 | 0 | 0 | 0 | 0 | 0 | 2006 Qtr 1: 0; 2006 Qtr 2: 0; 2006 Qtr 3: 0; 2006 Qtr 4: 0; 2007 Qtr 1: 0; 2007 Qtr 2: 0; 2007 Qtr 3: 0; 2007 Qtr 4: 0; 2008 Qtr 1: 829; 2008 Qtr 2: 0; 2008 Qtr 3: 0; 2008 Qtr 4: 0 | 829
SDGE3012_EXP_EXP-ExpressEfficiencyRebateProgram | 213116-Refrigeration -Cooler/Freezer Door Gaskets - Solid Doors: Freezer |  | 7 | Commercial | 21-RSD-Restaurant–SitDown-REFG | 0 |  |  |  |  | 4 | 4 | 0 | 0 | 0 | 0 | 3.6686 |  | kWh | 0.000614 | 0 | Commercial |  | Annual | [5 empty] | 4 | 0.96 |  |  |  | 0 | 0 | 0 | 174 | 0 | 0 | 0 | 0 | 0 | 0 | 0 | 0 | 2006 Qtr 1: 0; 2006 Qtr 2: 0; 2006 Qtr 3: 0; 2006 Qtr 4: 0; 2007 Qtr 1: 0; 2007 Qtr 2: 0; 2007 Qtr 3: 0; 2007 Qtr 4: 0; 2008 Qtr 1: 174; 2008 Qtr 2: 0; 2008 Qtr 3: 0; 2008 Qtr 4: 0 | 174
SDGE3012_EXP_EXP-ExpressEfficiencyRebateProgram | 213083-Refrigeration -Cooler/Freezer Door Gaskets - Glass Doors |  | 7 | Commercial | 21-RSD-Restaurant–SitDown-REFG | 0 |  |  |  |  | 4 | 4 | 0 | 0 | 0 | 0 | 3.6686 |  | kWh | 0.000614 | 0 | Commercial |  | Annual | [5 empty] | 4 | 0.96 |  |  |  | 0 | 0 | 0 | 97 | 0 | 0 | 0 | 0 | 0 | 0 | 0 | 0 | 2006 Qtr 1: 0; 2006 Qtr 2: 0; 2006 Qtr 3: 0; 2006 Qtr 4: 0; 2007 Qtr 1: 0; 2007 Qtr 2: 0; 2007 Qtr 3: 0; 2007 Qtr 4: 0; 2008 Qtr 1: 97; 2008 Qtr 2: 0; 2008 Qtr 3: 0; 2008 Qtr 4: 0 | 97
SDGE3012_EXP_EXP-ExpressEfficiencyRebateProgram | 213084-Refrigeration -Cooler/Freezer Door Gaskets - Solid Doors: Cooler |  | 7 | Commercial | 21-RSD-Restaurant–SitDown-REFG | 0 |  |  |  |  | 4 | 4 | 0 | 0 | 0 | 0 | 3.6686 |  | kWh | 0.000614 | 0 | Commercial |  | Annual | [5 empty] | 4 | 0.96 |  |  |  | 0 | 0 | 0 | 258 | 0 | 0 | 0 | 0 | 0 | 0 | 0 | 0 | 2006 Qtr 1: 0; 2006 Qtr 2: 0; 2006 Qtr 3: 0; 2006 Qtr 4: 0; 2007 Qtr 1: 0; 2007 Qtr 2: 0; 2007 Qtr 3: 0; 2007 Qtr 4: 0; 2008 Qtr 1: 258; 2008 Qtr 2: 0; 2008 Qtr 3: 0; 2008 Qtr 4: 0 | 258
SDGE3012_EXP_EXP-ExpressEfficiencyRebateProgram | 213084-Refrigeration -Cooler/Freezer Door Gaskets - Solid Doors: Cooler |  | 10 | Commercial | 21-RSD-Restaurant–SitDown-REFG | 0 |  |  |  |  | 4 | 4 | 0 | 0 | 0 | 0 | 3.6686 |  | kWh | 0.000614 | 0 | Commercial |  | Annual | [5 empty] | 4 | 0.96 |  |  |  | 0 | 0 | 0 | 115 | 0 | 0 | 0 | 0 | 0 | 0 | 0 | 0 | 2006 Qtr 1: 0; 2006 Qtr 2: 0; 2006 Qtr 3: 0; 2006 Qtr 4: 0; 2007 Qtr 1: 0; 2007 Qtr 2: 0; 2007 Qtr 3: 0; 2007 Qtr 4: 0; 2008 Qtr 1: 115; 2008 Qtr 2: 0; 2008 Qtr 3: 0; 2008 Qtr 4: 0 | 115
SDGE3012_EXP_EXP-ExpressEfficiencyRebateProgram | 213084-Refrigeration -Cooler/Freezer Door Gaskets - Solid Doors: Cooler |  | 7 | Commercial | 21-RSD-Restaurant–SitDown-REFG | 0 |  |  |  |  | 4 | 4 | 0 | 0 | 0 | 0 | 3.6686 |  | kWh | 0.000614 | 0 | Commercial |  | Annual | [5 empty] | 4 | 0.96 |  |  |  | 0 | 0 | 0 | 185 | 0 | 0 | 0 | 0 | 0 | 0 | 0 | 0 | 2006 Qtr 1: 0; 2006 Qtr 2: 0; 2006 Qtr 3: 0; 2006 Qtr 4: 0; 2007 Qtr 1: 0; 2007 Qtr 2: 0; 2007 Qtr 3: 0; 2007 Qtr 4: 0; 2008 Qtr 1: 185; 2008 Qtr 2: 0; 2008 Qtr 3: 0; 2008 Qtr 4: 0 | 185
SDGE3012_EXP_EXP-ExpressEfficiencyRebateProgram | 213147-Premium T8 with T12 34Watt Baseline |  | 7 | Commercial | 01-ALC-AllCommercial-IntLight | 0 |  |  |  |  | 16.3168 | 7.7087 | 0 | 0 | 0 | 8.6081 | 23.4731 |  | kWh | 0.0045936 | -0.044663 | Commercial |  | Annual | [5 empty] | 11 | 0.96 |  |  |  | 0 | 0 | 0 | 66.937 | 0 | 0 | 0 | 0 | 0 | 0 | 0 | 0 | 2006 Qtr 1: 0; 2006 Qtr 2: 0; 2006 Qtr 3: 0; 2006 Qtr 4: 0; 2007 Qtr 1: 0; 2007 Qtr 2: 0; 2007 Qtr 3: 0; 2007 Qtr 4: 0; 2008 Qtr 1: 66.937; 2008 Qtr 2: 0; 2008 Qtr 3: 0; 2008 Qtr 4: 0 | 66.937
SDGE3012_EXP_EXP-ExpressEfficiencyRebateProgram | 213054-Lighting - Remove 8 Ft T-8 (De-Lamp) | CRTL00AVDEL02 | 7 | Commercial | 01-ALC-AllCommercial-IntLight | 0 |  |  |  |  | 33.2757 | 32.1197 | 0 | 0 | 0 | 1.156 | 406.265 |  | kWh | 0.079504 | -0.77302 | Commercial |  | Annual | [5 empty] | 11 | 0.96 |  |  |  | 0 | 0 | 0 | 14.7884 | 0 | 0 | 0 | 0 | 0 | 0 | 0 | 0 | 2006 Qtr 1: 0; 2006 Qtr 2: 0; 2006 Qtr 3: 0; 2006 Qtr 4: 0; 2007 Qtr 1: 0; 2007 Qtr 2: 0; 2007 Qtr 3: 0; 2007 Qtr 4: 0; 2008 Qtr 1: 14.7884; 2008 Qtr 2: 0; 2008 Qtr 3: 0; 2008 Qtr 4: 0 | 14.7884
SDGE3012_EXP_EXP-ExpressEfficiencyRebateProgram | 213059-Motors - VFD - HVAC Fans (per Hp) |  | 7 | Commercial | 18-OFS-Office–Small-Vent/Fan | 0 |  |  |  |  | 202 | 80 | 0 | 0 | 0 | 122 | 753 |  | kWh | 0 | 0 | Commercial |  | Annual | [5 empty] | 15 | 0.96 |  |  |  | 0 | 0 | 0 | 100 | 0 | 0 | 0 | 0 | 0 | 0 | 0 | 0 | 2006 Qtr 1: 0; 2006 Qtr 2: 0; 2006 Qtr 3: 0; 2006 Qtr 4: 0; 2007 Qtr 1: 0; 2007 Qtr 2: 0; 2007 Qtr 3: 0; 2007 Qtr 4: 0; 2008 Qtr 1: 100; 2008 Qtr 2: 0; 2008 Qtr 3: 0; 2008 Qtr 4: 0 | 100
SDGE3012_EXP_EXP-ExpressEfficiencyRebateProgram | 213179-Food Service - Ice Machine Air-Cooled 1001-1500 |  | 7 | Commercial | 01-ALC-AllCommercial-Refrig | 0 |  |  |  |  | 1821 | 500 | 0 | 0 | 0 | 1321 | 4106.25 |  | kWh | 0.46875 | 0 | Commercial |  | Annual | [5 empty] | 12 | 0.96 |  |  |  | 0 | 0 | 0 | 1 | 0 | 0 | 0 | 0 | 0 | 0 | 0 | 0 | 2006 Qtr 1: 0; 2006 Qtr 2: 0; 2006 Qtr 3: 0; 2006 Qtr 4: 0; 2007 Qtr 1: 0; 2007 Qtr 2: 0; 2007 Qtr 3: 0; 2007 Qtr 4: 0; 2008 Qtr 1: 1; 2008 Qtr 2: 0; 2008 Qtr 3: 0; 2008 Qtr 4: 0 | 1
SDGE3012_EXP_EXP-ExpressEfficiencyRebateProgram | 213083-Refrigeration -Cooler/Freezer Door Gaskets - Glass Doors |  | 7 | Commercial | 09-GRO-Grocery-REFG | 0 |  |  |  |  | 4 | 4 | 0 | 0 | 0 | 0 | 3.6686 |  | kWh | 0.000614 | 0 | Commercial |  | Annual | [5 empty] | 4 | 0.96 |  |  |  | 0 | 0 | 0 | 55 | 0 | 0 | 0 | 0 | 0 | 0 | 0 | 0 | 2006 Qtr 1: 0; 2006 Qtr 2: 0; 2006 Qtr 3: 0; 2006 Qtr 4: 0; 2007 Qtr 1: 0; 2007 Qtr 2: 0; 2007 Qtr 3: 0; 2007 Qtr 4: 0; 2008 Qtr 1: 0; 2008 Qtr 2: 0; 2008 Qtr 3: 0; 2008 Qtr 4: 55 | 55
SDGE3012_EXP_EXP-ExpressEfficiencyRebateProgram | 213083-Refrigeration -Cooler/Freezer Door Gaskets - Glass Doors |  | 7 | Commercial | 09-GRO-Grocery-REFG | 0 |  |  |  |  | 4 | 4 | 0 | 0 | 0 | 0 | 3.6686 |  | kWh | 0.000614 | 0 | Commercial |  | Annual | [5 empty] | 4 | 0.96 |  |  |  | 0 | 0 | 0 | 922 | 0 | 0 | 0 | 0 | 0 | 0 | 0 | 0 | 2006 Qtr 1: 0; 2006 Qtr 2: 0; 2006 Qtr 3: 0; 2006 Qtr 4: 0; 2007 Qtr 1: 0; 2007 Qtr 2: 0; 2007 Qtr 3: 0; 2007 Qtr 4: 0; 2008 Qtr 1: 0; 2008 Qtr 2: 0; 2008 Qtr 3: 0; 2008 Qtr 4: 922 | 922
SDGE3012_EXP_EXP-ExpressEfficiencyRebateProgram | 213083-Refrigeration -Cooler/Freezer Door Gaskets - Glass Doors |  | 10 | Commercial | 09-GRO-Grocery-REFG | 0 |  |  |  |  | 4 | 4 | 0 | 0 | 0 | 0 | 3.6686 |  | kWh | 0.000614 | 0 | Commercial |  | Annual | [5 empty] | 4 | 0.96 |  |  |  | 0 | 0 | 0 | 1004 | 0 | 0 | 0 | 0 | 0 | 0 | 0 | 0 | 2006 Qtr 1: 0; 2006 Qtr 2: 0; 2006 Qtr 3: 0; 2006 Qtr 4: 0; 2007 Qtr 1: 0; 2007 Qtr 2: 0; 2007 Qtr 3: 0; 2007 Qtr 4: 0; 2008 Qtr 1: 1004; 2008 Qtr 2: 0; 2008 Qtr 3: 0; 2008 Qtr 4: 0 | 1004
SDGE3012_EXP_EXP-ExpressEfficiencyRebateProgram | 213083-Refrigeration -Cooler/Freezer Door Gaskets - Glass Doors |  | 10 | Commercial | 09-GRO-Grocery-REFG | 0 |  |  |  |  | 4 | 4 | 0 | 0 | 0 | 0 | 3.6686 |  | kWh | 0.000614 | 0 | Commercial |  | Annual | [5 empty] | 4 | 0.96 |  |  |  | 0 | 0 | 0 | 1313 | 0 | 0 | 0 | 0 | 0 | 0 | 0 | 0 | 2006 Qtr 1: 0; 2006 Qtr 2: 0; 2006 Qtr 3: 0; 2006 Qtr 4: 0; 2007 Qtr 1: 0; 2007 Qtr 2: 0; 2007 Qtr 3: 0; 2007 Qtr 4: 0; 2008 Qtr 1: 1313; 2008 Qtr 2: 0; 2008 Qtr 3: 0; 2008 Qtr 4: 0 | 1313
SDGE3012_EXP_EXP-ExpressEfficiencyRebateProgram | 213083-Refrigeration -Cooler/Freezer Door Gaskets - Glass Doors |  | 10 | Commercial | 09-GRO-Grocery-REFG | 0 |  |  |  |  | 4 | 4 | 0 | 0 | 0 | 0 | 3.6686 |  | kWh | 0.000614 | 0 | Commercial |  | Annual | [5 empty] | 4 | 0.96 |  |  |  | 0 | 0 | 0 | 336 | 0 | 0 | 0 | 0 | 0 | 0 | 0 | 0 | 2006 Qtr 1: 0; 2006 Qtr 2: 0; 2006 Qtr 3: 0; 2006 Qtr 4: 0; 2007 Qtr 1: 0; 2007 Qtr 2: 0; 2007 Qtr 3: 0; 2007 Qtr 4: 0; 2008 Qtr 1: 336; 2008 Qtr 2: 0; 2008 Qtr 3: 0; 2008 Qtr 4: 0 | 336
SDGE3012_EXP_EXP-ExpressEfficiencyRebateProgram | 213083-Refrigeration -Cooler/Freezer Door Gaskets - Glass Doors |  | 7 | Commercial | 09-GRO-Grocery-REFG | 0 |  |  |  |  | 4 | 4 | 0 | 0 | 0 | 0 | 3.6686 |  | kWh | 0.000614 | 0 | Commercial |  | Annual | [5 empty] | 4 | 0.96 |  |  |  | 0 | 0 | 0 | 1203 | 0 | 0 | 0 | 0 | 0 | 0 | 0 | 0 | 2006 Qtr 1: 0; 2006 Qtr 2: 0; 2006 Qtr 3: 0; 2006 Qtr 4: 0; 2007 Qtr 1: 0; 2007 Qtr 2: 0; 2007 Qtr 3: 0; 2007 Qtr 4: 0; 2008 Qtr 1: 1203; 2008 Qtr 2: 0; 2008 Qtr 3: 0; 2008 Qtr 4: 0 | 1203
SDGE3012_EXP_EXP-ExpressEfficiencyRebateProgram | 213230-Lighting - Occupancy Sensor - High-Bay Sensor |  | 7 | Commercial | 01-ALC-AllCommercial-IntLight | 0 |  |  |  |  | 141 | 100 | 0 | 0 | 0 | 41 | 1304.0352 |  | kWh | 0.465 | 0 | Commercial |  | Annual | [5 empty] | 8 | 0.96 |  |  |  | 0 | 0 | 0 | 212 | 0 | 0 | 0 | 0 | 0 | 0 | 0 | 0 | 2006 Qtr 1: 0; 2006 Qtr 2: 0; 2006 Qtr 3: 0; 2006 Qtr 4: 0; 2007 Qtr 1: 0; 2007 Qtr 2: 0; 2007 Qtr 3: 0; 2007 Qtr 4: 0; 2008 Qtr 1: 212; 2008 Qtr 2: 0; 2008 Qtr 3: 0; 2008 Qtr 4: 0 | 212
SDGE3012_EXP_EXP-ExpressEfficiencyRebateProgram | 213084-Refrigeration -Cooler/Freezer Door Gaskets - Solid Doors: Cooler |  | 7 | Commercial | 09-GRO-Grocery-REFG | 0 |  |  |  |  | 4 | 4 | 0 | 0 | 0 | 0 | 3.6686 |  | kWh | 0.000614 | 0 | Commercial |  | Annual | [5 empty] | 4 | 0.96 |  |  |  | 0 | 0 | 0 | 19 | 0 | 0 | 0 | 0 | 0 | 0 | 0 | 0 | 2006 Qtr 1: 0; 2006 Qtr 2: 0; 2006 Qtr 3: 0; 2006 Qtr 4: 0; 2007 Qtr 1: 0; 2007 Qtr 2: 0; 2007 Qtr 3: 0; 2007 Qtr 4: 0; 2008 Qtr 1: 19; 2008 Qtr 2: 0; 2008 Qtr 3: 0; 2008 Qtr 4: 0 | 19
SDGE3012_EXP_EXP-ExpressEfficiencyRebateProgram | 213116-Refrigeration -Cooler/Freezer Door Gaskets - Solid Doors: Freezer |  | 7 | Commercial | 09-GRO-Grocery-REFG | 0 |  |  |  |  | 4 | 4 | 0 | 0 | 0 | 0 | 3.6686 |  | kWh | 0.000614 | 0 | Commercial |  | Annual | [5 empty] | 4 | 0.96 |  |  |  | 0 | 0 | 0 | 49 | 0 | 0 | 0 | 0 | 0 | 0 | 0 | 0 | 2006 Qtr 1: 0; 2006 Qtr 2: 0; 2006 Qtr 3: 0; 2006 Qtr 4: 0; 2007 Qtr 1: 0; 2007 Qtr 2: 0; 2007 Qtr 3: 0; 2007 Qtr 4: 0; 2008 Qtr 1: 49; 2008 Qtr 2: 0; 2008 Qtr 3: 0; 2008 Qtr 4: 0 | 49
SDGE3012_EXP_EXP-ExpressEfficiencyRebateProgram | 213083-Refrigeration -Cooler/Freezer Door Gaskets - Glass Doors |  | 7 | Commercial | 09-GRO-Grocery-REFG | 0 |  |  |  |  | 4 | 4 | 0 | 0 | 0 | 0 | 3.6686 |  | kWh | 0.000614 | 0 | Commercial |  | Annual | [5 empty] | 4 | 0.96 |  |  |  | 0 | 0 | 0 | 898 | 0 | 0 | 0 | 0 | 0 | 0 | 0 | 0 | 2006 Qtr 1: 0; 2006 Qtr 2: 0; 2006 Qtr 3: 0; 2006 Qtr 4: 0; 2007 Qtr 1: 0; 2007 Qtr 2: 0; 2007 Qtr 3: 0; 2007 Qtr 4: 0; 2008 Qtr 1: 898; 2008 Qtr 2: 0; 2008 Qtr 3: 0; 2008 Qtr 4: 0 | 898
SDGE3012_EXP_EXP-ExpressEfficiencyRebateProgram | 213083-Refrigeration -Cooler/Freezer Door Gaskets - Glass Doors |  | 10 | Commercial | 09-GRO-Grocery-REFG | 0 |  |  |  |  | 4 | 4 | 0 | 0 | 0 | 0 | 3.6686 |  | kWh | 0.000614 | 0 | Commercial |  | Annual | [5 empty] | 4 | 0.96 |  |  |  | 0 | 0 | 0 | 1989 | 0 | 0 | 0 | 0 | 0 | 0 | 0 | 0 | 2006 Qtr 1: 0; 2006 Qtr 2: 0; 2006 Qtr 3: 0; 2006 Qtr 4: 0; 2007 Qtr 1: 0; 2007 Qtr 2: 0; 2007 Qtr 3: 0; 2007 Qtr 4: 0; 2008 Qtr 1: 0; 2008 Qtr 2: 0; 2008 Qtr 3: 0; 2008 Qtr 4: 1989 | 1989
SDGE3012_EXP_EXP-ExpressEfficiencyRebateProgram | 213003-A/C - Reflective Window Film Inland |  | 7 | Commercial | 18-OFS-Office–Small-Cooling | 0 |  |  |  |  | 3.12 | 2 | 0 | 0 | 0 | 1.12 | 15.27 |  | kWh | 0.0023 | 0 | Commercial |  | Annual | [5 empty] | 10 | 0.96 |  |  |  | 0 | 0 | 0 | 1920 | 0 | 0 | 0 | 0 | 0 | 0 | 0 | 0 | 2006 Qtr 1: 0; 2006 Qtr 2: 0; 2006 Qtr 3: 0; 2006 Qtr 4: 0; 2007 Qtr 1: 0; 2007 Qtr 2: 0; 2007 Qtr 3: 0; 2007 Qtr 4: 0; 2008 Qtr 1: 1920; 2008 Qtr 2: 0; 2008 Qtr 3: 0; 2008 Qtr 4: 0 | 1920
SDGE3012_EXP_EXP-ExpressEfficiencyRebateProgram | 213083-Refrigeration -Cooler/Freezer Door Gaskets - Glass Doors |  | 7 | Commercial | 01-ALC-AllCommercial-Refrig | 0 |  |  |  |  | 4 | 4 | 0 | 0 | 0 | 0 | 3.6686 |  | kWh | 0.000614 | 0 | Commercial |  | Annual | [5 empty] | 4 | 0.96 |  |  |  | 0 | 0 | 0 | 640 | 0 | 0 | 0 | 0 | 0 | 0 | 0 | 0 | 2006 Qtr 1: 0; 2006 Qtr 2: 0; 2006 Qtr 3: 0; 2006 Qtr 4: 0; 2007 Qtr 1: 0; 2007 Qtr 2: 0; 2007 Qtr 3: 0; 2007 Qtr 4: 0; 2008 Qtr 1: 0; 2008 Qtr 2: 0; 2008 Qtr 3: 0; 2008 Qtr 4: 640 | 640
SDGE3012_EXP_EXP-ExpressEfficiencyRebateProgram | 213083-Refrigeration -Cooler/Freezer Door Gaskets - Glass Doors |  | 10 | Commercial | 01-ALC-AllCommercial-Refrig | 0 |  |  |  |  | 4 | 4 | 0 | 0 | 0 | 0 | 3.6686 |  | kWh | 0.000614 | 0 | Commercial |  | Annual | [5 empty] | 4 | 0.96 |  |  |  | 0 | 0 | 0 | 1275 | 0 | 0 | 0 | 0 | 0 | 0 | 0 | 0 | 2006 Qtr 1: 0; 2006 Qtr 2: 0; 2006 Qtr 3: 0; 2006 Qtr 4: 0; 2007 Qtr 1: 0; 2007 Qtr 2: 0; 2007 Qtr 3: 0; 2007 Qtr 4: 0; 2008 Qtr 1: 1275; 2008 Qtr 2: 0; 2008 Qtr 3: 0; 2008 Qtr 4: 0 | 1275
SDGE3012_EXP_EXP-ExpressEfficiencyRebateProgram | 213215-Lighting-Interior High Bay Linear Fluorescent Fixtures <= 244 Watts replacing 400 Watts (Tier 1) |  | 7 | Commercial | 01-ALC-AllCommercial-IntLight | 0 |  |  |  |  | 308.7635 | 97.9359 | 0 | 0 | 0 | 210.8275 | 984.5056 |  | kWh | 0.20308 | -1.8733 | Commercial |  | Annual | [5 empty] | 11 | 0.96 |  |  |  | 0 | 0 | 0 | 61.1471 | 0 | 0 | 0 | 0 | 0 | 0 | 0 | 0 | 2006 Qtr 1: 0; 2006 Qtr 2: 0; 2006 Qtr 3: 0; 2006 Qtr 4: 0; 2007 Qtr 1: 0; 2007 Qtr 2: 0; 2007 Qtr 3: 0; 2007 Qtr 4: 0; 2008 Qtr 1: 0; 2008 Qtr 2: 0; 2008 Qtr 3: 0; 2008 Qtr 4: 61.1471 | 61.1471
SDGE3012_EXP_EXP-ExpressEfficiencyRebateProgram | 213230-Lighting - Occupancy Sensor - High-Bay Sensor |  | 7 | Commercial | 01-ALC-AllCommercial-IntLight | 0 |  |  |  |  | 141 | 100 | 0 | 0 | 0 | 41 | 1304.0352 |  | kWh | 0.465 | 0 | Commercial |  | Annual | [5 empty] | 8 | 0.96 |  |  |  | 0 | 0 | 0 | 59 | 0 | 0 | 0 | 0 | 0 | 0 | 0 | 0 | 2006 Qtr 1: 0; 2006 Qtr 2: 0; 2006 Qtr 3: 0; 2006 Qtr 4: 0; 2007 Qtr 1: 0; 2007 Qtr 2: 0; 2007 Qtr 3: 0; 2007 Qtr 4: 0; 2008 Qtr 1: 0; 2008 Qtr 2: 0; 2008 Qtr 3: 0; 2008 Qtr 4: 59 | 59
SDGE3012_EXP_EXP-ExpressEfficiencyRebateProgram | 213083-Refrigeration -Cooler/Freezer Door Gaskets - Glass Doors |  | 10 | Commercial | 09-GRO-Grocery-REFG | 0 |  |  |  |  | 4 | 4 | 0 | 0 | 0 | 0 | 3.6686 |  | kWh | 0.000614 | 0 | Commercial |  | Annual | [5 empty] | 4 | 0.96 |  |  |  | 0 | 0 | 0 | 901 | 0 | 0 | 0 | 0 | 0 | 0 | 0 | 0 | 2006 Qtr 1: 0; 2006 Qtr 2: 0; 2006 Qtr 3: 0; 2006 Qtr 4: 0; 2007 Qtr 1: 0; 2007 Qtr 2: 0; 2007 Qtr 3: 0; 2007 Qtr 4: 0; 2008 Qtr 1: 901; 2008 Qtr 2: 0; 2008 Qtr 3: 0; 2008 Qtr 4: 0 | 901
SDGE3012_EXP_EXP-ExpressEfficiencyRebateProgram | 213083-Refrigeration -Cooler/Freezer Door Gaskets - Glass Doors |  | 7 | Commercial | 09-GRO-Grocery-REFG | 0 |  |  |  |  | 4 | 4 | 0 | 0 | 0 | 0 | 3.6686 |  | kWh | 0.000614 | 0 | Commercial |  | Annual | [5 empty] | 4 | 0.96 |  |  |  | 0 | 0 | 0 | 300 | 0 | 0 | 0 | 0 | 0 | 0 | 0 | 0 | 2006 Qtr 1: 0; 2006 Qtr 2: 0; 2006 Qtr 3: 0; 2006 Qtr 4: 0; 2007 Qtr 1: 0; 2007 Qtr 2: 0; 2007 Qtr 3: 0; 2007 Qtr 4: 0; 2008 Qtr 1: 300; 2008 Qtr 2: 0; 2008 Qtr 3: 0; 2008 Qtr 4: 0 | 300
SDGE3012_EXP_EXP-ExpressEfficiencyRebateProgram | 213215-Lighting-Interior High Bay Linear Fluorescent Fixtures <= 244 Watts replacing 400 Watts (Tier 1) |  | 7 | Commercial | 23-RTL-Retail–SingleStorylarge-LIT_INT | 0 |  |  |  |  | 308.7635 | 97.9359 | 0 | 0 | 0 | 210.8275 | 1077.8202 |  | kWh | 0.20839 | -1.4662 | Commercial |  | Annual | [5 empty] | 11 | 0.96 |  |  |  | 0 | 0 | 0 | 64.2563 | 0 | 0 | 0 | 0 | 0 | 0 | 0 | 0 | 2006 Qtr 1: 0; 2006 Qtr 2: 0; 2006 Qtr 3: 0; 2006 Qtr 4: 0; 2007 Qtr 1: 0; 2007 Qtr 2: 0; 2007 Qtr 3: 0; 2007 Qtr 4: 0; 2008 Qtr 1: 64.2563; 2008 Qtr 2: 0; 2008 Qtr 3: 0; 2008 Qtr 4: 0 | 64.2563
SDGE3012_EXP_EXP-ExpressEfficiencyRebateProgram | 213230-Lighting - Occupancy Sensor - High-Bay Sensor |  | 7 | Commercial | 23-RTL-Retail–SingleStorylarge-LIT_INT | 0 |  |  |  |  | 141 | 100 | 0 | 0 | 0 | 41 | 1304.0352 |  | kWh | 0.465 | 0 | Commercial |  | Annual | [5 empty] | 8 | 0.96 |  |  |  | 0 | 0 | 0 | 62 | 0 | 0 | 0 | 0 | 0 | 0 | 0 | 0 | 2006 Qtr 1: 0; 2006 Qtr 2: 0; 2006 Qtr 3: 0; 2006 Qtr 4: 0; 2007 Qtr 1: 0; 2007 Qtr 2: 0; 2007 Qtr 3: 0; 2007 Qtr 4: 0; 2008 Qtr 1: 62; 2008 Qtr 2: 0; 2008 Qtr 3: 0; 2008 Qtr 4: 0 | 62
SDGE3012_EXP_EXP-ExpressEfficiencyRebateProgram | 213049-Lighting - LED Exit Sign New Sign | CALC00AVETS01 | 7 | Commercial | 02-ASM-Assembly-Exit | 0 |  |  |  |  | 65.4374 | 45 | 0 | 0 | 0 | 20.4374 | 351.311 |  | kWh | 0 | 0 | Commercial |  | Annual | [5 empty] | 16 | 0.96 |  |  |  | 0 | 0 | 0 | 4 | 0 | 0 | 0 | 0 | 0 | 0 | 0 | 0 | 2006 Qtr 1: 0; 2006 Qtr 2: 0; 2006 Qtr 3: 0; 2006 Qtr 4: 0; 2007 Qtr 1: 0; 2007 Qtr 2: 0; 2007 Qtr 3: 0; 2007 Qtr 4: 0; 2008 Qtr 1: 4; 2008 Qtr 2: 0; 2008 Qtr 3: 0; 2008 Qtr 4: 0 | 4
SDGE3012_EXP_EXP-ExpressEfficiencyRebateProgram | 213222-Lighting - Screw in 14-26 Watt Lamp |  | 7 | Commercial | 23-RTL-Retail–SingleStorylarge-LIT_INT | 0 |  |  |  |  | 7.1694 | 8.101 | 0 | 0 | 0 | -0.93161 | 105.2369 |  | kWh | 0.021274 | -0.14768 | Commercial |  | Annual | [5 empty] | 2.3 | 0.96 |  |  |  | 0.797 | 0 | 0 | 59.2522 | 0 | 0 | 0 | 0 | 0 | 0 | 0 | 0 | 2006 Qtr 1: 0; 2006 Qtr 2: 0; 2006 Qtr 3: 0; 2006 Qtr 4: 0; 2007 Qtr 1: 0; 2007 Qtr 2: 0; 2007 Qtr 3: 0; 2007 Qtr 4: 0; 2008 Qtr 1: 59.2522; 2008 Qtr 2: 0; 2008 Qtr 3: 0; 2008 Qtr 4: 0 | 59.2522
SDGE3012_EXP_EXP-ExpressEfficiencyRebateProgram | 213147-Premium T8 with T12 34Watt Baseline |  | 7 | Commercial | 23-RTL-Retail–SingleStorylarge-LIT_INT | 0 |  |  |  |  | 16.3168 | 7.7087 | 0 | 0 | 0 | 8.6081 | 18.0688 |  | kWh | 0.00077734 | -0.02458 | Commercial |  | Annual | [5 empty] | 11 | 0.96 |  |  |  | 0 | 0 | 0 | 130.7607 | 0 | 0 | 0 | 0 | 0 | 0 | 0 | 0 | 2006 Qtr 1: 0; 2006 Qtr 2: 0; 2006 Qtr 3: 0; 2006 Qtr 4: 0; 2007 Qtr 1: 0; 2007 Qtr 2: 0; 2007 Qtr 3: 0; 2007 Qtr 4: 0; 2008 Qtr 1: 130.7607; 2008 Qtr 2: 0; 2008 Qtr 3: 0; 2008 Qtr 4: 0 | 130.7607
SDGE3012_EXP_EXP-ExpressEfficiencyRebateProgram | 213053-Lighting - Remove 4 Ft T-8 (De-Lamp) | COFL00AVDEL01 | 7 | Commercial | 23-RTL-Retail–SingleStorylarge-LIT_INT | 0 |  |  |  |  | 33.026 | 12.8479 | 0 | 0 | 0 | 20.1781 | 189.4906 |  | kWh | 0.0081521 | -0.25777 | Commercial |  | Annual | [5 empty] | 11 | 0.96 |  |  |  | 0 | 0 | 0 | 130.7607 | 0 | 0 | 0 | 0 | 0 | 0 | 0 | 0 | 2006 Qtr 1: 0; 2006 Qtr 2: 0; 2006 Qtr 3: 0; 2006 Qtr 4: 0; 2007 Qtr 1: 0; 2007 Qtr 2: 0; 2007 Qtr 3: 0; 2007 Qtr 4: 0; 2008 Qtr 1: 130.7607; 2008 Qtr 2: 0; 2008 Qtr 3: 0; 2008 Qtr 4: 0 | 130.7607
SDGE3012_EXP_EXP-ExpressEfficiencyRebateProgram | 213176-Food Service - Ice Machine Air-Cooled 301-400 |  | 7 | Commercial | 01-ALC-AllCommercial-Refrig | 0 |  |  |  |  | 559 | 300 | 0 | 0 | 0 | 259 | 1660.75 |  | kWh | 0.18958 | 0 | Commercial |  | Annual | [5 empty] | 12 | 0.96 |  |  |  | 0 | 0 | 0 | 1 | 0 | 0 | 0 | 0 | 0 | 0 | 0 | 0 | 2006 Qtr 1: 0; 2006 Qtr 2: 0; 2006 Qtr 3: 0; 2006 Qtr 4: 0; 2007 Qtr 1: 0; 2007 Qtr 2: 0; 2007 Qtr 3: 0; 2007 Qtr 4: 0; 2008 Qtr 1: 1; 2008 Qtr 2: 0; 2008 Qtr 3: 0; 2008 Qtr 4: 0 | 1
SDGE3012_EXP_EXP-ExpressEfficiencyRebateProgram | 213084-Refrigeration -Cooler/Freezer Door Gaskets - Solid Doors: Cooler |  | 7 | Commercial | 01-ALC-AllCommercial-Refrig | 0 |  |  |  |  | 4 | 4 | 0 | 0 | 0 | 0 | 104.55 |  | kWh | 0.01195 | 0 | Commercial |  | Annual | [5 empty] | 4 | 0.96 |  |  |  | 0 | 0 | 0 | 26 | 0 | 0 | 0 | 0 | 0 | 0 | 0 | 0 | 2006 Qtr 1: 0; 2006 Qtr 2: 0; 2006 Qtr 3: 0; 2006 Qtr 4: 0; 2007 Qtr 1: 0; 2007 Qtr 2: 0; 2007 Qtr 3: 0; 2007 Qtr 4: 0; 2008 Qtr 1: 26; 2008 Qtr 2: 0; 2008 Qtr 3: 0; 2008 Qtr 4: 0 | 26
SDGE3012_EXP_EXP-ExpressEfficiencyRebateProgram | 213083-Refrigeration -Cooler/Freezer Door Gaskets - Glass Doors |  | 7 | Commercial | 09-GRO-Grocery-REFG | 0 |  |  |  |  | 4 | 4 | 0 | 0 | 0 | 0 | 3.6686 |  | kWh | 0.000614 | 0 | Commercial |  | Annual | [5 empty] | 4 | 0.96 |  |  |  | 0 | 0 | 0 | 1361 | 0 | 0 | 0 | 0 | 0 | 0 | 0 | 0 | 2006 Qtr 1: 0; 2006 Qtr 2: 0; 2006 Qtr 3: 0; 2006 Qtr 4: 0; 2007 Qtr 1: 0; 2007 Qtr 2: 0; 2007 Qtr 3: 0; 2007 Qtr 4: 0; 2008 Qtr 1: 1361; 2008 Qtr 2: 0; 2008 Qtr 3: 0; 2008 Qtr 4: 0 | 1361
SDGE3012_EXP_EXP-ExpressEfficiencyRebateProgram | 213222-Lighting - Screw in 14-26 Watt Lamp |  | 10 | Commercial | 01-ALC-AllCommercial-IntLight | 0 |  |  |  |  | 7.1694 | 8.101 | 0 | 0 | 0 | -0.93161 | 42.1652 |  | kWh | 0.0041294 | -0.19609 | Commercial |  | Annual | [5 empty] | 2.3 | 0.96 |  |  |  | 0.797 | 0 | 0 | 1.9751 | 0 | 0 | 0 | 0 | 0 | 0 | 0 | 0 | 2006 Qtr 1: 0; 2006 Qtr 2: 0; 2006 Qtr 3: 0; 2006 Qtr 4: 0; 2007 Qtr 1: 0; 2007 Qtr 2: 0; 2007 Qtr 3: 0; 2007 Qtr 4: 0; 2008 Qtr 1: 1.9751; 2008 Qtr 2: 0; 2008 Qtr 3: 0; 2008 Qtr 4: 0 | 1.9751
SDGE3012_EXP_EXP-ExpressEfficiencyRebateProgram | 213147-Premium T8 with T12 34Watt Baseline |  | 10 | Commercial | 01-ALC-AllCommercial-IntLight | 0 |  |  |  |  | 16.3168 | 7.7087 | 0 | 0 | 0 | 8.6081 | 6.3326 |  | kWh | 0.0017636 | -0.012049 | Commercial |  | Annual | [5 empty] | 11 | 0.96 |  |  |  | 0 | 0 | 0 | 3.1134 | 0 | 0 | 0 | 0 | 0 | 0 | 0 | 0 | 2006 Qtr 1: 0; 2006 Qtr 2: 0; 2006 Qtr 3: 0; 2006 Qtr 4: 0; 2007 Qtr 1: 0; 2007 Qtr 2: 0; 2007 Qtr 3: 0; 2007 Qtr 4: 0; 2008 Qtr 1: 3.1134; 2008 Qtr 2: 0; 2008 Qtr 3: 0; 2008 Qtr 4: 0 | 3.1134
SDGE3012_EXP_EXP-ExpressEfficiencyRebateProgram | 213054-Lighting - Remove 8 Ft T-8 (De-Lamp) | CRTL00AVDEL02 | 10 | Commercial | 01-ALC-AllCommercial-IntLight | 0 |  |  |  |  | 33.2757 | 32.1197 | 0 | 0 | 0 | 1.156 | 109.6025 |  | kWh | 0.030524 | -0.20855 | Commercial |  | Annual | [5 empty] | 11 | 0.96 |  |  |  | 0 | 0 | 0 | 3.1134 | 0 | 0 | 0 | 0 | 0 | 0 | 0 | 0 | 2006 Qtr 1: 0; 2006 Qtr 2: 0; 2006 Qtr 3: 0; 2006 Qtr 4: 0; 2007 Qtr 1: 0; 2007 Qtr 2: 0; 2007 Qtr 3: 0; 2007 Qtr 4: 0; 2008 Qtr 1: 3.1134; 2008 Qtr 2: 0; 2008 Qtr 3: 0; 2008 Qtr 4: 0 | 3.1134
SDGE3012_EXP_EXP-ExpressEfficiencyRebateProgram | 213062-Lighting - Occupancy Sensor - Wallbox Lighting Sensor | CALC00AVOCC01 | 10 | Commercial | 01-ALC-AllCommercial-IntLight | 0 |  |  |  |  | 42.2833 | 22.5 | 0 | 0 | 0 | 19.7833 | 213.759 |  | kWh | 0 | 0 | Commercial |  | Annual | [5 empty] | 8 | 0.96 |  |  |  | 0 | 0 | 0 | 59 | 0 | 0 | 0 | 0 | 0 | 0 | 0 | 0 | 2006 Qtr 1: 0; 2006 Qtr 2: 0; 2006 Qtr 3: 0; 2006 Qtr 4: 0; 2007 Qtr 1: 0; 2007 Qtr 2: 0; 2007 Qtr 3: 0; 2007 Qtr 4: 0; 2008 Qtr 1: 59; 2008 Qtr 2: 0; 2008 Qtr 3: 0; 2008 Qtr 4: 0 | 59
SDGE3012_EXP_EXP-ExpressEfficiencyRebateProgram | 213083-Refrigeration -Cooler/Freezer Door Gaskets - Glass Doors |  | 10 | Commercial | 09-GRO-Grocery-REFG | 0 |  |  |  |  | 4 | 4 | 0 | 0 | 0 | 0 | 3.6686 |  | kWh | 0.000614 | 0 | Commercial |  | Annual | [5 empty] | 4 | 0.96 |  |  |  | 0 | 0 | 0 | 381 | 0 | 0 | 0 | 0 | 0 | 0 | 0 | 0 | 2006 Qtr 1: 0; 2006 Qtr 2: 0; 2006 Qtr 3: 0; 2006 Qtr 4: 0; 2007 Qtr 1: 0; 2007 Qtr 2: 0; 2007 Qtr 3: 0; 2007 Qtr 4: 0; 2008 Qtr 1: 381; 2008 Qtr 2: 0; 2008 Qtr 3: 0; 2008 Qtr 4: 0 | 381
SDGE3012_EXP_EXP-ExpressEfficiencyRebateProgram | 213084-Refrigeration -Cooler/Freezer Door Gaskets - Solid Doors: Cooler |  | 7 | Commercial | 21-RSD-Restaurant–SitDown-REFG | 0 |  |  |  |  | 4 | 4 | 0 | 0 | 0 | 0 | 3.6686 |  | kWh | 0.000614 | 0 | Commercial |  | Annual | [5 empty] | 4 | 0.96 |  |  |  | 0 | 0 | 0 | 91 | 0 | 0 | 0 | 0 | 0 | 0 | 0 | 0 | 2006 Qtr 1: 0; 2006 Qtr 2: 0; 2006 Qtr 3: 0; 2006 Qtr 4: 0; 2007 Qtr 1: 0; 2007 Qtr 2: 0; 2007 Qtr 3: 0; 2007 Qtr 4: 0; 2008 Qtr 1: 91; 2008 Qtr 2: 0; 2008 Qtr 3: 0; 2008 Qtr 4: 0 | 91
SDGE3012_EXP_EXP-ExpressEfficiencyRebateProgram | 213084-Refrigeration -Cooler/Freezer Door Gaskets - Solid Doors: Cooler |  | 7 | Commercial | 01-ALC-AllCommercial-Refrig | 0 |  |  |  |  | 4 | 4 | 0 | 0 | 0 | 0 | 104.55 |  | kWh | 0.01195 | 0 | Commercial |  | Annual | [5 empty] | 4 | 0.96 |  |  |  | 0 | 0 | 0 | 184 | 0 | 0 | 0 | 0 | 0 | 0 | 0 | 0 | 2006 Qtr 1: 0; 2006 Qtr 2: 0; 2006 Qtr 3: 0; 2006 Qtr 4: 0; 2007 Qtr 1: 0; 2007 Qtr 2: 0; 2007 Qtr 3: 0; 2007 Qtr 4: 0; 2008 Qtr 1: 184; 2008 Qtr 2: 0; 2008 Qtr 3: 0; 2008 Qtr 4: 0 | 184
SDGE3012_EXP_EXP-ExpressEfficiencyRebateProgram | 213215-Lighting-Interior High Bay Linear Fluorescent Fixtures <= 244 Watts replacing 400 Watts (Tier 1) |  | 7 | Commercial | 01-ALC-AllCommercial-IntLight | 0 |  |  |  |  | 308.7635 | 97.9359 | 0 | 0 | 0 | 210.8275 | 676.9332 |  | kWh | 0.24139 | -1.288 | Commercial |  | Annual | [5 empty] | 11 | 0.96 |  |  |  | 0 | 0 | 0 | 36.2737 | 0 | 0 | 0 | 0 | 0 | 0 | 0 | 0 | 2006 Qtr 1: 0; 2006 Qtr 2: 0; 2006 Qtr 3: 0; 2006 Qtr 4: 0; 2007 Qtr 1: 0; 2007 Qtr 2: 0; 2007 Qtr 3: 0; 2007 Qtr 4: 0; 2008 Qtr 1: 36.2737; 2008 Qtr 2: 0; 2008 Qtr 3: 0; 2008 Qtr 4: 0 | 36.2737
SDGE3012_EXP_EXP-ExpressEfficiencyRebateProgram | 213230-Lighting - Occupancy Sensor - High-Bay Sensor |  | 7 | Commercial | 01-ALC-AllCommercial-IntLight | 0 |  |  |  |  | 141 | 100 | 0 | 0 | 0 | 41 | 1304.0352 |  | kWh | 0.465 | 0 | Commercial |  | Annual | [5 empty] | 8 | 0.96 |  |  |  | 0 | 0 | 0 | 35 | 0 | 0 | 0 | 0 | 0 | 0 | 0 | 0 | 2006 Qtr 1: 0; 2006 Qtr 2: 0; 2006 Qtr 3: 0; 2006 Qtr 4: 0; 2007 Qtr 1: 0; 2007 Qtr 2: 0; 2007 Qtr 3: 0; 2007 Qtr 4: 0; 2008 Qtr 1: 35; 2008 Qtr 2: 0; 2008 Qtr 3: 0; 2008 Qtr 4: 0 | 35
SDGE3012_EXP_EXP-ExpressEfficiencyRebateProgram | 213012-Lighting - 3 Ft 2nd Gen. T-8 with Elec. Ballast |  | 10 | Commercial | 23-RTL-Retail–SingleStorylarge-LIT_INT | 0 |  |  |  |  | 26.9806 | 10.2783 | 0 | 0 | 0 | 16.7023 | 54.9075 |  | kWh | 0.0023545 | -0.11867 | Commercial |  | Annual | [5 empty] | 11 | 0.96 |  |  |  | 0 | 0 | 0 | 21.7935 | 0 | 0 | 0 | 0 | 0 | 0 | 0 | 0 | 2006 Qtr 1: 0; 2006 Qtr 2: 0; 2006 Qtr 3: 0; 2006 Qtr 4: 0; 2007 Qtr 1: 0; 2007 Qtr 2: 0; 2007 Qtr 3: 0; 2007 Qtr 4: 0; 2008 Qtr 1: 0; 2008 Qtr 2: 0; 2008 Qtr 3: 0; 2008 Qtr 4: 21.7935 | 21.7935
SDGE3012_EXP_EXP-ExpressEfficiencyRebateProgram | 213013-Lighting - 8 Ft T-8 with Elec. Ballast |  | 10 | Commercial | 23-RTL-Retail–SingleStorylarge-LIT_INT | 0 |  |  |  |  | 41.7557 | 9.6359 | 0 | 0 | 0 | 32.1197 | 67.5358 |  | kWh | 0.002896 | -0.14596 | Commercial |  | Annual | [5 empty] | 11 | 0.96 |  |  |  | 0 | 0 | 0 | 2106.9597 | 0 | 0 | 0 | 0 | 0 | 0 | 0 | 0 | 2006 Qtr 1: 0; 2006 Qtr 2: 0; 2006 Qtr 3: 0; 2006 Qtr 4: 0; 2007 Qtr 1: 0; 2007 Qtr 2: 0; 2007 Qtr 3: 0; 2007 Qtr 4: 0; 2008 Qtr 1: 0; 2008 Qtr 2: 0; 2008 Qtr 3: 0; 2008 Qtr 4: 2106.9597 | 2106.9597
SDGE3012_EXP_EXP-ExpressEfficiencyRebateProgram | 213062-Lighting - Occupancy Sensor - Wallbox Lighting Sensor | CALC00AVOCC01 | 10 | Commercial | 23-RTL-Retail–SingleStorylarge-LIT_INT | 0 |  |  |  |  | 42.2833 | 22.5 | 0 | 0 | 0 | 19.7833 | 213.759 |  | kWh | 0 | 0 | Commercial |  | Annual | [5 empty] | 8 | 0.96 |  |  |  | 0 | 0 | 0 | 28 | 0 | 0 | 0 | 0 | 0 | 0 | 0 | 0 | 2006 Qtr 1: 0; 2006 Qtr 2: 0; 2006 Qtr 3: 0; 2006 Qtr 4: 0; 2007 Qtr 1: 0; 2007 Qtr 2: 0; 2007 Qtr 3: 0; 2007 Qtr 4: 0; 2008 Qtr 1: 0; 2008 Qtr 2: 0; 2008 Qtr 3: 0; 2008 Qtr 4: 28 | 28
SDGE3012_EXP_EXP-ExpressEfficiencyRebateProgram | 213012-Lighting - 3 Ft 2nd Gen. T-8 with Elec. Ballast |  | 7 | Commercial | 01-ALC-AllCommercial-IntLight | 0 |  |  |  |  | 26.9806 | 10.2783 | 0 | 0 | 0 | 16.7023 | 44.9909 |  | kWh | 0.012729 | -0.085606 | Commercial |  | Annual | [5 empty] | 11 | 0.96 |  |  |  | 0 | 0 | 0 | 131.539 | 0 | 0 | 0 | 0 | 0 | 0 | 0 | 0 | 2006 Qtr 1: 0; 2006 Qtr 2: 0; 2006 Qtr 3: 0; 2006 Qtr 4: 0; 2007 Qtr 1: 0; 2007 Qtr 2: 0; 2007 Qtr 3: 0; 2007 Qtr 4: 0; 2008 Qtr 1: 0; 2008 Qtr 2: 0; 2008 Qtr 3: 0; 2008 Qtr 4: 131.539 | 131.539
SDGE3012_EXP_EXP-ExpressEfficiencyRebateProgram | 213013-Lighting - 8 Ft T-8 with Elec. Ballast |  | 7 | Commercial | 01-ALC-AllCommercial-IntLight | 0 |  |  |  |  | 41.7557 | 9.6359 | 0 | 0 | 0 | 32.1197 | 55.3384 |  | kWh | 0.015656 | -0.10529 | Commercial |  | Annual | [5 empty] | 11 | 0.96 |  |  |  | 0 | 0 | 0 | 2255.6222 | 0 | 0 | 0 | 0 | 0 | 0 | 0 | 0 | 2006 Qtr 1: 0; 2006 Qtr 2: 0; 2006 Qtr 3: 0; 2006 Qtr 4: 0; 2007 Qtr 1: 0; 2007 Qtr 2: 0; 2007 Qtr 3: 0; 2007 Qtr 4: 0; 2008 Qtr 1: 0; 2008 Qtr 2: 0; 2008 Qtr 3: 0; 2008 Qtr 4: 2255.6222 | 2255.6222
SDGE3012_EXP_EXP-ExpressEfficiencyRebateProgram | 213224-Lighting - Occupancy Sensor - Wall/Ceiling Mounted Lighting Sensor | CALC00AVOCC01 | 7 | Commercial | 01-ALC-AllCommercial-IntLight | 0 |  |  |  |  | 42.2833 | 83.5 | 0 | 0 | 0 | -41.2167 | 213.759 |  | kWh | 0.17617 | 0 | Commercial |  | Annual | [5 empty] | 8 | 0.96 |  |  |  | 0 | 0 | 0 | 49 | 0 | 0 | 0 | 0 | 0 | 0 | 0 | 0 | 2006 Qtr 1: 0; 2006 Qtr 2: 0; 2006 Qtr 3: 0; 2006 Qtr 4: 0; 2007 Qtr 1: 0; 2007 Qtr 2: 0; 2007 Qtr 3: 0; 2007 Qtr 4: 0; 2008 Qtr 1: 0; 2008 Qtr 2: 0; 2008 Qtr 3: 0; 2008 Qtr 4: 49 | 49
SDGE3012_EXP_EXP-ExpressEfficiencyRebateProgram | 213215-Lighting-Interior High Bay Linear Fluorescent Fixtures <= 244 Watts replacing 400 Watts (Tier 1) |  | 7 | Commercial | 01-ALC-AllCommercial-IntLight | 0 |  |  |  |  | 308.7635 | 97.9359 | 0 | 0 | 0 | 210.8275 | 757.751 |  | kWh | 0.19915 | -2.9519 | Commercial |  | Annual | [5 empty] | 11 | 0.96 |  |  |  | 0 | 0 | 0 | 32.1282 | 0 | 0 | 0 | 0 | 0 | 0 | 0 | 0 | 2006 Qtr 1: 0; 2006 Qtr 2: 0; 2006 Qtr 3: 0; 2006 Qtr 4: 0; 2007 Qtr 1: 0; 2007 Qtr 2: 0; 2007 Qtr 3: 0; 2007 Qtr 4: 0; 2008 Qtr 1: 32.1282; 2008 Qtr 2: 0; 2008 Qtr 3: 0; 2008 Qtr 4: 0 | 32.1282
SDGE3012_EXP_EXP-ExpressEfficiencyRebateProgram | 213230-Lighting - Occupancy Sensor - High-Bay Sensor |  | 7 | Commercial | 01-ALC-AllCommercial-IntLight | 0 |  |  |  |  | 141 | 100 | 0 | 0 | 0 | 41 | 1304.0352 |  | kWh | 0.465 | 0 | Commercial |  | Annual | [5 empty] | 8 | 0.96 |  |  |  | 0 | 0 | 0 | 31 | 0 | 0 | 0 | 0 | 0 | 0 | 0 | 0 | 2006 Qtr 1: 0; 2006 Qtr 2: 0; 2006 Qtr 3: 0; 2006 Qtr 4: 0; 2007 Qtr 1: 0; 2007 Qtr 2: 0; 2007 Qtr 3: 0; 2007 Qtr 4: 0; 2008 Qtr 1: 31; 2008 Qtr 2: 0; 2008 Qtr 3: 0; 2008 Qtr 4: 0 | 31
SDGE3012_EXP_EXP-ExpressEfficiencyRebateProgram | 213147-Premium T8 with T12 34Watt Baseline |  | 10 | Commercial | 01-ALC-AllCommercial-IntLight | 0 |  |  |  |  | 16.3168 | 7.7087 | 0 | 0 | 0 | 8.6081 | 23.4731 |  | kWh | 0.0045936 | -0.044663 | Commercial |  | Annual | [5 empty] | 11 | 0.96 |  |  |  | 0 | 0 | 0 | 250.6247 | 0 | 0 | 0 | 0 | 0 | 0 | 0 | 0 | 2006 Qtr 1: 0; 2006 Qtr 2: 0; 2006 Qtr 3: 0; 2006 Qtr 4: 0; 2007 Qtr 1: 0; 2007 Qtr 2: 0; 2007 Qtr 3: 0; 2007 Qtr 4: 0; 2008 Qtr 1: 250.6247; 2008 Qtr 2: 0; 2008 Qtr 3: 0; 2008 Qtr 4: 0 | 250.6247
SDGE3012_EXP_EXP-ExpressEfficiencyRebateProgram | 213206-Lighting-Interior High Bay Linear Fluorescent Fixtures 361-600 Watts replacing > 400 Watts |  | 10 | Commercial | 01-ALC-AllCommercial-IntLight | 0 |  |  |  |  | 627.1758 | 222.4062 | 0 | 0 | 0 | 404.7696 | 669.6141 |  | kWh | 0.13813 | -1.2741 | Commercial |  | Annual | [5 empty] | 11 | 0.96 |  |  |  | 0 | 0 | 0 | 66.3291 | 0 | 0 | 0 | 0 | 0 | 0 | 0 | 0 | 2006 Qtr 1: 0; 2006 Qtr 2: 0; 2006 Qtr 3: 0; 2006 Qtr 4: 0; 2007 Qtr 1: 0; 2007 Qtr 2: 0; 2007 Qtr 3: 0; 2007 Qtr 4: 0; 2008 Qtr 1: 66.3291; 2008 Qtr 2: 0; 2008 Qtr 3: 0; 2008 Qtr 4: 0 | 66.3291
SDGE3012_EXP_EXP-ExpressEfficiencyRebateProgram | 213215-Lighting-Interior High Bay Linear Fluorescent Fixtures <= 244 Watts replacing 400 Watts (Tier 1) |  | 10 | Commercial | 18-OFS-Office–Small-IntLight | 0 |  |  |  |  | 308.7635 | 97.9359 | 0 | 0 | 0 | 210.8275 | 840.8937 |  | kWh | 0.23612 | -0.45061 | Commercial |  | Annual | [5 empty] | 11 | 0.96 |  |  |  | 0 | 0 | 0 | 81.875 | 0 | 0 | 0 | 0 | 0 | 0 | 0 | 0 | 2006 Qtr 1: 0; 2006 Qtr 2: 0; 2006 Qtr 3: 0; 2006 Qtr 4: 0; 2007 Qtr 1: 0; 2007 Qtr 2: 0; 2007 Qtr 3: 0; 2007 Qtr 4: 0; 2008 Qtr 1: 81.875; 2008 Qtr 2: 0; 2008 Qtr 3: 0; 2008 Qtr 4: 0 | 81.875
SDGE3012_EXP_EXP-ExpressEfficiencyRebateProgram | 213207-Lighting-Interior High Bay Linear Fluorescent Fixtures <= 360 Watts replacing 400 Watts (Tier 2) |  | 10 | Commercial | 18-OFS-Office–Small-IntLight | 0 |  |  |  |  | 345.8745 | 96.4886 | 0 | 0 | 0 | 249.3859 | 691.0092 |  | kWh | 0.19404 | -0.37029 | Commercial |  | Annual | [5 empty] | 11 | 0.96 |  |  |  | 0 | 0 | 0 | 35.2373 | 0 | 0 | 0 | 0 | 0 | 0 | 0 | 0 | 2006 Qtr 1: 0; 2006 Qtr 2: 0; 2006 Qtr 3: 0; 2006 Qtr 4: 0; 2007 Qtr 1: 0; 2007 Qtr 2: 0; 2007 Qtr 3: 0; 2007 Qtr 4: 0; 2008 Qtr 1: 35.2373; 2008 Qtr 2: 0; 2008 Qtr 3: 0; 2008 Qtr 4: 0 | 35.2373
SDGE3012_EXP_EXP-ExpressEfficiencyRebateProgram | 213062-Lighting - Occupancy Sensor - Wallbox Lighting Sensor | CALC00AVOCC01 | 10 | Commercial | 18-OFS-Office–Small-IntLight | 0 |  |  |  |  | 42.2833 | 22.5 | 0 | 0 | 0 | 19.7833 | 213.759 |  | kWh | 0 | 0 | Commercial |  | Annual | [5 empty] | 8 | 0.96 |  |  |  | 0 | 0 | 0 | 4 | 0 | 0 | 0 | 0 | 0 | 0 | 0 | 0 | 2006 Qtr 1: 0; 2006 Qtr 2: 0; 2006 Qtr 3: 0; 2006 Qtr 4: 0; 2007 Qtr 1: 0; 2007 Qtr 2: 0; 2007 Qtr 3: 0; 2007 Qtr 4: 0; 2008 Qtr 1: 4; 2008 Qtr 2: 0; 2008 Qtr 3: 0; 2008 Qtr 4: 0 | 4
SDGE3012_EXP_EXP-ExpressEfficiencyRebateProgram | 213230-Lighting - Occupancy Sensor - High-Bay Sensor |  | 10 | Commercial | 18-OFS-Office–Small-IntLight | 0 |  |  |  |  | 141 | 100 | 0 | 0 | 0 | 41 | 1304.0352 |  | kWh | 0.465 | 0 | Commercial |  | Annual | [5 empty] | 8 | 0.96 |  |  |  | 0 | 0 | 0 | 74 | 0 | 0 | 0 | 0 | 0 | 0 | 0 | 0 | 2006 Qtr 1: 0; 2006 Qtr 2: 0; 2006 Qtr 3: 0; 2006 Qtr 4: 0; 2007 Qtr 1: 0; 2007 Qtr 2: 0; 2007 Qtr 3: 0; 2007 Qtr 4: 0; 2008 Qtr 1: 74; 2008 Qtr 2: 0; 2008 Qtr 3: 0; 2008 Qtr 4: 0 | 74
SDGE3012_EXP_EXP-ExpressEfficiencyRebateProgram | 213230-Lighting - Occupancy Sensor - High-Bay Sensor |  | 7 | Commercial | 01-ALC-AllCommercial-IntLight | 0 |  |  |  |  | 141 | 100 | 0 | 0 | 0 | 41 | 1304.0352 |  | kWh | 0.465 | 0 | Commercial |  | Annual | [5 empty] | 8 | 0.96 |  |  |  | 0 | 0 | 0 | 37 | 0 | 0 | 0 | 0 | 0 | 0 | 0 | 0 | 2006 Qtr 1: 0; 2006 Qtr 2: 0; 2006 Qtr 3: 0; 2006 Qtr 4: 0; 2007 Qtr 1: 0; 2007 Qtr 2: 0; 2007 Qtr 3: 0; 2007 Qtr 4: 0; 2008 Qtr 1: 37; 2008 Qtr 2: 0; 2008 Qtr 3: 0; 2008 Qtr 4: 0 | 37
SDGE3012_EXP_EXP-ExpressEfficiencyRebateProgram | 213215-Lighting-Interior High Bay Linear Fluorescent Fixtures <= 244 Watts replacing 400 Watts (Tier 1) |  | 10 | Commercial | 01-ALC-AllCommercial-IntLight | 0 |  |  |  |  | 308.7635 | 97.9359 | 0 | 0 | 0 | 210.8275 | 780.5075 |  | kWh | 0.20132 | -3.2216 | Commercial |  | Annual | [5 empty] | 11 | 0.96 |  |  |  | 0 | 0 | 0 | 62.1835 | 0 | 0 | 0 | 0 | 0 | 0 | 0 | 0 | 2006 Qtr 1: 0; 2006 Qtr 2: 0; 2006 Qtr 3: 0; 2006 Qtr 4: 0; 2007 Qtr 1: 0; 2007 Qtr 2: 0; 2007 Qtr 3: 0; 2007 Qtr 4: 0; 2008 Qtr 1: 62.1835; 2008 Qtr 2: 0; 2008 Qtr 3: 0; 2008 Qtr 4: 0 | 62.1835
SDGE3012_EXP_EXP-ExpressEfficiencyRebateProgram | 213230-Lighting - Occupancy Sensor - High-Bay Sensor |  | 10 | Commercial | 01-ALC-AllCommercial-IntLight | 0 |  |  |  |  | 141 | 100 | 0 | 0 | 0 | 41 | 1304.0352 |  | kWh | 0.465 | 0 | Commercial |  | Annual | [5 empty] | 8 | 0.96 |  |  |  | 0 | 0 | 0 | 60 | 0 | 0 | 0 | 0 | 0 | 0 | 0 | 0 | 2006 Qtr 1: 0; 2006 Qtr 2: 0; 2006 Qtr 3: 0; 2006 Qtr 4: 0; 2007 Qtr 1: 0; 2007 Qtr 2: 0; 2007 Qtr 3: 0; 2007 Qtr 4: 0; 2008 Qtr 1: 60; 2008 Qtr 2: 0; 2008 Qtr 3: 0; 2008 Qtr 4: 0 | 60
SDGE3012_EXP_EXP-ExpressEfficiencyRebateProgram | 213162-Food Service - Griddle-Electric |  | 7 | Commercial | 21-RSD-Restaurant–SitDown-PROC_OTH | 0 |  |  |  |  | 3604 | 300 | 0 | 0 | 0 | 3304 | 1637 |  | kWh | 0.4 | 0 | Commercial |  | Annual | [5 empty] | 12 | 0.96 |  |  |  | 0 | 0 | 0 | 1 | 0 | 0 | 0 | 0 | 0 | 0 | 0 | 0 | 2006 Qtr 1: 0; 2006 Qtr 2: 0; 2006 Qtr 3: 0; 2006 Qtr 4: 0; 2007 Qtr 1: 0; 2007 Qtr 2: 0; 2007 Qtr 3: 0; 2007 Qtr 4: 0; 2008 Qtr 1: 1; 2008 Qtr 2: 0; 2008 Qtr 3: 0; 2008 Qtr 4: 0 | 1
SDGE3012_EXP_EXP-ExpressEfficiencyRebateProgram | 213162-Food Service - Griddle-Electric |  | 7 | Commercial | 21-RSD-Restaurant–SitDown-PROC_OTH | 0 |  |  |  |  | 3604 | 300 | 0 | 0 | 0 | 3304 | 1637 |  | kWh | 0.4 | 0 | Commercial |  | Annual | [5 empty] | 12 | 0.96 |  |  |  | 0 | 0 | 0 | 1 | 0 | 0 | 0 | 0 | 0 | 0 | 0 | 0 | 2006 Qtr 1: 0; 2006 Qtr 2: 0; 2006 Qtr 3: 0; 2006 Qtr 4: 0; 2007 Qtr 1: 0; 2007 Qtr 2: 0; 2007 Qtr 3: 0; 2007 Qtr 4: 0; 2008 Qtr 1: 1; 2008 Qtr 2: 0; 2008 Qtr 3: 0; 2008 Qtr 4: 0 | 1
SDGE3012_EXP_EXP-ExpressEfficiencyRebateProgram | 213011-Lighting - 2 Ft 2nd Gen. T-8 with Elec. Ballast |  | 10 | Commercial | 18-OFS-Office–Small-IntLight | 0 |  |  |  |  | 26.9806 | 5.7816 | 0 | 0 | 0 | 21.199 | 23.8931 |  | kWh | 0.007618 | -0.012804 | Commercial |  | Annual | [5 empty] | 11 | 0.96 |  |  |  | 0 | 0 | 0 | 9.3401 | 0 | 0 | 0 | 0 | 0 | 0 | 0 | 0 | 2006 Qtr 1: 0; 2006 Qtr 2: 0; 2006 Qtr 3: 0; 2006 Qtr 4: 0; 2007 Qtr 1: 0; 2007 Qtr 2: 0; 2007 Qtr 3: 0; 2007 Qtr 4: 0; 2008 Qtr 1: 9.3401; 2008 Qtr 2: 0; 2008 Qtr 3: 0; 2008 Qtr 4: 0 | 9.3401
SDGE3012_EXP_EXP-ExpressEfficiencyRebateProgram | 213147-Premium T8 with T12 34Watt Baseline |  | 10 | Commercial | 18-OFS-Office–Small-IntLight | 0 |  |  |  |  | 16.3168 | 6.9379 | 0 | 0 | 0 | 9.379 | 11.9008 |  | kWh | 0.0037944 | -0.0063773 | Commercial |  | Annual | [5 empty] | 11 | 0.96 |  |  |  | 0 | 0 | 0 | 1206.4232 | 0 | 0 | 0 | 0 | 0 | 0 | 0 | 0 | 2006 Qtr 1: 0; 2006 Qtr 2: 0; 2006 Qtr 3: 0; 2006 Qtr 4: 0; 2007 Qtr 1: 0; 2007 Qtr 2: 0; 2007 Qtr 3: 0; 2007 Qtr 4: 0; 2008 Qtr 1: 1206.4232; 2008 Qtr 2: 0; 2008 Qtr 3: 0; 2008 Qtr 4: 0 | 1206.4232
SDGE3012_EXP_EXP-ExpressEfficiencyRebateProgram | 213053-Lighting - Remove 4 Ft T-8 (De-Lamp) | COFL00AVDEL01 | 10 | Commercial | 18-OFS-Office–Small-IntLight | 0 |  |  |  |  | 33.026 | 11.5631 | 0 | 0 | 0 | 21.4629 | 124.8055 |  | kWh | 0.039793 | -0.066879 | Commercial |  | Annual | [5 empty] | 11 | 0.96 |  |  |  | 0 | 0 | 0 | 211.7078 | 0 | 0 | 0 | 0 | 0 | 0 | 0 | 0 | 2006 Qtr 1: 0; 2006 Qtr 2: 0; 2006 Qtr 3: 0; 2006 Qtr 4: 0; 2007 Qtr 1: 0; 2007 Qtr 2: 0; 2007 Qtr 3: 0; 2007 Qtr 4: 0; 2008 Qtr 1: 211.7078; 2008 Qtr 2: 0; 2008 Qtr 3: 0; 2008 Qtr 4: 0 | 211.7078
SDGE3012_EXP_EXP-ExpressEfficiencyRebateProgram | 213084-Refrigeration -Cooler/Freezer Door Gaskets - Solid Doors: Cooler |  | 7 | Commercial | 21-RSD-Restaurant–SitDown-REFG | 0 |  |  |  |  | 4 | 4 | 0 | 0 | 0 | 0 | 3.6686 |  | kWh | 0.000614 | 0 | Commercial |  | Annual | [5 empty] | 4 | 0.96 |  |  |  | 0 | 0 | 0 | 287 | 0 | 0 | 0 | 0 | 0 | 0 | 0 | 0 | 2006 Qtr 1: 0; 2006 Qtr 2: 0; 2006 Qtr 3: 0; 2006 Qtr 4: 0; 2007 Qtr 1: 0; 2007 Qtr 2: 0; 2007 Qtr 3: 0; 2007 Qtr 4: 0; 2008 Qtr 1: 287; 2008 Qtr 2: 0; 2008 Qtr 3: 0; 2008 Qtr 4: 0 | 287
SDGE3012_EXP_EXP-ExpressEfficiencyRebateProgram | 213178-Food Service - Ice Machine Air-Cooled 501-1000 |  | 7 | Commercial | 18-OFS-Office–Small-Refrig | 0 |  |  |  |  | 1485 | 400 | 0 | 0 | 0 | 1085 | 3011.25 |  | kWh | 0.34375 | 0 | Commercial |  | Annual | [5 empty] | 12 | 0.96 |  |  |  | 0 | 0 | 0 | 1 | 0 | 0 | 0 | 0 | 0 | 0 | 0 | 0 | 2006 Qtr 1: 0; 2006 Qtr 2: 0; 2006 Qtr 3: 0; 2006 Qtr 4: 0; 2007 Qtr 1: 0; 2007 Qtr 2: 0; 2007 Qtr 3: 0; 2007 Qtr 4: 0; 2008 Qtr 1: 1; 2008 Qtr 2: 0; 2008 Qtr 3: 0; 2008 Qtr 4: 0 | 1
SDGE3012_EXP_EXP-ExpressEfficiencyRebateProgram | 213230-Lighting - Occupancy Sensor - High-Bay Sensor |  | 7 | Commercial | 01-ALC-AllCommercial-IntLight | 0 |  |  |  |  | 141 | 100 | 0 | 0 | 0 | 41 | 1304.0352 |  | kWh | 0.465 | 0 | Commercial |  | Annual | [5 empty] | 8 | 0.96 |  |  |  | 0 | 0 | 0 | 700 | 0 | 0 | 0 | 0 | 0 | 0 | 0 | 0 | 2006 Qtr 1: 0; 2006 Qtr 2: 0; 2006 Qtr 3: 0; 2006 Qtr 4: 0; 2007 Qtr 1: 0; 2007 Qtr 2: 0; 2007 Qtr 3: 0; 2007 Qtr 4: 0; 2008 Qtr 1: 0; 2008 Qtr 2: 0; 2008 Qtr 3: 0; 2008 Qtr 4: 700 | 700
SDGE3012_EXP_EXP-ExpressEfficiencyRebateProgram | 213213-Lighting-Wall or Ceiling-mounted Lighting Sensor >= 500 watts |  | 10 | Commercial | 01-ALC-AllCommercial-IntLight | 0 |  |  |  |  | 141 | 83.5 | 0 | 0 | 0 | 57.5 | 789 |  | kWh | 0.381 | 0 | Commercial |  | Annual | [5 empty] | 8 | 0.96 |  |  |  | 0 | 0 | 0 | 85 | 0 | 0 | 0 | 0 | 0 | 0 | 0 | 0 | 2006 Qtr 1: 0; 2006 Qtr 2: 0; 2006 Qtr 3: 0; 2006 Qtr 4: 0; 2007 Qtr 1: 0; 2007 Qtr 2: 0; 2007 Qtr 3: 0; 2007 Qtr 4: 0; 2008 Qtr 1: 85; 2008 Qtr 2: 0; 2008 Qtr 3: 0; 2008 Qtr 4: 0 | 85
SDGE3012_EXP_EXP-ExpressEfficiencyRebateProgram | 213083-Refrigeration -Cooler/Freezer Door Gaskets - Glass Doors |  | 10 | Commercial | 09-GRO-Grocery-REFG | 0 |  |  |  |  | 4 | 4 | 0 | 0 | 0 | 0 | 3.6686 |  | kWh | 0.000614 | 0 | Commercial |  | Annual | [5 empty] | 4 | 0.96 |  |  |  | 0 | 0 | 0 | 1579 | 0 | 0 | 0 | 0 | 0 | 0 | 0 | 0 | 2006 Qtr 1: 0; 2006 Qtr 2: 0; 2006 Qtr 3: 0; 2006 Qtr 4: 0; 2007 Qtr 1: 0; 2007 Qtr 2: 0; 2007 Qtr 3: 0; 2007 Qtr 4: 0; 2008 Qtr 1: 1579; 2008 Qtr 2: 0; 2008 Qtr 3: 0; 2008 Qtr 4: 0 | 1579
SDGE3012_EXP_EXP-ExpressEfficiencyRebateProgram | 213084-Refrigeration -Cooler/Freezer Door Gaskets - Solid Doors: Cooler |  | 7 | Commercial | 21-RSD-Restaurant–SitDown-REFG | 0 |  |  |  |  | 4 | 4 | 0 | 0 | 0 | 0 | 3.6686 |  | kWh | 0.000614 | 0 | Commercial |  | Annual | [5 empty] | 4 | 0.96 |  |  |  | 0 | 0 | 0 | 73 | 0 | 0 | 0 | 0 | 0 | 0 | 0 | 0 | 2006 Qtr 1: 0; 2006 Qtr 2: 0; 2006 Qtr 3: 0; 2006 Qtr 4: 0; 2007 Qtr 1: 0; 2007 Qtr 2: 0; 2007 Qtr 3: 0; 2007 Qtr 4: 0; 2008 Qtr 1: 73; 2008 Qtr 2: 0; 2008 Qtr 3: 0; 2008 Qtr 4: 0 | 73
SDGE3012_EXP_EXP-ExpressEfficiencyRebateProgram | 213136-High Efficiency Copier | CALC00AVCOP01 | 7 | Commercial | 01-ALC-AllCommercial-OffEquip | 0 |  |  |  |  | 156.7608 | 100 | 0 | 0 | 0 | 56.7608 | 323.8 |  | kWh | 0.040719 | 0 | Commercial |  | Annual | [5 empty] | 6 | 0.96 |  |  |  | 0 | 0 | 0 | 4 | 0 | 0 | 0 | 0 | 0 | 0 | 0 | 0 | 2006 Qtr 1: 0; 2006 Qtr 2: 0; 2006 Qtr 3: 0; 2006 Qtr 4: 0; 2007 Qtr 1: 0; 2007 Qtr 2: 0; 2007 Qtr 3: 0; 2007 Qtr 4: 0; 2008 Qtr 1: 4; 2008 Qtr 2: 0; 2008 Qtr 3: 0; 2008 Qtr 4: 0 | 4
SDGE3012_EXP_EXP-ExpressEfficiencyRebateProgram | 213084-Refrigeration -Cooler/Freezer Door Gaskets - Solid Doors: Cooler |  | 7 | Commercial | 21-RSD-Restaurant–SitDown-REFG | 0 |  |  |  |  | 4 | 4 | 0 | 0 | 0 | 0 | 3.6686 |  | kWh | 0.000614 | 0 | Commercial |  | Annual | [5 empty] | 4 | 0.96 |  |  |  | 0 | 0 | 0 | 219 | 0 | 0 | 0 | 0 | 0 | 0 | 0 | 0 | 2006 Qtr 1: 0; 2006 Qtr 2: 0; 2006 Qtr 3: 0; 2006 Qtr 4: 0; 2007 Qtr 1: 0; 2007 Qtr 2: 0; 2007 Qtr 3: 0; 2007 Qtr 4: 0; 2008 Qtr 1: 219; 2008 Qtr 2: 0; 2008 Qtr 3: 0; 2008 Qtr 4: 0 | 219
SDGE3012_EXP_EXP-ExpressEfficiencyRebateProgram | 213049-Lighting - LED Exit Sign New Sign | CALC00AVETS01 | System | Commercial | 02-ASM-Assembly-Exit | 0 |  |  |  |  | 65.4374 | 45 | 0 | 0 | 0 | 20.4374 | 351.311 |  | kWh | 0 | 0 | Commercial |  | Annual | [5 empty] | 16 | 0.96 |  |  |  | 0 | 0 | 0 | 30 | 0 | 0 | 0 | 0 | 0 | 0 | 0 | 0 | 2006 Qtr 1: 0; 2006 Qtr 2: 0; 2006 Qtr 3: 0; 2006 Qtr 4: 0; 2007 Qtr 1: 0; 2007 Qtr 2: 0; 2007 Qtr 3: 0; 2007 Qtr 4: 0; 2008 Qtr 1: 30; 2008 Qtr 2: 0; 2008 Qtr 3: 0; 2008 Qtr 4: 0 | 30
SDGE3012_EXP_EXP-ExpressEfficiencyRebateProgram | 213084-Refrigeration -Cooler/Freezer Door Gaskets - Solid Doors: Cooler |  | 7 | Commercial | 01-ALC-AllCommercial-Refrig | 0 |  |  |  |  | 4 | 4 | 0 | 0 | 0 | 0 | 104.55 |  | kWh | 0.01195 | 0 | Commercial |  | Annual | [5 empty] | 4 | 0.96 |  |  |  | 0 | 0 | 0 | 402 | 0 | 0 | 0 | 0 | 0 | 0 | 0 | 0 | 2006 Qtr 1: 0; 2006 Qtr 2: 0; 2006 Qtr 3: 0; 2006 Qtr 4: 0; 2007 Qtr 1: 0; 2007 Qtr 2: 0; 2007 Qtr 3: 0; 2007 Qtr 4: 0; 2008 Qtr 1: 402; 2008 Qtr 2: 0; 2008 Qtr 3: 0; 2008 Qtr 4: 0 | 402
SDGE3012_EXP_EXP-ExpressEfficiencyRebateProgram | 213147-Premium T8 with T12 34Watt Baseline |  | 7 | Commercial | 01-ALC-AllCommercial-IntLight | 0 |  |  |  |  | 16.3168 | 7.7087 | 0 | 0 | 0 | 8.6081 | 8.7573 |  | kWh | 0.0022782 | -0.016663 | Commercial |  | Annual | [5 empty] | 11 | 0.96 |  |  |  | 0 | 0 | 0 | 130.7607 | 0 | 0 | 0 | 0 | 0 | 0 | 0 | 0 | 2006 Qtr 1: 0; 2006 Qtr 2: 0; 2006 Qtr 3: 0; 2006 Qtr 4: 0; 2007 Qtr 1: 0; 2007 Qtr 2: 0; 2007 Qtr 3: 0; 2007 Qtr 4: 0; 2008 Qtr 1: 130.7607; 2008 Qtr 2: 0; 2008 Qtr 3: 0; 2008 Qtr 4: 0 | 130.7607
SDGE3012_EXP_EXP-ExpressEfficiencyRebateProgram | 213053-Lighting - Remove 4 Ft T-8 (De-Lamp) | COFL00AVDEL01 | 7 | Commercial | 01-ALC-AllCommercial-IntLight | 0 |  |  |  |  | 33.026 | 12.8479 | 0 | 0 | 0 | 20.1781 | 91.8395 |  | kWh | 0.023892 | -0.17475 | Commercial |  | Annual | [5 empty] | 11 | 0.96 |  |  |  | 0 | 0 | 0 | 130.7607 | 0 | 0 | 0 | 0 | 0 | 0 | 0 | 0 | 2006 Qtr 1: 0; 2006 Qtr 2: 0; 2006 Qtr 3: 0; 2006 Qtr 4: 0; 2007 Qtr 1: 0; 2007 Qtr 2: 0; 2007 Qtr 3: 0; 2007 Qtr 4: 0; 2008 Qtr 1: 130.7607; 2008 Qtr 2: 0; 2008 Qtr 3: 0; 2008 Qtr 4: 0 | 130.7607
SDGE3012_EXP_EXP-ExpressEfficiencyRebateProgram | 213049-Lighting - LED Exit Sign New Sign | CALC00AVETS01 | 7 | Commercial | 02-ASM-Assembly-Exit | 0 |  |  |  |  | 65.4374 | 45 | 0 | 0 | 0 | 20.4374 | 351.311 |  | kWh | 0 | 0 | Commercial |  | Annual | [5 empty] | 16 | 0.96 |  |  |  | 0 | 0 | 0 | 13 | 0 | 0 | 0 | 0 | 0 | 0 | 0 | 0 | 2006 Qtr 1: 0; 2006 Qtr 2: 0; 2006 Qtr 3: 0; 2006 Qtr 4: 0; 2007 Qtr 1: 0; 2007 Qtr 2: 0; 2007 Qtr 3: 0; 2007 Qtr 4: 0; 2008 Qtr 1: 13; 2008 Qtr 2: 0; 2008 Qtr 3: 0; 2008 Qtr 4: 0 | 13
SDGE3012_EXP_EXP-ExpressEfficiencyRebateProgram | 213147-Premium T8 with T12 34Watt Baseline |  | System | Commercial | 01-ALC-AllCommercial-IntLight | 0 |  |  |  |  | 16.3168 | 7.7087 | 0 | 0 | 0 | 8.6081 | 8.7573 |  | kWh | 0.0022782 | -0.016663 | Commercial |  | Annual | [5 empty] | 11 | 0.96 |  |  |  | 0 | 0 | 0 | 334.6851 | 0 | 0 | 0 | 0 | 0 | 0 | 0 | 0 | 2006 Qtr 1: 0; 2006 Qtr 2: 0; 2006 Qtr 3: 0; 2006 Qtr 4: 0; 2007 Qtr 1: 0; 2007 Qtr 2: 0; 2007 Qtr 3: 0; 2007 Qtr 4: 0; 2008 Qtr 1: 334.6851; 2008 Qtr 2: 0; 2008 Qtr 3: 0; 2008 Qtr 4: 0 | 334.6851
SDGE3012_EXP_EXP-ExpressEfficiencyRebateProgram | 213053-Lighting - Remove 4 Ft T-8 (De-Lamp) | COFL00AVDEL01 | System | Commercial | 01-ALC-AllCommercial-IntLight | 0 |  |  |  |  | 33.026 | 12.8479 | 0 | 0 | 0 | 20.1781 | 91.8395 |  | kWh | 0.023892 | -0.17475 | Commercial |  | Annual | [5 empty] | 11 | 0.96 |  |  |  | 0 | 0 | 0 | 220.2695 | 0 | 0 | 0 | 0 | 0 | 0 | 0 | 0 | 2006 Qtr 1: 0; 2006 Qtr 2: 0; 2006 Qtr 3: 0; 2006 Qtr 4: 0; 2007 Qtr 1: 0; 2007 Qtr 2: 0; 2007 Qtr 3: 0; 2007 Qtr 4: 0; 2008 Qtr 1: 220.2695; 2008 Qtr 2: 0; 2008 Qtr 3: 0; 2008 Qtr 4: 0 | 220.2695
SDGE3012_EXP_EXP-ExpressEfficiencyRebateProgram | 213221-Lighting - Screw in >= 27 Watt Lamp |  | System | Commercial | 01-ALC-AllCommercial-IntLight | 0 |  |  |  |  | 8.2022 | 10.6325 | 0 | 0 | 0 | -2.4303 | 37.1081 |  | kWh | 0.0027699 | -0.17257 | Commercial |  | Annual | [5 empty] | 1.2 | 0.96 |  |  |  | 0 | 0 | 0 | 223.1832 | 0 | 0 | 0 | 0 | 0 | 0 | 0 | 0 | 2006 Qtr 1: 0; 2006 Qtr 2: 0; 2006 Qtr 3: 0; 2006 Qtr 4: 0; 2007 Qtr 1: 0; 2007 Qtr 2: 0; 2007 Qtr 3: 0; 2007 Qtr 4: 0; 2008 Qtr 1: 223.1832; 2008 Qtr 2: 0; 2008 Qtr 3: 0; 2008 Qtr 4: 0 | 223.1832
SDGE3012_EXP_EXP-ExpressEfficiencyRebateProgram | 213049-Lighting - LED Exit Sign New Sign | CALC00AVETS01 | System | Commercial | 02-ASM-Assembly-Exit | 0 |  |  |  |  | 65.4374 | 45 | 0 | 0 | 0 | 20.4374 | 351.311 |  | kWh | 0 | 0 | Commercial |  | Annual | [5 empty] | 16 | 0.96 |  |  |  | 0 | 0 | 0 | 9 | 0 | 0 | 0 | 0 | 0 | 0 | 0 | 0 | 2006 Qtr 1: 0; 2006 Qtr 2: 0; 2006 Qtr 3: 0; 2006 Qtr 4: 0; 2007 Qtr 1: 0; 2007 Qtr 2: 0; 2007 Qtr 3: 0; 2007 Qtr 4: 0; 2008 Qtr 1: 9; 2008 Qtr 2: 0; 2008 Qtr 3: 0; 2008 Qtr 4: 0 | 9
SDGE3012_EXP_EXP-ExpressEfficiencyRebateProgram | 213147-Premium T8 with T12 34Watt Baseline |  | System | Commercial | 07-ESE-Education–SecondarySchool-LIT_INT | 0 |  |  |  |  | 16.3168 | 7.7087 | 0 | 0 | 0 | 8.6081 | 8.9967 |  | kWh | 0.0021087 | -0.038448 | Commercial |  | Annual | [5 empty] | 11 | 0.96 |  |  |  | 0 | 0 | 0 | 334.6851 | 0 | 0 | 0 | 0 | 0 | 0 | 0 | 0 | 2006 Qtr 1: 0; 2006 Qtr 2: 0; 2006 Qtr 3: 0; 2006 Qtr 4: 0; 2007 Qtr 1: 0; 2007 Qtr 2: 0; 2007 Qtr 3: 0; 2007 Qtr 4: 0; 2008 Qtr 1: 334.6851; 2008 Qtr 2: 0; 2008 Qtr 3: 0; 2008 Qtr 4: 0 | 334.6851
SDGE3012_EXP_EXP-ExpressEfficiencyRebateProgram | 213053-Lighting - Remove 4 Ft T-8 (De-Lamp) | COFL00AVDEL01 | System | Commercial | 07-ESE-Education–SecondarySchool-LIT_INT | 0 |  |  |  |  | 33.026 | 12.8479 | 0 | 0 | 0 | 20.1781 | 94.35 |  | kWh | 0.022114 | -0.40321 | Commercial |  | Annual | [5 empty] | 11 | 0.96 |  |  |  | 0 | 0 | 0 | 220.2695 | 0 | 0 | 0 | 0 | 0 | 0 | 0 | 0 | 2006 Qtr 1: 0; 2006 Qtr 2: 0; 2006 Qtr 3: 0; 2006 Qtr 4: 0; 2007 Qtr 1: 0; 2007 Qtr 2: 0; 2007 Qtr 3: 0; 2007 Qtr 4: 0; 2008 Qtr 1: 220.2695; 2008 Qtr 2: 0; 2008 Qtr 3: 0; 2008 Qtr 4: 0 | 220.2695
SDGE3012_EXP_EXP-ExpressEfficiencyRebateProgram | 213221-Lighting - Screw in >= 27 Watt Lamp |  | System | Commercial | 07-ESE-Education–SecondarySchool-LIT_INT | 0 |  |  |  |  | 8.2022 | 10.6325 | 0 | 0 | 0 | -2.4303 | 36.6624 |  | kWh | 0.0025344 | -0.1605 | Commercial |  | Annual | [5 empty] | 1.2 | 0.96 |  |  |  | 0 | 0 | 0 | 223.1832 | 0 | 0 | 0 | 0 | 0 | 0 | 0 | 0 | 2006 Qtr 1: 0; 2006 Qtr 2: 0; 2006 Qtr 3: 0; 2006 Qtr 4: 0; 2007 Qtr 1: 0; 2007 Qtr 2: 0; 2007 Qtr 3: 0; 2007 Qtr 4: 0; 2008 Qtr 1: 223.1832; 2008 Qtr 2: 0; 2008 Qtr 3: 0; 2008 Qtr 4: 0 | 223.1832
SDGE3012_EXP_EXP-ExpressEfficiencyRebateProgram | 213049-Lighting - LED Exit Sign New Sign | CALC00AVETS01 | System | Commercial | 02-ASM-Assembly-Exit | 0 |  |  |  |  | 65.4374 | 45 | 0 | 0 | 0 | 20.4374 | 351.311 |  | kWh | 0 | 0 | Commercial |  | Annual | [5 empty] | 16 | 0.96 |  |  |  | 0 | 0 | 0 | 8 | 0 | 0 | 0 | 0 | 0 | 0 | 0 | 0 | 2006 Qtr 1: 0; 2006 Qtr 2: 0; 2006 Qtr 3: 0; 2006 Qtr 4: 0; 2007 Qtr 1: 0; 2007 Qtr 2: 0; 2007 Qtr 3: 0; 2007 Qtr 4: 0; 2008 Qtr 1: 8; 2008 Qtr 2: 0; 2008 Qtr 3: 0; 2008 Qtr 4: 0 | 8
SDGE3012_EXP_EXP-ExpressEfficiencyRebateProgram | 213230-Lighting - Occupancy Sensor - High-Bay Sensor |  | 7 | Commercial | 01-ALC-AllCommercial-IntLight | 0 |  |  |  |  | 141 | 100 | 0 | 0 | 0 | 41 | 1304.0352 |  | kWh | 0.465 | 0 | Commercial |  | Annual | [5 empty] | 8 | 0.96 |  |  |  | 0 | 0 | 0 | 211 | 0 | 0 | 0 | 0 | 0 | 0 | 0 | 0 | 2006 Qtr 1: 0; 2006 Qtr 2: 0; 2006 Qtr 3: 0; 2006 Qtr 4: 0; 2007 Qtr 1: 0; 2007 Qtr 2: 0; 2007 Qtr 3: 0; 2007 Qtr 4: 0; 2008 Qtr 1: 211; 2008 Qtr 2: 0; 2008 Qtr 3: 0; 2008 Qtr 4: 0 | 211
SDGE3012_EXP_EXP-ExpressEfficiencyRebateProgram | 213215-Lighting-Interior High Bay Linear Fluorescent Fixtures <= 244 Watts replacing 400 Watts (Tier 1) |  | 7 | Commercial | 01-ALC-AllCommercial-IntLight | 0 |  |  |  |  | 308.7635 | 97.9359 | 0 | 0 | 0 | 210.8275 | 757.751 |  | kWh | 0.19915 | -2.9519 | Commercial |  | Annual | [5 empty] | 11 | 0.96 |  |  |  | 0 | 0 | 0 | 35.2373 | 0 | 0 | 0 | 0 | 0 | 0 | 0 | 0 | 2006 Qtr 1: 0; 2006 Qtr 2: 0; 2006 Qtr 3: 0; 2006 Qtr 4: 0; 2007 Qtr 1: 0; 2007 Qtr 2: 0; 2007 Qtr 3: 0; 2007 Qtr 4: 0; 2008 Qtr 1: 35.2373; 2008 Qtr 2: 0; 2008 Qtr 3: 0; 2008 Qtr 4: 0 | 35.2373
SDGE3012_EXP_EXP-ExpressEfficiencyRebateProgram | 213230-Lighting - Occupancy Sensor - High-Bay Sensor |  | 7 | Commercial | 01-ALC-AllCommercial-IntLight | 0 |  |  |  |  | 141 | 100 | 0 | 0 | 0 | 41 | 1304.0352 |  | kWh | 0.465 | 0 | Commercial |  | Annual | [5 empty] | 8 | 0.96 |  |  |  | 0 | 0 | 0 | 34 | 0 | 0 | 0 | 0 | 0 | 0 | 0 | 0 | 2006 Qtr 1: 0; 2006 Qtr 2: 0; 2006 Qtr 3: 0; 2006 Qtr 4: 0; 2007 Qtr 1: 0; 2007 Qtr 2: 0; 2007 Qtr 3: 0; 2007 Qtr 4: 0; 2008 Qtr 1: 34; 2008 Qtr 2: 0; 2008 Qtr 3: 0; 2008 Qtr 4: 0 | 34
SDGE3012_EXP_EXP-ExpressEfficiencyRebateProgram | 213215-Lighting-Interior High Bay Linear Fluorescent Fixtures <= 244 Watts replacing 400 Watts (Tier 1) |  | 7 | Commercial | 01-ALC-AllCommercial-IntLight | 0 |  |  |  |  | 308.7635 | 97.9359 | 0 | 0 | 0 | 210.8275 | 757.751 |  | kWh | 0.19915 | -2.9519 | Commercial |  | Annual | [5 empty] | 11 | 0.96 |  |  |  | 0 | 0 | 0 | 61.1471 | 0 | 0 | 0 | 0 | 0 | 0 | 0 | 0 | 2006 Qtr 1: 0; 2006 Qtr 2: 0; 2006 Qtr 3: 0; 2006 Qtr 4: 0; 2007 Qtr 1: 0; 2007 Qtr 2: 0; 2007 Qtr 3: 0; 2007 Qtr 4: 0; 2008 Qtr 1: 61.1471; 2008 Qtr 2: 0; 2008 Qtr 3: 0; 2008 Qtr 4: 0 | 61.1471
SDGE3012_EXP_EXP-ExpressEfficiencyRebateProgram | 213230-Lighting - Occupancy Sensor - High-Bay Sensor |  | 7 | Commercial | 01-ALC-AllCommercial-IntLight | 0 |  |  |  |  | 141 | 100 | 0 | 0 | 0 | 41 | 1304.0352 |  | kWh | 0.465 | 0 | Commercial |  | Annual | [5 empty] | 8 | 0.96 |  |  |  | 0 | 0 | 0 | 59 | 0 | 0 | 0 | 0 | 0 | 0 | 0 | 0 | 2006 Qtr 1: 0; 2006 Qtr 2: 0; 2006 Qtr 3: 0; 2006 Qtr 4: 0; 2007 Qtr 1: 0; 2007 Qtr 2: 0; 2007 Qtr 3: 0; 2007 Qtr 4: 0; 2008 Qtr 1: 59; 2008 Qtr 2: 0; 2008 Qtr 3: 0; 2008 Qtr 4: 0 | 59
SDGE3012_EXP_EXP-ExpressEfficiencyRebateProgram | 213147-Premium T8 with T12 34Watt Baseline |  | 7 | Commercial | 23-RTL-Retail–SingleStorylarge-LIT_INT | 0 |  |  |  |  | 16.3168 | 7.7087 | 0 | 0 | 0 | 8.6081 | 18.0688 |  | kWh | 0.00077734 | -0.02458 | Commercial |  | Annual | [5 empty] | 11 | 0.96 |  |  |  | 0 | 0 | 0 | 221.0479 | 0 | 0 | 0 | 0 | 0 | 0 | 0 | 0 | 2006 Qtr 1: 0; 2006 Qtr 2: 0; 2006 Qtr 3: 0; 2006 Qtr 4: 0; 2007 Qtr 1: 0; 2007 Qtr 2: 0; 2007 Qtr 3: 0; 2007 Qtr 4: 0; 2008 Qtr 1: 0; 2008 Qtr 2: 0; 2008 Qtr 3: 0; 2008 Qtr 4: 221.0479 | 221.0479
SDGE3012_EXP_EXP-ExpressEfficiencyRebateProgram | 213206-Lighting-Interior High Bay Linear Fluorescent Fixtures 361-600 Watts replacing > 400 Watts |  | 7 | Commercial | 23-RTL-Retail–SingleStorylarge-LIT_INT | 0 |  |  |  |  | 627.1758 | 222.4062 | 0 | 0 | 0 | 404.7696 | 733.0823 |  | kWh | 0.14173 | -0.99724 | Commercial |  | Annual | [5 empty] | 11 | 0.96 |  |  |  | 0 | 0 | 0 | 7.2547 | 0 | 0 | 0 | 0 | 0 | 0 | 0 | 0 | 2006 Qtr 1: 0; 2006 Qtr 2: 0; 2006 Qtr 3: 0; 2006 Qtr 4: 0; 2007 Qtr 1: 0; 2007 Qtr 2: 0; 2007 Qtr 3: 0; 2007 Qtr 4: 0; 2008 Qtr 1: 0; 2008 Qtr 2: 0; 2008 Qtr 3: 0; 2008 Qtr 4: 7.2547 | 7.2547
SDGE3012_EXP_EXP-ExpressEfficiencyRebateProgram | 213230-Lighting - Occupancy Sensor - High-Bay Sensor |  | 7 | Commercial | 23-RTL-Retail–SingleStorylarge-LIT_INT | 0 |  |  |  |  | 141 | 100 | 0 | 0 | 0 | 41 | 1304.0352 |  | kWh | 0.465 | 0 | Commercial |  | Annual | [5 empty] | 8 | 0.96 |  |  |  | 0 | 0 | 0 | 7 | 0 | 0 | 0 | 0 | 0 | 0 | 0 | 0 | 2006 Qtr 1: 0; 2006 Qtr 2: 0; 2006 Qtr 3: 0; 2006 Qtr 4: 0; 2007 Qtr 1: 0; 2007 Qtr 2: 0; 2007 Qtr 3: 0; 2007 Qtr 4: 0; 2008 Qtr 1: 0; 2008 Qtr 2: 0; 2008 Qtr 3: 0; 2008 Qtr 4: 7 | 7
SDGE3012_EXP_EXP-ExpressEfficiencyRebateProgram | 213221-Lighting - Screw in >= 27 Watt Lamp |  | 7 | Commercial | 23-RTL-Retail–SingleStorylarge-LIT_INT | 0 |  |  |  |  | 8.2022 | 10.6325 | 0 | 0 | 0 | -2.4303 | 109.5425 |  | kWh | 0.022144 | -0.15372 | Commercial |  | Annual | [5 empty] | 1.2 | 0.96 |  |  |  | 0 | 0 | 0 | 23.7009 | 0 | 0 | 0 | 0 | 0 | 0 | 0 | 0 | 2006 Qtr 1: 0; 2006 Qtr 2: 0; 2006 Qtr 3: 0; 2006 Qtr 4: 0; 2007 Qtr 1: 0; 2007 Qtr 2: 0; 2007 Qtr 3: 0; 2007 Qtr 4: 0; 2008 Qtr 1: 0; 2008 Qtr 2: 0; 2008 Qtr 3: 0; 2008 Qtr 4: 23.7009 | 23.7009
SDGE3012_EXP_EXP-ExpressEfficiencyRebateProgram | 213230-Lighting - Occupancy Sensor - High-Bay Sensor |  | 7 | Commercial | 14-MLI-Manufacturing–LightIndustry-LIGHT | 0 |  |  |  |  | 141 | 100 | 0 | 0 | 0 | 41 | 1304.0352 |  | kWh | 0.465 | 0 | Commercial |  | Annual | [5 empty] | 8 | 0.96 |  |  |  | 0 | 0 | 0 | 28 | 0 | 0 | 0 | 0 | 0 | 0 | 0 | 0 | 2006 Qtr 1: 0; 2006 Qtr 2: 0; 2006 Qtr 3: 0; 2006 Qtr 4: 0; 2007 Qtr 1: 0; 2007 Qtr 2: 0; 2007 Qtr 3: 0; 2007 Qtr 4: 0; 2008 Qtr 1: 0; 2008 Qtr 2: 0; 2008 Qtr 3: 0; 2008 Qtr 4: 28 | 28
SDGE3012_EXP_EXP-ExpressEfficiencyRebateProgram | 213147-Premium T8 with T12 34Watt Baseline |  | 7 | Commercial | 01-ALC-AllCommercial-IntLight | 0 |  |  |  |  | 16.3168 | 6.9379 | 0 | 0 | 0 | 9.379 | 23.4731 |  | kWh | 0.0045936 | -0.044663 | Commercial |  | Annual | [5 empty] | 11 | 0.96 |  |  |  | 0 | 0 | 0 | 361.1486 | 0 | 0 | 0 | 0 | 0 | 0 | 0 | 0 | 2006 Qtr 1: 0; 2006 Qtr 2: 0; 2006 Qtr 3: 0; 2006 Qtr 4: 0; 2007 Qtr 1: 0; 2007 Qtr 2: 0; 2007 Qtr 3: 0; 2007 Qtr 4: 0; 2008 Qtr 1: 361.1486; 2008 Qtr 2: 0; 2008 Qtr 3: 0; 2008 Qtr 4: 0 | 361.1486
SDGE3012_EXP_EXP-ExpressEfficiencyRebateProgram | 213053-Lighting - Remove 4 Ft T-8 (De-Lamp) | COFL00AVDEL01 | 7 | Commercial | 01-ALC-AllCommercial-IntLight | 0 |  |  |  |  | 33.026 | 11.5631 | 0 | 0 | 0 | 21.4629 | 246.1665 |  | kWh | 0.048174 | -0.46839 | Commercial |  | Annual | [5 empty] | 11 | 0.96 |  |  |  | 0 | 0 | 0 | 195.3627 | 0 | 0 | 0 | 0 | 0 | 0 | 0 | 0 | 2006 Qtr 1: 0; 2006 Qtr 2: 0; 2006 Qtr 3: 0; 2006 Qtr 4: 0; 2007 Qtr 1: 0; 2007 Qtr 2: 0; 2007 Qtr 3: 0; 2007 Qtr 4: 0; 2008 Qtr 1: 195.3627; 2008 Qtr 2: 0; 2008 Qtr 3: 0; 2008 Qtr 4: 0 | 195.3627
SDGE3012_EXP_EXP-ExpressEfficiencyRebateProgram | 213054-Lighting - Remove 8 Ft T-8 (De-Lamp) | CRTL00AVDEL02 | 7 | Commercial | 01-ALC-AllCommercial-IntLight | 0 |  |  |  |  | 33.2757 | 28.9078 | 0 | 0 | 0 | 4.368 | 406.265 |  | kWh | 0.079504 | -0.77302 | Commercial |  | Annual | [5 empty] | 11 | 0.96 |  |  |  | 0 | 0 | 0 | 7.7834 | 0 | 0 | 0 | 0 | 0 | 0 | 0 | 0 | 2006 Qtr 1: 0; 2006 Qtr 2: 0; 2006 Qtr 3: 0; 2006 Qtr 4: 0; 2007 Qtr 1: 0; 2007 Qtr 2: 0; 2007 Qtr 3: 0; 2007 Qtr 4: 0; 2008 Qtr 1: 7.7834; 2008 Qtr 2: 0; 2008 Qtr 3: 0; 2008 Qtr 4: 0 | 7.7834
SDGE3012_EXP_EXP-ExpressEfficiencyRebateProgram | 213215-Lighting-Interior High Bay Linear Fluorescent Fixtures <= 244 Watts replacing 400 Watts (Tier 1) |  | 7 | Commercial | 01-ALC-AllCommercial-IntLight | 0 |  |  |  |  | 308.7635 | 88.1423 | 0 | 0 | 0 | 220.6211 | 984.5056 |  | kWh | 0.20308 | -1.8733 | Commercial |  | Annual | [5 empty] | 11 | 0.96 |  |  |  | 0 | 0 | 0 | 37.3101 | 0 | 0 | 0 | 0 | 0 | 0 | 0 | 0 | 2006 Qtr 1: 0; 2006 Qtr 2: 0; 2006 Qtr 3: 0; 2006 Qtr 4: 0; 2007 Qtr 1: 0; 2007 Qtr 2: 0; 2007 Qtr 3: 0; 2007 Qtr 4: 0; 2008 Qtr 1: 37.3101; 2008 Qtr 2: 0; 2008 Qtr 3: 0; 2008 Qtr 4: 0 | 37.3101
SDGE3012_EXP_EXP-ExpressEfficiencyRebateProgram | 213012-Lighting - 3 Ft 2nd Gen. T-8 with Elec. Ballast |  | 7 | Commercial | 01-ALC-AllCommercial-IntLight | 0 |  |  |  |  | 26.9806 | 9.2505 | 0 | 0 | 0 | 17.7301 | 71.4425 |  | kWh | 0.013981 | -0.13594 | Commercial |  | Annual | [5 empty] | 11 | 0.96 |  |  |  | 0 | 0 | 0 | 1.5567 | 0 | 0 | 0 | 0 | 0 | 0 | 0 | 0 | 2006 Qtr 1: 0; 2006 Qtr 2: 0; 2006 Qtr 3: 0; 2006 Qtr 4: 0; 2007 Qtr 1: 0; 2007 Qtr 2: 0; 2007 Qtr 3: 0; 2007 Qtr 4: 0; 2008 Qtr 1: 1.5567; 2008 Qtr 2: 0; 2008 Qtr 3: 0; 2008 Qtr 4: 0 | 1.5567
SDGE3012_EXP_EXP-ExpressEfficiencyRebateProgram | 213013-Lighting - 8 Ft T-8 with Elec. Ballast |  | 7 | Commercial | 01-ALC-AllCommercial-IntLight | 0 |  |  |  |  | 41.7557 | 8.6723 | 0 | 0 | 0 | 33.0833 | 87.8736 |  | kWh | 0.017196 | -0.1672 | Commercial |  | Annual | [5 empty] | 11 | 0.96 |  |  |  | 0 | 0 | 0 | 9.3401 | 0 | 0 | 0 | 0 | 0 | 0 | 0 | 0 | 2006 Qtr 1: 0; 2006 Qtr 2: 0; 2006 Qtr 3: 0; 2006 Qtr 4: 0; 2007 Qtr 1: 0; 2007 Qtr 2: 0; 2007 Qtr 3: 0; 2007 Qtr 4: 0; 2008 Qtr 1: 9.3401; 2008 Qtr 2: 0; 2008 Qtr 3: 0; 2008 Qtr 4: 0 | 9.3401
SDGE3012_EXP_EXP-ExpressEfficiencyRebateProgram | 213052-Lighting - Remove 3 Ft T-8 (De-Lamp) |  | 7 | Commercial | 01-ALC-AllCommercial-IntLight | 0 |  |  |  |  | 24.411 | 9.2505 | 0 | 0 | 0 | 15.1605 | 207.466 |  | kWh | 0.0406 | -0.39475 | Commercial |  | Annual | [5 empty] | 11 | 0.96 |  |  |  | 0 | 0 | 0 | 1.5567 | 0 | 0 | 0 | 0 | 0 | 0 | 0 | 0 | 2006 Qtr 1: 0; 2006 Qtr 2: 0; 2006 Qtr 3: 0; 2006 Qtr 4: 0; 2007 Qtr 1: 0; 2007 Qtr 2: 0; 2007 Qtr 3: 0; 2007 Qtr 4: 0; 2008 Qtr 1: 1.5567; 2008 Qtr 2: 0; 2008 Qtr 3: 0; 2008 Qtr 4: 0 | 1.5567
SDGE3012_EXP_EXP-ExpressEfficiencyRebateProgram | 213062-Lighting - Occupancy Sensor - Wallbox Lighting Sensor | CALC00AVOCC01 | 7 | Commercial | 01-ALC-AllCommercial-IntLight | 0 |  |  |  |  | 42.2833 | 22.5 | 0 | 0 | 0 | 19.7833 | 213.759 |  | kWh | 0 | 0 | Commercial |  | Annual | [5 empty] | 8 | 0.96 |  |  |  | 0 | 0 | 0 | 283 | 0 | 0 | 0 | 0 | 0 | 0 | 0 | 0 | 2006 Qtr 1: 0; 2006 Qtr 2: 0; 2006 Qtr 3: 0; 2006 Qtr 4: 0; 2007 Qtr 1: 0; 2007 Qtr 2: 0; 2007 Qtr 3: 0; 2007 Qtr 4: 0; 2008 Qtr 1: 283; 2008 Qtr 2: 0; 2008 Qtr 3: 0; 2008 Qtr 4: 0 | 283
SDGE3012_EXP_EXP-ExpressEfficiencyRebateProgram | 213082-Refrigeration - Vending Machine Controller | CALC00AVVEN01 | 7 | Commercial | 01-ALC-AllCommercial-Refrig | 0 |  |  |  |  | 215.5 | 155 | 0 | 0 | 0 | 60.5 | 1612 |  | kWh | 0 | 0 | Commercial |  | Annual | [5 empty] | 10 | 0.96 |  |  |  | 0 | 0 | 0 | 13 | 0 | 0 | 0 | 0 | 0 | 0 | 0 | 0 | 2006 Qtr 1: 0; 2006 Qtr 2: 0; 2006 Qtr 3: 0; 2006 Qtr 4: 0; 2007 Qtr 1: 0; 2007 Qtr 2: 0; 2007 Qtr 3: 0; 2007 Qtr 4: 0; 2008 Qtr 1: 13; 2008 Qtr 2: 0; 2008 Qtr 3: 0; 2008 Qtr 4: 0 | 13
SDGE3012_EXP_EXP-ExpressEfficiencyRebateProgram | 213011-Lighting - 2 Ft 2nd Gen. T-8 with Elec. Ballast |  | 7 | Commercial | 01-ALC-AllCommercial-IntLight | 0 |  |  |  |  | 26.9806 | 6.4239 | 0 | 0 | 0 | 20.5566 | 47.1267 |  | kWh | 0.0092225 | -0.08967 | Commercial |  | Annual | [5 empty] | 11 | 0.96 |  |  |  | 0 | 0 | 0 | 11.6751 | 0 | 0 | 0 | 0 | 0 | 0 | 0 | 0 | 2006 Qtr 1: 0; 2006 Qtr 2: 0; 2006 Qtr 3: 0; 2006 Qtr 4: 0; 2007 Qtr 1: 0; 2007 Qtr 2: 0; 2007 Qtr 3: 0; 2007 Qtr 4: 0; 2008 Qtr 1: 0; 2008 Qtr 2: 0; 2008 Qtr 3: 0; 2008 Qtr 4: 11.6751 | 11.6751
SDGE3012_EXP_EXP-ExpressEfficiencyRebateProgram | 213147-Premium T8 with T12 34Watt Baseline |  | 7 | Commercial | 01-ALC-AllCommercial-IntLight | 0 |  |  |  |  | 16.3168 | 7.7087 | 0 | 0 | 0 | 8.6081 | 23.4731 |  | kWh | 0.0045936 | -0.044663 | Commercial |  | Annual | [5 empty] | 11 | 0.96 |  |  |  | 0 | 0 | 0 | 21.0151 | 0 | 0 | 0 | 0 | 0 | 0 | 0 | 0 | 2006 Qtr 1: 0; 2006 Qtr 2: 0; 2006 Qtr 3: 0; 2006 Qtr 4: 0; 2007 Qtr 1: 0; 2007 Qtr 2: 0; 2007 Qtr 3: 0; 2007 Qtr 4: 0; 2008 Qtr 1: 0; 2008 Qtr 2: 0; 2008 Qtr 3: 0; 2008 Qtr 4: 21.0151 | 21.0151
SDGE3012_EXP_EXP-ExpressEfficiencyRebateProgram | 213053-Lighting - Remove 4 Ft T-8 (De-Lamp) | COFL00AVDEL01 | 7 | Commercial | 01-ALC-AllCommercial-IntLight | 0 |  |  |  |  | 33.026 | 12.8479 | 0 | 0 | 0 | 20.1781 | 246.1665 |  | kWh | 0.048174 | -0.46839 | Commercial |  | Annual | [5 empty] | 11 | 0.96 |  |  |  | 0 | 0 | 0 | 16.3451 | 0 | 0 | 0 | 0 | 0 | 0 | 0 | 0 | 2006 Qtr 1: 0; 2006 Qtr 2: 0; 2006 Qtr 3: 0; 2006 Qtr 4: 0; 2007 Qtr 1: 0; 2007 Qtr 2: 0; 2007 Qtr 3: 0; 2007 Qtr 4: 0; 2008 Qtr 1: 0; 2008 Qtr 2: 0; 2008 Qtr 3: 0; 2008 Qtr 4: 16.3451 | 16.3451
SDGE3012_EXP_EXP-ExpressEfficiencyRebateProgram | 213224-Lighting - Occupancy Sensor - Wall/Ceiling Mounted Lighting Sensor | CALC00AVOCC01 | 7 | Commercial | 01-ALC-AllCommercial-IntLight | 0 |  |  |  |  | 42.2833 | 83.5 | 0 | 0 | 0 | -41.2167 | 213.759 |  | kWh | 0.17617 | 0 | Commercial |  | Annual | [5 empty] | 8 | 0.96 |  |  |  | 0 | 0 | 0 | 73 | 0 | 0 | 0 | 0 | 0 | 0 | 0 | 0 | 2006 Qtr 1: 0; 2006 Qtr 2: 0; 2006 Qtr 3: 0; 2006 Qtr 4: 0; 2007 Qtr 1: 0; 2007 Qtr 2: 0; 2007 Qtr 3: 0; 2007 Qtr 4: 0; 2008 Qtr 1: 0; 2008 Qtr 2: 0; 2008 Qtr 3: 0; 2008 Qtr 4: 73 | 73
SDGE3012_EXP_EXP-ExpressEfficiencyRebateProgram | 213082-Refrigeration - Vending Machine Controller | CALC00AVVEN01 | 7 | Commercial | 01-ALC-AllCommercial-Refrig | 0 |  |  |  |  | 215.5 | 155 | 0 | 0 | 0 | 60.5 | 1612 |  | kWh | 0 | 0 | Commercial |  | Annual | [5 empty] | 10 | 0.96 |  |  |  | 0 | 0 | 0 | 1 | 0 | 0 | 0 | 0 | 0 | 0 | 0 | 0 | 2006 Qtr 1: 0; 2006 Qtr 2: 0; 2006 Qtr 3: 0; 2006 Qtr 4: 0; 2007 Qtr 1: 0; 2007 Qtr 2: 0; 2007 Qtr 3: 0; 2007 Qtr 4: 0; 2008 Qtr 1: 0; 2008 Qtr 2: 0; 2008 Qtr 3: 0; 2008 Qtr 4: 1 | 1
SDGE3012_EXP_EXP-ExpressEfficiencyRebateProgram | 213062-Lighting - Occupancy Sensor - Wallbox Lighting Sensor | CALC00AVOCC01 | 7 | Commercial | 01-ALC-AllCommercial-IntLight | 0 |  |  |  |  | 42.2833 | 22.5 | 0 | 0 | 0 | 19.7833 | 213.759 |  | kWh | 0 | 0 | Commercial |  | Annual | [5 empty] | 8 | 0.96 |  |  |  | 0 | 0 | 0 | 17 | 0 | 0 | 0 | 0 | 0 | 0 | 0 | 0 | 2006 Qtr 1: 0; 2006 Qtr 2: 0; 2006 Qtr 3: 0; 2006 Qtr 4: 0; 2007 Qtr 1: 0; 2007 Qtr 2: 0; 2007 Qtr 3: 0; 2007 Qtr 4: 0; 2008 Qtr 1: 17; 2008 Qtr 2: 0; 2008 Qtr 3: 0; 2008 Qtr 4: 0 | 17
SDGE3012_EXP_EXP-ExpressEfficiencyRebateProgram | 213224-Lighting - Occupancy Sensor - Wall/Ceiling Mounted Lighting Sensor | CALC00AVOCC01 | 7 | Commercial | 01-ALC-AllCommercial-IntLight | 0 |  |  |  |  | 42.2833 | 83.5 | 0 | 0 | 0 | -41.2167 | 213.759 |  | kWh | 0.17617 | 0 | Commercial |  | Annual | [5 empty] | 8 | 0.96 |  |  |  | 0 | 0 | 0 | 250 | 0 | 0 | 0 | 0 | 0 | 0 | 0 | 0 | 2006 Qtr 1: 0; 2006 Qtr 2: 0; 2006 Qtr 3: 0; 2006 Qtr 4: 0; 2007 Qtr 1: 0; 2007 Qtr 2: 0; 2007 Qtr 3: 0; 2007 Qtr 4: 0; 2008 Qtr 1: 250; 2008 Qtr 2: 0; 2008 Qtr 3: 0; 2008 Qtr 4: 0 | 250
SDGE3012_EXP_EXP-ExpressEfficiencyRebateProgram | 213084-Refrigeration -Cooler/Freezer Door Gaskets - Solid Doors: Cooler |  | 7 | Commercial | 01-ALC-AllCommercial-Refrig | 0 |  |  |  |  | 4 | 4 | 0 | 0 | 0 | 0 | 104.55 |  | kWh | 0.01195 | 0 | Commercial |  | Annual | [5 empty] | 4 | 0.96 |  |  |  | 0 | 0 | 0 | 68 | 0 | 0 | 0 | 0 | 0 | 0 | 0 | 0 | 2006 Qtr 1: 0; 2006 Qtr 2: 0; 2006 Qtr 3: 0; 2006 Qtr 4: 0; 2007 Qtr 1: 0; 2007 Qtr 2: 0; 2007 Qtr 3: 0; 2007 Qtr 4: 0; 2008 Qtr 1: 68; 2008 Qtr 2: 0; 2008 Qtr 3: 0; 2008 Qtr 4: 0 | 68
SDGE3012_EXP_EXP-ExpressEfficiencyRebateProgram | 213083-Refrigeration -Cooler/Freezer Door Gaskets - Glass Doors |  | System | Commercial | 01-ALC-AllCommercial-Refrig | 0 |  |  |  |  | 4 | 4 | 0 | 0 | 0 | 0 | 3.6686 |  | kWh | 0.000614 | 0 | Commercial |  | Annual | [5 empty] | 4 | 0.96 |  |  |  | 0 | 0 | 0 | 587 | 0 | 0 | 0 | 0 | 0 | 0 | 0 | 0 | 2006 Qtr 1: 0; 2006 Qtr 2: 0; 2006 Qtr 3: 0; 2006 Qtr 4: 0; 2007 Qtr 1: 0; 2007 Qtr 2: 0; 2007 Qtr 3: 0; 2007 Qtr 4: 0; 2008 Qtr 1: 587; 2008 Qtr 2: 0; 2008 Qtr 3: 0; 2008 Qtr 4: 0 | 587
SDGE3012_EXP_EXP-ExpressEfficiencyRebateProgram | 213083-Refrigeration -Cooler/Freezer Door Gaskets - Glass Doors |  | 10 | Commercial | 01-ALC-AllCommercial-Refrig | 0 |  |  |  |  | 4 | 4 | 0 | 0 | 0 | 0 | 3.6686 |  | kWh | 0.000614 | 0 | Commercial |  | Annual | [5 empty] | 4 | 0.96 |  |  |  | 0 | 0 | 0 | 935 | 0 | 0 | 0 | 0 | 0 | 0 | 0 | 0 | 2006 Qtr 1: 0; 2006 Qtr 2: 0; 2006 Qtr 3: 0; 2006 Qtr 4: 0; 2007 Qtr 1: 0; 2007 Qtr 2: 0; 2007 Qtr 3: 0; 2007 Qtr 4: 0; 2008 Qtr 1: 935; 2008 Qtr 2: 0; 2008 Qtr 3: 0; 2008 Qtr 4: 0 | 935
SDGE3012_EXP_EXP-ExpressEfficiencyRebateProgram | 213067-Refrigeration - Food Service -Auto Closer for Main Cooler Doors | Averaged DEER Msrs | 7 | Commercial | 23-RTL-Retail–SingleStorylarge-REFG | 0 |  |  |  |  | 433.2219 | 103 | 0 | 0 | 0 | 330.2219 | 1075.009 |  | kWh | 0.20794 | -0.053375 | Commercial |  | Annual | [5 empty] | 8 | 0.96 |  |  |  | 0 | 0 | 0 | 2 | 0 | 0 | 0 | 0 | 0 | 0 | 0 | 0 | 2006 Qtr 1: 0; 2006 Qtr 2: 0; 2006 Qtr 3: 0; 2006 Qtr 4: 0; 2007 Qtr 1: 0; 2007 Qtr 2: 0; 2007 Qtr 3: 0; 2007 Qtr 4: 0; 2008 Qtr 1: 2; 2008 Qtr 2: 0; 2008 Qtr 3: 0; 2008 Qtr 4: 0 | 2
SDGE3012_EXP_EXP-ExpressEfficiencyRebateProgram | 213068-Refrigeration - Food Service -Auto Closer for Main Freezer Doors | Averaged DEER Msrs | 7 | Commercial | 23-RTL-Retail–SingleStorylarge-REFG | 0 |  |  |  |  | 433.2219 | 160.5 | 0 | 0 | 0 | 272.7219 | 2785.8135 |  | kWh | 0.27593 | -0.026688 | Commercial |  | Annual | [5 empty] | 8 | 0.96 |  |  |  | 0 | 0 | 0 | 1 | 0 | 0 | 0 | 0 | 0 | 0 | 0 | 0 | 2006 Qtr 1: 0; 2006 Qtr 2: 0; 2006 Qtr 3: 0; 2006 Qtr 4: 0; 2007 Qtr 1: 0; 2007 Qtr 2: 0; 2007 Qtr 3: 0; 2007 Qtr 4: 0; 2008 Qtr 1: 1; 2008 Qtr 2: 0; 2008 Qtr 3: 0; 2008 Qtr 4: 0 | 1
SDGE3012_EXP_EXP-ExpressEfficiencyRebateProgram | 213083-Refrigeration -Cooler/Freezer Door Gaskets - Glass Doors |  | 10 | Commercial | 09-GRO-Grocery-REFG | 0 |  |  |  |  | 4 | 4 | 0 | 0 | 0 | 0 | 3.6686 |  | kWh | 0.000614 | 0 | Commercial |  | Annual | [5 empty] | 4 | 0.96 |  |  |  | 0 | 0 | 0 | 1451 | 0 | 0 | 0 | 0 | 0 | 0 | 0 | 0 | 2006 Qtr 1: 0; 2006 Qtr 2: 0; 2006 Qtr 3: 0; 2006 Qtr 4: 0; 2007 Qtr 1: 0; 2007 Qtr 2: 0; 2007 Qtr 3: 0; 2007 Qtr 4: 0; 2008 Qtr 1: 1451; 2008 Qtr 2: 0; 2008 Qtr 3: 0; 2008 Qtr 4: 0 | 1451
SDGE3012_EXP_EXP-ExpressEfficiencyRebateProgram | 213068-Refrigeration - Food Service -Auto Closer for Main Freezer Doors | Averaged DEER Msrs | 7 | Commercial | 07-ESE-Education–SecondarySchool-REFG | 0 |  |  |  |  | 433.2219 | 155 | 0 | 0 | 0 | 278.2219 | 2785.8135 |  | kWh | 0.27593 | -0.026688 | Commercial |  | Annual | [5 empty] | 8 | 0.96 |  |  |  | 0 | 0 | 0 | 1 | 0 | 0 | 0 | 0 | 0 | 0 | 0 | 0 | 2006 Qtr 1: 0; 2006 Qtr 2: 0; 2006 Qtr 3: 0; 2006 Qtr 4: 0; 2007 Qtr 1: 0; 2007 Qtr 2: 0; 2007 Qtr 3: 0; 2007 Qtr 4: 0; 2008 Qtr 1: 0; 2008 Qtr 2: 0; 2008 Qtr 3: 0; 2008 Qtr 4: 1 | 1
SDGE3012_EXP_EXP-ExpressEfficiencyRebateProgram | 213068-Refrigeration - Food Service -Auto Closer for Main Freezer Doors | Averaged DEER Msrs | 7 | Commercial | 07-ESE-Education–SecondarySchool-REFG | 0 |  |  |  |  | 433.2219 | 155 | 0 | 0 | 0 | 278.2219 | 2785.8135 |  | kWh | 0.27593 | -0.026688 | Commercial |  | Annual | [5 empty] | 8 | 0.96 |  |  |  | 0 | 0 | 0 | 1 | 0 | 0 | 0 | 0 | 0 | 0 | 0 | 0 | 2006 Qtr 1: 0; 2006 Qtr 2: 0; 2006 Qtr 3: 0; 2006 Qtr 4: 0; 2007 Qtr 1: 0; 2007 Qtr 2: 0; 2007 Qtr 3: 0; 2007 Qtr 4: 0; 2008 Qtr 1: 1; 2008 Qtr 2: 0; 2008 Qtr 3: 0; 2008 Qtr 4: 0 | 1
SDGE3012_EXP_EXP-ExpressEfficiencyRebateProgram | 213083-Refrigeration -Cooler/Freezer Door Gaskets - Glass Doors |  | 7 | Commercial | 01-ALC-AllCommercial-Refrig | 0 |  |  |  |  | 4 | 4 | 0 | 0 | 0 | 0 | 3.6686 |  | kWh | 0.000614 | 0 | Commercial |  | Annual | [5 empty] | 4 | 0.96 |  |  |  | 0 | 0 | 0 | 308 | 0 | 0 | 0 | 0 | 0 | 0 | 0 | 0 | 2006 Qtr 1: 0; 2006 Qtr 2: 0; 2006 Qtr 3: 0; 2006 Qtr 4: 0; 2007 Qtr 1: 0; 2007 Qtr 2: 0; 2007 Qtr 3: 0; 2007 Qtr 4: 0; 2008 Qtr 1: 0; 2008 Qtr 2: 0; 2008 Qtr 3: 0; 2008 Qtr 4: 308 | 308
SDGE3012_EXP_EXP-ExpressEfficiencyRebateProgram | 213197-Lighting - Cold Cathode Fluorescent Lamp |  | 7 | Commercial | 18-OFS-Office–Small-IntLight | 0 |  |  |  |  | 1.81 | 2 | 0 | 0 | 0 | -0.19 | 60 |  | kWh | 0.009 | 0 | Commercial |  | Annual | [5 empty] | 5 | 0.96 |  |  |  | 0 | 0 | 0 | 304 | 0 | 0 | 0 | 0 | 0 | 0 | 0 | 0 | 2006 Qtr 1: 0; 2006 Qtr 2: 0; 2006 Qtr 3: 0; 2006 Qtr 4: 0; 2007 Qtr 1: 0; 2007 Qtr 2: 0; 2007 Qtr 3: 0; 2007 Qtr 4: 0; 2008 Qtr 1: 304; 2008 Qtr 2: 0; 2008 Qtr 3: 0; 2008 Qtr 4: 0 | 304
SDGE3012_EXP_EXP-ExpressEfficiencyRebateProgram | 213230-Lighting - Occupancy Sensor - High-Bay Sensor |  | 10 | Commercial | 14-MLI-Manufacturing–LightIndustry-LIGHT | 0 |  |  |  |  | 141 | 100 | 0 | 0 | 0 | 41 | 1304.0352 |  | kWh | 0.465 | 0 | Commercial |  | Annual | [5 empty] | 8 | 0.96 |  |  |  | 0 | 0 | 0 | 45 | 0 | 0 | 0 | 0 | 0 | 0 | 0 | 0 | 2006 Qtr 1: 0; 2006 Qtr 2: 0; 2006 Qtr 3: 0; 2006 Qtr 4: 0; 2007 Qtr 1: 0; 2007 Qtr 2: 0; 2007 Qtr 3: 0; 2007 Qtr 4: 0; 2008 Qtr 1: 45; 2008 Qtr 2: 0; 2008 Qtr 3: 0; 2008 Qtr 4: 0 | 45
SDGE3012_EXP_EXP-ExpressEfficiencyRebateProgram | 213128-Refrigerator - Early Replacement |  | 7 | Commercial | 01-ALC-AllCommercial-Refrig | 0 |  |  |  |  | 272 | 275 | 0 | 0 | 0 | -3 | 1040.577 |  | kWh | 0.13613 | 0 | Commercial |  | Annual | [5 empty] | 6 | 0.96 |  |  |  | 0 | 0 | 0 | 46 | 0 | 0 | 0 | 0 | 0 | 0 | 0 | 0 | 2006 Qtr 1: 0; 2006 Qtr 2: 0; 2006 Qtr 3: 0; 2006 Qtr 4: 0; 2007 Qtr 1: 0; 2007 Qtr 2: 0; 2007 Qtr 3: 0; 2007 Qtr 4: 0; 2008 Qtr 1: 46; 2008 Qtr 2: 0; 2008 Qtr 3: 0; 2008 Qtr 4: 0 | 46
SDGE3012_EXP_EXP-ExpressEfficiencyRebateProgram | 213129-Software Plug Load Sensors |  | 7 | Commercial | 01-ALC-AllCommercial-OffEquip | 0 |  |  |  |  | 5 | 11 | 0 | 0 | 0 | -6 | 227.001 |  | kWh | 0 | 0 | Commercial |  | Annual | [5 empty] | 5 | 0.96 |  |  |  | 0 | 0 | 0 | 25 | 0 | 0 | 0 | 0 | 0 | 0 | 0 | 0 | 2006 Qtr 1: 0; 2006 Qtr 2: 0; 2006 Qtr 3: 0; 2006 Qtr 4: 0; 2007 Qtr 1: 0; 2007 Qtr 2: 0; 2007 Qtr 3: 0; 2007 Qtr 4: 0; 2008 Qtr 1: 0; 2008 Qtr 2: 0; 2008 Qtr 3: 0; 2008 Qtr 4: 25 | 25
SDGE3012_EXP_EXP-ExpressEfficiencyRebateProgram | 213083-Refrigeration -Cooler/Freezer Door Gaskets - Glass Doors |  | 7 | Commercial | 01-ALC-AllCommercial-Refrig | 0 |  |  |  |  | 4 | 4 | 0 | 0 | 0 | 0 | 3.6686 |  | kWh | 0.000614 | 0 | Commercial |  | Annual | [5 empty] | 4 | 0.96 |  |  |  | 0 | 0 | 0 | 1306 | 0 | 0 | 0 | 0 | 0 | 0 | 0 | 0 | 2006 Qtr 1: 0; 2006 Qtr 2: 0; 2006 Qtr 3: 0; 2006 Qtr 4: 0; 2007 Qtr 1: 0; 2007 Qtr 2: 0; 2007 Qtr 3: 0; 2007 Qtr 4: 0; 2008 Qtr 1: 0; 2008 Qtr 2: 0; 2008 Qtr 3: 0; 2008 Qtr 4: 1306 | 1306
SDGE3012_EXP_EXP-ExpressEfficiencyRebateProgram | 213083-Refrigeration -Cooler/Freezer Door Gaskets - Glass Doors |  | 7 | Commercial | 01-ALC-AllCommercial-Refrig | 0 |  |  |  |  | 4 | 4 | 0 | 0 | 0 | 0 | 3.6686 |  | kWh | 0.000614 | 0 | Commercial |  | Annual | [5 empty] | 4 | 0.96 |  |  |  | 0 | 0 | 0 | 304 | 0 | 0 | 0 | 0 | 0 | 0 | 0 | 0 | 2006 Qtr 1: 0; 2006 Qtr 2: 0; 2006 Qtr 3: 0; 2006 Qtr 4: 0; 2007 Qtr 1: 0; 2007 Qtr 2: 0; 2007 Qtr 3: 0; 2007 Qtr 4: 0; 2008 Qtr 1: 0; 2008 Qtr 2: 0; 2008 Qtr 3: 0; 2008 Qtr 4: 304 | 304
SDGE3012_EXP_EXP-ExpressEfficiencyRebateProgram | 213083-Refrigeration -Cooler/Freezer Door Gaskets - Glass Doors |  | 10 | Commercial | 09-GRO-Grocery-REFG | 0 |  |  |  |  | 4 | 4 | 0 | 0 | 0 | 0 | 3.6686 |  | kWh | 0.000614 | 0 | Commercial |  | Annual | [5 empty] | 4 | 0.96 |  |  |  | 0 | 0 | 0 | 253 | 0 | 0 | 0 | 0 | 0 | 0 | 0 | 0 | 2006 Qtr 1: 0; 2006 Qtr 2: 0; 2006 Qtr 3: 0; 2006 Qtr 4: 0; 2007 Qtr 1: 0; 2007 Qtr 2: 0; 2007 Qtr 3: 0; 2007 Qtr 4: 0; 2008 Qtr 1: 0; 2008 Qtr 2: 0; 2008 Qtr 3: 0; 2008 Qtr 4: 253 | 253
SDGE3012_EXP_EXP-ExpressEfficiencyRebateProgram | 213083-Refrigeration -Cooler/Freezer Door Gaskets - Glass Doors |  | 10 | Commercial | 09-GRO-Grocery-REFG | 0 |  |  |  |  | 4 | 4 | 0 | 0 | 0 | 0 | 3.6686 |  | kWh | 0.000614 | 0 | Commercial |  | Annual | [5 empty] | 4 | 0.96 |  |  |  | 0 | 0 | 0 | 1858 | 0 | 0 | 0 | 0 | 0 | 0 | 0 | 0 | 2006 Qtr 1: 0; 2006 Qtr 2: 0; 2006 Qtr 3: 0; 2006 Qtr 4: 0; 2007 Qtr 1: 0; 2007 Qtr 2: 0; 2007 Qtr 3: 0; 2007 Qtr 4: 0; 2008 Qtr 1: 0; 2008 Qtr 2: 0; 2008 Qtr 3: 0; 2008 Qtr 4: 1858 | 1858
SDGE3012_EXP_EXP-ExpressEfficiencyRebateProgram | 213084-Refrigeration -Cooler/Freezer Door Gaskets - Solid Doors: Cooler |  | 7 | Commercial | 01-ALC-AllCommercial-Refrig | 0 |  |  |  |  | 4 | 4 | 0 | 0 | 0 | 0 | 104.55 |  | kWh | 0.01195 | 0 | Commercial |  | Annual | [5 empty] | 4 | 0.96 |  |  |  | 0 | 0 | 0 | 52 | 0 | 0 | 0 | 0 | 0 | 0 | 0 | 0 | 2006 Qtr 1: 0; 2006 Qtr 2: 0; 2006 Qtr 3: 0; 2006 Qtr 4: 0; 2007 Qtr 1: 0; 2007 Qtr 2: 0; 2007 Qtr 3: 0; 2007 Qtr 4: 0; 2008 Qtr 1: 52; 2008 Qtr 2: 0; 2008 Qtr 3: 0; 2008 Qtr 4: 0 | 52
SDGE3012_EXP_EXP-ExpressEfficiencyRebateProgram | 213116-Refrigeration -Cooler/Freezer Door Gaskets - Solid Doors: Freezer |  | 7 | Commercial | 01-ALC-AllCommercial-Refrig | 0 |  |  |  |  | 4 | 4 | 0 | 0 | 0 | 0 | 104.55 |  | kWh | 0.01195 | 0 | Commercial |  | Annual | [5 empty] | 4 | 0.96 |  |  |  | 0 | 0 | 0 | 34 | 0 | 0 | 0 | 0 | 0 | 0 | 0 | 0 | 2006 Qtr 1: 0; 2006 Qtr 2: 0; 2006 Qtr 3: 0; 2006 Qtr 4: 0; 2007 Qtr 1: 0; 2007 Qtr 2: 0; 2007 Qtr 3: 0; 2007 Qtr 4: 0; 2008 Qtr 1: 34; 2008 Qtr 2: 0; 2008 Qtr 3: 0; 2008 Qtr 4: 0 | 34
SDGE3012_EXP_EXP-ExpressEfficiencyRebateProgram | 213083-Refrigeration -Cooler/Freezer Door Gaskets - Glass Doors |  | 7 | Commercial | 01-ALC-AllCommercial-Refrig | 0 |  |  |  |  | 4 | 4 | 0 | 0 | 0 | 0 | 104.55 |  | kWh | 0.01195 | 0 | Commercial |  | Annual | [5 empty] | 4 | 0.96 |  |  |  | 0 | 0 | 0 | 265 | 0 | 0 | 0 | 0 | 0 | 0 | 0 | 0 | 2006 Qtr 1: 0; 2006 Qtr 2: 0; 2006 Qtr 3: 0; 2006 Qtr 4: 0; 2007 Qtr 1: 0; 2007 Qtr 2: 0; 2007 Qtr 3: 0; 2007 Qtr 4: 0; 2008 Qtr 1: 265; 2008 Qtr 2: 0; 2008 Qtr 3: 0; 2008 Qtr 4: 0 | 265
SDGE3012_EXP_EXP-ExpressEfficiencyRebateProgram | 213085-Refrigeration -Strip Curtains for Walk-ins |  | 10 | Commercial | 01-ALC-AllCommercial-Refrig | 0 |  |  |  |  | 3.05 | 3 | 0 | 0 | 0 | 0.05 | 16.0673 |  | kWh | 0.00040427 | 0 | Commercial |  | Annual | [5 empty] | 4 | 0.96 |  |  |  | 0 | 0 | 0 | 62 | 0 | 0 | 0 | 0 | 0 | 0 | 0 | 0 | 2006 Qtr 1: 0; 2006 Qtr 2: 0; 2006 Qtr 3: 0; 2006 Qtr 4: 0; 2007 Qtr 1: 0; 2007 Qtr 2: 0; 2007 Qtr 3: 0; 2007 Qtr 4: 0; 2008 Qtr 1: 62; 2008 Qtr 2: 0; 2008 Qtr 3: 0; 2008 Qtr 4: 0 | 62
SDGE3012_EXP_EXP-ExpressEfficiencyRebateProgram | 213215-Lighting-Interior High Bay Linear Fluorescent Fixtures <= 244 Watts replacing 400 Watts (Tier 1) |  | 10 | Commercial | 01-ALC-AllCommercial-IntLight | 0 |  |  |  |  | 308.7635 | 88.1423 | 0 | 0 | 0 | 220.6211 | 780.5075 |  | kWh | 0.20132 | -3.2216 | Commercial |  | Annual | [5 empty] | 11 | 0.96 |  |  |  | 0 | 0 | 0 | 62.1835 | 0 | 0 | 0 | 0 | 0 | 0 | 0 | 0 | 2006 Qtr 1: 0; 2006 Qtr 2: 0; 2006 Qtr 3: 0; 2006 Qtr 4: 0; 2007 Qtr 1: 0; 2007 Qtr 2: 0; 2007 Qtr 3: 0; 2007 Qtr 4: 0; 2008 Qtr 1: 0; 2008 Qtr 2: 0; 2008 Qtr 3: 0; 2008 Qtr 4: 62.1835 | 62.1835
SDGE3012_EXP_EXP-ExpressEfficiencyRebateProgram | 213062-Lighting - Occupancy Sensor - Wallbox Lighting Sensor | CALC00AVOCC01 | 10 | Commercial | 01-ALC-AllCommercial-IntLight | 0 |  |  |  |  | 42.2833 | 20.25 | 0 | 0 | 0 | 22.0333 | 213.759 |  | kWh | 0 | 0 | Commercial |  | Annual | [5 empty] | 8 | 0.96 |  |  |  | 0 | 0 | 0 | 5 | 0 | 0 | 0 | 0 | 0 | 0 | 0 | 0 | 2006 Qtr 1: 0; 2006 Qtr 2: 0; 2006 Qtr 3: 0; 2006 Qtr 4: 0; 2007 Qtr 1: 0; 2007 Qtr 2: 0; 2007 Qtr 3: 0; 2007 Qtr 4: 0; 2008 Qtr 1: 0; 2008 Qtr 2: 0; 2008 Qtr 3: 0; 2008 Qtr 4: 5 | 5
SDGE3012_EXP_EXP-ExpressEfficiencyRebateProgram | 213147-Premium T8 with T12 34Watt Baseline |  | 10 | Commercial | 01-ALC-AllCommercial-IntLight | 0 |  |  |  |  | 16.3168 | 6.9379 | 0 | 0 | 0 | 9.379 | 11.8622 |  | kWh | 0.0032226 | -0.048962 | Commercial |  | Annual | [5 empty] | 11 | 0.96 |  |  |  | 0 | 0 | 0 | 9.3401 | 0 | 0 | 0 | 0 | 0 | 0 | 0 | 0 | 2006 Qtr 1: 0; 2006 Qtr 2: 0; 2006 Qtr 3: 0; 2006 Qtr 4: 0; 2007 Qtr 1: 0; 2007 Qtr 2: 0; 2007 Qtr 3: 0; 2007 Qtr 4: 0; 2008 Qtr 1: 0; 2008 Qtr 2: 0; 2008 Qtr 3: 0; 2008 Qtr 4: 9.3401 | 9.3401
SDGE3012_EXP_EXP-ExpressEfficiencyRebateProgram | 213147-Premium T8 with T12 34Watt Baseline |  | 10 | Commercial | 01-ALC-AllCommercial-IntLight | 0 |  |  |  |  | 16.3168 | 7.7087 | 0 | 0 | 0 | 8.6081 | 11.8622 |  | kWh | 0.0032226 | -0.048962 | Commercial |  | Annual | [5 empty] | 11 | 0.96 |  |  |  | 0 | 0 | 0 | 61.4887 | 0 | 0 | 0 | 0 | 0 | 0 | 0 | 0 | 2006 Qtr 1: 0; 2006 Qtr 2: 0; 2006 Qtr 3: 0; 2006 Qtr 4: 0; 2007 Qtr 1: 0; 2007 Qtr 2: 0; 2007 Qtr 3: 0; 2007 Qtr 4: 0; 2008 Qtr 1: 61.4887; 2008 Qtr 2: 0; 2008 Qtr 3: 0; 2008 Qtr 4: 0 | 61.4887
SDGE3012_EXP_EXP-ExpressEfficiencyRebateProgram | 213053-Lighting - Remove 4 Ft T-8 (De-Lamp) | COFL00AVDEL01 | 10 | Commercial | 01-ALC-AllCommercial-IntLight | 0 |  |  |  |  | 33.026 | 12.8479 | 0 | 0 | 0 | 20.1781 | 124.4007 |  | kWh | 0.033796 | -0.51348 | Commercial |  | Annual | [5 empty] | 11 | 0.96 |  |  |  | 0 | 0 | 0 | 23.3501 | 0 | 0 | 0 | 0 | 0 | 0 | 0 | 0 | 2006 Qtr 1: 0; 2006 Qtr 2: 0; 2006 Qtr 3: 0; 2006 Qtr 4: 0; 2007 Qtr 1: 0; 2007 Qtr 2: 0; 2007 Qtr 3: 0; 2007 Qtr 4: 0; 2008 Qtr 1: 23.3501; 2008 Qtr 2: 0; 2008 Qtr 3: 0; 2008 Qtr 4: 0 | 23.3501
SDGE3012_EXP_EXP-ExpressEfficiencyRebateProgram | 213013-Lighting - 8 Ft T-8 with Elec. Ballast |  | 10 | Commercial | 01-ALC-AllCommercial-IntLight | 0 |  |  |  |  | 41.7557 | 9.6359 | 0 | 0 | 0 | 32.1197 | 44.4071 |  | kWh | 0.012064 | -0.1833 | Commercial |  | Annual | [5 empty] | 11 | 0.96 |  |  |  | 0 | 0 | 0 | 26.4635 | 0 | 0 | 0 | 0 | 0 | 0 | 0 | 0 | 2006 Qtr 1: 0; 2006 Qtr 2: 0; 2006 Qtr 3: 0; 2006 Qtr 4: 0; 2007 Qtr 1: 0; 2007 Qtr 2: 0; 2007 Qtr 3: 0; 2007 Qtr 4: 0; 2008 Qtr 1: 26.4635; 2008 Qtr 2: 0; 2008 Qtr 3: 0; 2008 Qtr 4: 0 | 26.4635
SDGE3012_EXP_EXP-ExpressEfficiencyRebateProgram | 213215-Lighting-Interior High Bay Linear Fluorescent Fixtures <= 244 Watts replacing 400 Watts (Tier 1) |  | 10 | Commercial | 01-ALC-AllCommercial-IntLight | 0 |  |  |  |  | 308.7635 | 97.9359 | 0 | 0 | 0 | 210.8275 | 780.5075 |  | kWh | 0.20132 | -3.2216 | Commercial |  | Annual | [5 empty] | 11 | 0.96 |  |  |  | 0 | 0 | 0 | 34.2009 | 0 | 0 | 0 | 0 | 0 | 0 | 0 | 0 | 2006 Qtr 1: 0; 2006 Qtr 2: 0; 2006 Qtr 3: 0; 2006 Qtr 4: 0; 2007 Qtr 1: 0; 2007 Qtr 2: 0; 2007 Qtr 3: 0; 2007 Qtr 4: 0; 2008 Qtr 1: 34.2009; 2008 Qtr 2: 0; 2008 Qtr 3: 0; 2008 Qtr 4: 0 | 34.2009
SDGE3012_EXP_EXP-ExpressEfficiencyRebateProgram | 213230-Lighting - Occupancy Sensor - High-Bay Sensor |  | 10 | Commercial | 01-ALC-AllCommercial-IntLight | 0 |  |  |  |  | 141 | 100 | 0 | 0 | 0 | 41 | 1304.0352 |  | kWh | 0.465 | 0 | Commercial |  | Annual | [5 empty] | 8 | 0.96 |  |  |  | 0 | 0 | 0 | 33 | 0 | 0 | 0 | 0 | 0 | 0 | 0 | 0 | 2006 Qtr 1: 0; 2006 Qtr 2: 0; 2006 Qtr 3: 0; 2006 Qtr 4: 0; 2007 Qtr 1: 0; 2007 Qtr 2: 0; 2007 Qtr 3: 0; 2007 Qtr 4: 0; 2008 Qtr 1: 33; 2008 Qtr 2: 0; 2008 Qtr 3: 0; 2008 Qtr 4: 0 | 33
SDGE3012_EXP_EXP-ExpressEfficiencyRebateProgram | 213147-Premium T8 with T12 34Watt Baseline |  | 7 | Commercial | 07-ESE-Education–SecondarySchool-LIT_INT | 0 |  |  |  |  | 16.3168 | 7.7087 | 0 | 0 | 0 | 8.6081 | 8.9602 |  | kWh | 0.0022723 | -0.036737 | Commercial |  | Annual | [5 empty] | 11 | 0.96 |  |  |  | 0 | 0 | 0 | 278.6448 | 0 | 0 | 0 | 0 | 0 | 0 | 0 | 0 | 2006 Qtr 1: 0; 2006 Qtr 2: 0; 2006 Qtr 3: 0; 2006 Qtr 4: 0; 2007 Qtr 1: 0; 2007 Qtr 2: 0; 2007 Qtr 3: 0; 2007 Qtr 4: 0; 2008 Qtr 1: 278.6448; 2008 Qtr 2: 0; 2008 Qtr 3: 0; 2008 Qtr 4: 0 | 278.6448
SDGE3012_EXP_EXP-ExpressEfficiencyRebateProgram | 213053-Lighting - Remove 4 Ft T-8 (De-Lamp) | COFL00AVDEL01 | 7 | Commercial | 07-ESE-Education–SecondarySchool-LIT_INT | 0 |  |  |  |  | 33.026 | 12.8479 | 0 | 0 | 0 | 20.1781 | 93.9672 |  | kWh | 0.02383 | -0.38527 | Commercial |  | Annual | [5 empty] | 11 | 0.96 |  |  |  | 0 | 0 | 0 | 214.0428 | 0 | 0 | 0 | 0 | 0 | 0 | 0 | 0 | 2006 Qtr 1: 0; 2006 Qtr 2: 0; 2006 Qtr 3: 0; 2006 Qtr 4: 0; 2007 Qtr 1: 0; 2007 Qtr 2: 0; 2007 Qtr 3: 0; 2007 Qtr 4: 0; 2008 Qtr 1: 214.0428; 2008 Qtr 2: 0; 2008 Qtr 3: 0; 2008 Qtr 4: 0 | 214.0428
SDGE3012_EXP_EXP-ExpressEfficiencyRebateProgram | 213013-Lighting - 8 Ft T-8 with Elec. Ballast |  | 7 | Commercial | 07-ESE-Education–SecondarySchool-LIT_INT | 0 |  |  |  |  | 41.7557 | 9.6359 | 0 | 0 | 0 | 32.1197 | 33.5433 |  | kWh | 0.0085065 | -0.13753 | Commercial |  | Annual | [5 empty] | 11 | 0.96 |  |  |  | 0 | 0 | 0 | 12.4534 | 0 | 0 | 0 | 0 | 0 | 0 | 0 | 0 | 2006 Qtr 1: 0; 2006 Qtr 2: 0; 2006 Qtr 3: 0; 2006 Qtr 4: 0; 2007 Qtr 1: 0; 2007 Qtr 2: 0; 2007 Qtr 3: 0; 2007 Qtr 4: 0; 2008 Qtr 1: 12.4534; 2008 Qtr 2: 0; 2008 Qtr 3: 0; 2008 Qtr 4: 0 | 12.4534
SDGE3012_EXP_EXP-ExpressEfficiencyRebateProgram | 213011-Lighting - 2 Ft 2nd Gen. T-8 with Elec. Ballast |  | 7 | Commercial | 07-ESE-Education–SecondarySchool-LIT_INT | 0 |  |  |  |  | 26.9806 | 6.4239 | 0 | 0 | 0 | 20.5566 | 17.9893 |  | kWh | 0.004562 | -0.073757 | Commercial |  | Annual | [5 empty] | 11 | 0.96 |  |  |  | 0 | 0 | 0 | 15.5668 | 0 | 0 | 0 | 0 | 0 | 0 | 0 | 0 | 2006 Qtr 1: 0; 2006 Qtr 2: 0; 2006 Qtr 3: 0; 2006 Qtr 4: 0; 2007 Qtr 1: 0; 2007 Qtr 2: 0; 2007 Qtr 3: 0; 2007 Qtr 4: 0; 2008 Qtr 1: 15.5668; 2008 Qtr 2: 0; 2008 Qtr 3: 0; 2008 Qtr 4: 0 | 15.5668
SDGE3012_EXP_EXP-ExpressEfficiencyRebateProgram | 213147-Premium T8 with T12 34Watt Baseline |  | 7 | Commercial | 23-RTL-Retail–SingleStorylarge-LIT_INT | 0 |  |  |  |  | 16.3168 | 7.7087 | 0 | 0 | 0 | 8.6081 | 18.0688 |  | kWh | 0.00077734 | -0.02458 | Commercial |  | Annual | [5 empty] | 11 | 0.96 |  |  |  | 0 | 0 | 0 | 256.8514 | 0 | 0 | 0 | 0 | 0 | 0 | 0 | 0 | 2006 Qtr 1: 0; 2006 Qtr 2: 0; 2006 Qtr 3: 0; 2006 Qtr 4: 0; 2007 Qtr 1: 0; 2007 Qtr 2: 0; 2007 Qtr 3: 0; 2007 Qtr 4: 0; 2008 Qtr 1: 256.8514; 2008 Qtr 2: 0; 2008 Qtr 3: 0; 2008 Qtr 4: 0 | 256.8514
SDGE3012_EXP_EXP-ExpressEfficiencyRebateProgram | 213054-Lighting - Remove 8 Ft T-8 (De-Lamp) | CRTL00AVDEL02 | 7 | Commercial | 23-RTL-Retail–SingleStorylarge-LIT_INT | 0 |  |  |  |  | 33.2757 | 32.1197 | 0 | 0 | 0 | 1.156 | 312.7289 |  | kWh | 0.013454 | -0.42542 | Commercial |  | Annual | [5 empty] | 11 | 0.96 |  |  |  | 0 | 0 | 0 | 128.4257 | 0 | 0 | 0 | 0 | 0 | 0 | 0 | 0 | 2006 Qtr 1: 0; 2006 Qtr 2: 0; 2006 Qtr 3: 0; 2006 Qtr 4: 0; 2007 Qtr 1: 0; 2007 Qtr 2: 0; 2007 Qtr 3: 0; 2007 Qtr 4: 0; 2008 Qtr 1: 128.4257; 2008 Qtr 2: 0; 2008 Qtr 3: 0; 2008 Qtr 4: 0 | 128.4257
SDGE3012_EXP_EXP-ExpressEfficiencyRebateProgram | 213215-Lighting-Interior High Bay Linear Fluorescent Fixtures <= 244 Watts replacing 400 Watts (Tier 1) |  | 7 | Commercial | 01-ALC-AllCommercial-IntLight | 0 |  |  |  |  | 308.7635 | 97.9359 | 0 | 0 | 0 | 210.8275 | 757.751 |  | kWh | 0.19915 | -2.9519 | Commercial |  | Annual | [5 empty] | 11 | 0.96 |  |  |  | 0 | 0 | 0 | 34.2009 | 0 | 0 | 0 | 0 | 0 | 0 | 0 | 0 | 2006 Qtr 1: 0; 2006 Qtr 2: 0; 2006 Qtr 3: 0; 2006 Qtr 4: 0; 2007 Qtr 1: 0; 2007 Qtr 2: 0; 2007 Qtr 3: 0; 2007 Qtr 4: 0; 2008 Qtr 1: 0; 2008 Qtr 2: 0; 2008 Qtr 3: 0; 2008 Qtr 4: 34.2009 | 34.2009
SDGE3012_EXP_EXP-ExpressEfficiencyRebateProgram | 213230-Lighting - Occupancy Sensor - High-Bay Sensor |  | 7 | Commercial | 01-ALC-AllCommercial-IntLight | 0 |  |  |  |  | 141 | 100 | 0 | 0 | 0 | 41 | 1304.0352 |  | kWh | 0.465 | 0 | Commercial |  | Annual | [5 empty] | 8 | 0.96 |  |  |  | 0 | 0 | 0 | 33 | 0 | 0 | 0 | 0 | 0 | 0 | 0 | 0 | 2006 Qtr 1: 0; 2006 Qtr 2: 0; 2006 Qtr 3: 0; 2006 Qtr 4: 0; 2007 Qtr 1: 0; 2007 Qtr 2: 0; 2007 Qtr 3: 0; 2007 Qtr 4: 0; 2008 Qtr 1: 0; 2008 Qtr 2: 0; 2008 Qtr 3: 0; 2008 Qtr 4: 33 | 33
SDGE3012_EXP_EXP-ExpressEfficiencyRebateProgram | 213215-Lighting-Interior High Bay Linear Fluorescent Fixtures <= 244 Watts replacing 400 Watts (Tier 1) |  | 10 | Commercial | 14-MLI-Manufacturing–LightIndustry-LIGHT | 0 |  |  |  |  | 308.7635 | 97.9359 | 0 | 0 | 0 | 210.8275 | 967.2809 |  | kWh | 0.20386 | -1.4666 | Commercial |  | Annual | [5 empty] | 11 | 0.96 |  |  |  | 0 | 0 | 0 | 47.674 | 0 | 0 | 0 | 0 | 0 | 0 | 0 | 0 | 2006 Qtr 1: 0; 2006 Qtr 2: 0; 2006 Qtr 3: 0; 2006 Qtr 4: 0; 2007 Qtr 1: 0; 2007 Qtr 2: 0; 2007 Qtr 3: 0; 2007 Qtr 4: 0; 2008 Qtr 1: 0; 2008 Qtr 2: 0; 2008 Qtr 3: 0; 2008 Qtr 4: 47.674 | 47.674
SDGE3012_EXP_EXP-ExpressEfficiencyRebateProgram | 213230-Lighting - Occupancy Sensor - High-Bay Sensor |  | 10 | Commercial | 14-MLI-Manufacturing–LightIndustry-LIGHT | 0 |  |  |  |  | 141 | 100 | 0 | 0 | 0 | 41 | 1304.0352 |  | kWh | 0.465 | 0 | Commercial |  | Annual | [5 empty] | 8 | 0.96 |  |  |  | 0 | 0 | 0 | 46 | 0 | 0 | 0 | 0 | 0 | 0 | 0 | 0 | 2006 Qtr 1: 0; 2006 Qtr 2: 0; 2006 Qtr 3: 0; 2006 Qtr 4: 0; 2007 Qtr 1: 0; 2007 Qtr 2: 0; 2007 Qtr 3: 0; 2007 Qtr 4: 0; 2008 Qtr 1: 0; 2008 Qtr 2: 0; 2008 Qtr 3: 0; 2008 Qtr 4: 46 | 46
SDGE3012_EXP_EXP-ExpressEfficiencyRebateProgram | 213215-Lighting-Interior High Bay Linear Fluorescent Fixtures <= 244 Watts replacing 400 Watts (Tier 1) |  | 10 | Commercial | 01-ALC-AllCommercial-IntLight | 0 |  |  |  |  | 308.7635 | 97.9359 | 0 | 0 | 0 | 210.8275 | 780.5075 |  | kWh | 0.20132 | -3.2216 | Commercial |  | Annual | [5 empty] | 11 | 0.96 |  |  |  | 0 | 0 | 0 | 55.9652 | 0 | 0 | 0 | 0 | 0 | 0 | 0 | 0 | 2006 Qtr 1: 0; 2006 Qtr 2: 0; 2006 Qtr 3: 0; 2006 Qtr 4: 0; 2007 Qtr 1: 0; 2007 Qtr 2: 0; 2007 Qtr 3: 0; 2007 Qtr 4: 0; 2008 Qtr 1: 0; 2008 Qtr 2: 0; 2008 Qtr 3: 0; 2008 Qtr 4: 55.9652 | 55.9652
SDGE3012_EXP_EXP-ExpressEfficiencyRebateProgram | 213230-Lighting - Occupancy Sensor - High-Bay Sensor |  | 10 | Commercial | 01-ALC-AllCommercial-IntLight | 0 |  |  |  |  | 141 | 100 | 0 | 0 | 0 | 41 | 1304.0352 |  | kWh | 0.465 | 0 | Commercial |  | Annual | [5 empty] | 8 | 0.96 |  |  |  | 0 | 0 | 0 | 54 | 0 | 0 | 0 | 0 | 0 | 0 | 0 | 0 | 2006 Qtr 1: 0; 2006 Qtr 2: 0; 2006 Qtr 3: 0; 2006 Qtr 4: 0; 2007 Qtr 1: 0; 2007 Qtr 2: 0; 2007 Qtr 3: 0; 2007 Qtr 4: 0; 2008 Qtr 1: 0; 2008 Qtr 2: 0; 2008 Qtr 3: 0; 2008 Qtr 4: 54 | 54
SDGE3012_EXP_EXP-ExpressEfficiencyRebateProgram | 213059-Motors - VFD - HVAC Fans (per Hp) |  | 10 | Commercial | 01-ALC-AllCommercial-Vent/Fan | 0 |  |  |  |  | 202 | 80 | 0 | 0 | 0 | 122 | 753 |  | kWh | 0 | 0 | Commercial |  | Annual | [5 empty] | 15 | 0.96 |  |  |  | 0 | 0 | 0 | 15 | 0 | 0 | 0 | 0 | 0 | 0 | 0 | 0 | 2006 Qtr 1: 0; 2006 Qtr 2: 0; 2006 Qtr 3: 0; 2006 Qtr 4: 0; 2007 Qtr 1: 0; 2007 Qtr 2: 0; 2007 Qtr 3: 0; 2007 Qtr 4: 0; 2008 Qtr 1: 15; 2008 Qtr 2: 0; 2008 Qtr 3: 0; 2008 Qtr 4: 0 | 15
SDGE3012_EXP_EXP-ExpressEfficiencyRebateProgram | 213147-Premium T8 with T12 34Watt Baseline |  | System | Commercial | 01-ALC-AllCommercial-IntLight | 0 |  |  |  |  | 16.3168 | 7.7087 | 0 | 0 | 0 | 8.6081 | 23.4731 |  | kWh | 0.0045936 | -0.044663 | Commercial |  | Annual | [5 empty] | 11 | 0.96 |  |  |  | 0 | 0 | 0 | 126.0907 | 0 | 0 | 0 | 0 | 0 | 0 | 0 | 0 | 2006 Qtr 1: 0; 2006 Qtr 2: 0; 2006 Qtr 3: 0; 2006 Qtr 4: 0; 2007 Qtr 1: 0; 2007 Qtr 2: 0; 2007 Qtr 3: 0; 2007 Qtr 4: 0; 2008 Qtr 1: 0; 2008 Qtr 2: 0; 2008 Qtr 3: 0; 2008 Qtr 4: 126.0907 | 126.0907
SDGE3012_EXP_EXP-ExpressEfficiencyRebateProgram | 213053-Lighting - Remove 4 Ft T-8 (De-Lamp) | COFL00AVDEL01 | System | Commercial | 01-ALC-AllCommercial-IntLight | 0 |  |  |  |  | 33.026 | 12.8479 | 0 | 0 | 0 | 20.1781 | 246.1665 |  | kWh | 0.048174 | -0.46839 | Commercial |  | Annual | [5 empty] | 11 | 0.96 |  |  |  | 0 | 0 | 0 | 126.0907 | 0 | 0 | 0 | 0 | 0 | 0 | 0 | 0 | 2006 Qtr 1: 0; 2006 Qtr 2: 0; 2006 Qtr 3: 0; 2006 Qtr 4: 0; 2007 Qtr 1: 0; 2007 Qtr 2: 0; 2007 Qtr 3: 0; 2007 Qtr 4: 0; 2008 Qtr 1: 0; 2008 Qtr 2: 0; 2008 Qtr 3: 0; 2008 Qtr 4: 126.0907 | 126.0907
SDGE3012_EXP_EXP-ExpressEfficiencyRebateProgram | 213224-Lighting - Occupancy Sensor - Wall/Ceiling Mounted Lighting Sensor | CALC00AVOCC01 | 7 | Commercial | 01-ALC-AllCommercial-IntLight | 0 |  |  |  |  | 42.2833 | 83.5 | 0 | 0 | 0 | -41.2167 | 213.759 |  | kWh | 0.17617 | 0 | Commercial |  | Annual | [5 empty] | 8 | 0.96 |  |  |  | 0 | 0 | 0 | 152 | 0 | 0 | 0 | 0 | 0 | 0 | 0 | 0 | 2006 Qtr 1: 0; 2006 Qtr 2: 0; 2006 Qtr 3: 0; 2006 Qtr 4: 0; 2007 Qtr 1: 0; 2007 Qtr 2: 0; 2007 Qtr 3: 0; 2007 Qtr 4: 0; 2008 Qtr 1: 0; 2008 Qtr 2: 0; 2008 Qtr 3: 0; 2008 Qtr 4: 152 | 152
SDGE3012_EXP_EXP-ExpressEfficiencyRebateProgram | 213083-Refrigeration -Cooler/Freezer Door Gaskets - Glass Doors |  | 10 | Commercial | 01-ALC-AllCommercial-Refrig | 0 |  |  |  |  | 4 | 4 | 0 | 0 | 0 | 0 | 3.6686 |  | kWh | 0.000614 | 0 | Commercial |  | Annual | [5 empty] | 4 | 0.96 |  |  |  | 0 | 0 | 0 | 1193 | 0 | 0 | 0 | 0 | 0 | 0 | 0 | 0 | 2006 Qtr 1: 0; 2006 Qtr 2: 0; 2006 Qtr 3: 0; 2006 Qtr 4: 0; 2007 Qtr 1: 0; 2007 Qtr 2: 0; 2007 Qtr 3: 0; 2007 Qtr 4: 0; 2008 Qtr 1: 1193; 2008 Qtr 2: 0; 2008 Qtr 3: 0; 2008 Qtr 4: 0 | 1193
SDGE3012_EXP_EXP-ExpressEfficiencyRebateProgram | 213147-Premium T8 with T12 34Watt Baseline |  | 10 | Commercial | 14-MLI-Manufacturing–LightIndustry-LIGHT | 0 |  |  |  |  | 16.3168 | 7.7087 | 0 | 0 | 0 | 8.6081 | 14.1471 |  | kWh | 0.0035167 | -0.02145 | Commercial |  | Annual | [5 empty] | 11 | 0.96 |  |  |  | 0 | 0 | 0 | 17.1234 | 0 | 0 | 0 | 0 | 0 | 0 | 0 | 0 | 2006 Qtr 1: 0; 2006 Qtr 2: 0; 2006 Qtr 3: 0; 2006 Qtr 4: 0; 2007 Qtr 1: 0; 2007 Qtr 2: 0; 2007 Qtr 3: 0; 2007 Qtr 4: 0; 2008 Qtr 1: 17.1234; 2008 Qtr 2: 0; 2008 Qtr 3: 0; 2008 Qtr 4: 0 | 17.1234
SDGE3012_EXP_EXP-ExpressEfficiencyRebateProgram | 213054-Lighting - Remove 8 Ft T-8 (De-Lamp) | CRTL00AVDEL02 | 10 | Commercial | 14-MLI-Manufacturing–LightIndustry-LIGHT | 0 |  |  |  |  | 33.2757 | 32.1197 | 0 | 0 | 0 | 1.156 | 244.8534 |  | kWh | 0.060866 | -0.37125 | Commercial |  | Annual | [5 empty] | 11 | 0.96 |  |  |  | 0 | 0 | 0 | 8.5617 | 0 | 0 | 0 | 0 | 0 | 0 | 0 | 0 | 2006 Qtr 1: 0; 2006 Qtr 2: 0; 2006 Qtr 3: 0; 2006 Qtr 4: 0; 2007 Qtr 1: 0; 2007 Qtr 2: 0; 2007 Qtr 3: 0; 2007 Qtr 4: 0; 2008 Qtr 1: 8.5617; 2008 Qtr 2: 0; 2008 Qtr 3: 0; 2008 Qtr 4: 0 | 8.5617
SDGE3012_EXP_EXP-ExpressEfficiencyRebateProgram | 213230-Lighting - Occupancy Sensor - High-Bay Sensor |  | 7 | Commercial | 01-ALC-AllCommercial-IntLight | 0 |  |  |  |  | 141 | 100 | 0 | 0 | 0 | 41 | 1304.0352 |  | kWh | 0.465 | 0 | Commercial |  | Annual | [5 empty] | 8 | 0.96 |  |  |  | 0 | 0 | 0 | 55 | 0 | 0 | 0 | 0 | 0 | 0 | 0 | 0 | 2006 Qtr 1: 0; 2006 Qtr 2: 0; 2006 Qtr 3: 0; 2006 Qtr 4: 0; 2007 Qtr 1: 0; 2007 Qtr 2: 0; 2007 Qtr 3: 0; 2007 Qtr 4: 0; 2008 Qtr 1: 0; 2008 Qtr 2: 0; 2008 Qtr 3: 0; 2008 Qtr 4: 55 | 55
SDGE3012_EXP_EXP-ExpressEfficiencyRebateProgram | 213083-Refrigeration -Cooler/Freezer Door Gaskets - Glass Doors |  | 7 | Commercial | 09-GRO-Grocery-REFG | 0 |  |  |  |  | 4 | 4 | 0 | 0 | 0 | 0 | 3.6686 |  | kWh | 0.000614 | 0 | Commercial |  | Annual | [5 empty] | 4 | 0.96 |  |  |  | 0 | 0 | 0 | 1792 | 0 | 0 | 0 | 0 | 0 | 0 | 0 | 0 | 2006 Qtr 1: 0; 2006 Qtr 2: 0; 2006 Qtr 3: 0; 2006 Qtr 4: 0; 2007 Qtr 1: 0; 2007 Qtr 2: 0; 2007 Qtr 3: 0; 2007 Qtr 4: 0; 2008 Qtr 1: 0; 2008 Qtr 2: 0; 2008 Qtr 3: 0; 2008 Qtr 4: 1792 | 1792
SDGE3012_EXP_EXP-ExpressEfficiencyRebateProgram | 213083-Refrigeration -Cooler/Freezer Door Gaskets - Glass Doors |  | 7 | Commercial | 09-GRO-Grocery-REFG | 0 |  |  |  |  | 4 | 4 | 0 | 0 | 0 | 0 | 3.6686 |  | kWh | 0.000614 | 0 | Commercial |  | Annual | [5 empty] | 4 | 0.96 |  |  |  | 0 | 0 | 0 | 1975 | 0 | 0 | 0 | 0 | 0 | 0 | 0 | 0 | 2006 Qtr 1: 0; 2006 Qtr 2: 0; 2006 Qtr 3: 0; 2006 Qtr 4: 0; 2007 Qtr 1: 0; 2007 Qtr 2: 0; 2007 Qtr 3: 0; 2007 Qtr 4: 0; 2008 Qtr 1: 0; 2008 Qtr 2: 0; 2008 Qtr 3: 0; 2008 Qtr 4: 1975 | 1975
SDGE3012_EXP_EXP-ExpressEfficiencyRebateProgram | 213084-Refrigeration -Cooler/Freezer Door Gaskets - Solid Doors: Cooler |  | 10 | Commercial | 01-ALC-AllCommercial-Refrig | 0 |  |  |  |  | 4 | 4 | 0 | 0 | 0 | 0 | 3.6686 |  | kWh | 0.000614 | 0 | Commercial |  | Annual | [5 empty] | 4 | 0.96 |  |  |  | 0 | 0 | 0 | 1100 | 0 | 0 | 0 | 0 | 0 | 0 | 0 | 0 | 2006 Qtr 1: 0; 2006 Qtr 2: 0; 2006 Qtr 3: 0; 2006 Qtr 4: 0; 2007 Qtr 1: 0; 2007 Qtr 2: 0; 2007 Qtr 3: 0; 2007 Qtr 4: 0; 2008 Qtr 1: 0; 2008 Qtr 2: 0; 2008 Qtr 3: 0; 2008 Qtr 4: 1100 | 1100
SDGE3012_EXP_EXP-ExpressEfficiencyRebateProgram | 213083-Refrigeration -Cooler/Freezer Door Gaskets - Glass Doors |  | 7 | Commercial | 09-GRO-Grocery-REFG | 0 |  |  |  |  | 4 | 4 | 0 | 0 | 0 | 0 | 3.6686 |  | kWh | 0.000614 | 0 | Commercial |  | Annual | [5 empty] | 4 | 0.96 |  |  |  | 0 | 0 | 0 | 1986 | 0 | 0 | 0 | 0 | 0 | 0 | 0 | 0 | 2006 Qtr 1: 0; 2006 Qtr 2: 0; 2006 Qtr 3: 0; 2006 Qtr 4: 0; 2007 Qtr 1: 0; 2007 Qtr 2: 0; 2007 Qtr 3: 0; 2007 Qtr 4: 0; 2008 Qtr 1: 0; 2008 Qtr 2: 0; 2008 Qtr 3: 0; 2008 Qtr 4: 1986 | 1986
SDGE3012_EXP_EXP-ExpressEfficiencyRebateProgram | 213083-Refrigeration -Cooler/Freezer Door Gaskets - Glass Doors |  | 7 | Commercial | 01-ALC-AllCommercial-Refrig | 0 |  |  |  |  | 4 | 4 | 0 | 0 | 0 | 0 | 3.6686 |  | kWh | 0.000614 | 0 | Commercial |  | Annual | [5 empty] | 4 | 0.96 |  |  |  | 0 | 0 | 0 | 1740 | 0 | 0 | 0 | 0 | 0 | 0 | 0 | 0 | 2006 Qtr 1: 0; 2006 Qtr 2: 0; 2006 Qtr 3: 0; 2006 Qtr 4: 0; 2007 Qtr 1: 0; 2007 Qtr 2: 0; 2007 Qtr 3: 0; 2007 Qtr 4: 0; 2008 Qtr 1: 0; 2008 Qtr 2: 0; 2008 Qtr 3: 0; 2008 Qtr 4: 1740 | 1740
SDGE3012_EXP_EXP-ExpressEfficiencyRebateProgram | 213083-Refrigeration -Cooler/Freezer Door Gaskets - Glass Doors |  | 7 | Commercial | 01-ALC-AllCommercial-Refrig | 0 |  |  |  |  | 4 | 4 | 0 | 0 | 0 | 0 | 3.6686 |  | kWh | 0.000614 | 0 | Commercial |  | Annual | [5 empty] | 4 | 0.96 |  |  |  | 0 | 0 | 0 | 153 | 0 | 0 | 0 | 0 | 0 | 0 | 0 | 0 | 2006 Qtr 1: 0; 2006 Qtr 2: 0; 2006 Qtr 3: 0; 2006 Qtr 4: 0; 2007 Qtr 1: 0; 2007 Qtr 2: 0; 2007 Qtr 3: 0; 2007 Qtr 4: 0; 2008 Qtr 1: 0; 2008 Qtr 2: 0; 2008 Qtr 3: 0; 2008 Qtr 4: 153 | 153
SDGE3012_EXP_EXP-ExpressEfficiencyRebateProgram | 213084-Refrigeration -Cooler/Freezer Door Gaskets - Solid Doors: Cooler |  | 7 | Commercial | 21-RSD-Restaurant–SitDown-REFG | 0 |  |  |  |  | 4 | 4 | 0 | 0 | 0 | 0 | 3.6686 |  | kWh | 0.000614 | 0 | Commercial |  | Annual | [5 empty] | 4 | 0.96 |  |  |  | 0 | 0 | 0 | 43 | 0 | 0 | 0 | 0 | 0 | 0 | 0 | 0 | 2006 Qtr 1: 0; 2006 Qtr 2: 0; 2006 Qtr 3: 0; 2006 Qtr 4: 0; 2007 Qtr 1: 0; 2007 Qtr 2: 0; 2007 Qtr 3: 0; 2007 Qtr 4: 0; 2008 Qtr 1: 43; 2008 Qtr 2: 0; 2008 Qtr 3: 0; 2008 Qtr 4: 0 | 43
SDGE3012_EXP_EXP-ExpressEfficiencyRebateProgram | 213084-Refrigeration -Cooler/Freezer Door Gaskets - Solid Doors: Cooler |  | 7 | Commercial | 01-ALC-AllCommercial-Refrig | 0 |  |  |  |  | 4 | 4 | 0 | 0 | 0 | 0 | 104.55 |  | kWh | 0.01195 | 0 | Commercial |  | Annual | [5 empty] | 4 | 0.96 |  |  |  | 0 | 0 | 0 | 325 | 0 | 0 | 0 | 0 | 0 | 0 | 0 | 0 | 2006 Qtr 1: 0; 2006 Qtr 2: 0; 2006 Qtr 3: 0; 2006 Qtr 4: 0; 2007 Qtr 1: 0; 2007 Qtr 2: 0; 2007 Qtr 3: 0; 2007 Qtr 4: 0; 2008 Qtr 1: 325; 2008 Qtr 2: 0; 2008 Qtr 3: 0; 2008 Qtr 4: 0 | 325
SDGE3012_EXP_EXP-ExpressEfficiencyRebateProgram | 213011-Lighting - 2 Ft 2nd Gen. T-8 with Elec. Ballast |  | 10 | Commercial | 10-HSP-Health/Medical–Hospital-LIT_INT | 0 |  |  |  |  | 26.9806 | 5.7816 | 0 | 0 | 0 | 21.199 | 22.4504 |  | kWh | 0.0042405 | -0.10664 | Commercial |  | Annual | [5 empty] | 11 | 0.96 |  |  |  | 0 | 0 | 0 | 18.6801 | 0 | 0 | 0 | 0 | 0 | 0 | 0 | 0 | 2006 Qtr 1: 0; 2006 Qtr 2: 0; 2006 Qtr 3: 0; 2006 Qtr 4: 0; 2007 Qtr 1: 0; 2007 Qtr 2: 0; 2007 Qtr 3: 0; 2007 Qtr 4: 0; 2008 Qtr 1: 0; 2008 Qtr 2: 0; 2008 Qtr 3: 18.6801; 2008 Qtr 4: 0 | 18.6801
SDGE3012_EXP_EXP-ExpressEfficiencyRebateProgram | 213147-Premium T8 with T12 34Watt Baseline |  | 10 | Commercial | 10-HSP-Health/Medical–Hospital-LIT_INT | 0 |  |  |  |  | 16.3168 | 6.9379 | 0 | 0 | 0 | 9.379 | 11.1822 |  | kWh | 0.0021121 | -0.053118 | Commercial |  | Annual | [5 empty] | 11 | 0.96 |  |  |  | 0 | 0 | 0 | 772.8892 | 0 | 0 | 0 | 0 | 0 | 0 | 0 | 0 | 2006 Qtr 1: 0; 2006 Qtr 2: 0; 2006 Qtr 3: 0; 2006 Qtr 4: 0; 2007 Qtr 1: 0; 2007 Qtr 2: 0; 2007 Qtr 3: 0; 2007 Qtr 4: 0; 2008 Qtr 1: 0; 2008 Qtr 2: 0; 2008 Qtr 3: 772.8892; 2008 Qtr 4: 0 | 772.8892
SDGE3012_EXP_EXP-ExpressEfficiencyRebateProgram | 213053-Lighting - Remove 4 Ft T-8 (De-Lamp) | COFL00AVDEL01 | 10 | Commercial | 10-HSP-Health/Medical–Hospital-LIT_INT | 0 |  |  |  |  | 33.026 | 11.5631 | 0 | 0 | 0 | 21.4629 | 117.2695 |  | kWh | 0.02215 | -0.55706 | Commercial |  | Annual | [5 empty] | 11 | 0.96 |  |  |  | 0 | 0 | 0 | 244.398 | 0 | 0 | 0 | 0 | 0 | 0 | 0 | 0 | 2006 Qtr 1: 0; 2006 Qtr 2: 0; 2006 Qtr 3: 0; 2006 Qtr 4: 0; 2007 Qtr 1: 0; 2007 Qtr 2: 0; 2007 Qtr 3: 0; 2007 Qtr 4: 0; 2008 Qtr 1: 0; 2008 Qtr 2: 0; 2008 Qtr 3: 244.398; 2008 Qtr 4: 0 | 244.398
SDGE3012_EXP_EXP-ExpressEfficiencyRebateProgram | 213049-Lighting - LED Exit Sign New Sign | CALC00AVETS01 | 10 | Commercial | 02-ASM-Assembly-Exit | 0 |  |  |  |  | 65.4374 | 40.5 | 0 | 0 | 0 | 24.9374 | 351.311 |  | kWh | 0 | 0 | Commercial |  | Annual | [5 empty] | 16 | 0.96 |  |  |  | 0 | 0 | 0 | 14 | 0 | 0 | 0 | 0 | 0 | 0 | 0 | 0 | 2006 Qtr 1: 0; 2006 Qtr 2: 0; 2006 Qtr 3: 0; 2006 Qtr 4: 0; 2007 Qtr 1: 0; 2007 Qtr 2: 0; 2007 Qtr 3: 0; 2007 Qtr 4: 0; 2008 Qtr 1: 0; 2008 Qtr 2: 0; 2008 Qtr 3: 14; 2008 Qtr 4: 0 | 14
SDGE3012_EXP_EXP-ExpressEfficiencyRebateProgram | 213222-Lighting - Screw in 14-26 Watt Lamp |  | 7 | Commercial | 01-ALC-AllCommercial-IntLight | 0 |  |  |  |  | 7.1694 | 8.101 | 0 | 0 | 0 | -0.93161 | 71.8498 |  | kWh | 0.004956 | -0.33414 | Commercial |  | Annual | [5 empty] | 2.3 | 0.96 |  |  |  | 0.797 | 0 | 0 | 293.2983 | 0 | 0 | 0 | 0 | 0 | 0 | 0 | 0 | 2006 Qtr 1: 0; 2006 Qtr 2: 0; 2006 Qtr 3: 0; 2006 Qtr 4: 0; 2007 Qtr 1: 0; 2007 Qtr 2: 0; 2007 Qtr 3: 0; 2007 Qtr 4: 0; 2008 Qtr 1: 0; 2008 Qtr 2: 0; 2008 Qtr 3: 0; 2008 Qtr 4: 293.2983 | 293.2983
SDGE3012_EXP_EXP-ExpressEfficiencyRebateProgram | 213221-Lighting - Screw in >= 27 Watt Lamp |  | 7 | Commercial | 01-ALC-AllCommercial-IntLight | 0 |  |  |  |  | 8.2022 | 10.6325 | 0 | 0 | 0 | -2.4303 | 74.7894 |  | kWh | 0.0051587 | -0.34781 | Commercial |  | Annual | [5 empty] | 1.2 | 0.96 |  |  |  | 0 | 0 | 0 | 62.2148 | 0 | 0 | 0 | 0 | 0 | 0 | 0 | 0 | 2006 Qtr 1: 0; 2006 Qtr 2: 0; 2006 Qtr 3: 0; 2006 Qtr 4: 0; 2007 Qtr 1: 0; 2007 Qtr 2: 0; 2007 Qtr 3: 0; 2007 Qtr 4: 0; 2008 Qtr 1: 0; 2008 Qtr 2: 0; 2008 Qtr 3: 0; 2008 Qtr 4: 62.2148 | 62.2148
SDGE3012_EXP_EXP-ExpressEfficiencyRebateProgram | 213229-Lighting - Screw in 14-26 Watt Reflector Lamp |  | 7 | Commercial | 01-ALC-AllCommercial-IntLight | 0 |  |  |  |  | 6.5502 | 9.1136 | 0 | 0 | 0 | -2.5634 | 71.8498 |  | kWh | 0.004956 | -0.33414 | Commercial |  | Annual | [5 empty] | 2 | 0.96 |  |  |  | 0 | 0 | 0 | 67.1525 | 0 | 0 | 0 | 0 | 0 | 0 | 0 | 0 | 2006 Qtr 1: 0; 2006 Qtr 2: 0; 2006 Qtr 3: 0; 2006 Qtr 4: 0; 2007 Qtr 1: 0; 2007 Qtr 2: 0; 2007 Qtr 3: 0; 2007 Qtr 4: 0; 2008 Qtr 1: 0; 2008 Qtr 2: 0; 2008 Qtr 3: 0; 2008 Qtr 4: 67.1525 | 67.1525
SDGE3012_EXP_EXP-ExpressEfficiencyRebateProgram | 213215-Lighting-Interior High Bay Linear Fluorescent Fixtures <= 244 Watts replacing 400 Watts (Tier 1) |  | 7 | Commercial | 01-ALC-AllCommercial-IntLight | 0 |  |  |  |  | 308.7635 | 97.9359 | 0 | 0 | 0 | 210.8275 | 984.5056 |  | kWh | 0.20308 | -1.8733 | Commercial |  | Annual | [5 empty] | 11 | 0.96 |  |  |  | 0 | 0 | 0 | 40.4193 | 0 | 0 | 0 | 0 | 0 | 0 | 0 | 0 | 2006 Qtr 1: 0; 2006 Qtr 2: 0; 2006 Qtr 3: 0; 2006 Qtr 4: 0; 2007 Qtr 1: 0; 2007 Qtr 2: 0; 2007 Qtr 3: 0; 2007 Qtr 4: 0; 2008 Qtr 1: 40.4193; 2008 Qtr 2: 0; 2008 Qtr 3: 0; 2008 Qtr 4: 0 | 40.4193
SDGE3012_EXP_EXP-ExpressEfficiencyRebateProgram | 213230-Lighting - Occupancy Sensor - High-Bay Sensor |  | 7 | Commercial | 01-ALC-AllCommercial-IntLight | 0 |  |  |  |  | 141 | 100 | 0 | 0 | 0 | 41 | 1304.0352 |  | kWh | 0.465 | 0 | Commercial |  | Annual | [5 empty] | 8 | 0.96 |  |  |  | 0 | 0 | 0 | 39 | 0 | 0 | 0 | 0 | 0 | 0 | 0 | 0 | 2006 Qtr 1: 0; 2006 Qtr 2: 0; 2006 Qtr 3: 0; 2006 Qtr 4: 0; 2007 Qtr 1: 0; 2007 Qtr 2: 0; 2007 Qtr 3: 0; 2007 Qtr 4: 0; 2008 Qtr 1: 39; 2008 Qtr 2: 0; 2008 Qtr 3: 0; 2008 Qtr 4: 0 | 39
SDGE3012_EXP_EXP-ExpressEfficiencyRebateProgram | 213206-Lighting-Interior High Bay Linear Fluorescent Fixtures 361-600 Watts replacing > 400 Watts |  | 7 | Commercial | 01-ALC-AllCommercial-IntLight | 0 |  |  |  |  | 627.1758 | 222.4062 | 0 | 0 | 0 | 404.7696 | 669.6141 |  | kWh | 0.13813 | -1.2741 | Commercial |  | Annual | [5 empty] | 11 | 0.96 |  |  |  | 0 | 0 | 0 | 24.8734 | 0 | 0 | 0 | 0 | 0 | 0 | 0 | 0 | 2006 Qtr 1: 0; 2006 Qtr 2: 0; 2006 Qtr 3: 0; 2006 Qtr 4: 0; 2007 Qtr 1: 0; 2007 Qtr 2: 0; 2007 Qtr 3: 0; 2007 Qtr 4: 0; 2008 Qtr 1: 0; 2008 Qtr 2: 0; 2008 Qtr 3: 0; 2008 Qtr 4: 24.8734 | 24.8734
SDGE3012_EXP_EXP-ExpressEfficiencyRebateProgram | 213230-Lighting - Occupancy Sensor - High-Bay Sensor |  | 7 | Commercial | 01-ALC-AllCommercial-IntLight | 0 |  |  |  |  | 141 | 100 | 0 | 0 | 0 | 41 | 1304.0352 |  | kWh | 0.465 | 0 | Commercial |  | Annual | [5 empty] | 8 | 0.96 |  |  |  | 0 | 0 | 0 | 24 | 0 | 0 | 0 | 0 | 0 | 0 | 0 | 0 | 2006 Qtr 1: 0; 2006 Qtr 2: 0; 2006 Qtr 3: 0; 2006 Qtr 4: 0; 2007 Qtr 1: 0; 2007 Qtr 2: 0; 2007 Qtr 3: 0; 2007 Qtr 4: 0; 2008 Qtr 1: 0; 2008 Qtr 2: 0; 2008 Qtr 3: 0; 2008 Qtr 4: 24 | 24
SDGE3012_EXP_EXP-ExpressEfficiencyRebateProgram | 213083-Refrigeration -Cooler/Freezer Door Gaskets - Glass Doors |  | 10 | Commercial | 01-ALC-AllCommercial-Refrig | 0 |  |  |  |  | 4 | 4 | 0 | 0 | 0 | 0 | 104.55 |  | kWh | 0.01195 | 0 | Commercial |  | Annual | [5 empty] | 4 | 0.96 |  |  |  | 0 | 0 | 0 | 42 | 0 | 0 | 0 | 0 | 0 | 0 | 0 | 0 | 2006 Qtr 1: 0; 2006 Qtr 2: 0; 2006 Qtr 3: 0; 2006 Qtr 4: 0; 2007 Qtr 1: 0; 2007 Qtr 2: 0; 2007 Qtr 3: 0; 2007 Qtr 4: 0; 2008 Qtr 1: 42; 2008 Qtr 2: 0; 2008 Qtr 3: 0; 2008 Qtr 4: 0 | 42
SDGE3012_EXP_EXP-ExpressEfficiencyRebateProgram | 213083-Refrigeration -Cooler/Freezer Door Gaskets - Glass Doors |  | 7 | Commercial | 01-ALC-AllCommercial-Refrig | 0 |  |  |  |  | 4 | 4 | 0 | 0 | 0 | 0 | 104.55 |  | kWh | 0.01195 | 0 | Commercial |  | Annual | [5 empty] | 4 | 0.96 |  |  |  | 0 | 0 | 0 | 427 | 0 | 0 | 0 | 0 | 0 | 0 | 0 | 0 | 2006 Qtr 1: 0; 2006 Qtr 2: 0; 2006 Qtr 3: 0; 2006 Qtr 4: 0; 2007 Qtr 1: 0; 2007 Qtr 2: 0; 2007 Qtr 3: 0; 2007 Qtr 4: 0; 2008 Qtr 1: 0; 2008 Qtr 2: 0; 2008 Qtr 3: 0; 2008 Qtr 4: 427 | 427
SDGE3012_EXP_EXP-ExpressEfficiencyRebateProgram | 213222-Lighting - Screw in 14-26 Watt Lamp |  | 10 | Commercial | 01-ALC-AllCommercial-IntLight | 0 |  |  |  |  | 7.1694 | 8.101 | 0 | 0 | 0 | -0.93161 | 35.3424 |  | kWh | 0.002583 | -0.16436 | Commercial |  | Annual | [5 empty] | 2.3 | 0.96 |  |  |  | 0.797 | 0 | 0 | 2863.855 | 0 | 0 | 0 | 0 | 0 | 0 | 0 | 0 | 2006 Qtr 1: 0; 2006 Qtr 2: 0; 2006 Qtr 3: 0; 2006 Qtr 4: 0; 2007 Qtr 1: 0; 2007 Qtr 2: 0; 2007 Qtr 3: 0; 2007 Qtr 4: 0; 2008 Qtr 1: 0; 2008 Qtr 2: 0; 2008 Qtr 3: 0; 2008 Qtr 4: 2863.855 | 2863.855
SDGE3012_EXP_EXP-ExpressEfficiencyRebateProgram | 213222-Lighting - Screw in 14-26 Watt Lamp |  | 7 | Commercial | 01-ALC-AllCommercial-IntLight | 0 |  |  |  |  | 7.1694 | 8.101 | 0 | 0 | 0 | -0.93161 | 71.8498 |  | kWh | 0.004956 | -0.33414 | Commercial |  | Annual | [5 empty] | 2.3 | 0.96 |  |  |  | 0.797 | 0 | 0 | 736.702 | 0 | 0 | 0 | 0 | 0 | 0 | 0 | 0 | 2006 Qtr 1: 0; 2006 Qtr 2: 0; 2006 Qtr 3: 0; 2006 Qtr 4: 0; 2007 Qtr 1: 0; 2007 Qtr 2: 0; 2007 Qtr 3: 0; 2007 Qtr 4: 0; 2008 Qtr 1: 0; 2008 Qtr 2: 0; 2008 Qtr 3: 0; 2008 Qtr 4: 736.702 | 736.702
SDGE3012_EXP_EXP-ExpressEfficiencyRebateProgram | 213229-Lighting - Screw in 14-26 Watt Reflector Lamp |  | 7 | Commercial | 01-ALC-AllCommercial-IntLight | 0 |  |  |  |  | 6.5502 | 9.1136 | 0 | 0 | 0 | -2.5634 | 71.8498 |  | kWh | 0.004956 | -0.33414 | Commercial |  | Annual | [5 empty] | 2 | 0.96 |  |  |  | 0 | 0 | 0 | 5.9252 | 0 | 0 | 0 | 0 | 0 | 0 | 0 | 0 | 2006 Qtr 1: 0; 2006 Qtr 2: 0; 2006 Qtr 3: 0; 2006 Qtr 4: 0; 2007 Qtr 1: 0; 2007 Qtr 2: 0; 2007 Qtr 3: 0; 2007 Qtr 4: 0; 2008 Qtr 1: 0; 2008 Qtr 2: 0; 2008 Qtr 3: 0; 2008 Qtr 4: 5.9252 | 5.9252
SDGE3012_EXP_EXP-ExpressEfficiencyRebateProgram | 213221-Lighting - Screw in >= 27 Watt Lamp |  | 7 | Commercial | 01-ALC-AllCommercial-IntLight | 0 |  |  |  |  | 8.2022 | 10.6325 | 0 | 0 | 0 | -2.4303 | 74.7894 |  | kWh | 0.0051587 | -0.34781 | Commercial |  | Annual | [5 empty] | 1.2 | 0.96 |  |  |  | 0 | 0 | 0 | 115.5417 | 0 | 0 | 0 | 0 | 0 | 0 | 0 | 0 | 2006 Qtr 1: 0; 2006 Qtr 2: 0; 2006 Qtr 3: 0; 2006 Qtr 4: 0; 2007 Qtr 1: 0; 2007 Qtr 2: 0; 2007 Qtr 3: 0; 2007 Qtr 4: 0; 2008 Qtr 1: 0; 2008 Qtr 2: 0; 2008 Qtr 3: 0; 2008 Qtr 4: 115.5417 | 115.5417
SDGE3012_EXP_EXP-ExpressEfficiencyRebateProgram | 213230-Lighting - Occupancy Sensor - High-Bay Sensor |  | 7 | Commercial | 01-ALC-AllCommercial-IntLight | 0 |  |  |  |  | 141 | 100 | 0 | 0 | 0 | 41 | 1304.0352 |  | kWh | 0.465 | 0 | Commercial |  | Annual | [5 empty] | 8 | 0.96 |  |  |  | 0 | 0 | 0 | 26 | 0 | 0 | 0 | 0 | 0 | 0 | 0 | 0 | 2006 Qtr 1: 0; 2006 Qtr 2: 0; 2006 Qtr 3: 0; 2006 Qtr 4: 0; 2007 Qtr 1: 0; 2007 Qtr 2: 0; 2007 Qtr 3: 0; 2007 Qtr 4: 0; 2008 Qtr 1: 0; 2008 Qtr 2: 0; 2008 Qtr 3: 0; 2008 Qtr 4: 26 | 26
SDGE3012_EXP_EXP-ExpressEfficiencyRebateProgram | 213129-Software Plug Load Sensors |  | 7 | Commercial | 01-ALC-AllCommercial-OffEquip | 0 |  |  |  |  | 5 | 11 | 0 | 0 | 0 | -6 | 227.001 |  | kWh | 0 | 0 | Commercial |  | Annual | [5 empty] | 5 | 0.96 |  |  |  | 0 | 0 | 0 | 20 | 0 | 0 | 0 | 0 | 0 | 0 | 0 | 0 | 2006 Qtr 1: 0; 2006 Qtr 2: 0; 2006 Qtr 3: 0; 2006 Qtr 4: 0; 2007 Qtr 1: 0; 2007 Qtr 2: 0; 2007 Qtr 3: 0; 2007 Qtr 4: 0; 2008 Qtr 1: 0; 2008 Qtr 2: 0; 2008 Qtr 3: 0; 2008 Qtr 4: 20 | 20
SDGE3012_EXP_EXP-ExpressEfficiencyRebateProgram | 213129-Software Plug Load Sensors |  | 7 | Commercial | 01-ALC-AllCommercial-OffEquip | 0 |  |  |  |  | 5 | 11 | 0 | 0 | 0 | -6 | 227.001 |  | kWh | 0 | 0 | Commercial |  | Annual | [5 empty] | 5 | 0.96 |  |  |  | 0 | 0 | 0 | 20 | 0 | 0 | 0 | 0 | 0 | 0 | 0 | 0 | 2006 Qtr 1: 0; 2006 Qtr 2: 0; 2006 Qtr 3: 0; 2006 Qtr 4: 0; 2007 Qtr 1: 0; 2007 Qtr 2: 0; 2007 Qtr 3: 0; 2007 Qtr 4: 0; 2008 Qtr 1: 0; 2008 Qtr 2: 0; 2008 Qtr 3: 0; 2008 Qtr 4: 20 | 20
SDGE3012_EXP_EXP-ExpressEfficiencyRebateProgram | 213129-Software Plug Load Sensors |  | 7 | Commercial | 01-ALC-AllCommercial-OffEquip | 0 |  |  |  |  | 5 | 11 | 0 | 0 | 0 | -6 | 227.001 |  | kWh | 0 | 0 | Commercial |  | Annual | [5 empty] | 5 | 0.96 |  |  |  | 0 | 0 | 0 | 25 | 0 | 0 | 0 | 0 | 0 | 0 | 0 | 0 | 2006 Qtr 1: 0; 2006 Qtr 2: 0; 2006 Qtr 3: 0; 2006 Qtr 4: 0; 2007 Qtr 1: 0; 2007 Qtr 2: 0; 2007 Qtr 3: 0; 2007 Qtr 4: 0; 2008 Qtr 1: 0; 2008 Qtr 2: 0; 2008 Qtr 3: 0; 2008 Qtr 4: 25 | 25
SDGE3012_EXP_EXP-ExpressEfficiencyRebateProgram | 213129-Software Plug Load Sensors |  | 7 | Commercial | 01-ALC-AllCommercial-OffEquip | 0 |  |  |  |  | 5 | 11 | 0 | 0 | 0 | -6 | 227.001 |  | kWh | 0 | 0 | Commercial |  | Annual | [5 empty] | 5 | 0.96 |  |  |  | 0 | 0 | 0 | 25 | 0 | 0 | 0 | 0 | 0 | 0 | 0 | 0 | 2006 Qtr 1: 0; 2006 Qtr 2: 0; 2006 Qtr 3: 0; 2006 Qtr 4: 0; 2007 Qtr 1: 0; 2007 Qtr 2: 0; 2007 Qtr 3: 0; 2007 Qtr 4: 0; 2008 Qtr 1: 0; 2008 Qtr 2: 0; 2008 Qtr 3: 0; 2008 Qtr 4: 25 | 25
SDGE3012_EXP_EXP-ExpressEfficiencyRebateProgram | 213129-Software Plug Load Sensors |  | 7 | Commercial | 01-ALC-AllCommercial-OffEquip | 0 |  |  |  |  | 5 | 11 | 0 | 0 | 0 | -6 | 227.001 |  | kWh | 0 | 0 | Commercial |  | Annual | [5 empty] | 5 | 0.96 |  |  |  | 0 | 0 | 0 | 20 | 0 | 0 | 0 | 0 | 0 | 0 | 0 | 0 | 2006 Qtr 1: 0; 2006 Qtr 2: 0; 2006 Qtr 3: 0; 2006 Qtr 4: 0; 2007 Qtr 1: 0; 2007 Qtr 2: 0; 2007 Qtr 3: 0; 2007 Qtr 4: 0; 2008 Qtr 1: 0; 2008 Qtr 2: 0; 2008 Qtr 3: 0; 2008 Qtr 4: 20 | 20
SDGE3012_EXP_EXP-ExpressEfficiencyRebateProgram | 213129-Software Plug Load Sensors |  | 7 | Commercial | 01-ALC-AllCommercial-OffEquip | 0 |  |  |  |  | 5 | 11 | 0 | 0 | 0 | -6 | 227.001 |  | kWh | 0 | 0 | Commercial |  | Annual | [5 empty] | 5 | 0.96 |  |  |  | 0 | 0 | 0 | 20 | 0 | 0 | 0 | 0 | 0 | 0 | 0 | 0 | 2006 Qtr 1: 0; 2006 Qtr 2: 0; 2006 Qtr 3: 0; 2006 Qtr 4: 0; 2007 Qtr 1: 0; 2007 Qtr 2: 0; 2007 Qtr 3: 0; 2007 Qtr 4: 0; 2008 Qtr 1: 0; 2008 Qtr 2: 0; 2008 Qtr 3: 0; 2008 Qtr 4: 20 | 20
SDGE3012_EXP_EXP-ExpressEfficiencyRebateProgram | 213129-Software Plug Load Sensors |  | 7 | Commercial | 01-ALC-AllCommercial-OffEquip | 0 |  |  |  |  | 5 | 11 | 0 | 0 | 0 | -6 | 227.001 |  | kWh | 0 | 0 | Commercial |  | Annual | [5 empty] | 5 | 0.96 |  |  |  | 0 | 0 | 0 | 20 | 0 | 0 | 0 | 0 | 0 | 0 | 0 | 0 | 2006 Qtr 1: 0; 2006 Qtr 2: 0; 2006 Qtr 3: 0; 2006 Qtr 4: 0; 2007 Qtr 1: 0; 2007 Qtr 2: 0; 2007 Qtr 3: 0; 2007 Qtr 4: 0; 2008 Qtr 1: 0; 2008 Qtr 2: 0; 2008 Qtr 3: 0; 2008 Qtr 4: 20 | 20
SDGE3012_EXP_EXP-ExpressEfficiencyRebateProgram | 213129-Software Plug Load Sensors |  | 7 | Commercial | 01-ALC-AllCommercial-OffEquip | 0 |  |  |  |  | 5 | 11 | 0 | 0 | 0 | -6 | 227.001 |  | kWh | 0 | 0 | Commercial |  | Annual | [5 empty] | 5 | 0.96 |  |  |  | 0 | 0 | 0 | 20 | 0 | 0 | 0 | 0 | 0 | 0 | 0 | 0 | 2006 Qtr 1: 0; 2006 Qtr 2: 0; 2006 Qtr 3: 0; 2006 Qtr 4: 0; 2007 Qtr 1: 0; 2007 Qtr 2: 0; 2007 Qtr 3: 0; 2007 Qtr 4: 0; 2008 Qtr 1: 0; 2008 Qtr 2: 0; 2008 Qtr 3: 0; 2008 Qtr 4: 20 | 20
SDGE3012_EXP_EXP-ExpressEfficiencyRebateProgram | 213129-Software Plug Load Sensors |  | 7 | Commercial | 01-ALC-AllCommercial-OffEquip | 0 |  |  |  |  | 5 | 11 | 0 | 0 | 0 | -6 | 227.001 |  | kWh | 0 | 0 | Commercial |  | Annual | [5 empty] | 5 | 0.96 |  |  |  | 0 | 0 | 0 | 20 | 0 | 0 | 0 | 0 | 0 | 0 | 0 | 0 | 2006 Qtr 1: 0; 2006 Qtr 2: 0; 2006 Qtr 3: 0; 2006 Qtr 4: 0; 2007 Qtr 1: 0; 2007 Qtr 2: 0; 2007 Qtr 3: 0; 2007 Qtr 4: 0; 2008 Qtr 1: 0; 2008 Qtr 2: 0; 2008 Qtr 3: 0; 2008 Qtr 4: 20 | 20
SDGE3012_EXP_EXP-ExpressEfficiencyRebateProgram | 213129-Software Plug Load Sensors |  | 7 | Commercial | 01-ALC-AllCommercial-OffEquip | 0 |  |  |  |  | 5 | 11 | 0 | 0 | 0 | -6 | 227.001 |  | kWh | 0 | 0 | Commercial |  | Annual | [5 empty] | 5 | 0.96 |  |  |  | 0 | 0 | 0 | 20 | 0 | 0 | 0 | 0 | 0 | 0 | 0 | 0 | 2006 Qtr 1: 0; 2006 Qtr 2: 0; 2006 Qtr 3: 0; 2006 Qtr 4: 0; 2007 Qtr 1: 0; 2007 Qtr 2: 0; 2007 Qtr 3: 0; 2007 Qtr 4: 0; 2008 Qtr 1: 0; 2008 Qtr 2: 0; 2008 Qtr 3: 0; 2008 Qtr 4: 20 | 20
SDGE3012_EXP_EXP-ExpressEfficiencyRebateProgram | 213129-Software Plug Load Sensors |  | 7 | Commercial | 01-ALC-AllCommercial-OffEquip | 0 |  |  |  |  | 5 | 11 | 0 | 0 | 0 | -6 | 227.001 |  | kWh | 0 | 0 | Commercial |  | Annual | [5 empty] | 5 | 0.96 |  |  |  | 0 | 0 | 0 | 20 | 0 | 0 | 0 | 0 | 0 | 0 | 0 | 0 | 2006 Qtr 1: 0; 2006 Qtr 2: 0; 2006 Qtr 3: 0; 2006 Qtr 4: 0; 2007 Qtr 1: 0; 2007 Qtr 2: 0; 2007 Qtr 3: 0; 2007 Qtr 4: 0; 2008 Qtr 1: 0; 2008 Qtr 2: 0; 2008 Qtr 3: 0; 2008 Qtr 4: 20 | 20
SDGE3012_EXP_EXP-ExpressEfficiencyRebateProgram | 213129-Software Plug Load Sensors |  | 7 | Commercial | 01-ALC-AllCommercial-OffEquip | 0 |  |  |  |  | 5 | 11 | 0 | 0 | 0 | -6 | 227.001 |  | kWh | 0 | 0 | Commercial |  | Annual | [5 empty] | 5 | 0.96 |  |  |  | 0 | 0 | 0 | 20 | 0 | 0 | 0 | 0 | 0 | 0 | 0 | 0 | 2006 Qtr 1: 0; 2006 Qtr 2: 0; 2006 Qtr 3: 0; 2006 Qtr 4: 0; 2007 Qtr 1: 0; 2007 Qtr 2: 0; 2007 Qtr 3: 0; 2007 Qtr 4: 0; 2008 Qtr 1: 0; 2008 Qtr 2: 0; 2008 Qtr 3: 0; 2008 Qtr 4: 20 | 20
SDGE3012_EXP_EXP-ExpressEfficiencyRebateProgram | 213129-Software Plug Load Sensors |  | 7 | Commercial | 01-ALC-AllCommercial-OffEquip | 0 |  |  |  |  | 5 | 11 | 0 | 0 | 0 | -6 | 227.001 |  | kWh | 0 | 0 | Commercial |  | Annual | [5 empty] | 5 | 0.96 |  |  |  | 0 | 0 | 0 | 20 | 0 | 0 | 0 | 0 | 0 | 0 | 0 | 0 | 2006 Qtr 1: 0; 2006 Qtr 2: 0; 2006 Qtr 3: 0; 2006 Qtr 4: 0; 2007 Qtr 1: 0; 2007 Qtr 2: 0; 2007 Qtr 3: 0; 2007 Qtr 4: 0; 2008 Qtr 1: 0; 2008 Qtr 2: 0; 2008 Qtr 3: 0; 2008 Qtr 4: 20 | 20
SDGE3012_EXP_EXP-ExpressEfficiencyRebateProgram | 213083-Refrigeration -Cooler/Freezer Door Gaskets - Glass Doors |  | 7 | Commercial | 09-GRO-Grocery-REFG | 0 |  |  |  |  | 4 | 4 | 0 | 0 | 0 | 0 | 3.6686 |  | kWh | 0.000614 | 0 | Commercial |  | Annual | [5 empty] | 4 | 0.96 |  |  |  | 0 | 0 | 0 | 617 | 0 | 0 | 0 | 0 | 0 | 0 | 0 | 0 | 2006 Qtr 1: 0; 2006 Qtr 2: 0; 2006 Qtr 3: 0; 2006 Qtr 4: 0; 2007 Qtr 1: 0; 2007 Qtr 2: 0; 2007 Qtr 3: 0; 2007 Qtr 4: 0; 2008 Qtr 1: 0; 2008 Qtr 2: 0; 2008 Qtr 3: 0; 2008 Qtr 4: 617 | 617
SDGE3012_EXP_EXP-ExpressEfficiencyRebateProgram | 213084-Refrigeration -Cooler/Freezer Door Gaskets - Solid Doors: Cooler |  | 7 | Commercial | 09-GRO-Grocery-REFG | 0 |  |  |  |  | 4 | 4 | 0 | 0 | 0 | 0 | 3.6686 |  | kWh | 0.000614 | 0 | Commercial |  | Annual | [5 empty] | 4 | 0.96 |  |  |  | 0 | 0 | 0 | 35 | 0 | 0 | 0 | 0 | 0 | 0 | 0 | 0 | 2006 Qtr 1: 0; 2006 Qtr 2: 0; 2006 Qtr 3: 0; 2006 Qtr 4: 0; 2007 Qtr 1: 0; 2007 Qtr 2: 0; 2007 Qtr 3: 0; 2007 Qtr 4: 0; 2008 Qtr 1: 0; 2008 Qtr 2: 0; 2008 Qtr 3: 0; 2008 Qtr 4: 35 | 35
SDGE3012_EXP_EXP-ExpressEfficiencyRebateProgram | 213116-Refrigeration -Cooler/Freezer Door Gaskets - Solid Doors: Freezer |  | 7 | Commercial | 09-GRO-Grocery-REFG | 0 |  |  |  |  | 4 | 4 | 0 | 0 | 0 | 0 | 3.6686 |  | kWh | 0.000614 | 0 | Commercial |  | Annual | [5 empty] | 4 | 0.96 |  |  |  | 0 | 0 | 0 | 18 | 0 | 0 | 0 | 0 | 0 | 0 | 0 | 0 | 2006 Qtr 1: 0; 2006 Qtr 2: 0; 2006 Qtr 3: 0; 2006 Qtr 4: 0; 2007 Qtr 1: 0; 2007 Qtr 2: 0; 2007 Qtr 3: 0; 2007 Qtr 4: 0; 2008 Qtr 1: 0; 2008 Qtr 2: 0; 2008 Qtr 3: 0; 2008 Qtr 4: 18 | 18
SDGE3012_EXP_EXP-ExpressEfficiencyRebateProgram | 213129-Software Plug Load Sensors |  | 7 | Commercial | 01-ALC-AllCommercial-OffEquip | 0 |  |  |  |  | 5 | 11 | 0 | 0 | 0 | -6 | 227.001 |  | kWh | 0 | 0 | Commercial |  | Annual | [5 empty] | 5 | 0.96 |  |  |  | 0 | 0 | 0 | 20 | 0 | 0 | 0 | 0 | 0 | 0 | 0 | 0 | 2006 Qtr 1: 0; 2006 Qtr 2: 0; 2006 Qtr 3: 0; 2006 Qtr 4: 0; 2007 Qtr 1: 0; 2007 Qtr 2: 0; 2007 Qtr 3: 0; 2007 Qtr 4: 0; 2008 Qtr 1: 0; 2008 Qtr 2: 0; 2008 Qtr 3: 0; 2008 Qtr 4: 20 | 20
SDGE3012_EXP_EXP-ExpressEfficiencyRebateProgram | 213129-Software Plug Load Sensors |  | 7 | Commercial | 01-ALC-AllCommercial-OffEquip | 0 |  |  |  |  | 5 | 11 | 0 | 0 | 0 | -6 | 227.001 |  | kWh | 0 | 0 | Commercial |  | Annual | [5 empty] | 5 | 0.96 |  |  |  | 0 | 0 | 0 | 20 | 0 | 0 | 0 | 0 | 0 | 0 | 0 | 0 | 2006 Qtr 1: 0; 2006 Qtr 2: 0; 2006 Qtr 3: 0; 2006 Qtr 4: 0; 2007 Qtr 1: 0; 2007 Qtr 2: 0; 2007 Qtr 3: 0; 2007 Qtr 4: 0; 2008 Qtr 1: 0; 2008 Qtr 2: 0; 2008 Qtr 3: 0; 2008 Qtr 4: 20 | 20
SDGE3012_EXP_EXP-ExpressEfficiencyRebateProgram | 213129-Software Plug Load Sensors |  | 10 | Commercial | 01-ALC-AllCommercial-OffEquip | 0 |  |  |  |  | 5 | 11 | 0 | 0 | 0 | -6 | 227.001 |  | kWh | 0 | 0 | Commercial |  | Annual | [5 empty] | 5 | 0.96 |  |  |  | 0 | 0 | 0 | 20 | 0 | 0 | 0 | 0 | 0 | 0 | 0 | 0 | 2006 Qtr 1: 0; 2006 Qtr 2: 0; 2006 Qtr 3: 0; 2006 Qtr 4: 0; 2007 Qtr 1: 0; 2007 Qtr 2: 0; 2007 Qtr 3: 0; 2007 Qtr 4: 0; 2008 Qtr 1: 0; 2008 Qtr 2: 0; 2008 Qtr 3: 0; 2008 Qtr 4: 20 | 20
SDGE3012_EXP_EXP-ExpressEfficiencyRebateProgram | 213129-Software Plug Load Sensors |  | 7 | Commercial | 01-ALC-AllCommercial-OffEquip | 0 |  |  |  |  | 5 | 11 | 0 | 0 | 0 | -6 | 227.001 |  | kWh | 0 | 0 | Commercial |  | Annual | [5 empty] | 5 | 0.96 |  |  |  | 0 | 0 | 0 | 20 | 0 | 0 | 0 | 0 | 0 | 0 | 0 | 0 | 2006 Qtr 1: 0; 2006 Qtr 2: 0; 2006 Qtr 3: 0; 2006 Qtr 4: 0; 2007 Qtr 1: 0; 2007 Qtr 2: 0; 2007 Qtr 3: 0; 2007 Qtr 4: 0; 2008 Qtr 1: 0; 2008 Qtr 2: 0; 2008 Qtr 3: 0; 2008 Qtr 4: 20 | 20
SDGE3012_EXP_EXP-ExpressEfficiencyRebateProgram | 213129-Software Plug Load Sensors |  | 7 | Commercial | 01-ALC-AllCommercial-OffEquip | 0 |  |  |  |  | 5 | 11 | 0 | 0 | 0 | -6 | 227.001 |  | kWh | 0 | 0 | Commercial |  | Annual | [5 empty] | 5 | 0.96 |  |  |  | 0 | 0 | 0 | 20 | 0 | 0 | 0 | 0 | 0 | 0 | 0 | 0 | 2006 Qtr 1: 0; 2006 Qtr 2: 0; 2006 Qtr 3: 0; 2006 Qtr 4: 0; 2007 Qtr 1: 0; 2007 Qtr 2: 0; 2007 Qtr 3: 0; 2007 Qtr 4: 0; 2008 Qtr 1: 0; 2008 Qtr 2: 0; 2008 Qtr 3: 0; 2008 Qtr 4: 20 | 20
SDGE3012_EXP_EXP-ExpressEfficiencyRebateProgram | 213129-Software Plug Load Sensors |  | 7 | Commercial | 01-ALC-AllCommercial-OffEquip | 0 |  |  |  |  | 5 | 11 | 0 | 0 | 0 | -6 | 227.001 |  | kWh | 0 | 0 | Commercial |  | Annual | [5 empty] | 5 | 0.96 |  |  |  | 0 | 0 | 0 | 20 | 0 | 0 | 0 | 0 | 0 | 0 | 0 | 0 | 2006 Qtr 1: 0; 2006 Qtr 2: 0; 2006 Qtr 3: 0; 2006 Qtr 4: 0; 2007 Qtr 1: 0; 2007 Qtr 2: 0; 2007 Qtr 3: 0; 2007 Qtr 4: 0; 2008 Qtr 1: 0; 2008 Qtr 2: 0; 2008 Qtr 3: 0; 2008 Qtr 4: 20 | 20
SDGE3012_EXP_EXP-ExpressEfficiencyRebateProgram | 213129-Software Plug Load Sensors |  | 7 | Commercial | 01-ALC-AllCommercial-OffEquip | 0 |  |  |  |  | 5 | 11 | 0 | 0 | 0 | -6 | 227.001 |  | kWh | 0 | 0 | Commercial |  | Annual | [5 empty] | 5 | 0.96 |  |  |  | 0 | 0 | 0 | 20 | 0 | 0 | 0 | 0 | 0 | 0 | 0 | 0 | 2006 Qtr 1: 0; 2006 Qtr 2: 0; 2006 Qtr 3: 0; 2006 Qtr 4: 0; 2007 Qtr 1: 0; 2007 Qtr 2: 0; 2007 Qtr 3: 0; 2007 Qtr 4: 0; 2008 Qtr 1: 0; 2008 Qtr 2: 0; 2008 Qtr 3: 0; 2008 Qtr 4: 20 | 20
SDGE3012_EXP_EXP-ExpressEfficiencyRebateProgram | 213129-Software Plug Load Sensors |  | 10 | Commercial | 01-ALC-AllCommercial-OffEquip | 0 |  |  |  |  | 5 | 11 | 0 | 0 | 0 | -6 | 227.001 |  | kWh | 0 | 0 | Commercial |  | Annual | [5 empty] | 5 | 0.96 |  |  |  | 0 | 0 | 0 | 20 | 0 | 0 | 0 | 0 | 0 | 0 | 0 | 0 | 2006 Qtr 1: 0; 2006 Qtr 2: 0; 2006 Qtr 3: 0; 2006 Qtr 4: 0; 2007 Qtr 1: 0; 2007 Qtr 2: 0; 2007 Qtr 3: 0; 2007 Qtr 4: 0; 2008 Qtr 1: 0; 2008 Qtr 2: 0; 2008 Qtr 3: 0; 2008 Qtr 4: 20 | 20
SDGE3012_EXP_EXP-ExpressEfficiencyRebateProgram | 213129-Software Plug Load Sensors |  | 7 | Commercial | 01-ALC-AllCommercial-OffEquip | 0 |  |  |  |  | 5 | 11 | 0 | 0 | 0 | -6 | 227.001 |  | kWh | 0 | 0 | Commercial |  | Annual | [5 empty] | 5 | 0.96 |  |  |  | 0 | 0 | 0 | 20 | 0 | 0 | 0 | 0 | 0 | 0 | 0 | 0 | 2006 Qtr 1: 0; 2006 Qtr 2: 0; 2006 Qtr 3: 0; 2006 Qtr 4: 0; 2007 Qtr 1: 0; 2007 Qtr 2: 0; 2007 Qtr 3: 0; 2007 Qtr 4: 0; 2008 Qtr 1: 0; 2008 Qtr 2: 0; 2008 Qtr 3: 0; 2008 Qtr 4: 20 | 20
SDGE3012_EXP_EXP-ExpressEfficiencyRebateProgram | 213129-Software Plug Load Sensors |  | 7 | Commercial | 01-ALC-AllCommercial-OffEquip | 0 |  |  |  |  | 5 | 11 | 0 | 0 | 0 | -6 | 227.001 |  | kWh | 0 | 0 | Commercial |  | Annual | [5 empty] | 5 | 0.96 |  |  |  | 0 | 0 | 0 | 20 | 0 | 0 | 0 | 0 | 0 | 0 | 0 | 0 | 2006 Qtr 1: 0; 2006 Qtr 2: 0; 2006 Qtr 3: 0; 2006 Qtr 4: 0; 2007 Qtr 1: 0; 2007 Qtr 2: 0; 2007 Qtr 3: 0; 2007 Qtr 4: 0; 2008 Qtr 1: 0; 2008 Qtr 2: 0; 2008 Qtr 3: 0; 2008 Qtr 4: 20 | 20
SDGE3012_EXP_EXP-ExpressEfficiencyRebateProgram | 213129-Software Plug Load Sensors |  | 10 | Commercial | 01-ALC-AllCommercial-OffEquip | 0 |  |  |  |  | 5 | 11 | 0 | 0 | 0 | -6 | 227.001 |  | kWh | 0 | 0 | Commercial |  | Annual | [5 empty] | 5 | 0.96 |  |  |  | 0 | 0 | 0 | 20 | 0 | 0 | 0 | 0 | 0 | 0 | 0 | 0 | 2006 Qtr 1: 0; 2006 Qtr 2: 0; 2006 Qtr 3: 0; 2006 Qtr 4: 0; 2007 Qtr 1: 0; 2007 Qtr 2: 0; 2007 Qtr 3: 0; 2007 Qtr 4: 0; 2008 Qtr 1: 0; 2008 Qtr 2: 0; 2008 Qtr 3: 0; 2008 Qtr 4: 20 | 20
SDGE3012_EXP_EXP-ExpressEfficiencyRebateProgram | 213215-Lighting-Interior High Bay Linear Fluorescent Fixtures <= 244 Watts replacing 400 Watts (Tier 1) |  | 7 | Commercial | 01-ALC-AllCommercial-IntLight | 0 |  |  |  |  | 308.7635 | 97.9359 | 0 | 0 | 0 | 210.8275 | 757.751 |  | kWh | 0.19915 | -2.9519 | Commercial |  | Annual | [5 empty] | 11 | 0.96 |  |  |  | 0 | 0 | 0 | 39.3829 | 0 | 0 | 0 | 0 | 0 | 0 | 0 | 0 | 2006 Qtr 1: 0; 2006 Qtr 2: 0; 2006 Qtr 3: 0; 2006 Qtr 4: 0; 2007 Qtr 1: 0; 2007 Qtr 2: 0; 2007 Qtr 3: 0; 2007 Qtr 4: 0; 2008 Qtr 1: 0; 2008 Qtr 2: 0; 2008 Qtr 3: 0; 2008 Qtr 4: 39.3829 | 39.3829
SDGE3012_EXP_EXP-ExpressEfficiencyRebateProgram | 213230-Lighting - Occupancy Sensor - High-Bay Sensor |  | 7 | Commercial | 01-ALC-AllCommercial-IntLight | 0 |  |  |  |  | 141 | 100 | 0 | 0 | 0 | 41 | 1304.0352 |  | kWh | 0.465 | 0 | Commercial |  | Annual | [5 empty] | 8 | 0.96 |  |  |  | 0 | 0 | 0 | 38 | 0 | 0 | 0 | 0 | 0 | 0 | 0 | 0 | 2006 Qtr 1: 0; 2006 Qtr 2: 0; 2006 Qtr 3: 0; 2006 Qtr 4: 0; 2007 Qtr 1: 0; 2007 Qtr 2: 0; 2007 Qtr 3: 0; 2007 Qtr 4: 0; 2008 Qtr 1: 0; 2008 Qtr 2: 0; 2008 Qtr 3: 0; 2008 Qtr 4: 38 | 38
SDGE3012_EXP_EXP-ExpressEfficiencyRebateProgram | 213129-Software Plug Load Sensors |  | 10 | Commercial | 01-ALC-AllCommercial-OffEquip | 0 |  |  |  |  | 5 | 11 | 0 | 0 | 0 | -6 | 227.001 |  | kWh | 0 | 0 | Commercial |  | Annual | [5 empty] | 5 | 0.96 |  |  |  | 0 | 0 | 0 | 20 | 0 | 0 | 0 | 0 | 0 | 0 | 0 | 0 | 2006 Qtr 1: 0; 2006 Qtr 2: 0; 2006 Qtr 3: 0; 2006 Qtr 4: 0; 2007 Qtr 1: 0; 2007 Qtr 2: 0; 2007 Qtr 3: 0; 2007 Qtr 4: 0; 2008 Qtr 1: 0; 2008 Qtr 2: 0; 2008 Qtr 3: 0; 2008 Qtr 4: 20 | 20
SDGE3012_EXP_EXP-ExpressEfficiencyRebateProgram | 213129-Software Plug Load Sensors |  | 7 | Commercial | 01-ALC-AllCommercial-OffEquip | 0 |  |  |  |  | 5 | 11 | 0 | 0 | 0 | -6 | 227.001 |  | kWh | 0 | 0 | Commercial |  | Annual | [5 empty] | 5 | 0.96 |  |  |  | 0 | 0 | 0 | 20 | 0 | 0 | 0 | 0 | 0 | 0 | 0 | 0 | 2006 Qtr 1: 0; 2006 Qtr 2: 0; 2006 Qtr 3: 0; 2006 Qtr 4: 0; 2007 Qtr 1: 0; 2007 Qtr 2: 0; 2007 Qtr 3: 0; 2007 Qtr 4: 0; 2008 Qtr 1: 0; 2008 Qtr 2: 0; 2008 Qtr 3: 0; 2008 Qtr 4: 20 | 20
SDGE3012_EXP_EXP-ExpressEfficiencyRebateProgram | 213129-Software Plug Load Sensors |  | 7 | Commercial | 01-ALC-AllCommercial-OffEquip | 0 |  |  |  |  | 5 | 11 | 0 | 0 | 0 | -6 | 227.001 |  | kWh | 0 | 0 | Commercial |  | Annual | [5 empty] | 5 | 0.96 |  |  |  | 0 | 0 | 0 | 20 | 0 | 0 | 0 | 0 | 0 | 0 | 0 | 0 | 2006 Qtr 1: 0; 2006 Qtr 2: 0; 2006 Qtr 3: 0; 2006 Qtr 4: 0; 2007 Qtr 1: 0; 2007 Qtr 2: 0; 2007 Qtr 3: 0; 2007 Qtr 4: 0; 2008 Qtr 1: 0; 2008 Qtr 2: 0; 2008 Qtr 3: 0; 2008 Qtr 4: 20 | 20
SDGE3012_EXP_EXP-ExpressEfficiencyRebateProgram | 213129-Software Plug Load Sensors |  | 7 | Commercial | 01-ALC-AllCommercial-OffEquip | 0 |  |  |  |  | 5 | 11 | 0 | 0 | 0 | -6 | 227.001 |  | kWh | 0 | 0 | Commercial |  | Annual | [5 empty] | 5 | 0.96 |  |  |  | 0 | 0 | 0 | 20 | 0 | 0 | 0 | 0 | 0 | 0 | 0 | 0 | 2006 Qtr 1: 0; 2006 Qtr 2: 0; 2006 Qtr 3: 0; 2006 Qtr 4: 0; 2007 Qtr 1: 0; 2007 Qtr 2: 0; 2007 Qtr 3: 0; 2007 Qtr 4: 0; 2008 Qtr 1: 0; 2008 Qtr 2: 0; 2008 Qtr 3: 0; 2008 Qtr 4: 20 | 20
SDGE3012_EXP_EXP-ExpressEfficiencyRebateProgram | 213229-Lighting - Screw in 14-26 Watt Reflector Lamp |  | 7 | Commercial | 01-ALC-AllCommercial-IntLight | 0 |  |  |  |  | 6.5502 | 9.1136 | 0 | 0 | 0 | -2.5634 | 35.3424 |  | kWh | 0.002583 | -0.16436 | Commercial |  | Annual | [5 empty] | 2 | 0.96 |  |  |  | 0 | 0 | 0 | 2056.0504 | 0 | 0 | 0 | 0 | 0 | 0 | 0 | 0 | 2006 Qtr 1: 0; 2006 Qtr 2: 0; 2006 Qtr 3: 0; 2006 Qtr 4: 0; 2007 Qtr 1: 0; 2007 Qtr 2: 0; 2007 Qtr 3: 0; 2007 Qtr 4: 0; 2008 Qtr 1: 0; 2008 Qtr 2: 0; 2008 Qtr 3: 0; 2008 Qtr 4: 2056.0504 | 2056.0504
SDGE3012_EXP_EXP-ExpressEfficiencyRebateProgram | 213222-Lighting - Screw in 14-26 Watt Lamp |  | 7 | Commercial | 01-ALC-AllCommercial-IntLight | 0 |  |  |  |  | 7.1694 | 8.101 | 0 | 0 | 0 | -0.93161 | 35.3424 |  | kWh | 0.002583 | -0.16436 | Commercial |  | Annual | [5 empty] | 2.3 | 0.96 |  |  |  | 0.797 | 0 | 0 | 2092.5892 | 0 | 0 | 0 | 0 | 0 | 0 | 0 | 0 | 2006 Qtr 1: 0; 2006 Qtr 2: 0; 2006 Qtr 3: 0; 2006 Qtr 4: 0; 2007 Qtr 1: 0; 2007 Qtr 2: 0; 2007 Qtr 3: 0; 2007 Qtr 4: 0; 2008 Qtr 1: 0; 2008 Qtr 2: 0; 2008 Qtr 3: 0; 2008 Qtr 4: 2092.5892 | 2092.5892
SDGE3012_EXP_EXP-ExpressEfficiencyRebateProgram | 213215-Lighting-Interior High Bay Linear Fluorescent Fixtures <= 244 Watts replacing 400 Watts (Tier 1) |  | 10 | Commercial | 23-RTL-Retail–SingleStorylarge-LIT_INT | 0 |  |  |  |  | 308.7635 | 97.9359 | 0 | 0 | 0 | 210.8275 | 1076.1263 |  | kWh | 0.20738 | -2.3258 | Commercial |  | Annual | [5 empty] | 11 | 0.96 |  |  |  | 0 | 0 | 0 | 128.5126 | 0 | 0 | 0 | 0 | 0 | 0 | 0 | 0 | 2006 Qtr 1: 0; 2006 Qtr 2: 0; 2006 Qtr 3: 0; 2006 Qtr 4: 0; 2007 Qtr 1: 0; 2007 Qtr 2: 0; 2007 Qtr 3: 0; 2007 Qtr 4: 0; 2008 Qtr 1: 0; 2008 Qtr 2: 0; 2008 Qtr 3: 0; 2008 Qtr 4: 128.5126 | 128.5126
SDGE3012_EXP_EXP-ExpressEfficiencyRebateProgram | 213230-Lighting - Occupancy Sensor - High-Bay Sensor |  | 10 | Commercial | 23-RTL-Retail–SingleStorylarge-LIT_INT | 0 |  |  |  |  | 141 | 100 | 0 | 0 | 0 | 41 | 1304.0352 |  | kWh | 0.465 | 0 | Commercial |  | Annual | [5 empty] | 8 | 0.96 |  |  |  | 0 | 0 | 0 | 124 | 0 | 0 | 0 | 0 | 0 | 0 | 0 | 0 | 2006 Qtr 1: 0; 2006 Qtr 2: 0; 2006 Qtr 3: 0; 2006 Qtr 4: 0; 2007 Qtr 1: 0; 2007 Qtr 2: 0; 2007 Qtr 3: 0; 2007 Qtr 4: 0; 2008 Qtr 1: 0; 2008 Qtr 2: 0; 2008 Qtr 3: 0; 2008 Qtr 4: 124 | 124
SDGE3012_EXP_EXP-ExpressEfficiencyRebateProgram | 213147-Premium T8 with T12 34Watt Baseline |  | 10 | Commercial | 23-RTL-Retail–SingleStorylarge-LIT_INT | 0 |  |  |  |  | 16.3168 | 7.7087 | 0 | 0 | 0 | 8.6081 | 18.0404 |  | kWh | 0.00077358 | -0.03899 | Commercial |  | Annual | [5 empty] | 11 | 0.96 |  |  |  | 0 | 0 | 0 | 263.0781 | 0 | 0 | 0 | 0 | 0 | 0 | 0 | 0 | 2006 Qtr 1: 0; 2006 Qtr 2: 0; 2006 Qtr 3: 0; 2006 Qtr 4: 0; 2007 Qtr 1: 0; 2007 Qtr 2: 0; 2007 Qtr 3: 0; 2007 Qtr 4: 0; 2008 Qtr 1: 0; 2008 Qtr 2: 0; 2008 Qtr 3: 0; 2008 Qtr 4: 263.0781 | 263.0781
SDGE3012_EXP_EXP-ExpressEfficiencyRebateProgram | 213053-Lighting - Remove 4 Ft T-8 (De-Lamp) | COFL00AVDEL01 | 10 | Commercial | 23-RTL-Retail–SingleStorylarge-LIT_INT | 0 |  |  |  |  | 33.026 | 12.8479 | 0 | 0 | 0 | 20.1781 | 189.1928 |  | kWh | 0.0081127 | -0.4089 | Commercial |  | Annual | [5 empty] | 11 | 0.96 |  |  |  | 0 | 0 | 0 | 126.869 | 0 | 0 | 0 | 0 | 0 | 0 | 0 | 0 | 2006 Qtr 1: 0; 2006 Qtr 2: 0; 2006 Qtr 3: 0; 2006 Qtr 4: 0; 2007 Qtr 1: 0; 2007 Qtr 2: 0; 2007 Qtr 3: 0; 2007 Qtr 4: 0; 2008 Qtr 1: 0; 2008 Qtr 2: 0; 2008 Qtr 3: 0; 2008 Qtr 4: 126.869 | 126.869
SDGE3012_EXP_EXP-ExpressEfficiencyRebateProgram | 213126-Refrigeration - Efficient Evap Fan Motor Electronically Commutated Motor (ECM) | Averaged DEER Msrs | 10 | Commercial | 01-ALC-AllCommercial-Refrig | 0 |  |  |  |  | 6.7904 | 20 | 0 | 0 | 0 | -13.2096 | 116.369 |  | kWh | 0.015845 | -0.11528 | Commercial |  | Annual | [5 empty] | 15 | 0.96 |  |  |  | 0 | 0 | 0 | 8 | 0 | 0 | 0 | 0 | 0 | 0 | 0 | 0 | 2006 Qtr 1: 0; 2006 Qtr 2: 0; 2006 Qtr 3: 0; 2006 Qtr 4: 0; 2007 Qtr 1: 0; 2007 Qtr 2: 0; 2007 Qtr 3: 0; 2007 Qtr 4: 0; 2008 Qtr 1: 0; 2008 Qtr 2: 0; 2008 Qtr 3: 0; 2008 Qtr 4: 8 | 8
SDGE3012_EXP_EXP-ExpressEfficiencyRebateProgram | 213126-Refrigeration - Efficient Evap Fan Motor Electronically Commutated Motor (ECM) | Averaged DEER Msrs | 10 | Commercial | 01-ALC-AllCommercial-Refrig | 0 |  |  |  |  | 6.7904 | 20 | 0 | 0 | 0 | -13.2096 | 116.369 |  | kWh | 0.015845 | -0.11528 | Commercial |  | Annual | [5 empty] | 15 | 0.96 |  |  |  | 0 | 0 | 0 | 1 | 0 | 0 | 0 | 0 | 0 | 0 | 0 | 0 | 2006 Qtr 1: 0; 2006 Qtr 2: 0; 2006 Qtr 3: 0; 2006 Qtr 4: 0; 2007 Qtr 1: 0; 2007 Qtr 2: 0; 2007 Qtr 3: 0; 2007 Qtr 4: 0; 2008 Qtr 1: 0; 2008 Qtr 2: 0; 2008 Qtr 3: 0; 2008 Qtr 4: 1 | 1
SDGE3012_EXP_EXP-ExpressEfficiencyRebateProgram | 213240-Refrigeration-Med Temp Std. to HE Open Display Case |  | 10 | Commercial | 01-ALC-AllCommercial-Refrig | 0 |  |  |  |  | 50 | 20 | 0 | 0 | 0 | 30 | 318 |  | kWh | 0.04 | 0 | Commercial |  | Annual | [5 empty] | 16 | 0.96 |  |  |  | 0 | 0 | 0 | 8 | 0 | 0 | 0 | 0 | 0 | 0 | 0 | 0 | 2006 Qtr 1: 0; 2006 Qtr 2: 0; 2006 Qtr 3: 0; 2006 Qtr 4: 0; 2007 Qtr 1: 0; 2007 Qtr 2: 0; 2007 Qtr 3: 0; 2007 Qtr 4: 0; 2008 Qtr 1: 0; 2008 Qtr 2: 0; 2008 Qtr 3: 0; 2008 Qtr 4: 8 | 8
SDGE3012_EXP_EXP-ExpressEfficiencyRebateProgram | 213062-Lighting - Occupancy Sensor - Wallbox Lighting Sensor | CALC00AVOCC01 | 7 | Commercial | 01-ALC-AllCommercial-IntLight | 0 |  |  |  |  | 42.2833 | 22.5 | 0 | 0 | 0 | 19.7833 | 213.759 |  | kWh | 0 | 0 | Commercial |  | Annual | [5 empty] | 8 | 0.96 |  |  |  | 0 | 0 | 0 | 59 | 0 | 0 | 0 | 0 | 0 | 0 | 0 | 0 | 2006 Qtr 1: 0; 2006 Qtr 2: 0; 2006 Qtr 3: 0; 2006 Qtr 4: 0; 2007 Qtr 1: 0; 2007 Qtr 2: 0; 2007 Qtr 3: 0; 2007 Qtr 4: 0; 2008 Qtr 1: 59; 2008 Qtr 2: 0; 2008 Qtr 3: 0; 2008 Qtr 4: 0 | 59
SDGE3012_EXP_EXP-ExpressEfficiencyRebateProgram | 213224-Lighting - Occupancy Sensor - Wall/Ceiling Mounted Lighting Sensor | CALC00AVOCC01 | 7 | Commercial | 01-ALC-AllCommercial-IntLight | 0 |  |  |  |  | 42.2833 | 83.5 | 0 | 0 | 0 | -41.2167 | 213.759 |  | kWh | 0.17617 | 0 | Commercial |  | Annual | [5 empty] | 8 | 0.96 |  |  |  | 0 | 0 | 0 | 98 | 0 | 0 | 0 | 0 | 0 | 0 | 0 | 0 | 2006 Qtr 1: 0; 2006 Qtr 2: 0; 2006 Qtr 3: 0; 2006 Qtr 4: 0; 2007 Qtr 1: 0; 2007 Qtr 2: 0; 2007 Qtr 3: 0; 2007 Qtr 4: 0; 2008 Qtr 1: 98; 2008 Qtr 2: 0; 2008 Qtr 3: 0; 2008 Qtr 4: 0 | 98
SDGE3012_EXP_EXP-ExpressEfficiencyRebateProgram | 213068-Refrigeration - Food Service -Auto Closer for Main Freezer Doors | Averaged DEER Msrs | 7 | Commercial | 01-ALC-AllCommercial-Refrig | 0 |  |  |  |  | 433.2219 | 160.5 | 0 | 0 | 0 | 272.7219 | 2785.8135 |  | kWh | 0.27593 | -0.026688 | Commercial |  | Annual | [5 empty] | 8 | 0.96 |  |  |  | 0 | 0 | 0 | 1 | 0 | 0 | 0 | 0 | 0 | 0 | 0 | 0 | 2006 Qtr 1: 0; 2006 Qtr 2: 0; 2006 Qtr 3: 0; 2006 Qtr 4: 0; 2007 Qtr 1: 0; 2007 Qtr 2: 0; 2007 Qtr 3: 0; 2007 Qtr 4: 0; 2008 Qtr 1: 1; 2008 Qtr 2: 0; 2008 Qtr 3: 0; 2008 Qtr 4: 0 | 1
SDGE3012_EXP_EXP-ExpressEfficiencyRebateProgram | 213068-Refrigeration - Food Service -Auto Closer for Main Freezer Doors | Averaged DEER Msrs | 7 | Commercial | 01-ALC-AllCommercial-Refrig | 0 |  |  |  |  | 433.2219 | 160.5 | 0 | 0 | 0 | 272.7219 | 2785.8135 |  | kWh | 0.27593 | -0.026688 | Commercial |  | Annual | [5 empty] | 8 | 0.96 |  |  |  | 0 | 0 | 0 | 1 | 0 | 0 | 0 | 0 | 0 | 0 | 0 | 0 | 2006 Qtr 1: 0; 2006 Qtr 2: 0; 2006 Qtr 3: 0; 2006 Qtr 4: 0; 2007 Qtr 1: 0; 2007 Qtr 2: 0; 2007 Qtr 3: 0; 2007 Qtr 4: 0; 2008 Qtr 1: 1; 2008 Qtr 2: 0; 2008 Qtr 3: 0; 2008 Qtr 4: 0 | 1
SDGE3012_EXP_EXP-ExpressEfficiencyRebateProgram | 213068-Refrigeration - Food Service -Auto Closer for Main Freezer Doors | Averaged DEER Msrs | 7 | Commercial | 01-ALC-AllCommercial-Refrig | 0 |  |  |  |  | 433.2219 | 160.5 | 0 | 0 | 0 | 272.7219 | 2785.8135 |  | kWh | 0.27593 | -0.026688 | Commercial |  | Annual | [5 empty] | 8 | 0.96 |  |  |  | 0 | 0 | 0 | 2 | 0 | 0 | 0 | 0 | 0 | 0 | 0 | 0 | 2006 Qtr 1: 0; 2006 Qtr 2: 0; 2006 Qtr 3: 0; 2006 Qtr 4: 0; 2007 Qtr 1: 0; 2007 Qtr 2: 0; 2007 Qtr 3: 0; 2007 Qtr 4: 0; 2008 Qtr 1: 2; 2008 Qtr 2: 0; 2008 Qtr 3: 0; 2008 Qtr 4: 0 | 2
Do NOT enter program data in this row or below. The Spreadsheet will not evaluate any such data. | bar: 2009 Qtr 1; 2011 Qtr 2 to 2011 Qtr 4; 2013 Qtr 2 to 2013 Qtr 4; 2015 Qtr 2 to 2015 Qtr 4
Lists of Dimensions and their Labels
|  |  | Climate Zones | Sectors | End Use Validation List |  | Measure Types for Measure Life | Measure Types for NTGR | Gas Sector | Gas Savings Profile | Combustor Type
|  |  | 7 | Residential | 01-ALC-AllCommercial-Cooling |  | NONRESIDENTIAL MEASURES: |  | Residential | Summer Only | Large Boilers (>100 MMBtu/hr Heat Input):Uncontrolled
|  |  | 10 | Commercial | 01-ALC-AllCommercial-ExtLight |  | **************************************************************** | Appliance early retirement and replacement 0.80 | Commercial | Winter Only | Large Boilers (>100 MMBtu/hr Heat Input):Controlled Low NOx Burner
|  |  | 14 | Industrial | 01-ALC-AllCommercial-IntLight |  | Ballast – Dimmable: NR - 11 | California Home Energy Efficiency Rating System (CHEERS) | Core | Annual | Large Boilers (>100 MMBtu/hr Heat Input):Controlled – Flue Gas Recirculation
|  |  | 15 | Agricultural | 01-ALC-AllCommercial-OffEquip |  | Ballast – Electronic: NR - 11 | Residential Audits 0.72 |  |  | Small Boilers (<100 MMBtu/hr Heat Input):Uncontrolled
|  |  | System | Not Used | 01-ALC-AllCommercial-Refrig |  | Fluorescent Fixture – T8: C/I/A - 11 | Refrigerator Recycling 0.35 |  |  | Small Boilers (<100 MMBtu/hr Heat Input):Controlled Low NOx Burner
|  |  |  | Not Used | 01-ALC-AllCommercial-Vent/Fan |  | Fixture: T8 Lamp & Electronic Ballast: C/I/A - 11 | Freezer Recycling 0.54 |  |  | Small Boilers (<100 MMBtu/hr Heat Input):Controlled – Flue Gas Recirculation
|  |  |  | Not Used | 02-ASM-Assembly-Cooling |  | T8 Fixtures – 17 Watt Lamp, 2ft or 32-watt Lamp, 4ft 11 | Residential Contractor Program 0.89 |  |  | Residential Furnaces (<0.3):Uncontrolled
[5 empty] | 02-ASM-Assembly-Exit |  | T8 Lamps: C/I/A - 5 | Emerging Technologies 0.83
[5 empty] | 02-ASM-Assembly-ExtLight |  | High Efficiency Lighting (HID): NR - 16 | All other residential programs 0.80
[5 empty] | 02-ASM-Assembly-IntLight |  | High Output T5 Fixture: NR - 16 |  | Electric Rate | Gas Rate
[5 empty] | 03-BCR-BothResidentialandCommercial-COOL |  | Indoor or Outdoor Lighting System Modification: NR - 13.5 | Advanced water heating systems 1.00 | Residential | 0
[5 empty] | 03-BCR-BothResidentialandCommercial-LIT_INT |  | Lighting Controls: NR - 16 | Agricultural and Dairy Incentives 0.75 | Commercial | Residential
[5 empty] | 03-BCR-BothResidentialandCommercial-OFF_EQ |  | Daylighting Controls; NR - 16 | Coin Laundry and Dry Cleaner Education 0.70 | Not Used | Not Used
[5 empty] | 03-BCR-BothResidentialandCommercial-LIT_EXT |  | Lighting Power Density: NR - 11 | Commercial and agricultural information, tools, or design assistance services | Not Used
[5 empty] | 03-BCR-BothResidentialandCommercial-REFG |  | Exit Sign – CF Hardware Kit/LED/ Electro-Luminescent: NR - 16 | Comprehensive Space Conditioning 1.00 | Not Used
[5 empty] | 03-BCR-BothResidentialandCommercial-VENT |  | Occupancy Sensor: NR - 8 | Lodging Education 0.70
[5 empty] | 04-DMO-ResidentialMobileHome–DoubleWide-CL_DRY |  | Photocell: NR - 8 | Express Efficiency (rebates) 0.96
[5 empty] | 04-DMO-ResidentialMobileHome–DoubleWide-CL_WASH |  | Time Clock – Lighting: NR - 8 | Energy Management Services, including audits (for small and medium customers)
[5 empty] | 04-DMO-ResidentialMobileHome–DoubleWide-DSH_WASH |  | Induction Lamps: NR - 2 | Food Services Equipment Retrofit 1.00
[5 empty] | 04-DMO-ResidentialMobileHome–DoubleWide-FREEZ |  | Induction Fixture: NR - 16 | Industrial Information and Services 0.74
[5 empty] | 04-DMO-ResidentialMobileHome–DoubleWide-LIGHT |  | Delamp/reflectors: C/I - 11 | Large Standard Performance Contract 0.70
[5 empty] | 04-DMO-ResidentialMobileHome–DoubleWide-POOL_PMP |  | Optical Reflectors- new construction: Ind, NRNC - 12 | All other nonresidential programs 0.80
[5 empty] | 04-DMO-ResidentialMobileHome–DoubleWide-REFG |  | Optical Reflectors- retrofit: NR - 10 | New Construction
[5 empty] | 04-DMO-ResidentialMobileHome–DoubleWide-SP_COOL |  | HID fixture: Interior, >= 176 Watts lamp: Ind - 16 | Industrial and Agricultural Process 0.94
[5 empty] | 04-DMO-ResidentialMobileHome–DoubleWide-SP_HEAT |  | HID fixture: Interior, 251-400 Watt lamp: Com - 16 | Industrial new construction incentives 0.62
[5 empty] | 04-DMO-ResidentialMobileHome–DoubleWide-WAT_HEAT |  | CFL Fixture: Pin based CFL fixture: Com - 12.0 | Savings by Design 0.82
[5 empty] | 05-ECC-Education–CommunityCollege-COOL |  | Screw-in CFL: Education - Primary School: NR - 5.6 | All other new construction programs 0.80
[5 empty] | 05-ECC-Education–CommunityCollege-LIT_INT |  | Screw-in CFL: Education - Secondary School: NR - 3.5 | Large Standard Performance Contract 0.7011
[5 empty] | 05-ECC-Education–CommunityCollege-OFF_EQ |  | Screw-in CFL: Education - Community College: NR - 2.1 | Savings by Design 0.8212
[5 empty] | 05-ECC-Education–CommunityCollege-LIT_EXT |  | Screw-in CFL: Education - University: NR - 2.6 | Codes and Standards
[5 empty] | 05-ECC-Education–CommunityCollege-REFG |  | Screw-in CFL: Grocery: NR - 1.4
[5 empty] | 05-ECC-Education–CommunityCollege-VENT |  | Screw-in CFL: Health/Medical - Hospital: NR - 0.9
[5 empty] | 06-EPR-Education–PrimarySchool-COOL |  | Screw-in CFL: Health/Medical - Nursing Home: NR - 0.9
[5 empty] | 06-EPR-Education–PrimarySchool-LIT_INT |  | Screw-in CFL: Lodging - Hotel: NR - 0.9
[5 empty] | 06-EPR-Education–PrimarySchool-OFF_EQ |  | Screw-in CFL: Lodging - Motel: NR - 0.9
[5 empty] | 06-EPR-Education–PrimarySchool-LIT_EXT |  | Screw-in CFL: Lodging - Guest Rooms: NR - 7.0
[5 empty] | 06-EPR-Education–PrimarySchool-REFG |  | Screw-in CFL: Manufacturing - Light Industrial: NR - 2.8
[5 empty] | 06-EPR-Education–PrimarySchool-VENT |  | Screw-in CFL: Office - Large: NR - 2.9
[5 empty] | 07-ESE-Education–SecondarySchool-COOL |  | Screw-in CFL: Office - Small: NR - 3.2
[5 empty] | 07-ESE-Education–SecondarySchool-LIT_INT |  | Screw-in CFL: Restaurant - Sit-Down: NR - 2.3
[5 empty] | 07-ESE-Education–SecondarySchool-OFF_EQ |  | Screw-in CFL: Restaurant - Fast-Food: NR - 1.3
[5 empty] | 07-ESE-Education–SecondarySchool-LIT_EXT |  | Screw-in CFL: Retail - 3-Story Large: NR - 1.9
[5 empty] | 07-ESE-Education–SecondarySchool-REFG |  | Screw-in CFL: Retail - Single-Story Large: NR - 1.8
[5 empty] | 07-ESE-Education–SecondarySchool-VENT |  | Screw-in CFL: Retail - Small: NR - 2.1
[5 empty] | 08-EUN-Education–University-COOL |  | Screw-in CFL: Storage - Conditioned: NR - 2.8
[5 empty] | 08-EUN-Education–University-LIT_INT |  | Screw-in CFL: Storage - Unconditioned: NR - 2.8
[5 empty] | 08-EUN-Education–University-OFF_EQ |  | Screw-in CFL: Warehouse - Refrigerated: NR - 3.1
08-EUN-Education–University-LIT_EXT
[5 empty] | 08-EUN-Education–University-REFG |  | HVAC/Refrigeration – SPC: NR - 16
[5 empty] | 08-EUN-Education–University-VENT |  | Chiller – High Efficiency: NR - 20
[5 empty] | 09-GRO-Grocery-COOL |  | Chiller – Variable Speed Drive: NR - 20
[5 empty] | 09-GRO-Grocery-LIT_INT |  | Water Cooled Chillers: NR - 20
[5 empty] | 09-GRO-Grocery-OFF_EQ |  | Air Conditioners – High Efficiency: NR - 15
[5 empty] | 09-GRO-Grocery-LIT_EXT |  | Packaged HVAC Systems: NR - 15
[5 empty] | 09-GRO-Grocery-REFG |  | Install HVAC EMS: Com - 14
[5 empty] | 09-GRO-Grocery-VENT |  | AC Packaged Terminal Units: NR - 15
[5 empty] | 10-HSP-Health/Medical–Hospital-COOL |  | Evaporative Coolers: NR - 15
[5 empty] | 10-HSP-Health/Medical–Hospital-LIT_INT |  | Boiler – High Efficiency: NR - 20
[5 empty] | 10-HSP-Health/Medical–Hospital-OFF_EQ |  | Cooling Towers/Evaporative Condenser: NR - 15
[5 empty] | 10-HSP-Health/Medical–Hospital-LIT_EXT |  | Heat Pump – Split System: NR - 15
[5 empty] | 10-HSP-Health/Medical–Hospital-REFG |  | Heat Pump with Integrated Water Heating: NR - 10
[5 empty] | 10-HSP-Health/Medical–Hospital-VENT |  | Ground Source Heat Pump: NR - 15
[5 empty] | 11-HTL-Lodging–Hotel(GuestRooms)-COOL |  | Reduce Internal Load: NR - 15
[5 empty] | 11-HTL-Lodging–Hotel(GuestRooms)-LIT_INT |  | Insulation: NR - 20
[5 empty] | 11-HTL-Lodging–Hotel(GuestRooms)-OFF_EQ |  | Insulation Package: NR - 20
[5 empty] | 11-HTL-Lodging–Hotel(GuestRooms)-LIT_EXT |  | Reflective Window Film: NR - 10
[5 empty] | 11-HTL-Lodging–Hotel(GuestRooms)-REFG |  | Bypass/Delay Timer(lighting): NR - 8
[5 empty] | 11-HTL-Lodging–Hotel(GuestRooms)-VENT |  | Set-Back Thermostat: NR - 11
[5 empty] | 12-MBT-Manufacturing–Bio/Tech-AG_PUMP |  | Time Clock - HVAC: NR - 10
[5 empty] | 12-MBT-Manufacturing–Bio/Tech-COMP_AIR |  | HVAC/Space Heating/Efficiency (Gas): NR - 18
[5 empty] | 12-MBT-Manufacturing–Bio/Tech-COOL |  | Nonresidential Gas – AC: NR - 20
12-MBT-Manufacturing–Bio/Tech-LIGHT
[5 empty] | 12-MBT-Manufacturing–Bio/Tech-MOTOR |  | Adjustable speed drive, application unknown: Ag - 10
[5 empty] | 12-MBT-Manufacturing–Bio/Tech-PROC_OTH |  | Adjustable speed drive, application unknown: Com - 10
[5 empty] | 13-MFM-ResidentialMulti-family-CL_DRY |  | Adjustable Speed Drive: HVAC fan, 50 HP Max: Com - 10
[5 empty] | 13-MFM-ResidentialMulti-family-CL_WASH |  | Pump repair: Ag - 11
[5 empty] | 13-MFM-ResidentialMulti-family-DSH_WASH |  | Injection molding machines: Ind - 15
[5 empty] | 13-MFM-ResidentialMulti-family-FREEZ |  | Plastic extusion equipment: Ind - 15
[5 empty] | 13-MFM-ResidentialMulti-family-LIGHT |  | Process cooling: Ind - 15
[5 empty] | 13-MFM-ResidentialMulti-family-POOL_PMP |  | Process equipment insulation: Ind - 15
13-MFM-ResidentialMulti-family-REFG
[5 empty] | 13-MFM-ResidentialMulti-family-SP_COOL |  | Horizontal Clothes Washer: NR - 10
[5 empty] | 13-MFM-ResidentialMulti-family-SP_HEAT |  | Efficient Dishwashing: NR - 5
[5 empty] | 13-MFM-ResidentialMulti-family-WAT_HEAT |  | Water Heater Controls: NR - 15
[5 empty] | 14-MLI-Manufacturing–LightIndustry-AG_PUMP |  | Cooking measures , Assorted: Com - 12
[5 empty] | 14-MLI-Manufacturing–LightIndustry-COMP_AIR |  | Water Heater – Gas: NR - 15
[5 empty] | 14-MLI-Manufacturing–LightIndustry-COOL |  | Domestic Hot Water Boiler (Gas): NR - 20
14-MLI-Manufacturing–LightIndustry-LIGHT
[5 empty] | 14-MLI-Manufacturing–LightIndustry-MOTOR |  | Auto Closer for Cooler/Freezer: NR - 8
[5 empty] | 14-MLI-Manufacturing–LightIndustry-PROC_OTH |  | Door Gaskets: NR - 4
[5 empty] | 15-MTL-Lodging–Motel-COOL |  | Floating Head Pressure: NR - 16
[5 empty] | 15-MTL-Lodging–Motel-LIT_INT |  | Heatless Door: NR - 16
[5 empty] | 15-MTL-Lodging–Motel-OFF_EQ |  | Humidistat Control for Anti-Sweat Heater: NR - 12
[5 empty] | 15-MTL-Lodging–Motel-LIT_EXT |  | Insulation on Refrigeration Suction Line: NR - 11
[5 empty] | 15-MTL-Lodging–Motel-REFG |  | Night Covers for Display Cases: NR - 5
[5 empty] | 15-MTL-Lodging–Motel-VENT |  | PSC Evaporator Motor – Walkin/ Display: NR - 15
[5 empty] | 16-NRS-Health/Medical–Clinic-COOL |  | Refrigeration Case Doors – Glass/Acrylic: NR - 12
[5 empty] | 16-NRS-Health/Medical–Clinic-LIT_INT |  | Refrigerator Case with Doors: NR - 12
[5 empty] | 16-NRS-Health/Medical–Clinic-OFF_EQ |  | Refrigerator Condensate Evaporator – Elec/Non Elec: NR - 8
[5 empty] | 16-NRS-Health/Medical–Clinic-LIT_EXT |  | Strip Curtains for Walk-Ins: NR - 4
[5 empty] | 16-NRS-Health/Medical–Clinic-REFG |  | Ballast: Electronic, for display case: NR - 11
[5 empty] | 16-NRS-Health/Medical–Clinic-VENT |  | Defrost: NR - 16
[5 empty] | 17-OFL-Office–Large-Cooling |  | FHP & EFF Conditioner: NR - 16
[5 empty] | 17-OFL-Office–Large-ExtLight |  | High-efficiency Liquid Suction Heat Exchangers: NR - 16
[5 empty] | 17-OFL-Office–Large-IntLight |  | Night Shields on Refrigerator and Freezer Cases: NR - 5
[5 empty] | 17-OFL-Office–Large-OffEquip |  | Walk-in Refrigerator or Freezer: Evaporative Fan Controller: NR - 5
[5 empty] | 17-OFL-Office–Large-Refrig |  | Multiplec Refrigeration Systems/Supermarket Systems: NR - 10
17-OFL-Office–Large-Vent/Fan
[5 empty] | 18-OFS-Office–Small-Cooling |  | Kiln/Oven/Furnace: NR - 18
[5 empty] | 18-OFS-Office–Small-ExtLight |  | Thermal Night Curtains: NR - 5
[5 empty] | 18-OFS-Office–Small-IntLight |  | Custom Measures – SPC: NR - 15
[5 empty] | 18-OFS-Office–Small-OffEquip |  | Local Government Partnership: NR - 11
[5 empty] | 18-OFS-Office–Small-Refrig |  | Audits: NR - 3
[5 empty] | 18-OFS-Office–Small-Vent/Fan |  | Plug Load Sensor: NR - 10
[5 empty] | 19-RES-AllResidential-CL_DRY |  | Information: NR - 1
[5 empty] | 19-RES-AllResidential-CL_WASH |  | High Efficiency Motors: NR - 15
[5 empty] | 19-RES-AllResidential-DSH_WASH |  | Process Overhaul: NR - 20
[5 empty] | 19-RES-AllResidential-FREEZ |  | System Controls: NR - 15
19-RES-AllResidential-LIGHT
19-RES-AllResidential-POOL_PMP
[5 empty] | 19-RES-AllResidential-REFG |  | RESIDENTIAL MEASURES
[5 empty] | 19-RES-AllResidential-SP_COOL |  | ****************************************************************
[5 empty] | 19-RES-AllResidential-SP_HEAT |  | T8 Fixtures ; lamp or ballast: Res - 15
[5 empty] | 19-RES-AllResidential-WAT_HEAT |  | Pin based CFL Fixture: Res - 16
[5 empty] | 20-RFF-Restaurant–FastFood-Cooling |  | CFL: Indoor Screw in: Res - 9.4
[5 empty] | 20-RFF-Restaurant–FastFood-ExtLight |  | CFL: Outdoor Screw in: Res - 7
[5 empty] | 20-RFF-Restaurant–FastFood-IntLight |  | Torchiere: Res - 9
20-RFF-Restaurant–FastFood-OffEquip
[5 empty] | 20-RFF-Restaurant–FastFood-Refrig |  | Air Conditioners with SEER >= 11.0: Res - 18
[5 empty] | 20-RFF-Restaurant–FastFood-Vent/Fan |  | Central Air Conditioners: Res - 18
[5 empty] | 21-RSD-Restaurant–SitDown-COOL |  | Duct Testing: Res NC - 18
[5 empty] | 21-RSD-Restaurant–SitDown-LIT_INT |  | High Energy Efficiency Ducts: Res - 18
[5 empty] | 21-RSD-Restaurant–SitDown-OFF_EQ |  | Whole House Fan: Res - 15
[5 empty] | 21-RSD-Restaurant–SitDown-LIT_EXT |  | Evaporative Cooler: Res - 15
[5 empty] | 21-RSD-Restaurant–SitDown-PROC_OTH |  | Glazing - Low E Double / Low Shade Coefficient: Res - 20
[5 empty] | 21-RSD-Restaurant–SitDown-REFG |  | Heat Pump - Electric: Res - 15
[5 empty] | 21-RSD-Restaurant–SitDown-VENT |  | Insulation - Ceiling / Floor / Walls: Res - 20
[5 empty] | 22-RT3-Retail–3StoryLarge-COOL |  | A/C with Integrated Water Heating: Res - 10
[5 empty] | 22-RT3-Retail–3StoryLarge-LIT_INT |  | Programmable Thermostat: Res - 12
22-RT3-Retail–3StoryLarge-OFF_EQ
[5 empty] | 22-RT3-Retail–3StoryLarge-LIT_EXT |  | Audits: Res - 3
[5 empty] | 22-RT3-Retail–3StoryLarge-REFG |  | Gas Cooktops: Res - 20
[5 empty] | 22-RT3-Retail–3StoryLarge-VENT |  | Gas Dryer Stub: Res - 18
[5 empty] | 23-RTL-Retail–SingleStorylarge-COOL |  | Energy-Efficient Furnaces: Res - 18
23-RTL-Retail–SingleStorylarge-LIT_INT
[5 empty] | 23-RTL-Retail–SingleStorylarge-OFF_EQ |  | Refrigerator Recycling: Res - 10
[5 empty] | 23-RTL-Retail–SingleStorylarge-LIT_EXT |  | Refrigerator - Energy Efficient; 20% more efficient: Res - 18
[5 empty] | 23-RTL-Retail–SingleStorylarge-REFG |  | Refrigerators: Res - 18
23-RTL-Retail–SingleStorylarge-VENT
24-RTS-Retail–Small-COOL
[5 empty] | 24-RTS-Retail–Small-LIT_INT |  | GENERIC USEFUL LIVES:
[5 empty] | 24-RTS-Retail–Small-OFF_EQ |  | ****************************************************************
[5 empty] | 24-RTS-Retail–Small-LIT_EXT |  | 0.1
[5 empty] | 24-RTS-Retail–Small-REFG |  | 0.2
[5 empty] | 24-RTS-Retail–Small-VENT |  | 0.3
[5 empty] | 25-SCN-Storage–Conditioned-Cooling |  | 0.4
[5 empty] | 25-SCN-Storage–Conditioned-Exit |  | 0.5
[5 empty] | 25-SCN-Storage–Conditioned-ExtLight |  | 0.6
[5 empty] | 26-SFM-ResidentialSingleFamily-CL_DRY |  | 0.7
[5 empty] | 26-SFM-ResidentialSingleFamily-CL_WASH |  | 0.8
[5 empty] | 26-SFM-ResidentialSingleFamily-DSH_WASH |  | 0.9
[5 empty] | 26-SFM-ResidentialSingleFamily-FREEZ |  | 1
[5 empty] | 26-SFM-ResidentialSingleFamily-LIGHT |  | 1.1
[5 empty] | 26-SFM-ResidentialSingleFamily-POOL_PMP |  | 1.2
[5 empty] | 26-SFM-ResidentialSingleFamily-REFG |  | 1.3
[5 empty] | 26-SFM-ResidentialSingleFamily-SP_COOL |  | 1.4
[5 empty] | 26-SFM-ResidentialSingleFamily-SP_HEAT |  | 1.5
[5 empty] | 26-SFM-ResidentialSingleFamily-WAT_HEAT |  | 1.6
[5 empty] | 27-SMO-ResidentialMobileHome–SingleWide-CL_DRY |  | 1.7
[5 empty] | 27-SMO-ResidentialMobileHome–SingleWide-CL_WASH |  | 1.8
[5 empty] | 27-SMO-ResidentialMobileHome–SingleWide-DSH_WASH |  | 1.9
[5 empty] | 27-SMO-ResidentialMobileHome–SingleWide-FREEZ |  | 2
[5 empty] | 27-SMO-ResidentialMobileHome–SingleWide-LIGHT |  | 2.1
[5 empty] | 27-SMO-ResidentialMobileHome–SingleWide-POOL_PMP |  | 2.2
[5 empty] | 27-SMO-ResidentialMobileHome–SingleWide-REFG |  | 2.3
[5 empty] | 27-SMO-ResidentialMobileHome–SingleWide-SP_COOL |  | 2.4
[5 empty] | 27-SMO-ResidentialMobileHome–SingleWide-SP_HEAT |  | 2.5
[5 empty] | 27-SMO-ResidentialMobileHome–SingleWide-WAT_HEAT |  | 2.6
[5 empty] | 28-SUN-Storage–Unconditioned-Exit |  | 2.7
[5 empty] | 28-SUN-Storage–Unconditioned-ExtLight |  | 2.8
[5 empty] | 29-WRF-Storage–Refrigerated-Cooling |  | 2.9
[5 empty] | 29-WRF-Storage–Refrigerated-Exit |  | 3
[5 empty] | 29-WRF-Storage–Refrigerated-ExtLight |  | 3.1
[5 empty] | 30-S20-SIC20Food&KindredProducts-AG_PUMP |  | 3.2
[5 empty] | 30-S20-SIC20Food&KindredProducts-COMP_AIR |  | 3.3
[5 empty] | 30-S20-SIC20Food&KindredProducts-COOL |  | 3.4
[5 empty] | 30-S20-SIC20Food&KindredProducts-LIGHT |  | 3.5
[5 empty] | 30-S20-SIC20Food&KindredProducts-MOTOR |  | 3.6
[5 empty] | 30-S20-SIC20Food&KindredProducts-PROC_OTH |  | 3.7
[5 empty] | 31-S26-SIC26Paper&AlliedProducts-AG_PUMP |  | 3.8
[5 empty] | 31-S26-SIC26Paper&AlliedProducts-COMP_AIR |  | 3.9
[5 empty] | 31-S26-SIC26Paper&AlliedProducts-COOL |  | 4
[5 empty] | 31-S26-SIC26Paper&AlliedProducts-LIGHT |  | 4.1
[5 empty] | 31-S26-SIC26Paper&AlliedProducts-MOTOR |  | 4.2
[5 empty] | 31-S26-SIC26Paper&AlliedProducts-PROC_OTH |  | 4.3
[5 empty] | 32-S28-SIC28Chemicals&AlliedProducts-AG_PUMP |  | 4.4
[5 empty] | 32-S28-SIC28Chemicals&AlliedProducts-COMP_AIR |  | 4.5
[5 empty] | 32-S28-SIC28Chemicals&AlliedProducts-COOL |  | 4.6
[5 empty] | 32-S28-SIC28Chemicals&AlliedProducts-LIGHT |  | 4.7
[5 empty] | 32-S28-SIC28Chemicals&AlliedProducts-MOTOR |  | 4.8
[5 empty] | 32-S28-SIC28Chemicals&AlliedProducts-PROC_OTH |  | 4.9
[5 empty] | 33-S29-SIC29Petroleum&CoalProducts-AG_PUMP |  | 5
[5 empty] | 33-S29-SIC29Petroleum&CoalProducts-COMP_AIR |  | 5.1
[5 empty] | 33-S29-SIC29Petroleum&CoalProducts-COOL |  | 5.2
[5 empty] | 33-S29-SIC29Petroleum&CoalProducts-LIGHT |  | 5.3
[5 empty] | 33-S29-SIC29Petroleum&CoalProducts-MOTOR |  | 5.4
[5 empty] | 33-S29-SIC29Petroleum&CoalProducts-PROC_OTH |  | 5.5
[5 empty] | 34-S33-SIC33Metals-AG_PUMP |  | 5.6
[5 empty] | 34-S33-SIC33Metals-COMP_AIR |  | 5.7
[5 empty] | 34-S33-SIC33Metals-COOL |  | 5.8
[5 empty] | 34-S33-SIC33Metals-LIGHT |  | 5.9
[5 empty] | 34-S33-SIC33Metals-MOTOR |  | 6
[5 empty] | 34-S33-SIC33Metals-PROC_OTH |  | 6.1
[5 empty] | 35-OTI-OtherIndustrial-AG_PUMP |  | 6.2
[5 empty] | 35-OTI-OtherIndustrial-COMP_AIR |  | 6.3
[5 empty] | 35-OTI-OtherIndustrial-COOL |  | 6.4
[5 empty] | 35-OTI-OtherIndustrial-LIGHT |  | 6.5
[5 empty] | 35-OTI-OtherIndustrial-MOTOR |  | 6.6
[5 empty] | 35-OTI-OtherIndustrial-PROC_OTH |  | 6.7
[5 empty] | 36-GST-Lodging-GuestRooms-Cooling |  | 6.8
[5 empty] | 36-GST-Lodging-GuestRooms-ExtLight |  | 6.9
[5 empty] | 36-GST-Lodging-GuestRooms-IntLight |  | 7
[5 empty] | 36-GST-Lodging-GuestRooms-OffEquip |  | 7.1
[5 empty] | 36-GST-Lodging-GuestRooms-Refrig |  | 7.2
[5 empty] | 36-GST-Lodging-GuestRooms-Vent/Fan |  | 7.3
7.4
7.5
7.6
7.7
7.8
7.9
8
8.1
8.2
8.3
8.4
8.5
8.6
8.7
8.8
8.9
9
9.1
9.2
9.3
9.4
9.5
9.6
9.7
9.8
9.9
10
10.1
10.2
10.3
10.4
10.5
10.6
10.7
10.8
10.9
11
11.1
11.2
11.3
11.4
11.5
11.6
11.7
11.8
11.9
12
12.1
12.2
12.3
12.4
12.5
12.6
12.7
12.8
12.9
13
13.1
13.2
13.3
13.4
13.5
13.6
13.7
13.8
13.9
14
14.1
14.2
14.3
14.4
14.5
14.6
14.7
14.8
14.9
15
15.1
15.2
15.3
15.4
15.5
15.6
15.7
15.8
15.9
16
16.1
16.2
16.3
16.4
16.5
16.6
16.7
16.8
16.9
17
17.1
17.2
17.3
17.4
17.5
17.6
17.7
17.8
17.9
18
19
20