## Export
PROGRAM NAME | 0
BUDGET
Administrative Costs
Overhead and G&A | 0
Other Administrative Costs | 0
Marketing/Outreach | 0
Direct Implementation
Incentives and Rebates
User Input Incentive | 0
Direct Install Rebate | 2372963.12
Direct Install Labor | 0
Direct Install Materials | 0
Activity | 0
Installation | 0
Hardware & Materials | 0
Rebate Processing & Inspection | 0
EM&V Costs | 0
Budget | 2372963.12
Costs recovered from other sources | 0
Budget (plus other costs) | 2372963.12
PROGRAM IMPACTS
Program Reductions for Measures installed through 2008
User Entered kW (kW) | 2230.3472
Net Jul-Sept Peak (kW) | 2132.4838
Net Dec-Feb Peak (kW) | 1473.8287
Net NCP (kW) | 953.0158
Net CEC (kW) | 0
Annual Net kWh | 13057226.9021
Lifecycle Net kWh | 117076070.3378
Annual Net Therms | 174264.4228
Lifecycle Net Therms | 1942055.0612
Cost Effectiveness for all measures installed through 2012
TRC
Costs | 3569813.7745
Electric Benefits | 7114599.6249
Gas Benefits | 1081609.9651
Net Benefits (NPV) | 4626395.8154
BC Ratio | 2.296
PAC
Costs | 1971294.5679
Electric Benefits | 7114599.6249
Gas Benefits | 1081609.9651
Net Benefits (NPV) | 6224915.022
BC Ratio | 4.1578
Levelized Cost
Levelized Cost TRC ($/kWh )
Discounted kWh | 69434594.3357
Cost | 0.043485
Benefits | 0.10246
Benefit-Cost | 0.05898
Levelized Cost PAC ($/kWh)
Discounted kWh | 69434594.3357
Cost | 0.025932
Benefits | 0.10246
Benefit-Cost | 0.076532
Levelized Cost TRC ($/therm)
Discounted Therms | 1047378.9553
Cost | 0.3325
Benefits | 1.0327
Benefit-Cost | 0.70018
Levelized Cost PAC ($/therm)
Discounted Therms | 1047378.9553
Cost | 0.10092
Benefits | 1.0327
Benefit-Cost | 0.93176
Emission Annual Reductions (2006-2008) |  | Energy Division File sheet "Attachment II" Total Electricity and Gas Emission Reductions
Electric Annual CO2 (tons) - 2006 | 96.0891 |  | 2006 | 2007 | 2008 | 2009 | 2010 | 2011 | 2012
2007 | 2033.3249 |  | Total | Total | Total | Total | Total | Total | Total
2008 | 5224.9861 | Annual CO2 Emission Reductions (tons) | 105.682 | 2602.9552 | 5665.2099 | 0 | 0 | 0 | 0
Electric Lifecycle CO2 (tons) - 2006 | 446.6255 | Lifecycle CO2 Emission Reductions (tons) | 695.0693 | 28733.0594 | 47857.2512 | 0 | 0 | 0 | 0
2007 | 22440.6259 | Annual NOx Emission Reductions (tons) | 0.020605 | 0.71512 | 1.0478 | 0 | 0 | 0 | 0
2008 | 43037.1064 | Lifecycle NOx Emission Reductions (tons) | 0.25587 | 7.897 | 9.5805 | 0 | 0 | 0 | 0
Electric Annual NOX (tons) - 2006 | 0.013062 | Annual SO2 Emission Reductions (tons)
2007 | 0.26721 | Lifecycle SO2 Emission Reductions (tons)
2008 | 0.70164
Electric Lifecycle NOX (tons) - 2006 | 0.06051
2007 | 2.9491
2008 | 5.7903
Electric Annual SO2 (lbs) - 2006
2007
2008
Electric Lifecycle SO2 (lbs) - 2006
2007
2008
Gas Annual CO2 (tons) - 2006 | 9.5928
2007 | 569.6303
2008 | 440.2238
Gas Lifecycle CO2 (tons) - 2006 | 248.4438
2007 | 6292.4335
2008 | 4820.1448
Gas Annual NOX (tons) - 2006 | 0.0075431
2007 | 0.44791
2008 | 0.34616
Gas Lifecycle NOX (tons) - 2006 | 0.19536
2007 | 4.9479
2008 | 3.7902
Gas Annual SO2 (lbs) - 2006
2007
2008
Gas Lifecycle SO2 (lbs) - 2006
2007
2008
Data below not currently used in Energy Division workbook
Levelized Cost RIM ($/therm)
Discounted Therms | 1047378.9553
Cost | 0.24837
Benefits | 1.0327
Benefit-Cost | 0.78431
Levelized Cost RIM ($/kWh)
Discounted kWh | 69434594.3357
Cost | 0.024644
Benefits | 0.10246
Benefit-Cost | 0.78431
RIM
Costs | 1971294.5679
Electric Benefits | 7114599.6249
Gas Benefits | 1081609.9651
Net Benefits (NPV) | 6224915.022
BC Ratio | 4.1578
Impacts for all programs installed trhough 2012
Net July-Sept Peak (kW)
Clothes Dryer | 0
Clothes Washer | 0
Consumer Electronics | 0
Cooking | 0
Dishwasher | 0
Net Dec-Feb Pk (kW)
Clothes Dryer | 0
Clothes Washer | 0
Consumer Electronics | 0
Cooking | 0
Dishwasher | 0
0
Clothes Dryer | 0
Clothes Washer | 0
Consumer Electronics | 0
Cooking | 0
Dishwasher | 0
Annual Net kWh
Clothes Dryer | 0
Clothes Washer | 0
Consumer Electronics | 0
Cooking | 0
Dishwasher | 0
Lifecycle Net kWh
Clothes Dryer | 0
Clothes Washer | 0
Consumer Electronics | 0
Cooking | 0
Dishwasher | 0
Annual Net Therms
Clothes Dryer | 0
Clothes Washer | 0
Consumer Electronics | 0
Cooking | 0
Dishwasher | 0
Lifecycle Net Therms
Clothes Dryer | 0
Clothes Washer | 0
Consumer Electronics | 0
Cooking | 0
Dishwasher | 0

## Output by Measure
0
0
SDG&E | [7 empty] | Levelized Benefits less Costs (TRC) |  |  |  | Levelized Benefits less Costs (PAC) |  |  |  | Benefit Cost Ratios
Net Impacts by Measure | [7 empty] | No Allocated Admin |  | w/ Allocated Admin |  | No Allocated Admin |  | w/ Allocated Admin |  | No Allocated Admin |  | w/ Allocated Admin
| Net Avg Jul-Sep (kW) | Net Dec-Feb Pk (kW) | Net User Entered kW | Annual kWh adj for Net to gross | Lifecycle kWh (Annual * Measure Life) | Annual Therms | Lifecycle Therms | Electric ($/kWh) | Gas ($/Th) | Electric ($/kWh) | Gas ($/Th) | Electric ($/kWh) | Gas ($/Th) | Electric ($/kWh) | Gas ($/Th) | TRC | PAC | TRC | PAC
Total or Average | 2132.4838 | 1473.8287 | 2230.3472 | 13057226.9021 | 117076070.3378 | 174264.4228 | 1942055.0612 | 0.05898 | 0.70018 | 0.05898 | 0.70018 | 0.076532 | 0.93176 | 0.076532 | 0.93176
213068-Refrigeration - Food Service -Auto Closer for Main Freezer Doors | 0.30834 | 0.23862 | 0.26489 | 2674.381 | 21395.0477 | -0.02562 | -0.20496 | 0.06854 | 0.67204 | 0.06854 | 0.67204 | 0.084085 | 0.82446 | 0.084085 | 0.82446 | 3.7335 | 9.8238 | 3.7335 | 9.8238
213147-Premium T8 with T12 34Watt Baseline | 0.027786 | 0.017917 | 0.027459 | 140.3135 | 1543.4484 | -0.26698 | -2.9368 | 0.017138 | 0.14462 | 0.017138 | 0.14462 | 0.064512 | 0.54439 | 0.064512 | 0.54439 | 1.1872 | 2.4598 | 1.1872 | 2.4598
213013-Lighting - 8 Ft T-8 with Elec. Ballast | 0.15603 | 0.10061 | 0.15419 | 787.9142 | 8667.0564 | -1.4992 | -16.4912 | 0.046729 | 0.39433 | 0.046729 | 0.39433 | 0.093949 | 0.79279 | 0.093949 | 0.79279 | 1.754 | 7.3668 | 1.754 | 7.3668
213053-Lighting - Remove 4 Ft T-8 (De-Lamp) | 0.1457 | 0.09395 | 0.14398 | 735.7464 | 8093.2102 | -1.3999 | -15.3993 | 0.091093 | 0.76869 | 0.091093 | 0.76869 | 0.10168 | 0.85804 | 0.10168 | 0.85804 | 6.1721 | 15.4778 | 6.1721 | 15.4778
213054-Lighting - Remove 8 Ft T-8 (De-Lamp) | 0.72137 | 0.46516 | 0.71287 | 3642.7541 | 40070.2948 | -6.9312 | -76.2434 | 0.097698 | 0.82443 | 0.097698 | 0.82443 | 0.098066 | 0.82753 | 0.098066 | 0.82753 | 9.8764 | 10.2176 | 9.8764 | 10.2176
213173-Food Service - Combination Oven-Gas | 0 | 0 | 0 | 0 | 0 | 386.88 | 4642.56 | 0 | -5.5886 | 0 | -5.5886 | 0 | 0.68929 | 0 | 0.68929 | 0.14166 | 3.9579 | 0.14166 | 3.9579
213222-Lighting - Screw in 14-26 Watt Lamp | 2.3223 | 1.4975 | 0.85707 | 11727.038 | 26972.1875 | -54.5374 | -125.4361 | 0.017286 | 0.14034 | 0.017286 | 0.14034 | 0.0048147 | 0.03909 | 0.0048147 | 0.03909 | 1.172 | 1.0426 | 1.172 | 1.0426
213221-Lighting - Screw in >= 27 Watt Lamp | 9.31 | 6.0033 | 3.436 | 47013.7279 | 56416.4735 | -218.6407 | -262.3688 | -0.10023 | -0.92783 | -0.10023 | -0.92783 | -0.15817 | -1.4642 | -0.15817 | -1.4642 | 0.51367 | 0.40096 | 0.51367 | 0.40096
213084-Refrigeration -Cooler/Freezer Door Gaskets - Solid Doors: Cooler | 3.1938 | 2.4716 | 3.1663 | 27701.568 | 110806.272 | 0 | 0 | 0.083688 | 0 | 0.083688 | 0 | 0.083688 | 0 | 0.083688 | 0 | 8.5617 | 8.5617 | 8.5617 | 8.5617
213059-Motors - VFD - HVAC Fans (per Hp) | 5.6753 | 5.1747 | 0 | 43372.8 | 650592 | 0 | 0 | 0.071315 | 0 | 0.071315 | 0 | 0.08838 | 0 | 0.08838 | 0 | 3.483 | 8.5821 | 3.483 | 8.5821
213011-Lighting - 2 Ft 2nd Gen. T-8 with Elec. Ballast | 0.76705 | 0.49462 | 0.75802 | 3873.4618 | 42608.0801 | -7.3702 | -81.0722 | 0.033394 | 0.28456 | 0.033394 | 0.28456 | 0.089753 | 0.76479 | 0.089753 | 0.76479 | 1.447 | 5.8923 | 1.447 | 5.8923
213012-Lighting - 3 Ft 2nd Gen. T-8 with Elec. Ballast | 0.16914 | 0.10906 | 0.16715 | 854.1134 | 9395.2474 | -1.6252 | -17.8767 | 0.05853 | 0.49874 | 0.05853 | 0.49874 | 0.088736 | 0.75613 | 0.088736 | 0.75613 | 2.1808 | 5.5828 | 2.1808 | 5.5828
213147-Premium T8 with T12 34Watt Baseline | 2.3444 | 1.5118 | 2.3168 | 11838.9507 | 130228.458 | -22.5265 | -247.7911 | 0.016517 | 0.14075 | 0.016517 | 0.14075 | 0.0639 | 0.54449 | 0.0639 | 0.54449 | 1.1804 | 2.4457 | 1.1804 | 2.4457
213049-Lighting - LED Exit Sign New Sign | 0.50048 | 0.49723 | 0 | 4384.3618 | 70149.7885 | 0 | 0 | 0.077506 | 0 | 0.077506 | 0 | 0.083422 | 0 | 0.083422 | 0 | 4.9774 | 7.1475 | 4.9774 | 7.1475
213053-Lighting - Remove 4 Ft T-8 (De-Lamp) | 14.5698 | 9.395 | 14.3982 | 73574.6378 | 809321.0154 | -139.9935 | -1539.9285 | 0.090484 | 0.77102 | 0.090484 | 0.77102 | 0.10107 | 0.86127 | 0.10107 | 0.86127 | 6.1367 | 15.3891 | 6.1367 | 15.3891
213054-Lighting - Remove 8 Ft T-8 (De-Lamp) | 1.3826 | 0.89155 | 1.3663 | 6981.9453 | 76801.3983 | -13.2848 | -146.1332 | 0.097091 | 0.82732 | 0.097091 | 0.82732 | 0.097459 | 0.83045 | 0.097459 | 0.83045 | 9.8198 | 10.1591 | 9.8198 | 10.1591
213229-Lighting - Screw in 14-26 Watt Reflector Lamp | 0.040467 | 0.026094 | 0.014095 | 204.3482 | 408.6964 | -0.95034 | -1.9007 | 0.056766 | 0.48326 | 0.056766 | 0.48326 | 0.037521 | 0.31943 | 0.037521 | 0.31943 | 2.0911 | 1.5265 | 2.0911 | 1.5265
213147-Premium T8 with T12 34Watt Baseline | 0.64366 | 0.52304 | 0.64608 | 3500.9134 | 38510.0471 | -15.0373 | -165.4106 | -0.091262 | -0.80139 | -0.091262 | -0.80139 | 0.019528 | 0.17148 | 0.019528 | 0.17148 | 0.53476 | 1.2288 | 0.53476 | 1.2288
213013-Lighting - 8 Ft T-8 with Elec. Ballast | 0.080512 | 0.065424 | 0.080814 | 437.9088 | 4816.9963 | -1.8809 | -20.6902 | -0.028 | -0.24587 | -0.028 | -0.24587 | 0.076393 | 0.67081 | 0.076393 | 0.67081 | 0.78931 | 3.6799 | 0.78931 | 3.6799
213053-Lighting - Remove 4 Ft T-8 (De-Lamp) | 2.6099 | 2.1208 | 2.6197 | 14195.185 | 156147.0352 | -60.972 | -670.6918 | 0.067155 | 0.5897 | 0.067155 | 0.5897 | 0.09133 | 0.80199 | 0.09133 | 0.80199 | 2.7793 | 7.7317 | 2.7793 | 7.7317
213011-Lighting - 2 Ft 2nd Gen. T-8 with Elec. Ballast | 0.018505 | 0.015037 | 0.018575 | 100.6505 | 1107.155 | -0.43232 | -4.7555 | -0.055265 | -0.48529 | -0.055265 | -0.48529 | 0.069463 | 0.60997 | 0.069463 | 0.60997 | 0.65494 | 2.9603 | 0.65494 | 2.9603
213012-Lighting - 3 Ft 2nd Gen. T-8 with Elec. Ballast | 1.3933 | 1.1322 | 1.3985 | 7578.2638 | 83360.9016 | -32.5506 | -358.0566 | -0.0013142 | -0.01154 | -0.0013142 | -0.01154 | 0.067499 | 0.59272 | 0.067499 | 0.59272 | 0.98763 | 2.8049 | 0.98763 | 2.8049
213222-Lighting - Screw in 14-26 Watt Lamp | 5.0626 | 3.2645 | 1.8684 | 25564.9429 | 58799.3687 | -118.8916 | -273.4506 | 0.017417 | 0.14126 | 0.017417 | 0.14126 | 0.0049464 | 0.040117 | 0.0049464 | 0.040117 | 1.1733 | 1.0438 | 1.1733 | 1.0438
213221-Lighting - Screw in >= 27 Watt Lamp | 1.9753 | 1.2737 | 0.729 | 9974.7227 | 11969.6672 | -46.3882 | -55.6658 | -0.10011 | -0.92563 | -0.10011 | -0.92563 | -0.15804 | -1.4613 | -0.15804 | -1.4613 | 0.51427 | 0.40142 | 0.51427 | 0.40142
213229-Lighting - Screw in 14-26 Watt Reflector Lamp | 2.037 | 1.3135 | 0.75178 | 10286.2876 | 20572.5753 | -47.8371 | -95.6742 | 0.0031698 | 0.026951 | 0.0031698 | 0.026951 | -0.035951 | -0.30567 | -0.035951 | -0.30567 | 1.03 | 0.75186 | 1.03 | 0.75186
213222-Lighting - Screw in 14-26 Watt Lamp | 10.6967 | 6.8975 | 3.7259 | 54016.044 | 124236.9011 | -251.2054 | -577.7725 | 0.068476 | 0.55536 | 0.068476 | 0.55536 | 0.062342 | 0.50561 | 0.062342 | 0.50561 | 2.3853 | 2.122 | 2.3853 | 2.122
213221-Lighting - Screw in >= 27 Watt Lamp | 9.0984 | 5.8669 | 3.1691 | 45945.0894 | 55134.1072 | -213.6709 | -256.4051 | 0.0046115 | 0.042639 | 0.0046115 | 0.042639 | -0.023887 | -0.22087 | -0.023887 | -0.22087 | 1.0455 | 0.81608 | 1.0455 | 0.81608
213229-Lighting - Screw in 14-26 Watt Reflector Lamp | 0.10791 | 0.069584 | 0.037587 | 544.9286 | 1089.8571 | -2.5342 | -5.0685 | 0.056908 | 0.48385 | 0.056908 | 0.48385 | 0.037665 | 0.32024 | 0.037665 | 0.32024 | 2.0939 | 1.5285 | 2.0939 | 1.5285
213221-Lighting - Screw in >= 27 Watt Lamp | 0.10015 | 0.057145 | 0.14037 | 498.3968 | 598.0761 | -0.60448 | -0.72537 | -0.24649 | -2.2976 | -0.24649 | -2.2976 | -0.3446 | -3.2121 | -0.3446 | -3.2121 | 0.29371 | 0.22926 | 0.29371 | 0.22926
213021-Lighting - Hardwire Incan Base 27-65 watt Fluorescent Fixture | 0.058166 | 0.033189 | 0.065628 | 289.4647 | 3473.5759 | 0 | 0 | 0.068358 | 0 | 0.068358 | 0 | 0.068388 | 0 | 0.068388 | 0 | 2.8905 | 2.8929 | 2.8905 | 2.8929
213020-Lighting - Hardwire Incan Base >90 watt Fluorescent Fixture | 0.027799 | 0.015862 | 0.031366 | 138.3435 | 1660.1216 | 0 | 0 | -0.19584 | 0 | -0.19584 | 0 | -0.18917 | 0 | -0.18917 | 0 | 0.34797 | 0.35588 | 0.34797 | 0.35588
213147-Premium T8 with T12 34Watt Baseline | 2.1346 | 1.218 | 2.6763 | 10623.0034 | 116853.0379 | -13.7346 | -151.081 | -0.049113 | -0.43498 | -0.049113 | -0.43498 | 0.030142 | 0.26696 | 0.030142 | 0.26696 | 0.67939 | 1.4077 | 0.67939 | 1.4077
213224-Lighting - Occupancy Sensor - Wall/Ceiling Mounted Lighting Sensor | 0.74224 | 0.42351 | 3.0443 | 3693.7555 | 29550.0442 | 0 | 0 | 0.069782 | 0 | 0.069782 | 0 | 0.039169 | 0 | 0.039169 | 0 | 3.053 | 1.6063 | 3.053 | 1.6063
213230-Lighting - Occupancy Sensor - High-Bay Sensor | 25.1556 | 14.3536 | 44.6405 | 125187.3792 | 1001499.0336 | 0 | 0 | 0.086098 | 0 | 0.086098 | 0 | 0.09109 | 0 | 0.09109 | 0 | 5.8713 | 8.1823 | 5.8713 | 8.1823
213058-Lighting - Time Clocks | 0.18297 | 0.1044 | 0 | 910.5408 | 7284.3264 | 0 | 0 | 0.022617 | 0 | 0.022617 | 0 | 0.082674 | 0 | 0.082674 | 0 | 1.2787 | 4.9184 | 1.2787 | 4.9184
213049-Lighting - LED Exit Sign New Sign | 0.96246 | 0.95621 | 0 | 8431.465 | 134903.4394 | 0 | 0 | 0.077166 | 0 | 0.077166 | 0 | 0.083082 | 0 | 0.083082 | 0 | 4.96 | 7.1225 | 4.96 | 7.1225
213054-Lighting - Remove 8 Ft T-8 (De-Lamp) | 2.1412 | 1.2218 | 2.6846 | 10655.9144 | 117215.058 | -13.7772 | -151.549 | 0.085661 | 0.75868 | 0.085661 | 0.75868 | 0.086276 | 0.76412 | 0.086276 | 0.76412 | 5.6521 | 5.8474 | 5.6521 | 5.8474
213215-Lighting-Interior High Bay Linear Fluorescent Fixtures <= 244 Watts replacing 400 Watts (Tier 1) | 8.018 | 4.575 | 8.5229 | 39901.6202 | 438917.8218 | -51.5894 | -567.4831 | 0.061947 | 0.54865 | 0.061947 | 0.54865 | 0.090337 | 0.80009 | 0.090337 | 0.80009 | 2.4705 | 7.576 | 2.4705 | 7.576
213062-Lighting - Occupancy Sensor - Wallbox Lighting Sensor | 2.3916 | 1.3647 | 0 | 11902.1011 | 95216.809 | 0 | 0 | 0.07167 | 0 | 0.07167 | 0 | 0.086364 | 0 | 0.086364 | 0 | 3.2326 | 5.9611 | 3.2326 | 5.9611
213011-Lighting - 2 Ft 2nd Gen. T-8 with Elec. Ballast | 0.10104 | 0.057651 | 0.12668 | 502.8147 | 5530.9614 | -0.6501 | -7.1511 | -0.020883 | -0.18496 | -0.020883 | -0.18496 | 0.073387 | 0.64997 | 0.073387 | 0.64997 | 0.83288 | 3.3915 | 0.83288 | 3.3915
213053-Lighting - Remove 4 Ft T-8 (De-Lamp) | 0.26388 | 0.15057 | 0.33085 | 1313.2261 | 14445.4866 | -1.6979 | -18.6768 | 0.07461 | 0.6608 | 0.07461 | 0.6608 | 0.092325 | 0.8177 | 0.092325 | 0.8177 | 3.5322 | 8.8577 | 3.5322 | 8.8577
213222-Lighting - Screw in 14-26 Watt Lamp | 6.0136 | 3.8777 | 7.5857 | 30367.2162 | 69844.5972 | -141.2249 | -324.8172 | 0.060916 | 0.49404 | 0.060916 | 0.49404 | 0.053844 | 0.43669 | 0.053844 | 0.43669 | 2.0689 | 1.8405 | 2.0689 | 1.8405
213221-Lighting - Screw in >= 27 Watt Lamp | 0.99861 | 0.64393 | 1.2597 | 5042.7823 | 6051.3388 | -23.4518 | -28.1422 | -0.010893 | -0.10072 | -0.010893 | -0.10072 | -0.04375 | -0.40453 | -0.04375 | -0.40453 | 0.9068 | 0.70782 | 0.9068 | 0.70782
213229-Lighting - Screw in 14-26 Watt Reflector Lamp | 1.0062 | 0.6488 | 1.2692 | 5080.8961 | 10161.7922 | -23.6291 | -47.2581 | 0.048951 | 0.4162 | 0.048951 | 0.4162 | 0.026765 | 0.22757 | 0.026765 | 0.22757 | 1.8161 | 1.3257 | 1.8161 | 1.3257
213147-Premium T8 with T12 34Watt Baseline | 0.029076 | 0.018181 | 0.047393 | 150.3666 | 1654.0328 | -0.043729 | -0.48102 | -0.071844 | -0.61699 | -0.071844 | -0.61699 | 0.020819 | 0.17879 | 0.020819 | 0.17879 | 0.59887 | 1.2408 | 0.59887 | 1.2408
213013-Lighting - 8 Ft T-8 with Elec. Ballast | 0.48662 | 0.30427 | 0.79317 | 2516.5431 | 27681.9736 | -0.73185 | -8.0504 | -0.013964 | -0.11992 | -0.013964 | -0.11992 | 0.078396 | 0.67325 | 0.078396 | 0.67325 | 0.88481 | 3.7162 | 0.88481 | 3.7162
213053-Lighting - Remove 4 Ft T-8 (De-Lamp) | 0.30492 | 0.19066 | 0.49702 | 1576.9218 | 17346.1394 | -0.45859 | -5.0445 | 0.072809 | 0.62527 | 0.072809 | 0.62527 | 0.093521 | 0.80315 | 0.093521 | 0.80315 | 3.1135 | 7.8078 | 3.1135 | 7.8078
213054-Lighting - Remove 8 Ft T-8 (De-Lamp) | 2.2498 | 1.4067 | 3.6671 | 11634.7025 | 127981.7273 | -3.3836 | -37.2191 | 0.08573 | 0.73624 | 0.08573 | 0.73624 | 0.086449 | 0.74241 | 0.086449 | 0.74241 | 4.9822 | 5.1543 | 4.9822 | 5.1543
213083-Refrigeration -Cooler/Freezer Door Gaskets - Glass Doors | 0.41717 | 0.34888 | 0.52696 | 3148.5107 | 12594.0426 | 0 | 0 | -0.21777 | 0 | -0.21777 | 0 | -0.21777 | 0 | -0.21777 | 0 | 0.30955 | 0.30955 | 0.30955 | 0.30955
213083-Refrigeration -Cooler/Freezer Door Gaskets - Glass Doors | 0.48437 | 0.40507 | 0.61184 | 3655.6533 | 14622.6132 | 0 | 0 | -0.21777 | 0 | -0.21777 | 0 | -0.21777 | 0 | -0.21777 | 0 | 0.30955 | 0.30955 | 0.30955 | 0.30955
213083-Refrigeration -Cooler/Freezer Door Gaskets - Glass Doors | 0.87746 | 0.67905 | 1.2738 | 7610.6617 | 30442.6467 | 0 | 0 | -0.22065 | 0 | -0.22065 | 0 | -0.22065 | 0 | -0.22065 | 0 | 0.30042 | 0.30042 | 0.30042 | 0.30042
213084-Refrigeration -Cooler/Freezer Door Gaskets - Solid Doors: Cooler | 0.017266 | 0.014439 | 0.021809 | 130.3075 | 521.23 | 0 | 0 | -0.21753 | 0 | -0.21753 | 0 | -0.21753 | 0 | -0.21753 | 0 | 0.31032 | 0.31032 | 0.31032 | 0.31032
213116-Refrigeration -Cooler/Freezer Door Gaskets - Solid Doors: Freezer | 0.0088661 | 0.0074146 | 0.011199 | 66.9147 | 267.6586 | 0 | 0 | -0.21753 | 0 | -0.21753 | 0 | -0.21753 | 0 | -0.21753 | 0 | 0.31032 | 0.31032 | 0.31032 | 0.31032
213083-Refrigeration -Cooler/Freezer Door Gaskets - Glass Doors | 0.68549 | 0.57327 | 0.86589 | 5173.5595 | 20694.2378 | 0 | 0 | -0.21753 | 0 | -0.21753 | 0 | -0.21753 | 0 | -0.21753 | 0 | 0.31032 | 0.31032 | 0.31032 | 0.31032
213084-Refrigeration -Cooler/Freezer Door Gaskets - Solid Doors: Cooler | 0.0088661 | 0.0074146 | 0.011199 | 66.9147 | 267.6586 | 0 | 0 | -0.21753 | 0 | -0.21753 | 0 | -0.21753 | 0 | -0.21753 | 0 | 0.31032 | 0.31032 | 0.31032 | 0.31032
213083-Refrigeration -Cooler/Freezer Door Gaskets - Glass Doors | 0.37611 | 0.31454 | 0.47509 | 2838.5901 | 11354.3606 | 0 | 0 | -0.21753 | 0 | -0.21753 | 0 | -0.21753 | 0 | -0.21753 | 0 | 0.31032 | 0.31032 | 0.31032 | 0.31032
213215-Lighting-Interior High Bay Linear Fluorescent Fixtures <= 244 Watts replacing 400 Watts (Tier 1) | 92.5884 | 52.8303 | 98.419 | 460768.7091 | 5068455.7999 | -595.7344 | -6553.0787 | 0.062367 | 0.54978 | 0.062367 | 0.54978 | 0.090755 | 0.80003 | 0.090755 | 0.80003 | 2.4805 | 7.6068 | 2.4805 | 7.6068
213084-Refrigeration -Cooler/Freezer Door Gaskets - Solid Doors: Cooler | 0.058796 | 0.049171 | 0.07427 | 443.7498 | 1774.9993 | 0 | 0 | -0.21777 | 0 | -0.21777 | 0 | -0.21777 | 0 | -0.21777 | 0 | 0.30955 | 0.30955 | 0.30955 | 0.30955
213116-Refrigeration -Cooler/Freezer Door Gaskets - Solid Doors: Freezer | 0.017266 | 0.014439 | 0.021809 | 130.3075 | 521.23 | 0 | 0 | -0.21777 | 0 | -0.21777 | 0 | -0.21777 | 0 | -0.21777 | 0 | 0.30955 | 0.30955 | 0.30955 | 0.30955
213083-Refrigeration -Cooler/Freezer Door Gaskets - Glass Doors | 0.20532 | 0.17171 | 0.25936 | 1549.6026 | 6198.4102 | 0 | 0 | -0.21777 | 0 | -0.21777 | 0 | -0.21777 | 0 | -0.21777 | 0 | 0.30955 | 0.30955 | 0.30955 | 0.30955
213084-Refrigeration -Cooler/Freezer Door Gaskets - Solid Doors: Cooler | 0.011472 | 0.0090291 | 0.014147 | 84.5238 | 338.0951 | 0 | 0 | -0.21719 | 0 | -0.21719 | 0 | -0.21719 | 0 | -0.21719 | 0 | 0.31139 | 0.31139 | 0.31139 | 0.31139
213068-Refrigeration - Food Service -Auto Closer for Main Freezer Doors | 0.30701 | 0.35472 | 0.26489 | 2674.381 | 21395.0477 | -0.02562 | -0.20496 | 0.069258 | 0.6705 | 0.069258 | 0.6705 | 0.084803 | 0.82099 | 0.084803 | 0.82099 | 3.7622 | 9.8992 | 3.7622 | 9.8992
213084-Refrigeration -Cooler/Freezer Door Gaskets - Solid Doors: Cooler | 0.045264 | 0.037854 | 0.057176 | 341.6169 | 1366.4677 | 0 | 0 | -0.21777 | 0 | -0.21777 | 0 | -0.21777 | 0 | -0.21777 | 0 | 0.30955 | 0.30955 | 0.30955 | 0.30955
213083-Refrigeration -Cooler/Freezer Door Gaskets - Glass Doors | 0.14792 | 0.12371 | 0.18685 | 1116.4182 | 4465.6728 | 0 | 0 | -0.21777 | 0 | -0.21777 | 0 | -0.21777 | 0 | -0.21777 | 0 | 0.30955 | 0.30955 | 0.30955 | 0.30955
213084-Refrigeration -Cooler/Freezer Door Gaskets - Solid Doors: Cooler | 0.040597 | 0.033951 | 0.051282 | 306.3987 | 1225.5948 | 0 | 0 | -0.21777 | 0 | -0.21777 | 0 | -0.21777 | 0 | -0.21777 | 0 | 0.30955 | 0.30955 | 0.30955 | 0.30955
213083-Refrigeration -Cooler/Freezer Door Gaskets - Glass Doors | 0.20439 | 0.17093 | 0.25818 | 1542.5589 | 6170.2356 | 0 | 0 | -0.21777 | 0 | -0.21777 | 0 | -0.21777 | 0 | -0.21777 | 0 | 0.30955 | 0.30955 | 0.30955 | 0.30955
213068-Refrigeration - Food Service -Auto Closer for Main Freezer Doors | 0.30834 | 0.23862 | 0.26489 | 2674.381 | 21395.0477 | -0.02562 | -0.20496 | 0.067612 | 0.66619 | 0.067612 | 0.66619 | 0.083157 | 0.81936 | 0.083157 | 0.81936 | 3.6965 | 9.7265 | 3.6965 | 9.7265
213083-Refrigeration -Cooler/Freezer Door Gaskets - Glass Doors | 0.71748 | 0.55524 | 1.0415 | 6223.063 | 24892.252 | 0 | 0 | -0.22054 | 0 | -0.22054 | 0 | -0.22054 | 0 | -0.22054 | 0 | 0.30077 | 0.30077 | 0.30077 | 0.30077
213083-Refrigeration -Cooler/Freezer Door Gaskets - Glass Doors | 0.35418 | 0.2962 | 0.44739 | 2673.0644 | 10692.2577 | 0 | 0 | -0.21777 | 0 | -0.21777 | 0 | -0.21777 | 0 | -0.21777 | 0 | 0.30955 | 0.30955 | 0.30955 | 0.30955
213083-Refrigeration -Cooler/Freezer Door Gaskets - Glass Doors | 0.49183 | 0.41132 | 0.62127 | 3712.0025 | 14848.01 | 0 | 0 | -0.21777 | 0 | -0.21777 | 0 | -0.21777 | 0 | -0.21777 | 0 | 0.30955 | 0.30955 | 0.30955 | 0.30955
213230-Lighting - Occupancy Sensor - High-Bay Sensor | 6.4894 | 4.0248 | 12.4993 | 35052.4662 | 280419.7294 | 0 | 0 | 0.087823 | 0 | 0.087823 | 0 | 0.092815 | 0 | 0.092815 | 0 | 5.9689 | 8.3183 | 5.9689 | 8.3183
213147-Premium T8 with T12 34Watt Baseline | 0.74571 | 0.46628 | 1.2155 | 3856.4616 | 42421.0778 | -1.1215 | -12.3367 | -0.071844 | -0.61699 | -0.071844 | -0.61699 | 0.020819 | 0.17879 | 0.020819 | 0.17879 | 0.59887 | 1.2408 | 0.59887 | 1.2408
213053-Lighting - Remove 4 Ft T-8 (De-Lamp) | 7.8204 | 4.89 | 12.7471 | 40443.4052 | 444877.4568 | -11.7616 | -129.3775 | 0.072809 | 0.62527 | 0.072809 | 0.62527 | 0.093521 | 0.80315 | 0.093521 | 0.80315 | 3.1135 | 7.8078 | 3.1135 | 7.8078
213222-Lighting - Screw in 14-26 Watt Lamp | 2.0206 | 1.3029 | 2.0445 | 10203.6187 | 23468.3229 | -47.4526 | -109.1411 | 0.08181 | 0.66421 | 0.08181 | 0.66421 | 0.077346 | 0.62797 | 0.077346 | 0.62797 | 3.2745 | 2.913 | 3.2745 | 2.913
213221-Lighting - Screw in >= 27 Watt Lamp | 1.042 | 0.6719 | 1.0543 | 5261.82 | 6314.184 | -24.4705 | -29.3646 | 0.032101 | 0.29714 | 0.032101 | 0.29714 | 0.011363 | 0.10518 | 0.011363 | 0.10518 | 1.4351 | 1.1202 | 1.4351 | 1.1202
213062-Lighting - Occupancy Sensor - Wallbox Lighting Sensor | 0.48764 | 0.31445 | 0 | 2462.5037 | 19700.0294 | 0 | 0 | 0.075467 | 0 | 0.075467 | 0 | 0.090161 | 0 | 0.090161 | 0 | 3.3508 | 6.1792 | 3.3508 | 6.1792
213084-Refrigeration -Cooler/Freezer Door Gaskets - Solid Doors: Cooler | 1.5603 | 1.2512 | 1.3193 | 11542.32 | 46169.28 | 0 | 0 | 0.086922 | 0 | 0.086922 | 0 | 0.086922 | 0 | 0.086922 | 0 | 8.8539 | 8.8539 | 8.8539 | 8.8539
213083-Refrigeration -Cooler/Freezer Door Gaskets - Glass Doors | 3.4191 | 2.7418 | 2.8909 | 25292.736 | 101170.944 | 0 | 0 | 0.086922 | 0 | 0.086922 | 0 | 0.086922 | 0 | 0.086922 | 0 | 8.8539 | 8.8539 | 8.8539 | 8.8539
213011-Lighting - 2 Ft 2nd Gen. T-8 with Elec. Ballast | 0.19739 | 0.1604 | 0.19813 | 1073.6049 | 11809.6535 | -4.6114 | -50.7255 | -0.055423 | -0.48668 | -0.055423 | -0.48668 | 0.065526 | 0.5754 | 0.065526 | 0.5754 | 0.6543 | 2.6643 | 0.6543 | 2.6643
213147-Premium T8 with T12 34Watt Baseline | 3.4656 | 2.8162 | 3.4787 | 18849.7866 | 207347.6522 | -80.9647 | -890.6117 | -0.091642 | -0.80472 | -0.091642 | -0.80472 | 0.010043 | 0.088187 | 0.010043 | 0.088187 | 0.53372 | 1.1059 | 0.53372 | 1.1059
213012-Lighting - 3 Ft 2nd Gen. T-8 with Elec. Ballast | 0.41145 | 0.33434 | 0.41299 | 2237.8766 | 24616.6421 | -9.6123 | -105.7348 | -0.0014804 | -0.013 | -0.0014804 | -0.013 | 0.063344 | 0.55623 | 0.063344 | 0.55623 | 0.98608 | 2.5244 | 0.98608 | 2.5244
213013-Lighting - 8 Ft T-8 with Elec. Ballast | 0.20703 | 0.16823 | 0.20781 | 1126.0511 | 12386.5619 | -4.8367 | -53.2035 | -0.028127 | -0.24698 | -0.028127 | -0.24698 | 0.073225 | 0.643 | 0.073225 | 0.643 | 0.78856 | 3.312 | 0.78856 | 3.312
213011-Lighting - 2 Ft 2nd Gen. T-8 with Elec. Ballast | 0.179 | 0.11542 | 0.1734 | 903.8938 | 9942.8318 | -1.7199 | -18.9186 | -0.054878 | -0.46762 | -0.054878 | -0.46762 | 0.068076 | 0.58008 | 0.068076 | 0.58008 | 0.66328 | 2.7009 | 0.66328 | 2.7009
213012-Lighting - 3 Ft 2nd Gen. T-8 with Elec. Ballast | 0.067838 | 0.043744 | 0.065717 | 342.5677 | 3768.2444 | -0.65182 | -7.17 | -4.1463e-05 | -0.00035331 | -4.1463e-05 | -0.00035331 | 0.065857 | 0.56117 | 0.065857 | 0.56117 | 0.99962 | 2.559 | 0.99962 | 2.559
213147-Premium T8 with T12 34Watt Baseline | 2.8148 | 1.815 | 2.7268 | 14213.9402 | 156353.3426 | -27.0455 | -297.5 | -0.091697 | -0.78135 | -0.091697 | -0.78135 | 0.011673 | 0.099464 | 0.011673 | 0.099464 | 0.54105 | 1.1211 | 0.54105 | 1.1211
213013-Lighting - 8 Ft T-8 with Elec. Ballast | 0.13112 | 0.08455 | 0.12702 | 662.1298 | 7283.4281 | -1.2599 | -13.8585 | -0.027129 | -0.23117 | -0.027129 | -0.23117 | 0.075902 | 0.64677 | 0.075902 | 0.64677 | 0.79938 | 3.3574 | 0.79938 | 3.3574
213084-Refrigeration -Cooler/Freezer Door Gaskets - Solid Doors: Cooler | 0.92574 | 0.71641 | 0.91776 | 8029.44 | 32117.76 | 0 | 0 | 0.083688 | 0 | 0.083688 | 0 | 0.083688 | 0 | 0.083688 | 0 | 8.5617 | 8.5617 | 8.5617 | 8.5617
213116-Refrigeration -Cooler/Freezer Door Gaskets - Solid Doors: Freezer | 0.10415 | 0.080596 | 0.10325 | 903.312 | 3613.248 | 0 | 0 | 0.083688 | 0 | 0.083688 | 0 | 0.083688 | 0 | 0.083688 | 0 | 8.5617 | 8.5617 | 8.5617 | 8.5617
213083-Refrigeration -Cooler/Freezer Door Gaskets - Glass Doors | 8.7648 | 7.0287 | 7.4109 | 64837.728 | 259350.912 | 0 | 0 | 0.086922 | 0 | 0.086922 | 0 | 0.086922 | 0 | 0.086922 | 0 | 8.8539 | 8.8539 | 8.8539 | 8.8539
213084-Refrigeration -Cooler/Freezer Door Gaskets - Solid Doors: Cooler | 4.0154 | 3.1074 | 3.9808 | 34827.696 | 139310.784 | 0 | 0 | 0.083688 | 0 | 0.083688 | 0 | 0.083688 | 0 | 0.083688 | 0 | 8.5617 | 8.5617 | 8.5617 | 8.5617
213230-Lighting - Occupancy Sensor - High-Bay Sensor | 22.0636 | 14.2272 | 39.73 | 111416.7675 | 891334.1399 | 0 | 0 | 0.089895 | 0 | 0.089895 | 0 | 0.094887 | 0 | 0.094887 | 0 | 6.0862 | 8.4817 | 6.0862 | 8.4817
213226-Water Heating -Commercial Boiler | 0 | 0 | 0 | 0 | 0 | 2649.6 | 52992 | 0 | 0.28761 | 0 | 0.28761 | 0 | 0.89619 | 0 | 0.89619 | 1.404 | 9.6801 | 1.404 | 9.6801
213083-Refrigeration -Cooler/Freezer Door Gaskets - Glass Doors | 0.15633 | 0.12098 | 0.22694 | 1355.9022 | 5423.609 | 0 | 0 | -0.22065 | 0 | -0.22065 | 0 | -0.22065 | 0 | -0.22065 | 0 | 0.30042 | 0.30042 | 0.30042 | 0.30042
213049-Lighting - LED Exit Sign New Sign | 1.078 | 1.071 | 0 | 9443.2408 | 151091.8521 | 0 | 0 | 0.077506 | 0 | 0.077506 | 0 | 0.083422 | 0 | 0.083422 | 0 | 4.9774 | 7.1475 | 4.9774 | 7.1475
213084-Refrigeration -Cooler/Freezer Door Gaskets - Solid Doors: Cooler | 0.04993 | 0.041756 | 0.06307 | 376.8352 | 1507.3407 | 0 | 0 | -0.21759 | 0 | -0.21759 | 0 | -0.21759 | 0 | -0.21759 | 0 | 0.31012 | 0.31012 | 0.31012 | 0.31012
213083-Refrigeration -Cooler/Freezer Door Gaskets - Glass Doors | 0.37144 | 0.31063 | 0.4692 | 2803.3719 | 11213.4876 | 0 | 0 | -0.21759 | 0 | -0.21759 | 0 | -0.21759 | 0 | -0.21759 | 0 | 0.31012 | 0.31012 | 0.31012 | 0.31012
213083-Refrigeration -Cooler/Freezer Door Gaskets - Glass Doors | 0.64317 | 0.49774 | 0.93368 | 5578.5692 | 22314.2769 | 0 | 0 | -0.22065 | 0 | -0.22065 | 0 | -0.22065 | 0 | -0.22065 | 0 | 0.30042 | 0.30042 | 0.30042 | 0.30042
213221-Lighting - Screw in >= 27 Watt Lamp | 6.4576 | 4.164 | 2.3833 | 32609.6703 | 39131.6044 | -151.6536 | -181.9843 | -0.10023 | -0.92783 | -0.10023 | -0.92783 | -0.15817 | -1.4642 | -0.15817 | -1.4642 | 0.51367 | 0.40096 | 0.51367 | 0.40096
213222-Lighting - Screw in 14-26 Watt Lamp | 7.3915 | 4.7662 | 2.7279 | 37325.4867 | 85848.6195 | -173.5848 | -399.2451 | 0.017286 | 0.14034 | 0.017286 | 0.14034 | 0.0048147 | 0.03909 | 0.0048147 | 0.03909 | 1.172 | 1.0426 | 1.172 | 1.0426
213229-Lighting - Screw in 14-26 Watt Reflector Lamp | 1.2673 | 0.81719 | 0.46772 | 6399.6122 | 12799.2244 | -29.7618 | -59.5237 | 0.0030247 | 0.02575 | 0.0030247 | 0.02575 | -0.036098 | -0.30732 | -0.036098 | -0.30732 | 1.0286 | 0.75086 | 1.0286 | 0.75086
213085-Refrigeration -Strip Curtains for Walk-ins | 8.2755 | 6.9207 | 1.5715 | 62457.1902 | 249828.7608 | 0 | 0 | 0.09548 | 0 | 0.09548 | 0 | 0.095514 | 0 | 0.095514 | 0 | 45.3106 | 46.0356 | 45.3106 | 46.0356
213083-Refrigeration -Cooler/Freezer Door Gaskets - Glass Doors | 0.22576 | 0.17471 | 0.32773 | 1958.1341 | 7832.5366 | 0 | 0 | -0.22065 | 0 | -0.22065 | 0 | -0.22065 | 0 | -0.22065 | 0 | 0.30042 | 0.30042 | 0.30042 | 0.30042
213083-Refrigeration -Cooler/Freezer Door Gaskets - Glass Doors | 0.50303 | 0.42068 | 0.63542 | 3796.5263 | 15186.1051 | 0 | 0 | -0.21753 | 0 | -0.21753 | 0 | -0.21753 | 0 | -0.21753 | 0 | 0.31032 | 0.31032 | 0.31032 | 0.31032
213068-Refrigeration - Food Service -Auto Closer for Main Freezer Doors | 0.30701 | 0.35472 | 0.26489 | 2674.381 | 21395.0477 | -0.02562 | -0.20496 | 0.069258 | 0.6705 | 0.069258 | 0.6705 | 0.084803 | 0.82099 | 0.084803 | 0.82099 | 3.7622 | 9.8992 | 3.7622 | 9.8992
213083-Refrigeration -Cooler/Freezer Door Gaskets - Glass Doors | 0.75408 | 0.63063 | 0.95254 | 5691.2676 | 22765.0703 | 0 | 0 | -0.21777 | 0 | -0.21777 | 0 | -0.21777 | 0 | -0.21777 | 0 | 0.30955 | 0.30955 | 0.30955 | 0.30955
213230-Lighting - Occupancy Sensor - High-Bay Sensor | 12.5877 | 7.8709 | 23.213 | 65097.4372 | 520779.4975 | 0 | 0 | 0.089055 | 0 | 0.089055 | 0 | 0.094047 | 0 | 0.094047 | 0 | 6.0386 | 8.4154 | 6.0386 | 8.4154
213147-Premium T8 with T12 34Watt Baseline | 0.47389 | 0.2704 | 0.59415 | 2358.3485 | 25941.8336 | -3.0491 | -33.5406 | -0.048817 | -0.43236 | -0.048817 | -0.43236 | 0.037535 | 0.33244 | 0.037535 | 0.33244 | 0.68071 | 1.5641 | 0.68071 | 1.5641
213013-Lighting - 8 Ft T-8 with Elec. Ballast | 2.6219 | 1.496 | 3.2872 | 13047.7089 | 143524.7982 | -16.8696 | -185.5653 | 0.00049091 | 0.0043479 | 0.00049091 | 0.0043479 | 0.081857 | 0.72498 | 0.081857 | 0.72498 | 1.0047 | 4.6843 | 1.0047 | 4.6843
213053-Lighting - Remove 4 Ft T-8 (De-Lamp) | 2.0671 | 1.1795 | 2.5916 | 10286.9374 | 113156.3119 | -13.3001 | -146.3014 | 0.074657 | 0.66122 | 0.074657 | 0.66122 | 0.0935 | 0.8281 | 0.0935 | 0.8281 | 3.5378 | 9.8419 | 3.5378 | 9.8419
213128-Refrigerator - Early Replacement | 0.11468 | 0.1325 | 0.13069 | 998.9539 | 5993.7234 | 0 | 0 | 0.041423 | 0 | 0.041423 | 0 | 0.040852 | 0 | 0.040852 | 0 | 1.7675 | 1.749 | 1.7675 | 1.749
213128-Refrigerator - Early Replacement | 0.11468 | 0.1325 | 0.13069 | 998.9539 | 5993.7234 | 0 | 0 | 0.041423 | 0 | 0.041423 | 0 | 0.040852 | 0 | 0.040852 | 0 | 1.7675 | 1.749 | 1.7675 | 1.749
213083-Refrigeration -Cooler/Freezer Door Gaskets - Glass Doors | 0.75735 | 0.63337 | 0.95667 | 5715.9204 | 22863.6814 | 0 | 0 | -0.21777 | 0 | -0.21777 | 0 | -0.21777 | 0 | -0.21777 | 0 | 0.30955 | 0.30955 | 0.30955 | 0.30955
213083-Refrigeration -Cooler/Freezer Door Gaskets - Glass Doors | 0.49043 | 0.41015 | 0.61951 | 3701.437 | 14805.7481 | 0 | 0 | -0.21777 | 0 | -0.21777 | 0 | -0.21777 | 0 | -0.21777 | 0 | 0.30955 | 0.30955 | 0.30955 | 0.30955
213083-Refrigeration -Cooler/Freezer Door Gaskets - Glass Doors | 0.79095 | 0.66146 | 0.99911 | 5969.4917 | 23877.9667 | 0 | 0 | -0.21777 | 0 | -0.21777 | 0 | -0.21777 | 0 | -0.21777 | 0 | 0.30955 | 0.30955 | 0.30955 | 0.30955
213084-Refrigeration -Cooler/Freezer Door Gaskets - Solid Doors: Cooler | 0.0088661 | 0.0074146 | 0.011199 | 66.9147 | 267.6586 | 0 | 0 | -0.21777 | 0 | -0.21777 | 0 | -0.21777 | 0 | -0.21777 | 0 | 0.30955 | 0.30955 | 0.30955 | 0.30955
213116-Refrigeration -Cooler/Freezer Door Gaskets - Solid Doors: Freezer | 0.015866 | 0.013268 | 0.020041 | 119.742 | 478.9681 | 0 | 0 | -0.21777 | 0 | -0.21777 | 0 | -0.21777 | 0 | -0.21777 | 0 | 0.30955 | 0.30955 | 0.30955 | 0.30955
213147-Premium T8 with T12 34Watt Baseline | 0.2158 | 0.14164 | 0.20371 | 1355.3674 | 14909.0415 | -6.3739 | -70.1134 | 0.033391 | 0.30276 | 0.033391 | 0.30276 | 0.068675 | 0.62268 | 0.068675 | 0.62268 | 1.4896 | 3.0865 | 1.4896 | 3.0865
213053-Lighting - Remove 4 Ft T-8 (De-Lamp) | 2.2632 | 1.4854 | 2.1363 | 14213.9813 | 156353.7943 | -66.8447 | -735.2916 | 0.088472 | 0.80218 | 0.088472 | 0.80218 | 0.096359 | 0.87369 | 0.096359 | 0.87369 | 7.7445 | 19.4211 | 7.7445 | 19.4211
213147-Premium T8 with T12 34Watt Baseline | 0.2158 | 0.14164 | 0.20371 | 1355.3674 | 14909.0415 | -6.3739 | -70.1134 | 0.033391 | 0.30276 | 0.033391 | 0.30276 | 0.068675 | 0.62268 | 0.068675 | 0.62268 | 1.4896 | 3.0865 | 1.4896 | 3.0865
213053-Lighting - Remove 4 Ft T-8 (De-Lamp) | 2.2632 | 1.4854 | 2.1363 | 14213.9813 | 156353.7943 | -66.8447 | -735.2916 | 0.088472 | 0.80218 | 0.088472 | 0.80218 | 0.096359 | 0.87369 | 0.096359 | 0.87369 | 7.7445 | 19.4211 | 7.7445 | 19.4211
213147-Premium T8 with T12 34Watt Baseline | 0.20039 | 0.13152 | 0.18916 | 1258.5555 | 13844.11 | -5.9187 | -65.1053 | 0.033391 | 0.30276 | 0.033391 | 0.30276 | 0.068675 | 0.62268 | 0.068675 | 0.62268 | 1.4896 | 3.0865 | 1.4896 | 3.0865
213053-Lighting - Remove 4 Ft T-8 (De-Lamp) | 1.859 | 1.2202 | 1.7548 | 11675.7704 | 128433.4739 | -54.9081 | -603.9896 | 0.088472 | 0.80218 | 0.088472 | 0.80218 | 0.096359 | 0.87369 | 0.096359 | 0.87369 | 7.7445 | 19.4211 | 7.7445 | 19.4211
213147-Premium T8 with T12 34Watt Baseline | 0.17726 | 0.11634 | 0.16703 | 1113.2798 | 12246.078 | -5.3381 | -58.7188 | 0.033328 | 0.30219 | 0.033328 | 0.30219 | 0.068645 | 0.62241 | 0.068645 | 0.62241 | 1.4882 | 3.0836 | 1.4882 | 3.0836
213053-Lighting - Remove 4 Ft T-8 (De-Lamp) | 1.8589 | 1.2201 | 1.7517 | 11675.1653 | 128426.8179 | -55.9814 | -615.7951 | 0.08846 | 0.80207 | 0.08846 | 0.80207 | 0.096354 | 0.87365 | 0.096354 | 0.87365 | 7.7374 | 19.4031 | 7.7374 | 19.4031
213084-Refrigeration -Cooler/Freezer Door Gaskets - Solid Doors: Cooler | 0.9836 | 0.76119 | 0.97512 | 8531.28 | 34125.12 | 0 | 0 | 0.083688 | 0 | 0.083688 | 0 | 0.083688 | 0 | 0.083688 | 0 | 8.5617 | 8.5617 | 8.5617 | 8.5617
213085-Refrigeration -Strip Curtains for Walk-ins | 0.041871 | 0.032954 | 0.007762 | 308.4922 | 1233.969 | 0 | 0 | 0.043338 | 0 | 0.043338 | 0 | 0.044202 | 0 | 0.044202 | 0 | 1.7898 | 1.8184 | 1.7898 | 1.8184
213116-Refrigeration -Cooler/Freezer Door Gaskets - Solid Doors: Freezer | 0.001434 | 0.0011286 | 0.0017683 | 10.5655 | 42.2619 | 0 | 0 | -0.21719 | 0 | -0.21719 | 0 | -0.21719 | 0 | -0.21719 | 0 | 0.31139 | 0.31139 | 0.31139 | 0.31139
213083-Refrigeration -Cooler/Freezer Door Gaskets - Glass Doors | 0.41811 | 0.34966 | 0.52814 | 3155.5543 | 12622.2172 | 0 | 0 | -0.21753 | 0 | -0.21753 | 0 | -0.21753 | 0 | -0.21753 | 0 | 0.31032 | 0.31032 | 0.31032 | 0.31032
213084-Refrigeration -Cooler/Freezer Door Gaskets - Solid Doors: Cooler | 0.027065 | 0.022634 | 0.034188 | 204.2658 | 817.0632 | 0 | 0 | -0.21777 | 0 | -0.21777 | 0 | -0.21777 | 0 | -0.21777 | 0 | 0.30955 | 0.30955 | 0.30955 | 0.30955
213128-Refrigerator - Early Replacement | 0.11468 | 0.1325 | 0.13069 | 998.9539 | 5993.7234 | 0 | 0 | 0.041495 | 0 | 0.041495 | 0 | 0.040924 | 0 | 0.040924 | 0 | 1.7688 | 1.7503 | 1.7688 | 1.7503
213128-Refrigerator - Early Replacement | 0.22936 | 0.26499 | 0.26137 | 1997.9078 | 11987.4468 | 0 | 0 | 0.041495 | 0 | 0.041495 | 0 | 0.040924 | 0 | 0.040924 | 0 | 1.7688 | 1.7503 | 1.7688 | 1.7503
213128-Refrigerator - Early Replacement | 0.22936 | 0.26499 | 0.26137 | 1997.9078 | 11987.4468 | 0 | 0 | 0.041495 | 0 | 0.041495 | 0 | 0.040924 | 0 | 0.040924 | 0 | 1.7688 | 1.7503 | 1.7688 | 1.7503
213128-Refrigerator - Early Replacement | 0.11468 | 0.1325 | 0.13069 | 998.9539 | 5993.7234 | 0 | 0 | 0.041495 | 0 | 0.041495 | 0 | 0.040924 | 0 | 0.040924 | 0 | 1.7688 | 1.7503 | 1.7688 | 1.7503
213128-Refrigerator - Early Replacement | 0.11468 | 0.1325 | 0.13069 | 998.9539 | 5993.7234 | 0 | 0 | 0.041495 | 0 | 0.041495 | 0 | 0.040924 | 0 | 0.040924 | 0 | 1.7688 | 1.7503 | 1.7688 | 1.7503
213083-Refrigeration -Cooler/Freezer Door Gaskets - Glass Doors | 0.22212 | 0.18576 | 0.28058 | 1676.3882 | 6705.5529 | 0 | 0 | -0.21777 | 0 | -0.21777 | 0 | -0.21777 | 0 | -0.21777 | 0 | 0.30955 | 0.30955 | 0.30955 | 0.30955
213215-Lighting-Interior High Bay Linear Fluorescent Fixtures <= 244 Watts replacing 400 Watts (Tier 1) | 11.0479 | 7.124 | 14.6624 | 55789.6386 | 613686.0242 | -217.3374 | -2390.7118 | 0.053526 | 0.45792 | 0.053526 | 0.45792 | 0.09181 | 0.78545 | 0.09181 | 0.78545 | 1.9873 | 6.7624 | 1.9873 | 6.7624
213062-Lighting - Occupancy Sensor - Wallbox Lighting Sensor | 0.24382 | 0.15722 | 0 | 1231.2518 | 9850.0147 | 0 | 0 | 0.075419 | 0 | 0.075419 | 0 | 0.091784 | 0 | 0.091784 | 0 | 3.3544 | 6.8583 | 3.3544 | 6.8583
213230-Lighting - Occupancy Sensor - High-Bay Sensor | 18.345 | 11.8294 | 33.0339 | 92638.6606 | 741109.2849 | 0 | 0 | 0.089827 | 0 | 0.089827 | 0 | 0.096037 | 0 | 0.096037 | 0 | 6.097 | 9.4137 | 6.097 | 9.4137
213147-Premium T8 with T12 34Watt Baseline | 0.39534 | 0.25492 | 0.55261 | 1996.3679 | 21960.0468 | -7.7772 | -85.5489 | -0.081862 | -0.70035 | -0.081862 | -0.70035 | 0.025226 | 0.21581 | 0.025226 | 0.21581 | 0.56825 | 1.3057 | 0.56825 | 1.3057
213053-Lighting - Remove 4 Ft T-8 (De-Lamp) | 2.073 | 1.3367 | 2.8977 | 10468.1342 | 115149.476 | -40.7803 | -448.5831 | 0.071261 | 0.60965 | 0.071261 | 0.60965 | 0.094629 | 0.80957 | 0.094629 | 0.80957 | 2.9533 | 8.2159 | 2.9533 | 8.2159
213054-Lighting - Remove 8 Ft T-8 (De-Lamp) | 4.4534 | 2.8717 | 6.2251 | 22488.9254 | 247378.1794 | -87.6092 | -963.7011 | 0.084996 | 0.72716 | 0.084996 | 0.72716 | 0.087877 | 0.75181 | 0.087877 | 0.75181 | 4.7366 | 5.4237 | 4.7366 | 5.4237
213230-Lighting - Occupancy Sensor - High-Bay Sensor | 11.8995 | 7.6731 | 21.4274 | 60089.942 | 480719.5361 | 0 | 0 | 0.089777 | 0 | 0.089777 | 0 | 0.094769 | 0 | 0.094769 | 0 | 6.0795 | 8.4724 | 6.0795 | 8.4724
213221-Lighting - Screw in >= 27 Watt Lamp | 12.9126 | 10.4928 | 8.4916 | 70232.2783 | 84278.7339 | -349.8783 | -419.854 | 0.040767 | 0.38724 | 0.040767 | 0.38724 | 0.023224 | 0.2206 | 0.023224 | 0.2206 | 1.6533 | 1.2905 | 1.6533 | 1.2905
213222-Lighting - Screw in 14-26 Watt Lamp | 12.2007 | 9.9143 | 8.0234 | 66360.2309 | 152628.5312 | -330.5888 | -760.3543 | 0.084407 | 0.70298 | 0.084407 | 0.70298 | 0.080633 | 0.67155 | 0.080633 | 0.67155 | 3.7757 | 3.3588 | 3.7757 | 3.3588
213084-Refrigeration -Cooler/Freezer Door Gaskets - Solid Doors: Cooler | 1.8515 | 1.4328 | 1.8355 | 16058.88 | 64235.52 | 0 | 0 | 0.083688 | 0 | 0.083688 | 0 | 0.083688 | 0 | 0.083688 | 0 | 8.5617 | 8.5617 | 8.5617 | 8.5617
213084-Refrigeration -Cooler/Freezer Door Gaskets - Solid Doors: Cooler | 2.5805 | 1.997 | 2.5583 | 22382.064 | 89528.256 | 0 | 0 | 0.083688 | 0 | 0.083688 | 0 | 0.083688 | 0 | 0.083688 | 0 | 8.5617 | 8.5617 | 8.5617 | 8.5617
213171-Food Service - Steamer-Gas | 0 | 0 | 0 | 0 | 0 | 2000.64 | 24007.68 | 0 | 0.56685 | 0 | 0.56685 | 0 | 0.88242 | 0 | 0.88242 | 2.5718 | 20.5819 | 2.5718 | 20.5819
213147-Premium T8 with T12 34Watt Baseline | 0.68181 | 0.42632 | 0.86542 | 3525.9714 | 38785.6852 | -1.8895 | -20.784 | -0.033926 | -0.29084 | -0.033926 | -0.29084 | 0.039217 | 0.3362 | 0.039217 | 0.3362 | 0.76003 | 1.5748 | 0.76003 | 1.5748
213053-Lighting - Remove 4 Ft T-8 (De-Lamp) | 2.3455 | 1.4666 | 2.9771 | 12129.5604 | 133425.1643 | -6.4999 | -71.4984 | 0.080256 | 0.68801 | 0.080256 | 0.68801 | 0.096605 | 0.82816 | 0.096605 | 0.82816 | 3.9514 | 9.909 | 3.9514 | 9.909
213062-Lighting - Occupancy Sensor - Wallbox Lighting Sensor | 0.15872 | 0.099247 | 0 | 820.8346 | 6566.6765 | 0 | 0 | 0.074817 | 0 | 0.074817 | 0 | 0.089511 | 0 | 0.089511 | 0 | 3.3306 | 6.1419 | 3.3306 | 6.1419
213230-Lighting - Occupancy Sensor - High-Bay Sensor | 11.8995 | 7.6731 | 21.4274 | 60089.942 | 480719.5361 | 0 | 0 | 0.090034 | 0 | 0.090034 | 0 | 0.095026 | 0 | 0.095026 | 0 | 6.094 | 8.4926 | 6.094 | 8.4926
213215-Lighting-Interior High Bay Linear Fluorescent Fixtures <= 244 Watts replacing 400 Watts (Tier 1) | 0.15378 | 0.099161 | 0.2003 | 776.5554 | 8542.1089 | -3.2053 | -35.2585 | 0.055068 | 0.47052 | 0.055068 | 0.47052 | 0.090657 | 0.77461 | 0.090657 | 0.77461 | 2.0427 | 6.2642 | 2.0427 | 6.2642
213230-Lighting - Occupancy Sensor - High-Bay Sensor | 0.24791 | 0.15986 | 0.4464 | 1251.8738 | 10014.9903 | 0 | 0 | 0.089913 | 0 | 0.089913 | 0 | 0.094905 | 0 | 0.094905 | 0 | 6.0872 | 8.4831 | 6.0872 | 8.4831
213049-Lighting - LED Exit Sign New Sign | 5.8903 | 5.852 | 0 | 51600.5656 | 825609.0489 | 0 | 0 | 0.077506 | 0 | 0.077506 | 0 | 0.083422 | 0 | 0.083422 | 0 | 4.9774 | 7.1475 | 4.9774 | 7.1475
213215-Lighting-Interior High Bay Linear Fluorescent Fixtures <= 244 Watts replacing 400 Watts (Tier 1) | 3.081 | 1.9867 | 3.0789 | 15558.5187 | 171143.7058 | -29.6038 | -325.6422 | 0.069327 | 0.59074 | 0.069327 | 0.59074 | 0.095456 | 0.81339 | 0.095456 | 0.81339 | 2.788 | 8.5498 | 2.788 | 8.5498
213230-Lighting - Occupancy Sensor - High-Bay Sensor | 3.7186 | 2.3978 | 6.6961 | 18778.1069 | 150224.855 | 0 | 0 | 0.089895 | 0 | 0.089895 | 0 | 0.094887 | 0 | 0.094887 | 0 | 6.0862 | 8.4817 | 6.0862 | 8.4817
213003-A/C - Reflective Window Film Inland | 1.9267 | 0.20082 | 0.59616 | 3957.984 | 39579.84 | 0 | 0 | 0.095885 | 0 | 0.095885 | 0 | 0.10582 | 0 | 0.10582 | 0 | 4.3739 | 6.7254 | 4.3739 | 6.7254
213147-Premium T8 with T12 34Watt Baseline | 0.43763 | 0.28219 | 0.43247 | 2209.9375 | 24309.3122 | -4.2049 | -46.2543 | 0.016331 | 0.13972 | 0.016331 | 0.13972 | 0.06796 | 0.58141 | 0.06796 | 0.58141 | 1.1787 | 2.7083 | 1.1787 | 2.7083
213215-Lighting-Interior High Bay Linear Fluorescent Fixtures <= 244 Watts replacing 400 Watts (Tier 1) | 3.2975 | 2.1263 | 3.4349 | 16651.8479 | 183170.3269 | -31.6842 | -348.5257 | 0.066736 | 0.57094 | 0.066736 | 0.57094 | 0.095692 | 0.81867 | 0.095692 | 0.81867 | 2.6275 | 8.941 | 2.6275 | 8.941
213213-Lighting-Wall or Ceiling-mounted Lighting Sensor >= 500 watts | 1.05 | 0.67704 | 2.5603 | 5302.08 | 42416.64 | 0 | 0 | 0.078448 | 0 | 0.078448 | 0 | 0.091699 | 0 | 0.091699 | 0 | 3.7048 | 6.8212 | 3.7048 | 6.8212
213230-Lighting - Occupancy Sensor - High-Bay Sensor | 4.2144 | 2.7176 | 7.5889 | 21281.8545 | 170254.8357 | 0 | 0 | 0.089827 | 0 | 0.089827 | 0 | 0.096037 | 0 | 0.096037 | 0 | 6.097 | 9.4137 | 6.097 | 9.4137
213053-Lighting - Remove 4 Ft T-8 (De-Lamp) | 1.6027 | 1.0335 | 1.5838 | 8093.2102 | 89025.3117 | -15.3993 | -169.3921 | 0.090154 | 0.77129 | 0.090154 | 0.77129 | 0.10142 | 0.86767 | 0.10142 | 0.86767 | 6.1258 | 17.0414 | 6.1258 | 17.0414
213054-Lighting - Remove 8 Ft T-8 (De-Lamp) | 1.6832 | 1.0854 | 1.6634 | 8499.7595 | 93497.3545 | -16.1728 | -177.9013 | 0.096776 | 0.82794 | 0.096776 | 0.82794 | 0.098165 | 0.83983 | 0.098165 | 0.83983 | 9.8247 | 11.2498 | 9.8247 | 11.2498
213215-Lighting-Interior High Bay Linear Fluorescent Fixtures <= 244 Watts replacing 400 Watts (Tier 1) | 1.5378 | 0.99161 | 2.003 | 7765.5536 | 85421.0895 | -32.0532 | -352.5854 | 0.055435 | 0.47176 | 0.055435 | 0.47176 | 0.091019 | 0.77459 | 0.091019 | 0.77459 | 2.0498 | 6.286 | 2.0498 | 6.286
213230-Lighting - Occupancy Sensor - High-Bay Sensor | 2.4791 | 1.5986 | 4.464 | 12518.7379 | 100149.9034 | 0 | 0 | 0.090034 | 0 | 0.090034 | 0 | 0.095026 | 0 | 0.095026 | 0 | 6.094 | 8.4926 | 6.094 | 8.4926
213229-Lighting - Screw in 14-26 Watt Reflector Lamp | 0.64747 | 0.4175 | 0.22552 | 3269.5714 | 6539.1428 | -15.2054 | -30.4107 | 0.056766 | 0.48326 | 0.056766 | 0.48326 | 0.037521 | 0.31943 | 0.037521 | 0.31943 | 2.0911 | 1.5265 | 2.0911 | 1.5265
213011-Lighting - 2 Ft 2nd Gen. T-8 with Elec. Ballast | 0.041839 | 0.026979 | 0.041346 | 211.2797 | 2324.0771 | -0.40201 | -4.4221 | 0.033394 | 0.28456 | 0.033394 | 0.28456 | 0.089753 | 0.76479 | 0.089753 | 0.76479 | 1.447 | 5.8923 | 1.447 | 5.8923
213147-Premium T8 with T12 34Watt Baseline | 0.10767 | 0.069429 | 0.1064 | 543.7148 | 5980.8625 | -1.0345 | -11.38 | 0.016517 | 0.14075 | 0.016517 | 0.14075 | 0.0639 | 0.54449 | 0.0639 | 0.54449 | 1.1804 | 2.4457 | 1.1804 | 2.4457
213053-Lighting - Remove 4 Ft T-8 (De-Lamp) | 1.0563 | 0.68114 | 1.0439 | 5334.1612 | 58675.7736 | -10.1495 | -111.6448 | 0.090484 | 0.77102 | 0.090484 | 0.77102 | 0.10107 | 0.86127 | 0.10107 | 0.86127 | 6.1367 | 15.3891 | 6.1367 | 15.3891
213062-Lighting - Occupancy Sensor - Wallbox Lighting Sensor | 0.040637 | 0.026204 | 0 | 205.2086 | 1641.6691 | 0 | 0 | 0.075467 | 0 | 0.075467 | 0 | 0.090161 | 0 | 0.090161 | 0 | 3.3508 | 6.1792 | 3.3508 | 6.1792
213246-Ice Machines 1001-1500 -Energy Star | 0.34843 | 0.26964 | 0.31104 | 3022.08 | 36264.96 | 0 | 0 | 0.05101 | 0 | 0.05101 | 0 | 0.07774 | 0 | 0.07774 | 0 | 2.1963 | 5.8861 | 2.1963 | 5.8861
213147-Premium T8 with T12 34Watt Baseline | 0.11692 | 0.073111 | 0.19279 | 604.6767 | 6651.4439 | -0.32403 | -3.5643 | -0.071079 | -0.60934 | -0.071079 | -0.60934 | 0.021286 | 0.18248 | 0.021286 | 0.18248 | 0.60186 | 1.2471 | 0.60186 | 1.2471
213206-Lighting-Interior High Bay Linear Fluorescent Fixtures 361-600 Watts replacing > 400 Watts | 0.44013 | 0.27521 | 0.63915 | 2276.1602 | 25037.7625 | -1.2197 | -13.417 | -0.03465 | -0.29705 | -0.03465 | -0.29705 | 0.055723 | 0.47769 | 0.055723 | 0.47769 | 0.75615 | 2.0773 | 0.75615 | 2.0773
213253-Ice Machines 1001-1500 - CEE Tier III | 0.28788 | 0.22279 | 0.25632 | 2496.96 | 29963.52 | 0 | 0 | 0.054105 | 0 | 0.054105 | 0 | 0.074394 | 0 | 0.074394 | 0 | 2.3682 | 4.8633 | 2.3682 | 4.8633
213206-Lighting-Interior High Bay Linear Fluorescent Fixtures 361-600 Watts replacing > 400 Watts | 6.0764 | 3.7687 | 6.3457 | 32821.66 | 361038.2605 | -44.6486 | -491.1349 | -0.005944 | -0.051818 | -0.005944 | -0.051818 | 0.065082 | 0.56737 | 0.065082 | 0.56737 | 0.94678 | 2.6009 | 0.94678 | 2.6009
213083-Refrigeration -Cooler/Freezer Door Gaskets - Glass Doors | 0.4937 | 0.41288 | 0.62363 | 3726.0898 | 14904.3592 | 0 | 0 | -0.21753 | 0 | -0.21753 | 0 | -0.21753 | 0 | -0.21753 | 0 | 0.31032 | 0.31032 | 0.31032 | 0.31032
213083-Refrigeration -Cooler/Freezer Door Gaskets - Glass Doors | 0.51377 | 0.42966 | 0.64898 | 3877.5282 | 15510.1129 | 0 | 0 | -0.21777 | 0 | -0.21777 | 0 | -0.21777 | 0 | -0.21777 | 0 | 0.30955 | 0.30955 | 0.30955 | 0.30955
213083-Refrigeration -Cooler/Freezer Door Gaskets - Glass Doors | 0.45497 | 0.38049 | 0.57471 | 3433.7784 | 13735.1136 | 0 | 0 | -0.21783 | 0 | -0.21783 | 0 | -0.21783 | 0 | -0.21783 | 0 | 0.30937 | 0.30937 | 0.30937 | 0.30937
213083-Refrigeration -Cooler/Freezer Door Gaskets - Glass Doors | 0.71442 | 0.59746 | 0.90244 | 5391.9125 | 21567.6502 | 0 | 0 | -0.21783 | 0 | -0.21783 | 0 | -0.21783 | 0 | -0.21783 | 0 | 0.30937 | 0.30937 | 0.30937 | 0.30937
213084-Refrigeration -Cooler/Freezer Door Gaskets - Solid Doors: Cooler | 0.036864 | 0.030829 | 0.046566 | 278.2241 | 1112.8964 | 0 | 0 | -0.21753 | 0 | -0.21753 | 0 | -0.21753 | 0 | -0.21753 | 0 | 0.31032 | 0.31032 | 0.31032 | 0.31032
213116-Refrigeration -Cooler/Freezer Door Gaskets - Solid Doors: Freezer | 0.0088661 | 0.0074146 | 0.011199 | 66.9147 | 267.6586 | 0 | 0 | -0.21753 | 0 | -0.21753 | 0 | -0.21753 | 0 | -0.21753 | 0 | 0.31032 | 0.31032 | 0.31032 | 0.31032
213083-Refrigeration -Cooler/Freezer Door Gaskets - Glass Doors | 0.090061 | 0.075317 | 0.11376 | 679.712 | 2718.8481 | 0 | 0 | -0.21753 | 0 | -0.21753 | 0 | -0.21753 | 0 | -0.21753 | 0 | 0.31032 | 0.31032 | 0.31032 | 0.31032
213020-Lighting - Hardwire Incan Base >90 watt Fluorescent Fixture | 0.89787 | 0.72961 | 0.83699 | 4883.588 | 58603.0561 | 0 | 0 | -0.29028 | 0 | -0.29028 | 0 | -0.28149 | 0 | -0.28149 | 0 | 0.26633 | 0.27238 | 0.26633 | 0.27238
213147-Premium T8 with T12 34Watt Baseline | 0.073744 | 0.059924 | 0.074277 | 401.0983 | 4412.0816 | -1.7541 | -19.2955 | -0.091763 | -0.80578 | -0.091763 | -0.80578 | 0.0099844 | 0.087674 | 0.0099844 | 0.087674 | 0.5334 | 1.1052 | 0.5334 | 1.1052
213084-Refrigeration -Cooler/Freezer Door Gaskets - Solid Doors: Cooler | 0.0093327 | 0.0078049 | 0.011789 | 70.4365 | 281.7459 | 0 | 0 | -0.21783 | 0 | -0.21783 | 0 | -0.21783 | 0 | -0.21783 | 0 | 0.30937 | 0.30937 | 0.30937 | 0.30937
213083-Refrigeration -Cooler/Freezer Door Gaskets - Glass Doors | 0.17172 | 0.14361 | 0.21692 | 1296.0312 | 5184.1249 | 0 | 0 | -0.21783 | 0 | -0.21783 | 0 | -0.21783 | 0 | -0.21783 | 0 | 0.30937 | 0.30937 | 0.30937 | 0.30937
213059-Motors - VFD - HVAC Fans (per Hp) | 38.545 | 35.1446 | 0 | 294573.6 | 4418604 | 0 | 0 | 0.071429 | 0 | 0.071429 | 0 | 0.088494 | 0 | 0.088494 | 0 | 3.487 | 8.5919 | 3.487 | 8.5919
213147-Premium T8 with T12 34Watt Baseline | 0.2158 | 0.14164 | 0.20371 | 1355.3674 | 14909.0415 | -6.3739 | -70.1134 | 0.033391 | 0.30276 | 0.033391 | 0.30276 | 0.068675 | 0.62268 | 0.068675 | 0.62268 | 1.4896 | 3.0865 | 1.4896 | 3.0865
213053-Lighting - Remove 4 Ft T-8 (De-Lamp) | 2.2632 | 1.4854 | 2.1363 | 14213.9813 | 156353.7943 | -66.8447 | -735.2916 | 0.088472 | 0.80218 | 0.088472 | 0.80218 | 0.096359 | 0.87369 | 0.096359 | 0.87369 | 7.7445 | 19.4211 | 7.7445 | 19.4211
213083-Refrigeration -Cooler/Freezer Door Gaskets - Glass Doors | 0.16006 | 0.13385 | 0.20218 | 1207.9856 | 4831.9425 | 0 | 0 | -0.21777 | 0 | -0.21777 | 0 | -0.21777 | 0 | -0.21777 | 0 | 0.30955 | 0.30955 | 0.30955 | 0.30955
213136-High Efficiency Copier | 0.047463 | 0.069789 | 0.03909 | 310.848 | 1865.088 | 0 | 0 | 0.0075858 | 0 | 0.0075858 | 0 | 0.042319 | 0 | 0.042319 | 0 | 1.077 | 1.6639 | 1.077 | 1.6639
213136-High Efficiency Copier | 0.047463 | 0.069789 | 0.03909 | 310.848 | 1865.088 | 0 | 0 | 0.0075858 | 0 | 0.0075858 | 0 | 0.042319 | 0 | 0.042319 | 0 | 1.077 | 1.6639 | 1.077 | 1.6639
213136-High Efficiency Copier | 0.047463 | 0.069789 | 0.03909 | 310.848 | 1865.088 | 0 | 0 | 0.0075858 | 0 | 0.0075858 | 0 | 0.042319 | 0 | 0.042319 | 0 | 1.077 | 1.6639 | 1.077 | 1.6639
213136-High Efficiency Copier | 0.047463 | 0.069789 | 0.03909 | 310.848 | 1865.088 | 0 | 0 | 0.0075858 | 0 | 0.0075858 | 0 | 0.042319 | 0 | 0.042319 | 0 | 1.077 | 1.6639 | 1.077 | 1.6639
213136-High Efficiency Copier | 0.047463 | 0.069789 | 0.03909 | 310.848 | 1865.088 | 0 | 0 | 0.0075858 | 0 | 0.0075858 | 0 | 0.042319 | 0 | 0.042319 | 0 | 1.077 | 1.6639 | 1.077 | 1.6639
213007-Heating - Greenhouse Heat Curtain | 0.27856 | 0.30754 | 0 | 2046.4595 | 10232.2977 | 6485.2677 | 32426.3383 | 0.049893 | 0.5553 | 0.049893 | 0.5553 | 0.078945 | 0.87866 | 0.078945 | 0.87866 | 1.9994 | 4.7825 | 1.9994 | 4.7825
213105-Heating - Infrared Film for Greenhouse | 0.23863 | 0.26345 | 0 | 1753.0794 | 8765.3972 | 10095.5007 | 50477.5035 | 0.089919 | 1.0008 | 0.089919 | 1.0008 | 0.083749 | 0.93213 | 0.083749 | 0.93213 | 10.0851 | 6.2124 | 10.0851 | 6.2124
213007-Heating - Greenhouse Heat Curtain | 0.27856 | 0.30754 | 0 | 2046.4595 | 10232.2977 | 16213.1691 | 81065.8457 | 0.049053 | 0.54596 | 0.049053 | 0.54596 | 0.078594 | 0.87475 | 0.078594 | 0.87475 | 1.9663 | 4.7034 | 1.9663 | 4.7034
213105-Heating - Infrared Film for Greenhouse | 0.23863 | 0.26345 | 0 | 1753.0794 | 8765.3972 | 9910.7034 | 49553.5171 | 0.089922 | 1.0008 | 0.089922 | 1.0008 | 0.083754 | 0.93218 | 0.083754 | 0.93218 | 10.0879 | 6.2142 | 10.0879 | 6.2142
213084-Refrigeration -Cooler/Freezer Door Gaskets - Solid Doors: Cooler | 0.015296 | 0.012039 | 0.018862 | 112.6984 | 450.7935 | 0 | 0 | -0.21719 | 0 | -0.21719 | 0 | -0.21719 | 0 | -0.21719 | 0 | 0.31139 | 0.31139 | 0.31139 | 0.31139
213067-Refrigeration - Food Service -Auto Closer for Main Cooler Doors | 0.28015 | 0.22048 | 0.39924 | 2064.0173 | 16512.1382 | -0.10248 | -0.81984 | 0.031445 | 0.29885 | 0.031445 | 0.29885 | 0.080239 | 0.76258 | 0.080239 | 0.76258 | 1.4864 | 6.0613 | 1.4864 | 6.0613
213147-Premium T8 with T12 34Watt Baseline | 0.36508 | 0.23542 | 0.50084 | 1843.5992 | 20279.5916 | -7.6097 | -83.7063 | -0.076925 | -0.65728 | -0.076925 | -0.65728 | 0.018688 | 0.15967 | 0.018688 | 0.15967 | 0.58375 | 1.2095 | 0.58375 | 1.2095
213053-Lighting - Remove 4 Ft T-8 (De-Lamp) | 0.29452 | 0.18991 | 0.40403 | 1487.2428 | 16359.6705 | -6.1388 | -67.5264 | 0.072333 | 0.61804 | 0.072333 | 0.61804 | 0.093704 | 0.80065 | 0.093704 | 0.80065 | 3.0349 | 7.6107 | 3.0349 | 7.6107
213054-Lighting - Remove 8 Ft T-8 (De-Lamp) | 0.060757 | 0.039178 | 0.083351 | 306.812 | 3374.932 | -1.2664 | -13.9304 | 0.085665 | 0.73196 | 0.085665 | 0.73196 | 0.086407 | 0.7383 | 0.086407 | 0.7383 | 4.8564 | 5.0242 | 4.8564 | 5.0242
213222-Lighting - Screw in 14-26 Watt Lamp | 0.022814 | 0.014711 | 0.029696 | 115.2054 | 264.9725 | -0.44684 | -1.0277 | 0.088121 | 0.71043 | 0.088121 | 0.71043 | 0.084519 | 0.68139 | 0.084519 | 0.68139 | 4.0354 | 3.5899 | 4.0354 | 3.5899
213083-Refrigeration -Cooler/Freezer Door Gaskets - Glass Doors | 0.39384 | 0.32937 | 0.49749 | 2972.4195 | 11889.6778 | 0 | 0 | -0.21783 | 0 | -0.21783 | 0 | -0.21783 | 0 | -0.21783 | 0 | 0.30937 | 0.30937 | 0.30937 | 0.30937
213083-Refrigeration -Cooler/Freezer Door Gaskets - Glass Doors | 0.36864 | 0.30829 | 0.46566 | 2782.241 | 11128.9638 | 0 | 0 | -0.21759 | 0 | -0.21759 | 0 | -0.21759 | 0 | -0.21759 | 0 | 0.31012 | 0.31012 | 0.31012 | 0.31012
213083-Refrigeration -Cooler/Freezer Door Gaskets - Glass Doors | 0.24638 | 0.20605 | 0.31123 | 1859.5231 | 7438.0923 | 0 | 0 | -0.21783 | 0 | -0.21783 | 0 | -0.21783 | 0 | -0.21783 | 0 | 0.30937 | 0.30937 | 0.30937 | 0.30937
213083-Refrigeration -Cooler/Freezer Door Gaskets - Glass Doors | 0.66869 | 0.55922 | 0.84467 | 5046.7738 | 20187.0952 | 0 | 0 | -0.21783 | 0 | -0.21783 | 0 | -0.21783 | 0 | -0.21783 | 0 | 0.30937 | 0.30937 | 0.30937 | 0.30937
213084-Refrigeration -Cooler/Freezer Door Gaskets - Solid Doors: Cooler | 0.50957 | 0.42615 | 0.64367 | 3845.8318 | 15383.3272 | 0 | 0 | -0.21783 | 0 | -0.21783 | 0 | -0.21783 | 0 | -0.21783 | 0 | 0.30937 | 0.30937 | 0.30937 | 0.30937
213230-Lighting - Occupancy Sensor - High-Bay Sensor | 24.2948 | 15.6659 | 43.7477 | 122683.6316 | 981469.0529 | 0 | 0 | 0.089777 | 0 | 0.089777 | 0 | 0.094769 | 0 | 0.094769 | 0 | 6.0795 | 8.4724 | 6.0795 | 8.4724
213215-Lighting-Interior High Bay Linear Fluorescent Fixtures <= 244 Watts replacing 400 Watts (Tier 1) | 4.6915 | 2.9336 | 6.8129 | 24262.4374 | 266886.8119 | -13.0015 | -143.0163 | 0.05994 | 0.51385 | 0.05994 | 0.51385 | 0.091956 | 0.78831 | 0.091956 | 0.78831 | 2.2617 | 6.9357 | 2.2617 | 6.9357
213230-Lighting - Occupancy Sensor - High-Bay Sensor | 7.02 | 4.3895 | 12.9457 | 36304.34 | 290434.7197 | 0 | 0 | 0.089245 | 0 | 0.089245 | 0 | 0.094237 | 0 | 0.094237 | 0 | 6.0494 | 8.4304 | 6.0494 | 8.4304
213115-Refrigeration - Night Covers for Display Cases Med Temp | 0.46335 | 0.38749 | -0.90628 | 3496.9871 | 17484.9353 | 295.2106 | 1476.0531 | -0.25706 | -2.4627 | -0.25706 | -2.4627 | 0.0097831 | 0.093726 | 0.0097831 | 0.093726 | 0.27488 | 1.1116 | 0.27488 | 1.1116
213080-Refrigeration - Night Covers for Display Cases Low Temp | 2.1463 | 1.795 | 0 | 16199.04 | 80995.2 | 0 | 0 | 0.0597 | 0 | 0.0597 | 0 | 0.060674 | 0 | 0.060674 | 0 | 2.5919 | 2.661 | 2.5919 | 2.661
213080-Refrigeration - Night Covers for Display Cases Low Temp | 1.6811 | 1.4059 | 0 | 12687.36 | 63436.8 | 0 | 0 | 0.0597 | 0 | 0.0597 | 0 | 0.060674 | 0 | 0.060674 | 0 | 2.5919 | 2.661 | 2.5919 | 2.661
213080-Refrigeration - Night Covers for Display Cases Low Temp | 2.1013 | 1.7573 | 0 | 15859.2 | 79296 | 0 | 0 | 0.0597 | 0 | 0.0597 | 0 | 0.060674 | 0 | 0.060674 | 0 | 2.5919 | 2.661 | 2.5919 | 2.661
213080-Refrigeration - Night Covers for Display Cases Low Temp | 2.2214 | 1.8577 | 0 | 16765.44 | 83827.2 | 0 | 0 | 0.0597 | 0 | 0.0597 | 0 | 0.060674 | 0 | 0.060674 | 0 | 2.5919 | 2.661 | 2.5919 | 2.661
213080-Refrigeration - Night Covers for Display Cases Low Temp | 1.8011 | 1.5063 | 0 | 13593.6 | 67968 | 0 | 0 | 0.059942 | 0 | 0.059942 | 0 | 0.060916 | 0 | 0.060916 | 0 | 2.5984 | 2.6677 | 2.5984 | 2.6677
213080-Refrigeration - Night Covers for Display Cases Low Temp | 1.9512 | 1.6318 | 0 | 14726.4 | 73632 | 0 | 0 | 0.0597 | 0 | 0.0597 | 0 | 0.060674 | 0 | 0.060674 | 0 | 2.5919 | 2.661 | 2.5919 | 2.661
213080-Refrigeration - Night Covers for Display Cases Low Temp | 1.8912 | 1.5816 | 0 | 14273.28 | 71366.4 | 0 | 0 | 0.059942 | 0 | 0.059942 | 0 | 0.060916 | 0 | 0.060916 | 0 | 2.5984 | 2.6677 | 2.5984 | 2.6677
213080-Refrigeration - Night Covers for Display Cases Low Temp | 2.0113 | 1.682 | 0 | 15179.52 | 75897.6 | 0 | 0 | 0.0597 | 0 | 0.0597 | 0 | 0.060674 | 0 | 0.060674 | 0 | 2.5919 | 2.661 | 2.5919 | 2.661
213080-Refrigeration - Night Covers for Display Cases Low Temp | 2.1013 | 1.7573 | 0 | 15859.2 | 79296 | 0 | 0 | 0.059942 | 0 | 0.059942 | 0 | 0.060916 | 0 | 0.060916 | 0 | 2.5984 | 2.6677 | 2.5984 | 2.6677
213080-Refrigeration - Night Covers for Display Cases Low Temp | 2.1013 | 1.7573 | 0 | 15859.2 | 79296 | 0 | 0 | 0.059942 | 0 | 0.059942 | 0 | 0.060916 | 0 | 0.060916 | 0 | 2.5984 | 2.6677 | 2.5984 | 2.6677
213080-Refrigeration - Night Covers for Display Cases Low Temp | 1.7411 | 1.4561 | 0 | 13140.48 | 65702.4 | 0 | 0 | 0.0597 | 0 | 0.0597 | 0 | 0.060674 | 0 | 0.060674 | 0 | 2.5919 | 2.661 | 2.5919 | 2.661
213222-Lighting - Screw in 14-26 Watt Lamp | 15.5569 | 12.6416 | 10.0273 | 84614.9384 | 194614.3583 | -387.5115 | -891.2765 | 0.084127 | 0.7028 | 0.084127 | 0.7028 | 0.080362 | 0.67135 | 0.080362 | 0.67135 | 3.773 | 3.3564 | 3.773 | 3.3564
213221-Lighting - Screw in >= 27 Watt Lamp | 3.5702 | 2.9011 | 2.3012 | 19418.5081 | 23302.2097 | -88.9311 | -106.7173 | 0.04062 | 0.38706 | 0.04062 | 0.38706 | 0.023127 | 0.22037 | 0.023127 | 0.22037 | 1.6528 | 1.2901 | 1.6528 | 1.2901
213084-Refrigeration -Cooler/Freezer Door Gaskets - Solid Doors: Cooler | 0.083174 | 0.065461 | 0.10256 | 612.7974 | 2451.1895 | 0 | 0 | -0.21719 | 0 | -0.21719 | 0 | -0.21719 | 0 | -0.21719 | 0 | 0.31139 | 0.31139 | 0.31139 | 0.31139
213084-Refrigeration -Cooler/Freezer Door Gaskets - Solid Doors: Cooler | 1.6432 | 1.2716 | 1.629 | 14252.256 | 57009.024 | 0 | 0 | 0.083688 | 0 | 0.083688 | 0 | 0.083688 | 0 | 0.083688 | 0 | 8.5617 | 8.5617 | 8.5617 | 8.5617
213147-Premium T8 with T12 34Watt Baseline | 0.027366 | 0.017111 | 0.044605 | 141.5215 | 1556.7368 | -0.041157 | -0.45272 | -0.072188 | -0.62235 | -0.072188 | -0.62235 | 0.020476 | 0.17653 | 0.020476 | 0.17653 | 0.59695 | 1.2369 | 0.59695 | 1.2369
213215-Lighting-Interior High Bay Linear Fluorescent Fixtures <= 244 Watts replacing 400 Watts (Tier 1) | 15.6091 | 9.7601 | 22.4074 | 80722.8249 | 887951.0738 | -23.4755 | -258.2304 | 0.059255 | 0.51086 | 0.059255 | 0.51086 | 0.091375 | 0.78777 | 0.091375 | 0.78777 | 2.2433 | 6.8792 | 2.2433 | 6.8792
213062-Lighting - Occupancy Sensor - Wallbox Lighting Sensor | 1.1111 | 0.69473 | 0 | 5745.8419 | 45966.7354 | 0 | 0 | 0.074524 | 0 | 0.074524 | 0 | 0.089218 | 0 | 0.089218 | 0 | 3.3214 | 6.125 | 3.3214 | 6.125
213230-Lighting - Occupancy Sensor - High-Bay Sensor | 23.4809 | 14.6822 | 43.3012 | 121431.7578 | 971454.0626 | 0 | 0 | 0.088952 | 0 | 0.088952 | 0 | 0.093944 | 0 | 0.093944 | 0 | 6.0328 | 8.4073 | 6.0328 | 8.4073
213049-Lighting - LED Exit Sign New Sign | 0.69297 | 0.68847 | 0 | 6070.6548 | 97130.4763 | 0 | 0 | 0.077166 | 0 | 0.077166 | 0 | 0.083082 | 0 | 0.083082 | 0 | 4.96 | 7.1225 | 4.96 | 7.1225
213020-Lighting - Hardwire Incan Base >90 watt Fluorescent Fixture | 0.31761 | 0.2048 | 0.28041 | 1603.841 | 19246.0924 | 0 | 0 | -0.072775 | 0 | -0.072775 | 0 | -0.068746 | 0 | -0.068746 | 0 | 0.59872 | 0.61233 | 0.59872 | 0.61233
213147-Premium T8 with T12 34Watt Baseline | 0.83358 | 0.53751 | 0.82376 | 4209.4047 | 46303.4517 | -8.0094 | -88.1035 | 0.016517 | 0.14075 | 0.016517 | 0.14075 | 0.0639 | 0.54449 | 0.0639 | 0.54449 | 1.1804 | 2.4457 | 1.1804 | 2.4457
213053-Lighting - Remove 4 Ft T-8 (De-Lamp) | 3.7517 | 2.4192 | 3.7075 | 18945.4692 | 208400.1615 | -36.0483 | -396.5316 | 0.090484 | 0.77102 | 0.090484 | 0.77102 | 0.10107 | 0.86127 | 0.10107 | 0.86127 | 6.1367 | 15.3891 | 6.1367 | 15.3891
213054-Lighting - Remove 8 Ft T-8 (De-Lamp) | 0.30057 | 0.19382 | 0.29703 | 1517.8142 | 16695.9562 | -2.888 | -31.7681 | 0.097091 | 0.82732 | 0.097091 | 0.82732 | 0.097459 | 0.83045 | 0.097459 | 0.83045 | 9.8198 | 10.1591 | 9.8198 | 10.1591
213082-Refrigeration - Vending Machine Controller | 1.7842 | 1.3807 | 0 | 15475.2 | 154752 | 0 | 0 | 0.074041 | 0 | 0.074041 | 0 | 0.079125 | 0 | 0.079125 | 0 | 4.9693 | 6.8314 | 4.9693 | 6.8314
213082-Refrigeration - Vending Machine Controller | 1.7842 | 1.3807 | 0 | 15475.2 | 154752 | 0 | 0 | 0.074148 | 0 | 0.074148 | 0 | 0.079232 | 0 | 0.079232 | 0 | 4.975 | 6.8392 | 4.975 | 6.8392
213082-Refrigeration - Vending Machine Controller | 0.89209 | 0.69037 | 0 | 7737.6 | 77376 | 0 | 0 | 0.074141 | 0 | 0.074141 | 0 | 0.079225 | 0 | 0.079225 | 0 | 4.9746 | 6.8387 | 4.9746 | 6.8387
213082-Refrigeration - Vending Machine Controller | 0.89209 | 0.69037 | 0 | 7737.6 | 77376 | 0 | 0 | 0.074041 | 0 | 0.074041 | 0 | 0.079125 | 0 | 0.079125 | 0 | 4.9693 | 6.8314 | 4.9693 | 6.8314
213084-Refrigeration -Cooler/Freezer Door Gaskets - Solid Doors: Cooler | 1.6432 | 1.2716 | 1.629 | 14252.256 | 57009.024 | 0 | 0 | 0.083679 | 0 | 0.083679 | 0 | 0.083679 | 0 | 0.083679 | 0 | 8.561 | 8.561 | 8.561 | 8.561
213085-Refrigeration -Strip Curtains for Walk-ins | 0.055181 | 0.046147 | 0.010479 | 416.4645 | 1665.8581 | 0 | 0 | 0.0427 | 0 | 0.0427 | 0 | 0.043564 | 0 | 0.043564 | 0 | 1.7781 | 1.8066 | 1.7781 | 1.8066
213067-Refrigeration - Food Service -Auto Closer for Main Cooler Doors | 0.41022 | 0.34306 | 0.59886 | 3096.0259 | 24768.2074 | -0.15372 | -1.2298 | 0.030879 | 0.29634 | 0.030879 | 0.29634 | 0.079673 | 0.7646 | 0.079673 | 0.7646 | 1.4776 | 6.0256 | 1.4776 | 6.0256
213068-Refrigeration - Food Service -Auto Closer for Main Freezer Doors | 0.35435 | 0.29634 | 0.26489 | 2674.381 | 21395.0477 | -0.02562 | -0.20496 | 0.070453 | 0.67611 | 0.070453 | 0.67611 | 0.085998 | 0.82529 | 0.085998 | 0.82529 | 3.8098 | 10.0246 | 3.8098 | 10.0246
213151-Tank Insulation - High Temperature Applic. (LF) 2 in | 0 | 0 | 0 | 0 | 0 | 948.48 | 18969.6 | 0 | 0.96558 | 0 | 0.96558 | 0 | 0.9604 | 0 | 0.9604 | 31.7897 | 27.2883 | 31.7897 | 27.2883
213002-A/C - Reflective Window Film Coastal | 14.5931 | 5.8217 | 8.291 | 44843.712 | 448437.12 | 0 | 0 | 0.085665 | 0 | 0.085665 | 0 | 0.10331 | 0 | 0.10331 | 0 | 3.4717 | 7.0713 | 3.4717 | 7.0713
213082-Refrigeration - Vending Machine Controller | 1.7842 | 1.3807 | 0 | 15475.2 | 154752 | 0 | 0 | 0.074041 | 0 | 0.074041 | 0 | 0.079125 | 0 | 0.079125 | 0 | 4.9693 | 6.8314 | 4.9693 | 6.8314
213082-Refrigeration - Vending Machine Controller | 0.35684 | 0.27615 | 0 | 3095.04 | 30950.4 | 0 | 0 | 0.074041 | 0 | 0.074041 | 0 | 0.079125 | 0 | 0.079125 | 0 | 4.9693 | 6.8314 | 4.9693 | 6.8314
213082-Refrigeration - Vending Machine Controller | 0.89209 | 0.69037 | 0 | 7737.6 | 77376 | 0 | 0 | 0.074041 | 0 | 0.074041 | 0 | 0.079125 | 0 | 0.079125 | 0 | 4.9693 | 6.8314 | 4.9693 | 6.8314
213084-Refrigeration -Cooler/Freezer Door Gaskets - Solid Doors: Cooler | 5.7627 | 4.4597 | 5.7131 | 49983.264 | 199933.056 | 0 | 0 | 0.083679 | 0 | 0.083679 | 0 | 0.083679 | 0 | 0.083679 | 0 | 8.561 | 8.561 | 8.561 | 8.561
213147-Premium T8 with T12 34Watt Baseline | 0.21619 | 0.14189 | 0.20214 | 1357.7834 | 14935.6175 | -6.5929 | -72.5222 | 0.033467 | 0.3035 | 0.033467 | 0.3035 | 0.06874 | 0.62337 | 0.06874 | 0.62337 | 1.4909 | 3.0891 | 1.4909 | 3.0891
213053-Lighting - Remove 4 Ft T-8 (De-Lamp) | 2.2672 | 1.4881 | 2.1199 | 14239.3183 | 156632.5016 | -69.1412 | -760.5535 | 0.08853 | 0.80284 | 0.08853 | 0.80284 | 0.096415 | 0.87434 | 0.096415 | 0.87434 | 7.7512 | 19.4377 | 7.7512 | 19.4377
213082-Refrigeration - Vending Machine Controller | 0.35684 | 0.27615 | 0 | 3095.04 | 30950.4 | 0 | 0 | 0.074041 | 0 | 0.074041 | 0 | 0.079125 | 0 | 0.079125 | 0 | 4.9693 | 6.8314 | 4.9693 | 6.8314
213082-Refrigeration - Vending Machine Controller | 2.4979 | 1.933 | 0 | 21665.28 | 216652.8 | 0 | 0 | 0.074041 | 0 | 0.074041 | 0 | 0.079125 | 0 | 0.079125 | 0 | 4.9693 | 6.8314 | 4.9693 | 6.8314
213082-Refrigeration - Vending Machine Controller | 0.89209 | 0.69037 | 0 | 7737.6 | 77376 | 0 | 0 | 0.074041 | 0 | 0.074041 | 0 | 0.079125 | 0 | 0.079125 | 0 | 4.9693 | 6.8314 | 4.9693 | 6.8314
213082-Refrigeration - Vending Machine Controller | 0.35684 | 0.27615 | 0 | 3095.04 | 30950.4 | 0 | 0 | 0.074041 | 0 | 0.074041 | 0 | 0.079125 | 0 | 0.079125 | 0 | 4.9693 | 6.8314 | 4.9693 | 6.8314
213082-Refrigeration - Vending Machine Controller | 0.41839 | 0.33552 | 0 | 3095.04 | 30950.4 | 0 | 0 | 0.077158 | 0 | 0.077158 | 0 | 0.082243 | 0 | 0.082243 | 0 | 5.1364 | 7.0611 | 5.1364 | 7.0611
213082-Refrigeration - Vending Machine Controller | 0.41839 | 0.33552 | 0 | 3095.04 | 30950.4 | 0 | 0 | 0.077158 | 0 | 0.077158 | 0 | 0.082243 | 0 | 0.082243 | 0 | 5.1364 | 7.0611 | 5.1364 | 7.0611
213147-Premium T8 with T12 34Watt Baseline | 0.61481 | 0.38443 | 0.76133 | 3179.5239 | 34974.7633 | -0.92466 | -10.1712 | -0.056509 | -0.48718 | -0.056509 | -0.48718 | 0.028043 | 0.24177 | 0.028043 | 0.24177 | 0.65422 | 1.3555 | 0.65422 | 1.3555
213053-Lighting - Remove 4 Ft T-8 (De-Lamp) | 3.0862 | 1.9298 | 3.8217 | 15960.5043 | 175565.5471 | -4.6416 | -51.0573 | 0.075483 | 0.65076 | 0.075483 | 0.65076 | 0.094382 | 0.81369 | 0.094382 | 0.81369 | 3.4013 | 8.5295 | 3.4013 | 8.5295
213082-Refrigeration - Vending Machine Controller | 0.16708 | 0.12965 | 0 | 1547.52 | 15475.2 | 0 | 0 | 0.07311 | 0 | 0.07311 | 0 | 0.078195 | 0 | 0.078195 | 0 | 4.9194 | 6.7628 | 4.9194 | 6.7628
213082-Refrigeration - Vending Machine Controller | 0.50124 | 0.38894 | 0 | 4642.56 | 46425.6 | 0 | 0 | 0.07311 | 0 | 0.07311 | 0 | 0.078195 | 0 | 0.078195 | 0 | 4.9194 | 6.7628 | 4.9194 | 6.7628
213082-Refrigeration - Vending Machine Controller | 1.1696 | 0.90753 | 0 | 10832.64 | 108326.4 | 0 | 0 | 0.07311 | 0 | 0.07311 | 0 | 0.078195 | 0 | 0.078195 | 0 | 4.9194 | 6.7628 | 4.9194 | 6.7628
213060-Lighting - Occupancy Sensor - Plug Load | 0.081741 | 0.052709 | 0.1458 | 412.776 | 4127.76 | 0 | 0 | 0.02905 | 0 | 0.02905 | 0 | 0.092615 | 0 | 0.092615 | 0 | 1.3708 | 7.2709 | 1.3708 | 7.2709
213206-Lighting-Interior High Bay Linear Fluorescent Fixtures 361-600 Watts replacing > 400 Watts | 5.5411 | 3.573 | 5.7719 | 27981.3854 | 307795.239 | -53.2413 | -585.6547 | -0.01507 | -0.12892 | -0.01507 | -0.12892 | 0.063037 | 0.5393 | 0.063037 | 0.5393 | 0.8773 | 2.4101 | 0.8773 | 2.4101
213082-Refrigeration - Vending Machine Controller | 0.35684 | 0.27615 | 0 | 3095.04 | 30950.4 | 0 | 0 | 0.074041 | 0 | 0.074041 | 0 | 0.079125 | 0 | 0.079125 | 0 | 4.9693 | 6.8314 | 4.9693 | 6.8314
213082-Refrigeration - Vending Machine Controller | 0.35684 | 0.27615 | 0 | 3095.04 | 30950.4 | 0 | 0 | 0.074041 | 0 | 0.074041 | 0 | 0.079125 | 0 | 0.079125 | 0 | 4.9693 | 6.8314 | 4.9693 | 6.8314
213082-Refrigeration - Vending Machine Controller | 0.17842 | 0.13807 | 0 | 1547.52 | 15475.2 | 0 | 0 | 0.074041 | 0 | 0.074041 | 0 | 0.079125 | 0 | 0.079125 | 0 | 4.9693 | 6.8314 | 4.9693 | 6.8314
213082-Refrigeration - Vending Machine Controller | 0.20919 | 0.16776 | 0 | 1547.52 | 15475.2 | 0 | 0 | 0.077158 | 0 | 0.077158 | 0 | 0.082243 | 0 | 0.082243 | 0 | 5.1364 | 7.0611 | 5.1364 | 7.0611
213082-Refrigeration - Vending Machine Controller | 0.41839 | 0.33552 | 0 | 3095.04 | 30950.4 | 0 | 0 | 0.077158 | 0 | 0.077158 | 0 | 0.082243 | 0 | 0.082243 | 0 | 5.1364 | 7.0611 | 5.1364 | 7.0611
213062-Lighting - Occupancy Sensor - Wallbox Lighting Sensor | 0.40637 | 0.26204 | 0 | 2052.0864 | 16416.6912 | 0 | 0 | 0.075349 | 0 | 0.075349 | 0 | 0.090043 | 0 | 0.090043 | 0 | 3.3471 | 6.1724 | 3.3471 | 6.1724
213230-Lighting - Occupancy Sensor - High-Bay Sensor | 2.4791 | 1.5986 | 4.464 | 12518.7379 | 100149.9034 | 0 | 0 | 0.089777 | 0 | 0.089777 | 0 | 0.094769 | 0 | 0.094769 | 0 | 6.0795 | 8.4724 | 6.0795 | 8.4724
213136-High Efficiency Copier | 0.047463 | 0.069789 | 0.03909 | 310.848 | 1865.088 | 0 | 0 | 0.0075858 | 0 | 0.0075858 | 0 | 0.042319 | 0 | 0.042319 | 0 | 1.077 | 1.6639 | 1.077 | 1.6639
213136-High Efficiency Copier | 0.047463 | 0.069789 | 0.03909 | 310.848 | 1865.088 | 0 | 0 | 0.0075858 | 0 | 0.0075858 | 0 | 0.042319 | 0 | 0.042319 | 0 | 1.077 | 1.6639 | 1.077 | 1.6639
213147-Premium T8 with T12 34Watt Baseline | 0.54533 | 0.35165 | 0.7715 | 2753.8206 | 30292.0266 | -5.2398 | -57.6379 | -0.072506 | -0.6203 | -0.072506 | -0.6203 | 0.02075 | 0.17752 | 0.02075 | 0.17752 | 0.59775 | 1.2385 | 0.59775 | 1.2385
213053-Lighting - Remove 4 Ft T-8 (De-Lamp) | 2.9798 | 1.9215 | 4.2156 | 15047.4096 | 165521.5054 | -28.6313 | -314.9446 | 0.073073 | 0.62515 | 0.073073 | 0.62515 | 0.093917 | 0.80348 | 0.093917 | 0.80348 | 3.1077 | 7.7932 | 3.1077 | 7.7932
213147-Premium T8 with T12 34Watt Baseline | 0.15729 | 0.10142 | 0.20156 | 794.2662 | 8736.9279 | -1.5113 | -16.6241 | -0.043943 | -0.37594 | -0.043943 | -0.37594 | 0.034535 | 0.29546 | 0.034535 | 0.29546 | 0.7103 | 1.4717 | 0.7103 | 1.4717
213116-Refrigeration -Cooler/Freezer Door Gaskets - Solid Doors: Freezer | 0.0077148 | 0.0059703 | 0.011199 | 66.9147 | 267.6586 | 0 | 0 | -0.22151 | 0 | -0.22151 | 0 | -0.22151 | 0 | -0.22151 | 0 | 0.29768 | 0.29768 | 0.29768 | 0.29768
213128-Refrigerator - Early Replacement | 2.3035 | 1.7826 | 2.6137 | 19979.078 | 119874.468 | 0 | 0 | 0.040303 | 0 | 0.040303 | 0 | 0.039732 | 0 | 0.039732 | 0 | 1.7467 | 1.7284 | 1.7467 | 1.7284
213116-Refrigeration -Cooler/Freezer Door Gaskets - Solid Doors: Freezer | 0.0069027 | 0.0053419 | 0.010021 | 59.871 | 239.484 | 0 | 0 | -0.2214 | 0 | -0.2214 | 0 | -0.2214 | 0 | -0.2214 | 0 | 0.29804 | 0.29804 | 0.29804 | 0.29804
213084-Refrigeration -Cooler/Freezer Door Gaskets - Solid Doors: Cooler | 0.041416 | 0.032051 | 0.060123 | 359.226 | 1436.9042 | 0 | 0 | -0.2214 | 0 | -0.2214 | 0 | -0.2214 | 0 | -0.2214 | 0 | 0.29804 | 0.29804 | 0.29804 | 0.29804
213175-Food Service - Ice Machine Air-Cooled 201-300 | 0.25249 | 0.1954 | 0.25 | 2190 | 26280 | 0 | 0 | 0.075902 | 0 | 0.075902 | 0 | 0.076535 | 0 | 0.076535 | 0 | 5.439 | 5.6479 | 5.439 | 5.6479
213084-Refrigeration -Cooler/Freezer Door Gaskets - Solid Doors: Cooler | 0.040198 | 0.031109 | 0.058355 | 348.6606 | 1394.6423 | 0 | 0 | -0.2214 | 0 | -0.2214 | 0 | -0.2214 | 0 | -0.2214 | 0 | 0.29804 | 0.29804 | 0.29804 | 0.29804
213116-Refrigeration -Cooler/Freezer Door Gaskets - Solid Doors: Freezer | 0.015024 | 0.011626 | 0.021809 | 130.3075 | 521.23 | 0 | 0 | -0.2214 | 0 | -0.2214 | 0 | -0.2214 | 0 | -0.2214 | 0 | 0.29804 | 0.29804 | 0.29804 | 0.29804
213128-Refrigerator - Early Replacement | 2.5338 | 1.9609 | 2.8751 | 21976.9858 | 131861.9148 | 0 | 0 | 0.040303 | 0 | 0.040303 | 0 | 0.039732 | 0 | 0.039732 | 0 | 1.7467 | 1.7284 | 1.7467 | 1.7284
213128-Refrigerator - Early Replacement | 2.7641 | 2.1391 | 3.1364 | 23974.8936 | 143849.3616 | 0 | 0 | 0.040303 | 0 | 0.040303 | 0 | 0.039732 | 0 | 0.039732 | 0 | 1.7467 | 1.7284 | 1.7467 | 1.7284
213084-Refrigeration -Cooler/Freezer Door Gaskets - Solid Doors: Cooler | 0.059688 | 0.046192 | 0.086648 | 517.7081 | 2070.8325 | 0 | 0 | -0.2214 | 0 | -0.2214 | 0 | -0.2214 | 0 | -0.2214 | 0 | 0.29804 | 0.29804 | 0.29804 | 0.29804
213116-Refrigeration -Cooler/Freezer Door Gaskets - Solid Doors: Freezer | 0.037356 | 0.028909 | 0.054229 | 324.0078 | 1296.0312 | 0 | 0 | -0.2214 | 0 | -0.2214 | 0 | -0.2214 | 0 | -0.2214 | 0 | 0.29804 | 0.29804 | 0.29804 | 0.29804
213059-Motors - VFD - HVAC Fans (per Hp) | 5.297 | 4.8297 | 0 | 40481.28 | 607219.2 | 0 | 0 | 0.070917 | 0 | 0.070917 | 0 | 0.087982 | 0 | 0.087982 | 0 | 3.4691 | 8.5479 | 3.4691 | 8.5479
213084-Refrigeration -Cooler/Freezer Door Gaskets - Solid Doors: Cooler | 0.76374 | 0.59104 | 0.75715 | 6624.288 | 26497.152 | 0 | 0 | 0.084369 | 0 | 0.084369 | 0 | 0.084369 | 0 | 0.084369 | 0 | 8.6232 | 8.6232 | 8.6232 | 8.6232
213136-High Efficiency Copier | 0.041346 | 0.034502 | 0.03909 | 310.848 | 1865.088 | 0 | 0 | -0.00052606 | 0 | -0.00052606 | 0 | 0.034207 | 0 | 0.034207 | 0 | 0.99466 | 1.5367 | 0.99466 | 1.5367
213059-Motors - VFD - HVAC Fans (per Hp) | 7.5671 | 6.8996 | 0 | 57830.4 | 867456 | 0 | 0 | 0.070917 | 0 | 0.070917 | 0 | 0.087982 | 0 | 0.087982 | 0 | 3.4691 | 8.5479 | 3.4691 | 8.5479
213013-Lighting - 8 Ft T-8 with Elec. Ballast | 0.1256 | 0.071665 | 0.15747 | 625.0399 | 6875.4394 | -0.80812 | -8.8894 | 0.0008821 | 0.0077793 | 0.0008821 | 0.0077793 | 0.079874 | 0.70441 | 0.079874 | 0.70441 | 1.0085 | 4.2357 | 1.0085 | 4.2357
213115-Refrigeration - Night Covers for Display Cases Med Temp | 0.19858 | 0.15368 | -0.44638 | 1722.3966 | 8611.9831 | 145.4022 | 727.0112 | -0.25125 | -2.5461 | -0.25125 | -2.5461 | 0.0088691 | 0.089878 | 0.0088691 | 0.089878 | 0.27294 | 1.1038 | 0.27294 | 1.1038
213178-Food Service - Ice Machine Air-Cooled 501-1000 | 0.33329 | 0.25793 | 0.33 | 2890.8 | 34689.6 | 0 | 0 | 0.033056 | 0 | 0.033056 | 0 | 0.076368 | 0 | 0.076368 | 0 | 1.5514 | 5.5914 | 1.5514 | 5.5914
213084-Refrigeration -Cooler/Freezer Door Gaskets - Solid Doors: Cooler | 0.64802 | 0.50149 | 0.64243 | 5620.608 | 22482.432 | 0 | 0 | 0.084369 | 0 | 0.084369 | 0 | 0.084369 | 0 | 0.084369 | 0 | 8.6232 | 8.6232 | 8.6232 | 8.6232
213059-Motors - VFD - HVAC Fans (per Hp) | 2.3647 | 2.1561 | 0 | 18072 | 271080 | 0 | 0 | 0.070917 | 0 | 0.070917 | 0 | 0.087982 | 0 | 0.087982 | 0 | 3.4691 | 8.5479 | 3.4691 | 8.5479
213121-Water Heating -Commercial Pool Heater | 0 | 0 | 0 | 0 | 0 | 4164.48 | 20822.4 | 0 | 0.74827 | 0 | 0.74827 | 0 | 0.74827 | 0 | 0.74827 | 4.7654 | 4.7654 | 4.7654 | 4.7654
213121-Water Heating -Commercial Pool Heater | 0 | 0 | 0 | 0 | 0 | 2290.464 | 11452.32 | 0 | 0.74827 | 0 | 0.74827 | 0 | 0.74827 | 0 | 0.74827 | 4.7654 | 4.7654 | 4.7654 | 4.7654
213173-Food Service - Combination Oven-Gas | 0 | 0 | 0 | 0 | 0 | 386.88 | 4642.56 | 0 | -5.5842 | 0 | -5.5842 | 0 | 0.69363 | 0 | 0.69363 | 0.14232 | 3.9766 | 0.14232 | 3.9766
213172-Food Service - Convection Oven-Gas | 0 | 0 | 0 | 0 | 0 | 620.16 | 7441.92 | 0 | -0.25115 | 0 | -0.25115 | 0 | 0.73283 | 0 | 0.73283 | 0.78677 | 4.7808 | 0.78677 | 4.7808
213180-Food Service - Ice Machine Air-Cooled >1500 | 0.48478 | 0.37517 | 0.48 | 4204.8 | 50457.6 | 0 | 0 | 0.032217 | 0 | 0.032217 | 0 | 0.078707 | 0 | 0.078707 | 0 | 1.53 | 6.5063 | 1.53 | 6.5063
213059-Motors - VFD - HVAC Fans (per Hp) | 17.7827 | 16.214 | 0 | 135901.44 | 2038521.6 | 0 | 0 | 0.070917 | 0 | 0.070917 | 0 | 0.087982 | 0 | 0.087982 | 0 | 3.4691 | 8.5479 | 3.4691 | 8.5479
213128-Refrigerator - Early Replacement | 0.11517 | 0.08913 | 0.13069 | 998.9539 | 5993.7234 | 0 | 0 | 0.040303 | 0 | 0.040303 | 0 | 0.039732 | 0 | 0.039732 | 0 | 1.7467 | 1.7284 | 1.7467 | 1.7284
213083-Refrigeration -Cooler/Freezer Door Gaskets - Glass Doors | 1.4349 | 1.1104 | 1.4225 | 12445.632 | 49782.528 | 0 | 0 | 0.084369 | 0 | 0.084369 | 0 | 0.084369 | 0 | 0.084369 | 0 | 8.6232 | 8.6232 | 8.6232 | 8.6232
213128-Refrigerator - Early Replacement | 0.11517 | 0.08913 | 0.13069 | 998.9539 | 5993.7234 | 0 | 0 | 0.040303 | 0 | 0.040303 | 0 | 0.039732 | 0 | 0.039732 | 0 | 1.7467 | 1.7284 | 1.7467 | 1.7284
213128-Refrigerator - Early Replacement | 0.23035 | 0.17826 | 0.26137 | 1997.9078 | 11987.4468 | 0 | 0 | 0.040861 | 0 | 0.040861 | 0 | 0.04029 | 0 | 0.04029 | 0 | 1.7571 | 1.7387 | 1.7571 | 1.7387
213128-Refrigerator - Early Replacement | 0.69104 | 0.53478 | 0.78411 | 5993.7234 | 35962.3404 | 0 | 0 | 0.040303 | 0 | 0.040303 | 0 | 0.039732 | 0 | 0.039732 | 0 | 1.7467 | 1.7284 | 1.7467 | 1.7284
213128-Refrigerator - Early Replacement | 0.11517 | 0.08913 | 0.13069 | 998.9539 | 5993.7234 | 0 | 0 | 0.040303 | 0 | 0.040303 | 0 | 0.039732 | 0 | 0.039732 | 0 | 1.7467 | 1.7284 | 1.7467 | 1.7284
213128-Refrigerator - Early Replacement | 0.11517 | 0.08913 | 0.13069 | 998.9539 | 5993.7234 | 0 | 0 | 0.040861 | 0 | 0.040861 | 0 | 0.04029 | 0 | 0.04029 | 0 | 1.7571 | 1.7387 | 1.7571 | 1.7387
213083-Refrigeration -Cooler/Freezer Door Gaskets - Glass Doors | 0.16282 | 0.12601 | 0.23637 | 1412.2514 | 5649.0057 | 0 | 0 | -0.22079 | 0 | -0.22079 | 0 | -0.22079 | 0 | -0.22079 | 0 | 0.29998 | 0.29998 | 0.29998 | 0.29998
213084-Refrigeration -Cooler/Freezer Door Gaskets - Solid Doors: Cooler | 0.86788 | 0.67164 | 0.8604 | 7527.6 | 30110.4 | 0 | 0 | 0.084369 | 0 | 0.084369 | 0 | 0.084369 | 0 | 0.084369 | 0 | 8.6232 | 8.6232 | 8.6232 | 8.6232
213085-Refrigeration -Strip Curtains for Walk-ins | 1.0293 | 0.79658 | 1.0176 | 8928 | 35712 | 0 | 0 | 0.09354 | 0 | 0.09354 | 0 | 0.09357 | 0 | 0.09357 | 0 | 50.3321 | 51.1374 | 50.3321 | 51.1374
213076-Refrigeration - New Refrigeration Case w/Doors-Low Temperature Case | 30.8854 | 23.9016 | 26.1677 | 267886.08 | 4286177.28 | 0 | 0 | 0.086437 | 0 | 0.086437 | 0 | 0.078018 | 0 | 0.078018 | 0 | 10.4771 | 5.4481 | 10.4771 | 5.4481
213084-Refrigeration -Cooler/Freezer Door Gaskets - Solid Doors: Cooler | 0.85631 | 0.66268 | 0.84893 | 7427.232 | 29708.928 | 0 | 0 | 0.084369 | 0 | 0.084369 | 0 | 0.084369 | 0 | 0.084369 | 0 | 8.6232 | 8.6232 | 8.6232 | 8.6232
213084-Refrigeration -Cooler/Freezer Door Gaskets - Solid Doors: Cooler | 0.017054 | 0.013198 | 0.024757 | 147.9166 | 591.6664 | 0 | 0 | -0.21997 | 0 | -0.21997 | 0 | -0.21997 | 0 | -0.21997 | 0 | 0.30258 | 0.30258 | 0.30258 | 0.30258
213116-Refrigeration -Cooler/Freezer Door Gaskets - Solid Doors: Freezer | 0.0085269 | 0.0065988 | 0.012378 | 73.9583 | 295.8332 | 0 | 0 | -0.21997 | 0 | -0.21997 | 0 | -0.21997 | 0 | -0.21997 | 0 | 0.30258 | 0.30258 | 0.30258 | 0.30258
213084-Refrigeration -Cooler/Freezer Door Gaskets - Solid Doors: Cooler | 0.017054 | 0.013198 | 0.024757 | 147.9166 | 591.6664 | 0 | 0 | -0.21997 | 0 | -0.21997 | 0 | -0.21997 | 0 | -0.21997 | 0 | 0.30258 | 0.30258 | 0.30258 | 0.30258
213116-Refrigeration -Cooler/Freezer Door Gaskets - Solid Doors: Freezer | 0.0085269 | 0.0065988 | 0.012378 | 73.9583 | 295.8332 | 0 | 0 | -0.21997 | 0 | -0.21997 | 0 | -0.21997 | 0 | -0.21997 | 0 | 0.30258 | 0.30258 | 0.30258 | 0.30258
213084-Refrigeration -Cooler/Freezer Door Gaskets - Solid Doors: Cooler | 0.041416 | 0.032051 | 0.060123 | 359.226 | 1436.9042 | 0 | 0 | -0.21997 | 0 | -0.21997 | 0 | -0.21997 | 0 | -0.21997 | 0 | 0.30258 | 0.30258 | 0.30258 | 0.30258
213116-Refrigeration -Cooler/Freezer Door Gaskets - Solid Doors: Freezer | 0.01543 | 0.011941 | 0.022399 | 133.8293 | 535.3172 | 0 | 0 | -0.21997 | 0 | -0.21997 | 0 | -0.21997 | 0 | -0.21997 | 0 | 0.30258 | 0.30258 | 0.30258 | 0.30258
213084-Refrigeration -Cooler/Freezer Door Gaskets - Solid Doors: Cooler | 0.030047 | 0.023253 | 0.043619 | 260.615 | 1042.4599 | 0 | 0 | -0.21986 | 0 | -0.21986 | 0 | -0.21986 | 0 | -0.21986 | 0 | 0.30293 | 0.30293 | 0.30293 | 0.30293
213116-Refrigeration -Cooler/Freezer Door Gaskets - Solid Doors: Freezer | 0.02152 | 0.016654 | 0.031241 | 186.6567 | 746.6267 | 0 | 0 | -0.21986 | 0 | -0.21986 | 0 | -0.21986 | 0 | -0.21986 | 0 | 0.30293 | 0.30293 | 0.30293 | 0.30293
213084-Refrigeration -Cooler/Freezer Door Gaskets - Solid Doors: Cooler | 0.18515 | 0.14328 | 0.18355 | 1605.888 | 6423.552 | 0 | 0 | 0.084478 | 0 | 0.084478 | 0 | 0.084478 | 0 | 0.084478 | 0 | 8.6331 | 8.6331 | 8.6331 | 8.6331
213013-Lighting - 8 Ft T-8 with Elec. Ballast | 4.7248 | 3.0467 | 6.207 | 23859.2643 | 262451.9073 | -45.398 | -499.3781 | -0.057838 | -0.49243 | -0.057838 | -0.49243 | 0.068748 | 0.58532 | 0.068748 | 0.58532 | 0.65188 | 2.7379 | 0.65188 | 2.7379
213013-Lighting - 8 Ft T-8 with Elec. Ballast | 0.6099 | 0.39328 | 0.13562 | 3079.8692 | 33878.5609 | -5.8602 | -64.4621 | 0.024914 | 0.21239 | 0.024914 | 0.21239 | 0.088345 | 0.75313 | 0.088345 | 0.75313 | 1.2993 | 5.4569 | 1.2993 | 5.4569
213116-Refrigeration -Cooler/Freezer Door Gaskets - Solid Doors: Freezer | 3.7724 | 2.9194 | 3.7399 | 32719.968 | 130879.872 | 0 | 0 | 0.084369 | 0 | 0.084369 | 0 | 0.084369 | 0 | 0.084369 | 0 | 8.6232 | 8.6232 | 8.6232 | 8.6232
213175-Food Service - Ice Machine Air-Cooled 201-300 | 0.25249 | 0.1954 | 0.25 | 2190 | 26280 | 0 | 0 | 0.07647 | 0 | 0.07647 | 0 | 0.077102 | 0 | 0.077102 | 0 | 5.4722 | 5.6823 | 5.4722 | 5.6823
213083-Refrigeration -Cooler/Freezer Door Gaskets - Glass Doors | 0.56115 | 0.43426 | 0.81461 | 4867.1608 | 19468.6431 | 0 | 0 | -0.22079 | 0 | -0.22079 | 0 | -0.22079 | 0 | -0.22079 | 0 | 0.29998 | 0.29998 | 0.29998 | 0.29998
213084-Refrigeration -Cooler/Freezer Door Gaskets - Solid Doors: Cooler | 2.1755 | 1.6836 | 2.1567 | 18869.184 | 75476.736 | 0 | 0 | 0.084369 | 0 | 0.084369 | 0 | 0.084369 | 0 | 0.084369 | 0 | 8.6232 | 8.6232 | 8.6232 | 8.6232
213083-Refrigeration -Cooler/Freezer Door Gaskets - Glass Doors | 0.21986 | 0.17015 | 0.21797 | 1906.992 | 7627.968 | 0 | 0 | 0.084369 | 0 | 0.084369 | 0 | 0.084369 | 0 | 0.084369 | 0 | 8.6232 | 8.6232 | 8.6232 | 8.6232
213078-Refrigeration - New Refrigeration Case w/Doors-Special doors Low Temp | 31.8214 | 24.6259 | 49.8086 | 276003.84 | 4416061.44 | 0 | 0 | 0.035814 | 0 | 0.035814 | 0 | 0.077909 | 0 | 0.077909 | 0 | 1.6006 | 5.4419 | 1.6006 | 5.4419
213126-Refrigeration - Efficient Evap Fan Motor Electronically Commutated Motor (ECM) | 0.97887 | 0.75753 | 1.156 | 8490.2822 | 127354.2336 | -8.411 | -126.1656 | 0.08792 | 0.87583 | 0.08792 | 0.87583 | 0.075844 | 0.75554 | 0.075844 | 0.75554 | 13.6156 | 4.9825 | 13.6156 | 4.9825
213126-Refrigeration - Efficient Evap Fan Motor Electronically Commutated Motor (ECM) | 0.78567 | 0.60802 | 0.92788 | 6814.5686 | 102218.5296 | -6.751 | -101.2645 | 0.08792 | 0.87583 | 0.08792 | 0.87583 | 0.075844 | 0.75554 | 0.075844 | 0.75554 | 13.6156 | 4.9825 | 13.6156 | 4.9825
213126-Refrigeration - Efficient Evap Fan Motor Electronically Commutated Motor (ECM) | 0.83719 | 0.64789 | 0.98873 | 7261.4256 | 108921.384 | -7.1937 | -107.9048 | 0.08792 | 0.87583 | 0.08792 | 0.87583 | 0.075844 | 0.75554 | 0.075844 | 0.75554 | 13.6156 | 4.9825 | 13.6156 | 4.9825
213078-Refrigeration - New Refrigeration Case w/Doors-Special doors Low Temp | 1.0696 | 0.82776 | 1.6742 | 9277.44 | 148439.04 | 0 | 0 | 0.035814 | 0 | 0.035814 | 0 | 0.077909 | 0 | 0.077909 | 0 | 1.6006 | 5.4419 | 1.6006 | 5.4419
213078-Refrigeration - New Refrigeration Case w/Doors-Special doors Low Temp | 1.0696 | 0.82776 | 1.6742 | 9277.44 | 148439.04 | 0 | 0 | 0.035814 | 0 | 0.035814 | 0 | 0.077909 | 0 | 0.077909 | 0 | 1.6006 | 5.4419 | 1.6006 | 5.4419
213126-Refrigeration - Efficient Evap Fan Motor Electronically Commutated Motor (ECM) | 0.75991 | 0.58808 | 0.89746 | 6591.1402 | 98867.1024 | -6.5296 | -97.9443 | 0.08792 | 0.87583 | 0.08792 | 0.87583 | 0.075844 | 0.75554 | 0.075844 | 0.75554 | 13.6156 | 4.9825 | 13.6156 | 4.9825
213126-Refrigeration - Efficient Evap Fan Motor Electronically Commutated Motor (ECM) | 0.3864 | 0.29902 | 0.45634 | 3351.4272 | 50271.408 | -3.3201 | -49.8022 | 0.08792 | 0.87583 | 0.08792 | 0.87583 | 0.075844 | 0.75554 | 0.075844 | 0.75554 | 13.6156 | 4.9825 | 13.6156 | 4.9825
213126-Refrigeration - Efficient Evap Fan Motor Electronically Commutated Motor (ECM) | 0.5152 | 0.3987 | 0.60845 | 4468.5696 | 67028.544 | -4.4269 | -66.4029 | 0.08792 | 0.87583 | 0.08792 | 0.87583 | 0.075844 | 0.75554 | 0.075844 | 0.75554 | 13.6156 | 4.9825 | 13.6156 | 4.9825
213078-Refrigeration - New Refrigeration Case w/Doors-Special doors Low Temp | 1.0696 | 0.82776 | 1.6742 | 9277.44 | 148439.04 | 0 | 0 | 0.035923 | 0 | 0.035923 | 0 | 0.078018 | 0 | 0.078018 | 0 | 1.6024 | 5.4481 | 1.6024 | 5.4481
213126-Refrigeration - Efficient Evap Fan Motor Electronically Commutated Motor (ECM) | 0.72127 | 0.55818 | 0.85183 | 6255.9974 | 93839.9616 | -6.1976 | -92.9641 | 0.088029 | 0.87591 | 0.088029 | 0.87591 | 0.075953 | 0.75576 | 0.075953 | 0.75576 | 13.6313 | 4.9882 | 13.6313 | 4.9882
213078-Refrigeration - New Refrigeration Case w/Doors-Special doors Low Temp | 2.4067 | 1.8625 | 3.767 | 20874.24 | 333987.84 | 0 | 0 | 0.035923 | 0 | 0.035923 | 0 | 0.078018 | 0 | 0.078018 | 0 | 1.6024 | 5.4481 | 1.6024 | 5.4481
213126-Refrigeration - Efficient Evap Fan Motor Electronically Commutated Motor (ECM) | 0.87583 | 0.67779 | 1.0344 | 7596.5683 | 113948.5248 | -7.5257 | -112.885 | 0.088029 | 0.87591 | 0.088029 | 0.87591 | 0.075953 | 0.75576 | 0.075953 | 0.75576 | 13.6313 | 4.9882 | 13.6313 | 4.9882
213126-Refrigeration - Efficient Evap Fan Motor Electronically Commutated Motor (ECM) | 0.59248 | 0.4585 | 0.69971 | 5138.855 | 77082.8256 | -5.0909 | -76.3634 | 0.08792 | 0.87583 | 0.08792 | 0.87583 | 0.075844 | 0.75554 | 0.075844 | 0.75554 | 13.6156 | 4.9825 | 13.6156 | 4.9825
213078-Refrigeration - New Refrigeration Case w/Doors-Special doors Low Temp | 12.9692 | 10.0366 | 20.3002 | 112488.96 | 1799823.36 | 0 | 0 | 0.035814 | 0 | 0.035814 | 0 | 0.077909 | 0 | 0.077909 | 0 | 1.6006 | 5.4419 | 1.6006 | 5.4419
213126-Refrigeration - Efficient Evap Fan Motor Electronically Commutated Motor (ECM) | 2.8851 | 2.2327 | 3.4073 | 25023.9898 | 375359.8464 | -24.7904 | -371.8564 | 0.08792 | 0.87583 | 0.08792 | 0.87583 | 0.075844 | 0.75554 | 0.075844 | 0.75554 | 13.6156 | 4.9825 | 13.6156 | 4.9825
213126-Refrigeration - Efficient Evap Fan Motor Electronically Commutated Motor (ECM) | 1.069 | 0.8273 | 1.2625 | 9272.2819 | 139084.2288 | -9.1857 | -137.7861 | 0.088029 | 0.87591 | 0.088029 | 0.87591 | 0.075953 | 0.75576 | 0.075953 | 0.75576 | 13.6313 | 4.9882 | 13.6313 | 4.9882
213115-Refrigeration - Night Covers for Display Cases Med Temp | 0.093273 | 0.072182 | -0.20966 | 809.0045 | 4045.0224 | 68.295 | 341.475 | -0.25217 | -2.5353 | -0.25217 | -2.5353 | 0.008895 | 0.08943 | 0.008895 | 0.08943 | 0.27293 | 1.1037 | 0.27293 | 1.1037
213080-Refrigeration - Night Covers for Display Cases Low Temp | 1.0187 | 0.78836 | 0 | 8835.84 | 44179.2 | 0 | 0 | 0.057158 | 0 | 0.057158 | 0 | 0.058132 | 0 | 0.058132 | 0 | 2.5242 | 2.5915 | 2.5242 | 2.5915
213085-Refrigeration -Strip Curtains for Walk-ins | 1.8013 | 1.394 | 1.7808 | 15624 | 62496 | 0 | 0 | 0.09272 | 0 | 0.09272 | 0 | 0.09275 | 0 | 0.09275 | 0 | 49.8996 | 50.698 | 49.8996 | 50.698
213128-Refrigerator - Early Replacement | 1.6124 | 1.2478 | 1.8296 | 13985.3546 | 83912.1276 | 0 | 0 | 0.040861 | 0 | 0.040861 | 0 | 0.04029 | 0 | 0.04029 | 0 | 1.7571 | 1.7387 | 1.7571 | 1.7387
213083-Refrigeration -Cooler/Freezer Door Gaskets - Glass Doors | 0.45517 | 0.35225 | 0.66077 | 3947.9647 | 15791.8588 | 0 | 0 | -0.21997 | 0 | -0.21997 | 0 | -0.21997 | 0 | -0.21997 | 0 | 0.30258 | 0.30258 | 0.30258 | 0.30258
213083-Refrigeration -Cooler/Freezer Door Gaskets - Glass Doors | 0.56602 | 0.43803 | 0.82168 | 4909.4227 | 19637.6906 | 0 | 0 | -0.22079 | 0 | -0.22079 | 0 | -0.22079 | 0 | -0.22079 | 0 | 0.29998 | 0.29998 | 0.29998 | 0.29998
213084-Refrigeration -Cooler/Freezer Door Gaskets - Solid Doors: Cooler | 0.034108 | 0.026395 | 0.049513 | 295.8332 | 1183.3329 | 0 | 0 | -0.21986 | 0 | -0.21986 | 0 | -0.21986 | 0 | -0.21986 | 0 | 0.30293 | 0.30293 | 0.30293 | 0.30293
213084-Refrigeration -Cooler/Freezer Door Gaskets - Solid Doors: Cooler | 0.029641 | 0.022939 | 0.043029 | 257.0932 | 1028.3726 | 0 | 0 | -0.22079 | 0 | -0.22079 | 0 | -0.22079 | 0 | -0.22079 | 0 | 0.29998 | 0.29998 | 0.29998 | 0.29998
213116-Refrigeration -Cooler/Freezer Door Gaskets - Solid Doors: Freezer | 0.0081208 | 0.0062846 | 0.011789 | 70.4365 | 281.7459 | 0 | 0 | -0.22079 | 0 | -0.22079 | 0 | -0.22079 | 0 | -0.22079 | 0 | 0.29998 | 0.29998 | 0.29998 | 0.29998
213084-Refrigeration -Cooler/Freezer Door Gaskets - Solid Doors: Cooler | 0.025581 | 0.019796 | 0.037135 | 221.8749 | 887.4996 | 0 | 0 | -0.21997 | 0 | -0.21997 | 0 | -0.21997 | 0 | -0.21997 | 0 | 0.30258 | 0.30258 | 0.30258 | 0.30258
213116-Refrigeration -Cooler/Freezer Door Gaskets - Solid Doors: Freezer | 0.0069027 | 0.0053419 | 0.010021 | 59.871 | 239.484 | 0 | 0 | -0.21997 | 0 | -0.21997 | 0 | -0.21997 | 0 | -0.21997 | 0 | 0.30258 | 0.30258 | 0.30258 | 0.30258
213084-Refrigeration -Cooler/Freezer Door Gaskets - Solid Doors: Cooler | 0.025581 | 0.019796 | 0.037135 | 221.8749 | 887.4996 | 0 | 0 | -0.21986 | 0 | -0.21986 | 0 | -0.21986 | 0 | -0.21986 | 0 | 0.30293 | 0.30293 | 0.30293 | 0.30293
213116-Refrigeration -Cooler/Freezer Door Gaskets - Solid Doors: Freezer | 0.01543 | 0.011941 | 0.022399 | 133.8293 | 535.3172 | 0 | 0 | -0.21986 | 0 | -0.21986 | 0 | -0.21986 | 0 | -0.21986 | 0 | 0.30293 | 0.30293 | 0.30293 | 0.30293
213084-Refrigeration -Cooler/Freezer Door Gaskets - Solid Doors: Cooler | 0.022332 | 0.017283 | 0.032419 | 193.7003 | 774.8013 | 0 | 0 | -0.22079 | 0 | -0.22079 | 0 | -0.22079 | 0 | -0.22079 | 0 | 0.29998 | 0.29998 | 0.29998 | 0.29998
213116-Refrigeration -Cooler/Freezer Door Gaskets - Solid Doors: Freezer | 0.022332 | 0.017283 | 0.032419 | 193.7003 | 774.8013 | 0 | 0 | -0.22079 | 0 | -0.22079 | 0 | -0.22079 | 0 | -0.22079 | 0 | 0.29998 | 0.29998 | 0.29998 | 0.29998
213084-Refrigeration -Cooler/Freezer Door Gaskets - Solid Doors: Cooler | 0.0089329 | 0.006913 | 0.012968 | 77.4801 | 309.9205 | 0 | 0 | -0.22079 | 0 | -0.22079 | 0 | -0.22079 | 0 | -0.22079 | 0 | 0.29998 | 0.29998 | 0.29998 | 0.29998
213084-Refrigeration -Cooler/Freezer Door Gaskets - Solid Doors: Cooler | 0.015836 | 0.012255 | 0.022988 | 137.3511 | 549.4045 | 0 | 0 | -0.21986 | 0 | -0.21986 | 0 | -0.21986 | 0 | -0.21986 | 0 | 0.30293 | 0.30293 | 0.30293 | 0.30293
213116-Refrigeration -Cooler/Freezer Door Gaskets - Solid Doors: Freezer | 0.01543 | 0.011941 | 0.022399 | 133.8293 | 535.3172 | 0 | 0 | -0.21986 | 0 | -0.21986 | 0 | -0.21986 | 0 | -0.21986 | 0 | 0.30293 | 0.30293 | 0.30293 | 0.30293
213083-Refrigeration -Cooler/Freezer Door Gaskets - Glass Doors | 0.52664 | 0.40755 | 0.76451 | 4567.8057 | 18271.2229 | 0 | 0 | -0.22079 | 0 | -0.22079 | 0 | -0.22079 | 0 | -0.22079 | 0 | 0.29998 | 0.29998 | 0.29998 | 0.29998
213179-Food Service - Ice Machine Air-Cooled 1001-1500 | 1.8179 | 1.4069 | 1.8 | 15768 | 189216 | 0 | 0 | 0.039651 | 0 | 0.039651 | 0 | 0.078322 | 0 | 0.078322 | 0 | 1.7354 | 6.1369 | 1.7354 | 6.1369
213085-Refrigeration -Strip Curtains for Walk-ins | 13.7417 | 10.6344 | 13.585 | 119188.8 | 476755.2 | 0 | 0 | 0.09354 | 0 | 0.09354 | 0 | 0.09357 | 0 | 0.09357 | 0 | 50.3321 | 51.1374 | 50.3321 | 51.1374
213085-Refrigeration -Strip Curtains for Walk-ins | 8.2347 | 6.3727 | 8.1408 | 71424 | 285696 | 0 | 0 | 0.09272 | 0 | 0.09272 | 0 | 0.09275 | 0 | 0.09275 | 0 | 49.8996 | 50.698 | 49.8996 | 50.698
213085-Refrigeration -Strip Curtains for Walk-ins | 2.6248 | 2.0313 | 2.5949 | 22766.4 | 91065.6 | 0 | 0 | 0.09272 | 0 | 0.09272 | 0 | 0.09275 | 0 | 0.09275 | 0 | 49.8996 | 50.698 | 49.8996 | 50.698
213218-Heating - Space Heating Boilers - Hot Water | 0 | 0 | 0 | 0 | 0 | 3456 | 69120 | 0 | -0.31865 | 0 | -0.31865 | 0 | 0.89233 | 0 | 0.89233 | 0.75601 | 10.3942 | 0.75601 | 10.3942
213059-Motors - VFD - HVAC Fans (per Hp) | 6.1483 | 5.6059 | 0 | 46987.2 | 704808 | 0 | 0 | 0.070327 | 0 | 0.070327 | 0 | 0.087392 | 0 | 0.087392 | 0 | 3.4486 | 8.4973 | 3.4486 | 8.4973
213083-Refrigeration -Cooler/Freezer Door Gaskets - Glass Doors | 0.58267 | 0.45092 | 0.84585 | 5053.8174 | 20215.2698 | 0 | 0 | -0.22079 | 0 | -0.22079 | 0 | -0.22079 | 0 | -0.22079 | 0 | 0.29998 | 0.29998 | 0.29998 | 0.29998
213083-Refrigeration -Cooler/Freezer Door Gaskets - Glass Doors | 0.43934 | 0.33999 | 0.63778 | 3810.6136 | 15242.4543 | 0 | 0 | -0.22079 | 0 | -0.22079 | 0 | -0.22079 | 0 | -0.22079 | 0 | 0.29998 | 0.29998 | 0.29998 | 0.29998
213084-Refrigeration -Cooler/Freezer Door Gaskets - Solid Doors: Cooler | 0.023144 | 0.017911 | 0.033598 | 200.744 | 802.9759 | 0 | 0 | -0.21997 | 0 | -0.21997 | 0 | -0.21997 | 0 | -0.21997 | 0 | 0.30258 | 0.30258 | 0.30258 | 0.30258
213116-Refrigeration -Cooler/Freezer Door Gaskets - Solid Doors: Freezer | 0.022332 | 0.017283 | 0.032419 | 193.7003 | 774.8013 | 0 | 0 | -0.21997 | 0 | -0.21997 | 0 | -0.21997 | 0 | -0.21997 | 0 | 0.30258 | 0.30258 | 0.30258 | 0.30258
213163-Food Service - Steamer-Electric | 1.4591 | 1.6109 | 2.4 | 10719.36 | 128632.32 | 0 | 0 | 0.053673 | 0 | 0.053673 | 0 | 0.090275 | 0 | 0.090275 | 0 | 2.1924 | 11.7337 | 2.1924 | 11.7337
213116-Refrigeration -Cooler/Freezer Door Gaskets - Solid Doors: Freezer | 0.15043 | 0.11642 | 0.14914 | 1304.784 | 5219.136 | 0 | 0 | 0.084478 | 0 | 0.084478 | 0 | 0.084478 | 0 | 0.084478 | 0 | 8.6331 | 8.6331 | 8.6331 | 8.6331
213084-Refrigeration -Cooler/Freezer Door Gaskets - Solid Doors: Cooler | 0.48601 | 0.37612 | 0.48182 | 4215.456 | 16861.824 | 0 | 0 | 0.084478 | 0 | 0.084478 | 0 | 0.084478 | 0 | 0.084478 | 0 | 8.6331 | 8.6331 | 8.6331 | 8.6331
213084-Refrigeration -Cooler/Freezer Door Gaskets - Solid Doors: Cooler | 1.0877 | 0.84178 | 1.0784 | 9434.592 | 37738.368 | 0 | 0 | 0.084369 | 0 | 0.084369 | 0 | 0.084369 | 0 | 0.084369 | 0 | 8.6232 | 8.6232 | 8.6232 | 8.6232
213084-Refrigeration -Cooler/Freezer Door Gaskets - Solid Doors: Cooler | 1.0762 | 0.83283 | 1.0669 | 9334.224 | 37336.896 | 0 | 0 | 0.083549 | 0 | 0.083549 | 0 | 0.083549 | 0 | 0.083549 | 0 | 8.5492 | 8.5492 | 8.5492 | 8.5492
213085-Refrigeration -Strip Curtains for Walk-ins | 0.97787 | 0.75675 | 0.96672 | 8481.6 | 33926.4 | 0 | 0 | 0.09272 | 0 | 0.09272 | 0 | 0.09275 | 0 | 0.09275 | 0 | 49.8996 | 50.698 | 49.8996 | 50.698
213083-Refrigeration -Cooler/Freezer Door Gaskets - Glass Doors | 0.86162 | 0.66679 | 1.2508 | 7473.3105 | 29893.2421 | 0 | 0 | -0.21986 | 0 | -0.21986 | 0 | -0.21986 | 0 | -0.21986 | 0 | 0.30293 | 0.30293 | 0.30293 | 0.30293
213084-Refrigeration -Cooler/Freezer Door Gaskets - Solid Doors: Cooler | 0.022738 | 0.017597 | 0.033009 | 197.2221 | 788.8886 | 0 | 0 | -0.22079 | 0 | -0.22079 | 0 | -0.22079 | 0 | -0.22079 | 0 | 0.29998 | 0.29998 | 0.29998 | 0.29998
213116-Refrigeration -Cooler/Freezer Door Gaskets - Solid Doors: Freezer | 0.014618 | 0.011312 | 0.02122 | 126.7857 | 507.1427 | 0 | 0 | -0.22079 | 0 | -0.22079 | 0 | -0.22079 | 0 | -0.22079 | 0 | 0.29998 | 0.29998 | 0.29998 | 0.29998
213084-Refrigeration -Cooler/Freezer Door Gaskets - Solid Doors: Cooler | 0.01543 | 0.011941 | 0.022399 | 133.8293 | 535.3172 | 0 | 0 | -0.22068 | 0 | -0.22068 | 0 | -0.22068 | 0 | -0.22068 | 0 | 0.30032 | 0.30032 | 0.30032 | 0.30032
213116-Refrigeration -Cooler/Freezer Door Gaskets - Solid Doors: Freezer | 0.0077148 | 0.0059703 | 0.011199 | 66.9147 | 267.6586 | 0 | 0 | -0.22068 | 0 | -0.22068 | 0 | -0.22068 | 0 | -0.22068 | 0 | 0.30032 | 0.30032 | 0.30032 | 0.30032
213084-Refrigeration -Cooler/Freezer Door Gaskets - Solid Doors: Cooler | 0.031265 | 0.024196 | 0.045387 | 271.1804 | 1084.7218 | 0 | 0 | -0.22079 | 0 | -0.22079 | 0 | -0.22079 | 0 | -0.22079 | 0 | 0.29998 | 0.29998 | 0.29998 | 0.29998
213116-Refrigeration -Cooler/Freezer Door Gaskets - Solid Doors: Freezer | 0.015024 | 0.011626 | 0.021809 | 130.3075 | 521.23 | 0 | 0 | -0.22079 | 0 | -0.22079 | 0 | -0.22079 | 0 | -0.22079 | 0 | 0.29998 | 0.29998 | 0.29998 | 0.29998
213084-Refrigeration -Cooler/Freezer Door Gaskets - Solid Doors: Cooler | 0.02152 | 0.016654 | 0.031241 | 186.6567 | 746.6267 | 0 | 0 | -0.21997 | 0 | -0.21997 | 0 | -0.21997 | 0 | -0.21997 | 0 | 0.30258 | 0.30258 | 0.30258 | 0.30258
213116-Refrigeration -Cooler/Freezer Door Gaskets - Solid Doors: Freezer | 0.014618 | 0.011312 | 0.02122 | 126.7857 | 507.1427 | 0 | 0 | -0.21997 | 0 | -0.21997 | 0 | -0.21997 | 0 | -0.21997 | 0 | 0.30258 | 0.30258 | 0.30258 | 0.30258
213116-Refrigeration -Cooler/Freezer Door Gaskets - Solid Doors: Freezer | 0.0077148 | 0.0059703 | 0.011199 | 66.9147 | 267.6586 | 0 | 0 | -0.21986 | 0 | -0.21986 | 0 | -0.21986 | 0 | -0.21986 | 0 | 0.30293 | 0.30293 | 0.30293 | 0.30293
213165-Food Service - Combination Oven-Electric | 4.8172 | 5.3183 | 8.064 | 35389.44 | 424673.28 | 0 | 0 | -0.012246 | 0 | -0.012246 | 0 | 0.091343 | 0 | 0.091343 | 0 | 0.88906 | 14.446 | 0.88906 | 14.446
213083-Refrigeration -Cooler/Freezer Door Gaskets - Glass Doors | 0.0069027 | 0.0053419 | 0.010021 | 59.871 | 239.484 | 0 | 0 | -0.21997 | 0 | -0.21997 | 0 | -0.21997 | 0 | -0.21997 | 0 | 0.30258 | 0.30258 | 0.30258 | 0.30258
213083-Refrigeration -Cooler/Freezer Door Gaskets - Glass Doors | 0.064561 | 0.049962 | 0.093722 | 559.97 | 2239.8801 | 0 | 0 | -0.22079 | 0 | -0.22079 | 0 | -0.22079 | 0 | -0.22079 | 0 | 0.29998 | 0.29998 | 0.29998 | 0.29998
213083-Refrigeration -Cooler/Freezer Door Gaskets - Glass Doors | 0.74184 | 0.57409 | 1.0769 | 6434.3724 | 25737.4898 | 0 | 0 | -0.22079 | 0 | -0.22079 | 0 | -0.22079 | 0 | -0.22079 | 0 | 0.29998 | 0.29998 | 0.29998 | 0.29998
213084-Refrigeration -Cooler/Freezer Door Gaskets - Solid Doors: Cooler | 0.68273 | 0.52835 | 0.67685 | 5921.712 | 23686.848 | 0 | 0 | 0.083549 | 0 | 0.083549 | 0 | 0.083549 | 0 | 0.083549 | 0 | 8.5492 | 8.5492 | 8.5492 | 8.5492
213116-Refrigeration -Cooler/Freezer Door Gaskets - Solid Doors: Freezer | 0.18515 | 0.14328 | 0.18355 | 1605.888 | 6423.552 | 0 | 0 | 0.083549 | 0 | 0.083549 | 0 | 0.083549 | 0 | 0.083549 | 0 | 8.5492 | 8.5492 | 8.5492 | 8.5492
213085-Refrigeration -Strip Curtains for Walk-ins | 0.87494 | 0.6771 | 0.86496 | 7588.8 | 30355.2 | 0 | 0 | 0.09272 | 0 | 0.09272 | 0 | 0.09275 | 0 | 0.09275 | 0 | 49.8996 | 50.698 | 49.8996 | 50.698
213027-Lighting - Hardwired 5-13 watt CF Fixture | 0.01952 | 0.012587 | 0.024972 | 98.5724 | 1182.8692 | 0 | 0 | 0.086365 | 0 | 0.086365 | 0 | 0.094424 | 0 | 0.094424 | 0 | 5.022 | 8.0391 | 5.022 | 8.0391
213084-Refrigeration -Cooler/Freezer Door Gaskets - Solid Doors: Cooler | 1.8862 | 1.4597 | 1.8699 | 16359.984 | 65439.936 | 0 | 0 | 0.083549 | 0 | 0.083549 | 0 | 0.083549 | 0 | 0.083549 | 0 | 8.5492 | 8.5492 | 8.5492 | 8.5492
213085-Refrigeration -Strip Curtains for Walk-ins | 1.544 | 1.1949 | 1.5264 | 13392 | 53568 | 0 | 0 | 0.09272 | 0 | 0.09272 | 0 | 0.09275 | 0 | 0.09275 | 0 | 49.8996 | 50.698 | 49.8996 | 50.698
213013-Lighting - 8 Ft T-8 with Elec. Ballast | 4.0625 | 2.6196 | 4.9192 | 20514.8693 | 225663.5628 | -39.0345 | -429.3794 | 0.034724 | 0.2987 | 0.034724 | 0.2987 | 0.090206 | 0.77596 | 0.090206 | 0.77596 | 1.4768 | 6.2027 | 1.4768 | 6.2027
213027-Lighting - Hardwired 5-13 watt CF Fixture | 0.0976 | 0.062935 | 0.12486 | 492.8622 | 5914.346 | 0 | 0 | 0.086501 | 0 | 0.086501 | 0 | 0.09456 | 0 | 0.09456 | 0 | 5.0283 | 8.0493 | 5.0283 | 8.0493
213027-Lighting - Hardwired 5-13 watt CF Fixture | 0.35136 | 0.22657 | 0.4495 | 1774.3038 | 21291.6455 | 0 | 0 | 0.086365 | 0 | 0.086365 | 0 | 0.094424 | 0 | 0.094424 | 0 | 5.022 | 8.0391 | 5.022 | 8.0391
213027-Lighting - Hardwired 5-13 watt CF Fixture | 0.0976 | 0.062935 | 0.12486 | 492.8622 | 5914.346 | 0 | 0 | 0.086365 | 0 | 0.086365 | 0 | 0.094424 | 0 | 0.094424 | 0 | 5.022 | 8.0391 | 5.022 | 8.0391
213027-Lighting - Hardwired 5-13 watt CF Fixture | 0.1952 | 0.12587 | 0.24972 | 985.7243 | 11828.6919 | 0 | 0 | 0.086365 | 0 | 0.086365 | 0 | 0.094424 | 0 | 0.094424 | 0 | 5.022 | 8.0391 | 5.022 | 8.0391
213085-Refrigeration -Strip Curtains for Walk-ins | 2.0072 | 1.5533 | 1.9843 | 17409.6 | 69638.4 | 0 | 0 | 0.09272 | 0 | 0.09272 | 0 | 0.09275 | 0 | 0.09275 | 0 | 49.8996 | 50.698 | 49.8996 | 50.698
213084-Refrigeration -Cooler/Freezer Door Gaskets - Solid Doors: Cooler | 2.2565 | 1.7463 | 2.237 | 19571.76 | 78287.04 | 0 | 0 | 0.083549 | 0 | 0.083549 | 0 | 0.083549 | 0 | 0.083549 | 0 | 8.5492 | 8.5492 | 8.5492 | 8.5492
213027-Lighting - Hardwired 5-13 watt CF Fixture | 0.03904 | 0.025174 | 0.049944 | 197.1449 | 2365.7384 | 0 | 0 | 0.086365 | 0 | 0.086365 | 0 | 0.094424 | 0 | 0.094424 | 0 | 5.022 | 8.0391 | 5.022 | 8.0391
213128-Refrigerator - Early Replacement | 0.11517 | 0.08913 | 0.13069 | 998.9539 | 5993.7234 | 0 | 0 | 0.040387 | 0 | 0.040387 | 0 | 0.039815 | 0 | 0.039815 | 0 | 1.7483 | 1.73 | 1.7483 | 1.73
213128-Refrigerator - Early Replacement | 0.11517 | 0.08913 | 0.13069 | 998.9539 | 5993.7234 | 0 | 0 | 0.040387 | 0 | 0.040387 | 0 | 0.039815 | 0 | 0.039815 | 0 | 1.7483 | 1.73 | 1.7483 | 1.73
213128-Refrigerator - Early Replacement | 0.11517 | 0.08913 | 0.13069 | 998.9539 | 5993.7234 | 0 | 0 | 0.040387 | 0 | 0.040387 | 0 | 0.039815 | 0 | 0.039815 | 0 | 1.7483 | 1.73 | 1.7483 | 1.73
213128-Refrigerator - Early Replacement | 0.11517 | 0.08913 | 0.13069 | 998.9539 | 5993.7234 | 0 | 0 | 0.040387 | 0 | 0.040387 | 0 | 0.039815 | 0 | 0.039815 | 0 | 1.7483 | 1.73 | 1.7483 | 1.73
213128-Refrigerator - Early Replacement | 23.38 | 18.0933 | 26.5291 | 202787.6417 | 1216725.8501 | 0 | 0 | 0.040861 | 0 | 0.040861 | 0 | 0.04029 | 0 | 0.04029 | 0 | 1.7571 | 1.7387 | 1.7571 | 1.7387
213128-Refrigerator - Early Replacement | 11.9779 | 9.2695 | 13.5913 | 103891.2056 | 623347.2336 | 0 | 0 | 0.040861 | 0 | 0.040861 | 0 | 0.04029 | 0 | 0.04029 | 0 | 1.7571 | 1.7387 | 1.7571 | 1.7387
213126-Refrigeration - Efficient Evap Fan Motor Electronically Commutated Motor (ECM) | 1.7001 | 1.3157 | 2.0079 | 14746.2797 | 221194.1952 | -14.6086 | -219.1297 | 0.087501 | 0.87616 | 0.087501 | 0.87616 | 0.075425 | 0.75524 | 0.075425 | 0.75524 | 13.5547 | 4.9602 | 13.5547 | 4.9602
213128-Refrigerator - Early Replacement | 0.57586 | 0.44565 | 0.65343 | 4994.7695 | 29968.617 | 0 | 0 | 0.040494 | 0 | 0.040494 | 0 | 0.039923 | 0 | 0.039923 | 0 | 1.7503 | 1.7319 | 1.7503 | 1.7319
213126-Refrigeration - Efficient Evap Fan Motor Electronically Commutated Motor (ECM) | 1.8676 | 1.4453 | 2.2056 | 16198.5648 | 242978.472 | -16.0474 | -240.7106 | 0.087501 | 0.87616 | 0.087501 | 0.87616 | 0.075425 | 0.75524 | 0.075425 | 0.75524 | 13.5547 | 4.9602 | 13.5547 | 4.9602
213126-Refrigeration - Efficient Evap Fan Motor Electronically Commutated Motor (ECM) | 1.4683 | 1.1363 | 1.7341 | 12735.4234 | 191031.3504 | -12.6166 | -189.2484 | 0.087501 | 0.87616 | 0.087501 | 0.87616 | 0.075425 | 0.75524 | 0.075425 | 0.75524 | 13.5547 | 4.9602 | 13.5547 | 4.9602
213126-Refrigeration - Efficient Evap Fan Motor Electronically Commutated Motor (ECM) | 3.7738 | 2.9205 | 4.4569 | 32732.2723 | 490984.0848 | -32.4268 | -486.4015 | 0.087394 | 0.87608 | 0.087394 | 0.87608 | 0.075318 | 0.75502 | 0.075318 | 0.75502 | 13.5393 | 4.9546 | 13.5393 | 4.9546
213126-Refrigeration - Efficient Evap Fan Motor Electronically Commutated Motor (ECM) | 0.48944 | 0.37876 | 0.57802 | 4245.1411 | 63677.1168 | -4.2055 | -63.0828 | 0.087394 | 0.87608 | 0.087394 | 0.87608 | 0.075318 | 0.75502 | 0.075318 | 0.75502 | 13.5393 | 4.9546 | 13.5393 | 4.9546
213126-Refrigeration - Efficient Evap Fan Motor Electronically Commutated Motor (ECM) | 0.87583 | 0.67779 | 1.0344 | 7596.5683 | 113948.5248 | -7.5257 | -112.885 | 0.087394 | 0.87608 | 0.087394 | 0.87608 | 0.075318 | 0.75502 | 0.075318 | 0.75502 | 13.5393 | 4.9546 | 13.5393 | 4.9546
213126-Refrigeration - Efficient Evap Fan Motor Electronically Commutated Motor (ECM) | 1.2107 | 0.93694 | 1.4299 | 10501.1386 | 157517.0784 | -10.4031 | -156.0469 | 0.087394 | 0.87608 | 0.087394 | 0.87608 | 0.075318 | 0.75502 | 0.075318 | 0.75502 | 13.5393 | 4.9546 | 13.5393 | 4.9546
213126-Refrigeration - Efficient Evap Fan Motor Electronically Commutated Motor (ECM) | 1.7259 | 1.3356 | 2.0383 | 14969.7082 | 224545.6224 | -14.83 | -222.4498 | 0.087394 | 0.87608 | 0.087394 | 0.87608 | 0.075318 | 0.75502 | 0.075318 | 0.75502 | 13.5393 | 4.9546 | 13.5393 | 4.9546
213126-Refrigeration - Efficient Evap Fan Motor Electronically Commutated Motor (ECM) | 1.0819 | 0.83727 | 1.2777 | 9383.9962 | 140759.9424 | -9.2964 | -139.4462 | 0.087501 | 0.87616 | 0.087501 | 0.87616 | 0.075425 | 0.75524 | 0.075425 | 0.75524 | 13.5547 | 4.9602 | 13.5547 | 4.9602
213126-Refrigeration - Efficient Evap Fan Motor Electronically Commutated Motor (ECM) | 0.42504 | 0.32893 | 0.50197 | 3686.5699 | 55298.5488 | -3.6522 | -54.7824 | 0.087394 | 0.87608 | 0.087394 | 0.87608 | 0.075318 | 0.75502 | 0.075318 | 0.75502 | 13.5393 | 4.9546 | 13.5393 | 4.9546
213126-Refrigeration - Efficient Evap Fan Motor Electronically Commutated Motor (ECM) | 0.64399 | 0.49837 | 0.76056 | 5585.712 | 83785.68 | -5.5336 | -83.0037 | 0.087394 | 0.87608 | 0.087394 | 0.87608 | 0.075318 | 0.75502 | 0.075318 | 0.75502 | 13.5393 | 4.9546 | 13.5393 | 4.9546
213126-Refrigeration - Efficient Evap Fan Motor Electronically Commutated Motor (ECM) | 0.88871 | 0.68776 | 1.0496 | 7708.2826 | 115624.2384 | -7.6363 | -114.5451 | 0.087394 | 0.87608 | 0.087394 | 0.87608 | 0.075318 | 0.75502 | 0.075318 | 0.75502 | 13.5393 | 4.9546 | 13.5393 | 4.9546
213126-Refrigeration - Efficient Evap Fan Motor Electronically Commutated Motor (ECM) | 1.0433 | 0.80737 | 1.2321 | 9048.8534 | 135732.8016 | -8.9644 | -134.4659 | 0.087394 | 0.87608 | 0.087394 | 0.87608 | 0.075318 | 0.75502 | 0.075318 | 0.75502 | 13.5393 | 4.9546 | 13.5393 | 4.9546
213126-Refrigeration - Efficient Evap Fan Motor Electronically Commutated Motor (ECM) | 0.66975 | 0.51831 | 0.79098 | 5809.1405 | 87137.1072 | -5.7549 | -86.3238 | 0.087394 | 0.87608 | 0.087394 | 0.87608 | 0.075318 | 0.75502 | 0.075318 | 0.75502 | 13.5393 | 4.9546 | 13.5393 | 4.9546
213126-Refrigeration - Efficient Evap Fan Motor Electronically Commutated Motor (ECM) | 2.2926 | 1.7742 | 2.7076 | 19885.1347 | 298277.0208 | -19.6995 | -295.4931 | 0.087394 | 0.87608 | 0.087394 | 0.87608 | 0.075318 | 0.75502 | 0.075318 | 0.75502 | 13.5393 | 4.9546 | 13.5393 | 4.9546
213126-Refrigeration - Efficient Evap Fan Motor Electronically Commutated Motor (ECM) | 1.8805 | 1.4553 | 2.2208 | 16310.279 | 244654.1856 | -16.158 | -242.3707 | 0.087501 | 0.87616 | 0.087501 | 0.87616 | 0.075425 | 0.75524 | 0.075425 | 0.75524 | 13.5547 | 4.9602 | 13.5547 | 4.9602
213126-Refrigeration - Efficient Evap Fan Motor Electronically Commutated Motor (ECM) | 0.72127 | 0.55818 | 0.85183 | 6255.9974 | 93839.9616 | -6.1976 | -92.9641 | 0.087394 | 0.87608 | 0.087394 | 0.87608 | 0.075318 | 0.75502 | 0.075318 | 0.75502 | 13.5393 | 4.9546 | 13.5393 | 4.9546
213126-Refrigeration - Efficient Evap Fan Motor Electronically Commutated Motor (ECM) | 1.4425 | 1.1164 | 1.7037 | 12511.9949 | 187679.9232 | -12.3952 | -185.9282 | 0.087394 | 0.87608 | 0.087394 | 0.87608 | 0.075318 | 0.75502 | 0.075318 | 0.75502 | 13.5393 | 4.9546 | 13.5393 | 4.9546
213007-Heating - Greenhouse Heat Curtain | 0.27856 | 0.30754 | 0 | 2046.4595 | 10232.2977 | 16026.0941 | 80130.4705 | 0.048733 | 0.53816 | 0.048733 | 0.53816 | 0.078501 | 0.86688 | 0.078501 | 0.86688 | 1.9527 | 4.6709 | 1.9527 | 4.6709
213084-Refrigeration -Cooler/Freezer Door Gaskets - Solid Doors: Cooler | 1.0183 | 0.78805 | 1.0095 | 8832.384 | 35329.536 | 0 | 0 | 0.084369 | 0 | 0.084369 | 0 | 0.084369 | 0 | 0.084369 | 0 | 8.6232 | 8.6232 | 8.6232 | 8.6232
213116-Refrigeration -Cooler/Freezer Door Gaskets - Solid Doors: Freezer | 1.0762 | 0.83283 | 1.0669 | 9334.224 | 37336.896 | 0 | 0 | 0.084369 | 0 | 0.084369 | 0 | 0.084369 | 0 | 0.084369 | 0 | 8.6232 | 8.6232 | 8.6232 | 8.6232
213083-Refrigeration -Cooler/Freezer Door Gaskets - Glass Doors | 0.3764 | 0.29129 | 0.54641 | 3264.7308 | 13058.9234 | 0 | 0 | -0.22151 | 0 | -0.22151 | 0 | -0.22151 | 0 | -0.22151 | 0 | 0.29768 | 0.29768 | 0.29768 | 0.29768
213126-Refrigeration - Efficient Evap Fan Motor Electronically Commutated Motor (ECM) | 2.8851 | 2.2327 | 3.4073 | 25023.9898 | 375359.8464 | -24.7904 | -371.8564 | 0.087394 | 0.87608 | 0.087394 | 0.87608 | 0.075318 | 0.75502 | 0.075318 | 0.75502 | 13.5393 | 4.9546 | 13.5393 | 4.9546
213083-Refrigeration -Cooler/Freezer Door Gaskets - Glass Doors | 0.40888 | 0.31643 | 0.59357 | 3546.4768 | 14185.9071 | 0 | 0 | -0.22079 | 0 | -0.22079 | 0 | -0.22079 | 0 | -0.22079 | 0 | 0.29998 | 0.29998 | 0.29998 | 0.29998
213076-Refrigeration - New Refrigeration Case w/Doors-Low Temperature Case | 20.3229 | 15.7275 | 17.2186 | 176271.36 | 2820341.76 | 0 | 0 | 0.086329 | 0 | 0.086329 | 0 | 0.077909 | 0 | 0.077909 | 0 | 10.4652 | 5.4419 | 10.4652 | 5.4419
213240-Refrigeration-Med Temp Std. to HE Open Display Case | 0.70393 | 0.54476 | 0.768 | 6105.6 | 97689.6 | 0 | 0 | 0.0793 | 0 | 0.0793 | 0 | 0.088895 | 0 | 0.088895 | 0 | 5.8778 | 14.3418 | 5.8778 | 14.3418
213126-Refrigeration - Efficient Evap Fan Motor Electronically Commutated Motor (ECM) | 0.72127 | 0.55818 | 0.85183 | 6255.9974 | 93839.9616 | -6.1976 | -92.9641 | 0.087394 | 0.87608 | 0.087394 | 0.87608 | 0.075318 | 0.75502 | 0.075318 | 0.75502 | 13.5393 | 4.9546 | 13.5393 | 4.9546
213084-Refrigeration -Cooler/Freezer Door Gaskets - Solid Doors: Cooler | 0.4513 | 0.34925 | 0.44741 | 3914.352 | 15657.408 | 0 | 0 | 0.083549 | 0 | 0.083549 | 0 | 0.083549 | 0 | 0.083549 | 0 | 8.5492 | 8.5492 | 8.5492 | 8.5492
213084-Refrigeration -Cooler/Freezer Door Gaskets - Solid Doors: Cooler | 0.49759 | 0.38507 | 0.4933 | 4315.824 | 17263.296 | 0 | 0 | 0.083549 | 0 | 0.083549 | 0 | 0.083549 | 0 | 0.083549 | 0 | 8.5492 | 8.5492 | 8.5492 | 8.5492
213176-Food Service - Ice Machine Air-Cooled 301-400 | 0.18381 | 0.14225 | 0.182 | 1594.32 | 19131.84 | 0 | 0 | 0.051738 | 0 | 0.051738 | 0 | 0.070484 | 0 | 0.070484 | 0 | 2.2507 | 4.1162 | 2.2507 | 4.1162
213084-Refrigeration -Cooler/Freezer Door Gaskets - Solid Doors: Cooler | 0.12059 | 0.093326 | 0.17506 | 1045.9817 | 4183.9269 | 0 | 0 | -0.22079 | 0 | -0.22079 | 0 | -0.22079 | 0 | -0.22079 | 0 | 0.29998 | 0.29998 | 0.29998 | 0.29998
213116-Refrigeration -Cooler/Freezer Door Gaskets - Solid Doors: Freezer | 0.042634 | 0.032994 | 0.061892 | 369.7915 | 1479.1661 | 0 | 0 | -0.22079 | 0 | -0.22079 | 0 | -0.22079 | 0 | -0.22079 | 0 | 0.29998 | 0.29998 | 0.29998 | 0.29998
213128-Refrigerator - Early Replacement | 11.7476 | 9.0912 | 13.3299 | 101893.2978 | 611359.7868 | 0 | 0 | 0.040861 | 0 | 0.040861 | 0 | 0.04029 | 0 | 0.04029 | 0 | 1.7571 | 1.7387 | 1.7571 | 1.7387
213007-Heating - Greenhouse Heat Curtain | 0.27856 | 0.30754 | 0 | 2046.4595 | 10232.2977 | 8012.2772 | 40061.386 | 0.051059 | 0.58577 | 0.051059 | 0.58577 | 0.079413 | 0.91105 | 0.079413 | 0.91105 | 2.048 | 4.8987 | 2.048 | 4.8987
213126-Refrigeration - Efficient Evap Fan Motor Electronically Commutated Motor (ECM) | 0.2576 | 0.19935 | 0.30422 | 2234.2848 | 33514.272 | -2.2134 | -33.2015 | 0.087501 | 0.87616 | 0.087501 | 0.87616 | 0.075425 | 0.75524 | 0.075425 | 0.75524 | 13.5547 | 4.9602 | 13.5547 | 4.9602
213126-Refrigeration - Efficient Evap Fan Motor Electronically Commutated Motor (ECM) | 1.5713 | 1.216 | 1.8558 | 13629.1373 | 204437.0592 | -13.5019 | -202.5289 | 0.087394 | 0.87608 | 0.087394 | 0.87608 | 0.075318 | 0.75502 | 0.075318 | 0.75502 | 13.5393 | 4.9546 | 13.5393 | 4.9546
213126-Refrigeration - Efficient Evap Fan Motor Electronically Commutated Motor (ECM) | 1.8161 | 1.4054 | 2.1448 | 15751.7078 | 236275.6176 | -15.6047 | -234.0703 | 0.087394 | 0.87608 | 0.087394 | 0.87608 | 0.075318 | 0.75502 | 0.075318 | 0.75502 | 13.5393 | 4.9546 | 13.5393 | 4.9546
213126-Refrigeration - Efficient Evap Fan Motor Electronically Commutated Motor (ECM) | 1.3009 | 1.0067 | 1.5363 | 11283.1382 | 169247.0736 | -11.1778 | -167.6674 | 0.087501 | 0.87616 | 0.087501 | 0.87616 | 0.075425 | 0.75524 | 0.075425 | 0.75524 | 13.5547 | 4.9602 | 13.5547 | 4.9602
213126-Refrigeration - Efficient Evap Fan Motor Electronically Commutated Motor (ECM) | 1.9964 | 1.545 | 2.3577 | 17315.7072 | 259735.608 | -17.1541 | -257.3114 | 0.087394 | 0.87608 | 0.087394 | 0.87608 | 0.075318 | 0.75502 | 0.075318 | 0.75502 | 13.5393 | 4.9546 | 13.5393 | 4.9546
213126-Refrigeration - Efficient Evap Fan Motor Electronically Commutated Motor (ECM) | 1.1592 | 0.89707 | 1.369 | 10054.2816 | 150814.224 | -9.9604 | -149.4066 | 0.087394 | 0.87608 | 0.087394 | 0.87608 | 0.075318 | 0.75502 | 0.075318 | 0.75502 | 13.5393 | 4.9546 | 13.5393 | 4.9546
213126-Refrigeration - Efficient Evap Fan Motor Electronically Commutated Motor (ECM) | 1.2236 | 0.94691 | 1.4451 | 10612.8528 | 159192.792 | -10.5138 | -157.707 | 0.087501 | 0.87616 | 0.087501 | 0.87616 | 0.075425 | 0.75524 | 0.075425 | 0.75524 | 13.5547 | 4.9602 | 13.5547 | 4.9602
213136-High Efficiency Copier | 0.16538 | 0.13801 | 0.15636 | 1243.392 | 7460.352 | 0 | 0 | -0.00052722 | 0 | -0.00052722 | 0 | 0.034206 | 0 | 0.034206 | 0 | 0.99465 | 1.5366 | 0.99465 | 1.5366
213136-High Efficiency Copier | 0.082692 | 0.069004 | 0.07818 | 621.696 | 3730.176 | 0 | 0 | -0.00052722 | 0 | -0.00052722 | 0 | 0.034206 | 0 | 0.034206 | 0 | 0.99465 | 1.5366 | 0.99465 | 1.5366
213136-High Efficiency Copier | 0.041346 | 0.034502 | 0.03909 | 310.848 | 1865.088 | 0 | 0 | -0.00052722 | 0 | -0.00052722 | 0 | 0.034206 | 0 | 0.034206 | 0 | 0.99465 | 1.5366 | 0.99465 | 1.5366
213136-High Efficiency Copier | 0.041346 | 0.034502 | 0.03909 | 310.848 | 1865.088 | 0 | 0 | -0.00052722 | 0 | -0.00052722 | 0 | 0.034206 | 0 | 0.034206 | 0 | 0.99465 | 1.5366 | 0.99465 | 1.5366
213136-High Efficiency Copier | 0.041346 | 0.034502 | 0.03909 | 310.848 | 1865.088 | 0 | 0 | -0.00022683 | 0 | -0.00022683 | 0 | 0.034506 | 0 | 0.034506 | 0 | 0.9977 | 1.5413 | 0.9977 | 1.5413
213176-Food Service - Ice Machine Air-Cooled 301-400 | 1.4705 | 1.138 | 1.456 | 12754.56 | 153054.72 | 0 | 0 | 0.051738 | 0 | 0.051738 | 0 | 0.070484 | 0 | 0.070484 | 0 | 2.2507 | 4.1162 | 2.2507 | 4.1162
213084-Refrigeration -Cooler/Freezer Door Gaskets - Solid Doors: Cooler | 0.68273 | 0.52835 | 0.67685 | 5921.712 | 23686.848 | 0 | 0 | 0.083549 | 0 | 0.083549 | 0 | 0.083549 | 0 | 0.083549 | 0 | 8.5492 | 8.5492 | 8.5492 | 8.5492
213116-Refrigeration -Cooler/Freezer Door Gaskets - Solid Doors: Freezer | 0.18515 | 0.14328 | 0.18355 | 1605.888 | 6423.552 | 0 | 0 | 0.083549 | 0 | 0.083549 | 0 | 0.083549 | 0 | 0.083549 | 0 | 8.5492 | 8.5492 | 8.5492 | 8.5492
213126-Refrigeration - Efficient Evap Fan Motor Electronically Commutated Motor (ECM) | 1.0819 | 0.83727 | 1.2777 | 9383.9962 | 140759.9424 | -9.2964 | -139.4462 | 0.087394 | 0.87608 | 0.087394 | 0.87608 | 0.075318 | 0.75502 | 0.075318 | 0.75502 | 13.5393 | 4.9546 | 13.5393 | 4.9546
213136-High Efficiency Copier | 0.041346 | 0.034502 | 0.03909 | 310.848 | 1865.088 | 0 | 0 | -0.00052722 | 0 | -0.00052722 | 0 | 0.034206 | 0 | 0.034206 | 0 | 0.99465 | 1.5366 | 0.99465 | 1.5366
213136-High Efficiency Copier | 0.082692 | 0.069004 | 0.07818 | 621.696 | 3730.176 | 0 | 0 | -0.00052722 | 0 | -0.00052722 | 0 | 0.034206 | 0 | 0.034206 | 0 | 0.99465 | 1.5366 | 0.99465 | 1.5366
213178-Food Service - Ice Machine Air-Cooled 501-1000 | 0.33329 | 0.25793 | 0.33 | 2890.8 | 34689.6 | 0 | 0 | 0.033265 | 0 | 0.033265 | 0 | 0.076577 | 0 | 0.076577 | 0 | 1.5549 | 5.604 | 1.5549 | 5.604
213084-Refrigeration -Cooler/Freezer Door Gaskets - Solid Doors: Cooler | 1.2729 | 0.98507 | 1.2619 | 11040.48 | 44161.92 | 0 | 0 | 0.083656 | 0 | 0.083656 | 0 | 0.083656 | 0 | 0.083656 | 0 | 8.5589 | 8.5589 | 8.5589 | 8.5589
213175-Food Service - Ice Machine Air-Cooled 201-300 | 1.515 | 1.1724 | 1.5 | 13140 | 157680 | 0 | 0 | 0.076005 | 0 | 0.076005 | 0 | 0.076637 | 0 | 0.076637 | 0 | 5.445 | 5.6541 | 5.445 | 5.6541
213007-Heating - Greenhouse Heat Curtain | 0.27856 | 0.30754 | 0 | 2046.4595 | 10232.2977 | 27501.3764 | 137506.8822 | 0.050456 | 0.57702 | 0.050456 | 0.57702 | 0.079344 | 0.90739 | 0.079344 | 0.90739 | 2.0164 | 4.8232 | 2.0164 | 4.8232
213084-Refrigeration -Cooler/Freezer Door Gaskets - Solid Doors: Cooler | 0.79845 | 0.6179 | 0.79157 | 6925.392 | 27701.568 | 0 | 0 | 0.083549 | 0 | 0.083549 | 0 | 0.083549 | 0 | 0.083549 | 0 | 8.5492 | 8.5492 | 8.5492 | 8.5492
213086-Water Heating - Gas Storage Water Heater (per MBtuh) | 0 | 0 | 0 | 0 | 0 | 252.4303 | 3786.4542 | 0 | 0.53375 | 0 | 0.53375 | 0 | 0.82077 | 0 | 0.82077 | 2.2949 | 7.5569 | 2.2949 | 7.5569
213157-Pipe Insulation - Low Pressure Steam Applic. (LF) 1 in | 0 | 0 | 0 | 0 | 0 | 27593.28 | 551865.6 | 0 | 0.94725 | 0 | 0.94725 | 0 | 0.97222 | 0 | 0.97222 | 25.1943 | 69.5766 | 25.1943 | 69.5766
213156-Pipe Insulation - Hot Water Applic. (sq ft) 1 in | 0 | 0 | 0 | 0 | 0 | 6552 | 131040 | 0 | 0.78462 | 0 | 0.78462 | 0 | 0.91333 | 0 | 0.91333 | 4.8884 | 13.4999 | 4.8884 | 13.4999
213078-Refrigeration - New Refrigeration Case w/Doors-Special doors Low Temp | 1.6044 | 1.2416 | 2.5114 | 13916.16 | 222658.56 | 0 | 0 | 0.035814 | 0 | 0.035814 | 0 | 0.077909 | 0 | 0.077909 | 0 | 1.6006 | 5.4419 | 1.6006 | 5.4419
213078-Refrigeration - New Refrigeration Case w/Doors-Special doors Low Temp | 3.2089 | 2.4833 | 5.0227 | 27832.32 | 445317.12 | 0 | 0 | 0.035814 | 0 | 0.035814 | 0 | 0.077909 | 0 | 0.077909 | 0 | 1.6006 | 5.4419 | 1.6006 | 5.4419
213020-Lighting - Hardwire Incan Base >90 watt Fluorescent Fixture | 7.7867 | 5.0211 | 1.5469 | 39321.3338 | 471856.006 | 0 | 0 | -0.13507 | 0 | -0.13507 | 0 | -0.12966 | 0 | -0.12966 | 0 | 0.44547 | 0.45559 | 0.44547 | 0.45559
213011-Lighting - 2 Ft 2nd Gen. T-8 with Elec. Ballast | 0.13008 | 0.083878 | 0.17088 | 656.8663 | 7225.5296 | -1.2498 | -13.7483 | -0.092101 | -0.78534 | -0.092101 | -0.78534 | 0.058966 | 0.5028 | 0.058966 | 0.5028 | 0.54005 | 2.1991 | 0.54005 | 2.1991
213147-Premium T8 with T12 34Watt Baseline | 6.3947 | 4.1235 | 8.4008 | 32292.1528 | 355213.6813 | -61.4436 | -675.8797 | -0.13734 | -1.1711 | -0.13734 | -1.1711 | -0.010334 | -0.088114 | -0.010334 | -0.088114 | 0.44053 | 0.91278 | 0.44053 | 0.91278
213053-Lighting - Remove 4 Ft T-8 (De-Lamp) | 38.0362 | 24.5268 | 49.9685 | 192075.2653 | 2112827.9188 | -365.4695 | -4020.1648 | 0.060924 | 0.5195 | 0.060924 | 0.5195 | 0.089312 | 0.76156 | 0.089312 | 0.76156 | 2.2903 | 5.7435 | 2.2903 | 5.7435
213020-Lighting - Hardwire Incan Base >90 watt Fluorescent Fixture | 0.40135 | 0.2588 | 0.59691 | 2026.7285 | 24320.7421 | 0 | 0 | -0.27079 | 0 | -0.27079 | 0 | -0.26236 | 0 | -0.26236 | 0 | 0.28608 | 0.29258 | 0.28608 | 0.29258
213215-Lighting-Interior High Bay Linear Fluorescent Fixtures <= 244 Watts replacing 400 Watts (Tier 1) | 4.8346 | 2.7586 | 5.0707 | 24059.5739 | 264655.313 | -36.4794 | -401.273 | 0.064756 | 0.56113 | 0.064756 | 0.56113 | 0.09283 | 0.8044 | 0.09283 | 0.8044 | 2.5545 | 7.8336 | 2.5545 | 7.8336
213230-Lighting - Occupancy Sensor - High-Bay Sensor | 6.2889 | 3.5884 | 11.1601 | 31296.8448 | 250374.7584 | 0 | 0 | 0.089164 | 0 | 0.089164 | 0 | 0.094156 | 0 | 0.094156 | 0 | 6.0448 | 8.4241 | 6.0448 | 8.4241
213215-Lighting-Interior High Bay Linear Fluorescent Fixtures <= 244 Watts replacing 400 Watts (Tier 1) | 15.6641 | 8.9379 | 16.4291 | 77953.0195 | 857483.2143 | -118.1931 | -1300.1244 | 0.064756 | 0.56113 | 0.064756 | 0.56113 | 0.09283 | 0.8044 | 0.09283 | 0.8044 | 2.5545 | 7.8336 | 2.5545 | 7.8336
213230-Lighting - Occupancy Sensor - High-Bay Sensor | 20.376 | 11.6264 | 36.1588 | 101401.7772 | 811214.2172 | 0 | 0 | 0.089164 | 0 | 0.089164 | 0 | 0.094156 | 0 | 0.094156 | 0 | 6.0448 | 8.4241 | 6.0448 | 8.4241
213226-Water Heating -Commercial Boiler | 0 | 0 | 0 | 0 | 0 | 1669.248 | 33384.96 | 0 | 0.27457 | 0 | 0.27457 | 0 | 0.88315 | 0 | 0.88315 | 1.3857 | 9.5538 | 1.3857 | 9.5538
213176-Food Service - Ice Machine Air-Cooled 301-400 | 0.18381 | 0.14225 | 0.182 | 1594.32 | 19131.84 | 0 | 0 | 0.052203 | 0 | 0.052203 | 0 | 0.07095 | 0 | 0.07095 | 0 | 2.262 | 4.1367 | 2.262 | 4.1367
213176-Food Service - Ice Machine Air-Cooled 301-400 | 0.18381 | 0.14225 | 0.182 | 1594.32 | 19131.84 | 0 | 0 | 0.051738 | 0 | 0.051738 | 0 | 0.070484 | 0 | 0.070484 | 0 | 2.2507 | 4.1162 | 2.2507 | 4.1162
213147-Premium T8 with T12 34Watt Baseline | 0.033968 | 0.021903 | 0.034613 | 171.5316 | 1886.8472 | -0.32638 | -3.5902 | -0.060066 | -0.51205 | -0.060066 | -0.51205 | 0.034952 | 0.29796 | 0.034952 | 0.29796 | 0.64296 | 1.4774 | 0.64296 | 1.4774
213053-Lighting - Remove 4 Ft T-8 (De-Lamp) | 0.35623 | 0.22971 | 0.36299 | 1798.8823 | 19787.7054 | -3.4228 | -37.6509 | 0.075798 | 0.64617 | 0.075798 | 0.64617 | 0.096532 | 0.82292 | 0.096532 | 0.82292 | 3.3416 | 9.2961 | 3.3416 | 9.2961
213013-Lighting - 8 Ft T-8 with Elec. Ballast | 1.3493 | 0.87009 | 1.3749 | 6813.8593 | 74952.452 | -12.965 | -142.6151 | -0.0058099 | -0.049528 | -0.0058099 | -0.049528 | 0.08372 | 0.71371 | 0.08372 | 0.71371 | 0.94903 | 4.4246 | 0.94903 | 4.4246
213054-Lighting - Remove 8 Ft T-8 (De-Lamp) | 5.9117 | 3.812 | 6.0239 | 29853.0896 | 328383.9857 | -56.8027 | -624.8297 | 0.087985 | 0.75006 | 0.087985 | 0.75006 | 0.090541 | 0.77185 | 0.090541 | 0.77185 | 5.3594 | 6.1368 | 5.3594 | 6.1368
213049-Lighting - LED Exit Sign New Sign | 0.19249 | 0.19124 | 0 | 1686.293 | 26980.6879 | 0 | 0 | 0.076948 | 0 | 0.076948 | 0 | 0.084167 | 0 | 0.084167 | 0 | 4.9598 | 7.8916 | 4.9598 | 7.8916
213215-Lighting-Interior High Bay Linear Fluorescent Fixtures <= 244 Watts replacing 400 Watts (Tier 1) | 5.3404 | 3.4437 | 5.3367 | 26968.0991 | 296649.0901 | -51.3133 | -564.4465 | 0.069445 | 0.59201 | 0.069445 | 0.59201 | 0.096788 | 0.82511 | 0.096788 | 0.82511 | 2.7934 | 9.5057 | 2.7934 | 9.5057
213206-Lighting-Interior High Bay Linear Fluorescent Fixtures 361-600 Watts replacing > 400 Watts | 4.2997 | 2.7725 | 6.8294 | 21712.3769 | 238836.1461 | -41.313 | -454.4434 | -0.1035 | -0.89035 | -0.1035 | -0.89035 | 0.03072 | 0.26426 | 0.03072 | 0.26426 | 0.50957 | 1.3999 | 0.50957 | 1.3999
213049-Lighting - LED Exit Sign New Sign | 0.34649 | 0.34424 | 0 | 3035.3274 | 48565.2382 | 0 | 0 | 0.076343 | 0 | 0.076343 | 0 | 0.082259 | 0 | 0.082259 | 0 | 4.9177 | 7.0618 | 4.9177 | 7.0618
213215-Lighting-Interior High Bay Linear Fluorescent Fixtures <= 244 Watts replacing 400 Watts (Tier 1) | 1.9338 | 1.1034 | 2.0283 | 9623.8296 | 105862.1252 | -14.5917 | -160.5092 | 0.064756 | 0.56113 | 0.064756 | 0.56113 | 0.09283 | 0.8044 | 0.09283 | 0.8044 | 2.5545 | 7.8336 | 2.5545 | 7.8336
213224-Lighting - Occupancy Sensor - Wall/Ceiling Mounted Lighting Sensor | 0.082471 | 0.047057 | 0.33826 | 410.4173 | 3283.3382 | 0 | 0 | 0.072849 | 0 | 0.072849 | 0 | 0.042235 | 0 | 0.042235 | 0 | 3.1432 | 1.6538 | 3.1432 | 1.6538
213230-Lighting - Occupancy Sensor - High-Bay Sensor | 2.5156 | 1.4354 | 4.464 | 12518.7379 | 100149.9034 | 0 | 0 | 0.089164 | 0 | 0.089164 | 0 | 0.094156 | 0 | 0.094156 | 0 | 6.0448 | 8.4241 | 6.0448 | 8.4241
213084-Refrigeration -Cooler/Freezer Door Gaskets - Solid Doors: Cooler | 2.0251 | 1.5672 | 2.0076 | 17564.4 | 70257.6 | 0 | 0 | 0.084369 | 0 | 0.084369 | 0 | 0.084369 | 0 | 0.084369 | 0 | 8.6232 | 8.6232 | 8.6232 | 8.6232
213116-Refrigeration -Cooler/Freezer Door Gaskets - Solid Doors: Freezer | 2.0135 | 1.5582 | 1.9961 | 17464.032 | 69856.128 | 0 | 0 | 0.084369 | 0 | 0.084369 | 0 | 0.084369 | 0 | 0.084369 | 0 | 8.6232 | 8.6232 | 8.6232 | 8.6232
213013-Lighting - 8 Ft T-8 with Elec. Ballast | 0.69939 | 0.45099 | 0.71266 | 3531.7909 | 38849.7003 | -6.7201 | -73.9209 | -0.0059185 | -0.050455 | -0.0059185 | -0.050455 | 0.081004 | 0.69055 | 0.081004 | 0.69055 | 0.94812 | 3.9821 | 0.94812 | 3.9821
213054-Lighting - Remove 8 Ft T-8 (De-Lamp) | 3.2335 | 2.085 | 3.2949 | 16328.4855 | 179613.3403 | -31.0689 | -341.7577 | 0.087906 | 0.74939 | 0.087906 | 0.74939 | 0.088583 | 0.75516 | 0.088583 | 0.75516 | 5.3387 | 5.5231 | 5.3387 | 5.5231
213215-Lighting-Interior High Bay Linear Fluorescent Fixtures <= 244 Watts replacing 400 Watts (Tier 1) | 4.6412 | 2.6483 | 4.8679 | 23097.191 | 254069.1005 | -35.0202 | -385.222 | 0.064756 | 0.56113 | 0.064756 | 0.56113 | 0.09283 | 0.8044 | 0.09283 | 0.8044 | 2.5545 | 7.8336 | 2.5545 | 7.8336
213224-Lighting - Occupancy Sensor - Wall/Ceiling Mounted Lighting Sensor | 0.24741 | 0.14117 | 1.0148 | 1231.2518 | 9850.0147 | 0 | 0 | 0.072849 | 0 | 0.072849 | 0 | 0.042235 | 0 | 0.042235 | 0 | 3.1432 | 1.6538 | 3.1432 | 1.6538
213230-Lighting - Occupancy Sensor - High-Bay Sensor | 6.0373 | 3.4449 | 10.7137 | 30044.971 | 240359.7681 | 0 | 0 | 0.089164 | 0 | 0.089164 | 0 | 0.094156 | 0 | 0.094156 | 0 | 6.0448 | 8.4241 | 6.0448 | 8.4241
213215-Lighting-Interior High Bay Linear Fluorescent Fixtures <= 244 Watts replacing 400 Watts (Tier 1) | 2.7074 | 1.5448 | 2.8396 | 13473.3614 | 148206.9753 | -20.4284 | -224.7129 | 0.064756 | 0.56113 | 0.064756 | 0.56113 | 0.09283 | 0.8044 | 0.09283 | 0.8044 | 2.5545 | 7.8336 | 2.5545 | 7.8336
213230-Lighting - Occupancy Sensor - High-Bay Sensor | 3.5218 | 2.0095 | 6.2497 | 17526.2331 | 140209.8647 | 0 | 0 | 0.089164 | 0 | 0.089164 | 0 | 0.094156 | 0 | 0.094156 | 0 | 6.0448 | 8.4241 | 6.0448 | 8.4241
213049-Lighting - LED Exit Sign New Sign | 0.038498 | 0.038248 | 0 | 337.2586 | 5396.1376 | 0 | 0 | 0.076894 | 0 | 0.076894 | 0 | 0.08281 | 0 | 0.08281 | 0 | 4.946 | 7.1024 | 4.946 | 7.1024
213136-High Efficiency Copier | 0.28942 | 0.24151 | 0.27363 | 2175.936 | 13055.616 | 0 | 0 | -0.00052722 | 0 | -0.00052722 | 0 | 0.034206 | 0 | 0.034206 | 0 | 0.99465 | 1.5366 | 0.99465 | 1.5366
213084-Refrigeration -Cooler/Freezer Door Gaskets - Solid Doors: Cooler | 2.6384 | 2.0418 | 2.6156 | 22883.904 | 91535.616 | 0 | 0 | 0.084369 | 0 | 0.084369 | 0 | 0.084369 | 0 | 0.084369 | 0 | 8.6232 | 8.6232 | 8.6232 | 8.6232
213083-Refrigeration -Cooler/Freezer Door Gaskets - Glass Doors | 0.56082 | 0.44974 | 0.69436 | 4148.7087 | 16594.8347 | 0 | 0 | -0.21718 | 0 | -0.21718 | 0 | -0.21718 | 0 | -0.21718 | 0 | 0.31142 | 0.31142 | 0.31142 | 0.31142
213250-Ice Machines 301-400 - CEE Tier III | 3.3837 | 2.6977 | 2.568 | 24960 | 299520 | 0 | 0 | -0.048179 | 0 | -0.048179 | 0 | 0.079194 | 0 | 0.079194 | 0 | 0.66872 | 5.3851 | 0.66872 | 5.3851
213136-High Efficiency Copier | 2.518 | 1.7539 | 1.8372 | 14609.856 | 87659.136 | 0 | 0 | 0.0034392 | 0 | 0.0034392 | 0 | -0.02302 | 0 | -0.02302 | 0 | 1.034 | 0.81943 | 1.034 | 0.81943
213147-Premium T8 with T12 34Watt Baseline | 0.20261 | 0.13065 | 0.33729 | 1023.1277 | 11254.4046 | -1.9467 | -21.4142 | -0.083436 | -0.71096 | -0.083436 | -0.71096 | 0.015659 | 0.13344 | 0.015659 | 0.13344 | 0.56438 | 1.1694 | 0.56438 | 1.1694
213053-Lighting - Remove 4 Ft T-8 (De-Lamp) | 1.9506 | 1.2578 | 3.2472 | 9850.2381 | 108352.6195 | -18.7425 | -206.167 | 0.071259 | 0.6072 | 0.071259 | 0.6072 | 0.093408 | 0.79594 | 0.093408 | 0.79594 | 2.9342 | 7.3582 | 2.9342 | 7.3582
213206-Lighting-Interior High Bay Linear Fluorescent Fixtures 361-600 Watts replacing > 400 Watts | 4.1447 | 2.6726 | 6.0766 | 20929.7054 | 230226.7593 | -39.8238 | -438.0619 | -0.044353 | -0.37793 | -0.044353 | -0.37793 | 0.052605 | 0.44825 | 0.052605 | 0.44825 | 0.70907 | 1.9479 | 0.70907 | 1.9479
213147-Premium T8 with T12 34Watt Baseline | 0.44458 | 0.28667 | 0.43934 | 2245.0158 | 24695.1743 | -4.2717 | -46.9885 | 0.016517 | 0.14075 | 0.016517 | 0.14075 | 0.0639 | 0.54449 | 0.0639 | 0.54449 | 1.1804 | 2.4457 | 1.1804 | 2.4457
213147-Premium T8 with T12 34Watt Baseline | 0.22351 | 0.1467 | 0.21098 | 1403.7734 | 15441.5073 | -6.6016 | -72.6174 | 0.033391 | 0.30276 | 0.033391 | 0.30276 | 0.068675 | 0.62268 | 0.068675 | 0.62268 | 1.4896 | 3.0865 | 1.4896 | 3.0865
213053-Lighting - Remove 4 Ft T-8 (De-Lamp) | 2.0207 | 1.3263 | 1.9074 | 12691.0547 | 139601.6021 | -59.6828 | -656.5104 | 0.088472 | 0.80218 | 0.088472 | 0.80218 | 0.096359 | 0.87369 | 0.096359 | 0.87369 | 7.7445 | 19.4211 | 7.7445 | 19.4211
213147-Premium T8 with T12 34Watt Baseline | 2.7091 | 1.7469 | 2.6772 | 13680.5653 | 150486.2182 | -26.0306 | -286.3363 | 0.016517 | 0.14075 | 0.016517 | 0.14075 | 0.0639 | 0.54449 | 0.0639 | 0.54449 | 1.1804 | 2.4457 | 1.1804 | 2.4457
213002-A/C - Reflective Window Film Coastal | 24.1495 | 9.634 | 13.7205 | 74210.0736 | 742100.736 | 0 | 0 | 0.085665 | 0 | 0.085665 | 0 | 0.10331 | 0 | 0.10331 | 0 | 3.4717 | 7.0713 | 3.4717 | 7.0713
213147-Premium T8 with T12 34Watt Baseline | 0.34038 | 0.21948 | 0.33637 | 1718.8403 | 18907.2428 | -3.2705 | -35.9756 | 0.016517 | 0.14075 | 0.016517 | 0.14075 | 0.0639 | 0.54449 | 0.0639 | 0.54449 | 1.1804 | 2.4457 | 1.1804 | 2.4457
213206-Lighting-Interior High Bay Linear Fluorescent Fixtures 361-600 Watts replacing > 400 Watts | 2.9025 | 1.8716 | 3.0234 | 14656.9161 | 161226.0776 | -27.8883 | -306.7715 | -0.014564 | -0.12394 | -0.014564 | -0.12394 | 0.063537 | 0.54071 | 0.063537 | 0.54071 | 0.8814 | 2.4214 | 0.8814 | 2.4214
213147-Premium T8 with T12 34Watt Baseline | 0.43068 | 0.27772 | 0.42561 | 2174.8591 | 23923.4501 | -4.1382 | -45.5201 | 0.016658 | 0.14176 | 0.016658 | 0.14176 | 0.064039 | 0.54498 | 0.064039 | 0.54498 | 1.1819 | 2.4489 | 1.1819 | 2.4489
213013-Lighting - 8 Ft T-8 with Elec. Ballast | 0.5201 | 0.33537 | 0.51397 | 2626.3807 | 28890.1878 | -4.9973 | -54.9706 | 0.046254 | 0.39362 | 0.046254 | 0.39362 | 0.09348 | 0.79553 | 0.09348 | 0.79553 | 1.7462 | 7.3341 | 1.7462 | 7.3341
213053-Lighting - Remove 4 Ft T-8 (De-Lamp) | 1.457 | 0.9395 | 1.4398 | 7357.4638 | 80932.1015 | -13.9993 | -153.9928 | 0.090623 | 0.77122 | 0.090623 | 0.77122 | 0.10121 | 0.86134 | 0.10121 | 0.86134 | 6.1447 | 15.4091 | 6.1447 | 15.4091
213054-Lighting - Remove 8 Ft T-8 (De-Lamp) | 2.4046 | 1.5505 | 2.3762 | 12142.5136 | 133567.6492 | -23.1041 | -254.1447 | 0.09723 | 0.82744 | 0.09723 | 0.82744 | 0.097597 | 0.83057 | 0.097597 | 0.83057 | 9.8326 | 10.1723 | 9.8326 | 10.1723
213147-Premium T8 with T12 34Watt Baseline | 0.19103 | 0.12318 | 0.18878 | 964.6552 | 10611.2077 | -1.8355 | -20.1904 | 0.016517 | 0.14075 | 0.016517 | 0.14075 | 0.0639 | 0.54449 | 0.0639 | 0.54449 | 1.1804 | 2.4457 | 1.1804 | 2.4457
213053-Lighting - Remove 4 Ft T-8 (De-Lamp) | 1.6755 | 1.0804 | 1.6558 | 8461.0833 | 93071.9168 | -16.0993 | -177.0918 | 0.090484 | 0.77102 | 0.090484 | 0.77102 | 0.10107 | 0.86127 | 0.10107 | 0.86127 | 6.1367 | 15.3891 | 6.1367 | 15.3891
213049-Lighting - LED Exit Sign New Sign | 0.88546 | 0.87971 | 0 | 7756.9478 | 124111.1642 | 0 | 0 | 0.077506 | 0 | 0.077506 | 0 | 0.083422 | 0 | 0.083422 | 0 | 4.9774 | 7.1475 | 4.9774 | 7.1475
213011-Lighting - 2 Ft 2nd Gen. T-8 with Elec. Ballast | 0.027893 | 0.017986 | 0.027564 | 140.8532 | 1549.3847 | -0.26801 | -2.9481 | 0.033394 | 0.28456 | 0.033394 | 0.28456 | 0.089753 | 0.76479 | 0.089753 | 0.76479 | 1.447 | 5.8923 | 1.447 | 5.8923
213147-Premium T8 with T12 34Watt Baseline | 0.24995 | 0.15502 | 0.058083 | 1350.1067 | 14851.1741 | -1.8366 | -20.2027 | -0.012413 | -0.10783 | -0.012413 | -0.10783 | 0.048867 | 0.42452 | 0.048867 | 0.42452 | 0.8952 | 1.8549 | 0.8952 | 1.8549
213054-Lighting - Remove 8 Ft T-8 (De-Lamp) | 0.086522 | 0.053662 | 0.020106 | 467.3446 | 5140.791 | -0.63575 | -6.9932 | 0.091794 | 0.79744 | 0.091794 | 0.79744 | 0.09227 | 0.80157 | 0.09227 | 0.80157 | 7.4475 | 7.7048 | 7.4475 | 7.7048
213215-Lighting-Interior High Bay Linear Fluorescent Fixtures <= 244 Watts replacing 400 Watts (Tier 1) | 1.7868 | 1.1082 | 1.866 | 9651.2626 | 106163.8881 | -13.129 | -144.419 | 0.068696 | 0.59678 | 0.068696 | 0.59678 | 0.093857 | 0.81535 | 0.093857 | 0.81535 | 2.84 | 8.709 | 2.84 | 8.709
213084-Refrigeration -Cooler/Freezer Door Gaskets - Solid Doors: Cooler | 2.2264 | 1.723 | 2.2072 | 19310.8032 | 77243.2128 | 0 | 0 | 0.083688 | 0 | 0.083688 | 0 | 0.083688 | 0 | 0.083688 | 0 | 8.5617 | 8.5617 | 8.5617 | 8.5617
213129-Software Plug Load Sensors | 0.52175 | 0.43538 | 0 | 3922.5773 | 19612.8864 | 0 | 0 | 0.092568 | 0 | 0.092568 | 0 | 0.082441 | 0 | 0.082441 | 0 | 17.2503 | 6.2101 | 17.2503 | 6.2101
213084-Refrigeration -Cooler/Freezer Door Gaskets - Solid Doors: Cooler | 2.4301 | 1.8806 | 2.4091 | 21077.28 | 84309.12 | 0 | 0 | 0.083688 | 0 | 0.083688 | 0 | 0.083688 | 0 | 0.083688 | 0 | 8.5617 | 8.5617 | 8.5617 | 8.5617
213084-Refrigeration -Cooler/Freezer Door Gaskets - Solid Doors: Cooler | 0.17755 | 0.13974 | 0.21894 | 1308.1463 | 5232.5852 | 0 | 0 | -0.21719 | 0 | -0.21719 | 0 | -0.21719 | 0 | -0.21719 | 0 | 0.31139 | 0.31139 | 0.31139 | 0.31139
213084-Refrigeration -Cooler/Freezer Door Gaskets - Solid Doors: Cooler | 0.092945 | 0.073151 | 0.11461 | 684.7835 | 2739.1338 | 0 | 0 | -0.21719 | 0 | -0.21719 | 0 | -0.21719 | 0 | -0.21719 | 0 | 0.31139 | 0.31139 | 0.31139 | 0.31139
213147-Premium T8 with T12 34Watt Baseline | 0.87526 | 0.56439 | 0.86495 | 4419.8749 | 48618.6243 | -8.4099 | -92.5087 | 0.016517 | 0.14075 | 0.016517 | 0.14075 | 0.0639 | 0.54449 | 0.0639 | 0.54449 | 1.1804 | 2.4457 | 1.1804 | 2.4457
213136-High Efficiency Copier | 0.041346 | 0.034502 | 0.03909 | 310.848 | 1865.088 | 0 | 0 | -0.00082908 | 0 | -0.00082908 | 0 | 0.033904 | 0 | 0.033904 | 0 | 0.99158 | 1.5319 | 0.99158 | 1.5319
213136-High Efficiency Copier | 0.041346 | 0.034502 | 0.03909 | 310.848 | 1865.088 | 0 | 0 | -0.00082908 | 0 | -0.00082908 | 0 | 0.033904 | 0 | 0.033904 | 0 | 0.99158 | 1.5319 | 0.99158 | 1.5319
213129-Software Plug Load Sensors | 12.8407 | 10.7152 | 0 | 96538.9853 | 482694.9264 | 0 | 0 | 0.092261 | 0 | 0.092261 | 0 | 0.082135 | 0 | 0.082135 | 0 | 17.1965 | 6.1908 | 17.1965 | 6.1908
213147-Premium T8 with T12 34Watt Baseline | 2.1743 | 1.402 | 2.1486 | 10979.5306 | 120774.8366 | -20.8912 | -229.8033 | 0.016517 | 0.14075 | 0.016517 | 0.14075 | 0.0639 | 0.54449 | 0.0639 | 0.54449 | 1.1804 | 2.4457 | 1.1804 | 2.4457
213053-Lighting - Remove 4 Ft T-8 (De-Lamp) | 0.87419 | 0.5637 | 0.86389 | 4414.4783 | 48559.2609 | -8.3996 | -92.3957 | 0.090484 | 0.77102 | 0.090484 | 0.77102 | 0.10107 | 0.86127 | 0.10107 | 0.86127 | 6.1367 | 15.3891 | 6.1367 | 15.3891
213049-Lighting - LED Exit Sign New Sign | 0.50048 | 0.49723 | 0 | 4384.3618 | 70149.7885 | 0 | 0 | 0.077506 | 0 | 0.077506 | 0 | 0.083422 | 0 | 0.083422 | 0 | 4.9774 | 7.1475 | 4.9774 | 7.1475
213140-Low Flow Showerhead | 0.98148 | 0.89489 | 1.6502 | 7500.7576 | 75007.5759 | 863.6544 | 8636.544 | 0.053877 | 0.50589 | 0.053877 | 0.50589 | 0.074062 | 0.69543 | 0.074062 | 0.69543 | 2.2352 | 4.1607 | 2.2352 | 4.1607
213165-Food Service - Combination Oven-Electric | 2.4086 | 2.6592 | 4.032 | 17694.72 | 212336.64 | 0 | 0 | -0.011617 | 0 | -0.011617 | 0 | 0.091973 | 0 | 0.091973 | 0 | 0.89476 | 14.5387 | 0.89476 | 14.5387
213163-Food Service - Steamer-Electric | 1.4591 | 1.6109 | 2.4 | 10719.36 | 128632.32 | 0 | 0 | 0.053753 | 0 | 0.053753 | 0 | 0.090356 | 0 | 0.090356 | 0 | 2.1942 | 11.7432 | 2.1942 | 11.7432
213048-Lighting - LED Channel Signage Replacement-Outdoor Red >2 feet high | 0.23123 | 0.40694 | 1.9188 | 11163.168 | 178610.688 | 0 | 0 | 0.040379 | 0 | 0.040379 | 0 | 0.065498 | 0 | 0.065498 | 0 | 1.9831 | 5.1052 | 1.9831 | 5.1052
213215-Lighting-Interior High Bay Linear Fluorescent Fixtures <= 244 Watts replacing 400 Watts (Tier 1) | 23.4406 | 15.1151 | 28.1466 | 118370.1806 | 1302071.9864 | -225.2278 | -2477.506 | 0.058296 | 0.49611 | 0.058296 | 0.49611 | 0.091952 | 0.78253 | 0.091952 | 0.78253 | 2.1673 | 6.6461 | 2.1673 | 6.6461
213147-Premium T8 with T12 34Watt Baseline | 1.3198 | 0.85106 | 1.3043 | 6664.8908 | 73313.7986 | -12.6816 | -139.4972 | 0.016517 | 0.14075 | 0.016517 | 0.14075 | 0.0639 | 0.54449 | 0.0639 | 0.54449 | 1.1804 | 2.4457 | 1.1804 | 2.4457
213215-Lighting-Interior High Bay Linear Fluorescent Fixtures <= 244 Watts replacing 400 Watts (Tier 1) | 5.6252 | 3.6273 | 5.8595 | 28406.0935 | 312467.0282 | -54.0494 | -594.5439 | 0.067042 | 0.57127 | 0.067042 | 0.57127 | 0.094711 | 0.80704 | 0.094711 | 0.80704 | 2.6329 | 8.0741 | 2.6329 | 8.0741
213215-Lighting-Interior High Bay Linear Fluorescent Fixtures <= 244 Watts replacing 400 Watts (Tier 1) | 16.4876 | 10.6317 | 17.1744 | 83259.2395 | 915851.6344 | -158.4208 | -1742.6287 | 0.067042 | 0.57127 | 0.067042 | 0.57127 | 0.094711 | 0.80704 | 0.094711 | 0.80704 | 2.6329 | 8.0741 | 2.6329 | 8.0741
213082-Refrigeration - Vending Machine Controller | 1.2552 | 1.0065 | 0 | 9285.12 | 92851.2 | 0 | 0 | 0.077324 | 0 | 0.077324 | 0 | 0.082408 | 0 | 0.082408 | 0 | 5.1453 | 7.0733 | 5.1453 | 7.0733
213082-Refrigeration - Vending Machine Controller | 0.17842 | 0.13807 | 0 | 1547.52 | 15475.2 | 0 | 0 | 0.074141 | 0 | 0.074141 | 0 | 0.079225 | 0 | 0.079225 | 0 | 4.9746 | 6.8387 | 4.9746 | 6.8387
213082-Refrigeration - Vending Machine Controller | 2.4979 | 1.933 | 0 | 21665.28 | 216652.8 | 0 | 0 | 0.074141 | 0 | 0.074141 | 0 | 0.079225 | 0 | 0.079225 | 0 | 4.9746 | 6.8387 | 4.9746 | 6.8387
213082-Refrigeration - Vending Machine Controller | 0.53526 | 0.41422 | 0 | 4642.56 | 46425.6 | 0 | 0 | 0.074141 | 0 | 0.074141 | 0 | 0.079225 | 0 | 0.079225 | 0 | 4.9746 | 6.8387 | 4.9746 | 6.8387
213082-Refrigeration - Vending Machine Controller | 0.71367 | 0.5523 | 0 | 6190.08 | 61900.8 | 0 | 0 | 0.074141 | 0 | 0.074141 | 0 | 0.079225 | 0 | 0.079225 | 0 | 4.9746 | 6.8387 | 4.9746 | 6.8387
213247-Ice Machines >1500 -Energy Star | 0.97577 | 0.75513 | 0.86784 | 8463.36 | 101560.32 | 0 | 0 | 0.04585 | 0 | 0.04585 | 0 | 0.079447 | 0 | 0.079447 | 0 | 1.9592 | 6.5936 | 1.9592 | 6.5936
213002-A/C - Reflective Window Film Coastal | 10.256 | 4.0914 | 5.8269 | 31515.9936 | 315159.936 | 0 | 0 | 0.085665 | 0 | 0.085665 | 0 | 0.10331 | 0 | 0.10331 | 0 | 3.4717 | 7.0713 | 3.4717 | 7.0713
213215-Lighting-Interior High Bay Linear Fluorescent Fixtures <= 244 Watts replacing 400 Watts (Tier 1) | 20.5611 | 13.2583 | 21.4175 | 103829.1692 | 1142120.8617 | -197.56 | -2173.1604 | 0.067182 | 0.57173 | 0.067182 | 0.57173 | 0.09485 | 0.80719 | 0.09485 | 0.80719 | 2.6363 | 8.0846 | 2.6363 | 8.0846
213012-Lighting - 3 Ft 2nd Gen. T-8 with Elec. Ballast | 0.91037 | 0.58703 | 0.93954 | 4597.1876 | 50569.0633 | -8.7473 | -96.2198 | -0.061152 | -0.52121 | -0.061152 | -0.52121 | 0.041969 | 0.35771 | 0.041969 | 0.35771 | 0.63863 | 1.6349 | 0.63863 | 1.6349
213147-Premium T8 with T12 34Watt Baseline | 0.36626 | 0.23617 | 0.37799 | 1849.5296 | 20344.8254 | -3.5192 | -38.7109 | -0.20458 | -1.7437 | -0.20458 | -1.7437 | -0.042821 | -0.36497 | -0.042821 | -0.36497 | 0.34566 | 0.71622 | 0.34566 | 0.71622
213053-Lighting - Remove 4 Ft T-8 (De-Lamp) | 0.4908 | 0.31648 | 0.50652 | 2478.4223 | 27262.6457 | -4.7158 | -51.8738 | 0.047936 | 0.40856 | 0.047936 | 0.40856 | 0.084092 | 0.71673 | 0.084092 | 0.71673 | 1.7971 | 4.5067 | 1.7971 | 4.5067
213084-Refrigeration -Cooler/Freezer Door Gaskets - Solid Doors: Cooler | 0.032983 | 0.025959 | 0.040672 | 243.0059 | 972.0234 | 0 | 0 | -0.21719 | 0 | -0.21719 | 0 | -0.21719 | 0 | -0.21719 | 0 | 0.31139 | 0.31139 | 0.31139 | 0.31139
213116-Refrigeration -Cooler/Freezer Door Gaskets - Solid Doors: Freezer | 0.0066922 | 0.005267 | 0.0082522 | 49.3055 | 197.2221 | 0 | 0 | -0.21719 | 0 | -0.21719 | 0 | -0.21719 | 0 | -0.21719 | 0 | 0.31139 | 0.31139 | 0.31139 | 0.31139
213215-Lighting-Interior High Bay Linear Fluorescent Fixtures <= 244 Watts replacing 400 Watts (Tier 1) | 1.6432 | 1.0596 | 1.6421 | 8297.8766 | 91276.6431 | -15.7887 | -173.6758 | 0.069327 | 0.59074 | 0.069327 | 0.59074 | 0.095456 | 0.81339 | 0.095456 | 0.81339 | 2.788 | 8.5498 | 2.788 | 8.5498
213129-Software Plug Load Sensors | 7.5073 | 6.2646 | 0 | 56441.5286 | 282207.6432 | 0 | 0 | 0.092261 | 0 | 0.092261 | 0 | 0.082135 | 0 | 0.082135 | 0 | 17.1965 | 6.1908 | 17.1965 | 6.1908
213129-Software Plug Load Sensors | 13.1886 | 11.0054 | 0 | 99154.0368 | 495770.184 | 0 | 0 | 0.092261 | 0 | 0.092261 | 0 | 0.082135 | 0 | 0.082135 | 0 | 17.1965 | 6.1908 | 17.1965 | 6.1908
213129-Software Plug Load Sensors | 8.5508 | 7.1354 | 0 | 64286.6832 | 321433.416 | 0 | 0 | 0.092261 | 0 | 0.092261 | 0 | 0.082135 | 0 | 0.082135 | 0 | 17.1965 | 6.1908 | 17.1965 | 6.1908
213129-Software Plug Load Sensors | 0.34783 | 0.29025 | 0 | 2615.0515 | 13075.2576 | 0 | 0 | 0.092261 | 0 | 0.092261 | 0 | 0.082135 | 0 | 0.082135 | 0 | 17.1965 | 6.1908 | 17.1965 | 6.1908
213215-Lighting-Interior High Bay Linear Fluorescent Fixtures <= 244 Watts replacing 400 Watts (Tier 1) | 24.8285 | 16.01 | 25.8626 | 125378.6195 | 1379164.8142 | -238.5631 | -2624.1937 | 0.067042 | 0.57127 | 0.067042 | 0.57127 | 0.094711 | 0.80704 | 0.094711 | 0.80704 | 2.6329 | 8.0741 | 2.6329 | 8.0741
213084-Refrigeration -Cooler/Freezer Door Gaskets - Solid Doors: Cooler | 3.1591 | 2.4448 | 3.1319 | 27400.464 | 109601.856 | 0 | 0 | 0.083688 | 0 | 0.083688 | 0 | 0.083688 | 0 | 0.083688 | 0 | 8.5617 | 8.5617 | 8.5617 | 8.5617
213083-Refrigeration -Cooler/Freezer Door Gaskets - Glass Doors | 0.45964 | 0.38439 | 0.5806 | 3468.9966 | 13875.9866 | 0 | 0 | -0.21777 | 0 | -0.21777 | 0 | -0.21777 | 0 | -0.21777 | 0 | 0.30955 | 0.30955 | 0.30955 | 0.30955
213215-Lighting-Interior High Bay Linear Fluorescent Fixtures <= 244 Watts replacing 400 Watts (Tier 1) | 12.2203 | 7.8799 | 12.7292 | 61709.7893 | 678807.682 | -117.4178 | -1291.5954 | 0.067042 | 0.57127 | 0.067042 | 0.57127 | 0.094711 | 0.80704 | 0.094711 | 0.80704 | 2.6329 | 8.0741 | 2.6329 | 8.0741
213121-Water Heating -Commercial Pool Heater | 0 | 0 | 0 | 0 | 0 | 1159.1136 | 5795.568 | 0 | 0.73483 | 0 | 0.73483 | 0 | 0.73483 | 0 | 0.73483 | 4.6978 | 4.6978 | 4.6978 | 4.6978
213121-Water Heating -Commercial Pool Heater | 0 | 0 | 0 | 0 | 0 | 3333.8976 | 16669.488 | 0 | 0.73483 | 0 | 0.73483 | 0 | 0.73483 | 0 | 0.73483 | 4.6978 | 4.6978 | 4.6978 | 4.6978
213121-Water Heating -Commercial Pool Heater | 0 | 0 | 0 | 0 | 0 | 4791.4656 | 23957.328 | 0 | 0.73483 | 0 | 0.73483 | 0 | 0.73483 | 0 | 0.73483 | 4.6978 | 4.6978 | 4.6978 | 4.6978
213147-Premium T8 with T12 34Watt Baseline | 2.4619 | 1.5875 | 0.54742 | 12431.9833 | 136751.8165 | -23.6548 | -260.2033 | -0.015031 | -0.12859 | -0.015031 | -0.12859 | 0.054311 | 0.46464 | 0.054311 | 0.46464 | 0.87757 | 2.0165 | 0.87757 | 2.0165
213053-Lighting - Remove 4 Ft T-8 (De-Lamp) | 6.6173 | 4.267 | 1.4714 | 33415.8104 | 367573.914 | -63.5816 | -699.398 | 0.08412 | 0.71966 | 0.08412 | 0.71966 | 0.099251 | 0.84911 | 0.099251 | 0.84911 | 4.561 | 12.6882 | 4.561 | 12.6882
213215-Lighting-Interior High Bay Linear Fluorescent Fixtures <= 244 Watts replacing 400 Watts (Tier 1) | 0.2054 | 0.13245 | 0.20526 | 1037.2346 | 11409.5804 | -1.9736 | -21.7095 | 0.069018 | 0.59046 | 0.069018 | 0.59046 | 0.096363 | 0.8244 | 0.096363 | 0.8244 | 2.7823 | 9.4678 | 2.7823 | 9.4678
213230-Lighting - Occupancy Sensor - High-Bay Sensor | 0.24791 | 0.15986 | 0.4464 | 1251.8738 | 10014.9903 | 0 | 0 | 0.089827 | 0 | 0.089827 | 0 | 0.096037 | 0 | 0.096037 | 0 | 6.097 | 9.4137 | 6.097 | 9.4137
213054-Lighting - Remove 8 Ft T-8 (De-Lamp) | 0.89516 | 0.57722 | 0.19905 | 4520.3559 | 49723.9152 | -8.6011 | -94.6117 | 0.093014 | 0.79575 | 0.093014 | 0.79575 | 0.094879 | 0.81171 | 0.094879 | 0.81171 | 7.315 | 8.3761 | 7.315 | 8.3761
213207-Lighting-Interior High Bay Linear Fluorescent Fixtures <= 360 Watts replacing 400 Watts (Tier 2) | 0.16879 | 0.10884 | 0.16867 | 852.3535 | 9375.888 | -1.6218 | -17.8399 | 0.055575 | 0.47546 | 0.055575 | 0.47546 | 0.10774 | 0.92176 | 0.10774 | 0.92176 | 2.0653 | 0 | 2.0653 | 0
213147-Premium T8 with T12 34Watt Baseline | 1.2342 | 0.79583 | 1.2576 | 6232.3135 | 68555.4487 | -11.8585 | -130.4433 | -0.060133 | -0.51239 | -0.060133 | -0.51239 | 0.034884 | 0.29725 | 0.034884 | 0.29725 | 0.64256 | 1.4765 | 0.64256 | 1.4765
213053-Lighting - Remove 4 Ft T-8 (De-Lamp) | 6.2736 | 4.0454 | 6.3926 | 31680.3162 | 348483.4778 | -60.2794 | -663.0739 | 0.075869 | 0.64566 | 0.075869 | 0.64566 | 0.096602 | 0.8221 | 0.096602 | 0.8221 | 3.3439 | 9.3025 | 3.3439 | 9.3025
213147-Premium T8 with T12 34Watt Baseline | 1.019 | 0.6571 | 1.0384 | 5145.9469 | 56605.4163 | -9.7914 | -107.7055 | -0.060316 | -0.5133 | -0.060316 | -0.5133 | 0.02689 | 0.22883 | 0.02689 | 0.22883 | 0.64216 | 1.3305 | 0.64216 | 1.3305
213215-Lighting-Interior High Bay Linear Fluorescent Fixtures <= 244 Watts replacing 400 Watts (Tier 1) | 0 | 0 | 0 | 0 | 0 | 0 | 0 | 0 | 0 | 0 | 0 | 0 | 0 | 0 | 0 | 0 | 0 | 0 | 0
213230-Lighting - Occupancy Sensor - High-Bay Sensor | 45.3668 | 29.2537 | 81.692 | 229092.9039 | 1832743.2315 | 0 | 0 | 0.089895 | 0 | 0.089895 | 0 | 0.094887 | 0 | 0.094887 | 0 | 6.0862 | 8.4817 | 6.0862 | 8.4817
213147-Premium T8 with T12 34Watt Baseline | 1.3285 | 0.85667 | 1.3537 | 6708.7901 | 73796.6909 | -12.7651 | -140.416 | -0.060485 | -0.51552 | -0.060485 | -0.51552 | 0.026722 | 0.22776 | 0.026722 | 0.22776 | 0.64116 | 1.3285 | 0.64116 | 1.3285
213083-Refrigeration -Cooler/Freezer Door Gaskets - Glass Doors | 11.0047 | 8.5163 | 10.9099 | 95449.968 | 381799.872 | 0 | 0 | 0.083679 | 0 | 0.083679 | 0 | 0.083679 | 0 | 0.083679 | 0 | 8.561 | 8.561 | 8.561 | 8.561
213059-Motors - VFD - HVAC Fans (per Hp) | 0.37836 | 0.34498 | 0 | 2891.52 | 43372.8 | 0 | 0 | 0.05254 | 0 | 0.05254 | 0 | -0.36681 | 0 | -0.36681 | 0 | 2.1201 | 0.21328 | 2.1201 | 0.21328
213078-Refrigeration - New Refrigeration Case w/Doors-Special doors Low Temp | 1.6044 | 1.2416 | 2.5114 | 13916.16 | 222658.56 | 0 | 0 | 0.03642 | 0 | 0.03642 | 0 | 0.078516 | 0 | 0.078516 | 0 | 1.6107 | 5.4765 | 1.6107 | 5.4765
213147-Premium T8 with T12 34Watt Baseline | 1.2793 | 0.8249 | 1.6394 | 6460.0316 | 71060.3471 | -12.2918 | -135.2095 | -0.043434 | -0.36963 | -0.043434 | -0.36963 | 0.035037 | 0.29817 | 0.035037 | 0.29817 | 0.71363 | 1.4786 | 0.71363 | 1.4786
213013-Lighting - 8 Ft T-8 with Elec. Ballast | 2.3003 | 1.4833 | 2.9479 | 11616.1089 | 127777.1975 | -22.1024 | -243.1269 | 0.0055813 | 0.047498 | 0.0055813 | 0.047498 | 0.083796 | 0.71312 | 0.083796 | 0.71312 | 1.0544 | 4.4284 | 1.0544 | 4.4284
213054-Lighting - Remove 8 Ft T-8 (De-Lamp) | 0.036297 | 0.023405 | 0.046515 | 183.2922 | 2016.2141 | -0.34876 | -3.8363 | 0.090711 | 0.77197 | 0.090711 | 0.77197 | 0.10824 | 0.92112 | 0.10824 | 0.92112 | 6.1757 | 0 | 6.1757 | 0
213062-Lighting - Occupancy Sensor - Wallbox Lighting Sensor | 0.12191 | 0.078611 | 0 | 615.6259 | 4925.0074 | 0 | 0 | 0.075606 | 0 | 0.075606 | 0 | 0.0903 | 0 | 0.0903 | 0 | 3.3552 | 6.1872 | 3.3552 | 6.1872
213049-Lighting - LED Exit Sign New Sign | 0.19249 | 0.19124 | 0 | 1686.293 | 26980.6879 | 0 | 0 | 0.077506 | 0 | 0.077506 | 0 | 0.083422 | 0 | 0.083422 | 0 | 4.9774 | 7.1475 | 4.9774 | 7.1475
213147-Premium T8 with T12 34Watt Baseline | 3.8648 | 2.4921 | 3.9381 | 19516.4802 | 214681.2827 | -37.1348 | -408.4829 | -0.060361 | -0.51575 | -0.060361 | -0.51575 | 0.03466 | 0.29615 | 0.03466 | 0.29615 | 0.64122 | 1.4734 | 0.64122 | 1.4734
213013-Lighting - 8 Ft T-8 with Elec. Ballast | 0.28258 | 0.18222 | 0.28795 | 1426.9862 | 15696.8486 | -2.7152 | -29.867 | -0.0061031 | -0.052148 | -0.0061031 | -0.052148 | 0.083431 | 0.71287 | 0.083431 | 0.71287 | 0.94646 | 4.4126 | 0.94646 | 4.4126
213012-Lighting - 3 Ft 2nd Gen. T-8 with Elec. Ballast | 1.4818 | 0.95553 | 1.51 | 7483.0279 | 82313.3064 | -14.2383 | -156.6209 | 0.016784 | 0.14341 | 0.016784 | 0.14341 | 0.075803 | 0.64769 | 0.075803 | 0.64769 | 1.1843 | 3.3633 | 1.1843 | 3.3633
213215-Lighting-Interior High Bay Linear Fluorescent Fixtures <= 244 Watts replacing 400 Watts (Tier 1) | 0 | 0 | 0 | 0 | 0 | 0 | 0 | 0 | 0 | 0 | 0 | 0 | 0 | 0 | 0 | 0 | 0 | 0 | 0
213230-Lighting - Occupancy Sensor - High-Bay Sensor | 37.1859 | 23.9784 | 66.9607 | 187781.0688 | 1502248.5504 | 0 | 0 | 0.089946 | 0 | 0.089946 | 0 | 0.096155 | 0 | 0.096155 | 0 | 6.1037 | 9.4241 | 6.1037 | 9.4241
213147-Premium T8 with T12 34Watt Baseline | 0.31326 | 0.202 | 0.3192 | 1581.9022 | 17400.9243 | -3.01 | -33.1095 | -0.060458 | -0.51517 | -0.060458 | -0.51517 | 0.026749 | 0.22793 | 0.026749 | 0.22793 | 0.64132 | 1.3288 | 0.64132 | 1.3288
213053-Lighting - Remove 4 Ft T-8 (De-Lamp) | 1.3853 | 0.8933 | 1.4116 | 6995.6534 | 76952.1875 | -13.3109 | -146.4201 | 0.075678 | 0.64486 | 0.075678 | 0.64486 | 0.095171 | 0.81096 | 0.095171 | 0.81096 | 3.3342 | 8.3613 | 3.3342 | 8.3613
213054-Lighting - Remove 8 Ft T-8 (De-Lamp) | 0.88186 | 0.56865 | 0.8986 | 4453.2233 | 48985.4564 | -8.4733 | -93.2066 | 0.087838 | 0.74848 | 0.087838 | 0.74848 | 0.088515 | 0.75424 | 0.088515 | 0.75424 | 5.3354 | 5.5197 | 5.3354 | 5.5197
213020-Lighting - Hardwire Incan Base >90 watt Fluorescent Fixture | 0.18489 | 0.11922 | 0.16832 | 933.6555 | 11203.8657 | 0 | 0 | -0.22521 | 0 | -0.22521 | 0 | -0.21779 | 0 | -0.21779 | 0 | 0.3253 | 0.3327 | 0.3253 | 0.3327
213083-Refrigeration -Cooler/Freezer Door Gaskets - Glass Doors | 1.7473 | 1.3522 | 1.7323 | 15155.568 | 60622.272 | 0 | 0 | 0.083787 | 0 | 0.083787 | 0 | 0.083787 | 0 | 0.083787 | 0 | 8.5707 | 8.5707 | 8.5707 | 8.5707
213221-Lighting - Screw in >= 27 Watt Lamp | 5.6151 | 3.6207 | 2.1166 | 28354.8646 | 34025.8375 | -131.8663 | -158.2396 | -0.098459 | -0.9114 | -0.098459 | -0.9114 | -0.1559 | -1.4431 | -0.1559 | -1.4431 | 0.51814 | 0.40444 | 0.51814 | 0.40444
213229-Lighting - Screw in 14-26 Watt Reflector Lamp | 3.0117 | 1.942 | 1.1353 | 15208.6457 | 30417.2913 | -70.7289 | -141.4578 | 0.0040809 | 0.034698 | 0.0040809 | 0.034698 | -0.034703 | -0.29506 | -0.034703 | -0.29506 | 1.0389 | 0.75839 | 1.0389 | 0.75839
213222-Lighting - Screw in 14-26 Watt Lamp | 5.1869 | 3.3446 | 1.9552 | 26192.6675 | 60243.1353 | -121.8108 | -280.1649 | 0.018152 | 0.14737 | 0.018152 | 0.14737 | 0.0057879 | 0.046991 | 0.0057879 | 0.046991 | 1.1822 | 1.0517 | 1.1822 | 1.0517
213221-Lighting - Screw in >= 27 Watt Lamp | 6.9108 | 4.4563 | 2.605 | 34898.2949 | 41877.9538 | -162.297 | -194.7564 | -0.098459 | -0.9114 | -0.098459 | -0.9114 | -0.1559 | -1.4431 | -0.1559 | -1.4431 | 0.51814 | 0.40444 | 0.51814 | 0.40444
213229-Lighting - Screw in 14-26 Watt Reflector Lamp | 3.1924 | 2.0586 | 1.2034 | 16121.1644 | 32242.3288 | -74.9726 | -149.9452 | 0.0039359 | 0.033507 | 0.0039359 | 0.033507 | -0.03485 | -0.29669 | -0.03485 | -0.29669 | 1.0375 | 0.75738 | 1.0375 | 0.75738
213222-Lighting - Screw in 14-26 Watt Lamp | 0.3681 | 0.23736 | 0.13875 | 1858.8345 | 4275.3193 | -8.6446 | -19.8827 | 0.018152 | 0.14737 | 0.018152 | 0.14737 | 0.0057879 | 0.046991 | 0.0057879 | 0.046991 | 1.1822 | 1.0517 | 1.1822 | 1.0517
213147-Premium T8 with T12 34Watt Baseline | 0.75862 | 0.48918 | 0.77301 | 3830.8716 | 42139.5877 | -7.2892 | -80.1807 | -0.060458 | -0.51517 | -0.060458 | -0.51517 | 0.026749 | 0.22793 | 0.026749 | 0.22793 | 0.64132 | 1.3288 | 0.64132 | 1.3288
213013-Lighting - 8 Ft T-8 with Elec. Ballast | 0.084775 | 0.054665 | 0.086384 | 428.0959 | 4709.0546 | -0.81456 | -8.9601 | -0.0059857 | -0.051005 | -0.0059857 | -0.051005 | 0.080936 | 0.68966 | 0.080936 | 0.68966 | 0.94753 | 3.9796 | 0.94753 | 3.9796
213053-Lighting - Remove 4 Ft T-8 (De-Lamp) | 3.9581 | 2.5523 | 4.0332 | 19987.5812 | 219863.3929 | -38.0312 | -418.3431 | 0.075678 | 0.64486 | 0.075678 | 0.64486 | 0.095171 | 0.81096 | 0.095171 | 0.81096 | 3.3342 | 8.3613 | 3.3342 | 8.3613
213215-Lighting-Interior High Bay Linear Fluorescent Fixtures <= 244 Watts replacing 400 Watts (Tier 1) | 0 | 0 | 0 | 0 | 0 | 0 | 0 | 0 | 0 | 0 | 0 | 0 | 0 | 0 | 0 | 0 | 0 | 0 | 0
213221-Lighting - Screw in >= 27 Watt Lamp | 8.3599 | 5.3907 | 3.1512 | 42215.6793 | 50658.8151 | -196.327 | -235.5924 | -0.098459 | -0.9114 | -0.098459 | -0.9114 | -0.1559 | -1.4431 | -0.1559 | -1.4431 | 0.51814 | 0.40444 | 0.51814 | 0.40444
213213-Lighting-Wall or Ceiling-mounted Lighting Sensor >= 500 watts | 5.9998 | 3.8688 | 14.6304 | 30297.6 | 242380.8 | 0 | 0 | 0.078469 | 0 | 0.078469 | 0 | 0.09004 | 0 | 0.09004 | 0 | 3.699 | 6.1443 | 3.699 | 6.1443
213082-Refrigeration - Vending Machine Controller | 0.35684 | 0.27615 | 0 | 3095.04 | 30950.4 | 0 | 0 | 0.07425 | 0 | 0.07425 | 0 | 0.079334 | 0 | 0.079334 | 0 | 4.9805 | 6.8467 | 4.9805 | 6.8467
213082-Refrigeration - Vending Machine Controller | 0.35684 | 0.27615 | 0 | 3095.04 | 30950.4 | 0 | 0 | 0.07425 | 0 | 0.07425 | 0 | 0.079334 | 0 | 0.079334 | 0 | 4.9805 | 6.8467 | 4.9805 | 6.8467
213084-Refrigeration -Cooler/Freezer Door Gaskets - Solid Doors: Cooler | 0.18515 | 0.14328 | 0.18355 | 1605.888 | 6423.552 | 0 | 0 | 0.083688 | 0 | 0.083688 | 0 | 0.083688 | 0 | 0.083688 | 0 | 8.5617 | 8.5617 | 8.5617 | 8.5617
213083-Refrigeration -Cooler/Freezer Door Gaskets - Glass Doors | 7.7068 | 5.9641 | 7.6404 | 66845.088 | 267380.352 | 0 | 0 | 0.083688 | 0 | 0.083688 | 0 | 0.083688 | 0 | 0.083688 | 0 | 8.5617 | 8.5617 | 8.5617 | 8.5617
213147-Premium T8 with T12 34Watt Baseline | 0.85675 | 0.55245 | 0.87301 | 4326.4072 | 47590.4797 | -8.232 | -90.5524 | -0.060826 | -0.52038 | -0.060826 | -0.52038 | 0.026387 | 0.22575 | 0.026387 | 0.22575 | 0.63916 | 1.3243 | 0.63916 | 1.3243
213215-Lighting-Interior High Bay Linear Fluorescent Fixtures <= 244 Watts replacing 400 Watts (Tier 1) | 0 | 0 | 0 | 0 | 0 | 0 | 0 | 0 | 0 | 0 | 0 | 0 | 0 | 0 | 0 | 0 | 0 | 0 | 0
213084-Refrigeration -Cooler/Freezer Door Gaskets - Solid Doors: Cooler | 1.5853 | 1.2269 | 1.5717 | 13750.416 | 55001.664 | 0 | 0 | 0.083688 | 0 | 0.083688 | 0 | 0.083688 | 0 | 0.083688 | 0 | 8.5617 | 8.5617 | 8.5617 | 8.5617
213129-Software Plug Load Sensors | 2.058 | 1.7173 | 0 | 15472.3882 | 77361.9408 | 0 | 0 | 0.092179 | 0 | 0.092179 | 0 | 0.082052 | 0 | 0.082052 | 0 | 17.182 | 6.1855 | 17.182 | 6.1855
213129-Software Plug Load Sensors | 5.8841 | 4.9101 | 0 | 44237.9549 | 221189.7744 | 0 | 0 | 0.092179 | 0 | 0.092179 | 0 | 0.082052 | 0 | 0.082052 | 0 | 17.182 | 6.1855 | 17.182 | 6.1855
213095-Lighting- Ceramic Metal Halide Fixture | 29.6797 | 19.1382 | 32.371 | 149876.2138 | 2398019.4202 | 0 | 0 | 0.065564 | 0 | 0.065564 | 0 | 0.0949 | 0 | 0.0949 | 0 | 2.4373 | 6.8298 | 2.4373 | 6.8298
213095-Lighting- Ceramic Metal Halide Fixture | 28.7579 | 18.5439 | 31.3657 | 145221.673 | 2323546.7674 | 0 | 0 | 0.065564 | 0 | 0.065564 | 0 | 0.0949 | 0 | 0.0949 | 0 | 2.4373 | 6.8298 | 2.4373 | 6.8298
213173-Food Service - Combination Oven-Gas | 0 | 0 | 0 | 0 | 0 | 386.88 | 4642.56 | 0 | -5.5832 | 0 | -5.5832 | 0 | 0.69466 | 0 | 0.69466 | 0.14248 | 3.981 | 0.14248 | 3.981
213222-Lighting - Screw in 14-26 Watt Lamp | 2.7641 | 1.7824 | 1.0419 | 13958.157 | 32103.7611 | -64.9134 | -149.3008 | 0.017428 | 0.14065 | 0.017428 | 0.14065 | 0.0050674 | 0.040895 | 0.0050674 | 0.040895 | 1.175 | 1.0453 | 1.175 | 1.0453
213147-Premium T8 with T12 34Watt Baseline | 0.46423 | 0.29935 | 0.47304 | 2344.2647 | 25786.9119 | -4.4605 | -49.0658 | -0.060826 | -0.52038 | -0.060826 | -0.52038 | 0.026387 | 0.22575 | 0.026387 | 0.22575 | 0.63916 | 1.3243 | 0.63916 | 1.3243
213053-Lighting - Remove 4 Ft T-8 (De-Lamp) | 0.57392 | 0.37008 | 0.58481 | 2898.1993 | 31880.192 | -5.5145 | -60.6598 | 0.075319 | 0.64437 | 0.075319 | 0.64437 | 0.094813 | 0.81115 | 0.094813 | 0.81115 | 3.323 | 8.3332 | 3.323 | 8.3332
213095-Lighting- Ceramic Metal Halide Fixture | 39.1735 | 25.2601 | 42.7258 | 197817.984 | 3165087.744 | 0 | 0 | 0.065702 | 0 | 0.065702 | 0 | 0.095038 | 0 | 0.095038 | 0 | 2.4404 | 6.8383 | 2.4404 | 6.8383
213251-Ice Machines 401-500 - CEE Tier III | 0.12817 | 0.099188 | 0.11424 | 1111.68 | 13340.16 | 0 | 0 | -0.060104 | 0 | -0.060104 | 0 | 0.077334 | 0 | 0.077334 | 0 | 0.60884 | 5.768 | 0.60884 | 5.768
213084-Refrigeration -Cooler/Freezer Door Gaskets - Solid Doors: Cooler | 2.7078 | 2.0955 | 2.6844 | 23486.112 | 93944.448 | 0 | 0 | 0.083679 | 0 | 0.083679 | 0 | 0.083679 | 0 | 0.083679 | 0 | 8.561 | 8.561 | 8.561 | 8.561
213116-Refrigeration -Cooler/Freezer Door Gaskets - Solid Doors: Freezer | 0.20829 | 0.16119 | 0.2065 | 1806.624 | 7226.496 | 0 | 0 | 0.083679 | 0 | 0.083679 | 0 | 0.083679 | 0 | 0.083679 | 0 | 8.561 | 8.561 | 8.561 | 8.561
213083-Refrigeration -Cooler/Freezer Door Gaskets - Glass Doors | 0.52073 | 0.40298 | 0.51624 | 4516.56 | 18066.24 | 0 | 0 | 0.083679 | 0 | 0.083679 | 0 | 0.083679 | 0 | 0.083679 | 0 | 8.561 | 8.561 | 8.561 | 8.561
213067-Refrigeration - Food Service -Auto Closer for Main Cooler Doors | 0.23797 | 0.18416 | 0.39924 | 2064.0173 | 16512.1382 | -0.10248 | -0.81984 | 0.028094 | 0.2777 | 0.028094 | 0.2777 | 0.076889 | 0.76003 | 0.076889 | 0.76003 | 1.4346 | 5.8498 | 1.4346 | 5.8498
213049-Lighting - LED Exit Sign New Sign | 1.4629 | 1.4534 | 0 | 12815.8267 | 205053.2278 | 0 | 0 | 0.077166 | 0 | 0.077166 | 0 | 0.083082 | 0 | 0.083082 | 0 | 4.96 | 7.1225 | 4.96 | 7.1225
213129-Software Plug Load Sensors | 8.7247 | 7.2805 | 0 | 65594.209 | 327971.0448 | 0 | 0 | 0.092179 | 0 | 0.092179 | 0 | 0.082052 | 0 | 0.082052 | 0 | 17.182 | 6.1855 | 17.182 | 6.1855
213151-Tank Insulation - High Temperature Applic. (LF) 2 in | 0 | 0 | 0 | 0 | 0 | 25399.296 | 507985.92 | 0 | 0.96888 | 0 | 0.96888 | 0 | 0.983 | 0 | 0.983 | 32.7077 | 60.7927 | 32.7077 | 60.7927
213147-Premium T8 with T12 34Watt Baseline | 1.204 | 0.77636 | 1.2268 | 6079.841 | 66878.2511 | -11.5684 | -127.252 | -0.060554 | -0.5174 | -0.060554 | -0.5174 | 0.02984 | 0.25497 | 0.02984 | 0.25497 | 0.64049 | 1.3824 | 0.64049 | 1.3824
213054-Lighting - Remove 8 Ft T-8 (De-Lamp) | 4.2787 | 2.759 | 4.3599 | 21606.3798 | 237670.1775 | -41.1113 | -452.2248 | 0.087695 | 0.7493 | 0.087695 | 0.7493 | 0.090252 | 0.77115 | 0.090252 | 0.77115 | 5.3449 | 6.1202 | 5.3449 | 6.1202
213053-Lighting - Remove 4 Ft T-8 (De-Lamp) | 0.079162 | 0.051046 | 0.080664 | 399.7516 | 4397.2679 | -0.76062 | -8.3669 | 0.075508 | 0.64517 | 0.075508 | 0.64517 | 0.096242 | 0.82234 | 0.096242 | 0.82234 | 3.3326 | 9.271 | 3.3326 | 9.271
213215-Lighting-Interior High Bay Linear Fluorescent Fixtures <= 244 Watts replacing 400 Watts (Tier 1) | 0 | 0 | 0 | 0 | 0 | 0 | 0 | 0 | 0 | 0 | 0 | 0 | 0 | 0 | 0 | 0 | 0 | 0 | 0
213230-Lighting - Occupancy Sensor - High-Bay Sensor | 2.727 | 1.7584 | 4.9105 | 13770.6117 | 110164.8937 | 0 | 0 | 0.089964 | 0 | 0.089964 | 0 | 0.096173 | 0 | 0.096173 | 0 | 6.1047 | 9.4257 | 6.1047 | 9.4257
213084-Refrigeration -Cooler/Freezer Door Gaskets - Solid Doors: Cooler | 0.46287 | 0.35821 | 0.45888 | 4014.72 | 16058.88 | 0 | 0 | 0.083679 | 0 | 0.083679 | 0 | 0.083679 | 0 | 0.083679 | 0 | 8.561 | 8.561 | 8.561 | 8.561
213147-Premium T8 with T12 34Watt Baseline | 0.43215 | 0.27866 | 0.44035 | 2182.2627 | 24004.8895 | -4.1523 | -45.6751 | -0.060458 | -0.51517 | -0.060458 | -0.51517 | 0.026749 | 0.22793 | 0.026749 | 0.22793 | 0.64132 | 1.3288 | 0.64132 | 1.3288
213206-Lighting-Interior High Bay Linear Fluorescent Fixtures 361-600 Watts replacing > 400 Watts | 0 | 0 | 0 | 0 | 0 | 0 | 0 | 0 | 0 | 0 | 0 | 0 | 0 | 0 | 0 | 0 | 0 | 0 | 0
213053-Lighting - Remove 4 Ft T-8 (De-Lamp) | 2.454 | 1.5824 | 2.5006 | 12392.3003 | 136315.3036 | -23.5793 | -259.3727 | 0.075678 | 0.64486 | 0.075678 | 0.64486 | 0.095171 | 0.81096 | 0.095171 | 0.81096 | 3.3342 | 8.3613 | 3.3342 | 8.3613
213136-High Efficiency Copier | 0.082692 | 0.069004 | 0.07818 | 621.696 | 3730.176 | 0 | 0 | -0.00082908 | 0 | -0.00082908 | 0 | 0.033904 | 0 | 0.033904 | 0 | 0.99158 | 1.5319 | 0.99158 | 1.5319
213084-Refrigeration -Cooler/Freezer Door Gaskets - Solid Doors: Cooler | 7.6026 | 5.8835 | 7.5371 | 65941.776 | 263767.104 | 0 | 0 | 0.083679 | 0 | 0.083679 | 0 | 0.083679 | 0 | 0.083679 | 0 | 8.561 | 8.561 | 8.561 | 8.561
213082-Refrigeration - Vending Machine Controller | 0.53526 | 0.41422 | 0 | 4642.56 | 46425.6 | 0 | 0 | 0.07425 | 0 | 0.07425 | 0 | 0.079334 | 0 | 0.079334 | 0 | 4.9805 | 6.8467 | 4.9805 | 6.8467
213136-High Efficiency Copier | 0.082692 | 0.069004 | 0.07818 | 621.696 | 3730.176 | 0 | 0 | -0.00077732 | 0 | -0.00077732 | 0 | 0.033956 | 0 | 0.033956 | 0 | 0.99211 | 1.5327 | 0.99211 | 1.5327
213129-Software Plug Load Sensors | 4.2319 | 3.5314 | 0 | 31816.4602 | 159082.3008 | 0 | 0 | 0.092179 | 0 | 0.092179 | 0 | 0.082052 | 0 | 0.082052 | 0 | 17.182 | 6.1855 | 17.182 | 6.1855
213136-High Efficiency Copier | 0.082692 | 0.069004 | 0.07818 | 621.696 | 3730.176 | 0 | 0 | -0.00077732 | 0 | -0.00077732 | 0 | 0.033956 | 0 | 0.033956 | 0 | 0.99211 | 1.5327 | 0.99211 | 1.5327
213021-Lighting - Hardwire Incan Base 27-65 watt Fluorescent Fixture | 1.2637 | 0.81489 | 1.1504 | 6381.5822 | 76578.9859 | 0 | 0 | 0.068008 | 0 | 0.068008 | 0 | 0.068041 | 0 | 0.068041 | 0 | 2.6924 | 2.6947 | 2.6924 | 2.6947
213018-Lighting - Exterior 101-175w Incan Base HID | 0.78022 | 1.3731 | 0 | 37667.52 | 602680.32 | 0 | 0 | 0.064208 | 0 | 0.064208 | 0 | 0.071295 | 0 | 0.071295 | 0 | 4.7234 | 8.0191 | 4.7234 | 8.0191
213222-Lighting - Screw in 14-26 Watt Lamp | 4.6849 | 3.021 | 1.766 | 23657.8932 | 54413.1545 | -110.0227 | -253.0522 | 0.018283 | 0.14828 | 0.018283 | 0.14828 | 0.0059196 | 0.048009 | 0.0059196 | 0.048009 | 1.1835 | 1.0529 | 1.1835 | 1.0529
213221-Lighting - Screw in >= 27 Watt Lamp | 9.4188 | 6.0735 | 3.5504 | 47562.9987 | 57075.5984 | -221.1951 | -265.4341 | -0.098459 | -0.9114 | -0.098459 | -0.9114 | -0.1559 | -1.4431 | -0.1559 | -1.4431 | 0.51814 | 0.40444 | 0.51814 | 0.40444
213222-Lighting - Screw in 14-26 Watt Lamp | 11.3777 | 7.3366 | 4.2887 | 57454.8836 | 132146.2323 | -267.198 | -614.5554 | 0.017428 | 0.14065 | 0.017428 | 0.14065 | 0.0050674 | 0.040895 | 0.0050674 | 0.040895 | 1.175 | 1.0453 | 1.175 | 1.0453
213222-Lighting - Screw in 14-26 Watt Lamp | 18.1842 | 11.7256 | 6.8544 | 91826.4228 | 211200.7724 | -427.0452 | -982.2041 | 0.018152 | 0.14737 | 0.018152 | 0.14737 | 0.0057879 | 0.046991 | 0.0057879 | 0.046991 | 1.1822 | 1.0517 | 1.1822 | 1.0517
213221-Lighting - Screw in >= 27 Watt Lamp | 4.0127 | 2.5875 | 1.5126 | 20263.5261 | 24316.2313 | -94.237 | -113.0843 | -0.098459 | -0.9114 | -0.098459 | -0.9114 | -0.1559 | -1.4431 | -0.1559 | -1.4431 | 0.51814 | 0.40444 | 0.51814 | 0.40444
213229-Lighting - Screw in 14-26 Watt Reflector Lamp | 4.8389 | 3.1202 | 1.824 | 24435.224 | 48870.448 | -113.6377 | -227.2755 | 0.0039359 | 0.033507 | 0.0039359 | 0.033507 | -0.03485 | -0.29669 | -0.03485 | -0.29669 | 1.0375 | 0.75738 | 1.0375 | 0.75738
213082-Refrigeration - Vending Machine Controller | 0.17842 | 0.13807 | 0 | 1547.52 | 15475.2 | 0 | 0 | 0.074141 | 0 | 0.074141 | 0 | 0.079225 | 0 | 0.079225 | 0 | 4.9746 | 6.8387 | 4.9746 | 6.8387
213082-Refrigeration - Vending Machine Controller | 0.35684 | 0.27615 | 0 | 3095.04 | 30950.4 | 0 | 0 | 0.074141 | 0 | 0.074141 | 0 | 0.079225 | 0 | 0.079225 | 0 | 4.9746 | 6.8387 | 4.9746 | 6.8387
213082-Refrigeration - Vending Machine Controller | 0.71367 | 0.5523 | 0 | 6190.08 | 61900.8 | 0 | 0 | 0.07425 | 0 | 0.07425 | 0 | 0.079334 | 0 | 0.079334 | 0 | 4.9805 | 6.8467 | 4.9805 | 6.8467
213082-Refrigeration - Vending Machine Controller | 0.17842 | 0.13807 | 0 | 1547.52 | 15475.2 | 0 | 0 | 0.074141 | 0 | 0.074141 | 0 | 0.079225 | 0 | 0.079225 | 0 | 4.9746 | 6.8387 | 4.9746 | 6.8387
213082-Refrigeration - Vending Machine Controller | 0.17842 | 0.13807 | 0 | 1547.52 | 15475.2 | 0 | 0 | 0.074041 | 0 | 0.074041 | 0 | 0.079125 | 0 | 0.079125 | 0 | 4.9693 | 6.8314 | 4.9693 | 6.8314
213082-Refrigeration - Vending Machine Controller | 0.35684 | 0.27615 | 0 | 3095.04 | 30950.4 | 0 | 0 | 0.074041 | 0 | 0.074041 | 0 | 0.079125 | 0 | 0.079125 | 0 | 4.9693 | 6.8314 | 4.9693 | 6.8314
213084-Refrigeration -Cooler/Freezer Door Gaskets - Solid Doors: Cooler | 0.6133 | 0.47462 | 0.60802 | 5319.504 | 21278.016 | 0 | 0 | 0.083688 | 0 | 0.083688 | 0 | 0.083688 | 0 | 0.083688 | 0 | 8.5617 | 8.5617 | 8.5617 | 8.5617
213083-Refrigeration -Cooler/Freezer Door Gaskets - Glass Doors | 10.7617 | 8.3283 | 10.669 | 93342.24 | 373368.96 | 0 | 0 | 0.083688 | 0 | 0.083688 | 0 | 0.083688 | 0 | 0.083688 | 0 | 8.5617 | 8.5617 | 8.5617 | 8.5617
213083-Refrigeration -Cooler/Freezer Door Gaskets - Glass Doors | 23.5369 | 18.2148 | 23.334 | 204148.512 | 816594.048 | 0 | 0 | 0.083679 | 0 | 0.083679 | 0 | 0.083679 | 0 | 0.083679 | 0 | 8.561 | 8.561 | 8.561 | 8.561
213084-Refrigeration -Cooler/Freezer Door Gaskets - Solid Doors: Cooler | 1.539 | 1.191 | 1.5258 | 13348.944 | 53395.776 | 0 | 0 | 0.083679 | 0 | 0.083679 | 0 | 0.083679 | 0 | 0.083679 | 0 | 8.561 | 8.561 | 8.561 | 8.561
213020-Lighting - Hardwire Incan Base >90 watt Fluorescent Fixture | 1.8982 | 1.224 | 1.728 | 9585.5295 | 115026.3546 | 0 | 0 | -0.2256 | 0 | -0.2256 | 0 | -0.21819 | 0 | -0.21819 | 0 | 0.32413 | 0.33149 | 0.32413 | 0.33149
213083-Refrigeration -Cooler/Freezer Door Gaskets - Glass Doors | 3.0897 | 2.391 | 3.063 | 26798.256 | 107193.024 | 0 | 0 | 0.083679 | 0 | 0.083679 | 0 | 0.083679 | 0 | 0.083679 | 0 | 8.561 | 8.561 | 8.561 | 8.561
213084-Refrigeration -Cooler/Freezer Door Gaskets - Solid Doors: Cooler | 4.2353 | 3.2776 | 4.1988 | 36734.688 | 146938.752 | 0 | 0 | 0.083688 | 0 | 0.083688 | 0 | 0.083688 | 0 | 0.083688 | 0 | 8.5617 | 8.5617 | 8.5617 | 8.5617
213222-Lighting - Screw in 14-26 Watt Lamp | 1.0039 | 0.64735 | 0.37842 | 5069.5486 | 11659.9617 | -23.5763 | -54.2255 | 0.018152 | 0.14737 | 0.018152 | 0.14737 | 0.0057879 | 0.046991 | 0.0057879 | 0.046991 | 1.1822 | 1.0517 | 1.1822 | 1.0517
213012-Lighting - 3 Ft 2nd Gen. T-8 with Elec. Ballast | 0.034462 | 0.022222 | 0.035115 | 174.0239 | 1914.2629 | -0.33112 | -3.6423 | 0.016867 | 0.14372 | 0.016867 | 0.14372 | 0.072462 | 0.61745 | 0.072462 | 0.61745 | 1.1849 | 3.0333 | 1.1849 | 3.0333
213147-Premium T8 with T12 34Watt Baseline | 1.4134 | 0.91143 | 1.4403 | 7137.619 | 78513.8089 | -13.581 | -149.3915 | -0.060458 | -0.51517 | -0.060458 | -0.51517 | 0.026749 | 0.22793 | 0.026749 | 0.22793 | 0.64132 | 1.3288 | 0.64132 | 1.3288
213053-Lighting - Remove 4 Ft T-8 (De-Lamp) | 0.11874 | 0.076569 | 0.121 | 599.6274 | 6595.9018 | -1.1409 | -12.5503 | 0.075678 | 0.64486 | 0.075678 | 0.64486 | 0.095171 | 0.81096 | 0.095171 | 0.81096 | 3.3342 | 8.3613 | 3.3342 | 8.3613
213215-Lighting-Interior High Bay Linear Fluorescent Fixtures <= 244 Watts replacing 400 Watts (Tier 1) | 0 | 0 | 0 | 0 | 0 | 0 | 0 | 0 | 0 | 0 | 0 | 0 | 0 | 0 | 0 | 0 | 0 | 0 | 0
213230-Lighting - Occupancy Sensor - High-Bay Sensor | 92.9647 | 59.9461 | 167.4017 | 469452.672 | 3755621.376 | 0 | 0 | 0.089895 | 0 | 0.089895 | 0 | 0.094887 | 0 | 0.094887 | 0 | 6.0862 | 8.4817 | 6.0862 | 8.4817
213084-Refrigeration -Cooler/Freezer Door Gaskets - Solid Doors: Cooler | 0.6943 | 0.53731 | 0.68832 | 6022.08 | 24088.32 | 0 | 0 | 0.083688 | 0 | 0.083688 | 0 | 0.083688 | 0 | 0.083688 | 0 | 8.5617 | 8.5617 | 8.5617 | 8.5617
213084-Refrigeration -Cooler/Freezer Door Gaskets - Solid Doors: Cooler | 5.3924 | 4.1731 | 5.346 | 46771.488 | 187085.952 | 0 | 0 | 0.083688 | 0 | 0.083688 | 0 | 0.083688 | 0 | 0.083688 | 0 | 8.5617 | 8.5617 | 8.5617 | 8.5617
213011-Lighting - 2 Ft 2nd Gen. T-8 with Elec. Ballast | 0.20459 | 0.13193 | 0.20847 | 1033.1478 | 11364.6259 | -1.9658 | -21.6239 | -0.029396 | -0.25048 | -0.029396 | -0.25048 | 0.074333 | 0.6334 | 0.074333 | 0.6334 | 0.78621 | 3.2014 | 0.78621 | 3.2014
213053-Lighting - Remove 4 Ft T-8 (De-Lamp) | 1.3853 | 0.8933 | 1.4116 | 6995.6534 | 76952.1875 | -13.3109 | -146.4201 | 0.075678 | 0.64486 | 0.075678 | 0.64486 | 0.095171 | 0.81096 | 0.095171 | 0.81096 | 3.3342 | 8.3613 | 3.3342 | 8.3613
213147-Premium T8 with T12 34Watt Baseline | 1.0153 | 0.65467 | 1.0345 | 5126.8879 | 56395.7666 | -9.7551 | -107.3065 | -0.060458 | -0.51517 | -0.060458 | -0.51517 | 0.026749 | 0.22793 | 0.026749 | 0.22793 | 0.64132 | 1.3288 | 0.64132 | 1.3288
213215-Lighting-Interior High Bay Linear Fluorescent Fixtures <= 244 Watts replacing 400 Watts (Tier 1) | 0 | 0 | 0 | 0 | 0 | 0 | 0 | 0 | 0 | 0 | 0 | 0 | 0 | 0 | 0 | 0 | 0 | 0 | 0
213230-Lighting - Occupancy Sensor - High-Bay Sensor | 1.4874 | 0.95914 | 2.6784 | 7511.2428 | 60089.942 | 0 | 0 | 0.089895 | 0 | 0.089895 | 0 | 0.094887 | 0 | 0.094887 | 0 | 6.0862 | 8.4817 | 6.0862 | 8.4817
213084-Refrigeration -Cooler/Freezer Door Gaskets - Solid Doors: Cooler | 0.94888 | 0.73432 | 0.9407 | 8230.176 | 32920.704 | 0 | 0 | 0.083688 | 0 | 0.083688 | 0 | 0.083688 | 0 | 0.083688 | 0 | 8.5617 | 8.5617 | 8.5617 | 8.5617
213013-Lighting - 8 Ft T-8 with Elec. Ballast | 0.084775 | 0.054665 | 0.086384 | 428.0959 | 4709.0546 | -0.81456 | -8.9601 | -0.0059857 | -0.051005 | -0.0059857 | -0.051005 | 0.080936 | 0.68966 | 0.080936 | 0.68966 | 0.94753 | 3.9796 | 0.94753 | 3.9796
213215-Lighting-Interior High Bay Linear Fluorescent Fixtures <= 244 Watts replacing 400 Watts (Tier 1) | 0 | 0 | 0 | 0 | 0 | 0 | 0 | 0 | 0 | 0 | 0 | 0 | 0 | 0 | 0 | 0 | 0 | 0 | 0
213230-Lighting - Occupancy Sensor - High-Bay Sensor | 10.1641 | 6.5541 | 18.3026 | 51326.8255 | 410614.6038 | 0 | 0 | 0.089895 | 0 | 0.089895 | 0 | 0.094887 | 0 | 0.094887 | 0 | 6.0862 | 8.4817 | 6.0862 | 8.4817
213084-Refrigeration -Cooler/Freezer Door Gaskets - Solid Doors: Cooler | 1.3076 | 1.0119 | 1.2963 | 11341.584 | 45366.336 | 0 | 0 | 0.083688 | 0 | 0.083688 | 0 | 0.083688 | 0 | 0.083688 | 0 | 8.5617 | 8.5617 | 8.5617 | 8.5617
213085-Refrigeration -Strip Curtains for Walk-ins | 2.7792 | 2.1508 | 2.7475 | 24105.6 | 96422.4 | 0 | 0 | 0.092859 | 0 | 0.092859 | 0 | 0.092889 | 0 | 0.092889 | 0 | 49.9728 | 50.7724 | 49.9728 | 50.7724
213084-Refrigeration -Cooler/Freezer Door Gaskets - Solid Doors: Cooler | 1.3423 | 1.0388 | 1.3308 | 11642.688 | 46570.752 | 0 | 0 | 0.083688 | 0 | 0.083688 | 0 | 0.083688 | 0 | 0.083688 | 0 | 8.5617 | 8.5617 | 8.5617 | 8.5617
213116-Refrigeration -Cooler/Freezer Door Gaskets - Solid Doors: Freezer | 0.18515 | 0.14328 | 0.18355 | 1605.888 | 6423.552 | 0 | 0 | 0.083688 | 0 | 0.083688 | 0 | 0.083688 | 0 | 0.083688 | 0 | 8.5617 | 8.5617 | 8.5617 | 8.5617
213084-Refrigeration -Cooler/Freezer Door Gaskets - Solid Doors: Cooler | 1.053 | 0.81492 | 1.044 | 9133.488 | 36533.952 | 0 | 0 | 0.083688 | 0 | 0.083688 | 0 | 0.083688 | 0 | 0.083688 | 0 | 8.5617 | 8.5617 | 8.5617 | 8.5617
213147-Premium T8 with T12 34Watt Baseline | 0.50575 | 0.32612 | 0.51534 | 2553.9144 | 28093.0585 | -4.8594 | -53.4538 | -0.060316 | -0.5133 | -0.060316 | -0.5133 | 0.02689 | 0.22883 | 0.02689 | 0.22883 | 0.64216 | 1.3305 | 0.64216 | 1.3305
213053-Lighting - Remove 4 Ft T-8 (De-Lamp) | 2.177 | 1.4038 | 2.2183 | 10993.1696 | 120924.8661 | -20.9172 | -230.0887 | 0.075817 | 0.64522 | 0.075817 | 0.64522 | 0.09531 | 0.8111 | 0.09531 | 0.8111 | 3.3386 | 8.3722 | 3.3386 | 8.3722
213049-Lighting - LED Exit Sign New Sign | 0.1155 | 0.11475 | 0 | 1011.7758 | 16188.4127 | 0 | 0 | 0.077506 | 0 | 0.077506 | 0 | 0.083422 | 0 | 0.083422 | 0 | 4.9774 | 7.1475 | 4.9774 | 7.1475
213062-Lighting - Occupancy Sensor - Wallbox Lighting Sensor | 0.24382 | 0.15722 | 0 | 1231.2518 | 9850.0147 | 0 | 0 | 0.075467 | 0 | 0.075467 | 0 | 0.090161 | 0 | 0.090161 | 0 | 3.3508 | 6.1792 | 3.3508 | 6.1792
213147-Premium T8 with T12 34Watt Baseline | 0.91714 | 0.59139 | 0.93454 | 4631.3522 | 50944.8747 | -8.8123 | -96.9349 | -0.060458 | -0.51517 | -0.060458 | -0.51517 | 0.026749 | 0.22793 | 0.026749 | 0.22793 | 0.64132 | 1.3288 | 0.64132 | 1.3288
213054-Lighting - Remove 8 Ft T-8 (De-Lamp) | 16.0042 | 10.3199 | 16.3078 | 80817.7564 | 888995.3205 | -153.7753 | -1691.528 | 0.087838 | 0.74848 | 0.087838 | 0.74848 | 0.088515 | 0.75424 | 0.088515 | 0.75424 | 5.3354 | 5.5197 | 5.3354 | 5.5197
213011-Lighting - 2 Ft 2nd Gen. T-8 with Elec. Ballast | 0.15155 | 0.097723 | 0.15443 | 765.2947 | 8418.2414 | -1.4562 | -16.0177 | -0.029396 | -0.25048 | -0.029396 | -0.25048 | 0.074333 | 0.6334 | 0.074333 | 0.6334 | 0.78621 | 3.2014 | 0.78621 | 3.2014
213215-Lighting-Interior High Bay Linear Fluorescent Fixtures <= 244 Watts replacing 400 Watts (Tier 1) | 0 | 0 | 0 | 0 | 0 | 0 | 0 | 0 | 0 | 0 | 0 | 0 | 0 | 0 | 0 | 0 | 0 | 0 | 0
213084-Refrigeration -Cooler/Freezer Door Gaskets - Solid Doors: Cooler | 1.7358 | 1.3433 | 1.7208 | 15055.2 | 60220.8 | 0 | 0 | 0.083688 | 0 | 0.083688 | 0 | 0.083688 | 0 | 0.083688 | 0 | 8.5617 | 8.5617 | 8.5617 | 8.5617
213116-Refrigeration -Cooler/Freezer Door Gaskets - Solid Doors: Freezer | 0.18515 | 0.14328 | 0.18355 | 1605.888 | 6423.552 | 0 | 0 | 0.083688 | 0 | 0.083688 | 0 | 0.083688 | 0 | 0.083688 | 0 | 8.5617 | 8.5617 | 8.5617 | 8.5617
213059-Motors - VFD - HVAC Fans (per Hp) | 5.4862 | 5.0022 | 0 | 41927.04 | 628905.6 | 0 | 0 | 0.071433 | 0 | 0.071433 | 0 | 0.088595 | 0 | 0.088595 | 0 | 3.4874 | 8.6666 | 3.4874 | 8.6666
213245-Ice Machines 501-1000 - Energy Star | 0.13979 | 0.10818 | 0.1248 | 1212.48 | 14549.76 | 0 | 0 | 0.071087 | 0 | 0.071087 | 0 | 0.081366 | 0 | 0.081366 | 0 | 4.1355 | 7.5657 | 4.1355 | 7.5657
213245-Ice Machines 501-1000 - Energy Star | 0.13979 | 0.10818 | 0.1248 | 1212.48 | 14549.76 | 0 | 0 | 0.070979 | 0 | 0.070979 | 0 | 0.081257 | 0 | 0.081257 | 0 | 4.1307 | 7.5569 | 4.1307 | 7.5569
213215-Lighting-Interior High Bay Linear Fluorescent Fixtures <= 244 Watts replacing 400 Watts (Tier 1) | 0 | 0 | 0 | 0 | 0 | 0 | 0 | 0 | 0 | 0 | 0 | 0 | 0 | 0 | 0 | 0 | 0 | 0 | 0
213230-Lighting - Occupancy Sensor - High-Bay Sensor | 3.2228 | 2.0781 | 5.8033 | 16274.3593 | 130194.8744 | 0 | 0 | 0.089895 | 0 | 0.089895 | 0 | 0.094887 | 0 | 0.094887 | 0 | 6.0862 | 8.4817 | 6.0862 | 8.4817
213222-Lighting - Screw in 14-26 Watt Lamp | 0.040156 | 0.025894 | 0.015137 | 202.7819 | 466.3985 | -0.94305 | -2.169 | 0.018127 | 0.1472 | 0.018127 | 0.1472 | 0.0057626 | 0.046796 | 0.0057626 | 0.046796 | 1.1819 | 1.0515 | 1.1819 | 1.0515
213221-Lighting - Screw in >= 27 Watt Lamp | 11.3346 | 7.3088 | 4.2725 | 57237.4252 | 68684.9102 | -266.1867 | -319.424 | -0.098484 | -0.91182 | -0.098484 | -0.91182 | -0.15592 | -1.4436 | -0.15592 | -1.4436 | 0.51802 | 0.40435 | 0.51802 | 0.40435
213229-Lighting - Screw in 14-26 Watt Reflector Lamp | 0.080313 | 0.051788 | 0.030274 | 405.5639 | 811.1278 | -1.8861 | -3.7722 | 0.003908 | 0.033278 | 0.003908 | 0.033278 | -0.034878 | -0.297 | -0.034878 | -0.297 | 1.0373 | 0.75719 | 1.0373 | 0.75719
213051-Lighting - Remove 2 Ft T-8 (De-Lamp) | 0.19223 | 0.12396 | 0.19588 | 970.7416 | 10678.1575 | -1.8471 | -20.3178 | 0.068718 | 0.58569 | 0.068718 | 0.58569 | 0.095295 | 0.81222 | 0.095295 | 0.81222 | 2.7461 | 8.458 | 2.7461 | 8.458
213052-Lighting - Remove 3 Ft T-8 (De-Lamp) | 3.3358 | 2.151 | 3.3991 | 16845.2793 | 185298.0722 | -32.0522 | -352.5743 | 0.079601 | 0.67845 | 0.079601 | 0.67845 | 0.095801 | 0.81652 | 0.095801 | 0.81652 | 3.7958 | 8.8063 | 3.7958 | 8.8063
213053-Lighting - Remove 4 Ft T-8 (De-Lamp) | 6.7486 | 4.3516 | 6.8766 | 34078.8259 | 374867.085 | -64.8432 | -713.2751 | 0.075652 | 0.64479 | 0.075652 | 0.64479 | 0.095144 | 0.81093 | 0.095144 | 0.81093 | 3.3334 | 8.3592 | 3.3334 | 8.3592
213221-Lighting - Screw in >= 27 Watt Lamp | 0.44893 | 0.28948 | 0.16568 | 2266.9824 | 2720.3789 | -10.5428 | -12.6513 | -0.10023 | -0.92783 | -0.10023 | -0.92783 | -0.15817 | -1.4642 | -0.15817 | -1.4642 | 0.51367 | 0.40096 | 0.51367 | 0.40096
213229-Lighting - Screw in 14-26 Watt Reflector Lamp | 0.0066351 | 0.0042785 | 0.0024488 | 33.5058 | 67.0116 | -0.15582 | -0.31164 | 0.0088203 | 0.07509 | 0.0088203 | 0.07509 | 0.10879 | 0.92618 | 0.10879 | 0.92618 | 1.0882 | 0 | 1.0882 | 0
213011-Lighting - 2 Ft 2nd Gen. T-8 with Elec. Ballast | 0.30639 | 0.19757 | 0.31621 | 1547.2026 | 17019.229 | -2.9439 | -32.3832 | -0.14694 | -1.252 | -0.14694 | -1.252 | 0.045468 | 0.38744 | 0.045468 | 0.38744 | 0.42386 | 1.726 | 0.42386 | 1.726
213147-Premium T8 with T12 34Watt Baseline | 0.71827 | 0.46316 | 0.74129 | 3627.133 | 39898.4632 | -6.9015 | -75.9165 | -0.20455 | -1.743 | -0.20455 | -1.743 | -0.042794 | -0.36465 | -0.042794 | -0.36465 | 0.34575 | 0.7164 | 0.34575 | 0.7164
213012-Lighting - 3 Ft 2nd Gen. T-8 with Elec. Ballast | 2.0065 | 1.2939 | 2.0708 | 10132.5767 | 111458.3436 | -19.2797 | -212.0764 | -0.061125 | -0.52085 | -0.061125 | -0.52085 | 0.041996 | 0.35785 | 0.041996 | 0.35785 | 0.63879 | 1.6353 | 0.63879 | 1.6353
213049-Lighting - LED Exit Sign New Sign | 0.53898 | 0.53548 | 0 | 4721.6204 | 75545.926 | 0 | 0 | 0.077506 | 0 | 0.077506 | 0 | 0.083422 | 0 | 0.083422 | 0 | 4.9774 | 7.1475 | 4.9774 | 7.1475
213128-Refrigerator - Early Replacement | 11.2869 | 8.7347 | 12.8072 | 97897.4822 | 587384.8932 | 0 | 0 | 0.039755 | 0 | 0.039755 | 0 | 0.039184 | 0 | 0.039184 | 0 | 1.7366 | 1.7184 | 1.7366 | 1.7184
213128-Refrigerator - Early Replacement | 0.23035 | 0.17826 | 0.26137 | 1997.9078 | 11987.4468 | 0 | 0 | 0.039864 | 0 | 0.039864 | 0 | 0.039293 | 0 | 0.039293 | 0 | 1.7386 | 1.7204 | 1.7386 | 1.7204
213147-Premium T8 with T12 34Watt Baseline | 3.7025 | 2.3875 | 3.7728 | 18696.9405 | 205666.346 | -35.5754 | -391.3298 | -0.060458 | -0.51517 | -0.060458 | -0.51517 | 0.026749 | 0.22793 | 0.026749 | 0.22793 | 0.64132 | 1.3288 | 0.64132 | 1.3288
213053-Lighting - Remove 4 Ft T-8 (De-Lamp) | 3.9185 | 2.5268 | 3.9929 | 19787.7054 | 217664.759 | -37.6509 | -414.1597 | 0.075678 | 0.64486 | 0.075678 | 0.64486 | 0.095171 | 0.81096 | 0.095171 | 0.81096 | 3.3342 | 8.3613 | 3.3342 | 8.3613
213215-Lighting-Interior High Bay Linear Fluorescent Fixtures <= 244 Watts replacing 400 Watts (Tier 1) | 0 | 0 | 0 | 0 | 0 | 0 | 0 | 0 | 0 | 0 | 0 | 0 | 0 | 0 | 0 | 0 | 0 | 0 | 0
213230-Lighting - Occupancy Sensor - High-Bay Sensor | 11.4037 | 7.3534 | 20.5346 | 57586.1944 | 460689.5555 | 0 | 0 | 0.089895 | 0 | 0.089895 | 0 | 0.094887 | 0 | 0.094887 | 0 | 6.0862 | 8.4817 | 6.0862 | 8.4817
213049-Lighting - LED Exit Sign New Sign | 0.30799 | 0.30599 | 0 | 2698.0688 | 43169.1006 | 0 | 0 | 0.077506 | 0 | 0.077506 | 0 | 0.083422 | 0 | 0.083422 | 0 | 4.9774 | 7.1475 | 4.9774 | 7.1475
213215-Lighting-Interior High Bay Linear Fluorescent Fixtures <= 244 Watts replacing 400 Watts (Tier 1) | 0 | 0 | 0 | 0 | 0 | 0 | 0 | 0 | 0 | 0 | 0 | 0 | 0 | 0 | 0 | 0 | 0 | 0 | 0
213009-Heating - Space Heating Boilers - Large | 0 | 0 | 0 | 0 | 0 | 1113.6 | 22272 | 0 | -0.15531 | 0 | -0.15531 | 0 | 0.6528 | 0 | 0.6528 | 0.86324 | 2.993 | 0.86324 | 2.993
213009-Heating - Space Heating Boilers - Large | 0 | 0 | 0 | 0 | 0 | 1085.76 | 21715.2 | 0 | -0.15531 | 0 | -0.15531 | 0 | 0.6528 | 0 | 0.6528 | 0.86324 | 2.993 | 0.86324 | 2.993
213191-Food Service - Glass-Door Refrigerator Tier I 2-Door 31-60 | 0.60081 | 0.46495 | 0.59488 | 5211.1488 | 62533.7856 | 0 | 0 | -0.071685 | 0 | -0.071685 | 0 | 0.077923 | 0 | 0.077923 | 0 | 0.56142 | 6.6301 | 0.56142 | 6.6301
213119-Lighting - High Output 4 or 6 Lamp T5 or T8 Fixture (High bay applications) | 0.37286 | 0.24043 | 0.3726 | 1882.8579 | 20711.4368 | -3.5826 | -39.4085 | -0.57947 | -5.0298 | -0.57947 | -5.0298 | -0.1742 | -1.5121 | -0.1742 | -1.5121 | 0.15615 | 0.38102 | 0.15615 | 0.38102
213119-Lighting - High Output 4 or 6 Lamp T5 or T8 Fixture (High bay applications) | 0.26202 | 0.14951 | 0.27852 | 1303.9461 | 14343.4068 | -1.6859 | -18.5448 | -0.64236 | -5.7685 | -0.64236 | -5.7685 | -0.20209 | -1.8148 | -0.20209 | -1.8148 | 0.13894 | 0.339 | 0.13894 | 0.339
213119-Lighting - High Output 4 or 6 Lamp T5 or T8 Fixture (High bay applications) | 0.71254 | 0.45947 | 1.0447 | 3598.206 | 39580.2659 | -6.8465 | -75.311 | -0.79549 | -6.9048 | -0.79549 | -6.9048 | -0.26274 | -2.2805 | -0.26274 | -2.2805 | 0.11879 | 0.28984 | 0.11879 | 0.28984
213119-Lighting - High Output 4 or 6 Lamp T5 or T8 Fixture (High bay applications) | 0.36376 | 0.23456 | 0.36351 | 1836.9345 | 20206.2798 | -3.4952 | -38.4473 | -0.58056 | -5.1035 | -0.58056 | -5.1035 | -0.17521 | -1.5402 | -0.17521 | -1.5402 | 0.15474 | 0.37757 | 0.15474 | 0.37757
213119-Lighting - High Output 4 or 6 Lamp T5 or T8 Fixture (High bay applications) | 0.30545 | 0.17429 | 0.32339 | 1520.1001 | 16721.1008 | -2.1721 | -23.8934 | -0.6415 | -5.8368 | -0.6415 | -5.8368 | -0.20231 | -1.8407 | -0.20231 | -1.8407 | 0.13798 | 0.33668 | 0.13798 | 0.33668
213119-Lighting - High Output 4 or 6 Lamp T5 or T8 Fixture (High bay applications) | 0.82756 | 0.53363 | 0.82699 | 4179.026 | 45969.2865 | -7.9516 | -87.4677 | -0.58041 | -5.0956 | -0.58041 | -5.0956 | -0.17507 | -1.537 | -0.17507 | -1.537 | 0.15494 | 0.37806 | 0.15494 | 0.37806
213119-Lighting - High Output 4 or 6 Lamp T5 or T8 Fixture (High bay applications) | 0.27282 | 0.17592 | 0.27263 | 1377.7009 | 15154.7098 | -2.6214 | -28.8355 | -0.58056 | -5.1035 | -0.58056 | -5.1035 | -0.17521 | -1.5402 | -0.17521 | -1.5402 | 0.15474 | 0.37757 | 0.15474 | 0.37757
213119-Lighting - High Output 4 or 6 Lamp T5 or T8 Fixture (High bay applications) | 0.27282 | 0.17592 | 0.27263 | 1377.7009 | 15154.7098 | -2.6214 | -28.8355 | -0.58056 | -5.1035 | -0.58056 | -5.1035 | -0.17521 | -1.5402 | -0.17521 | -1.5402 | 0.15474 | 0.37757 | 0.15474 | 0.37757
213119-Lighting - High Output 4 or 6 Lamp T5 or T8 Fixture (High bay applications) | 0.42261 | 0.24114 | 0.44922 | 2103.1388 | 23134.5271 | -2.7192 | -29.911 | -0.64236 | -5.7685 | -0.64236 | -5.7685 | -0.20209 | -1.8148 | -0.20209 | -1.8148 | 0.13894 | 0.339 | 0.13894 | 0.339
213119-Lighting - High Output 4 or 6 Lamp T5 or T8 Fixture (High bay applications) | 0.26373 | 0.17006 | 0.26354 | 1331.7775 | 14649.5528 | -2.534 | -27.8743 | -0.58059 | -5.105 | -0.58059 | -5.105 | -0.17524 | -1.5408 | -0.17524 | -1.5408 | 0.1547 | 0.37747 | 0.1547 | 0.37747
213119-Lighting - High Output 4 or 6 Lamp T5 or T8 Fixture (High bay applications) | 0.68206 | 0.43981 | 0.68158 | 3444.2522 | 37886.7746 | -6.5535 | -72.0887 | -0.57947 | -5.0298 | -0.57947 | -5.0298 | -0.1742 | -1.5121 | -0.1742 | -1.5121 | 0.15615 | 0.38102 | 0.15615 | 0.38102
213119-Lighting - High Output 4 or 6 Lamp T5 or T8 Fixture (High bay applications) | 0.027282 | 0.017592 | 0.027263 | 137.7701 | 1515.471 | -0.26214 | -2.8835 | -0.57947 | -5.0298 | -0.57947 | -5.0298 | -0.1742 | -1.5121 | -0.1742 | -1.5121 | 0.15615 | 0.38102 | 0.15615 | 0.38102
213119-Lighting - High Output 4 or 6 Lamp T5 or T8 Fixture (High bay applications) | 1.1157 | 0.63661 | 1.186 | 5552.2865 | 61075.1517 | -7.1786 | -78.9649 | -0.64236 | -5.7685 | -0.64236 | -5.7685 | -0.20209 | -1.8148 | -0.20209 | -1.8148 | 0.13894 | 0.339 | 0.13894 | 0.339
213119-Lighting - High Output 4 or 6 Lamp T5 or T8 Fixture (High bay applications) | 0.32739 | 0.21111 | 0.32716 | 1653.2411 | 18185.6518 | -3.1457 | -34.6026 | -0.57947 | -5.0298 | -0.57947 | -5.0298 | -0.1742 | -1.5121 | -0.1742 | -1.5121 | 0.15615 | 0.38102 | 0.15615 | 0.38102
213119-Lighting - High Output 4 or 6 Lamp T5 or T8 Fixture (High bay applications) | 0.22592 | 0.14568 | 0.27128 | 1140.8582 | 12549.4397 | -2.1708 | -23.8783 | -0.77716 | -6.737 | -0.77716 | -6.737 | -0.25514 | -2.2118 | -0.25514 | -2.2118 | 0.12139 | 0.29618 | 0.12139 | 0.29618
213109-Lighting - Screw in 14-26 Watt Reflector Lamp | 0.019243 | 0.01098 | 0.02697 | 95.7614 | 172.3706 | -0.11614 | -0.20906 | -0.097449 | -0.97436 | -0.097449 | -0.97436 | -0.083725 | -0.83715 | -0.083725 | -0.83715 | 0.50021 | 0.53808 | 0.50021 | 0.53808
213109-Lighting - Screw in 14-26 Watt Reflector Lamp | 0.028783 | 0.01856 | 0.026262 | 145.3465 | 261.6237 | -0.67594 | -1.2167 | 0.047495 | 0.46016 | 0.047495 | 0.46016 | 0.051236 | 0.49641 | 0.051236 | 0.49641 | 1.8935 | 2.0368 | 1.8935 | 2.0368
213109-Lighting - Screw in 14-26 Watt Reflector Lamp | 0.33368 | 0.21516 | 0.33763 | 1685.0012 | 3033.0022 | -7.8362 | -14.1052 | 0.059384 | 0.57536 | 0.059384 | 0.57536 | 0.062289 | 0.6035 | 0.062289 | 0.6035 | 2.439 | 2.6237 | 2.439 | 2.6237
213109-Lighting - Screw in 14-26 Watt Reflector Lamp | 0.023748 | 0.015313 | 0.011745 | 119.9223 | 215.8601 | -0.55771 | -1.0039 | 0.004012 | 0.038871 | 0.004012 | 0.038871 | 0.010814 | 0.10477 | 0.010814 | 0.10477 | 1.0415 | 1.1204 | 1.0415 | 1.1204
213109-Lighting - Screw in 14-26 Watt Reflector Lamp | 0.28783 | 0.1856 | 0.26262 | 1453.4652 | 2616.2374 | -6.7594 | -12.167 | 0.047495 | 0.46016 | 0.047495 | 0.46016 | 0.051236 | 0.49641 | 0.051236 | 0.49641 | 1.8935 | 2.0368 | 1.8935 | 2.0368
213055-Lighting - Screw in >27 Watt Lamp | 0.087353 | 0.056328 | 0.079703 | 441.116 | 794.0088 | -2.0514 | -3.6926 | 0.035935 | 0.34816 | 0.035935 | 0.34816 | 0.066052 | 0.63996 | 0.066052 | 0.63996 | 1.5553 | 2.909 | 1.5553 | 2.909
213055-Lighting - Screw in >27 Watt Lamp | 1.1836 | 0.7632 | 1.493 | 5976.8006 | 10758.2411 | -27.7955 | -50.032 | 0.021208 | 0.20515 | 0.021208 | 0.20515 | 0.058251 | 0.5635 | 0.058251 | 0.5635 | 1.2664 | 2.3688 | 1.2664 | 2.3688
213055-Lighting - Screw in >27 Watt Lamp | 0.38439 | 0.24787 | 0.1901 | 1941.0946 | 3493.9703 | -9.0272 | -16.249 | -0.017004 | -0.16475 | -0.017004 | -0.16475 | 0.037749 | 0.36574 | 0.037749 | 0.36574 | 0.85548 | 1.6001 | 0.85548 | 1.6001
213055-Lighting - Screw in >27 Watt Lamp | 5.2356 | 3.3761 | 1.9323 | 26438.8036 | 47589.8464 | -122.9555 | -221.3199 | -0.030534 | -0.27761 | -0.030534 | -0.27761 | 0.0346 | 0.31458 | 0.0346 | 0.31458 | 0.78184 | 1.4624 | 0.78184 | 1.4624
213055-Lighting - Screw in >27 Watt Lamp | 0.43677 | 0.28164 | 0.39852 | 2205.58 | 3970.044 | -10.2572 | -18.463 | 0.03569 | 0.36336 | 0.03569 | 0.36336 | 0.065879 | 0.67072 | 0.065879 | 0.67072 | 1.5502 | 2.8995 | 1.5502 | 2.8995
213056-Lighting - Screw in 14-26 Watt Lamp | 0.076971 | 0.043919 | 0.10788 | 383.0458 | 689.4824 | -0.46457 | -0.83623 | -0.11206 | -1.1205 | -0.11206 | -1.1205 | -0.0082019 | -0.082009 | -0.0082019 | -0.082009 | 0.46534 | 0.92243 | 0.46534 | 0.92243
213056-Lighting - Screw in 14-26 Watt Lamp | 0.1727 | 0.11136 | 0.15757 | 872.0791 | 1569.7425 | -4.0557 | -7.3002 | 0.043511 | 0.42157 | 0.043511 | 0.42157 | 0.071826 | 0.6959 | 0.071826 | 0.6959 | 1.7615 | 3.4917 | 1.7615 | 3.4917
213056-Lighting - Screw in 14-26 Watt Lamp | 0.58498 | 0.37721 | 0.73791 | 2954.0094 | 5317.2168 | -13.7378 | -24.7281 | 0.030526 | 0.2953 | 0.030526 | 0.2953 | 0.065353 | 0.6322 | 0.065353 | 0.6322 | 1.4343 | 2.8433 | 1.4343 | 2.8433
213056-Lighting - Screw in 14-26 Watt Lamp | 0.90242 | 0.58191 | 0.44629 | 4557.046 | 8202.6828 | -21.1929 | -38.1472 | -0.0032301 | -0.031296 | -0.0032301 | -0.031296 | 0.048246 | 0.46744 | 0.048246 | 0.46744 | 0.96891 | 1.9206 | 0.96891 | 1.9206
213056-Lighting - Screw in 14-26 Watt Lamp | 0.60161 | 0.38794 | 0.29753 | 3038.0307 | 5468.4552 | -14.1286 | -25.4314 | -0.0032301 | -0.031296 | -0.0032301 | -0.031296 | 0.048246 | 0.46744 | 0.048246 | 0.46744 | 0.96891 | 1.9206 | 0.96891 | 1.9206
213056-Lighting - Screw in 14-26 Watt Lamp | 0.11378 | 0.073366 | 0.042887 | 574.5488 | 1034.1879 | -2.672 | -4.8096 | -0.013084 | -0.11896 | -0.013084 | -0.11896 | 0.047625 | 0.433 | 0.047625 | 0.433 | 0.89321 | 1.7706 | 0.89321 | 1.7706
213056-Lighting - Screw in 14-26 Watt Lamp | 0.060235 | 0.038841 | 0.022705 | 304.1729 | 547.5112 | -1.4146 | -2.5462 | -0.013084 | -0.11896 | -0.013084 | -0.11896 | 0.047625 | 0.433 | 0.047625 | 0.433 | 0.89321 | 1.7706 | 0.89321 | 1.7706
213056-Lighting - Screw in 14-26 Watt Lamp | 0.10074 | 0.064959 | 0.091917 | 508.7128 | 915.6831 | -2.3658 | -4.2584 | 0.043511 | 0.42157 | 0.043511 | 0.42157 | 0.071826 | 0.6959 | 0.071826 | 0.6959 | 1.7615 | 3.4917 | 1.7615 | 3.4917
213056-Lighting - Screw in 14-26 Watt Lamp | 1.5261 | 0.98405 | 0.56322 | 7706.3393 | 13871.4107 | -35.8389 | -64.51 | -0.023672 | -0.241 | -0.023672 | -0.241 | 0.03789 | 0.38576 | 0.03789 | 0.38576 | 0.80946 | 1.6046 | 0.80946 | 1.6046
213056-Lighting - Screw in 14-26 Watt Lamp | 0.19905 | 0.12835 | 0.073463 | 1005.1747 | 1809.3144 | -4.6746 | -8.4143 | -0.02244 | -0.22846 | -0.02244 | -0.22846 | 0.068689 | 0.69932 | 0.068689 | 0.69932 | 0.81757 | 3.155 | 0.81757 | 3.155
213056-Lighting - Screw in 14-26 Watt Lamp | 2.7867 | 1.797 | 1.0285 | 14072.4456 | 25330.4021 | -65.4449 | -117.8008 | -0.014148 | -0.12864 | -0.014148 | -0.12864 | 0.047088 | 0.42812 | 0.047088 | 0.42812 | 0.88551 | 1.7553 | 0.88551 | 1.7553
213056-Lighting - Screw in 14-26 Watt Lamp | 0.11378 | 0.073366 | 0.042887 | 574.5488 | 1034.1879 | -2.672 | -4.8096 | -0.022601 | -0.23011 | -0.022601 | -0.23011 | 0.03843 | 0.39125 | 0.03843 | 0.39125 | 0.81649 | 1.6185 | 0.81649 | 1.6185
213056-Lighting - Screw in 14-26 Watt Lamp | 0.10708 | 0.069051 | 0.040365 | 540.7518 | 973.3533 | -2.5148 | -4.5266 | -0.022601 | -0.23011 | -0.022601 | -0.23011 | 0.03843 | 0.39125 | 0.03843 | 0.39125 | 0.81649 | 1.6185 | 0.81649 | 1.6185
213056-Lighting - Screw in 14-26 Watt Lamp | 0.14724 | 0.094944 | 0.055501 | 743.5338 | 1338.3608 | -3.4579 | -6.2241 | -0.022601 | -0.23011 | -0.022601 | -0.23011 | 0.03843 | 0.39125 | 0.03843 | 0.39125 | 0.81649 | 1.6185 | 0.81649 | 1.6185
213056-Lighting - Screw in 14-26 Watt Lamp | 0.087006 | 0.056104 | 0.032796 | 439.3609 | 790.8496 | -2.0433 | -3.6779 | -0.013084 | -0.11896 | -0.013084 | -0.11896 | 0.047625 | 0.433 | 0.047625 | 0.433 | 0.89321 | 1.7706 | 0.89321 | 1.7706
213056-Lighting - Screw in 14-26 Watt Lamp | 0.013385 | 0.0086313 | 0.0050456 | 67.594 | 121.6692 | -0.31435 | -0.56583 | -0.013084 | -0.11896 | -0.013084 | -0.11896 | 0.047625 | 0.433 | 0.047625 | 0.433 | 0.89321 | 1.7706 | 0.89321 | 1.7706
213056-Lighting - Screw in 14-26 Watt Lamp | 0.040156 | 0.025894 | 0.015137 | 202.7819 | 365.0075 | -0.94305 | -1.6975 | -0.013084 | -0.11896 | -0.013084 | -0.11896 | 0.047625 | 0.433 | 0.047625 | 0.433 | 0.89321 | 1.7706 | 0.89321 | 1.7706
213056-Lighting - Screw in 14-26 Watt Lamp | 0.026771 | 0.017263 | 0.010091 | 135.188 | 243.3383 | -0.6287 | -1.1317 | -0.013084 | -0.11896 | -0.013084 | -0.11896 | 0.047625 | 0.433 | 0.047625 | 0.433 | 0.89321 | 1.7706 | 0.89321 | 1.7706
213056-Lighting - Screw in 14-26 Watt Lamp | 0.066927 | 0.043157 | 0.025228 | 337.9699 | 608.3458 | -1.5718 | -2.8292 | -0.013084 | -0.11896 | -0.013084 | -0.11896 | 0.047625 | 0.433 | 0.047625 | 0.433 | 0.89321 | 1.7706 | 0.89321 | 1.7706
213057-Lighting - Screw in 5- 13 Watt Lamp | 5.3106 | 3.4244 | 1.96 | 26817.4468 | 48271.4043 | -124.7164 | -224.4896 | 0.0015026 | 0.015298 | 0.0015026 | 0.015298 | 0.030089 | 0.30634 | 0.030089 | 0.30634 | 1.0152 | 1.427 | 1.0152 | 1.427
213057-Lighting - Screw in 5- 13 Watt Lamp | 0.23603 | 0.1522 | 0.087109 | 1191.8865 | 2145.3957 | -5.543 | -9.9773 | 0.0028717 | 0.029237 | 0.0028717 | 0.029237 | 0.064319 | 0.65483 | 0.064319 | 0.65483 | 1.0294 | 2.7746 | 1.0294 | 2.7746
213057-Lighting - Screw in 5- 13 Watt Lamp | 0.11309 | 0.072921 | 0.042627 | 571.0659 | 1027.9187 | -2.6558 | -4.7804 | 0.002356 | 0.023986 | 0.002356 | 0.023986 | 0.030696 | 0.31252 | 0.030696 | 0.31252 | 1.024 | 1.4394 | 1.024 | 1.4394
213057-Lighting - Screw in 5- 13 Watt Lamp | 0.083327 | 0.053732 | 0.03141 | 420.7854 | 757.4138 | -1.9569 | -3.5224 | 0.011742 | 0.10676 | 0.011742 | 0.10676 | 0.039932 | 0.36306 | 0.039932 | 0.36306 | 1.1202 | 1.5746 | 1.1202 | 1.5746
213057-Lighting - Screw in 5- 13 Watt Lamp | 0.02976 | 0.01919 | 0.011218 | 150.2805 | 270.5049 | -0.69889 | -1.258 | 0.011742 | 0.10676 | 0.011742 | 0.10676 | 0.039932 | 0.36306 | 0.039932 | 0.36306 | 1.1202 | 1.5746 | 1.1202 | 1.5746
213057-Lighting - Screw in 5- 13 Watt Lamp | 0.011904 | 0.0076759 | 0.0044871 | 60.1122 | 108.202 | -0.27956 | -0.5032 | 0.011742 | 0.10676 | 0.011742 | 0.10676 | 0.039932 | 0.36306 | 0.039932 | 0.36306 | 1.1202 | 1.5746 | 1.1202 | 1.5746
213061-Lighting - Occupancy Sensor - Wall/Ceiling Mounted Lighting Sensor | 1.6499 | 1.0639 | 4.0234 | 8331.84 | 66654.72 | 0 | 0 | 0.079419 | 0 | 0.079419 | 0 | 0.098939 | 0 | 0.098939 | 0 | 3.7632 | 11.7274 | 3.7632 | 11.7274
213061-Lighting - Occupancy Sensor - Wall/Ceiling Mounted Lighting Sensor | 2.3999 | 1.5475 | 5.8522 | 12119.04 | 96952.32 | 0 | 0 | 0.079419 | 0 | 0.079419 | 0 | 0.098939 | 0 | 0.098939 | 0 | 3.7632 | 11.7274 | 3.7632 | 11.7274

## Output
Program Summary |  | Nominal | Present Value | [5 empty] | Avoided Cost Version
Proposer Name |  | 0 | [6 empty] | 2006-06-01
Program Name |  | 0 | [6 empty] | 2006-06-01
Total Program Budget ($) |  | 2372963.12 | 1971294.5679 | [5 empty] | Base Year
2006
Net Participant Cost ($) |  | 1916757.0145 | 1598519.2067 | [5 empty] | SDG&E Tool NTG 4f2 (800).xls
Program Impacts | [9 empty] | Program Impacts (Gross)
| Annual Net kWh | Lifecycle Net kWh | Annual Net Therms | Lifecycle Net Therms | Net Jul-Sept Pk (kW) | Net Dec-Feb Pk (kW) | Net CEC (kW) | User Entered kW |  |  | Annual Gross kWh | Lifecycle Gross kWh | Annual Gross Therms | Lifecycle Gross Therms | User Entered kW
2006-2008 | 13057226.9021 | 117076070.3378 | 174264.4228 | 1942055.0612 | 2132.4838 | 1473.8287 | 0 | 2230.3472 |  | 2006-2008 | 69.7028 | 121954239.9352 | 0 | 2022974.022 | 2323.2783
2009-2012 | 0 | 0 | 0 | 0 | 0 | 0 | 0 | 0 |  | 2009-2012 | 0 | 0 | 0 | 0 | 0
2013-2016 | 0 | 0 | 0 | 0 | 0 | 0 | 0 | 0 |  | 2013-2016 | 0 | 0 | 0 | 0 | 0
Cost Effectiveness (Lifecycle Present Value Dollars)
|  | Benefits |  |  | Benefit - Cost
| Cost | Electric | Gas | Incentives | NPV | B/C Ratio | Notes
Program TRC ($) | 3569813.7745 | 7114599.6249 | 1081609.9651 | NA | 4626395.8154 | 2.296 | *1
Program PAC ($) | 1971294.5679 | 7114599.6249 | 1081609.9651 | NA | 6224915.022 | 4.1578 | *1,2
Program RIM ($) | 1971294.5679 | 7114599.6249 | 1081609.9651 | NA | 6224915.022 | 4.1578 | *1
*1 B/C Ratio is an approximation because any supply cost increases are treated as negative benefits rather than as a cost as in the Standard Practice Manual
*2 PAC benefits include environmental costs. This is to be consistent with the TRC benefits, but is not strictly consistent with the Standard Practice Manual.
Levelized Cost and Benefit (All Measures Installed through 2012)
| Discounted Savings |  |  |  | Benefit - Cost
| kWh | Therms | Cost | Benefits | NPV
TRC ($/kWh ) | 69434594.3357 |  | 0.043485 | 0.10246 | 0.05898
PAC ($/kWh) | 69434594.3357 |  | 0.025932 | 0.10246 | 0.076532
RIM ($/kWh) | 69434594.3357 |  | 0.024644 | 0.10246 | 0.077821
TRC ($/therm) |  | 1047378.9553 | 0.3325 | 1.0327 | 0.70018
PAC ($/therm) |  | 1047378.9553 | 0.10092 | 1.0327 | 0.93176
RIM ($/therm) |  | 1047378.9553 | 0.24837 | 1.0327 | 0.78431
Emissions Reductions | [9 empty] | Emissions Reductions (Gross)
| Electric Reductions |  |  | Gas Reductions | [6 empty] | Electric Reductions |  |  | Gas Reductions
Annual Reductions | CO2 (tons) | NOX (lbs) | PM-10 (lbs) | CO2 (tons) | NOX (lbs) |  |  |  |  | Annual Reductions | CO2 (tons) | NOX (lbs) | PM-10 (lbs) | CO2 (tons) | NOX (lbs)
2006 | 96.0891 | 26.1233 | 12.3248 | 9.5928 | 15.0862 | * annual reductions are the units |  |  |  | 2006 | 100.0928 | 27.2118 | 12.8383 | 9.9925 | 15.7148 | * annual reductions are the units
2007 | 2033.3249 | 534.4203 | 263.1174 | 569.6303 | 895.8288 | implemented in the year, times |  |  |  | 2007 | 2118.0468 | 556.6879 | 274.0806 | 593.3648 | 933.155 | implemented in the year, times
2008 | 5224.9861 | 1403.2849 | 672.347 | 440.2238 | 692.3177 | the annual emission reduction |  |  |  | 2008 | 5442.6939 | 1461.7551 | 700.3615 | 458.5664 | 721.1643 | the annual emission reduction
2009 | 0 | 0 | 0 | 0 | 0 | for the measure. |  |  |  | 2009 | 0 | 0 | 0 | 0 | 0 | for the measure.
2010 | 0 | 0 | 0 | 0 | 0 |  |  |  |  | 2010 | 0 | 0 | 0 | 0 | 0
2011 | 0 | 0 | 0 | 0 | 0 |  |  |  |  | 2011 | 0 | 0 | 0 | 0 | 0
2012 | 0 | 0 | 0 | 0 | 0 |  |  |  |  | 2012 | 0 | 0 | 0 | 0 | 0
2013 | 0 | 0 | 0 | 0 | 0 |  |  |  |  | 2013 | 0 | 0 | 0 | 0 | 0
2014 | 0 | 0 | 0 | 0 | 0 |  |  |  |  | 2014 | 0 | 0 | 0 | 0 | 0
2015 | 0 | 0 | 0 | 0 | 0 |  |  |  |  | 2015 | 0 | 0 | 0 | 0 | 0
2016 | 0 | 0 | 0 | 0 | 0 |  |  |  |  | 2016 | 0 | 0 | 0 | 0 | 0
Total Annual | 7354.4002 | 1963.8286 | 947.7893 | 1019.4469 | 1603.2327 |  |  |  |  | Total Annual | 7660.8335 | 2045.6548 | 987.2805 | 1061.9238 | 1670.0341
Lifecycle Reductions | [9 empty] | Lifecycle Reductions
2006 | 446.6255 | 121.0204 | 57.3367 | 248.4438 | 390.715 |  |  |  |  | 2006 | 465.2349 | 126.063 | 59.7257 | 258.7956 | 406.9948
2007 | 22440.6259 | 5898.146 | 2903.8666 | 6292.4335 | 9895.7929 |  |  |  |  | 2007 | 23375.652 | 6143.9021 | 3024.861 | 6554.6183 | 10308.1176
2008 | 43037.1064 | 11580.5172 | 5535.2143 | 4820.1448 | 7580.3987 |  |  |  |  | 2008 | 44830.3192 | 12063.0387 | 5765.8482 | 5020.9842 | 7896.2486
2009 | 0 | 0 | 0 | 0 | 0 |  |  |  |  | 2009 | 0 | 0 | 0 | 0 | 0
2010 | 0 | 0 | 0 | 0 | 0 |  |  |  |  | 2010 | 0 | 0 | 0 | 0 | 0
2011 | 0 | 0 | 0 | 0 | 0 |  |  |  |  | 2011 | 0 | 0 | 0 | 0 | 0
2012 | 0 | 0 | 0 | 0 | 0 |  |  |  |  | 2012 | 0 | 0 | 0 | 0 | 0
2013 | 0 | 0 | 0 | 0 | 0 |  |  |  |  | 2013 | 0 | 0 | 0 | 0 | 0
2014 | 0 | 0 | 0 | 0 | 0 |  |  |  |  | 2014 | 0 | 0 | 0 | 0 | 0
2015 | 0 | 0 | 0 | 0 | 0 |  |  |  |  | 2015 | 0 | 0 | 0 | 0 | 0
2016 | 0 | 0 | 0 | 0 | 0 |  |  |  |  | 2016 | 0 | 0 | 0 | 0 | 0
Total Lifecycle | 65924.3578 | 17599.6836 | 8496.4175 | 11361.0221 | 17866.9066 |  |  |  |  | Total Lifecycle | 68671.206 | 18333.0038 | 8850.4349 | 11834.398 | 18611.361
Reductions based on total annual installations | [9 empty] | Reductions based on total annual installations (Gross)
| Annual Net kWh | Lifecycle Net kWh | Annual Net Therms | Lifecycle Net Therms | Net July-Sept Peak (kW) | Net Dec-Feb (kW) |  | User Entered kW | Net Annual NCP (kW) |  | Annual Gross kWh | Lifecycle Gross kWh | Annual Gross Therms | Lifecycle Gross Therms | User Entered kW
2006 | 166833.6289 | 778695.8364 | 1639.8005 | 42469.0189 | 32.6385 | 20.9602 |  | 28.1239 | 17.289 | 2006 | 0 | 811141.4963 | 0 | 44238.5614 | 29.2957
2007 | 3678996.1195 | 40602646.3129 | 97372.6933 | 1075629.6647 | 494.5779 | 365.7846 |  | 543.9503 | 148.9806 | 2007 | 0 | 42294423.2426 | 0 | 1120447.5674 | 566.6148
2008 | 9211397.1537 | 75694728.1885 | 75251.9291 | 823956.3775 | 1605.2674 | 1087.0838 |  | 1658.273 | 786.7462 | 2008 | 69.7028 | 78848675.1963 | 0 | 858287.8932 | 1727.3677
2009 | 0 | 0 | 0 | 0 | 0 | 0 |  | 0 | 1295.2745 | 2009 | 0 | 0 | 0 | 0 | 0
2010 | 0 | 0 | 0 | 0 | 0 | 0 |  | 0 | -0.057145 | 2010 | 0 | 0 | 0 | 0 | 0
2011 | 0 | 0 | 0 | 0 | 0 | 0 |  | 0 | -113.5439 | 2011 | 0 | 0 | 0 | 0 | 0
2012 | 0 | 0 | 0 | 0 | 0 | 0 |  | 0 | -192.3318 | 2012 | 0 | 0 | 0 | 0 | 0
2013 | 0 | 0 | 0 | 0 | 0 | 0 |  | 0 | -187.1522 | 2013 | 0 | 0 | 0 | 0 | 0
2014 | 0 | 0 | 0 | 0 | 0 | 0 |  | 0 | -173.5775 | 2014 | 0 | 0 | 0 | 0 | 0
2015 | 0 | 0 | 0 | 0 | 0 | 0 |  | 0 | -22.8089 | 2015 | 0 | 0 | 0 | 0 | 0
2016 | 0 | 0 | 0 | 0 | 0 | 0 |  | 0 | -22.2928 | 2016 | 0 | 0 | 0 | 0 | 0
Total | 13057226.9021 | 117076070.3378 | 174264.4228 | 1942055.0612 | 2132.4838 | 1473.8287 |  | 2230.3472 | 1536.5261 | Total | 69.7028 | 121954239.9352 | 0 | 2022974.022 | 2323.2783
Net Impacts by Sector (All Measures Installed through 2016)
| Annual Net kWh | Lifecycle Net kWh | Annual Net Therms | Lifecycle Net Therms | Net July-Sept Peak (kW) | Net Dec-Feb (kW) |  | User Entered kW | TRC Lifecycle Net Benefits* ($)
Total | 13057226.9021 | 117076070.3378 | 174264.4228 | 1942055.0612 | 2132.4838 | 1473.8287 |  | 2230.3472 | 4626395.8154
Residential | 0 | 0 | 0 | 0 | 0 | 0 |  | 0 | 0
Commercial | 13043488.4455 | 117007378.0547 | 80020.0341 | 1470833.1179 | 2130.6138 | 1471.7641 |  | 2230.3472 | 4397580.7963
Industrial | 0 | 0 | 0 | 0 | 0 | 0 |  | 0 | 0
Agricultural | 13738.4566 | 68692.283 | 94244.3887 | 471221.9433 | 1.8701 | 2.0646 |  | 0 | 228815.0191
Not Used | 0 | 0 | 0 | 0 | 0 | 0 |  | 0 | 0
Not Used | 0 | 0 | 0 | 0 | 0 | 0 |  | 0 | 0
Not Used | 0 | 0 | 0 | 0 | 0 | 0 |  | 0 | 0
0 | 0 | 0 | 0 | 0 | 0 | 0 |  | 0 | 0
0 | 0 | 0 | 0 | 0 | 0 | 0 |  | 0 | 0
0 | 0 | 0 | 0 | 0 | 0 | 0 |  | 0 | 0
0 | 0 | 0 | 0 | 0 | 0 | 0 |  | 0 | 0
0 | 0 | 0 | 0 | 0 | 0 | 0 |  | 0 | 0
0 |  |  | 0 |  |  |  |  | 0 | 0
0 |  |  | 0 |  |  |  |  | 0 | 0
0 |  |  | 0 |  |  |  |  | 0 | 0
0 |  |  | 0 |  |  |  |  | 0 | 0
0 |  |  | 0 |  |  |  |  | 0 | 0
0 |  |  | 0 |  |  |  |  | 0 | 0
0 |  |  | 0 |  |  |  |  | 0 | 0
0 |  |  | 0 |  |  |  |  | 0 | 0
0 |  |  | 0 |  |  |  |  | 0 | 0
0 |  |  | 0 |  |  |  |  | 0 | 0
0 |  |  | 0 |  |  |  |  | 0 | 0
0 |  |  | 0 |  |  |  |  | 0 | 0
* Include program-level and admin costs allocated based to total gas and electric programs at the measure level.
Net Impacts by CPUC End Use Categories (All Measures Installed through 2016)
| Annual Net kWh | Lifecycle Net kWh | Annual Net Therms | Lifecycle Net Therms | Net July-Sept Peak (kW) | Net Dec-Feb Pk (kW) |  | User Entered kW | TRC Lifecycle Net Benefits* ($)
Total | 13057226.9021 | 117076070.3378 | 174264.4228 | 1942055.0612 | 2132.4838 | 1473.8287 |  | 2230.3472 | 4626395.8154
Clothes Dryer | 0 | 0 | 0 | 0 | 0 | 0 |  | 0 | 0
Clothes Washer | 0 | 0 | 0 | 0 | 0 | 0 |  | 0 | 0
Consumer Electronics | 0 | 0 | 0 | 0 | 0 | 0 |  | 0 | 0
Cooking | 0 | 0 | 0 | 0 | 0 | 0 |  | 0 | 0
Dishwasher | 0 | 0 | 0 | 0 | 0 | 0 |  | 0 | 0
Other Appliance | 0 | 0 | 0 | 0 | 0 | 0 |  | 0 | 0
Office Equipment | 937951.2038 | 6621335.6786 | -69.5183 | -764.7008 | 151.472 | 108.7729 |  | 140.1551 | 333176.6216
Building shell | 0 | 0 | 0 | 0 | 0 | 0 |  | 0 | 0
Space Cooling | 154527.7632 | 1545277.632 | 0 | 0 | 50.9253 | 19.748 |  | 28.4346 | 78451.2617
Space Heating | 0 | 0 | 0 | 0 | 0 | 0 |  | 0 | 0
Ventilation | 689538.0376 | 10305566.7759 | 79547.9215 | 1344968.4222 | 90.2261 | 82.2665 |  | 1.6502 | 952569.0282
Interior Lighting | 6528825.3496 | 57368490.9913 | -11105.293 | -70518.7118 | 1286.7724 | 823.0632 |  | 1525.914 | 1600671.228
Exterior Lighting | 48830.688 | 781291.008 | 0 | 0 | 1.0114 | 1.7801 |  | 1.9188 | 22582.1147
Daylighting | 0 | 0 | 0 | 0 | 0 | 0 |  | 0 | 0
Motors | 0 | 0 | 0 | 0 | 0 | 0 |  | 0 | 0
Process | 88261.3366 | 962966.843 | 105800.6767 | 672096.1833 | 12.014 | 13.264 |  | 16.896 | 193051.865
Compressed Air | 0 | 0 | 0 | 0 | 0 | 0 |  | 0 | 0
Food Processor | 0 | 0 | 0 | 0 | 0 | 0 |  | 0 | 0
Refrigeration | 4489228.4621 | 37570116.4324 | 90.636 | -3726.1317 | 526.3571 | 411.3177 |  | 515.3785 | 1372183.8796
Freezers | 0 | 0 | 0 | 0 | 0 | 0 |  | 0 | 0
Pumps | 0 | 0 | 0 | 0 | 0 | 0 |  | 0 | 0
Pool Pump | 0 | 0 | 0 | 0 | 0 | 0 |  | 0 | 0
Domestic Hot Water | 0 | 0 | 0 | 0 | 0 | 0 |  | 0 | 0
Water Heating | 0 | 0 | 0 | 0 | 0 | 0 |  | 0 | 0
Other and unspecified | 120064.061 | 1921024.9765 | 0 | 0 | 13.7054 | 13.6164 | 0 | 0 | 73709.8166
* Include program-level and admin costs allocated based to total gas and electric programs at the measure level.
Net Impacts by Climate Zone (All Measures Installed through 2016)
| Annual Net kWh | Lifecycle Net kWh | Annual Net Therms | Lifecycle Net Therms | Net July-Sept Peak (kW) | Net dec-Feb Pk (kW) |  | User Entered kW | TRC Lifecycle Net Benefits* ($)
Total | 13057226.9021 | 117076070.3378 | 174264.4228 | 1942055.0612 | 2132.4838 | 1473.8287 |  | 2230.3472 | 4626395.8154
7 | 9891593.2912 | 89014767.675 | 61974.2849 | 940214.9445 | 1597.9293 | 1103.8496 |  | 1722.8815 | 3227632.8379
10 | 2489789.42 | 22979280.2571 | 113183.5862 | 1009034.2395 | 419.3777 | 289.1101 |  | 401.8109 | 1279553.3685
14 | 0 | 0 | 0 | 0 | 0 | 0 |  | 0 | 0
15 | 0 | 0 | 0 | 0 | 0 | 0 |  | 0 | 0
System | 675844.1909 | 5082022.4057 | -893.4483 | -7194.1228 | 115.1768 | 80.869 |  | 105.6548 | 119209.609
0 | 0 | 0 | 0 | 0 | 0 | 0 |  | 0 | 0
0 | 0 | 0 | 0 | 0 | 0 | 0 |  | 0 | 0
0 | 0 | 0 | 0 | 0 | 0 | 0 |  | 0 | 0
0 | 0 | 0 | 0 | 0 | 0 | 0 |  | 0 | 0
0 | 0 | 0 | 0 | 0 | 0 | 0 |  | 0 | 0
0 | 0 | 0 | 0 | 0 | 0 | 0 |  | 0 | 0
* Include program-level and admin costs allocated based to total gas and electric programs at the measure level.
Persistent reductions in the summer (3rd Qtr) or winter (4th Qtr) of each year
| Net Juy-Sept Peak (kW) | Net Annual Dec-Feb (kW)
2006 | 4.788 | 20.9602
2007 | 43.4502 | 386.7449
2008 | 529.463 | 1459.9506
2009 | 2110.9505 | 1459.8935
2010 | 2019.3848 | 1387.6791
2011 | 1897.6664 | 1260.4813
2012 | 1826.8324 | 1130.9223
2013 | 1653.8406 | 1011.7729
2014 | 1515.8527 | 996.5376
2015 | 1496.0725 | 974.2448
2016 | 1456.6947 | 720.8826
2017 | 1060.1639 | 716.8768
Monthly Impacts
First Year for Impact Table: | 2006
| Quarter | Monthly Five Hour Avg or TOU Peak | Net Monthly NCP (kW) |  | Monthly Net kWh | Monthly Net Therms
2006-01-01 | 1 | 0 | 0 |  | 0 | 0
2006-02-01 | 1 | 0 | 0 |  | 0 | 0
2006-03-01 | 1 | 0 | 0 |  | 0 | 0
2006-04-01 | 2 | 3.0803 | 5.2061 |  | 2000.1563 | -9.2304
2006-05-01 | 2 | 4.788 | 4.788 |  | 2034.0772 | -9.2304
2006-06-01 | 2 | 4.788 | 4.788 |  | 2034.0772 | -9.2304
2006-07-01 | 3 | 4.788 | 4.788 |  | 2034.0772 | -9.2304
2006-08-01 | 3 | 4.788 | 4.788 |  | 2034.0772 | -9.2304
2006-09-01 | 3 | 4.788 | 4.788 |  | 2034.0772 | -9.2304
2006-10-01 | 4 | 10.2906 | 17.289 |  | 6815.003 | -27.0409
2006-11-01 | 4 | 10.2906 | 17.289 |  | 6815.003 | -27.0409
2006-12-01 | 4 | 10.2906 | 17.289 |  | 6815.003 | -27.0409
2007-01-01 | 5 | 20.9602 | 34.7338 |  | 13775.5616 | 136.65
2007-02-01 | 5 | 20.9602 | 34.7338 |  | 13775.5616 | 136.65
2007-03-01 | 5 | 20.9602 | 34.7338 |  | 13775.5616 | 136.65
2007-04-01 | 6 | 29.4217 | 47.6768 |  | 21522.2999 | 232.6869
2007-05-01 | 6 | 43.4502 | 44.0273 |  | 21911.2283 | 232.6869
2007-06-01 | 6 | 43.4502 | 44.0273 |  | 21911.2283 | 232.6869
2007-07-01 | 7 | 43.4502 | 44.0273 |  | 21911.2283 | 232.6869
2007-08-01 | 7 | 43.4502 | 44.0273 |  | 21911.2283 | 232.6869
2007-09-01 | 7 | 43.4502 | 44.0273 |  | 21911.2283 | 232.6869
2007-10-01 | 8 | 107.0744 | 166.2697 |  | 88260.2534 | 11799.8568
2007-11-01 | 8 | 107.0744 | 166.2697 |  | 88260.2534 | 11799.8568
2007-12-01 | 8 | 107.0744 | 166.2697 |  | 88260.2534 | 11799.8568
2008-01-01 | 9 | 386.7449 | 588.8323 |  | 317550.601 | 12546.0201
2008-02-01 | 9 | 386.7449 | 588.8323 |  | 317550.601 | 12546.0201
2008-03-01 | 9 | 386.7449 | 588.8323 |  | 317550.601 | 12546.0201
2008-04-01 | 10 | 389.7555 | 593.9237 |  | 319808.3064 | 3996.689
2008-05-01 | 10 | 529.463 | 553.6152 |  | 326980.1221 | 3996.689
2008-06-01 | 10 | 529.463 | 553.6152 |  | 326980.1221 | 3996.689
2008-07-01 | 11 | 529.463 | 553.6152 |  | 326980.1221 | 3996.689
2008-08-01 | 11 | 529.463 | 553.6152 |  | 326980.1221 | 3996.689
2008-09-01 | 11 | 529.463 | 553.6152 |  | 326980.1221 | 3996.689
2008-10-01 | 12 | 619.9057 | 953.0158 |  | 490458.224 | 12601.4082
2008-11-01 | 12 | 619.9057 | 953.0158 |  | 490458.224 | 12601.4082
2008-12-01 | 12 | 619.9057 | 953.0158 |  | 490458.224 | 12601.4082
2009-01-01 | 13 | 1459.9506 | 2248.2903 |  | 1064942.3451 | 22417.7359
2009-02-01 | 13 | 1459.9506 | 2248.2903 |  | 1064942.3451 | 22417.7359
2009-03-01 | 13 | 1459.9506 | 2248.2903 |  | 1064942.3451 | 22417.7359
2009-04-01 | 14 | 1459.9506 | 2248.2903 |  | 1064942.3451 | 6710.3378
2009-05-01 | 14 | 2110.9505 | 2173.204 |  | 1098942.9402 | 6710.3378
2009-06-01 | 14 | 2110.9505 | 2173.204 |  | 1098942.9402 | 6710.3378
2009-07-01 | 15 | 2110.9505 | 2173.204 |  | 1098942.9402 | 6710.3378
2009-08-01 | 15 | 2110.9505 | 2173.204 |  | 1098942.9402 | 6710.3378
2009-09-01 | 15 | 2110.9505 | 2173.204 |  | 1098942.9402 | 6710.3378
2009-10-01 | 16 | 1459.9506 | 2248.2903 |  | 1064942.3451 | 22417.7359
2009-11-01 | 16 | 1459.9506 | 2248.2903 |  | 1064942.3451 | 22417.7359
2009-12-01 | 16 | 1459.9506 | 2248.2903 |  | 1064942.3451 | 22417.7359
2010-01-01 | 17 | 1459.8935 | 2248.2332 |  | 1064903.0714 | 22417.7862
2010-02-01 | 17 | 1459.8935 | 2248.2332 |  | 1064903.0714 | 22417.7862
2010-03-01 | 17 | 1459.8935 | 2248.2332 |  | 1064903.0714 | 22417.7862
2010-04-01 | 18 | 1398.1487 | 2152.5152 |  | 1026193.9914 | 6893.6995
2010-05-01 | 18 | 2019.3848 | 2081.6383 |  | 1059433.0651 | 6893.6995
2010-06-01 | 18 | 2019.3848 | 2081.6383 |  | 1059433.0651 | 6893.6995
2010-07-01 | 19 | 2019.3848 | 2081.6383 |  | 1059433.0651 | 6893.6995
2010-08-01 | 19 | 2019.3848 | 2081.6383 |  | 1059433.0651 | 6893.6995
2010-09-01 | 19 | 2019.3848 | 2081.6383 |  | 1059433.0651 | 6893.6995
2010-10-01 | 20 | 1398.1487 | 2152.5152 |  | 1026193.9914 | 22601.0976
2010-11-01 | 20 | 1398.1487 | 2152.5152 |  | 1026193.9914 | 22601.0976
2010-12-01 | 20 | 1398.1487 | 2152.5152 |  | 1026193.9914 | 22601.0976
2011-01-01 | 21 | 1387.6791 | 2134.6893 |  | 1019402.8977 | 22632.8725
2011-02-01 | 21 | 1387.6791 | 2134.6893 |  | 1019402.8977 | 22632.8725
2011-03-01 | 21 | 1387.6791 | 2134.6893 |  | 1019402.8977 | 22632.8725
2011-04-01 | 22 | 1378.093 | 2118.4366 |  | 1013057.1695 | 6953.1876
2011-05-01 | 22 | 1988.3993 | 2050.6225 |  | 1046106.5288 | 6953.1876
2011-06-01 | 22 | 1988.3993 | 2050.6225 |  | 1046106.5288 | 6953.1876
2011-07-01 | 23 | 1897.6664 | 1959.8896 |  | 1006508.6157 | 7136.2743
2011-08-01 | 23 | 1897.6664 | 1959.8896 |  | 1006508.6157 | 7136.2743
2011-09-01 | 23 | 1897.6664 | 1959.8896 |  | 1006508.6157 | 7136.2743
2011-10-01 | 24 | 1289.8127 | 1987.8149 |  | 950968.7537 | 22843.6724
2011-11-01 | 24 | 1289.8127 | 1987.8149 |  | 950968.7537 | 22843.6724
2011-12-01 | 24 | 1289.8127 | 1987.8149 |  | 950968.7537 | 22843.6724
2012-01-01 | 25 | 1260.4813 | 1942.3575 |  | 923669.0408 | 22843.6724
2012-02-01 | 25 | 1260.4813 | 1942.3575 |  | 923669.0408 | 22843.6724
2012-03-01 | 25 | 1260.4813 | 1942.3575 |  | 923669.0408 | 22843.6724
2012-04-01 | 26 | 1260.0201 | 1941.8117 |  | 923362.0282 | 7124.1574
2012-05-01 | 26 | 1826.8324 | 1885.4068 |  | 955058.4861 | 7124.1574
2012-06-01 | 26 | 1826.8324 | 1885.4068 |  | 955058.4861 | 7124.1574
2012-07-01 | 27 | 1826.8324 | 1885.4068 |  | 955058.4861 | 7124.1574
2012-08-01 | 27 | 1826.8324 | 1885.4068 |  | 955058.4861 | 7124.1574
2012-09-01 | 27 | 1826.8324 | 1885.4068 |  | 955058.4861 | 7124.1574
2012-10-01 | 28 | 1208.8894 | 1864.4208 |  | 876661.6362 | 14235.9063
2012-11-01 | 28 | 1208.8894 | 1864.4208 |  | 876661.6362 | 14235.9063
2012-12-01 | 28 | 1208.8894 | 1864.4208 |  | 876661.6362 | 14235.9063
2013-01-01 | 29 | 1130.9223 | 1755.2053 |  | 809041.8003 | 13697.9943
2013-02-01 | 29 | 1130.9223 | 1755.2053 |  | 809041.8003 | 13697.9943
2013-03-01 | 29 | 1130.9223 | 1755.2053 |  | 809041.8003 | 13697.9943
2013-04-01 | 30 | 1124.203 | 1744.7932 |  | 802794.3232 | 6580.5542
2013-05-01 | 30 | 1653.8406 | 1705.377 |  | 832511.402 | 6580.5542
2013-06-01 | 30 | 1653.8406 | 1705.377 |  | 832511.402 | 6580.5542
2013-07-01 | 31 | 1653.8406 | 1705.377 |  | 832511.402 | 6580.5542
2013-08-01 | 31 | 1653.8406 | 1705.377 |  | 832511.402 | 6580.5542
2013-09-01 | 31 | 1653.8406 | 1705.377 |  | 832511.402 | 6580.5542
2013-10-01 | 32 | 1105.306 | 1716.2045 |  | 788528.1128 | 13697.9943
2013-11-01 | 32 | 1105.306 | 1716.2045 |  | 788528.1128 | 13697.9943
2013-12-01 | 32 | 1105.306 | 1716.2045 |  | 788528.1128 | 13697.9943
2014-01-01 | 33 | 1011.7729 | 1581.6277 |  | 712072.5401 | 5782.2469
2014-02-01 | 33 | 1011.7729 | 1581.6277 |  | 712072.5401 | 5782.2469
2014-03-01 | 33 | 1011.7729 | 1581.6277 |  | 712072.5401 | 5782.2469
2014-04-01 | 34 | 1011.7729 | 1581.6277 |  | 712072.5401 | 5782.2469
2014-05-01 | 34 | 1515.8527 | 1559.3913 |  | 740350.5728 | 5782.2469
2014-06-01 | 34 | 1515.8527 | 1559.3913 |  | 740350.5728 | 5782.2469
2014-07-01 | 35 | 1515.8527 | 1559.3913 |  | 740350.5728 | 5782.2469
2014-08-01 | 35 | 1515.8527 | 1559.3913 |  | 740350.5728 | 5782.2469
2014-09-01 | 35 | 1515.8527 | 1559.3913 |  | 740350.5728 | 5782.2469
2014-10-01 | 36 | 1011.1463 | 1580.9306 |  | 711779.5925 | 5782.2469
2014-11-01 | 36 | 1011.1463 | 1580.9306 |  | 711779.5925 | 5782.2469
2014-12-01 | 36 | 1011.1463 | 1580.9306 |  | 711779.5925 | 5782.2469
2015-01-01 | 37 | 996.5376 | 1558.8188 |  | 699697.8162 | 5782.2469
2015-02-01 | 37 | 996.5376 | 1558.8188 |  | 699697.8162 | 5782.2469
2015-03-01 | 37 | 996.5376 | 1558.8188 |  | 699697.8162 | 5782.2469
2015-04-01 | 38 | 996.5376 | 1558.8188 |  | 699697.8162 | 5782.2469
2015-05-01 | 38 | 1496.0725 | 1538.9816 |  | 727949.8198 | 5782.2469
2015-06-01 | 38 | 1496.0725 | 1538.9816 |  | 727949.8198 | 5782.2469
2015-07-01 | 39 | 1496.0725 | 1538.9816 |  | 727949.8198 | 5782.2469
2015-08-01 | 39 | 1496.0725 | 1538.9816 |  | 727949.8198 | 5782.2469
2015-09-01 | 39 | 1496.0725 | 1538.9816 |  | 727949.8198 | 5782.2469
2015-10-01 | 40 | 996.5376 | 1558.8188 |  | 699697.8162 | 5782.2469
2015-11-01 | 40 | 996.5376 | 1558.8188 |  | 699697.8162 | 5782.2469
2015-12-01 | 40 | 996.5376 | 1558.8188 |  | 699697.8162 | 5782.2469
2016-01-01 | 41 | 974.2448 | 1536.5261 |  | 684376.7138 | 5782.2469
2016-02-01 | 41 | 974.2448 | 1536.5261 |  | 684376.7138 | 5782.2469
2016-03-01 | 41 | 974.2448 | 1536.5261 |  | 684376.7138 | 5782.2469
2016-04-01 | 42 | 974.0062 | 1536.1562 |  | 684154.6256 | 5782.249
2016-05-01 | 42 | 1456.6947 | 1499.5878 |  | 710285.3683 | 5782.249
2016-06-01 | 42 | 1456.6947 | 1499.5878 |  | 710285.3683 | 5782.249
2016-07-01 | 43 | 1456.6947 | 1499.5878 |  | 710285.3683 | 5782.249
2016-08-01 | 43 | 1456.6947 | 1499.5878 |  | 710285.3683 | 5782.249
2016-09-01 | 43 | 1456.6947 | 1499.5878 |  | 710285.3683 | 5782.249
2016-10-01 | 44 | 898.9005 | 1417.675 |  | 634140.6271 | 5782.2725
2016-11-01 | 44 | 898.9005 | 1417.675 |  | 634140.6271 | 5782.2725
2016-12-01 | 44 | 898.9005 | 1417.675 |  | 634140.6271 | 5782.2725

## Input
| SDG&E Tool NTG 4f2 (800).xls |  |  |  | Program Budget ($) |  |  | NPV Factor for lump-sum admin costs: | 100%
a. Administrative Costs
| Proposer General Information |  |  |  | a.i. Overhead and G&A |  | d. Incentives and Rebates ($) | Nominal | NPV
| Proposer Name |  |  |  | a.ii. Other Admin costs |  | d.i. User Input Incentive |  | 0 | Note: User Input Incentives are treated like Admin costs and are NOT adjusted by the net to gross ratio in the TRC test.
| Program Name |  |  |  | b. Marketing/Outreach |  | d.ii. Rebate | 2372963.12 | 1971294.5679
| Service Territory |  | SDG&E |  | c. Direct Implementation (non incentive) |  | d.iii. Direct Install Labor | 0 | 0
| First Year of Program Implementation |  |  | 2006 | c.i. Activity |  | d.iv. Direct Install Materials | 0 | 0
| Contact Information |  |  |  | c.ii. Installation |  | d.v. Upstream payments | 0 | 0
| Name |  |  |  | c.iii. Hardware & Materials |  | Subtotal Direct Install | 2372963.12 | 1971294.5679
| Address |  |  |  | c.iv. Rebate Processing and Inspection
| ZIP code |  |  |  | d. Total Incentives and Rebates | 2372963.12
| Telephone |  |  |  | e. EM&V |  | f. Costs recovered from other sources |  | 0
| Email |  |  |  | Total | 2372963.12 | Program Budget w/ Other Costs (a to f) | 2372963.12 | 1971294.5679
Quarterly Installation Schedule
| Program Inputs | [10 empty] | Transfer | Admin | Admin | Admin | Participant | [8 empty] | Placeholders, not currently used | [10 empty] | Annual Installation Schedule | [10 empty] | 2006 |  |  |  | 2007 |  |  |  | 2008 |  |  |  | 2009 |  |  |  | 2010 |  |  |  | 2011 |  |  |  | 2012 |  |  |  | 2013 |  |  |  | 2014 |  |  |  | 2015 |  |  |  | 2016
| Measure Name | DEER RunID | Climate Zone | Target sector | Measure Electric End Use Shape | CZ, Sector, Measure combination found? | Measure Type (To Look up Measure Life) | Program Type (To look up Net-to-gross Ratio) | Unit Definition (e.g. homes) | Program Type (NEW/ROB or Early Repl(RET)) | Gross Measure Cost ($/unit) | Rebate to end use customer or its assignee ($/unit) | Incentives to entities other than the end use customer or its assignee($/unit) | Direct Install Labor ($/unit) | Direct Install Material ($/unit) | Participant cost ($/unit) | Gross Unit Annual Electricity Savings (kwh/unit) | Electric Rate Schedule | Demand Scaler | User Entered kW Savings per unit (kW/unit) | Gross Unit Annual Gas Savings (therm/unit) | Gas Sector | Gas Rate Schedule | Gas Savings Profile | Avg remaining life on replaced units (yrs) | Early retrofit incremental kWh savings (kWh/unit) | Early retrofit incremental kW savings (kW/unit) | Early retrofit incremental Th savings (Th/unit) | Combustion Type | Effective Useful Life (years) | Net-to-Gross Ratio - kWh | Net-to-Gross Ratio - kW | Net-to-Gross Ratio - Therms | Net-to-Gross Ratio - Costs | % Eligible for TOU AC adjustment | 2006 | 2007 | 2008 | 2009 | 2010 | 2011 | 2012 | 2013 | 2014 | 2015 | 2016 | Qtr 1 | Qtr 2 | Qtr 3 | Qtr 4 | Qtr 1 | Qtr 2 | Qtr 3 | Qtr 4 | Qtr 1 | Qtr 2 | Qtr 3 | Qtr 4 | Qtr 1 | Qtr 2 | Qtr 3 | Qtr 4 | Qtr 1 | Qtr 2 | Qtr 3 | Qtr 4 | Qtr 1 | Qtr 2 | Qtr 3 | Qtr 4 | Qtr 1 | Qtr 2 | Qtr 3 | Qtr 4 | Qtr 1 | Qtr 2 | Qtr 3 | Qtr 4 | Qtr 1 | Qtr 2 | Qtr 3 | Qtr 4 | Qtr 1 | Qtr 2 | Qtr 3 | Qtr 4 | Qtr 1 | Qtr 2 | Qtr 3 | Qtr 4 | Total Number of Units | Comments
0 | 213068-Refrigeration - Food Service -Auto Closer for Main Freezer Doors | Averaged DEER Msrs | 7 | Commercial | 01-ALC-AllCommercial-Refrig | 0 |  |  |  |  | 433.2219 | 160.5 | 0 | 0 | 0 | 272.7219 | 2785.8135 |  | kWh | 0.27593 | -0.026688 | Commercial |  | Annual | [5 empty] | 8 | 0.96 |  |  |  | 0 | 0 | 0 | 1 | 0 | 0 | 0 | 0 | 0 | 0 | 0 | 0 | 2006 Qtr 1: 0; 2006 Qtr 2: 0; 2006 Qtr 3: 0; 2006 Qtr 4: 0; 2007 Qtr 1: 0; 2007 Qtr 2: 0; 2007 Qtr 3: 0; 2007 Qtr 4: 0; 2008 Qtr 1: 1; 2008 Qtr 2: 0; 2008 Qtr 3: 0; 2008 Qtr 4: 0 | 1
0 | 213147-Premium T8 with T12 34Watt Baseline |  | 10 | Commercial | 01-ALC-AllCommercial-IntLight | 0 |  |  |  |  | 16.3168 | 7.7087 | 0 | 0 | 0 | 8.6081 | 23.4731 |  | kWh | 0.0045936 | -0.044663 | Commercial |  | Annual | [5 empty] | 11 | 0.96 |  |  |  | 0 | 0 | 0 | 6.2267 | 0 | 0 | 0 | 0 | 0 | 0 | 0 | 0 | 2006 Qtr 1: 0; 2006 Qtr 2: 0; 2006 Qtr 3: 0; 2006 Qtr 4: 0; 2007 Qtr 1: 0; 2007 Qtr 2: 0; 2007 Qtr 3: 0; 2007 Qtr 4: 0; 2008 Qtr 1: 6.2267; 2008 Qtr 2: 0; 2008 Qtr 3: 0; 2008 Qtr 4: 0 | 6.2267
0 | 213013-Lighting - 8 Ft T-8 with Elec. Ballast |  | 10 | Commercial | 01-ALC-AllCommercial-IntLight | 0 |  |  |  |  | 41.7557 | 9.6359 | 0 | 0 | 0 | 32.1197 | 87.8736 |  | kWh | 0.017196 | -0.1672 | Commercial |  | Annual | [5 empty] | 11 | 0.96 |  |  |  | 0 | 0 | 0 | 9.3401 | 0 | 0 | 0 | 0 | 0 | 0 | 0 | 0 | 2006 Qtr 1: 0; 2006 Qtr 2: 0; 2006 Qtr 3: 0; 2006 Qtr 4: 0; 2007 Qtr 1: 0; 2007 Qtr 2: 0; 2007 Qtr 3: 0; 2007 Qtr 4: 0; 2008 Qtr 1: 9.3401; 2008 Qtr 2: 0; 2008 Qtr 3: 0; 2008 Qtr 4: 0 | 9.3401
0 | 213053-Lighting - Remove 4 Ft T-8 (De-Lamp) | COFL00AVDEL01 | 10 | Commercial | 01-ALC-AllCommercial-IntLight | 0 |  |  |  |  | 33.026 | 12.8479 | 0 | 0 | 0 | 20.1781 | 246.1665 |  | kWh | 0.048174 | -0.46839 | Commercial |  | Annual | [5 empty] | 11 | 0.96 |  |  |  | 0 | 0 | 0 | 3.1134 | 0 | 0 | 0 | 0 | 0 | 0 | 0 | 0 | 2006 Qtr 1: 0; 2006 Qtr 2: 0; 2006 Qtr 3: 0; 2006 Qtr 4: 0; 2007 Qtr 1: 0; 2007 Qtr 2: 0; 2007 Qtr 3: 0; 2007 Qtr 4: 0; 2008 Qtr 1: 3.1134; 2008 Qtr 2: 0; 2008 Qtr 3: 0; 2008 Qtr 4: 0 | 3.1134
0 | 213054-Lighting - Remove 8 Ft T-8 (De-Lamp) | CRTL00AVDEL02 | 10 | Commercial | 01-ALC-AllCommercial-IntLight | 0 |  |  |  |  | 33.2757 | 32.1197 | 0 | 0 | 0 | 1.156 | 406.265 |  | kWh | 0.079504 | -0.77302 | Commercial |  | Annual | [5 empty] | 11 | 0.96 |  |  |  | 0 | 0 | 0 | 9.3401 | 0 | 0 | 0 | 0 | 0 | 0 | 0 | 0 | 2006 Qtr 1: 0; 2006 Qtr 2: 0; 2006 Qtr 3: 0; 2006 Qtr 4: 0; 2007 Qtr 1: 0; 2007 Qtr 2: 0; 2007 Qtr 3: 0; 2007 Qtr 4: 0; 2008 Qtr 1: 9.3401; 2008 Qtr 2: 0; 2008 Qtr 3: 0; 2008 Qtr 4: 0 | 9.3401
0 | 213173-Food Service - Combination Oven-Gas |  | 7 | Commercial | 21-RSD-Restaurant–SitDown-PROC_OTH | 0 |  |  |  |  | 21797 | 750 | 0 | 0 | 0 | 21047 | 0 |  | kWh | 0 | 403 | Commercial |  | Annual | [5 empty] | 12 | 0.96 |  |  |  | 0 | 0 | 0 | 1 | 0 | 0 | 0 | 0 | 0 | 0 | 0 | 0 | 2006 Qtr 1: 0; 2006 Qtr 2: 0; 2006 Qtr 3: 0; 2006 Qtr 4: 0; 2007 Qtr 1: 0; 2007 Qtr 2: 0; 2007 Qtr 3: 0; 2007 Qtr 4: 0; 2008 Qtr 1: 1; 2008 Qtr 2: 0; 2008 Qtr 3: 0; 2008 Qtr 4: 0 | 1
0 | 213222-Lighting - Screw in 14-26 Watt Lamp |  | 7 | Commercial | 01-ALC-AllCommercial-IntLight | 0 |  |  |  |  | 7.1694 | 8.101 | 0 | 0 | 0 | -0.93161 | 35.3424 |  | kWh | 0.002583 | -0.16436 | Commercial |  | Annual | [5 empty] | 2.3 | 0.96 |  |  |  | 0.797 | 0 | 0 | 345.6377 | 0 | 0 | 0 | 0 | 0 | 0 | 0 | 0 | 2006 Qtr 1: 0; 2006 Qtr 2: 0; 2006 Qtr 3: 0; 2006 Qtr 4: 0; 2007 Qtr 1: 0; 2007 Qtr 2: 0; 2007 Qtr 3: 0; 2007 Qtr 4: 0; 2008 Qtr 1: 0; 2008 Qtr 2: 0; 2008 Qtr 3: 0; 2008 Qtr 4: 345.6377 | 345.6377
0 | 213221-Lighting - Screw in >= 27 Watt Lamp |  | 7 | Commercial | 01-ALC-AllCommercial-IntLight | 0 |  |  |  |  | 8.2022 | 10.6325 | 0 | 0 | 0 | -2.4303 | 36.7884 |  | kWh | 0.0026887 | -0.17109 | Commercial |  | Annual | [5 empty] | 1.2 | 0.96 |  |  |  | 0 | 0 | 0 | 1331.1988 | 0 | 0 | 0 | 0 | 0 | 0 | 0 | 0 | 2006 Qtr 1: 0; 2006 Qtr 2: 0; 2006 Qtr 3: 0; 2006 Qtr 4: 0; 2007 Qtr 1: 0; 2007 Qtr 2: 0; 2007 Qtr 3: 0; 2007 Qtr 4: 0; 2008 Qtr 1: 0; 2008 Qtr 2: 0; 2008 Qtr 3: 0; 2008 Qtr 4: 1331.1988 | 1331.1988
0 | 213084-Refrigeration -Cooler/Freezer Door Gaskets - Solid Doors: Cooler |  | 7 | Commercial | 01-ALC-AllCommercial-Refrig | 0 |  |  |  |  | 4 | 4 | 0 | 0 | 0 | 0 | 104.55 |  | kWh | 0.01195 | 0 | Commercial |  | Annual | [5 empty] | 4 | 0.96 |  |  |  | 0 | 0 | 0 | 276 | 0 | 0 | 0 | 0 | 0 | 0 | 0 | 0 | 2006 Qtr 1: 0; 2006 Qtr 2: 0; 2006 Qtr 3: 0; 2006 Qtr 4: 0; 2007 Qtr 1: 0; 2007 Qtr 2: 0; 2007 Qtr 3: 0; 2007 Qtr 4: 0; 2008 Qtr 1: 0; 2008 Qtr 2: 0; 2008 Qtr 3: 0; 2008 Qtr 4: 276 | 276
0 | 213059-Motors - VFD - HVAC Fans (per Hp) |  | 7 | Commercial | 01-ALC-AllCommercial-Vent/Fan | 0 |  |  |  |  | 202 | 80 | 0 | 0 | 0 | 122 | 753 |  | kWh | 0 | 0 | Commercial |  | Annual | [5 empty] | 15 | 0.96 |  |  |  | 0 | 0 | 0 | 60 | 0 | 0 | 0 | 0 | 0 | 0 | 0 | 0 | 2006 Qtr 1: 0; 2006 Qtr 2: 0; 2006 Qtr 3: 0; 2006 Qtr 4: 0; 2007 Qtr 1: 0; 2007 Qtr 2: 0; 2007 Qtr 3: 0; 2007 Qtr 4: 0; 2008 Qtr 1: 60; 2008 Qtr 2: 0; 2008 Qtr 3: 0; 2008 Qtr 4: 0 | 60
0 | 213011-Lighting - 2 Ft 2nd Gen. T-8 with Elec. Ballast |  | 7 | Commercial | 01-ALC-AllCommercial-IntLight | 0 |  |  |  |  | 26.9806 | 6.4239 | 0 | 0 | 0 | 20.5566 | 47.1267 |  | kWh | 0.0092225 | -0.08967 | Commercial |  | Annual | [5 empty] | 11 | 0.96 |  |  |  | 0 | 0 | 0 | 85.6171 | 0 | 0 | 0 | 0 | 0 | 0 | 0 | 0 | 2006 Qtr 1: 0; 2006 Qtr 2: 0; 2006 Qtr 3: 0; 2006 Qtr 4: 0; 2007 Qtr 1: 0; 2007 Qtr 2: 0; 2007 Qtr 3: 0; 2007 Qtr 4: 0; 2008 Qtr 1: 0; 2008 Qtr 2: 0; 2008 Qtr 3: 0; 2008 Qtr 4: 85.6171 | 85.6171
0 | 213012-Lighting - 3 Ft 2nd Gen. T-8 with Elec. Ballast |  | 7 | Commercial | 01-ALC-AllCommercial-IntLight | 0 |  |  |  |  | 26.9806 | 10.2783 | 0 | 0 | 0 | 16.7023 | 71.4425 |  | kWh | 0.013981 | -0.13594 | Commercial |  | Annual | [5 empty] | 11 | 0.96 |  |  |  | 0 | 0 | 0 | 12.4534 | 0 | 0 | 0 | 0 | 0 | 0 | 0 | 0 | 2006 Qtr 1: 0; 2006 Qtr 2: 0; 2006 Qtr 3: 0; 2006 Qtr 4: 0; 2007 Qtr 1: 0; 2007 Qtr 2: 0; 2007 Qtr 3: 0; 2007 Qtr 4: 0; 2008 Qtr 1: 0; 2008 Qtr 2: 0; 2008 Qtr 3: 0; 2008 Qtr 4: 12.4534 | 12.4534
0 | 213147-Premium T8 with T12 34Watt Baseline |  | 7 | Commercial | 01-ALC-AllCommercial-IntLight | 0 |  |  |  |  | 16.3168 | 7.7087 | 0 | 0 | 0 | 8.6081 | 23.4731 |  | kWh | 0.0045936 | -0.044663 | Commercial |  | Annual | [5 empty] | 11 | 0.96 |  |  |  | 0 | 0 | 0 | 525.3778 | 0 | 0 | 0 | 0 | 0 | 0 | 0 | 0 | 2006 Qtr 1: 0; 2006 Qtr 2: 0; 2006 Qtr 3: 0; 2006 Qtr 4: 0; 2007 Qtr 1: 0; 2007 Qtr 2: 0; 2007 Qtr 3: 0; 2007 Qtr 4: 0; 2008 Qtr 1: 0; 2008 Qtr 2: 0; 2008 Qtr 3: 0; 2008 Qtr 4: 525.3778 | 525.3778
0 | 213049-Lighting - LED Exit Sign New Sign | CALC00AVETS01 | 7 | Commercial | 02-ASM-Assembly-Exit | 0 |  |  |  |  | 65.4374 | 45 | 0 | 0 | 0 | 20.4374 | 351.311 |  | kWh | 0 | 0 | Commercial |  | Annual | [5 empty] | 16 | 0.96 |  |  |  | 0 | 0 | 0 | 13 | 0 | 0 | 0 | 0 | 0 | 0 | 0 | 0 | 2006 Qtr 1: 0; 2006 Qtr 2: 0; 2006 Qtr 3: 0; 2006 Qtr 4: 0; 2007 Qtr 1: 0; 2007 Qtr 2: 0; 2007 Qtr 3: 0; 2007 Qtr 4: 0; 2008 Qtr 1: 0; 2008 Qtr 2: 0; 2008 Qtr 3: 0; 2008 Qtr 4: 13 | 13
0 | 213053-Lighting - Remove 4 Ft T-8 (De-Lamp) | COFL00AVDEL01 | 7 | Commercial | 01-ALC-AllCommercial-IntLight | 0 |  |  |  |  | 33.026 | 12.8479 | 0 | 0 | 0 | 20.1781 | 246.1665 |  | kWh | 0.048174 | -0.46839 | Commercial |  | Annual | [5 empty] | 11 | 0.96 |  |  |  | 0 | 0 | 0 | 311.335 | 0 | 0 | 0 | 0 | 0 | 0 | 0 | 0 | 2006 Qtr 1: 0; 2006 Qtr 2: 0; 2006 Qtr 3: 0; 2006 Qtr 4: 0; 2007 Qtr 1: 0; 2007 Qtr 2: 0; 2007 Qtr 3: 0; 2007 Qtr 4: 0; 2008 Qtr 1: 0; 2008 Qtr 2: 0; 2008 Qtr 3: 0; 2008 Qtr 4: 311.335 | 311.335
0 | 213054-Lighting - Remove 8 Ft T-8 (De-Lamp) | CRTL00AVDEL02 | 7 | Commercial | 01-ALC-AllCommercial-IntLight | 0 |  |  |  |  | 33.2757 | 32.1197 | 0 | 0 | 0 | 1.156 | 406.265 |  | kWh | 0.079504 | -0.77302 | Commercial |  | Annual | [5 empty] | 11 | 0.96 |  |  |  | 0 | 0 | 0 | 17.9018 | 0 | 0 | 0 | 0 | 0 | 0 | 0 | 0 | 2006 Qtr 1: 0; 2006 Qtr 2: 0; 2006 Qtr 3: 0; 2006 Qtr 4: 0; 2007 Qtr 1: 0; 2007 Qtr 2: 0; 2007 Qtr 3: 0; 2007 Qtr 4: 0; 2008 Qtr 1: 0; 2008 Qtr 2: 0; 2008 Qtr 3: 0; 2008 Qtr 4: 17.9018 | 17.9018
0 | 213229-Lighting - Screw in 14-26 Watt Reflector Lamp |  | 7 | Commercial | 01-ALC-AllCommercial-IntLight | 0 |  |  |  |  | 6.5502 | 9.1136 | 0 | 0 | 0 | -2.5634 | 71.8498 |  | kWh | 0.004956 | -0.33414 | Commercial |  | Annual | [5 empty] | 2 | 0.96 |  |  |  | 0 | 0 | 0 | 2.9626 | 0 | 0 | 0 | 0 | 0 | 0 | 0 | 0 | 2006 Qtr 1: 0; 2006 Qtr 2: 0; 2006 Qtr 3: 0; 2006 Qtr 4: 0; 2007 Qtr 1: 0; 2007 Qtr 2: 0; 2007 Qtr 3: 0; 2007 Qtr 4: 0; 2008 Qtr 1: 0; 2008 Qtr 2: 0; 2008 Qtr 3: 0; 2008 Qtr 4: 2.9626 | 2.9626
0 | 213147-Premium T8 with T12 34Watt Baseline |  | 7 | Commercial | 10-HSP-Health/Medical–Hospital-LIT_INT | 0 |  |  |  |  | 16.3168 | 6.9379 | 0 | 0 | 0 | 9.379 | 11.1822 |  | kWh | 0.0020636 | -0.048031 | Commercial |  | Annual | [5 empty] | 11 | 0.96 |  |  |  | 0 | 0 | 0 | 326.1234 | 0 | 0 | 0 | 0 | 0 | 0 | 0 | 0 | 2006 Qtr 1: 0; 2006 Qtr 2: 0; 2006 Qtr 3: 0; 2006 Qtr 4: 0; 2007 Qtr 1: 0; 2007 Qtr 2: 0; 2007 Qtr 3: 0; 2007 Qtr 4: 0; 2008 Qtr 1: 0; 2008 Qtr 2: 0; 2008 Qtr 3: 0; 2008 Qtr 4: 326.1234 | 326.1234
0 | 213013-Lighting - 8 Ft T-8 with Elec. Ballast |  | 7 | Commercial | 10-HSP-Health/Medical–Hospital-LIT_INT | 0 |  |  |  |  | 41.7557 | 8.6723 | 0 | 0 | 0 | 33.0833 | 41.8617 |  | kWh | 0.0077254 | -0.17981 | Commercial |  | Annual | [5 empty] | 11 | 0.96 |  |  |  | 0 | 0 | 0 | 10.8967 | 0 | 0 | 0 | 0 | 0 | 0 | 0 | 0 | 2006 Qtr 1: 0; 2006 Qtr 2: 0; 2006 Qtr 3: 0; 2006 Qtr 4: 0; 2007 Qtr 1: 0; 2007 Qtr 2: 0; 2007 Qtr 3: 0; 2007 Qtr 4: 0; 2008 Qtr 1: 0; 2008 Qtr 2: 0; 2008 Qtr 3: 0; 2008 Qtr 4: 10.8967 | 10.8967
0 | 213053-Lighting - Remove 4 Ft T-8 (De-Lamp) | COFL00AVDEL01 | 7 | Commercial | 10-HSP-Health/Medical–Hospital-LIT_INT | 0 |  |  |  |  | 33.026 | 11.5631 | 0 | 0 | 0 | 21.4629 | 117.27 |  | kWh | 0.021642 | -0.5037 | Commercial |  | Annual | [5 empty] | 11 | 0.96 |  |  |  | 0 | 0 | 0 | 126.0907 | 0 | 0 | 0 | 0 | 0 | 0 | 0 | 0 | 2006 Qtr 1: 0; 2006 Qtr 2: 0; 2006 Qtr 3: 0; 2006 Qtr 4: 0; 2007 Qtr 1: 0; 2007 Qtr 2: 0; 2007 Qtr 3: 0; 2007 Qtr 4: 0; 2008 Qtr 1: 0; 2008 Qtr 2: 0; 2008 Qtr 3: 0; 2008 Qtr 4: 126.0907 | 126.0907
0 | 213011-Lighting - 2 Ft 2nd Gen. T-8 with Elec. Ballast |  | 7 | Commercial | 10-HSP-Health/Medical–Hospital-LIT_INT | 0 |  |  |  |  | 26.9806 | 5.7816 | 0 | 0 | 0 | 21.199 | 22.4505 |  | kWh | 0.0041432 | -0.096431 | Commercial |  | Annual | [5 empty] | 11 | 0.96 |  |  |  | 0 | 0 | 0 | 4.67 | 0 | 0 | 0 | 0 | 0 | 0 | 0 | 0 | 2006 Qtr 1: 0; 2006 Qtr 2: 0; 2006 Qtr 3: 0; 2006 Qtr 4: 0; 2007 Qtr 1: 0; 2007 Qtr 2: 0; 2007 Qtr 3: 0; 2007 Qtr 4: 0; 2008 Qtr 1: 0; 2008 Qtr 2: 0; 2008 Qtr 3: 0; 2008 Qtr 4: 4.67 | 4.67
0 | 213012-Lighting - 3 Ft 2nd Gen. T-8 with Elec. Ballast |  | 7 | Commercial | 10-HSP-Health/Medical–Hospital-LIT_INT | 0 |  |  |  |  | 26.9806 | 9.2505 | 0 | 0 | 0 | 17.7301 | 34.0341 |  | kWh | 0.0062809 | -0.14619 | Commercial |  | Annual | [5 empty] | 11 | 0.96 |  |  |  | 0 | 0 | 0 | 231.9446 | 0 | 0 | 0 | 0 | 0 | 0 | 0 | 0 | 2006 Qtr 1: 0; 2006 Qtr 2: 0; 2006 Qtr 3: 0; 2006 Qtr 4: 0; 2007 Qtr 1: 0; 2007 Qtr 2: 0; 2007 Qtr 3: 0; 2007 Qtr 4: 0; 2008 Qtr 1: 0; 2008 Qtr 2: 0; 2008 Qtr 3: 0; 2008 Qtr 4: 231.9446 | 231.9446
0 | 213222-Lighting - Screw in 14-26 Watt Lamp |  | 10 | Commercial | 01-ALC-AllCommercial-IntLight | 0 |  |  |  |  | 7.1694 | 8.101 | 0 | 0 | 0 | -0.93161 | 35.3424 |  | kWh | 0.002583 | -0.16436 | Commercial |  | Annual | [5 empty] | 2.3 | 0.96 |  |  |  | 0.797 | 0 | 0 | 753.4901 | 0 | 0 | 0 | 0 | 0 | 0 | 0 | 0 | 2006 Qtr 1: 0; 2006 Qtr 2: 0; 2006 Qtr 3: 0; 2006 Qtr 4: 0; 2007 Qtr 1: 0; 2007 Qtr 2: 0; 2007 Qtr 3: 0; 2007 Qtr 4: 0; 2008 Qtr 1: 0; 2008 Qtr 2: 0; 2008 Qtr 3: 0; 2008 Qtr 4: 753.4901 | 753.4901
0 | 213221-Lighting - Screw in >= 27 Watt Lamp |  | 10 | Commercial | 01-ALC-AllCommercial-IntLight | 0 |  |  |  |  | 8.2022 | 10.6325 | 0 | 0 | 0 | -2.4303 | 36.7884 |  | kWh | 0.0026887 | -0.17109 | Commercial |  | Annual | [5 empty] | 1.2 | 0.96 |  |  |  | 0 | 0 | 0 | 282.4354 | 0 | 0 | 0 | 0 | 0 | 0 | 0 | 0 | 2006 Qtr 1: 0; 2006 Qtr 2: 0; 2006 Qtr 3: 0; 2006 Qtr 4: 0; 2007 Qtr 1: 0; 2007 Qtr 2: 0; 2007 Qtr 3: 0; 2007 Qtr 4: 0; 2008 Qtr 1: 0; 2008 Qtr 2: 0; 2008 Qtr 3: 0; 2008 Qtr 4: 282.4354 | 282.4354
0 | 213229-Lighting - Screw in 14-26 Watt Reflector Lamp |  | 10 | Commercial | 01-ALC-AllCommercial-IntLight | 0 |  |  |  |  | 6.5502 | 9.1136 | 0 | 0 | 0 | -2.5634 | 35.3424 |  | kWh | 0.002583 | -0.16436 | Commercial |  | Annual | [5 empty] | 2 | 0.96 |  |  |  | 0 | 0 | 0 | 303.1736 | 0 | 0 | 0 | 0 | 0 | 0 | 0 | 0 | 2006 Qtr 1: 0; 2006 Qtr 2: 0; 2006 Qtr 3: 0; 2006 Qtr 4: 0; 2007 Qtr 1: 0; 2007 Qtr 2: 0; 2007 Qtr 3: 0; 2007 Qtr 4: 0; 2008 Qtr 1: 0; 2008 Qtr 2: 0; 2008 Qtr 3: 0; 2008 Qtr 4: 303.1736 | 303.1736
0 | 213222-Lighting - Screw in 14-26 Watt Lamp |  | 10 | Commercial | 01-ALC-AllCommercial-IntLight | 0 |  |  |  |  | 7.1694 | 8.101 | 0 | 0 | 0 | -0.93161 | 71.8498 |  | kWh | 0.004956 | -0.33414 | Commercial |  | Annual | [5 empty] | 2.3 | 0.96 |  |  |  | 0.797 | 0 | 0 | 783.1162 | 0 | 0 | 0 | 0 | 0 | 0 | 0 | 0 | 2006 Qtr 1: 0; 2006 Qtr 2: 0; 2006 Qtr 3: 0; 2006 Qtr 4: 0; 2007 Qtr 1: 0; 2007 Qtr 2: 0; 2007 Qtr 3: 0; 2007 Qtr 4: 0; 2008 Qtr 1: 0; 2008 Qtr 2: 0; 2008 Qtr 3: 0; 2008 Qtr 4: 783.1162 | 783.1162
0 | 213221-Lighting - Screw in >= 27 Watt Lamp |  | 10 | Commercial | 01-ALC-AllCommercial-IntLight | 0 |  |  |  |  | 8.2022 | 10.6325 | 0 | 0 | 0 | -2.4303 | 74.7894 |  | kWh | 0.0051587 | -0.34781 | Commercial |  | Annual | [5 empty] | 1.2 | 0.96 |  |  |  | 0 | 0 | 0 | 639.9235 | 0 | 0 | 0 | 0 | 0 | 0 | 0 | 0 | 2006 Qtr 1: 0; 2006 Qtr 2: 0; 2006 Qtr 3: 0; 2006 Qtr 4: 0; 2007 Qtr 1: 0; 2007 Qtr 2: 0; 2007 Qtr 3: 0; 2007 Qtr 4: 0; 2008 Qtr 1: 0; 2008 Qtr 2: 0; 2008 Qtr 3: 0; 2008 Qtr 4: 639.9235 | 639.9235
0 | 213229-Lighting - Screw in 14-26 Watt Reflector Lamp |  | 10 | Commercial | 01-ALC-AllCommercial-IntLight | 0 |  |  |  |  | 6.5502 | 9.1136 | 0 | 0 | 0 | -2.5634 | 71.8498 |  | kWh | 0.004956 | -0.33414 | Commercial |  | Annual | [5 empty] | 2 | 0.96 |  |  |  | 0 | 0 | 0 | 7.9003 | 0 | 0 | 0 | 0 | 0 | 0 | 0 | 0 | 2006 Qtr 1: 0; 2006 Qtr 2: 0; 2006 Qtr 3: 0; 2006 Qtr 4: 0; 2007 Qtr 1: 0; 2007 Qtr 2: 0; 2007 Qtr 3: 0; 2007 Qtr 4: 0; 2008 Qtr 1: 0; 2008 Qtr 2: 0; 2008 Qtr 3: 0; 2008 Qtr 4: 7.9003 | 7.9003
0 | 213221-Lighting - Screw in >= 27 Watt Lamp |  | 7 | Commercial | 14-MLI-Manufacturing–LightIndustry-LIGHT | 0 |  |  |  |  | 8.2022 | 10.6325 | 0 | 0 | 0 | -2.4303 | 21.0286 |  | kWh | 0.0059224 | -0.025504 | Commercial |  | Annual | [5 empty] | 1.2 | 0.96 |  |  |  | 0 | 0 | 0 | 24.6884 | 0 | 0 | 0 | 0 | 0 | 0 | 0 | 0 | 2006 Qtr 1: 0; 2006 Qtr 2: 0; 2006 Qtr 3: 0; 2006 Qtr 4: 0; 2007 Qtr 1: 0; 2007 Qtr 2: 0; 2007 Qtr 3: 0; 2007 Qtr 4: 0; 2008 Qtr 1: 0; 2008 Qtr 2: 0; 2008 Qtr 3: 24.6884; 2008 Qtr 4: 0 | 24.6884
0 | 213021-Lighting - Hardwire Incan Base 27-65 watt Fluorescent Fixture | CRTS00AVM65St | 7 | Commercial | 14-MLI-Manufacturing–LightIndustry-LIGHT | 0 |  |  |  |  | 55.9372 | 55.8883 | 0 | 0 | 0 | 0.048822 | 193.6985 |  | kWh | 0.043916 |  | Commercial |  | Annual | [5 empty] | 12 | 0.96 |  |  |  | 0 | 0 | 0 | 1.5567 | 0 | 0 | 0 | 0 | 0 | 0 | 0 | 0 | 2006 Qtr 1: 0; 2006 Qtr 2: 0; 2006 Qtr 3: 0; 2006 Qtr 4: 0; 2007 Qtr 1: 0; 2007 Qtr 2: 0; 2007 Qtr 3: 0; 2007 Qtr 4: 0; 2008 Qtr 1: 0; 2008 Qtr 2: 0; 2008 Qtr 3: 1.5567; 2008 Qtr 4: 0 | 1.5567
0 | 213020-Lighting - Hardwire Incan Base >90 watt Fluorescent Fixture |  | 7 | Commercial | 14-MLI-Manufacturing–LightIndustry-LIGHT | 0 |  |  |  |  | 222.2686 | 217.1294 | 0 | 0 | 0 | 5.1392 | 92.5741 |  | kWh | 0.020989 |  | Commercial |  | Annual | [5 empty] | 12 | 0.96 |  |  |  | 0 | 0 | 0 | 1.5567 | 0 | 0 | 0 | 0 | 0 | 0 | 0 | 0 | 2006 Qtr 1: 0; 2006 Qtr 2: 0; 2006 Qtr 3: 0; 2006 Qtr 4: 0; 2007 Qtr 1: 0; 2007 Qtr 2: 0; 2007 Qtr 3: 0; 2007 Qtr 4: 0; 2008 Qtr 1: 0; 2008 Qtr 2: 0; 2008 Qtr 3: 1.5567; 2008 Qtr 4: 0 | 1.5567
0 | 213147-Premium T8 with T12 34Watt Baseline |  | 7 | Commercial | 14-MLI-Manufacturing–LightIndustry-LIGHT | 0 |  |  |  |  | 16.3168 | 7.7087 | 0 | 0 | 0 | 8.6081 | 13.9656 |  | kWh | 0.0035184 | -0.018056 | Commercial |  | Annual | [5 empty] | 11 | 0.96 |  |  |  | 0 | 0 | 0 | 792.3476 | 0 | 0 | 0 | 0 | 0 | 0 | 0 | 0 | 2006 Qtr 1: 0; 2006 Qtr 2: 0; 2006 Qtr 3: 0; 2006 Qtr 4: 0; 2007 Qtr 1: 0; 2007 Qtr 2: 0; 2007 Qtr 3: 0; 2007 Qtr 4: 0; 2008 Qtr 1: 0; 2008 Qtr 2: 0; 2008 Qtr 3: 792.3476; 2008 Qtr 4: 0 | 792.3476
0 | 213224-Lighting - Occupancy Sensor - Wall/Ceiling Mounted Lighting Sensor | CALC00AVOCC01 | 7 | Commercial | 14-MLI-Manufacturing–LightIndustry-LIGHT | 0 |  |  |  |  | 42.2833 | 83.5 | 0 | 0 | 0 | -41.2167 | 213.759 |  | kWh | 0.17617 | 0 | Commercial |  | Annual | [5 empty] | 8 | 0.96 |  |  |  | 0 | 0 | 0 | 18 | 0 | 0 | 0 | 0 | 0 | 0 | 0 | 0 | 2006 Qtr 1: 0; 2006 Qtr 2: 0; 2006 Qtr 3: 0; 2006 Qtr 4: 0; 2007 Qtr 1: 0; 2007 Qtr 2: 0; 2007 Qtr 3: 0; 2007 Qtr 4: 0; 2008 Qtr 1: 0; 2008 Qtr 2: 0; 2008 Qtr 3: 18; 2008 Qtr 4: 0 | 18
0 | 213230-Lighting - Occupancy Sensor - High-Bay Sensor |  | 7 | Commercial | 14-MLI-Manufacturing–LightIndustry-LIGHT | 0 |  |  |  |  | 141 | 100 | 0 | 0 | 0 | 41 | 1304.0352 |  | kWh | 0.465 | 0 | Commercial |  | Annual | [5 empty] | 8 | 0.96 |  |  |  | 0 | 0 | 0 | 100 | 0 | 0 | 0 | 0 | 0 | 0 | 0 | 0 | 2006 Qtr 1: 0; 2006 Qtr 2: 0; 2006 Qtr 3: 0; 2006 Qtr 4: 0; 2007 Qtr 1: 0; 2007 Qtr 2: 0; 2007 Qtr 3: 0; 2007 Qtr 4: 0; 2008 Qtr 1: 0; 2008 Qtr 2: 0; 2008 Qtr 3: 100; 2008 Qtr 4: 0 | 100
0 | 213058-Lighting - Time Clocks | CALC00AVTIMEC | 7 | Commercial | 14-MLI-Manufacturing–LightIndustry-LIGHT | 0 |  |  |  |  | 239.8875 | 60.5 | 0 | 0 | 0 | 179.3875 | 474.24 |  | kWh | 0 | 0 | Commercial |  | Annual | [5 empty] | 8 | 0.96 |  |  |  | 0 | 0 | 0 | 2 | 0 | 0 | 0 | 0 | 0 | 0 | 0 | 0 | 2006 Qtr 1: 0; 2006 Qtr 2: 0; 2006 Qtr 3: 0; 2006 Qtr 4: 0; 2007 Qtr 1: 0; 2007 Qtr 2: 0; 2007 Qtr 3: 0; 2007 Qtr 4: 0; 2008 Qtr 1: 0; 2008 Qtr 2: 0; 2008 Qtr 3: 2; 2008 Qtr 4: 0 | 2
0 | 213049-Lighting - LED Exit Sign New Sign | CALC00AVETS01 | 7 | Commercial | 02-ASM-Assembly-Exit | 0 |  |  |  |  | 65.4374 | 45 | 0 | 0 | 0 | 20.4374 | 351.311 |  | kWh | 0 | 0 | Commercial |  | Annual | [5 empty] | 16 | 0.96 |  |  |  | 0 | 0 | 0 | 25 | 0 | 0 | 0 | 0 | 0 | 0 | 0 | 0 | 2006 Qtr 1: 0; 2006 Qtr 2: 0; 2006 Qtr 3: 0; 2006 Qtr 4: 0; 2007 Qtr 1: 0; 2007 Qtr 2: 0; 2007 Qtr 3: 0; 2007 Qtr 4: 0; 2008 Qtr 1: 0; 2008 Qtr 2: 0; 2008 Qtr 3: 25; 2008 Qtr 4: 0 | 25
0 | 213054-Lighting - Remove 8 Ft T-8 (De-Lamp) | CRTL00AVDEL02 | 7 | Commercial | 14-MLI-Manufacturing–LightIndustry-LIGHT | 0 |  |  |  |  | 33.2757 | 32.1197 | 0 | 0 | 0 | 1.156 | 241.7127 |  | kWh | 0.060896 | -0.31251 | Commercial |  | Annual | [5 empty] | 11 | 0.96 |  |  |  | 0 | 0 | 0 | 45.9219 | 0 | 0 | 0 | 0 | 0 | 0 | 0 | 0 | 2006 Qtr 1: 0; 2006 Qtr 2: 0; 2006 Qtr 3: 0; 2006 Qtr 4: 0; 2007 Qtr 1: 0; 2007 Qtr 2: 0; 2007 Qtr 3: 0; 2007 Qtr 4: 0; 2008 Qtr 1: 0; 2008 Qtr 2: 0; 2008 Qtr 3: 45.9219; 2008 Qtr 4: 0 | 45.9219
0 | 213215-Lighting-Interior High Bay Linear Fluorescent Fixtures <= 244 Watts replacing 400 Watts (Tier 1) |  | 7 | Commercial | 14-MLI-Manufacturing–LightIndustry-LIGHT | 0 |  |  |  |  | 308.7635 | 97.9359 | 0 | 0 | 0 | 210.8275 | 954.8737 |  | kWh | 0.20396 | -1.2346 | Commercial |  | Annual | [5 empty] | 11 | 0.96 |  |  |  | 0 | 0 | 0 | 43.5285 | 0 | 0 | 0 | 0 | 0 | 0 | 0 | 0 | 2006 Qtr 1: 0; 2006 Qtr 2: 0; 2006 Qtr 3: 0; 2006 Qtr 4: 0; 2007 Qtr 1: 0; 2007 Qtr 2: 0; 2007 Qtr 3: 0; 2007 Qtr 4: 0; 2008 Qtr 1: 0; 2008 Qtr 2: 0; 2008 Qtr 3: 43.5285; 2008 Qtr 4: 0 | 43.5285
0 | 213062-Lighting - Occupancy Sensor - Wallbox Lighting Sensor | CALC00AVOCC01 | 7 | Commercial | 14-MLI-Manufacturing–LightIndustry-LIGHT | 0 |  |  |  |  | 42.2833 | 22.5 | 0 | 0 | 0 | 19.7833 | 213.759 |  | kWh | 0 | 0 | Commercial |  | Annual | [5 empty] | 8 | 0.96 |  |  |  | 0 | 0 | 0 | 58 | 0 | 0 | 0 | 0 | 0 | 0 | 0 | 0 | 2006 Qtr 1: 0; 2006 Qtr 2: 0; 2006 Qtr 3: 0; 2006 Qtr 4: 0; 2007 Qtr 1: 0; 2007 Qtr 2: 0; 2007 Qtr 3: 0; 2007 Qtr 4: 0; 2008 Qtr 1: 0; 2008 Qtr 2: 0; 2008 Qtr 3: 58; 2008 Qtr 4: 0 | 58
0 | 213011-Lighting - 2 Ft 2nd Gen. T-8 with Elec. Ballast |  | 7 | Commercial | 14-MLI-Manufacturing–LightIndustry-LIGHT | 0 |  |  |  |  | 26.9806 | 6.4239 | 0 | 0 | 0 | 20.5566 | 28.0387 |  | kWh | 0.0070639 | -0.036252 | Commercial |  | Annual | [5 empty] | 11 | 0.96 |  |  |  | 0 | 0 | 0 | 18.6801 | 0 | 0 | 0 | 0 | 0 | 0 | 0 | 0 | 2006 Qtr 1: 0; 2006 Qtr 2: 0; 2006 Qtr 3: 0; 2006 Qtr 4: 0; 2007 Qtr 1: 0; 2007 Qtr 2: 0; 2007 Qtr 3: 0; 2007 Qtr 4: 0; 2008 Qtr 1: 0; 2008 Qtr 2: 0; 2008 Qtr 3: 18.6801; 2008 Qtr 4: 0 | 18.6801
0 | 213053-Lighting - Remove 4 Ft T-8 (De-Lamp) | COFL00AVDEL01 | 7 | Commercial | 14-MLI-Manufacturing–LightIndustry-LIGHT | 0 |  |  |  |  | 33.026 | 12.8479 | 0 | 0 | 0 | 20.1781 | 146.46 |  | kWh | 0.036898 | -0.18936 | Commercial |  | Annual | [5 empty] | 11 | 0.96 |  |  |  | 0 | 0 | 0 | 9.3401 | 0 | 0 | 0 | 0 | 0 | 0 | 0 | 0 | 2006 Qtr 1: 0; 2006 Qtr 2: 0; 2006 Qtr 3: 0; 2006 Qtr 4: 0; 2007 Qtr 1: 0; 2007 Qtr 2: 0; 2007 Qtr 3: 0; 2007 Qtr 4: 0; 2008 Qtr 1: 0; 2008 Qtr 2: 0; 2008 Qtr 3: 9.3401; 2008 Qtr 4: 0 | 9.3401
0 | 213222-Lighting - Screw in 14-26 Watt Lamp |  | 10 | Commercial | 01-ALC-AllCommercial-IntLight | 0 |  |  |  |  | 7.1694 | 8.101 | 0 | 0 | 0 | -0.93161 | 62.3186 |  | kWh | 0.015567 | -0.28982 | Commercial |  | Annual | [5 empty] | 2.3 | 0.96 |  |  |  | 0.797 | 0 | 0 | 507.5936 | 0 | 0 | 0 | 0 | 0 | 0 | 0 | 0 | 2006 Qtr 1: 0; 2006 Qtr 2: 0; 2006 Qtr 3: 0; 2006 Qtr 4: 0; 2007 Qtr 1: 0; 2007 Qtr 2: 0; 2007 Qtr 3: 0; 2007 Qtr 4: 0; 2008 Qtr 1: 0; 2008 Qtr 2: 0; 2008 Qtr 3: 0; 2008 Qtr 4: 507.5936 | 507.5936
0 | 213221-Lighting - Screw in >= 27 Watt Lamp |  | 10 | Commercial | 01-ALC-AllCommercial-IntLight | 0 |  |  |  |  | 8.2022 | 10.6325 | 0 | 0 | 0 | -2.4303 | 64.8682 |  | kWh | 0.016204 | -0.30167 | Commercial |  | Annual | [5 empty] | 1.2 | 0.96 |  |  |  | 0 | 0 | 0 | 80.978 | 0 | 0 | 0 | 0 | 0 | 0 | 0 | 0 | 2006 Qtr 1: 0; 2006 Qtr 2: 0; 2006 Qtr 3: 0; 2006 Qtr 4: 0; 2007 Qtr 1: 0; 2007 Qtr 2: 0; 2007 Qtr 3: 0; 2007 Qtr 4: 0; 2008 Qtr 1: 0; 2008 Qtr 2: 0; 2008 Qtr 3: 0; 2008 Qtr 4: 80.978 | 80.978
0 | 213229-Lighting - Screw in 14-26 Watt Reflector Lamp |  | 10 | Commercial | 01-ALC-AllCommercial-IntLight | 0 |  |  |  |  | 6.5502 | 9.1136 | 0 | 0 | 0 | -2.5634 | 62.3186 |  | kWh | 0.015567 | -0.28982 | Commercial |  | Annual | [5 empty] | 2 | 0.96 |  |  |  | 0 | 0 | 0 | 84.9281 | 0 | 0 | 0 | 0 | 0 | 0 | 0 | 0 | 2006 Qtr 1: 0; 2006 Qtr 2: 0; 2006 Qtr 3: 0; 2006 Qtr 4: 0; 2007 Qtr 1: 0; 2007 Qtr 2: 0; 2007 Qtr 3: 0; 2007 Qtr 4: 0; 2008 Qtr 1: 0; 2008 Qtr 2: 0; 2008 Qtr 3: 0; 2008 Qtr 4: 84.9281 | 84.9281
0 | 213147-Premium T8 with T12 34Watt Baseline |  | 7 | Commercial | 18-OFS-Office–Small-IntLight | 0 |  |  |  |  | 16.3168 | 7.7087 | 0 | 0 | 0 | 8.6081 | 11.8376 |  | kWh | 0.003731 | -0.0034426 | Commercial |  | Annual | [5 empty] | 11 | 0.96 |  |  |  | 0 | 0 | 0 | 13.2317 | 0 | 0 | 0 | 0 | 0 | 0 | 0 | 0 | 2006 Qtr 1: 0; 2006 Qtr 2: 0; 2006 Qtr 3: 0; 2006 Qtr 4: 0; 2007 Qtr 1: 0; 2007 Qtr 2: 0; 2007 Qtr 3: 0; 2007 Qtr 4: 0; 2008 Qtr 1: 0; 2008 Qtr 2: 0; 2008 Qtr 3: 0; 2008 Qtr 4: 13.2317 | 13.2317
0 | 213013-Lighting - 8 Ft T-8 with Elec. Ballast |  | 7 | Commercial | 18-OFS-Office–Small-IntLight | 0 |  |  |  |  | 41.7557 | 9.6359 | 0 | 0 | 0 | 32.1197 | 44.3151 |  | kWh | 0.013967 | -0.012888 | Commercial |  | Annual | [5 empty] | 11 | 0.96 |  |  |  | 0 | 0 | 0 | 59.1537 | 0 | 0 | 0 | 0 | 0 | 0 | 0 | 0 | 2006 Qtr 1: 0; 2006 Qtr 2: 0; 2006 Qtr 3: 0; 2006 Qtr 4: 0; 2007 Qtr 1: 0; 2007 Qtr 2: 0; 2007 Qtr 3: 0; 2007 Qtr 4: 0; 2008 Qtr 1: 0; 2008 Qtr 2: 0; 2008 Qtr 3: 0; 2008 Qtr 4: 59.1537 | 59.1537
0 | 213053-Lighting - Remove 4 Ft T-8 (De-Lamp) | COFL00AVDEL01 | 7 | Commercial | 18-OFS-Office–Small-IntLight | 0 |  |  |  |  | 33.026 | 12.8479 | 0 | 0 | 0 | 20.1781 | 124.1429 |  | kWh | 0.039128 | -0.036103 | Commercial |  | Annual | [5 empty] | 11 | 0.96 |  |  |  | 0 | 0 | 0 | 13.2317 | 0 | 0 | 0 | 0 | 0 | 0 | 0 | 0 | 2006 Qtr 1: 0; 2006 Qtr 2: 0; 2006 Qtr 3: 0; 2006 Qtr 4: 0; 2007 Qtr 1: 0; 2007 Qtr 2: 0; 2007 Qtr 3: 0; 2007 Qtr 4: 0; 2008 Qtr 1: 0; 2008 Qtr 2: 0; 2008 Qtr 3: 0; 2008 Qtr 4: 13.2317 | 13.2317
0 | 213054-Lighting - Remove 8 Ft T-8 (De-Lamp) | CRTL00AVDEL02 | 7 | Commercial | 18-OFS-Office–Small-IntLight | 0 |  |  |  |  | 33.2757 | 32.1197 | 0 | 0 | 0 | 1.156 | 204.8814 |  | kWh | 0.064575 | -0.059583 | Commercial |  | Annual | [5 empty] | 11 | 0.96 |  |  |  | 0 | 0 | 0 | 59.1537 | 0 | 0 | 0 | 0 | 0 | 0 | 0 | 0 | 2006 Qtr 1: 0; 2006 Qtr 2: 0; 2006 Qtr 3: 0; 2006 Qtr 4: 0; 2007 Qtr 1: 0; 2007 Qtr 2: 0; 2007 Qtr 3: 0; 2007 Qtr 4: 0; 2008 Qtr 1: 0; 2008 Qtr 2: 0; 2008 Qtr 3: 0; 2008 Qtr 4: 59.1537 | 59.1537
0 | 213083-Refrigeration -Cooler/Freezer Door Gaskets - Glass Doors |  | 7 | Commercial | 09-GRO-Grocery-REFG | 0 |  |  |  |  | 4 | 4 | 0 | 0 | 0 | 0 | 3.6686 |  | kWh | 0.000614 | 0 | Commercial |  | Annual | [5 empty] | 4 | 0.96 |  |  |  | 0 | 0 | 0 | 894 | 0 | 0 | 0 | 0 | 0 | 0 | 0 | 0 | 2006 Qtr 1: 0; 2006 Qtr 2: 0; 2006 Qtr 3: 0; 2006 Qtr 4: 0; 2007 Qtr 1: 0; 2007 Qtr 2: 0; 2007 Qtr 3: 0; 2007 Qtr 4: 0; 2008 Qtr 1: 0; 2008 Qtr 2: 0; 2008 Qtr 3: 0; 2008 Qtr 4: 894 | 894
0 | 213083-Refrigeration -Cooler/Freezer Door Gaskets - Glass Doors |  | 7 | Commercial | 09-GRO-Grocery-REFG | 0 |  |  |  |  | 4 | 4 | 0 | 0 | 0 | 0 | 3.6686 |  | kWh | 0.000614 | 0 | Commercial |  | Annual | [5 empty] | 4 | 0.96 |  |  |  | 0 | 0 | 0 | 1038 | 0 | 0 | 0 | 0 | 0 | 0 | 0 | 0 | 2006 Qtr 1: 0; 2006 Qtr 2: 0; 2006 Qtr 3: 0; 2006 Qtr 4: 0; 2007 Qtr 1: 0; 2007 Qtr 2: 0; 2007 Qtr 3: 0; 2007 Qtr 4: 0; 2008 Qtr 1: 0; 2008 Qtr 2: 0; 2008 Qtr 3: 0; 2008 Qtr 4: 1038 | 1038
0 | 213083-Refrigeration -Cooler/Freezer Door Gaskets - Glass Doors |  | 7 | Commercial | 01-ALC-AllCommercial-Refrig | 0 |  |  |  |  | 4 | 4 | 0 | 0 | 0 | 0 | 3.6686 |  | kWh | 0.000614 | 0 | Commercial |  | Annual | [5 empty] | 4 | 0.96 |  |  |  | 0 | 0 | 0 | 2161 | 0 | 0 | 0 | 0 | 0 | 0 | 0 | 0 | 2006 Qtr 1: 0; 2006 Qtr 2: 0; 2006 Qtr 3: 0; 2006 Qtr 4: 0; 2007 Qtr 1: 0; 2007 Qtr 2: 0; 2007 Qtr 3: 0; 2007 Qtr 4: 0; 2008 Qtr 1: 0; 2008 Qtr 2: 0; 2008 Qtr 3: 0; 2008 Qtr 4: 2161 | 2161
0 | 213084-Refrigeration -Cooler/Freezer Door Gaskets - Solid Doors: Cooler |  | 10 | Commercial | 09-GRO-Grocery-REFG | 0 |  |  |  |  | 4 | 4 | 0 | 0 | 0 | 0 | 3.6686 |  | kWh | 0.000614 | 0 | Commercial |  | Annual | [5 empty] | 4 | 0.96 |  |  |  | 0 | 0 | 0 | 37 | 0 | 0 | 0 | 0 | 0 | 0 | 0 | 0 | 2006 Qtr 1: 0; 2006 Qtr 2: 0; 2006 Qtr 3: 0; 2006 Qtr 4: 0; 2007 Qtr 1: 0; 2007 Qtr 2: 0; 2007 Qtr 3: 0; 2007 Qtr 4: 0; 2008 Qtr 1: 0; 2008 Qtr 2: 0; 2008 Qtr 3: 0; 2008 Qtr 4: 37 | 37
0 | 213116-Refrigeration -Cooler/Freezer Door Gaskets - Solid Doors: Freezer |  | 10 | Commercial | 09-GRO-Grocery-REFG | 0 |  |  |  |  | 4 | 4 | 0 | 0 | 0 | 0 | 3.6686 |  | kWh | 0.000614 | 0 | Commercial |  | Annual | [5 empty] | 4 | 0.96 |  |  |  | 0 | 0 | 0 | 19 | 0 | 0 | 0 | 0 | 0 | 0 | 0 | 0 | 2006 Qtr 1: 0; 2006 Qtr 2: 0; 2006 Qtr 3: 0; 2006 Qtr 4: 0; 2007 Qtr 1: 0; 2007 Qtr 2: 0; 2007 Qtr 3: 0; 2007 Qtr 4: 0; 2008 Qtr 1: 0; 2008 Qtr 2: 0; 2008 Qtr 3: 0; 2008 Qtr 4: 19 | 19
0 | 213083-Refrigeration -Cooler/Freezer Door Gaskets - Glass Doors |  | 10 | Commercial | 09-GRO-Grocery-REFG | 0 |  |  |  |  | 4 | 4 | 0 | 0 | 0 | 0 | 3.6686 |  | kWh | 0.000614 | 0 | Commercial |  | Annual | [5 empty] | 4 | 0.96 |  |  |  | 0 | 0 | 0 | 1469 | 0 | 0 | 0 | 0 | 0 | 0 | 0 | 0 | 2006 Qtr 1: 0; 2006 Qtr 2: 0; 2006 Qtr 3: 0; 2006 Qtr 4: 0; 2007 Qtr 1: 0; 2007 Qtr 2: 0; 2007 Qtr 3: 0; 2007 Qtr 4: 0; 2008 Qtr 1: 0; 2008 Qtr 2: 0; 2008 Qtr 3: 0; 2008 Qtr 4: 1469 | 1469
0 | 213084-Refrigeration -Cooler/Freezer Door Gaskets - Solid Doors: Cooler |  | 10 | Commercial | 09-GRO-Grocery-REFG | 0 |  |  |  |  | 4 | 4 | 0 | 0 | 0 | 0 | 3.6686 |  | kWh | 0.000614 | 0 | Commercial |  | Annual | [5 empty] | 4 | 0.96 |  |  |  | 0 | 0 | 0 | 19 | 0 | 0 | 0 | 0 | 0 | 0 | 0 | 0 | 2006 Qtr 1: 0; 2006 Qtr 2: 0; 2006 Qtr 3: 0; 2006 Qtr 4: 0; 2007 Qtr 1: 0; 2007 Qtr 2: 0; 2007 Qtr 3: 0; 2007 Qtr 4: 0; 2008 Qtr 1: 0; 2008 Qtr 2: 0; 2008 Qtr 3: 0; 2008 Qtr 4: 19 | 19
0 | 213083-Refrigeration -Cooler/Freezer Door Gaskets - Glass Doors |  | 10 | Commercial | 09-GRO-Grocery-REFG | 0 |  |  |  |  | 4 | 4 | 0 | 0 | 0 | 0 | 3.6686 |  | kWh | 0.000614 | 0 | Commercial |  | Annual | [5 empty] | 4 | 0.96 |  |  |  | 0 | 0 | 0 | 806 | 0 | 0 | 0 | 0 | 0 | 0 | 0 | 0 | 2006 Qtr 1: 0; 2006 Qtr 2: 0; 2006 Qtr 3: 0; 2006 Qtr 4: 0; 2007 Qtr 1: 0; 2007 Qtr 2: 0; 2007 Qtr 3: 0; 2007 Qtr 4: 0; 2008 Qtr 1: 0; 2008 Qtr 2: 0; 2008 Qtr 3: 0; 2008 Qtr 4: 806 | 806
0 | 213215-Lighting-Interior High Bay Linear Fluorescent Fixtures <= 244 Watts replacing 400 Watts (Tier 1) |  | 7 | Commercial | 14-MLI-Manufacturing–LightIndustry-LIGHT | 0 |  |  |  |  | 308.7635 | 97.9359 | 0 | 0 | 0 | 210.8275 | 954.8737 |  | kWh | 0.20396 | -1.2346 | Commercial |  | Annual | [5 empty] | 11 | 0.96 |  |  |  | 0 | 0 | 0 | 502.6502 | 0 | 0 | 0 | 0 | 0 | 0 | 0 | 0 | 2006 Qtr 1: 0; 2006 Qtr 2: 0; 2006 Qtr 3: 0; 2006 Qtr 4: 0; 2007 Qtr 1: 0; 2007 Qtr 2: 0; 2007 Qtr 3: 0; 2007 Qtr 4: 0; 2008 Qtr 1: 0; 2008 Qtr 2: 0; 2008 Qtr 3: 0; 2008 Qtr 4: 502.6502 | 502.6502
0 | 213084-Refrigeration -Cooler/Freezer Door Gaskets - Solid Doors: Cooler |  | 7 | Commercial | 09-GRO-Grocery-REFG | 0 |  |  |  |  | 4 | 4 | 0 | 0 | 0 | 0 | 3.6686 |  | kWh | 0.000614 | 0 | Commercial |  | Annual | [5 empty] | 4 | 0.96 |  |  |  | 0 | 0 | 0 | 126 | 0 | 0 | 0 | 0 | 0 | 0 | 0 | 0 | 2006 Qtr 1: 0; 2006 Qtr 2: 0; 2006 Qtr 3: 0; 2006 Qtr 4: 0; 2007 Qtr 1: 0; 2007 Qtr 2: 0; 2007 Qtr 3: 0; 2007 Qtr 4: 0; 2008 Qtr 1: 0; 2008 Qtr 2: 0; 2008 Qtr 3: 0; 2008 Qtr 4: 126 | 126
0 | 213116-Refrigeration -Cooler/Freezer Door Gaskets - Solid Doors: Freezer |  | 7 | Commercial | 09-GRO-Grocery-REFG | 0 |  |  |  |  | 4 | 4 | 0 | 0 | 0 | 0 | 3.6686 |  | kWh | 0.000614 | 0 | Commercial |  | Annual | [5 empty] | 4 | 0.96 |  |  |  | 0 | 0 | 0 | 37 | 0 | 0 | 0 | 0 | 0 | 0 | 0 | 0 | 2006 Qtr 1: 0; 2006 Qtr 2: 0; 2006 Qtr 3: 0; 2006 Qtr 4: 0; 2007 Qtr 1: 0; 2007 Qtr 2: 0; 2007 Qtr 3: 0; 2007 Qtr 4: 0; 2008 Qtr 1: 0; 2008 Qtr 2: 0; 2008 Qtr 3: 0; 2008 Qtr 4: 37 | 37
0 | 213083-Refrigeration -Cooler/Freezer Door Gaskets - Glass Doors |  | 7 | Commercial | 09-GRO-Grocery-REFG | 0 |  |  |  |  | 4 | 4 | 0 | 0 | 0 | 0 | 3.6686 |  | kWh | 0.000614 | 0 | Commercial |  | Annual | [5 empty] | 4 | 0.96 |  |  |  | 0 | 0 | 0 | 440 | 0 | 0 | 0 | 0 | 0 | 0 | 0 | 0 | 2006 Qtr 1: 0; 2006 Qtr 2: 0; 2006 Qtr 3: 0; 2006 Qtr 4: 0; 2007 Qtr 1: 0; 2007 Qtr 2: 0; 2007 Qtr 3: 0; 2007 Qtr 4: 0; 2008 Qtr 1: 0; 2008 Qtr 2: 0; 2008 Qtr 3: 0; 2008 Qtr 4: 440 | 440
0 | 213084-Refrigeration -Cooler/Freezer Door Gaskets - Solid Doors: Cooler |  | 7 | Commercial | 21-RSD-Restaurant–SitDown-REFG | 0 |  |  |  |  | 4 | 4 | 0 | 0 | 0 | 0 | 3.6686 |  | kWh | 0.000614 | 0 | Commercial |  | Annual | [5 empty] | 4 | 0.96 |  |  |  | 0 | 0 | 0 | 24 | 0 | 0 | 0 | 0 | 0 | 0 | 0 | 0 | 2006 Qtr 1: 0; 2006 Qtr 2: 0; 2006 Qtr 3: 0; 2006 Qtr 4: 0; 2007 Qtr 1: 0; 2007 Qtr 2: 0; 2007 Qtr 3: 0; 2007 Qtr 4: 0; 2008 Qtr 1: 0; 2008 Qtr 2: 0; 2008 Qtr 3: 0; 2008 Qtr 4: 24 | 24
0 | 213068-Refrigeration - Food Service -Auto Closer for Main Freezer Doors | Averaged DEER Msrs | 7 | Commercial | 07-ESE-Education–SecondarySchool-REFG | 0 |  |  |  |  | 433.2219 | 160.5 | 0 | 0 | 0 | 272.7219 | 2785.8135 |  | kWh | 0.27593 | -0.026688 | Commercial |  | Annual | [5 empty] | 8 | 0.96 |  |  |  | 0 | 0 | 0 | 1 | 0 | 0 | 0 | 0 | 0 | 0 | 0 | 0 | 2006 Qtr 1: 0; 2006 Qtr 2: 0; 2006 Qtr 3: 0; 2006 Qtr 4: 0; 2007 Qtr 1: 0; 2007 Qtr 2: 0; 2007 Qtr 3: 0; 2007 Qtr 4: 0; 2008 Qtr 1: 0; 2008 Qtr 2: 0; 2008 Qtr 3: 0; 2008 Qtr 4: 1 | 1
0 | 213084-Refrigeration -Cooler/Freezer Door Gaskets - Solid Doors: Cooler |  | System | Commercial | 09-GRO-Grocery-REFG | 0 |  |  |  |  | 4 | 4 | 0 | 0 | 0 | 0 | 3.6686 |  | kWh | 0.000614 | 0 | Commercial |  | Annual | [5 empty] | 4 | 0.96 |  |  |  | 0 | 0 | 0 | 97 | 0 | 0 | 0 | 0 | 0 | 0 | 0 | 0 | 2006 Qtr 1: 0; 2006 Qtr 2: 0; 2006 Qtr 3: 0; 2006 Qtr 4: 0; 2007 Qtr 1: 0; 2007 Qtr 2: 0; 2007 Qtr 3: 0; 2007 Qtr 4: 0; 2008 Qtr 1: 0; 2008 Qtr 2: 0; 2008 Qtr 3: 0; 2008 Qtr 4: 97 | 97
0 | 213083-Refrigeration -Cooler/Freezer Door Gaskets - Glass Doors |  | System | Commercial | 09-GRO-Grocery-REFG | 0 |  |  |  |  | 4 | 4 | 0 | 0 | 0 | 0 | 3.6686 |  | kWh | 0.000614 | 0 | Commercial |  | Annual | [5 empty] | 4 | 0.96 |  |  |  | 0 | 0 | 0 | 317 | 0 | 0 | 0 | 0 | 0 | 0 | 0 | 0 | 2006 Qtr 1: 0; 2006 Qtr 2: 0; 2006 Qtr 3: 0; 2006 Qtr 4: 0; 2007 Qtr 1: 0; 2007 Qtr 2: 0; 2007 Qtr 3: 0; 2007 Qtr 4: 0; 2008 Qtr 1: 0; 2008 Qtr 2: 0; 2008 Qtr 3: 0; 2008 Qtr 4: 317 | 317
0 | 213084-Refrigeration -Cooler/Freezer Door Gaskets - Solid Doors: Cooler |  | 7 | Commercial | 09-GRO-Grocery-REFG | 0 |  |  |  |  | 4 | 4 | 0 | 0 | 0 | 0 | 3.6686 |  | kWh | 0.000614 | 0 | Commercial |  | Annual | [5 empty] | 4 | 0.96 |  |  |  | 0 | 0 | 0 | 87 | 0 | 0 | 0 | 0 | 0 | 0 | 0 | 0 | 2006 Qtr 1: 0; 2006 Qtr 2: 0; 2006 Qtr 3: 0; 2006 Qtr 4: 0; 2007 Qtr 1: 0; 2007 Qtr 2: 0; 2007 Qtr 3: 0; 2007 Qtr 4: 0; 2008 Qtr 1: 0; 2008 Qtr 2: 0; 2008 Qtr 3: 0; 2008 Qtr 4: 87 | 87
0 | 213083-Refrigeration -Cooler/Freezer Door Gaskets - Glass Doors |  | 7 | Commercial | 09-GRO-Grocery-REFG | 0 |  |  |  |  | 4 | 4 | 0 | 0 | 0 | 0 | 3.6686 |  | kWh | 0.000614 | 0 | Commercial |  | Annual | [5 empty] | 4 | 0.96 |  |  |  | 0 | 0 | 0 | 438 | 0 | 0 | 0 | 0 | 0 | 0 | 0 | 0 | 2006 Qtr 1: 0; 2006 Qtr 2: 0; 2006 Qtr 3: 0; 2006 Qtr 4: 0; 2007 Qtr 1: 0; 2007 Qtr 2: 0; 2007 Qtr 3: 0; 2007 Qtr 4: 0; 2008 Qtr 1: 0; 2008 Qtr 2: 0; 2008 Qtr 3: 0; 2008 Qtr 4: 438 | 438
0 | 213068-Refrigeration - Food Service -Auto Closer for Main Freezer Doors | Averaged DEER Msrs | 7 | Commercial | 01-ALC-AllCommercial-Refrig | 0 |  |  |  |  | 433.2219 | 160.5 | 0 | 0 | 0 | 272.7219 | 2785.8135 |  | kWh | 0.27593 | -0.026688 | Commercial |  | Annual | [5 empty] | 8 | 0.96 |  |  |  | 0 | 0 | 0 | 1 | 0 | 0 | 0 | 0 | 0 | 0 | 0 | 0 | 2006 Qtr 1: 0; 2006 Qtr 2: 0; 2006 Qtr 3: 0; 2006 Qtr 4: 0; 2007 Qtr 1: 0; 2007 Qtr 2: 0; 2007 Qtr 3: 0; 2007 Qtr 4: 0; 2008 Qtr 1: 0; 2008 Qtr 2: 0; 2008 Qtr 3: 0; 2008 Qtr 4: 1 | 1
0 | 213083-Refrigeration -Cooler/Freezer Door Gaskets - Glass Doors |  | 10 | Commercial | 01-ALC-AllCommercial-Refrig | 0 |  |  |  |  | 4 | 4 | 0 | 0 | 0 | 0 | 3.6686 |  | kWh | 0.000614 | 0 | Commercial |  | Annual | [5 empty] | 4 | 0.96 |  |  |  | 0 | 0 | 0 | 1767 | 0 | 0 | 0 | 0 | 0 | 0 | 0 | 0 | 2006 Qtr 1: 0; 2006 Qtr 2: 0; 2006 Qtr 3: 0; 2006 Qtr 4: 0; 2007 Qtr 1: 0; 2007 Qtr 2: 0; 2007 Qtr 3: 0; 2007 Qtr 4: 0; 2008 Qtr 1: 0; 2008 Qtr 2: 0; 2008 Qtr 3: 0; 2008 Qtr 4: 1767 | 1767
0 | 213083-Refrigeration -Cooler/Freezer Door Gaskets - Glass Doors |  | 7 | Commercial | 09-GRO-Grocery-REFG | 0 |  |  |  |  | 4 | 4 | 0 | 0 | 0 | 0 | 3.6686 |  | kWh | 0.000614 | 0 | Commercial |  | Annual | [5 empty] | 4 | 0.96 |  |  |  | 0 | 0 | 0 | 759 | 0 | 0 | 0 | 0 | 0 | 0 | 0 | 0 | 2006 Qtr 1: 0; 2006 Qtr 2: 0; 2006 Qtr 3: 0; 2006 Qtr 4: 0; 2007 Qtr 1: 0; 2007 Qtr 2: 0; 2007 Qtr 3: 0; 2007 Qtr 4: 0; 2008 Qtr 1: 0; 2008 Qtr 2: 0; 2008 Qtr 3: 0; 2008 Qtr 4: 759 | 759
0 | 213083-Refrigeration -Cooler/Freezer Door Gaskets - Glass Doors |  | 7 | Commercial | 09-GRO-Grocery-REFG | 0 |  |  |  |  | 4 | 4 | 0 | 0 | 0 | 0 | 3.6686 |  | kWh | 0.000614 | 0 | Commercial |  | Annual | [5 empty] | 4 | 0.96 |  |  |  | 0 | 0 | 0 | 1054 | 0 | 0 | 0 | 0 | 0 | 0 | 0 | 0 | 2006 Qtr 1: 0; 2006 Qtr 2: 0; 2006 Qtr 3: 0; 2006 Qtr 4: 0; 2007 Qtr 1: 0; 2007 Qtr 2: 0; 2007 Qtr 3: 0; 2007 Qtr 4: 0; 2008 Qtr 1: 0; 2008 Qtr 2: 0; 2008 Qtr 3: 0; 2008 Qtr 4: 1054 | 1054
0 | 213230-Lighting - Occupancy Sensor - High-Bay Sensor |  | 7 | Commercial | 23-RTL-Retail–SingleStorylarge-LIT_INT | 0 |  |  |  |  | 141 | 100 | 0 | 0 | 0 | 41 | 1304.0352 |  | kWh | 0.465 | 0 | Commercial |  | Annual | [5 empty] | 8 | 0.96 |  |  |  | 0 | 0 | 0 | 28 | 0 | 0 | 0 | 0 | 0 | 0 | 0 | 0 | 2006 Qtr 1: 0; 2006 Qtr 2: 0; 2006 Qtr 3: 0; 2006 Qtr 4: 0; 2007 Qtr 1: 0; 2007 Qtr 2: 0; 2007 Qtr 3: 0; 2007 Qtr 4: 0; 2008 Qtr 1: 0; 2008 Qtr 2: 0; 2008 Qtr 3: 0; 2008 Qtr 4: 28 | 28
0 | 213147-Premium T8 with T12 34Watt Baseline |  | 7 | Commercial | 18-OFS-Office–Small-IntLight | 0 |  |  |  |  | 16.3168 | 7.7087 | 0 | 0 | 0 | 8.6081 | 11.8376 |  | kWh | 0.003731 | -0.0034426 | Commercial |  | Annual | [5 empty] | 11 | 0.96 |  |  |  | 0 | 0 | 0 | 339.3552 | 0 | 0 | 0 | 0 | 0 | 0 | 0 | 0 | 2006 Qtr 1: 0; 2006 Qtr 2: 0; 2006 Qtr 3: 0; 2006 Qtr 4: 0; 2007 Qtr 1: 0; 2007 Qtr 2: 0; 2007 Qtr 3: 0; 2007 Qtr 4: 0; 2008 Qtr 1: 0; 2008 Qtr 2: 0; 2008 Qtr 3: 0; 2008 Qtr 4: 339.3552 | 339.3552
0 | 213053-Lighting - Remove 4 Ft T-8 (De-Lamp) | COFL00AVDEL01 | 7 | Commercial | 18-OFS-Office–Small-IntLight | 0 |  |  |  |  | 33.026 | 12.8479 | 0 | 0 | 0 | 20.1781 | 124.1429 |  | kWh | 0.039128 | -0.036103 | Commercial |  | Annual | [5 empty] | 11 | 0.96 |  |  |  | 0 | 0 | 0 | 339.3552 | 0 | 0 | 0 | 0 | 0 | 0 | 0 | 0 | 2006 Qtr 1: 0; 2006 Qtr 2: 0; 2006 Qtr 3: 0; 2006 Qtr 4: 0; 2007 Qtr 1: 0; 2007 Qtr 2: 0; 2007 Qtr 3: 0; 2007 Qtr 4: 0; 2008 Qtr 1: 0; 2008 Qtr 2: 0; 2008 Qtr 3: 0; 2008 Qtr 4: 339.3552 | 339.3552
0 | 213222-Lighting - Screw in 14-26 Watt Lamp |  | 7 | Commercial | 01-ALC-AllCommercial-IntLight | 0 |  |  |  |  | 7.1694 | 8.101 | 0 | 0 | 0 | -0.93161 | 98.7424 |  | kWh | 0.019785 | -0.45921 | Commercial |  | Annual | [5 empty] | 2.3 | 0.96 |  |  |  | 0.797 | 0 | 0 | 107.6414 | 0 | 0 | 0 | 0 | 0 | 0 | 0 | 0 | 2006 Qtr 1: 0; 2006 Qtr 2: 0; 2006 Qtr 3: 0; 2006 Qtr 4: 0; 2007 Qtr 1: 0; 2007 Qtr 2: 0; 2007 Qtr 3: 0; 2007 Qtr 4: 0; 2008 Qtr 1: 0; 2008 Qtr 2: 0; 2008 Qtr 3: 0; 2008 Qtr 4: 107.6414 | 107.6414
0 | 213221-Lighting - Screw in >= 27 Watt Lamp |  | 7 | Commercial | 01-ALC-AllCommercial-IntLight | 0 |  |  |  |  | 8.2022 | 10.6325 | 0 | 0 | 0 | -2.4303 | 102.7822 |  | kWh | 0.020595 | -0.478 | Commercial |  | Annual | [5 empty] | 1.2 | 0.96 |  |  |  | 0 | 0 | 0 | 53.327 | 0 | 0 | 0 | 0 | 0 | 0 | 0 | 0 | 2006 Qtr 1: 0; 2006 Qtr 2: 0; 2006 Qtr 3: 0; 2006 Qtr 4: 0; 2007 Qtr 1: 0; 2007 Qtr 2: 0; 2007 Qtr 3: 0; 2007 Qtr 4: 0; 2008 Qtr 1: 0; 2008 Qtr 2: 0; 2008 Qtr 3: 0; 2008 Qtr 4: 53.327 | 53.327
0 | 213062-Lighting - Occupancy Sensor - Wallbox Lighting Sensor | CALC00AVOCC01 | 7 | Commercial | 01-ALC-AllCommercial-IntLight | 0 |  |  |  |  | 42.2833 | 22.5 | 0 | 0 | 0 | 19.7833 | 213.759 |  | kWh | 0 | 0 | Commercial |  | Annual | [5 empty] | 8 | 0.96 |  |  |  | 0 | 0 | 0 | 12 | 0 | 0 | 0 | 0 | 0 | 0 | 0 | 0 | 2006 Qtr 1: 0; 2006 Qtr 2: 0; 2006 Qtr 3: 0; 2006 Qtr 4: 0; 2007 Qtr 1: 0; 2007 Qtr 2: 0; 2007 Qtr 3: 0; 2007 Qtr 4: 0; 2008 Qtr 1: 0; 2008 Qtr 2: 0; 2008 Qtr 3: 0; 2008 Qtr 4: 12 | 12
0 | 213084-Refrigeration -Cooler/Freezer Door Gaskets - Solid Doors: Cooler |  | 7 | Commercial | 23-RTL-Retail–SingleStorylarge-REFG | 0 |  |  |  |  | 4 | 4 | 0 | 0 | 0 | 0 | 104.55 |  | kWh | 0.01195 | 0 | Commercial |  | Annual | [5 empty] | 4 | 0.96 |  |  |  | 0 | 0 | 0 | 115 | 0 | 0 | 0 | 0 | 0 | 0 | 0 | 0 | 2006 Qtr 1: 0; 2006 Qtr 2: 0; 2006 Qtr 3: 0; 2006 Qtr 4: 0; 2007 Qtr 1: 0; 2007 Qtr 2: 0; 2007 Qtr 3: 0; 2007 Qtr 4: 0; 2008 Qtr 1: 0; 2008 Qtr 2: 0; 2008 Qtr 3: 0; 2008 Qtr 4: 115 | 115
0 | 213083-Refrigeration -Cooler/Freezer Door Gaskets - Glass Doors |  | 7 | Commercial | 23-RTL-Retail–SingleStorylarge-REFG | 0 |  |  |  |  | 4 | 4 | 0 | 0 | 0 | 0 | 104.55 |  | kWh | 0.01195 | 0 | Commercial |  | Annual | [5 empty] | 4 | 0.96 |  |  |  | 0 | 0 | 0 | 252 | 0 | 0 | 0 | 0 | 0 | 0 | 0 | 0 | 2006 Qtr 1: 0; 2006 Qtr 2: 0; 2006 Qtr 3: 0; 2006 Qtr 4: 0; 2007 Qtr 1: 0; 2007 Qtr 2: 0; 2007 Qtr 3: 0; 2007 Qtr 4: 0; 2008 Qtr 1: 0; 2008 Qtr 2: 0; 2008 Qtr 3: 0; 2008 Qtr 4: 252 | 252
0 | 213011-Lighting - 2 Ft 2nd Gen. T-8 with Elec. Ballast |  | 7 | Commercial | 10-HSP-Health/Medical–Hospital-LIT_INT | 0 |  |  |  |  | 26.9806 | 6.4239 | 0 | 0 | 0 | 20.5566 | 22.4505 |  | kWh | 0.0041432 | -0.096431 | Commercial |  | Annual | [5 empty] | 11 | 0.96 |  |  |  | 0 | 0 | 0 | 49.8136 | 0 | 0 | 0 | 0 | 0 | 0 | 0 | 0 | 2006 Qtr 1: 0; 2006 Qtr 2: 0; 2006 Qtr 3: 0; 2006 Qtr 4: 0; 2007 Qtr 1: 0; 2007 Qtr 2: 0; 2007 Qtr 3: 0; 2007 Qtr 4: 0; 2008 Qtr 1: 0; 2008 Qtr 2: 0; 2008 Qtr 3: 0; 2008 Qtr 4: 49.8136 | 49.8136
0 | 213147-Premium T8 with T12 34Watt Baseline |  | 7 | Commercial | 10-HSP-Health/Medical–Hospital-LIT_INT | 0 |  |  |  |  | 16.3168 | 7.7087 | 0 | 0 | 0 | 8.6081 | 11.1822 |  | kWh | 0.0020636 | -0.048031 | Commercial |  | Annual | [5 empty] | 11 | 0.96 |  |  |  | 0 | 0 | 0 | 1755.9295 | 0 | 0 | 0 | 0 | 0 | 0 | 0 | 0 | 2006 Qtr 1: 0; 2006 Qtr 2: 0; 2006 Qtr 3: 0; 2006 Qtr 4: 0; 2007 Qtr 1: 0; 2007 Qtr 2: 0; 2007 Qtr 3: 0; 2007 Qtr 4: 0; 2008 Qtr 1: 0; 2008 Qtr 2: 0; 2008 Qtr 3: 0; 2008 Qtr 4: 1755.9295 | 1755.9295
0 | 213012-Lighting - 3 Ft 2nd Gen. T-8 with Elec. Ballast |  | 7 | Commercial | 10-HSP-Health/Medical–Hospital-LIT_INT | 0 |  |  |  |  | 26.9806 | 10.2783 | 0 | 0 | 0 | 16.7023 | 34.0341 |  | kWh | 0.0062809 | -0.14619 | Commercial |  | Annual | [5 empty] | 11 | 0.96 |  |  |  | 0 | 0 | 0 | 68.4937 | 0 | 0 | 0 | 0 | 0 | 0 | 0 | 0 | 2006 Qtr 1: 0; 2006 Qtr 2: 0; 2006 Qtr 3: 0; 2006 Qtr 4: 0; 2007 Qtr 1: 0; 2007 Qtr 2: 0; 2007 Qtr 3: 0; 2007 Qtr 4: 0; 2008 Qtr 1: 0; 2008 Qtr 2: 0; 2008 Qtr 3: 0; 2008 Qtr 4: 68.4937 | 68.4937
0 | 213013-Lighting - 8 Ft T-8 with Elec. Ballast |  | 7 | Commercial | 10-HSP-Health/Medical–Hospital-LIT_INT | 0 |  |  |  |  | 41.7557 | 9.6359 | 0 | 0 | 0 | 32.1197 | 41.8617 |  | kWh | 0.0077254 | -0.17981 | Commercial |  | Annual | [5 empty] | 11 | 0.96 |  |  |  | 0 | 0 | 0 | 28.0202 | 0 | 0 | 0 | 0 | 0 | 0 | 0 | 0 | 2006 Qtr 1: 0; 2006 Qtr 2: 0; 2006 Qtr 3: 0; 2006 Qtr 4: 0; 2007 Qtr 1: 0; 2007 Qtr 2: 0; 2007 Qtr 3: 0; 2007 Qtr 4: 0; 2008 Qtr 1: 0; 2008 Qtr 2: 0; 2008 Qtr 3: 0; 2008 Qtr 4: 28.0202 | 28.0202
0 | 213011-Lighting - 2 Ft 2nd Gen. T-8 with Elec. Ballast |  | 7 | Commercial | 01-ALC-AllCommercial-IntLight | 0 |  |  |  |  | 26.9806 | 6.4239 | 0 | 0 | 0 | 20.5566 | 21.6018 |  | kWh | 0.004144 | -0.041103 | Commercial |  | Annual | [5 empty] | 11 | 0.96 |  |  |  | 0 | 0 | 0 | 43.5869 | 0 | 0 | 0 | 0 | 0 | 0 | 0 | 0 | 2006 Qtr 1: 0; 2006 Qtr 2: 0; 2006 Qtr 3: 0; 2006 Qtr 4: 0; 2007 Qtr 1: 0; 2007 Qtr 2: 0; 2007 Qtr 3: 0; 2007 Qtr 4: 0; 2008 Qtr 1: 0; 2008 Qtr 2: 0; 2008 Qtr 3: 0; 2008 Qtr 4: 43.5869 | 43.5869
0 | 213012-Lighting - 3 Ft 2nd Gen. T-8 with Elec. Ballast |  | 7 | Commercial | 01-ALC-AllCommercial-IntLight | 0 |  |  |  |  | 26.9806 | 10.2783 | 0 | 0 | 0 | 16.7023 | 32.7476 |  | kWh | 0.0062822 | -0.06231 | Commercial |  | Annual | [5 empty] | 11 | 0.96 |  |  |  | 0 | 0 | 0 | 10.8967 | 0 | 0 | 0 | 0 | 0 | 0 | 0 | 0 | 2006 Qtr 1: 0; 2006 Qtr 2: 0; 2006 Qtr 3: 0; 2006 Qtr 4: 0; 2007 Qtr 1: 0; 2007 Qtr 2: 0; 2007 Qtr 3: 0; 2007 Qtr 4: 0; 2008 Qtr 1: 0; 2008 Qtr 2: 0; 2008 Qtr 3: 0; 2008 Qtr 4: 10.8967 | 10.8967
0 | 213147-Premium T8 with T12 34Watt Baseline |  | 7 | Commercial | 01-ALC-AllCommercial-IntLight | 0 |  |  |  |  | 16.3168 | 7.7087 | 0 | 0 | 0 | 8.6081 | 10.7595 |  | kWh | 0.0020641 | -0.020473 | Commercial |  | Annual | [5 empty] | 11 | 0.96 |  |  |  | 0 | 0 | 0 | 1376.1008 | 0 | 0 | 0 | 0 | 0 | 0 | 0 | 0 | 2006 Qtr 1: 0; 2006 Qtr 2: 0; 2006 Qtr 3: 0; 2006 Qtr 4: 0; 2007 Qtr 1: 0; 2007 Qtr 2: 0; 2007 Qtr 3: 0; 2007 Qtr 4: 0; 2008 Qtr 1: 0; 2008 Qtr 2: 0; 2008 Qtr 3: 0; 2008 Qtr 4: 1376.1008 | 1376.1008
0 | 213013-Lighting - 8 Ft T-8 with Elec. Ballast |  | 7 | Commercial | 01-ALC-AllCommercial-IntLight | 0 |  |  |  |  | 41.7557 | 9.6359 | 0 | 0 | 0 | 32.1197 | 40.2792 |  | kWh | 0.0077271 | -0.076641 | Commercial |  | Annual | [5 empty] | 11 | 0.96 |  |  |  | 0 | 0 | 0 | 17.1234 | 0 | 0 | 0 | 0 | 0 | 0 | 0 | 0 | 2006 Qtr 1: 0; 2006 Qtr 2: 0; 2006 Qtr 3: 0; 2006 Qtr 4: 0; 2007 Qtr 1: 0; 2007 Qtr 2: 0; 2007 Qtr 3: 0; 2007 Qtr 4: 0; 2008 Qtr 1: 0; 2008 Qtr 2: 0; 2008 Qtr 3: 0; 2008 Qtr 4: 17.1234 | 17.1234
0 | 213084-Refrigeration -Cooler/Freezer Door Gaskets - Solid Doors: Cooler |  | 7 | Commercial | 01-ALC-AllCommercial-Refrig | 0 |  |  |  |  | 4 | 4 | 0 | 0 | 0 | 0 | 104.55 |  | kWh | 0.01195 | 0 | Commercial |  | Annual | [5 empty] | 4 | 0.96 |  |  |  | 0 | 0 | 0 | 80 | 0 | 0 | 0 | 0 | 0 | 0 | 0 | 0 | 2006 Qtr 1: 0; 2006 Qtr 2: 0; 2006 Qtr 3: 0; 2006 Qtr 4: 0; 2007 Qtr 1: 0; 2007 Qtr 2: 0; 2007 Qtr 3: 0; 2007 Qtr 4: 0; 2008 Qtr 1: 0; 2008 Qtr 2: 0; 2008 Qtr 3: 0; 2008 Qtr 4: 80 | 80
0 | 213116-Refrigeration -Cooler/Freezer Door Gaskets - Solid Doors: Freezer |  | 7 | Commercial | 01-ALC-AllCommercial-Refrig | 0 |  |  |  |  | 4 | 4 | 0 | 0 | 0 | 0 | 104.55 |  | kWh | 0.01195 | 0 | Commercial |  | Annual | [5 empty] | 4 | 0.96 |  |  |  | 0 | 0 | 0 | 9 | 0 | 0 | 0 | 0 | 0 | 0 | 0 | 0 | 2006 Qtr 1: 0; 2006 Qtr 2: 0; 2006 Qtr 3: 0; 2006 Qtr 4: 0; 2007 Qtr 1: 0; 2007 Qtr 2: 0; 2007 Qtr 3: 0; 2007 Qtr 4: 0; 2008 Qtr 1: 0; 2008 Qtr 2: 0; 2008 Qtr 3: 0; 2008 Qtr 4: 9 | 9
0 | 213083-Refrigeration -Cooler/Freezer Door Gaskets - Glass Doors |  | System | Commercial | 23-RTL-Retail–SingleStorylarge-REFG | 0 |  |  |  |  | 4 | 4 | 0 | 0 | 0 | 0 | 104.55 |  | kWh | 0.01195 | 0 | Commercial |  | Annual | [5 empty] | 4 | 0.96 |  |  |  | 0 | 0 | 0 | 646 | 0 | 0 | 0 | 0 | 0 | 0 | 0 | 0 | 2006 Qtr 1: 0; 2006 Qtr 2: 0; 2006 Qtr 3: 0; 2006 Qtr 4: 0; 2007 Qtr 1: 0; 2007 Qtr 2: 0; 2007 Qtr 3: 0; 2007 Qtr 4: 0; 2008 Qtr 1: 0; 2008 Qtr 2: 0; 2008 Qtr 3: 0; 2008 Qtr 4: 646 | 646
0 | 213084-Refrigeration -Cooler/Freezer Door Gaskets - Solid Doors: Cooler |  | 7 | Commercial | 01-ALC-AllCommercial-Refrig | 0 |  |  |  |  | 4 | 4 | 0 | 0 | 0 | 0 | 104.55 |  | kWh | 0.01195 | 0 | Commercial |  | Annual | [5 empty] | 4 | 0.96 |  |  |  | 0 | 0 | 0 | 347 | 0 | 0 | 0 | 0 | 0 | 0 | 0 | 0 | 2006 Qtr 1: 0; 2006 Qtr 2: 0; 2006 Qtr 3: 0; 2006 Qtr 4: 0; 2007 Qtr 1: 0; 2007 Qtr 2: 0; 2007 Qtr 3: 0; 2007 Qtr 4: 0; 2008 Qtr 1: 0; 2008 Qtr 2: 0; 2008 Qtr 3: 0; 2008 Qtr 4: 347 | 347
0 | 213230-Lighting - Occupancy Sensor - High-Bay Sensor |  | 7 | Commercial | 01-ALC-AllCommercial-IntLight | 0 |  |  |  |  | 141 | 100 | 0 | 0 | 0 | 41 | 1304.0352 |  | kWh | 0.465 | 0 | Commercial |  | Annual | [5 empty] | 8 | 0.96 |  |  |  | 0 | 0 | 0 | 89 | 0 | 0 | 0 | 0 | 0 | 0 | 0 | 0 | 2006 Qtr 1: 0; 2006 Qtr 2: 0; 2006 Qtr 3: 0; 2006 Qtr 4: 0; 2007 Qtr 1: 0; 2007 Qtr 2: 0; 2007 Qtr 3: 0; 2007 Qtr 4: 0; 2008 Qtr 1: 0; 2008 Qtr 2: 0; 2008 Qtr 3: 0; 2008 Qtr 4: 89 | 89
0 | 213226-Water Heating -Commercial Boiler |  | 10 | Commercial | 21-RSD-Restaurant–SitDown-PROC_OTH | 0 |  |  |  |  | 3.57 | 0.5 | 0 | 0 | 0 | 3.07 | 0 |  | kWh | 0 | 0.46 | Commercial |  | Annual | [5 empty] | 20 | 0.96 |  |  |  | 0 | 0 | 0 | 6000 | 0 | 0 | 0 | 0 | 0 | 0 | 0 | 0 | 2006 Qtr 1: 0; 2006 Qtr 2: 0; 2006 Qtr 3: 0; 2006 Qtr 4: 0; 2007 Qtr 1: 0; 2007 Qtr 2: 0; 2007 Qtr 3: 0; 2007 Qtr 4: 0; 2008 Qtr 1: 0; 2008 Qtr 2: 0; 2008 Qtr 3: 0; 2008 Qtr 4: 6000 | 6000
0 | 213083-Refrigeration -Cooler/Freezer Door Gaskets - Glass Doors |  | 7 | Commercial | 01-ALC-AllCommercial-Refrig | 0 |  |  |  |  | 4 | 4 | 0 | 0 | 0 | 0 | 3.6686 |  | kWh | 0.000614 | 0 | Commercial |  | Annual | [5 empty] | 4 | 0.96 |  |  |  | 0 | 0 | 0 | 385 | 0 | 0 | 0 | 0 | 0 | 0 | 0 | 0 | 2006 Qtr 1: 0; 2006 Qtr 2: 0; 2006 Qtr 3: 0; 2006 Qtr 4: 0; 2007 Qtr 1: 0; 2007 Qtr 2: 0; 2007 Qtr 3: 0; 2007 Qtr 4: 0; 2008 Qtr 1: 0; 2008 Qtr 2: 0; 2008 Qtr 3: 0; 2008 Qtr 4: 385 | 385
0 | 213049-Lighting - LED Exit Sign New Sign | CALC00AVETS01 | 7 | Commercial | 02-ASM-Assembly-Exit | 0 |  |  |  |  | 65.4374 | 45 | 0 | 0 | 0 | 20.4374 | 351.311 |  | kWh | 0 | 0 | Commercial |  | Annual | [5 empty] | 16 | 0.96 |  |  |  | 0 | 0 | 0 | 28 | 0 | 0 | 0 | 0 | 0 | 0 | 0 | 0 | 2006 Qtr 1: 0; 2006 Qtr 2: 0; 2006 Qtr 3: 0; 2006 Qtr 4: 0; 2007 Qtr 1: 0; 2007 Qtr 2: 0; 2007 Qtr 3: 0; 2007 Qtr 4: 0; 2008 Qtr 1: 0; 2008 Qtr 2: 0; 2008 Qtr 3: 0; 2008 Qtr 4: 28 | 28
0 | 213084-Refrigeration -Cooler/Freezer Door Gaskets - Solid Doors: Cooler |  | 10 | Commercial | 09-GRO-Grocery-REFG | 0 |  |  |  |  | 4 | 4 | 0 | 0 | 0 | 0 | 3.6686 |  | kWh | 0.000614 | 0 | Commercial |  | Annual | [5 empty] | 4 | 0.96 |  |  |  | 0 | 0 | 0 | 107 | 0 | 0 | 0 | 0 | 0 | 0 | 0 | 0 | 2006 Qtr 1: 0; 2006 Qtr 2: 0; 2006 Qtr 3: 0; 2006 Qtr 4: 0; 2007 Qtr 1: 0; 2007 Qtr 2: 0; 2007 Qtr 3: 0; 2007 Qtr 4: 0; 2008 Qtr 1: 0; 2008 Qtr 2: 0; 2008 Qtr 3: 107; 2008 Qtr 4: 0 | 107
0 | 213083-Refrigeration -Cooler/Freezer Door Gaskets - Glass Doors |  | 10 | Commercial | 09-GRO-Grocery-REFG | 0 |  |  |  |  | 4 | 4 | 0 | 0 | 0 | 0 | 3.6686 |  | kWh | 0.000614 | 0 | Commercial |  | Annual | [5 empty] | 4 | 0.96 |  |  |  | 0 | 0 | 0 | 796 | 0 | 0 | 0 | 0 | 0 | 0 | 0 | 0 | 2006 Qtr 1: 0; 2006 Qtr 2: 0; 2006 Qtr 3: 0; 2006 Qtr 4: 0; 2007 Qtr 1: 0; 2007 Qtr 2: 0; 2007 Qtr 3: 0; 2007 Qtr 4: 0; 2008 Qtr 1: 0; 2008 Qtr 2: 0; 2008 Qtr 3: 796; 2008 Qtr 4: 0 | 796
0 | 213083-Refrigeration -Cooler/Freezer Door Gaskets - Glass Doors |  | 7 | Commercial | 01-ALC-AllCommercial-Refrig | 0 |  |  |  |  | 4 | 4 | 0 | 0 | 0 | 0 | 3.6686 |  | kWh | 0.000614 | 0 | Commercial |  | Annual | [5 empty] | 4 | 0.96 |  |  |  | 0 | 0 | 0 | 1584 | 0 | 0 | 0 | 0 | 0 | 0 | 0 | 0 | 2006 Qtr 1: 0; 2006 Qtr 2: 0; 2006 Qtr 3: 0; 2006 Qtr 4: 0; 2007 Qtr 1: 0; 2007 Qtr 2: 0; 2007 Qtr 3: 0; 2007 Qtr 4: 0; 2008 Qtr 1: 0; 2008 Qtr 2: 0; 2008 Qtr 3: 0; 2008 Qtr 4: 1584 | 1584
0 | 213221-Lighting - Screw in >= 27 Watt Lamp |  | 7 | Commercial | 01-ALC-AllCommercial-IntLight | 0 |  |  |  |  | 8.2022 | 10.6325 | 0 | 0 | 0 | -2.4303 | 36.7884 |  | kWh | 0.0026887 | -0.17109 | Commercial |  | Annual | [5 empty] | 1.2 | 0.96 |  |  |  | 0 | 0 | 0 | 923.3464 | 0 | 0 | 0 | 0 | 0 | 0 | 0 | 0 | 2006 Qtr 1: 0; 2006 Qtr 2: 0; 2006 Qtr 3: 0; 2006 Qtr 4: 0; 2007 Qtr 1: 0; 2007 Qtr 2: 0; 2007 Qtr 3: 0; 2007 Qtr 4: 0; 2008 Qtr 1: 0; 2008 Qtr 2: 0; 2008 Qtr 3: 0; 2008 Qtr 4: 923.3464 | 923.3464
0 | 213222-Lighting - Screw in 14-26 Watt Lamp |  | 7 | Commercial | 01-ALC-AllCommercial-IntLight | 0 |  |  |  |  | 7.1694 | 8.101 | 0 | 0 | 0 | -0.93161 | 35.3424 |  | kWh | 0.002583 | -0.16436 | Commercial |  | Annual | [5 empty] | 2.3 | 0.96 |  |  |  | 0.797 | 0 | 0 | 1100.1153 | 0 | 0 | 0 | 0 | 0 | 0 | 0 | 0 | 2006 Qtr 1: 0; 2006 Qtr 2: 0; 2006 Qtr 3: 0; 2006 Qtr 4: 0; 2007 Qtr 1: 0; 2007 Qtr 2: 0; 2007 Qtr 3: 0; 2007 Qtr 4: 0; 2008 Qtr 1: 0; 2008 Qtr 2: 0; 2008 Qtr 3: 0; 2008 Qtr 4: 1100.1153 | 1100.1153
0 | 213229-Lighting - Screw in 14-26 Watt Reflector Lamp |  | 7 | Commercial | 01-ALC-AllCommercial-IntLight | 0 |  |  |  |  | 6.5502 | 9.1136 | 0 | 0 | 0 | -2.5634 | 35.3424 |  | kWh | 0.002583 | -0.16436 | Commercial |  | Annual | [5 empty] | 2 | 0.96 |  |  |  | 0 | 0 | 0 | 188.6194 | 0 | 0 | 0 | 0 | 0 | 0 | 0 | 0 | 2006 Qtr 1: 0; 2006 Qtr 2: 0; 2006 Qtr 3: 0; 2006 Qtr 4: 0; 2007 Qtr 1: 0; 2007 Qtr 2: 0; 2007 Qtr 3: 0; 2007 Qtr 4: 0; 2008 Qtr 1: 0; 2008 Qtr 2: 0; 2008 Qtr 3: 0; 2008 Qtr 4: 188.6194 | 188.6194
0 | 213085-Refrigeration -Strip Curtains for Walk-ins |  | 7 | Commercial | 09-GRO-Grocery-REFG | 0 |  |  |  |  | 3.05 | 3 | 0 | 0 | 0 | 0.05 | 409.1797 |  | kWh | 0.010295 | 0 | Commercial |  | Annual | [5 empty] | 4 | 0.96 |  |  |  | 0 | 0 | 0 | 159 | 0 | 0 | 0 | 0 | 0 | 0 | 0 | 0 | 2006 Qtr 1: 0; 2006 Qtr 2: 0; 2006 Qtr 3: 0; 2006 Qtr 4: 0; 2007 Qtr 1: 0; 2007 Qtr 2: 0; 2007 Qtr 3: 0; 2007 Qtr 4: 0; 2008 Qtr 1: 0; 2008 Qtr 2: 0; 2008 Qtr 3: 0; 2008 Qtr 4: 159 | 159
0 | 213083-Refrigeration -Cooler/Freezer Door Gaskets - Glass Doors |  | System | Commercial | 01-ALC-AllCommercial-Refrig | 0 |  |  |  |  | 4 | 4 | 0 | 0 | 0 | 0 | 3.6686 |  | kWh | 0.000614 | 0 | Commercial |  | Annual | [5 empty] | 4 | 0.96 |  |  |  | 0 | 0 | 0 | 556 | 0 | 0 | 0 | 0 | 0 | 0 | 0 | 0 | 2006 Qtr 1: 0; 2006 Qtr 2: 0; 2006 Qtr 3: 0; 2006 Qtr 4: 0; 2007 Qtr 1: 0; 2007 Qtr 2: 0; 2007 Qtr 3: 0; 2007 Qtr 4: 0; 2008 Qtr 1: 0; 2008 Qtr 2: 0; 2008 Qtr 3: 0; 2008 Qtr 4: 556 | 556
0 | 213083-Refrigeration -Cooler/Freezer Door Gaskets - Glass Doors |  | 10 | Commercial | 09-GRO-Grocery-REFG | 0 |  |  |  |  | 4 | 4 | 0 | 0 | 0 | 0 | 3.6686 |  | kWh | 0.000614 | 0 | Commercial |  | Annual | [5 empty] | 4 | 0.96 |  |  |  | 0 | 0 | 0 | 1078 | 0 | 0 | 0 | 0 | 0 | 0 | 0 | 0 | 2006 Qtr 1: 0; 2006 Qtr 2: 0; 2006 Qtr 3: 0; 2006 Qtr 4: 0; 2007 Qtr 1: 0; 2007 Qtr 2: 0; 2007 Qtr 3: 0; 2007 Qtr 4: 0; 2008 Qtr 1: 0; 2008 Qtr 2: 0; 2008 Qtr 3: 0; 2008 Qtr 4: 1078 | 1078
0 | 213068-Refrigeration - Food Service -Auto Closer for Main Freezer Doors | Averaged DEER Msrs | 7 | Commercial | 07-ESE-Education–SecondarySchool-REFG | 0 |  |  |  |  | 433.2219 | 160.5 | 0 | 0 | 0 | 272.7219 | 2785.8135 |  | kWh | 0.27593 | -0.026688 | Commercial |  | Annual | [5 empty] | 8 | 0.96 |  |  |  | 0 | 0 | 0 | 1 | 0 | 0 | 0 | 0 | 0 | 0 | 0 | 0 | 2006 Qtr 1: 0; 2006 Qtr 2: 0; 2006 Qtr 3: 0; 2006 Qtr 4: 0; 2007 Qtr 1: 0; 2007 Qtr 2: 0; 2007 Qtr 3: 0; 2007 Qtr 4: 0; 2008 Qtr 1: 0; 2008 Qtr 2: 0; 2008 Qtr 3: 0; 2008 Qtr 4: 1 | 1
0 | 213083-Refrigeration -Cooler/Freezer Door Gaskets - Glass Doors |  | 7 | Commercial | 09-GRO-Grocery-REFG | 0 |  |  |  |  | 4 | 4 | 0 | 0 | 0 | 0 | 3.6686 |  | kWh | 0.000614 | 0 | Commercial |  | Annual | [5 empty] | 4 | 0.96 |  |  |  | 0 | 0 | 0 | 1616 | 0 | 0 | 0 | 0 | 0 | 0 | 0 | 0 | 2006 Qtr 1: 0; 2006 Qtr 2: 0; 2006 Qtr 3: 0; 2006 Qtr 4: 0; 2007 Qtr 1: 0; 2007 Qtr 2: 0; 2007 Qtr 3: 0; 2007 Qtr 4: 0; 2008 Qtr 1: 0; 2008 Qtr 2: 0; 2008 Qtr 3: 0; 2008 Qtr 4: 1616 | 1616
0 | 213230-Lighting - Occupancy Sensor - High-Bay Sensor |  | 7 | Commercial | 18-OFS-Office–Small-IntLight | 0 |  |  |  |  | 141 | 100 | 0 | 0 | 0 | 41 | 1304.0352 |  | kWh | 0.465 | 0 | Commercial |  | Annual | [5 empty] | 8 | 0.96 |  |  |  | 0 | 0 | 0 | 52 | 0 | 0 | 0 | 0 | 0 | 0 | 0 | 0 | 2006 Qtr 1: 0; 2006 Qtr 2: 0; 2006 Qtr 3: 0; 2006 Qtr 4: 0; 2007 Qtr 1: 0; 2007 Qtr 2: 0; 2007 Qtr 3: 0; 2007 Qtr 4: 0; 2008 Qtr 1: 0; 2008 Qtr 2: 0; 2008 Qtr 3: 0; 2008 Qtr 4: 52 | 52
0 | 213147-Premium T8 with T12 34Watt Baseline |  | 7 | Commercial | 14-MLI-Manufacturing–LightIndustry-LIGHT | 0 |  |  |  |  | 16.3168 | 6.9379 | 0 | 0 | 0 | 9.379 | 13.9656 |  | kWh | 0.0035184 | -0.018056 | Commercial |  | Annual | [5 empty] | 11 | 0.96 |  |  |  | 0 | 0 | 0 | 175.9043 | 0 | 0 | 0 | 0 | 0 | 0 | 0 | 0 | 2006 Qtr 1: 0; 2006 Qtr 2: 0; 2006 Qtr 3: 0; 2006 Qtr 4: 0; 2007 Qtr 1: 0; 2007 Qtr 2: 0; 2007 Qtr 3: 0; 2007 Qtr 4: 0; 2008 Qtr 1: 0; 2008 Qtr 2: 0; 2008 Qtr 3: 175.9043; 2008 Qtr 4: 0 | 175.9043
0 | 213013-Lighting - 8 Ft T-8 with Elec. Ballast |  | 7 | Commercial | 14-MLI-Manufacturing–LightIndustry-LIGHT | 0 |  |  |  |  | 41.7557 | 8.6723 | 0 | 0 | 0 | 33.0833 | 52.2816 |  | kWh | 0.013172 | -0.067596 | Commercial |  | Annual | [5 empty] | 11 | 0.96 |  |  |  | 0 | 0 | 0 | 259.9647 | 0 | 0 | 0 | 0 | 0 | 0 | 0 | 0 | 2006 Qtr 1: 0; 2006 Qtr 2: 0; 2006 Qtr 3: 0; 2006 Qtr 4: 0; 2007 Qtr 1: 0; 2007 Qtr 2: 0; 2007 Qtr 3: 0; 2007 Qtr 4: 0; 2008 Qtr 1: 0; 2008 Qtr 2: 0; 2008 Qtr 3: 259.9647; 2008 Qtr 4: 0 | 259.9647
0 | 213053-Lighting - Remove 4 Ft T-8 (De-Lamp) | COFL00AVDEL01 | 7 | Commercial | 14-MLI-Manufacturing–LightIndustry-LIGHT | 0 |  |  |  |  | 33.026 | 11.5631 | 0 | 0 | 0 | 21.4629 | 146.46 |  | kWh | 0.036898 | -0.18936 | Commercial |  | Annual | [5 empty] | 11 | 0.96 |  |  |  | 0 | 0 | 0 | 73.1637 | 0 | 0 | 0 | 0 | 0 | 0 | 0 | 0 | 2006 Qtr 1: 0; 2006 Qtr 2: 0; 2006 Qtr 3: 0; 2006 Qtr 4: 0; 2007 Qtr 1: 0; 2007 Qtr 2: 0; 2007 Qtr 3: 0; 2007 Qtr 4: 0; 2008 Qtr 1: 0; 2008 Qtr 2: 0; 2008 Qtr 3: 73.1637; 2008 Qtr 4: 0 | 73.1637
0 | 213128-Refrigerator - Early Replacement |  | 7 | Commercial | 07-ESE-Education–SecondarySchool-REFG | 0 |  |  |  |  | 272 | 275 | 0 | 0 | 0 | -3 | 1040.577 |  | kWh | 0.13613 | 0 | Commercial |  | Annual | [5 empty] | 6 | 0.96 |  |  |  | 0 | 0 | 0 | 1 | 0 | 0 | 0 | 0 | 0 | 0 | 0 | 0 | 2006 Qtr 1: 0; 2006 Qtr 2: 0; 2006 Qtr 3: 0; 2006 Qtr 4: 0; 2007 Qtr 1: 0; 2007 Qtr 2: 0; 2007 Qtr 3: 0; 2007 Qtr 4: 0; 2008 Qtr 1: 0; 2008 Qtr 2: 0; 2008 Qtr 3: 0; 2008 Qtr 4: 1 | 1
0 | 213128-Refrigerator - Early Replacement |  | 7 | Commercial | 07-ESE-Education–SecondarySchool-REFG | 0 |  |  |  |  | 272 | 275 | 0 | 0 | 0 | -3 | 1040.577 |  | kWh | 0.13613 | 0 | Commercial |  | Annual | [5 empty] | 6 | 0.96 |  |  |  | 0 | 0 | 0 | 1 | 0 | 0 | 0 | 0 | 0 | 0 | 0 | 0 | 2006 Qtr 1: 0; 2006 Qtr 2: 0; 2006 Qtr 3: 0; 2006 Qtr 4: 0; 2007 Qtr 1: 0; 2007 Qtr 2: 0; 2007 Qtr 3: 0; 2007 Qtr 4: 0; 2008 Qtr 1: 0; 2008 Qtr 2: 0; 2008 Qtr 3: 0; 2008 Qtr 4: 1 | 1
0 | 213083-Refrigeration -Cooler/Freezer Door Gaskets - Glass Doors |  | 7 | Commercial | 09-GRO-Grocery-REFG | 0 |  |  |  |  | 4 | 4 | 0 | 0 | 0 | 0 | 3.6686 |  | kWh | 0.000614 | 0 | Commercial |  | Annual | [5 empty] | 4 | 0.96 |  |  |  | 0 | 0 | 0 | 1623 | 0 | 0 | 0 | 0 | 0 | 0 | 0 | 0 | 2006 Qtr 1: 0; 2006 Qtr 2: 0; 2006 Qtr 3: 0; 2006 Qtr 4: 0; 2007 Qtr 1: 0; 2007 Qtr 2: 0; 2007 Qtr 3: 0; 2007 Qtr 4: 0; 2008 Qtr 1: 0; 2008 Qtr 2: 0; 2008 Qtr 3: 0; 2008 Qtr 4: 1623 | 1623
0 | 213083-Refrigeration -Cooler/Freezer Door Gaskets - Glass Doors |  | 7 | Commercial | 09-GRO-Grocery-REFG | 0 |  |  |  |  | 4 | 4 | 0 | 0 | 0 | 0 | 3.6686 |  | kWh | 0.000614 | 0 | Commercial |  | Annual | [5 empty] | 4 | 0.96 |  |  |  | 0 | 0 | 0 | 1051 | 0 | 0 | 0 | 0 | 0 | 0 | 0 | 0 | 2006 Qtr 1: 0; 2006 Qtr 2: 0; 2006 Qtr 3: 0; 2006 Qtr 4: 0; 2007 Qtr 1: 0; 2007 Qtr 2: 0; 2007 Qtr 3: 0; 2007 Qtr 4: 0; 2008 Qtr 1: 0; 2008 Qtr 2: 0; 2008 Qtr 3: 0; 2008 Qtr 4: 1051 | 1051
0 | 213083-Refrigeration -Cooler/Freezer Door Gaskets - Glass Doors |  | 7 | Commercial | 09-GRO-Grocery-REFG | 0 |  |  |  |  | 4 | 4 | 0 | 0 | 0 | 0 | 3.6686 |  | kWh | 0.000614 | 0 | Commercial |  | Annual | [5 empty] | 4 | 0.96 |  |  |  | 0 | 0 | 0 | 1695 | 0 | 0 | 0 | 0 | 0 | 0 | 0 | 0 | 2006 Qtr 1: 0; 2006 Qtr 2: 0; 2006 Qtr 3: 0; 2006 Qtr 4: 0; 2007 Qtr 1: 0; 2007 Qtr 2: 0; 2007 Qtr 3: 0; 2007 Qtr 4: 0; 2008 Qtr 1: 0; 2008 Qtr 2: 0; 2008 Qtr 3: 0; 2008 Qtr 4: 1695 | 1695
0 | 213084-Refrigeration -Cooler/Freezer Door Gaskets - Solid Doors: Cooler |  | 7 | Commercial | 09-GRO-Grocery-REFG | 0 |  |  |  |  | 4 | 4 | 0 | 0 | 0 | 0 | 3.6686 |  | kWh | 0.000614 | 0 | Commercial |  | Annual | [5 empty] | 4 | 0.96 |  |  |  | 0 | 0 | 0 | 19 | 0 | 0 | 0 | 0 | 0 | 0 | 0 | 0 | 2006 Qtr 1: 0; 2006 Qtr 2: 0; 2006 Qtr 3: 0; 2006 Qtr 4: 0; 2007 Qtr 1: 0; 2007 Qtr 2: 0; 2007 Qtr 3: 0; 2007 Qtr 4: 0; 2008 Qtr 1: 0; 2008 Qtr 2: 0; 2008 Qtr 3: 0; 2008 Qtr 4: 19 | 19
0 | 213116-Refrigeration -Cooler/Freezer Door Gaskets - Solid Doors: Freezer |  | 7 | Commercial | 09-GRO-Grocery-REFG | 0 |  |  |  |  | 4 | 4 | 0 | 0 | 0 | 0 | 3.6686 |  | kWh | 0.000614 | 0 | Commercial |  | Annual | [5 empty] | 4 | 0.96 |  |  |  | 0 | 0 | 0 | 34 | 0 | 0 | 0 | 0 | 0 | 0 | 0 | 0 | 2006 Qtr 1: 0; 2006 Qtr 2: 0; 2006 Qtr 3: 0; 2006 Qtr 4: 0; 2007 Qtr 1: 0; 2007 Qtr 2: 0; 2007 Qtr 3: 0; 2007 Qtr 4: 0; 2008 Qtr 1: 0; 2008 Qtr 2: 0; 2008 Qtr 3: 0; 2008 Qtr 4: 34 | 34
0 | 213147-Premium T8 with T12 34Watt Baseline |  | 7 | Commercial | 21-RSD-Restaurant–SitDown-LIT_INT | 0 |  |  |  |  | 16.3168 | 7.7087 | 0 | 0 | 0 | 8.6081 | 32.3914 |  | kWh | 0.0048683 | -0.15233 | Commercial |  | Annual | [5 empty] | 11 | 0.96 |  |  |  | 0 | 0 | 0 | 43.5869 | 0 | 0 | 0 | 0 | 0 | 0 | 0 | 0 | 2006 Qtr 1: 0; 2006 Qtr 2: 0; 2006 Qtr 3: 0; 2006 Qtr 4: 0; 2007 Qtr 1: 0; 2007 Qtr 2: 0; 2007 Qtr 3: 0; 2007 Qtr 4: 0; 2008 Qtr 1: 0; 2008 Qtr 2: 0; 2008 Qtr 3: 0; 2008 Qtr 4: 43.5869 | 43.5869
0 | 213053-Lighting - Remove 4 Ft T-8 (De-Lamp) | COFL00AVDEL01 | 7 | Commercial | 21-RSD-Restaurant–SitDown-LIT_INT | 0 |  |  |  |  | 33.026 | 12.8479 | 0 | 0 | 0 | 20.1781 | 339.6945 |  | kWh | 0.051055 | -1.5975 | Commercial |  | Annual | [5 empty] | 11 | 0.96 |  |  |  | 0 | 0 | 0 | 43.5869 | 0 | 0 | 0 | 0 | 0 | 0 | 0 | 0 | 2006 Qtr 1: 0; 2006 Qtr 2: 0; 2006 Qtr 3: 0; 2006 Qtr 4: 0; 2007 Qtr 1: 0; 2007 Qtr 2: 0; 2007 Qtr 3: 0; 2007 Qtr 4: 0; 2008 Qtr 1: 0; 2008 Qtr 2: 0; 2008 Qtr 3: 0; 2008 Qtr 4: 43.5869 | 43.5869
0 | 213147-Premium T8 with T12 34Watt Baseline |  | 7 | Commercial | 21-RSD-Restaurant–SitDown-LIT_INT | 0 |  |  |  |  | 16.3168 | 7.7087 | 0 | 0 | 0 | 8.6081 | 32.3914 |  | kWh | 0.0048683 | -0.15233 | Commercial |  | Annual | [5 empty] | 11 | 0.96 |  |  |  | 0 | 0 | 0 | 43.5869 | 0 | 0 | 0 | 0 | 0 | 0 | 0 | 0 | 2006 Qtr 1: 0; 2006 Qtr 2: 0; 2006 Qtr 3: 0; 2006 Qtr 4: 0; 2007 Qtr 1: 0; 2007 Qtr 2: 0; 2007 Qtr 3: 0; 2007 Qtr 4: 0; 2008 Qtr 1: 0; 2008 Qtr 2: 0; 2008 Qtr 3: 0; 2008 Qtr 4: 43.5869 | 43.5869
0 | 213053-Lighting - Remove 4 Ft T-8 (De-Lamp) | COFL00AVDEL01 | 7 | Commercial | 21-RSD-Restaurant–SitDown-LIT_INT | 0 |  |  |  |  | 33.026 | 12.8479 | 0 | 0 | 0 | 20.1781 | 339.6945 |  | kWh | 0.051055 | -1.5975 | Commercial |  | Annual | [5 empty] | 11 | 0.96 |  |  |  | 0 | 0 | 0 | 43.5869 | 0 | 0 | 0 | 0 | 0 | 0 | 0 | 0 | 2006 Qtr 1: 0; 2006 Qtr 2: 0; 2006 Qtr 3: 0; 2006 Qtr 4: 0; 2007 Qtr 1: 0; 2007 Qtr 2: 0; 2007 Qtr 3: 0; 2007 Qtr 4: 0; 2008 Qtr 1: 0; 2008 Qtr 2: 0; 2008 Qtr 3: 0; 2008 Qtr 4: 43.5869 | 43.5869
0 | 213147-Premium T8 with T12 34Watt Baseline |  | 7 | Commercial | 21-RSD-Restaurant–SitDown-LIT_INT | 0 |  |  |  |  | 16.3168 | 7.7087 | 0 | 0 | 0 | 8.6081 | 32.3914 |  | kWh | 0.0048683 | -0.15233 | Commercial |  | Annual | [5 empty] | 11 | 0.96 |  |  |  | 0 | 0 | 0 | 40.4736 | 0 | 0 | 0 | 0 | 0 | 0 | 0 | 0 | 2006 Qtr 1: 0; 2006 Qtr 2: 0; 2006 Qtr 3: 0; 2006 Qtr 4: 0; 2007 Qtr 1: 0; 2007 Qtr 2: 0; 2007 Qtr 3: 0; 2007 Qtr 4: 0; 2008 Qtr 1: 0; 2008 Qtr 2: 0; 2008 Qtr 3: 0; 2008 Qtr 4: 40.4736 | 40.4736
0 | 213053-Lighting - Remove 4 Ft T-8 (De-Lamp) | COFL00AVDEL01 | 7 | Commercial | 21-RSD-Restaurant–SitDown-LIT_INT | 0 |  |  |  |  | 33.026 | 12.8479 | 0 | 0 | 0 | 20.1781 | 339.6945 |  | kWh | 0.051055 | -1.5975 | Commercial |  | Annual | [5 empty] | 11 | 0.96 |  |  |  | 0 | 0 | 0 | 35.8035 | 0 | 0 | 0 | 0 | 0 | 0 | 0 | 0 | 2006 Qtr 1: 0; 2006 Qtr 2: 0; 2006 Qtr 3: 0; 2006 Qtr 4: 0; 2007 Qtr 1: 0; 2007 Qtr 2: 0; 2007 Qtr 3: 0; 2007 Qtr 4: 0; 2008 Qtr 1: 0; 2008 Qtr 2: 0; 2008 Qtr 3: 0; 2008 Qtr 4: 35.8035 | 35.8035
0 | 213147-Premium T8 with T12 34Watt Baseline |  | System | Commercial | 21-RSD-Restaurant–SitDown-LIT_INT | 0 |  |  |  |  | 16.3168 | 7.7087 | 0 | 0 | 0 | 8.6081 | 32.3897 |  | kWh | 0.0048596 | -0.15531 | Commercial |  | Annual | [5 empty] | 11 | 0.96 |  |  |  | 0 | 0 | 0 | 35.8035 | 0 | 0 | 0 | 0 | 0 | 0 | 0 | 0 | 2006 Qtr 1: 0; 2006 Qtr 2: 0; 2006 Qtr 3: 0; 2006 Qtr 4: 0; 2007 Qtr 1: 0; 2007 Qtr 2: 0; 2007 Qtr 3: 0; 2007 Qtr 4: 0; 2008 Qtr 1: 0; 2008 Qtr 2: 0; 2008 Qtr 3: 0; 2008 Qtr 4: 35.8035 | 35.8035
0 | 213053-Lighting - Remove 4 Ft T-8 (De-Lamp) | COFL00AVDEL01 | System | Commercial | 21-RSD-Restaurant–SitDown-LIT_INT | 0 |  |  |  |  | 33.026 | 12.8479 | 0 | 0 | 0 | 20.1781 | 339.6769 |  | kWh | 0.050964 | -1.6287 | Commercial |  | Annual | [5 empty] | 11 | 0.96 |  |  |  | 0 | 0 | 0 | 35.8035 | 0 | 0 | 0 | 0 | 0 | 0 | 0 | 0 | 2006 Qtr 1: 0; 2006 Qtr 2: 0; 2006 Qtr 3: 0; 2006 Qtr 4: 0; 2007 Qtr 1: 0; 2007 Qtr 2: 0; 2007 Qtr 3: 0; 2007 Qtr 4: 0; 2008 Qtr 1: 0; 2008 Qtr 2: 0; 2008 Qtr 3: 0; 2008 Qtr 4: 35.8035 | 35.8035
0 | 213084-Refrigeration -Cooler/Freezer Door Gaskets - Solid Doors: Cooler |  | 7 | Commercial | 01-ALC-AllCommercial-Refrig | 0 |  |  |  |  | 4 | 4 | 0 | 0 | 0 | 0 | 104.55 |  | kWh | 0.01195 | 0 | Commercial |  | Annual | [5 empty] | 4 | 0.96 |  |  |  | 0 | 0 | 0 | 85 | 0 | 0 | 0 | 0 | 0 | 0 | 0 | 0 | 2006 Qtr 1: 0; 2006 Qtr 2: 0; 2006 Qtr 3: 0; 2006 Qtr 4: 0; 2007 Qtr 1: 0; 2007 Qtr 2: 0; 2007 Qtr 3: 0; 2007 Qtr 4: 0; 2008 Qtr 1: 0; 2008 Qtr 2: 0; 2008 Qtr 3: 0; 2008 Qtr 4: 85 | 85
0 | 213085-Refrigeration -Strip Curtains for Walk-ins |  | 7 | Commercial | 21-RSD-Restaurant–SitDown-REFG | 0 |  |  |  |  | 3.05 | 3 | 0 | 0 | 0 | 0.05 | 16.0673 |  | kWh | 0.00040427 | 0 | Commercial |  | Annual | [5 empty] | 4 | 0.96 |  |  |  | 0 | 0 | 0 | 20 | 0 | 0 | 0 | 0 | 0 | 0 | 0 | 0 | 2006 Qtr 1: 0; 2006 Qtr 2: 0; 2006 Qtr 3: 0; 2006 Qtr 4: 0; 2007 Qtr 1: 0; 2007 Qtr 2: 0; 2007 Qtr 3: 0; 2007 Qtr 4: 0; 2008 Qtr 1: 0; 2008 Qtr 2: 0; 2008 Qtr 3: 0; 2008 Qtr 4: 20 | 20
0 | 213116-Refrigeration -Cooler/Freezer Door Gaskets - Solid Doors: Freezer |  | 7 | Commercial | 21-RSD-Restaurant–SitDown-REFG | 0 |  |  |  |  | 4 | 4 | 0 | 0 | 0 | 0 | 3.6686 |  | kWh | 0.000614 | 0 | Commercial |  | Annual | [5 empty] | 4 | 0.96 |  |  |  | 0 | 0 | 0 | 3 | 0 | 0 | 0 | 0 | 0 | 0 | 0 | 0 | 2006 Qtr 1: 0; 2006 Qtr 2: 0; 2006 Qtr 3: 0; 2006 Qtr 4: 0; 2007 Qtr 1: 0; 2007 Qtr 2: 0; 2007 Qtr 3: 0; 2007 Qtr 4: 0; 2008 Qtr 1: 0; 2008 Qtr 2: 0; 2008 Qtr 3: 0; 2008 Qtr 4: 3 | 3
0 | 213083-Refrigeration -Cooler/Freezer Door Gaskets - Glass Doors |  | 10 | Commercial | 09-GRO-Grocery-REFG | 0 |  |  |  |  | 4 | 4 | 0 | 0 | 0 | 0 | 3.6686 |  | kWh | 0.000614 | 0 | Commercial |  | Annual | [5 empty] | 4 | 0.96 |  |  |  | 0 | 0 | 0 | 896 | 0 | 0 | 0 | 0 | 0 | 0 | 0 | 0 | 2006 Qtr 1: 0; 2006 Qtr 2: 0; 2006 Qtr 3: 0; 2006 Qtr 4: 0; 2007 Qtr 1: 0; 2007 Qtr 2: 0; 2007 Qtr 3: 0; 2007 Qtr 4: 0; 2008 Qtr 1: 0; 2008 Qtr 2: 0; 2008 Qtr 3: 0; 2008 Qtr 4: 896 | 896
0 | 213084-Refrigeration -Cooler/Freezer Door Gaskets - Solid Doors: Cooler |  | 7 | Commercial | 09-GRO-Grocery-REFG | 0 |  |  |  |  | 4 | 4 | 0 | 0 | 0 | 0 | 3.6686 |  | kWh | 0.000614 | 0 | Commercial |  | Annual | [5 empty] | 4 | 0.96 |  |  |  | 0 | 0 | 0 | 58 | 0 | 0 | 0 | 0 | 0 | 0 | 0 | 0 | 2006 Qtr 1: 0; 2006 Qtr 2: 0; 2006 Qtr 3: 0; 2006 Qtr 4: 0; 2007 Qtr 1: 0; 2007 Qtr 2: 0; 2007 Qtr 3: 0; 2007 Qtr 4: 0; 2008 Qtr 1: 0; 2008 Qtr 2: 0; 2008 Qtr 3: 0; 2008 Qtr 4: 58 | 58
0 | 213128-Refrigerator - Early Replacement |  | 10 | Commercial | 07-ESE-Education–SecondarySchool-REFG | 0 |  |  |  |  | 272 | 275 | 0 | 0 | 0 | -3 | 1040.577 |  | kWh | 0.13613 | 0 | Commercial |  | Annual | [5 empty] | 6 | 0.96 |  |  |  | 0 | 0 | 0 | 1 | 0 | 0 | 0 | 0 | 0 | 0 | 0 | 0 | 2006 Qtr 1: 0; 2006 Qtr 2: 0; 2006 Qtr 3: 0; 2006 Qtr 4: 0; 2007 Qtr 1: 0; 2007 Qtr 2: 0; 2007 Qtr 3: 0; 2007 Qtr 4: 0; 2008 Qtr 1: 0; 2008 Qtr 2: 0; 2008 Qtr 3: 0; 2008 Qtr 4: 1 | 1
0 | 213128-Refrigerator - Early Replacement |  | 10 | Commercial | 07-ESE-Education–SecondarySchool-REFG | 0 |  |  |  |  | 272 | 275 | 0 | 0 | 0 | -3 | 1040.577 |  | kWh | 0.13613 | 0 | Commercial |  | Annual | [5 empty] | 6 | 0.96 |  |  |  | 0 | 0 | 0 | 2 | 0 | 0 | 0 | 0 | 0 | 0 | 0 | 0 | 2006 Qtr 1: 0; 2006 Qtr 2: 0; 2006 Qtr 3: 0; 2006 Qtr 4: 0; 2007 Qtr 1: 0; 2007 Qtr 2: 0; 2007 Qtr 3: 0; 2007 Qtr 4: 0; 2008 Qtr 1: 0; 2008 Qtr 2: 0; 2008 Qtr 3: 0; 2008 Qtr 4: 2 | 2
0 | 213128-Refrigerator - Early Replacement |  | 10 | Commercial | 07-ESE-Education–SecondarySchool-REFG | 0 |  |  |  |  | 272 | 275 | 0 | 0 | 0 | -3 | 1040.577 |  | kWh | 0.13613 | 0 | Commercial |  | Annual | [5 empty] | 6 | 0.96 |  |  |  | 0 | 0 | 0 | 2 | 0 | 0 | 0 | 0 | 0 | 0 | 0 | 0 | 2006 Qtr 1: 0; 2006 Qtr 2: 0; 2006 Qtr 3: 0; 2006 Qtr 4: 0; 2007 Qtr 1: 0; 2007 Qtr 2: 0; 2007 Qtr 3: 0; 2007 Qtr 4: 0; 2008 Qtr 1: 0; 2008 Qtr 2: 0; 2008 Qtr 3: 0; 2008 Qtr 4: 2 | 2
0 | 213128-Refrigerator - Early Replacement |  | 10 | Commercial | 07-ESE-Education–SecondarySchool-REFG | 0 |  |  |  |  | 272 | 275 | 0 | 0 | 0 | -3 | 1040.577 |  | kWh | 0.13613 | 0 | Commercial |  | Annual | [5 empty] | 6 | 0.96 |  |  |  | 0 | 0 | 0 | 1 | 0 | 0 | 0 | 0 | 0 | 0 | 0 | 0 | 2006 Qtr 1: 0; 2006 Qtr 2: 0; 2006 Qtr 3: 0; 2006 Qtr 4: 0; 2007 Qtr 1: 0; 2007 Qtr 2: 0; 2007 Qtr 3: 0; 2007 Qtr 4: 0; 2008 Qtr 1: 0; 2008 Qtr 2: 0; 2008 Qtr 3: 0; 2008 Qtr 4: 1 | 1
0 | 213128-Refrigerator - Early Replacement |  | 10 | Commercial | 07-ESE-Education–SecondarySchool-REFG | 0 |  |  |  |  | 272 | 275 | 0 | 0 | 0 | -3 | 1040.577 |  | kWh | 0.13613 | 0 | Commercial |  | Annual | [5 empty] | 6 | 0.96 |  |  |  | 0 | 0 | 0 | 1 | 0 | 0 | 0 | 0 | 0 | 0 | 0 | 0 | 2006 Qtr 1: 0; 2006 Qtr 2: 0; 2006 Qtr 3: 0; 2006 Qtr 4: 0; 2007 Qtr 1: 0; 2007 Qtr 2: 0; 2007 Qtr 3: 0; 2007 Qtr 4: 0; 2008 Qtr 1: 0; 2008 Qtr 2: 0; 2008 Qtr 3: 0; 2008 Qtr 4: 1 | 1
0 | 213083-Refrigeration -Cooler/Freezer Door Gaskets - Glass Doors |  | 7 | Commercial | 09-GRO-Grocery-REFG | 0 |  |  |  |  | 4 | 4 | 0 | 0 | 0 | 0 | 3.6686 |  | kWh | 0.000614 | 0 | Commercial |  | Annual | [5 empty] | 4 | 0.96 |  |  |  | 0 | 0 | 0 | 476 | 0 | 0 | 0 | 0 | 0 | 0 | 0 | 0 | 2006 Qtr 1: 0; 2006 Qtr 2: 0; 2006 Qtr 3: 0; 2006 Qtr 4: 0; 2007 Qtr 1: 0; 2007 Qtr 2: 0; 2007 Qtr 3: 0; 2007 Qtr 4: 0; 2008 Qtr 1: 0; 2008 Qtr 2: 0; 2008 Qtr 3: 0; 2008 Qtr 4: 476 | 476
0 | 213215-Lighting-Interior High Bay Linear Fluorescent Fixtures <= 244 Watts replacing 400 Watts (Tier 1) |  | 7 | Commercial | 01-ALC-AllCommercial-IntLight | 0 |  |  |  |  | 308.7635 | 88.1423 | 0 | 0 | 0 | 220.6211 | 757.751 |  | kWh | 0.19915 | -2.9519 | Commercial |  | Annual | [5 empty] | 11 | 0.96 |  |  |  | 0 | 0 | 0 | 76.693 | 0 | 0 | 0 | 0 | 0 | 0 | 0 | 0 | 2006 Qtr 1: 0; 2006 Qtr 2: 0; 2006 Qtr 3: 0; 2006 Qtr 4: 0; 2007 Qtr 1: 0; 2007 Qtr 2: 0; 2007 Qtr 3: 0; 2007 Qtr 4: 0; 2008 Qtr 1: 0; 2008 Qtr 2: 0; 2008 Qtr 3: 76.693; 2008 Qtr 4: 0 | 76.693
0 | 213062-Lighting - Occupancy Sensor - Wallbox Lighting Sensor | CALC00AVOCC01 | 7 | Commercial | 01-ALC-AllCommercial-IntLight | 0 |  |  |  |  | 42.2833 | 20.25 | 0 | 0 | 0 | 22.0333 | 213.759 |  | kWh | 0 | 0 | Commercial |  | Annual | [5 empty] | 8 | 0.96 |  |  |  | 0 | 0 | 0 | 6 | 0 | 0 | 0 | 0 | 0 | 0 | 0 | 0 | 2006 Qtr 1: 0; 2006 Qtr 2: 0; 2006 Qtr 3: 0; 2006 Qtr 4: 0; 2007 Qtr 1: 0; 2007 Qtr 2: 0; 2007 Qtr 3: 0; 2007 Qtr 4: 0; 2008 Qtr 1: 0; 2008 Qtr 2: 0; 2008 Qtr 3: 6; 2008 Qtr 4: 0 | 6
0 | 213230-Lighting - Occupancy Sensor - High-Bay Sensor |  | 7 | Commercial | 01-ALC-AllCommercial-IntLight | 0 |  |  |  |  | 141 | 90 | 0 | 0 | 0 | 51 | 1304.0352 |  | kWh | 0.465 | 0 | Commercial |  | Annual | [5 empty] | 8 | 0.96 |  |  |  | 0 | 0 | 0 | 74 | 0 | 0 | 0 | 0 | 0 | 0 | 0 | 0 | 2006 Qtr 1: 0; 2006 Qtr 2: 0; 2006 Qtr 3: 0; 2006 Qtr 4: 0; 2007 Qtr 1: 0; 2007 Qtr 2: 0; 2007 Qtr 3: 0; 2007 Qtr 4: 0; 2008 Qtr 1: 0; 2008 Qtr 2: 0; 2008 Qtr 3: 74; 2008 Qtr 4: 0 | 74
0 | 213147-Premium T8 with T12 34Watt Baseline |  | 7 | Commercial | 01-ALC-AllCommercial-IntLight | 0 |  |  |  |  | 16.3168 | 6.9379 | 0 | 0 | 0 | 9.379 | 11.5163 |  | kWh | 0.0031878 | -0.044864 | Commercial |  | Annual | [5 empty] | 11 | 0.96 |  |  |  | 0 | 0 | 0 | 180.5743 | 0 | 0 | 0 | 0 | 0 | 0 | 0 | 0 | 2006 Qtr 1: 0; 2006 Qtr 2: 0; 2006 Qtr 3: 0; 2006 Qtr 4: 0; 2007 Qtr 1: 0; 2007 Qtr 2: 0; 2007 Qtr 3: 0; 2007 Qtr 4: 0; 2008 Qtr 1: 0; 2008 Qtr 2: 0; 2008 Qtr 3: 180.5743; 2008 Qtr 4: 0 | 180.5743
0 | 213053-Lighting - Remove 4 Ft T-8 (De-Lamp) | COFL00AVDEL01 | 7 | Commercial | 01-ALC-AllCommercial-IntLight | 0 |  |  |  |  | 33.026 | 11.5631 | 0 | 0 | 0 | 21.4629 | 120.7736 |  | kWh | 0.033431 | -0.47049 | Commercial |  | Annual | [5 empty] | 11 | 0.96 |  |  |  | 0 | 0 | 0 | 90.2872 | 0 | 0 | 0 | 0 | 0 | 0 | 0 | 0 | 2006 Qtr 1: 0; 2006 Qtr 2: 0; 2006 Qtr 3: 0; 2006 Qtr 4: 0; 2007 Qtr 1: 0; 2007 Qtr 2: 0; 2007 Qtr 3: 0; 2007 Qtr 4: 0; 2008 Qtr 1: 0; 2008 Qtr 2: 0; 2008 Qtr 3: 90.2872; 2008 Qtr 4: 0 | 90.2872
0 | 213054-Lighting - Remove 8 Ft T-8 (De-Lamp) | CRTL00AVDEL02 | 7 | Commercial | 01-ALC-AllCommercial-IntLight | 0 |  |  |  |  | 33.2757 | 28.9078 | 0 | 0 | 0 | 4.368 | 199.3208 |  | kWh | 0.055174 | -0.77649 | Commercial |  | Annual | [5 empty] | 11 | 0.96 |  |  |  | 0 | 0 | 0 | 117.529 | 0 | 0 | 0 | 0 | 0 | 0 | 0 | 0 | 2006 Qtr 1: 0; 2006 Qtr 2: 0; 2006 Qtr 3: 0; 2006 Qtr 4: 0; 2007 Qtr 1: 0; 2007 Qtr 2: 0; 2007 Qtr 3: 0; 2007 Qtr 4: 0; 2008 Qtr 1: 0; 2008 Qtr 2: 0; 2008 Qtr 3: 117.529; 2008 Qtr 4: 0 | 117.529
0 | 213230-Lighting - Occupancy Sensor - High-Bay Sensor |  | 7 | Commercial | 01-ALC-AllCommercial-IntLight | 0 |  |  |  |  | 141 | 100 | 0 | 0 | 0 | 41 | 1304.0352 |  | kWh | 0.465 | 0 | Commercial |  | Annual | [5 empty] | 8 | 0.96 |  |  |  | 0 | 0 | 0 | 48 | 0 | 0 | 0 | 0 | 0 | 0 | 0 | 0 | 2006 Qtr 1: 0; 2006 Qtr 2: 0; 2006 Qtr 3: 0; 2006 Qtr 4: 0; 2007 Qtr 1: 0; 2007 Qtr 2: 0; 2007 Qtr 3: 0; 2007 Qtr 4: 0; 2008 Qtr 1: 0; 2008 Qtr 2: 0; 2008 Qtr 3: 48; 2008 Qtr 4: 0 | 48
0 | 213221-Lighting - Screw in >= 27 Watt Lamp |  | 10 | Commercial | 10-HSP-Health/Medical–Hospital-LIT_INT | 0 |  |  |  |  | 8.2022 | 10.6325 | 0 | 0 | 0 | -2.4303 | 122.0461 |  | kWh | 0.014756 | -0.608 | Commercial |  | Annual | [5 empty] | 1.2 | 0.96 |  |  |  | 0 | 0 | 0 | 599.4345 | 0 | 0 | 0 | 0 | 0 | 0 | 0 | 0 | 2006 Qtr 1: 0; 2006 Qtr 2: 0; 2006 Qtr 3: 0; 2006 Qtr 4: 0; 2007 Qtr 1: 0; 2007 Qtr 2: 0; 2007 Qtr 3: 0; 2007 Qtr 4: 0; 2008 Qtr 1: 0; 2008 Qtr 2: 0; 2008 Qtr 3: 0; 2008 Qtr 4: 599.4345 | 599.4345
0 | 213222-Lighting - Screw in 14-26 Watt Lamp |  | 10 | Commercial | 10-HSP-Health/Medical–Hospital-LIT_INT | 0 |  |  |  |  | 7.1694 | 8.101 | 0 | 0 | 0 | -0.93161 | 117.249 |  | kWh | 0.014176 | -0.5841 | Commercial |  | Annual | [5 empty] | 2.3 | 0.96 |  |  |  | 0.797 | 0 | 0 | 589.5591 | 0 | 0 | 0 | 0 | 0 | 0 | 0 | 0 | 2006 Qtr 1: 0; 2006 Qtr 2: 0; 2006 Qtr 3: 0; 2006 Qtr 4: 0; 2007 Qtr 1: 0; 2007 Qtr 2: 0; 2007 Qtr 3: 0; 2007 Qtr 4: 0; 2008 Qtr 1: 0; 2008 Qtr 2: 0; 2008 Qtr 3: 0; 2008 Qtr 4: 589.5591 | 589.5591
0 | 213084-Refrigeration -Cooler/Freezer Door Gaskets - Solid Doors: Cooler |  | 7 | Commercial | 01-ALC-AllCommercial-Refrig | 0 |  |  |  |  | 4 | 4 | 0 | 0 | 0 | 0 | 104.55 |  | kWh | 0.01195 | 0 | Commercial |  | Annual | [5 empty] | 4 | 0.96 |  |  |  | 0 | 0 | 0 | 160 | 0 | 0 | 0 | 0 | 0 | 0 | 0 | 0 | 2006 Qtr 1: 0; 2006 Qtr 2: 0; 2006 Qtr 3: 0; 2006 Qtr 4: 0; 2007 Qtr 1: 0; 2007 Qtr 2: 0; 2007 Qtr 3: 0; 2007 Qtr 4: 0; 2008 Qtr 1: 0; 2008 Qtr 2: 0; 2008 Qtr 3: 0; 2008 Qtr 4: 160 | 160
0 | 213084-Refrigeration -Cooler/Freezer Door Gaskets - Solid Doors: Cooler |  | 7 | Commercial | 01-ALC-AllCommercial-Refrig | 0 |  |  |  |  | 4 | 4 | 0 | 0 | 0 | 0 | 104.55 |  | kWh | 0.01195 | 0 | Commercial |  | Annual | [5 empty] | 4 | 0.96 |  |  |  | 0 | 0 | 0 | 223 | 0 | 0 | 0 | 0 | 0 | 0 | 0 | 0 | 2006 Qtr 1: 0; 2006 Qtr 2: 0; 2006 Qtr 3: 0; 2006 Qtr 4: 0; 2007 Qtr 1: 0; 2007 Qtr 2: 0; 2007 Qtr 3: 0; 2007 Qtr 4: 0; 2008 Qtr 1: 0; 2008 Qtr 2: 0; 2008 Qtr 3: 0; 2008 Qtr 4: 223 | 223
0 | 213171-Food Service - Steamer-Gas |  | 7 | Commercial | 21-RSD-Restaurant–SitDown-PROC_OTH | 0 |  |  |  |  | 6221 | 750 | 0 | 0 | 0 | 5471 | 0 |  | kWh | 0 | 2084 | Commercial |  | Annual | [5 empty] | 12 | 0.96 |  |  |  | 0 | 0 | 0 | 1 | 0 | 0 | 0 | 0 | 0 | 0 | 0 | 0 | 2006 Qtr 1: 0; 2006 Qtr 2: 0; 2006 Qtr 3: 0; 2006 Qtr 4: 0; 2007 Qtr 1: 0; 2007 Qtr 2: 0; 2007 Qtr 3: 0; 2007 Qtr 4: 0; 2008 Qtr 1: 0; 2008 Qtr 2: 0; 2008 Qtr 3: 0; 2008 Qtr 4: 1 | 1
0 | 213147-Premium T8 with T12 34Watt Baseline |  | 10 | Commercial | 18-OFS-Office–Small-IntLight | 0 |  |  |  |  | 16.3168 | 7.7087 | 0 | 0 | 0 | 8.6081 | 15.0283 |  | kWh | 0.0036886 | -0.0080532 | Commercial |  | Annual | [5 empty] | 11 | 0.96 |  |  |  | 0 | 0 | 0 | 244.398 | 0 | 0 | 0 | 0 | 0 | 0 | 0 | 0 | 2006 Qtr 1: 0; 2006 Qtr 2: 0; 2006 Qtr 3: 0; 2006 Qtr 4: 0; 2007 Qtr 1: 0; 2007 Qtr 2: 0; 2007 Qtr 3: 0; 2007 Qtr 4: 0; 2008 Qtr 1: 0; 2008 Qtr 2: 0; 2008 Qtr 3: 0; 2008 Qtr 4: 244.398 | 244.398
0 | 213053-Lighting - Remove 4 Ft T-8 (De-Lamp) | COFL00AVDEL01 | 10 | Commercial | 18-OFS-Office–Small-IntLight | 0 |  |  |  |  | 33.026 | 12.8479 | 0 | 0 | 0 | 20.1781 | 157.6045 |  | kWh | 0.038683 | -0.084455 | Commercial |  | Annual | [5 empty] | 11 | 0.96 |  |  |  | 0 | 0 | 0 | 80.1688 | 0 | 0 | 0 | 0 | 0 | 0 | 0 | 0 | 2006 Qtr 1: 0; 2006 Qtr 2: 0; 2006 Qtr 3: 0; 2006 Qtr 4: 0; 2007 Qtr 1: 0; 2007 Qtr 2: 0; 2007 Qtr 3: 0; 2007 Qtr 4: 0; 2008 Qtr 1: 0; 2008 Qtr 2: 0; 2008 Qtr 3: 0; 2008 Qtr 4: 80.1688 | 80.1688
0 | 213062-Lighting - Occupancy Sensor - Wallbox Lighting Sensor | CALC00AVOCC01 | 10 | Commercial | 18-OFS-Office–Small-IntLight | 0 |  |  |  |  | 42.2833 | 22.5 | 0 | 0 | 0 | 19.7833 | 213.759 |  | kWh | 0 | 0 | Commercial |  | Annual | [5 empty] | 8 | 0.96 |  |  |  | 0 | 0 | 0 | 4 | 0 | 0 | 0 | 0 | 0 | 0 | 0 | 0 | 2006 Qtr 1: 0; 2006 Qtr 2: 0; 2006 Qtr 3: 0; 2006 Qtr 4: 0; 2007 Qtr 1: 0; 2007 Qtr 2: 0; 2007 Qtr 3: 0; 2007 Qtr 4: 0; 2008 Qtr 1: 0; 2008 Qtr 2: 0; 2008 Qtr 3: 0; 2008 Qtr 4: 4 | 4
0 | 213230-Lighting - Occupancy Sensor - High-Bay Sensor |  | 10 | Commercial | 01-ALC-AllCommercial-IntLight | 0 |  |  |  |  | 141 | 100 | 0 | 0 | 0 | 41 | 1304.0352 |  | kWh | 0.465 | 0 | Commercial |  | Annual | [5 empty] | 8 | 0.96 |  |  |  | 0 | 0 | 0 | 48 | 0 | 0 | 0 | 0 | 0 | 0 | 0 | 0 | 2006 Qtr 1: 0; 2006 Qtr 2: 0; 2006 Qtr 3: 0; 2006 Qtr 4: 0; 2007 Qtr 1: 0; 2007 Qtr 2: 0; 2007 Qtr 3: 0; 2007 Qtr 4: 0; 2008 Qtr 1: 0; 2008 Qtr 2: 0; 2008 Qtr 3: 0; 2008 Qtr 4: 48 | 48
0 | 213215-Lighting-Interior High Bay Linear Fluorescent Fixtures <= 244 Watts replacing 400 Watts (Tier 1) |  | 10 | Commercial | 01-ALC-AllCommercial-IntLight | 0 |  |  |  |  | 308.7635 | 97.9359 | 0 | 0 | 0 | 210.8275 | 780.5075 |  | kWh | 0.20132 | -3.2216 | Commercial |  | Annual | [5 empty] | 11 | 0.96 |  |  |  | 0 | 0 | 0 | 1.0364 | 0 | 0 | 0 | 0 | 0 | 0 | 0 | 0 | 2006 Qtr 1: 0; 2006 Qtr 2: 0; 2006 Qtr 3: 0; 2006 Qtr 4: 0; 2007 Qtr 1: 0; 2007 Qtr 2: 0; 2007 Qtr 3: 0; 2007 Qtr 4: 0; 2008 Qtr 1: 0; 2008 Qtr 2: 0; 2008 Qtr 3: 1.0364; 2008 Qtr 4: 0 | 1.0364
0 | 213230-Lighting - Occupancy Sensor - High-Bay Sensor |  | 10 | Commercial | 01-ALC-AllCommercial-IntLight | 0 |  |  |  |  | 141 | 100 | 0 | 0 | 0 | 41 | 1304.0352 |  | kWh | 0.465 | 0 | Commercial |  | Annual | [5 empty] | 8 | 0.96 |  |  |  | 0 | 0 | 0 | 1 | 0 | 0 | 0 | 0 | 0 | 0 | 0 | 0 | 2006 Qtr 1: 0; 2006 Qtr 2: 0; 2006 Qtr 3: 0; 2006 Qtr 4: 0; 2007 Qtr 1: 0; 2007 Qtr 2: 0; 2007 Qtr 3: 0; 2007 Qtr 4: 0; 2008 Qtr 1: 0; 2008 Qtr 2: 0; 2008 Qtr 3: 1; 2008 Qtr 4: 0 | 1
0 | 213049-Lighting - LED Exit Sign New Sign | CALC00AVETS01 | 7 | Commercial | 02-ASM-Assembly-Exit | 0 |  |  |  |  | 65.4374 | 45 | 0 | 0 | 0 | 20.4374 | 351.311 |  | kWh | 0 | 0 | Commercial |  | Annual | [5 empty] | 16 | 0.96 |  |  |  | 0 | 0 | 0 | 153 | 0 | 0 | 0 | 0 | 0 | 0 | 0 | 0 | 2006 Qtr 1: 0; 2006 Qtr 2: 0; 2006 Qtr 3: 0; 2006 Qtr 4: 0; 2007 Qtr 1: 0; 2007 Qtr 2: 0; 2007 Qtr 3: 0; 2007 Qtr 4: 0; 2008 Qtr 1: 0; 2008 Qtr 2: 0; 2008 Qtr 3: 0; 2008 Qtr 4: 153 | 153
0 | 213215-Lighting-Interior High Bay Linear Fluorescent Fixtures <= 244 Watts replacing 400 Watts (Tier 1) |  | 7 | Commercial | 01-ALC-AllCommercial-IntLight | 0 |  |  |  |  | 308.7635 | 97.9359 | 0 | 0 | 0 | 210.8275 | 1042.5135 |  | kWh | 0.2063 | -1.9836 | Commercial |  | Annual | [5 empty] | 11 | 0.96 |  |  |  | 0 | 0 | 0 | 15.5459 | 0 | 0 | 0 | 0 | 0 | 0 | 0 | 0 | 2006 Qtr 1: 0; 2006 Qtr 2: 0; 2006 Qtr 3: 0; 2006 Qtr 4: 0; 2007 Qtr 1: 0; 2007 Qtr 2: 0; 2007 Qtr 3: 0; 2007 Qtr 4: 0; 2008 Qtr 1: 0; 2008 Qtr 2: 0; 2008 Qtr 3: 0; 2008 Qtr 4: 15.5459 | 15.5459
0 | 213230-Lighting - Occupancy Sensor - High-Bay Sensor |  | 7 | Commercial | 01-ALC-AllCommercial-IntLight | 0 |  |  |  |  | 141 | 100 | 0 | 0 | 0 | 41 | 1304.0352 |  | kWh | 0.465 | 0 | Commercial |  | Annual | [5 empty] | 8 | 0.96 |  |  |  | 0 | 0 | 0 | 15 | 0 | 0 | 0 | 0 | 0 | 0 | 0 | 0 | 2006 Qtr 1: 0; 2006 Qtr 2: 0; 2006 Qtr 3: 0; 2006 Qtr 4: 0; 2007 Qtr 1: 0; 2007 Qtr 2: 0; 2007 Qtr 3: 0; 2007 Qtr 4: 0; 2008 Qtr 1: 0; 2008 Qtr 2: 0; 2008 Qtr 3: 0; 2008 Qtr 4: 15 | 15
0 | 213003-A/C - Reflective Window Film Inland |  | 7 | Commercial | 14-MLI-Manufacturing–LightIndustry-COOL | 0 |  |  |  |  | 3.12 | 2 | 0 | 0 | 0 | 1.12 | 15.27 |  | kWh | 0.0023 | 0 | Commercial |  | Annual | [5 empty] | 10 | 0.96 |  |  |  | 0 | 0 | 0 | 270 | 0 | 0 | 0 | 0 | 0 | 0 | 0 | 0 | 2006 Qtr 1: 0; 2006 Qtr 2: 0; 2006 Qtr 3: 0; 2006 Qtr 4: 0; 2007 Qtr 1: 0; 2007 Qtr 2: 0; 2007 Qtr 3: 0; 2007 Qtr 4: 0; 2008 Qtr 1: 0; 2008 Qtr 2: 0; 2008 Qtr 3: 0; 2008 Qtr 4: 270 | 270
0 | 213147-Premium T8 with T12 34Watt Baseline |  | 7 | Commercial | 01-ALC-AllCommercial-IntLight | 0 |  |  |  |  | 16.3168 | 6.9379 | 0 | 0 | 0 | 9.379 | 23.4731 |  | kWh | 0.0045936 | -0.044663 | Commercial |  | Annual | [5 empty] | 11 | 0.96 |  |  |  | 0 | 0 | 0 | 98.0705 | 0 | 0 | 0 | 0 | 0 | 0 | 0 | 0 | 2006 Qtr 1: 0; 2006 Qtr 2: 0; 2006 Qtr 3: 0; 2006 Qtr 4: 0; 2007 Qtr 1: 0; 2007 Qtr 2: 0; 2007 Qtr 3: 0; 2007 Qtr 4: 0; 2008 Qtr 1: 0; 2008 Qtr 2: 0; 2008 Qtr 3: 98.0705; 2008 Qtr 4: 0 | 98.0705
0 | 213215-Lighting-Interior High Bay Linear Fluorescent Fixtures <= 244 Watts replacing 400 Watts (Tier 1) |  | 7 | Commercial | 01-ALC-AllCommercial-IntLight | 0 |  |  |  |  | 308.7635 | 88.1423 | 0 | 0 | 0 | 220.6211 | 984.5056 |  | kWh | 0.20308 | -1.8733 | Commercial |  | Annual | [5 empty] | 11 | 0.96 |  |  |  | 0 | 0 | 0 | 17.6187 | 0 | 0 | 0 | 0 | 0 | 0 | 0 | 0 | 2006 Qtr 1: 0; 2006 Qtr 2: 0; 2006 Qtr 3: 0; 2006 Qtr 4: 0; 2007 Qtr 1: 0; 2007 Qtr 2: 0; 2007 Qtr 3: 0; 2007 Qtr 4: 0; 2008 Qtr 1: 0; 2008 Qtr 2: 0; 2008 Qtr 3: 17.6187; 2008 Qtr 4: 0 | 17.6187
0 | 213213-Lighting-Wall or Ceiling-mounted Lighting Sensor >= 500 watts |  | 7 | Commercial | 01-ALC-AllCommercial-IntLight | 0 |  |  |  |  | 141 | 75.15 | 0 | 0 | 0 | 65.85 | 789 |  | kWh | 0.381 | 0 | Commercial |  | Annual | [5 empty] | 8 | 0.96 |  |  |  | 0 | 0 | 0 | 7 | 0 | 0 | 0 | 0 | 0 | 0 | 0 | 0 | 2006 Qtr 1: 0; 2006 Qtr 2: 0; 2006 Qtr 3: 0; 2006 Qtr 4: 0; 2007 Qtr 1: 0; 2007 Qtr 2: 0; 2007 Qtr 3: 0; 2007 Qtr 4: 0; 2008 Qtr 1: 0; 2008 Qtr 2: 0; 2008 Qtr 3: 7; 2008 Qtr 4: 0 | 7
0 | 213230-Lighting - Occupancy Sensor - High-Bay Sensor |  | 7 | Commercial | 01-ALC-AllCommercial-IntLight | 0 |  |  |  |  | 141 | 90 | 0 | 0 | 0 | 51 | 1304.0352 |  | kWh | 0.465 | 0 | Commercial |  | Annual | [5 empty] | 8 | 0.96 |  |  |  | 0 | 0 | 0 | 17 | 0 | 0 | 0 | 0 | 0 | 0 | 0 | 0 | 2006 Qtr 1: 0; 2006 Qtr 2: 0; 2006 Qtr 3: 0; 2006 Qtr 4: 0; 2007 Qtr 1: 0; 2007 Qtr 2: 0; 2007 Qtr 3: 0; 2007 Qtr 4: 0; 2008 Qtr 1: 0; 2008 Qtr 2: 0; 2008 Qtr 3: 17; 2008 Qtr 4: 0 | 17
0 | 213053-Lighting - Remove 4 Ft T-8 (De-Lamp) | COFL00AVDEL01 | 7 | Commercial | 01-ALC-AllCommercial-IntLight | 0 |  |  |  |  | 33.026 | 11.5631 | 0 | 0 | 0 | 21.4629 | 246.1665 |  | kWh | 0.048174 | -0.46839 | Commercial |  | Annual | [5 empty] | 11 | 0.96 |  |  |  | 0 | 0 | 0 | 34.2469 | 0 | 0 | 0 | 0 | 0 | 0 | 0 | 0 | 2006 Qtr 1: 0; 2006 Qtr 2: 0; 2006 Qtr 3: 0; 2006 Qtr 4: 0; 2007 Qtr 1: 0; 2007 Qtr 2: 0; 2007 Qtr 3: 0; 2007 Qtr 4: 0; 2008 Qtr 1: 0; 2008 Qtr 2: 0; 2008 Qtr 3: 34.2469; 2008 Qtr 4: 0 | 34.2469
0 | 213054-Lighting - Remove 8 Ft T-8 (De-Lamp) | CRTL00AVDEL02 | 7 | Commercial | 01-ALC-AllCommercial-IntLight | 0 |  |  |  |  | 33.2757 | 28.9078 | 0 | 0 | 0 | 4.368 | 406.265 |  | kWh | 0.079504 | -0.77302 | Commercial |  | Annual | [5 empty] | 11 | 0.96 |  |  |  | 0 | 0 | 0 | 21.7935 | 0 | 0 | 0 | 0 | 0 | 0 | 0 | 0 | 2006 Qtr 1: 0; 2006 Qtr 2: 0; 2006 Qtr 3: 0; 2006 Qtr 4: 0; 2007 Qtr 1: 0; 2007 Qtr 2: 0; 2007 Qtr 3: 0; 2007 Qtr 4: 0; 2008 Qtr 1: 0; 2008 Qtr 2: 0; 2008 Qtr 3: 21.7935; 2008 Qtr 4: 0 | 21.7935
0 | 213215-Lighting-Interior High Bay Linear Fluorescent Fixtures <= 244 Watts replacing 400 Watts (Tier 1) |  | 10 | Commercial | 01-ALC-AllCommercial-IntLight | 0 |  |  |  |  | 308.7635 | 97.9359 | 0 | 0 | 0 | 210.8275 | 780.5075 |  | kWh | 0.20132 | -3.2216 | Commercial |  | Annual | [5 empty] | 11 | 0.96 |  |  |  | 0 | 0 | 0 | 10.3639 | 0 | 0 | 0 | 0 | 0 | 0 | 0 | 0 | 2006 Qtr 1: 0; 2006 Qtr 2: 0; 2006 Qtr 3: 0; 2006 Qtr 4: 0; 2007 Qtr 1: 0; 2007 Qtr 2: 0; 2007 Qtr 3: 0; 2007 Qtr 4: 0; 2008 Qtr 1: 0; 2008 Qtr 2: 0; 2008 Qtr 3: 0; 2008 Qtr 4: 10.3639 | 10.3639
0 | 213230-Lighting - Occupancy Sensor - High-Bay Sensor |  | 10 | Commercial | 01-ALC-AllCommercial-IntLight | 0 |  |  |  |  | 141 | 100 | 0 | 0 | 0 | 41 | 1304.0352 |  | kWh | 0.465 | 0 | Commercial |  | Annual | [5 empty] | 8 | 0.96 |  |  |  | 0 | 0 | 0 | 10 | 0 | 0 | 0 | 0 | 0 | 0 | 0 | 0 | 2006 Qtr 1: 0; 2006 Qtr 2: 0; 2006 Qtr 3: 0; 2006 Qtr 4: 0; 2007 Qtr 1: 0; 2007 Qtr 2: 0; 2007 Qtr 3: 0; 2007 Qtr 4: 0; 2008 Qtr 1: 0; 2008 Qtr 2: 0; 2008 Qtr 3: 0; 2008 Qtr 4: 10 | 10
0 | 213229-Lighting - Screw in 14-26 Watt Reflector Lamp |  | 7 | Commercial | 01-ALC-AllCommercial-IntLight | 0 |  |  |  |  | 6.5502 | 9.1136 | 0 | 0 | 0 | -2.5634 | 71.8498 |  | kWh | 0.004956 | -0.33414 | Commercial |  | Annual | [5 empty] | 2 | 0.96 |  |  |  | 0 | 0 | 0 | 47.4017 | 0 | 0 | 0 | 0 | 0 | 0 | 0 | 0 | 2006 Qtr 1: 0; 2006 Qtr 2: 0; 2006 Qtr 3: 0; 2006 Qtr 4: 0; 2007 Qtr 1: 0; 2007 Qtr 2: 0; 2007 Qtr 3: 0; 2007 Qtr 4: 0; 2008 Qtr 1: 0; 2008 Qtr 2: 0; 2008 Qtr 3: 0; 2008 Qtr 4: 47.4017 | 47.4017
0 | 213011-Lighting - 2 Ft 2nd Gen. T-8 with Elec. Ballast |  | 7 | Commercial | 01-ALC-AllCommercial-IntLight | 0 |  |  |  |  | 26.9806 | 6.4239 | 0 | 0 | 0 | 20.5566 | 47.1267 |  | kWh | 0.0092225 | -0.08967 | Commercial |  | Annual | [5 empty] | 11 | 0.96 |  |  |  | 0 | 0 | 0 | 4.67 | 0 | 0 | 0 | 0 | 0 | 0 | 0 | 0 | 2006 Qtr 1: 0; 2006 Qtr 2: 0; 2006 Qtr 3: 0; 2006 Qtr 4: 0; 2007 Qtr 1: 0; 2007 Qtr 2: 0; 2007 Qtr 3: 0; 2007 Qtr 4: 0; 2008 Qtr 1: 0; 2008 Qtr 2: 0; 2008 Qtr 3: 0; 2008 Qtr 4: 4.67 | 4.67
0 | 213147-Premium T8 with T12 34Watt Baseline |  | 7 | Commercial | 01-ALC-AllCommercial-IntLight | 0 |  |  |  |  | 16.3168 | 7.7087 | 0 | 0 | 0 | 8.6081 | 23.4731 |  | kWh | 0.0045936 | -0.044663 | Commercial |  | Annual | [5 empty] | 11 | 0.96 |  |  |  | 0 | 0 | 0 | 24.1285 | 0 | 0 | 0 | 0 | 0 | 0 | 0 | 0 | 2006 Qtr 1: 0; 2006 Qtr 2: 0; 2006 Qtr 3: 0; 2006 Qtr 4: 0; 2007 Qtr 1: 0; 2007 Qtr 2: 0; 2007 Qtr 3: 0; 2007 Qtr 4: 0; 2008 Qtr 1: 0; 2008 Qtr 2: 0; 2008 Qtr 3: 0; 2008 Qtr 4: 24.1285 | 24.1285
0 | 213053-Lighting - Remove 4 Ft T-8 (De-Lamp) | COFL00AVDEL01 | 7 | Commercial | 01-ALC-AllCommercial-IntLight | 0 |  |  |  |  | 33.026 | 12.8479 | 0 | 0 | 0 | 20.1781 | 246.1665 |  | kWh | 0.048174 | -0.46839 | Commercial |  | Annual | [5 empty] | 11 | 0.96 |  |  |  | 0 | 0 | 0 | 22.5718 | 0 | 0 | 0 | 0 | 0 | 0 | 0 | 0 | 2006 Qtr 1: 0; 2006 Qtr 2: 0; 2006 Qtr 3: 0; 2006 Qtr 4: 0; 2007 Qtr 1: 0; 2007 Qtr 2: 0; 2007 Qtr 3: 0; 2007 Qtr 4: 0; 2008 Qtr 1: 0; 2008 Qtr 2: 0; 2008 Qtr 3: 0; 2008 Qtr 4: 22.5718 | 22.5718
0 | 213062-Lighting - Occupancy Sensor - Wallbox Lighting Sensor | CALC00AVOCC01 | 7 | Commercial | 01-ALC-AllCommercial-IntLight | 0 |  |  |  |  | 42.2833 | 22.5 | 0 | 0 | 0 | 19.7833 | 213.759 |  | kWh | 0 | 0 | Commercial |  | Annual | [5 empty] | 8 | 0.96 |  |  |  | 0 | 0 | 0 | 1 | 0 | 0 | 0 | 0 | 0 | 0 | 0 | 0 | 2006 Qtr 1: 0; 2006 Qtr 2: 0; 2006 Qtr 3: 0; 2006 Qtr 4: 0; 2007 Qtr 1: 0; 2007 Qtr 2: 0; 2007 Qtr 3: 0; 2007 Qtr 4: 0; 2008 Qtr 1: 0; 2008 Qtr 2: 0; 2008 Qtr 3: 0; 2008 Qtr 4: 1 | 1
0 | 213246-Ice Machines 1001-1500 -Energy Star |  | 7 | Commercial | 01-ALC-AllCommercial-Refrig | 0 |  |  |  |  | 550 | 200 | 0 | 0 | 0 | 350 | 1574 |  | kWh | 0.162 | 0 | Commercial |  | Annual | [5 empty] | 12 | 0.96 |  |  |  | 0 | 0 | 0 | 2 | 0 | 0 | 0 | 0 | 0 | 0 | 0 | 0 | 2006 Qtr 1: 0; 2006 Qtr 2: 0; 2006 Qtr 3: 0; 2006 Qtr 4: 0; 2007 Qtr 1: 0; 2007 Qtr 2: 0; 2007 Qtr 3: 0; 2007 Qtr 4: 0; 2008 Qtr 1: 0; 2008 Qtr 2: 0; 2008 Qtr 3: 0; 2008 Qtr 4: 2 | 2
0 | 213147-Premium T8 with T12 34Watt Baseline |  | 10 | Commercial | 18-OFS-Office–Small-IntLight | 0 |  |  |  |  | 16.3168 | 7.7087 | 0 | 0 | 0 | 8.6081 | 11.9008 |  | kWh | 0.0037944 | -0.0063773 | Commercial |  | Annual | [5 empty] | 11 | 0.96 |  |  |  | 0 | 0 | 0 | 52.927 | 0 | 0 | 0 | 0 | 0 | 0 | 0 | 0 | 2006 Qtr 1: 0; 2006 Qtr 2: 0; 2006 Qtr 3: 0; 2006 Qtr 4: 0; 2007 Qtr 1: 0; 2007 Qtr 2: 0; 2007 Qtr 3: 0; 2007 Qtr 4: 0; 2008 Qtr 1: 0; 2008 Qtr 2: 0; 2008 Qtr 3: 0; 2008 Qtr 4: 52.927 | 52.927
0 | 213206-Lighting-Interior High Bay Linear Fluorescent Fixtures 361-600 Watts replacing > 400 Watts |  | 10 | Commercial | 18-OFS-Office–Small-IntLight | 0 |  |  |  |  | 627.1758 | 222.4062 | 0 | 0 | 0 | 404.7696 | 571.9361 |  | kWh | 0.1606 | -0.30648 | Commercial |  | Annual | [5 empty] | 11 | 0.96 |  |  |  | 0 | 0 | 0 | 4.1456 | 0 | 0 | 0 | 0 | 0 | 0 | 0 | 0 | 2006 Qtr 1: 0; 2006 Qtr 2: 0; 2006 Qtr 3: 0; 2006 Qtr 4: 0; 2007 Qtr 1: 0; 2007 Qtr 2: 0; 2007 Qtr 3: 0; 2007 Qtr 4: 0; 2008 Qtr 1: 0; 2008 Qtr 2: 0; 2008 Qtr 3: 0; 2008 Qtr 4: 4.1456 | 4.1456
0 | 213253-Ice Machines 1001-1500 - CEE Tier III |  | 7 | Commercial | 01-ALC-AllCommercial-Refrig | 0 |  |  |  |  | 839 | 400 | 0 | 0 | 0 | 439 | 2601 |  | kWh | 0.267 | 0 | Commercial |  | Annual | [5 empty] | 12 | 0.96 |  |  |  | 0 | 0 | 0 | 1 | 0 | 0 | 0 | 0 | 0 | 0 | 0 | 0 | 2006 Qtr 1: 0; 2006 Qtr 2: 0; 2006 Qtr 3: 0; 2006 Qtr 4: 0; 2007 Qtr 1: 0; 2007 Qtr 2: 0; 2007 Qtr 3: 0; 2007 Qtr 4: 0; 2008 Qtr 1: 0; 2008 Qtr 2: 0; 2008 Qtr 3: 0; 2008 Qtr 4: 1 | 1
0 | 213206-Lighting-Interior High Bay Linear Fluorescent Fixtures 361-600 Watts replacing > 400 Watts |  | 7 | Commercial | 23-RTL-Retail–SingleStorylarge-LIT_INT | 0 |  |  |  |  | 627.1758 | 222.4062 | 0 | 0 | 0 | 404.7696 | 733.0823 |  | kWh | 0.14173 | -0.99724 | Commercial |  | Annual | [5 empty] | 11 | 0.96 |  |  |  | 0 | 0 | 0 | 46.6376 | 0 | 0 | 0 | 0 | 0 | 0 | 0 | 0 | 2006 Qtr 1: 0; 2006 Qtr 2: 0; 2006 Qtr 3: 0; 2006 Qtr 4: 0; 2007 Qtr 1: 0; 2007 Qtr 2: 0; 2007 Qtr 3: 0; 2007 Qtr 4: 0; 2008 Qtr 1: 0; 2008 Qtr 2: 0; 2008 Qtr 3: 46.6376; 2008 Qtr 4: 0 | 46.6376
0 | 213083-Refrigeration -Cooler/Freezer Door Gaskets - Glass Doors |  | 10 | Commercial | 09-GRO-Grocery-REFG | 0 |  |  |  |  | 4 | 4 | 0 | 0 | 0 | 0 | 3.6686 |  | kWh | 0.000614 | 0 | Commercial |  | Annual | [5 empty] | 4 | 0.96 |  |  |  | 0 | 0 | 0 | 1058 | 0 | 0 | 0 | 0 | 0 | 0 | 0 | 0 | 2006 Qtr 1: 0; 2006 Qtr 2: 0; 2006 Qtr 3: 0; 2006 Qtr 4: 0; 2007 Qtr 1: 0; 2007 Qtr 2: 0; 2007 Qtr 3: 0; 2007 Qtr 4: 0; 2008 Qtr 1: 0; 2008 Qtr 2: 0; 2008 Qtr 3: 0; 2008 Qtr 4: 1058 | 1058
0 | 213083-Refrigeration -Cooler/Freezer Door Gaskets - Glass Doors |  | 7 | Commercial | 09-GRO-Grocery-REFG | 0 |  |  |  |  | 4 | 4 | 0 | 0 | 0 | 0 | 3.6686 |  | kWh | 0.000614 | 0 | Commercial |  | Annual | [5 empty] | 4 | 0.96 |  |  |  | 0 | 0 | 0 | 1101 | 0 | 0 | 0 | 0 | 0 | 0 | 0 | 0 | 2006 Qtr 1: 0; 2006 Qtr 2: 0; 2006 Qtr 3: 0; 2006 Qtr 4: 0; 2007 Qtr 1: 0; 2007 Qtr 2: 0; 2007 Qtr 3: 0; 2007 Qtr 4: 0; 2008 Qtr 1: 0; 2008 Qtr 2: 0; 2008 Qtr 3: 0; 2008 Qtr 4: 1101 | 1101
0 | 213083-Refrigeration -Cooler/Freezer Door Gaskets - Glass Doors |  | 7 | Commercial | 09-GRO-Grocery-REFG | 0 |  |  |  |  | 4 | 4 | 0 | 0 | 0 | 0 | 3.6686 |  | kWh | 0.000614 | 0 | Commercial |  | Annual | [5 empty] | 4 | 0.96 |  |  |  | 0 | 0 | 0 | 975 | 0 | 0 | 0 | 0 | 0 | 0 | 0 | 0 | 2006 Qtr 1: 0; 2006 Qtr 2: 0; 2006 Qtr 3: 0; 2006 Qtr 4: 0; 2007 Qtr 1: 0; 2007 Qtr 2: 0; 2007 Qtr 3: 0; 2007 Qtr 4: 0; 2008 Qtr 1: 0; 2008 Qtr 2: 0; 2008 Qtr 3: 975; 2008 Qtr 4: 0 | 975
0 | 213083-Refrigeration -Cooler/Freezer Door Gaskets - Glass Doors |  | 7 | Commercial | 09-GRO-Grocery-REFG | 0 |  |  |  |  | 4 | 4 | 0 | 0 | 0 | 0 | 3.6686 |  | kWh | 0.000614 | 0 | Commercial |  | Annual | [5 empty] | 4 | 0.96 |  |  |  | 0 | 0 | 0 | 1531 | 0 | 0 | 0 | 0 | 0 | 0 | 0 | 0 | 2006 Qtr 1: 0; 2006 Qtr 2: 0; 2006 Qtr 3: 0; 2006 Qtr 4: 0; 2007 Qtr 1: 0; 2007 Qtr 2: 0; 2007 Qtr 3: 0; 2007 Qtr 4: 0; 2008 Qtr 1: 0; 2008 Qtr 2: 0; 2008 Qtr 3: 1531; 2008 Qtr 4: 0 | 1531
0 | 213084-Refrigeration -Cooler/Freezer Door Gaskets - Solid Doors: Cooler |  | 10 | Commercial | 09-GRO-Grocery-REFG | 0 |  |  |  |  | 4 | 4 | 0 | 0 | 0 | 0 | 3.6686 |  | kWh | 0.000614 | 0 | Commercial |  | Annual | [5 empty] | 4 | 0.96 |  |  |  | 0 | 0 | 0 | 79 | 0 | 0 | 0 | 0 | 0 | 0 | 0 | 0 | 2006 Qtr 1: 0; 2006 Qtr 2: 0; 2006 Qtr 3: 0; 2006 Qtr 4: 0; 2007 Qtr 1: 0; 2007 Qtr 2: 0; 2007 Qtr 3: 0; 2007 Qtr 4: 0; 2008 Qtr 1: 0; 2008 Qtr 2: 0; 2008 Qtr 3: 0; 2008 Qtr 4: 79 | 79
0 | 213116-Refrigeration -Cooler/Freezer Door Gaskets - Solid Doors: Freezer |  | 10 | Commercial | 09-GRO-Grocery-REFG | 0 |  |  |  |  | 4 | 4 | 0 | 0 | 0 | 0 | 3.6686 |  | kWh | 0.000614 | 0 | Commercial |  | Annual | [5 empty] | 4 | 0.96 |  |  |  | 0 | 0 | 0 | 19 | 0 | 0 | 0 | 0 | 0 | 0 | 0 | 0 | 2006 Qtr 1: 0; 2006 Qtr 2: 0; 2006 Qtr 3: 0; 2006 Qtr 4: 0; 2007 Qtr 1: 0; 2007 Qtr 2: 0; 2007 Qtr 3: 0; 2007 Qtr 4: 0; 2008 Qtr 1: 0; 2008 Qtr 2: 0; 2008 Qtr 3: 0; 2008 Qtr 4: 19 | 19
0 | 213083-Refrigeration -Cooler/Freezer Door Gaskets - Glass Doors |  | 10 | Commercial | 09-GRO-Grocery-REFG | 0 |  |  |  |  | 4 | 4 | 0 | 0 | 0 | 0 | 3.6686 |  | kWh | 0.000614 | 0 | Commercial |  | Annual | [5 empty] | 4 | 0.96 |  |  |  | 0 | 0 | 0 | 193 | 0 | 0 | 0 | 0 | 0 | 0 | 0 | 0 | 2006 Qtr 1: 0; 2006 Qtr 2: 0; 2006 Qtr 3: 0; 2006 Qtr 4: 0; 2007 Qtr 1: 0; 2007 Qtr 2: 0; 2007 Qtr 3: 0; 2007 Qtr 4: 0; 2008 Qtr 1: 0; 2008 Qtr 2: 0; 2008 Qtr 3: 0; 2008 Qtr 4: 193 | 193
0 | 213020-Lighting - Hardwire Incan Base >90 watt Fluorescent Fixture |  | System | Commercial | 10-HSP-Health/Medical–Hospital-LIT_INT | 0 |  |  |  |  | 222.2686 | 217.1294 | 0 | 0 | 0 | 5.1392 | 70.2776 |  | kWh | 0.012045 |  | Commercial |  | Annual | [5 empty] | 12 | 0.96 |  |  |  | 0 | 0 | 0 | 72.3854 | 0 | 0 | 0 | 0 | 0 | 0 | 0 | 0 | 2006 Qtr 1: 0; 2006 Qtr 2: 0; 2006 Qtr 3: 0; 2006 Qtr 4: 0; 2007 Qtr 1: 0; 2007 Qtr 2: 0; 2007 Qtr 3: 0; 2007 Qtr 4: 0; 2008 Qtr 1: 0; 2008 Qtr 2: 0; 2008 Qtr 3: 0; 2008 Qtr 4: 72.3854 | 72.3854
0 | 213147-Premium T8 with T12 34Watt Baseline |  | System | Commercial | 10-HSP-Health/Medical–Hospital-LIT_INT | 0 |  |  |  |  | 16.3168 | 7.7087 | 0 | 0 | 0 | 8.6081 | 11.1833 |  | kWh | 0.002071 | -0.048908 | Commercial |  | Annual | [5 empty] | 11 | 0.96 |  |  |  | 0 | 0 | 0 | 37.3602 | 0 | 0 | 0 | 0 | 0 | 0 | 0 | 0 | 2006 Qtr 1: 0; 2006 Qtr 2: 0; 2006 Qtr 3: 0; 2006 Qtr 4: 0; 2007 Qtr 1: 0; 2007 Qtr 2: 0; 2007 Qtr 3: 0; 2007 Qtr 4: 0; 2008 Qtr 1: 0; 2008 Qtr 2: 0; 2008 Qtr 3: 0; 2008 Qtr 4: 37.3602 | 37.3602
0 | 213084-Refrigeration -Cooler/Freezer Door Gaskets - Solid Doors: Cooler |  | 7 | Commercial | 09-GRO-Grocery-REFG | 0 |  |  |  |  | 4 | 4 | 0 | 0 | 0 | 0 | 3.6686 |  | kWh | 0.000614 | 0 | Commercial |  | Annual | [5 empty] | 4 | 0.96 |  |  |  | 0 | 0 | 0 | 20 | 0 | 0 | 0 | 0 | 0 | 0 | 0 | 0 | 2006 Qtr 1: 0; 2006 Qtr 2: 0; 2006 Qtr 3: 0; 2006 Qtr 4: 0; 2007 Qtr 1: 0; 2007 Qtr 2: 0; 2007 Qtr 3: 0; 2007 Qtr 4: 0; 2008 Qtr 1: 0; 2008 Qtr 2: 0; 2008 Qtr 3: 20; 2008 Qtr 4: 0 | 20
0 | 213083-Refrigeration -Cooler/Freezer Door Gaskets - Glass Doors |  | 7 | Commercial | 09-GRO-Grocery-REFG | 0 |  |  |  |  | 4 | 4 | 0 | 0 | 0 | 0 | 3.6686 |  | kWh | 0.000614 | 0 | Commercial |  | Annual | [5 empty] | 4 | 0.96 |  |  |  | 0 | 0 | 0 | 368 | 0 | 0 | 0 | 0 | 0 | 0 | 0 | 0 | 2006 Qtr 1: 0; 2006 Qtr 2: 0; 2006 Qtr 3: 0; 2006 Qtr 4: 0; 2007 Qtr 1: 0; 2007 Qtr 2: 0; 2007 Qtr 3: 0; 2007 Qtr 4: 0; 2008 Qtr 1: 0; 2008 Qtr 2: 0; 2008 Qtr 3: 368; 2008 Qtr 4: 0 | 368
0 | 213059-Motors - VFD - HVAC Fans (per Hp) |  | 7 | Commercial | 01-ALC-AllCommercial-Vent/Fan | 0 |  |  |  |  | 202 | 80 | 0 | 0 | 0 | 122 | 753 |  | kWh | 0 | 0 | Commercial |  | Annual | [5 empty] | 15 | 0.96 |  |  |  | 0 | 0 | 0 | 407.5 | 0 | 0 | 0 | 0 | 0 | 0 | 0 | 0 | 2006 Qtr 1: 0; 2006 Qtr 2: 0; 2006 Qtr 3: 0; 2006 Qtr 4: 0; 2007 Qtr 1: 0; 2007 Qtr 2: 0; 2007 Qtr 3: 0; 2007 Qtr 4: 0; 2008 Qtr 1: 0; 2008 Qtr 2: 0; 2008 Qtr 3: 0; 2008 Qtr 4: 407.5 | 407.5
0 | 213147-Premium T8 with T12 34Watt Baseline |  | 7 | Commercial | 21-RSD-Restaurant–SitDown-LIT_INT | 0 |  |  |  |  | 16.3168 | 7.7087 | 0 | 0 | 0 | 8.6081 | 32.3914 |  | kWh | 0.0048683 | -0.15233 | Commercial |  | Annual | [5 empty] | 11 | 0.96 |  |  |  | 0 | 0 | 0 | 43.5869 | 0 | 0 | 0 | 0 | 0 | 0 | 0 | 0 | 2006 Qtr 1: 0; 2006 Qtr 2: 0; 2006 Qtr 3: 0; 2006 Qtr 4: 0; 2007 Qtr 1: 0; 2007 Qtr 2: 0; 2007 Qtr 3: 0; 2007 Qtr 4: 0; 2008 Qtr 1: 0; 2008 Qtr 2: 0; 2008 Qtr 3: 0; 2008 Qtr 4: 43.5869 | 43.5869
0 | 213053-Lighting - Remove 4 Ft T-8 (De-Lamp) | COFL00AVDEL01 | 7 | Commercial | 21-RSD-Restaurant–SitDown-LIT_INT | 0 |  |  |  |  | 33.026 | 12.8479 | 0 | 0 | 0 | 20.1781 | 339.6945 |  | kWh | 0.051055 | -1.5975 | Commercial |  | Annual | [5 empty] | 11 | 0.96 |  |  |  | 0 | 0 | 0 | 43.5869 | 0 | 0 | 0 | 0 | 0 | 0 | 0 | 0 | 2006 Qtr 1: 0; 2006 Qtr 2: 0; 2006 Qtr 3: 0; 2006 Qtr 4: 0; 2007 Qtr 1: 0; 2007 Qtr 2: 0; 2007 Qtr 3: 0; 2007 Qtr 4: 0; 2008 Qtr 1: 0; 2008 Qtr 2: 0; 2008 Qtr 3: 0; 2008 Qtr 4: 43.5869 | 43.5869
0 | 213083-Refrigeration -Cooler/Freezer Door Gaskets - Glass Doors |  | 7 | Commercial | 09-GRO-Grocery-REFG | 0 |  |  |  |  | 4 | 4 | 0 | 0 | 0 | 0 | 3.6686 |  | kWh | 0.000614 | 0 | Commercial |  | Annual | [5 empty] | 4 | 0.96 |  |  |  | 0 | 0 | 0 | 343 | 0 | 0 | 0 | 0 | 0 | 0 | 0 | 0 | 2006 Qtr 1: 0; 2006 Qtr 2: 0; 2006 Qtr 3: 0; 2006 Qtr 4: 0; 2007 Qtr 1: 0; 2007 Qtr 2: 0; 2007 Qtr 3: 0; 2007 Qtr 4: 0; 2008 Qtr 1: 0; 2008 Qtr 2: 0; 2008 Qtr 3: 0; 2008 Qtr 4: 343 | 343
0 | 213136-High Efficiency Copier | CALC00AVCOP01 | 10 | Commercial | 07-ESE-Education–SecondarySchool-OFF_EQ | 0 |  |  |  |  | 156.7608 | 100 | 0 | 0 | 0 | 56.7608 | 323.8 |  | kWh | 0.040719 | 0 | Commercial |  | Annual | [5 empty] | 6 | 0.96 |  |  |  | 0 | 0 | 0 | 1 | 0 | 0 | 0 | 0 | 0 | 0 | 0 | 0 | 2006 Qtr 1: 0; 2006 Qtr 2: 0; 2006 Qtr 3: 0; 2006 Qtr 4: 0; 2007 Qtr 1: 0; 2007 Qtr 2: 0; 2007 Qtr 3: 0; 2007 Qtr 4: 0; 2008 Qtr 1: 0; 2008 Qtr 2: 0; 2008 Qtr 3: 1; 2008 Qtr 4: 0 | 1
0 | 213136-High Efficiency Copier | CALC00AVCOP01 | 10 | Commercial | 07-ESE-Education–SecondarySchool-OFF_EQ | 0 |  |  |  |  | 156.7608 | 100 | 0 | 0 | 0 | 56.7608 | 323.8 |  | kWh | 0.040719 | 0 | Commercial |  | Annual | [5 empty] | 6 | 0.96 |  |  |  | 0 | 0 | 0 | 1 | 0 | 0 | 0 | 0 | 0 | 0 | 0 | 0 | 2006 Qtr 1: 0; 2006 Qtr 2: 0; 2006 Qtr 3: 0; 2006 Qtr 4: 0; 2007 Qtr 1: 0; 2007 Qtr 2: 0; 2007 Qtr 3: 0; 2007 Qtr 4: 0; 2008 Qtr 1: 0; 2008 Qtr 2: 0; 2008 Qtr 3: 1; 2008 Qtr 4: 0 | 1
0 | 213136-High Efficiency Copier | CALC00AVCOP01 | 10 | Commercial | 07-ESE-Education–SecondarySchool-OFF_EQ | 0 |  |  |  |  | 156.7608 | 100 | 0 | 0 | 0 | 56.7608 | 323.8 |  | kWh | 0.040719 | 0 | Commercial |  | Annual | [5 empty] | 6 | 0.96 |  |  |  | 0 | 0 | 0 | 1 | 0 | 0 | 0 | 0 | 0 | 0 | 0 | 0 | 2006 Qtr 1: 0; 2006 Qtr 2: 0; 2006 Qtr 3: 0; 2006 Qtr 4: 0; 2007 Qtr 1: 0; 2007 Qtr 2: 0; 2007 Qtr 3: 0; 2007 Qtr 4: 0; 2008 Qtr 1: 0; 2008 Qtr 2: 0; 2008 Qtr 3: 1; 2008 Qtr 4: 0 | 1
0 | 213136-High Efficiency Copier | CALC00AVCOP01 | 10 | Commercial | 07-ESE-Education–SecondarySchool-OFF_EQ | 0 |  |  |  |  | 156.7608 | 100 | 0 | 0 | 0 | 56.7608 | 323.8 |  | kWh | 0.040719 | 0 | Commercial |  | Annual | [5 empty] | 6 | 0.96 |  |  |  | 0 | 0 | 0 | 1 | 0 | 0 | 0 | 0 | 0 | 0 | 0 | 0 | 2006 Qtr 1: 0; 2006 Qtr 2: 0; 2006 Qtr 3: 0; 2006 Qtr 4: 0; 2007 Qtr 1: 0; 2007 Qtr 2: 0; 2007 Qtr 3: 0; 2007 Qtr 4: 0; 2008 Qtr 1: 0; 2008 Qtr 2: 0; 2008 Qtr 3: 1; 2008 Qtr 4: 0 | 1
0 | 213136-High Efficiency Copier | CALC00AVCOP01 | 10 | Commercial | 07-ESE-Education–SecondarySchool-OFF_EQ | 0 |  |  |  |  | 156.7608 | 100 | 0 | 0 | 0 | 56.7608 | 323.8 |  | kWh | 0.040719 | 0 | Commercial |  | Annual | [5 empty] | 6 | 0.96 |  |  |  | 0 | 0 | 0 | 1 | 0 | 0 | 0 | 0 | 0 | 0 | 0 | 0 | 2006 Qtr 1: 0; 2006 Qtr 2: 0; 2006 Qtr 3: 0; 2006 Qtr 4: 0; 2007 Qtr 1: 0; 2007 Qtr 2: 0; 2007 Qtr 3: 0; 2007 Qtr 4: 0; 2008 Qtr 1: 0; 2008 Qtr 2: 0; 2008 Qtr 3: 1; 2008 Qtr 4: 0 | 1
0 | 213007-Heating - Greenhouse Heat Curtain | CFRM00AVHtCtn | 10 | Agricultural | 35-OTI-OtherIndustrial-PROC_OTH | 0 |  |  |  |  | 0.49 | 0.2 | 0 | 0 | 0 | 0.29 | 0.063264 |  | kWh | 0 | 0.20048 | Commercial |  | Winter Only | [5 empty] | 5 | 0.96 |  |  |  | 0 | 0 | 0 | 33696 | 0 | 0 | 0 | 0 | 0 | 0 | 0 | 0 | 2006 Qtr 1: 0; 2006 Qtr 2: 0; 2006 Qtr 3: 0; 2006 Qtr 4: 0; 2007 Qtr 1: 0; 2007 Qtr 2: 0; 2007 Qtr 3: 0; 2007 Qtr 4: 0; 2008 Qtr 1: 0; 2008 Qtr 2: 0; 2008 Qtr 3: 0; 2008 Qtr 4: 33696 | 33696
0 | 213105-Heating - Infrared Film for Greenhouse | CFRM07AVIRFlm | 10 | Agricultural | 35-OTI-OtherIndustrial-PROC_OTH | 0 |  |  |  |  | 0.03 | 0.05 | 0 | 0 | 0 | -0.02 | 0.011448 |  | kWh | 0 | 0.065924 | Commercial |  | Winter Only | [5 empty] | 5 | 0.96 |  |  |  | 0 | 0 | 0 | 159520 | 0 | 0 | 0 | 0 | 0 | 0 | 0 | 0 | 2006 Qtr 1: 0; 2006 Qtr 2: 0; 2006 Qtr 3: 0; 2006 Qtr 4: 0; 2007 Qtr 1: 0; 2007 Qtr 2: 0; 2007 Qtr 3: 0; 2007 Qtr 4: 0; 2008 Qtr 1: 0; 2008 Qtr 2: 0; 2008 Qtr 3: 0; 2008 Qtr 4: 159520 | 159520
0 | 213007-Heating - Greenhouse Heat Curtain | CFRM00AVHtCtn | 10 | Agricultural | 35-OTI-OtherIndustrial-PROC_OTH | 0 |  |  |  |  | 0.49 | 0.2 | 0 | 0 | 0 | 0.29 | 0.025305 |  | kWh | 0 | 0.20048 | Commercial |  | Winter Only | [5 empty] | 5 | 0.96 |  |  |  | 0 | 0 | 0 | 84240 | 0 | 0 | 0 | 0 | 0 | 0 | 0 | 0 | 2006 Qtr 1: 0; 2006 Qtr 2: 0; 2006 Qtr 3: 0; 2006 Qtr 4: 0; 2007 Qtr 1: 0; 2007 Qtr 2: 0; 2007 Qtr 3: 0; 2007 Qtr 4: 0; 2008 Qtr 1: 0; 2008 Qtr 2: 0; 2008 Qtr 3: 0; 2008 Qtr 4: 84240 | 84240
0 | 213105-Heating - Infrared Film for Greenhouse | CFRM07AVIRFlm | 10 | Agricultural | 35-OTI-OtherIndustrial-PROC_OTH | 0 |  |  |  |  | 0.03 | 0.05 | 0 | 0 | 0 | -0.02 | 0.011661 |  | kWh | 0 | 0.065924 | Commercial |  | Winter Only | [5 empty] | 5 | 0.96 |  |  |  | 0 | 0 | 0 | 156600 | 0 | 0 | 0 | 0 | 0 | 0 | 0 | 0 | 2006 Qtr 1: 0; 2006 Qtr 2: 0; 2006 Qtr 3: 0; 2006 Qtr 4: 0; 2007 Qtr 1: 0; 2007 Qtr 2: 0; 2007 Qtr 3: 0; 2007 Qtr 4: 0; 2008 Qtr 1: 0; 2008 Qtr 2: 0; 2008 Qtr 3: 0; 2008 Qtr 4: 156600 | 156600
0 | 213084-Refrigeration -Cooler/Freezer Door Gaskets - Solid Doors: Cooler |  | 7 | Commercial | 21-RSD-Restaurant–SitDown-REFG | 0 |  |  |  |  | 4 | 4 | 0 | 0 | 0 | 0 | 3.6686 |  | kWh | 0.000614 | 0 | Commercial |  | Annual | [5 empty] | 4 | 0.96 |  |  |  | 0 | 0 | 0 | 32 | 0 | 0 | 0 | 0 | 0 | 0 | 0 | 0 | 2006 Qtr 1: 0; 2006 Qtr 2: 0; 2006 Qtr 3: 0; 2006 Qtr 4: 0; 2007 Qtr 1: 0; 2007 Qtr 2: 0; 2007 Qtr 3: 0; 2007 Qtr 4: 0; 2008 Qtr 1: 0; 2008 Qtr 2: 0; 2008 Qtr 3: 0; 2008 Qtr 4: 32 | 32
0 | 213067-Refrigeration - Food Service -Auto Closer for Main Cooler Doors | Averaged DEER Msrs | 7 | Commercial | 21-RSD-Restaurant–SitDown-REFG | 0 |  |  |  |  | 433.2219 | 103 | 0 | 0 | 0 | 330.2219 | 1075.009 |  | kWh | 0.20794 | -0.053375 | Commercial |  | Annual | [5 empty] | 8 | 0.96 |  |  |  | 0 | 0 | 0 | 2 | 0 | 0 | 0 | 0 | 0 | 0 | 0 | 0 | 2006 Qtr 1: 0; 2006 Qtr 2: 0; 2006 Qtr 3: 0; 2006 Qtr 4: 0; 2007 Qtr 1: 0; 2007 Qtr 2: 0; 2007 Qtr 3: 0; 2007 Qtr 4: 0; 2008 Qtr 1: 0; 2008 Qtr 2: 0; 2008 Qtr 3: 0; 2008 Qtr 4: 2 | 2
0 | 213147-Premium T8 with T12 34Watt Baseline |  | 10 | Commercial | 01-ALC-AllCommercial-IntLight | 0 |  |  |  |  | 16.3168 | 7.7087 | 0 | 0 | 0 | 8.6081 | 11.8622 |  | kWh | 0.0032226 | -0.048962 | Commercial |  | Annual | [5 empty] | 11 | 0.96 |  |  |  | 0 | 0 | 0 | 161.8942 | 0 | 0 | 0 | 0 | 0 | 0 | 0 | 0 | 2006 Qtr 1: 0; 2006 Qtr 2: 0; 2006 Qtr 3: 0; 2006 Qtr 4: 0; 2007 Qtr 1: 0; 2007 Qtr 2: 0; 2007 Qtr 3: 0; 2007 Qtr 4: 0; 2008 Qtr 1: 0; 2008 Qtr 2: 0; 2008 Qtr 3: 161.8942; 2008 Qtr 4: 0 | 161.8942
0 | 213053-Lighting - Remove 4 Ft T-8 (De-Lamp) | COFL00AVDEL01 | 10 | Commercial | 01-ALC-AllCommercial-IntLight | 0 |  |  |  |  | 33.026 | 12.8479 | 0 | 0 | 0 | 20.1781 | 124.4007 |  | kWh | 0.033796 | -0.51348 | Commercial |  | Annual | [5 empty] | 11 | 0.96 |  |  |  | 0 | 0 | 0 | 12.4534 | 0 | 0 | 0 | 0 | 0 | 0 | 0 | 0 | 2006 Qtr 1: 0; 2006 Qtr 2: 0; 2006 Qtr 3: 0; 2006 Qtr 4: 0; 2007 Qtr 1: 0; 2007 Qtr 2: 0; 2007 Qtr 3: 0; 2007 Qtr 4: 0; 2008 Qtr 1: 0; 2008 Qtr 2: 0; 2008 Qtr 3: 12.4534; 2008 Qtr 4: 0 | 12.4534
0 | 213054-Lighting - Remove 8 Ft T-8 (De-Lamp) | CRTL00AVDEL02 | 10 | Commercial | 01-ALC-AllCommercial-IntLight | 0 |  |  |  |  | 33.2757 | 32.1197 | 0 | 0 | 0 | 1.156 | 205.3067 |  | kWh | 0.055775 | -0.84743 | Commercial |  | Annual | [5 empty] | 11 | 0.96 |  |  |  | 0 | 0 | 0 | 1.5567 | 0 | 0 | 0 | 0 | 0 | 0 | 0 | 0 | 2006 Qtr 1: 0; 2006 Qtr 2: 0; 2006 Qtr 3: 0; 2006 Qtr 4: 0; 2007 Qtr 1: 0; 2007 Qtr 2: 0; 2007 Qtr 3: 0; 2007 Qtr 4: 0; 2008 Qtr 1: 0; 2008 Qtr 2: 0; 2008 Qtr 3: 1.5567; 2008 Qtr 4: 0 | 1.5567
0 | 213222-Lighting - Screw in 14-26 Watt Lamp |  | 10 | Commercial | 01-ALC-AllCommercial-IntLight | 0 |  |  |  |  | 7.1694 | 8.101 | 0 | 0 | 0 | -0.93161 | 121.5203 |  | kWh | 0.031324 | -0.47133 | Commercial |  | Annual | [5 empty] | 2.3 | 0.96 |  |  |  | 0.797 | 0 | 0 | 0.98754 | 0 | 0 | 0 | 0 | 0 | 0 | 0 | 0 | 2006 Qtr 1: 0; 2006 Qtr 2: 0; 2006 Qtr 3: 0; 2006 Qtr 4: 0; 2007 Qtr 1: 0; 2007 Qtr 2: 0; 2007 Qtr 3: 0; 2007 Qtr 4: 0; 2008 Qtr 1: 0; 2008 Qtr 2: 0; 2008 Qtr 3: 0.98754; 2008 Qtr 4: 0 | 0.98754
0 | 213083-Refrigeration -Cooler/Freezer Door Gaskets - Glass Doors |  | 7 | Commercial | 09-GRO-Grocery-REFG | 0 |  |  |  |  | 4 | 4 | 0 | 0 | 0 | 0 | 3.6686 |  | kWh | 0.000614 | 0 | Commercial |  | Annual | [5 empty] | 4 | 0.96 |  |  |  | 0 | 0 | 0 | 844 | 0 | 0 | 0 | 0 | 0 | 0 | 0 | 0 | 2006 Qtr 1: 0; 2006 Qtr 2: 0; 2006 Qtr 3: 0; 2006 Qtr 4: 0; 2007 Qtr 1: 0; 2007 Qtr 2: 0; 2007 Qtr 3: 0; 2007 Qtr 4: 0; 2008 Qtr 1: 0; 2008 Qtr 2: 0; 2008 Qtr 3: 844; 2008 Qtr 4: 0 | 844
0 | 213083-Refrigeration -Cooler/Freezer Door Gaskets - Glass Doors |  | 10 | Commercial | 09-GRO-Grocery-REFG | 0 |  |  |  |  | 4 | 4 | 0 | 0 | 0 | 0 | 3.6686 |  | kWh | 0.000614 | 0 | Commercial |  | Annual | [5 empty] | 4 | 0.96 |  |  |  | 0 | 0 | 0 | 790 | 0 | 0 | 0 | 0 | 0 | 0 | 0 | 0 | 2006 Qtr 1: 0; 2006 Qtr 2: 0; 2006 Qtr 3: 0; 2006 Qtr 4: 0; 2007 Qtr 1: 0; 2007 Qtr 2: 0; 2007 Qtr 3: 0; 2007 Qtr 4: 0; 2008 Qtr 1: 0; 2008 Qtr 2: 0; 2008 Qtr 3: 790; 2008 Qtr 4: 0 | 790
0 | 213083-Refrigeration -Cooler/Freezer Door Gaskets - Glass Doors |  | 7 | Commercial | 09-GRO-Grocery-REFG | 0 |  |  |  |  | 4 | 4 | 0 | 0 | 0 | 0 | 3.6686 |  | kWh | 0.000614 | 0 | Commercial |  | Annual | [5 empty] | 4 | 0.96 |  |  |  | 0 | 0 | 0 | 528 | 0 | 0 | 0 | 0 | 0 | 0 | 0 | 0 | 2006 Qtr 1: 0; 2006 Qtr 2: 0; 2006 Qtr 3: 0; 2006 Qtr 4: 0; 2007 Qtr 1: 0; 2007 Qtr 2: 0; 2007 Qtr 3: 0; 2007 Qtr 4: 0; 2008 Qtr 1: 0; 2008 Qtr 2: 0; 2008 Qtr 3: 528; 2008 Qtr 4: 0 | 528
0 | 213083-Refrigeration -Cooler/Freezer Door Gaskets - Glass Doors |  | 7 | Commercial | 09-GRO-Grocery-REFG | 0 |  |  |  |  | 4 | 4 | 0 | 0 | 0 | 0 | 3.6686 |  | kWh | 0.000614 | 0 | Commercial |  | Annual | [5 empty] | 4 | 0.96 |  |  |  | 0 | 0 | 0 | 1433 | 0 | 0 | 0 | 0 | 0 | 0 | 0 | 0 | 2006 Qtr 1: 0; 2006 Qtr 2: 0; 2006 Qtr 3: 0; 2006 Qtr 4: 0; 2007 Qtr 1: 0; 2007 Qtr 2: 0; 2007 Qtr 3: 0; 2007 Qtr 4: 0; 2008 Qtr 1: 0; 2008 Qtr 2: 0; 2008 Qtr 3: 1433; 2008 Qtr 4: 0 | 1433
0 | 213084-Refrigeration -Cooler/Freezer Door Gaskets - Solid Doors: Cooler |  | 7 | Commercial | 09-GRO-Grocery-REFG | 0 |  |  |  |  | 4 | 4 | 0 | 0 | 0 | 0 | 3.6686 |  | kWh | 0.000614 | 0 | Commercial |  | Annual | [5 empty] | 4 | 0.96 |  |  |  | 0 | 0 | 0 | 1092 | 0 | 0 | 0 | 0 | 0 | 0 | 0 | 0 | 2006 Qtr 1: 0; 2006 Qtr 2: 0; 2006 Qtr 3: 0; 2006 Qtr 4: 0; 2007 Qtr 1: 0; 2007 Qtr 2: 0; 2007 Qtr 3: 0; 2007 Qtr 4: 0; 2008 Qtr 1: 0; 2008 Qtr 2: 0; 2008 Qtr 3: 1092; 2008 Qtr 4: 0 | 1092
0 | 213230-Lighting - Occupancy Sensor - High-Bay Sensor |  | 7 | Commercial | 01-ALC-AllCommercial-IntLight | 0 |  |  |  |  | 141 | 100 | 0 | 0 | 0 | 41 | 1304.0352 |  | kWh | 0.465 | 0 | Commercial |  | Annual | [5 empty] | 8 | 0.96 |  |  |  | 0 | 0 | 0 | 98 | 0 | 0 | 0 | 0 | 0 | 0 | 0 | 0 | 2006 Qtr 1: 0; 2006 Qtr 2: 0; 2006 Qtr 3: 0; 2006 Qtr 4: 0; 2007 Qtr 1: 0; 2007 Qtr 2: 0; 2007 Qtr 3: 0; 2007 Qtr 4: 0; 2008 Qtr 1: 0; 2008 Qtr 2: 0; 2008 Qtr 3: 98; 2008 Qtr 4: 0 | 98
0 | 213215-Lighting-Interior High Bay Linear Fluorescent Fixtures <= 244 Watts replacing 400 Watts (Tier 1) |  | 10 | Commercial | 18-OFS-Office–Small-IntLight | 0 |  |  |  |  | 308.7635 | 97.9359 | 0 | 0 | 0 | 210.8275 | 840.8937 |  | kWh | 0.23612 | -0.45061 | Commercial |  | Annual | [5 empty] | 11 | 0.96 |  |  |  | 0 | 0 | 0 | 30.0554 | 0 | 0 | 0 | 0 | 0 | 0 | 0 | 0 | 2006 Qtr 1: 0; 2006 Qtr 2: 0; 2006 Qtr 3: 0; 2006 Qtr 4: 0; 2007 Qtr 1: 0; 2007 Qtr 2: 0; 2007 Qtr 3: 0; 2007 Qtr 4: 0; 2008 Qtr 1: 0; 2008 Qtr 2: 0; 2008 Qtr 3: 0; 2008 Qtr 4: 30.0554 | 30.0554
0 | 213230-Lighting - Occupancy Sensor - High-Bay Sensor |  | 10 | Commercial | 18-OFS-Office–Small-IntLight | 0 |  |  |  |  | 141 | 100 | 0 | 0 | 0 | 41 | 1304.0352 |  | kWh | 0.465 | 0 | Commercial |  | Annual | [5 empty] | 8 | 0.96 |  |  |  | 0 | 0 | 0 | 29 | 0 | 0 | 0 | 0 | 0 | 0 | 0 | 0 | 2006 Qtr 1: 0; 2006 Qtr 2: 0; 2006 Qtr 3: 0; 2006 Qtr 4: 0; 2007 Qtr 1: 0; 2007 Qtr 2: 0; 2007 Qtr 3: 0; 2007 Qtr 4: 0; 2008 Qtr 1: 0; 2008 Qtr 2: 0; 2008 Qtr 3: 0; 2008 Qtr 4: 29 | 29
0 | 213115-Refrigeration - Night Covers for Display Cases Med Temp | Averaged DEER Msrs | 10 | Commercial | 09-GRO-Grocery-REFG | 0 |  |  |  |  | 37.5375 | 9 | 0 | 0 | 0 | 28.5375 | 13.5921 |  | kWh | -0.0035226 | 1.1474 | Commercial |  | Annual | [5 empty] | 5 | 0.96 |  |  |  | 0 | 0 | 0 | 268 | 0 | 0 | 0 | 0 | 0 | 0 | 0 | 0 | 2006 Qtr 1: 0; 2006 Qtr 2: 0; 2006 Qtr 3: 0; 2006 Qtr 4: 0; 2007 Qtr 1: 0; 2007 Qtr 2: 0; 2007 Qtr 3: 0; 2007 Qtr 4: 0; 2008 Qtr 1: 0; 2008 Qtr 2: 0; 2008 Qtr 3: 0; 2008 Qtr 4: 268 | 268
0 | 213080-Refrigeration - Night Covers for Display Cases Low Temp |  | System | Commercial | 09-GRO-Grocery-REFG | 0 |  |  |  |  | 9.25 | 9 | 0 | 0 | 0 | 0.25 | 59 |  | kWh | 0 | 0 | Commercial |  | Annual | [5 empty] | 5 | 0.96 |  |  |  | 0 | 0 | 0 | 286 | 0 | 0 | 0 | 0 | 0 | 0 | 0 | 0 | 2006 Qtr 1: 0; 2006 Qtr 2: 0; 2006 Qtr 3: 0; 2006 Qtr 4: 0; 2007 Qtr 1: 0; 2007 Qtr 2: 0; 2007 Qtr 3: 0; 2007 Qtr 4: 0; 2008 Qtr 1: 0; 2008 Qtr 2: 0; 2008 Qtr 3: 0; 2008 Qtr 4: 286 | 286
0 | 213080-Refrigeration - Night Covers for Display Cases Low Temp |  | System | Commercial | 09-GRO-Grocery-REFG | 0 |  |  |  |  | 9.25 | 9 | 0 | 0 | 0 | 0.25 | 59 |  | kWh | 0 | 0 | Commercial |  | Annual | [5 empty] | 5 | 0.96 |  |  |  | 0 | 0 | 0 | 224 | 0 | 0 | 0 | 0 | 0 | 0 | 0 | 0 | 2006 Qtr 1: 0; 2006 Qtr 2: 0; 2006 Qtr 3: 0; 2006 Qtr 4: 0; 2007 Qtr 1: 0; 2007 Qtr 2: 0; 2007 Qtr 3: 0; 2007 Qtr 4: 0; 2008 Qtr 1: 0; 2008 Qtr 2: 0; 2008 Qtr 3: 0; 2008 Qtr 4: 224 | 224
0 | 213080-Refrigeration - Night Covers for Display Cases Low Temp |  | 7 | Commercial | 09-GRO-Grocery-REFG | 0 |  |  |  |  | 9.25 | 9 | 0 | 0 | 0 | 0.25 | 59 |  | kWh | 0 | 0 | Commercial |  | Annual | [5 empty] | 5 | 0.96 |  |  |  | 0 | 0 | 0 | 280 | 0 | 0 | 0 | 0 | 0 | 0 | 0 | 0 | 2006 Qtr 1: 0; 2006 Qtr 2: 0; 2006 Qtr 3: 0; 2006 Qtr 4: 0; 2007 Qtr 1: 0; 2007 Qtr 2: 0; 2007 Qtr 3: 0; 2007 Qtr 4: 0; 2008 Qtr 1: 0; 2008 Qtr 2: 0; 2008 Qtr 3: 0; 2008 Qtr 4: 280 | 280
0 | 213080-Refrigeration - Night Covers for Display Cases Low Temp |  | 7 | Commercial | 09-GRO-Grocery-REFG | 0 |  |  |  |  | 9.25 | 9 | 0 | 0 | 0 | 0.25 | 59 |  | kWh | 0 | 0 | Commercial |  | Annual | [5 empty] | 5 | 0.96 |  |  |  | 0 | 0 | 0 | 296 | 0 | 0 | 0 | 0 | 0 | 0 | 0 | 0 | 2006 Qtr 1: 0; 2006 Qtr 2: 0; 2006 Qtr 3: 0; 2006 Qtr 4: 0; 2007 Qtr 1: 0; 2007 Qtr 2: 0; 2007 Qtr 3: 0; 2007 Qtr 4: 0; 2008 Qtr 1: 0; 2008 Qtr 2: 0; 2008 Qtr 3: 0; 2008 Qtr 4: 296 | 296
0 | 213080-Refrigeration - Night Covers for Display Cases Low Temp |  | 10 | Commercial | 09-GRO-Grocery-REFG | 0 |  |  |  |  | 9.25 | 9 | 0 | 0 | 0 | 0.25 | 59 |  | kWh | 0 | 0 | Commercial |  | Annual | [5 empty] | 5 | 0.96 |  |  |  | 0 | 0 | 0 | 240 | 0 | 0 | 0 | 0 | 0 | 0 | 0 | 0 | 2006 Qtr 1: 0; 2006 Qtr 2: 0; 2006 Qtr 3: 0; 2006 Qtr 4: 0; 2007 Qtr 1: 0; 2007 Qtr 2: 0; 2007 Qtr 3: 0; 2007 Qtr 4: 0; 2008 Qtr 1: 0; 2008 Qtr 2: 0; 2008 Qtr 3: 0; 2008 Qtr 4: 240 | 240
0 | 213080-Refrigeration - Night Covers for Display Cases Low Temp |  | 7 | Commercial | 09-GRO-Grocery-REFG | 0 |  |  |  |  | 9.25 | 9 | 0 | 0 | 0 | 0.25 | 59 |  | kWh | 0 | 0 | Commercial |  | Annual | [5 empty] | 5 | 0.96 |  |  |  | 0 | 0 | 0 | 260 | 0 | 0 | 0 | 0 | 0 | 0 | 0 | 0 | 2006 Qtr 1: 0; 2006 Qtr 2: 0; 2006 Qtr 3: 0; 2006 Qtr 4: 0; 2007 Qtr 1: 0; 2007 Qtr 2: 0; 2007 Qtr 3: 0; 2007 Qtr 4: 0; 2008 Qtr 1: 0; 2008 Qtr 2: 0; 2008 Qtr 3: 0; 2008 Qtr 4: 260 | 260
0 | 213080-Refrigeration - Night Covers for Display Cases Low Temp |  | 10 | Commercial | 09-GRO-Grocery-REFG | 0 |  |  |  |  | 9.25 | 9 | 0 | 0 | 0 | 0.25 | 59 |  | kWh | 0 | 0 | Commercial |  | Annual | [5 empty] | 5 | 0.96 |  |  |  | 0 | 0 | 0 | 252 | 0 | 0 | 0 | 0 | 0 | 0 | 0 | 0 | 2006 Qtr 1: 0; 2006 Qtr 2: 0; 2006 Qtr 3: 0; 2006 Qtr 4: 0; 2007 Qtr 1: 0; 2007 Qtr 2: 0; 2007 Qtr 3: 0; 2007 Qtr 4: 0; 2008 Qtr 1: 0; 2008 Qtr 2: 0; 2008 Qtr 3: 0; 2008 Qtr 4: 252 | 252
0 | 213080-Refrigeration - Night Covers for Display Cases Low Temp |  | 7 | Commercial | 09-GRO-Grocery-REFG | 0 |  |  |  |  | 9.25 | 9 | 0 | 0 | 0 | 0.25 | 59 |  | kWh | 0 | 0 | Commercial |  | Annual | [5 empty] | 5 | 0.96 |  |  |  | 0 | 0 | 0 | 268 | 0 | 0 | 0 | 0 | 0 | 0 | 0 | 0 | 2006 Qtr 1: 0; 2006 Qtr 2: 0; 2006 Qtr 3: 0; 2006 Qtr 4: 0; 2007 Qtr 1: 0; 2007 Qtr 2: 0; 2007 Qtr 3: 0; 2007 Qtr 4: 0; 2008 Qtr 1: 0; 2008 Qtr 2: 0; 2008 Qtr 3: 0; 2008 Qtr 4: 268 | 268
0 | 213080-Refrigeration - Night Covers for Display Cases Low Temp |  | 10 | Commercial | 09-GRO-Grocery-REFG | 0 |  |  |  |  | 9.25 | 9 | 0 | 0 | 0 | 0.25 | 59 |  | kWh | 0 | 0 | Commercial |  | Annual | [5 empty] | 5 | 0.96 |  |  |  | 0 | 0 | 0 | 280 | 0 | 0 | 0 | 0 | 0 | 0 | 0 | 0 | 2006 Qtr 1: 0; 2006 Qtr 2: 0; 2006 Qtr 3: 0; 2006 Qtr 4: 0; 2007 Qtr 1: 0; 2007 Qtr 2: 0; 2007 Qtr 3: 0; 2007 Qtr 4: 0; 2008 Qtr 1: 0; 2008 Qtr 2: 0; 2008 Qtr 3: 0; 2008 Qtr 4: 280 | 280
0 | 213080-Refrigeration - Night Covers for Display Cases Low Temp |  | 10 | Commercial | 09-GRO-Grocery-REFG | 0 |  |  |  |  | 9.25 | 9 | 0 | 0 | 0 | 0.25 | 59 |  | kWh | 0 | 0 | Commercial |  | Annual | [5 empty] | 5 | 0.96 |  |  |  | 0 | 0 | 0 | 280 | 0 | 0 | 0 | 0 | 0 | 0 | 0 | 0 | 2006 Qtr 1: 0; 2006 Qtr 2: 0; 2006 Qtr 3: 0; 2006 Qtr 4: 0; 2007 Qtr 1: 0; 2007 Qtr 2: 0; 2007 Qtr 3: 0; 2007 Qtr 4: 0; 2008 Qtr 1: 0; 2008 Qtr 2: 0; 2008 Qtr 3: 0; 2008 Qtr 4: 280 | 280
0 | 213080-Refrigeration - Night Covers for Display Cases Low Temp |  | 7 | Commercial | 09-GRO-Grocery-REFG | 0 |  |  |  |  | 9.25 | 9 | 0 | 0 | 0 | 0.25 | 59 |  | kWh | 0 | 0 | Commercial |  | Annual | [5 empty] | 5 | 0.96 |  |  |  | 0 | 0 | 0 | 232 | 0 | 0 | 0 | 0 | 0 | 0 | 0 | 0 | 2006 Qtr 1: 0; 2006 Qtr 2: 0; 2006 Qtr 3: 0; 2006 Qtr 4: 0; 2007 Qtr 1: 0; 2007 Qtr 2: 0; 2007 Qtr 3: 0; 2007 Qtr 4: 0; 2008 Qtr 1: 0; 2008 Qtr 2: 0; 2008 Qtr 3: 0; 2008 Qtr 4: 232 | 232
0 | 213222-Lighting - Screw in 14-26 Watt Lamp |  | 7 | Commercial | 10-HSP-Health/Medical–Hospital-LIT_INT | 0 |  |  |  |  | 7.1694 | 8.101 | 0 | 0 | 0 | -0.93161 | 117.1299 |  | kWh | 0.01388 | -0.53642 | Commercial |  | Annual | [5 empty] | 2.3 | 0.96 |  |  |  | 0.797 | 0 | 0 | 752.5026 | 0 | 0 | 0 | 0 | 0 | 0 | 0 | 0 | 2006 Qtr 1: 0; 2006 Qtr 2: 0; 2006 Qtr 3: 0; 2006 Qtr 4: 0; 2007 Qtr 1: 0; 2007 Qtr 2: 0; 2007 Qtr 3: 0; 2007 Qtr 4: 0; 2008 Qtr 1: 0; 2008 Qtr 2: 0; 2008 Qtr 3: 0; 2008 Qtr 4: 752.5026 | 752.5026
0 | 213221-Lighting - Screw in >= 27 Watt Lamp |  | 7 | Commercial | 10-HSP-Health/Medical–Hospital-LIT_INT | 0 |  |  |  |  | 8.2022 | 10.6325 | 0 | 0 | 0 | -2.4303 | 121.9221 |  | kWh | 0.014448 | -0.55837 | Commercial |  | Annual | [5 empty] | 1.2 | 0.96 |  |  |  | 0 | 0 | 0 | 165.9061 | 0 | 0 | 0 | 0 | 0 | 0 | 0 | 0 | 2006 Qtr 1: 0; 2006 Qtr 2: 0; 2006 Qtr 3: 0; 2006 Qtr 4: 0; 2007 Qtr 1: 0; 2007 Qtr 2: 0; 2007 Qtr 3: 0; 2007 Qtr 4: 0; 2008 Qtr 1: 0; 2008 Qtr 2: 0; 2008 Qtr 3: 0; 2008 Qtr 4: 165.9061 | 165.9061
0 | 213084-Refrigeration -Cooler/Freezer Door Gaskets - Solid Doors: Cooler |  | 7 | Commercial | 21-RSD-Restaurant–SitDown-REFG | 0 |  |  |  |  | 4 | 4 | 0 | 0 | 0 | 0 | 3.6686 |  | kWh | 0.000614 | 0 | Commercial |  | Annual | [5 empty] | 4 | 0.96 |  |  |  | 0 | 0 | 0 | 174 | 0 | 0 | 0 | 0 | 0 | 0 | 0 | 0 | 2006 Qtr 1: 0; 2006 Qtr 2: 0; 2006 Qtr 3: 0; 2006 Qtr 4: 0; 2007 Qtr 1: 0; 2007 Qtr 2: 0; 2007 Qtr 3: 0; 2007 Qtr 4: 0; 2008 Qtr 1: 0; 2008 Qtr 2: 0; 2008 Qtr 3: 0; 2008 Qtr 4: 174 | 174
0 | 213084-Refrigeration -Cooler/Freezer Door Gaskets - Solid Doors: Cooler |  | 7 | Commercial | 01-ALC-AllCommercial-Refrig | 0 |  |  |  |  | 4 | 4 | 0 | 0 | 0 | 0 | 104.55 |  | kWh | 0.01195 | 0 | Commercial |  | Annual | [5 empty] | 4 | 0.96 |  |  |  | 0 | 0 | 0 | 142 | 0 | 0 | 0 | 0 | 0 | 0 | 0 | 0 | 2006 Qtr 1: 0; 2006 Qtr 2: 0; 2006 Qtr 3: 0; 2006 Qtr 4: 0; 2007 Qtr 1: 0; 2007 Qtr 2: 0; 2007 Qtr 3: 0; 2007 Qtr 4: 0; 2008 Qtr 1: 0; 2008 Qtr 2: 0; 2008 Qtr 3: 0; 2008 Qtr 4: 142 | 142
0 | 213147-Premium T8 with T12 34Watt Baseline |  | 7 | Commercial | 18-OFS-Office–Small-IntLight | 0 |  |  |  |  | 16.3168 | 7.7087 | 0 | 0 | 0 | 8.6081 | 11.8376 |  | kWh | 0.003731 | -0.0034426 | Commercial |  | Annual | [5 empty] | 11 | 0.96 |  |  |  | 0 | 0 | 0 | 12.4534 | 0 | 0 | 0 | 0 | 0 | 0 | 0 | 0 | 2006 Qtr 1: 0; 2006 Qtr 2: 0; 2006 Qtr 3: 0; 2006 Qtr 4: 0; 2007 Qtr 1: 0; 2007 Qtr 2: 0; 2007 Qtr 3: 0; 2007 Qtr 4: 0; 2008 Qtr 1: 0; 2008 Qtr 2: 0; 2008 Qtr 3: 12.4534; 2008 Qtr 4: 0 | 12.4534
0 | 213215-Lighting-Interior High Bay Linear Fluorescent Fixtures <= 244 Watts replacing 400 Watts (Tier 1) |  | 7 | Commercial | 18-OFS-Office–Small-IntLight | 0 |  |  |  |  | 308.7635 | 97.9359 | 0 | 0 | 0 | 210.8275 | 836.4294 |  | kWh | 0.23218 | -0.24325 | Commercial |  | Annual | [5 empty] | 11 | 0.96 |  |  |  | 0 | 0 | 0 | 100.53 | 0 | 0 | 0 | 0 | 0 | 0 | 0 | 0 | 2006 Qtr 1: 0; 2006 Qtr 2: 0; 2006 Qtr 3: 0; 2006 Qtr 4: 0; 2007 Qtr 1: 0; 2007 Qtr 2: 0; 2007 Qtr 3: 0; 2007 Qtr 4: 0; 2008 Qtr 1: 0; 2008 Qtr 2: 0; 2008 Qtr 3: 100.53; 2008 Qtr 4: 0 | 100.53
0 | 213062-Lighting - Occupancy Sensor - Wallbox Lighting Sensor | CALC00AVOCC01 | 7 | Commercial | 18-OFS-Office–Small-IntLight | 0 |  |  |  |  | 42.2833 | 22.5 | 0 | 0 | 0 | 19.7833 | 213.759 |  | kWh | 0 | 0 | Commercial |  | Annual | [5 empty] | 8 | 0.96 |  |  |  | 0 | 0 | 0 | 28 | 0 | 0 | 0 | 0 | 0 | 0 | 0 | 0 | 2006 Qtr 1: 0; 2006 Qtr 2: 0; 2006 Qtr 3: 0; 2006 Qtr 4: 0; 2007 Qtr 1: 0; 2007 Qtr 2: 0; 2007 Qtr 3: 0; 2007 Qtr 4: 0; 2008 Qtr 1: 0; 2008 Qtr 2: 0; 2008 Qtr 3: 28; 2008 Qtr 4: 0 | 28
0 | 213230-Lighting - Occupancy Sensor - High-Bay Sensor |  | 7 | Commercial | 18-OFS-Office–Small-IntLight | 0 |  |  |  |  | 141 | 100 | 0 | 0 | 0 | 41 | 1304.0352 |  | kWh | 0.465 | 0 | Commercial |  | Annual | [5 empty] | 8 | 0.96 |  |  |  | 0 | 0 | 0 | 97 | 0 | 0 | 0 | 0 | 0 | 0 | 0 | 0 | 2006 Qtr 1: 0; 2006 Qtr 2: 0; 2006 Qtr 3: 0; 2006 Qtr 4: 0; 2007 Qtr 1: 0; 2007 Qtr 2: 0; 2007 Qtr 3: 0; 2007 Qtr 4: 0; 2008 Qtr 1: 0; 2008 Qtr 2: 0; 2008 Qtr 3: 97; 2008 Qtr 4: 0 | 97
0 | 213049-Lighting - LED Exit Sign New Sign | CALC00AVETS01 | 7 | Commercial | 02-ASM-Assembly-Exit | 0 |  |  |  |  | 65.4374 | 45 | 0 | 0 | 0 | 20.4374 | 351.311 |  | kWh | 0 | 0 | Commercial |  | Annual | [5 empty] | 16 | 0.96 |  |  |  | 0 | 0 | 0 | 18 | 0 | 0 | 0 | 0 | 0 | 0 | 0 | 0 | 2006 Qtr 1: 0; 2006 Qtr 2: 0; 2006 Qtr 3: 0; 2006 Qtr 4: 0; 2007 Qtr 1: 0; 2007 Qtr 2: 0; 2007 Qtr 3: 0; 2007 Qtr 4: 0; 2008 Qtr 1: 0; 2008 Qtr 2: 0; 2008 Qtr 3: 18; 2008 Qtr 4: 0 | 18
0 | 213020-Lighting - Hardwire Incan Base >90 watt Fluorescent Fixture |  | 7 | Commercial | 01-ALC-AllCommercial-IntLight | 0 |  |  |  |  | 222.2686 | 217.1294 | 0 | 0 | 0 | 5.1392 | 153.3183 |  | kWh | 0.026805 |  | Commercial |  | Annual | [5 empty] | 12 | 0.96 |  |  |  | 0 | 0 | 0 | 10.8967 | 0 | 0 | 0 | 0 | 0 | 0 | 0 | 0 | 2006 Qtr 1: 0; 2006 Qtr 2: 0; 2006 Qtr 3: 0; 2006 Qtr 4: 0; 2007 Qtr 1: 0; 2007 Qtr 2: 0; 2007 Qtr 3: 0; 2007 Qtr 4: 0; 2008 Qtr 1: 0; 2008 Qtr 2: 0; 2008 Qtr 3: 0; 2008 Qtr 4: 10.8967 | 10.8967
0 | 213147-Premium T8 with T12 34Watt Baseline |  | 7 | Commercial | 01-ALC-AllCommercial-IntLight | 0 |  |  |  |  | 16.3168 | 7.7087 | 0 | 0 | 0 | 8.6081 | 23.4731 |  | kWh | 0.0045936 | -0.044663 | Commercial |  | Annual | [5 empty] | 11 | 0.96 |  |  |  | 0 | 0 | 0 | 186.801 | 0 | 0 | 0 | 0 | 0 | 0 | 0 | 0 | 2006 Qtr 1: 0; 2006 Qtr 2: 0; 2006 Qtr 3: 0; 2006 Qtr 4: 0; 2007 Qtr 1: 0; 2007 Qtr 2: 0; 2007 Qtr 3: 0; 2007 Qtr 4: 0; 2008 Qtr 1: 0; 2008 Qtr 2: 0; 2008 Qtr 3: 0; 2008 Qtr 4: 186.801 | 186.801
0 | 213053-Lighting - Remove 4 Ft T-8 (De-Lamp) | COFL00AVDEL01 | 7 | Commercial | 01-ALC-AllCommercial-IntLight | 0 |  |  |  |  | 33.026 | 12.8479 | 0 | 0 | 0 | 20.1781 | 246.1665 |  | kWh | 0.048174 | -0.46839 | Commercial |  | Annual | [5 empty] | 11 | 0.96 |  |  |  | 0 | 0 | 0 | 80.1688 | 0 | 0 | 0 | 0 | 0 | 0 | 0 | 0 | 2006 Qtr 1: 0; 2006 Qtr 2: 0; 2006 Qtr 3: 0; 2006 Qtr 4: 0; 2007 Qtr 1: 0; 2007 Qtr 2: 0; 2007 Qtr 3: 0; 2007 Qtr 4: 0; 2008 Qtr 1: 0; 2008 Qtr 2: 0; 2008 Qtr 3: 0; 2008 Qtr 4: 80.1688 | 80.1688
0 | 213054-Lighting - Remove 8 Ft T-8 (De-Lamp) | CRTL00AVDEL02 | 7 | Commercial | 01-ALC-AllCommercial-IntLight | 0 |  |  |  |  | 33.2757 | 32.1197 | 0 | 0 | 0 | 1.156 | 406.265 |  | kWh | 0.079504 | -0.77302 | Commercial |  | Annual | [5 empty] | 11 | 0.96 |  |  |  | 0 | 0 | 0 | 3.8917 | 0 | 0 | 0 | 0 | 0 | 0 | 0 | 0 | 2006 Qtr 1: 0; 2006 Qtr 2: 0; 2006 Qtr 3: 0; 2006 Qtr 4: 0; 2007 Qtr 1: 0; 2007 Qtr 2: 0; 2007 Qtr 3: 0; 2007 Qtr 4: 0; 2008 Qtr 1: 0; 2008 Qtr 2: 0; 2008 Qtr 3: 0; 2008 Qtr 4: 3.8917 | 3.8917
0 | 213082-Refrigeration - Vending Machine Controller | CALC00AVVEN01 | 7 | Commercial | 01-ALC-AllCommercial-Refrig | 0 |  |  |  |  | 215.5 | 155 | 0 | 0 | 0 | 60.5 | 1612 |  | kWh | 0 | 0 | Commercial |  | Annual | [5 empty] | 10 | 0.96 |  |  |  | 0 | 0 | 0 | 10 | 0 | 0 | 0 | 0 | 0 | 0 | 0 | 0 | 2006 Qtr 1: 0; 2006 Qtr 2: 0; 2006 Qtr 3: 0; 2006 Qtr 4: 0; 2007 Qtr 1: 0; 2007 Qtr 2: 0; 2007 Qtr 3: 0; 2007 Qtr 4: 0; 2008 Qtr 1: 0; 2008 Qtr 2: 0; 2008 Qtr 3: 10; 2008 Qtr 4: 0 | 10
0 | 213082-Refrigeration - Vending Machine Controller | CALC00AVVEN01 | 10 | Commercial | 01-ALC-AllCommercial-Refrig | 0 |  |  |  |  | 215.5 | 155 | 0 | 0 | 0 | 60.5 | 1612 |  | kWh | 0 | 0 | Commercial |  | Annual | [5 empty] | 10 | 0.96 |  |  |  | 0 | 0 | 0 | 10 | 0 | 0 | 0 | 0 | 0 | 0 | 0 | 0 | 2006 Qtr 1: 0; 2006 Qtr 2: 0; 2006 Qtr 3: 0; 2006 Qtr 4: 0; 2007 Qtr 1: 0; 2007 Qtr 2: 0; 2007 Qtr 3: 0; 2007 Qtr 4: 0; 2008 Qtr 1: 0; 2008 Qtr 2: 0; 2008 Qtr 3: 10; 2008 Qtr 4: 0 | 10
0 | 213082-Refrigeration - Vending Machine Controller | CALC00AVVEN01 | 7 | Commercial | 01-ALC-AllCommercial-Refrig | 0 |  |  |  |  | 215.5 | 155 | 0 | 0 | 0 | 60.5 | 1612 |  | kWh | 0 | 0 | Commercial |  | Annual | [5 empty] | 10 | 0.96 |  |  |  | 0 | 0 | 0 | 5 | 0 | 0 | 0 | 0 | 0 | 0 | 0 | 0 | 2006 Qtr 1: 0; 2006 Qtr 2: 0; 2006 Qtr 3: 0; 2006 Qtr 4: 0; 2007 Qtr 1: 0; 2007 Qtr 2: 0; 2007 Qtr 3: 0; 2007 Qtr 4: 0; 2008 Qtr 1: 0; 2008 Qtr 2: 0; 2008 Qtr 3: 0; 2008 Qtr 4: 5 | 5
0 | 213082-Refrigeration - Vending Machine Controller | CALC00AVVEN01 | 7 | Commercial | 01-ALC-AllCommercial-Refrig | 0 |  |  |  |  | 215.5 | 155 | 0 | 0 | 0 | 60.5 | 1612 |  | kWh | 0 | 0 | Commercial |  | Annual | [5 empty] | 10 | 0.96 |  |  |  | 0 | 0 | 0 | 5 | 0 | 0 | 0 | 0 | 0 | 0 | 0 | 0 | 2006 Qtr 1: 0; 2006 Qtr 2: 0; 2006 Qtr 3: 0; 2006 Qtr 4: 0; 2007 Qtr 1: 0; 2007 Qtr 2: 0; 2007 Qtr 3: 0; 2007 Qtr 4: 0; 2008 Qtr 1: 0; 2008 Qtr 2: 0; 2008 Qtr 3: 5; 2008 Qtr 4: 0 | 5
0 | 213084-Refrigeration -Cooler/Freezer Door Gaskets - Solid Doors: Cooler |  | 7 | Commercial | 01-ALC-AllCommercial-Refrig | 0 |  |  |  |  | 4 | 4 | 0 | 0 | 0 | 0 | 104.55 |  | kWh | 0.01195 | 0 | Commercial |  | Annual | [5 empty] | 4 | 0.96 |  |  |  | 0 | 0 | 0 | 142 | 0 | 0 | 0 | 0 | 0 | 0 | 0 | 0 | 2006 Qtr 1: 0; 2006 Qtr 2: 0; 2006 Qtr 3: 0; 2006 Qtr 4: 0; 2007 Qtr 1: 0; 2007 Qtr 2: 0; 2007 Qtr 3: 0; 2007 Qtr 4: 0; 2008 Qtr 1: 0; 2008 Qtr 2: 0; 2008 Qtr 3: 142; 2008 Qtr 4: 0 | 142
0 | 213085-Refrigeration -Strip Curtains for Walk-ins |  | 7 | Commercial | 09-GRO-Grocery-REFG | 0 |  |  |  |  | 3.05 | 3 | 0 | 0 | 0 | 0.05 | 16.0673 |  | kWh | 0.00040427 | 0 | Commercial |  | Annual | [5 empty] | 4 | 0.96 |  |  |  | 0 | 0 | 0 | 27 | 0 | 0 | 0 | 0 | 0 | 0 | 0 | 0 | 2006 Qtr 1: 0; 2006 Qtr 2: 0; 2006 Qtr 3: 0; 2006 Qtr 4: 0; 2007 Qtr 1: 0; 2007 Qtr 2: 0; 2007 Qtr 3: 0; 2007 Qtr 4: 0; 2008 Qtr 1: 0; 2008 Qtr 2: 0; 2008 Qtr 3: 27; 2008 Qtr 4: 0 | 27
0 | 213067-Refrigeration - Food Service -Auto Closer for Main Cooler Doors | Averaged DEER Msrs | 7 | Commercial | 09-GRO-Grocery-REFG | 0 |  |  |  |  | 433.2219 | 103 | 0 | 0 | 0 | 330.2219 | 1075.009 |  | kWh | 0.20794 | -0.053375 | Commercial |  | Annual | [5 empty] | 8 | 0.96 |  |  |  | 0 | 0 | 0 | 3 | 0 | 0 | 0 | 0 | 0 | 0 | 0 | 0 | 2006 Qtr 1: 0; 2006 Qtr 2: 0; 2006 Qtr 3: 0; 2006 Qtr 4: 0; 2007 Qtr 1: 0; 2007 Qtr 2: 0; 2007 Qtr 3: 0; 2007 Qtr 4: 0; 2008 Qtr 1: 0; 2008 Qtr 2: 0; 2008 Qtr 3: 3; 2008 Qtr 4: 0 | 3
0 | 213068-Refrigeration - Food Service -Auto Closer for Main Freezer Doors | Averaged DEER Msrs | 7 | Commercial | 09-GRO-Grocery-REFG | 0 |  |  |  |  | 433.2219 | 160.5 | 0 | 0 | 0 | 272.7219 | 2785.8135 |  | kWh | 0.27593 | -0.026688 | Commercial |  | Annual | [5 empty] | 8 | 0.96 |  |  |  | 0 | 0 | 0 | 1 | 0 | 0 | 0 | 0 | 0 | 0 | 0 | 0 | 2006 Qtr 1: 0; 2006 Qtr 2: 0; 2006 Qtr 3: 0; 2006 Qtr 4: 0; 2007 Qtr 1: 0; 2007 Qtr 2: 0; 2007 Qtr 3: 0; 2007 Qtr 4: 0; 2008 Qtr 1: 0; 2008 Qtr 2: 0; 2008 Qtr 3: 1; 2008 Qtr 4: 0 | 1
0 | 213151-Tank Insulation - High Temperature Applic. (LF) 2 in |  | 7 | Commercial | 01-ALC-AllCommercial-Vent/Fan | 0 |  |  |  |  | 3.41 | 4 | 0 | 0 | 0 | -0.59 | 0 |  | kWh | 0 | 10.4 | Commercial |  | Annual | [5 empty] | 20 | 0.96 |  |  |  | 0 | 0 | 0 | 95 | 0 | 0 | 0 | 0 | 0 | 0 | 0 | 0 | 2006 Qtr 1: 0; 2006 Qtr 2: 0; 2006 Qtr 3: 0; 2006 Qtr 4: 0; 2007 Qtr 1: 0; 2007 Qtr 2: 0; 2007 Qtr 3: 0; 2007 Qtr 4: 0; 2008 Qtr 1: 0; 2008 Qtr 2: 0; 2008 Qtr 3: 95; 2008 Qtr 4: 0 | 95
0 | 213002-A/C - Reflective Window Film Coastal |  | 7 | Commercial | 01-ALC-AllCommercial-Cooling | 0 |  |  |  |  | 3.12 | 1.5 | 0 | 0 | 0 | 1.62 | 12.44 |  | kWh | 0.0023 | 0 | Commercial |  | Annual | [5 empty] | 10 | 0.96 |  |  |  | 0 | 0 | 0 | 3755 | 0 | 0 | 0 | 0 | 0 | 0 | 0 | 0 | 2006 Qtr 1: 0; 2006 Qtr 2: 0; 2006 Qtr 3: 0; 2006 Qtr 4: 0; 2007 Qtr 1: 0; 2007 Qtr 2: 0; 2007 Qtr 3: 0; 2007 Qtr 4: 0; 2008 Qtr 1: 0; 2008 Qtr 2: 0; 2008 Qtr 3: 0; 2008 Qtr 4: 3755 | 3755
0 | 213082-Refrigeration - Vending Machine Controller | CALC00AVVEN01 | 7 | Commercial | 01-ALC-AllCommercial-Refrig | 0 |  |  |  |  | 215.5 | 155 | 0 | 0 | 0 | 60.5 | 1612 |  | kWh | 0 | 0 | Commercial |  | Annual | [5 empty] | 10 | 0.96 |  |  |  | 0 | 0 | 0 | 10 | 0 | 0 | 0 | 0 | 0 | 0 | 0 | 0 | 2006 Qtr 1: 0; 2006 Qtr 2: 0; 2006 Qtr 3: 0; 2006 Qtr 4: 0; 2007 Qtr 1: 0; 2007 Qtr 2: 0; 2007 Qtr 3: 0; 2007 Qtr 4: 0; 2008 Qtr 1: 0; 2008 Qtr 2: 0; 2008 Qtr 3: 10; 2008 Qtr 4: 0 | 10
0 | 213082-Refrigeration - Vending Machine Controller | CALC00AVVEN01 | 7 | Commercial | 01-ALC-AllCommercial-Refrig | 0 |  |  |  |  | 215.5 | 155 | 0 | 0 | 0 | 60.5 | 1612 |  | kWh | 0 | 0 | Commercial |  | Annual | [5 empty] | 10 | 0.96 |  |  |  | 0 | 0 | 0 | 2 | 0 | 0 | 0 | 0 | 0 | 0 | 0 | 0 | 2006 Qtr 1: 0; 2006 Qtr 2: 0; 2006 Qtr 3: 0; 2006 Qtr 4: 0; 2007 Qtr 1: 0; 2007 Qtr 2: 0; 2007 Qtr 3: 0; 2007 Qtr 4: 0; 2008 Qtr 1: 0; 2008 Qtr 2: 0; 2008 Qtr 3: 2; 2008 Qtr 4: 0 | 2
0 | 213082-Refrigeration - Vending Machine Controller | CALC00AVVEN01 | 7 | Commercial | 01-ALC-AllCommercial-Refrig | 0 |  |  |  |  | 215.5 | 155 | 0 | 0 | 0 | 60.5 | 1612 |  | kWh | 0 | 0 | Commercial |  | Annual | [5 empty] | 10 | 0.96 |  |  |  | 0 | 0 | 0 | 5 | 0 | 0 | 0 | 0 | 0 | 0 | 0 | 0 | 2006 Qtr 1: 0; 2006 Qtr 2: 0; 2006 Qtr 3: 0; 2006 Qtr 4: 0; 2007 Qtr 1: 0; 2007 Qtr 2: 0; 2007 Qtr 3: 0; 2007 Qtr 4: 0; 2008 Qtr 1: 0; 2008 Qtr 2: 0; 2008 Qtr 3: 5; 2008 Qtr 4: 0 | 5
0 | 213084-Refrigeration -Cooler/Freezer Door Gaskets - Solid Doors: Cooler |  | 7 | Commercial | 01-ALC-AllCommercial-Refrig | 0 |  |  |  |  | 4 | 4 | 0 | 0 | 0 | 0 | 104.55 |  | kWh | 0.01195 | 0 | Commercial |  | Annual | [5 empty] | 4 | 0.96 |  |  |  | 0 | 0 | 0 | 498 | 0 | 0 | 0 | 0 | 0 | 0 | 0 | 0 | 2006 Qtr 1: 0; 2006 Qtr 2: 0; 2006 Qtr 3: 0; 2006 Qtr 4: 0; 2007 Qtr 1: 0; 2007 Qtr 2: 0; 2007 Qtr 3: 0; 2007 Qtr 4: 0; 2008 Qtr 1: 0; 2008 Qtr 2: 0; 2008 Qtr 3: 498; 2008 Qtr 4: 0 | 498
0 | 213147-Premium T8 with T12 34Watt Baseline |  | 10 | Commercial | 21-RSD-Restaurant–SitDown-LIT_INT | 0 |  |  |  |  | 16.3168 | 7.7087 | 0 | 0 | 0 | 8.6081 | 32.4491 |  | kWh | 0.0048309 | -0.15756 | Commercial |  | Annual | [5 empty] | 11 | 0.96 |  |  |  | 0 | 0 | 0 | 43.5869 | 0 | 0 | 0 | 0 | 0 | 0 | 0 | 0 | 2006 Qtr 1: 0; 2006 Qtr 2: 0; 2006 Qtr 3: 0; 2006 Qtr 4: 0; 2007 Qtr 1: 0; 2007 Qtr 2: 0; 2007 Qtr 3: 0; 2007 Qtr 4: 0; 2008 Qtr 1: 0; 2008 Qtr 2: 0; 2008 Qtr 3: 43.5869; 2008 Qtr 4: 0 | 43.5869
0 | 213053-Lighting - Remove 4 Ft T-8 (De-Lamp) | COFL00AVDEL01 | 10 | Commercial | 21-RSD-Restaurant–SitDown-LIT_INT | 0 |  |  |  |  | 33.026 | 12.8479 | 0 | 0 | 0 | 20.1781 | 340.3 |  | kWh | 0.050662 | -1.6524 | Commercial |  | Annual | [5 empty] | 11 | 0.96 |  |  |  | 0 | 0 | 0 | 43.5869 | 0 | 0 | 0 | 0 | 0 | 0 | 0 | 0 | 2006 Qtr 1: 0; 2006 Qtr 2: 0; 2006 Qtr 3: 0; 2006 Qtr 4: 0; 2007 Qtr 1: 0; 2007 Qtr 2: 0; 2007 Qtr 3: 0; 2007 Qtr 4: 0; 2008 Qtr 1: 0; 2008 Qtr 2: 0; 2008 Qtr 3: 43.5869; 2008 Qtr 4: 0 | 43.5869
0 | 213082-Refrigeration - Vending Machine Controller | CALC00AVVEN01 | 7 | Commercial | 01-ALC-AllCommercial-Refrig | 0 |  |  |  |  | 215.5 | 155 | 0 | 0 | 0 | 60.5 | 1612 |  | kWh | 0 | 0 | Commercial |  | Annual | [5 empty] | 10 | 0.96 |  |  |  | 0 | 0 | 0 | 2 | 0 | 0 | 0 | 0 | 0 | 0 | 0 | 0 | 2006 Qtr 1: 0; 2006 Qtr 2: 0; 2006 Qtr 3: 0; 2006 Qtr 4: 0; 2007 Qtr 1: 0; 2007 Qtr 2: 0; 2007 Qtr 3: 0; 2007 Qtr 4: 0; 2008 Qtr 1: 0; 2008 Qtr 2: 0; 2008 Qtr 3: 2; 2008 Qtr 4: 0 | 2
0 | 213082-Refrigeration - Vending Machine Controller | CALC00AVVEN01 | 7 | Commercial | 01-ALC-AllCommercial-Refrig | 0 |  |  |  |  | 215.5 | 155 | 0 | 0 | 0 | 60.5 | 1612 |  | kWh | 0 | 0 | Commercial |  | Annual | [5 empty] | 10 | 0.96 |  |  |  | 0 | 0 | 0 | 14 | 0 | 0 | 0 | 0 | 0 | 0 | 0 | 0 | 2006 Qtr 1: 0; 2006 Qtr 2: 0; 2006 Qtr 3: 0; 2006 Qtr 4: 0; 2007 Qtr 1: 0; 2007 Qtr 2: 0; 2007 Qtr 3: 0; 2007 Qtr 4: 0; 2008 Qtr 1: 0; 2008 Qtr 2: 0; 2008 Qtr 3: 14; 2008 Qtr 4: 0 | 14
0 | 213082-Refrigeration - Vending Machine Controller | CALC00AVVEN01 | 7 | Commercial | 01-ALC-AllCommercial-Refrig | 0 |  |  |  |  | 215.5 | 155 | 0 | 0 | 0 | 60.5 | 1612 |  | kWh | 0 | 0 | Commercial |  | Annual | [5 empty] | 10 | 0.96 |  |  |  | 0 | 0 | 0 | 5 | 0 | 0 | 0 | 0 | 0 | 0 | 0 | 0 | 2006 Qtr 1: 0; 2006 Qtr 2: 0; 2006 Qtr 3: 0; 2006 Qtr 4: 0; 2007 Qtr 1: 0; 2007 Qtr 2: 0; 2007 Qtr 3: 0; 2007 Qtr 4: 0; 2008 Qtr 1: 0; 2008 Qtr 2: 0; 2008 Qtr 3: 5; 2008 Qtr 4: 0 | 5
0 | 213082-Refrigeration - Vending Machine Controller | CALC00AVVEN01 | 7 | Commercial | 01-ALC-AllCommercial-Refrig | 0 |  |  |  |  | 215.5 | 155 | 0 | 0 | 0 | 60.5 | 1612 |  | kWh | 0 | 0 | Commercial |  | Annual | [5 empty] | 10 | 0.96 |  |  |  | 0 | 0 | 0 | 2 | 0 | 0 | 0 | 0 | 0 | 0 | 0 | 0 | 2006 Qtr 1: 0; 2006 Qtr 2: 0; 2006 Qtr 3: 0; 2006 Qtr 4: 0; 2007 Qtr 1: 0; 2007 Qtr 2: 0; 2007 Qtr 3: 0; 2007 Qtr 4: 0; 2008 Qtr 1: 0; 2008 Qtr 2: 0; 2008 Qtr 3: 2; 2008 Qtr 4: 0 | 2
0 | 213082-Refrigeration - Vending Machine Controller | CALC00AVVEN01 | 7 | Commercial | 23-RTL-Retail–SingleStorylarge-REFG | 0 |  |  |  |  | 215.5 | 155 | 0 | 0 | 0 | 60.5 | 1612 |  | kWh | 0 | 0 | Commercial |  | Annual | [5 empty] | 10 | 0.96 |  |  |  | 0 | 0 | 0 | 2 | 0 | 0 | 0 | 0 | 0 | 0 | 0 | 0 | 2006 Qtr 1: 0; 2006 Qtr 2: 0; 2006 Qtr 3: 0; 2006 Qtr 4: 0; 2007 Qtr 1: 0; 2007 Qtr 2: 0; 2007 Qtr 3: 0; 2007 Qtr 4: 0; 2008 Qtr 1: 0; 2008 Qtr 2: 0; 2008 Qtr 3: 2; 2008 Qtr 4: 0 | 2
0 | 213082-Refrigeration - Vending Machine Controller | CALC00AVVEN01 | 7 | Commercial | 23-RTL-Retail–SingleStorylarge-REFG | 0 |  |  |  |  | 215.5 | 155 | 0 | 0 | 0 | 60.5 | 1612 |  | kWh | 0 | 0 | Commercial |  | Annual | [5 empty] | 10 | 0.96 |  |  |  | 0 | 0 | 0 | 2 | 0 | 0 | 0 | 0 | 0 | 0 | 0 | 0 | 2006 Qtr 1: 0; 2006 Qtr 2: 0; 2006 Qtr 3: 0; 2006 Qtr 4: 0; 2007 Qtr 1: 0; 2007 Qtr 2: 0; 2007 Qtr 3: 0; 2007 Qtr 4: 0; 2008 Qtr 1: 0; 2008 Qtr 2: 0; 2008 Qtr 3: 2; 2008 Qtr 4: 0 | 2
0 | 213147-Premium T8 with T12 34Watt Baseline |  | 7 | Commercial | 18-OFS-Office–Small-IntLight | 0 |  |  |  |  | 16.3168 | 7.7087 | 0 | 0 | 0 | 8.6081 | 12.9733 |  | kWh | 0.0031064 | -0.0037728 | Commercial |  | Annual | [5 empty] | 11 | 0.96 |  |  |  | 0 | 0 | 0 | 255.2947 | 0 | 0 | 0 | 0 | 0 | 0 | 0 | 0 | 2006 Qtr 1: 0; 2006 Qtr 2: 0; 2006 Qtr 3: 0; 2006 Qtr 4: 0; 2007 Qtr 1: 0; 2007 Qtr 2: 0; 2007 Qtr 3: 0; 2007 Qtr 4: 0; 2008 Qtr 1: 0; 2008 Qtr 2: 0; 2008 Qtr 3: 255.2947; 2008 Qtr 4: 0 | 255.2947
0 | 213053-Lighting - Remove 4 Ft T-8 (De-Lamp) | COFL00AVDEL01 | 7 | Commercial | 18-OFS-Office–Small-IntLight | 0 |  |  |  |  | 33.026 | 12.8479 | 0 | 0 | 0 | 20.1781 | 136.0529 |  | kWh | 0.032578 | -0.039566 | Commercial |  | Annual | [5 empty] | 11 | 0.96 |  |  |  | 0 | 0 | 0 | 122.199 | 0 | 0 | 0 | 0 | 0 | 0 | 0 | 0 | 2006 Qtr 1: 0; 2006 Qtr 2: 0; 2006 Qtr 3: 0; 2006 Qtr 4: 0; 2007 Qtr 1: 0; 2007 Qtr 2: 0; 2007 Qtr 3: 0; 2007 Qtr 4: 0; 2008 Qtr 1: 0; 2008 Qtr 2: 0; 2008 Qtr 3: 122.199; 2008 Qtr 4: 0 | 122.199
0 | 213082-Refrigeration - Vending Machine Controller | CALC00AVVEN01 | 7 | Commercial | 18-OFS-Office–Small-Refrig | 0 |  |  |  |  | 215.5 | 155 | 0 | 0 | 0 | 60.5 | 1612 |  | kWh | 0 | 0 | Commercial |  | Annual | [5 empty] | 10 | 0.96 |  |  |  | 0 | 0 | 0 | 1 | 0 | 0 | 0 | 0 | 0 | 0 | 0 | 0 | 2006 Qtr 1: 0; 2006 Qtr 2: 0; 2006 Qtr 3: 0; 2006 Qtr 4: 0; 2007 Qtr 1: 0; 2007 Qtr 2: 0; 2007 Qtr 3: 0; 2007 Qtr 4: 0; 2008 Qtr 1: 0; 2008 Qtr 2: 0; 2008 Qtr 3: 1; 2008 Qtr 4: 0 | 1
0 | 213082-Refrigeration - Vending Machine Controller | CALC00AVVEN01 | 7 | Commercial | 18-OFS-Office–Small-Refrig | 0 |  |  |  |  | 215.5 | 155 | 0 | 0 | 0 | 60.5 | 1612 |  | kWh | 0 | 0 | Commercial |  | Annual | [5 empty] | 10 | 0.96 |  |  |  | 0 | 0 | 0 | 3 | 0 | 0 | 0 | 0 | 0 | 0 | 0 | 0 | 2006 Qtr 1: 0; 2006 Qtr 2: 0; 2006 Qtr 3: 0; 2006 Qtr 4: 0; 2007 Qtr 1: 0; 2007 Qtr 2: 0; 2007 Qtr 3: 0; 2007 Qtr 4: 0; 2008 Qtr 1: 0; 2008 Qtr 2: 0; 2008 Qtr 3: 3; 2008 Qtr 4: 0 | 3
0 | 213082-Refrigeration - Vending Machine Controller | CALC00AVVEN01 | 7 | Commercial | 18-OFS-Office–Small-Refrig | 0 |  |  |  |  | 215.5 | 155 | 0 | 0 | 0 | 60.5 | 1612 |  | kWh | 0 | 0 | Commercial |  | Annual | [5 empty] | 10 | 0.96 |  |  |  | 0 | 0 | 0 | 7 | 0 | 0 | 0 | 0 | 0 | 0 | 0 | 0 | 2006 Qtr 1: 0; 2006 Qtr 2: 0; 2006 Qtr 3: 0; 2006 Qtr 4: 0; 2007 Qtr 1: 0; 2007 Qtr 2: 0; 2007 Qtr 3: 0; 2007 Qtr 4: 0; 2008 Qtr 1: 0; 2008 Qtr 2: 0; 2008 Qtr 3: 7; 2008 Qtr 4: 0 | 7
0 | 213060-Lighting - Occupancy Sensor - Plug Load | CALC00AVOCC02 | 7 | Commercial | 01-ALC-AllCommercial-IntLight | 0 |  |  |  |  | 82.25 | 15 | 0 | 0 | 0 | 67.25 | 143.325 |  | kWh | 0.050625 | 0 | Commercial |  | Annual | [5 empty] | 10 | 0.96 |  |  |  | 0 | 0 | 0 | 3 | 0 | 0 | 0 | 0 | 0 | 0 | 0 | 0 | 2006 Qtr 1: 0; 2006 Qtr 2: 0; 2006 Qtr 3: 0; 2006 Qtr 4: 0; 2007 Qtr 1: 0; 2007 Qtr 2: 0; 2007 Qtr 3: 0; 2007 Qtr 4: 0; 2008 Qtr 1: 0; 2008 Qtr 2: 0; 2008 Qtr 3: 3; 2008 Qtr 4: 0 | 3
0 | 213206-Lighting-Interior High Bay Linear Fluorescent Fixtures 361-600 Watts replacing > 400 Watts |  | 7 | Commercial | 01-ALC-AllCommercial-IntLight | 0 |  |  |  |  | 627.1758 | 222.4062 | 0 | 0 | 0 | 404.7696 | 669.6141 |  | kWh | 0.13813 | -1.2741 | Commercial |  | Annual | [5 empty] | 11 | 0.96 |  |  |  | 0 | 0 | 0 | 43.5285 | 0 | 0 | 0 | 0 | 0 | 0 | 0 | 0 | 2006 Qtr 1: 0; 2006 Qtr 2: 0; 2006 Qtr 3: 0; 2006 Qtr 4: 0; 2007 Qtr 1: 0; 2007 Qtr 2: 0; 2007 Qtr 3: 0; 2007 Qtr 4: 0; 2008 Qtr 1: 0; 2008 Qtr 2: 0; 2008 Qtr 3: 43.5285; 2008 Qtr 4: 0 | 43.5285
0 | 213082-Refrigeration - Vending Machine Controller | CALC00AVVEN01 | 7 | Commercial | 01-ALC-AllCommercial-Refrig | 0 |  |  |  |  | 215.5 | 155 | 0 | 0 | 0 | 60.5 | 1612 |  | kWh | 0 | 0 | Commercial |  | Annual | [5 empty] | 10 | 0.96 |  |  |  | 0 | 0 | 0 | 2 | 0 | 0 | 0 | 0 | 0 | 0 | 0 | 0 | 2006 Qtr 1: 0; 2006 Qtr 2: 0; 2006 Qtr 3: 0; 2006 Qtr 4: 0; 2007 Qtr 1: 0; 2007 Qtr 2: 0; 2007 Qtr 3: 0; 2007 Qtr 4: 0; 2008 Qtr 1: 0; 2008 Qtr 2: 0; 2008 Qtr 3: 2; 2008 Qtr 4: 0 | 2
0 | 213082-Refrigeration - Vending Machine Controller | CALC00AVVEN01 | 7 | Commercial | 01-ALC-AllCommercial-Refrig | 0 |  |  |  |  | 215.5 | 155 | 0 | 0 | 0 | 60.5 | 1612 |  | kWh | 0 | 0 | Commercial |  | Annual | [5 empty] | 10 | 0.96 |  |  |  | 0 | 0 | 0 | 2 | 0 | 0 | 0 | 0 | 0 | 0 | 0 | 0 | 2006 Qtr 1: 0; 2006 Qtr 2: 0; 2006 Qtr 3: 0; 2006 Qtr 4: 0; 2007 Qtr 1: 0; 2007 Qtr 2: 0; 2007 Qtr 3: 0; 2007 Qtr 4: 0; 2008 Qtr 1: 0; 2008 Qtr 2: 0; 2008 Qtr 3: 2; 2008 Qtr 4: 0 | 2
0 | 213082-Refrigeration - Vending Machine Controller | CALC00AVVEN01 | 7 | Commercial | 01-ALC-AllCommercial-Refrig | 0 |  |  |  |  | 215.5 | 155 | 0 | 0 | 0 | 60.5 | 1612 |  | kWh | 0 | 0 | Commercial |  | Annual | [5 empty] | 10 | 0.96 |  |  |  | 0 | 0 | 0 | 1 | 0 | 0 | 0 | 0 | 0 | 0 | 0 | 0 | 2006 Qtr 1: 0; 2006 Qtr 2: 0; 2006 Qtr 3: 0; 2006 Qtr 4: 0; 2007 Qtr 1: 0; 2007 Qtr 2: 0; 2007 Qtr 3: 0; 2007 Qtr 4: 0; 2008 Qtr 1: 0; 2008 Qtr 2: 0; 2008 Qtr 3: 1; 2008 Qtr 4: 0 | 1
0 | 213082-Refrigeration - Vending Machine Controller | CALC00AVVEN01 | 7 | Commercial | 23-RTL-Retail–SingleStorylarge-REFG | 0 |  |  |  |  | 215.5 | 155 | 0 | 0 | 0 | 60.5 | 1612 |  | kWh | 0 | 0 | Commercial |  | Annual | [5 empty] | 10 | 0.96 |  |  |  | 0 | 0 | 0 | 1 | 0 | 0 | 0 | 0 | 0 | 0 | 0 | 0 | 2006 Qtr 1: 0; 2006 Qtr 2: 0; 2006 Qtr 3: 0; 2006 Qtr 4: 0; 2007 Qtr 1: 0; 2007 Qtr 2: 0; 2007 Qtr 3: 0; 2007 Qtr 4: 0; 2008 Qtr 1: 0; 2008 Qtr 2: 0; 2008 Qtr 3: 1; 2008 Qtr 4: 0 | 1
0 | 213082-Refrigeration - Vending Machine Controller | CALC00AVVEN01 | 7 | Commercial | 23-RTL-Retail–SingleStorylarge-REFG | 0 |  |  |  |  | 215.5 | 155 | 0 | 0 | 0 | 60.5 | 1612 |  | kWh | 0 | 0 | Commercial |  | Annual | [5 empty] | 10 | 0.96 |  |  |  | 0 | 0 | 0 | 2 | 0 | 0 | 0 | 0 | 0 | 0 | 0 | 0 | 2006 Qtr 1: 0; 2006 Qtr 2: 0; 2006 Qtr 3: 0; 2006 Qtr 4: 0; 2007 Qtr 1: 0; 2007 Qtr 2: 0; 2007 Qtr 3: 0; 2007 Qtr 4: 0; 2008 Qtr 1: 0; 2008 Qtr 2: 0; 2008 Qtr 3: 2; 2008 Qtr 4: 0 | 2
0 | 213062-Lighting - Occupancy Sensor - Wallbox Lighting Sensor | CALC00AVOCC01 | 7 | Commercial | 01-ALC-AllCommercial-IntLight | 0 |  |  |  |  | 42.2833 | 22.5 | 0 | 0 | 0 | 19.7833 | 213.759 |  | kWh | 0 | 0 | Commercial |  | Annual | [5 empty] | 8 | 0.96 |  |  |  | 0 | 0 | 0 | 10 | 0 | 0 | 0 | 0 | 0 | 0 | 0 | 0 | 2006 Qtr 1: 0; 2006 Qtr 2: 0; 2006 Qtr 3: 0; 2006 Qtr 4: 0; 2007 Qtr 1: 0; 2007 Qtr 2: 0; 2007 Qtr 3: 0; 2007 Qtr 4: 0; 2008 Qtr 1: 0; 2008 Qtr 2: 0; 2008 Qtr 3: 10; 2008 Qtr 4: 0 | 10
0 | 213230-Lighting - Occupancy Sensor - High-Bay Sensor |  | 7 | Commercial | 01-ALC-AllCommercial-IntLight | 0 |  |  |  |  | 141 | 100 | 0 | 0 | 0 | 41 | 1304.0352 |  | kWh | 0.465 | 0 | Commercial |  | Annual | [5 empty] | 8 | 0.96 |  |  |  | 0 | 0 | 0 | 10 | 0 | 0 | 0 | 0 | 0 | 0 | 0 | 0 | 2006 Qtr 1: 0; 2006 Qtr 2: 0; 2006 Qtr 3: 0; 2006 Qtr 4: 0; 2007 Qtr 1: 0; 2007 Qtr 2: 0; 2007 Qtr 3: 0; 2007 Qtr 4: 0; 2008 Qtr 1: 0; 2008 Qtr 2: 0; 2008 Qtr 3: 10; 2008 Qtr 4: 0 | 10
0 | 213136-High Efficiency Copier | CALC00AVCOP01 | 10 | Commercial | 07-ESE-Education–SecondarySchool-OFF_EQ | 0 |  |  |  |  | 156.7608 | 100 | 0 | 0 | 0 | 56.7608 | 323.8 |  | kWh | 0.040719 | 0 | Commercial |  | Annual | [5 empty] | 6 | 0.96 |  |  |  | 0 | 0 | 0 | 1 | 0 | 0 | 0 | 0 | 0 | 0 | 0 | 0 | 2006 Qtr 1: 0; 2006 Qtr 2: 0; 2006 Qtr 3: 0; 2006 Qtr 4: 0; 2007 Qtr 1: 0; 2007 Qtr 2: 0; 2007 Qtr 3: 0; 2007 Qtr 4: 0; 2008 Qtr 1: 0; 2008 Qtr 2: 0; 2008 Qtr 3: 1; 2008 Qtr 4: 0 | 1
0 | 213136-High Efficiency Copier | CALC00AVCOP01 | 10 | Commercial | 07-ESE-Education–SecondarySchool-OFF_EQ | 0 |  |  |  |  | 156.7608 | 100 | 0 | 0 | 0 | 56.7608 | 323.8 |  | kWh | 0.040719 | 0 | Commercial |  | Annual | [5 empty] | 6 | 0.96 |  |  |  | 0 | 0 | 0 | 1 | 0 | 0 | 0 | 0 | 0 | 0 | 0 | 0 | 2006 Qtr 1: 0; 2006 Qtr 2: 0; 2006 Qtr 3: 0; 2006 Qtr 4: 0; 2007 Qtr 1: 0; 2007 Qtr 2: 0; 2007 Qtr 3: 0; 2007 Qtr 4: 0; 2008 Qtr 1: 0; 2008 Qtr 2: 0; 2008 Qtr 3: 1; 2008 Qtr 4: 0 | 1
0 | 213147-Premium T8 with T12 34Watt Baseline |  | 7 | Commercial | 01-ALC-AllCommercial-IntLight | 0 |  |  |  |  | 16.3168 | 7.7087 | 0 | 0 | 0 | 8.6081 | 11.9272 |  | kWh | 0.0033415 | -0.022694 | Commercial |  | Annual | [5 empty] | 11 | 0.96 |  |  |  | 0 | 0 | 0 | 240.5063 | 0 | 0 | 0 | 0 | 0 | 0 | 0 | 0 | 2006 Qtr 1: 0; 2006 Qtr 2: 0; 2006 Qtr 3: 0; 2006 Qtr 4: 0; 2007 Qtr 1: 0; 2007 Qtr 2: 0; 2007 Qtr 3: 0; 2007 Qtr 4: 0; 2008 Qtr 1: 0; 2008 Qtr 2: 0; 2008 Qtr 3: 240.5063; 2008 Qtr 4: 0 | 240.5063
0 | 213053-Lighting - Remove 4 Ft T-8 (De-Lamp) | COFL00AVDEL01 | 7 | Commercial | 01-ALC-AllCommercial-IntLight | 0 |  |  |  |  | 33.026 | 12.8479 | 0 | 0 | 0 | 20.1781 | 125.0825 |  | kWh | 0.035042 | -0.238 | Commercial |  | Annual | [5 empty] | 11 | 0.96 |  |  |  | 0 | 0 | 0 | 125.3123 | 0 | 0 | 0 | 0 | 0 | 0 | 0 | 0 | 2006 Qtr 1: 0; 2006 Qtr 2: 0; 2006 Qtr 3: 0; 2006 Qtr 4: 0; 2007 Qtr 1: 0; 2007 Qtr 2: 0; 2007 Qtr 3: 0; 2007 Qtr 4: 0; 2008 Qtr 1: 0; 2008 Qtr 2: 0; 2008 Qtr 3: 125.3123; 2008 Qtr 4: 0 | 125.3123
0 | 213147-Premium T8 with T12 34Watt Baseline |  | 7 | Commercial | 01-ALC-AllCommercial-IntLight | 0 |  |  |  |  | 16.3168 | 7.7087 | 0 | 0 | 0 | 8.6081 | 14.1731 |  | kWh | 0.0035968 | -0.026968 | Commercial |  | Annual | [5 empty] | 11 | 0.96 |  |  |  | 0 | 0 | 0 | 58.3753 | 0 | 0 | 0 | 0 | 0 | 0 | 0 | 0 | 2006 Qtr 1: 0; 2006 Qtr 2: 0; 2006 Qtr 3: 0; 2006 Qtr 4: 0; 2007 Qtr 1: 0; 2007 Qtr 2: 0; 2007 Qtr 3: 0; 2007 Qtr 4: 0; 2008 Qtr 1: 0; 2008 Qtr 2: 0; 2008 Qtr 3: 58.3753; 2008 Qtr 4: 0 | 58.3753
0 | 213116-Refrigeration -Cooler/Freezer Door Gaskets - Solid Doors: Freezer |  | 7 | Commercial | 01-ALC-AllCommercial-Refrig | 0 |  |  |  |  | 4 | 4 | 0 | 0 | 0 | 0 | 3.6686 |  | kWh | 0.000614 | 0 | Commercial |  | Annual | [5 empty] | 4 | 0.96 |  |  |  | 0 | 0 | 19 | 0 | 0 | 0 | 0 | 0 | 0 | 0 | 0 | 0 | 2006 Qtr 1: 0; 2006 Qtr 2: 0; 2006 Qtr 3: 0; 2006 Qtr 4: 0; 2007 Qtr 1: 19; 2007 Qtr 2: 0; 2007 Qtr 3: 0; 2007 Qtr 4: 0; 2008 Qtr 1: 0; 2008 Qtr 2: 0; 2008 Qtr 3: 0; 2008 Qtr 4: 0 | 19
0 | 213128-Refrigerator - Early Replacement |  | 7 | Commercial | 01-ALC-AllCommercial-Refrig | 0 |  |  |  |  | 272 | 275 | 0 | 0 | 0 | -3 | 1040.577 |  | kWh | 0.13613 | 0 | Commercial |  | Annual | [5 empty] | 6 | 0.96 |  |  |  | 0 | 0 | 20 | 0 | 0 | 0 | 0 | 0 | 0 | 0 | 0 | 0 | 2006 Qtr 1: 0; 2006 Qtr 2: 0; 2006 Qtr 3: 0; 2006 Qtr 4: 0; 2007 Qtr 1: 20; 2007 Qtr 2: 0; 2007 Qtr 3: 0; 2007 Qtr 4: 0; 2008 Qtr 1: 0; 2008 Qtr 2: 0; 2008 Qtr 3: 0; 2008 Qtr 4: 0 | 20
0 | 213116-Refrigeration -Cooler/Freezer Door Gaskets - Solid Doors: Freezer |  | 10 | Commercial | 01-ALC-AllCommercial-Refrig | 0 |  |  |  |  | 4 | 4 | 0 | 0 | 0 | 0 | 3.6686 |  | kWh | 0.000614 | 0 | Commercial |  | Annual | [5 empty] | 4 | 0.96 |  |  |  | 0 | 0 | 17 | 0 | 0 | 0 | 0 | 0 | 0 | 0 | 0 | 0 | 2006 Qtr 1: 0; 2006 Qtr 2: 0; 2006 Qtr 3: 0; 2006 Qtr 4: 0; 2007 Qtr 1: 17; 2007 Qtr 2: 0; 2007 Qtr 3: 0; 2007 Qtr 4: 0; 2008 Qtr 1: 0; 2008 Qtr 2: 0; 2008 Qtr 3: 0; 2008 Qtr 4: 0 | 17
0 | 213084-Refrigeration -Cooler/Freezer Door Gaskets - Solid Doors: Cooler |  | 10 | Commercial | 01-ALC-AllCommercial-Refrig | 0 |  |  |  |  | 4 | 4 | 0 | 0 | 0 | 0 | 3.6686 |  | kWh | 0.000614 | 0 | Commercial |  | Annual | [5 empty] | 4 | 0.96 |  |  |  | 0 | 0 | 102 | 0 | 0 | 0 | 0 | 0 | 0 | 0 | 0 | 0 | 2006 Qtr 1: 0; 2006 Qtr 2: 0; 2006 Qtr 3: 0; 2006 Qtr 4: 0; 2007 Qtr 1: 102; 2007 Qtr 2: 0; 2007 Qtr 3: 0; 2007 Qtr 4: 0; 2008 Qtr 1: 0; 2008 Qtr 2: 0; 2008 Qtr 3: 0; 2008 Qtr 4: 0 | 102
0 | 213175-Food Service - Ice Machine Air-Cooled 201-300 |  | 7 | Commercial | 01-ALC-AllCommercial-Refrig | 0 |  |  |  |  | 312 | 300 | 0 | 0 | 0 | 12 | 2281.25 |  | kWh | 0.26042 | 0 | Commercial |  | Annual | [5 empty] | 12 | 0.96 |  |  |  | 0 | 0 | 1 | 0 | 0 | 0 | 0 | 0 | 0 | 0 | 0 | 0 | 2006 Qtr 1: 0; 2006 Qtr 2: 0; 2006 Qtr 3: 0; 2006 Qtr 4: 0; 2007 Qtr 1: 1; 2007 Qtr 2: 0; 2007 Qtr 3: 0; 2007 Qtr 4: 0; 2008 Qtr 1: 0; 2008 Qtr 2: 0; 2008 Qtr 3: 0; 2008 Qtr 4: 0 | 1
0 | 213084-Refrigeration -Cooler/Freezer Door Gaskets - Solid Doors: Cooler |  | 10 | Commercial | 01-ALC-AllCommercial-Refrig | 0 |  |  |  |  | 4 | 4 | 0 | 0 | 0 | 0 | 3.6686 |  | kWh | 0.000614 | 0 | Commercial |  | Annual | [5 empty] | 4 | 0.96 |  |  |  | 0 | 0 | 99 | 0 | 0 | 0 | 0 | 0 | 0 | 0 | 0 | 0 | 2006 Qtr 1: 0; 2006 Qtr 2: 0; 2006 Qtr 3: 0; 2006 Qtr 4: 0; 2007 Qtr 1: 99; 2007 Qtr 2: 0; 2007 Qtr 3: 0; 2007 Qtr 4: 0; 2008 Qtr 1: 0; 2008 Qtr 2: 0; 2008 Qtr 3: 0; 2008 Qtr 4: 0 | 99
0 | 213116-Refrigeration -Cooler/Freezer Door Gaskets - Solid Doors: Freezer |  | 10 | Commercial | 01-ALC-AllCommercial-Refrig | 0 |  |  |  |  | 4 | 4 | 0 | 0 | 0 | 0 | 3.6686 |  | kWh | 0.000614 | 0 | Commercial |  | Annual | [5 empty] | 4 | 0.96 |  |  |  | 0 | 0 | 37 | 0 | 0 | 0 | 0 | 0 | 0 | 0 | 0 | 0 | 2006 Qtr 1: 0; 2006 Qtr 2: 0; 2006 Qtr 3: 0; 2006 Qtr 4: 0; 2007 Qtr 1: 37; 2007 Qtr 2: 0; 2007 Qtr 3: 0; 2007 Qtr 4: 0; 2008 Qtr 1: 0; 2008 Qtr 2: 0; 2008 Qtr 3: 0; 2008 Qtr 4: 0 | 37
0 | 213128-Refrigerator - Early Replacement |  | 7 | Commercial | 01-ALC-AllCommercial-Refrig | 0 |  |  |  |  | 272 | 275 | 0 | 0 | 0 | -3 | 1040.577 |  | kWh | 0.13613 | 0 | Commercial |  | Annual | [5 empty] | 6 | 0.96 |  |  |  | 0 | 0 | 22 | 0 | 0 | 0 | 0 | 0 | 0 | 0 | 0 | 0 | 2006 Qtr 1: 0; 2006 Qtr 2: 0; 2006 Qtr 3: 0; 2006 Qtr 4: 0; 2007 Qtr 1: 22; 2007 Qtr 2: 0; 2007 Qtr 3: 0; 2007 Qtr 4: 0; 2008 Qtr 1: 0; 2008 Qtr 2: 0; 2008 Qtr 3: 0; 2008 Qtr 4: 0 | 22
0 | 213128-Refrigerator - Early Replacement |  | 7 | Commercial | 01-ALC-AllCommercial-Refrig | 0 |  |  |  |  | 272 | 275 | 0 | 0 | 0 | -3 | 1040.577 |  | kWh | 0.13613 | 0 | Commercial |  | Annual | [5 empty] | 6 | 0.96 |  |  |  | 0 | 0 | 24 | 0 | 0 | 0 | 0 | 0 | 0 | 0 | 0 | 0 | 2006 Qtr 1: 0; 2006 Qtr 2: 0; 2006 Qtr 3: 0; 2006 Qtr 4: 0; 2007 Qtr 1: 24; 2007 Qtr 2: 0; 2007 Qtr 3: 0; 2007 Qtr 4: 0; 2008 Qtr 1: 0; 2008 Qtr 2: 0; 2008 Qtr 3: 0; 2008 Qtr 4: 0 | 24
0 | 213084-Refrigeration -Cooler/Freezer Door Gaskets - Solid Doors: Cooler |  | 10 | Commercial | 01-ALC-AllCommercial-Refrig | 0 |  |  |  |  | 4 | 4 | 0 | 0 | 0 | 0 | 3.6686 |  | kWh | 0.000614 | 0 | Commercial |  | Annual | [5 empty] | 4 | 0.96 |  |  |  | 0 | 0 | 147 | 0 | 0 | 0 | 0 | 0 | 0 | 0 | 0 | 0 | 2006 Qtr 1: 0; 2006 Qtr 2: 0; 2006 Qtr 3: 0; 2006 Qtr 4: 0; 2007 Qtr 1: 147; 2007 Qtr 2: 0; 2007 Qtr 3: 0; 2007 Qtr 4: 0; 2008 Qtr 1: 0; 2008 Qtr 2: 0; 2008 Qtr 3: 0; 2008 Qtr 4: 0 | 147
0 | 213116-Refrigeration -Cooler/Freezer Door Gaskets - Solid Doors: Freezer |  | 10 | Commercial | 01-ALC-AllCommercial-Refrig | 0 |  |  |  |  | 4 | 4 | 0 | 0 | 0 | 0 | 3.6686 |  | kWh | 0.000614 | 0 | Commercial |  | Annual | [5 empty] | 4 | 0.96 |  |  |  | 0 | 0 | 92 | 0 | 0 | 0 | 0 | 0 | 0 | 0 | 0 | 0 | 2006 Qtr 1: 0; 2006 Qtr 2: 0; 2006 Qtr 3: 0; 2006 Qtr 4: 0; 2007 Qtr 1: 92; 2007 Qtr 2: 0; 2007 Qtr 3: 0; 2007 Qtr 4: 0; 2008 Qtr 1: 0; 2008 Qtr 2: 0; 2008 Qtr 3: 0; 2008 Qtr 4: 0 | 92
0 | 213059-Motors - VFD - HVAC Fans (per Hp) |  | 7 | Commercial | 01-ALC-AllCommercial-Vent/Fan | 0 |  |  |  |  | 202 | 80 | 0 | 0 | 0 | 122 | 753 |  | kWh | 0 | 0 | Commercial |  | Annual | [5 empty] | 15 | 0.96 |  |  |  | 0 | 0 | 56 | 0 | 0 | 0 | 0 | 0 | 0 | 0 | 0 | 0 | 2006 Qtr 1: 0; 2006 Qtr 2: 0; 2006 Qtr 3: 0; 2006 Qtr 4: 0; 2007 Qtr 1: 0; 2007 Qtr 2: 0; 2007 Qtr 3: 0; 2007 Qtr 4: 56; 2008 Qtr 1: 0; 2008 Qtr 2: 0; 2008 Qtr 3: 0; 2008 Qtr 4: 0 | 56
0 | 213084-Refrigeration -Cooler/Freezer Door Gaskets - Solid Doors: Cooler |  | 7 | Commercial | 01-ALC-AllCommercial-Refrig | 0 |  |  |  |  | 4 | 4 | 0 | 0 | 0 | 0 | 104.55 |  | kWh | 0.01195 | 0 | Commercial |  | Annual | [5 empty] | 4 | 0.96 |  |  |  | 0 | 0 | 66 | 0 | 0 | 0 | 0 | 0 | 0 | 0 | 0 | 0 | 2006 Qtr 1: 0; 2006 Qtr 2: 0; 2006 Qtr 3: 0; 2006 Qtr 4: 0; 2007 Qtr 1: 0; 2007 Qtr 2: 0; 2007 Qtr 3: 0; 2007 Qtr 4: 66; 2008 Qtr 1: 0; 2008 Qtr 2: 0; 2008 Qtr 3: 0; 2008 Qtr 4: 0 | 66
0 | 213136-High Efficiency Copier | CALC00AVCOP01 | 10 | Commercial | 01-ALC-AllCommercial-OffEquip | 0 |  |  |  |  | 156.7608 | 100 | 0 | 0 | 0 | 56.7608 | 323.8 |  | kWh | 0.040719 | 0 | Commercial |  | Annual | [5 empty] | 6 | 0.96 |  |  |  | 0 | 0 | 1 | 0 | 0 | 0 | 0 | 0 | 0 | 0 | 0 | 0 | 2006 Qtr 1: 0; 2006 Qtr 2: 0; 2006 Qtr 3: 0; 2006 Qtr 4: 0; 2007 Qtr 1: 1; 2007 Qtr 2: 0; 2007 Qtr 3: 0; 2007 Qtr 4: 0; 2008 Qtr 1: 0; 2008 Qtr 2: 0; 2008 Qtr 3: 0; 2008 Qtr 4: 0 | 1
0 | 213059-Motors - VFD - HVAC Fans (per Hp) |  | 7 | Commercial | 01-ALC-AllCommercial-Vent/Fan | 0 |  |  |  |  | 202 | 80 | 0 | 0 | 0 | 122 | 753 |  | kWh | 0 | 0 | Commercial |  | Annual | [5 empty] | 15 | 0.96 |  |  |  | 0 | 0 | 80 | 0 | 0 | 0 | 0 | 0 | 0 | 0 | 0 | 0 | 2006 Qtr 1: 0; 2006 Qtr 2: 0; 2006 Qtr 3: 0; 2006 Qtr 4: 0; 2007 Qtr 1: 0; 2007 Qtr 2: 0; 2007 Qtr 3: 0; 2007 Qtr 4: 80; 2008 Qtr 1: 0; 2008 Qtr 2: 0; 2008 Qtr 3: 0; 2008 Qtr 4: 0 | 80
0 | 213013-Lighting - 8 Ft T-8 with Elec. Ballast |  | 7 | Commercial | 14-MLI-Manufacturing–LightIndustry-LIGHT | 0 |  |  |  |  | 41.7557 | 9.6359 | 0 | 0 | 0 | 32.1197 | 52.2816 |  | kWh | 0.013172 | -0.067596 | Commercial |  | Annual | [5 empty] | 11 | 0.96 |  |  |  | 0 | 0 | 12.4534 | 0 | 0 | 0 | 0 | 0 | 0 | 0 | 0 | 0 | 2006 Qtr 1: 0; 2006 Qtr 2: 0; 2006 Qtr 3: 0; 2006 Qtr 4: 0; 2007 Qtr 1: 0; 2007 Qtr 2: 0; 2007 Qtr 3: 0; 2007 Qtr 4: 12.4534; 2008 Qtr 1: 0; 2008 Qtr 2: 0; 2008 Qtr 3: 0; 2008 Qtr 4: 0 | 12.4534
0 | 213115-Refrigeration - Night Covers for Display Cases Med Temp | Averaged DEER Msrs | 7 | Commercial | 01-ALC-AllCommercial-Refrig | 0 |  |  |  |  | 37.5375 | 9 | 0 | 0 | 0 | 28.5375 | 13.5921 |  | kWh | -0.0035226 | 1.1474 | Commercial |  | Annual | [5 empty] | 5 | 0.96 |  |  |  | 0 | 0 | 132 | 0 | 0 | 0 | 0 | 0 | 0 | 0 | 0 | 0 | 2006 Qtr 1: 0; 2006 Qtr 2: 0; 2006 Qtr 3: 0; 2006 Qtr 4: 0; 2007 Qtr 1: 132; 2007 Qtr 2: 0; 2007 Qtr 3: 0; 2007 Qtr 4: 0; 2008 Qtr 1: 0; 2008 Qtr 2: 0; 2008 Qtr 3: 0; 2008 Qtr 4: 0 | 132
0 | 213178-Food Service - Ice Machine Air-Cooled 501-1000 |  | 7 | Commercial | 01-ALC-AllCommercial-Refrig | 0 |  |  |  |  | 1485 | 400 | 0 | 0 | 0 | 1085 | 3011.25 |  | kWh | 0.34375 | 0 | Commercial |  | Annual | [5 empty] | 12 | 0.96 |  |  |  | 0 | 0 | 1 | 0 | 0 | 0 | 0 | 0 | 0 | 0 | 0 | 0 | 2006 Qtr 1: 0; 2006 Qtr 2: 0; 2006 Qtr 3: 0; 2006 Qtr 4: 0; 2007 Qtr 1: 1; 2007 Qtr 2: 0; 2007 Qtr 3: 0; 2007 Qtr 4: 0; 2008 Qtr 1: 0; 2008 Qtr 2: 0; 2008 Qtr 3: 0; 2008 Qtr 4: 0 | 1
0 | 213084-Refrigeration -Cooler/Freezer Door Gaskets - Solid Doors: Cooler |  | 7 | Commercial | 01-ALC-AllCommercial-Refrig | 0 |  |  |  |  | 4 | 4 | 0 | 0 | 0 | 0 | 104.55 |  | kWh | 0.01195 | 0 | Commercial |  | Annual | [5 empty] | 4 | 0.96 |  |  |  | 0 | 0 | 56 | 0 | 0 | 0 | 0 | 0 | 0 | 0 | 0 | 0 | 2006 Qtr 1: 0; 2006 Qtr 2: 0; 2006 Qtr 3: 0; 2006 Qtr 4: 0; 2007 Qtr 1: 0; 2007 Qtr 2: 0; 2007 Qtr 3: 0; 2007 Qtr 4: 56; 2008 Qtr 1: 0; 2008 Qtr 2: 0; 2008 Qtr 3: 0; 2008 Qtr 4: 0 | 56
0 | 213059-Motors - VFD - HVAC Fans (per Hp) |  | 7 | Commercial | 01-ALC-AllCommercial-Vent/Fan | 0 |  |  |  |  | 202 | 80 | 0 | 0 | 0 | 122 | 753 |  | kWh | 0 | 0 | Commercial |  | Annual | [5 empty] | 15 | 0.96 |  |  |  | 0 | 0 | 25 | 0 | 0 | 0 | 0 | 0 | 0 | 0 | 0 | 0 | 2006 Qtr 1: 0; 2006 Qtr 2: 0; 2006 Qtr 3: 0; 2006 Qtr 4: 0; 2007 Qtr 1: 0; 2007 Qtr 2: 0; 2007 Qtr 3: 0; 2007 Qtr 4: 25; 2008 Qtr 1: 0; 2008 Qtr 2: 0; 2008 Qtr 3: 0; 2008 Qtr 4: 0 | 25
0 | 213121-Water Heating -Commercial Pool Heater |  | 7 | Commercial | 01-ALC-AllCommercial-Vent/Fan | 0 |  |  |  |  | 2 | 2 | 0 | 0 | 0 | 0 | 0 |  | kWh | 0 | 2.41 | Commercial |  | Annual | [5 empty] | 5 | 0.96 |  |  |  | 0 | 0 | 1800 | 0 | 0 | 0 | 0 | 0 | 0 | 0 | 0 | 0 | 2006 Qtr 1: 0; 2006 Qtr 2: 0; 2006 Qtr 3: 0; 2006 Qtr 4: 0; 2007 Qtr 1: 0; 2007 Qtr 2: 0; 2007 Qtr 3: 0; 2007 Qtr 4: 1800; 2008 Qtr 1: 0; 2008 Qtr 2: 0; 2008 Qtr 3: 0; 2008 Qtr 4: 0 | 1800
0 | 213121-Water Heating -Commercial Pool Heater |  | 7 | Commercial | 01-ALC-AllCommercial-Vent/Fan | 0 |  |  |  |  | 2 | 2 | 0 | 0 | 0 | 0 | 0 |  | kWh | 0 | 2.41 | Commercial |  | Annual | [5 empty] | 5 | 0.96 |  |  |  | 0 | 0 | 990 | 0 | 0 | 0 | 0 | 0 | 0 | 0 | 0 | 0 | 2006 Qtr 1: 0; 2006 Qtr 2: 0; 2006 Qtr 3: 0; 2006 Qtr 4: 0; 2007 Qtr 1: 0; 2007 Qtr 2: 0; 2007 Qtr 3: 0; 2007 Qtr 4: 990; 2008 Qtr 1: 0; 2008 Qtr 2: 0; 2008 Qtr 3: 0; 2008 Qtr 4: 0 | 990
0 | 213173-Food Service - Combination Oven-Gas |  | 7 | Commercial | 21-RSD-Restaurant–SitDown-PROC_OTH | 0 |  |  |  |  | 21797 | 750 | 0 | 0 | 0 | 21047 | 0 |  | kWh | 0 | 403 | Commercial |  | Annual | [5 empty] | 12 | 0.96 |  |  |  | 0 | 0 | 1 | 0 | 0 | 0 | 0 | 0 | 0 | 0 | 0 | 0 | 2006 Qtr 1: 0; 2006 Qtr 2: 0; 2006 Qtr 3: 0; 2006 Qtr 4: 0; 2007 Qtr 1: 1; 2007 Qtr 2: 0; 2007 Qtr 3: 0; 2007 Qtr 4: 0; 2008 Qtr 1: 0; 2008 Qtr 2: 0; 2008 Qtr 3: 0; 2008 Qtr 4: 0 | 1
0 | 213172-Food Service - Convection Oven-Gas |  | 7 | Commercial | 21-RSD-Restaurant–SitDown-PROC_OTH | 0 |  |  |  |  | 3144 | 500 | 0 | 0 | 0 | 2644 | 0 |  | kWh | 0 | 323 | Commercial |  | Annual | [5 empty] | 12 | 0.96 |  |  |  | 0 | 0 | 2 | 0 | 0 | 0 | 0 | 0 | 0 | 0 | 0 | 0 | 2006 Qtr 1: 0; 2006 Qtr 2: 0; 2006 Qtr 3: 0; 2006 Qtr 4: 0; 2007 Qtr 1: 2; 2007 Qtr 2: 0; 2007 Qtr 3: 0; 2007 Qtr 4: 0; 2008 Qtr 1: 0; 2008 Qtr 2: 0; 2008 Qtr 3: 0; 2008 Qtr 4: 0 | 2
0 | 213180-Food Service - Ice Machine Air-Cooled >1500 |  | System | Commercial | 01-ALC-AllCommercial-Refrig | 0 |  |  |  |  | 2194 | 500 | 0 | 0 | 0 | 1694 | 4380 |  | kWh | 0.5 | 0 | Commercial |  | Annual | [5 empty] | 12 | 0.96 |  |  |  | 0 | 0 | 1 | 0 | 0 | 0 | 0 | 0 | 0 | 0 | 0 | 0 | 2006 Qtr 1: 0; 2006 Qtr 2: 0; 2006 Qtr 3: 0; 2006 Qtr 4: 0; 2007 Qtr 1: 1; 2007 Qtr 2: 0; 2007 Qtr 3: 0; 2007 Qtr 4: 0; 2008 Qtr 1: 0; 2008 Qtr 2: 0; 2008 Qtr 3: 0; 2008 Qtr 4: 0 | 1
0 | 213059-Motors - VFD - HVAC Fans (per Hp) |  | 7 | Commercial | 01-ALC-AllCommercial-Vent/Fan | 0 |  |  |  |  | 202 | 80 | 0 | 0 | 0 | 122 | 753 |  | kWh | 0 | 0 | Commercial |  | Annual | [5 empty] | 15 | 0.96 |  |  |  | 0 | 0 | 188 | 0 | 0 | 0 | 0 | 0 | 0 | 0 | 0 | 0 | 2006 Qtr 1: 0; 2006 Qtr 2: 0; 2006 Qtr 3: 0; 2006 Qtr 4: 0; 2007 Qtr 1: 0; 2007 Qtr 2: 0; 2007 Qtr 3: 0; 2007 Qtr 4: 188; 2008 Qtr 1: 0; 2008 Qtr 2: 0; 2008 Qtr 3: 0; 2008 Qtr 4: 0 | 188
0 | 213128-Refrigerator - Early Replacement |  | 7 | Commercial | 01-ALC-AllCommercial-Refrig | 0 |  |  |  |  | 272 | 275 | 0 | 0 | 0 | -3 | 1040.577 |  | kWh | 0.13613 | 0 | Commercial |  | Annual | [5 empty] | 6 | 0.96 |  |  |  | 0 | 0 | 1 | 0 | 0 | 0 | 0 | 0 | 0 | 0 | 0 | 0 | 2006 Qtr 1: 0; 2006 Qtr 2: 0; 2006 Qtr 3: 0; 2006 Qtr 4: 0; 2007 Qtr 1: 1; 2007 Qtr 2: 0; 2007 Qtr 3: 0; 2007 Qtr 4: 0; 2008 Qtr 1: 0; 2008 Qtr 2: 0; 2008 Qtr 3: 0; 2008 Qtr 4: 0 | 1
0 | 213083-Refrigeration -Cooler/Freezer Door Gaskets - Glass Doors |  | 7 | Commercial | 01-ALC-AllCommercial-Refrig | 0 |  |  |  |  | 4 | 4 | 0 | 0 | 0 | 0 | 104.55 |  | kWh | 0.01195 | 0 | Commercial |  | Annual | [5 empty] | 4 | 0.96 |  |  |  | 0 | 0 | 124 | 0 | 0 | 0 | 0 | 0 | 0 | 0 | 0 | 0 | 2006 Qtr 1: 0; 2006 Qtr 2: 0; 2006 Qtr 3: 0; 2006 Qtr 4: 0; 2007 Qtr 1: 0; 2007 Qtr 2: 0; 2007 Qtr 3: 0; 2007 Qtr 4: 124; 2008 Qtr 1: 0; 2008 Qtr 2: 0; 2008 Qtr 3: 0; 2008 Qtr 4: 0 | 124
0 | 213128-Refrigerator - Early Replacement |  | 7 | Commercial | 01-ALC-AllCommercial-Refrig | 0 |  |  |  |  | 272 | 275 | 0 | 0 | 0 | -3 | 1040.577 |  | kWh | 0.13613 | 0 | Commercial |  | Annual | [5 empty] | 6 | 0.96 |  |  |  | 0 | 0 | 1 | 0 | 0 | 0 | 0 | 0 | 0 | 0 | 0 | 0 | 2006 Qtr 1: 0; 2006 Qtr 2: 0; 2006 Qtr 3: 0; 2006 Qtr 4: 0; 2007 Qtr 1: 1; 2007 Qtr 2: 0; 2007 Qtr 3: 0; 2007 Qtr 4: 0; 2008 Qtr 1: 0; 2008 Qtr 2: 0; 2008 Qtr 3: 0; 2008 Qtr 4: 0 | 1
0 | 213128-Refrigerator - Early Replacement |  | 7 | Commercial | 01-ALC-AllCommercial-Refrig | 0 |  |  |  |  | 272 | 275 | 0 | 0 | 0 | -3 | 1040.577 |  | kWh | 0.13613 | 0 | Commercial |  | Annual | [5 empty] | 6 | 0.96 |  |  |  | 0 | 0 | 2 | 0 | 0 | 0 | 0 | 0 | 0 | 0 | 0 | 0 | 2006 Qtr 1: 0; 2006 Qtr 2: 0; 2006 Qtr 3: 0; 2006 Qtr 4: 0; 2007 Qtr 1: 0; 2007 Qtr 2: 0; 2007 Qtr 3: 0; 2007 Qtr 4: 2; 2008 Qtr 1: 0; 2008 Qtr 2: 0; 2008 Qtr 3: 0; 2008 Qtr 4: 0 | 2
0 | 213128-Refrigerator - Early Replacement |  | 7 | Commercial | 01-ALC-AllCommercial-Refrig | 0 |  |  |  |  | 272 | 275 | 0 | 0 | 0 | -3 | 1040.577 |  | kWh | 0.13613 | 0 | Commercial |  | Annual | [5 empty] | 6 | 0.96 |  |  |  | 0 | 0 | 6 | 0 | 0 | 0 | 0 | 0 | 0 | 0 | 0 | 0 | 2006 Qtr 1: 0; 2006 Qtr 2: 0; 2006 Qtr 3: 0; 2006 Qtr 4: 0; 2007 Qtr 1: 6; 2007 Qtr 2: 0; 2007 Qtr 3: 0; 2007 Qtr 4: 0; 2008 Qtr 1: 0; 2008 Qtr 2: 0; 2008 Qtr 3: 0; 2008 Qtr 4: 0 | 6
0 | 213128-Refrigerator - Early Replacement |  | 7 | Commercial | 01-ALC-AllCommercial-Refrig | 0 |  |  |  |  | 272 | 275 | 0 | 0 | 0 | -3 | 1040.577 |  | kWh | 0.13613 | 0 | Commercial |  | Annual | [5 empty] | 6 | 0.96 |  |  |  | 0 | 0 | 1 | 0 | 0 | 0 | 0 | 0 | 0 | 0 | 0 | 0 | 2006 Qtr 1: 0; 2006 Qtr 2: 0; 2006 Qtr 3: 0; 2006 Qtr 4: 0; 2007 Qtr 1: 1; 2007 Qtr 2: 0; 2007 Qtr 3: 0; 2007 Qtr 4: 0; 2008 Qtr 1: 0; 2008 Qtr 2: 0; 2008 Qtr 3: 0; 2008 Qtr 4: 0 | 1
0 | 213128-Refrigerator - Early Replacement |  | 7 | Commercial | 01-ALC-AllCommercial-Refrig | 0 |  |  |  |  | 272 | 275 | 0 | 0 | 0 | -3 | 1040.577 |  | kWh | 0.13613 | 0 | Commercial |  | Annual | [5 empty] | 6 | 0.96 |  |  |  | 0 | 0 | 1 | 0 | 0 | 0 | 0 | 0 | 0 | 0 | 0 | 0 | 2006 Qtr 1: 0; 2006 Qtr 2: 0; 2006 Qtr 3: 0; 2006 Qtr 4: 0; 2007 Qtr 1: 0; 2007 Qtr 2: 0; 2007 Qtr 3: 0; 2007 Qtr 4: 1; 2008 Qtr 1: 0; 2008 Qtr 2: 0; 2008 Qtr 3: 0; 2008 Qtr 4: 0 | 1
0 | 213083-Refrigeration -Cooler/Freezer Door Gaskets - Glass Doors |  | System | Commercial | 01-ALC-AllCommercial-Refrig | 0 |  |  |  |  | 4 | 4 | 0 | 0 | 0 | 0 | 3.6686 |  | kWh | 0.000614 | 0 | Commercial |  | Annual | [5 empty] | 4 | 0.96 |  |  |  | 0 | 0 | 401 | 0 | 0 | 0 | 0 | 0 | 0 | 0 | 0 | 0 | 2006 Qtr 1: 0; 2006 Qtr 2: 0; 2006 Qtr 3: 0; 2006 Qtr 4: 0; 2007 Qtr 1: 0; 2007 Qtr 2: 0; 2007 Qtr 3: 401; 2007 Qtr 4: 0; 2008 Qtr 1: 0; 2008 Qtr 2: 0; 2008 Qtr 3: 0; 2008 Qtr 4: 0 | 401
0 | 213084-Refrigeration -Cooler/Freezer Door Gaskets - Solid Doors: Cooler |  | 7 | Commercial | 01-ALC-AllCommercial-Refrig | 0 |  |  |  |  | 4 | 4 | 0 | 0 | 0 | 0 | 104.55 |  | kWh | 0.01195 | 0 | Commercial |  | Annual | [5 empty] | 4 | 0.96 |  |  |  | 0 | 0 | 75 | 0 | 0 | 0 | 0 | 0 | 0 | 0 | 0 | 0 | 2006 Qtr 1: 0; 2006 Qtr 2: 0; 2006 Qtr 3: 0; 2006 Qtr 4: 0; 2007 Qtr 1: 0; 2007 Qtr 2: 0; 2007 Qtr 3: 0; 2007 Qtr 4: 75; 2008 Qtr 1: 0; 2008 Qtr 2: 0; 2008 Qtr 3: 0; 2008 Qtr 4: 0 | 75
0 | 213085-Refrigeration -Strip Curtains for Walk-ins |  | 7 | Commercial | 01-ALC-AllCommercial-Refrig | 0 |  |  |  |  | 3.05 | 3 | 0 | 0 | 0 | 0.05 | 465 |  | kWh | 0.053 | 0 | Commercial |  | Annual | [5 empty] | 4 | 0.96 |  |  |  | 0 | 0 | 20 | 0 | 0 | 0 | 0 | 0 | 0 | 0 | 0 | 0 | 2006 Qtr 1: 0; 2006 Qtr 2: 0; 2006 Qtr 3: 0; 2006 Qtr 4: 0; 2007 Qtr 1: 0; 2007 Qtr 2: 0; 2007 Qtr 3: 0; 2007 Qtr 4: 20; 2008 Qtr 1: 0; 2008 Qtr 2: 0; 2008 Qtr 3: 0; 2008 Qtr 4: 0 | 20
0 | 213076-Refrigeration - New Refrigeration Case w/Doors-Low Temperature Case |  | 10 | Commercial | 01-ALC-AllCommercial-Refrig | 0 |  |  |  |  | 100 | 200 | 0 | 0 | 0 | -100 | 1208 |  | kWh | 0.118 | 0 | Commercial |  | Annual | [5 empty] | 16 | 0.96 |  |  |  | 0 | 0 | 231 | 0 | 0 | 0 | 0 | 0 | 0 | 0 | 0 | 0 | 2006 Qtr 1: 0; 2006 Qtr 2: 0; 2006 Qtr 3: 0; 2006 Qtr 4: 0; 2007 Qtr 1: 0; 2007 Qtr 2: 0; 2007 Qtr 3: 0; 2007 Qtr 4: 231; 2008 Qtr 1: 0; 2008 Qtr 2: 0; 2008 Qtr 3: 0; 2008 Qtr 4: 0 | 231
0 | 213084-Refrigeration -Cooler/Freezer Door Gaskets - Solid Doors: Cooler |  | 7 | Commercial | 01-ALC-AllCommercial-Refrig | 0 |  |  |  |  | 4 | 4 | 0 | 0 | 0 | 0 | 104.55 |  | kWh | 0.01195 | 0 | Commercial |  | Annual | [5 empty] | 4 | 0.96 |  |  |  | 0 | 0 | 74 | 0 | 0 | 0 | 0 | 0 | 0 | 0 | 0 | 0 | 2006 Qtr 1: 0; 2006 Qtr 2: 0; 2006 Qtr 3: 0; 2006 Qtr 4: 0; 2007 Qtr 1: 0; 2007 Qtr 2: 0; 2007 Qtr 3: 0; 2007 Qtr 4: 74; 2008 Qtr 1: 0; 2008 Qtr 2: 0; 2008 Qtr 3: 0; 2008 Qtr 4: 0 | 74
0 | 213084-Refrigeration -Cooler/Freezer Door Gaskets - Solid Doors: Cooler |  | 7 | Commercial | 01-ALC-AllCommercial-Refrig | 0 |  |  |  |  | 4 | 4 | 0 | 0 | 0 | 0 | 3.6686 |  | kWh | 0.000614 | 0 | Commercial |  | Annual | [5 empty] | 4 | 0.96 |  |  |  | 0 | 0 | 42 | 0 | 0 | 0 | 0 | 0 | 0 | 0 | 0 | 0 | 2006 Qtr 1: 0; 2006 Qtr 2: 0; 2006 Qtr 3: 0; 2006 Qtr 4: 0; 2007 Qtr 1: 0; 2007 Qtr 2: 0; 2007 Qtr 3: 0; 2007 Qtr 4: 42; 2008 Qtr 1: 0; 2008 Qtr 2: 0; 2008 Qtr 3: 0; 2008 Qtr 4: 0 | 42
0 | 213116-Refrigeration -Cooler/Freezer Door Gaskets - Solid Doors: Freezer |  | 7 | Commercial | 01-ALC-AllCommercial-Refrig | 0 |  |  |  |  | 4 | 4 | 0 | 0 | 0 | 0 | 3.6686 |  | kWh | 0.000614 | 0 | Commercial |  | Annual | [5 empty] | 4 | 0.96 |  |  |  | 0 | 0 | 21 | 0 | 0 | 0 | 0 | 0 | 0 | 0 | 0 | 0 | 2006 Qtr 1: 0; 2006 Qtr 2: 0; 2006 Qtr 3: 0; 2006 Qtr 4: 0; 2007 Qtr 1: 0; 2007 Qtr 2: 0; 2007 Qtr 3: 0; 2007 Qtr 4: 21; 2008 Qtr 1: 0; 2008 Qtr 2: 0; 2008 Qtr 3: 0; 2008 Qtr 4: 0 | 21
0 | 213084-Refrigeration -Cooler/Freezer Door Gaskets - Solid Doors: Cooler |  | 7 | Commercial | 01-ALC-AllCommercial-Refrig | 0 |  |  |  |  | 4 | 4 | 0 | 0 | 0 | 0 | 3.6686 |  | kWh | 0.000614 | 0 | Commercial |  | Annual | [5 empty] | 4 | 0.96 |  |  |  | 0 | 0 | 42 | 0 | 0 | 0 | 0 | 0 | 0 | 0 | 0 | 0 | 2006 Qtr 1: 0; 2006 Qtr 2: 0; 2006 Qtr 3: 0; 2006 Qtr 4: 0; 2007 Qtr 1: 0; 2007 Qtr 2: 0; 2007 Qtr 3: 0; 2007 Qtr 4: 42; 2008 Qtr 1: 0; 2008 Qtr 2: 0; 2008 Qtr 3: 0; 2008 Qtr 4: 0 | 42
0 | 213116-Refrigeration -Cooler/Freezer Door Gaskets - Solid Doors: Freezer |  | 7 | Commercial | 01-ALC-AllCommercial-Refrig | 0 |  |  |  |  | 4 | 4 | 0 | 0 | 0 | 0 | 3.6686 |  | kWh | 0.000614 | 0 | Commercial |  | Annual | [5 empty] | 4 | 0.96 |  |  |  | 0 | 0 | 21 | 0 | 0 | 0 | 0 | 0 | 0 | 0 | 0 | 0 | 2006 Qtr 1: 0; 2006 Qtr 2: 0; 2006 Qtr 3: 0; 2006 Qtr 4: 0; 2007 Qtr 1: 0; 2007 Qtr 2: 0; 2007 Qtr 3: 0; 2007 Qtr 4: 21; 2008 Qtr 1: 0; 2008 Qtr 2: 0; 2008 Qtr 3: 0; 2008 Qtr 4: 0 | 21
0 | 213084-Refrigeration -Cooler/Freezer Door Gaskets - Solid Doors: Cooler |  | 7 | Commercial | 01-ALC-AllCommercial-Refrig | 0 |  |  |  |  | 4 | 4 | 0 | 0 | 0 | 0 | 3.6686 |  | kWh | 0.000614 | 0 | Commercial |  | Annual | [5 empty] | 4 | 0.96 |  |  |  | 0 | 0 | 102 | 0 | 0 | 0 | 0 | 0 | 0 | 0 | 0 | 0 | 2006 Qtr 1: 0; 2006 Qtr 2: 0; 2006 Qtr 3: 0; 2006 Qtr 4: 0; 2007 Qtr 1: 0; 2007 Qtr 2: 0; 2007 Qtr 3: 0; 2007 Qtr 4: 102; 2008 Qtr 1: 0; 2008 Qtr 2: 0; 2008 Qtr 3: 0; 2008 Qtr 4: 0 | 102
0 | 213116-Refrigeration -Cooler/Freezer Door Gaskets - Solid Doors: Freezer |  | 7 | Commercial | 01-ALC-AllCommercial-Refrig | 0 |  |  |  |  | 4 | 4 | 0 | 0 | 0 | 0 | 3.6686 |  | kWh | 0.000614 | 0 | Commercial |  | Annual | [5 empty] | 4 | 0.96 |  |  |  | 0 | 0 | 38 | 0 | 0 | 0 | 0 | 0 | 0 | 0 | 0 | 0 | 2006 Qtr 1: 0; 2006 Qtr 2: 0; 2006 Qtr 3: 0; 2006 Qtr 4: 0; 2007 Qtr 1: 0; 2007 Qtr 2: 0; 2007 Qtr 3: 0; 2007 Qtr 4: 38; 2008 Qtr 1: 0; 2008 Qtr 2: 0; 2008 Qtr 3: 0; 2008 Qtr 4: 0 | 38
0 | 213084-Refrigeration -Cooler/Freezer Door Gaskets - Solid Doors: Cooler |  | 10 | Commercial | 01-ALC-AllCommercial-Refrig | 0 |  |  |  |  | 4 | 4 | 0 | 0 | 0 | 0 | 3.6686 |  | kWh | 0.000614 | 0 | Commercial |  | Annual | [5 empty] | 4 | 0.96 |  |  |  | 0 | 0 | 74 | 0 | 0 | 0 | 0 | 0 | 0 | 0 | 0 | 0 | 2006 Qtr 1: 0; 2006 Qtr 2: 0; 2006 Qtr 3: 0; 2006 Qtr 4: 0; 2007 Qtr 1: 0; 2007 Qtr 2: 0; 2007 Qtr 3: 0; 2007 Qtr 4: 74; 2008 Qtr 1: 0; 2008 Qtr 2: 0; 2008 Qtr 3: 0; 2008 Qtr 4: 0 | 74
0 | 213116-Refrigeration -Cooler/Freezer Door Gaskets - Solid Doors: Freezer |  | 10 | Commercial | 01-ALC-AllCommercial-Refrig | 0 |  |  |  |  | 4 | 4 | 0 | 0 | 0 | 0 | 3.6686 |  | kWh | 0.000614 | 0 | Commercial |  | Annual | [5 empty] | 4 | 0.96 |  |  |  | 0 | 0 | 53 | 0 | 0 | 0 | 0 | 0 | 0 | 0 | 0 | 0 | 2006 Qtr 1: 0; 2006 Qtr 2: 0; 2006 Qtr 3: 0; 2006 Qtr 4: 0; 2007 Qtr 1: 0; 2007 Qtr 2: 0; 2007 Qtr 3: 0; 2007 Qtr 4: 53; 2008 Qtr 1: 0; 2008 Qtr 2: 0; 2008 Qtr 3: 0; 2008 Qtr 4: 0 | 53
0 | 213084-Refrigeration -Cooler/Freezer Door Gaskets - Solid Doors: Cooler |  | 10 | Commercial | 01-ALC-AllCommercial-Refrig | 0 |  |  |  |  | 4 | 4 | 0 | 0 | 0 | 0 | 104.55 |  | kWh | 0.01195 | 0 | Commercial |  | Annual | [5 empty] | 4 | 0.96 |  |  |  | 0 | 0 | 16 | 0 | 0 | 0 | 0 | 0 | 0 | 0 | 0 | 0 | 2006 Qtr 1: 0; 2006 Qtr 2: 0; 2006 Qtr 3: 0; 2006 Qtr 4: 0; 2007 Qtr 1: 0; 2007 Qtr 2: 0; 2007 Qtr 3: 0; 2007 Qtr 4: 16; 2008 Qtr 1: 0; 2008 Qtr 2: 0; 2008 Qtr 3: 0; 2008 Qtr 4: 0 | 16
0 | 213013-Lighting - 8 Ft T-8 with Elec. Ballast |  | 10 | Commercial | 01-ALC-AllCommercial-IntLight | 0 |  |  |  |  | 41.7557 | 9.6359 | 0 | 0 | 0 | 32.1197 | 32.7838 |  | kWh | 0.0085287 | -0.062379 | Commercial |  | Annual | [5 empty] | 11 | 0.96 |  |  |  | 0 | 0 | 758.1008 | 0 | 0 | 0 | 0 | 0 | 0 | 0 | 0 | 0 | 2006 Qtr 1: 0; 2006 Qtr 2: 0; 2006 Qtr 3: 0; 2006 Qtr 4: 0; 2007 Qtr 1: 0; 2007 Qtr 2: 0; 2007 Qtr 3: 0; 2007 Qtr 4: 758.1008; 2008 Qtr 1: 0; 2008 Qtr 2: 0; 2008 Qtr 3: 0; 2008 Qtr 4: 0 | 758.1008
0 | 213013-Lighting - 8 Ft T-8 with Elec. Ballast |  | 7 | Commercial | 01-ALC-AllCommercial-IntLight | 0 |  |  |  |  | 41.7557 | 9.6359 | 0 | 0 | 0 | 32.1197 | 65.4263 |  | kWh | 0.0028809 | -0.12449 | Commercial |  | Annual | [5 empty] | 11 | 0.96 |  |  |  | 0 | 0 | 49.0353 | 0 | 0 | 0 | 0 | 0 | 0 | 0 | 0 | 0 | 2006 Qtr 1: 0; 2006 Qtr 2: 0; 2006 Qtr 3: 0; 2006 Qtr 4: 0; 2007 Qtr 1: 0; 2007 Qtr 2: 0; 2007 Qtr 3: 0; 2007 Qtr 4: 49.0353; 2008 Qtr 1: 0; 2008 Qtr 2: 0; 2008 Qtr 3: 0; 2008 Qtr 4: 0 | 49.0353
0 | 213116-Refrigeration -Cooler/Freezer Door Gaskets - Solid Doors: Freezer |  | 7 | Commercial | 01-ALC-AllCommercial-Refrig | 0 |  |  |  |  | 4 | 4 | 0 | 0 | 0 | 0 | 104.55 |  | kWh | 0.01195 | 0 | Commercial |  | Annual | [5 empty] | 4 | 0.96 |  |  |  | 0 | 0 | 326 | 0 | 0 | 0 | 0 | 0 | 0 | 0 | 0 | 0 | 2006 Qtr 1: 0; 2006 Qtr 2: 0; 2006 Qtr 3: 0; 2006 Qtr 4: 0; 2007 Qtr 1: 0; 2007 Qtr 2: 0; 2007 Qtr 3: 0; 2007 Qtr 4: 326; 2008 Qtr 1: 0; 2008 Qtr 2: 0; 2008 Qtr 3: 0; 2008 Qtr 4: 0 | 326
0 | 213175-Food Service - Ice Machine Air-Cooled 201-300 |  | 7 | Commercial | 01-ALC-AllCommercial-Refrig | 0 |  |  |  |  | 312 | 300 | 0 | 0 | 0 | 12 | 2281.25 |  | kWh | 0.26042 | 0 | Commercial |  | Annual | [5 empty] | 12 | 0.96 |  |  |  | 0 | 0 | 1 | 0 | 0 | 0 | 0 | 0 | 0 | 0 | 0 | 0 | 2006 Qtr 1: 0; 2006 Qtr 2: 0; 2006 Qtr 3: 0; 2006 Qtr 4: 0; 2007 Qtr 1: 0; 2007 Qtr 2: 0; 2007 Qtr 3: 0; 2007 Qtr 4: 1; 2008 Qtr 1: 0; 2008 Qtr 2: 0; 2008 Qtr 3: 0; 2008 Qtr 4: 0 | 1
0 | 213083-Refrigeration -Cooler/Freezer Door Gaskets - Glass Doors |  | System | Commercial | 01-ALC-AllCommercial-Refrig | 0 |  |  |  |  | 4 | 4 | 0 | 0 | 0 | 0 | 3.6686 |  | kWh | 0.000614 | 0 | Commercial |  | Annual | [5 empty] | 4 | 0.96 |  |  |  | 0 | 0 | 1382 | 0 | 0 | 0 | 0 | 0 | 0 | 0 | 0 | 0 | 2006 Qtr 1: 0; 2006 Qtr 2: 0; 2006 Qtr 3: 0; 2006 Qtr 4: 0; 2007 Qtr 1: 0; 2007 Qtr 2: 0; 2007 Qtr 3: 1382; 2007 Qtr 4: 0; 2008 Qtr 1: 0; 2008 Qtr 2: 0; 2008 Qtr 3: 0; 2008 Qtr 4: 0 | 1382
0 | 213084-Refrigeration -Cooler/Freezer Door Gaskets - Solid Doors: Cooler |  | 7 | Commercial | 01-ALC-AllCommercial-Refrig | 0 |  |  |  |  | 4 | 4 | 0 | 0 | 0 | 0 | 104.55 |  | kWh | 0.01195 | 0 | Commercial |  | Annual | [5 empty] | 4 | 0.96 |  |  |  | 0 | 0 | 188 | 0 | 0 | 0 | 0 | 0 | 0 | 0 | 0 | 0 | 2006 Qtr 1: 0; 2006 Qtr 2: 0; 2006 Qtr 3: 0; 2006 Qtr 4: 0; 2007 Qtr 1: 0; 2007 Qtr 2: 0; 2007 Qtr 3: 0; 2007 Qtr 4: 188; 2008 Qtr 1: 0; 2008 Qtr 2: 0; 2008 Qtr 3: 0; 2008 Qtr 4: 0 | 188
0 | 213083-Refrigeration -Cooler/Freezer Door Gaskets - Glass Doors |  | 7 | Commercial | 01-ALC-AllCommercial-Refrig | 0 |  |  |  |  | 4 | 4 | 0 | 0 | 0 | 0 | 104.55 |  | kWh | 0.01195 | 0 | Commercial |  | Annual | [5 empty] | 4 | 0.96 |  |  |  | 0 | 0 | 19 | 0 | 0 | 0 | 0 | 0 | 0 | 0 | 0 | 0 | 2006 Qtr 1: 0; 2006 Qtr 2: 0; 2006 Qtr 3: 0; 2006 Qtr 4: 0; 2007 Qtr 1: 0; 2007 Qtr 2: 0; 2007 Qtr 3: 0; 2007 Qtr 4: 19; 2008 Qtr 1: 0; 2008 Qtr 2: 0; 2008 Qtr 3: 0; 2008 Qtr 4: 0 | 19
0 | 213078-Refrigeration - New Refrigeration Case w/Doors-Special doors Low Temp |  | 7 | Commercial | 01-ALC-AllCommercial-Refrig | 0 |  |  |  |  | 700 | 200 | 0 | 0 | 0 | 500 | 1208 |  | kWh | 0.218 | 0 | Commercial |  | Annual | [5 empty] | 16 | 0.96 |  |  |  | 0 | 0 | 238 | 0 | 0 | 0 | 0 | 0 | 0 | 0 | 0 | 0 | 2006 Qtr 1: 0; 2006 Qtr 2: 0; 2006 Qtr 3: 0; 2006 Qtr 4: 0; 2007 Qtr 1: 0; 2007 Qtr 2: 0; 2007 Qtr 3: 0; 2007 Qtr 4: 238; 2008 Qtr 1: 0; 2008 Qtr 2: 0; 2008 Qtr 3: 0; 2008 Qtr 4: 0 | 238
0 | 213126-Refrigeration - Efficient Evap Fan Motor Electronically Commutated Motor (ECM) | Averaged DEER Msrs | 7 | Commercial | 01-ALC-AllCommercial-Refrig | 0 |  |  |  |  | 6.7904 | 20 | 0 | 0 | 0 | -13.2096 | 116.369 |  | kWh | 0.015845 | -0.11528 | Commercial |  | Annual | [5 empty] | 15 | 0.96 |  |  |  | 0 | 0 | 76 | 0 | 0 | 0 | 0 | 0 | 0 | 0 | 0 | 0 | 2006 Qtr 1: 0; 2006 Qtr 2: 0; 2006 Qtr 3: 0; 2006 Qtr 4: 0; 2007 Qtr 1: 0; 2007 Qtr 2: 0; 2007 Qtr 3: 0; 2007 Qtr 4: 76; 2008 Qtr 1: 0; 2008 Qtr 2: 0; 2008 Qtr 3: 0; 2008 Qtr 4: 0 | 76
0 | 213126-Refrigeration - Efficient Evap Fan Motor Electronically Commutated Motor (ECM) | Averaged DEER Msrs | 7 | Commercial | 01-ALC-AllCommercial-Refrig | 0 |  |  |  |  | 6.7904 | 20 | 0 | 0 | 0 | -13.2096 | 116.369 |  | kWh | 0.015845 | -0.11528 | Commercial |  | Annual | [5 empty] | 15 | 0.96 |  |  |  | 0 | 0 | 61 | 0 | 0 | 0 | 0 | 0 | 0 | 0 | 0 | 0 | 2006 Qtr 1: 0; 2006 Qtr 2: 0; 2006 Qtr 3: 0; 2006 Qtr 4: 0; 2007 Qtr 1: 0; 2007 Qtr 2: 0; 2007 Qtr 3: 0; 2007 Qtr 4: 61; 2008 Qtr 1: 0; 2008 Qtr 2: 0; 2008 Qtr 3: 0; 2008 Qtr 4: 0 | 61
0 | 213126-Refrigeration - Efficient Evap Fan Motor Electronically Commutated Motor (ECM) | Averaged DEER Msrs | 7 | Commercial | 01-ALC-AllCommercial-Refrig | 0 |  |  |  |  | 6.7904 | 20 | 0 | 0 | 0 | -13.2096 | 116.369 |  | kWh | 0.015845 | -0.11528 | Commercial |  | Annual | [5 empty] | 15 | 0.96 |  |  |  | 0 | 0 | 65 | 0 | 0 | 0 | 0 | 0 | 0 | 0 | 0 | 0 | 2006 Qtr 1: 0; 2006 Qtr 2: 0; 2006 Qtr 3: 0; 2006 Qtr 4: 0; 2007 Qtr 1: 0; 2007 Qtr 2: 0; 2007 Qtr 3: 0; 2007 Qtr 4: 65; 2008 Qtr 1: 0; 2008 Qtr 2: 0; 2008 Qtr 3: 0; 2008 Qtr 4: 0 | 65
0 | 213078-Refrigeration - New Refrigeration Case w/Doors-Special doors Low Temp |  | 7 | Commercial | 01-ALC-AllCommercial-Refrig | 0 |  |  |  |  | 700 | 200 | 0 | 0 | 0 | 500 | 1208 |  | kWh | 0.218 | 0 | Commercial |  | Annual | [5 empty] | 16 | 0.96 |  |  |  | 0 | 0 | 8 | 0 | 0 | 0 | 0 | 0 | 0 | 0 | 0 | 0 | 2006 Qtr 1: 0; 2006 Qtr 2: 0; 2006 Qtr 3: 0; 2006 Qtr 4: 0; 2007 Qtr 1: 0; 2007 Qtr 2: 0; 2007 Qtr 3: 0; 2007 Qtr 4: 8; 2008 Qtr 1: 0; 2008 Qtr 2: 0; 2008 Qtr 3: 0; 2008 Qtr 4: 0 | 8
0 | 213078-Refrigeration - New Refrigeration Case w/Doors-Special doors Low Temp |  | 7 | Commercial | 01-ALC-AllCommercial-Refrig | 0 |  |  |  |  | 700 | 200 | 0 | 0 | 0 | 500 | 1208 |  | kWh | 0.218 | 0 | Commercial |  | Annual | [5 empty] | 16 | 0.96 |  |  |  | 0 | 0 | 8 | 0 | 0 | 0 | 0 | 0 | 0 | 0 | 0 | 0 | 2006 Qtr 1: 0; 2006 Qtr 2: 0; 2006 Qtr 3: 0; 2006 Qtr 4: 0; 2007 Qtr 1: 0; 2007 Qtr 2: 0; 2007 Qtr 3: 0; 2007 Qtr 4: 8; 2008 Qtr 1: 0; 2008 Qtr 2: 0; 2008 Qtr 3: 0; 2008 Qtr 4: 0 | 8
0 | 213126-Refrigeration - Efficient Evap Fan Motor Electronically Commutated Motor (ECM) | Averaged DEER Msrs | 7 | Commercial | 01-ALC-AllCommercial-Refrig | 0 |  |  |  |  | 6.7904 | 20 | 0 | 0 | 0 | -13.2096 | 116.369 |  | kWh | 0.015845 | -0.11528 | Commercial |  | Annual | [5 empty] | 15 | 0.96 |  |  |  | 0 | 0 | 59 | 0 | 0 | 0 | 0 | 0 | 0 | 0 | 0 | 0 | 2006 Qtr 1: 0; 2006 Qtr 2: 0; 2006 Qtr 3: 0; 2006 Qtr 4: 0; 2007 Qtr 1: 0; 2007 Qtr 2: 0; 2007 Qtr 3: 0; 2007 Qtr 4: 59; 2008 Qtr 1: 0; 2008 Qtr 2: 0; 2008 Qtr 3: 0; 2008 Qtr 4: 0 | 59
0 | 213126-Refrigeration - Efficient Evap Fan Motor Electronically Commutated Motor (ECM) | Averaged DEER Msrs | 7 | Commercial | 01-ALC-AllCommercial-Refrig | 0 |  |  |  |  | 6.7904 | 20 | 0 | 0 | 0 | -13.2096 | 116.369 |  | kWh | 0.015845 | -0.11528 | Commercial |  | Annual | [5 empty] | 15 | 0.96 |  |  |  | 0 | 0 | 30 | 0 | 0 | 0 | 0 | 0 | 0 | 0 | 0 | 0 | 2006 Qtr 1: 0; 2006 Qtr 2: 0; 2006 Qtr 3: 0; 2006 Qtr 4: 0; 2007 Qtr 1: 0; 2007 Qtr 2: 0; 2007 Qtr 3: 0; 2007 Qtr 4: 30; 2008 Qtr 1: 0; 2008 Qtr 2: 0; 2008 Qtr 3: 0; 2008 Qtr 4: 0 | 30
0 | 213126-Refrigeration - Efficient Evap Fan Motor Electronically Commutated Motor (ECM) | Averaged DEER Msrs | 7 | Commercial | 01-ALC-AllCommercial-Refrig | 0 |  |  |  |  | 6.7904 | 20 | 0 | 0 | 0 | -13.2096 | 116.369 |  | kWh | 0.015845 | -0.11528 | Commercial |  | Annual | [5 empty] | 15 | 0.96 |  |  |  | 0 | 0 | 40 | 0 | 0 | 0 | 0 | 0 | 0 | 0 | 0 | 0 | 2006 Qtr 1: 0; 2006 Qtr 2: 0; 2006 Qtr 3: 0; 2006 Qtr 4: 0; 2007 Qtr 1: 0; 2007 Qtr 2: 0; 2007 Qtr 3: 0; 2007 Qtr 4: 40; 2008 Qtr 1: 0; 2008 Qtr 2: 0; 2008 Qtr 3: 0; 2008 Qtr 4: 0 | 40
0 | 213078-Refrigeration - New Refrigeration Case w/Doors-Special doors Low Temp |  | 10 | Commercial | 01-ALC-AllCommercial-Refrig | 0 |  |  |  |  | 700 | 200 | 0 | 0 | 0 | 500 | 1208 |  | kWh | 0.218 | 0 | Commercial |  | Annual | [5 empty] | 16 | 0.96 |  |  |  | 0 | 0 | 8 | 0 | 0 | 0 | 0 | 0 | 0 | 0 | 0 | 0 | 2006 Qtr 1: 0; 2006 Qtr 2: 0; 2006 Qtr 3: 0; 2006 Qtr 4: 0; 2007 Qtr 1: 0; 2007 Qtr 2: 0; 2007 Qtr 3: 0; 2007 Qtr 4: 8; 2008 Qtr 1: 0; 2008 Qtr 2: 0; 2008 Qtr 3: 0; 2008 Qtr 4: 0 | 8
0 | 213126-Refrigeration - Efficient Evap Fan Motor Electronically Commutated Motor (ECM) | Averaged DEER Msrs | 10 | Commercial | 01-ALC-AllCommercial-Refrig | 0 |  |  |  |  | 6.7904 | 20 | 0 | 0 | 0 | -13.2096 | 116.369 |  | kWh | 0.015845 | -0.11528 | Commercial |  | Annual | [5 empty] | 15 | 0.96 |  |  |  | 0 | 0 | 56 | 0 | 0 | 0 | 0 | 0 | 0 | 0 | 0 | 0 | 2006 Qtr 1: 0; 2006 Qtr 2: 0; 2006 Qtr 3: 0; 2006 Qtr 4: 0; 2007 Qtr 1: 0; 2007 Qtr 2: 0; 2007 Qtr 3: 0; 2007 Qtr 4: 56; 2008 Qtr 1: 0; 2008 Qtr 2: 0; 2008 Qtr 3: 0; 2008 Qtr 4: 0 | 56
0 | 213078-Refrigeration - New Refrigeration Case w/Doors-Special doors Low Temp |  | 10 | Commercial | 01-ALC-AllCommercial-Refrig | 0 |  |  |  |  | 700 | 200 | 0 | 0 | 0 | 500 | 1208 |  | kWh | 0.218 | 0 | Commercial |  | Annual | [5 empty] | 16 | 0.96 |  |  |  | 0 | 0 | 18 | 0 | 0 | 0 | 0 | 0 | 0 | 0 | 0 | 0 | 2006 Qtr 1: 0; 2006 Qtr 2: 0; 2006 Qtr 3: 0; 2006 Qtr 4: 0; 2007 Qtr 1: 0; 2007 Qtr 2: 0; 2007 Qtr 3: 0; 2007 Qtr 4: 18; 2008 Qtr 1: 0; 2008 Qtr 2: 0; 2008 Qtr 3: 0; 2008 Qtr 4: 0 | 18
0 | 213126-Refrigeration - Efficient Evap Fan Motor Electronically Commutated Motor (ECM) | Averaged DEER Msrs | 10 | Commercial | 01-ALC-AllCommercial-Refrig | 0 |  |  |  |  | 6.7904 | 20 | 0 | 0 | 0 | -13.2096 | 116.369 |  | kWh | 0.015845 | -0.11528 | Commercial |  | Annual | [5 empty] | 15 | 0.96 |  |  |  | 0 | 0 | 68 | 0 | 0 | 0 | 0 | 0 | 0 | 0 | 0 | 0 | 2006 Qtr 1: 0; 2006 Qtr 2: 0; 2006 Qtr 3: 0; 2006 Qtr 4: 0; 2007 Qtr 1: 0; 2007 Qtr 2: 0; 2007 Qtr 3: 0; 2007 Qtr 4: 68; 2008 Qtr 1: 0; 2008 Qtr 2: 0; 2008 Qtr 3: 0; 2008 Qtr 4: 0 | 68
0 | 213126-Refrigeration - Efficient Evap Fan Motor Electronically Commutated Motor (ECM) | Averaged DEER Msrs | 7 | Commercial | 01-ALC-AllCommercial-Refrig | 0 |  |  |  |  | 6.7904 | 20 | 0 | 0 | 0 | -13.2096 | 116.369 |  | kWh | 0.015845 | -0.11528 | Commercial |  | Annual | [5 empty] | 15 | 0.96 |  |  |  | 0 | 0 | 46 | 0 | 0 | 0 | 0 | 0 | 0 | 0 | 0 | 0 | 2006 Qtr 1: 0; 2006 Qtr 2: 0; 2006 Qtr 3: 0; 2006 Qtr 4: 0; 2007 Qtr 1: 0; 2007 Qtr 2: 0; 2007 Qtr 3: 0; 2007 Qtr 4: 46; 2008 Qtr 1: 0; 2008 Qtr 2: 0; 2008 Qtr 3: 0; 2008 Qtr 4: 0 | 46
0 | 213078-Refrigeration - New Refrigeration Case w/Doors-Special doors Low Temp |  | 7 | Commercial | 01-ALC-AllCommercial-Refrig | 0 |  |  |  |  | 700 | 200 | 0 | 0 | 0 | 500 | 1208 |  | kWh | 0.218 | 0 | Commercial |  | Annual | [5 empty] | 16 | 0.96 |  |  |  | 0 | 0 | 97 | 0 | 0 | 0 | 0 | 0 | 0 | 0 | 0 | 0 | 2006 Qtr 1: 0; 2006 Qtr 2: 0; 2006 Qtr 3: 0; 2006 Qtr 4: 0; 2007 Qtr 1: 0; 2007 Qtr 2: 0; 2007 Qtr 3: 0; 2007 Qtr 4: 97; 2008 Qtr 1: 0; 2008 Qtr 2: 0; 2008 Qtr 3: 0; 2008 Qtr 4: 0 | 97
0 | 213126-Refrigeration - Efficient Evap Fan Motor Electronically Commutated Motor (ECM) | Averaged DEER Msrs | 7 | Commercial | 01-ALC-AllCommercial-Refrig | 0 |  |  |  |  | 6.7904 | 20 | 0 | 0 | 0 | -13.2096 | 116.369 |  | kWh | 0.015845 | -0.11528 | Commercial |  | Annual | [5 empty] | 15 | 0.96 |  |  |  | 0 | 0 | 224 | 0 | 0 | 0 | 0 | 0 | 0 | 0 | 0 | 0 | 2006 Qtr 1: 0; 2006 Qtr 2: 0; 2006 Qtr 3: 0; 2006 Qtr 4: 0; 2007 Qtr 1: 0; 2007 Qtr 2: 0; 2007 Qtr 3: 0; 2007 Qtr 4: 224; 2008 Qtr 1: 0; 2008 Qtr 2: 0; 2008 Qtr 3: 0; 2008 Qtr 4: 0 | 224
0 | 213126-Refrigeration - Efficient Evap Fan Motor Electronically Commutated Motor (ECM) | Averaged DEER Msrs | 10 | Commercial | 01-ALC-AllCommercial-Refrig | 0 |  |  |  |  | 6.7904 | 20 | 0 | 0 | 0 | -13.2096 | 116.369 |  | kWh | 0.015845 | -0.11528 | Commercial |  | Annual | [5 empty] | 15 | 0.96 |  |  |  | 0 | 0 | 83 | 0 | 0 | 0 | 0 | 0 | 0 | 0 | 0 | 0 | 2006 Qtr 1: 0; 2006 Qtr 2: 0; 2006 Qtr 3: 0; 2006 Qtr 4: 0; 2007 Qtr 1: 0; 2007 Qtr 2: 0; 2007 Qtr 3: 0; 2007 Qtr 4: 83; 2008 Qtr 1: 0; 2008 Qtr 2: 0; 2008 Qtr 3: 0; 2008 Qtr 4: 0 | 83
0 | 213115-Refrigeration - Night Covers for Display Cases Med Temp | Averaged DEER Msrs | 7 | Commercial | 01-ALC-AllCommercial-Refrig | 0 |  |  |  |  | 37.5375 | 9 | 0 | 0 | 0 | 28.5375 | 13.5921 |  | kWh | -0.0035226 | 1.1474 | Commercial |  | Annual | [5 empty] | 5 | 0.96 |  |  |  | 0 | 0 | 62 | 0 | 0 | 0 | 0 | 0 | 0 | 0 | 0 | 0 | 2006 Qtr 1: 0; 2006 Qtr 2: 0; 2006 Qtr 3: 0; 2006 Qtr 4: 0; 2007 Qtr 1: 0; 2007 Qtr 2: 0; 2007 Qtr 3: 62; 2007 Qtr 4: 0; 2008 Qtr 1: 0; 2008 Qtr 2: 0; 2008 Qtr 3: 0; 2008 Qtr 4: 0 | 62
0 | 213080-Refrigeration - Night Covers for Display Cases Low Temp |  | 7 | Commercial | 01-ALC-AllCommercial-Refrig | 0 |  |  |  |  | 9.25 | 9 | 0 | 0 | 0 | 0.25 | 59 |  | kWh | 0 | 0 | Commercial |  | Annual | [5 empty] | 5 | 0.96 |  |  |  | 0 | 0 | 156 | 0 | 0 | 0 | 0 | 0 | 0 | 0 | 0 | 0 | 2006 Qtr 1: 0; 2006 Qtr 2: 0; 2006 Qtr 3: 0; 2006 Qtr 4: 0; 2007 Qtr 1: 0; 2007 Qtr 2: 0; 2007 Qtr 3: 156; 2007 Qtr 4: 0; 2008 Qtr 1: 0; 2008 Qtr 2: 0; 2008 Qtr 3: 0; 2008 Qtr 4: 0 | 156
0 | 213085-Refrigeration -Strip Curtains for Walk-ins |  | 7 | Commercial | 01-ALC-AllCommercial-Refrig | 0 |  |  |  |  | 3.05 | 3 | 0 | 0 | 0 | 0.05 | 465 |  | kWh | 0.053 | 0 | Commercial |  | Annual | [5 empty] | 4 | 0.96 |  |  |  | 0 | 0 | 35 | 0 | 0 | 0 | 0 | 0 | 0 | 0 | 0 | 0 | 2006 Qtr 1: 0; 2006 Qtr 2: 0; 2006 Qtr 3: 0; 2006 Qtr 4: 0; 2007 Qtr 1: 0; 2007 Qtr 2: 0; 2007 Qtr 3: 35; 2007 Qtr 4: 0; 2008 Qtr 1: 0; 2008 Qtr 2: 0; 2008 Qtr 3: 0; 2008 Qtr 4: 0 | 35
0 | 213128-Refrigerator - Early Replacement |  | 7 | Commercial | 01-ALC-AllCommercial-Refrig | 0 |  |  |  |  | 272 | 275 | 0 | 0 | 0 | -3 | 1040.577 |  | kWh | 0.13613 | 0 | Commercial |  | Annual | [5 empty] | 6 | 0.96 |  |  |  | 0 | 0 | 14 | 0 | 0 | 0 | 0 | 0 | 0 | 0 | 0 | 0 | 2006 Qtr 1: 0; 2006 Qtr 2: 0; 2006 Qtr 3: 0; 2006 Qtr 4: 0; 2007 Qtr 1: 0; 2007 Qtr 2: 0; 2007 Qtr 3: 0; 2007 Qtr 4: 14; 2008 Qtr 1: 0; 2008 Qtr 2: 0; 2008 Qtr 3: 0; 2008 Qtr 4: 0 | 14
0 | 213083-Refrigeration -Cooler/Freezer Door Gaskets - Glass Doors |  | 7 | Commercial | 01-ALC-AllCommercial-Refrig | 0 |  |  |  |  | 4 | 4 | 0 | 0 | 0 | 0 | 3.6686 |  | kWh | 0.000614 | 0 | Commercial |  | Annual | [5 empty] | 4 | 0.96 |  |  |  | 0 | 0 | 1121 | 0 | 0 | 0 | 0 | 0 | 0 | 0 | 0 | 0 | 2006 Qtr 1: 0; 2006 Qtr 2: 0; 2006 Qtr 3: 0; 2006 Qtr 4: 0; 2007 Qtr 1: 0; 2007 Qtr 2: 0; 2007 Qtr 3: 0; 2007 Qtr 4: 1121; 2008 Qtr 1: 0; 2008 Qtr 2: 0; 2008 Qtr 3: 0; 2008 Qtr 4: 0 | 1121
0 | 213083-Refrigeration -Cooler/Freezer Door Gaskets - Glass Doors |  | System | Commercial | 01-ALC-AllCommercial-Refrig | 0 |  |  |  |  | 4 | 4 | 0 | 0 | 0 | 0 | 3.6686 |  | kWh | 0.000614 | 0 | Commercial |  | Annual | [5 empty] | 4 | 0.96 |  |  |  | 0 | 0 | 1394 | 0 | 0 | 0 | 0 | 0 | 0 | 0 | 0 | 0 | 2006 Qtr 1: 0; 2006 Qtr 2: 0; 2006 Qtr 3: 0; 2006 Qtr 4: 0; 2007 Qtr 1: 0; 2007 Qtr 2: 0; 2007 Qtr 3: 1394; 2007 Qtr 4: 0; 2008 Qtr 1: 0; 2008 Qtr 2: 0; 2008 Qtr 3: 0; 2008 Qtr 4: 0 | 1394
0 | 213084-Refrigeration -Cooler/Freezer Door Gaskets - Solid Doors: Cooler |  | 10 | Commercial | 01-ALC-AllCommercial-Refrig | 0 |  |  |  |  | 4 | 4 | 0 | 0 | 0 | 0 | 3.6686 |  | kWh | 0.000614 | 0 | Commercial |  | Annual | [5 empty] | 4 | 0.96 |  |  |  | 0 | 0 | 84 | 0 | 0 | 0 | 0 | 0 | 0 | 0 | 0 | 0 | 2006 Qtr 1: 0; 2006 Qtr 2: 0; 2006 Qtr 3: 0; 2006 Qtr 4: 0; 2007 Qtr 1: 0; 2007 Qtr 2: 0; 2007 Qtr 3: 0; 2007 Qtr 4: 84; 2008 Qtr 1: 0; 2008 Qtr 2: 0; 2008 Qtr 3: 0; 2008 Qtr 4: 0 | 84
0 | 213084-Refrigeration -Cooler/Freezer Door Gaskets - Solid Doors: Cooler |  | 7 | Commercial | 01-ALC-AllCommercial-Refrig | 0 |  |  |  |  | 4 | 4 | 0 | 0 | 0 | 0 | 3.6686 |  | kWh | 0.000614 | 0 | Commercial |  | Annual | [5 empty] | 4 | 0.96 |  |  |  | 0 | 0 | 73 | 0 | 0 | 0 | 0 | 0 | 0 | 0 | 0 | 0 | 2006 Qtr 1: 0; 2006 Qtr 2: 0; 2006 Qtr 3: 0; 2006 Qtr 4: 0; 2007 Qtr 1: 0; 2007 Qtr 2: 0; 2007 Qtr 3: 73; 2007 Qtr 4: 0; 2008 Qtr 1: 0; 2008 Qtr 2: 0; 2008 Qtr 3: 0; 2008 Qtr 4: 0 | 73
0 | 213116-Refrigeration -Cooler/Freezer Door Gaskets - Solid Doors: Freezer |  | 7 | Commercial | 01-ALC-AllCommercial-Refrig | 0 |  |  |  |  | 4 | 4 | 0 | 0 | 0 | 0 | 3.6686 |  | kWh | 0.000614 | 0 | Commercial |  | Annual | [5 empty] | 4 | 0.96 |  |  |  | 0 | 0 | 20 | 0 | 0 | 0 | 0 | 0 | 0 | 0 | 0 | 0 | 2006 Qtr 1: 0; 2006 Qtr 2: 0; 2006 Qtr 3: 0; 2006 Qtr 4: 0; 2007 Qtr 1: 0; 2007 Qtr 2: 0; 2007 Qtr 3: 20; 2007 Qtr 4: 0; 2008 Qtr 1: 0; 2008 Qtr 2: 0; 2008 Qtr 3: 0; 2008 Qtr 4: 0 | 20
0 | 213084-Refrigeration -Cooler/Freezer Door Gaskets - Solid Doors: Cooler |  | 7 | Commercial | 01-ALC-AllCommercial-Refrig | 0 |  |  |  |  | 4 | 4 | 0 | 0 | 0 | 0 | 3.6686 |  | kWh | 0.000614 | 0 | Commercial |  | Annual | [5 empty] | 4 | 0.96 |  |  |  | 0 | 0 | 63 | 0 | 0 | 0 | 0 | 0 | 0 | 0 | 0 | 0 | 2006 Qtr 1: 0; 2006 Qtr 2: 0; 2006 Qtr 3: 0; 2006 Qtr 4: 0; 2007 Qtr 1: 0; 2007 Qtr 2: 0; 2007 Qtr 3: 0; 2007 Qtr 4: 63; 2008 Qtr 1: 0; 2008 Qtr 2: 0; 2008 Qtr 3: 0; 2008 Qtr 4: 0 | 63
0 | 213116-Refrigeration -Cooler/Freezer Door Gaskets - Solid Doors: Freezer |  | 7 | Commercial | 01-ALC-AllCommercial-Refrig | 0 |  |  |  |  | 4 | 4 | 0 | 0 | 0 | 0 | 3.6686 |  | kWh | 0.000614 | 0 | Commercial |  | Annual | [5 empty] | 4 | 0.96 |  |  |  | 0 | 0 | 17 | 0 | 0 | 0 | 0 | 0 | 0 | 0 | 0 | 0 | 2006 Qtr 1: 0; 2006 Qtr 2: 0; 2006 Qtr 3: 0; 2006 Qtr 4: 0; 2007 Qtr 1: 0; 2007 Qtr 2: 0; 2007 Qtr 3: 0; 2007 Qtr 4: 17; 2008 Qtr 1: 0; 2008 Qtr 2: 0; 2008 Qtr 3: 0; 2008 Qtr 4: 0 | 17
0 | 213084-Refrigeration -Cooler/Freezer Door Gaskets - Solid Doors: Cooler |  | 10 | Commercial | 01-ALC-AllCommercial-Refrig | 0 |  |  |  |  | 4 | 4 | 0 | 0 | 0 | 0 | 3.6686 |  | kWh | 0.000614 | 0 | Commercial |  | Annual | [5 empty] | 4 | 0.96 |  |  |  | 0 | 0 | 63 | 0 | 0 | 0 | 0 | 0 | 0 | 0 | 0 | 0 | 2006 Qtr 1: 0; 2006 Qtr 2: 0; 2006 Qtr 3: 0; 2006 Qtr 4: 0; 2007 Qtr 1: 0; 2007 Qtr 2: 0; 2007 Qtr 3: 0; 2007 Qtr 4: 63; 2008 Qtr 1: 0; 2008 Qtr 2: 0; 2008 Qtr 3: 0; 2008 Qtr 4: 0 | 63
0 | 213116-Refrigeration -Cooler/Freezer Door Gaskets - Solid Doors: Freezer |  | 10 | Commercial | 01-ALC-AllCommercial-Refrig | 0 |  |  |  |  | 4 | 4 | 0 | 0 | 0 | 0 | 3.6686 |  | kWh | 0.000614 | 0 | Commercial |  | Annual | [5 empty] | 4 | 0.96 |  |  |  | 0 | 0 | 38 | 0 | 0 | 0 | 0 | 0 | 0 | 0 | 0 | 0 | 2006 Qtr 1: 0; 2006 Qtr 2: 0; 2006 Qtr 3: 0; 2006 Qtr 4: 0; 2007 Qtr 1: 0; 2007 Qtr 2: 0; 2007 Qtr 3: 0; 2007 Qtr 4: 38; 2008 Qtr 1: 0; 2008 Qtr 2: 0; 2008 Qtr 3: 0; 2008 Qtr 4: 0 | 38
0 | 213084-Refrigeration -Cooler/Freezer Door Gaskets - Solid Doors: Cooler |  | 7 | Commercial | 01-ALC-AllCommercial-Refrig | 0 |  |  |  |  | 4 | 4 | 0 | 0 | 0 | 0 | 3.6686 |  | kWh | 0.000614 | 0 | Commercial |  | Annual | [5 empty] | 4 | 0.96 |  |  |  | 0 | 0 | 55 | 0 | 0 | 0 | 0 | 0 | 0 | 0 | 0 | 0 | 2006 Qtr 1: 0; 2006 Qtr 2: 0; 2006 Qtr 3: 0; 2006 Qtr 4: 0; 2007 Qtr 1: 0; 2007 Qtr 2: 0; 2007 Qtr 3: 55; 2007 Qtr 4: 0; 2008 Qtr 1: 0; 2008 Qtr 2: 0; 2008 Qtr 3: 0; 2008 Qtr 4: 0 | 55
0 | 213116-Refrigeration -Cooler/Freezer Door Gaskets - Solid Doors: Freezer |  | 7 | Commercial | 01-ALC-AllCommercial-Refrig | 0 |  |  |  |  | 4 | 4 | 0 | 0 | 0 | 0 | 3.6686 |  | kWh | 0.000614 | 0 | Commercial |  | Annual | [5 empty] | 4 | 0.96 |  |  |  | 0 | 0 | 55 | 0 | 0 | 0 | 0 | 0 | 0 | 0 | 0 | 0 | 2006 Qtr 1: 0; 2006 Qtr 2: 0; 2006 Qtr 3: 0; 2006 Qtr 4: 0; 2007 Qtr 1: 0; 2007 Qtr 2: 0; 2007 Qtr 3: 55; 2007 Qtr 4: 0; 2008 Qtr 1: 0; 2008 Qtr 2: 0; 2008 Qtr 3: 0; 2008 Qtr 4: 0 | 55
0 | 213084-Refrigeration -Cooler/Freezer Door Gaskets - Solid Doors: Cooler |  | 7 | Commercial | 01-ALC-AllCommercial-Refrig | 0 |  |  |  |  | 4 | 4 | 0 | 0 | 0 | 0 | 3.6686 |  | kWh | 0.000614 | 0 | Commercial |  | Annual | [5 empty] | 4 | 0.96 |  |  |  | 0 | 0 | 22 | 0 | 0 | 0 | 0 | 0 | 0 | 0 | 0 | 0 | 2006 Qtr 1: 0; 2006 Qtr 2: 0; 2006 Qtr 3: 0; 2006 Qtr 4: 0; 2007 Qtr 1: 0; 2007 Qtr 2: 0; 2007 Qtr 3: 22; 2007 Qtr 4: 0; 2008 Qtr 1: 0; 2008 Qtr 2: 0; 2008 Qtr 3: 0; 2008 Qtr 4: 0 | 22
0 | 213084-Refrigeration -Cooler/Freezer Door Gaskets - Solid Doors: Cooler |  | 10 | Commercial | 01-ALC-AllCommercial-Refrig | 0 |  |  |  |  | 4 | 4 | 0 | 0 | 0 | 0 | 3.6686 |  | kWh | 0.000614 | 0 | Commercial |  | Annual | [5 empty] | 4 | 0.96 |  |  |  | 0 | 0 | 39 | 0 | 0 | 0 | 0 | 0 | 0 | 0 | 0 | 0 | 2006 Qtr 1: 0; 2006 Qtr 2: 0; 2006 Qtr 3: 0; 2006 Qtr 4: 0; 2007 Qtr 1: 0; 2007 Qtr 2: 0; 2007 Qtr 3: 0; 2007 Qtr 4: 39; 2008 Qtr 1: 0; 2008 Qtr 2: 0; 2008 Qtr 3: 0; 2008 Qtr 4: 0 | 39
0 | 213116-Refrigeration -Cooler/Freezer Door Gaskets - Solid Doors: Freezer |  | 10 | Commercial | 01-ALC-AllCommercial-Refrig | 0 |  |  |  |  | 4 | 4 | 0 | 0 | 0 | 0 | 3.6686 |  | kWh | 0.000614 | 0 | Commercial |  | Annual | [5 empty] | 4 | 0.96 |  |  |  | 0 | 0 | 38 | 0 | 0 | 0 | 0 | 0 | 0 | 0 | 0 | 0 | 2006 Qtr 1: 0; 2006 Qtr 2: 0; 2006 Qtr 3: 0; 2006 Qtr 4: 0; 2007 Qtr 1: 0; 2007 Qtr 2: 0; 2007 Qtr 3: 0; 2007 Qtr 4: 38; 2008 Qtr 1: 0; 2008 Qtr 2: 0; 2008 Qtr 3: 0; 2008 Qtr 4: 0 | 38
0 | 213083-Refrigeration -Cooler/Freezer Door Gaskets - Glass Doors |  | System | Commercial | 01-ALC-AllCommercial-Refrig | 0 |  |  |  |  | 4 | 4 | 0 | 0 | 0 | 0 | 3.6686 |  | kWh | 0.000614 | 0 | Commercial |  | Annual | [5 empty] | 4 | 0.96 |  |  |  | 0 | 0 | 1297 | 0 | 0 | 0 | 0 | 0 | 0 | 0 | 0 | 0 | 2006 Qtr 1: 0; 2006 Qtr 2: 0; 2006 Qtr 3: 0; 2006 Qtr 4: 0; 2007 Qtr 1: 0; 2007 Qtr 2: 0; 2007 Qtr 3: 1297; 2007 Qtr 4: 0; 2008 Qtr 1: 0; 2008 Qtr 2: 0; 2008 Qtr 3: 0; 2008 Qtr 4: 0 | 1297
0 | 213179-Food Service - Ice Machine Air-Cooled 1001-1500 |  | 7 | Commercial | 01-ALC-AllCommercial-Refrig | 0 |  |  |  |  | 1821 | 500 | 0 | 0 | 0 | 1321 | 4106.25 |  | kWh | 0.46875 | 0 | Commercial |  | Annual | [5 empty] | 12 | 0.96 |  |  |  | 0 | 0 | 4 | 0 | 0 | 0 | 0 | 0 | 0 | 0 | 0 | 0 | 2006 Qtr 1: 0; 2006 Qtr 2: 0; 2006 Qtr 3: 0; 2006 Qtr 4: 0; 2007 Qtr 1: 0; 2007 Qtr 2: 0; 2007 Qtr 3: 0; 2007 Qtr 4: 4; 2008 Qtr 1: 0; 2008 Qtr 2: 0; 2008 Qtr 3: 0; 2008 Qtr 4: 0 | 4
0 | 213085-Refrigeration -Strip Curtains for Walk-ins |  | 7 | Commercial | 01-ALC-AllCommercial-Refrig | 0 |  |  |  |  | 3.05 | 3 | 0 | 0 | 0 | 0.05 | 465 |  | kWh | 0.053 | 0 | Commercial |  | Annual | [5 empty] | 4 | 0.96 |  |  |  | 0 | 0 | 267 | 0 | 0 | 0 | 0 | 0 | 0 | 0 | 0 | 0 | 2006 Qtr 1: 0; 2006 Qtr 2: 0; 2006 Qtr 3: 0; 2006 Qtr 4: 0; 2007 Qtr 1: 0; 2007 Qtr 2: 0; 2007 Qtr 3: 0; 2007 Qtr 4: 267; 2008 Qtr 1: 0; 2008 Qtr 2: 0; 2008 Qtr 3: 0; 2008 Qtr 4: 0 | 267
0 | 213085-Refrigeration -Strip Curtains for Walk-ins |  | 7 | Commercial | 01-ALC-AllCommercial-Refrig | 0 |  |  |  |  | 3.05 | 3 | 0 | 0 | 0 | 0.05 | 465 |  | kWh | 0.053 | 0 | Commercial |  | Annual | [5 empty] | 4 | 0.96 |  |  |  | 0 | 0 | 160 | 0 | 0 | 0 | 0 | 0 | 0 | 0 | 0 | 0 | 2006 Qtr 1: 0; 2006 Qtr 2: 0; 2006 Qtr 3: 0; 2006 Qtr 4: 0; 2007 Qtr 1: 0; 2007 Qtr 2: 0; 2007 Qtr 3: 160; 2007 Qtr 4: 0; 2008 Qtr 1: 0; 2008 Qtr 2: 0; 2008 Qtr 3: 0; 2008 Qtr 4: 0 | 160
0 | 213085-Refrigeration -Strip Curtains for Walk-ins |  | 7 | Commercial | 01-ALC-AllCommercial-Refrig | 0 |  |  |  |  | 3.05 | 3 | 0 | 0 | 0 | 0.05 | 465 |  | kWh | 0.053 | 0 | Commercial |  | Annual | [5 empty] | 4 | 0.96 |  |  |  | 0 | 0 | 51 | 0 | 0 | 0 | 0 | 0 | 0 | 0 | 0 | 0 | 2006 Qtr 1: 0; 2006 Qtr 2: 0; 2006 Qtr 3: 0; 2006 Qtr 4: 0; 2007 Qtr 1: 0; 2007 Qtr 2: 0; 2007 Qtr 3: 51; 2007 Qtr 4: 0; 2008 Qtr 1: 0; 2008 Qtr 2: 0; 2008 Qtr 3: 0; 2008 Qtr 4: 0 | 51
0 | 213218-Heating - Space Heating Boilers - Hot Water |  | 7 | Commercial | 14-MLI-Manufacturing–LightIndustry-PROC_OTH | 0 |  |  |  |  | 3.57 | 0.25 | 0 | 0 | 0 | 3.32 | 0 |  | kWh | 0 | 0.25 | Commercial |  | Annual | [5 empty] | 20 | 0.96 |  |  |  | 0 | 0 | 14400 | 0 | 0 | 0 | 0 | 0 | 0 | 0 | 0 | 0 | 2006 Qtr 1: 0; 2006 Qtr 2: 0; 2006 Qtr 3: 0; 2006 Qtr 4: 0; 2007 Qtr 1: 0; 2007 Qtr 2: 0; 2007 Qtr 3: 0; 2007 Qtr 4: 14400; 2008 Qtr 1: 0; 2008 Qtr 2: 0; 2008 Qtr 3: 0; 2008 Qtr 4: 0 | 14400
0 | 213059-Motors - VFD - HVAC Fans (per Hp) |  | 7 | Commercial | 01-ALC-AllCommercial-Vent/Fan | 0 |  |  |  |  | 202 | 80 | 0 | 0 | 0 | 122 | 753 |  | kWh | 0 | 0 | Commercial |  | Annual | [5 empty] | 15 | 0.96 |  |  |  | 0 | 0 | 65 | 0 | 0 | 0 | 0 | 0 | 0 | 0 | 0 | 0 | 2006 Qtr 1: 0; 2006 Qtr 2: 0; 2006 Qtr 3: 0; 2006 Qtr 4: 0; 2007 Qtr 1: 0; 2007 Qtr 2: 0; 2007 Qtr 3: 65; 2007 Qtr 4: 0; 2008 Qtr 1: 0; 2008 Qtr 2: 0; 2008 Qtr 3: 0; 2008 Qtr 4: 0 | 65
0 | 213083-Refrigeration -Cooler/Freezer Door Gaskets - Glass Doors |  | 7 | Commercial | 01-ALC-AllCommercial-Refrig | 0 |  |  |  |  | 4 | 4 | 0 | 0 | 0 | 0 | 3.6686 |  | kWh | 0.000614 | 0 | Commercial |  | Annual | [5 empty] | 4 | 0.96 |  |  |  | 0 | 0 | 1435 | 0 | 0 | 0 | 0 | 0 | 0 | 0 | 0 | 0 | 2006 Qtr 1: 0; 2006 Qtr 2: 0; 2006 Qtr 3: 0; 2006 Qtr 4: 0; 2007 Qtr 1: 0; 2007 Qtr 2: 0; 2007 Qtr 3: 1435; 2007 Qtr 4: 0; 2008 Qtr 1: 0; 2008 Qtr 2: 0; 2008 Qtr 3: 0; 2008 Qtr 4: 0 | 1435
0 | 213083-Refrigeration -Cooler/Freezer Door Gaskets - Glass Doors |  | 7 | Commercial | 01-ALC-AllCommercial-Refrig | 0 |  |  |  |  | 4 | 4 | 0 | 0 | 0 | 0 | 3.6686 |  | kWh | 0.000614 | 0 | Commercial |  | Annual | [5 empty] | 4 | 0.96 |  |  |  | 0 | 0 | 1082 | 0 | 0 | 0 | 0 | 0 | 0 | 0 | 0 | 0 | 2006 Qtr 1: 0; 2006 Qtr 2: 0; 2006 Qtr 3: 0; 2006 Qtr 4: 0; 2007 Qtr 1: 0; 2007 Qtr 2: 0; 2007 Qtr 3: 1082; 2007 Qtr 4: 0; 2008 Qtr 1: 0; 2008 Qtr 2: 0; 2008 Qtr 3: 0; 2008 Qtr 4: 0 | 1082
0 | 213084-Refrigeration -Cooler/Freezer Door Gaskets - Solid Doors: Cooler |  | 7 | Commercial | 01-ALC-AllCommercial-Refrig | 0 |  |  |  |  | 4 | 4 | 0 | 0 | 0 | 0 | 3.6686 |  | kWh | 0.000614 | 0 | Commercial |  | Annual | [5 empty] | 4 | 0.96 |  |  |  | 0 | 0 | 57 | 0 | 0 | 0 | 0 | 0 | 0 | 0 | 0 | 0 | 2006 Qtr 1: 0; 2006 Qtr 2: 0; 2006 Qtr 3: 0; 2006 Qtr 4: 0; 2007 Qtr 1: 0; 2007 Qtr 2: 0; 2007 Qtr 3: 0; 2007 Qtr 4: 57; 2008 Qtr 1: 0; 2008 Qtr 2: 0; 2008 Qtr 3: 0; 2008 Qtr 4: 0 | 57
0 | 213116-Refrigeration -Cooler/Freezer Door Gaskets - Solid Doors: Freezer |  | 7 | Commercial | 01-ALC-AllCommercial-Refrig | 0 |  |  |  |  | 4 | 4 | 0 | 0 | 0 | 0 | 3.6686 |  | kWh | 0.000614 | 0 | Commercial |  | Annual | [5 empty] | 4 | 0.96 |  |  |  | 0 | 0 | 55 | 0 | 0 | 0 | 0 | 0 | 0 | 0 | 0 | 0 | 2006 Qtr 1: 0; 2006 Qtr 2: 0; 2006 Qtr 3: 0; 2006 Qtr 4: 0; 2007 Qtr 1: 0; 2007 Qtr 2: 0; 2007 Qtr 3: 0; 2007 Qtr 4: 55; 2008 Qtr 1: 0; 2008 Qtr 2: 0; 2008 Qtr 3: 0; 2008 Qtr 4: 0 | 55
0 | 213163-Food Service - Steamer-Electric |  | 7 | Commercial | 35-OTI-OtherIndustrial-PROC_OTH | 0 |  |  |  |  | 4150 | 750 | 0 | 0 | 0 | 3400 | 11166 |  | kWh | 2.5 | 0 | Commercial |  | Annual | [5 empty] | 12 | 0.96 |  |  |  | 0 | 0 | 1 | 0 | 0 | 0 | 0 | 0 | 0 | 0 | 0 | 0 | 2006 Qtr 1: 0; 2006 Qtr 2: 0; 2006 Qtr 3: 0; 2006 Qtr 4: 0; 2007 Qtr 1: 0; 2007 Qtr 2: 0; 2007 Qtr 3: 0; 2007 Qtr 4: 1; 2008 Qtr 1: 0; 2008 Qtr 2: 0; 2008 Qtr 3: 0; 2008 Qtr 4: 0 | 1
0 | 213116-Refrigeration -Cooler/Freezer Door Gaskets - Solid Doors: Freezer |  | 10 | Commercial | 01-ALC-AllCommercial-Refrig | 0 |  |  |  |  | 4 | 4 | 0 | 0 | 0 | 0 | 104.55 |  | kWh | 0.01195 | 0 | Commercial |  | Annual | [5 empty] | 4 | 0.96 |  |  |  | 0 | 0 | 13 | 0 | 0 | 0 | 0 | 0 | 0 | 0 | 0 | 0 | 2006 Qtr 1: 0; 2006 Qtr 2: 0; 2006 Qtr 3: 0; 2006 Qtr 4: 0; 2007 Qtr 1: 0; 2007 Qtr 2: 0; 2007 Qtr 3: 0; 2007 Qtr 4: 13; 2008 Qtr 1: 0; 2008 Qtr 2: 0; 2008 Qtr 3: 0; 2008 Qtr 4: 0 | 13
0 | 213084-Refrigeration -Cooler/Freezer Door Gaskets - Solid Doors: Cooler |  | 10 | Commercial | 01-ALC-AllCommercial-Refrig | 0 |  |  |  |  | 4 | 4 | 0 | 0 | 0 | 0 | 104.55 |  | kWh | 0.01195 | 0 | Commercial |  | Annual | [5 empty] | 4 | 0.96 |  |  |  | 0 | 0 | 42 | 0 | 0 | 0 | 0 | 0 | 0 | 0 | 0 | 0 | 2006 Qtr 1: 0; 2006 Qtr 2: 0; 2006 Qtr 3: 0; 2006 Qtr 4: 0; 2007 Qtr 1: 0; 2007 Qtr 2: 0; 2007 Qtr 3: 0; 2007 Qtr 4: 42; 2008 Qtr 1: 0; 2008 Qtr 2: 0; 2008 Qtr 3: 0; 2008 Qtr 4: 0 | 42
0 | 213084-Refrigeration -Cooler/Freezer Door Gaskets - Solid Doors: Cooler |  | 7 | Commercial | 01-ALC-AllCommercial-Refrig | 0 |  |  |  |  | 4 | 4 | 0 | 0 | 0 | 0 | 104.55 |  | kWh | 0.01195 | 0 | Commercial |  | Annual | [5 empty] | 4 | 0.96 |  |  |  | 0 | 0 | 94 | 0 | 0 | 0 | 0 | 0 | 0 | 0 | 0 | 0 | 2006 Qtr 1: 0; 2006 Qtr 2: 0; 2006 Qtr 3: 0; 2006 Qtr 4: 0; 2007 Qtr 1: 0; 2007 Qtr 2: 0; 2007 Qtr 3: 0; 2007 Qtr 4: 94; 2008 Qtr 1: 0; 2008 Qtr 2: 0; 2008 Qtr 3: 0; 2008 Qtr 4: 0 | 94
0 | 213084-Refrigeration -Cooler/Freezer Door Gaskets - Solid Doors: Cooler |  | 7 | Commercial | 01-ALC-AllCommercial-Refrig | 0 |  |  |  |  | 4 | 4 | 0 | 0 | 0 | 0 | 104.55 |  | kWh | 0.01195 | 0 | Commercial |  | Annual | [5 empty] | 4 | 0.96 |  |  |  | 0 | 0 | 93 | 0 | 0 | 0 | 0 | 0 | 0 | 0 | 0 | 0 | 2006 Qtr 1: 0; 2006 Qtr 2: 0; 2006 Qtr 3: 0; 2006 Qtr 4: 0; 2007 Qtr 1: 0; 2007 Qtr 2: 0; 2007 Qtr 3: 93; 2007 Qtr 4: 0; 2008 Qtr 1: 0; 2008 Qtr 2: 0; 2008 Qtr 3: 0; 2008 Qtr 4: 0 | 93
0 | 213085-Refrigeration -Strip Curtains for Walk-ins |  | 7 | Commercial | 01-ALC-AllCommercial-Refrig | 0 |  |  |  |  | 3.05 | 3 | 0 | 0 | 0 | 0.05 | 465 |  | kWh | 0.053 | 0 | Commercial |  | Annual | [5 empty] | 4 | 0.96 |  |  |  | 0 | 0 | 19 | 0 | 0 | 0 | 0 | 0 | 0 | 0 | 0 | 0 | 2006 Qtr 1: 0; 2006 Qtr 2: 0; 2006 Qtr 3: 0; 2006 Qtr 4: 0; 2007 Qtr 1: 0; 2007 Qtr 2: 0; 2007 Qtr 3: 19; 2007 Qtr 4: 0; 2008 Qtr 1: 0; 2008 Qtr 2: 0; 2008 Qtr 3: 0; 2008 Qtr 4: 0 | 19
0 | 213083-Refrigeration -Cooler/Freezer Door Gaskets - Glass Doors |  | 10 | Commercial | 01-ALC-AllCommercial-Refrig | 0 |  |  |  |  | 4 | 4 | 0 | 0 | 0 | 0 | 3.6686 |  | kWh | 0.000614 | 0 | Commercial |  | Annual | [5 empty] | 4 | 0.96 |  |  |  | 0 | 0 | 2122 | 0 | 0 | 0 | 0 | 0 | 0 | 0 | 0 | 0 | 2006 Qtr 1: 0; 2006 Qtr 2: 0; 2006 Qtr 3: 0; 2006 Qtr 4: 0; 2007 Qtr 1: 0; 2007 Qtr 2: 0; 2007 Qtr 3: 0; 2007 Qtr 4: 2122; 2008 Qtr 1: 0; 2008 Qtr 2: 0; 2008 Qtr 3: 0; 2008 Qtr 4: 0 | 2122
0 | 213084-Refrigeration -Cooler/Freezer Door Gaskets - Solid Doors: Cooler |  | 7 | Commercial | 01-ALC-AllCommercial-Refrig | 0 |  |  |  |  | 4 | 4 | 0 | 0 | 0 | 0 | 3.6686 |  | kWh | 0.000614 | 0 | Commercial |  | Annual | [5 empty] | 4 | 0.96 |  |  |  | 0 | 0 | 56 | 0 | 0 | 0 | 0 | 0 | 0 | 0 | 0 | 0 | 2006 Qtr 1: 0; 2006 Qtr 2: 0; 2006 Qtr 3: 0; 2006 Qtr 4: 0; 2007 Qtr 1: 0; 2007 Qtr 2: 0; 2007 Qtr 3: 56; 2007 Qtr 4: 0; 2008 Qtr 1: 0; 2008 Qtr 2: 0; 2008 Qtr 3: 0; 2008 Qtr 4: 0 | 56
0 | 213116-Refrigeration -Cooler/Freezer Door Gaskets - Solid Doors: Freezer |  | 7 | Commercial | 01-ALC-AllCommercial-Refrig | 0 |  |  |  |  | 4 | 4 | 0 | 0 | 0 | 0 | 3.6686 |  | kWh | 0.000614 | 0 | Commercial |  | Annual | [5 empty] | 4 | 0.96 |  |  |  | 0 | 0 | 36 | 0 | 0 | 0 | 0 | 0 | 0 | 0 | 0 | 0 | 2006 Qtr 1: 0; 2006 Qtr 2: 0; 2006 Qtr 3: 0; 2006 Qtr 4: 0; 2007 Qtr 1: 0; 2007 Qtr 2: 0; 2007 Qtr 3: 36; 2007 Qtr 4: 0; 2008 Qtr 1: 0; 2008 Qtr 2: 0; 2008 Qtr 3: 0; 2008 Qtr 4: 0 | 36
0 | 213084-Refrigeration -Cooler/Freezer Door Gaskets - Solid Doors: Cooler |  | 10 | Commercial | 01-ALC-AllCommercial-Refrig | 0 |  |  |  |  | 4 | 4 | 0 | 0 | 0 | 0 | 3.6686 |  | kWh | 0.000614 | 0 | Commercial |  | Annual | [5 empty] | 4 | 0.96 |  |  |  | 0 | 0 | 38 | 0 | 0 | 0 | 0 | 0 | 0 | 0 | 0 | 0 | 2006 Qtr 1: 0; 2006 Qtr 2: 0; 2006 Qtr 3: 0; 2006 Qtr 4: 0; 2007 Qtr 1: 0; 2007 Qtr 2: 0; 2007 Qtr 3: 38; 2007 Qtr 4: 0; 2008 Qtr 1: 0; 2008 Qtr 2: 0; 2008 Qtr 3: 0; 2008 Qtr 4: 0 | 38
0 | 213116-Refrigeration -Cooler/Freezer Door Gaskets - Solid Doors: Freezer |  | 10 | Commercial | 01-ALC-AllCommercial-Refrig | 0 |  |  |  |  | 4 | 4 | 0 | 0 | 0 | 0 | 3.6686 |  | kWh | 0.000614 | 0 | Commercial |  | Annual | [5 empty] | 4 | 0.96 |  |  |  | 0 | 0 | 19 | 0 | 0 | 0 | 0 | 0 | 0 | 0 | 0 | 0 | 2006 Qtr 1: 0; 2006 Qtr 2: 0; 2006 Qtr 3: 0; 2006 Qtr 4: 0; 2007 Qtr 1: 0; 2007 Qtr 2: 0; 2007 Qtr 3: 19; 2007 Qtr 4: 0; 2008 Qtr 1: 0; 2008 Qtr 2: 0; 2008 Qtr 3: 0; 2008 Qtr 4: 0 | 19
0 | 213084-Refrigeration -Cooler/Freezer Door Gaskets - Solid Doors: Cooler |  | 7 | Commercial | 01-ALC-AllCommercial-Refrig | 0 |  |  |  |  | 4 | 4 | 0 | 0 | 0 | 0 | 3.6686 |  | kWh | 0.000614 | 0 | Commercial |  | Annual | [5 empty] | 4 | 0.96 |  |  |  | 0 | 0 | 77 | 0 | 0 | 0 | 0 | 0 | 0 | 0 | 0 | 0 | 2006 Qtr 1: 0; 2006 Qtr 2: 0; 2006 Qtr 3: 0; 2006 Qtr 4: 0; 2007 Qtr 1: 0; 2007 Qtr 2: 0; 2007 Qtr 3: 77; 2007 Qtr 4: 0; 2008 Qtr 1: 0; 2008 Qtr 2: 0; 2008 Qtr 3: 0; 2008 Qtr 4: 0 | 77
0 | 213116-Refrigeration -Cooler/Freezer Door Gaskets - Solid Doors: Freezer |  | 7 | Commercial | 01-ALC-AllCommercial-Refrig | 0 |  |  |  |  | 4 | 4 | 0 | 0 | 0 | 0 | 3.6686 |  | kWh | 0.000614 | 0 | Commercial |  | Annual | [5 empty] | 4 | 0.96 |  |  |  | 0 | 0 | 37 | 0 | 0 | 0 | 0 | 0 | 0 | 0 | 0 | 0 | 2006 Qtr 1: 0; 2006 Qtr 2: 0; 2006 Qtr 3: 0; 2006 Qtr 4: 0; 2007 Qtr 1: 0; 2007 Qtr 2: 0; 2007 Qtr 3: 37; 2007 Qtr 4: 0; 2008 Qtr 1: 0; 2008 Qtr 2: 0; 2008 Qtr 3: 0; 2008 Qtr 4: 0 | 37
0 | 213084-Refrigeration -Cooler/Freezer Door Gaskets - Solid Doors: Cooler |  | 7 | Commercial | 01-ALC-AllCommercial-Refrig | 0 |  |  |  |  | 4 | 4 | 0 | 0 | 0 | 0 | 3.6686 |  | kWh | 0.000614 | 0 | Commercial |  | Annual | [5 empty] | 4 | 0.96 |  |  |  | 0 | 0 | 53 | 0 | 0 | 0 | 0 | 0 | 0 | 0 | 0 | 0 | 2006 Qtr 1: 0; 2006 Qtr 2: 0; 2006 Qtr 3: 0; 2006 Qtr 4: 0; 2007 Qtr 1: 0; 2007 Qtr 2: 0; 2007 Qtr 3: 0; 2007 Qtr 4: 53; 2008 Qtr 1: 0; 2008 Qtr 2: 0; 2008 Qtr 3: 0; 2008 Qtr 4: 0 | 53
0 | 213116-Refrigeration -Cooler/Freezer Door Gaskets - Solid Doors: Freezer |  | 7 | Commercial | 01-ALC-AllCommercial-Refrig | 0 |  |  |  |  | 4 | 4 | 0 | 0 | 0 | 0 | 3.6686 |  | kWh | 0.000614 | 0 | Commercial |  | Annual | [5 empty] | 4 | 0.96 |  |  |  | 0 | 0 | 36 | 0 | 0 | 0 | 0 | 0 | 0 | 0 | 0 | 0 | 2006 Qtr 1: 0; 2006 Qtr 2: 0; 2006 Qtr 3: 0; 2006 Qtr 4: 0; 2007 Qtr 1: 0; 2007 Qtr 2: 0; 2007 Qtr 3: 0; 2007 Qtr 4: 36; 2008 Qtr 1: 0; 2008 Qtr 2: 0; 2008 Qtr 3: 0; 2008 Qtr 4: 0 | 36
0 | 213116-Refrigeration -Cooler/Freezer Door Gaskets - Solid Doors: Freezer |  | 10 | Commercial | 01-ALC-AllCommercial-Refrig | 0 |  |  |  |  | 4 | 4 | 0 | 0 | 0 | 0 | 3.6686 |  | kWh | 0.000614 | 0 | Commercial |  | Annual | [5 empty] | 4 | 0.96 |  |  |  | 0 | 0 | 19 | 0 | 0 | 0 | 0 | 0 | 0 | 0 | 0 | 0 | 2006 Qtr 1: 0; 2006 Qtr 2: 0; 2006 Qtr 3: 0; 2006 Qtr 4: 0; 2007 Qtr 1: 0; 2007 Qtr 2: 0; 2007 Qtr 3: 0; 2007 Qtr 4: 19; 2008 Qtr 1: 0; 2008 Qtr 2: 0; 2008 Qtr 3: 0; 2008 Qtr 4: 0 | 19
0 | 213165-Food Service - Combination Oven-Electric |  | 7 | Commercial | 35-OTI-OtherIndustrial-PROC_OTH | 0 |  |  |  |  | 16884 | 1000 | 0 | 0 | 0 | 15884 | 18432 |  | kWh | 4.2 | 0 | Commercial |  | Annual | [5 empty] | 12 | 0.96 |  |  |  | 0 | 0 | 2 | 0 | 0 | 0 | 0 | 0 | 0 | 0 | 0 | 0 | 2006 Qtr 1: 0; 2006 Qtr 2: 0; 2006 Qtr 3: 0; 2006 Qtr 4: 0; 2007 Qtr 1: 0; 2007 Qtr 2: 0; 2007 Qtr 3: 2; 2007 Qtr 4: 0; 2008 Qtr 1: 0; 2008 Qtr 2: 0; 2008 Qtr 3: 0; 2008 Qtr 4: 0 | 2
0 | 213083-Refrigeration -Cooler/Freezer Door Gaskets - Glass Doors |  | 7 | Commercial | 01-ALC-AllCommercial-Refrig | 0 |  |  |  |  | 4 | 4 | 0 | 0 | 0 | 0 | 3.6686 |  | kWh | 0.000614 | 0 | Commercial |  | Annual | [5 empty] | 4 | 0.96 |  |  |  | 0 | 0 | 17 | 0 | 0 | 0 | 0 | 0 | 0 | 0 | 0 | 0 | 2006 Qtr 1: 0; 2006 Qtr 2: 0; 2006 Qtr 3: 0; 2006 Qtr 4: 0; 2007 Qtr 1: 0; 2007 Qtr 2: 0; 2007 Qtr 3: 0; 2007 Qtr 4: 17; 2008 Qtr 1: 0; 2008 Qtr 2: 0; 2008 Qtr 3: 0; 2008 Qtr 4: 0 | 17
0 | 213083-Refrigeration -Cooler/Freezer Door Gaskets - Glass Doors |  | 7 | Commercial | 01-ALC-AllCommercial-Refrig | 0 |  |  |  |  | 4 | 4 | 0 | 0 | 0 | 0 | 3.6686 |  | kWh | 0.000614 | 0 | Commercial |  | Annual | [5 empty] | 4 | 0.96 |  |  |  | 0 | 0 | 159 | 0 | 0 | 0 | 0 | 0 | 0 | 0 | 0 | 0 | 2006 Qtr 1: 0; 2006 Qtr 2: 0; 2006 Qtr 3: 0; 2006 Qtr 4: 0; 2007 Qtr 1: 0; 2007 Qtr 2: 0; 2007 Qtr 3: 159; 2007 Qtr 4: 0; 2008 Qtr 1: 0; 2008 Qtr 2: 0; 2008 Qtr 3: 0; 2008 Qtr 4: 0 | 159
0 | 213083-Refrigeration -Cooler/Freezer Door Gaskets - Glass Doors |  | 7 | Commercial | 01-ALC-AllCommercial-Refrig | 0 |  |  |  |  | 4 | 4 | 0 | 0 | 0 | 0 | 3.6686 |  | kWh | 0.000614 | 0 | Commercial |  | Annual | [5 empty] | 4 | 0.96 |  |  |  | 0 | 0 | 1827 | 0 | 0 | 0 | 0 | 0 | 0 | 0 | 0 | 0 | 2006 Qtr 1: 0; 2006 Qtr 2: 0; 2006 Qtr 3: 0; 2006 Qtr 4: 0; 2007 Qtr 1: 0; 2007 Qtr 2: 0; 2007 Qtr 3: 1827; 2007 Qtr 4: 0; 2008 Qtr 1: 0; 2008 Qtr 2: 0; 2008 Qtr 3: 0; 2008 Qtr 4: 0 | 1827
0 | 213084-Refrigeration -Cooler/Freezer Door Gaskets - Solid Doors: Cooler |  | 7 | Commercial | 01-ALC-AllCommercial-Refrig | 0 |  |  |  |  | 4 | 4 | 0 | 0 | 0 | 0 | 104.55 |  | kWh | 0.01195 | 0 | Commercial |  | Annual | [5 empty] | 4 | 0.96 |  |  |  | 0 | 0 | 59 | 0 | 0 | 0 | 0 | 0 | 0 | 0 | 0 | 0 | 2006 Qtr 1: 0; 2006 Qtr 2: 0; 2006 Qtr 3: 0; 2006 Qtr 4: 0; 2007 Qtr 1: 0; 2007 Qtr 2: 0; 2007 Qtr 3: 59; 2007 Qtr 4: 0; 2008 Qtr 1: 0; 2008 Qtr 2: 0; 2008 Qtr 3: 0; 2008 Qtr 4: 0 | 59
0 | 213116-Refrigeration -Cooler/Freezer Door Gaskets - Solid Doors: Freezer |  | 7 | Commercial | 01-ALC-AllCommercial-Refrig | 0 |  |  |  |  | 4 | 4 | 0 | 0 | 0 | 0 | 104.55 |  | kWh | 0.01195 | 0 | Commercial |  | Annual | [5 empty] | 4 | 0.96 |  |  |  | 0 | 0 | 16 | 0 | 0 | 0 | 0 | 0 | 0 | 0 | 0 | 0 | 2006 Qtr 1: 0; 2006 Qtr 2: 0; 2006 Qtr 3: 0; 2006 Qtr 4: 0; 2007 Qtr 1: 0; 2007 Qtr 2: 0; 2007 Qtr 3: 16; 2007 Qtr 4: 0; 2008 Qtr 1: 0; 2008 Qtr 2: 0; 2008 Qtr 3: 0; 2008 Qtr 4: 0 | 16
0 | 213085-Refrigeration -Strip Curtains for Walk-ins |  | 7 | Commercial | 01-ALC-AllCommercial-Refrig | 0 |  |  |  |  | 3.05 | 3 | 0 | 0 | 0 | 0.05 | 465 |  | kWh | 0.053 | 0 | Commercial |  | Annual | [5 empty] | 4 | 0.96 |  |  |  | 0 | 0 | 17 | 0 | 0 | 0 | 0 | 0 | 0 | 0 | 0 | 0 | 2006 Qtr 1: 0; 2006 Qtr 2: 0; 2006 Qtr 3: 0; 2006 Qtr 4: 0; 2007 Qtr 1: 0; 2007 Qtr 2: 0; 2007 Qtr 3: 17; 2007 Qtr 4: 0; 2008 Qtr 1: 0; 2008 Qtr 2: 0; 2008 Qtr 3: 0; 2008 Qtr 4: 0 | 17
0 | 213027-Lighting - Hardwired 5-13 watt CF Fixture | CRTS00AVM13Lo | 7 | Commercial | 01-ALC-AllCommercial-IntLight | 0 |  |  |  |  | 17.8841 | 11 | 0 | 0 | 0 | 6.8841 | 102.6796 |  | kWh | 0.026012 | 0 | Commercial |  | Annual | [5 empty] | 12 | 0.96 |  |  |  | 0 | 0 | 1 | 0 | 0 | 0 | 0 | 0 | 0 | 0 | 0 | 0 | 2006 Qtr 1: 0; 2006 Qtr 2: 0; 2006 Qtr 3: 0; 2006 Qtr 4: 0; 2007 Qtr 1: 0; 2007 Qtr 2: 0; 2007 Qtr 3: 1; 2007 Qtr 4: 0; 2008 Qtr 1: 0; 2008 Qtr 2: 0; 2008 Qtr 3: 0; 2008 Qtr 4: 0 | 1
0 | 213084-Refrigeration -Cooler/Freezer Door Gaskets - Solid Doors: Cooler |  | 7 | Commercial | 01-ALC-AllCommercial-Refrig | 0 |  |  |  |  | 4 | 4 | 0 | 0 | 0 | 0 | 104.55 |  | kWh | 0.01195 | 0 | Commercial |  | Annual | [5 empty] | 4 | 0.96 |  |  |  | 0 | 0 | 163 | 0 | 0 | 0 | 0 | 0 | 0 | 0 | 0 | 0 | 2006 Qtr 1: 0; 2006 Qtr 2: 0; 2006 Qtr 3: 0; 2006 Qtr 4: 0; 2007 Qtr 1: 0; 2007 Qtr 2: 0; 2007 Qtr 3: 163; 2007 Qtr 4: 0; 2008 Qtr 1: 0; 2008 Qtr 2: 0; 2008 Qtr 3: 0; 2008 Qtr 4: 0 | 163
0 | 213085-Refrigeration -Strip Curtains for Walk-ins |  | 7 | Commercial | 01-ALC-AllCommercial-Refrig | 0 |  |  |  |  | 3.05 | 3 | 0 | 0 | 0 | 0.05 | 465 |  | kWh | 0.053 | 0 | Commercial |  | Annual | [5 empty] | 4 | 0.96 |  |  |  | 0 | 0 | 30 | 0 | 0 | 0 | 0 | 0 | 0 | 0 | 0 | 0 | 2006 Qtr 1: 0; 2006 Qtr 2: 0; 2006 Qtr 3: 0; 2006 Qtr 4: 0; 2007 Qtr 1: 0; 2007 Qtr 2: 0; 2007 Qtr 3: 30; 2007 Qtr 4: 0; 2008 Qtr 1: 0; 2008 Qtr 2: 0; 2008 Qtr 3: 0; 2008 Qtr 4: 0 | 30
0 | 213013-Lighting - 8 Ft T-8 with Elec. Ballast |  | 7 | Commercial | 01-ALC-AllCommercial-IntLight | 0 |  |  |  |  | 41.7557 | 9.6359 | 0 | 0 | 0 | 32.1197 | 74.8107 |  | kWh | 0.017939 | -0.14235 | Commercial |  | Annual | [5 empty] | 11 | 0.96 |  |  |  | 0 | 0 | 285.6499 | 0 | 0 | 0 | 0 | 0 | 0 | 0 | 0 | 0 | 2006 Qtr 1: 0; 2006 Qtr 2: 0; 2006 Qtr 3: 0; 2006 Qtr 4: 0; 2007 Qtr 1: 0; 2007 Qtr 2: 0; 2007 Qtr 3: 285.6499; 2007 Qtr 4: 0; 2008 Qtr 1: 0; 2008 Qtr 2: 0; 2008 Qtr 3: 0; 2008 Qtr 4: 0 | 285.6499
0 | 213027-Lighting - Hardwired 5-13 watt CF Fixture | CRTS00AVM13Lo | 10 | Commercial | 01-ALC-AllCommercial-IntLight | 0 |  |  |  |  | 17.8841 | 11 | 0 | 0 | 0 | 6.8841 | 102.6796 |  | kWh | 0.026012 | 0 | Commercial |  | Annual | [5 empty] | 12 | 0.96 |  |  |  | 0 | 0 | 5 | 0 | 0 | 0 | 0 | 0 | 0 | 0 | 0 | 0 | 2006 Qtr 1: 0; 2006 Qtr 2: 0; 2006 Qtr 3: 0; 2006 Qtr 4: 0; 2007 Qtr 1: 0; 2007 Qtr 2: 0; 2007 Qtr 3: 5; 2007 Qtr 4: 0; 2008 Qtr 1: 0; 2008 Qtr 2: 0; 2008 Qtr 3: 0; 2008 Qtr 4: 0 | 5
0 | 213027-Lighting - Hardwired 5-13 watt CF Fixture | CRTS00AVM13Lo | 7 | Commercial | 01-ALC-AllCommercial-IntLight | 0 |  |  |  |  | 17.8841 | 11 | 0 | 0 | 0 | 6.8841 | 102.6796 |  | kWh | 0.026012 | 0 | Commercial |  | Annual | [5 empty] | 12 | 0.96 |  |  |  | 0 | 0 | 18 | 0 | 0 | 0 | 0 | 0 | 0 | 0 | 0 | 0 | 2006 Qtr 1: 0; 2006 Qtr 2: 0; 2006 Qtr 3: 0; 2006 Qtr 4: 0; 2007 Qtr 1: 0; 2007 Qtr 2: 0; 2007 Qtr 3: 18; 2007 Qtr 4: 0; 2008 Qtr 1: 0; 2008 Qtr 2: 0; 2008 Qtr 3: 0; 2008 Qtr 4: 0 | 18
0 | 213027-Lighting - Hardwired 5-13 watt CF Fixture | CRTS00AVM13Lo | 7 | Commercial | 01-ALC-AllCommercial-IntLight | 0 |  |  |  |  | 17.8841 | 11 | 0 | 0 | 0 | 6.8841 | 102.6796 |  | kWh | 0.026012 | 0 | Commercial |  | Annual | [5 empty] | 12 | 0.96 |  |  |  | 0 | 0 | 5 | 0 | 0 | 0 | 0 | 0 | 0 | 0 | 0 | 0 | 2006 Qtr 1: 0; 2006 Qtr 2: 0; 2006 Qtr 3: 0; 2006 Qtr 4: 0; 2007 Qtr 1: 0; 2007 Qtr 2: 0; 2007 Qtr 3: 5; 2007 Qtr 4: 0; 2008 Qtr 1: 0; 2008 Qtr 2: 0; 2008 Qtr 3: 0; 2008 Qtr 4: 0 | 5
0 | 213027-Lighting - Hardwired 5-13 watt CF Fixture | CRTS00AVM13Lo | 7 | Commercial | 01-ALC-AllCommercial-IntLight | 0 |  |  |  |  | 17.8841 | 11 | 0 | 0 | 0 | 6.8841 | 102.6796 |  | kWh | 0.026012 | 0 | Commercial |  | Annual | [5 empty] | 12 | 0.96 |  |  |  | 0 | 0 | 10 | 0 | 0 | 0 | 0 | 0 | 0 | 0 | 0 | 0 | 2006 Qtr 1: 0; 2006 Qtr 2: 0; 2006 Qtr 3: 0; 2006 Qtr 4: 0; 2007 Qtr 1: 0; 2007 Qtr 2: 0; 2007 Qtr 3: 10; 2007 Qtr 4: 0; 2008 Qtr 1: 0; 2008 Qtr 2: 0; 2008 Qtr 3: 0; 2008 Qtr 4: 0 | 10
0 | 213085-Refrigeration -Strip Curtains for Walk-ins |  | 7 | Commercial | 01-ALC-AllCommercial-Refrig | 0 |  |  |  |  | 3.05 | 3 | 0 | 0 | 0 | 0.05 | 465 |  | kWh | 0.053 | 0 | Commercial |  | Annual | [5 empty] | 4 | 0.96 |  |  |  | 0 | 0 | 39 | 0 | 0 | 0 | 0 | 0 | 0 | 0 | 0 | 0 | 2006 Qtr 1: 0; 2006 Qtr 2: 0; 2006 Qtr 3: 0; 2006 Qtr 4: 0; 2007 Qtr 1: 0; 2007 Qtr 2: 0; 2007 Qtr 3: 39; 2007 Qtr 4: 0; 2008 Qtr 1: 0; 2008 Qtr 2: 0; 2008 Qtr 3: 0; 2008 Qtr 4: 0 | 39
0 | 213084-Refrigeration -Cooler/Freezer Door Gaskets - Solid Doors: Cooler |  | 7 | Commercial | 01-ALC-AllCommercial-Refrig | 0 |  |  |  |  | 4 | 4 | 0 | 0 | 0 | 0 | 104.55 |  | kWh | 0.01195 | 0 | Commercial |  | Annual | [5 empty] | 4 | 0.96 |  |  |  | 0 | 0 | 195 | 0 | 0 | 0 | 0 | 0 | 0 | 0 | 0 | 0 | 2006 Qtr 1: 0; 2006 Qtr 2: 0; 2006 Qtr 3: 0; 2006 Qtr 4: 0; 2007 Qtr 1: 0; 2007 Qtr 2: 0; 2007 Qtr 3: 195; 2007 Qtr 4: 0; 2008 Qtr 1: 0; 2008 Qtr 2: 0; 2008 Qtr 3: 0; 2008 Qtr 4: 0 | 195
0 | 213027-Lighting - Hardwired 5-13 watt CF Fixture | CRTS00AVM13Lo | 7 | Commercial | 01-ALC-AllCommercial-IntLight | 0 |  |  |  |  | 17.8841 | 11 | 0 | 0 | 0 | 6.8841 | 102.6796 |  | kWh | 0.026012 | 0 | Commercial |  | Annual | [5 empty] | 12 | 0.96 |  |  |  | 0 | 0 | 2 | 0 | 0 | 0 | 0 | 0 | 0 | 0 | 0 | 0 | 2006 Qtr 1: 0; 2006 Qtr 2: 0; 2006 Qtr 3: 0; 2006 Qtr 4: 0; 2007 Qtr 1: 0; 2007 Qtr 2: 0; 2007 Qtr 3: 2; 2007 Qtr 4: 0; 2008 Qtr 1: 0; 2008 Qtr 2: 0; 2008 Qtr 3: 0; 2008 Qtr 4: 0 | 2
0 | 213128-Refrigerator - Early Replacement |  | 7 | Commercial | 01-ALC-AllCommercial-Refrig | 0 |  |  |  |  | 272 | 275 | 0 | 0 | 0 | -3 | 1040.577 |  | kWh | 0.13613 | 0 | Commercial |  | Annual | [5 empty] | 6 | 0.96 |  |  |  | 0 | 0 | 1 | 0 | 0 | 0 | 0 | 0 | 0 | 0 | 0 | 0 | 2006 Qtr 1: 0; 2006 Qtr 2: 0; 2006 Qtr 3: 0; 2006 Qtr 4: 0; 2007 Qtr 1: 0; 2007 Qtr 2: 0; 2007 Qtr 3: 1; 2007 Qtr 4: 0; 2008 Qtr 1: 0; 2008 Qtr 2: 0; 2008 Qtr 3: 0; 2008 Qtr 4: 0 | 1
0 | 213128-Refrigerator - Early Replacement |  | 7 | Commercial | 01-ALC-AllCommercial-Refrig | 0 |  |  |  |  | 272 | 275 | 0 | 0 | 0 | -3 | 1040.577 |  | kWh | 0.13613 | 0 | Commercial |  | Annual | [5 empty] | 6 | 0.96 |  |  |  | 0 | 0 | 1 | 0 | 0 | 0 | 0 | 0 | 0 | 0 | 0 | 0 | 2006 Qtr 1: 0; 2006 Qtr 2: 0; 2006 Qtr 3: 0; 2006 Qtr 4: 0; 2007 Qtr 1: 0; 2007 Qtr 2: 0; 2007 Qtr 3: 1; 2007 Qtr 4: 0; 2008 Qtr 1: 0; 2008 Qtr 2: 0; 2008 Qtr 3: 0; 2008 Qtr 4: 0 | 1
0 | 213128-Refrigerator - Early Replacement |  | 7 | Commercial | 01-ALC-AllCommercial-Refrig | 0 |  |  |  |  | 272 | 275 | 0 | 0 | 0 | -3 | 1040.577 |  | kWh | 0.13613 | 0 | Commercial |  | Annual | [5 empty] | 6 | 0.96 |  |  |  | 0 | 0 | 1 | 0 | 0 | 0 | 0 | 0 | 0 | 0 | 0 | 0 | 2006 Qtr 1: 0; 2006 Qtr 2: 0; 2006 Qtr 3: 0; 2006 Qtr 4: 0; 2007 Qtr 1: 0; 2007 Qtr 2: 0; 2007 Qtr 3: 1; 2007 Qtr 4: 0; 2008 Qtr 1: 0; 2008 Qtr 2: 0; 2008 Qtr 3: 0; 2008 Qtr 4: 0 | 1
0 | 213128-Refrigerator - Early Replacement |  | 7 | Commercial | 01-ALC-AllCommercial-Refrig | 0 |  |  |  |  | 272 | 275 | 0 | 0 | 0 | -3 | 1040.577 |  | kWh | 0.13613 | 0 | Commercial |  | Annual | [5 empty] | 6 | 0.96 |  |  |  | 0 | 0 | 1 | 0 | 0 | 0 | 0 | 0 | 0 | 0 | 0 | 0 | 2006 Qtr 1: 0; 2006 Qtr 2: 0; 2006 Qtr 3: 0; 2006 Qtr 4: 0; 2007 Qtr 1: 0; 2007 Qtr 2: 0; 2007 Qtr 3: 1; 2007 Qtr 4: 0; 2008 Qtr 1: 0; 2008 Qtr 2: 0; 2008 Qtr 3: 0; 2008 Qtr 4: 0 | 1
0 | 213128-Refrigerator - Early Replacement |  | 7 | Commercial | 01-ALC-AllCommercial-Refrig | 0 |  |  |  |  | 272 | 275 | 0 | 0 | 0 | -3 | 1040.577 |  | kWh | 0.13613 | 0 | Commercial |  | Annual | [5 empty] | 6 | 0.96 |  |  |  | 0 | 0 | 203 | 0 | 0 | 0 | 0 | 0 | 0 | 0 | 0 | 0 | 2006 Qtr 1: 0; 2006 Qtr 2: 0; 2006 Qtr 3: 0; 2006 Qtr 4: 0; 2007 Qtr 1: 0; 2007 Qtr 2: 0; 2007 Qtr 3: 0; 2007 Qtr 4: 203; 2008 Qtr 1: 0; 2008 Qtr 2: 0; 2008 Qtr 3: 0; 2008 Qtr 4: 0 | 203
0 | 213128-Refrigerator - Early Replacement |  | 7 | Commercial | 01-ALC-AllCommercial-Refrig | 0 |  |  |  |  | 272 | 275 | 0 | 0 | 0 | -3 | 1040.577 |  | kWh | 0.13613 | 0 | Commercial |  | Annual | [5 empty] | 6 | 0.96 |  |  |  | 0 | 0 | 104 | 0 | 0 | 0 | 0 | 0 | 0 | 0 | 0 | 0 | 2006 Qtr 1: 0; 2006 Qtr 2: 0; 2006 Qtr 3: 0; 2006 Qtr 4: 0; 2007 Qtr 1: 0; 2007 Qtr 2: 0; 2007 Qtr 3: 0; 2007 Qtr 4: 104; 2008 Qtr 1: 0; 2008 Qtr 2: 0; 2008 Qtr 3: 0; 2008 Qtr 4: 0 | 104
0 | 213126-Refrigeration - Efficient Evap Fan Motor Electronically Commutated Motor (ECM) | Averaged DEER Msrs | 10 | Commercial | 01-ALC-AllCommercial-Refrig | 0 |  |  |  |  | 6.7904 | 20 | 0 | 0 | 0 | -13.2096 | 116.369 |  | kWh | 0.015845 | -0.11528 | Commercial |  | Annual | [5 empty] | 15 | 0.96 |  |  |  | 0 | 0 | 132 | 0 | 0 | 0 | 0 | 0 | 0 | 0 | 0 | 0 | 2006 Qtr 1: 0; 2006 Qtr 2: 0; 2006 Qtr 3: 0; 2006 Qtr 4: 0; 2007 Qtr 1: 0; 2007 Qtr 2: 0; 2007 Qtr 3: 132; 2007 Qtr 4: 0; 2008 Qtr 1: 0; 2008 Qtr 2: 0; 2008 Qtr 3: 0; 2008 Qtr 4: 0 | 132
0 | 213128-Refrigerator - Early Replacement |  | 10 | Commercial | 01-ALC-AllCommercial-Refrig | 0 |  |  |  |  | 272 | 275 | 0 | 0 | 0 | -3 | 1040.577 |  | kWh | 0.13613 | 0 | Commercial |  | Annual | [5 empty] | 6 | 0.96 |  |  |  | 0 | 0 | 5 | 0 | 0 | 0 | 0 | 0 | 0 | 0 | 0 | 0 | 2006 Qtr 1: 0; 2006 Qtr 2: 0; 2006 Qtr 3: 0; 2006 Qtr 4: 0; 2007 Qtr 1: 0; 2007 Qtr 2: 0; 2007 Qtr 3: 5; 2007 Qtr 4: 0; 2008 Qtr 1: 0; 2008 Qtr 2: 0; 2008 Qtr 3: 0; 2008 Qtr 4: 0 | 5
0 | 213126-Refrigeration - Efficient Evap Fan Motor Electronically Commutated Motor (ECM) | Averaged DEER Msrs | 10 | Commercial | 01-ALC-AllCommercial-Refrig | 0 |  |  |  |  | 6.7904 | 20 | 0 | 0 | 0 | -13.2096 | 116.369 |  | kWh | 0.015845 | -0.11528 | Commercial |  | Annual | [5 empty] | 15 | 0.96 |  |  |  | 0 | 0 | 145 | 0 | 0 | 0 | 0 | 0 | 0 | 0 | 0 | 0 | 2006 Qtr 1: 0; 2006 Qtr 2: 0; 2006 Qtr 3: 0; 2006 Qtr 4: 0; 2007 Qtr 1: 0; 2007 Qtr 2: 0; 2007 Qtr 3: 145; 2007 Qtr 4: 0; 2008 Qtr 1: 0; 2008 Qtr 2: 0; 2008 Qtr 3: 0; 2008 Qtr 4: 0 | 145
0 | 213126-Refrigeration - Efficient Evap Fan Motor Electronically Commutated Motor (ECM) | Averaged DEER Msrs | 10 | Commercial | 01-ALC-AllCommercial-Refrig | 0 |  |  |  |  | 6.7904 | 20 | 0 | 0 | 0 | -13.2096 | 116.369 |  | kWh | 0.015845 | -0.11528 | Commercial |  | Annual | [5 empty] | 15 | 0.96 |  |  |  | 0 | 0 | 114 | 0 | 0 | 0 | 0 | 0 | 0 | 0 | 0 | 0 | 2006 Qtr 1: 0; 2006 Qtr 2: 0; 2006 Qtr 3: 0; 2006 Qtr 4: 0; 2007 Qtr 1: 0; 2007 Qtr 2: 0; 2007 Qtr 3: 114; 2007 Qtr 4: 0; 2008 Qtr 1: 0; 2008 Qtr 2: 0; 2008 Qtr 3: 0; 2008 Qtr 4: 0 | 114
0 | 213126-Refrigeration - Efficient Evap Fan Motor Electronically Commutated Motor (ECM) | Averaged DEER Msrs | 7 | Commercial | 01-ALC-AllCommercial-Refrig | 0 |  |  |  |  | 6.7904 | 20 | 0 | 0 | 0 | -13.2096 | 116.369 |  | kWh | 0.015845 | -0.11528 | Commercial |  | Annual | [5 empty] | 15 | 0.96 |  |  |  | 0 | 0 | 293 | 0 | 0 | 0 | 0 | 0 | 0 | 0 | 0 | 0 | 2006 Qtr 1: 0; 2006 Qtr 2: 0; 2006 Qtr 3: 0; 2006 Qtr 4: 0; 2007 Qtr 1: 0; 2007 Qtr 2: 0; 2007 Qtr 3: 293; 2007 Qtr 4: 0; 2008 Qtr 1: 0; 2008 Qtr 2: 0; 2008 Qtr 3: 0; 2008 Qtr 4: 0 | 293
0 | 213126-Refrigeration - Efficient Evap Fan Motor Electronically Commutated Motor (ECM) | Averaged DEER Msrs | 7 | Commercial | 01-ALC-AllCommercial-Refrig | 0 |  |  |  |  | 6.7904 | 20 | 0 | 0 | 0 | -13.2096 | 116.369 |  | kWh | 0.015845 | -0.11528 | Commercial |  | Annual | [5 empty] | 15 | 0.96 |  |  |  | 0 | 0 | 38 | 0 | 0 | 0 | 0 | 0 | 0 | 0 | 0 | 0 | 2006 Qtr 1: 0; 2006 Qtr 2: 0; 2006 Qtr 3: 0; 2006 Qtr 4: 0; 2007 Qtr 1: 0; 2007 Qtr 2: 0; 2007 Qtr 3: 38; 2007 Qtr 4: 0; 2008 Qtr 1: 0; 2008 Qtr 2: 0; 2008 Qtr 3: 0; 2008 Qtr 4: 0 | 38
0 | 213126-Refrigeration - Efficient Evap Fan Motor Electronically Commutated Motor (ECM) | Averaged DEER Msrs | 7 | Commercial | 01-ALC-AllCommercial-Refrig | 0 |  |  |  |  | 6.7904 | 20 | 0 | 0 | 0 | -13.2096 | 116.369 |  | kWh | 0.015845 | -0.11528 | Commercial |  | Annual | [5 empty] | 15 | 0.96 |  |  |  | 0 | 0 | 68 | 0 | 0 | 0 | 0 | 0 | 0 | 0 | 0 | 0 | 2006 Qtr 1: 0; 2006 Qtr 2: 0; 2006 Qtr 3: 0; 2006 Qtr 4: 0; 2007 Qtr 1: 0; 2007 Qtr 2: 0; 2007 Qtr 3: 68; 2007 Qtr 4: 0; 2008 Qtr 1: 0; 2008 Qtr 2: 0; 2008 Qtr 3: 0; 2008 Qtr 4: 0 | 68
0 | 213126-Refrigeration - Efficient Evap Fan Motor Electronically Commutated Motor (ECM) | Averaged DEER Msrs | 7 | Commercial | 01-ALC-AllCommercial-Refrig | 0 |  |  |  |  | 6.7904 | 20 | 0 | 0 | 0 | -13.2096 | 116.369 |  | kWh | 0.015845 | -0.11528 | Commercial |  | Annual | [5 empty] | 15 | 0.96 |  |  |  | 0 | 0 | 94 | 0 | 0 | 0 | 0 | 0 | 0 | 0 | 0 | 0 | 2006 Qtr 1: 0; 2006 Qtr 2: 0; 2006 Qtr 3: 0; 2006 Qtr 4: 0; 2007 Qtr 1: 0; 2007 Qtr 2: 0; 2007 Qtr 3: 94; 2007 Qtr 4: 0; 2008 Qtr 1: 0; 2008 Qtr 2: 0; 2008 Qtr 3: 0; 2008 Qtr 4: 0 | 94
0 | 213126-Refrigeration - Efficient Evap Fan Motor Electronically Commutated Motor (ECM) | Averaged DEER Msrs | 7 | Commercial | 01-ALC-AllCommercial-Refrig | 0 |  |  |  |  | 6.7904 | 20 | 0 | 0 | 0 | -13.2096 | 116.369 |  | kWh | 0.015845 | -0.11528 | Commercial |  | Annual | [5 empty] | 15 | 0.96 |  |  |  | 0 | 0 | 134 | 0 | 0 | 0 | 0 | 0 | 0 | 0 | 0 | 0 | 2006 Qtr 1: 0; 2006 Qtr 2: 0; 2006 Qtr 3: 0; 2006 Qtr 4: 0; 2007 Qtr 1: 0; 2007 Qtr 2: 0; 2007 Qtr 3: 134; 2007 Qtr 4: 0; 2008 Qtr 1: 0; 2008 Qtr 2: 0; 2008 Qtr 3: 0; 2008 Qtr 4: 0 | 134
0 | 213126-Refrigeration - Efficient Evap Fan Motor Electronically Commutated Motor (ECM) | Averaged DEER Msrs | 10 | Commercial | 01-ALC-AllCommercial-Refrig | 0 |  |  |  |  | 6.7904 | 20 | 0 | 0 | 0 | -13.2096 | 116.369 |  | kWh | 0.015845 | -0.11528 | Commercial |  | Annual | [5 empty] | 15 | 0.96 |  |  |  | 0 | 0 | 84 | 0 | 0 | 0 | 0 | 0 | 0 | 0 | 0 | 0 | 2006 Qtr 1: 0; 2006 Qtr 2: 0; 2006 Qtr 3: 0; 2006 Qtr 4: 0; 2007 Qtr 1: 0; 2007 Qtr 2: 0; 2007 Qtr 3: 84; 2007 Qtr 4: 0; 2008 Qtr 1: 0; 2008 Qtr 2: 0; 2008 Qtr 3: 0; 2008 Qtr 4: 0 | 84
0 | 213126-Refrigeration - Efficient Evap Fan Motor Electronically Commutated Motor (ECM) | Averaged DEER Msrs | 7 | Commercial | 01-ALC-AllCommercial-Refrig | 0 |  |  |  |  | 6.7904 | 20 | 0 | 0 | 0 | -13.2096 | 116.369 |  | kWh | 0.015845 | -0.11528 | Commercial |  | Annual | [5 empty] | 15 | 0.96 |  |  |  | 0 | 0 | 33 | 0 | 0 | 0 | 0 | 0 | 0 | 0 | 0 | 0 | 2006 Qtr 1: 0; 2006 Qtr 2: 0; 2006 Qtr 3: 0; 2006 Qtr 4: 0; 2007 Qtr 1: 0; 2007 Qtr 2: 0; 2007 Qtr 3: 33; 2007 Qtr 4: 0; 2008 Qtr 1: 0; 2008 Qtr 2: 0; 2008 Qtr 3: 0; 2008 Qtr 4: 0 | 33
0 | 213126-Refrigeration - Efficient Evap Fan Motor Electronically Commutated Motor (ECM) | Averaged DEER Msrs | 7 | Commercial | 01-ALC-AllCommercial-Refrig | 0 |  |  |  |  | 6.7904 | 20 | 0 | 0 | 0 | -13.2096 | 116.369 |  | kWh | 0.015845 | -0.11528 | Commercial |  | Annual | [5 empty] | 15 | 0.96 |  |  |  | 0 | 0 | 50 | 0 | 0 | 0 | 0 | 0 | 0 | 0 | 0 | 0 | 2006 Qtr 1: 0; 2006 Qtr 2: 0; 2006 Qtr 3: 0; 2006 Qtr 4: 0; 2007 Qtr 1: 0; 2007 Qtr 2: 0; 2007 Qtr 3: 50; 2007 Qtr 4: 0; 2008 Qtr 1: 0; 2008 Qtr 2: 0; 2008 Qtr 3: 0; 2008 Qtr 4: 0 | 50
0 | 213126-Refrigeration - Efficient Evap Fan Motor Electronically Commutated Motor (ECM) | Averaged DEER Msrs | 7 | Commercial | 01-ALC-AllCommercial-Refrig | 0 |  |  |  |  | 6.7904 | 20 | 0 | 0 | 0 | -13.2096 | 116.369 |  | kWh | 0.015845 | -0.11528 | Commercial |  | Annual | [5 empty] | 15 | 0.96 |  |  |  | 0 | 0 | 69 | 0 | 0 | 0 | 0 | 0 | 0 | 0 | 0 | 0 | 2006 Qtr 1: 0; 2006 Qtr 2: 0; 2006 Qtr 3: 0; 2006 Qtr 4: 0; 2007 Qtr 1: 0; 2007 Qtr 2: 0; 2007 Qtr 3: 69; 2007 Qtr 4: 0; 2008 Qtr 1: 0; 2008 Qtr 2: 0; 2008 Qtr 3: 0; 2008 Qtr 4: 0 | 69
0 | 213126-Refrigeration - Efficient Evap Fan Motor Electronically Commutated Motor (ECM) | Averaged DEER Msrs | 7 | Commercial | 01-ALC-AllCommercial-Refrig | 0 |  |  |  |  | 6.7904 | 20 | 0 | 0 | 0 | -13.2096 | 116.369 |  | kWh | 0.015845 | -0.11528 | Commercial |  | Annual | [5 empty] | 15 | 0.96 |  |  |  | 0 | 0 | 81 | 0 | 0 | 0 | 0 | 0 | 0 | 0 | 0 | 0 | 2006 Qtr 1: 0; 2006 Qtr 2: 0; 2006 Qtr 3: 0; 2006 Qtr 4: 0; 2007 Qtr 1: 0; 2007 Qtr 2: 0; 2007 Qtr 3: 81; 2007 Qtr 4: 0; 2008 Qtr 1: 0; 2008 Qtr 2: 0; 2008 Qtr 3: 0; 2008 Qtr 4: 0 | 81
0 | 213126-Refrigeration - Efficient Evap Fan Motor Electronically Commutated Motor (ECM) | Averaged DEER Msrs | 7 | Commercial | 01-ALC-AllCommercial-Refrig | 0 |  |  |  |  | 6.7904 | 20 | 0 | 0 | 0 | -13.2096 | 116.369 |  | kWh | 0.015845 | -0.11528 | Commercial |  | Annual | [5 empty] | 15 | 0.96 |  |  |  | 0 | 0 | 52 | 0 | 0 | 0 | 0 | 0 | 0 | 0 | 0 | 0 | 2006 Qtr 1: 0; 2006 Qtr 2: 0; 2006 Qtr 3: 0; 2006 Qtr 4: 0; 2007 Qtr 1: 0; 2007 Qtr 2: 0; 2007 Qtr 3: 52; 2007 Qtr 4: 0; 2008 Qtr 1: 0; 2008 Qtr 2: 0; 2008 Qtr 3: 0; 2008 Qtr 4: 0 | 52
0 | 213126-Refrigeration - Efficient Evap Fan Motor Electronically Commutated Motor (ECM) | Averaged DEER Msrs | 7 | Commercial | 01-ALC-AllCommercial-Refrig | 0 |  |  |  |  | 6.7904 | 20 | 0 | 0 | 0 | -13.2096 | 116.369 |  | kWh | 0.015845 | -0.11528 | Commercial |  | Annual | [5 empty] | 15 | 0.96 |  |  |  | 0 | 0 | 178 | 0 | 0 | 0 | 0 | 0 | 0 | 0 | 0 | 0 | 2006 Qtr 1: 0; 2006 Qtr 2: 0; 2006 Qtr 3: 0; 2006 Qtr 4: 0; 2007 Qtr 1: 0; 2007 Qtr 2: 0; 2007 Qtr 3: 178; 2007 Qtr 4: 0; 2008 Qtr 1: 0; 2008 Qtr 2: 0; 2008 Qtr 3: 0; 2008 Qtr 4: 0 | 178
0 | 213126-Refrigeration - Efficient Evap Fan Motor Electronically Commutated Motor (ECM) | Averaged DEER Msrs | 10 | Commercial | 01-ALC-AllCommercial-Refrig | 0 |  |  |  |  | 6.7904 | 20 | 0 | 0 | 0 | -13.2096 | 116.369 |  | kWh | 0.015845 | -0.11528 | Commercial |  | Annual | [5 empty] | 15 | 0.96 |  |  |  | 0 | 0 | 146 | 0 | 0 | 0 | 0 | 0 | 0 | 0 | 0 | 0 | 2006 Qtr 1: 0; 2006 Qtr 2: 0; 2006 Qtr 3: 0; 2006 Qtr 4: 0; 2007 Qtr 1: 0; 2007 Qtr 2: 0; 2007 Qtr 3: 146; 2007 Qtr 4: 0; 2008 Qtr 1: 0; 2008 Qtr 2: 0; 2008 Qtr 3: 0; 2008 Qtr 4: 0 | 146
0 | 213126-Refrigeration - Efficient Evap Fan Motor Electronically Commutated Motor (ECM) | Averaged DEER Msrs | 7 | Commercial | 01-ALC-AllCommercial-Refrig | 0 |  |  |  |  | 6.7904 | 20 | 0 | 0 | 0 | -13.2096 | 116.369 |  | kWh | 0.015845 | -0.11528 | Commercial |  | Annual | [5 empty] | 15 | 0.96 |  |  |  | 0 | 0 | 56 | 0 | 0 | 0 | 0 | 0 | 0 | 0 | 0 | 0 | 2006 Qtr 1: 0; 2006 Qtr 2: 0; 2006 Qtr 3: 0; 2006 Qtr 4: 0; 2007 Qtr 1: 0; 2007 Qtr 2: 0; 2007 Qtr 3: 56; 2007 Qtr 4: 0; 2008 Qtr 1: 0; 2008 Qtr 2: 0; 2008 Qtr 3: 0; 2008 Qtr 4: 0 | 56
0 | 213126-Refrigeration - Efficient Evap Fan Motor Electronically Commutated Motor (ECM) | Averaged DEER Msrs | 7 | Commercial | 01-ALC-AllCommercial-Refrig | 0 |  |  |  |  | 6.7904 | 20 | 0 | 0 | 0 | -13.2096 | 116.369 |  | kWh | 0.015845 | -0.11528 | Commercial |  | Annual | [5 empty] | 15 | 0.96 |  |  |  | 0 | 0 | 112 | 0 | 0 | 0 | 0 | 0 | 0 | 0 | 0 | 0 | 2006 Qtr 1: 0; 2006 Qtr 2: 0; 2006 Qtr 3: 0; 2006 Qtr 4: 0; 2007 Qtr 1: 0; 2007 Qtr 2: 0; 2007 Qtr 3: 112; 2007 Qtr 4: 0; 2008 Qtr 1: 0; 2008 Qtr 2: 0; 2008 Qtr 3: 0; 2008 Qtr 4: 0 | 112
0 | 213007-Heating - Greenhouse Heat Curtain | CFRM00AVHtCtn | 10 | Agricultural | 35-OTI-OtherIndustrial-PROC_OTH | 0 |  |  |  |  | 0.49 | 0.2 | 0 | 0 | 0 | 0.29 | 0.025601 |  | kWh | 0 | 0.20048 | Commercial |  | Winter Only | [5 empty] | 5 | 0.96 |  |  |  | 0 | 0 | 83268 | 0 | 0 | 0 | 0 | 0 | 0 | 0 | 0 | 0 | 2006 Qtr 1: 0; 2006 Qtr 2: 0; 2006 Qtr 3: 0; 2006 Qtr 4: 0; 2007 Qtr 1: 83268; 2007 Qtr 2: 0; 2007 Qtr 3: 0; 2007 Qtr 4: 0; 2008 Qtr 1: 0; 2008 Qtr 2: 0; 2008 Qtr 3: 0; 2008 Qtr 4: 0 | 83268
0 | 213084-Refrigeration -Cooler/Freezer Door Gaskets - Solid Doors: Cooler |  | 7 | Commercial | 01-ALC-AllCommercial-Refrig | 0 |  |  |  |  | 4 | 4 | 0 | 0 | 0 | 0 | 104.55 |  | kWh | 0.01195 | 0 | Commercial |  | Annual | [5 empty] | 4 | 0.96 |  |  |  | 0 | 0 | 88 | 0 | 0 | 0 | 0 | 0 | 0 | 0 | 0 | 0 | 2006 Qtr 1: 0; 2006 Qtr 2: 0; 2006 Qtr 3: 0; 2006 Qtr 4: 0; 2007 Qtr 1: 0; 2007 Qtr 2: 0; 2007 Qtr 3: 0; 2007 Qtr 4: 88; 2008 Qtr 1: 0; 2008 Qtr 2: 0; 2008 Qtr 3: 0; 2008 Qtr 4: 0 | 88
0 | 213116-Refrigeration -Cooler/Freezer Door Gaskets - Solid Doors: Freezer |  | 7 | Commercial | 01-ALC-AllCommercial-Refrig | 0 |  |  |  |  | 4 | 4 | 0 | 0 | 0 | 0 | 104.55 |  | kWh | 0.01195 | 0 | Commercial |  | Annual | [5 empty] | 4 | 0.96 |  |  |  | 0 | 0 | 93 | 0 | 0 | 0 | 0 | 0 | 0 | 0 | 0 | 0 | 2006 Qtr 1: 0; 2006 Qtr 2: 0; 2006 Qtr 3: 0; 2006 Qtr 4: 0; 2007 Qtr 1: 0; 2007 Qtr 2: 0; 2007 Qtr 3: 0; 2007 Qtr 4: 93; 2008 Qtr 1: 0; 2008 Qtr 2: 0; 2008 Qtr 3: 0; 2008 Qtr 4: 0 | 93
0 | 213083-Refrigeration -Cooler/Freezer Door Gaskets - Glass Doors |  | 7 | Commercial | 01-ALC-AllCommercial-Refrig | 0 |  |  |  |  | 4 | 4 | 0 | 0 | 0 | 0 | 3.6686 |  | kWh | 0.000614 | 0 | Commercial |  | Annual | [5 empty] | 4 | 0.96 |  |  |  | 0 | 0 | 927 | 0 | 0 | 0 | 0 | 0 | 0 | 0 | 0 | 0 | 2006 Qtr 1: 0; 2006 Qtr 2: 0; 2006 Qtr 3: 0; 2006 Qtr 4: 0; 2007 Qtr 1: 927; 2007 Qtr 2: 0; 2007 Qtr 3: 0; 2007 Qtr 4: 0; 2008 Qtr 1: 0; 2008 Qtr 2: 0; 2008 Qtr 3: 0; 2008 Qtr 4: 0 | 927
0 | 213126-Refrigeration - Efficient Evap Fan Motor Electronically Commutated Motor (ECM) | Averaged DEER Msrs | 7 | Commercial | 01-ALC-AllCommercial-Refrig | 0 |  |  |  |  | 6.7904 | 20 | 0 | 0 | 0 | -13.2096 | 116.369 |  | kWh | 0.015845 | -0.11528 | Commercial |  | Annual | [5 empty] | 15 | 0.96 |  |  |  | 0 | 0 | 224 | 0 | 0 | 0 | 0 | 0 | 0 | 0 | 0 | 0 | 2006 Qtr 1: 0; 2006 Qtr 2: 0; 2006 Qtr 3: 0; 2006 Qtr 4: 0; 2007 Qtr 1: 0; 2007 Qtr 2: 0; 2007 Qtr 3: 224; 2007 Qtr 4: 0; 2008 Qtr 1: 0; 2008 Qtr 2: 0; 2008 Qtr 3: 0; 2008 Qtr 4: 0 | 224
0 | 213083-Refrigeration -Cooler/Freezer Door Gaskets - Glass Doors |  | 7 | Commercial | 01-ALC-AllCommercial-Refrig | 0 |  |  |  |  | 4 | 4 | 0 | 0 | 0 | 0 | 3.6686 |  | kWh | 0.000614 | 0 | Commercial |  | Annual | [5 empty] | 4 | 0.96 |  |  |  | 0 | 0 | 1007 | 0 | 0 | 0 | 0 | 0 | 0 | 0 | 0 | 0 | 2006 Qtr 1: 0; 2006 Qtr 2: 0; 2006 Qtr 3: 0; 2006 Qtr 4: 0; 2007 Qtr 1: 0; 2007 Qtr 2: 0; 2007 Qtr 3: 1007; 2007 Qtr 4: 0; 2008 Qtr 1: 0; 2008 Qtr 2: 0; 2008 Qtr 3: 0; 2008 Qtr 4: 0 | 1007
0 | 213076-Refrigeration - New Refrigeration Case w/Doors-Low Temperature Case |  | 7 | Commercial | 01-ALC-AllCommercial-Refrig | 0 |  |  |  |  | 100 | 200 | 0 | 0 | 0 | -100 | 1208 |  | kWh | 0.118 | 0 | Commercial |  | Annual | [5 empty] | 16 | 0.96 |  |  |  | 0 | 0 | 152 | 0 | 0 | 0 | 0 | 0 | 0 | 0 | 0 | 0 | 2006 Qtr 1: 0; 2006 Qtr 2: 0; 2006 Qtr 3: 0; 2006 Qtr 4: 0; 2007 Qtr 1: 0; 2007 Qtr 2: 0; 2007 Qtr 3: 0; 2007 Qtr 4: 152; 2008 Qtr 1: 0; 2008 Qtr 2: 0; 2008 Qtr 3: 0; 2008 Qtr 4: 0 | 152
0 | 213240-Refrigeration-Med Temp Std. to HE Open Display Case |  | 10 | Commercial | 01-ALC-AllCommercial-Refrig | 0 |  |  |  |  | 50 | 20 | 0 | 0 | 0 | 30 | 318 |  | kWh | 0.04 | 0 | Commercial |  | Annual | [5 empty] | 16 | 0.96 |  |  |  | 0 | 0 | 20 | 0 | 0 | 0 | 0 | 0 | 0 | 0 | 0 | 0 | 2006 Qtr 1: 0; 2006 Qtr 2: 0; 2006 Qtr 3: 0; 2006 Qtr 4: 0; 2007 Qtr 1: 0; 2007 Qtr 2: 0; 2007 Qtr 3: 0; 2007 Qtr 4: 20; 2008 Qtr 1: 0; 2008 Qtr 2: 0; 2008 Qtr 3: 0; 2008 Qtr 4: 0 | 20
0 | 213126-Refrigeration - Efficient Evap Fan Motor Electronically Commutated Motor (ECM) | Averaged DEER Msrs | 7 | Commercial | 01-ALC-AllCommercial-Refrig | 0 |  |  |  |  | 6.7904 | 20 | 0 | 0 | 0 | -13.2096 | 116.369 |  | kWh | 0.015845 | -0.11528 | Commercial |  | Annual | [5 empty] | 15 | 0.96 |  |  |  | 0 | 0 | 56 | 0 | 0 | 0 | 0 | 0 | 0 | 0 | 0 | 0 | 2006 Qtr 1: 0; 2006 Qtr 2: 0; 2006 Qtr 3: 0; 2006 Qtr 4: 0; 2007 Qtr 1: 0; 2007 Qtr 2: 0; 2007 Qtr 3: 56; 2007 Qtr 4: 0; 2008 Qtr 1: 0; 2008 Qtr 2: 0; 2008 Qtr 3: 0; 2008 Qtr 4: 0 | 56
0 | 213084-Refrigeration -Cooler/Freezer Door Gaskets - Solid Doors: Cooler |  | 7 | Commercial | 01-ALC-AllCommercial-Refrig | 0 |  |  |  |  | 4 | 4 | 0 | 0 | 0 | 0 | 104.55 |  | kWh | 0.01195 | 0 | Commercial |  | Annual | [5 empty] | 4 | 0.96 |  |  |  | 0 | 0 | 39 | 0 | 0 | 0 | 0 | 0 | 0 | 0 | 0 | 0 | 2006 Qtr 1: 0; 2006 Qtr 2: 0; 2006 Qtr 3: 0; 2006 Qtr 4: 0; 2007 Qtr 1: 0; 2007 Qtr 2: 0; 2007 Qtr 3: 39; 2007 Qtr 4: 0; 2008 Qtr 1: 0; 2008 Qtr 2: 0; 2008 Qtr 3: 0; 2008 Qtr 4: 0 | 39
0 | 213084-Refrigeration -Cooler/Freezer Door Gaskets - Solid Doors: Cooler |  | 7 | Commercial | 01-ALC-AllCommercial-Refrig | 0 |  |  |  |  | 4 | 4 | 0 | 0 | 0 | 0 | 104.55 |  | kWh | 0.01195 | 0 | Commercial |  | Annual | [5 empty] | 4 | 0.96 |  |  |  | 0 | 0 | 43 | 0 | 0 | 0 | 0 | 0 | 0 | 0 | 0 | 0 | 2006 Qtr 1: 0; 2006 Qtr 2: 0; 2006 Qtr 3: 0; 2006 Qtr 4: 0; 2007 Qtr 1: 0; 2007 Qtr 2: 0; 2007 Qtr 3: 43; 2007 Qtr 4: 0; 2008 Qtr 1: 0; 2008 Qtr 2: 0; 2008 Qtr 3: 0; 2008 Qtr 4: 0 | 43
0 | 213176-Food Service - Ice Machine Air-Cooled 301-400 |  | 7 | Commercial | 01-ALC-AllCommercial-Refrig | 0 |  |  |  |  | 559 | 300 | 0 | 0 | 0 | 259 | 1660.75 |  | kWh | 0.18958 | 0 | Commercial |  | Annual | [5 empty] | 12 | 0.96 |  |  |  | 0 | 0 | 1 | 0 | 0 | 0 | 0 | 0 | 0 | 0 | 0 | 0 | 2006 Qtr 1: 0; 2006 Qtr 2: 0; 2006 Qtr 3: 0; 2006 Qtr 4: 0; 2007 Qtr 1: 0; 2007 Qtr 2: 0; 2007 Qtr 3: 1; 2007 Qtr 4: 0; 2008 Qtr 1: 0; 2008 Qtr 2: 0; 2008 Qtr 3: 0; 2008 Qtr 4: 0 | 1
0 | 213084-Refrigeration -Cooler/Freezer Door Gaskets - Solid Doors: Cooler |  | 7 | Commercial | 01-ALC-AllCommercial-Refrig | 0 |  |  |  |  | 4 | 4 | 0 | 0 | 0 | 0 | 3.6686 |  | kWh | 0.000614 | 0 | Commercial |  | Annual | [5 empty] | 4 | 0.96 |  |  |  | 0 | 0 | 297 | 0 | 0 | 0 | 0 | 0 | 0 | 0 | 0 | 0 | 2006 Qtr 1: 0; 2006 Qtr 2: 0; 2006 Qtr 3: 0; 2006 Qtr 4: 0; 2007 Qtr 1: 0; 2007 Qtr 2: 0; 2007 Qtr 3: 297; 2007 Qtr 4: 0; 2008 Qtr 1: 0; 2008 Qtr 2: 0; 2008 Qtr 3: 0; 2008 Qtr 4: 0 | 297
0 | 213116-Refrigeration -Cooler/Freezer Door Gaskets - Solid Doors: Freezer |  | 7 | Commercial | 01-ALC-AllCommercial-Refrig | 0 |  |  |  |  | 4 | 4 | 0 | 0 | 0 | 0 | 3.6686 |  | kWh | 0.000614 | 0 | Commercial |  | Annual | [5 empty] | 4 | 0.96 |  |  |  | 0 | 0 | 105 | 0 | 0 | 0 | 0 | 0 | 0 | 0 | 0 | 0 | 2006 Qtr 1: 0; 2006 Qtr 2: 0; 2006 Qtr 3: 0; 2006 Qtr 4: 0; 2007 Qtr 1: 0; 2007 Qtr 2: 0; 2007 Qtr 3: 105; 2007 Qtr 4: 0; 2008 Qtr 1: 0; 2008 Qtr 2: 0; 2008 Qtr 3: 0; 2008 Qtr 4: 0 | 105
0 | 213128-Refrigerator - Early Replacement |  | 7 | Commercial | 01-ALC-AllCommercial-Refrig | 0 |  |  |  |  | 272 | 275 | 0 | 0 | 0 | -3 | 1040.577 |  | kWh | 0.13613 | 0 | Commercial |  | Annual | [5 empty] | 6 | 0.96 |  |  |  | 0 | 0 | 102 | 0 | 0 | 0 | 0 | 0 | 0 | 0 | 0 | 0 | 2006 Qtr 1: 0; 2006 Qtr 2: 0; 2006 Qtr 3: 0; 2006 Qtr 4: 0; 2007 Qtr 1: 0; 2007 Qtr 2: 0; 2007 Qtr 3: 0; 2007 Qtr 4: 102; 2008 Qtr 1: 0; 2008 Qtr 2: 0; 2008 Qtr 3: 0; 2008 Qtr 4: 0 | 102
0 | 213007-Heating - Greenhouse Heat Curtain | CFRM00AVHtCtn | 7 | Agricultural | 35-OTI-OtherIndustrial-PROC_OTH | 0 |  |  |  |  | 0.49 | 0.2 | 0 | 0 | 0 | 0.29 | 0.051207 |  | kWh | 0 | 0.20048 | Commercial |  | Winter Only | [5 empty] | 5 | 0.96 |  |  |  | 0 | 0 | 41630 | 0 | 0 | 0 | 0 | 0 | 0 | 0 | 0 | 0 | 2006 Qtr 1: 0; 2006 Qtr 2: 0; 2006 Qtr 3: 0; 2006 Qtr 4: 0; 2007 Qtr 1: 0; 2007 Qtr 2: 0; 2007 Qtr 3: 41630; 2007 Qtr 4: 0; 2008 Qtr 1: 0; 2008 Qtr 2: 0; 2008 Qtr 3: 0; 2008 Qtr 4: 0 | 41630
0 | 213126-Refrigeration - Efficient Evap Fan Motor Electronically Commutated Motor (ECM) | Averaged DEER Msrs | 10 | Commercial | 01-ALC-AllCommercial-Refrig | 0 |  |  |  |  | 6.7904 | 20 | 0 | 0 | 0 | -13.2096 | 116.369 |  | kWh | 0.015845 | -0.11528 | Commercial |  | Annual | [5 empty] | 15 | 0.96 |  |  |  | 0 | 0 | 20 | 0 | 0 | 0 | 0 | 0 | 0 | 0 | 0 | 0 | 2006 Qtr 1: 0; 2006 Qtr 2: 0; 2006 Qtr 3: 0; 2006 Qtr 4: 0; 2007 Qtr 1: 0; 2007 Qtr 2: 0; 2007 Qtr 3: 20; 2007 Qtr 4: 0; 2008 Qtr 1: 0; 2008 Qtr 2: 0; 2008 Qtr 3: 0; 2008 Qtr 4: 0 | 20
0 | 213126-Refrigeration - Efficient Evap Fan Motor Electronically Commutated Motor (ECM) | Averaged DEER Msrs | 7 | Commercial | 01-ALC-AllCommercial-Refrig | 0 |  |  |  |  | 6.7904 | 20 | 0 | 0 | 0 | -13.2096 | 116.369 |  | kWh | 0.015845 | -0.11528 | Commercial |  | Annual | [5 empty] | 15 | 0.96 |  |  |  | 0 | 0 | 122 | 0 | 0 | 0 | 0 | 0 | 0 | 0 | 0 | 0 | 2006 Qtr 1: 0; 2006 Qtr 2: 0; 2006 Qtr 3: 0; 2006 Qtr 4: 0; 2007 Qtr 1: 0; 2007 Qtr 2: 0; 2007 Qtr 3: 122; 2007 Qtr 4: 0; 2008 Qtr 1: 0; 2008 Qtr 2: 0; 2008 Qtr 3: 0; 2008 Qtr 4: 0 | 122
0 | 213126-Refrigeration - Efficient Evap Fan Motor Electronically Commutated Motor (ECM) | Averaged DEER Msrs | 7 | Commercial | 01-ALC-AllCommercial-Refrig | 0 |  |  |  |  | 6.7904 | 20 | 0 | 0 | 0 | -13.2096 | 116.369 |  | kWh | 0.015845 | -0.11528 | Commercial |  | Annual | [5 empty] | 15 | 0.96 |  |  |  | 0 | 0 | 141 | 0 | 0 | 0 | 0 | 0 | 0 | 0 | 0 | 0 | 2006 Qtr 1: 0; 2006 Qtr 2: 0; 2006 Qtr 3: 0; 2006 Qtr 4: 0; 2007 Qtr 1: 0; 2007 Qtr 2: 0; 2007 Qtr 3: 141; 2007 Qtr 4: 0; 2008 Qtr 1: 0; 2008 Qtr 2: 0; 2008 Qtr 3: 0; 2008 Qtr 4: 0 | 141
0 | 213126-Refrigeration - Efficient Evap Fan Motor Electronically Commutated Motor (ECM) | Averaged DEER Msrs | 10 | Commercial | 01-ALC-AllCommercial-Refrig | 0 |  |  |  |  | 6.7904 | 20 | 0 | 0 | 0 | -13.2096 | 116.369 |  | kWh | 0.015845 | -0.11528 | Commercial |  | Annual | [5 empty] | 15 | 0.96 |  |  |  | 0 | 0 | 101 | 0 | 0 | 0 | 0 | 0 | 0 | 0 | 0 | 0 | 2006 Qtr 1: 0; 2006 Qtr 2: 0; 2006 Qtr 3: 0; 2006 Qtr 4: 0; 2007 Qtr 1: 0; 2007 Qtr 2: 0; 2007 Qtr 3: 101; 2007 Qtr 4: 0; 2008 Qtr 1: 0; 2008 Qtr 2: 0; 2008 Qtr 3: 0; 2008 Qtr 4: 0 | 101
0 | 213126-Refrigeration - Efficient Evap Fan Motor Electronically Commutated Motor (ECM) | Averaged DEER Msrs | 7 | Commercial | 01-ALC-AllCommercial-Refrig | 0 |  |  |  |  | 6.7904 | 20 | 0 | 0 | 0 | -13.2096 | 116.369 |  | kWh | 0.015845 | -0.11528 | Commercial |  | Annual | [5 empty] | 15 | 0.96 |  |  |  | 0 | 0 | 155 | 0 | 0 | 0 | 0 | 0 | 0 | 0 | 0 | 0 | 2006 Qtr 1: 0; 2006 Qtr 2: 0; 2006 Qtr 3: 0; 2006 Qtr 4: 0; 2007 Qtr 1: 0; 2007 Qtr 2: 0; 2007 Qtr 3: 155; 2007 Qtr 4: 0; 2008 Qtr 1: 0; 2008 Qtr 2: 0; 2008 Qtr 3: 0; 2008 Qtr 4: 0 | 155
0 | 213126-Refrigeration - Efficient Evap Fan Motor Electronically Commutated Motor (ECM) | Averaged DEER Msrs | 7 | Commercial | 01-ALC-AllCommercial-Refrig | 0 |  |  |  |  | 6.7904 | 20 | 0 | 0 | 0 | -13.2096 | 116.369 |  | kWh | 0.015845 | -0.11528 | Commercial |  | Annual | [5 empty] | 15 | 0.96 |  |  |  | 0 | 0 | 90 | 0 | 0 | 0 | 0 | 0 | 0 | 0 | 0 | 0 | 2006 Qtr 1: 0; 2006 Qtr 2: 0; 2006 Qtr 3: 0; 2006 Qtr 4: 0; 2007 Qtr 1: 0; 2007 Qtr 2: 0; 2007 Qtr 3: 90; 2007 Qtr 4: 0; 2008 Qtr 1: 0; 2008 Qtr 2: 0; 2008 Qtr 3: 0; 2008 Qtr 4: 0 | 90
0 | 213126-Refrigeration - Efficient Evap Fan Motor Electronically Commutated Motor (ECM) | Averaged DEER Msrs | 10 | Commercial | 01-ALC-AllCommercial-Refrig | 0 |  |  |  |  | 6.7904 | 20 | 0 | 0 | 0 | -13.2096 | 116.369 |  | kWh | 0.015845 | -0.11528 | Commercial |  | Annual | [5 empty] | 15 | 0.96 |  |  |  | 0 | 0 | 95 | 0 | 0 | 0 | 0 | 0 | 0 | 0 | 0 | 0 | 2006 Qtr 1: 0; 2006 Qtr 2: 0; 2006 Qtr 3: 0; 2006 Qtr 4: 0; 2007 Qtr 1: 0; 2007 Qtr 2: 0; 2007 Qtr 3: 95; 2007 Qtr 4: 0; 2008 Qtr 1: 0; 2008 Qtr 2: 0; 2008 Qtr 3: 0; 2008 Qtr 4: 0 | 95
0 | 213136-High Efficiency Copier | CALC00AVCOP01 | 10 | Commercial | 01-ALC-AllCommercial-OffEquip | 0 |  |  |  |  | 156.7608 | 100 | 0 | 0 | 0 | 56.7608 | 323.8 |  | kWh | 0.040719 | 0 | Commercial |  | Annual | [5 empty] | 6 | 0.96 |  |  |  | 0 | 0 | 4 | 0 | 0 | 0 | 0 | 0 | 0 | 0 | 0 | 0 | 2006 Qtr 1: 0; 2006 Qtr 2: 0; 2006 Qtr 3: 0; 2006 Qtr 4: 0; 2007 Qtr 1: 0; 2007 Qtr 2: 0; 2007 Qtr 3: 4; 2007 Qtr 4: 0; 2008 Qtr 1: 0; 2008 Qtr 2: 0; 2008 Qtr 3: 0; 2008 Qtr 4: 0 | 4
0 | 213136-High Efficiency Copier | CALC00AVCOP01 | 10 | Commercial | 01-ALC-AllCommercial-OffEquip | 0 |  |  |  |  | 156.7608 | 100 | 0 | 0 | 0 | 56.7608 | 323.8 |  | kWh | 0.040719 | 0 | Commercial |  | Annual | [5 empty] | 6 | 0.96 |  |  |  | 0 | 0 | 2 | 0 | 0 | 0 | 0 | 0 | 0 | 0 | 0 | 0 | 2006 Qtr 1: 0; 2006 Qtr 2: 0; 2006 Qtr 3: 0; 2006 Qtr 4: 0; 2007 Qtr 1: 0; 2007 Qtr 2: 0; 2007 Qtr 3: 2; 2007 Qtr 4: 0; 2008 Qtr 1: 0; 2008 Qtr 2: 0; 2008 Qtr 3: 0; 2008 Qtr 4: 0 | 2
0 | 213136-High Efficiency Copier | CALC00AVCOP01 | 10 | Commercial | 01-ALC-AllCommercial-OffEquip | 0 |  |  |  |  | 156.7608 | 100 | 0 | 0 | 0 | 56.7608 | 323.8 |  | kWh | 0.040719 | 0 | Commercial |  | Annual | [5 empty] | 6 | 0.96 |  |  |  | 0 | 0 | 1 | 0 | 0 | 0 | 0 | 0 | 0 | 0 | 0 | 0 | 2006 Qtr 1: 0; 2006 Qtr 2: 0; 2006 Qtr 3: 0; 2006 Qtr 4: 0; 2007 Qtr 1: 0; 2007 Qtr 2: 0; 2007 Qtr 3: 1; 2007 Qtr 4: 0; 2008 Qtr 1: 0; 2008 Qtr 2: 0; 2008 Qtr 3: 0; 2008 Qtr 4: 0 | 1
0 | 213136-High Efficiency Copier | CALC00AVCOP01 | 10 | Commercial | 01-ALC-AllCommercial-OffEquip | 0 |  |  |  |  | 156.7608 | 100 | 0 | 0 | 0 | 56.7608 | 323.8 |  | kWh | 0.040719 | 0 | Commercial |  | Annual | [5 empty] | 6 | 0.96 |  |  |  | 0 | 0 | 1 | 0 | 0 | 0 | 0 | 0 | 0 | 0 | 0 | 0 | 2006 Qtr 1: 0; 2006 Qtr 2: 0; 2006 Qtr 3: 0; 2006 Qtr 4: 0; 2007 Qtr 1: 0; 2007 Qtr 2: 0; 2007 Qtr 3: 1; 2007 Qtr 4: 0; 2008 Qtr 1: 0; 2008 Qtr 2: 0; 2008 Qtr 3: 0; 2008 Qtr 4: 0 | 1
0 | 213136-High Efficiency Copier | CALC00AVCOP01 | 7 | Commercial | 01-ALC-AllCommercial-OffEquip | 0 |  |  |  |  | 156.7608 | 100 | 0 | 0 | 0 | 56.7608 | 323.8 |  | kWh | 0.040719 | 0 | Commercial |  | Annual | [5 empty] | 6 | 0.96 |  |  |  | 0 | 0 | 1 | 0 | 0 | 0 | 0 | 0 | 0 | 0 | 0 | 0 | 2006 Qtr 1: 0; 2006 Qtr 2: 0; 2006 Qtr 3: 0; 2006 Qtr 4: 0; 2007 Qtr 1: 0; 2007 Qtr 2: 0; 2007 Qtr 3: 1; 2007 Qtr 4: 0; 2008 Qtr 1: 0; 2008 Qtr 2: 0; 2008 Qtr 3: 0; 2008 Qtr 4: 0 | 1
0 | 213176-Food Service - Ice Machine Air-Cooled 301-400 |  | 7 | Commercial | 01-ALC-AllCommercial-Refrig | 0 |  |  |  |  | 559 | 300 | 0 | 0 | 0 | 259 | 1660.75 |  | kWh | 0.18958 | 0 | Commercial |  | Annual | [5 empty] | 12 | 0.96 |  |  |  | 0 | 0 | 8 | 0 | 0 | 0 | 0 | 0 | 0 | 0 | 0 | 0 | 2006 Qtr 1: 0; 2006 Qtr 2: 0; 2006 Qtr 3: 0; 2006 Qtr 4: 0; 2007 Qtr 1: 0; 2007 Qtr 2: 0; 2007 Qtr 3: 8; 2007 Qtr 4: 0; 2008 Qtr 1: 0; 2008 Qtr 2: 0; 2008 Qtr 3: 0; 2008 Qtr 4: 0 | 8
0 | 213084-Refrigeration -Cooler/Freezer Door Gaskets - Solid Doors: Cooler |  | 7 | Commercial | 01-ALC-AllCommercial-Refrig | 0 |  |  |  |  | 4 | 4 | 0 | 0 | 0 | 0 | 104.55 |  | kWh | 0.01195 | 0 | Commercial |  | Annual | [5 empty] | 4 | 0.96 |  |  |  | 0 | 0 | 59 | 0 | 0 | 0 | 0 | 0 | 0 | 0 | 0 | 0 | 2006 Qtr 1: 0; 2006 Qtr 2: 0; 2006 Qtr 3: 0; 2006 Qtr 4: 0; 2007 Qtr 1: 0; 2007 Qtr 2: 0; 2007 Qtr 3: 59; 2007 Qtr 4: 0; 2008 Qtr 1: 0; 2008 Qtr 2: 0; 2008 Qtr 3: 0; 2008 Qtr 4: 0 | 59
0 | 213116-Refrigeration -Cooler/Freezer Door Gaskets - Solid Doors: Freezer |  | 7 | Commercial | 01-ALC-AllCommercial-Refrig | 0 |  |  |  |  | 4 | 4 | 0 | 0 | 0 | 0 | 104.55 |  | kWh | 0.01195 | 0 | Commercial |  | Annual | [5 empty] | 4 | 0.96 |  |  |  | 0 | 0 | 16 | 0 | 0 | 0 | 0 | 0 | 0 | 0 | 0 | 0 | 2006 Qtr 1: 0; 2006 Qtr 2: 0; 2006 Qtr 3: 0; 2006 Qtr 4: 0; 2007 Qtr 1: 0; 2007 Qtr 2: 0; 2007 Qtr 3: 16; 2007 Qtr 4: 0; 2008 Qtr 1: 0; 2008 Qtr 2: 0; 2008 Qtr 3: 0; 2008 Qtr 4: 0 | 16
0 | 213126-Refrigeration - Efficient Evap Fan Motor Electronically Commutated Motor (ECM) | Averaged DEER Msrs | 7 | Commercial | 01-ALC-AllCommercial-Refrig | 0 |  |  |  |  | 6.7904 | 20 | 0 | 0 | 0 | -13.2096 | 116.369 |  | kWh | 0.015845 | -0.11528 | Commercial |  | Annual | [5 empty] | 15 | 0.96 |  |  |  | 0 | 0 | 84 | 0 | 0 | 0 | 0 | 0 | 0 | 0 | 0 | 0 | 2006 Qtr 1: 0; 2006 Qtr 2: 0; 2006 Qtr 3: 0; 2006 Qtr 4: 0; 2007 Qtr 1: 0; 2007 Qtr 2: 0; 2007 Qtr 3: 84; 2007 Qtr 4: 0; 2008 Qtr 1: 0; 2008 Qtr 2: 0; 2008 Qtr 3: 0; 2008 Qtr 4: 0 | 84
0 | 213136-High Efficiency Copier | CALC00AVCOP01 | 10 | Commercial | 01-ALC-AllCommercial-OffEquip | 0 |  |  |  |  | 156.7608 | 100 | 0 | 0 | 0 | 56.7608 | 323.8 |  | kWh | 0.040719 | 0 | Commercial |  | Annual | [5 empty] | 6 | 0.96 |  |  |  | 0 | 0 | 1 | 0 | 0 | 0 | 0 | 0 | 0 | 0 | 0 | 0 | 2006 Qtr 1: 0; 2006 Qtr 2: 0; 2006 Qtr 3: 0; 2006 Qtr 4: 0; 2007 Qtr 1: 0; 2007 Qtr 2: 0; 2007 Qtr 3: 1; 2007 Qtr 4: 0; 2008 Qtr 1: 0; 2008 Qtr 2: 0; 2008 Qtr 3: 0; 2008 Qtr 4: 0 | 1
0 | 213136-High Efficiency Copier | CALC00AVCOP01 | 10 | Commercial | 01-ALC-AllCommercial-OffEquip | 0 |  |  |  |  | 156.7608 | 100 | 0 | 0 | 0 | 56.7608 | 323.8 |  | kWh | 0.040719 | 0 | Commercial |  | Annual | [5 empty] | 6 | 0.96 |  |  |  | 0 | 0 | 2 | 0 | 0 | 0 | 0 | 0 | 0 | 0 | 0 | 0 | 2006 Qtr 1: 0; 2006 Qtr 2: 0; 2006 Qtr 3: 0; 2006 Qtr 4: 0; 2007 Qtr 1: 0; 2007 Qtr 2: 0; 2007 Qtr 3: 2; 2007 Qtr 4: 0; 2008 Qtr 1: 0; 2008 Qtr 2: 0; 2008 Qtr 3: 0; 2008 Qtr 4: 0 | 2
0 | 213178-Food Service - Ice Machine Air-Cooled 501-1000 |  | 10 | Commercial | 01-ALC-AllCommercial-Refrig | 0 |  |  |  |  | 1485 | 400 | 0 | 0 | 0 | 1085 | 3011.25 |  | kWh | 0.34375 | 0 | Commercial |  | Annual | [5 empty] | 12 | 0.96 |  |  |  | 0 | 0 | 1 | 0 | 0 | 0 | 0 | 0 | 0 | 0 | 0 | 0 | 2006 Qtr 1: 0; 2006 Qtr 2: 0; 2006 Qtr 3: 0; 2006 Qtr 4: 0; 2007 Qtr 1: 0; 2007 Qtr 2: 0; 2007 Qtr 3: 1; 2007 Qtr 4: 0; 2008 Qtr 1: 0; 2008 Qtr 2: 0; 2008 Qtr 3: 0; 2008 Qtr 4: 0 | 1
0 | 213084-Refrigeration -Cooler/Freezer Door Gaskets - Solid Doors: Cooler |  | 10 | Commercial | 01-ALC-AllCommercial-Refrig | 0 |  |  |  |  | 4 | 4 | 0 | 0 | 0 | 0 | 104.55 |  | kWh | 0.01195 | 0 | Commercial |  | Annual | [5 empty] | 4 | 0.96 |  |  |  | 0 | 0 | 110 | 0 | 0 | 0 | 0 | 0 | 0 | 0 | 0 | 0 | 2006 Qtr 1: 0; 2006 Qtr 2: 0; 2006 Qtr 3: 0; 2006 Qtr 4: 0; 2007 Qtr 1: 0; 2007 Qtr 2: 0; 2007 Qtr 3: 110; 2007 Qtr 4: 0; 2008 Qtr 1: 0; 2008 Qtr 2: 0; 2008 Qtr 3: 0; 2008 Qtr 4: 0 | 110
0 | 213175-Food Service - Ice Machine Air-Cooled 201-300 |  | 7 | Commercial | 01-ALC-AllCommercial-Refrig | 0 |  |  |  |  | 312 | 300 | 0 | 0 | 0 | 12 | 2281.25 |  | kWh | 0.26042 | 0 | Commercial |  | Annual | [5 empty] | 12 | 0.96 |  |  |  | 0 | 0 | 6 | 0 | 0 | 0 | 0 | 0 | 0 | 0 | 0 | 0 | 2006 Qtr 1: 0; 2006 Qtr 2: 0; 2006 Qtr 3: 0; 2006 Qtr 4: 0; 2007 Qtr 1: 0; 2007 Qtr 2: 0; 2007 Qtr 3: 6; 2007 Qtr 4: 0; 2008 Qtr 1: 0; 2008 Qtr 2: 0; 2008 Qtr 3: 0; 2008 Qtr 4: 0 | 6
0 | 213007-Heating - Greenhouse Heat Curtain | CFRM00AVHtCtn | 10 | Agricultural | 35-OTI-OtherIndustrial-PROC_OTH | 0 |  |  |  |  | 0.49 | 0.2 | 0 | 0 | 0 | 0.29 | 0.014919 |  | kWh | 0 | 0.20048 | Commercial |  | Winter Only | [5 empty] | 5 | 0.96 |  |  |  | 0 | 0 | 142891 | 0 | 0 | 0 | 0 | 0 | 0 | 0 | 0 | 0 | 2006 Qtr 1: 0; 2006 Qtr 2: 0; 2006 Qtr 3: 0; 2006 Qtr 4: 0; 2007 Qtr 1: 0; 2007 Qtr 2: 0; 2007 Qtr 3: 142891; 2007 Qtr 4: 0; 2008 Qtr 1: 0; 2008 Qtr 2: 0; 2008 Qtr 3: 0; 2008 Qtr 4: 0 | 142891
0 | 213084-Refrigeration -Cooler/Freezer Door Gaskets - Solid Doors: Cooler |  | 7 | Commercial | 01-ALC-AllCommercial-Refrig | 0 |  |  |  |  | 4 | 4 | 0 | 0 | 0 | 0 | 104.55 |  | kWh | 0.01195 | 0 | Commercial |  | Annual | [5 empty] | 4 | 0.96 |  |  |  | 0 | 0 | 69 | 0 | 0 | 0 | 0 | 0 | 0 | 0 | 0 | 0 | 2006 Qtr 1: 0; 2006 Qtr 2: 0; 2006 Qtr 3: 0; 2006 Qtr 4: 0; 2007 Qtr 1: 0; 2007 Qtr 2: 0; 2007 Qtr 3: 69; 2007 Qtr 4: 0; 2008 Qtr 1: 0; 2008 Qtr 2: 0; 2008 Qtr 3: 0; 2008 Qtr 4: 0 | 69
0 | 213086-Water Heating - Gas Storage Water Heater (per MBtuh) |  | 7 | Commercial | 01-ALC-AllCommercial-Vent/Fan | 0 |  |  |  |  | 6.7769 | 2 | 0 | 0 | 0 | 4.7769 | 0 |  | kWh | 0 | 1.753 | Commercial |  | Annual | [5 empty] | 15 | 0.96 |  |  |  | 0 | 0 | 150 | 0 | 0 | 0 | 0 | 0 | 0 | 0 | 0 | 0 | 2006 Qtr 1: 0; 2006 Qtr 2: 0; 2006 Qtr 3: 0; 2006 Qtr 4: 0; 2007 Qtr 1: 0; 2007 Qtr 2: 0; 2007 Qtr 3: 150; 2007 Qtr 4: 0; 2008 Qtr 1: 0; 2008 Qtr 2: 0; 2008 Qtr 3: 0; 2008 Qtr 4: 0 | 150
0 | 213157-Pipe Insulation - Low Pressure Steam Applic. (LF) 1 in |  | 7 | Commercial | 01-ALC-AllCommercial-Vent/Fan | 0 |  |  |  |  | 5.67 | 2 | 0 | 0 | 0 | 3.67 | 0 |  | kWh | 0 | 13.4 | Commercial |  | Annual | [5 empty] | 20 | 0.96 |  |  |  | 0 | 0 | 2145 | 0 | 0 | 0 | 0 | 0 | 0 | 0 | 0 | 0 | 2006 Qtr 1: 0; 2006 Qtr 2: 0; 2006 Qtr 3: 0; 2006 Qtr 4: 0; 2007 Qtr 1: 0; 2007 Qtr 2: 0; 2007 Qtr 3: 2145; 2007 Qtr 4: 0; 2008 Qtr 1: 0; 2008 Qtr 2: 0; 2008 Qtr 3: 0; 2008 Qtr 4: 0 | 2145
0 | 213156-Pipe Insulation - Hot Water Applic. (sq ft) 1 in |  | 7 | Commercial | 01-ALC-AllCommercial-Vent/Fan | 0 |  |  |  |  | 5.67 | 2 | 0 | 0 | 0 | 3.67 | 0 |  | kWh | 0 | 2.6 | Commercial |  | Annual | [5 empty] | 20 | 0.96 |  |  |  | 0 | 0 | 2625 | 0 | 0 | 0 | 0 | 0 | 0 | 0 | 0 | 0 | 2006 Qtr 1: 0; 2006 Qtr 2: 0; 2006 Qtr 3: 0; 2006 Qtr 4: 0; 2007 Qtr 1: 0; 2007 Qtr 2: 0; 2007 Qtr 3: 2625; 2007 Qtr 4: 0; 2008 Qtr 1: 0; 2008 Qtr 2: 0; 2008 Qtr 3: 0; 2008 Qtr 4: 0 | 2625
0 | 213078-Refrigeration - New Refrigeration Case w/Doors-Special doors Low Temp |  | 7 | Commercial | 01-ALC-AllCommercial-Refrig | 0 |  |  |  |  | 700 | 200 | 0 | 0 | 0 | 500 | 1208 |  | kWh | 0.218 | 0 | Commercial |  | Annual | [5 empty] | 16 | 0.96 |  |  |  | 0 | 0 | 12 | 0 | 0 | 0 | 0 | 0 | 0 | 0 | 0 | 0 | 2006 Qtr 1: 0; 2006 Qtr 2: 0; 2006 Qtr 3: 0; 2006 Qtr 4: 0; 2007 Qtr 1: 0; 2007 Qtr 2: 0; 2007 Qtr 3: 0; 2007 Qtr 4: 12; 2008 Qtr 1: 0; 2008 Qtr 2: 0; 2008 Qtr 3: 0; 2008 Qtr 4: 0 | 12
0 | 213078-Refrigeration - New Refrigeration Case w/Doors-Special doors Low Temp |  | 7 | Commercial | 01-ALC-AllCommercial-Refrig | 0 |  |  |  |  | 700 | 200 | 0 | 0 | 0 | 500 | 1208 |  | kWh | 0.218 | 0 | Commercial |  | Annual | [5 empty] | 16 | 0.96 |  |  |  | 0 | 0 | 24 | 0 | 0 | 0 | 0 | 0 | 0 | 0 | 0 | 0 | 2006 Qtr 1: 0; 2006 Qtr 2: 0; 2006 Qtr 3: 0; 2006 Qtr 4: 0; 2007 Qtr 1: 0; 2007 Qtr 2: 0; 2007 Qtr 3: 0; 2007 Qtr 4: 24; 2008 Qtr 1: 0; 2008 Qtr 2: 0; 2008 Qtr 3: 0; 2008 Qtr 4: 0 | 24
0 | 213020-Lighting - Hardwire Incan Base >90 watt Fluorescent Fixture |  | 7 | Commercial | 01-ALC-AllCommercial-IntLight | 0 |  |  |  |  | 222.2686 | 217.1294 | 0 | 0 | 0 | 5.1392 | 114.1532 |  | kWh | 0.0044908 |  | Commercial |  | Annual | [5 empty] | 12 | 0.96 |  |  |  | 0 | 0 | 358.8136 | 0 | 0 | 0 | 0 | 0 | 0 | 0 | 0 | 0 | 2006 Qtr 1: 0; 2006 Qtr 2: 0; 2006 Qtr 3: 0; 2006 Qtr 4: 0; 2007 Qtr 1: 0; 2007 Qtr 2: 0; 2007 Qtr 3: 0; 2007 Qtr 4: 358.8136; 2008 Qtr 1: 0; 2008 Qtr 2: 0; 2008 Qtr 3: 0; 2008 Qtr 4: 0 | 358.8136
0 | 213011-Lighting - 2 Ft 2nd Gen. T-8 with Elec. Ballast |  | System | Commercial | 01-ALC-AllCommercial-IntLight | 0 |  |  |  |  | 26.9806 | 6.4239 | 0 | 0 | 0 | 20.5566 | 17.582 |  | kWh | 0.004574 | -0.033454 | Commercial |  | Annual | [5 empty] | 11 | 0.96 |  |  |  | 0 | 0 | 38.9169 | 0 | 0 | 0 | 0 | 0 | 0 | 0 | 0 | 0 | 2006 Qtr 1: 0; 2006 Qtr 2: 0; 2006 Qtr 3: 0; 2006 Qtr 4: 0; 2007 Qtr 1: 0; 2007 Qtr 2: 0; 2007 Qtr 3: 0; 2007 Qtr 4: 38.9169; 2008 Qtr 1: 0; 2008 Qtr 2: 0; 2008 Qtr 3: 0; 2008 Qtr 4: 0 | 38.9169
0 | 213147-Premium T8 with T12 34Watt Baseline |  | System | Commercial | 01-ALC-AllCommercial-IntLight | 0 |  |  |  |  | 16.3168 | 7.7087 | 0 | 0 | 0 | 8.6081 | 8.7573 |  | kWh | 0.0022782 | -0.016663 | Commercial |  | Annual | [5 empty] | 11 | 0.96 |  |  |  | 0 | 0 | 3841.0958 | 0 | 0 | 0 | 0 | 0 | 0 | 0 | 0 | 0 | 2006 Qtr 1: 0; 2006 Qtr 2: 0; 2006 Qtr 3: 0; 2006 Qtr 4: 0; 2007 Qtr 1: 0; 2007 Qtr 2: 0; 2007 Qtr 3: 0; 2007 Qtr 4: 3841.0958; 2008 Qtr 1: 0; 2008 Qtr 2: 0; 2008 Qtr 3: 0; 2008 Qtr 4: 0 | 3841.0958
0 | 213053-Lighting - Remove 4 Ft T-8 (De-Lamp) | COFL00AVDEL01 | System | Commercial | 01-ALC-AllCommercial-IntLight | 0 |  |  |  |  | 33.026 | 12.8479 | 0 | 0 | 0 | 20.1781 | 91.8395 |  | kWh | 0.023892 | -0.17475 | Commercial |  | Annual | [5 empty] | 11 | 0.96 |  |  |  | 0 | 0 | 2178.5668 | 0 | 0 | 0 | 0 | 0 | 0 | 0 | 0 | 0 | 2006 Qtr 1: 0; 2006 Qtr 2: 0; 2006 Qtr 3: 0; 2006 Qtr 4: 0; 2007 Qtr 1: 0; 2007 Qtr 2: 0; 2007 Qtr 3: 0; 2007 Qtr 4: 2178.5668; 2008 Qtr 1: 0; 2008 Qtr 2: 0; 2008 Qtr 3: 0; 2008 Qtr 4: 0 | 2178.5668
0 | 213020-Lighting - Hardwire Incan Base >90 watt Fluorescent Fixture |  | 7 | Commercial | 01-ALC-AllCommercial-IntLight | 0 |  |  |  |  | 222.2686 | 217.1294 | 0 | 0 | 0 | 5.1392 | 73.3086 |  | kWh | 0.021591 |  | Commercial |  | Annual | [5 empty] | 12 | 0.96 |  |  |  | 0 | 0 | 28.7985 | 0 | 0 | 0 | 0 | 0 | 0 | 0 | 0 | 0 | 2006 Qtr 1: 0; 2006 Qtr 2: 0; 2006 Qtr 3: 0; 2006 Qtr 4: 0; 2007 Qtr 1: 0; 2007 Qtr 2: 0; 2007 Qtr 3: 0; 2007 Qtr 4: 28.7985; 2008 Qtr 1: 0; 2008 Qtr 2: 0; 2008 Qtr 3: 0; 2008 Qtr 4: 0 | 28.7985
0 | 213215-Lighting-Interior High Bay Linear Fluorescent Fixtures <= 244 Watts replacing 400 Watts (Tier 1) |  | 10 | Commercial | 14-MLI-Manufacturing–LightIndustry-LIGHT | 0 |  |  |  |  | 308.7635 | 97.9359 | 0 | 0 | 0 | 210.8275 | 967.2809 |  | kWh | 0.20386 | -1.4666 | Commercial |  | Annual | [5 empty] | 11 | 0.96 |  |  |  | 0 | 0 | 25.9098 | 0 | 0 | 0 | 0 | 0 | 0 | 0 | 0 | 0 | 2006 Qtr 1: 0; 2006 Qtr 2: 0; 2006 Qtr 3: 0; 2006 Qtr 4: 0; 2007 Qtr 1: 0; 2007 Qtr 2: 0; 2007 Qtr 3: 0; 2007 Qtr 4: 25.9098; 2008 Qtr 1: 0; 2008 Qtr 2: 0; 2008 Qtr 3: 0; 2008 Qtr 4: 0 | 25.9098
0 | 213230-Lighting - Occupancy Sensor - High-Bay Sensor |  | 10 | Commercial | 14-MLI-Manufacturing–LightIndustry-LIGHT | 0 |  |  |  |  | 141 | 100 | 0 | 0 | 0 | 41 | 1304.0352 |  | kWh | 0.465 | 0 | Commercial |  | Annual | [5 empty] | 8 | 0.96 |  |  |  | 0 | 0 | 25 | 0 | 0 | 0 | 0 | 0 | 0 | 0 | 0 | 0 | 2006 Qtr 1: 0; 2006 Qtr 2: 0; 2006 Qtr 3: 0; 2006 Qtr 4: 0; 2007 Qtr 1: 0; 2007 Qtr 2: 0; 2007 Qtr 3: 0; 2007 Qtr 4: 25; 2008 Qtr 1: 0; 2008 Qtr 2: 0; 2008 Qtr 3: 0; 2008 Qtr 4: 0 | 25
0 | 213215-Lighting-Interior High Bay Linear Fluorescent Fixtures <= 244 Watts replacing 400 Watts (Tier 1) |  | 10 | Commercial | 14-MLI-Manufacturing–LightIndustry-LIGHT | 0 |  |  |  |  | 308.7635 | 97.9359 | 0 | 0 | 0 | 210.8275 | 967.2809 |  | kWh | 0.20386 | -1.4666 | Commercial |  | Annual | [5 empty] | 11 | 0.96 |  |  |  | 0 | 0 | 83.9478 | 0 | 0 | 0 | 0 | 0 | 0 | 0 | 0 | 0 | 2006 Qtr 1: 0; 2006 Qtr 2: 0; 2006 Qtr 3: 0; 2006 Qtr 4: 0; 2007 Qtr 1: 0; 2007 Qtr 2: 0; 2007 Qtr 3: 0; 2007 Qtr 4: 83.9478; 2008 Qtr 1: 0; 2008 Qtr 2: 0; 2008 Qtr 3: 0; 2008 Qtr 4: 0 | 83.9478
0 | 213230-Lighting - Occupancy Sensor - High-Bay Sensor |  | 10 | Commercial | 14-MLI-Manufacturing–LightIndustry-LIGHT | 0 |  |  |  |  | 141 | 100 | 0 | 0 | 0 | 41 | 1304.0352 |  | kWh | 0.465 | 0 | Commercial |  | Annual | [5 empty] | 8 | 0.96 |  |  |  | 0 | 0 | 81 | 0 | 0 | 0 | 0 | 0 | 0 | 0 | 0 | 0 | 2006 Qtr 1: 0; 2006 Qtr 2: 0; 2006 Qtr 3: 0; 2006 Qtr 4: 0; 2007 Qtr 1: 0; 2007 Qtr 2: 0; 2007 Qtr 3: 0; 2007 Qtr 4: 81; 2008 Qtr 1: 0; 2008 Qtr 2: 0; 2008 Qtr 3: 0; 2008 Qtr 4: 0 | 81
0 | 213226-Water Heating -Commercial Boiler |  | 10 | Commercial | 21-RSD-Restaurant–SitDown-PROC_OTH | 0 |  |  |  |  | 3.57 | 0.5 | 0 | 0 | 0 | 3.07 | 0 |  | kWh | 0 | 0.46 | Commercial |  | Annual | [5 empty] | 20 | 0.96 |  |  |  | 0 | 0 | 3780 | 0 | 0 | 0 | 0 | 0 | 0 | 0 | 0 | 0 | 2006 Qtr 1: 0; 2006 Qtr 2: 0; 2006 Qtr 3: 0; 2006 Qtr 4: 0; 2007 Qtr 1: 0; 2007 Qtr 2: 0; 2007 Qtr 3: 3780; 2007 Qtr 4: 0; 2008 Qtr 1: 0; 2008 Qtr 2: 0; 2008 Qtr 3: 0; 2008 Qtr 4: 0 | 3780
0 | 213176-Food Service - Ice Machine Air-Cooled 301-400 |  | 7 | Commercial | 01-ALC-AllCommercial-Refrig | 0 |  |  |  |  | 559 | 300 | 0 | 0 | 0 | 259 | 1660.75 |  | kWh | 0.18958 | 0 | Commercial |  | Annual | [5 empty] | 12 | 0.96 |  |  |  | 0 | 0 | 1 | 0 | 0 | 0 | 0 | 0 | 0 | 0 | 0 | 0 | 2006 Qtr 1: 0; 2006 Qtr 2: 0; 2006 Qtr 3: 0; 2006 Qtr 4: 0; 2007 Qtr 1: 0; 2007 Qtr 2: 0; 2007 Qtr 3: 0; 2007 Qtr 4: 1; 2008 Qtr 1: 0; 2008 Qtr 2: 0; 2008 Qtr 3: 0; 2008 Qtr 4: 0 | 1
0 | 213176-Food Service - Ice Machine Air-Cooled 301-400 |  | 7 | Commercial | 01-ALC-AllCommercial-Refrig | 0 |  |  |  |  | 559 | 300 | 0 | 0 | 0 | 259 | 1660.75 |  | kWh | 0.18958 | 0 | Commercial |  | Annual | [5 empty] | 12 | 0.96 |  |  |  | 0 | 0 | 1 | 0 | 0 | 0 | 0 | 0 | 0 | 0 | 0 | 0 | 2006 Qtr 1: 0; 2006 Qtr 2: 0; 2006 Qtr 3: 0; 2006 Qtr 4: 0; 2007 Qtr 1: 0; 2007 Qtr 2: 0; 2007 Qtr 3: 1; 2007 Qtr 4: 0; 2008 Qtr 1: 0; 2008 Qtr 2: 0; 2008 Qtr 3: 0; 2008 Qtr 4: 0 | 1
0 | 213147-Premium T8 with T12 34Watt Baseline |  | 7 | Commercial | 01-ALC-AllCommercial-IntLight | 0 |  |  |  |  | 16.3168 | 6.9379 | 0 | 0 | 0 | 9.379 | 12.7536 |  | kWh | 0.0025735 | -0.024267 | Commercial |  | Annual | [5 empty] | 11 | 0.96 |  |  |  | 0 | 0 | 14.0101 | 0 | 0 | 0 | 0 | 0 | 0 | 0 | 0 | 0 | 2006 Qtr 1: 0; 2006 Qtr 2: 0; 2006 Qtr 3: 0; 2006 Qtr 4: 0; 2007 Qtr 1: 0; 2007 Qtr 2: 0; 2007 Qtr 3: 0; 2007 Qtr 4: 14.0101; 2008 Qtr 1: 0; 2008 Qtr 2: 0; 2008 Qtr 3: 0; 2008 Qtr 4: 0 | 14.0101
0 | 213053-Lighting - Remove 4 Ft T-8 (De-Lamp) | COFL00AVDEL01 | 7 | Commercial | 01-ALC-AllCommercial-IntLight | 0 |  |  |  |  | 33.026 | 11.5631 | 0 | 0 | 0 | 21.4629 | 133.7492 |  | kWh | 0.026989 | -0.25449 | Commercial |  | Annual | [5 empty] | 11 | 0.96 |  |  |  | 0 | 0 | 14.0101 | 0 | 0 | 0 | 0 | 0 | 0 | 0 | 0 | 0 | 2006 Qtr 1: 0; 2006 Qtr 2: 0; 2006 Qtr 3: 0; 2006 Qtr 4: 0; 2007 Qtr 1: 0; 2007 Qtr 2: 0; 2007 Qtr 3: 0; 2007 Qtr 4: 14.0101; 2008 Qtr 1: 0; 2008 Qtr 2: 0; 2008 Qtr 3: 0; 2008 Qtr 4: 0 | 14.0101
0 | 213013-Lighting - 8 Ft T-8 with Elec. Ballast |  | 7 | Commercial | 01-ALC-AllCommercial-IntLight | 0 |  |  |  |  | 41.7557 | 8.6723 | 0 | 0 | 0 | 33.0833 | 47.7442 |  | kWh | 0.0096341 | -0.090845 | Commercial |  | Annual | [5 empty] | 11 | 0.96 |  |  |  | 0 | 0 | 148.6625 | 0 | 0 | 0 | 0 | 0 | 0 | 0 | 0 | 0 | 2006 Qtr 1: 0; 2006 Qtr 2: 0; 2006 Qtr 3: 0; 2006 Qtr 4: 0; 2007 Qtr 1: 0; 2007 Qtr 2: 0; 2007 Qtr 3: 0; 2007 Qtr 4: 148.6625; 2008 Qtr 1: 0; 2008 Qtr 2: 0; 2008 Qtr 3: 0; 2008 Qtr 4: 0 | 148.6625
0 | 213054-Lighting - Remove 8 Ft T-8 (De-Lamp) | CRTL00AVDEL02 | 7 | Commercial | 01-ALC-AllCommercial-IntLight | 0 |  |  |  |  | 33.2757 | 28.9078 | 0 | 0 | 0 | 4.368 | 220.7352 |  | kWh | 0.044541 | -0.42 | Commercial |  | Annual | [5 empty] | 11 | 0.96 |  |  |  | 0 | 0 | 140.8791 | 0 | 0 | 0 | 0 | 0 | 0 | 0 | 0 | 0 | 2006 Qtr 1: 0; 2006 Qtr 2: 0; 2006 Qtr 3: 0; 2006 Qtr 4: 0; 2007 Qtr 1: 0; 2007 Qtr 2: 0; 2007 Qtr 3: 0; 2007 Qtr 4: 140.8791; 2008 Qtr 1: 0; 2008 Qtr 2: 0; 2008 Qtr 3: 0; 2008 Qtr 4: 0 | 140.8791
0 | 213049-Lighting - LED Exit Sign New Sign | CALC00AVETS01 | 7 | Commercial | 02-ASM-Assembly-Exit | 0 |  |  |  |  | 65.4374 | 40.5 | 0 | 0 | 0 | 24.9374 | 351.311 |  | kWh | 0 | 0 | Commercial |  | Annual | [5 empty] | 16 | 0.96 |  |  |  | 0 | 0 | 5 | 0 | 0 | 0 | 0 | 0 | 0 | 0 | 0 | 0 | 2006 Qtr 1: 0; 2006 Qtr 2: 0; 2006 Qtr 3: 0; 2006 Qtr 4: 0; 2007 Qtr 1: 0; 2007 Qtr 2: 0; 2007 Qtr 3: 0; 2007 Qtr 4: 5; 2008 Qtr 1: 0; 2008 Qtr 2: 0; 2008 Qtr 3: 0; 2008 Qtr 4: 0 | 5
0 | 213215-Lighting-Interior High Bay Linear Fluorescent Fixtures <= 244 Watts replacing 400 Watts (Tier 1) |  | 7 | Commercial | 01-ALC-AllCommercial-IntLight | 0 |  |  |  |  | 308.7635 | 88.1423 | 0 | 0 | 0 | 220.6211 | 1042.5135 |  | kWh | 0.2063 | -1.9836 | Commercial |  | Annual | [5 empty] | 11 | 0.96 |  |  |  | 0 | 0 | 26.9462 | 0 | 0 | 0 | 0 | 0 | 0 | 0 | 0 | 0 | 2006 Qtr 1: 0; 2006 Qtr 2: 0; 2006 Qtr 3: 0; 2006 Qtr 4: 0; 2007 Qtr 1: 0; 2007 Qtr 2: 0; 2007 Qtr 3: 0; 2007 Qtr 4: 26.9462; 2008 Qtr 1: 0; 2008 Qtr 2: 0; 2008 Qtr 3: 0; 2008 Qtr 4: 0 | 26.9462
0 | 213206-Lighting-Interior High Bay Linear Fluorescent Fixtures 361-600 Watts replacing > 400 Watts |  | 7 | Commercial | 01-ALC-AllCommercial-IntLight | 0 |  |  |  |  | 627.1758 | 222.4062 | 0 | 0 | 0 | 404.7696 | 389.6943 |  | kWh | 0.12257 | -0.74149 | Commercial |  | Annual | [5 empty] | 11 | 0.96 |  |  |  | 0 | 0 | 58.038 | 0 | 0 | 0 | 0 | 0 | 0 | 0 | 0 | 0 | 2006 Qtr 1: 0; 2006 Qtr 2: 0; 2006 Qtr 3: 0; 2006 Qtr 4: 0; 2007 Qtr 1: 0; 2007 Qtr 2: 0; 2007 Qtr 3: 58.038; 2007 Qtr 4: 0; 2008 Qtr 1: 0; 2008 Qtr 2: 0; 2008 Qtr 3: 0; 2008 Qtr 4: 0 | 58.038
0 | 213049-Lighting - LED Exit Sign New Sign | CALC00AVETS01 | 7 | Commercial | 02-ASM-Assembly-Exit | 0 |  |  |  |  | 65.4374 | 45 | 0 | 0 | 0 | 20.4374 | 351.311 |  | kWh | 0 | 0 | Commercial |  | Annual | [5 empty] | 16 | 0.96 |  |  |  | 0 | 0 | 9 | 0 | 0 | 0 | 0 | 0 | 0 | 0 | 0 | 0 | 2006 Qtr 1: 0; 2006 Qtr 2: 0; 2006 Qtr 3: 0; 2006 Qtr 4: 0; 2007 Qtr 1: 0; 2007 Qtr 2: 0; 2007 Qtr 3: 9; 2007 Qtr 4: 0; 2008 Qtr 1: 0; 2008 Qtr 2: 0; 2008 Qtr 3: 0; 2008 Qtr 4: 0 | 9
0 | 213215-Lighting-Interior High Bay Linear Fluorescent Fixtures <= 244 Watts replacing 400 Watts (Tier 1) |  | 10 | Commercial | 14-MLI-Manufacturing–LightIndustry-LIGHT | 0 |  |  |  |  | 308.7635 | 97.9359 | 0 | 0 | 0 | 210.8275 | 967.2809 |  | kWh | 0.20386 | -1.4666 | Commercial |  | Annual | [5 empty] | 11 | 0.96 |  |  |  | 0 | 0 | 10.3639 | 0 | 0 | 0 | 0 | 0 | 0 | 0 | 0 | 0 | 2006 Qtr 1: 0; 2006 Qtr 2: 0; 2006 Qtr 3: 0; 2006 Qtr 4: 0; 2007 Qtr 1: 0; 2007 Qtr 2: 0; 2007 Qtr 3: 0; 2007 Qtr 4: 10.3639; 2008 Qtr 1: 0; 2008 Qtr 2: 0; 2008 Qtr 3: 0; 2008 Qtr 4: 0 | 10.3639
0 | 213224-Lighting - Occupancy Sensor - Wall/Ceiling Mounted Lighting Sensor | CALC00AVOCC01 | 10 | Commercial | 14-MLI-Manufacturing–LightIndustry-LIGHT | 0 |  |  |  |  | 42.2833 | 83.5 | 0 | 0 | 0 | -41.2167 | 213.759 |  | kWh | 0.17617 | 0 | Commercial |  | Annual | [5 empty] | 8 | 0.96 |  |  |  | 0 | 0 | 2 | 0 | 0 | 0 | 0 | 0 | 0 | 0 | 0 | 0 | 2006 Qtr 1: 0; 2006 Qtr 2: 0; 2006 Qtr 3: 0; 2006 Qtr 4: 0; 2007 Qtr 1: 0; 2007 Qtr 2: 0; 2007 Qtr 3: 0; 2007 Qtr 4: 2; 2008 Qtr 1: 0; 2008 Qtr 2: 0; 2008 Qtr 3: 0; 2008 Qtr 4: 0 | 2
0 | 213230-Lighting - Occupancy Sensor - High-Bay Sensor |  | 10 | Commercial | 14-MLI-Manufacturing–LightIndustry-LIGHT | 0 |  |  |  |  | 141 | 100 | 0 | 0 | 0 | 41 | 1304.0352 |  | kWh | 0.465 | 0 | Commercial |  | Annual | [5 empty] | 8 | 0.96 |  |  |  | 0 | 0 | 10 | 0 | 0 | 0 | 0 | 0 | 0 | 0 | 0 | 0 | 2006 Qtr 1: 0; 2006 Qtr 2: 0; 2006 Qtr 3: 0; 2006 Qtr 4: 0; 2007 Qtr 1: 0; 2007 Qtr 2: 0; 2007 Qtr 3: 0; 2007 Qtr 4: 10; 2008 Qtr 1: 0; 2008 Qtr 2: 0; 2008 Qtr 3: 0; 2008 Qtr 4: 0 | 10
0 | 213084-Refrigeration -Cooler/Freezer Door Gaskets - Solid Doors: Cooler |  | 7 | Commercial | 01-ALC-AllCommercial-Refrig | 0 |  |  |  |  | 4 | 4 | 0 | 0 | 0 | 0 | 104.55 |  | kWh | 0.01195 | 0 | Commercial |  | Annual | [5 empty] | 4 | 0.96 |  |  |  | 0 | 0 | 175 | 0 | 0 | 0 | 0 | 0 | 0 | 0 | 0 | 0 | 2006 Qtr 1: 0; 2006 Qtr 2: 0; 2006 Qtr 3: 0; 2006 Qtr 4: 0; 2007 Qtr 1: 0; 2007 Qtr 2: 0; 2007 Qtr 3: 0; 2007 Qtr 4: 175; 2008 Qtr 1: 0; 2008 Qtr 2: 0; 2008 Qtr 3: 0; 2008 Qtr 4: 0 | 175
0 | 213116-Refrigeration -Cooler/Freezer Door Gaskets - Solid Doors: Freezer |  | 7 | Commercial | 01-ALC-AllCommercial-Refrig | 0 |  |  |  |  | 4 | 4 | 0 | 0 | 0 | 0 | 104.55 |  | kWh | 0.01195 | 0 | Commercial |  | Annual | [5 empty] | 4 | 0.96 |  |  |  | 0 | 0 | 174 | 0 | 0 | 0 | 0 | 0 | 0 | 0 | 0 | 0 | 2006 Qtr 1: 0; 2006 Qtr 2: 0; 2006 Qtr 3: 0; 2006 Qtr 4: 0; 2007 Qtr 1: 0; 2007 Qtr 2: 0; 2007 Qtr 3: 0; 2007 Qtr 4: 174; 2008 Qtr 1: 0; 2008 Qtr 2: 0; 2008 Qtr 3: 0; 2008 Qtr 4: 0 | 174
0 | 213013-Lighting - 8 Ft T-8 with Elec. Ballast |  | 7 | Commercial | 01-ALC-AllCommercial-IntLight | 0 |  |  |  |  | 41.7557 | 9.6359 | 0 | 0 | 0 | 32.1197 | 47.7442 |  | kWh | 0.0096341 | -0.090845 | Commercial |  | Annual | [5 empty] | 11 | 0.96 |  |  |  | 0 | 0 | 77.0554 | 0 | 0 | 0 | 0 | 0 | 0 | 0 | 0 | 0 | 2006 Qtr 1: 0; 2006 Qtr 2: 0; 2006 Qtr 3: 0; 2006 Qtr 4: 0; 2007 Qtr 1: 0; 2007 Qtr 2: 0; 2007 Qtr 3: 0; 2007 Qtr 4: 77.0554; 2008 Qtr 1: 0; 2008 Qtr 2: 0; 2008 Qtr 3: 0; 2008 Qtr 4: 0 | 77.0554
0 | 213054-Lighting - Remove 8 Ft T-8 (De-Lamp) | CRTL00AVDEL02 | 7 | Commercial | 01-ALC-AllCommercial-IntLight | 0 |  |  |  |  | 33.2757 | 32.1197 | 0 | 0 | 0 | 1.156 | 220.7352 |  | kWh | 0.044541 | -0.42 | Commercial |  | Annual | [5 empty] | 11 | 0.96 |  |  |  | 0 | 0 | 77.0554 | 0 | 0 | 0 | 0 | 0 | 0 | 0 | 0 | 0 | 2006 Qtr 1: 0; 2006 Qtr 2: 0; 2006 Qtr 3: 0; 2006 Qtr 4: 0; 2007 Qtr 1: 0; 2007 Qtr 2: 0; 2007 Qtr 3: 0; 2007 Qtr 4: 77.0554; 2008 Qtr 1: 0; 2008 Qtr 2: 0; 2008 Qtr 3: 0; 2008 Qtr 4: 0 | 77.0554
0 | 213215-Lighting-Interior High Bay Linear Fluorescent Fixtures <= 244 Watts replacing 400 Watts (Tier 1) |  | 10 | Commercial | 14-MLI-Manufacturing–LightIndustry-LIGHT | 0 |  |  |  |  | 308.7635 | 97.9359 | 0 | 0 | 0 | 210.8275 | 967.2809 |  | kWh | 0.20386 | -1.4666 | Commercial |  | Annual | [5 empty] | 11 | 0.96 |  |  |  | 0 | 0 | 24.8734 | 0 | 0 | 0 | 0 | 0 | 0 | 0 | 0 | 0 | 2006 Qtr 1: 0; 2006 Qtr 2: 0; 2006 Qtr 3: 0; 2006 Qtr 4: 0; 2007 Qtr 1: 0; 2007 Qtr 2: 0; 2007 Qtr 3: 0; 2007 Qtr 4: 24.8734; 2008 Qtr 1: 0; 2008 Qtr 2: 0; 2008 Qtr 3: 0; 2008 Qtr 4: 0 | 24.8734
0 | 213224-Lighting - Occupancy Sensor - Wall/Ceiling Mounted Lighting Sensor | CALC00AVOCC01 | 10 | Commercial | 14-MLI-Manufacturing–LightIndustry-LIGHT | 0 |  |  |  |  | 42.2833 | 83.5 | 0 | 0 | 0 | -41.2167 | 213.759 |  | kWh | 0.17617 | 0 | Commercial |  | Annual | [5 empty] | 8 | 0.96 |  |  |  | 0 | 0 | 6 | 0 | 0 | 0 | 0 | 0 | 0 | 0 | 0 | 0 | 2006 Qtr 1: 0; 2006 Qtr 2: 0; 2006 Qtr 3: 0; 2006 Qtr 4: 0; 2007 Qtr 1: 0; 2007 Qtr 2: 0; 2007 Qtr 3: 0; 2007 Qtr 4: 6; 2008 Qtr 1: 0; 2008 Qtr 2: 0; 2008 Qtr 3: 0; 2008 Qtr 4: 0 | 6
0 | 213230-Lighting - Occupancy Sensor - High-Bay Sensor |  | 10 | Commercial | 14-MLI-Manufacturing–LightIndustry-LIGHT | 0 |  |  |  |  | 141 | 100 | 0 | 0 | 0 | 41 | 1304.0352 |  | kWh | 0.465 | 0 | Commercial |  | Annual | [5 empty] | 8 | 0.96 |  |  |  | 0 | 0 | 24 | 0 | 0 | 0 | 0 | 0 | 0 | 0 | 0 | 0 | 2006 Qtr 1: 0; 2006 Qtr 2: 0; 2006 Qtr 3: 0; 2006 Qtr 4: 0; 2007 Qtr 1: 0; 2007 Qtr 2: 0; 2007 Qtr 3: 0; 2007 Qtr 4: 24; 2008 Qtr 1: 0; 2008 Qtr 2: 0; 2008 Qtr 3: 0; 2008 Qtr 4: 0 | 24
0 | 213215-Lighting-Interior High Bay Linear Fluorescent Fixtures <= 244 Watts replacing 400 Watts (Tier 1) |  | 10 | Commercial | 14-MLI-Manufacturing–LightIndustry-LIGHT | 0 |  |  |  |  | 308.7635 | 97.9359 | 0 | 0 | 0 | 210.8275 | 967.2809 |  | kWh | 0.20386 | -1.4666 | Commercial |  | Annual | [5 empty] | 11 | 0.96 |  |  |  | 0 | 0 | 14.5095 | 0 | 0 | 0 | 0 | 0 | 0 | 0 | 0 | 0 | 2006 Qtr 1: 0; 2006 Qtr 2: 0; 2006 Qtr 3: 0; 2006 Qtr 4: 0; 2007 Qtr 1: 0; 2007 Qtr 2: 0; 2007 Qtr 3: 0; 2007 Qtr 4: 14.5095; 2008 Qtr 1: 0; 2008 Qtr 2: 0; 2008 Qtr 3: 0; 2008 Qtr 4: 0 | 14.5095
0 | 213230-Lighting - Occupancy Sensor - High-Bay Sensor |  | 10 | Commercial | 14-MLI-Manufacturing–LightIndustry-LIGHT | 0 |  |  |  |  | 141 | 100 | 0 | 0 | 0 | 41 | 1304.0352 |  | kWh | 0.465 | 0 | Commercial |  | Annual | [5 empty] | 8 | 0.96 |  |  |  | 0 | 0 | 14 | 0 | 0 | 0 | 0 | 0 | 0 | 0 | 0 | 0 | 2006 Qtr 1: 0; 2006 Qtr 2: 0; 2006 Qtr 3: 0; 2006 Qtr 4: 0; 2007 Qtr 1: 0; 2007 Qtr 2: 0; 2007 Qtr 3: 0; 2007 Qtr 4: 14; 2008 Qtr 1: 0; 2008 Qtr 2: 0; 2008 Qtr 3: 0; 2008 Qtr 4: 0 | 14
0 | 213049-Lighting - LED Exit Sign New Sign | CALC00AVETS01 | 10 | Commercial | 02-ASM-Assembly-Exit | 0 |  |  |  |  | 65.4374 | 45 | 0 | 0 | 0 | 20.4374 | 351.311 |  | kWh | 0 | 0 | Commercial |  | Annual | [5 empty] | 16 | 0.96 |  |  |  | 0 | 0 | 1 | 0 | 0 | 0 | 0 | 0 | 0 | 0 | 0 | 0 | 2006 Qtr 1: 0; 2006 Qtr 2: 0; 2006 Qtr 3: 0; 2006 Qtr 4: 0; 2007 Qtr 1: 0; 2007 Qtr 2: 0; 2007 Qtr 3: 0; 2007 Qtr 4: 1; 2008 Qtr 1: 0; 2008 Qtr 2: 0; 2008 Qtr 3: 0; 2008 Qtr 4: 0 | 1
0 | 213136-High Efficiency Copier | CALC00AVCOP01 | 10 | Commercial | 01-ALC-AllCommercial-OffEquip | 0 |  |  |  |  | 156.7608 | 100 | 0 | 0 | 0 | 56.7608 | 323.8 |  | kWh | 0.040719 | 0 | Commercial |  | Annual | [5 empty] | 6 | 0.96 |  |  |  | 0 | 0 | 7 | 0 | 0 | 0 | 0 | 0 | 0 | 0 | 0 | 0 | 2006 Qtr 1: 0; 2006 Qtr 2: 0; 2006 Qtr 3: 0; 2006 Qtr 4: 0; 2007 Qtr 1: 0; 2007 Qtr 2: 0; 2007 Qtr 3: 7; 2007 Qtr 4: 0; 2008 Qtr 1: 0; 2008 Qtr 2: 0; 2008 Qtr 3: 0; 2008 Qtr 4: 0 | 7
0 | 213084-Refrigeration -Cooler/Freezer Door Gaskets - Solid Doors: Cooler |  | 7 | Commercial | 01-ALC-AllCommercial-Refrig | 0 |  |  |  |  | 4 | 4 | 0 | 0 | 0 | 0 | 104.55 |  | kWh | 0.01195 | 0 | Commercial |  | Annual | [5 empty] | 4 | 0.96 |  |  |  | 0 | 0 | 228 | 0 | 0 | 0 | 0 | 0 | 0 | 0 | 0 | 0 | 2006 Qtr 1: 0; 2006 Qtr 2: 0; 2006 Qtr 3: 0; 2006 Qtr 4: 0; 2007 Qtr 1: 0; 2007 Qtr 2: 0; 2007 Qtr 3: 0; 2007 Qtr 4: 228; 2008 Qtr 1: 0; 2008 Qtr 2: 0; 2008 Qtr 3: 0; 2008 Qtr 4: 0 | 228
0 | 213083-Refrigeration -Cooler/Freezer Door Gaskets - Glass Doors |  | 10 | Commercial | 23-RTL-Retail–SingleStorylarge-REFG | 0 |  |  |  |  | 4 | 4 | 0 | 0 | 0 | 0 | 3.6686 |  | kWh | 0.000614 | 0 | Commercial |  | Annual | [5 empty] | 4 | 0.96 |  |  |  | 0 | 0 | 0 | 1178 | 0 | 0 | 0 | 0 | 0 | 0 | 0 | 0 | 2006 Qtr 1: 0; 2006 Qtr 2: 0; 2006 Qtr 3: 0; 2006 Qtr 4: 0; 2007 Qtr 1: 0; 2007 Qtr 2: 0; 2007 Qtr 3: 0; 2007 Qtr 4: 0; 2008 Qtr 1: 0; 2008 Qtr 2: 0; 2008 Qtr 3: 0; 2008 Qtr 4: 1178 | 1178
0 | 213250-Ice Machines 301-400 - CEE Tier III |  | 7 | Commercial | 10-HSP-Health/Medical–Hospital-REFG | 0 |  |  |  |  | 1252 | 150 | 0 | 0 | 0 | 1102 | 1040 |  | kWh | 0.107 | 0 | Commercial |  | Annual | [5 empty] | 12 | 0.96 |  |  |  | 0 | 0 | 0 | 25 | 0 | 0 | 0 | 0 | 0 | 0 | 0 | 0 | 2006 Qtr 1: 0; 2006 Qtr 2: 0; 2006 Qtr 3: 0; 2006 Qtr 4: 0; 2007 Qtr 1: 0; 2007 Qtr 2: 0; 2007 Qtr 3: 0; 2007 Qtr 4: 0; 2008 Qtr 1: 0; 2008 Qtr 2: 0; 2008 Qtr 3: 0; 2008 Qtr 4: 25 | 25
0 | 213136-High Efficiency Copier | CALC00AVCOP01 | 7 | Commercial | 23-RTL-Retail–SingleStorylarge-OFF_EQ | 0 |  |  |  |  | 156.7608 | 200 | 0 | 0 | 0 | -43.2392 | 323.8 |  | kWh | 0.040719 | 0 | Commercial |  | Annual | [5 empty] | 6 | 0.96 |  |  |  | 0 | 0 | 0 | 47 | 0 | 0 | 0 | 0 | 0 | 0 | 0 | 0 | 2006 Qtr 1: 0; 2006 Qtr 2: 0; 2006 Qtr 3: 0; 2006 Qtr 4: 0; 2007 Qtr 1: 0; 2007 Qtr 2: 0; 2007 Qtr 3: 0; 2007 Qtr 4: 0; 2008 Qtr 1: 0; 2008 Qtr 2: 0; 2008 Qtr 3: 0; 2008 Qtr 4: 47 | 47
0 | 213147-Premium T8 with T12 34Watt Baseline |  | 7 | Commercial | 01-ALC-AllCommercial-IntLight | 0 |  |  |  |  | 16.3168 | 7.7087 | 0 | 0 | 0 | 8.6081 | 11.2236 |  | kWh | 0.0037 | -0.021356 | Commercial |  | Annual | [5 empty] | 11 | 0.96 |  |  |  | 0 | 0 | 0 | 94.9572 | 0 | 0 | 0 | 0 | 0 | 0 | 0 | 0 | 2006 Qtr 1: 0; 2006 Qtr 2: 0; 2006 Qtr 3: 0; 2006 Qtr 4: 0; 2007 Qtr 1: 0; 2007 Qtr 2: 0; 2007 Qtr 3: 0; 2007 Qtr 4: 0; 2008 Qtr 1: 0; 2008 Qtr 2: 0; 2008 Qtr 3: 0; 2008 Qtr 4: 94.9572 | 94.9572
0 | 213053-Lighting - Remove 4 Ft T-8 (De-Lamp) | COFL00AVDEL01 | 7 | Commercial | 01-ALC-AllCommercial-IntLight | 0 |  |  |  |  | 33.026 | 12.8479 | 0 | 0 | 0 | 20.1781 | 117.7035 |  | kWh | 0.038802 | -0.22396 | Commercial |  | Annual | [5 empty] | 11 | 0.96 |  |  |  | 0 | 0 | 0 | 87.1738 | 0 | 0 | 0 | 0 | 0 | 0 | 0 | 0 | 2006 Qtr 1: 0; 2006 Qtr 2: 0; 2006 Qtr 3: 0; 2006 Qtr 4: 0; 2007 Qtr 1: 0; 2007 Qtr 2: 0; 2007 Qtr 3: 0; 2007 Qtr 4: 0; 2008 Qtr 1: 0; 2008 Qtr 2: 0; 2008 Qtr 3: 0; 2008 Qtr 4: 87.1738 | 87.1738
0 | 213206-Lighting-Interior High Bay Linear Fluorescent Fixtures 361-600 Watts replacing > 400 Watts |  | 7 | Commercial | 01-ALC-AllCommercial-IntLight | 0 |  |  |  |  | 627.1758 | 222.4062 | 0 | 0 | 0 | 404.7696 | 539.3904 |  | kWh | 0.1566 | -1.0263 | Commercial |  | Annual | [5 empty] | 11 | 0.96 |  |  |  | 0 | 0 | 0 | 40.4193 | 0 | 0 | 0 | 0 | 0 | 0 | 0 | 0 | 2006 Qtr 1: 0; 2006 Qtr 2: 0; 2006 Qtr 3: 0; 2006 Qtr 4: 0; 2007 Qtr 1: 0; 2007 Qtr 2: 0; 2007 Qtr 3: 0; 2007 Qtr 4: 0; 2008 Qtr 1: 0; 2008 Qtr 2: 0; 2008 Qtr 3: 0; 2008 Qtr 4: 40.4193 | 40.4193
0 | 213147-Premium T8 with T12 34Watt Baseline |  | 7 | Commercial | 01-ALC-AllCommercial-IntLight | 0 |  |  |  |  | 16.3168 | 7.7087 | 0 | 0 | 0 | 8.6081 | 23.4731 |  | kWh | 0.0045936 | -0.044663 | Commercial |  | Annual | [5 empty] | 11 | 0.96 |  |  |  | 0 | 0 | 0 | 99.6272 | 0 | 0 | 0 | 0 | 0 | 0 | 0 | 0 | 2006 Qtr 1: 0; 2006 Qtr 2: 0; 2006 Qtr 3: 0; 2006 Qtr 4: 0; 2007 Qtr 1: 0; 2007 Qtr 2: 0; 2007 Qtr 3: 0; 2007 Qtr 4: 0; 2008 Qtr 1: 0; 2008 Qtr 2: 0; 2008 Qtr 3: 0; 2008 Qtr 4: 99.6272 | 99.6272
0 | 213147-Premium T8 with T12 34Watt Baseline |  | 7 | Commercial | 21-RSD-Restaurant–SitDown-LIT_INT | 0 |  |  |  |  | 16.3168 | 7.7087 | 0 | 0 | 0 | 8.6081 | 32.3914 |  | kWh | 0.0048683 | -0.15233 | Commercial |  | Annual | [5 empty] | 11 | 0.96 |  |  |  | 0 | 0 | 0 | 45.1436 | 0 | 0 | 0 | 0 | 0 | 0 | 0 | 0 | 2006 Qtr 1: 0; 2006 Qtr 2: 0; 2006 Qtr 3: 0; 2006 Qtr 4: 0; 2007 Qtr 1: 0; 2007 Qtr 2: 0; 2007 Qtr 3: 0; 2007 Qtr 4: 0; 2008 Qtr 1: 0; 2008 Qtr 2: 0; 2008 Qtr 3: 0; 2008 Qtr 4: 45.1436 | 45.1436
0 | 213053-Lighting - Remove 4 Ft T-8 (De-Lamp) | COFL00AVDEL01 | 7 | Commercial | 21-RSD-Restaurant–SitDown-LIT_INT | 0 |  |  |  |  | 33.026 | 12.8479 | 0 | 0 | 0 | 20.1781 | 339.6945 |  | kWh | 0.051055 | -1.5975 | Commercial |  | Annual | [5 empty] | 11 | 0.96 |  |  |  | 0 | 0 | 0 | 38.9169 | 0 | 0 | 0 | 0 | 0 | 0 | 0 | 0 | 2006 Qtr 1: 0; 2006 Qtr 2: 0; 2006 Qtr 3: 0; 2006 Qtr 4: 0; 2007 Qtr 1: 0; 2007 Qtr 2: 0; 2007 Qtr 3: 0; 2007 Qtr 4: 0; 2008 Qtr 1: 0; 2008 Qtr 2: 0; 2008 Qtr 3: 0; 2008 Qtr 4: 38.9169 | 38.9169
0 | 213147-Premium T8 with T12 34Watt Baseline |  | 7 | Commercial | 01-ALC-AllCommercial-IntLight | 0 |  |  |  |  | 16.3168 | 7.7087 | 0 | 0 | 0 | 8.6081 | 23.4731 |  | kWh | 0.0045936 | -0.044663 | Commercial |  | Annual | [5 empty] | 11 | 0.96 |  |  |  | 0 | 0 | 0 | 607.1033 | 0 | 0 | 0 | 0 | 0 | 0 | 0 | 0 | 2006 Qtr 1: 0; 2006 Qtr 2: 0; 2006 Qtr 3: 0; 2006 Qtr 4: 0; 2007 Qtr 1: 0; 2007 Qtr 2: 0; 2007 Qtr 3: 0; 2007 Qtr 4: 0; 2008 Qtr 1: 0; 2008 Qtr 2: 0; 2008 Qtr 3: 0; 2008 Qtr 4: 607.1033 | 607.1033
0 | 213002-A/C - Reflective Window Film Coastal |  | 7 | Commercial | 01-ALC-AllCommercial-Cooling | 0 |  |  |  |  | 3.12 | 1.5 | 0 | 0 | 0 | 1.62 | 12.44 |  | kWh | 0.0023 | 0 | Commercial |  | Annual | [5 empty] | 10 | 0.96 |  |  |  | 0 | 0 | 0 | 6214 | 0 | 0 | 0 | 0 | 0 | 0 | 0 | 0 | 2006 Qtr 1: 0; 2006 Qtr 2: 0; 2006 Qtr 3: 0; 2006 Qtr 4: 0; 2007 Qtr 1: 0; 2007 Qtr 2: 0; 2007 Qtr 3: 0; 2007 Qtr 4: 0; 2008 Qtr 1: 0; 2008 Qtr 2: 0; 2008 Qtr 3: 0; 2008 Qtr 4: 6214 | 6214
0 | 213147-Premium T8 with T12 34Watt Baseline |  | 7 | Commercial | 01-ALC-AllCommercial-IntLight | 0 |  |  |  |  | 16.3168 | 7.7087 | 0 | 0 | 0 | 8.6081 | 23.4731 |  | kWh | 0.0045936 | -0.044663 | Commercial |  | Annual | [5 empty] | 11 | 0.96 |  |  |  | 0 | 0 | 0 | 76.2771 | 0 | 0 | 0 | 0 | 0 | 0 | 0 | 0 | 2006 Qtr 1: 0; 2006 Qtr 2: 0; 2006 Qtr 3: 0; 2006 Qtr 4: 0; 2007 Qtr 1: 0; 2007 Qtr 2: 0; 2007 Qtr 3: 0; 2007 Qtr 4: 0; 2008 Qtr 1: 0; 2008 Qtr 2: 0; 2008 Qtr 3: 0; 2008 Qtr 4: 76.2771 | 76.2771
0 | 213206-Lighting-Interior High Bay Linear Fluorescent Fixtures 361-600 Watts replacing > 400 Watts |  | 10 | Commercial | 01-ALC-AllCommercial-IntLight | 0 |  |  |  |  | 627.1758 | 222.4062 | 0 | 0 | 0 | 404.7696 | 669.6141 |  | kWh | 0.13813 | -1.2741 | Commercial |  | Annual | [5 empty] | 11 | 0.96 |  |  |  | 0 | 0 | 0 | 22.8006 | 0 | 0 | 0 | 0 | 0 | 0 | 0 | 0 | 2006 Qtr 1: 0; 2006 Qtr 2: 0; 2006 Qtr 3: 0; 2006 Qtr 4: 0; 2007 Qtr 1: 0; 2007 Qtr 2: 0; 2007 Qtr 3: 0; 2007 Qtr 4: 0; 2008 Qtr 1: 0; 2008 Qtr 2: 0; 2008 Qtr 3: 0; 2008 Qtr 4: 22.8006 | 22.8006
0 | 213147-Premium T8 with T12 34Watt Baseline |  | 10 | Commercial | 01-ALC-AllCommercial-IntLight | 0 |  |  |  |  | 16.3168 | 7.7087 | 0 | 0 | 0 | 8.6081 | 23.4731 |  | kWh | 0.0045936 | -0.044663 | Commercial |  | Annual | [5 empty] | 11 | 0.96 |  |  |  | 0 | 0 | 0 | 96.5139 | 0 | 0 | 0 | 0 | 0 | 0 | 0 | 0 | 2006 Qtr 1: 0; 2006 Qtr 2: 0; 2006 Qtr 3: 0; 2006 Qtr 4: 0; 2007 Qtr 1: 0; 2007 Qtr 2: 0; 2007 Qtr 3: 0; 2007 Qtr 4: 0; 2008 Qtr 1: 0; 2008 Qtr 2: 0; 2008 Qtr 3: 0; 2008 Qtr 4: 96.5139 | 96.5139
0 | 213013-Lighting - 8 Ft T-8 with Elec. Ballast |  | 10 | Commercial | 01-ALC-AllCommercial-IntLight | 0 |  |  |  |  | 41.7557 | 9.6359 | 0 | 0 | 0 | 32.1197 | 87.8736 |  | kWh | 0.017196 | -0.1672 | Commercial |  | Annual | [5 empty] | 11 | 0.96 |  |  |  | 0 | 0 | 0 | 31.1335 | 0 | 0 | 0 | 0 | 0 | 0 | 0 | 0 | 2006 Qtr 1: 0; 2006 Qtr 2: 0; 2006 Qtr 3: 0; 2006 Qtr 4: 0; 2007 Qtr 1: 0; 2007 Qtr 2: 0; 2007 Qtr 3: 0; 2007 Qtr 4: 0; 2008 Qtr 1: 0; 2008 Qtr 2: 0; 2008 Qtr 3: 0; 2008 Qtr 4: 31.1335 | 31.1335
0 | 213053-Lighting - Remove 4 Ft T-8 (De-Lamp) | COFL00AVDEL01 | 10 | Commercial | 01-ALC-AllCommercial-IntLight | 0 |  |  |  |  | 33.026 | 12.8479 | 0 | 0 | 0 | 20.1781 | 246.1665 |  | kWh | 0.048174 | -0.46839 | Commercial |  | Annual | [5 empty] | 11 | 0.96 |  |  |  | 0 | 0 | 0 | 31.1335 | 0 | 0 | 0 | 0 | 0 | 0 | 0 | 0 | 2006 Qtr 1: 0; 2006 Qtr 2: 0; 2006 Qtr 3: 0; 2006 Qtr 4: 0; 2007 Qtr 1: 0; 2007 Qtr 2: 0; 2007 Qtr 3: 0; 2007 Qtr 4: 0; 2008 Qtr 1: 0; 2008 Qtr 2: 0; 2008 Qtr 3: 0; 2008 Qtr 4: 31.1335 | 31.1335
0 | 213054-Lighting - Remove 8 Ft T-8 (De-Lamp) | CRTL00AVDEL02 | 10 | Commercial | 01-ALC-AllCommercial-IntLight | 0 |  |  |  |  | 33.2757 | 32.1197 | 0 | 0 | 0 | 1.156 | 406.265 |  | kWh | 0.079504 | -0.77302 | Commercial |  | Annual | [5 empty] | 11 | 0.96 |  |  |  | 0 | 0 | 0 | 31.1335 | 0 | 0 | 0 | 0 | 0 | 0 | 0 | 0 | 2006 Qtr 1: 0; 2006 Qtr 2: 0; 2006 Qtr 3: 0; 2006 Qtr 4: 0; 2007 Qtr 1: 0; 2007 Qtr 2: 0; 2007 Qtr 3: 0; 2007 Qtr 4: 0; 2008 Qtr 1: 0; 2008 Qtr 2: 0; 2008 Qtr 3: 0; 2008 Qtr 4: 31.1335 | 31.1335
0 | 213147-Premium T8 with T12 34Watt Baseline |  | 7 | Commercial | 01-ALC-AllCommercial-IntLight | 0 |  |  |  |  | 16.3168 | 7.7087 | 0 | 0 | 0 | 8.6081 | 23.4731 |  | kWh | 0.0045936 | -0.044663 | Commercial |  | Annual | [5 empty] | 11 | 0.96 |  |  |  | 0 | 0 | 0 | 42.8086 | 0 | 0 | 0 | 0 | 0 | 0 | 0 | 0 | 2006 Qtr 1: 0; 2006 Qtr 2: 0; 2006 Qtr 3: 0; 2006 Qtr 4: 0; 2007 Qtr 1: 0; 2007 Qtr 2: 0; 2007 Qtr 3: 0; 2007 Qtr 4: 0; 2008 Qtr 1: 0; 2008 Qtr 2: 0; 2008 Qtr 3: 0; 2008 Qtr 4: 42.8086 | 42.8086
0 | 213053-Lighting - Remove 4 Ft T-8 (De-Lamp) | COFL00AVDEL01 | 7 | Commercial | 01-ALC-AllCommercial-IntLight | 0 |  |  |  |  | 33.026 | 12.8479 | 0 | 0 | 0 | 20.1781 | 246.1665 |  | kWh | 0.048174 | -0.46839 | Commercial |  | Annual | [5 empty] | 11 | 0.96 |  |  |  | 0 | 0 | 0 | 35.8035 | 0 | 0 | 0 | 0 | 0 | 0 | 0 | 0 | 2006 Qtr 1: 0; 2006 Qtr 2: 0; 2006 Qtr 3: 0; 2006 Qtr 4: 0; 2007 Qtr 1: 0; 2007 Qtr 2: 0; 2007 Qtr 3: 0; 2007 Qtr 4: 0; 2008 Qtr 1: 0; 2008 Qtr 2: 0; 2008 Qtr 3: 0; 2008 Qtr 4: 35.8035 | 35.8035
0 | 213049-Lighting - LED Exit Sign New Sign | CALC00AVETS01 | 7 | Commercial | 02-ASM-Assembly-Exit | 0 |  |  |  |  | 65.4374 | 45 | 0 | 0 | 0 | 20.4374 | 351.311 |  | kWh | 0 | 0 | Commercial |  | Annual | [5 empty] | 16 | 0.96 |  |  |  | 0 | 0 | 0 | 23 | 0 | 0 | 0 | 0 | 0 | 0 | 0 | 0 | 2006 Qtr 1: 0; 2006 Qtr 2: 0; 2006 Qtr 3: 0; 2006 Qtr 4: 0; 2007 Qtr 1: 0; 2007 Qtr 2: 0; 2007 Qtr 3: 0; 2007 Qtr 4: 0; 2008 Qtr 1: 0; 2008 Qtr 2: 0; 2008 Qtr 3: 0; 2008 Qtr 4: 23 | 23
0 | 213011-Lighting - 2 Ft 2nd Gen. T-8 with Elec. Ballast |  | 7 | Commercial | 01-ALC-AllCommercial-IntLight | 0 |  |  |  |  | 26.9806 | 6.4239 | 0 | 0 | 0 | 20.5566 | 47.1267 |  | kWh | 0.0092225 | -0.08967 | Commercial |  | Annual | [5 empty] | 11 | 0.96 |  |  |  | 0 | 0 | 0 | 3.1134 | 0 | 0 | 0 | 0 | 0 | 0 | 0 | 0 | 2006 Qtr 1: 0; 2006 Qtr 2: 0; 2006 Qtr 3: 0; 2006 Qtr 4: 0; 2007 Qtr 1: 0; 2007 Qtr 2: 0; 2007 Qtr 3: 0; 2007 Qtr 4: 0; 2008 Qtr 1: 0; 2008 Qtr 2: 0; 2008 Qtr 3: 0; 2008 Qtr 4: 3.1134 | 3.1134
0 | 213147-Premium T8 with T12 34Watt Baseline |  | 7 | Commercial | 23-RTL-Retail–SingleStorylarge-LIT_INT | 0 |  |  |  |  | 16.3168 | 7.7087 | 0 | 0 | 0 | 8.6081 | 18.0688 |  | kWh | 0.00077734 | -0.02458 | Commercial |  | Annual | [5 empty] | 11 | 0.96 |  |  |  | 0 | 0 | 0 | 77.8338 | 0 | 0 | 0 | 0 | 0 | 0 | 0 | 0 | 2006 Qtr 1: 0; 2006 Qtr 2: 0; 2006 Qtr 3: 0; 2006 Qtr 4: 0; 2007 Qtr 1: 0; 2007 Qtr 2: 0; 2007 Qtr 3: 0; 2007 Qtr 4: 0; 2008 Qtr 1: 0; 2008 Qtr 2: 0; 2008 Qtr 3: 0; 2008 Qtr 4: 77.8338 | 77.8338
0 | 213054-Lighting - Remove 8 Ft T-8 (De-Lamp) | CRTL00AVDEL02 | 7 | Commercial | 23-RTL-Retail–SingleStorylarge-LIT_INT | 0 |  |  |  |  | 33.2757 | 32.1197 | 0 | 0 | 0 | 1.156 | 312.7289 |  | kWh | 0.013454 | -0.42542 | Commercial |  | Annual | [5 empty] | 11 | 0.96 |  |  |  | 0 | 0 | 0 | 1.5567 | 0 | 0 | 0 | 0 | 0 | 0 | 0 | 0 | 2006 Qtr 1: 0; 2006 Qtr 2: 0; 2006 Qtr 3: 0; 2006 Qtr 4: 0; 2007 Qtr 1: 0; 2007 Qtr 2: 0; 2007 Qtr 3: 0; 2007 Qtr 4: 0; 2008 Qtr 1: 0; 2008 Qtr 2: 0; 2008 Qtr 3: 0; 2008 Qtr 4: 1.5567 | 1.5567
0 | 213215-Lighting-Interior High Bay Linear Fluorescent Fixtures <= 244 Watts replacing 400 Watts (Tier 1) |  | 7 | Commercial | 23-RTL-Retail–SingleStorylarge-LIT_INT | 0 |  |  |  |  | 308.7635 | 97.9359 | 0 | 0 | 0 | 210.8275 | 1077.8202 |  | kWh | 0.20839 | -1.4662 | Commercial |  | Annual | [5 empty] | 11 | 0.96 |  |  |  | 0 | 0 | 0 | 9.3275 | 0 | 0 | 0 | 0 | 0 | 0 | 0 | 0 | 2006 Qtr 1: 0; 2006 Qtr 2: 0; 2006 Qtr 3: 0; 2006 Qtr 4: 0; 2007 Qtr 1: 0; 2007 Qtr 2: 0; 2007 Qtr 3: 0; 2007 Qtr 4: 0; 2008 Qtr 1: 0; 2008 Qtr 2: 0; 2008 Qtr 3: 0; 2008 Qtr 4: 9.3275 | 9.3275
0 | 213084-Refrigeration -Cooler/Freezer Door Gaskets - Solid Doors: Cooler |  | 7 | Commercial | 01-ALC-AllCommercial-Refrig | 0 |  |  |  |  | 4 | 4 | 0 | 0 | 0 | 0 | 104.55 |  | kWh | 0.01195 | 0 | Commercial |  | Annual | [5 empty] | 4 | 0.96 |  |  |  | 0 | 0 | 0 | 192.4 | 0 | 0 | 0 | 0 | 0 | 0 | 0 | 0 | 2006 Qtr 1: 0; 2006 Qtr 2: 0; 2006 Qtr 3: 0; 2006 Qtr 4: 0; 2007 Qtr 1: 0; 2007 Qtr 2: 0; 2007 Qtr 3: 0; 2007 Qtr 4: 0; 2008 Qtr 1: 0; 2008 Qtr 2: 0; 2008 Qtr 3: 0; 2008 Qtr 4: 192.4 | 192.4
0 | 213129-Software Plug Load Sensors |  | 7 | Commercial | 01-ALC-AllCommercial-OffEquip | 0 |  |  |  |  | 5 | 15 | 0 | 0 | 0 | -10 | 227.001 |  | kWh | 0 | 0 | Commercial |  | Annual | [5 empty] | 5 | 0.96 |  |  |  | 0 | 0 | 0 | 18 | 0 | 0 | 0 | 0 | 0 | 0 | 0 | 0 | 2006 Qtr 1: 0; 2006 Qtr 2: 0; 2006 Qtr 3: 0; 2006 Qtr 4: 0; 2007 Qtr 1: 0; 2007 Qtr 2: 0; 2007 Qtr 3: 0; 2007 Qtr 4: 0; 2008 Qtr 1: 0; 2008 Qtr 2: 0; 2008 Qtr 3: 0; 2008 Qtr 4: 18 | 18
0 | 213084-Refrigeration -Cooler/Freezer Door Gaskets - Solid Doors: Cooler |  | 7 | Commercial | 01-ALC-AllCommercial-Refrig | 0 |  |  |  |  | 4 | 4 | 0 | 0 | 0 | 0 | 104.55 |  | kWh | 0.01195 | 0 | Commercial |  | Annual | [5 empty] | 4 | 0.96 |  |  |  | 0 | 0 | 0 | 210 | 0 | 0 | 0 | 0 | 0 | 0 | 0 | 0 | 2006 Qtr 1: 0; 2006 Qtr 2: 0; 2006 Qtr 3: 0; 2006 Qtr 4: 0; 2007 Qtr 1: 0; 2007 Qtr 2: 0; 2007 Qtr 3: 0; 2007 Qtr 4: 0; 2008 Qtr 1: 0; 2008 Qtr 2: 0; 2008 Qtr 3: 0; 2008 Qtr 4: 210 | 210
0 | 213084-Refrigeration -Cooler/Freezer Door Gaskets - Solid Doors: Cooler |  | 7 | Commercial | 21-RSD-Restaurant–SitDown-REFG | 0 |  |  |  |  | 4 | 4 | 0 | 0 | 0 | 0 | 3.6686 |  | kWh | 0.000614 | 0 | Commercial |  | Annual | [5 empty] | 4 | 0.96 |  |  |  | 0 | 0 | 0 | 371.44 | 0 | 0 | 0 | 0 | 0 | 0 | 0 | 0 | 2006 Qtr 1: 0; 2006 Qtr 2: 0; 2006 Qtr 3: 0; 2006 Qtr 4: 0; 2007 Qtr 1: 0; 2007 Qtr 2: 0; 2007 Qtr 3: 0; 2007 Qtr 4: 0; 2008 Qtr 1: 0; 2008 Qtr 2: 0; 2008 Qtr 3: 0; 2008 Qtr 4: 371.44 | 371.44
0 | 213084-Refrigeration -Cooler/Freezer Door Gaskets - Solid Doors: Cooler |  | 7 | Commercial | 21-RSD-Restaurant–SitDown-REFG | 0 |  |  |  |  | 4 | 4 | 0 | 0 | 0 | 0 | 3.6686 |  | kWh | 0.000614 | 0 | Commercial |  | Annual | [5 empty] | 4 | 0.96 |  |  |  | 0 | 0 | 0 | 194.44 | 0 | 0 | 0 | 0 | 0 | 0 | 0 | 0 | 2006 Qtr 1: 0; 2006 Qtr 2: 0; 2006 Qtr 3: 0; 2006 Qtr 4: 0; 2007 Qtr 1: 0; 2007 Qtr 2: 0; 2007 Qtr 3: 0; 2007 Qtr 4: 0; 2008 Qtr 1: 0; 2008 Qtr 2: 0; 2008 Qtr 3: 0; 2008 Qtr 4: 194.44 | 194.44
0 | 213147-Premium T8 with T12 34Watt Baseline |  | 7 | Commercial | 01-ALC-AllCommercial-IntLight | 0 |  |  |  |  | 16.3168 | 7.7087 | 0 | 0 | 0 | 8.6081 | 23.4731 |  | kWh | 0.0045936 | -0.044663 | Commercial |  | Annual | [5 empty] | 11 | 0.96 |  |  |  | 0 | 0 | 0 | 196.1411 | 0 | 0 | 0 | 0 | 0 | 0 | 0 | 0 | 2006 Qtr 1: 0; 2006 Qtr 2: 0; 2006 Qtr 3: 0; 2006 Qtr 4: 0; 2007 Qtr 1: 0; 2007 Qtr 2: 0; 2007 Qtr 3: 0; 2007 Qtr 4: 0; 2008 Qtr 1: 0; 2008 Qtr 2: 0; 2008 Qtr 3: 0; 2008 Qtr 4: 196.1411 | 196.1411
0 | 213136-High Efficiency Copier | CALC00AVCOP01 | 7 | Commercial | 01-ALC-AllCommercial-OffEquip | 0 |  |  |  |  | 156.7608 | 100 | 0 | 0 | 0 | 56.7608 | 323.8 |  | kWh | 0.040719 | 0 | Commercial |  | Annual | [5 empty] | 6 | 0.96 |  |  |  | 0 | 0 | 0 | 1 | 0 | 0 | 0 | 0 | 0 | 0 | 0 | 0 | 2006 Qtr 1: 0; 2006 Qtr 2: 0; 2006 Qtr 3: 0; 2006 Qtr 4: 0; 2007 Qtr 1: 0; 2007 Qtr 2: 0; 2007 Qtr 3: 0; 2007 Qtr 4: 0; 2008 Qtr 1: 0; 2008 Qtr 2: 0; 2008 Qtr 3: 0; 2008 Qtr 4: 1 | 1
0 | 213136-High Efficiency Copier | CALC00AVCOP01 | 7 | Commercial | 01-ALC-AllCommercial-OffEquip | 0 |  |  |  |  | 156.7608 | 100 | 0 | 0 | 0 | 56.7608 | 323.8 |  | kWh | 0.040719 | 0 | Commercial |  | Annual | [5 empty] | 6 | 0.96 |  |  |  | 0 | 0 | 0 | 1 | 0 | 0 | 0 | 0 | 0 | 0 | 0 | 0 | 2006 Qtr 1: 0; 2006 Qtr 2: 0; 2006 Qtr 3: 0; 2006 Qtr 4: 0; 2007 Qtr 1: 0; 2007 Qtr 2: 0; 2007 Qtr 3: 0; 2007 Qtr 4: 0; 2008 Qtr 1: 0; 2008 Qtr 2: 0; 2008 Qtr 3: 0; 2008 Qtr 4: 1 | 1
0 | 213129-Software Plug Load Sensors |  | 10 | Commercial | 01-ALC-AllCommercial-OffEquip | 0 |  |  |  |  | 5 | 15 | 0 | 0 | 0 | -10 | 227.001 |  | kWh | 0 | 0 | Commercial |  | Annual | [5 empty] | 5 | 0.96 |  |  |  | 0 | 0 | 0 | 443 | 0 | 0 | 0 | 0 | 0 | 0 | 0 | 0 | 2006 Qtr 1: 0; 2006 Qtr 2: 0; 2006 Qtr 3: 0; 2006 Qtr 4: 0; 2007 Qtr 1: 0; 2007 Qtr 2: 0; 2007 Qtr 3: 0; 2007 Qtr 4: 0; 2008 Qtr 1: 0; 2008 Qtr 2: 0; 2008 Qtr 3: 0; 2008 Qtr 4: 443 | 443
0 | 213147-Premium T8 with T12 34Watt Baseline |  | 7 | Commercial | 01-ALC-AllCommercial-IntLight | 0 |  |  |  |  | 16.3168 | 7.7087 | 0 | 0 | 0 | 8.6081 | 23.4731 |  | kWh | 0.0045936 | -0.044663 | Commercial |  | Annual | [5 empty] | 11 | 0.96 |  |  |  | 0 | 0 | 0 | 487.2393 | 0 | 0 | 0 | 0 | 0 | 0 | 0 | 0 | 2006 Qtr 1: 0; 2006 Qtr 2: 0; 2006 Qtr 3: 0; 2006 Qtr 4: 0; 2007 Qtr 1: 0; 2007 Qtr 2: 0; 2007 Qtr 3: 0; 2007 Qtr 4: 0; 2008 Qtr 1: 0; 2008 Qtr 2: 0; 2008 Qtr 3: 0; 2008 Qtr 4: 487.2393 | 487.2393
0 | 213053-Lighting - Remove 4 Ft T-8 (De-Lamp) | COFL00AVDEL01 | 7 | Commercial | 01-ALC-AllCommercial-IntLight | 0 |  |  |  |  | 33.026 | 12.8479 | 0 | 0 | 0 | 20.1781 | 246.1665 |  | kWh | 0.048174 | -0.46839 | Commercial |  | Annual | [5 empty] | 11 | 0.96 |  |  |  | 0 | 0 | 0 | 18.6801 | 0 | 0 | 0 | 0 | 0 | 0 | 0 | 0 | 2006 Qtr 1: 0; 2006 Qtr 2: 0; 2006 Qtr 3: 0; 2006 Qtr 4: 0; 2007 Qtr 1: 0; 2007 Qtr 2: 0; 2007 Qtr 3: 0; 2007 Qtr 4: 0; 2008 Qtr 1: 0; 2008 Qtr 2: 0; 2008 Qtr 3: 0; 2008 Qtr 4: 18.6801 | 18.6801
0 | 213049-Lighting - LED Exit Sign New Sign | CALC00AVETS01 | 7 | Commercial | 02-ASM-Assembly-Exit | 0 |  |  |  |  | 65.4374 | 45 | 0 | 0 | 0 | 20.4374 | 351.311 |  | kWh | 0 | 0 | Commercial |  | Annual | [5 empty] | 16 | 0.96 |  |  |  | 0 | 0 | 0 | 13 | 0 | 0 | 0 | 0 | 0 | 0 | 0 | 0 | 2006 Qtr 1: 0; 2006 Qtr 2: 0; 2006 Qtr 3: 0; 2006 Qtr 4: 0; 2007 Qtr 1: 0; 2007 Qtr 2: 0; 2007 Qtr 3: 0; 2007 Qtr 4: 0; 2008 Qtr 1: 0; 2008 Qtr 2: 0; 2008 Qtr 3: 0; 2008 Qtr 4: 13 | 13
0 | 213140-Low Flow Showerhead | RMFM07AVWHShw | 7 | Commercial | 01-ALC-AllCommercial-Vent/Fan | 0 |  |  |  |  | 37.9464 | 20 | 0 | 0 | 0 | 17.9464 | 57.8762 |  | kWh | 0.012733 | 6.664 | Commercial |  | Annual | [5 empty] | 10 | 0.96 |  |  |  | 0 | 0 | 0 | 135 | 0 | 0 | 0 | 0 | 0 | 0 | 0 | 0 | 2006 Qtr 1: 0; 2006 Qtr 2: 0; 2006 Qtr 3: 0; 2006 Qtr 4: 0; 2007 Qtr 1: 0; 2007 Qtr 2: 0; 2007 Qtr 3: 0; 2007 Qtr 4: 0; 2008 Qtr 1: 0; 2008 Qtr 2: 0; 2008 Qtr 3: 0; 2008 Qtr 4: 135 | 135
0 | 213165-Food Service - Combination Oven-Electric |  | 7 | Commercial | 35-OTI-OtherIndustrial-PROC_OTH | 0 |  |  |  |  | 16884 | 1000 | 0 | 0 | 0 | 15884 | 18432 |  | kWh | 4.2 | 0 | Commercial |  | Annual | [5 empty] | 12 | 0.96 |  |  |  | 0 | 0 | 0 | 1 | 0 | 0 | 0 | 0 | 0 | 0 | 0 | 0 | 2006 Qtr 1: 0; 2006 Qtr 2: 0; 2006 Qtr 3: 0; 2006 Qtr 4: 0; 2007 Qtr 1: 0; 2007 Qtr 2: 0; 2007 Qtr 3: 0; 2007 Qtr 4: 0; 2008 Qtr 1: 0; 2008 Qtr 2: 0; 2008 Qtr 3: 0; 2008 Qtr 4: 1 | 1
0 | 213163-Food Service - Steamer-Electric |  | 7 | Commercial | 35-OTI-OtherIndustrial-PROC_OTH | 0 |  |  |  |  | 4150 | 750 | 0 | 0 | 0 | 3400 | 11166 |  | kWh | 2.5 | 0 | Commercial |  | Annual | [5 empty] | 12 | 0.96 |  |  |  | 0 | 0 | 0 | 1 | 0 | 0 | 0 | 0 | 0 | 0 | 0 | 0 | 2006 Qtr 1: 0; 2006 Qtr 2: 0; 2006 Qtr 3: 0; 2006 Qtr 4: 0; 2007 Qtr 1: 0; 2007 Qtr 2: 0; 2007 Qtr 3: 0; 2007 Qtr 4: 0; 2008 Qtr 1: 0; 2008 Qtr 2: 0; 2008 Qtr 3: 0; 2008 Qtr 4: 1 | 1
0 | 213048-Lighting - LED Channel Signage Replacement-Outdoor Red >2 feet high |  | 7 | Commercial | 01-ALC-AllCommercial-ExtLight | 0 |  |  |  |  | 33 | 12.5 | 0 | 0 | 0 | 20.5 | 83 |  | kWh | 0.014267 | 0 | Commercial |  | Annual | [5 empty] | 16 | 0.96 |  |  |  | 0 | 0 | 0 | 140.1 | 0 | 0 | 0 | 0 | 0 | 0 | 0 | 0 | 2006 Qtr 1: 0; 2006 Qtr 2: 0; 2006 Qtr 3: 0; 2006 Qtr 4: 0; 2007 Qtr 1: 0; 2007 Qtr 2: 0; 2007 Qtr 3: 0; 2007 Qtr 4: 0; 2008 Qtr 1: 0; 2008 Qtr 2: 0; 2008 Qtr 3: 0; 2008 Qtr 4: 140.1 | 140.1
0 | 213215-Lighting-Interior High Bay Linear Fluorescent Fixtures <= 244 Watts replacing 400 Watts (Tier 1) |  | 10 | Commercial | 01-ALC-AllCommercial-IntLight | 0 |  |  |  |  | 308.7635 | 97.9359 | 0 | 0 | 0 | 210.8275 | 809.3375 |  | kWh | 0.19245 | -1.54 | Commercial |  | Annual | [5 empty] | 11 | 0.96 |  |  |  | 0 | 0 | 0 | 152.3496 | 0 | 0 | 0 | 0 | 0 | 0 | 0 | 0 | 2006 Qtr 1: 0; 2006 Qtr 2: 0; 2006 Qtr 3: 0; 2006 Qtr 4: 0; 2007 Qtr 1: 0; 2007 Qtr 2: 0; 2007 Qtr 3: 0; 2007 Qtr 4: 0; 2008 Qtr 1: 0; 2008 Qtr 2: 0; 2008 Qtr 3: 0; 2008 Qtr 4: 152.3496 | 152.3496
0 | 213147-Premium T8 with T12 34Watt Baseline |  | 7 | Commercial | 01-ALC-AllCommercial-IntLight | 0 |  |  |  |  | 16.3168 | 7.7087 | 0 | 0 | 0 | 8.6081 | 23.4731 |  | kWh | 0.0045936 | -0.044663 | Commercial |  | Annual | [5 empty] | 11 | 0.96 |  |  |  | 0 | 0 | 0 | 295.7683 | 0 | 0 | 0 | 0 | 0 | 0 | 0 | 0 | 2006 Qtr 1: 0; 2006 Qtr 2: 0; 2006 Qtr 3: 0; 2006 Qtr 4: 0; 2007 Qtr 1: 0; 2007 Qtr 2: 0; 2007 Qtr 3: 0; 2007 Qtr 4: 0; 2008 Qtr 1: 0; 2008 Qtr 2: 0; 2008 Qtr 3: 0; 2008 Qtr 4: 295.7683 | 295.7683
0 | 213215-Lighting-Interior High Bay Linear Fluorescent Fixtures <= 244 Watts replacing 400 Watts (Tier 1) |  | 7 | Commercial | 01-ALC-AllCommercial-IntLight | 0 |  |  |  |  | 308.7635 | 97.9359 | 0 | 0 | 0 | 210.8275 | 984.5056 |  | kWh | 0.20308 | -1.8733 | Commercial |  | Annual | [5 empty] | 11 | 0.96 |  |  |  | 0 | 0 | 0 | 30.0554 | 0 | 0 | 0 | 0 | 0 | 0 | 0 | 0 | 2006 Qtr 1: 0; 2006 Qtr 2: 0; 2006 Qtr 3: 0; 2006 Qtr 4: 0; 2007 Qtr 1: 0; 2007 Qtr 2: 0; 2007 Qtr 3: 0; 2007 Qtr 4: 0; 2008 Qtr 1: 0; 2008 Qtr 2: 0; 2008 Qtr 3: 0; 2008 Qtr 4: 30.0554 | 30.0554
0 | 213215-Lighting-Interior High Bay Linear Fluorescent Fixtures <= 244 Watts replacing 400 Watts (Tier 1) |  | 7 | Commercial | 01-ALC-AllCommercial-IntLight | 0 |  |  |  |  | 308.7635 | 97.9359 | 0 | 0 | 0 | 210.8275 | 984.5056 |  | kWh | 0.20308 | -1.8733 | Commercial |  | Annual | [5 empty] | 11 | 0.96 |  |  |  | 0 | 0 | 0 | 88.0933 | 0 | 0 | 0 | 0 | 0 | 0 | 0 | 0 | 2006 Qtr 1: 0; 2006 Qtr 2: 0; 2006 Qtr 3: 0; 2006 Qtr 4: 0; 2007 Qtr 1: 0; 2007 Qtr 2: 0; 2007 Qtr 3: 0; 2007 Qtr 4: 0; 2008 Qtr 1: 0; 2008 Qtr 2: 0; 2008 Qtr 3: 0; 2008 Qtr 4: 88.0933 | 88.0933
0 | 213082-Refrigeration - Vending Machine Controller | CALC00AVVEN01 | 7 | Commercial | 23-RTL-Retail–SingleStorylarge-REFG | 0 |  |  |  |  | 215.5 | 155 | 0 | 0 | 0 | 60.5 | 1612 |  | kWh | 0 | 0 | Commercial |  | Annual | [5 empty] | 10 | 0.96 |  |  |  | 0 | 0 | 0 | 6 | 0 | 0 | 0 | 0 | 0 | 0 | 0 | 0 | 2006 Qtr 1: 0; 2006 Qtr 2: 0; 2006 Qtr 3: 0; 2006 Qtr 4: 0; 2007 Qtr 1: 0; 2007 Qtr 2: 0; 2007 Qtr 3: 0; 2007 Qtr 4: 0; 2008 Qtr 1: 0; 2008 Qtr 2: 0; 2008 Qtr 3: 0; 2008 Qtr 4: 6 | 6
0 | 213082-Refrigeration - Vending Machine Controller | CALC00AVVEN01 | 7 | Commercial | 01-ALC-AllCommercial-Refrig | 0 |  |  |  |  | 215.5 | 155 | 0 | 0 | 0 | 60.5 | 1612 |  | kWh | 0 | 0 | Commercial |  | Annual | [5 empty] | 10 | 0.96 |  |  |  | 0 | 0 | 0 | 1 | 0 | 0 | 0 | 0 | 0 | 0 | 0 | 0 | 2006 Qtr 1: 0; 2006 Qtr 2: 0; 2006 Qtr 3: 0; 2006 Qtr 4: 0; 2007 Qtr 1: 0; 2007 Qtr 2: 0; 2007 Qtr 3: 0; 2007 Qtr 4: 0; 2008 Qtr 1: 0; 2008 Qtr 2: 0; 2008 Qtr 3: 0; 2008 Qtr 4: 1 | 1
0 | 213082-Refrigeration - Vending Machine Controller | CALC00AVVEN01 | 7 | Commercial | 01-ALC-AllCommercial-Refrig | 0 |  |  |  |  | 215.5 | 155 | 0 | 0 | 0 | 60.5 | 1612 |  | kWh | 0 | 0 | Commercial |  | Annual | [5 empty] | 10 | 0.96 |  |  |  | 0 | 0 | 0 | 14 | 0 | 0 | 0 | 0 | 0 | 0 | 0 | 0 | 2006 Qtr 1: 0; 2006 Qtr 2: 0; 2006 Qtr 3: 0; 2006 Qtr 4: 0; 2007 Qtr 1: 0; 2007 Qtr 2: 0; 2007 Qtr 3: 0; 2007 Qtr 4: 0; 2008 Qtr 1: 0; 2008 Qtr 2: 0; 2008 Qtr 3: 0; 2008 Qtr 4: 14 | 14
0 | 213082-Refrigeration - Vending Machine Controller | CALC00AVVEN01 | 7 | Commercial | 01-ALC-AllCommercial-Refrig | 0 |  |  |  |  | 215.5 | 155 | 0 | 0 | 0 | 60.5 | 1612 |  | kWh | 0 | 0 | Commercial |  | Annual | [5 empty] | 10 | 0.96 |  |  |  | 0 | 0 | 0 | 3 | 0 | 0 | 0 | 0 | 0 | 0 | 0 | 0 | 2006 Qtr 1: 0; 2006 Qtr 2: 0; 2006 Qtr 3: 0; 2006 Qtr 4: 0; 2007 Qtr 1: 0; 2007 Qtr 2: 0; 2007 Qtr 3: 0; 2007 Qtr 4: 0; 2008 Qtr 1: 0; 2008 Qtr 2: 0; 2008 Qtr 3: 0; 2008 Qtr 4: 3 | 3
0 | 213082-Refrigeration - Vending Machine Controller | CALC00AVVEN01 | 7 | Commercial | 01-ALC-AllCommercial-Refrig | 0 |  |  |  |  | 215.5 | 155 | 0 | 0 | 0 | 60.5 | 1612 |  | kWh | 0 | 0 | Commercial |  | Annual | [5 empty] | 10 | 0.96 |  |  |  | 0 | 0 | 0 | 4 | 0 | 0 | 0 | 0 | 0 | 0 | 0 | 0 | 2006 Qtr 1: 0; 2006 Qtr 2: 0; 2006 Qtr 3: 0; 2006 Qtr 4: 0; 2007 Qtr 1: 0; 2007 Qtr 2: 0; 2007 Qtr 3: 0; 2007 Qtr 4: 0; 2008 Qtr 1: 0; 2008 Qtr 2: 0; 2008 Qtr 3: 0; 2008 Qtr 4: 4 | 4
0 | 213247-Ice Machines >1500 -Energy Star |  | 7 | Commercial | 01-ALC-AllCommercial-Refrig | 0 |  |  |  |  | 866 | 250 | 0 | 0 | 0 | 616 | 2204 |  | kWh | 0.226 | 0 | Commercial |  | Annual | [5 empty] | 12 | 0.96 |  |  |  | 0 | 0 | 0 | 4 | 0 | 0 | 0 | 0 | 0 | 0 | 0 | 0 | 2006 Qtr 1: 0; 2006 Qtr 2: 0; 2006 Qtr 3: 0; 2006 Qtr 4: 0; 2007 Qtr 1: 0; 2007 Qtr 2: 0; 2007 Qtr 3: 0; 2007 Qtr 4: 0; 2008 Qtr 1: 0; 2008 Qtr 2: 0; 2008 Qtr 3: 0; 2008 Qtr 4: 4 | 4
0 | 213002-A/C - Reflective Window Film Coastal |  | 7 | Commercial | 01-ALC-AllCommercial-Cooling | 0 |  |  |  |  | 3.12 | 1.5 | 0 | 0 | 0 | 1.62 | 12.44 |  | kWh | 0.0023 | 0 | Commercial |  | Annual | [5 empty] | 10 | 0.96 |  |  |  | 0 | 0 | 0 | 2639 | 0 | 0 | 0 | 0 | 0 | 0 | 0 | 0 | 2006 Qtr 1: 0; 2006 Qtr 2: 0; 2006 Qtr 3: 0; 2006 Qtr 4: 0; 2007 Qtr 1: 0; 2007 Qtr 2: 0; 2007 Qtr 3: 0; 2007 Qtr 4: 0; 2008 Qtr 1: 0; 2008 Qtr 2: 0; 2008 Qtr 3: 0; 2008 Qtr 4: 2639 | 2639
0 | 213215-Lighting-Interior High Bay Linear Fluorescent Fixtures <= 244 Watts replacing 400 Watts (Tier 1) |  | 10 | Commercial | 01-ALC-AllCommercial-IntLight | 0 |  |  |  |  | 308.7635 | 97.9359 | 0 | 0 | 0 | 210.8275 | 984.5056 |  | kWh | 0.20308 | -1.8733 | Commercial |  | Annual | [5 empty] | 11 | 0.96 |  |  |  | 0 | 0 | 0 | 109.8576 | 0 | 0 | 0 | 0 | 0 | 0 | 0 | 0 | 2006 Qtr 1: 0; 2006 Qtr 2: 0; 2006 Qtr 3: 0; 2006 Qtr 4: 0; 2007 Qtr 1: 0; 2007 Qtr 2: 0; 2007 Qtr 3: 0; 2007 Qtr 4: 0; 2008 Qtr 1: 0; 2008 Qtr 2: 0; 2008 Qtr 3: 0; 2008 Qtr 4: 109.8576 | 109.8576
0 | 213012-Lighting - 3 Ft 2nd Gen. T-8 with Elec. Ballast |  | System | Commercial | 01-ALC-AllCommercial-IntLight | 0 |  |  |  |  | 26.9806 | 10.2783 | 0 | 0 | 0 | 16.7023 | 20.9269 |  | kWh | 0.0042769 | -0.039819 | Commercial |  | Annual | [5 empty] | 11 | 0.96 |  |  |  | 0 | 0 | 0 | 228.8312 | 0 | 0 | 0 | 0 | 0 | 0 | 0 | 0 | 2006 Qtr 1: 0; 2006 Qtr 2: 0; 2006 Qtr 3: 0; 2006 Qtr 4: 0; 2007 Qtr 1: 0; 2007 Qtr 2: 0; 2007 Qtr 3: 0; 2007 Qtr 4: 0; 2008 Qtr 1: 0; 2008 Qtr 2: 0; 2008 Qtr 3: 0; 2008 Qtr 4: 228.8312 | 228.8312
0 | 213147-Premium T8 with T12 34Watt Baseline |  | System | Commercial | 01-ALC-AllCommercial-IntLight | 0 |  |  |  |  | 16.3168 | 7.7087 | 0 | 0 | 0 | 8.6081 | 6.8757 |  | kWh | 0.0014052 | -0.013083 | Commercial |  | Annual | [5 empty] | 11 | 0.96 |  |  |  | 0 | 0 | 0 | 280.2015 | 0 | 0 | 0 | 0 | 0 | 0 | 0 | 0 | 2006 Qtr 1: 0; 2006 Qtr 2: 0; 2006 Qtr 3: 0; 2006 Qtr 4: 0; 2007 Qtr 1: 0; 2007 Qtr 2: 0; 2007 Qtr 3: 0; 2007 Qtr 4: 0; 2008 Qtr 1: 0; 2008 Qtr 2: 0; 2008 Qtr 3: 0; 2008 Qtr 4: 280.2015 | 280.2015
0 | 213053-Lighting - Remove 4 Ft T-8 (De-Lamp) | COFL00AVDEL01 | System | Commercial | 01-ALC-AllCommercial-IntLight | 0 |  |  |  |  | 33.026 | 12.8479 | 0 | 0 | 0 | 20.1781 | 72.1071 |  | kWh | 0.014737 | -0.1372 | Commercial |  | Annual | [5 empty] | 11 | 0.96 |  |  |  | 0 | 0 | 0 | 35.8035 | 0 | 0 | 0 | 0 | 0 | 0 | 0 | 0 | 2006 Qtr 1: 0; 2006 Qtr 2: 0; 2006 Qtr 3: 0; 2006 Qtr 4: 0; 2007 Qtr 1: 0; 2007 Qtr 2: 0; 2007 Qtr 3: 0; 2007 Qtr 4: 0; 2008 Qtr 1: 0; 2008 Qtr 2: 0; 2008 Qtr 3: 0; 2008 Qtr 4: 35.8035 | 35.8035
0 | 213084-Refrigeration -Cooler/Freezer Door Gaskets - Solid Doors: Cooler |  | 7 | Commercial | 21-RSD-Restaurant–SitDown-REFG | 0 |  |  |  |  | 4 | 4 | 0 | 0 | 0 | 0 | 3.6686 |  | kWh | 0.000614 | 0 | Commercial |  | Annual | [5 empty] | 4 | 0.96 |  |  |  | 0 | 0 | 0 | 69 | 0 | 0 | 0 | 0 | 0 | 0 | 0 | 0 | 2006 Qtr 1: 0; 2006 Qtr 2: 0; 2006 Qtr 3: 0; 2006 Qtr 4: 0; 2007 Qtr 1: 0; 2007 Qtr 2: 0; 2007 Qtr 3: 0; 2007 Qtr 4: 0; 2008 Qtr 1: 0; 2008 Qtr 2: 0; 2008 Qtr 3: 0; 2008 Qtr 4: 69 | 69
0 | 213116-Refrigeration -Cooler/Freezer Door Gaskets - Solid Doors: Freezer |  | 7 | Commercial | 21-RSD-Restaurant–SitDown-REFG | 0 |  |  |  |  | 4 | 4 | 0 | 0 | 0 | 0 | 3.6686 |  | kWh | 0.000614 | 0 | Commercial |  | Annual | [5 empty] | 4 | 0.96 |  |  |  | 0 | 0 | 0 | 14 | 0 | 0 | 0 | 0 | 0 | 0 | 0 | 0 | 2006 Qtr 1: 0; 2006 Qtr 2: 0; 2006 Qtr 3: 0; 2006 Qtr 4: 0; 2007 Qtr 1: 0; 2007 Qtr 2: 0; 2007 Qtr 3: 0; 2007 Qtr 4: 0; 2008 Qtr 1: 0; 2008 Qtr 2: 0; 2008 Qtr 3: 0; 2008 Qtr 4: 14 | 14
0 | 213215-Lighting-Interior High Bay Linear Fluorescent Fixtures <= 244 Watts replacing 400 Watts (Tier 1) |  | 7 | Commercial | 01-ALC-AllCommercial-IntLight | 0 |  |  |  |  | 308.7635 | 97.9359 | 0 | 0 | 0 | 210.8275 | 1042.5135 |  | kWh | 0.2063 | -1.9836 | Commercial |  | Annual | [5 empty] | 11 | 0.96 |  |  |  | 0 | 0 | 0 | 8.2911 | 0 | 0 | 0 | 0 | 0 | 0 | 0 | 0 | 2006 Qtr 1: 0; 2006 Qtr 2: 0; 2006 Qtr 3: 0; 2006 Qtr 4: 0; 2007 Qtr 1: 0; 2007 Qtr 2: 0; 2007 Qtr 3: 0; 2007 Qtr 4: 0; 2008 Qtr 1: 0; 2008 Qtr 2: 0; 2008 Qtr 3: 0; 2008 Qtr 4: 8.2911 | 8.2911
0 | 213129-Software Plug Load Sensors |  | 10 | Commercial | 01-ALC-AllCommercial-OffEquip | 0 |  |  |  |  | 5 | 15 | 0 | 0 | 0 | -10 | 227.001 |  | kWh | 0 | 0 | Commercial |  | Annual | [5 empty] | 5 | 0.96 |  |  |  | 0 | 0 | 0 | 259 | 0 | 0 | 0 | 0 | 0 | 0 | 0 | 0 | 2006 Qtr 1: 0; 2006 Qtr 2: 0; 2006 Qtr 3: 0; 2006 Qtr 4: 0; 2007 Qtr 1: 0; 2007 Qtr 2: 0; 2007 Qtr 3: 0; 2007 Qtr 4: 0; 2008 Qtr 1: 0; 2008 Qtr 2: 0; 2008 Qtr 3: 0; 2008 Qtr 4: 259 | 259
0 | 213129-Software Plug Load Sensors |  | 10 | Commercial | 01-ALC-AllCommercial-OffEquip | 0 |  |  |  |  | 5 | 15 | 0 | 0 | 0 | -10 | 227.001 |  | kWh | 0 | 0 | Commercial |  | Annual | [5 empty] | 5 | 0.96 |  |  |  | 0 | 0 | 0 | 455 | 0 | 0 | 0 | 0 | 0 | 0 | 0 | 0 | 2006 Qtr 1: 0; 2006 Qtr 2: 0; 2006 Qtr 3: 0; 2006 Qtr 4: 0; 2007 Qtr 1: 0; 2007 Qtr 2: 0; 2007 Qtr 3: 0; 2007 Qtr 4: 0; 2008 Qtr 1: 0; 2008 Qtr 2: 0; 2008 Qtr 3: 0; 2008 Qtr 4: 455 | 455
0 | 213129-Software Plug Load Sensors |  | 10 | Commercial | 01-ALC-AllCommercial-OffEquip | 0 |  |  |  |  | 5 | 15 | 0 | 0 | 0 | -10 | 227.001 |  | kWh | 0 | 0 | Commercial |  | Annual | [5 empty] | 5 | 0.96 |  |  |  | 0 | 0 | 0 | 295 | 0 | 0 | 0 | 0 | 0 | 0 | 0 | 0 | 2006 Qtr 1: 0; 2006 Qtr 2: 0; 2006 Qtr 3: 0; 2006 Qtr 4: 0; 2007 Qtr 1: 0; 2007 Qtr 2: 0; 2007 Qtr 3: 0; 2007 Qtr 4: 0; 2008 Qtr 1: 0; 2008 Qtr 2: 0; 2008 Qtr 3: 0; 2008 Qtr 4: 295 | 295
0 | 213129-Software Plug Load Sensors |  | 10 | Commercial | 01-ALC-AllCommercial-OffEquip | 0 |  |  |  |  | 5 | 15 | 0 | 0 | 0 | -10 | 227.001 |  | kWh | 0 | 0 | Commercial |  | Annual | [5 empty] | 5 | 0.96 |  |  |  | 0 | 0 | 0 | 12 | 0 | 0 | 0 | 0 | 0 | 0 | 0 | 0 | 2006 Qtr 1: 0; 2006 Qtr 2: 0; 2006 Qtr 3: 0; 2006 Qtr 4: 0; 2007 Qtr 1: 0; 2007 Qtr 2: 0; 2007 Qtr 3: 0; 2007 Qtr 4: 0; 2008 Qtr 1: 0; 2008 Qtr 2: 0; 2008 Qtr 3: 0; 2008 Qtr 4: 12 | 12
0 | 213215-Lighting-Interior High Bay Linear Fluorescent Fixtures <= 244 Watts replacing 400 Watts (Tier 1) |  | 7 | Commercial | 01-ALC-AllCommercial-IntLight | 0 |  |  |  |  | 308.7635 | 97.9359 | 0 | 0 | 0 | 210.8275 | 984.5056 |  | kWh | 0.20308 | -1.8733 | Commercial |  | Annual | [5 empty] | 11 | 0.96 |  |  |  | 0 | 0 | 0 | 132.6582 | 0 | 0 | 0 | 0 | 0 | 0 | 0 | 0 | 2006 Qtr 1: 0; 2006 Qtr 2: 0; 2006 Qtr 3: 0; 2006 Qtr 4: 0; 2007 Qtr 1: 0; 2007 Qtr 2: 0; 2007 Qtr 3: 0; 2007 Qtr 4: 0; 2008 Qtr 1: 0; 2008 Qtr 2: 0; 2008 Qtr 3: 0; 2008 Qtr 4: 132.6582 | 132.6582
0 | 213084-Refrigeration -Cooler/Freezer Door Gaskets - Solid Doors: Cooler |  | 7 | Commercial | 01-ALC-AllCommercial-Refrig | 0 |  |  |  |  | 4 | 4 | 0 | 0 | 0 | 0 | 104.55 |  | kWh | 0.01195 | 0 | Commercial |  | Annual | [5 empty] | 4 | 0.96 |  |  |  | 0 | 0 | 0 | 273 | 0 | 0 | 0 | 0 | 0 | 0 | 0 | 0 | 2006 Qtr 1: 0; 2006 Qtr 2: 0; 2006 Qtr 3: 0; 2006 Qtr 4: 0; 2007 Qtr 1: 0; 2007 Qtr 2: 0; 2007 Qtr 3: 0; 2007 Qtr 4: 0; 2008 Qtr 1: 0; 2008 Qtr 2: 0; 2008 Qtr 3: 0; 2008 Qtr 4: 273 | 273
0 | 213083-Refrigeration -Cooler/Freezer Door Gaskets - Glass Doors |  | 7 | Commercial | 09-GRO-Grocery-REFG | 0 |  |  |  |  | 4 | 4 | 0 | 0 | 0 | 0 | 3.6686 |  | kWh | 0.000614 | 0 | Commercial |  | Annual | [5 empty] | 4 | 0.96 |  |  |  | 0 | 0 | 0 | 985 | 0 | 0 | 0 | 0 | 0 | 0 | 0 | 0 | 2006 Qtr 1: 0; 2006 Qtr 2: 0; 2006 Qtr 3: 0; 2006 Qtr 4: 0; 2007 Qtr 1: 0; 2007 Qtr 2: 0; 2007 Qtr 3: 0; 2007 Qtr 4: 0; 2008 Qtr 1: 0; 2008 Qtr 2: 0; 2008 Qtr 3: 0; 2008 Qtr 4: 985 | 985
0 | 213215-Lighting-Interior High Bay Linear Fluorescent Fixtures <= 244 Watts replacing 400 Watts (Tier 1) |  | 7 | Commercial | 01-ALC-AllCommercial-IntLight | 0 |  |  |  |  | 308.7635 | 97.9359 | 0 | 0 | 0 | 210.8275 | 984.5056 |  | kWh | 0.20308 | -1.8733 | Commercial |  | Annual | [5 empty] | 11 | 0.96 |  |  |  | 0 | 0 | 0 | 65.2927 | 0 | 0 | 0 | 0 | 0 | 0 | 0 | 0 | 2006 Qtr 1: 0; 2006 Qtr 2: 0; 2006 Qtr 3: 0; 2006 Qtr 4: 0; 2007 Qtr 1: 0; 2007 Qtr 2: 0; 2007 Qtr 3: 0; 2007 Qtr 4: 0; 2008 Qtr 1: 0; 2008 Qtr 2: 0; 2008 Qtr 3: 0; 2008 Qtr 4: 65.2927 | 65.2927
0 | 213121-Water Heating -Commercial Pool Heater |  | 7 | Commercial | 01-ALC-AllCommercial-Vent/Fan | 0 |  |  |  |  | 2 | 2 | 0 | 0 | 0 | 0 | 0 |  | kWh | 0 | 2.41 | Commercial |  | Annual | [5 empty] | 5 | 0.96 |  |  |  | 0 | 0 | 0 | 501 | 0 | 0 | 0 | 0 | 0 | 0 | 0 | 0 | 2006 Qtr 1: 0; 2006 Qtr 2: 0; 2006 Qtr 3: 0; 2006 Qtr 4: 0; 2007 Qtr 1: 0; 2007 Qtr 2: 0; 2007 Qtr 3: 0; 2007 Qtr 4: 0; 2008 Qtr 1: 0; 2008 Qtr 2: 0; 2008 Qtr 3: 0; 2008 Qtr 4: 501 | 501
0 | 213121-Water Heating -Commercial Pool Heater |  | 7 | Commercial | 01-ALC-AllCommercial-Vent/Fan | 0 |  |  |  |  | 2 | 2 | 0 | 0 | 0 | 0 | 0 |  | kWh | 0 | 2.41 | Commercial |  | Annual | [5 empty] | 5 | 0.96 |  |  |  | 0 | 0 | 0 | 1441 | 0 | 0 | 0 | 0 | 0 | 0 | 0 | 0 | 2006 Qtr 1: 0; 2006 Qtr 2: 0; 2006 Qtr 3: 0; 2006 Qtr 4: 0; 2007 Qtr 1: 0; 2007 Qtr 2: 0; 2007 Qtr 3: 0; 2007 Qtr 4: 0; 2008 Qtr 1: 0; 2008 Qtr 2: 0; 2008 Qtr 3: 0; 2008 Qtr 4: 1441 | 1441
0 | 213121-Water Heating -Commercial Pool Heater |  | 7 | Commercial | 01-ALC-AllCommercial-Vent/Fan | 0 |  |  |  |  | 2 | 2 | 0 | 0 | 0 | 0 | 0 |  | kWh | 0 | 2.41 | Commercial |  | Annual | [5 empty] | 5 | 0.96 |  |  |  | 0 | 0 | 0 | 2071 | 0 | 0 | 0 | 0 | 0 | 0 | 0 | 0 | 2006 Qtr 1: 0; 2006 Qtr 2: 0; 2006 Qtr 3: 0; 2006 Qtr 4: 0; 2007 Qtr 1: 0; 2007 Qtr 2: 0; 2007 Qtr 3: 0; 2007 Qtr 4: 0; 2008 Qtr 1: 0; 2008 Qtr 2: 0; 2008 Qtr 3: 0; 2008 Qtr 4: 2071 | 2071
0 | 213147-Premium T8 with T12 34Watt Baseline |  | 7 | Commercial | 01-ALC-AllCommercial-IntLight | 0 |  |  |  |  | 16.3168 | 6.9379 | 0 | 0 | 0 | 9.379 | 17.4769 |  | kWh | 0.00076957 | -0.033254 | Commercial |  | Annual | [5 empty] | 11 | 0.96 |  |  |  | 0 | 0 | 0 | 740.9773 | 0 | 0 | 0 | 0 | 0 | 0 | 0 | 0 | 2006 Qtr 1: 0; 2006 Qtr 2: 0; 2006 Qtr 3: 0; 2006 Qtr 4: 0; 2007 Qtr 1: 0; 2007 Qtr 2: 0; 2007 Qtr 3: 0; 2007 Qtr 4: 0; 2008 Qtr 1: 0; 2008 Qtr 2: 0; 2008 Qtr 3: 740.9773; 2008 Qtr 4: 0 | 740.9773
0 | 213053-Lighting - Remove 4 Ft T-8 (De-Lamp) | COFL00AVDEL01 | 7 | Commercial | 01-ALC-AllCommercial-IntLight | 0 |  |  |  |  | 33.026 | 11.5631 | 0 | 0 | 0 | 21.4629 | 183.2833 |  | kWh | 0.0080706 | -0.34874 | Commercial |  | Annual | [5 empty] | 11 | 0.96 |  |  |  | 0 | 0 | 0 | 189.9144 | 0 | 0 | 0 | 0 | 0 | 0 | 0 | 0 | 2006 Qtr 1: 0; 2006 Qtr 2: 0; 2006 Qtr 3: 0; 2006 Qtr 4: 0; 2007 Qtr 1: 0; 2007 Qtr 2: 0; 2007 Qtr 3: 0; 2007 Qtr 4: 0; 2008 Qtr 1: 0; 2008 Qtr 2: 0; 2008 Qtr 3: 189.9144; 2008 Qtr 4: 0 | 189.9144
0 | 213215-Lighting-Interior High Bay Linear Fluorescent Fixtures <= 244 Watts replacing 400 Watts (Tier 1) |  | 7 | Commercial | 01-ALC-AllCommercial-IntLight | 0 |  |  |  |  | 308.7635 | 88.1423 | 0 | 0 | 0 | 220.6211 | 1042.5135 |  | kWh | 0.2063 | -1.9836 | Commercial |  | Annual | [5 empty] | 11 | 0.96 |  |  |  | 0 | 0 | 0 | 1.0364 | 0 | 0 | 0 | 0 | 0 | 0 | 0 | 0 | 2006 Qtr 1: 0; 2006 Qtr 2: 0; 2006 Qtr 3: 0; 2006 Qtr 4: 0; 2007 Qtr 1: 0; 2007 Qtr 2: 0; 2007 Qtr 3: 0; 2007 Qtr 4: 0; 2008 Qtr 1: 0; 2008 Qtr 2: 0; 2008 Qtr 3: 1.0364; 2008 Qtr 4: 0 | 1.0364
0 | 213230-Lighting - Occupancy Sensor - High-Bay Sensor |  | 7 | Commercial | 01-ALC-AllCommercial-IntLight | 0 |  |  |  |  | 141 | 90 | 0 | 0 | 0 | 51 | 1304.0352 |  | kWh | 0.465 | 0 | Commercial |  | Annual | [5 empty] | 8 | 0.96 |  |  |  | 0 | 0 | 0 | 1 | 0 | 0 | 0 | 0 | 0 | 0 | 0 | 0 | 2006 Qtr 1: 0; 2006 Qtr 2: 0; 2006 Qtr 3: 0; 2006 Qtr 4: 0; 2007 Qtr 1: 0; 2007 Qtr 2: 0; 2007 Qtr 3: 0; 2007 Qtr 4: 0; 2008 Qtr 1: 0; 2008 Qtr 2: 0; 2008 Qtr 3: 1; 2008 Qtr 4: 0 | 1
0 | 213054-Lighting - Remove 8 Ft T-8 (De-Lamp) | CRTL00AVDEL02 | 7 | Commercial | 01-ALC-AllCommercial-IntLight | 0 |  |  |  |  | 33.2757 | 28.9078 | 0 | 0 | 0 | 4.368 | 302.4847 |  | kWh | 0.013319 | -0.57555 | Commercial |  | Annual | [5 empty] | 11 | 0.96 |  |  |  | 0 | 0 | 0 | 15.5668 | 0 | 0 | 0 | 0 | 0 | 0 | 0 | 0 | 2006 Qtr 1: 0; 2006 Qtr 2: 0; 2006 Qtr 3: 0; 2006 Qtr 4: 0; 2007 Qtr 1: 0; 2007 Qtr 2: 0; 2007 Qtr 3: 0; 2007 Qtr 4: 0; 2008 Qtr 1: 0; 2008 Qtr 2: 0; 2008 Qtr 3: 15.5668; 2008 Qtr 4: 0 | 15.5668
0 | 213207-Lighting-Interior High Bay Linear Fluorescent Fixtures <= 360 Watts replacing 400 Watts (Tier 2) |  | 7 | Commercial | 01-ALC-AllCommercial-IntLight | 0 |  |  |  |  | 345.8745 | 0 | 0 | 0 | 0 | 345.8745 | 856.6914 |  | kWh | 0.16953 | -1.6301 | Commercial |  | Annual | [5 empty] | 11 | 0.96 |  |  |  | 0 | 0 | 0 | 1.0364 | 0 | 0 | 0 | 0 | 0 | 0 | 0 | 0 | 2006 Qtr 1: 0; 2006 Qtr 2: 0; 2006 Qtr 3: 0; 2006 Qtr 4: 0; 2007 Qtr 1: 0; 2007 Qtr 2: 0; 2007 Qtr 3: 0; 2007 Qtr 4: 0; 2008 Qtr 1: 0; 2008 Qtr 2: 0; 2008 Qtr 3: 1.0364; 2008 Qtr 4: 0 | 1.0364
0 | 213147-Premium T8 with T12 34Watt Baseline |  | 7 | Commercial | 01-ALC-AllCommercial-IntLight | 0 |  |  |  |  | 16.3168 | 6.9379 | 0 | 0 | 0 | 9.379 | 12.7536 |  | kWh | 0.0025735 | -0.024267 | Commercial |  | Annual | [5 empty] | 11 | 0.96 |  |  |  | 0 | 0 | 0 | 509.0328 | 0 | 0 | 0 | 0 | 0 | 0 | 0 | 0 | 2006 Qtr 1: 0; 2006 Qtr 2: 0; 2006 Qtr 3: 0; 2006 Qtr 4: 0; 2007 Qtr 1: 0; 2007 Qtr 2: 0; 2007 Qtr 3: 0; 2007 Qtr 4: 0; 2008 Qtr 1: 0; 2008 Qtr 2: 0; 2008 Qtr 3: 0; 2008 Qtr 4: 509.0328 | 509.0328
0 | 213053-Lighting - Remove 4 Ft T-8 (De-Lamp) | COFL00AVDEL01 | 10 | Commercial | 01-ALC-AllCommercial-IntLight | 0 |  |  |  |  | 33.026 | 11.5631 | 0 | 0 | 0 | 21.4629 | 133.7492 |  | kWh | 0.026989 | -0.25449 | Commercial |  | Annual | [5 empty] | 11 | 0.96 |  |  |  | 0 | 0 | 0 | 246.733 | 0 | 0 | 0 | 0 | 0 | 0 | 0 | 0 | 2006 Qtr 1: 0; 2006 Qtr 2: 0; 2006 Qtr 3: 0; 2006 Qtr 4: 0; 2007 Qtr 1: 0; 2007 Qtr 2: 0; 2007 Qtr 3: 0; 2007 Qtr 4: 0; 2008 Qtr 1: 0; 2008 Qtr 2: 0; 2008 Qtr 3: 0; 2008 Qtr 4: 246.733 | 246.733
0 | 213147-Premium T8 with T12 34Watt Baseline |  | 10 | Commercial | 01-ALC-AllCommercial-IntLight | 0 |  |  |  |  | 16.3168 | 7.7087 | 0 | 0 | 0 | 8.6081 | 12.7536 |  | kWh | 0.0025735 | -0.024267 | Commercial |  | Annual | [5 empty] | 11 | 0.96 |  |  |  | 0 | 0 | 0 | 420.3023 | 0 | 0 | 0 | 0 | 0 | 0 | 0 | 0 | 2006 Qtr 1: 0; 2006 Qtr 2: 0; 2006 Qtr 3: 0; 2006 Qtr 4: 0; 2007 Qtr 1: 0; 2007 Qtr 2: 0; 2007 Qtr 3: 0; 2007 Qtr 4: 0; 2008 Qtr 1: 0; 2008 Qtr 2: 0; 2008 Qtr 3: 0; 2008 Qtr 4: 420.3023 | 420.3023
0 | 213215-Lighting-Interior High Bay Linear Fluorescent Fixtures <= 244 Watts replacing 400 Watts (Tier 1) |  | 7 | Commercial | 01-ALC-AllCommercial-IntLight | 0 |  |  |  |  | 308.7635 | 97.9359 | 0 | 0 | 0 | 210.8275 | 0 |  | kWh | 0 | 0 | Commercial |  | Annual | [5 empty] | 11 | 0.96 |  |  |  | 0 | 0 | 0 | 189.6597 | 0 | 0 | 0 | 0 | 0 | 0 | 0 | 0 | 2006 Qtr 1: 0; 2006 Qtr 2: 0; 2006 Qtr 3: 0; 2006 Qtr 4: 0; 2007 Qtr 1: 0; 2007 Qtr 2: 0; 2007 Qtr 3: 0; 2007 Qtr 4: 0; 2008 Qtr 1: 0; 2008 Qtr 2: 0; 2008 Qtr 3: 0; 2008 Qtr 4: 189.6597 | 189.6597
0 | 213230-Lighting - Occupancy Sensor - High-Bay Sensor |  | 7 | Commercial | 01-ALC-AllCommercial-IntLight | 0 |  |  |  |  | 141 | 100 | 0 | 0 | 0 | 41 | 1304.0352 |  | kWh | 0.465 | 0 | Commercial |  | Annual | [5 empty] | 8 | 0.96 |  |  |  | 0 | 0 | 0 | 183 | 0 | 0 | 0 | 0 | 0 | 0 | 0 | 0 | 2006 Qtr 1: 0; 2006 Qtr 2: 0; 2006 Qtr 3: 0; 2006 Qtr 4: 0; 2007 Qtr 1: 0; 2007 Qtr 2: 0; 2007 Qtr 3: 0; 2007 Qtr 4: 0; 2008 Qtr 1: 0; 2008 Qtr 2: 0; 2008 Qtr 3: 0; 2008 Qtr 4: 183 | 183
0 | 213147-Premium T8 with T12 34Watt Baseline |  | System | Commercial | 01-ALC-AllCommercial-IntLight | 0 |  |  |  |  | 16.3168 | 7.7087 | 0 | 0 | 0 | 8.6081 | 12.7536 |  | kWh | 0.0025735 | -0.024267 | Commercial |  | Annual | [5 empty] | 11 | 0.96 |  |  |  | 0 | 0 | 0 | 547.9496 | 0 | 0 | 0 | 0 | 0 | 0 | 0 | 0 | 2006 Qtr 1: 0; 2006 Qtr 2: 0; 2006 Qtr 3: 0; 2006 Qtr 4: 0; 2007 Qtr 1: 0; 2007 Qtr 2: 0; 2007 Qtr 3: 0; 2007 Qtr 4: 0; 2008 Qtr 1: 0; 2008 Qtr 2: 0; 2008 Qtr 3: 0; 2008 Qtr 4: 547.9496 | 547.9496
0 | 213083-Refrigeration -Cooler/Freezer Door Gaskets - Glass Doors |  | 7 | Commercial | 01-ALC-AllCommercial-Refrig | 0 |  |  |  |  | 4 | 4 | 0 | 0 | 0 | 0 | 104.55 |  | kWh | 0.01195 | 0 | Commercial |  | Annual | [5 empty] | 4 | 0.96 |  |  |  | 0 | 0 | 0 | 951 | 0 | 0 | 0 | 0 | 0 | 0 | 0 | 0 | 2006 Qtr 1: 0; 2006 Qtr 2: 0; 2006 Qtr 3: 0; 2006 Qtr 4: 0; 2007 Qtr 1: 0; 2007 Qtr 2: 0; 2007 Qtr 3: 0; 2007 Qtr 4: 0; 2008 Qtr 1: 0; 2008 Qtr 2: 0; 2008 Qtr 3: 951; 2008 Qtr 4: 0 | 951
0 | 213059-Motors - VFD - HVAC Fans (per Hp) |  | 10 | Commercial | 01-ALC-AllCommercial-Vent/Fan | 0 |  |  |  |  | 202 | 3200 | 0 | 0 | 0 | -2998 | 753 |  | kWh | 0 | 0 | Commercial |  | Annual | [5 empty] | 15 | 0.96 |  |  |  | 0 | 0 | 0 | 4 | 0 | 0 | 0 | 0 | 0 | 0 | 0 | 0 | 2006 Qtr 1: 0; 2006 Qtr 2: 0; 2006 Qtr 3: 0; 2006 Qtr 4: 0; 2007 Qtr 1: 0; 2007 Qtr 2: 0; 2007 Qtr 3: 0; 2007 Qtr 4: 0; 2008 Qtr 1: 0; 2008 Qtr 2: 0; 2008 Qtr 3: 0; 2008 Qtr 4: 4 | 4
0 | 213078-Refrigeration - New Refrigeration Case w/Doors-Special doors Low Temp |  | 7 | Commercial | 01-ALC-AllCommercial-Refrig | 0 |  |  |  |  | 700 | 200 | 0 | 0 | 0 | 500 | 1208 |  | kWh | 0.218 | 0 | Commercial |  | Annual | [5 empty] | 16 | 0.96 |  |  |  | 0 | 0 | 0 | 12 | 0 | 0 | 0 | 0 | 0 | 0 | 0 | 0 | 2006 Qtr 1: 0; 2006 Qtr 2: 0; 2006 Qtr 3: 0; 2006 Qtr 4: 0; 2007 Qtr 1: 0; 2007 Qtr 2: 0; 2007 Qtr 3: 0; 2007 Qtr 4: 0; 2008 Qtr 1: 0; 2008 Qtr 2: 0; 2008 Qtr 3: 0; 2008 Qtr 4: 12 | 12
0 | 213147-Premium T8 with T12 34Watt Baseline |  | 10 | Commercial | 01-ALC-AllCommercial-IntLight | 0 |  |  |  |  | 16.3168 | 7.7087 | 0 | 0 | 0 | 8.6081 | 14.1731 |  | kWh | 0.0035968 | -0.026968 | Commercial |  | Annual | [5 empty] | 11 | 0.96 |  |  |  | 0 | 0 | 0 | 474.7859 | 0 | 0 | 0 | 0 | 0 | 0 | 0 | 0 | 2006 Qtr 1: 0; 2006 Qtr 2: 0; 2006 Qtr 3: 0; 2006 Qtr 4: 0; 2007 Qtr 1: 0; 2007 Qtr 2: 0; 2007 Qtr 3: 0; 2007 Qtr 4: 0; 2008 Qtr 1: 0; 2008 Qtr 2: 0; 2008 Qtr 3: 0; 2008 Qtr 4: 474.7859 | 474.7859
0 | 213013-Lighting - 8 Ft T-8 with Elec. Ballast |  | 10 | Commercial | 01-ALC-AllCommercial-IntLight | 0 |  |  |  |  | 41.7557 | 9.6359 | 0 | 0 | 0 | 32.1197 | 53.0584 |  | kWh | 0.013465 | -0.10096 | Commercial |  | Annual | [5 empty] | 11 | 0.96 |  |  |  | 0 | 0 | 0 | 228.0529 | 0 | 0 | 0 | 0 | 0 | 0 | 0 | 0 | 2006 Qtr 1: 0; 2006 Qtr 2: 0; 2006 Qtr 3: 0; 2006 Qtr 4: 0; 2007 Qtr 1: 0; 2007 Qtr 2: 0; 2007 Qtr 3: 0; 2007 Qtr 4: 0; 2008 Qtr 1: 0; 2008 Qtr 2: 0; 2008 Qtr 3: 0; 2008 Qtr 4: 228.0529 | 228.0529
0 | 213054-Lighting - Remove 8 Ft T-8 (De-Lamp) | CRTL00AVDEL02 | 10 | Commercial | 01-ALC-AllCommercial-IntLight | 0 |  |  |  |  | 33.2757 | 0 | 0 | 0 | 0 | 33.2757 | 245.3041 |  | kWh | 0.062252 | -0.46675 | Commercial |  | Annual | [5 empty] | 11 | 0.96 |  |  |  | 0 | 0 | 0 | 0.77834 | 0 | 0 | 0 | 0 | 0 | 0 | 0 | 0 | 2006 Qtr 1: 0; 2006 Qtr 2: 0; 2006 Qtr 3: 0; 2006 Qtr 4: 0; 2007 Qtr 1: 0; 2007 Qtr 2: 0; 2007 Qtr 3: 0; 2007 Qtr 4: 0; 2008 Qtr 1: 0; 2008 Qtr 2: 0; 2008 Qtr 3: 0; 2008 Qtr 4: 0.77834 | 0.77834
0 | 213062-Lighting - Occupancy Sensor - Wallbox Lighting Sensor | CALC00AVOCC01 | 10 | Commercial | 01-ALC-AllCommercial-IntLight | 0 |  |  |  |  | 42.2833 | 22.5 | 0 | 0 | 0 | 19.7833 | 213.759 |  | kWh | 0 | 0 | Commercial |  | Annual | [5 empty] | 8 | 0.96 |  |  |  | 0 | 0 | 0 | 3 | 0 | 0 | 0 | 0 | 0 | 0 | 0 | 0 | 2006 Qtr 1: 0; 2006 Qtr 2: 0; 2006 Qtr 3: 0; 2006 Qtr 4: 0; 2007 Qtr 1: 0; 2007 Qtr 2: 0; 2007 Qtr 3: 0; 2007 Qtr 4: 0; 2008 Qtr 1: 0; 2008 Qtr 2: 0; 2008 Qtr 3: 0; 2008 Qtr 4: 3 | 3
0 | 213049-Lighting - LED Exit Sign New Sign | CALC00AVETS01 | 10 | Commercial | 02-ASM-Assembly-Exit | 0 |  |  |  |  | 65.4374 | 45 | 0 | 0 | 0 | 20.4374 | 351.311 |  | kWh | 0 | 0 | Commercial |  | Annual | [5 empty] | 16 | 0.96 |  |  |  | 0 | 0 | 0 | 5 | 0 | 0 | 0 | 0 | 0 | 0 | 0 | 0 | 2006 Qtr 1: 0; 2006 Qtr 2: 0; 2006 Qtr 3: 0; 2006 Qtr 4: 0; 2007 Qtr 1: 0; 2007 Qtr 2: 0; 2007 Qtr 3: 0; 2007 Qtr 4: 0; 2008 Qtr 1: 0; 2008 Qtr 2: 0; 2008 Qtr 3: 0; 2008 Qtr 4: 5 | 5
0 | 213147-Premium T8 with T12 34Watt Baseline |  | 10 | Commercial | 01-ALC-AllCommercial-IntLight | 0 |  |  |  |  | 16.3168 | 6.9379 | 0 | 0 | 0 | 9.379 | 12.7536 |  | kWh | 0.0025735 | -0.024267 | Commercial |  | Annual | [5 empty] | 11 | 0.96 |  |  |  | 0 | 0 | 0 | 1594.0353 | 0 | 0 | 0 | 0 | 0 | 0 | 0 | 0 | 2006 Qtr 1: 0; 2006 Qtr 2: 0; 2006 Qtr 3: 0; 2006 Qtr 4: 0; 2007 Qtr 1: 0; 2007 Qtr 2: 0; 2007 Qtr 3: 0; 2007 Qtr 4: 0; 2008 Qtr 1: 0; 2008 Qtr 2: 0; 2008 Qtr 3: 1594.0353; 2008 Qtr 4: 0 | 1594.0353
0 | 213013-Lighting - 8 Ft T-8 with Elec. Ballast |  | 10 | Commercial | 01-ALC-AllCommercial-IntLight | 0 |  |  |  |  | 41.7557 | 8.6723 | 0 | 0 | 0 | 33.0833 | 47.7442 |  | kWh | 0.0096341 | -0.090845 | Commercial |  | Annual | [5 empty] | 11 | 0.96 |  |  |  | 0 | 0 | 0 | 31.1335 | 0 | 0 | 0 | 0 | 0 | 0 | 0 | 0 | 2006 Qtr 1: 0; 2006 Qtr 2: 0; 2006 Qtr 3: 0; 2006 Qtr 4: 0; 2007 Qtr 1: 0; 2007 Qtr 2: 0; 2007 Qtr 3: 0; 2007 Qtr 4: 0; 2008 Qtr 1: 0; 2008 Qtr 2: 0; 2008 Qtr 3: 31.1335; 2008 Qtr 4: 0 | 31.1335
0 | 213012-Lighting - 3 Ft 2nd Gen. T-8 with Elec. Ballast |  | 10 | Commercial | 01-ALC-AllCommercial-IntLight | 0 |  |  |  |  | 26.9806 | 9.2505 | 0 | 0 | 0 | 17.7301 | 38.8167 |  | kWh | 0.0078326 | -0.073858 | Commercial |  | Annual | [5 empty] | 11 | 0.96 |  |  |  | 0 | 0 | 0 | 200.8111 | 0 | 0 | 0 | 0 | 0 | 0 | 0 | 0 | 2006 Qtr 1: 0; 2006 Qtr 2: 0; 2006 Qtr 3: 0; 2006 Qtr 4: 0; 2007 Qtr 1: 0; 2007 Qtr 2: 0; 2007 Qtr 3: 0; 2007 Qtr 4: 0; 2008 Qtr 1: 0; 2008 Qtr 2: 0; 2008 Qtr 3: 200.8111; 2008 Qtr 4: 0 | 200.8111
0 | 213215-Lighting-Interior High Bay Linear Fluorescent Fixtures <= 244 Watts replacing 400 Watts (Tier 1) |  | 7 | Commercial | 01-ALC-AllCommercial-IntLight | 0 |  |  |  |  | 308.7635 | 88.1423 | 0 | 0 | 0 | 220.6211 | 0 |  | kWh | 0 | 0 | Commercial |  | Annual | [5 empty] | 11 | 0.96 |  |  |  | 0 | 0 | 0 | 155.4588 | 0 | 0 | 0 | 0 | 0 | 0 | 0 | 0 | 2006 Qtr 1: 0; 2006 Qtr 2: 0; 2006 Qtr 3: 0; 2006 Qtr 4: 0; 2007 Qtr 1: 0; 2007 Qtr 2: 0; 2007 Qtr 3: 0; 2007 Qtr 4: 0; 2008 Qtr 1: 0; 2008 Qtr 2: 0; 2008 Qtr 3: 0; 2008 Qtr 4: 155.4588 | 155.4588
0 | 213230-Lighting - Occupancy Sensor - High-Bay Sensor |  | 7 | Commercial | 01-ALC-AllCommercial-IntLight | 0 |  |  |  |  | 141 | 90 | 0 | 0 | 0 | 51 | 1304.0352 |  | kWh | 0.465 | 0 | Commercial |  | Annual | [5 empty] | 8 | 0.96 |  |  |  | 0 | 0 | 0 | 150 | 0 | 0 | 0 | 0 | 0 | 0 | 0 | 0 | 2006 Qtr 1: 0; 2006 Qtr 2: 0; 2006 Qtr 3: 0; 2006 Qtr 4: 0; 2007 Qtr 1: 0; 2007 Qtr 2: 0; 2007 Qtr 3: 0; 2007 Qtr 4: 0; 2008 Qtr 1: 0; 2008 Qtr 2: 0; 2008 Qtr 3: 0; 2008 Qtr 4: 150 | 150
0 | 213147-Premium T8 with T12 34Watt Baseline |  | 7 | Commercial | 01-ALC-AllCommercial-IntLight | 0 |  |  |  |  | 16.3168 | 7.7087 | 0 | 0 | 0 | 8.6081 | 12.7536 |  | kWh | 0.0025735 | -0.024267 | Commercial |  | Annual | [5 empty] | 11 | 0.96 |  |  |  | 0 | 0 | 0 | 129.204 | 0 | 0 | 0 | 0 | 0 | 0 | 0 | 0 | 2006 Qtr 1: 0; 2006 Qtr 2: 0; 2006 Qtr 3: 0; 2006 Qtr 4: 0; 2007 Qtr 1: 0; 2007 Qtr 2: 0; 2007 Qtr 3: 0; 2007 Qtr 4: 0; 2008 Qtr 1: 0; 2008 Qtr 2: 0; 2008 Qtr 3: 0; 2008 Qtr 4: 129.204 | 129.204
0 | 213053-Lighting - Remove 4 Ft T-8 (De-Lamp) | COFL00AVDEL01 | 7 | Commercial | 01-ALC-AllCommercial-IntLight | 0 |  |  |  |  | 33.026 | 12.8479 | 0 | 0 | 0 | 20.1781 | 133.7492 |  | kWh | 0.026989 | -0.25449 | Commercial |  | Annual | [5 empty] | 11 | 0.96 |  |  |  | 0 | 0 | 0 | 54.4836 | 0 | 0 | 0 | 0 | 0 | 0 | 0 | 0 | 2006 Qtr 1: 0; 2006 Qtr 2: 0; 2006 Qtr 3: 0; 2006 Qtr 4: 0; 2007 Qtr 1: 0; 2007 Qtr 2: 0; 2007 Qtr 3: 0; 2007 Qtr 4: 0; 2008 Qtr 1: 0; 2008 Qtr 2: 0; 2008 Qtr 3: 0; 2008 Qtr 4: 54.4836 | 54.4836
0 | 213054-Lighting - Remove 8 Ft T-8 (De-Lamp) | CRTL00AVDEL02 | 7 | Commercial | 01-ALC-AllCommercial-IntLight | 0 |  |  |  |  | 33.2757 | 32.1197 | 0 | 0 | 0 | 1.156 | 220.7352 |  | kWh | 0.044541 | -0.42 | Commercial |  | Annual | [5 empty] | 11 | 0.96 |  |  |  | 0 | 0 | 0 | 21.0151 | 0 | 0 | 0 | 0 | 0 | 0 | 0 | 0 | 2006 Qtr 1: 0; 2006 Qtr 2: 0; 2006 Qtr 3: 0; 2006 Qtr 4: 0; 2007 Qtr 1: 0; 2007 Qtr 2: 0; 2007 Qtr 3: 0; 2007 Qtr 4: 0; 2008 Qtr 1: 0; 2008 Qtr 2: 0; 2008 Qtr 3: 0; 2008 Qtr 4: 21.0151 | 21.0151
0 | 213020-Lighting - Hardwire Incan Base >90 watt Fluorescent Fixture |  | 7 | Commercial | 01-ALC-AllCommercial-IntLight | 0 |  |  |  |  | 222.2686 | 217.1294 | 0 | 0 | 0 | 5.1392 | 83.3021 |  | kWh | 0.015017 |  | Commercial |  | Annual | [5 empty] | 12 | 0.96 |  |  |  | 0 | 0 | 0 | 11.6751 | 0 | 0 | 0 | 0 | 0 | 0 | 0 | 0 | 2006 Qtr 1: 0; 2006 Qtr 2: 0; 2006 Qtr 3: 0; 2006 Qtr 4: 0; 2007 Qtr 1: 0; 2007 Qtr 2: 0; 2007 Qtr 3: 0; 2007 Qtr 4: 0; 2008 Qtr 1: 0; 2008 Qtr 2: 0; 2008 Qtr 3: 0; 2008 Qtr 4: 11.6751 | 11.6751
0 | 213083-Refrigeration -Cooler/Freezer Door Gaskets - Glass Doors |  | 10 | Commercial | 01-ALC-AllCommercial-Refrig | 0 |  |  |  |  | 4 | 4 | 0 | 0 | 0 | 0 | 104.55 |  | kWh | 0.01195 | 0 | Commercial |  | Annual | [5 empty] | 4 | 0.96 |  |  |  | 0 | 0 | 0 | 151 | 0 | 0 | 0 | 0 | 0 | 0 | 0 | 0 | 2006 Qtr 1: 0; 2006 Qtr 2: 0; 2006 Qtr 3: 0; 2006 Qtr 4: 0; 2007 Qtr 1: 0; 2007 Qtr 2: 0; 2007 Qtr 3: 0; 2007 Qtr 4: 0; 2008 Qtr 1: 0; 2008 Qtr 2: 0; 2008 Qtr 3: 151; 2008 Qtr 4: 0 | 151
0 | 213221-Lighting - Screw in >= 27 Watt Lamp |  | 7 | Commercial | 01-ALC-AllCommercial-IntLight | 0 |  |  |  |  | 8.2022 | 10.6325 | 0 | 0 | 0 | -2.4303 | 37.1081 |  | kWh | 0.0027699 | -0.17257 | Commercial |  | Annual | [5 empty] | 1.2 | 0.96 |  |  |  | 0 | 0 | 0 | 795.9542 | 0 | 0 | 0 | 0 | 0 | 0 | 0 | 0 | 2006 Qtr 1: 0; 2006 Qtr 2: 0; 2006 Qtr 3: 0; 2006 Qtr 4: 0; 2007 Qtr 1: 0; 2007 Qtr 2: 0; 2007 Qtr 3: 0; 2007 Qtr 4: 0; 2008 Qtr 1: 0; 2008 Qtr 2: 0; 2008 Qtr 3: 0; 2008 Qtr 4: 795.9542 | 795.9542
0 | 213229-Lighting - Screw in 14-26 Watt Reflector Lamp |  | 10 | Commercial | 01-ALC-AllCommercial-IntLight | 0 |  |  |  |  | 6.5502 | 9.1136 | 0 | 0 | 0 | -2.5634 | 35.6495 |  | kWh | 0.0026611 | -0.16579 | Commercial |  | Annual | [5 empty] | 2 | 0.96 |  |  |  | 0 | 0 | 0 | 444.3913 | 0 | 0 | 0 | 0 | 0 | 0 | 0 | 0 | 2006 Qtr 1: 0; 2006 Qtr 2: 0; 2006 Qtr 3: 0; 2006 Qtr 4: 0; 2007 Qtr 1: 0; 2007 Qtr 2: 0; 2007 Qtr 3: 0; 2007 Qtr 4: 0; 2008 Qtr 1: 0; 2008 Qtr 2: 0; 2008 Qtr 3: 0; 2008 Qtr 4: 444.3913 | 444.3913
0 | 213222-Lighting - Screw in 14-26 Watt Lamp |  | 7 | Commercial | 01-ALC-AllCommercial-IntLight | 0 |  |  |  |  | 7.1694 | 8.101 | 0 | 0 | 0 | -0.93161 | 35.6495 |  | kWh | 0.0026611 | -0.16579 | Commercial |  | Annual | [5 empty] | 2.3 | 0.96 |  |  |  | 0.797 | 0 | 0 | 765.3406 | 0 | 0 | 0 | 0 | 0 | 0 | 0 | 0 | 2006 Qtr 1: 0; 2006 Qtr 2: 0; 2006 Qtr 3: 0; 2006 Qtr 4: 0; 2007 Qtr 1: 0; 2007 Qtr 2: 0; 2007 Qtr 3: 0; 2007 Qtr 4: 0; 2008 Qtr 1: 0; 2008 Qtr 2: 0; 2008 Qtr 3: 0; 2008 Qtr 4: 765.3406 | 765.3406
0 | 213221-Lighting - Screw in >= 27 Watt Lamp |  | 7 | Commercial | 01-ALC-AllCommercial-IntLight | 0 |  |  |  |  | 8.2022 | 10.6325 | 0 | 0 | 0 | -2.4303 | 37.1081 |  | kWh | 0.0027699 | -0.17257 | Commercial |  | Annual | [5 empty] | 1.2 | 0.96 |  |  |  | 0 | 0 | 0 | 979.6359 | 0 | 0 | 0 | 0 | 0 | 0 | 0 | 0 | 2006 Qtr 1: 0; 2006 Qtr 2: 0; 2006 Qtr 3: 0; 2006 Qtr 4: 0; 2007 Qtr 1: 0; 2007 Qtr 2: 0; 2007 Qtr 3: 0; 2007 Qtr 4: 0; 2008 Qtr 1: 0; 2008 Qtr 2: 0; 2008 Qtr 3: 0; 2008 Qtr 4: 979.6359 | 979.6359
0 | 213229-Lighting - Screw in 14-26 Watt Reflector Lamp |  | 7 | Commercial | 01-ALC-AllCommercial-IntLight | 0 |  |  |  |  | 6.5502 | 9.1136 | 0 | 0 | 0 | -2.5634 | 35.6495 |  | kWh | 0.0026611 | -0.16579 | Commercial |  | Annual | [5 empty] | 2 | 0.96 |  |  |  | 0 | 0 | 0 | 471.0548 | 0 | 0 | 0 | 0 | 0 | 0 | 0 | 0 | 2006 Qtr 1: 0; 2006 Qtr 2: 0; 2006 Qtr 3: 0; 2006 Qtr 4: 0; 2007 Qtr 1: 0; 2007 Qtr 2: 0; 2007 Qtr 3: 0; 2007 Qtr 4: 0; 2008 Qtr 1: 0; 2008 Qtr 2: 0; 2008 Qtr 3: 0; 2008 Qtr 4: 471.0548 | 471.0548
0 | 213222-Lighting - Screw in 14-26 Watt Lamp |  | 7 | Commercial | 01-ALC-AllCommercial-IntLight | 0 |  |  |  |  | 7.1694 | 8.101 | 0 | 0 | 0 | -0.93161 | 35.6495 |  | kWh | 0.0026611 | -0.16579 | Commercial |  | Annual | [5 empty] | 2.3 | 0.96 |  |  |  | 0.797 | 0 | 0 | 54.3145 | 0 | 0 | 0 | 0 | 0 | 0 | 0 | 0 | 2006 Qtr 1: 0; 2006 Qtr 2: 0; 2006 Qtr 3: 0; 2006 Qtr 4: 0; 2007 Qtr 1: 0; 2007 Qtr 2: 0; 2007 Qtr 3: 0; 2007 Qtr 4: 0; 2008 Qtr 1: 0; 2008 Qtr 2: 0; 2008 Qtr 3: 0; 2008 Qtr 4: 54.3145 | 54.3145
0 | 213147-Premium T8 with T12 34Watt Baseline |  | 7 | Commercial | 01-ALC-AllCommercial-IntLight | 0 |  |  |  |  | 16.3168 | 7.7087 | 0 | 0 | 0 | 8.6081 | 12.7536 |  | kWh | 0.0025735 | -0.024267 | Commercial |  | Annual | [5 empty] | 11 | 0.96 |  |  |  | 0 | 0 | 0 | 312.8917 | 0 | 0 | 0 | 0 | 0 | 0 | 0 | 0 | 2006 Qtr 1: 0; 2006 Qtr 2: 0; 2006 Qtr 3: 0; 2006 Qtr 4: 0; 2007 Qtr 1: 0; 2007 Qtr 2: 0; 2007 Qtr 3: 0; 2007 Qtr 4: 0; 2008 Qtr 1: 0; 2008 Qtr 2: 0; 2008 Qtr 3: 0; 2008 Qtr 4: 312.8917 | 312.8917
0 | 213013-Lighting - 8 Ft T-8 with Elec. Ballast |  | 7 | Commercial | 01-ALC-AllCommercial-IntLight | 0 |  |  |  |  | 41.7557 | 9.6359 | 0 | 0 | 0 | 32.1197 | 47.7442 |  | kWh | 0.0096341 | -0.090845 | Commercial |  | Annual | [5 empty] | 11 | 0.96 |  |  |  | 0 | 0 | 0 | 9.3401 | 0 | 0 | 0 | 0 | 0 | 0 | 0 | 0 | 2006 Qtr 1: 0; 2006 Qtr 2: 0; 2006 Qtr 3: 0; 2006 Qtr 4: 0; 2007 Qtr 1: 0; 2007 Qtr 2: 0; 2007 Qtr 3: 0; 2007 Qtr 4: 0; 2008 Qtr 1: 0; 2008 Qtr 2: 0; 2008 Qtr 3: 0; 2008 Qtr 4: 9.3401 | 9.3401
0 | 213053-Lighting - Remove 4 Ft T-8 (De-Lamp) | COFL00AVDEL01 | 7 | Commercial | 01-ALC-AllCommercial-IntLight | 0 |  |  |  |  | 33.026 | 12.8479 | 0 | 0 | 0 | 20.1781 | 133.7492 |  | kWh | 0.026989 | -0.25449 | Commercial |  | Annual | [5 empty] | 11 | 0.96 |  |  |  | 0 | 0 | 0 | 155.6675 | 0 | 0 | 0 | 0 | 0 | 0 | 0 | 0 | 2006 Qtr 1: 0; 2006 Qtr 2: 0; 2006 Qtr 3: 0; 2006 Qtr 4: 0; 2007 Qtr 1: 0; 2007 Qtr 2: 0; 2007 Qtr 3: 0; 2007 Qtr 4: 0; 2008 Qtr 1: 0; 2008 Qtr 2: 0; 2008 Qtr 3: 0; 2008 Qtr 4: 155.6675 | 155.6675
0 | 213215-Lighting-Interior High Bay Linear Fluorescent Fixtures <= 244 Watts replacing 400 Watts (Tier 1) |  | 7 | Commercial | 01-ALC-AllCommercial-IntLight | 0 |  |  |  |  | 308.7635 | 97.9359 | 0 | 0 | 0 | 210.8275 | 0 |  | kWh | 0 | 0 | Commercial |  | Annual | [5 empty] | 11 | 0.96 |  |  |  | 0 | 0 | 0 | 55.9652 | 0 | 0 | 0 | 0 | 0 | 0 | 0 | 0 | 2006 Qtr 1: 0; 2006 Qtr 2: 0; 2006 Qtr 3: 0; 2006 Qtr 4: 0; 2007 Qtr 1: 0; 2007 Qtr 2: 0; 2007 Qtr 3: 0; 2007 Qtr 4: 0; 2008 Qtr 1: 0; 2008 Qtr 2: 0; 2008 Qtr 3: 0; 2008 Qtr 4: 55.9652 | 55.9652
0 | 213221-Lighting - Screw in >= 27 Watt Lamp |  | 7 | Commercial | 01-ALC-AllCommercial-IntLight | 0 |  |  |  |  | 8.2022 | 10.6325 | 0 | 0 | 0 | -2.4303 | 37.1081 |  | kWh | 0.0027699 | -0.17257 | Commercial |  | Annual | [5 empty] | 1.2 | 0.96 |  |  |  | 0 | 0 | 0 | 1185.0434 | 0 | 0 | 0 | 0 | 0 | 0 | 0 | 0 | 2006 Qtr 1: 0; 2006 Qtr 2: 0; 2006 Qtr 3: 0; 2006 Qtr 4: 0; 2007 Qtr 1: 0; 2007 Qtr 2: 0; 2007 Qtr 3: 0; 2007 Qtr 4: 0; 2008 Qtr 1: 0; 2008 Qtr 2: 0; 2008 Qtr 3: 0; 2008 Qtr 4: 1185.0434 | 1185.0434
0 | 213213-Lighting-Wall or Ceiling-mounted Lighting Sensor >= 500 watts |  | System | Commercial | 01-ALC-AllCommercial-IntLight | 0 |  |  |  |  | 141 | 83.5 | 0 | 0 | 0 | 57.5 | 789 |  | kWh | 0.381 | 0 | Commercial |  | Annual | [5 empty] | 8 | 0.96 |  |  |  | 0 | 0 | 0 | 40 | 0 | 0 | 0 | 0 | 0 | 0 | 0 | 0 | 2006 Qtr 1: 0; 2006 Qtr 2: 0; 2006 Qtr 3: 0; 2006 Qtr 4: 0; 2007 Qtr 1: 0; 2007 Qtr 2: 0; 2007 Qtr 3: 0; 2007 Qtr 4: 0; 2008 Qtr 1: 0; 2008 Qtr 2: 0; 2008 Qtr 3: 0; 2008 Qtr 4: 40 | 40
0 | 213082-Refrigeration - Vending Machine Controller | CALC00AVVEN01 | 10 | Commercial | 01-ALC-AllCommercial-Refrig | 0 |  |  |  |  | 215.5 | 155 | 0 | 0 | 0 | 60.5 | 1612 |  | kWh | 0 | 0 | Commercial |  | Annual | [5 empty] | 10 | 0.96 |  |  |  | 0 | 0 | 0 | 2 | 0 | 0 | 0 | 0 | 0 | 0 | 0 | 0 | 2006 Qtr 1: 0; 2006 Qtr 2: 0; 2006 Qtr 3: 0; 2006 Qtr 4: 0; 2007 Qtr 1: 0; 2007 Qtr 2: 0; 2007 Qtr 3: 0; 2007 Qtr 4: 0; 2008 Qtr 1: 0; 2008 Qtr 2: 0; 2008 Qtr 3: 0; 2008 Qtr 4: 2 | 2
0 | 213082-Refrigeration - Vending Machine Controller | CALC00AVVEN01 | 10 | Commercial | 01-ALC-AllCommercial-Refrig | 0 |  |  |  |  | 215.5 | 155 | 0 | 0 | 0 | 60.5 | 1612 |  | kWh | 0 | 0 | Commercial |  | Annual | [5 empty] | 10 | 0.96 |  |  |  | 0 | 0 | 0 | 2 | 0 | 0 | 0 | 0 | 0 | 0 | 0 | 0 | 2006 Qtr 1: 0; 2006 Qtr 2: 0; 2006 Qtr 3: 0; 2006 Qtr 4: 0; 2007 Qtr 1: 0; 2007 Qtr 2: 0; 2007 Qtr 3: 0; 2007 Qtr 4: 0; 2008 Qtr 1: 0; 2008 Qtr 2: 0; 2008 Qtr 3: 0; 2008 Qtr 4: 2 | 2
0 | 213084-Refrigeration -Cooler/Freezer Door Gaskets - Solid Doors: Cooler |  | 7 | Commercial | 01-ALC-AllCommercial-Refrig | 0 |  |  |  |  | 4 | 4 | 0 | 0 | 0 | 0 | 104.55 |  | kWh | 0.01195 | 0 | Commercial |  | Annual | [5 empty] | 4 | 0.96 |  |  |  | 0 | 0 | 0 | 16 | 0 | 0 | 0 | 0 | 0 | 0 | 0 | 0 | 2006 Qtr 1: 0; 2006 Qtr 2: 0; 2006 Qtr 3: 0; 2006 Qtr 4: 0; 2007 Qtr 1: 0; 2007 Qtr 2: 0; 2007 Qtr 3: 0; 2007 Qtr 4: 0; 2008 Qtr 1: 0; 2008 Qtr 2: 0; 2008 Qtr 3: 0; 2008 Qtr 4: 16 | 16
0 | 213083-Refrigeration -Cooler/Freezer Door Gaskets - Glass Doors |  | 7 | Commercial | 01-ALC-AllCommercial-Refrig | 0 |  |  |  |  | 4 | 4 | 0 | 0 | 0 | 0 | 104.55 |  | kWh | 0.01195 | 0 | Commercial |  | Annual | [5 empty] | 4 | 0.96 |  |  |  | 0 | 0 | 0 | 666 | 0 | 0 | 0 | 0 | 0 | 0 | 0 | 0 | 2006 Qtr 1: 0; 2006 Qtr 2: 0; 2006 Qtr 3: 0; 2006 Qtr 4: 0; 2007 Qtr 1: 0; 2007 Qtr 2: 0; 2007 Qtr 3: 0; 2007 Qtr 4: 0; 2008 Qtr 1: 0; 2008 Qtr 2: 0; 2008 Qtr 3: 0; 2008 Qtr 4: 666 | 666
0 | 213147-Premium T8 with T12 34Watt Baseline |  | 7 | Commercial | 01-ALC-AllCommercial-IntLight | 0 |  |  |  |  | 16.3168 | 7.7087 | 0 | 0 | 0 | 8.6081 | 12.7536 |  | kWh | 0.0025735 | -0.024267 | Commercial |  | Annual | [5 empty] | 11 | 0.96 |  |  |  | 0 | 0 | 0 | 353.3652 | 0 | 0 | 0 | 0 | 0 | 0 | 0 | 0 | 2006 Qtr 1: 0; 2006 Qtr 2: 0; 2006 Qtr 3: 0; 2006 Qtr 4: 0; 2007 Qtr 1: 0; 2007 Qtr 2: 0; 2007 Qtr 3: 0; 2007 Qtr 4: 0; 2008 Qtr 1: 0; 2008 Qtr 2: 0; 2008 Qtr 3: 353.3652; 2008 Qtr 4: 0 | 353.3652
0 | 213215-Lighting-Interior High Bay Linear Fluorescent Fixtures <= 244 Watts replacing 400 Watts (Tier 1) |  | 7 | Commercial | 01-ALC-AllCommercial-IntLight | 0 |  |  |  |  | 308.7635 | 97.9359 | 0 | 0 | 0 | 210.8275 | 0 |  | kWh | 0 | 0 | Commercial |  | Annual | [5 empty] | 11 | 0.96 |  |  |  | 0 | 0 | 0 | 110.894 | 0 | 0 | 0 | 0 | 0 | 0 | 0 | 0 | 2006 Qtr 1: 0; 2006 Qtr 2: 0; 2006 Qtr 3: 0; 2006 Qtr 4: 0; 2007 Qtr 1: 0; 2007 Qtr 2: 0; 2007 Qtr 3: 0; 2007 Qtr 4: 0; 2008 Qtr 1: 0; 2008 Qtr 2: 0; 2008 Qtr 3: 110.894; 2008 Qtr 4: 0 | 110.894
0 | 213084-Refrigeration -Cooler/Freezer Door Gaskets - Solid Doors: Cooler |  | 7 | Commercial | 01-ALC-AllCommercial-Refrig | 0 |  |  |  |  | 4 | 4 | 0 | 0 | 0 | 0 | 104.55 |  | kWh | 0.01195 | 0 | Commercial |  | Annual | [5 empty] | 4 | 0.96 |  |  |  | 0 | 0 | 0 | 137 | 0 | 0 | 0 | 0 | 0 | 0 | 0 | 0 | 2006 Qtr 1: 0; 2006 Qtr 2: 0; 2006 Qtr 3: 0; 2006 Qtr 4: 0; 2007 Qtr 1: 0; 2007 Qtr 2: 0; 2007 Qtr 3: 0; 2007 Qtr 4: 0; 2008 Qtr 1: 0; 2008 Qtr 2: 0; 2008 Qtr 3: 0; 2008 Qtr 4: 137 | 137
0 | 213129-Software Plug Load Sensors |  | System | Commercial | 01-ALC-AllCommercial-OffEquip | 0 |  |  |  |  | 5 | 15 | 0 | 0 | 0 | -10 | 227.001 |  | kWh | 0 | 0 | Commercial |  | Annual | [5 empty] | 5 | 0.96 |  |  |  | 0 | 0 | 0 | 71 | 0 | 0 | 0 | 0 | 0 | 0 | 0 | 0 | 2006 Qtr 1: 0; 2006 Qtr 2: 0; 2006 Qtr 3: 0; 2006 Qtr 4: 0; 2007 Qtr 1: 0; 2007 Qtr 2: 0; 2007 Qtr 3: 0; 2007 Qtr 4: 0; 2008 Qtr 1: 0; 2008 Qtr 2: 0; 2008 Qtr 3: 71; 2008 Qtr 4: 0 | 71
0 | 213129-Software Plug Load Sensors |  | System | Commercial | 01-ALC-AllCommercial-OffEquip | 0 |  |  |  |  | 5 | 15 | 0 | 0 | 0 | -10 | 227.001 |  | kWh | 0 | 0 | Commercial |  | Annual | [5 empty] | 5 | 0.96 |  |  |  | 0 | 0 | 0 | 203 | 0 | 0 | 0 | 0 | 0 | 0 | 0 | 0 | 2006 Qtr 1: 0; 2006 Qtr 2: 0; 2006 Qtr 3: 0; 2006 Qtr 4: 0; 2007 Qtr 1: 0; 2007 Qtr 2: 0; 2007 Qtr 3: 0; 2007 Qtr 4: 0; 2008 Qtr 1: 0; 2008 Qtr 2: 0; 2008 Qtr 3: 203; 2008 Qtr 4: 0 | 203
0 | 213095-Lighting- Ceramic Metal Halide Fixture | CRTL00AVMTH01 | 7 | Commercial | 01-ALC-AllCommercial-IntLight | 0 |  |  |  |  | 214.3555 | 74.5 | 0 | 0 | 0 | 139.8555 | 484.848 |  | kWh | 0.10472 | 0 | Commercial |  | Annual | [5 empty] | 16 | 0.96 |  |  |  | 0 | 0 | 0 | 322 | 0 | 0 | 0 | 0 | 0 | 0 | 0 | 0 | 2006 Qtr 1: 0; 2006 Qtr 2: 0; 2006 Qtr 3: 0; 2006 Qtr 4: 0; 2007 Qtr 1: 0; 2007 Qtr 2: 0; 2007 Qtr 3: 0; 2007 Qtr 4: 0; 2008 Qtr 1: 0; 2008 Qtr 2: 0; 2008 Qtr 3: 0; 2008 Qtr 4: 322 | 322
0 | 213095-Lighting- Ceramic Metal Halide Fixture | CRTL00AVMTH01 | 7 | Commercial | 01-ALC-AllCommercial-IntLight | 0 |  |  |  |  | 214.3555 | 74.5 | 0 | 0 | 0 | 139.8555 | 484.848 |  | kWh | 0.10472 | 0 | Commercial |  | Annual | [5 empty] | 16 | 0.96 |  |  |  | 0 | 0 | 0 | 312 | 0 | 0 | 0 | 0 | 0 | 0 | 0 | 0 | 2006 Qtr 1: 0; 2006 Qtr 2: 0; 2006 Qtr 3: 0; 2006 Qtr 4: 0; 2007 Qtr 1: 0; 2007 Qtr 2: 0; 2007 Qtr 3: 0; 2007 Qtr 4: 0; 2008 Qtr 1: 0; 2008 Qtr 2: 0; 2008 Qtr 3: 0; 2008 Qtr 4: 312 | 312
0 | 213173-Food Service - Combination Oven-Gas |  | 7 | Commercial | 21-RSD-Restaurant–SitDown-PROC_OTH | 0 |  |  |  |  | 21797 | 750 | 0 | 0 | 0 | 21047 | 0 |  | kWh | 0 | 403 | Commercial |  | Annual | [5 empty] | 12 | 0.96 |  |  |  | 0 | 0 | 0 | 1 | 0 | 0 | 0 | 0 | 0 | 0 | 0 | 0 | 2006 Qtr 1: 0; 2006 Qtr 2: 0; 2006 Qtr 3: 0; 2006 Qtr 4: 0; 2007 Qtr 1: 0; 2007 Qtr 2: 0; 2007 Qtr 3: 0; 2007 Qtr 4: 0; 2008 Qtr 1: 0; 2008 Qtr 2: 0; 2008 Qtr 3: 1; 2008 Qtr 4: 0 | 1
0 | 213222-Lighting - Screw in 14-26 Watt Lamp |  | 7 | Commercial | 01-ALC-AllCommercial-IntLight | 0 |  |  |  |  | 7.1694 | 8.101 | 0 | 0 | 0 | -0.93161 | 35.6495 |  | kWh | 0.0026611 | -0.16579 | Commercial |  | Annual | [5 empty] | 2.3 | 0.96 |  |  |  | 0.797 | 0 | 0 | 407.8525 | 0 | 0 | 0 | 0 | 0 | 0 | 0 | 0 | 2006 Qtr 1: 0; 2006 Qtr 2: 0; 2006 Qtr 3: 0; 2006 Qtr 4: 0; 2007 Qtr 1: 0; 2007 Qtr 2: 0; 2007 Qtr 3: 0; 2007 Qtr 4: 0; 2008 Qtr 1: 0; 2008 Qtr 2: 0; 2008 Qtr 3: 407.8525; 2008 Qtr 4: 0 | 407.8525
0 | 213147-Premium T8 with T12 34Watt Baseline |  | 7 | Commercial | 01-ALC-AllCommercial-IntLight | 0 |  |  |  |  | 16.3168 | 7.7087 | 0 | 0 | 0 | 8.6081 | 12.7536 |  | kWh | 0.0025735 | -0.024267 | Commercial |  | Annual | [5 empty] | 11 | 0.96 |  |  |  | 0 | 0 | 0 | 191.471 | 0 | 0 | 0 | 0 | 0 | 0 | 0 | 0 | 2006 Qtr 1: 0; 2006 Qtr 2: 0; 2006 Qtr 3: 0; 2006 Qtr 4: 0; 2007 Qtr 1: 0; 2007 Qtr 2: 0; 2007 Qtr 3: 0; 2007 Qtr 4: 0; 2008 Qtr 1: 0; 2008 Qtr 2: 0; 2008 Qtr 3: 191.471; 2008 Qtr 4: 0 | 191.471
0 | 213053-Lighting - Remove 4 Ft T-8 (De-Lamp) | COFL00AVDEL01 | 7 | Commercial | 01-ALC-AllCommercial-IntLight | 0 |  |  |  |  | 33.026 | 12.8479 | 0 | 0 | 0 | 20.1781 | 133.7492 |  | kWh | 0.026989 | -0.25449 | Commercial |  | Annual | [5 empty] | 11 | 0.96 |  |  |  | 0 | 0 | 0 | 22.5718 | 0 | 0 | 0 | 0 | 0 | 0 | 0 | 0 | 2006 Qtr 1: 0; 2006 Qtr 2: 0; 2006 Qtr 3: 0; 2006 Qtr 4: 0; 2007 Qtr 1: 0; 2007 Qtr 2: 0; 2007 Qtr 3: 0; 2007 Qtr 4: 0; 2008 Qtr 1: 0; 2008 Qtr 2: 0; 2008 Qtr 3: 22.5718; 2008 Qtr 4: 0 | 22.5718
0 | 213095-Lighting- Ceramic Metal Halide Fixture | CRTL00AVMTH01 | 10 | Commercial | 01-ALC-AllCommercial-IntLight | 0 |  |  |  |  | 214.3555 | 74.5 | 0 | 0 | 0 | 139.8555 | 484.848 |  | kWh | 0.10472 | 0 | Commercial |  | Annual | [5 empty] | 16 | 0.96 |  |  |  | 0 | 0 | 0 | 425 | 0 | 0 | 0 | 0 | 0 | 0 | 0 | 0 | 2006 Qtr 1: 0; 2006 Qtr 2: 0; 2006 Qtr 3: 0; 2006 Qtr 4: 0; 2007 Qtr 1: 0; 2007 Qtr 2: 0; 2007 Qtr 3: 0; 2007 Qtr 4: 0; 2008 Qtr 1: 0; 2008 Qtr 2: 0; 2008 Qtr 3: 0; 2008 Qtr 4: 425 | 425
0 | 213251-Ice Machines 401-500 - CEE Tier III |  | 10 | Commercial | 01-ALC-AllCommercial-Refrig | 0 |  |  |  |  | 1474 | 150 | 0 | 0 | 0 | 1324 | 1158 |  | kWh | 0.119 | 0 | Commercial |  | Annual | [5 empty] | 12 | 0.96 |  |  |  | 0 | 0 | 0 | 1 | 0 | 0 | 0 | 0 | 0 | 0 | 0 | 0 | 2006 Qtr 1: 0; 2006 Qtr 2: 0; 2006 Qtr 3: 0; 2006 Qtr 4: 0; 2007 Qtr 1: 0; 2007 Qtr 2: 0; 2007 Qtr 3: 0; 2007 Qtr 4: 0; 2008 Qtr 1: 0; 2008 Qtr 2: 0; 2008 Qtr 3: 1; 2008 Qtr 4: 0 | 1
0 | 213084-Refrigeration -Cooler/Freezer Door Gaskets - Solid Doors: Cooler |  | 7 | Commercial | 01-ALC-AllCommercial-Refrig | 0 |  |  |  |  | 4 | 4 | 0 | 0 | 0 | 0 | 104.55 |  | kWh | 0.01195 | 0 | Commercial |  | Annual | [5 empty] | 4 | 0.96 |  |  |  | 0 | 0 | 0 | 234 | 0 | 0 | 0 | 0 | 0 | 0 | 0 | 0 | 2006 Qtr 1: 0; 2006 Qtr 2: 0; 2006 Qtr 3: 0; 2006 Qtr 4: 0; 2007 Qtr 1: 0; 2007 Qtr 2: 0; 2007 Qtr 3: 0; 2007 Qtr 4: 0; 2008 Qtr 1: 0; 2008 Qtr 2: 0; 2008 Qtr 3: 234; 2008 Qtr 4: 0 | 234
0 | 213116-Refrigeration -Cooler/Freezer Door Gaskets - Solid Doors: Freezer |  | 7 | Commercial | 01-ALC-AllCommercial-Refrig | 0 |  |  |  |  | 4 | 4 | 0 | 0 | 0 | 0 | 104.55 |  | kWh | 0.01195 | 0 | Commercial |  | Annual | [5 empty] | 4 | 0.96 |  |  |  | 0 | 0 | 0 | 18 | 0 | 0 | 0 | 0 | 0 | 0 | 0 | 0 | 2006 Qtr 1: 0; 2006 Qtr 2: 0; 2006 Qtr 3: 0; 2006 Qtr 4: 0; 2007 Qtr 1: 0; 2007 Qtr 2: 0; 2007 Qtr 3: 0; 2007 Qtr 4: 0; 2008 Qtr 1: 0; 2008 Qtr 2: 0; 2008 Qtr 3: 18; 2008 Qtr 4: 0 | 18
0 | 213083-Refrigeration -Cooler/Freezer Door Gaskets - Glass Doors |  | 7 | Commercial | 01-ALC-AllCommercial-Refrig | 0 |  |  |  |  | 4 | 4 | 0 | 0 | 0 | 0 | 104.55 |  | kWh | 0.01195 | 0 | Commercial |  | Annual | [5 empty] | 4 | 0.96 |  |  |  | 0 | 0 | 0 | 45 | 0 | 0 | 0 | 0 | 0 | 0 | 0 | 0 | 2006 Qtr 1: 0; 2006 Qtr 2: 0; 2006 Qtr 3: 0; 2006 Qtr 4: 0; 2007 Qtr 1: 0; 2007 Qtr 2: 0; 2007 Qtr 3: 0; 2007 Qtr 4: 0; 2008 Qtr 1: 0; 2008 Qtr 2: 0; 2008 Qtr 3: 45; 2008 Qtr 4: 0 | 45
0 | 213067-Refrigeration - Food Service -Auto Closer for Main Cooler Doors | Averaged DEER Msrs | 7 | Commercial | 01-ALC-AllCommercial-Refrig | 0 |  |  |  |  | 433.2219 | 103 | 0 | 0 | 0 | 330.2219 | 1075.009 |  | kWh | 0.20794 | -0.053375 | Commercial |  | Annual | [5 empty] | 8 | 0.96 |  |  |  | 0 | 0 | 0 | 2 | 0 | 0 | 0 | 0 | 0 | 0 | 0 | 0 | 2006 Qtr 1: 0; 2006 Qtr 2: 0; 2006 Qtr 3: 0; 2006 Qtr 4: 0; 2007 Qtr 1: 0; 2007 Qtr 2: 0; 2007 Qtr 3: 0; 2007 Qtr 4: 0; 2008 Qtr 1: 0; 2008 Qtr 2: 0; 2008 Qtr 3: 2; 2008 Qtr 4: 0 | 2
0 | 213049-Lighting - LED Exit Sign New Sign | CALC00AVETS01 | 7 | Commercial | 02-ASM-Assembly-Exit | 0 |  |  |  |  | 65.4374 | 45 | 0 | 0 | 0 | 20.4374 | 351.311 |  | kWh | 0 | 0 | Commercial |  | Annual | [5 empty] | 16 | 0.96 |  |  |  | 0 | 0 | 0 | 38 | 0 | 0 | 0 | 0 | 0 | 0 | 0 | 0 | 2006 Qtr 1: 0; 2006 Qtr 2: 0; 2006 Qtr 3: 0; 2006 Qtr 4: 0; 2007 Qtr 1: 0; 2007 Qtr 2: 0; 2007 Qtr 3: 0; 2007 Qtr 4: 0; 2008 Qtr 1: 0; 2008 Qtr 2: 0; 2008 Qtr 3: 38; 2008 Qtr 4: 0 | 38
0 | 213129-Software Plug Load Sensors |  | System | Commercial | 01-ALC-AllCommercial-OffEquip | 0 |  |  |  |  | 5 | 15 | 0 | 0 | 0 | -10 | 227.001 |  | kWh | 0 | 0 | Commercial |  | Annual | [5 empty] | 5 | 0.96 |  |  |  | 0 | 0 | 0 | 301 | 0 | 0 | 0 | 0 | 0 | 0 | 0 | 0 | 2006 Qtr 1: 0; 2006 Qtr 2: 0; 2006 Qtr 3: 0; 2006 Qtr 4: 0; 2007 Qtr 1: 0; 2007 Qtr 2: 0; 2007 Qtr 3: 0; 2007 Qtr 4: 0; 2008 Qtr 1: 0; 2008 Qtr 2: 0; 2008 Qtr 3: 301; 2008 Qtr 4: 0 | 301
0 | 213151-Tank Insulation - High Temperature Applic. (LF) 2 in |  | 10 | Commercial | 01-ALC-AllCommercial-Vent/Fan | 0 |  |  |  |  | 3.41 | 1.8 | 0 | 0 | 0 | 1.61 | 0 |  | kWh | 0 | 10.4 | Commercial |  | Annual | [5 empty] | 20 | 0.96 |  |  |  | 0 | 0 | 0 | 2544 | 0 | 0 | 0 | 0 | 0 | 0 | 0 | 0 | 2006 Qtr 1: 0; 2006 Qtr 2: 0; 2006 Qtr 3: 0; 2006 Qtr 4: 0; 2007 Qtr 1: 0; 2007 Qtr 2: 0; 2007 Qtr 3: 0; 2007 Qtr 4: 0; 2008 Qtr 1: 0; 2008 Qtr 2: 0; 2008 Qtr 3: 0; 2008 Qtr 4: 2544 | 2544
0 | 213147-Premium T8 with T12 34Watt Baseline |  | 10 | Commercial | 01-ALC-AllCommercial-IntLight | 0 |  |  |  |  | 16.3168 | 7.3946 | 0 | 0 | 0 | 8.9222 | 12.7536 |  | kWh | 0.0025735 | -0.024267 | Commercial |  | Annual | [5 empty] | 11 | 0.96 |  |  |  | 0 | 0 | 0 | 496.5794 | 0 | 0 | 0 | 0 | 0 | 0 | 0 | 0 | 2006 Qtr 1: 0; 2006 Qtr 2: 0; 2006 Qtr 3: 0; 2006 Qtr 4: 0; 2007 Qtr 1: 0; 2007 Qtr 2: 0; 2007 Qtr 3: 0; 2007 Qtr 4: 0; 2008 Qtr 1: 0; 2008 Qtr 2: 0; 2008 Qtr 3: 496.5794; 2008 Qtr 4: 0 | 496.5794
0 | 213054-Lighting - Remove 8 Ft T-8 (De-Lamp) | CRTL00AVDEL02 | 10 | Commercial | 01-ALC-AllCommercial-IntLight | 0 |  |  |  |  | 33.2757 | 28.9078 | 0 | 0 | 0 | 4.368 | 220.7352 |  | kWh | 0.044541 | -0.42 | Commercial |  | Annual | [5 empty] | 11 | 0.96 |  |  |  | 0 | 0 | 0 | 101.9622 | 0 | 0 | 0 | 0 | 0 | 0 | 0 | 0 | 2006 Qtr 1: 0; 2006 Qtr 2: 0; 2006 Qtr 3: 0; 2006 Qtr 4: 0; 2007 Qtr 1: 0; 2007 Qtr 2: 0; 2007 Qtr 3: 0; 2007 Qtr 4: 0; 2008 Qtr 1: 0; 2008 Qtr 2: 0; 2008 Qtr 3: 101.9622; 2008 Qtr 4: 0 | 101.9622
0 | 213053-Lighting - Remove 4 Ft T-8 (De-Lamp) | COFL00AVDEL01 | 10 | Commercial | 01-ALC-AllCommercial-IntLight | 0 |  |  |  |  | 33.026 | 11.5631 | 0 | 0 | 0 | 21.4629 | 133.7492 |  | kWh | 0.026989 | -0.25449 | Commercial |  | Annual | [5 empty] | 11 | 0.96 |  |  |  | 0 | 0 | 0 | 3.1134 | 0 | 0 | 0 | 0 | 0 | 0 | 0 | 0 | 2006 Qtr 1: 0; 2006 Qtr 2: 0; 2006 Qtr 3: 0; 2006 Qtr 4: 0; 2007 Qtr 1: 0; 2007 Qtr 2: 0; 2007 Qtr 3: 0; 2007 Qtr 4: 0; 2008 Qtr 1: 0; 2008 Qtr 2: 0; 2008 Qtr 3: 3.1134; 2008 Qtr 4: 0 | 3.1134
0 | 213215-Lighting-Interior High Bay Linear Fluorescent Fixtures <= 244 Watts replacing 400 Watts (Tier 1) |  | 10 | Commercial | 01-ALC-AllCommercial-IntLight | 0 |  |  |  |  | 308.7635 | 88.1423 | 0 | 0 | 0 | 220.6211 | 0 |  | kWh | 0 | 0 | Commercial |  | Annual | [5 empty] | 11 | 0.96 |  |  |  | 0 | 0 | 0 | 11.4003 | 0 | 0 | 0 | 0 | 0 | 0 | 0 | 0 | 2006 Qtr 1: 0; 2006 Qtr 2: 0; 2006 Qtr 3: 0; 2006 Qtr 4: 0; 2007 Qtr 1: 0; 2007 Qtr 2: 0; 2007 Qtr 3: 0; 2007 Qtr 4: 0; 2008 Qtr 1: 0; 2008 Qtr 2: 0; 2008 Qtr 3: 11.4003; 2008 Qtr 4: 0 | 11.4003
0 | 213230-Lighting - Occupancy Sensor - High-Bay Sensor |  | 10 | Commercial | 01-ALC-AllCommercial-IntLight | 0 |  |  |  |  | 141 | 90 | 0 | 0 | 0 | 51 | 1304.0352 |  | kWh | 0.465 | 0 | Commercial |  | Annual | [5 empty] | 8 | 0.96 |  |  |  | 0 | 0 | 0 | 11 | 0 | 0 | 0 | 0 | 0 | 0 | 0 | 0 | 2006 Qtr 1: 0; 2006 Qtr 2: 0; 2006 Qtr 3: 0; 2006 Qtr 4: 0; 2007 Qtr 1: 0; 2007 Qtr 2: 0; 2007 Qtr 3: 0; 2007 Qtr 4: 0; 2008 Qtr 1: 0; 2008 Qtr 2: 0; 2008 Qtr 3: 11; 2008 Qtr 4: 0 | 11
0 | 213084-Refrigeration -Cooler/Freezer Door Gaskets - Solid Doors: Cooler |  | 7 | Commercial | 01-ALC-AllCommercial-Refrig | 0 |  |  |  |  | 4 | 4 | 0 | 0 | 0 | 0 | 104.55 |  | kWh | 0.01195 | 0 | Commercial |  | Annual | [5 empty] | 4 | 0.96 |  |  |  | 0 | 0 | 0 | 40 | 0 | 0 | 0 | 0 | 0 | 0 | 0 | 0 | 2006 Qtr 1: 0; 2006 Qtr 2: 0; 2006 Qtr 3: 0; 2006 Qtr 4: 0; 2007 Qtr 1: 0; 2007 Qtr 2: 0; 2007 Qtr 3: 0; 2007 Qtr 4: 0; 2008 Qtr 1: 0; 2008 Qtr 2: 0; 2008 Qtr 3: 40; 2008 Qtr 4: 0 | 40
0 | 213147-Premium T8 with T12 34Watt Baseline |  | 7 | Commercial | 01-ALC-AllCommercial-IntLight | 0 |  |  |  |  | 16.3168 | 7.7087 | 0 | 0 | 0 | 8.6081 | 12.7536 |  | kWh | 0.0025735 | -0.024267 | Commercial |  | Annual | [5 empty] | 11 | 0.96 |  |  |  | 0 | 0 | 0 | 178.2393 | 0 | 0 | 0 | 0 | 0 | 0 | 0 | 0 | 2006 Qtr 1: 0; 2006 Qtr 2: 0; 2006 Qtr 3: 0; 2006 Qtr 4: 0; 2007 Qtr 1: 0; 2007 Qtr 2: 0; 2007 Qtr 3: 0; 2007 Qtr 4: 0; 2008 Qtr 1: 0; 2008 Qtr 2: 0; 2008 Qtr 3: 0; 2008 Qtr 4: 178.2393 | 178.2393
0 | 213206-Lighting-Interior High Bay Linear Fluorescent Fixtures 361-600 Watts replacing > 400 Watts |  | 7 | Commercial | 01-ALC-AllCommercial-IntLight | 0 |  |  |  |  | 627.1758 | 222.4062 | 0 | 0 | 0 | 404.7696 | 0 |  | kWh | 0 | 0 | Commercial |  | Annual | [5 empty] | 11 | 0.96 |  |  |  | 0 | 0 | 0 | 18.6551 | 0 | 0 | 0 | 0 | 0 | 0 | 0 | 0 | 2006 Qtr 1: 0; 2006 Qtr 2: 0; 2006 Qtr 3: 0; 2006 Qtr 4: 0; 2007 Qtr 1: 0; 2007 Qtr 2: 0; 2007 Qtr 3: 0; 2007 Qtr 4: 0; 2008 Qtr 1: 0; 2008 Qtr 2: 0; 2008 Qtr 3: 0; 2008 Qtr 4: 18.6551 | 18.6551
0 | 213053-Lighting - Remove 4 Ft T-8 (De-Lamp) | COFL00AVDEL01 | 7 | Commercial | 01-ALC-AllCommercial-IntLight | 0 |  |  |  |  | 33.026 | 12.8479 | 0 | 0 | 0 | 20.1781 | 133.7492 |  | kWh | 0.026989 | -0.25449 | Commercial |  | Annual | [5 empty] | 11 | 0.96 |  |  |  | 0 | 0 | 0 | 96.5139 | 0 | 0 | 0 | 0 | 0 | 0 | 0 | 0 | 2006 Qtr 1: 0; 2006 Qtr 2: 0; 2006 Qtr 3: 0; 2006 Qtr 4: 0; 2007 Qtr 1: 0; 2007 Qtr 2: 0; 2007 Qtr 3: 0; 2007 Qtr 4: 0; 2008 Qtr 1: 0; 2008 Qtr 2: 0; 2008 Qtr 3: 0; 2008 Qtr 4: 96.5139 | 96.5139
0 | 213136-High Efficiency Copier | CALC00AVCOP01 | 7 | Commercial | 01-ALC-AllCommercial-OffEquip | 0 |  |  |  |  | 156.7608 | 100 | 0 | 0 | 0 | 56.7608 | 323.8 |  | kWh | 0.040719 | 0 | Commercial |  | Annual | [5 empty] | 6 | 0.96 |  |  |  | 0 | 0 | 0 | 2 | 0 | 0 | 0 | 0 | 0 | 0 | 0 | 0 | 2006 Qtr 1: 0; 2006 Qtr 2: 0; 2006 Qtr 3: 0; 2006 Qtr 4: 0; 2007 Qtr 1: 0; 2007 Qtr 2: 0; 2007 Qtr 3: 0; 2007 Qtr 4: 0; 2008 Qtr 1: 0; 2008 Qtr 2: 0; 2008 Qtr 3: 0; 2008 Qtr 4: 2 | 2
0 | 213084-Refrigeration -Cooler/Freezer Door Gaskets - Solid Doors: Cooler |  | 7 | Commercial | 01-ALC-AllCommercial-Refrig | 0 |  |  |  |  | 4 | 4 | 0 | 0 | 0 | 0 | 104.55 |  | kWh | 0.01195 | 0 | Commercial |  | Annual | [5 empty] | 4 | 0.96 |  |  |  | 0 | 0 | 0 | 657 | 0 | 0 | 0 | 0 | 0 | 0 | 0 | 0 | 2006 Qtr 1: 0; 2006 Qtr 2: 0; 2006 Qtr 3: 0; 2006 Qtr 4: 0; 2007 Qtr 1: 0; 2007 Qtr 2: 0; 2007 Qtr 3: 0; 2007 Qtr 4: 0; 2008 Qtr 1: 0; 2008 Qtr 2: 0; 2008 Qtr 3: 657; 2008 Qtr 4: 0 | 657
0 | 213082-Refrigeration - Vending Machine Controller | CALC00AVVEN01 | 10 | Commercial | 01-ALC-AllCommercial-Refrig | 0 |  |  |  |  | 215.5 | 155 | 0 | 0 | 0 | 60.5 | 1612 |  | kWh | 0 | 0 | Commercial |  | Annual | [5 empty] | 10 | 0.96 |  |  |  | 0 | 0 | 0 | 3 | 0 | 0 | 0 | 0 | 0 | 0 | 0 | 0 | 2006 Qtr 1: 0; 2006 Qtr 2: 0; 2006 Qtr 3: 0; 2006 Qtr 4: 0; 2007 Qtr 1: 0; 2007 Qtr 2: 0; 2007 Qtr 3: 0; 2007 Qtr 4: 0; 2008 Qtr 1: 0; 2008 Qtr 2: 0; 2008 Qtr 3: 0; 2008 Qtr 4: 3 | 3
0 | 213136-High Efficiency Copier | CALC00AVCOP01 | 7 | Commercial | 01-ALC-AllCommercial-OffEquip | 0 |  |  |  |  | 156.7608 | 100 | 0 | 0 | 0 | 56.7608 | 323.8 |  | kWh | 0.040719 | 0 | Commercial |  | Annual | [5 empty] | 6 | 0.96 |  |  |  | 0 | 0 | 0 | 2 | 0 | 0 | 0 | 0 | 0 | 0 | 0 | 0 | 2006 Qtr 1: 0; 2006 Qtr 2: 0; 2006 Qtr 3: 0; 2006 Qtr 4: 0; 2007 Qtr 1: 0; 2007 Qtr 2: 0; 2007 Qtr 3: 0; 2007 Qtr 4: 0; 2008 Qtr 1: 0; 2008 Qtr 2: 0; 2008 Qtr 3: 2; 2008 Qtr 4: 0 | 2
0 | 213129-Software Plug Load Sensors |  | System | Commercial | 01-ALC-AllCommercial-OffEquip | 0 |  |  |  |  | 5 | 15 | 0 | 0 | 0 | -10 | 227.001 |  | kWh | 0 | 0 | Commercial |  | Annual | [5 empty] | 5 | 0.96 |  |  |  | 0 | 0 | 0 | 146 | 0 | 0 | 0 | 0 | 0 | 0 | 0 | 0 | 2006 Qtr 1: 0; 2006 Qtr 2: 0; 2006 Qtr 3: 0; 2006 Qtr 4: 0; 2007 Qtr 1: 0; 2007 Qtr 2: 0; 2007 Qtr 3: 0; 2007 Qtr 4: 0; 2008 Qtr 1: 0; 2008 Qtr 2: 0; 2008 Qtr 3: 146; 2008 Qtr 4: 0 | 146
0 | 213136-High Efficiency Copier | CALC00AVCOP01 | 7 | Commercial | 01-ALC-AllCommercial-OffEquip | 0 |  |  |  |  | 156.7608 | 100 | 0 | 0 | 0 | 56.7608 | 323.8 |  | kWh | 0.040719 | 0 | Commercial |  | Annual | [5 empty] | 6 | 0.96 |  |  |  | 0 | 0 | 0 | 2 | 0 | 0 | 0 | 0 | 0 | 0 | 0 | 0 | 2006 Qtr 1: 0; 2006 Qtr 2: 0; 2006 Qtr 3: 0; 2006 Qtr 4: 0; 2007 Qtr 1: 0; 2007 Qtr 2: 0; 2007 Qtr 3: 0; 2007 Qtr 4: 0; 2008 Qtr 1: 0; 2008 Qtr 2: 0; 2008 Qtr 3: 2; 2008 Qtr 4: 0 | 2
0 | 213021-Lighting - Hardwire Incan Base 27-65 watt Fluorescent Fixture | CRTS00AVM65St | 7 | Commercial | 01-ALC-AllCommercial-IntLight | 0 |  |  |  |  | 55.9372 | 55.8883 | 0 | 0 | 0 | 0.048822 | 174.2983 |  | kWh | 0.031422 |  | Commercial |  | Annual | [5 empty] | 12 | 0.96 |  |  |  | 0 | 0 | 0 | 38.1385 | 0 | 0 | 0 | 0 | 0 | 0 | 0 | 0 | 2006 Qtr 1: 0; 2006 Qtr 2: 0; 2006 Qtr 3: 0; 2006 Qtr 4: 0; 2007 Qtr 1: 0; 2007 Qtr 2: 0; 2007 Qtr 3: 0; 2007 Qtr 4: 0; 2008 Qtr 1: 0; 2008 Qtr 2: 0; 2008 Qtr 3: 38.1385; 2008 Qtr 4: 0 | 38.1385
0 | 213018-Lighting - Exterior 101-175w Incan Base HID | CALC00AVMTH05 | 7 | Commercial | 01-ALC-AllCommercial-ExtLight | 0 |  |  |  |  | 196.8554 | 114 | 0 | 0 | 0 | 82.8554 | 1189 |  | kWh | 0 | 0 | Commercial |  | Annual | [5 empty] | 16 | 0.96 |  |  |  | 0 | 0 | 0 | 33 | 0 | 0 | 0 | 0 | 0 | 0 | 0 | 0 | 2006 Qtr 1: 0; 2006 Qtr 2: 0; 2006 Qtr 3: 0; 2006 Qtr 4: 0; 2007 Qtr 1: 0; 2007 Qtr 2: 0; 2007 Qtr 3: 0; 2007 Qtr 4: 0; 2008 Qtr 1: 0; 2008 Qtr 2: 0; 2008 Qtr 3: 0; 2008 Qtr 4: 33 | 33
0 | 213222-Lighting - Screw in 14-26 Watt Lamp |  | 10 | Commercial | 01-ALC-AllCommercial-IntLight | 0 |  |  |  |  | 7.1694 | 8.101 | 0 | 0 | 0 | -0.93161 | 35.6495 |  | kWh | 0.0026611 | -0.16579 | Commercial |  | Annual | [5 empty] | 2.3 | 0.96 |  |  |  | 0.797 | 0 | 0 | 691.2753 | 0 | 0 | 0 | 0 | 0 | 0 | 0 | 0 | 2006 Qtr 1: 0; 2006 Qtr 2: 0; 2006 Qtr 3: 0; 2006 Qtr 4: 0; 2007 Qtr 1: 0; 2007 Qtr 2: 0; 2007 Qtr 3: 0; 2007 Qtr 4: 0; 2008 Qtr 1: 0; 2008 Qtr 2: 0; 2008 Qtr 3: 0; 2008 Qtr 4: 691.2753 | 691.2753
0 | 213221-Lighting - Screw in >= 27 Watt Lamp |  | 7 | Commercial | 01-ALC-AllCommercial-IntLight | 0 |  |  |  |  | 8.2022 | 10.6325 | 0 | 0 | 0 | -2.4303 | 37.1081 |  | kWh | 0.0027699 | -0.17257 | Commercial |  | Annual | [5 empty] | 1.2 | 0.96 |  |  |  | 0 | 0 | 0 | 1335.149 | 0 | 0 | 0 | 0 | 0 | 0 | 0 | 0 | 2006 Qtr 1: 0; 2006 Qtr 2: 0; 2006 Qtr 3: 0; 2006 Qtr 4: 0; 2007 Qtr 1: 0; 2007 Qtr 2: 0; 2007 Qtr 3: 0; 2007 Qtr 4: 0; 2008 Qtr 1: 0; 2008 Qtr 2: 0; 2008 Qtr 3: 0; 2008 Qtr 4: 1335.149 | 1335.149
0 | 213222-Lighting - Screw in 14-26 Watt Lamp |  | 7 | Commercial | 01-ALC-AllCommercial-IntLight | 0 |  |  |  |  | 7.1694 | 8.101 | 0 | 0 | 0 | -0.93161 | 35.6495 |  | kWh | 0.0026611 | -0.16579 | Commercial |  | Annual | [5 empty] | 2.3 | 0.96 |  |  |  | 0.797 | 0 | 0 | 1678.8116 | 0 | 0 | 0 | 0 | 0 | 0 | 0 | 0 | 2006 Qtr 1: 0; 2006 Qtr 2: 0; 2006 Qtr 3: 0; 2006 Qtr 4: 0; 2007 Qtr 1: 0; 2007 Qtr 2: 0; 2007 Qtr 3: 0; 2007 Qtr 4: 0; 2008 Qtr 1: 0; 2008 Qtr 2: 0; 2008 Qtr 3: 1678.8116; 2008 Qtr 4: 0 | 1678.8116
0 | 213222-Lighting - Screw in 14-26 Watt Lamp |  | 7 | Commercial | 01-ALC-AllCommercial-IntLight | 0 |  |  |  |  | 7.1694 | 8.101 | 0 | 0 | 0 | -0.93161 | 35.6495 |  | kWh | 0.0026611 | -0.16579 | Commercial |  | Annual | [5 empty] | 2.3 | 0.96 |  |  |  | 0.797 | 0 | 0 | 2683.1359 | 0 | 0 | 0 | 0 | 0 | 0 | 0 | 0 | 2006 Qtr 1: 0; 2006 Qtr 2: 0; 2006 Qtr 3: 0; 2006 Qtr 4: 0; 2007 Qtr 1: 0; 2007 Qtr 2: 0; 2007 Qtr 3: 0; 2007 Qtr 4: 0; 2008 Qtr 1: 0; 2008 Qtr 2: 0; 2008 Qtr 3: 0; 2008 Qtr 4: 2683.1359 | 2683.1359
0 | 213221-Lighting - Screw in >= 27 Watt Lamp |  | 7 | Commercial | 01-ALC-AllCommercial-IntLight | 0 |  |  |  |  | 8.2022 | 10.6325 | 0 | 0 | 0 | -2.4303 | 37.1081 |  | kWh | 0.0027699 | -0.17257 | Commercial |  | Annual | [5 empty] | 1.2 | 0.96 |  |  |  | 0 | 0 | 0 | 568.8209 | 0 | 0 | 0 | 0 | 0 | 0 | 0 | 0 | 2006 Qtr 1: 0; 2006 Qtr 2: 0; 2006 Qtr 3: 0; 2006 Qtr 4: 0; 2007 Qtr 1: 0; 2007 Qtr 2: 0; 2007 Qtr 3: 0; 2007 Qtr 4: 0; 2008 Qtr 1: 0; 2008 Qtr 2: 0; 2008 Qtr 3: 0; 2008 Qtr 4: 568.8209 | 568.8209
0 | 213229-Lighting - Screw in 14-26 Watt Reflector Lamp |  | 7 | Commercial | 01-ALC-AllCommercial-IntLight | 0 |  |  |  |  | 6.5502 | 9.1136 | 0 | 0 | 0 | -2.5634 | 35.6495 |  | kWh | 0.0026611 | -0.16579 | Commercial |  | Annual | [5 empty] | 2 | 0.96 |  |  |  | 0 | 0 | 0 | 713.9887 | 0 | 0 | 0 | 0 | 0 | 0 | 0 | 0 | 2006 Qtr 1: 0; 2006 Qtr 2: 0; 2006 Qtr 3: 0; 2006 Qtr 4: 0; 2007 Qtr 1: 0; 2007 Qtr 2: 0; 2007 Qtr 3: 0; 2007 Qtr 4: 0; 2008 Qtr 1: 0; 2008 Qtr 2: 0; 2008 Qtr 3: 0; 2008 Qtr 4: 713.9887 | 713.9887
0 | 213082-Refrigeration - Vending Machine Controller | CALC00AVVEN01 | 7 | Commercial | 01-ALC-AllCommercial-Refrig | 0 |  |  |  |  | 215.5 | 155 | 0 | 0 | 0 | 60.5 | 1612 |  | kWh | 0 | 0 | Commercial |  | Annual | [5 empty] | 10 | 0.96 |  |  |  | 0 | 0 | 0 | 1 | 0 | 0 | 0 | 0 | 0 | 0 | 0 | 0 | 2006 Qtr 1: 0; 2006 Qtr 2: 0; 2006 Qtr 3: 0; 2006 Qtr 4: 0; 2007 Qtr 1: 0; 2007 Qtr 2: 0; 2007 Qtr 3: 0; 2007 Qtr 4: 0; 2008 Qtr 1: 0; 2008 Qtr 2: 0; 2008 Qtr 3: 0; 2008 Qtr 4: 1 | 1
0 | 213082-Refrigeration - Vending Machine Controller | CALC00AVVEN01 | 7 | Commercial | 01-ALC-AllCommercial-Refrig | 0 |  |  |  |  | 215.5 | 155 | 0 | 0 | 0 | 60.5 | 1612 |  | kWh | 0 | 0 | Commercial |  | Annual | [5 empty] | 10 | 0.96 |  |  |  | 0 | 0 | 0 | 2 | 0 | 0 | 0 | 0 | 0 | 0 | 0 | 0 | 2006 Qtr 1: 0; 2006 Qtr 2: 0; 2006 Qtr 3: 0; 2006 Qtr 4: 0; 2007 Qtr 1: 0; 2007 Qtr 2: 0; 2007 Qtr 3: 0; 2007 Qtr 4: 0; 2008 Qtr 1: 0; 2008 Qtr 2: 0; 2008 Qtr 3: 0; 2008 Qtr 4: 2 | 2
0 | 213082-Refrigeration - Vending Machine Controller | CALC00AVVEN01 | 10 | Commercial | 01-ALC-AllCommercial-Refrig | 0 |  |  |  |  | 215.5 | 155 | 0 | 0 | 0 | 60.5 | 1612 |  | kWh | 0 | 0 | Commercial |  | Annual | [5 empty] | 10 | 0.96 |  |  |  | 0 | 0 | 0 | 4 | 0 | 0 | 0 | 0 | 0 | 0 | 0 | 0 | 2006 Qtr 1: 0; 2006 Qtr 2: 0; 2006 Qtr 3: 0; 2006 Qtr 4: 0; 2007 Qtr 1: 0; 2007 Qtr 2: 0; 2007 Qtr 3: 0; 2007 Qtr 4: 0; 2008 Qtr 1: 0; 2008 Qtr 2: 0; 2008 Qtr 3: 0; 2008 Qtr 4: 4 | 4
0 | 213082-Refrigeration - Vending Machine Controller | CALC00AVVEN01 | 7 | Commercial | 01-ALC-AllCommercial-Refrig | 0 |  |  |  |  | 215.5 | 155 | 0 | 0 | 0 | 60.5 | 1612 |  | kWh | 0 | 0 | Commercial |  | Annual | [5 empty] | 10 | 0.96 |  |  |  | 0 | 0 | 0 | 1 | 0 | 0 | 0 | 0 | 0 | 0 | 0 | 0 | 2006 Qtr 1: 0; 2006 Qtr 2: 0; 2006 Qtr 3: 0; 2006 Qtr 4: 0; 2007 Qtr 1: 0; 2007 Qtr 2: 0; 2007 Qtr 3: 0; 2007 Qtr 4: 0; 2008 Qtr 1: 0; 2008 Qtr 2: 0; 2008 Qtr 3: 0; 2008 Qtr 4: 1 | 1
0 | 213082-Refrigeration - Vending Machine Controller | CALC00AVVEN01 | 7 | Commercial | 01-ALC-AllCommercial-Refrig | 0 |  |  |  |  | 215.5 | 155 | 0 | 0 | 0 | 60.5 | 1612 |  | kWh | 0 | 0 | Commercial |  | Annual | [5 empty] | 10 | 0.96 |  |  |  | 0 | 0 | 0 | 1 | 0 | 0 | 0 | 0 | 0 | 0 | 0 | 0 | 2006 Qtr 1: 0; 2006 Qtr 2: 0; 2006 Qtr 3: 0; 2006 Qtr 4: 0; 2007 Qtr 1: 0; 2007 Qtr 2: 0; 2007 Qtr 3: 0; 2007 Qtr 4: 0; 2008 Qtr 1: 0; 2008 Qtr 2: 0; 2008 Qtr 3: 1; 2008 Qtr 4: 0 | 1
0 | 213082-Refrigeration - Vending Machine Controller | CALC00AVVEN01 | 7 | Commercial | 01-ALC-AllCommercial-Refrig | 0 |  |  |  |  | 215.5 | 155 | 0 | 0 | 0 | 60.5 | 1612 |  | kWh | 0 | 0 | Commercial |  | Annual | [5 empty] | 10 | 0.96 |  |  |  | 0 | 0 | 0 | 2 | 0 | 0 | 0 | 0 | 0 | 0 | 0 | 0 | 2006 Qtr 1: 0; 2006 Qtr 2: 0; 2006 Qtr 3: 0; 2006 Qtr 4: 0; 2007 Qtr 1: 0; 2007 Qtr 2: 0; 2007 Qtr 3: 0; 2007 Qtr 4: 0; 2008 Qtr 1: 0; 2008 Qtr 2: 0; 2008 Qtr 3: 2; 2008 Qtr 4: 0 | 2
0 | 213084-Refrigeration -Cooler/Freezer Door Gaskets - Solid Doors: Cooler |  | 7 | Commercial | 01-ALC-AllCommercial-Refrig | 0 |  |  |  |  | 4 | 4 | 0 | 0 | 0 | 0 | 104.55 |  | kWh | 0.01195 | 0 | Commercial |  | Annual | [5 empty] | 4 | 0.96 |  |  |  | 0 | 0 | 0 | 53 | 0 | 0 | 0 | 0 | 0 | 0 | 0 | 0 | 2006 Qtr 1: 0; 2006 Qtr 2: 0; 2006 Qtr 3: 0; 2006 Qtr 4: 0; 2007 Qtr 1: 0; 2007 Qtr 2: 0; 2007 Qtr 3: 0; 2007 Qtr 4: 0; 2008 Qtr 1: 0; 2008 Qtr 2: 0; 2008 Qtr 3: 0; 2008 Qtr 4: 53 | 53
0 | 213083-Refrigeration -Cooler/Freezer Door Gaskets - Glass Doors |  | 7 | Commercial | 01-ALC-AllCommercial-Refrig | 0 |  |  |  |  | 4 | 4 | 0 | 0 | 0 | 0 | 104.55 |  | kWh | 0.01195 | 0 | Commercial |  | Annual | [5 empty] | 4 | 0.96 |  |  |  | 0 | 0 | 0 | 930 | 0 | 0 | 0 | 0 | 0 | 0 | 0 | 0 | 2006 Qtr 1: 0; 2006 Qtr 2: 0; 2006 Qtr 3: 0; 2006 Qtr 4: 0; 2007 Qtr 1: 0; 2007 Qtr 2: 0; 2007 Qtr 3: 0; 2007 Qtr 4: 0; 2008 Qtr 1: 0; 2008 Qtr 2: 0; 2008 Qtr 3: 0; 2008 Qtr 4: 930 | 930
0 | 213083-Refrigeration -Cooler/Freezer Door Gaskets - Glass Doors |  | 7 | Commercial | 01-ALC-AllCommercial-Refrig | 0 |  |  |  |  | 4 | 4 | 0 | 0 | 0 | 0 | 104.55 |  | kWh | 0.01195 | 0 | Commercial |  | Annual | [5 empty] | 4 | 0.96 |  |  |  | 0 | 0 | 0 | 2034 | 0 | 0 | 0 | 0 | 0 | 0 | 0 | 0 | 2006 Qtr 1: 0; 2006 Qtr 2: 0; 2006 Qtr 3: 0; 2006 Qtr 4: 0; 2007 Qtr 1: 0; 2007 Qtr 2: 0; 2007 Qtr 3: 0; 2007 Qtr 4: 0; 2008 Qtr 1: 0; 2008 Qtr 2: 0; 2008 Qtr 3: 2034; 2008 Qtr 4: 0 | 2034
0 | 213084-Refrigeration -Cooler/Freezer Door Gaskets - Solid Doors: Cooler |  | 7 | Commercial | 01-ALC-AllCommercial-Refrig | 0 |  |  |  |  | 4 | 4 | 0 | 0 | 0 | 0 | 104.55 |  | kWh | 0.01195 | 0 | Commercial |  | Annual | [5 empty] | 4 | 0.96 |  |  |  | 0 | 0 | 0 | 133 | 0 | 0 | 0 | 0 | 0 | 0 | 0 | 0 | 2006 Qtr 1: 0; 2006 Qtr 2: 0; 2006 Qtr 3: 0; 2006 Qtr 4: 0; 2007 Qtr 1: 0; 2007 Qtr 2: 0; 2007 Qtr 3: 0; 2007 Qtr 4: 0; 2008 Qtr 1: 0; 2008 Qtr 2: 0; 2008 Qtr 3: 133; 2008 Qtr 4: 0 | 133
0 | 213020-Lighting - Hardwire Incan Base >90 watt Fluorescent Fixture |  | 7 | Commercial | 01-ALC-AllCommercial-IntLight | 0 |  |  |  |  | 222.2686 | 217.1294 | 0 | 0 | 0 | 5.1392 | 83.3021 |  | kWh | 0.015017 |  | Commercial |  | Annual | [5 empty] | 12 | 0.96 |  |  |  | 0 | 0 | 0 | 119.864 | 0 | 0 | 0 | 0 | 0 | 0 | 0 | 0 | 2006 Qtr 1: 0; 2006 Qtr 2: 0; 2006 Qtr 3: 0; 2006 Qtr 4: 0; 2007 Qtr 1: 0; 2007 Qtr 2: 0; 2007 Qtr 3: 0; 2007 Qtr 4: 0; 2008 Qtr 1: 0; 2008 Qtr 2: 0; 2008 Qtr 3: 119.864; 2008 Qtr 4: 0 | 119.864
0 | 213083-Refrigeration -Cooler/Freezer Door Gaskets - Glass Doors |  | 7 | Commercial | 01-ALC-AllCommercial-Refrig | 0 |  |  |  |  | 4 | 4 | 0 | 0 | 0 | 0 | 104.55 |  | kWh | 0.01195 | 0 | Commercial |  | Annual | [5 empty] | 4 | 0.96 |  |  |  | 0 | 0 | 0 | 267 | 0 | 0 | 0 | 0 | 0 | 0 | 0 | 0 | 2006 Qtr 1: 0; 2006 Qtr 2: 0; 2006 Qtr 3: 0; 2006 Qtr 4: 0; 2007 Qtr 1: 0; 2007 Qtr 2: 0; 2007 Qtr 3: 0; 2007 Qtr 4: 0; 2008 Qtr 1: 0; 2008 Qtr 2: 0; 2008 Qtr 3: 267; 2008 Qtr 4: 0 | 267
0 | 213084-Refrigeration -Cooler/Freezer Door Gaskets - Solid Doors: Cooler |  | 7 | Commercial | 01-ALC-AllCommercial-Refrig | 0 |  |  |  |  | 4 | 4 | 0 | 0 | 0 | 0 | 104.55 |  | kWh | 0.01195 | 0 | Commercial |  | Annual | [5 empty] | 4 | 0.96 |  |  |  | 0 | 0 | 0 | 366 | 0 | 0 | 0 | 0 | 0 | 0 | 0 | 0 | 2006 Qtr 1: 0; 2006 Qtr 2: 0; 2006 Qtr 3: 0; 2006 Qtr 4: 0; 2007 Qtr 1: 0; 2007 Qtr 2: 0; 2007 Qtr 3: 0; 2007 Qtr 4: 0; 2008 Qtr 1: 0; 2008 Qtr 2: 0; 2008 Qtr 3: 0; 2008 Qtr 4: 366 | 366
0 | 213222-Lighting - Screw in 14-26 Watt Lamp |  | 7 | Commercial | 01-ALC-AllCommercial-IntLight | 0 |  |  |  |  | 7.1694 | 8.101 | 0 | 0 | 0 | -0.93161 | 35.6495 |  | kWh | 0.0026611 | -0.16579 | Commercial |  | Annual | [5 empty] | 2.3 | 0.96 |  |  |  | 0.797 | 0 | 0 | 148.1304 | 0 | 0 | 0 | 0 | 0 | 0 | 0 | 0 | 2006 Qtr 1: 0; 2006 Qtr 2: 0; 2006 Qtr 3: 0; 2006 Qtr 4: 0; 2007 Qtr 1: 0; 2007 Qtr 2: 0; 2007 Qtr 3: 0; 2007 Qtr 4: 0; 2008 Qtr 1: 0; 2008 Qtr 2: 0; 2008 Qtr 3: 0; 2008 Qtr 4: 148.1304 | 148.1304
0 | 213012-Lighting - 3 Ft 2nd Gen. T-8 with Elec. Ballast |  | 7 | Commercial | 01-ALC-AllCommercial-IntLight | 0 |  |  |  |  | 26.9806 | 10.2783 | 0 | 0 | 0 | 16.7023 | 38.8167 |  | kWh | 0.0078326 | -0.073858 | Commercial |  | Annual | [5 empty] | 11 | 0.96 |  |  |  | 0 | 0 | 0 | 4.67 | 0 | 0 | 0 | 0 | 0 | 0 | 0 | 0 | 2006 Qtr 1: 0; 2006 Qtr 2: 0; 2006 Qtr 3: 0; 2006 Qtr 4: 0; 2007 Qtr 1: 0; 2007 Qtr 2: 0; 2007 Qtr 3: 0; 2007 Qtr 4: 0; 2008 Qtr 1: 0; 2008 Qtr 2: 0; 2008 Qtr 3: 0; 2008 Qtr 4: 4.67 | 4.67
0 | 213147-Premium T8 with T12 34Watt Baseline |  | 7 | Commercial | 01-ALC-AllCommercial-IntLight | 0 |  |  |  |  | 16.3168 | 7.7087 | 0 | 0 | 0 | 8.6081 | 12.7536 |  | kWh | 0.0025735 | -0.024267 | Commercial |  | Annual | [5 empty] | 11 | 0.96 |  |  |  | 0 | 0 | 0 | 582.9748 | 0 | 0 | 0 | 0 | 0 | 0 | 0 | 0 | 2006 Qtr 1: 0; 2006 Qtr 2: 0; 2006 Qtr 3: 0; 2006 Qtr 4: 0; 2007 Qtr 1: 0; 2007 Qtr 2: 0; 2007 Qtr 3: 0; 2007 Qtr 4: 0; 2008 Qtr 1: 0; 2008 Qtr 2: 0; 2008 Qtr 3: 0; 2008 Qtr 4: 582.9748 | 582.9748
0 | 213053-Lighting - Remove 4 Ft T-8 (De-Lamp) | COFL00AVDEL01 | 7 | Commercial | 01-ALC-AllCommercial-IntLight | 0 |  |  |  |  | 33.026 | 12.8479 | 0 | 0 | 0 | 20.1781 | 133.7492 |  | kWh | 0.026989 | -0.25449 | Commercial |  | Annual | [5 empty] | 11 | 0.96 |  |  |  | 0 | 0 | 0 | 4.67 | 0 | 0 | 0 | 0 | 0 | 0 | 0 | 0 | 2006 Qtr 1: 0; 2006 Qtr 2: 0; 2006 Qtr 3: 0; 2006 Qtr 4: 0; 2007 Qtr 1: 0; 2007 Qtr 2: 0; 2007 Qtr 3: 0; 2007 Qtr 4: 0; 2008 Qtr 1: 0; 2008 Qtr 2: 0; 2008 Qtr 3: 0; 2008 Qtr 4: 4.67 | 4.67
0 | 213215-Lighting-Interior High Bay Linear Fluorescent Fixtures <= 244 Watts replacing 400 Watts (Tier 1) |  | 7 | Commercial | 01-ALC-AllCommercial-IntLight | 0 |  |  |  |  | 308.7635 | 97.9359 | 0 | 0 | 0 | 210.8275 | 0 |  | kWh | 0 | 0 | Commercial |  | Annual | [5 empty] | 11 | 0.96 |  |  |  | 0 | 0 | 0 | 8.2911 | 0 | 0 | 0 | 0 | 0 | 0 | 0 | 0 | 2006 Qtr 1: 0; 2006 Qtr 2: 0; 2006 Qtr 3: 0; 2006 Qtr 4: 0; 2007 Qtr 1: 0; 2007 Qtr 2: 0; 2007 Qtr 3: 0; 2007 Qtr 4: 0; 2008 Qtr 1: 0; 2008 Qtr 2: 0; 2008 Qtr 3: 0; 2008 Qtr 4: 8.2911 | 8.2911
0 | 213230-Lighting - Occupancy Sensor - High-Bay Sensor |  | 7 | Commercial | 01-ALC-AllCommercial-IntLight | 0 |  |  |  |  | 141 | 100 | 0 | 0 | 0 | 41 | 1304.0352 |  | kWh | 0.465 | 0 | Commercial |  | Annual | [5 empty] | 8 | 0.96 |  |  |  | 0 | 0 | 0 | 375 | 0 | 0 | 0 | 0 | 0 | 0 | 0 | 0 | 2006 Qtr 1: 0; 2006 Qtr 2: 0; 2006 Qtr 3: 0; 2006 Qtr 4: 0; 2007 Qtr 1: 0; 2007 Qtr 2: 0; 2007 Qtr 3: 0; 2007 Qtr 4: 0; 2008 Qtr 1: 0; 2008 Qtr 2: 0; 2008 Qtr 3: 0; 2008 Qtr 4: 375 | 375
0 | 213084-Refrigeration -Cooler/Freezer Door Gaskets - Solid Doors: Cooler |  | 7 | Commercial | 01-ALC-AllCommercial-Refrig | 0 |  |  |  |  | 4 | 4 | 0 | 0 | 0 | 0 | 104.55 |  | kWh | 0.01195 | 0 | Commercial |  | Annual | [5 empty] | 4 | 0.96 |  |  |  | 0 | 0 | 0 | 60 | 0 | 0 | 0 | 0 | 0 | 0 | 0 | 0 | 2006 Qtr 1: 0; 2006 Qtr 2: 0; 2006 Qtr 3: 0; 2006 Qtr 4: 0; 2007 Qtr 1: 0; 2007 Qtr 2: 0; 2007 Qtr 3: 0; 2007 Qtr 4: 0; 2008 Qtr 1: 0; 2008 Qtr 2: 0; 2008 Qtr 3: 0; 2008 Qtr 4: 60 | 60
0 | 213084-Refrigeration -Cooler/Freezer Door Gaskets - Solid Doors: Cooler |  | 7 | Commercial | 01-ALC-AllCommercial-Refrig | 0 |  |  |  |  | 4 | 4 | 0 | 0 | 0 | 0 | 104.55 |  | kWh | 0.01195 | 0 | Commercial |  | Annual | [5 empty] | 4 | 0.96 |  |  |  | 0 | 0 | 0 | 466 | 0 | 0 | 0 | 0 | 0 | 0 | 0 | 0 | 2006 Qtr 1: 0; 2006 Qtr 2: 0; 2006 Qtr 3: 0; 2006 Qtr 4: 0; 2007 Qtr 1: 0; 2007 Qtr 2: 0; 2007 Qtr 3: 0; 2007 Qtr 4: 0; 2008 Qtr 1: 0; 2008 Qtr 2: 0; 2008 Qtr 3: 0; 2008 Qtr 4: 466 | 466
0 | 213011-Lighting - 2 Ft 2nd Gen. T-8 with Elec. Ballast |  | 7 | Commercial | 01-ALC-AllCommercial-IntLight | 0 |  |  |  |  | 26.9806 | 6.4239 | 0 | 0 | 0 | 20.5566 | 25.6053 |  | kWh | 0.0051668 | -0.04872 | Commercial |  | Annual | [5 empty] | 11 | 0.96 |  |  |  | 0 | 0 | 0 | 42.0302 | 0 | 0 | 0 | 0 | 0 | 0 | 0 | 0 | 2006 Qtr 1: 0; 2006 Qtr 2: 0; 2006 Qtr 3: 0; 2006 Qtr 4: 0; 2007 Qtr 1: 0; 2007 Qtr 2: 0; 2007 Qtr 3: 0; 2007 Qtr 4: 0; 2008 Qtr 1: 0; 2008 Qtr 2: 0; 2008 Qtr 3: 0; 2008 Qtr 4: 42.0302 | 42.0302
0 | 213053-Lighting - Remove 4 Ft T-8 (De-Lamp) | COFL00AVDEL01 | 7 | Commercial | 01-ALC-AllCommercial-IntLight | 0 |  |  |  |  | 33.026 | 12.8479 | 0 | 0 | 0 | 20.1781 | 133.7492 |  | kWh | 0.026989 | -0.25449 | Commercial |  | Annual | [5 empty] | 11 | 0.96 |  |  |  | 0 | 0 | 0 | 54.4836 | 0 | 0 | 0 | 0 | 0 | 0 | 0 | 0 | 2006 Qtr 1: 0; 2006 Qtr 2: 0; 2006 Qtr 3: 0; 2006 Qtr 4: 0; 2007 Qtr 1: 0; 2007 Qtr 2: 0; 2007 Qtr 3: 0; 2007 Qtr 4: 0; 2008 Qtr 1: 0; 2008 Qtr 2: 0; 2008 Qtr 3: 0; 2008 Qtr 4: 54.4836 | 54.4836
0 | 213147-Premium T8 with T12 34Watt Baseline |  | 7 | Commercial | 01-ALC-AllCommercial-IntLight | 0 |  |  |  |  | 16.3168 | 7.7087 | 0 | 0 | 0 | 8.6081 | 12.7536 |  | kWh | 0.0025735 | -0.024267 | Commercial |  | Annual | [5 empty] | 11 | 0.96 |  |  |  | 0 | 0 | 0 | 418.7456 | 0 | 0 | 0 | 0 | 0 | 0 | 0 | 0 | 2006 Qtr 1: 0; 2006 Qtr 2: 0; 2006 Qtr 3: 0; 2006 Qtr 4: 0; 2007 Qtr 1: 0; 2007 Qtr 2: 0; 2007 Qtr 3: 0; 2007 Qtr 4: 0; 2008 Qtr 1: 0; 2008 Qtr 2: 0; 2008 Qtr 3: 0; 2008 Qtr 4: 418.7456 | 418.7456
0 | 213215-Lighting-Interior High Bay Linear Fluorescent Fixtures <= 244 Watts replacing 400 Watts (Tier 1) |  | 7 | Commercial | 01-ALC-AllCommercial-IntLight | 0 |  |  |  |  | 308.7635 | 97.9359 | 0 | 0 | 0 | 210.8275 | 0 |  | kWh | 0 | 0 | Commercial |  | Annual | [5 empty] | 11 | 0.96 |  |  |  | 0 | 0 | 0 | 6.2184 | 0 | 0 | 0 | 0 | 0 | 0 | 0 | 0 | 2006 Qtr 1: 0; 2006 Qtr 2: 0; 2006 Qtr 3: 0; 2006 Qtr 4: 0; 2007 Qtr 1: 0; 2007 Qtr 2: 0; 2007 Qtr 3: 0; 2007 Qtr 4: 0; 2008 Qtr 1: 0; 2008 Qtr 2: 0; 2008 Qtr 3: 0; 2008 Qtr 4: 6.2184 | 6.2184
0 | 213230-Lighting - Occupancy Sensor - High-Bay Sensor |  | 7 | Commercial | 01-ALC-AllCommercial-IntLight | 0 |  |  |  |  | 141 | 100 | 0 | 0 | 0 | 41 | 1304.0352 |  | kWh | 0.465 | 0 | Commercial |  | Annual | [5 empty] | 8 | 0.96 |  |  |  | 0 | 0 | 0 | 6 | 0 | 0 | 0 | 0 | 0 | 0 | 0 | 0 | 2006 Qtr 1: 0; 2006 Qtr 2: 0; 2006 Qtr 3: 0; 2006 Qtr 4: 0; 2007 Qtr 1: 0; 2007 Qtr 2: 0; 2007 Qtr 3: 0; 2007 Qtr 4: 0; 2008 Qtr 1: 0; 2008 Qtr 2: 0; 2008 Qtr 3: 0; 2008 Qtr 4: 6 | 6
0 | 213084-Refrigeration -Cooler/Freezer Door Gaskets - Solid Doors: Cooler |  | 7 | Commercial | 01-ALC-AllCommercial-Refrig | 0 |  |  |  |  | 4 | 4 | 0 | 0 | 0 | 0 | 104.55 |  | kWh | 0.01195 | 0 | Commercial |  | Annual | [5 empty] | 4 | 0.96 |  |  |  | 0 | 0 | 0 | 82 | 0 | 0 | 0 | 0 | 0 | 0 | 0 | 0 | 2006 Qtr 1: 0; 2006 Qtr 2: 0; 2006 Qtr 3: 0; 2006 Qtr 4: 0; 2007 Qtr 1: 0; 2007 Qtr 2: 0; 2007 Qtr 3: 0; 2007 Qtr 4: 0; 2008 Qtr 1: 0; 2008 Qtr 2: 0; 2008 Qtr 3: 0; 2008 Qtr 4: 82 | 82
0 | 213013-Lighting - 8 Ft T-8 with Elec. Ballast |  | 7 | Commercial | 01-ALC-AllCommercial-IntLight | 0 |  |  |  |  | 41.7557 | 9.6359 | 0 | 0 | 0 | 32.1197 | 47.7442 |  | kWh | 0.0096341 | -0.090845 | Commercial |  | Annual | [5 empty] | 11 | 0.96 |  |  |  | 0 | 0 | 0 | 9.3401 | 0 | 0 | 0 | 0 | 0 | 0 | 0 | 0 | 2006 Qtr 1: 0; 2006 Qtr 2: 0; 2006 Qtr 3: 0; 2006 Qtr 4: 0; 2007 Qtr 1: 0; 2007 Qtr 2: 0; 2007 Qtr 3: 0; 2007 Qtr 4: 0; 2008 Qtr 1: 0; 2008 Qtr 2: 0; 2008 Qtr 3: 0; 2008 Qtr 4: 9.3401 | 9.3401
0 | 213215-Lighting-Interior High Bay Linear Fluorescent Fixtures <= 244 Watts replacing 400 Watts (Tier 1) |  | 7 | Commercial | 01-ALC-AllCommercial-IntLight | 0 |  |  |  |  | 308.7635 | 97.9359 | 0 | 0 | 0 | 210.8275 | 0 |  | kWh | 0 | 0 | Commercial |  | Annual | [5 empty] | 11 | 0.96 |  |  |  | 0 | 0 | 0 | 42.4921 | 0 | 0 | 0 | 0 | 0 | 0 | 0 | 0 | 2006 Qtr 1: 0; 2006 Qtr 2: 0; 2006 Qtr 3: 0; 2006 Qtr 4: 0; 2007 Qtr 1: 0; 2007 Qtr 2: 0; 2007 Qtr 3: 0; 2007 Qtr 4: 0; 2008 Qtr 1: 0; 2008 Qtr 2: 0; 2008 Qtr 3: 0; 2008 Qtr 4: 42.4921 | 42.4921
0 | 213230-Lighting - Occupancy Sensor - High-Bay Sensor |  | 7 | Commercial | 01-ALC-AllCommercial-IntLight | 0 |  |  |  |  | 141 | 100 | 0 | 0 | 0 | 41 | 1304.0352 |  | kWh | 0.465 | 0 | Commercial |  | Annual | [5 empty] | 8 | 0.96 |  |  |  | 0 | 0 | 0 | 41 | 0 | 0 | 0 | 0 | 0 | 0 | 0 | 0 | 2006 Qtr 1: 0; 2006 Qtr 2: 0; 2006 Qtr 3: 0; 2006 Qtr 4: 0; 2007 Qtr 1: 0; 2007 Qtr 2: 0; 2007 Qtr 3: 0; 2007 Qtr 4: 0; 2008 Qtr 1: 0; 2008 Qtr 2: 0; 2008 Qtr 3: 0; 2008 Qtr 4: 41 | 41
0 | 213084-Refrigeration -Cooler/Freezer Door Gaskets - Solid Doors: Cooler |  | 7 | Commercial | 01-ALC-AllCommercial-Refrig | 0 |  |  |  |  | 4 | 4 | 0 | 0 | 0 | 0 | 104.55 |  | kWh | 0.01195 | 0 | Commercial |  | Annual | [5 empty] | 4 | 0.96 |  |  |  | 0 | 0 | 0 | 113 | 0 | 0 | 0 | 0 | 0 | 0 | 0 | 0 | 2006 Qtr 1: 0; 2006 Qtr 2: 0; 2006 Qtr 3: 0; 2006 Qtr 4: 0; 2007 Qtr 1: 0; 2007 Qtr 2: 0; 2007 Qtr 3: 0; 2007 Qtr 4: 0; 2008 Qtr 1: 0; 2008 Qtr 2: 0; 2008 Qtr 3: 0; 2008 Qtr 4: 113 | 113
0 | 213085-Refrigeration -Strip Curtains for Walk-ins |  | 7 | Commercial | 01-ALC-AllCommercial-Refrig | 0 |  |  |  |  | 3.05 | 3 | 0 | 0 | 0 | 0.05 | 465 |  | kWh | 0.053 | 0 | Commercial |  | Annual | [5 empty] | 4 | 0.96 |  |  |  | 0 | 0 | 0 | 54 | 0 | 0 | 0 | 0 | 0 | 0 | 0 | 0 | 2006 Qtr 1: 0; 2006 Qtr 2: 0; 2006 Qtr 3: 0; 2006 Qtr 4: 0; 2007 Qtr 1: 0; 2007 Qtr 2: 0; 2007 Qtr 3: 0; 2007 Qtr 4: 0; 2008 Qtr 1: 0; 2008 Qtr 2: 0; 2008 Qtr 3: 0; 2008 Qtr 4: 54 | 54
0 | 213084-Refrigeration -Cooler/Freezer Door Gaskets - Solid Doors: Cooler |  | 7 | Commercial | 01-ALC-AllCommercial-Refrig | 0 |  |  |  |  | 4 | 4 | 0 | 0 | 0 | 0 | 104.55 |  | kWh | 0.01195 | 0 | Commercial |  | Annual | [5 empty] | 4 | 0.96 |  |  |  | 0 | 0 | 0 | 116 | 0 | 0 | 0 | 0 | 0 | 0 | 0 | 0 | 2006 Qtr 1: 0; 2006 Qtr 2: 0; 2006 Qtr 3: 0; 2006 Qtr 4: 0; 2007 Qtr 1: 0; 2007 Qtr 2: 0; 2007 Qtr 3: 0; 2007 Qtr 4: 0; 2008 Qtr 1: 0; 2008 Qtr 2: 0; 2008 Qtr 3: 0; 2008 Qtr 4: 116 | 116
0 | 213116-Refrigeration -Cooler/Freezer Door Gaskets - Solid Doors: Freezer |  | 7 | Commercial | 01-ALC-AllCommercial-Refrig | 0 |  |  |  |  | 4 | 4 | 0 | 0 | 0 | 0 | 104.55 |  | kWh | 0.01195 | 0 | Commercial |  | Annual | [5 empty] | 4 | 0.96 |  |  |  | 0 | 0 | 0 | 16 | 0 | 0 | 0 | 0 | 0 | 0 | 0 | 0 | 2006 Qtr 1: 0; 2006 Qtr 2: 0; 2006 Qtr 3: 0; 2006 Qtr 4: 0; 2007 Qtr 1: 0; 2007 Qtr 2: 0; 2007 Qtr 3: 0; 2007 Qtr 4: 0; 2008 Qtr 1: 0; 2008 Qtr 2: 0; 2008 Qtr 3: 0; 2008 Qtr 4: 16 | 16
0 | 213084-Refrigeration -Cooler/Freezer Door Gaskets - Solid Doors: Cooler |  | 7 | Commercial | 01-ALC-AllCommercial-Refrig | 0 |  |  |  |  | 4 | 4 | 0 | 0 | 0 | 0 | 104.55 |  | kWh | 0.01195 | 0 | Commercial |  | Annual | [5 empty] | 4 | 0.96 |  |  |  | 0 | 0 | 0 | 91 | 0 | 0 | 0 | 0 | 0 | 0 | 0 | 0 | 2006 Qtr 1: 0; 2006 Qtr 2: 0; 2006 Qtr 3: 0; 2006 Qtr 4: 0; 2007 Qtr 1: 0; 2007 Qtr 2: 0; 2007 Qtr 3: 0; 2007 Qtr 4: 0; 2008 Qtr 1: 0; 2008 Qtr 2: 0; 2008 Qtr 3: 0; 2008 Qtr 4: 91 | 91
0 | 213147-Premium T8 with T12 34Watt Baseline |  | 10 | Commercial | 01-ALC-AllCommercial-IntLight | 0 |  |  |  |  | 16.3168 | 7.7087 | 0 | 0 | 0 | 8.6081 | 12.7536 |  | kWh | 0.0025735 | -0.024267 | Commercial |  | Annual | [5 empty] | 11 | 0.96 |  |  |  | 0 | 0 | 0 | 208.5945 | 0 | 0 | 0 | 0 | 0 | 0 | 0 | 0 | 2006 Qtr 1: 0; 2006 Qtr 2: 0; 2006 Qtr 3: 0; 2006 Qtr 4: 0; 2007 Qtr 1: 0; 2007 Qtr 2: 0; 2007 Qtr 3: 0; 2007 Qtr 4: 0; 2008 Qtr 1: 0; 2008 Qtr 2: 0; 2008 Qtr 3: 0; 2008 Qtr 4: 208.5945 | 208.5945
0 | 213053-Lighting - Remove 4 Ft T-8 (De-Lamp) | COFL00AVDEL01 | 10 | Commercial | 01-ALC-AllCommercial-IntLight | 0 |  |  |  |  | 33.026 | 12.8479 | 0 | 0 | 0 | 20.1781 | 133.7492 |  | kWh | 0.026989 | -0.25449 | Commercial |  | Annual | [5 empty] | 11 | 0.96 |  |  |  | 0 | 0 | 0 | 85.6171 | 0 | 0 | 0 | 0 | 0 | 0 | 0 | 0 | 2006 Qtr 1: 0; 2006 Qtr 2: 0; 2006 Qtr 3: 0; 2006 Qtr 4: 0; 2007 Qtr 1: 0; 2007 Qtr 2: 0; 2007 Qtr 3: 0; 2007 Qtr 4: 0; 2008 Qtr 1: 0; 2008 Qtr 2: 0; 2008 Qtr 3: 0; 2008 Qtr 4: 85.6171 | 85.6171
0 | 213049-Lighting - LED Exit Sign New Sign | CALC00AVETS01 | 10 | Commercial | 02-ASM-Assembly-Exit | 0 |  |  |  |  | 65.4374 | 45 | 0 | 0 | 0 | 20.4374 | 351.311 |  | kWh | 0 | 0 | Commercial |  | Annual | [5 empty] | 16 | 0.96 |  |  |  | 0 | 0 | 0 | 3 | 0 | 0 | 0 | 0 | 0 | 0 | 0 | 0 | 2006 Qtr 1: 0; 2006 Qtr 2: 0; 2006 Qtr 3: 0; 2006 Qtr 4: 0; 2007 Qtr 1: 0; 2007 Qtr 2: 0; 2007 Qtr 3: 0; 2007 Qtr 4: 0; 2008 Qtr 1: 0; 2008 Qtr 2: 0; 2008 Qtr 3: 0; 2008 Qtr 4: 3 | 3
0 | 213062-Lighting - Occupancy Sensor - Wallbox Lighting Sensor | CALC00AVOCC01 | 7 | Commercial | 01-ALC-AllCommercial-IntLight | 0 |  |  |  |  | 42.2833 | 22.5 | 0 | 0 | 0 | 19.7833 | 213.759 |  | kWh | 0 | 0 | Commercial |  | Annual | [5 empty] | 8 | 0.96 |  |  |  | 0 | 0 | 0 | 6 | 0 | 0 | 0 | 0 | 0 | 0 | 0 | 0 | 2006 Qtr 1: 0; 2006 Qtr 2: 0; 2006 Qtr 3: 0; 2006 Qtr 4: 0; 2007 Qtr 1: 0; 2007 Qtr 2: 0; 2007 Qtr 3: 0; 2007 Qtr 4: 0; 2008 Qtr 1: 0; 2008 Qtr 2: 0; 2008 Qtr 3: 0; 2008 Qtr 4: 6 | 6
0 | 213147-Premium T8 with T12 34Watt Baseline |  | 7 | Commercial | 01-ALC-AllCommercial-IntLight | 0 |  |  |  |  | 16.3168 | 7.7087 | 0 | 0 | 0 | 8.6081 | 12.7536 |  | kWh | 0.0025735 | -0.024267 | Commercial |  | Annual | [5 empty] | 11 | 0.96 |  |  |  | 0 | 0 | 0 | 378.272 | 0 | 0 | 0 | 0 | 0 | 0 | 0 | 0 | 2006 Qtr 1: 0; 2006 Qtr 2: 0; 2006 Qtr 3: 0; 2006 Qtr 4: 0; 2007 Qtr 1: 0; 2007 Qtr 2: 0; 2007 Qtr 3: 0; 2007 Qtr 4: 0; 2008 Qtr 1: 0; 2008 Qtr 2: 0; 2008 Qtr 3: 0; 2008 Qtr 4: 378.272 | 378.272
0 | 213054-Lighting - Remove 8 Ft T-8 (De-Lamp) | CRTL00AVDEL02 | 7 | Commercial | 01-ALC-AllCommercial-IntLight | 0 |  |  |  |  | 33.2757 | 32.1197 | 0 | 0 | 0 | 1.156 | 220.7352 |  | kWh | 0.044541 | -0.42 | Commercial |  | Annual | [5 empty] | 11 | 0.96 |  |  |  | 0 | 0 | 0 | 381.3854 | 0 | 0 | 0 | 0 | 0 | 0 | 0 | 0 | 2006 Qtr 1: 0; 2006 Qtr 2: 0; 2006 Qtr 3: 0; 2006 Qtr 4: 0; 2007 Qtr 1: 0; 2007 Qtr 2: 0; 2007 Qtr 3: 0; 2007 Qtr 4: 0; 2008 Qtr 1: 0; 2008 Qtr 2: 0; 2008 Qtr 3: 0; 2008 Qtr 4: 381.3854 | 381.3854
0 | 213011-Lighting - 2 Ft 2nd Gen. T-8 with Elec. Ballast |  | 7 | Commercial | 01-ALC-AllCommercial-IntLight | 0 |  |  |  |  | 26.9806 | 6.4239 | 0 | 0 | 0 | 20.5566 | 25.6053 |  | kWh | 0.0051668 | -0.04872 | Commercial |  | Annual | [5 empty] | 11 | 0.96 |  |  |  | 0 | 0 | 0 | 31.1335 | 0 | 0 | 0 | 0 | 0 | 0 | 0 | 0 | 2006 Qtr 1: 0; 2006 Qtr 2: 0; 2006 Qtr 3: 0; 2006 Qtr 4: 0; 2007 Qtr 1: 0; 2007 Qtr 2: 0; 2007 Qtr 3: 0; 2007 Qtr 4: 0; 2008 Qtr 1: 0; 2008 Qtr 2: 0; 2008 Qtr 3: 0; 2008 Qtr 4: 31.1335 | 31.1335
0 | 213215-Lighting-Interior High Bay Linear Fluorescent Fixtures <= 244 Watts replacing 400 Watts (Tier 1) |  | 7 | Commercial | 01-ALC-AllCommercial-IntLight | 0 |  |  |  |  | 308.7635 | 97.9359 | 0 | 0 | 0 | 210.8275 | 0 |  | kWh | 0 | 0 | Commercial |  | Annual | [5 empty] | 11 | 0.96 |  |  |  | 0 | 0 | 0 | 126.4398 | 0 | 0 | 0 | 0 | 0 | 0 | 0 | 0 | 2006 Qtr 1: 0; 2006 Qtr 2: 0; 2006 Qtr 3: 0; 2006 Qtr 4: 0; 2007 Qtr 1: 0; 2007 Qtr 2: 0; 2007 Qtr 3: 0; 2007 Qtr 4: 0; 2008 Qtr 1: 0; 2008 Qtr 2: 0; 2008 Qtr 3: 0; 2008 Qtr 4: 126.4398 | 126.4398
0 | 213084-Refrigeration -Cooler/Freezer Door Gaskets - Solid Doors: Cooler |  | 7 | Commercial | 01-ALC-AllCommercial-Refrig | 0 |  |  |  |  | 4 | 4 | 0 | 0 | 0 | 0 | 104.55 |  | kWh | 0.01195 | 0 | Commercial |  | Annual | [5 empty] | 4 | 0.96 |  |  |  | 0 | 0 | 0 | 150 | 0 | 0 | 0 | 0 | 0 | 0 | 0 | 0 | 2006 Qtr 1: 0; 2006 Qtr 2: 0; 2006 Qtr 3: 0; 2006 Qtr 4: 0; 2007 Qtr 1: 0; 2007 Qtr 2: 0; 2007 Qtr 3: 0; 2007 Qtr 4: 0; 2008 Qtr 1: 0; 2008 Qtr 2: 0; 2008 Qtr 3: 0; 2008 Qtr 4: 150 | 150
0 | 213116-Refrigeration -Cooler/Freezer Door Gaskets - Solid Doors: Freezer |  | 7 | Commercial | 01-ALC-AllCommercial-Refrig | 0 |  |  |  |  | 4 | 4 | 0 | 0 | 0 | 0 | 104.55 |  | kWh | 0.01195 | 0 | Commercial |  | Annual | [5 empty] | 4 | 0.96 |  |  |  | 0 | 0 | 0 | 16 | 0 | 0 | 0 | 0 | 0 | 0 | 0 | 0 | 2006 Qtr 1: 0; 2006 Qtr 2: 0; 2006 Qtr 3: 0; 2006 Qtr 4: 0; 2007 Qtr 1: 0; 2007 Qtr 2: 0; 2007 Qtr 3: 0; 2007 Qtr 4: 0; 2008 Qtr 1: 0; 2008 Qtr 2: 0; 2008 Qtr 3: 0; 2008 Qtr 4: 16 | 16
0 | 213059-Motors - VFD - HVAC Fans (per Hp) |  | 7 | Commercial | 01-ALC-AllCommercial-Vent/Fan | 0 |  |  |  |  | 202 | 79.3103 | 0 | 0 | 0 | 122.6897 | 753 |  | kWh | 0 | 0 | Commercial |  | Annual | [5 empty] | 15 | 0.96 |  |  |  | 0 | 0 | 0 | 58 | 0 | 0 | 0 | 0 | 0 | 0 | 0 | 0 | 2006 Qtr 1: 0; 2006 Qtr 2: 0; 2006 Qtr 3: 0; 2006 Qtr 4: 0; 2007 Qtr 1: 0; 2007 Qtr 2: 0; 2007 Qtr 3: 0; 2007 Qtr 4: 0; 2008 Qtr 1: 0; 2008 Qtr 2: 0; 2008 Qtr 3: 0; 2008 Qtr 4: 58 | 58
0 | 213245-Ice Machines 501-1000 - Energy Star |  | 10 | Commercial | 01-ALC-AllCommercial-Refrig | 0 |  |  |  |  | 233 | 125 | 0 | 0 | 0 | 108 | 1263 |  | kWh | 0.13 | 0 | Commercial |  | Annual | [5 empty] | 12 | 0.96 |  |  |  | 0 | 0 | 0 | 1 | 0 | 0 | 0 | 0 | 0 | 0 | 0 | 0 | 2006 Qtr 1: 0; 2006 Qtr 2: 0; 2006 Qtr 3: 0; 2006 Qtr 4: 0; 2007 Qtr 1: 0; 2007 Qtr 2: 0; 2007 Qtr 3: 0; 2007 Qtr 4: 0; 2008 Qtr 1: 0; 2008 Qtr 2: 0; 2008 Qtr 3: 0; 2008 Qtr 4: 1 | 1
0 | 213245-Ice Machines 501-1000 - Energy Star |  | 7 | Commercial | 01-ALC-AllCommercial-Refrig | 0 |  |  |  |  | 233 | 125 | 0 | 0 | 0 | 108 | 1263 |  | kWh | 0.13 | 0 | Commercial |  | Annual | [5 empty] | 12 | 0.96 |  |  |  | 0 | 0 | 0 | 1 | 0 | 0 | 0 | 0 | 0 | 0 | 0 | 0 | 2006 Qtr 1: 0; 2006 Qtr 2: 0; 2006 Qtr 3: 0; 2006 Qtr 4: 0; 2007 Qtr 1: 0; 2007 Qtr 2: 0; 2007 Qtr 3: 0; 2007 Qtr 4: 0; 2008 Qtr 1: 0; 2008 Qtr 2: 0; 2008 Qtr 3: 0; 2008 Qtr 4: 1 | 1
0 | 213215-Lighting-Interior High Bay Linear Fluorescent Fixtures <= 244 Watts replacing 400 Watts (Tier 1) |  | 7 | Commercial | 01-ALC-AllCommercial-IntLight | 0 |  |  |  |  | 308.7635 | 97.9359 | 0 | 0 | 0 | 210.8275 | 0 |  | kWh | 0 | 0 | Commercial |  | Annual | [5 empty] | 11 | 0.96 |  |  |  | 0 | 0 | 0 | 13.4731 | 0 | 0 | 0 | 0 | 0 | 0 | 0 | 0 | 2006 Qtr 1: 0; 2006 Qtr 2: 0; 2006 Qtr 3: 0; 2006 Qtr 4: 0; 2007 Qtr 1: 0; 2007 Qtr 2: 0; 2007 Qtr 3: 0; 2007 Qtr 4: 0; 2008 Qtr 1: 0; 2008 Qtr 2: 0; 2008 Qtr 3: 0; 2008 Qtr 4: 13.4731 | 13.4731
0 | 213230-Lighting - Occupancy Sensor - High-Bay Sensor |  | 7 | Commercial | 01-ALC-AllCommercial-IntLight | 0 |  |  |  |  | 141 | 100 | 0 | 0 | 0 | 41 | 1304.0352 |  | kWh | 0.465 | 0 | Commercial |  | Annual | [5 empty] | 8 | 0.96 |  |  |  | 0 | 0 | 0 | 13 | 0 | 0 | 0 | 0 | 0 | 0 | 0 | 0 | 2006 Qtr 1: 0; 2006 Qtr 2: 0; 2006 Qtr 3: 0; 2006 Qtr 4: 0; 2007 Qtr 1: 0; 2007 Qtr 2: 0; 2007 Qtr 3: 0; 2007 Qtr 4: 0; 2008 Qtr 1: 0; 2008 Qtr 2: 0; 2008 Qtr 3: 0; 2008 Qtr 4: 13 | 13
0 | 213222-Lighting - Screw in 14-26 Watt Lamp |  | System | Commercial | 01-ALC-AllCommercial-IntLight | 0 |  |  |  |  | 7.1694 | 8.101 | 0 | 0 | 0 | -0.93161 | 35.6495 |  | kWh | 0.0026611 | -0.16579 | Commercial |  | Annual | [5 empty] | 2.3 | 0.96 |  |  |  | 0.797 | 0 | 0 | 5.9252 | 0 | 0 | 0 | 0 | 0 | 0 | 0 | 0 | 2006 Qtr 1: 0; 2006 Qtr 2: 0; 2006 Qtr 3: 0; 2006 Qtr 4: 0; 2007 Qtr 1: 0; 2007 Qtr 2: 0; 2007 Qtr 3: 0; 2007 Qtr 4: 0; 2008 Qtr 1: 0; 2008 Qtr 2: 0; 2008 Qtr 3: 0; 2008 Qtr 4: 5.9252 | 5.9252
0 | 213221-Lighting - Screw in >= 27 Watt Lamp |  | System | Commercial | 01-ALC-AllCommercial-IntLight | 0 |  |  |  |  | 8.2022 | 10.6325 | 0 | 0 | 0 | -2.4303 | 37.1081 |  | kWh | 0.0027699 | -0.17257 | Commercial |  | Annual | [5 empty] | 1.2 | 0.96 |  |  |  | 0 | 0 | 0 | 1606.7214 | 0 | 0 | 0 | 0 | 0 | 0 | 0 | 0 | 2006 Qtr 1: 0; 2006 Qtr 2: 0; 2006 Qtr 3: 0; 2006 Qtr 4: 0; 2007 Qtr 1: 0; 2007 Qtr 2: 0; 2007 Qtr 3: 0; 2007 Qtr 4: 0; 2008 Qtr 1: 0; 2008 Qtr 2: 0; 2008 Qtr 3: 0; 2008 Qtr 4: 1606.7214 | 1606.7214
0 | 213229-Lighting - Screw in 14-26 Watt Reflector Lamp |  | System | Commercial | 01-ALC-AllCommercial-IntLight | 0 |  |  |  |  | 6.5502 | 9.1136 | 0 | 0 | 0 | -2.5634 | 35.6495 |  | kWh | 0.0026611 | -0.16579 | Commercial |  | Annual | [5 empty] | 2 | 0.96 |  |  |  | 0 | 0 | 0 | 11.8504 | 0 | 0 | 0 | 0 | 0 | 0 | 0 | 0 | 2006 Qtr 1: 0; 2006 Qtr 2: 0; 2006 Qtr 3: 0; 2006 Qtr 4: 0; 2007 Qtr 1: 0; 2007 Qtr 2: 0; 2007 Qtr 3: 0; 2007 Qtr 4: 0; 2008 Qtr 1: 0; 2008 Qtr 2: 0; 2008 Qtr 3: 0; 2008 Qtr 4: 11.8504 | 11.8504
0 | 213051-Lighting - Remove 2 Ft T-8 (De-Lamp) |  | System | Commercial | 01-ALC-AllCommercial-IntLight | 0 |  |  |  |  | 24.411 | 7.7087 | 0 | 0 | 0 | 16.7023 | 81.1978 |  | kWh | 0.016385 | -0.1545 | Commercial |  | Annual | [5 empty] | 11 | 0.96 |  |  |  | 0 | 0 | 0 | 12.4534 | 0 | 0 | 0 | 0 | 0 | 0 | 0 | 0 | 2006 Qtr 1: 0; 2006 Qtr 2: 0; 2006 Qtr 3: 0; 2006 Qtr 4: 0; 2007 Qtr 1: 0; 2007 Qtr 2: 0; 2007 Qtr 3: 0; 2007 Qtr 4: 0; 2008 Qtr 1: 0; 2008 Qtr 2: 0; 2008 Qtr 3: 0; 2008 Qtr 4: 12.4534 | 12.4534
0 | 213052-Lighting - Remove 3 Ft T-8 (De-Lamp) |  | System | Commercial | 01-ALC-AllCommercial-IntLight | 0 |  |  |  |  | 24.411 | 10.2783 | 0 | 0 | 0 | 14.1327 | 112.7221 |  | kWh | 0.022746 | -0.21448 | Commercial |  | Annual | [5 empty] | 11 | 0.96 |  |  |  | 0 | 0 | 0 | 155.6675 | 0 | 0 | 0 | 0 | 0 | 0 | 0 | 0 | 2006 Qtr 1: 0; 2006 Qtr 2: 0; 2006 Qtr 3: 0; 2006 Qtr 4: 0; 2007 Qtr 1: 0; 2007 Qtr 2: 0; 2007 Qtr 3: 0; 2007 Qtr 4: 0; 2008 Qtr 1: 0; 2008 Qtr 2: 0; 2008 Qtr 3: 0; 2008 Qtr 4: 155.6675 | 155.6675
0 | 213053-Lighting - Remove 4 Ft T-8 (De-Lamp) | COFL00AVDEL01 | System | Commercial | 01-ALC-AllCommercial-IntLight | 0 |  |  |  |  | 33.026 | 12.8479 | 0 | 0 | 0 | 20.1781 | 133.7492 |  | kWh | 0.026989 | -0.25449 | Commercial |  | Annual | [5 empty] | 11 | 0.96 |  |  |  | 0 | 0 | 0 | 265.4131 | 0 | 0 | 0 | 0 | 0 | 0 | 0 | 0 | 2006 Qtr 1: 0; 2006 Qtr 2: 0; 2006 Qtr 3: 0; 2006 Qtr 4: 0; 2007 Qtr 1: 0; 2007 Qtr 2: 0; 2007 Qtr 3: 0; 2007 Qtr 4: 0; 2008 Qtr 1: 0; 2008 Qtr 2: 0; 2008 Qtr 3: 0; 2008 Qtr 4: 265.4131 | 265.4131
0 | 213221-Lighting - Screw in >= 27 Watt Lamp |  | 7 | Commercial | 01-ALC-AllCommercial-IntLight | 0 |  |  |  |  | 8.2022 | 10.6325 | 0 | 0 | 0 | -2.4303 | 36.7884 |  | kWh | 0.0026887 | -0.17109 | Commercial |  | Annual | [5 empty] | 1.2 | 0.96 |  |  |  | 0 | 0 | 0 | 64.1899 | 0 | 0 | 0 | 0 | 0 | 0 | 0 | 0 | 2006 Qtr 1: 0; 2006 Qtr 2: 0; 2006 Qtr 3: 0; 2006 Qtr 4: 0; 2007 Qtr 1: 0; 2007 Qtr 2: 0; 2007 Qtr 3: 0; 2007 Qtr 4: 0; 2008 Qtr 1: 0; 2008 Qtr 2: 0; 2008 Qtr 3: 0; 2008 Qtr 4: 64.1899 | 64.1899
0 | 213229-Lighting - Screw in 14-26 Watt Reflector Lamp |  | 7 | Commercial | 01-ALC-AllCommercial-IntLight | 0 |  |  |  |  | 6.5502 | 0 | 0 | 0 | 0 | 6.5502 | 35.3424 |  | kWh | 0.002583 | -0.16436 | Commercial |  | Annual | [5 empty] | 2 | 0.96 |  |  |  | 0 | 0 | 0 | 0.98754 | 0 | 0 | 0 | 0 | 0 | 0 | 0 | 0 | 2006 Qtr 1: 0; 2006 Qtr 2: 0; 2006 Qtr 3: 0; 2006 Qtr 4: 0; 2007 Qtr 1: 0; 2007 Qtr 2: 0; 2007 Qtr 3: 0; 2007 Qtr 4: 0; 2008 Qtr 1: 0; 2008 Qtr 2: 0; 2008 Qtr 3: 0; 2008 Qtr 4: 0.98754 | 0.98754
0 | 213011-Lighting - 2 Ft 2nd Gen. T-8 with Elec. Ballast |  | 7 | Commercial | 01-ALC-AllCommercial-IntLight | 0 |  |  |  |  | 26.9806 | 6.4239 | 0 | 0 | 0 | 20.5566 | 13.8044 |  | kWh | 0.0028212 | -0.026266 | Commercial |  | Annual | [5 empty] | 11 | 0.96 |  |  |  | 0 | 0 | 0 | 116.7506 | 0 | 0 | 0 | 0 | 0 | 0 | 0 | 0 | 2006 Qtr 1: 0; 2006 Qtr 2: 0; 2006 Qtr 3: 0; 2006 Qtr 4: 0; 2007 Qtr 1: 0; 2007 Qtr 2: 0; 2007 Qtr 3: 0; 2007 Qtr 4: 0; 2008 Qtr 1: 0; 2008 Qtr 2: 0; 2008 Qtr 3: 0; 2008 Qtr 4: 116.7506 | 116.7506
0 | 213147-Premium T8 with T12 34Watt Baseline |  | 7 | Commercial | 01-ALC-AllCommercial-IntLight | 0 |  |  |  |  | 16.3168 | 7.7087 | 0 | 0 | 0 | 8.6081 | 6.8757 |  | kWh | 0.0014052 | -0.013083 | Commercial |  | Annual | [5 empty] | 11 | 0.96 |  |  |  | 0 | 0 | 0 | 549.5063 | 0 | 0 | 0 | 0 | 0 | 0 | 0 | 0 | 2006 Qtr 1: 0; 2006 Qtr 2: 0; 2006 Qtr 3: 0; 2006 Qtr 4: 0; 2007 Qtr 1: 0; 2007 Qtr 2: 0; 2007 Qtr 3: 0; 2007 Qtr 4: 0; 2008 Qtr 1: 0; 2008 Qtr 2: 0; 2008 Qtr 3: 0; 2008 Qtr 4: 549.5063 | 549.5063
0 | 213012-Lighting - 3 Ft 2nd Gen. T-8 with Elec. Ballast |  | 7 | Commercial | 01-ALC-AllCommercial-IntLight | 0 |  |  |  |  | 26.9806 | 10.2783 | 0 | 0 | 0 | 16.7023 | 20.9269 |  | kWh | 0.0042769 | -0.039819 | Commercial |  | Annual | [5 empty] | 11 | 0.96 |  |  |  | 0 | 0 | 0 | 504.3627 | 0 | 0 | 0 | 0 | 0 | 0 | 0 | 0 | 2006 Qtr 1: 0; 2006 Qtr 2: 0; 2006 Qtr 3: 0; 2006 Qtr 4: 0; 2007 Qtr 1: 0; 2007 Qtr 2: 0; 2007 Qtr 3: 0; 2007 Qtr 4: 0; 2008 Qtr 1: 0; 2008 Qtr 2: 0; 2008 Qtr 3: 0; 2008 Qtr 4: 504.3627 | 504.3627
0 | 213049-Lighting - LED Exit Sign New Sign | CALC00AVETS01 | 7 | Commercial | 02-ASM-Assembly-Exit | 0 |  |  |  |  | 65.4374 | 45 | 0 | 0 | 0 | 20.4374 | 351.311 |  | kWh | 0 | 0 | Commercial |  | Annual | [5 empty] | 16 | 0.96 |  |  |  | 0 | 0 | 0 | 14 | 0 | 0 | 0 | 0 | 0 | 0 | 0 | 0 | 2006 Qtr 1: 0; 2006 Qtr 2: 0; 2006 Qtr 3: 0; 2006 Qtr 4: 0; 2007 Qtr 1: 0; 2007 Qtr 2: 0; 2007 Qtr 3: 0; 2007 Qtr 4: 0; 2008 Qtr 1: 0; 2008 Qtr 2: 0; 2008 Qtr 3: 0; 2008 Qtr 4: 14 | 14
0 | 213128-Refrigerator - Early Replacement |  | 7 | Commercial | 01-ALC-AllCommercial-Refrig | 0 |  |  |  |  | 272 | 275 | 0 | 0 | 0 | -3 | 1040.577 |  | kWh | 0.13613 | 0 | Commercial |  | Annual | [5 empty] | 6 | 0.96 |  |  |  | 0 | 0 | 0 | 98 | 0 | 0 | 0 | 0 | 0 | 0 | 0 | 0 | 2006 Qtr 1: 0; 2006 Qtr 2: 0; 2006 Qtr 3: 0; 2006 Qtr 4: 0; 2007 Qtr 1: 0; 2007 Qtr 2: 0; 2007 Qtr 3: 0; 2007 Qtr 4: 0; 2008 Qtr 1: 0; 2008 Qtr 2: 0; 2008 Qtr 3: 0; 2008 Qtr 4: 98 | 98
0 | 213128-Refrigerator - Early Replacement |  | 10 | Commercial | 01-ALC-AllCommercial-Refrig | 0 |  |  |  |  | 272 | 275 | 0 | 0 | 0 | -3 | 1040.577 |  | kWh | 0.13613 | 0 | Commercial |  | Annual | [5 empty] | 6 | 0.96 |  |  |  | 0 | 0 | 0 | 2 | 0 | 0 | 0 | 0 | 0 | 0 | 0 | 0 | 2006 Qtr 1: 0; 2006 Qtr 2: 0; 2006 Qtr 3: 0; 2006 Qtr 4: 0; 2007 Qtr 1: 0; 2007 Qtr 2: 0; 2007 Qtr 3: 0; 2007 Qtr 4: 0; 2008 Qtr 1: 0; 2008 Qtr 2: 0; 2008 Qtr 3: 0; 2008 Qtr 4: 2 | 2
0 | 213147-Premium T8 with T12 34Watt Baseline |  | 7 | Commercial | 01-ALC-AllCommercial-IntLight | 0 |  |  |  |  | 16.3168 | 7.7087 | 0 | 0 | 0 | 8.6081 | 12.7536 |  | kWh | 0.0025735 | -0.024267 | Commercial |  | Annual | [5 empty] | 11 | 0.96 |  |  |  | 0 | 0 | 0 | 1527.0983 | 0 | 0 | 0 | 0 | 0 | 0 | 0 | 0 | 2006 Qtr 1: 0; 2006 Qtr 2: 0; 2006 Qtr 3: 0; 2006 Qtr 4: 0; 2007 Qtr 1: 0; 2007 Qtr 2: 0; 2007 Qtr 3: 0; 2007 Qtr 4: 0; 2008 Qtr 1: 0; 2008 Qtr 2: 0; 2008 Qtr 3: 0; 2008 Qtr 4: 1527.0983 | 1527.0983
0 | 213053-Lighting - Remove 4 Ft T-8 (De-Lamp) | COFL00AVDEL01 | 7 | Commercial | 01-ALC-AllCommercial-IntLight | 0 |  |  |  |  | 33.026 | 12.8479 | 0 | 0 | 0 | 20.1781 | 133.7492 |  | kWh | 0.026989 | -0.25449 | Commercial |  | Annual | [5 empty] | 11 | 0.96 |  |  |  | 0 | 0 | 0 | 154.1108 | 0 | 0 | 0 | 0 | 0 | 0 | 0 | 0 | 2006 Qtr 1: 0; 2006 Qtr 2: 0; 2006 Qtr 3: 0; 2006 Qtr 4: 0; 2007 Qtr 1: 0; 2007 Qtr 2: 0; 2007 Qtr 3: 0; 2007 Qtr 4: 0; 2008 Qtr 1: 0; 2008 Qtr 2: 0; 2008 Qtr 3: 0; 2008 Qtr 4: 154.1108 | 154.1108
0 | 213215-Lighting-Interior High Bay Linear Fluorescent Fixtures <= 244 Watts replacing 400 Watts (Tier 1) |  | 7 | Commercial | 01-ALC-AllCommercial-IntLight | 0 |  |  |  |  | 308.7635 | 97.9359 | 0 | 0 | 0 | 210.8275 | 0 |  | kWh | 0 | 0 | Commercial |  | Annual | [5 empty] | 11 | 0.96 |  |  |  | 0 | 0 | 0 | 47.674 | 0 | 0 | 0 | 0 | 0 | 0 | 0 | 0 | 2006 Qtr 1: 0; 2006 Qtr 2: 0; 2006 Qtr 3: 0; 2006 Qtr 4: 0; 2007 Qtr 1: 0; 2007 Qtr 2: 0; 2007 Qtr 3: 0; 2007 Qtr 4: 0; 2008 Qtr 1: 0; 2008 Qtr 2: 0; 2008 Qtr 3: 0; 2008 Qtr 4: 47.674 | 47.674
0 | 213230-Lighting - Occupancy Sensor - High-Bay Sensor |  | 7 | Commercial | 01-ALC-AllCommercial-IntLight | 0 |  |  |  |  | 141 | 100 | 0 | 0 | 0 | 41 | 1304.0352 |  | kWh | 0.465 | 0 | Commercial |  | Annual | [5 empty] | 8 | 0.96 |  |  |  | 0 | 0 | 0 | 46 | 0 | 0 | 0 | 0 | 0 | 0 | 0 | 0 | 2006 Qtr 1: 0; 2006 Qtr 2: 0; 2006 Qtr 3: 0; 2006 Qtr 4: 0; 2007 Qtr 1: 0; 2007 Qtr 2: 0; 2007 Qtr 3: 0; 2007 Qtr 4: 0; 2008 Qtr 1: 0; 2008 Qtr 2: 0; 2008 Qtr 3: 0; 2008 Qtr 4: 46 | 46
0 | 213049-Lighting - LED Exit Sign New Sign | CALC00AVETS01 | 7 | Commercial | 02-ASM-Assembly-Exit | 0 |  |  |  |  | 65.4374 | 45 | 0 | 0 | 0 | 20.4374 | 351.311 |  | kWh | 0 | 0 | Commercial |  | Annual | [5 empty] | 16 | 0.96 |  |  |  | 0 | 0 | 0 | 8 | 0 | 0 | 0 | 0 | 0 | 0 | 0 | 0 | 2006 Qtr 1: 0; 2006 Qtr 2: 0; 2006 Qtr 3: 0; 2006 Qtr 4: 0; 2007 Qtr 1: 0; 2007 Qtr 2: 0; 2007 Qtr 3: 0; 2007 Qtr 4: 0; 2008 Qtr 1: 0; 2008 Qtr 2: 0; 2008 Qtr 3: 0; 2008 Qtr 4: 8 | 8
0 | 213215-Lighting-Interior High Bay Linear Fluorescent Fixtures <= 244 Watts replacing 400 Watts (Tier 1) |  | 10 | Commercial | 01-ALC-AllCommercial-IntLight | 0 |  |  |  |  | 308.7635 | 97.9359 | 0 | 0 | 0 | 210.8275 | 0 |  | kWh | 0 | 0 | Commercial |  | Annual | [5 empty] | 11 | 0.96 |  |  |  | 0 | 0 | 0 | 33.1645 | 0 | 0 | 0 | 0 | 0 | 0 | 0 | 0 | 2006 Qtr 1: 0; 2006 Qtr 2: 0; 2006 Qtr 3: 0; 2006 Qtr 4: 0; 2007 Qtr 1: 0; 2007 Qtr 2: 0; 2007 Qtr 3: 0; 2007 Qtr 4: 0; 2008 Qtr 1: 0; 2008 Qtr 2: 0; 2008 Qtr 3: 0; 2008 Qtr 4: 33.1645 | 33.1645
0 | 213009-Heating - Space Heating Boilers - Large |  | 7 | Commercial | 01-ALC-AllCommercial-Vent/Fan | 0 |  |  |  |  | 3.57 | 1 | 0 | 0 | 0 | 2.57 | 0 |  | kWh | 0 | 0.29 | Commercial |  | Annual | [5 empty] | 20 | 0.96 |  |  |  | 0 | 4000 | 0 | 0 | 0 | 0 | 0 | 0 | 0 | 0 | 0 | 0 | 2006 Qtr 1: 0; 2006 Qtr 2: 0; 2006 Qtr 3: 0; 2006 Qtr 4: 4000; 2007 Qtr 1: 0; 2007 Qtr 2: 0; 2007 Qtr 3: 0; 2007 Qtr 4: 0; 2008 Qtr 1: 0; 2008 Qtr 2: 0; 2008 Qtr 3: 0; 2008 Qtr 4: 0 | 4000
0 | 213009-Heating - Space Heating Boilers - Large |  | 7 | Commercial | 01-ALC-AllCommercial-Vent/Fan | 0 |  |  |  |  | 3.57 | 1 | 0 | 0 | 0 | 2.57 | 0 |  | kWh | 0 | 0.29 | Commercial |  | Annual | [5 empty] | 20 | 0.96 |  |  |  | 0 | 3900 | 0 | 0 | 0 | 0 | 0 | 0 | 0 | 0 | 0 | 0 | 2006 Qtr 1: 0; 2006 Qtr 2: 0; 2006 Qtr 3: 0; 2006 Qtr 4: 3900; 2007 Qtr 1: 0; 2007 Qtr 2: 0; 2007 Qtr 3: 0; 2007 Qtr 4: 0; 2008 Qtr 1: 0; 2008 Qtr 2: 0; 2008 Qtr 3: 0; 2008 Qtr 4: 0 | 3900
0 | 213191-Food Service - Glass-Door Refrigerator Tier I 2-Door 31-60 |  | 7 | Commercial | 01-ALC-AllCommercial-Refrig | 0 |  |  |  |  | 1839 | 150 | 0 | 0 | 0 | 1689 | 1357.07 |  | kWh | 0.15492 | 0 | Commercial |  | Annual | [5 empty] | 12 | 0.96 |  |  |  | 0 | 4 | 0 | 0 | 0 | 0 | 0 | 0 | 0 | 0 | 0 | 0 | 2006 Qtr 1: 0; 2006 Qtr 2: 0; 2006 Qtr 3: 4; 2006 Qtr 4: 0; 2007 Qtr 1: 0; 2007 Qtr 2: 0; 2007 Qtr 3: 0; 2007 Qtr 4: 0; 2008 Qtr 1: 0; 2008 Qtr 2: 0; 2008 Qtr 3: 0; 2008 Qtr 4: 0 | 4
0 | 213119-Lighting - High Output 4 or 6 Lamp T5 or T8 Fixture (High bay applications) |  | 7 | Commercial | 01-ALC-AllCommercial-IntLight | 0 |  |  |  |  | 241.2215 | 96.4886 | 0 | 0 | 0 | 144.7329 | 46.1571 |  | kWh | 0.009134 | -0.087825 | Commercial |  | Annual | [5 empty] | 11 | 0.96 |  |  |  | 0 | 42.4921 | 0 | 0 | 0 | 0 | 0 | 0 | 0 | 0 | 0 | 0 | 2006 Qtr 1: 0; 2006 Qtr 2: 0; 2006 Qtr 3: 0; 2006 Qtr 4: 42.4921; 2007 Qtr 1: 0; 2007 Qtr 2: 0; 2007 Qtr 3: 0; 2007 Qtr 4: 0; 2008 Qtr 1: 0; 2008 Qtr 2: 0; 2008 Qtr 3: 0; 2008 Qtr 4: 0 | 42.4921
0 | 213119-Lighting - High Output 4 or 6 Lamp T5 or T8 Fixture (High bay applications) |  | 7 | Commercial | 14-MLI-Manufacturing–LightIndustry-LIGHT | 0 |  |  |  |  | 241.2215 | 96.4886 | 0 | 0 | 0 | 144.7329 | 42.2769 |  | kWh | 0.0090302 | -0.05466 | Commercial |  | Annual | [5 empty] | 11 | 0.96 |  |  |  | 0 | 32.1282 | 0 | 0 | 0 | 0 | 0 | 0 | 0 | 0 | 0 | 0 | 2006 Qtr 1: 0; 2006 Qtr 2: 0; 2006 Qtr 3: 0; 2006 Qtr 4: 32.1282; 2007 Qtr 1: 0; 2007 Qtr 2: 0; 2007 Qtr 3: 0; 2007 Qtr 4: 0; 2008 Qtr 1: 0; 2008 Qtr 2: 0; 2008 Qtr 3: 0; 2008 Qtr 4: 0 | 32.1282
0 | 213119-Lighting - High Output 4 or 6 Lamp T5 or T8 Fixture (High bay applications) |  | 7 | Commercial | 01-ALC-AllCommercial-IntLight | 0 |  |  |  |  | 241.2215 | 96.4886 | 0 | 0 | 0 | 144.7329 | 35.1118 |  | kWh | 0.010194 | -0.066809 | Commercial |  | Annual | [5 empty] | 11 | 0.96 |  |  |  | 0 | 106.7484 | 0 | 0 | 0 | 0 | 0 | 0 | 0 | 0 | 0 | 0 | 2006 Qtr 1: 0; 2006 Qtr 2: 0; 2006 Qtr 3: 0; 2006 Qtr 4: 106.7484; 2007 Qtr 1: 0; 2007 Qtr 2: 0; 2007 Qtr 3: 0; 2007 Qtr 4: 0; 2008 Qtr 1: 0; 2008 Qtr 2: 0; 2008 Qtr 3: 0; 2008 Qtr 4: 0 | 106.7484
0 | 213119-Lighting - High Output 4 or 6 Lamp T5 or T8 Fixture (High bay applications) |  | 7 | Commercial | 01-ALC-AllCommercial-IntLight | 0 |  |  |  |  | 241.2215 | 96.4886 | 0 | 0 | 0 | 144.7329 | 46.1571 |  | kWh | 0.009134 | -0.087825 | Commercial |  | Annual | [5 empty] | 11 | 0.96 |  |  |  | 0 | 41.4557 | 0 | 0 | 0 | 0 | 0 | 0 | 0 | 0 | 0 | 0 | 2006 Qtr 1: 0; 2006 Qtr 2: 0; 2006 Qtr 3: 41.4557; 2006 Qtr 4: 0; 2007 Qtr 1: 0; 2007 Qtr 2: 0; 2007 Qtr 3: 0; 2007 Qtr 4: 0; 2008 Qtr 1: 0; 2008 Qtr 2: 0; 2008 Qtr 3: 0; 2008 Qtr 4: 0 | 41.4557
0 | 213119-Lighting - High Output 4 or 6 Lamp T5 or T8 Fixture (High bay applications) |  | System | Commercial | 14-MLI-Manufacturing–LightIndustry-LIGHT | 0 |  |  |  |  | 241.2215 | 96.4886 | 0 | 0 | 0 | 144.7329 | 42.4399 |  | kWh | 0.0090287 | -0.060644 | Commercial |  | Annual | [5 empty] | 11 | 0.96 |  |  |  | 0 | 37.3101 | 0 | 0 | 0 | 0 | 0 | 0 | 0 | 0 | 0 | 0 | 2006 Qtr 1: 0; 2006 Qtr 2: 0; 2006 Qtr 3: 37.3101; 2006 Qtr 4: 0; 2007 Qtr 1: 0; 2007 Qtr 2: 0; 2007 Qtr 3: 0; 2007 Qtr 4: 0; 2008 Qtr 1: 0; 2008 Qtr 2: 0; 2008 Qtr 3: 0; 2008 Qtr 4: 0 | 37.3101
0 | 213119-Lighting - High Output 4 or 6 Lamp T5 or T8 Fixture (High bay applications) |  | 10 | Commercial | 01-ALC-AllCommercial-IntLight | 0 |  |  |  |  | 241.2215 | 96.4886 | 0 | 0 | 0 | 144.7329 | 46.1571 |  | kWh | 0.009134 | -0.087825 | Commercial |  | Annual | [5 empty] | 11 | 0.96 |  |  |  | 0 | 94.3117 | 0 | 0 | 0 | 0 | 0 | 0 | 0 | 0 | 0 | 0 | 2006 Qtr 1: 0; 2006 Qtr 2: 0; 2006 Qtr 3: 94.3117; 2006 Qtr 4: 0; 2007 Qtr 1: 0; 2007 Qtr 2: 0; 2007 Qtr 3: 0; 2007 Qtr 4: 0; 2008 Qtr 1: 0; 2008 Qtr 2: 0; 2008 Qtr 3: 0; 2008 Qtr 4: 0 | 94.3117
0 | 213119-Lighting - High Output 4 or 6 Lamp T5 or T8 Fixture (High bay applications) |  | 7 | Commercial | 01-ALC-AllCommercial-IntLight | 0 |  |  |  |  | 241.2215 | 96.4886 | 0 | 0 | 0 | 144.7329 | 46.1571 |  | kWh | 0.009134 | -0.087825 | Commercial |  | Annual | [5 empty] | 11 | 0.96 |  |  |  | 0 | 31.0918 | 0 | 0 | 0 | 0 | 0 | 0 | 0 | 0 | 0 | 0 | 2006 Qtr 1: 0; 2006 Qtr 2: 0; 2006 Qtr 3: 31.0918; 2006 Qtr 4: 0; 2007 Qtr 1: 0; 2007 Qtr 2: 0; 2007 Qtr 3: 0; 2007 Qtr 4: 0; 2008 Qtr 1: 0; 2008 Qtr 2: 0; 2008 Qtr 3: 0; 2008 Qtr 4: 0 | 31.0918
0 | 213119-Lighting - High Output 4 or 6 Lamp T5 or T8 Fixture (High bay applications) |  | 7 | Commercial | 01-ALC-AllCommercial-IntLight | 0 |  |  |  |  | 241.2215 | 96.4886 | 0 | 0 | 0 | 144.7329 | 46.1571 |  | kWh | 0.009134 | -0.087825 | Commercial |  | Annual | [5 empty] | 11 | 0.96 |  |  |  | 0 | 31.0918 | 0 | 0 | 0 | 0 | 0 | 0 | 0 | 0 | 0 | 0 | 2006 Qtr 1: 0; 2006 Qtr 2: 0; 2006 Qtr 3: 31.0918; 2006 Qtr 4: 0; 2007 Qtr 1: 0; 2007 Qtr 2: 0; 2007 Qtr 3: 0; 2007 Qtr 4: 0; 2008 Qtr 1: 0; 2008 Qtr 2: 0; 2008 Qtr 3: 0; 2008 Qtr 4: 0 | 31.0918
0 | 213119-Lighting - High Output 4 or 6 Lamp T5 or T8 Fixture (High bay applications) |  | 7 | Commercial | 14-MLI-Manufacturing–LightIndustry-LIGHT | 0 |  |  |  |  | 241.2215 | 96.4886 | 0 | 0 | 0 | 144.7329 | 42.2769 |  | kWh | 0.0090302 | -0.05466 | Commercial |  | Annual | [5 empty] | 11 | 0.96 |  |  |  | 0 | 51.8196 | 0 | 0 | 0 | 0 | 0 | 0 | 0 | 0 | 0 | 0 | 2006 Qtr 1: 0; 2006 Qtr 2: 0; 2006 Qtr 3: 0; 2006 Qtr 4: 51.8196; 2007 Qtr 1: 0; 2007 Qtr 2: 0; 2007 Qtr 3: 0; 2007 Qtr 4: 0; 2008 Qtr 1: 0; 2008 Qtr 2: 0; 2008 Qtr 3: 0; 2008 Qtr 4: 0 | 51.8196
0 | 213119-Lighting - High Output 4 or 6 Lamp T5 or T8 Fixture (High bay applications) |  | System | Commercial | 01-ALC-AllCommercial-IntLight | 0 |  |  |  |  | 241.2215 | 96.4886 | 0 | 0 | 0 | 144.7329 | 46.1571 |  | kWh | 0.009134 | -0.087825 | Commercial |  | Annual | [5 empty] | 11 | 0.96 |  |  |  | 0 | 30.0554 | 0 | 0 | 0 | 0 | 0 | 0 | 0 | 0 | 0 | 0 | 2006 Qtr 1: 0; 2006 Qtr 2: 0; 2006 Qtr 3: 30.0554; 2006 Qtr 4: 0; 2007 Qtr 1: 0; 2007 Qtr 2: 0; 2007 Qtr 3: 0; 2007 Qtr 4: 0; 2008 Qtr 1: 0; 2008 Qtr 2: 0; 2008 Qtr 3: 0; 2008 Qtr 4: 0 | 30.0554
0 | 213119-Lighting - High Output 4 or 6 Lamp T5 or T8 Fixture (High bay applications) |  | 7 | Commercial | 01-ALC-AllCommercial-IntLight | 0 |  |  |  |  | 241.2215 | 96.4886 | 0 | 0 | 0 | 144.7329 | 46.1571 |  | kWh | 0.009134 | -0.087825 | Commercial |  | Annual | [5 empty] | 11 | 0.96 |  |  |  | 0 | 77.7294 | 0 | 0 | 0 | 0 | 0 | 0 | 0 | 0 | 0 | 0 | 2006 Qtr 1: 0; 2006 Qtr 2: 0; 2006 Qtr 3: 0; 2006 Qtr 4: 77.7294; 2007 Qtr 1: 0; 2007 Qtr 2: 0; 2007 Qtr 3: 0; 2007 Qtr 4: 0; 2008 Qtr 1: 0; 2008 Qtr 2: 0; 2008 Qtr 3: 0; 2008 Qtr 4: 0 | 77.7294
0 | 213119-Lighting - High Output 4 or 6 Lamp T5 or T8 Fixture (High bay applications) |  | 7 | Commercial | 01-ALC-AllCommercial-IntLight | 0 |  |  |  |  | 241.2215 | 96.4886 | 0 | 0 | 0 | 144.7329 | 46.1571 |  | kWh | 0.009134 | -0.087825 | Commercial |  | Annual | [5 empty] | 11 | 0.96 |  |  |  | 0 | 3.1092 | 0 | 0 | 0 | 0 | 0 | 0 | 0 | 0 | 0 | 0 | 2006 Qtr 1: 0; 2006 Qtr 2: 0; 2006 Qtr 3: 0; 2006 Qtr 4: 3.1092; 2007 Qtr 1: 0; 2007 Qtr 2: 0; 2007 Qtr 3: 0; 2007 Qtr 4: 0; 2008 Qtr 1: 0; 2008 Qtr 2: 0; 2008 Qtr 3: 0; 2008 Qtr 4: 0 | 3.1092
0 | 213119-Lighting - High Output 4 or 6 Lamp T5 or T8 Fixture (High bay applications) |  | 7 | Commercial | 14-MLI-Manufacturing–LightIndustry-LIGHT | 0 |  |  |  |  | 241.2215 | 96.4886 | 0 | 0 | 0 | 144.7329 | 42.2769 |  | kWh | 0.0090302 | -0.05466 | Commercial |  | Annual | [5 empty] | 11 | 0.96 |  |  |  | 0 | 136.8038 | 0 | 0 | 0 | 0 | 0 | 0 | 0 | 0 | 0 | 0 | 2006 Qtr 1: 0; 2006 Qtr 2: 0; 2006 Qtr 3: 0; 2006 Qtr 4: 136.8038; 2007 Qtr 1: 0; 2007 Qtr 2: 0; 2007 Qtr 3: 0; 2007 Qtr 4: 0; 2008 Qtr 1: 0; 2008 Qtr 2: 0; 2008 Qtr 3: 0; 2008 Qtr 4: 0 | 136.8038
0 | 213119-Lighting - High Output 4 or 6 Lamp T5 or T8 Fixture (High bay applications) |  | 7 | Commercial | 01-ALC-AllCommercial-IntLight | 0 |  |  |  |  | 241.2215 | 96.4886 | 0 | 0 | 0 | 144.7329 | 46.1571 |  | kWh | 0.009134 | -0.087825 | Commercial |  | Annual | [5 empty] | 11 | 0.96 |  |  |  | 0 | 37.3101 | 0 | 0 | 0 | 0 | 0 | 0 | 0 | 0 | 0 | 0 | 2006 Qtr 1: 0; 2006 Qtr 2: 0; 2006 Qtr 3: 0; 2006 Qtr 4: 37.3101; 2007 Qtr 1: 0; 2007 Qtr 2: 0; 2007 Qtr 3: 0; 2007 Qtr 4: 0; 2008 Qtr 1: 0; 2008 Qtr 2: 0; 2008 Qtr 3: 0; 2008 Qtr 4: 0 | 37.3101
0 | 213119-Lighting - High Output 4 or 6 Lamp T5 or T8 Fixture (High bay applications) |  | 10 | Commercial | 01-ALC-AllCommercial-IntLight | 0 |  |  |  |  | 241.2215 | 96.4886 | 0 | 0 | 0 | 144.7329 | 35.8333 |  | kWh | 0.0085206 | -0.068181 | Commercial |  | Annual | [5 empty] | 11 | 0.96 |  |  |  | 0 | 33.1645 | 0 | 0 | 0 | 0 | 0 | 0 | 0 | 0 | 0 | 0 | 2006 Qtr 1: 0; 2006 Qtr 2: 0; 2006 Qtr 3: 0; 2006 Qtr 4: 33.1645; 2007 Qtr 1: 0; 2007 Qtr 2: 0; 2007 Qtr 3: 0; 2007 Qtr 4: 0; 2008 Qtr 1: 0; 2008 Qtr 2: 0; 2008 Qtr 3: 0; 2008 Qtr 4: 0 | 33.1645
0 | 213109-Lighting - Screw in 14-26 Watt Reflector Lamp | Averaged DEER Msrs | 7 | Commercial | 14-MLI-Manufacturing–LightIndustry-LIGHT | 0 |  |  |  |  | 6.5549 | 6.0757 | 0 | 0 | 0 | 0.47917 | 20.2021 |  | kWh | 0.0056896 | -0.024502 | Commercial |  | Annual | [5 empty] | 1.8 | 0.96 |  |  |  | 0 | 4.9377 | 0 | 0 | 0 | 0 | 0 | 0 | 0 | 0 | 0 | 0 | 2006 Qtr 1: 4.9377; 2006 Qtr 2: 0; 2006 Qtr 3: 0; 2006 Qtr 4: 0; 2007 Qtr 1: 0; 2007 Qtr 2: 0; 2007 Qtr 3: 0; 2007 Qtr 4: 0; 2008 Qtr 1: 0; 2008 Qtr 2: 0; 2008 Qtr 3: 0; 2008 Qtr 4: 0 | 4.9377
0 | 213109-Lighting - Screw in 14-26 Watt Reflector Lamp | Averaged DEER Msrs | 7 | Commercial | 01-ALC-AllCommercial-IntLight | 0 |  |  |  |  | 6.5549 | 6.0757 | 0 | 0 | 0 | 0.47917 | 76.6567 |  | kWh | 0.013851 | -0.3565 | Commercial |  | Annual | [5 empty] | 1.8 | 0.96 |  |  |  | 0 | 1.9751 | 0 | 0 | 0 | 0 | 0 | 0 | 0 | 0 | 0 | 0 | 2006 Qtr 1: 1.9751; 2006 Qtr 2: 0; 2006 Qtr 3: 0; 2006 Qtr 4: 0; 2007 Qtr 1: 0; 2007 Qtr 2: 0; 2007 Qtr 3: 0; 2007 Qtr 4: 0; 2008 Qtr 1: 0; 2008 Qtr 2: 0; 2008 Qtr 3: 0; 2008 Qtr 4: 0 | 1.9751
0 | 213109-Lighting - Screw in 14-26 Watt Reflector Lamp | Averaged DEER Msrs | 7 | Commercial | 01-ALC-AllCommercial-IntLight | 0 |  |  |  |  | 6.5549 | 6.0757 | 0 | 0 | 0 | 0.47917 | 98.7424 |  | kWh | 0.019785 | -0.45921 | Commercial |  | Annual | [5 empty] | 1.8 | 0.96 |  |  |  | 0 | 17.7757 | 0 | 0 | 0 | 0 | 0 | 0 | 0 | 0 | 0 | 0 | 2006 Qtr 1: 17.7757; 2006 Qtr 2: 0; 2006 Qtr 3: 0; 2006 Qtr 4: 0; 2007 Qtr 1: 0; 2007 Qtr 2: 0; 2007 Qtr 3: 0; 2007 Qtr 4: 0; 2008 Qtr 1: 0; 2008 Qtr 2: 0; 2008 Qtr 3: 0; 2008 Qtr 4: 0 | 17.7757
0 | 213109-Lighting - Screw in 14-26 Watt Reflector Lamp | Averaged DEER Msrs | 7 | Commercial | 01-ALC-AllCommercial-IntLight | 0 |  |  |  |  | 6.5549 | 6.0757 | 0 | 0 | 0 | 0.47917 | 42.1652 |  | kWh | 0.0041294 | -0.19609 | Commercial |  | Annual | [5 empty] | 1.8 | 0.96 |  |  |  | 0 | 2.9626 | 0 | 0 | 0 | 0 | 0 | 0 | 0 | 0 | 0 | 0 | 2006 Qtr 1: 2.9626; 2006 Qtr 2: 0; 2006 Qtr 3: 0; 2006 Qtr 4: 0; 2007 Qtr 1: 0; 2007 Qtr 2: 0; 2007 Qtr 3: 0; 2007 Qtr 4: 0; 2008 Qtr 1: 0; 2008 Qtr 2: 0; 2008 Qtr 3: 0; 2008 Qtr 4: 0 | 2.9626
0 | 213109-Lighting - Screw in 14-26 Watt Reflector Lamp | Averaged DEER Msrs | 7 | Commercial | 01-ALC-AllCommercial-IntLight | 0 |  |  |  |  | 6.5549 | 6.0757 | 0 | 0 | 0 | 0.47917 | 76.6567 |  | kWh | 0.013851 | -0.3565 | Commercial |  | Annual | [5 empty] | 1.8 | 0.96 |  |  |  | 0 | 19.7507 | 0 | 0 | 0 | 0 | 0 | 0 | 0 | 0 | 0 | 0 | 2006 Qtr 1: 19.7507; 2006 Qtr 2: 0; 2006 Qtr 3: 0; 2006 Qtr 4: 0; 2007 Qtr 1: 0; 2007 Qtr 2: 0; 2007 Qtr 3: 0; 2007 Qtr 4: 0; 2008 Qtr 1: 0; 2008 Qtr 2: 0; 2008 Qtr 3: 0; 2008 Qtr 4: 0 | 19.7507
0 | 213055-Lighting - Screw in >27 Watt Lamp | Averaged DEER Msrs | 7 | Commercial | 01-ALC-AllCommercial-IntLight | 0 |  |  |  |  | 8.2058 | 4.3036 | 0 | 0 | 0 | 3.9021 | 77.5492 |  | kWh | 0.014012 | -0.36065 | Commercial |  | Annual | [5 empty] | 1.8 | 0.96 |  |  |  | 0 | 5.9252 | 0 | 0 | 0 | 0 | 0 | 0 | 0 | 0 | 0 | 0 | 2006 Qtr 1: 5.9252; 2006 Qtr 2: 0; 2006 Qtr 3: 0; 2006 Qtr 4: 0; 2007 Qtr 1: 0; 2007 Qtr 2: 0; 2007 Qtr 3: 0; 2007 Qtr 4: 0; 2008 Qtr 1: 0; 2008 Qtr 2: 0; 2008 Qtr 3: 0; 2008 Qtr 4: 0 | 5.9252
0 | 213055-Lighting - Screw in >27 Watt Lamp | Averaged DEER Msrs | 10 | Commercial | 01-ALC-AllCommercial-IntLight | 0 |  |  |  |  | 8.2058 | 4.3036 | 0 | 0 | 0 | 3.9021 | 63.0441 |  | kWh | 0.015748 | -0.29319 | Commercial |  | Annual | [5 empty] | 1.8 | 0.96 |  |  |  | 0 | 98.7536 | 0 | 0 | 0 | 0 | 0 | 0 | 0 | 0 | 0 | 0 | 2006 Qtr 1: 98.7536; 2006 Qtr 2: 0; 2006 Qtr 3: 0; 2006 Qtr 4: 0; 2007 Qtr 1: 0; 2007 Qtr 2: 0; 2007 Qtr 3: 0; 2007 Qtr 4: 0; 2008 Qtr 1: 0; 2008 Qtr 2: 0; 2008 Qtr 3: 0; 2008 Qtr 4: 0 | 98.7536
0 | 213055-Lighting - Screw in >27 Watt Lamp | Averaged DEER Msrs | 7 | Commercial | 01-ALC-AllCommercial-IntLight | 0 |  |  |  |  | 8.2058 | 4.3036 | 0 | 0 | 0 | 3.9021 | 42.6561 |  | kWh | 0.0041775 | -0.19838 | Commercial |  | Annual | [5 empty] | 1.8 | 0.96 |  |  |  | 0 | 47.4017 | 0 | 0 | 0 | 0 | 0 | 0 | 0 | 0 | 0 | 0 | 2006 Qtr 1: 47.4017; 2006 Qtr 2: 0; 2006 Qtr 3: 0; 2006 Qtr 4: 0; 2007 Qtr 1: 0; 2007 Qtr 2: 0; 2007 Qtr 3: 0; 2007 Qtr 4: 0; 2008 Qtr 1: 0; 2008 Qtr 2: 0; 2008 Qtr 3: 0; 2008 Qtr 4: 0 | 47.4017
0 | 213055-Lighting - Screw in >27 Watt Lamp | Averaged DEER Msrs | 7 | Commercial | 01-ALC-AllCommercial-IntLight | 0 |  |  |  |  | 8.2058 | 4.3036 | 0 | 0 | 0 | 3.9021 | 35.7539 |  | kWh | 0.0026131 | -0.16628 | Commercial |  | Annual | [5 empty] | 1.8 | 0.96 |  |  |  | 0 | 770.2782 | 0 | 0 | 0 | 0 | 0 | 0 | 0 | 0 | 0 | 0 | 2006 Qtr 1: 0; 2006 Qtr 2: 0; 2006 Qtr 3: 0; 2006 Qtr 4: 770.2782; 2007 Qtr 1: 0; 2007 Qtr 2: 0; 2007 Qtr 3: 0; 2007 Qtr 4: 0; 2008 Qtr 1: 0; 2008 Qtr 2: 0; 2008 Qtr 3: 0; 2008 Qtr 4: 0 | 770.2782
0 | 213055-Lighting - Screw in >27 Watt Lamp | Averaged DEER Msrs | 7 | Commercial | 01-ALC-AllCommercial-IntLight | 0 |  |  |  |  | 8.2058 | 4.3036 | 0 | 0 | 0 | 3.9021 | 77.5492 |  | kWh | 0.014012 | -0.36065 | Commercial |  | Annual | [5 empty] | 1.8 | 0.96 |  |  |  | 0 | 29.6261 | 0 | 0 | 0 | 0 | 0 | 0 | 0 | 0 | 0 | 0 | 2006 Qtr 1: 0; 2006 Qtr 2: 0; 2006 Qtr 3: 29.6261; 2006 Qtr 4: 0; 2007 Qtr 1: 0; 2007 Qtr 2: 0; 2007 Qtr 3: 0; 2007 Qtr 4: 0; 2008 Qtr 1: 0; 2008 Qtr 2: 0; 2008 Qtr 3: 0; 2008 Qtr 4: 0 | 29.6261
0 | 213056-Lighting - Screw in 14-26 Watt Lamp | Averaged DEER Msrs | 7 | Commercial | 14-MLI-Manufacturing–LightIndustry-LIGHT | 0 |  |  |  |  | 7.1706 | 3.5442 | 0 | 0 | 0 | 3.6264 | 20.2021 |  | kWh | 0.0056896 | -0.024502 | Commercial |  | Annual | [5 empty] | 1.8 | 0.96 |  |  |  | 0 | 19.7507 | 0 | 0 | 0 | 0 | 0 | 0 | 0 | 0 | 0 | 0 | 2006 Qtr 1: 19.7507; 2006 Qtr 2: 0; 2006 Qtr 3: 0; 2006 Qtr 4: 0; 2007 Qtr 1: 0; 2007 Qtr 2: 0; 2007 Qtr 3: 0; 2007 Qtr 4: 0; 2008 Qtr 1: 0; 2008 Qtr 2: 0; 2008 Qtr 3: 0; 2008 Qtr 4: 0 | 19.7507
0 | 213056-Lighting - Screw in 14-26 Watt Lamp | Averaged DEER Msrs | 7 | Commercial | 01-ALC-AllCommercial-IntLight | 0 |  |  |  |  | 7.1706 | 3.5442 | 0 | 0 | 0 | 3.6264 | 76.6567 |  | kWh | 0.013851 | -0.3565 | Commercial |  | Annual | [5 empty] | 1.8 | 0.96 |  |  |  | 0 | 11.8504 | 0 | 0 | 0 | 0 | 0 | 0 | 0 | 0 | 0 | 0 | 2006 Qtr 1: 11.8504; 2006 Qtr 2: 0; 2006 Qtr 3: 0; 2006 Qtr 4: 0; 2007 Qtr 1: 0; 2007 Qtr 2: 0; 2007 Qtr 3: 0; 2007 Qtr 4: 0; 2008 Qtr 1: 0; 2008 Qtr 2: 0; 2008 Qtr 3: 0; 2008 Qtr 4: 0 | 11.8504
0 | 213056-Lighting - Screw in 14-26 Watt Lamp | Averaged DEER Msrs | 10 | Commercial | 01-ALC-AllCommercial-IntLight | 0 |  |  |  |  | 7.1706 | 3.5442 | 0 | 0 | 0 | 3.6264 | 62.3186 |  | kWh | 0.015567 | -0.28982 | Commercial |  | Annual | [5 empty] | 1.8 | 0.96 |  |  |  | 0 | 49.3768 | 0 | 0 | 0 | 0 | 0 | 0 | 0 | 0 | 0 | 0 | 2006 Qtr 1: 49.3768; 2006 Qtr 2: 0; 2006 Qtr 3: 0; 2006 Qtr 4: 0; 2007 Qtr 1: 0; 2007 Qtr 2: 0; 2007 Qtr 3: 0; 2007 Qtr 4: 0; 2008 Qtr 1: 0; 2008 Qtr 2: 0; 2008 Qtr 3: 0; 2008 Qtr 4: 0 | 49.3768
0 | 213056-Lighting - Screw in 14-26 Watt Lamp | Averaged DEER Msrs | 7 | Commercial | 01-ALC-AllCommercial-IntLight | 0 |  |  |  |  | 7.1706 | 3.5442 | 0 | 0 | 0 | 3.6264 | 42.1652 |  | kWh | 0.0041294 | -0.19609 | Commercial |  | Annual | [5 empty] | 1.8 | 0.96 |  |  |  | 0 | 112.5791 | 0 | 0 | 0 | 0 | 0 | 0 | 0 | 0 | 0 | 0 | 2006 Qtr 1: 112.5791; 2006 Qtr 2: 0; 2006 Qtr 3: 0; 2006 Qtr 4: 0; 2007 Qtr 1: 0; 2007 Qtr 2: 0; 2007 Qtr 3: 0; 2007 Qtr 4: 0; 2008 Qtr 1: 0; 2008 Qtr 2: 0; 2008 Qtr 3: 0; 2008 Qtr 4: 0 | 112.5791
0 | 213056-Lighting - Screw in 14-26 Watt Lamp | Averaged DEER Msrs | 7 | Commercial | 01-ALC-AllCommercial-IntLight | 0 |  |  |  |  | 7.1706 | 3.5442 | 0 | 0 | 0 | 3.6264 | 42.1652 |  | kWh | 0.0041294 | -0.19609 | Commercial |  | Annual | [5 empty] | 1.8 | 0.96 |  |  |  | 0 | 75.0528 | 0 | 0 | 0 | 0 | 0 | 0 | 0 | 0 | 0 | 0 | 2006 Qtr 1: 75.0528; 2006 Qtr 2: 0; 2006 Qtr 3: 0; 2006 Qtr 4: 0; 2007 Qtr 1: 0; 2007 Qtr 2: 0; 2007 Qtr 3: 0; 2007 Qtr 4: 0; 2008 Qtr 1: 0; 2008 Qtr 2: 0; 2008 Qtr 3: 0; 2008 Qtr 4: 0 | 75.0528
0 | 213056-Lighting - Screw in 14-26 Watt Lamp | Averaged DEER Msrs | 7 | Commercial | 01-ALC-AllCommercial-IntLight | 0 |  |  |  |  | 7.1706 | 3.5442 | 0 | 0 | 0 | 3.6264 | 35.6495 |  | kWh | 0.0026611 | -0.16579 | Commercial |  | Annual | [5 empty] | 1.8 | 0.96 |  |  |  | 0 | 16.7881 | 0 | 0 | 0 | 0 | 0 | 0 | 0 | 0 | 0 | 0 | 2006 Qtr 1: 0; 2006 Qtr 2: 0; 2006 Qtr 3: 0; 2006 Qtr 4: 16.7881; 2007 Qtr 1: 0; 2007 Qtr 2: 0; 2007 Qtr 3: 0; 2007 Qtr 4: 0; 2008 Qtr 1: 0; 2008 Qtr 2: 0; 2008 Qtr 3: 0; 2008 Qtr 4: 0 | 16.7881
0 | 213056-Lighting - Screw in 14-26 Watt Lamp | Averaged DEER Msrs | 7 | Commercial | 01-ALC-AllCommercial-IntLight | 0 |  |  |  |  | 7.1706 | 3.5442 | 0 | 0 | 0 | 3.6264 | 35.6495 |  | kWh | 0.0026611 | -0.16579 | Commercial |  | Annual | [5 empty] | 1.8 | 0.96 |  |  |  | 0 | 8.8878 | 0 | 0 | 0 | 0 | 0 | 0 | 0 | 0 | 0 | 0 | 2006 Qtr 1: 0; 2006 Qtr 2: 0; 2006 Qtr 3: 0; 2006 Qtr 4: 8.8878; 2007 Qtr 1: 0; 2007 Qtr 2: 0; 2007 Qtr 3: 0; 2007 Qtr 4: 0; 2008 Qtr 1: 0; 2008 Qtr 2: 0; 2008 Qtr 3: 0; 2008 Qtr 4: 0 | 8.8878
0 | 213056-Lighting - Screw in 14-26 Watt Lamp | Averaged DEER Msrs | 7 | Commercial | 01-ALC-AllCommercial-IntLight | 0 |  |  |  |  | 7.1706 | 3.5442 | 0 | 0 | 0 | 3.6264 | 76.6567 |  | kWh | 0.013851 | -0.3565 | Commercial |  | Annual | [5 empty] | 1.8 | 0.96 |  |  |  | 0 | 6.9128 | 0 | 0 | 0 | 0 | 0 | 0 | 0 | 0 | 0 | 0 | 2006 Qtr 1: 6.9128; 2006 Qtr 2: 0; 2006 Qtr 3: 0; 2006 Qtr 4: 0; 2007 Qtr 1: 0; 2007 Qtr 2: 0; 2007 Qtr 3: 0; 2007 Qtr 4: 0; 2008 Qtr 1: 0; 2008 Qtr 2: 0; 2008 Qtr 3: 0; 2008 Qtr 4: 0 | 6.9128
0 | 213056-Lighting - Screw in 14-26 Watt Lamp | Averaged DEER Msrs | 7 | Commercial | 01-ALC-AllCommercial-IntLight | 0 |  |  |  |  | 7.1706 | 3.5442 | 0 | 0 | 0 | 3.6264 | 35.3424 |  | kWh | 0.002583 | -0.16436 | Commercial |  | Annual | [5 empty] | 1.8 | 0.96 |  |  |  | 0 | 227.1333 | 0 | 0 | 0 | 0 | 0 | 0 | 0 | 0 | 0 | 0 | 2006 Qtr 1: 0; 2006 Qtr 2: 0; 2006 Qtr 3: 227.1333; 2006 Qtr 4: 0; 2007 Qtr 1: 0; 2007 Qtr 2: 0; 2007 Qtr 3: 0; 2007 Qtr 4: 0; 2008 Qtr 1: 0; 2008 Qtr 2: 0; 2008 Qtr 3: 0; 2008 Qtr 4: 0 | 227.1333
0 | 213056-Lighting - Screw in 14-26 Watt Lamp | Averaged DEER Msrs | 7 | Commercial | 01-ALC-AllCommercial-IntLight | 0 |  |  |  |  | 7.1706 | 1.8025 | 0 | 0 | 0 | 5.3681 | 35.3424 |  | kWh | 0.002583 | -0.16436 | Commercial |  | Annual | [5 empty] | 1.8 | 0.96 |  |  |  | 0 | 29.6261 | 0 | 0 | 0 | 0 | 0 | 0 | 0 | 0 | 0 | 0 | 2006 Qtr 1: 0; 2006 Qtr 2: 0; 2006 Qtr 3: 29.6261; 2006 Qtr 4: 0; 2007 Qtr 1: 0; 2007 Qtr 2: 0; 2007 Qtr 3: 0; 2007 Qtr 4: 0; 2008 Qtr 1: 0; 2008 Qtr 2: 0; 2008 Qtr 3: 0; 2008 Qtr 4: 0 | 29.6261
0 | 213056-Lighting - Screw in 14-26 Watt Lamp | Averaged DEER Msrs | 7 | Commercial | 01-ALC-AllCommercial-IntLight | 0 |  |  |  |  | 7.1706 | 3.5442 | 0 | 0 | 0 | 3.6264 | 35.3424 |  | kWh | 0.002583 | -0.16436 | Commercial |  | Annual | [5 empty] | 1.8 | 0.96 |  |  |  | 0 | 414.7652 | 0 | 0 | 0 | 0 | 0 | 0 | 0 | 0 | 0 | 0 | 2006 Qtr 1: 0; 2006 Qtr 2: 0; 2006 Qtr 3: 0; 2006 Qtr 4: 414.7652; 2007 Qtr 1: 0; 2007 Qtr 2: 0; 2007 Qtr 3: 0; 2007 Qtr 4: 0; 2008 Qtr 1: 0; 2008 Qtr 2: 0; 2008 Qtr 3: 0; 2008 Qtr 4: 0 | 414.7652
0 | 213056-Lighting - Screw in 14-26 Watt Lamp | Averaged DEER Msrs | 7 | Commercial | 01-ALC-AllCommercial-IntLight | 0 |  |  |  |  | 7.1706 | 3.5442 | 0 | 0 | 0 | 3.6264 | 35.6495 |  | kWh | 0.0026611 | -0.16579 | Commercial |  | Annual | [5 empty] | 1.8 | 0.96 |  |  |  | 0 | 16.7881 | 0 | 0 | 0 | 0 | 0 | 0 | 0 | 0 | 0 | 0 | 2006 Qtr 1: 0; 2006 Qtr 2: 0; 2006 Qtr 3: 16.7881; 2006 Qtr 4: 0; 2007 Qtr 1: 0; 2007 Qtr 2: 0; 2007 Qtr 3: 0; 2007 Qtr 4: 0; 2008 Qtr 1: 0; 2008 Qtr 2: 0; 2008 Qtr 3: 0; 2008 Qtr 4: 0 | 16.7881
0 | 213056-Lighting - Screw in 14-26 Watt Lamp | Averaged DEER Msrs | 7 | Commercial | 01-ALC-AllCommercial-IntLight | 0 |  |  |  |  | 7.1706 | 3.5442 | 0 | 0 | 0 | 3.6264 | 35.6495 |  | kWh | 0.0026611 | -0.16579 | Commercial |  | Annual | [5 empty] | 1.8 | 0.96 |  |  |  | 0 | 15.8006 | 0 | 0 | 0 | 0 | 0 | 0 | 0 | 0 | 0 | 0 | 2006 Qtr 1: 0; 2006 Qtr 2: 0; 2006 Qtr 3: 15.8006; 2006 Qtr 4: 0; 2007 Qtr 1: 0; 2007 Qtr 2: 0; 2007 Qtr 3: 0; 2007 Qtr 4: 0; 2008 Qtr 1: 0; 2008 Qtr 2: 0; 2008 Qtr 3: 0; 2008 Qtr 4: 0 | 15.8006
0 | 213056-Lighting - Screw in 14-26 Watt Lamp | Averaged DEER Msrs | 7 | Commercial | 01-ALC-AllCommercial-IntLight | 0 |  |  |  |  | 7.1706 | 3.5442 | 0 | 0 | 0 | 3.6264 | 35.6495 |  | kWh | 0.0026611 | -0.16579 | Commercial |  | Annual | [5 empty] | 1.8 | 0.96 |  |  |  | 0 | 21.7258 | 0 | 0 | 0 | 0 | 0 | 0 | 0 | 0 | 0 | 0 | 2006 Qtr 1: 0; 2006 Qtr 2: 0; 2006 Qtr 3: 21.7258; 2006 Qtr 4: 0; 2007 Qtr 1: 0; 2007 Qtr 2: 0; 2007 Qtr 3: 0; 2007 Qtr 4: 0; 2008 Qtr 1: 0; 2008 Qtr 2: 0; 2008 Qtr 3: 0; 2008 Qtr 4: 0 | 21.7258
0 | 213056-Lighting - Screw in 14-26 Watt Lamp | Averaged DEER Msrs | 7 | Commercial | 01-ALC-AllCommercial-IntLight | 0 |  |  |  |  | 7.1706 | 3.5442 | 0 | 0 | 0 | 3.6264 | 35.6495 |  | kWh | 0.0026611 | -0.16579 | Commercial |  | Annual | [5 empty] | 1.8 | 0.96 |  |  |  | 0 | 12.838 | 0 | 0 | 0 | 0 | 0 | 0 | 0 | 0 | 0 | 0 | 2006 Qtr 1: 0; 2006 Qtr 2: 0; 2006 Qtr 3: 0; 2006 Qtr 4: 12.838; 2007 Qtr 1: 0; 2007 Qtr 2: 0; 2007 Qtr 3: 0; 2007 Qtr 4: 0; 2008 Qtr 1: 0; 2008 Qtr 2: 0; 2008 Qtr 3: 0; 2008 Qtr 4: 0 | 12.838
0 | 213056-Lighting - Screw in 14-26 Watt Lamp | Averaged DEER Msrs | 7 | Commercial | 01-ALC-AllCommercial-IntLight | 0 |  |  |  |  | 7.1706 | 3.5442 | 0 | 0 | 0 | 3.6264 | 35.6495 |  | kWh | 0.0026611 | -0.16579 | Commercial |  | Annual | [5 empty] | 1.8 | 0.96 |  |  |  | 0 | 1.9751 | 0 | 0 | 0 | 0 | 0 | 0 | 0 | 0 | 0 | 0 | 2006 Qtr 1: 0; 2006 Qtr 2: 0; 2006 Qtr 3: 0; 2006 Qtr 4: 1.9751; 2007 Qtr 1: 0; 2007 Qtr 2: 0; 2007 Qtr 3: 0; 2007 Qtr 4: 0; 2008 Qtr 1: 0; 2008 Qtr 2: 0; 2008 Qtr 3: 0; 2008 Qtr 4: 0 | 1.9751
0 | 213056-Lighting - Screw in 14-26 Watt Lamp | Averaged DEER Msrs | 7 | Commercial | 01-ALC-AllCommercial-IntLight | 0 |  |  |  |  | 7.1706 | 3.5442 | 0 | 0 | 0 | 3.6264 | 35.6495 |  | kWh | 0.0026611 | -0.16579 | Commercial |  | Annual | [5 empty] | 1.8 | 0.96 |  |  |  | 0 | 5.9252 | 0 | 0 | 0 | 0 | 0 | 0 | 0 | 0 | 0 | 0 | 2006 Qtr 1: 0; 2006 Qtr 2: 0; 2006 Qtr 3: 0; 2006 Qtr 4: 5.9252; 2007 Qtr 1: 0; 2007 Qtr 2: 0; 2007 Qtr 3: 0; 2007 Qtr 4: 0; 2008 Qtr 1: 0; 2008 Qtr 2: 0; 2008 Qtr 3: 0; 2008 Qtr 4: 0 | 5.9252
0 | 213056-Lighting - Screw in 14-26 Watt Lamp | Averaged DEER Msrs | 7 | Commercial | 01-ALC-AllCommercial-IntLight | 0 |  |  |  |  | 7.1706 | 3.5442 | 0 | 0 | 0 | 3.6264 | 35.6495 |  | kWh | 0.0026611 | -0.16579 | Commercial |  | Annual | [5 empty] | 1.8 | 0.96 |  |  |  | 0 | 3.9501 | 0 | 0 | 0 | 0 | 0 | 0 | 0 | 0 | 0 | 0 | 2006 Qtr 1: 0; 2006 Qtr 2: 0; 2006 Qtr 3: 0; 2006 Qtr 4: 3.9501; 2007 Qtr 1: 0; 2007 Qtr 2: 0; 2007 Qtr 3: 0; 2007 Qtr 4: 0; 2008 Qtr 1: 0; 2008 Qtr 2: 0; 2008 Qtr 3: 0; 2008 Qtr 4: 0 | 3.9501
0 | 213056-Lighting - Screw in 14-26 Watt Lamp | Averaged DEER Msrs | 7 | Commercial | 01-ALC-AllCommercial-IntLight | 0 |  |  |  |  | 7.1706 | 3.5442 | 0 | 0 | 0 | 3.6264 | 35.6495 |  | kWh | 0.0026611 | -0.16579 | Commercial |  | Annual | [5 empty] | 1.8 | 0.96 |  |  |  | 0 | 9.8754 | 0 | 0 | 0 | 0 | 0 | 0 | 0 | 0 | 0 | 0 | 2006 Qtr 1: 0; 2006 Qtr 2: 0; 2006 Qtr 3: 0; 2006 Qtr 4: 9.8754; 2007 Qtr 1: 0; 2007 Qtr 2: 0; 2007 Qtr 3: 0; 2007 Qtr 4: 0; 2008 Qtr 1: 0; 2008 Qtr 2: 0; 2008 Qtr 3: 0; 2008 Qtr 4: 0 | 9.8754
0 | 213057-Lighting - Screw in 5- 13 Watt Lamp | Averaged DEER Msrs | 7 | Commercial | 01-ALC-AllCommercial-IntLight | 0 |  |  |  |  | 5.0417 | 3.5442 | 0 | 0 | 0 | 1.4976 | 31.4305 |  | kWh | 0.0022971 | -0.14617 | Commercial |  | Annual | [5 empty] | 1.8 | 0.96 |  |  |  | 0 | 888.7826 | 0 | 0 | 0 | 0 | 0 | 0 | 0 | 0 | 0 | 0 | 2006 Qtr 1: 0; 2006 Qtr 2: 0; 2006 Qtr 3: 888.7826; 2006 Qtr 4: 0; 2007 Qtr 1: 0; 2007 Qtr 2: 0; 2007 Qtr 3: 0; 2007 Qtr 4: 0; 2008 Qtr 1: 0; 2008 Qtr 2: 0; 2008 Qtr 3: 0; 2008 Qtr 4: 0 | 888.7826
0 | 213057-Lighting - Screw in 5- 13 Watt Lamp | Averaged DEER Msrs | 7 | Commercial | 01-ALC-AllCommercial-IntLight | 0 |  |  |  |  | 5.0417 | 1.8227 | 0 | 0 | 0 | 3.219 | 31.4305 |  | kWh | 0.0022971 | -0.14617 | Commercial |  | Annual | [5 empty] | 1.8 | 0.96 |  |  |  | 0 | 39.5014 | 0 | 0 | 0 | 0 | 0 | 0 | 0 | 0 | 0 | 0 | 2006 Qtr 1: 0; 2006 Qtr 2: 0; 2006 Qtr 3: 39.5014; 2006 Qtr 4: 0; 2007 Qtr 1: 0; 2007 Qtr 2: 0; 2007 Qtr 3: 0; 2007 Qtr 4: 0; 2008 Qtr 1: 0; 2008 Qtr 2: 0; 2008 Qtr 3: 0; 2008 Qtr 4: 0 | 39.5014
0 | 213057-Lighting - Screw in 5- 13 Watt Lamp | Averaged DEER Msrs | 7 | Commercial | 01-ALC-AllCommercial-IntLight | 0 |  |  |  |  | 5.0417 | 3.5442 | 0 | 0 | 0 | 1.4976 | 31.7036 |  | kWh | 0.0023665 | -0.14744 | Commercial |  | Annual | [5 empty] | 1.8 | 0.96 |  |  |  | 0 | 18.7632 | 0 | 0 | 0 | 0 | 0 | 0 | 0 | 0 | 0 | 0 | 2006 Qtr 1: 0; 2006 Qtr 2: 0; 2006 Qtr 3: 18.7632; 2006 Qtr 4: 0; 2007 Qtr 1: 0; 2007 Qtr 2: 0; 2007 Qtr 3: 0; 2007 Qtr 4: 0; 2008 Qtr 1: 0; 2008 Qtr 2: 0; 2008 Qtr 3: 0; 2008 Qtr 4: 0 | 18.7632
0 | 213057-Lighting - Screw in 5- 13 Watt Lamp | Averaged DEER Msrs | 7 | Commercial | 01-ALC-AllCommercial-IntLight | 0 |  |  |  |  | 5.0417 | 3.5442 | 0 | 0 | 0 | 1.4976 | 31.7036 |  | kWh | 0.0023665 | -0.14744 | Commercial |  | Annual | [5 empty] | 1.8 | 0.96 |  |  |  | 0 | 13.8255 | 0 | 0 | 0 | 0 | 0 | 0 | 0 | 0 | 0 | 0 | 2006 Qtr 1: 0; 2006 Qtr 2: 0; 2006 Qtr 3: 0; 2006 Qtr 4: 13.8255; 2007 Qtr 1: 0; 2007 Qtr 2: 0; 2007 Qtr 3: 0; 2007 Qtr 4: 0; 2008 Qtr 1: 0; 2008 Qtr 2: 0; 2008 Qtr 3: 0; 2008 Qtr 4: 0 | 13.8255
0 | 213057-Lighting - Screw in 5- 13 Watt Lamp | Averaged DEER Msrs | 7 | Commercial | 01-ALC-AllCommercial-IntLight | 0 |  |  |  |  | 5.0417 | 3.5442 | 0 | 0 | 0 | 1.4976 | 31.7036 |  | kWh | 0.0023665 | -0.14744 | Commercial |  | Annual | [5 empty] | 1.8 | 0.96 |  |  |  | 0 | 4.9377 | 0 | 0 | 0 | 0 | 0 | 0 | 0 | 0 | 0 | 0 | 2006 Qtr 1: 0; 2006 Qtr 2: 0; 2006 Qtr 3: 0; 2006 Qtr 4: 4.9377; 2007 Qtr 1: 0; 2007 Qtr 2: 0; 2007 Qtr 3: 0; 2007 Qtr 4: 0; 2008 Qtr 1: 0; 2008 Qtr 2: 0; 2008 Qtr 3: 0; 2008 Qtr 4: 0 | 4.9377
0 | 213057-Lighting - Screw in 5- 13 Watt Lamp | Averaged DEER Msrs | 7 | Commercial | 01-ALC-AllCommercial-IntLight | 0 |  |  |  |  | 5.0417 | 3.5442 | 0 | 0 | 0 | 1.4976 | 31.7036 |  | kWh | 0.0023665 | -0.14744 | Commercial |  | Annual | [5 empty] | 1.8 | 0.96 |  |  |  | 0 | 1.9751 | 0 | 0 | 0 | 0 | 0 | 0 | 0 | 0 | 0 | 0 | 2006 Qtr 1: 0; 2006 Qtr 2: 0; 2006 Qtr 3: 0; 2006 Qtr 4: 1.9751; 2007 Qtr 1: 0; 2007 Qtr 2: 0; 2007 Qtr 3: 0; 2007 Qtr 4: 0; 2008 Qtr 1: 0; 2008 Qtr 2: 0; 2008 Qtr 3: 0; 2008 Qtr 4: 0 | 1.9751
0 | 213061-Lighting - Occupancy Sensor - Wall/Ceiling Mounted Lighting Sensor |  | 7 | Commercial | 01-ALC-AllCommercial-IntLight | 0 |  |  |  |  | 141 | 44 | 0 | 0 | 0 | 97 | 789 |  | kWh | 0.381 | 0 | Commercial |  | Annual | [5 empty] | 8 | 0.96 |  |  |  | 0 | 11 | 0 | 0 | 0 | 0 | 0 | 0 | 0 | 0 | 0 | 0 | 2006 Qtr 1: 0; 2006 Qtr 2: 0; 2006 Qtr 3: 0; 2006 Qtr 4: 11; 2007 Qtr 1: 0; 2007 Qtr 2: 0; 2007 Qtr 3: 0; 2007 Qtr 4: 0; 2008 Qtr 1: 0; 2008 Qtr 2: 0; 2008 Qtr 3: 0; 2008 Qtr 4: 0 | 11
0 | 213061-Lighting - Occupancy Sensor - Wall/Ceiling Mounted Lighting Sensor |  | 7 | Commercial | 01-ALC-AllCommercial-IntLight | 0 |  |  |  |  | 141 | 44 | 0 | 0 | 0 | 97 | 789 |  | kWh | 0.381 | 0 | Commercial |  | Annual | [5 empty] | 8 | 0.96 |  |  |  | 0 | 16 | 0 | 0 | 0 | 0 | 0 | 0 | 0 | 0 | 0 | 0 | 2006 Qtr 1: 0; 2006 Qtr 2: 0; 2006 Qtr 3: 0; 2006 Qtr 4: 16; 2007 Qtr 1: 0; 2007 Qtr 2: 0; 2007 Qtr 3: 0; 2007 Qtr 4: 0; 2008 Qtr 1: 0; 2008 Qtr 2: 0; 2008 Qtr 3: 0; 2008 Qtr 4: 0 | 16
Do NOT enter program data in this row or below. The Spreadsheet will not evaluate any such data. | bar: 2009 Qtr 1; 2011 Qtr 2 to 2011 Qtr 4; 2013 Qtr 2 to 2013 Qtr 4; 2015 Qtr 2 to 2015 Qtr 4
Lists of Dimensions and their Labels
|  |  | Climate Zones | Sectors | End Use Validation List |  | Measure Types for Measure Life | Measure Types for NTGR | Gas Sector | Gas Savings Profile | Combustor Type
|  |  | 7 | Residential | 01-ALC-AllCommercial-Cooling |  | NONRESIDENTIAL MEASURES: |  | Residential | Summer Only | Large Boilers (>100 MMBtu/hr Heat Input):Uncontrolled
|  |  | 10 | Commercial | 01-ALC-AllCommercial-ExtLight |  | **************************************************************** | Appliance early retirement and replacement 0.80 | Commercial | Winter Only | Large Boilers (>100 MMBtu/hr Heat Input):Controlled Low NOx Burner
|  |  | 14 | Industrial | 01-ALC-AllCommercial-IntLight |  | Ballast – Dimmable: NR - 11 | California Home Energy Efficiency Rating System (CHEERS) | Core | Annual | Large Boilers (>100 MMBtu/hr Heat Input):Controlled – Flue Gas Recirculation
|  |  | 15 | Agricultural | 01-ALC-AllCommercial-OffEquip |  | Ballast – Electronic: NR - 11 | Residential Audits 0.72 |  |  | Small Boilers (<100 MMBtu/hr Heat Input):Uncontrolled
|  |  | System | Not Used | 01-ALC-AllCommercial-Refrig |  | Fluorescent Fixture – T8: C/I/A - 11 | Refrigerator Recycling 0.35 |  |  | Small Boilers (<100 MMBtu/hr Heat Input):Controlled Low NOx Burner
|  |  |  | Not Used | 01-ALC-AllCommercial-Vent/Fan |  | Fixture: T8 Lamp & Electronic Ballast: C/I/A - 11 | Freezer Recycling 0.54 |  |  | Small Boilers (<100 MMBtu/hr Heat Input):Controlled – Flue Gas Recirculation
|  |  |  | Not Used | 02-ASM-Assembly-Cooling |  | T8 Fixtures – 17 Watt Lamp, 2ft or 32-watt Lamp, 4ft 11 | Residential Contractor Program 0.89 |  |  | Residential Furnaces (<0.3):Uncontrolled
[5 empty] | 02-ASM-Assembly-Exit |  | T8 Lamps: C/I/A - 5 | Emerging Technologies 0.83
[5 empty] | 02-ASM-Assembly-ExtLight |  | High Efficiency Lighting (HID): NR - 16 | All other residential programs 0.80
[5 empty] | 02-ASM-Assembly-IntLight |  | High Output T5 Fixture: NR - 16 |  | Electric Rate | Gas Rate
[5 empty] | 03-BCR-BothResidentialandCommercial-COOL |  | Indoor or Outdoor Lighting System Modification: NR - 13.5 | Advanced water heating systems 1.00 | Residential | 0
[5 empty] | 03-BCR-BothResidentialandCommercial-LIT_INT |  | Lighting Controls: NR - 16 | Agricultural and Dairy Incentives 0.75 | Commercial | Residential
[5 empty] | 03-BCR-BothResidentialandCommercial-OFF_EQ |  | Daylighting Controls; NR - 16 | Coin Laundry and Dry Cleaner Education 0.70 | Not Used | Not Used
[5 empty] | 03-BCR-BothResidentialandCommercial-LIT_EXT |  | Lighting Power Density: NR - 11 | Commercial and agricultural information, tools, or design assistance services | Not Used
[5 empty] | 03-BCR-BothResidentialandCommercial-REFG |  | Exit Sign – CF Hardware Kit/LED/ Electro-Luminescent: NR - 16 | Comprehensive Space Conditioning 1.00 | Not Used
[5 empty] | 03-BCR-BothResidentialandCommercial-VENT |  | Occupancy Sensor: NR - 8 | Lodging Education 0.70
[5 empty] | 04-DMO-ResidentialMobileHome–DoubleWide-CL_DRY |  | Photocell: NR - 8 | Express Efficiency (rebates) 0.96
[5 empty] | 04-DMO-ResidentialMobileHome–DoubleWide-CL_WASH |  | Time Clock – Lighting: NR - 8 | Energy Management Services, including audits (for small and medium customers)
[5 empty] | 04-DMO-ResidentialMobileHome–DoubleWide-DSH_WASH |  | Induction Lamps: NR - 2 | Food Services Equipment Retrofit 1.00
[5 empty] | 04-DMO-ResidentialMobileHome–DoubleWide-FREEZ |  | Induction Fixture: NR - 16 | Industrial Information and Services 0.74
[5 empty] | 04-DMO-ResidentialMobileHome–DoubleWide-LIGHT |  | Delamp/reflectors: C/I - 11 | Large Standard Performance Contract 0.70
[5 empty] | 04-DMO-ResidentialMobileHome–DoubleWide-POOL_PMP |  | Optical Reflectors- new construction: Ind, NRNC - 12 | All other nonresidential programs 0.80
[5 empty] | 04-DMO-ResidentialMobileHome–DoubleWide-REFG |  | Optical Reflectors- retrofit: NR - 10 | New Construction
[5 empty] | 04-DMO-ResidentialMobileHome–DoubleWide-SP_COOL |  | HID fixture: Interior, >= 176 Watts lamp: Ind - 16 | Industrial and Agricultural Process 0.94
[5 empty] | 04-DMO-ResidentialMobileHome–DoubleWide-SP_HEAT |  | HID fixture: Interior, 251-400 Watt lamp: Com - 16 | Industrial new construction incentives 0.62
[5 empty] | 04-DMO-ResidentialMobileHome–DoubleWide-WAT_HEAT |  | CFL Fixture: Pin based CFL fixture: Com - 12.0 | Savings by Design 0.82
[5 empty] | 05-ECC-Education–CommunityCollege-COOL |  | Screw-in CFL: Education - Primary School: NR - 5.6 | All other new construction programs 0.80
[5 empty] | 05-ECC-Education–CommunityCollege-LIT_INT |  | Screw-in CFL: Education - Secondary School: NR - 3.5 | Large Standard Performance Contract 0.7011
[5 empty] | 05-ECC-Education–CommunityCollege-OFF_EQ |  | Screw-in CFL: Education - Community College: NR - 2.1 | Savings by Design 0.8212
[5 empty] | 05-ECC-Education–CommunityCollege-LIT_EXT |  | Screw-in CFL: Education - University: NR - 2.6 | Codes and Standards
[5 empty] | 05-ECC-Education–CommunityCollege-REFG |  | Screw-in CFL: Grocery: NR - 1.4
[5 empty] | 05-ECC-Education–CommunityCollege-VENT |  | Screw-in CFL: Health/Medical - Hospital: NR - 0.9
[5 empty] | 06-EPR-Education–PrimarySchool-COOL |  | Screw-in CFL: Health/Medical - Nursing Home: NR - 0.9
[5 empty] | 06-EPR-Education–PrimarySchool-LIT_INT |  | Screw-in CFL: Lodging - Hotel: NR - 0.9
[5 empty] | 06-EPR-Education–PrimarySchool-OFF_EQ |  | Screw-in CFL: Lodging - Motel: NR - 0.9
[5 empty] | 06-EPR-Education–PrimarySchool-LIT_EXT |  | Screw-in CFL: Lodging - Guest Rooms: NR - 7.0
[5 empty] | 06-EPR-Education–PrimarySchool-REFG |  | Screw-in CFL: Manufacturing - Light Industrial: NR - 2.8
[5 empty] | 06-EPR-Education–PrimarySchool-VENT |  | Screw-in CFL: Office - Large: NR - 2.9
[5 empty] | 07-ESE-Education–SecondarySchool-COOL |  | Screw-in CFL: Office - Small: NR - 3.2
[5 empty] | 07-ESE-Education–SecondarySchool-LIT_INT |  | Screw-in CFL: Restaurant - Sit-Down: NR - 2.3
[5 empty] | 07-ESE-Education–SecondarySchool-OFF_EQ |  | Screw-in CFL: Restaurant - Fast-Food: NR - 1.3
[5 empty] | 07-ESE-Education–SecondarySchool-LIT_EXT |  | Screw-in CFL: Retail - 3-Story Large: NR - 1.9
[5 empty] | 07-ESE-Education–SecondarySchool-REFG |  | Screw-in CFL: Retail - Single-Story Large: NR - 1.8
[5 empty] | 07-ESE-Education–SecondarySchool-VENT |  | Screw-in CFL: Retail - Small: NR - 2.1
[5 empty] | 08-EUN-Education–University-COOL |  | Screw-in CFL: Storage - Conditioned: NR - 2.8
[5 empty] | 08-EUN-Education–University-LIT_INT |  | Screw-in CFL: Storage - Unconditioned: NR - 2.8
[5 empty] | 08-EUN-Education–University-OFF_EQ |  | Screw-in CFL: Warehouse - Refrigerated: NR - 3.1
08-EUN-Education–University-LIT_EXT
[5 empty] | 08-EUN-Education–University-REFG |  | HVAC/Refrigeration – SPC: NR - 16
[5 empty] | 08-EUN-Education–University-VENT |  | Chiller – High Efficiency: NR - 20
[5 empty] | 09-GRO-Grocery-COOL |  | Chiller – Variable Speed Drive: NR - 20
[5 empty] | 09-GRO-Grocery-LIT_INT |  | Water Cooled Chillers: NR - 20
[5 empty] | 09-GRO-Grocery-OFF_EQ |  | Air Conditioners – High Efficiency: NR - 15
[5 empty] | 09-GRO-Grocery-LIT_EXT |  | Packaged HVAC Systems: NR - 15
[5 empty] | 09-GRO-Grocery-REFG |  | Install HVAC EMS: Com - 14
[5 empty] | 09-GRO-Grocery-VENT |  | AC Packaged Terminal Units: NR - 15
[5 empty] | 10-HSP-Health/Medical–Hospital-COOL |  | Evaporative Coolers: NR - 15
[5 empty] | 10-HSP-Health/Medical–Hospital-LIT_INT |  | Boiler – High Efficiency: NR - 20
[5 empty] | 10-HSP-Health/Medical–Hospital-OFF_EQ |  | Cooling Towers/Evaporative Condenser: NR - 15
[5 empty] | 10-HSP-Health/Medical–Hospital-LIT_EXT |  | Heat Pump – Split System: NR - 15
[5 empty] | 10-HSP-Health/Medical–Hospital-REFG |  | Heat Pump with Integrated Water Heating: NR - 10
[5 empty] | 10-HSP-Health/Medical–Hospital-VENT |  | Ground Source Heat Pump: NR - 15
[5 empty] | 11-HTL-Lodging–Hotel(GuestRooms)-COOL |  | Reduce Internal Load: NR - 15
[5 empty] | 11-HTL-Lodging–Hotel(GuestRooms)-LIT_INT |  | Insulation: NR - 20
[5 empty] | 11-HTL-Lodging–Hotel(GuestRooms)-OFF_EQ |  | Insulation Package: NR - 20
[5 empty] | 11-HTL-Lodging–Hotel(GuestRooms)-LIT_EXT |  | Reflective Window Film: NR - 10
[5 empty] | 11-HTL-Lodging–Hotel(GuestRooms)-REFG |  | Bypass/Delay Timer(lighting): NR - 8
[5 empty] | 11-HTL-Lodging–Hotel(GuestRooms)-VENT |  | Set-Back Thermostat: NR - 11
[5 empty] | 12-MBT-Manufacturing–Bio/Tech-AG_PUMP |  | Time Clock - HVAC: NR - 10
[5 empty] | 12-MBT-Manufacturing–Bio/Tech-COMP_AIR |  | HVAC/Space Heating/Efficiency (Gas): NR - 18
[5 empty] | 12-MBT-Manufacturing–Bio/Tech-COOL |  | Nonresidential Gas – AC: NR - 20
12-MBT-Manufacturing–Bio/Tech-LIGHT
[5 empty] | 12-MBT-Manufacturing–Bio/Tech-MOTOR |  | Adjustable speed drive, application unknown: Ag - 10
[5 empty] | 12-MBT-Manufacturing–Bio/Tech-PROC_OTH |  | Adjustable speed drive, application unknown: Com - 10
[5 empty] | 13-MFM-ResidentialMulti-family-CL_DRY |  | Adjustable Speed Drive: HVAC fan, 50 HP Max: Com - 10
[5 empty] | 13-MFM-ResidentialMulti-family-CL_WASH |  | Pump repair: Ag - 11
[5 empty] | 13-MFM-ResidentialMulti-family-DSH_WASH |  | Injection molding machines: Ind - 15
[5 empty] | 13-MFM-ResidentialMulti-family-FREEZ |  | Plastic extusion equipment: Ind - 15
[5 empty] | 13-MFM-ResidentialMulti-family-LIGHT |  | Process cooling: Ind - 15
[5 empty] | 13-MFM-ResidentialMulti-family-POOL_PMP |  | Process equipment insulation: Ind - 15
13-MFM-ResidentialMulti-family-REFG
[5 empty] | 13-MFM-ResidentialMulti-family-SP_COOL |  | Horizontal Clothes Washer: NR - 10
[5 empty] | 13-MFM-ResidentialMulti-family-SP_HEAT |  | Efficient Dishwashing: NR - 5
[5 empty] | 13-MFM-ResidentialMulti-family-WAT_HEAT |  | Water Heater Controls: NR - 15
[5 empty] | 14-MLI-Manufacturing–LightIndustry-AG_PUMP |  | Cooking measures , Assorted: Com - 12
[5 empty] | 14-MLI-Manufacturing–LightIndustry-COMP_AIR |  | Water Heater – Gas: NR - 15
[5 empty] | 14-MLI-Manufacturing–LightIndustry-COOL |  | Domestic Hot Water Boiler (Gas): NR - 20
14-MLI-Manufacturing–LightIndustry-LIGHT
[5 empty] | 14-MLI-Manufacturing–LightIndustry-MOTOR |  | Auto Closer for Cooler/Freezer: NR - 8
[5 empty] | 14-MLI-Manufacturing–LightIndustry-PROC_OTH |  | Door Gaskets: NR - 4
[5 empty] | 15-MTL-Lodging–Motel-COOL |  | Floating Head Pressure: NR - 16
[5 empty] | 15-MTL-Lodging–Motel-LIT_INT |  | Heatless Door: NR - 16
[5 empty] | 15-MTL-Lodging–Motel-OFF_EQ |  | Humidistat Control for Anti-Sweat Heater: NR - 12
[5 empty] | 15-MTL-Lodging–Motel-LIT_EXT |  | Insulation on Refrigeration Suction Line: NR - 11
[5 empty] | 15-MTL-Lodging–Motel-REFG |  | Night Covers for Display Cases: NR - 5
[5 empty] | 15-MTL-Lodging–Motel-VENT |  | PSC Evaporator Motor – Walkin/ Display: NR - 15
[5 empty] | 16-NRS-Health/Medical–Clinic-COOL |  | Refrigeration Case Doors – Glass/Acrylic: NR - 12
[5 empty] | 16-NRS-Health/Medical–Clinic-LIT_INT |  | Refrigerator Case with Doors: NR - 12
[5 empty] | 16-NRS-Health/Medical–Clinic-OFF_EQ |  | Refrigerator Condensate Evaporator – Elec/Non Elec: NR - 8
[5 empty] | 16-NRS-Health/Medical–Clinic-LIT_EXT |  | Strip Curtains for Walk-Ins: NR - 4
[5 empty] | 16-NRS-Health/Medical–Clinic-REFG |  | Ballast: Electronic, for display case: NR - 11
[5 empty] | 16-NRS-Health/Medical–Clinic-VENT |  | Defrost: NR - 16
[5 empty] | 17-OFL-Office–Large-Cooling |  | FHP & EFF Conditioner: NR - 16
[5 empty] | 17-OFL-Office–Large-ExtLight |  | High-efficiency Liquid Suction Heat Exchangers: NR - 16
[5 empty] | 17-OFL-Office–Large-IntLight |  | Night Shields on Refrigerator and Freezer Cases: NR - 5
[5 empty] | 17-OFL-Office–Large-OffEquip |  | Walk-in Refrigerator or Freezer: Evaporative Fan Controller: NR - 5
[5 empty] | 17-OFL-Office–Large-Refrig |  | Multiplec Refrigeration Systems/Supermarket Systems: NR - 10
17-OFL-Office–Large-Vent/Fan
[5 empty] | 18-OFS-Office–Small-Cooling |  | Kiln/Oven/Furnace: NR - 18
[5 empty] | 18-OFS-Office–Small-ExtLight |  | Thermal Night Curtains: NR - 5
[5 empty] | 18-OFS-Office–Small-IntLight |  | Custom Measures – SPC: NR - 15
[5 empty] | 18-OFS-Office–Small-OffEquip |  | Local Government Partnership: NR - 11
[5 empty] | 18-OFS-Office–Small-Refrig |  | Audits: NR - 3
[5 empty] | 18-OFS-Office–Small-Vent/Fan |  | Plug Load Sensor: NR - 10
[5 empty] | 19-RES-AllResidential-CL_DRY |  | Information: NR - 1
[5 empty] | 19-RES-AllResidential-CL_WASH |  | High Efficiency Motors: NR - 15
[5 empty] | 19-RES-AllResidential-DSH_WASH |  | Process Overhaul: NR - 20
[5 empty] | 19-RES-AllResidential-FREEZ |  | System Controls: NR - 15
19-RES-AllResidential-LIGHT
19-RES-AllResidential-POOL_PMP
[5 empty] | 19-RES-AllResidential-REFG |  | RESIDENTIAL MEASURES
[5 empty] | 19-RES-AllResidential-SP_COOL |  | ****************************************************************
[5 empty] | 19-RES-AllResidential-SP_HEAT |  | T8 Fixtures ; lamp or ballast: Res - 15
[5 empty] | 19-RES-AllResidential-WAT_HEAT |  | Pin based CFL Fixture: Res - 16
[5 empty] | 20-RFF-Restaurant–FastFood-Cooling |  | CFL: Indoor Screw in: Res - 9.4
[5 empty] | 20-RFF-Restaurant–FastFood-ExtLight |  | CFL: Outdoor Screw in: Res - 7
[5 empty] | 20-RFF-Restaurant–FastFood-IntLight |  | Torchiere: Res - 9
20-RFF-Restaurant–FastFood-OffEquip
[5 empty] | 20-RFF-Restaurant–FastFood-Refrig |  | Air Conditioners with SEER >= 11.0: Res - 18
[5 empty] | 20-RFF-Restaurant–FastFood-Vent/Fan |  | Central Air Conditioners: Res - 18
[5 empty] | 21-RSD-Restaurant–SitDown-COOL |  | Duct Testing: Res NC - 18
[5 empty] | 21-RSD-Restaurant–SitDown-LIT_INT |  | High Energy Efficiency Ducts: Res - 18
[5 empty] | 21-RSD-Restaurant–SitDown-OFF_EQ |  | Whole House Fan: Res - 15
[5 empty] | 21-RSD-Restaurant–SitDown-LIT_EXT |  | Evaporative Cooler: Res - 15
[5 empty] | 21-RSD-Restaurant–SitDown-PROC_OTH |  | Glazing - Low E Double / Low Shade Coefficient: Res - 20
[5 empty] | 21-RSD-Restaurant–SitDown-REFG |  | Heat Pump - Electric: Res - 15
[5 empty] | 21-RSD-Restaurant–SitDown-VENT |  | Insulation - Ceiling / Floor / Walls: Res - 20
[5 empty] | 22-RT3-Retail–3StoryLarge-COOL |  | A/C with Integrated Water Heating: Res - 10
[5 empty] | 22-RT3-Retail–3StoryLarge-LIT_INT |  | Programmable Thermostat: Res - 12
22-RT3-Retail–3StoryLarge-OFF_EQ
[5 empty] | 22-RT3-Retail–3StoryLarge-LIT_EXT |  | Audits: Res - 3
[5 empty] | 22-RT3-Retail–3StoryLarge-REFG |  | Gas Cooktops: Res - 20
[5 empty] | 22-RT3-Retail–3StoryLarge-VENT |  | Gas Dryer Stub: Res - 18
[5 empty] | 23-RTL-Retail–SingleStorylarge-COOL |  | Energy-Efficient Furnaces: Res - 18
23-RTL-Retail–SingleStorylarge-LIT_INT
[5 empty] | 23-RTL-Retail–SingleStorylarge-OFF_EQ |  | Refrigerator Recycling: Res - 10
[5 empty] | 23-RTL-Retail–SingleStorylarge-LIT_EXT |  | Refrigerator - Energy Efficient; 20% more efficient: Res - 18
[5 empty] | 23-RTL-Retail–SingleStorylarge-REFG |  | Refrigerators: Res - 18
23-RTL-Retail–SingleStorylarge-VENT
24-RTS-Retail–Small-COOL
[5 empty] | 24-RTS-Retail–Small-LIT_INT |  | GENERIC USEFUL LIVES:
[5 empty] | 24-RTS-Retail–Small-OFF_EQ |  | ****************************************************************
[5 empty] | 24-RTS-Retail–Small-LIT_EXT |  | 0.1
[5 empty] | 24-RTS-Retail–Small-REFG |  | 0.2
[5 empty] | 24-RTS-Retail–Small-VENT |  | 0.3
[5 empty] | 25-SCN-Storage–Conditioned-Cooling |  | 0.4
[5 empty] | 25-SCN-Storage–Conditioned-Exit |  | 0.5
[5 empty] | 25-SCN-Storage–Conditioned-ExtLight |  | 0.6
[5 empty] | 26-SFM-ResidentialSingleFamily-CL_DRY |  | 0.7
[5 empty] | 26-SFM-ResidentialSingleFamily-CL_WASH |  | 0.8
[5 empty] | 26-SFM-ResidentialSingleFamily-DSH_WASH |  | 0.9
[5 empty] | 26-SFM-ResidentialSingleFamily-FREEZ |  | 1
[5 empty] | 26-SFM-ResidentialSingleFamily-LIGHT |  | 1.1
[5 empty] | 26-SFM-ResidentialSingleFamily-POOL_PMP |  | 1.2
[5 empty] | 26-SFM-ResidentialSingleFamily-REFG |  | 1.3
[5 empty] | 26-SFM-ResidentialSingleFamily-SP_COOL |  | 1.4
[5 empty] | 26-SFM-ResidentialSingleFamily-SP_HEAT |  | 1.5
[5 empty] | 26-SFM-ResidentialSingleFamily-WAT_HEAT |  | 1.6
[5 empty] | 27-SMO-ResidentialMobileHome–SingleWide-CL_DRY |  | 1.7
[5 empty] | 27-SMO-ResidentialMobileHome–SingleWide-CL_WASH |  | 1.8
[5 empty] | 27-SMO-ResidentialMobileHome–SingleWide-DSH_WASH |  | 1.9
[5 empty] | 27-SMO-ResidentialMobileHome–SingleWide-FREEZ |  | 2
[5 empty] | 27-SMO-ResidentialMobileHome–SingleWide-LIGHT |  | 2.1
[5 empty] | 27-SMO-ResidentialMobileHome–SingleWide-POOL_PMP |  | 2.2
[5 empty] | 27-SMO-ResidentialMobileHome–SingleWide-REFG |  | 2.3
[5 empty] | 27-SMO-ResidentialMobileHome–SingleWide-SP_COOL |  | 2.4
[5 empty] | 27-SMO-ResidentialMobileHome–SingleWide-SP_HEAT |  | 2.5
[5 empty] | 27-SMO-ResidentialMobileHome–SingleWide-WAT_HEAT |  | 2.6
[5 empty] | 28-SUN-Storage–Unconditioned-Exit |  | 2.7
[5 empty] | 28-SUN-Storage–Unconditioned-ExtLight |  | 2.8
[5 empty] | 29-WRF-Storage–Refrigerated-Cooling |  | 2.9
[5 empty] | 29-WRF-Storage–Refrigerated-Exit |  | 3
[5 empty] | 29-WRF-Storage–Refrigerated-ExtLight |  | 3.1
[5 empty] | 30-S20-SIC20Food&KindredProducts-AG_PUMP |  | 3.2
[5 empty] | 30-S20-SIC20Food&KindredProducts-COMP_AIR |  | 3.3
[5 empty] | 30-S20-SIC20Food&KindredProducts-COOL |  | 3.4
[5 empty] | 30-S20-SIC20Food&KindredProducts-LIGHT |  | 3.5
[5 empty] | 30-S20-SIC20Food&KindredProducts-MOTOR |  | 3.6
[5 empty] | 30-S20-SIC20Food&KindredProducts-PROC_OTH |  | 3.7
[5 empty] | 31-S26-SIC26Paper&AlliedProducts-AG_PUMP |  | 3.8
[5 empty] | 31-S26-SIC26Paper&AlliedProducts-COMP_AIR |  | 3.9
[5 empty] | 31-S26-SIC26Paper&AlliedProducts-COOL |  | 4
[5 empty] | 31-S26-SIC26Paper&AlliedProducts-LIGHT |  | 4.1
[5 empty] | 31-S26-SIC26Paper&AlliedProducts-MOTOR |  | 4.2
[5 empty] | 31-S26-SIC26Paper&AlliedProducts-PROC_OTH |  | 4.3
[5 empty] | 32-S28-SIC28Chemicals&AlliedProducts-AG_PUMP |  | 4.4
[5 empty] | 32-S28-SIC28Chemicals&AlliedProducts-COMP_AIR |  | 4.5
[5 empty] | 32-S28-SIC28Chemicals&AlliedProducts-COOL |  | 4.6
[5 empty] | 32-S28-SIC28Chemicals&AlliedProducts-LIGHT |  | 4.7
[5 empty] | 32-S28-SIC28Chemicals&AlliedProducts-MOTOR |  | 4.8
[5 empty] | 32-S28-SIC28Chemicals&AlliedProducts-PROC_OTH |  | 4.9
[5 empty] | 33-S29-SIC29Petroleum&CoalProducts-AG_PUMP |  | 5
[5 empty] | 33-S29-SIC29Petroleum&CoalProducts-COMP_AIR |  | 5.1
[5 empty] | 33-S29-SIC29Petroleum&CoalProducts-COOL |  | 5.2
[5 empty] | 33-S29-SIC29Petroleum&CoalProducts-LIGHT |  | 5.3
[5 empty] | 33-S29-SIC29Petroleum&CoalProducts-MOTOR |  | 5.4
[5 empty] | 33-S29-SIC29Petroleum&CoalProducts-PROC_OTH |  | 5.5
[5 empty] | 34-S33-SIC33Metals-AG_PUMP |  | 5.6
[5 empty] | 34-S33-SIC33Metals-COMP_AIR |  | 5.7
[5 empty] | 34-S33-SIC33Metals-COOL |  | 5.8
[5 empty] | 34-S33-SIC33Metals-LIGHT |  | 5.9
[5 empty] | 34-S33-SIC33Metals-MOTOR |  | 6
[5 empty] | 34-S33-SIC33Metals-PROC_OTH |  | 6.1
[5 empty] | 35-OTI-OtherIndustrial-AG_PUMP |  | 6.2
[5 empty] | 35-OTI-OtherIndustrial-COMP_AIR |  | 6.3
[5 empty] | 35-OTI-OtherIndustrial-COOL |  | 6.4
[5 empty] | 35-OTI-OtherIndustrial-LIGHT |  | 6.5
[5 empty] | 35-OTI-OtherIndustrial-MOTOR |  | 6.6
[5 empty] | 35-OTI-OtherIndustrial-PROC_OTH |  | 6.7
[5 empty] | 36-GST-Lodging-GuestRooms-Cooling |  | 6.8
[5 empty] | 36-GST-Lodging-GuestRooms-ExtLight |  | 6.9
[5 empty] | 36-GST-Lodging-GuestRooms-IntLight |  | 7
[5 empty] | 36-GST-Lodging-GuestRooms-OffEquip |  | 7.1
[5 empty] | 36-GST-Lodging-GuestRooms-Refrig |  | 7.2
[5 empty] | 36-GST-Lodging-GuestRooms-Vent/Fan |  | 7.3
7.4
7.5
7.6
7.7
7.8
7.9
8
8.1
8.2
8.3
8.4
8.5
8.6
8.7
8.8
8.9
9
9.1
9.2
9.3
9.4
9.5
9.6
9.7
9.8
9.9
10
10.1
10.2
10.3
10.4
10.5
10.6
10.7
10.8
10.9
11
11.1
11.2
11.3
11.4
11.5
11.6
11.7
11.8
11.9
12
12.1
12.2
12.3
12.4
12.5
12.6
12.7
12.8
12.9
13
13.1
13.2
13.3
13.4
13.5
13.6
13.7
13.8
13.9
14
14.1
14.2
14.3
14.4
14.5
14.6
14.7
14.8
14.9
15
15.1
15.2
15.3
15.4
15.5
15.6
15.7
15.8
15.9
16
16.1
16.2
16.3
16.4
16.5
16.6
16.7
16.8
16.9
17
17.1
17.2
17.3
17.4
17.5
17.6
17.7
17.8
17.9
18
19
20