## Export
PROGRAM NAME | 0
BUDGET
Administrative Costs
Overhead and G&A | 0
Other Administrative Costs | 0
Marketing/Outreach | 0
Direct Implementation
Incentives and Rebates
User Input Incentive | 0
Direct Install Rebate | 682708.72
Direct Install Labor | 0
Direct Install Materials | 0
Activity | 0
Installation | 0
Hardware & Materials | 0
Rebate Processing & Inspection | 0
EM&V Costs | 0
Budget | 682708.72
Costs recovered from other sources | 0
Budget (plus other costs) | 682708.72
PROGRAM IMPACTS
Program Reductions for Measures installed through 2008
User Entered kW (kW) | 647.7958
Net Jul-Sept Peak (kW) | 793.7694
Net Dec-Feb Peak (kW) | 525.0696
Net NCP (kW) | 104.9297
Net CEC (kW) | 0
Annual Net kWh | 4422399.4618
Lifecycle Net kWh | 38242137.0309
Annual Net Therms | -2147.5732
Lifecycle Net Therms | -6798.0189
Cost Effectiveness for all measures installed through 2012
TRC
Costs | 817407.3657
Electric Benefits | 2455815.1658
Gas Benefits | -6711.1786
Net Benefits (NPV) | 1631696.6215
BC Ratio | 2.9962
PAC
Costs | 549512.8444
Electric Benefits | 2455815.1658
Gas Benefits | -6711.1786
Net Benefits (NPV) | 1899591.1427
BC Ratio | 4.4569
Levelized Cost
Levelized Cost TRC ($/kWh )
Discounted kWh | 23184583.1344
Cost | 0.035674
Benefits | 0.10592
Benefit-Cost | 0.07025
Levelized Cost PAC ($/kWh)
Discounted kWh | 23184583.1344
Cost | 0.023953
Benefits | 0.10592
Benefit-Cost | 0.081972
Levelized Cost TRC ($/therm)
Discounted Therms | -8533.29
Cost | 1.1351
Benefits | 0.78647
Benefit-Cost | -0.34868
Levelized Cost PAC ($/therm)
Discounted Therms | -8533.29
Cost | 0.68185
Benefits | 0.78647
Benefit-Cost | 0.10462
Emission Annual Reductions (2006-2008) |  | Energy Division File sheet "Attachment II" Total Electricity and Gas Emission Reductions
Electric Annual CO2 (tons) - 2006 | 0 |  | 2006 | 2007 | 2008 | 2009 | 2010 | 2011 | 2012
2007 | 0 |  | Total | Total | Total | Total | Total | Total | Total
2008 | 2528.787 | Annual CO2 Emission Reductions (tons) | 0 | 0 | 2516.2237 | 0 | 0 | 0 | 0
Electric Lifecycle CO2 (tons) - 2006 | 0 | Lifecycle CO2 Emission Reductions (tons) | 0 | 0 | 21909.3894 | 0 | 0 | 0 | 0
2007 | 0 | Annual NOx Emission Reductions (tons) | 0 | 0 | 0.3319 | 0 | 0 | 0 | 0
2008 | 21949.1578 | Lifecycle NOx Emission Reductions (tons) | 0 | 0 | 2.9441 | 0 | 0 | 0 | 0
Electric Annual NOX (tons) - 2006 | 0 | Annual SO2 Emission Reductions (tons)
2007 | 0 | Lifecycle SO2 Emission Reductions (tons)
2008 | 0.34178
Electric Lifecycle NOX (tons) - 2006 | 0
2007 | 0
2008 | 2.9754
Electric Annual SO2 (lbs) - 2006
2007
2008
Electric Lifecycle SO2 (lbs) - 2006
2007
2008
Gas Annual CO2 (tons) - 2006 | 0
2007 | 0
2008 | -12.5633
Gas Lifecycle CO2 (tons) - 2006 | 0
2007 | 0
2008 | -39.7684
Gas Annual NOX (tons) - 2006 | 0
2007 | 0
2008 | -0.0098788
Gas Lifecycle NOX (tons) - 2006 | 0
2007 | 0
2008 | -0.031271
Gas Annual SO2 (lbs) - 2006
2007
2008
Gas Lifecycle SO2 (lbs) - 2006
2007
2008
Data below not currently used in Energy Division workbook
Levelized Cost RIM ($/therm)
Discounted Therms | -8533.29
Cost | 0.17646
Benefits | 0.78647
Benefit-Cost | 0.61001
Levelized Cost RIM ($/kWh)
Discounted kWh | 23184583.1344
Cost | 0.023767
Benefits | 0.10592
Benefit-Cost | 0.61001
RIM
Costs | 549512.8444
Electric Benefits | 2455815.1658
Gas Benefits | -6711.1786
Net Benefits (NPV) | 1899591.1427
BC Ratio | 4.4569
Impacts for all programs installed trhough 2012
Net July-Sept Peak (kW)
Clothes Dryer | 0
Clothes Washer | 0
Consumer Electronics | 0
Cooking | 0
Dishwasher | 0
Net Dec-Feb Pk (kW)
Clothes Dryer | 0
Clothes Washer | 0
Consumer Electronics | 0
Cooking | 0
Dishwasher | 0
0
Clothes Dryer | 0
Clothes Washer | 0
Consumer Electronics | 0
Cooking | 0
Dishwasher | 0
Annual Net kWh
Clothes Dryer | 0
Clothes Washer | 0
Consumer Electronics | 0
Cooking | 0
Dishwasher | 0
Lifecycle Net kWh
Clothes Dryer | 0
Clothes Washer | 0
Consumer Electronics | 0
Cooking | 0
Dishwasher | 0
Annual Net Therms
Clothes Dryer | 0
Clothes Washer | 0
Consumer Electronics | 0
Cooking | 0
Dishwasher | 0
Lifecycle Net Therms
Clothes Dryer | 0
Clothes Washer | 0
Consumer Electronics | 0
Cooking | 0
Dishwasher | 0

## Output by Measure
0
0
SDG&E | [7 empty] | Levelized Benefits less Costs (TRC) |  |  |  | Levelized Benefits less Costs (PAC) |  |  |  | Benefit Cost Ratios
Net Impacts by Measure | [7 empty] | No Allocated Admin |  | w/ Allocated Admin |  | No Allocated Admin |  | w/ Allocated Admin |  | No Allocated Admin |  | w/ Allocated Admin
| Net Avg Jul-Sep (kW) | Net Dec-Feb Pk (kW) | Net User Entered kW | Annual kWh adj for Net to gross | Lifecycle kWh (Annual * Measure Life) | Annual Therms | Lifecycle Therms | Electric ($/kWh) | Gas ($/Th) | Electric ($/kWh) | Gas ($/Th) | Electric ($/kWh) | Gas ($/Th) | Electric ($/kWh) | Gas ($/Th) | TRC | PAC | TRC | PAC
Total or Average | 793.7694 | 525.0696 | 647.7958 | 4422399.4618 | 38242137.0309 | -2147.5732 | -6798.0189 | 0.07025 | -0.34868 | 0.07025 | -0.34868 | 0.081972 | 0.10462 | 0.081972 | 0.10462
234129-Software Plug Load Sensors | 0.57972 | 0.48375 | 0 | 4358.4192 | 21792.096 | 0 | 0 | 0.092736 | 0 | 0.092736 | 0 | 0.08666 | 0 | 0.08666 | 0 | 17.777 | 8.4683 | 17.777 | 8.4683
234331-Premium T8 with T12 40 Watt Baseline - Tr2 | 0.35183 | 0.21999 | 0.54579 | 1819.5014 | 20014.5159 | -0.52914 | -5.8205 | 0.050998 | 0.43796 | 0.050998 | 0.43796 | 0.066919 | 0.57469 | 0.066919 | 0.57469 | 1.9065 | 2.6589 | 1.9065 | 2.6589
234304-Lighting-Remove 4 Ft Lamp (De-Lamp) - Tr2 | 1.1331 | 0.70849 | 1.7577 | 5859.6543 | 64456.1968 | -1.7041 | -18.7449 | 0.072287 | 0.62079 | 0.072287 | 0.62079 | 0.091601 | 0.78666 | 0.091601 | 0.78666 | 3.067 | 6.8503 | 3.067 | 6.8503
234129-Software Plug Load Sensors | 0.57972 | 0.48375 | 0 | 4358.4192 | 21792.096 | 0 | 0 | 0.092736 | 0 | 0.092736 | 0 | 0.08666 | 0 | 0.08666 | 0 | 17.777 | 8.4683 | 17.777 | 8.4683
234083-Refrigeration -Cooler/Freezer Door Gaskets - Glass Doors | 0.14279 | 0.11941 | 0.18037 | 1077.6781 | 4310.7126 | 0 | 0 | -0.21752 | 0 | -0.21752 | 0 | -0.21753 | 0 | -0.21753 | 0 | 0.31033 | 0.31032 | 0.31033 | 0.31032
234084-Refrigeration -Cooler/Freezer Door Gaskets - Solid Doors: Cooler | 0.013532 | 0.011317 | 0.017094 | 102.1329 | 408.5316 | 0 | 0 | -0.21777 | 0 | -0.21777 | 0 | -0.21777 | 0 | -0.21777 | 0 | 0.30955 | 0.30955 | 0.30955 | 0.30955
234083-Refrigeration -Cooler/Freezer Door Gaskets - Glass Doors | 0.095194 | 0.07961 | 0.12025 | 718.4521 | 2873.8084 | 0 | 0 | -0.21777 | 0 | -0.21777 | 0 | -0.21777 | 0 | -0.21777 | 0 | 0.30956 | 0.30955 | 0.30956 | 0.30955
234129-Software Plug Load Sensors | 0.57972 | 0.48375 | 0 | 4358.4192 | 21792.096 | 0 | 0 | 0.09243 | 0 | 0.09243 | 0 | 0.086354 | 0 | 0.086354 | 0 | 17.7216 | 8.4419 | 17.7216 | 8.4419
234129-Software Plug Load Sensors | 0.57972 | 0.48375 | 0 | 4358.4192 | 21792.096 | 0 | 0 | 0.092736 | 0 | 0.092736 | 0 | 0.08666 | 0 | 0.08666 | 0 | 17.777 | 8.4683 | 17.777 | 8.4683
234129-Software Plug Load Sensors | 0.57972 | 0.48375 | 0 | 4358.4192 | 21792.096 | 0 | 0 | 0.092736 | 0 | 0.092736 | 0 | 0.08666 | 0 | 0.08666 | 0 | 17.777 | 8.4683 | 17.777 | 8.4683
234129-Software Plug Load Sensors | 0.57972 | 0.48375 | 0 | 4358.4192 | 21792.096 | 0 | 0 | 0.092736 | 0 | 0.092736 | 0 | 0.08666 | 0 | 0.08666 | 0 | 17.777 | 8.4683 | 17.777 | 8.4683
234084-Refrigeration -Cooler/Freezer Door Gaskets - Solid Doors: Cooler | 0.0074662 | 0.0062439 | 0.0094311 | 56.3492 | 225.3967 | 0 | 0 | -0.21777 | 0 | -0.21777 | 0 | -0.21777 | 0 | -0.21777 | 0 | 0.30955 | 0.30955 | 0.30955 | 0.30955
234083-Refrigeration -Cooler/Freezer Door Gaskets - Glass Doors | 0.15959 | 0.13346 | 0.20159 | 1204.4638 | 4817.8552 | 0 | 0 | -0.21777 | 0 | -0.21777 | 0 | -0.21777 | 0 | -0.21777 | 0 | 0.30956 | 0.30955 | 0.30956 | 0.30955
234084-Refrigeration -Cooler/Freezer Door Gaskets - Solid Doors: Cooler | 0.18515 | 0.14328 | 0.18355 | 1605.888 | 6423.552 | 0 | 0 | 0.083688 | 0 | 0.083688 | 0 | 0.083688 | 0 | 0.083688 | 0 | 8.5617 | 8.5617 | 8.5617 | 8.5617
234083-Refrigeration -Cooler/Freezer Door Gaskets - Glass Doors | 3.1244 | 2.4179 | 3.0974 | 27099.36 | 108397.44 | 0 | 0 | 0.083688 | 0 | 0.083688 | 0 | 0.083688 | 0 | 0.083688 | 0 | 8.5618 | 8.5617 | 8.5618 | 8.5617
234129-Software Plug Load Sensors | 0.57972 | 0.48375 | 0 | 4358.4192 | 21792.096 | 0 | 0 | 0.092736 | 0 | 0.092736 | 0 | 0.08666 | 0 | 0.08666 | 0 | 17.777 | 8.4683 | 17.777 | 8.4683
234129-Software Plug Load Sensors | 0.57972 | 0.48375 | 0 | 4358.4192 | 21792.096 | 0 | 0 | 0.092736 | 0 | 0.092736 | 0 | 0.08666 | 0 | 0.08666 | 0 | 17.777 | 8.4683 | 17.777 | 8.4683
234083-Refrigeration -Cooler/Freezer Door Gaskets - Glass Doors | 0.21605 | 0.18068 | 0.27291 | 1630.6045 | 6522.418 | 0 | 0 | -0.21752 | 0 | -0.21752 | 0 | -0.21753 | 0 | -0.21753 | 0 | 0.31033 | 0.31032 | 0.31033 | 0.31032
234129-Software Plug Load Sensors | 0.57972 | 0.48375 | 0 | 4358.4192 | 21792.096 | 0 | 0 | 0.092736 | 0 | 0.092736 | 0 | 0.08666 | 0 | 0.08666 | 0 | 17.777 | 8.4683 | 17.777 | 8.4683
234084-Refrigeration -Cooler/Freezer Door Gaskets - Solid Doors: Cooler | 0.023332 | 0.019512 | 0.029472 | 176.0912 | 704.3648 | 0 | 0 | -0.21783 | 0 | -0.21783 | 0 | -0.21783 | 0 | -0.21783 | 0 | 0.30937 | 0.30937 | 0.30937 | 0.30937
234083-Refrigeration -Cooler/Freezer Door Gaskets - Glass Doors | 0.21979 | 0.1838 | 0.27763 | 1658.7791 | 6635.1164 | 0 | 0 | -0.21783 | 0 | -0.21783 | 0 | -0.21783 | 0 | -0.21783 | 0 | 0.30937 | 0.30937 | 0.30937 | 0.30937
234084-Refrigeration -Cooler/Freezer Door Gaskets - Solid Doors: Cooler | 0.18515 | 0.14328 | 0.18355 | 1605.888 | 6423.552 | 0 | 0 | 0.083688 | 0 | 0.083688 | 0 | 0.083688 | 0 | 0.083688 | 0 | 8.5617 | 8.5617 | 8.5617 | 8.5617
234083-Refrigeration -Cooler/Freezer Door Gaskets - Glass Doors | 3.784 | 2.9283 | 3.7513 | 32820.336 | 131281.344 | 0 | 0 | 0.083688 | 0 | 0.083688 | 0 | 0.083688 | 0 | 0.083688 | 0 | 8.5618 | 8.5617 | 8.5618 | 8.5617
234129-Software Plug Load Sensors | 0.57972 | 0.48375 | 0 | 4358.4192 | 21792.096 | 0 | 0 | 0.092736 | 0 | 0.092736 | 0 | 0.08666 | 0 | 0.08666 | 0 | 17.777 | 8.4683 | 17.777 | 8.4683
234129-Software Plug Load Sensors | 0.57972 | 0.48375 | 0 | 4358.4192 | 21792.096 | 0 | 0 | 0.092736 | 0 | 0.092736 | 0 | 0.08666 | 0 | 0.08666 | 0 | 17.777 | 8.4683 | 17.777 | 8.4683
234129-Software Plug Load Sensors | 0.57972 | 0.48375 | 0 | 4358.4192 | 21792.096 | 0 | 0 | 0.092736 | 0 | 0.092736 | 0 | 0.08666 | 0 | 0.08666 | 0 | 17.777 | 8.4683 | 17.777 | 8.4683
234129-Software Plug Load Sensors | 0.57972 | 0.48375 | 0 | 4358.4192 | 21792.096 | 0 | 0 | 0.092736 | 0 | 0.092736 | 0 | 0.08666 | 0 | 0.08666 | 0 | 17.777 | 8.4683 | 17.777 | 8.4683
234083-Refrigeration -Cooler/Freezer Door Gaskets - Glass Doors | 1.296 | 1.003 | 1.2849 | 11241.216 | 44964.864 | 0 | 0 | 0.083688 | 0 | 0.083688 | 0 | 0.083688 | 0 | 0.083688 | 0 | 8.5618 | 8.5617 | 8.5618 | 8.5617
234084-Refrigeration -Cooler/Freezer Door Gaskets - Solid Doors: Cooler | 0.0074662 | 0.0062439 | 0.0094311 | 56.3492 | 225.3967 | 0 | 0 | -0.21777 | 0 | -0.21777 | 0 | -0.21777 | 0 | -0.21777 | 0 | 0.30955 | 0.30955 | 0.30955 | 0.30955
234083-Refrigeration -Cooler/Freezer Door Gaskets - Glass Doors | 0.12692 | 0.10615 | 0.16033 | 957.9361 | 3831.7445 | 0 | 0 | -0.21777 | 0 | -0.21777 | 0 | -0.21777 | 0 | -0.21777 | 0 | 0.30956 | 0.30955 | 0.30956 | 0.30955
234129-Software Plug Load Sensors | 0.57972 | 0.48375 | 0 | 4358.4192 | 21792.096 | 0 | 0 | 0.092736 | 0 | 0.092736 | 0 | 0.08666 | 0 | 0.08666 | 0 | 17.777 | 8.4683 | 17.777 | 8.4683
234083-Refrigeration -Cooler/Freezer Door Gaskets - Glass Doors | 0.20999 | 0.17561 | 0.26525 | 1584.8208 | 6339.2832 | 0 | 0 | -0.21777 | 0 | -0.21777 | 0 | -0.21777 | 0 | -0.21777 | 0 | 0.30956 | 0.30955 | 0.30956 | 0.30955
234129-Software Plug Load Sensors | 0.57972 | 0.48375 | 0 | 4358.4192 | 21792.096 | 0 | 0 | 0.092736 | 0 | 0.092736 | 0 | 0.08666 | 0 | 0.08666 | 0 | 17.777 | 8.4683 | 17.777 | 8.4683
234129-Software Plug Load Sensors | 0.57972 | 0.48375 | 0 | 4358.4192 | 21792.096 | 0 | 0 | 0.092736 | 0 | 0.092736 | 0 | 0.08666 | 0 | 0.08666 | 0 | 17.777 | 8.4683 | 17.777 | 8.4683
234129-Software Plug Load Sensors | 0.57972 | 0.48375 | 0 | 4358.4192 | 21792.096 | 0 | 0 | 0.09243 | 0 | 0.09243 | 0 | 0.086354 | 0 | 0.086354 | 0 | 17.7216 | 8.4419 | 17.7216 | 8.4419
234083-Refrigeration -Cooler/Freezer Door Gaskets - Glass Doors | 1.4118 | 1.0925 | 1.3996 | 12244.896 | 48979.584 | 0 | 0 | 0.083688 | 0 | 0.083688 | 0 | 0.083688 | 0 | 0.083688 | 0 | 8.5618 | 8.5617 | 8.5618 | 8.5617
234129-Software Plug Load Sensors | 0.57972 | 0.48375 | 0 | 4358.4192 | 21792.096 | 0 | 0 | 0.092736 | 0 | 0.092736 | 0 | 0.08666 | 0 | 0.08666 | 0 | 17.777 | 8.4683 | 17.777 | 8.4683
234129-Software Plug Load Sensors | 0.57972 | 0.48375 | 0 | 4358.4192 | 21792.096 | 0 | 0 | 0.09243 | 0 | 0.09243 | 0 | 0.086354 | 0 | 0.086354 | 0 | 17.7216 | 8.4419 | 17.7216 | 8.4419
234129-Software Plug Load Sensors | 0.57972 | 0.48375 | 0 | 4358.4192 | 21792.096 | 0 | 0 | 0.092736 | 0 | 0.092736 | 0 | 0.08666 | 0 | 0.08666 | 0 | 17.777 | 8.4683 | 17.777 | 8.4683
234129-Software Plug Load Sensors | 0.57972 | 0.48375 | 0 | 4358.4192 | 21792.096 | 0 | 0 | 0.092736 | 0 | 0.092736 | 0 | 0.08666 | 0 | 0.08666 | 0 | 17.777 | 8.4683 | 17.777 | 8.4683
234129-Software Plug Load Sensors | 0.57972 | 0.48375 | 0 | 4358.4192 | 21792.096 | 0 | 0 | 0.092736 | 0 | 0.092736 | 0 | 0.08666 | 0 | 0.08666 | 0 | 17.777 | 8.4683 | 17.777 | 8.4683
234129-Software Plug Load Sensors | 0.57972 | 0.48375 | 0 | 4358.4192 | 21792.096 | 0 | 0 | 0.092736 | 0 | 0.092736 | 0 | 0.08666 | 0 | 0.08666 | 0 | 17.777 | 8.4683 | 17.777 | 8.4683
234129-Software Plug Load Sensors | 0.57972 | 0.48375 | 0 | 4358.4192 | 21792.096 | 0 | 0 | 0.092736 | 0 | 0.092736 | 0 | 0.08666 | 0 | 0.08666 | 0 | 17.777 | 8.4683 | 17.777 | 8.4683
234129-Software Plug Load Sensors | 0.57972 | 0.48375 | 0 | 4358.4192 | 21792.096 | 0 | 0 | 0.092736 | 0 | 0.092736 | 0 | 0.08666 | 0 | 0.08666 | 0 | 17.777 | 8.4683 | 17.777 | 8.4683
234129-Software Plug Load Sensors | 0.57972 | 0.48375 | 0 | 4358.4192 | 21792.096 | 0 | 0 | 0.092736 | 0 | 0.092736 | 0 | 0.08666 | 0 | 0.08666 | 0 | 17.777 | 8.4683 | 17.777 | 8.4683
234129-Software Plug Load Sensors | 0.57972 | 0.48375 | 0 | 4358.4192 | 21792.096 | 0 | 0 | 0.092736 | 0 | 0.092736 | 0 | 0.08666 | 0 | 0.08666 | 0 | 17.777 | 8.4683 | 17.777 | 8.4683
234129-Software Plug Load Sensors | 0.57972 | 0.48375 | 0 | 4358.4192 | 21792.096 | 0 | 0 | 0.092736 | 0 | 0.092736 | 0 | 0.08666 | 0 | 0.08666 | 0 | 17.777 | 8.4683 | 17.777 | 8.4683
234330-Premium T8 with T12 40 Watt Baseline - Tr1 | 1.3242 | 0.82127 | 2.1373 | 7152.5024 | 78677.5269 | -9.7298 | -107.0282 | 0.053617 | 0.46578 | 0.053617 | 0.46578 | 0.056396 | 0.48993 | 0.056396 | 0.48993 | 2.0229 | 2.1362 | 2.0229 | 2.1362
234053-Lighting-Remove 4 Ft Lamp (De-Lamp) | 4.2117 | 2.6122 | 6.7979 | 22749.4581 | 250244.0393 | -30.947 | -340.4171 | 0.074589 | 0.64797 | 0.074589 | 0.64797 | 0.087373 | 0.75903 | 0.087373 | 0.75903 | 3.3722 | 5.6826 | 3.3722 | 5.6826
234207-Lighting-8 Ft T-8 with Elec Ballast-Tr1 | 0.80209 | 0.49746 | 1.2946 | 4332.4596 | 47657.0555 | -5.8936 | -64.8298 | -0.053556 | -0.46525 | -0.053556 | -0.46525 | 0.0062738 | 0.054502 | 0.0062738 | 0.054502 | 0.66441 | 1.0629 | 0.66441 | 1.0629
234306-Lighting-Remove 8 Ft Lamp (De-Lamp) - Tr1 | 1.5797 | 0.97978 | 2.5498 | 8532.943 | 93862.3731 | -11.6077 | -127.6848 | 0.086538 | 0.75178 | 0.086538 | 0.75178 | 0.087188 | 0.75743 | 0.087188 | 0.75743 | 5.4393 | 5.6271 | 5.4393 | 5.6271
234049-Lighting-LED Exit Sign New Sign | 0.38498 | 0.38248 | 0 | 3372.586 | 53961.3757 | 0 | 0 | 0.077526 | 0 | 0.077526 | 0 | 0.083422 | 0 | 0.083422 | 0 | 4.9824 | 7.1475 | 4.9824 | 7.1475
234129-Software Plug Load Sensors | 0.57972 | 0.48375 | 0 | 4358.4192 | 21792.096 | 0 | 0 | 0.092736 | 0 | 0.092736 | 0 | 0.08666 | 0 | 0.08666 | 0 | 17.777 | 8.4683 | 17.777 | 8.4683
234129-Software Plug Load Sensors | 0.57972 | 0.48375 | 0 | 4358.4192 | 21792.096 | 0 | 0 | 0.092736 | 0 | 0.092736 | 0 | 0.08666 | 0 | 0.08666 | 0 | 17.777 | 8.4683 | 17.777 | 8.4683
234129-Software Plug Load Sensors | 0.57972 | 0.48375 | 0 | 4358.4192 | 21792.096 | 0 | 0 | 0.092736 | 0 | 0.092736 | 0 | 0.08666 | 0 | 0.08666 | 0 | 17.777 | 8.4683 | 17.777 | 8.4683
234129-Software Plug Load Sensors | 0.57972 | 0.48375 | 0 | 4358.4192 | 21792.096 | 0 | 0 | 0.092736 | 0 | 0.092736 | 0 | 0.08666 | 0 | 0.08666 | 0 | 17.777 | 8.4683 | 17.777 | 8.4683
234330-Premium T8 with T12 40 Watt Baseline - Tr1 | 0.81625 | 0.50625 | 1.3132 | 4408.9528 | 48498.4807 | -9.5289 | -104.8184 | 0.053966 | 0.46532 | 0.053966 | 0.46532 | 0.056769 | 0.48949 | 0.056769 | 0.48949 | 2.0209 | 2.134 | 2.0209 | 2.134
234049-Lighting-LED Exit Sign New Sign | 0.038498 | 0.038248 | 0 | 337.2586 | 5396.1376 | 0 | 0 | 0.077526 | 0 | 0.077526 | 0 | 0.083422 | 0 | 0.083422 | 0 | 4.9824 | 7.1475 | 4.9824 | 7.1475
234294-Lighting-Occupancy Sensor-Wallbox Lghtng Snsr-Tr1 | 0.075982 | 0.047125 | 0.33826 | 410.4173 | 3283.3382 | 0 | 0 | 0.07366 | 0 | 0.07366 | 0 | 0.075348 | 0 | 0.075348 | 0 | 3.257 | 3.4347 | 3.257 | 3.4347
234129-Software Plug Load Sensors | 0.57972 | 0.48375 | 0 | 4358.4192 | 21792.096 | 0 | 0 | 0.092736 | 0 | 0.092736 | 0 | 0.08666 | 0 | 0.08666 | 0 | 17.777 | 8.4683 | 17.777 | 8.4683
234294-Lighting-Occupancy Sensor-Wallbox Lghtng Snsr-Tr1 | 0.11397 | 0.070688 | 0.50738 | 615.6259 | 4925.0074 | 0 | 0 | 0.07366 | 0 | 0.07366 | 0 | 0.075348 | 0 | 0.075348 | 0 | 3.257 | 3.4347 | 3.257 | 3.4347
234312-Lighting-Screw in 14-26 Watt Lamp - Tr1 | 0.046006 | 0.028534 | 0.061036 | 248.5015 | 432.3926 | -0.5433 | -0.94533 | -0.0099109 | -0.08303 | -0.0099109 | -0.08303 | -0.0086227 | -0.072238 | -0.0086227 | -0.072238 | 0.91727 | 0.92724 | 0.91727 | 0.92724
234330-Premium T8 with T12 40 Watt Baseline - Tr1 | 0.057482 | 0.035651 | 0.092476 | 310.4896 | 3415.386 | -0.67105 | -7.3816 | 0.053966 | 0.46532 | 0.053966 | 0.46532 | 0.056769 | 0.48949 | 0.056769 | 0.48949 | 2.0209 | 2.134 | 2.0209 | 2.134
234303-Lighting-Remove 4 Ft Lamp (De-Lamp) - Tr1 | 0.19114 | 0.11855 | 0.3075 | 1032.4411 | 11356.8525 | -2.2314 | -24.5452 | 0.075119 | 0.64771 | 0.075119 | 0.64771 | 0.08801 | 0.75886 | 0.08801 | 0.75886 | 3.369 | 5.6769 | 3.369 | 5.6769
234129-Software Plug Load Sensors | 0.57972 | 0.48375 | 0 | 4358.4192 | 21792.096 | 0 | 0 | 0.092736 | 0 | 0.092736 | 0 | 0.08666 | 0 | 0.08666 | 0 | 17.777 | 8.4683 | 17.777 | 8.4683
234331-Premium T8 with T12 40 Watt Baseline - Tr2 | 0.61726 | 0.38283 | 0.99303 | 3334.1033 | 36675.1365 | -7.2059 | -79.2649 | 0.056116 | 0.48385 | 0.056116 | 0.48385 | 0.070466 | 0.60759 | 0.070466 | 0.60759 | 2.1065 | 2.9379 | 2.1065 | 2.9379
234313-Lighting-Screw in 14-26 Watt Lamp - Tr2 | 0.13529 | 0.083907 | 0.17948 | 730.7507 | 1914.5667 | -1.5976 | -4.1858 | 0.02971 | 0.25654 | 0.02971 | 0.25654 | 0.052236 | 0.45103 | 0.052236 | 0.45103 | 1.3766 | 1.9266 | 1.3766 | 1.9266
234295-Lighting-Occupancy Sensor-Wallbox Lghtng Snsr-Tr2 | 0.075982 | 0.047125 | 0.33826 | 410.4173 | 3283.3382 | 0 | 0 | 0.073961 | 0 | 0.073961 | 0 | 0.083085 | 0 | 0.083085 | 0 | 3.2874 | 4.5795 | 3.2874 | 4.5795
234304-Lighting-Remove 4 Ft Lamp (De-Lamp) - Tr2 | 0.038228 | 0.02371 | 0.0615 | 206.4882 | 2271.3705 | -0.44628 | -4.909 | 0.075305 | 0.64932 | 0.075305 | 0.64932 | 0.092715 | 0.79943 | 0.092715 | 0.79943 | 3.3889 | 7.5692 | 3.3889 | 7.5692
234129-Software Plug Load Sensors | 0.57972 | 0.48375 | 0 | 4358.4192 | 21792.096 | 0 | 0 | 0.092736 | 0 | 0.092736 | 0 | 0.08666 | 0 | 0.08666 | 0 | 17.777 | 8.4683 | 17.777 | 8.4683
234129-Software Plug Load Sensors | 0.57972 | 0.48375 | 0 | 4358.4192 | 21792.096 | 0 | 0 | 0.092736 | 0 | 0.092736 | 0 | 0.08666 | 0 | 0.08666 | 0 | 17.777 | 8.4683 | 17.777 | 8.4683
234049-Lighting-LED Exit Sign New Sign | 0.076997 | 0.076497 | 0 | 674.5172 | 10792.2751 | 0 | 0 | 0.077526 | 0 | 0.077526 | 0 | 0.083422 | 0 | 0.083422 | 0 | 4.9824 | 7.1475 | 4.9824 | 7.1475
234129-Software Plug Load Sensors | 0.57972 | 0.48375 | 0 | 4358.4192 | 21792.096 | 0 | 0 | 0.092736 | 0 | 0.092736 | 0 | 0.08666 | 0 | 0.08666 | 0 | 17.777 | 8.4683 | 17.777 | 8.4683
234129-Software Plug Load Sensors | 0.57972 | 0.48375 | 0 | 4358.4192 | 21792.096 | 0 | 0 | 0.092736 | 0 | 0.092736 | 0 | 0.08666 | 0 | 0.08666 | 0 | 17.777 | 8.4683 | 17.777 | 8.4683
234129-Software Plug Load Sensors | 0.57972 | 0.48375 | 0 | 4358.4192 | 21792.096 | 0 | 0 | 0.092736 | 0 | 0.092736 | 0 | 0.08666 | 0 | 0.08666 | 0 | 17.777 | 8.4683 | 17.777 | 8.4683
234129-Software Plug Load Sensors | 0.57972 | 0.48375 | 0 | 4358.4192 | 21792.096 | 0 | 0 | 0.092736 | 0 | 0.092736 | 0 | 0.08666 | 0 | 0.08666 | 0 | 17.777 | 8.4683 | 17.777 | 8.4683
234129-Software Plug Load Sensors | 0.57972 | 0.48375 | 0 | 4358.4192 | 21792.096 | 0 | 0 | 0.092736 | 0 | 0.092736 | 0 | 0.08666 | 0 | 0.08666 | 0 | 17.777 | 8.4683 | 17.777 | 8.4683
234129-Software Plug Load Sensors | 0.57972 | 0.48375 | 0 | 4358.4192 | 21792.096 | 0 | 0 | 0.09243 | 0 | 0.09243 | 0 | 0.086354 | 0 | 0.086354 | 0 | 17.7216 | 8.4419 | 17.7216 | 8.4419
234129-Software Plug Load Sensors | 0.57972 | 0.48375 | 0 | 4358.4192 | 21792.096 | 0 | 0 | 0.092736 | 0 | 0.092736 | 0 | 0.08666 | 0 | 0.08666 | 0 | 17.777 | 8.4683 | 17.777 | 8.4683
234129-Software Plug Load Sensors | 0.57972 | 0.48375 | 0 | 4358.4192 | 21792.096 | 0 | 0 | 0.092736 | 0 | 0.092736 | 0 | 0.08666 | 0 | 0.08666 | 0 | 17.777 | 8.4683 | 17.777 | 8.4683
234129-Software Plug Load Sensors | 0.57972 | 0.48375 | 0 | 4358.4192 | 21792.096 | 0 | 0 | 0.092736 | 0 | 0.092736 | 0 | 0.08666 | 0 | 0.08666 | 0 | 17.777 | 8.4683 | 17.777 | 8.4683
234129-Software Plug Load Sensors | 0.57972 | 0.48375 | 0 | 4358.4192 | 21792.096 | 0 | 0 | 0.092736 | 0 | 0.092736 | 0 | 0.08666 | 0 | 0.08666 | 0 | 17.777 | 8.4683 | 17.777 | 8.4683
234129-Software Plug Load Sensors | 0.57972 | 0.48375 | 0 | 4358.4192 | 21792.096 | 0 | 0 | 0.092736 | 0 | 0.092736 | 0 | 0.08666 | 0 | 0.08666 | 0 | 17.777 | 8.4683 | 17.777 | 8.4683
234129-Software Plug Load Sensors | 0.57972 | 0.48375 | 0 | 4358.4192 | 21792.096 | 0 | 0 | 0.09243 | 0 | 0.09243 | 0 | 0.086354 | 0 | 0.086354 | 0 | 17.7216 | 8.4419 | 17.7216 | 8.4419
234294-Lighting-Occupancy Sensor-Wallbox Lghtng Snsr-Tr1 | 0.075982 | 0.047125 | 0.33826 | 410.4173 | 3283.3382 | 0 | 0 | 0.07366 | 0 | 0.07366 | 0 | 0.075348 | 0 | 0.075348 | 0 | 3.257 | 3.4347 | 3.257 | 3.4347
234312-Lighting-Screw in 14-26 Watt Lamp - Tr1 | 0.098585 | 0.061143 | 0.13079 | 532.5032 | 926.5555 | -1.1642 | -2.0257 | -0.0099109 | -0.08303 | -0.0099109 | -0.08303 | -0.0086227 | -0.072238 | -0.0086227 | -0.072238 | 0.91727 | 0.92724 | 0.91727 | 0.92724
234330-Premium T8 with T12 40 Watt Baseline - Tr1 | 0.89672 | 0.55616 | 1.4426 | 4843.6383 | 53280.0211 | -10.4684 | -115.1526 | 0.053966 | 0.46532 | 0.053966 | 0.46532 | 0.056769 | 0.48949 | 0.056769 | 0.48949 | 2.0209 | 2.134 | 2.0209 | 2.134
234303-Lighting-Remove 4 Ft Lamp (De-Lamp) - Tr1 | 2.9818 | 1.8493 | 4.797 | 16106.0818 | 177166.8993 | -34.8096 | -382.9057 | 0.075119 | 0.64771 | 0.075119 | 0.64771 | 0.08801 | 0.75886 | 0.08801 | 0.75886 | 3.369 | 5.6769 | 3.369 | 5.6769
234360-Lighting-IntrHiByLnrFlscntFxtr244wrplc400w(TrI)Tr1 | 0.71075 | 0.44082 | 0.97037 | 3839.1206 | 42230.3267 | -8.2974 | -91.2712 | 0.04344 | 0.37456 | 0.04344 | 0.37456 | 0.076464 | 0.65931 | 0.076464 | 0.65931 | 1.6853 | 3.5182 | 1.6853 | 3.5182
234285-Lighting-Occpncy Snsr-Hi-Bay integrated Snsr-Tr1 | 1.7712 | 1.0986 | 0 | 9567.36 | 76538.88 | 0 | 0 | 0.092442 | 0 | 0.092442 | 0 | 0.096787 | 0 | 0.096787 | 0 | 7.673 | 11.1785 | 7.673 | 11.1785
234330-Premium T8 with T12 40 Watt Baseline - Tr1 | 0.057482 | 0.035651 | 0.092476 | 310.4896 | 3415.386 | -0.67105 | -7.3816 | 0.053966 | 0.46532 | 0.053966 | 0.46532 | 0.056769 | 0.48949 | 0.056769 | 0.48949 | 2.0209 | 2.134 | 2.0209 | 2.134
234330-Premium T8 with T12 40 Watt Baseline - Tr1 | 0.43933 | 0.28329 | 0.60138 | 2218.5273 | 24403.8003 | -3.6332 | -39.9657 | 0.041832 | 0.35645 | 0.041832 | 0.35645 | 0.045345 | 0.38639 | 0.045345 | 0.38639 | 1.6313 | 1.7226 | 1.6313 | 1.7226
234303-Lighting-Remove 4 Ft Lamp (De-Lamp) - Tr1 | 0.3571 | 0.23027 | 0.48882 | 1803.2799 | 19836.0791 | -2.9532 | -32.4852 | 0.068349 | 0.58241 | 0.068349 | 0.58241 | 0.084509 | 0.72011 | 0.084509 | 0.72011 | 2.7195 | 4.5824 | 2.7195 | 4.5824
234129-Software Plug Load Sensors | 0.57972 | 0.48375 | 0 | 4358.4192 | 21792.096 | 0 | 0 | 0.09243 | 0 | 0.09243 | 0 | 0.086354 | 0 | 0.086354 | 0 | 17.7216 | 8.4419 | 17.7216 | 8.4419
234129-Software Plug Load Sensors | 0.57972 | 0.48375 | 0 | 4358.4192 | 21792.096 | 0 | 0 | 0.092736 | 0 | 0.092736 | 0 | 0.08666 | 0 | 0.08666 | 0 | 17.777 | 8.4683 | 17.777 | 8.4683
234129-Software Plug Load Sensors | 0.57972 | 0.48375 | 0 | 4358.4192 | 21792.096 | 0 | 0 | 0.092736 | 0 | 0.092736 | 0 | 0.08666 | 0 | 0.08666 | 0 | 17.777 | 8.4683 | 17.777 | 8.4683
234129-Software Plug Load Sensors | 0.57972 | 0.48375 | 0 | 4358.4192 | 21792.096 | 0 | 0 | 0.092736 | 0 | 0.092736 | 0 | 0.08666 | 0 | 0.08666 | 0 | 17.777 | 8.4683 | 17.777 | 8.4683
234330-Premium T8 with T12 40 Watt Baseline - Tr1 | 0.44909 | 0.28959 | 0.61474 | 2267.8279 | 24946.107 | -3.714 | -40.8538 | 0.041832 | 0.35645 | 0.041832 | 0.35645 | 0.045345 | 0.38639 | 0.045345 | 0.38639 | 1.6313 | 1.7226 | 1.6313 | 1.7226
234303-Lighting-Remove 4 Ft Lamp (De-Lamp) - Tr1 | 0.43826 | 0.2826 | 0.59991 | 2213.1163 | 24344.2788 | -3.6244 | -39.8682 | 0.068349 | 0.58241 | 0.068349 | 0.58241 | 0.084509 | 0.72011 | 0.084509 | 0.72011 | 2.7195 | 4.5824 | 2.7195 | 4.5824
234129-Software Plug Load Sensors | 0.57972 | 0.48375 | 0 | 4358.4192 | 21792.096 | 0 | 0 | 0.092736 | 0 | 0.092736 | 0 | 0.08666 | 0 | 0.08666 | 0 | 17.777 | 8.4683 | 17.777 | 8.4683
234330-Premium T8 with T12 40 Watt Baseline - Tr1 | 0.45886 | 0.29588 | 0.62811 | 2317.1285 | 25488.4136 | -3.7947 | -41.7419 | 0.041832 | 0.35645 | 0.041832 | 0.35645 | 0.045345 | 0.38639 | 0.045345 | 0.38639 | 1.6313 | 1.7226 | 1.6313 | 1.7226
234303-Lighting-Remove 4 Ft Lamp (De-Lamp) - Tr1 | 0.45449 | 0.29307 | 0.62213 | 2295.0835 | 25245.9188 | -3.7586 | -41.3448 | 0.068349 | 0.58241 | 0.068349 | 0.58241 | 0.084509 | 0.72011 | 0.084509 | 0.72011 | 2.7195 | 4.5824 | 2.7195 | 4.5824
234084-Refrigeration -Cooler/Freezer Door Gaskets - Solid Doors: Cooler | 0.020076 | 0.015801 | 0.024757 | 147.9166 | 591.6664 | 0 | 0 | -0.21637 | 0 | -0.21637 | 0 | -0.21637 | 0 | -0.21637 | 0 | 0.314 | 0.314 | 0.314 | 0.314
234084-Refrigeration -Cooler/Freezer Door Gaskets - Solid Doors: Cooler | 0.018642 | 0.014672 | 0.022988 | 137.3511 | 549.4045 | 0 | 0 | -0.21719 | 0 | -0.21719 | 0 | -0.21719 | 0 | -0.21719 | 0 | 0.31139 | 0.31139 | 0.31139 | 0.31139
234084-Refrigeration -Cooler/Freezer Door Gaskets - Solid Doors: Cooler | 0.024857 | 0.019563 | 0.030651 | 183.1348 | 732.5394 | 0 | 0 | -0.21719 | 0 | -0.21719 | 0 | -0.21719 | 0 | -0.21719 | 0 | 0.31139 | 0.31139 | 0.31139 | 0.31139
234129-Software Plug Load Sensors | 0.57972 | 0.48375 | 0 | 4358.4192 | 21792.096 | 0 | 0 | 0.092736 | 0 | 0.092736 | 0 | 0.08666 | 0 | 0.08666 | 0 | 17.777 | 8.4683 | 17.777 | 8.4683
234129-Software Plug Load Sensors | 0.57972 | 0.48375 | 0 | 4358.4192 | 21792.096 | 0 | 0 | 0.092736 | 0 | 0.092736 | 0 | 0.08666 | 0 | 0.08666 | 0 | 17.777 | 8.4683 | 17.777 | 8.4683
234129-Software Plug Load Sensors | 0.57972 | 0.48375 | 0 | 4358.4192 | 21792.096 | 0 | 0 | 0.092736 | 0 | 0.092736 | 0 | 0.08666 | 0 | 0.08666 | 0 | 17.777 | 8.4683 | 17.777 | 8.4683
234129-Software Plug Load Sensors | 0.57972 | 0.48375 | 0 | 4358.4192 | 21792.096 | 0 | 0 | 0.092736 | 0 | 0.092736 | 0 | 0.08666 | 0 | 0.08666 | 0 | 17.777 | 8.4683 | 17.777 | 8.4683
234129-Software Plug Load Sensors | 0.57972 | 0.48375 | 0 | 4358.4192 | 21792.096 | 0 | 0 | 0.09243 | 0 | 0.09243 | 0 | 0.086354 | 0 | 0.086354 | 0 | 17.7216 | 8.4419 | 17.7216 | 8.4419
234129-Software Plug Load Sensors | 0.57972 | 0.48375 | 0 | 4358.4192 | 21792.096 | 0 | 0 | 0.092736 | 0 | 0.092736 | 0 | 0.08666 | 0 | 0.08666 | 0 | 17.777 | 8.4683 | 17.777 | 8.4683
234084-Refrigeration -Cooler/Freezer Door Gaskets - Solid Doors: Cooler | 0.082696 | 0.065085 | 0.10197 | 609.2756 | 2437.1022 | 0 | 0 | -0.21637 | 0 | -0.21637 | 0 | -0.21637 | 0 | -0.21637 | 0 | 0.314 | 0.314 | 0.314 | 0.314
234129-Software Plug Load Sensors | 0.57972 | 0.48375 | 0 | 4358.4192 | 21792.096 | 0 | 0 | 0.092736 | 0 | 0.092736 | 0 | 0.08666 | 0 | 0.08666 | 0 | 17.777 | 8.4683 | 17.777 | 8.4683
234129-Software Plug Load Sensors | 0.57972 | 0.48375 | 0 | 4358.4192 | 21792.096 | 0 | 0 | 0.092736 | 0 | 0.092736 | 0 | 0.08666 | 0 | 0.08666 | 0 | 17.777 | 8.4683 | 17.777 | 8.4683
234129-Software Plug Load Sensors | 0.57972 | 0.48375 | 0 | 4358.4192 | 21792.096 | 0 | 0 | 0.092736 | 0 | 0.092736 | 0 | 0.08666 | 0 | 0.08666 | 0 | 17.777 | 8.4683 | 17.777 | 8.4683
234129-Software Plug Load Sensors | 0.57972 | 0.48375 | 0 | 4358.4192 | 21792.096 | 0 | 0 | 0.092736 | 0 | 0.092736 | 0 | 0.08666 | 0 | 0.08666 | 0 | 17.777 | 8.4683 | 17.777 | 8.4683
234129-Software Plug Load Sensors | 0.57972 | 0.48375 | 0 | 4358.4192 | 21792.096 | 0 | 0 | 0.092736 | 0 | 0.092736 | 0 | 0.08666 | 0 | 0.08666 | 0 | 17.777 | 8.4683 | 17.777 | 8.4683
234129-Software Plug Load Sensors | 0.57972 | 0.48375 | 0 | 4358.4192 | 21792.096 | 0 | 0 | 0.092736 | 0 | 0.092736 | 0 | 0.08666 | 0 | 0.08666 | 0 | 17.777 | 8.4683 | 17.777 | 8.4683
234129-Software Plug Load Sensors | 0.57972 | 0.48375 | 0 | 4358.4192 | 21792.096 | 0 | 0 | 0.092736 | 0 | 0.092736 | 0 | 0.08666 | 0 | 0.08666 | 0 | 17.777 | 8.4683 | 17.777 | 8.4683
234129-Software Plug Load Sensors | 0.57972 | 0.48375 | 0 | 4358.4192 | 21792.096 | 0 | 0 | 0.092736 | 0 | 0.092736 | 0 | 0.08666 | 0 | 0.08666 | 0 | 17.777 | 8.4683 | 17.777 | 8.4683
234129-Software Plug Load Sensors | 0.57972 | 0.48375 | 0 | 4358.4192 | 21792.096 | 0 | 0 | 0.092736 | 0 | 0.092736 | 0 | 0.08666 | 0 | 0.08666 | 0 | 17.777 | 8.4683 | 17.777 | 8.4683
234129-Software Plug Load Sensors | 0.57972 | 0.48375 | 0 | 4358.4192 | 21792.096 | 0 | 0 | 0.092736 | 0 | 0.092736 | 0 | 0.08666 | 0 | 0.08666 | 0 | 17.777 | 8.4683 | 17.777 | 8.4683
234129-Software Plug Load Sensors | 0.57972 | 0.48375 | 0 | 4358.4192 | 21792.096 | 0 | 0 | 0.092736 | 0 | 0.092736 | 0 | 0.08666 | 0 | 0.08666 | 0 | 17.777 | 8.4683 | 17.777 | 8.4683
234129-Software Plug Load Sensors | 0.57972 | 0.48375 | 0 | 4358.4192 | 21792.096 | 0 | 0 | 0.092736 | 0 | 0.092736 | 0 | 0.08666 | 0 | 0.08666 | 0 | 17.777 | 8.4683 | 17.777 | 8.4683
234129-Software Plug Load Sensors | 0.57972 | 0.48375 | 0 | 4358.4192 | 21792.096 | 0 | 0 | 0.092736 | 0 | 0.092736 | 0 | 0.08666 | 0 | 0.08666 | 0 | 17.777 | 8.4683 | 17.777 | 8.4683
234129-Software Plug Load Sensors | 0.57972 | 0.48375 | 0 | 4358.4192 | 21792.096 | 0 | 0 | 0.092736 | 0 | 0.092736 | 0 | 0.08666 | 0 | 0.08666 | 0 | 17.777 | 8.4683 | 17.777 | 8.4683
234129-Software Plug Load Sensors | 0.57972 | 0.48375 | 0 | 4358.4192 | 21792.096 | 0 | 0 | 0.092736 | 0 | 0.092736 | 0 | 0.08666 | 0 | 0.08666 | 0 | 17.777 | 8.4683 | 17.777 | 8.4683
234129-Software Plug Load Sensors | 0.57972 | 0.48375 | 0 | 4358.4192 | 21792.096 | 0 | 0 | 0.092736 | 0 | 0.092736 | 0 | 0.08666 | 0 | 0.08666 | 0 | 17.777 | 8.4683 | 17.777 | 8.4683
234129-Software Plug Load Sensors | 0.57972 | 0.48375 | 0 | 4358.4192 | 21792.096 | 0 | 0 | 0.092736 | 0 | 0.092736 | 0 | 0.08666 | 0 | 0.08666 | 0 | 17.777 | 8.4683 | 17.777 | 8.4683
234129-Software Plug Load Sensors | 0.57972 | 0.48375 | 0 | 4358.4192 | 21792.096 | 0 | 0 | 0.092736 | 0 | 0.092736 | 0 | 0.08666 | 0 | 0.08666 | 0 | 17.777 | 8.4683 | 17.777 | 8.4683
234129-Software Plug Load Sensors | 0.57972 | 0.48375 | 0 | 4358.4192 | 21792.096 | 0 | 0 | 0.092736 | 0 | 0.092736 | 0 | 0.08666 | 0 | 0.08666 | 0 | 17.777 | 8.4683 | 17.777 | 8.4683
234129-Software Plug Load Sensors | 0.57972 | 0.48375 | 0 | 4358.4192 | 21792.096 | 0 | 0 | 0.092736 | 0 | 0.092736 | 0 | 0.08666 | 0 | 0.08666 | 0 | 17.777 | 8.4683 | 17.777 | 8.4683
234129-Software Plug Load Sensors | 0.57972 | 0.48375 | 0 | 4358.4192 | 21792.096 | 0 | 0 | 0.092736 | 0 | 0.092736 | 0 | 0.08666 | 0 | 0.08666 | 0 | 17.777 | 8.4683 | 17.777 | 8.4683
234129-Software Plug Load Sensors | 0.57972 | 0.48375 | 0 | 4358.4192 | 21792.096 | 0 | 0 | 0.092736 | 0 | 0.092736 | 0 | 0.08666 | 0 | 0.08666 | 0 | 17.777 | 8.4683 | 17.777 | 8.4683
234129-Software Plug Load Sensors | 0.57972 | 0.48375 | 0 | 4358.4192 | 21792.096 | 0 | 0 | 0.092736 | 0 | 0.092736 | 0 | 0.08666 | 0 | 0.08666 | 0 | 17.777 | 8.4683 | 17.777 | 8.4683
234129-Software Plug Load Sensors | 0.57972 | 0.48375 | 0 | 4358.4192 | 21792.096 | 0 | 0 | 0.092736 | 0 | 0.092736 | 0 | 0.08666 | 0 | 0.08666 | 0 | 17.777 | 8.4683 | 17.777 | 8.4683
234148-Premium T8 with T12 40 Watt Baseline | 0.71515 | 0.46115 | 0.97894 | 3611.3696 | 39725.0661 | -5.9143 | -65.057 | 0.077341 | 0.65903 | 0.077341 | 0.65903 | 0.078972 | 0.67293 | 0.078972 | 0.67293 | 3.5145 | 3.7113 | 3.5145 | 3.7113
234148-Premium T8 with T12 40 Watt Baseline | 0.58895 | 0.37977 | 0.80619 | 2974.0691 | 32714.7603 | -4.8706 | -53.5764 | 0.077341 | 0.65903 | 0.077341 | 0.65903 | 0.078972 | 0.67293 | 0.078972 | 0.67293 | 3.5145 | 3.7113 | 3.5145 | 3.7113
234207-Lighting-8 Ft T-8 with Elec Ballast-Tr1 | 0.028336 | 0.018272 | 0.038788 | 143.092 | 1574.0121 | -0.23434 | -2.5777 | -0.093666 | -0.79813 | -0.093666 | -0.79813 | -0.018024 | -0.15358 | -0.018024 | -0.15358 | 0.53577 | 0.85709 | 0.53577 | 0.85709
234053-Lighting-Remove 4 Ft Lamp (De-Lamp) | 0.032464 | 0.020933 | 0.044438 | 163.9345 | 1803.2799 | -0.26847 | -2.9532 | 0.068346 | 0.58238 | 0.068346 | 0.58238 | 0.084509 | 0.72011 | 0.084509 | 0.72011 | 2.7193 | 4.5824 | 2.7193 | 4.5824
234129-Software Plug Load Sensors | 0.57972 | 0.48375 | 0 | 4358.4192 | 21792.096 | 0 | 0 | 0.092736 | 0 | 0.092736 | 0 | 0.08666 | 0 | 0.08666 | 0 | 17.777 | 8.4683 | 17.777 | 8.4683
234129-Software Plug Load Sensors | 0.57972 | 0.48375 | 0 | 4358.4192 | 21792.096 | 0 | 0 | 0.092736 | 0 | 0.092736 | 0 | 0.08666 | 0 | 0.08666 | 0 | 17.777 | 8.4683 | 17.777 | 8.4683
234129-Software Plug Load Sensors | 0.57972 | 0.48375 | 0 | 4358.4192 | 21792.096 | 0 | 0 | 0.092736 | 0 | 0.092736 | 0 | 0.08666 | 0 | 0.08666 | 0 | 17.777 | 8.4683 | 17.777 | 8.4683
234129-Software Plug Load Sensors | 0.57972 | 0.48375 | 0 | 4358.4192 | 21792.096 | 0 | 0 | 0.092736 | 0 | 0.092736 | 0 | 0.08666 | 0 | 0.08666 | 0 | 17.777 | 8.4683 | 17.777 | 8.4683
234129-Software Plug Load Sensors | 0.57972 | 0.48375 | 0 | 4358.4192 | 21792.096 | 0 | 0 | 0.092736 | 0 | 0.092736 | 0 | 0.08666 | 0 | 0.08666 | 0 | 17.777 | 8.4683 | 17.777 | 8.4683
234129-Software Plug Load Sensors | 0.57972 | 0.48375 | 0 | 4358.4192 | 21792.096 | 0 | 0 | 0.092736 | 0 | 0.092736 | 0 | 0.08666 | 0 | 0.08666 | 0 | 17.777 | 8.4683 | 17.777 | 8.4683
234129-Software Plug Load Sensors | 0.57972 | 0.48375 | 0 | 4358.4192 | 21792.096 | 0 | 0 | 0.092736 | 0 | 0.092736 | 0 | 0.08666 | 0 | 0.08666 | 0 | 17.777 | 8.4683 | 17.777 | 8.4683
234129-Software Plug Load Sensors | 0.57972 | 0.48375 | 0 | 4358.4192 | 21792.096 | 0 | 0 | 0.092736 | 0 | 0.092736 | 0 | 0.08666 | 0 | 0.08666 | 0 | 17.777 | 8.4683 | 17.777 | 8.4683
234361-Lighting-IntrHiByLnrFlscntFxtr244wrplc400w(TrI)Tr2 | 13.0763 | 8.4319 | 15.9101 | 66032.6597 | 726359.257 | -108.1405 | -1189.5452 | 0.050763 | 0.42892 | 0.050763 | 0.42892 | 0.087702 | 0.74104 | 0.087702 | 0.74104 | 1.8783 | 5.204 | 1.8783 | 5.204
234286-Lighting-Occpncy Snsr-Hi-Bay integrated Snsr-Tr2 | 29.9979 | 19.3434 | 0 | 151483.2 | 1211865.6 | 0 | 0 | 0.094917 | 0 | 0.094917 | 0 | 0.099266 | 0 | 0.099266 | 0 | 7.8492 | 11.4393 | 7.8492 | 11.4393
234129-Software Plug Load Sensors | 0.57972 | 0.48375 | 0 | 4358.4192 | 21792.096 | 0 | 0 | 0.092736 | 0 | 0.092736 | 0 | 0.08666 | 0 | 0.08666 | 0 | 17.777 | 8.4683 | 17.777 | 8.4683
234129-Software Plug Load Sensors | 0.57972 | 0.48375 | 0 | 4358.4192 | 21792.096 | 0 | 0 | 0.092736 | 0 | 0.092736 | 0 | 0.08666 | 0 | 0.08666 | 0 | 17.777 | 8.4683 | 17.777 | 8.4683
234340-Lighting-Intr HiBy Lnr FlrscntFxtr600w rplc>400Tr1 | 3.6079 | 2.2377 | 4.9419 | 19488.248 | 214370.7275 | -26.5106 | -291.6171 | 0.055939 | 0.48596 | 0.055939 | 0.48596 | 0.089319 | 0.77594 | 0.089319 | 0.77594 | 2.1167 | 6.3446 | 2.1167 | 6.3446
234285-Lighting-Occpncy Snsr-Hi-Bay integrated Snsr-Tr1 | 3.5425 | 2.1971 | 0 | 19134.72 | 153077.76 | 0 | 0 | 0.091644 | 0 | 0.091644 | 0 | 0.095988 | 0 | 0.095988 | 0 | 7.6154 | 11.0946 | 7.6154 | 11.0946
234340-Lighting-Intr HiBy Lnr FlrscntFxtr600w rplc>400Tr1 | 3.9086 | 2.4242 | 5.3537 | 21112.2686 | 232234.9548 | -28.7199 | -315.9186 | 0.055939 | 0.48596 | 0.055939 | 0.48596 | 0.089319 | 0.77594 | 0.089319 | 0.77594 | 2.1167 | 6.3446 | 2.1167 | 6.3446
234285-Lighting-Occpncy Snsr-Hi-Bay integrated Snsr-Tr1 | 3.8377 | 2.3802 | 0 | 20729.28 | 165834.24 | 0 | 0 | 0.091644 | 0 | 0.091644 | 0 | 0.095988 | 0 | 0.095988 | 0 | 7.6154 | 11.0946 | 7.6154 | 11.0946
234340-Lighting-Intr HiBy Lnr FlrscntFxtr600w rplc>400Tr1 | 5.4119 | 3.3565 | 7.4129 | 29232.3719 | 321556.0913 | -39.766 | -437.4257 | 0.055939 | 0.48596 | 0.055939 | 0.48596 | 0.089319 | 0.77594 | 0.089319 | 0.77594 | 2.1167 | 6.3446 | 2.1167 | 6.3446
234285-Lighting-Occpncy Snsr-Hi-Bay integrated Snsr-Tr1 | 5.3137 | 3.2957 | 0 | 28702.08 | 229616.64 | 0 | 0 | 0.091644 | 0 | 0.091644 | 0 | 0.095988 | 0 | 0.095988 | 0 | 7.6154 | 11.0946 | 7.6154 | 11.0946
234129-Software Plug Load Sensors | 0.57972 | 0.48375 | 0 | 4358.4192 | 21792.096 | 0 | 0 | 0.092736 | 0 | 0.092736 | 0 | 0.08666 | 0 | 0.08666 | 0 | 17.777 | 8.4683 | 17.777 | 8.4683
234129-Software Plug Load Sensors | 0.57972 | 0.48375 | 0 | 4358.4192 | 21792.096 | 0 | 0 | 0.092736 | 0 | 0.092736 | 0 | 0.08666 | 0 | 0.08666 | 0 | 17.777 | 8.4683 | 17.777 | 8.4683
234129-Software Plug Load Sensors | 0.57972 | 0.48375 | 0 | 4358.4192 | 21792.096 | 0 | 0 | 0.092736 | 0 | 0.092736 | 0 | 0.08666 | 0 | 0.08666 | 0 | 17.777 | 8.4683 | 17.777 | 8.4683
234129-Software Plug Load Sensors | 0.57972 | 0.48375 | 0 | 4358.4192 | 21792.096 | 0 | 0 | 0.092736 | 0 | 0.092736 | 0 | 0.08666 | 0 | 0.08666 | 0 | 17.777 | 8.4683 | 17.777 | 8.4683
234340-Lighting-Intr HiBy Lnr FlrscntFxtr600w rplc>400Tr1 | 5.7126 | 3.543 | 7.8247 | 30856.3926 | 339420.3186 | -41.9752 | -461.7272 | 0.055939 | 0.48596 | 0.055939 | 0.48596 | 0.089319 | 0.77594 | 0.089319 | 0.77594 | 2.1167 | 6.3446 | 2.1167 | 6.3446
234285-Lighting-Occpncy Snsr-Hi-Bay integrated Snsr-Tr1 | 5.609 | 3.4787 | 0 | 30296.64 | 242373.12 | 0 | 0 | 0.091644 | 0 | 0.091644 | 0 | 0.095988 | 0 | 0.095988 | 0 | 7.6154 | 11.0946 | 7.6154 | 11.0946
234129-Software Plug Load Sensors | 1.1594 | 0.96751 | 0 | 8716.8384 | 43584.192 | 0 | 0 | 0.092736 | 0 | 0.092736 | 0 | 0.08666 | 0 | 0.08666 | 0 | 17.777 | 8.4683 | 17.777 | 8.4683
234129-Software Plug Load Sensors | 0.57972 | 0.48375 | 0 | 4358.4192 | 21792.096 | 0 | 0 | 0.092736 | 0 | 0.092736 | 0 | 0.08666 | 0 | 0.08666 | 0 | 17.777 | 8.4683 | 17.777 | 8.4683
234330-Premium T8 with T12 40 Watt Baseline - Tr1 | 0.11715 | 0.075544 | 0.16037 | 591.6073 | 6507.6801 | -0.96886 | -10.6575 | 0.042304 | 0.35745 | 0.042304 | 0.35745 | 0.045817 | 0.38713 | 0.045817 | 0.38713 | 1.6385 | 1.7302 | 1.6385 | 1.7302
234303-Lighting-Remove 4 Ft Lamp (De-Lamp) - Tr1 | 0.38956 | 0.2512 | 0.53326 | 1967.2145 | 21639.359 | -3.2217 | -35.4384 | 0.068819 | 0.58148 | 0.068819 | 0.58148 | 0.084977 | 0.71801 | 0.084977 | 0.71801 | 2.7315 | 4.6026 | 2.7315 | 4.6026
234129-Software Plug Load Sensors | 0.57972 | 0.48375 | 0 | 4358.4192 | 21792.096 | 0 | 0 | 0.092736 | 0 | 0.092736 | 0 | 0.08666 | 0 | 0.08666 | 0 | 17.777 | 8.4683 | 17.777 | 8.4683
234129-Software Plug Load Sensors | 0.57972 | 0.48375 | 0 | 4358.4192 | 21792.096 | 0 | 0 | 0.092736 | 0 | 0.092736 | 0 | 0.08666 | 0 | 0.08666 | 0 | 17.777 | 8.4683 | 17.777 | 8.4683
234330-Premium T8 with T12 40 Watt Baseline - Tr1 | 0.6333 | 0.39278 | 1.0222 | 3420.762 | 37628.3824 | -4.6534 | -51.1874 | 0.054026 | 0.46562 | 0.054026 | 0.46562 | 0.056805 | 0.48957 | 0.056805 | 0.48957 | 2.0308 | 2.1445 | 2.0308 | 2.1445
234303-Lighting-Remove 4 Ft Lamp (De-Lamp) - Tr1 | 1.5315 | 0.94987 | 2.472 | 8272.5302 | 90997.8325 | -11.2535 | -123.788 | 0.074998 | 0.64637 | 0.074998 | 0.64637 | 0.087779 | 0.75651 | 0.087779 | 0.75651 | 3.3856 | 5.7048 | 3.3856 | 5.7048
234129-Software Plug Load Sensors | 0.57972 | 0.48375 | 0 | 4358.4192 | 21792.096 | 0 | 0 | 0.092736 | 0 | 0.092736 | 0 | 0.08666 | 0 | 0.08666 | 0 | 17.777 | 8.4683 | 17.777 | 8.4683
234330-Premium T8 with T12 40 Watt Baseline - Tr1 | 0.33392 | 0.2071 | 0.53896 | 1803.6745 | 19840.4198 | -2.4536 | -26.9897 | 0.054026 | 0.46562 | 0.054026 | 0.46562 | 0.056805 | 0.48957 | 0.056805 | 0.48957 | 2.0308 | 2.1445 | 2.0308 | 2.1445
234303-Lighting-Remove 4 Ft Lamp (De-Lamp) - Tr1 | 0.91892 | 0.56992 | 1.4832 | 4963.5181 | 54598.6995 | -6.7521 | -74.2728 | 0.074998 | 0.64637 | 0.074998 | 0.64637 | 0.087779 | 0.75651 | 0.087779 | 0.75651 | 3.3856 | 5.7048 | 3.3856 | 5.7048
234330-Premium T8 with T12 40 Watt Baseline - Tr1 | 0.15621 | 0.10073 | 0.21382 | 788.8097 | 8676.9068 | -1.2918 | -14.21 | 0.042447 | 0.35819 | 0.042447 | 0.35819 | 0.04596 | 0.38783 | 0.04596 | 0.38783 | 1.6406 | 1.7325 | 1.6406 | 1.7325
234303-Lighting-Remove 4 Ft Lamp (De-Lamp) - Tr1 | 0.51942 | 0.33493 | 0.71101 | 2622.9526 | 28852.4786 | -4.2956 | -47.2512 | 0.06896 | 0.58192 | 0.06896 | 0.58192 | 0.085118 | 0.71827 | 0.085118 | 0.71827 | 2.7351 | 4.6087 | 2.7351 | 4.6087
234294-Lighting-Occupancy Sensor-Wallbox Lghtng Snsr-Tr1 | 2.1131 | 1.3626 | 8.7947 | 10670.8493 | 85366.7942 | 0 | 0 | 0.07628 | 0 | 0.07628 | 0 | 0.077968 | 0 | 0.077968 | 0 | 3.3373 | 3.5193 | 3.3373 | 3.5193
234330-Premium T8 with T12 40 Watt Baseline - Tr1 | 0.029289 | 0.018886 | 0.040092 | 147.9018 | 1626.92 | -0.24222 | -2.6644 | 0.041832 | 0.35645 | 0.041832 | 0.35645 | 0.045345 | 0.38639 | 0.045345 | 0.38639 | 1.6313 | 1.7226 | 1.6313 | 1.7226
234312-Lighting-Screw in 14-26 Watt Lamp - Tr1 | 0.8996 | 0.58009 | 0.28964 | 4542.8196 | 7904.5061 | -7.9516 | -13.8358 | 0.050861 | 0.42003 | 0.050861 | 0.42003 | 0.051513 | 0.42541 | 0.051513 | 0.42541 | 1.8391 | 1.8591 | 1.8391 | 1.8591
234294-Lighting-Occupancy Sensor-Wallbox Lghtng Snsr-Tr1 | 1.5036 | 0.96954 | 6.2577 | 7592.7197 | 60741.7574 | 0 | 0 | 0.074934 | 0 | 0.074934 | 0 | 0.076622 | 0 | 0.076622 | 0 | 3.296 | 3.4758 | 3.296 | 3.4758
234330-Premium T8 with T12 40 Watt Baseline - Tr1 | 0.61506 | 0.39661 | 0.84193 | 3105.9382 | 34165.3204 | -5.0865 | -55.9519 | 0.041832 | 0.35645 | 0.041832 | 0.35645 | 0.045345 | 0.38639 | 0.045345 | 0.38639 | 1.6313 | 1.7226 | 1.6313 | 1.7226
234303-Lighting-Remove 4 Ft Lamp (De-Lamp) - Tr1 | 0.74666 | 0.48147 | 1.0221 | 3770.4944 | 41475.438 | -6.1749 | -67.9236 | 0.068349 | 0.58241 | 0.068349 | 0.58241 | 0.084509 | 0.72011 | 0.084509 | 0.72011 | 2.7195 | 4.5824 | 2.7195 | 4.5824
234312-Lighting-Screw in 14-26 Watt Lamp - Tr1 | 2.1314 | 1.3744 | 0.68622 | 10762.9879 | 18727.599 | -18.8391 | -32.7801 | 0.050861 | 0.42003 | 0.050861 | 0.42003 | 0.051513 | 0.42541 | 0.051513 | 0.42541 | 1.8391 | 1.8591 | 1.8391 | 1.8591
234315-Lighting-Screw in 14-26 Watt Reflector Lamp-Tr1 | 0.57401 | 0.37013 | 0.18481 | 2898.6161 | 5797.2322 | -5.0736 | -10.1473 | 0.061825 | 0.52634 | 0.061825 | 0.52634 | 0.061621 | 0.5246 | 0.061621 | 0.5246 | 2.3164 | 2.3063 | 2.3164 | 2.3063
234294-Lighting-Occupancy Sensor-Wallbox Lghtng Snsr-Tr1 | 3.6573 | 2.3583 | 15.2215 | 18468.7776 | 147750.2208 | 0 | 0 | 0.074934 | 0 | 0.074934 | 0 | 0.076622 | 0 | 0.076622 | 0 | 3.296 | 3.4758 | 3.296 | 3.4758
234331-Premium T8 with T12 40 Watt Baseline - Tr2 | 0.16129 | 0.104 | 0.22078 | 814.4621 | 8959.0826 | -1.3338 | -14.6721 | 0.044998 | 0.38021 | 0.044998 | 0.38021 | 0.062986 | 0.5322 | 0.062986 | 0.5322 | 1.7079 | 2.382 | 1.7079 | 2.382
234304-Lighting-Remove 4 Ft Lamp (De-Lamp) - Tr2 | 0.12985 | 0.083734 | 0.17775 | 655.7382 | 7213.1197 | -1.0739 | -11.8128 | 0.069052 | 0.58345 | 0.069052 | 0.58345 | 0.090873 | 0.76783 | 0.090873 | 0.76783 | 2.7476 | 6.1368 | 2.7476 | 6.1368
234307-Lighting-Remove 8 Ft Lamp (De-Lamp) - Tr2 | 0.32146 | 0.20729 | 0.44003 | 1623.3127 | 17856.4392 | -2.6585 | -29.2432 | 0.084301 | 0.7123 | 0.084301 | 0.7123 | 0.094272 | 0.79655 | 0.094272 | 0.79655 | 4.4745 | 7.596 | 4.4745 | 7.596
234129-Software Plug Load Sensors | 0.57972 | 0.48375 | 0 | 4358.4192 | 21792.096 | 0 | 0 | 0.092736 | 0 | 0.092736 | 0 | 0.08666 | 0 | 0.08666 | 0 | 17.777 | 8.4683 | 17.777 | 8.4683
234129-Software Plug Load Sensors | 0.57972 | 0.48375 | 0 | 4358.4192 | 21792.096 | 0 | 0 | 0.092736 | 0 | 0.092736 | 0 | 0.08666 | 0 | 0.08666 | 0 | 17.777 | 8.4683 | 17.777 | 8.4683
234330-Premium T8 with T12 40 Watt Baseline - Tr1 | 0.29289 | 0.18886 | 0.40092 | 1479.0182 | 16269.2002 | -2.4222 | -26.6438 | 0.041832 | 0.35645 | 0.041832 | 0.35645 | 0.045345 | 0.38639 | 0.045345 | 0.38639 | 1.6313 | 1.7226 | 1.6313 | 1.7226
234303-Lighting-Remove 4 Ft Lamp (De-Lamp) - Tr1 | 0.12985 | 0.083734 | 0.17775 | 655.7382 | 7213.1197 | -1.0739 | -11.8128 | 0.068349 | 0.58241 | 0.068349 | 0.58241 | 0.084509 | 0.72011 | 0.084509 | 0.72011 | 2.7195 | 4.5824 | 2.7195 | 4.5824
234306-Lighting-Remove 8 Ft Lamp (De-Lamp) - Tr1 | 0.6965 | 0.44912 | 0.95341 | 3517.1774 | 38688.9517 | -5.76 | -63.3602 | 0.083454 | 0.71111 | 0.083454 | 0.71111 | 0.084276 | 0.71812 | 0.084276 | 0.71812 | 4.3861 | 4.5376 | 4.3861 | 4.5376
234129-Software Plug Load Sensors | 0.57972 | 0.48375 | 0 | 4358.4192 | 21792.096 | 0 | 0 | 0.092736 | 0 | 0.092736 | 0 | 0.08666 | 0 | 0.08666 | 0 | 17.777 | 8.4683 | 17.777 | 8.4683
234129-Software Plug Load Sensors | 0.57972 | 0.48375 | 0 | 4358.4192 | 21792.096 | 0 | 0 | 0.092736 | 0 | 0.092736 | 0 | 0.08666 | 0 | 0.08666 | 0 | 17.777 | 8.4683 | 17.777 | 8.4683
234129-Software Plug Load Sensors | 0.57972 | 0.48375 | 0 | 4358.4192 | 21792.096 | 0 | 0 | 0.092736 | 0 | 0.092736 | 0 | 0.08666 | 0 | 0.08666 | 0 | 17.777 | 8.4683 | 17.777 | 8.4683
234129-Software Plug Load Sensors | 0.57972 | 0.48375 | 0 | 4358.4192 | 21792.096 | 0 | 0 | 0.092736 | 0 | 0.092736 | 0 | 0.08666 | 0 | 0.08666 | 0 | 17.777 | 8.4683 | 17.777 | 8.4683
234129-Software Plug Load Sensors | 0.57972 | 0.48375 | 0 | 4358.4192 | 21792.096 | 0 | 0 | 0.092736 | 0 | 0.092736 | 0 | 0.08666 | 0 | 0.08666 | 0 | 17.777 | 8.4683 | 17.777 | 8.4683
234129-Software Plug Load Sensors | 0.57972 | 0.48375 | 0 | 4358.4192 | 21792.096 | 0 | 0 | 0.092736 | 0 | 0.092736 | 0 | 0.08666 | 0 | 0.08666 | 0 | 17.777 | 8.4683 | 17.777 | 8.4683
234129-Software Plug Load Sensors | 0.57972 | 0.48375 | 0 | 4358.4192 | 21792.096 | 0 | 0 | 0.092736 | 0 | 0.092736 | 0 | 0.08666 | 0 | 0.08666 | 0 | 17.777 | 8.4683 | 17.777 | 8.4683
234129-Software Plug Load Sensors | 0.57972 | 0.48375 | 0 | 4358.4192 | 21792.096 | 0 | 0 | 0.092736 | 0 | 0.092736 | 0 | 0.08666 | 0 | 0.08666 | 0 | 17.777 | 8.4683 | 17.777 | 8.4683
234129-Software Plug Load Sensors | 0.57972 | 0.48375 | 0 | 4358.4192 | 21792.096 | 0 | 0 | 0.092736 | 0 | 0.092736 | 0 | 0.08666 | 0 | 0.08666 | 0 | 17.777 | 8.4683 | 17.777 | 8.4683
234303-Lighting-Remove 4 Ft Lamp (De-Lamp) - Tr1 | 0.61261 | 0.37995 | 0.98878 | 3309.0121 | 36399.133 | -4.5014 | -49.5152 | 0.074591 | 0.64799 | 0.074591 | 0.64799 | 0.087373 | 0.75903 | 0.087373 | 0.75903 | 3.3724 | 5.6826 | 3.3724 | 5.6826
234330-Premium T8 with T12 40 Watt Baseline - Tr1 | 0.20726 | 0.12855 | 0.33453 | 1119.5221 | 12314.7433 | -1.5229 | -16.7522 | 0.053617 | 0.46578 | 0.053617 | 0.46578 | 0.056396 | 0.48993 | 0.056396 | 0.48993 | 2.0229 | 2.1362 | 2.0229 | 2.1362
234129-Software Plug Load Sensors | 0.57972 | 0.48375 | 0 | 4358.4192 | 21792.096 | 0 | 0 | 0.092736 | 0 | 0.092736 | 0 | 0.08666 | 0 | 0.08666 | 0 | 17.777 | 8.4683 | 17.777 | 8.4683
234129-Software Plug Load Sensors | 0.57972 | 0.48375 | 0 | 4358.4192 | 21792.096 | 0 | 0 | 0.092736 | 0 | 0.092736 | 0 | 0.08666 | 0 | 0.08666 | 0 | 17.777 | 8.4683 | 17.777 | 8.4683
234129-Software Plug Load Sensors | 0.57972 | 0.48375 | 0 | 4358.4192 | 21792.096 | 0 | 0 | 0.092736 | 0 | 0.092736 | 0 | 0.08666 | 0 | 0.08666 | 0 | 17.777 | 8.4683 | 17.777 | 8.4683
234129-Software Plug Load Sensors | 0.57972 | 0.48375 | 0 | 4358.4192 | 21792.096 | 0 | 0 | 0.092736 | 0 | 0.092736 | 0 | 0.08666 | 0 | 0.08666 | 0 | 17.777 | 8.4683 | 17.777 | 8.4683
234129-Software Plug Load Sensors | 0.57972 | 0.48375 | 0 | 4358.4192 | 21792.096 | 0 | 0 | 0.092736 | 0 | 0.092736 | 0 | 0.08666 | 0 | 0.08666 | 0 | 17.777 | 8.4683 | 17.777 | 8.4683
234129-Software Plug Load Sensors | 0.57972 | 0.48375 | 0 | 4358.4192 | 21792.096 | 0 | 0 | 0.092736 | 0 | 0.092736 | 0 | 0.08666 | 0 | 0.08666 | 0 | 17.777 | 8.4683 | 17.777 | 8.4683
234330-Premium T8 with T12 40 Watt Baseline - Tr1 | 0.20502 | 0.1322 | 0.28064 | 1035.3127 | 11388.4401 | -1.6955 | -18.6506 | 0.041972 | 0.35719 | 0.041972 | 0.35719 | 0.045485 | 0.38708 | 0.045485 | 0.38708 | 1.6334 | 1.7248 | 1.6334 | 1.7248
234129-Software Plug Load Sensors | 0.57972 | 0.48375 | 0 | 4358.4192 | 21792.096 | 0 | 0 | 0.092736 | 0 | 0.092736 | 0 | 0.08666 | 0 | 0.08666 | 0 | 17.777 | 8.4683 | 17.777 | 8.4683
234129-Software Plug Load Sensors | 0.57972 | 0.48375 | 0 | 4358.4192 | 21792.096 | 0 | 0 | 0.092736 | 0 | 0.092736 | 0 | 0.08666 | 0 | 0.08666 | 0 | 17.777 | 8.4683 | 17.777 | 8.4683
234129-Software Plug Load Sensors | 0.57972 | 0.48375 | 0 | 4358.4192 | 21792.096 | 0 | 0 | 0.092736 | 0 | 0.092736 | 0 | 0.08666 | 0 | 0.08666 | 0 | 17.777 | 8.4683 | 17.777 | 8.4683
234129-Software Plug Load Sensors | 0.57972 | 0.48375 | 0 | 4358.4192 | 21792.096 | 0 | 0 | 0.092736 | 0 | 0.092736 | 0 | 0.08666 | 0 | 0.08666 | 0 | 17.777 | 8.4683 | 17.777 | 8.4683
234129-Software Plug Load Sensors | 0.57972 | 0.48375 | 0 | 4358.4192 | 21792.096 | 0 | 0 | 0.092736 | 0 | 0.092736 | 0 | 0.08666 | 0 | 0.08666 | 0 | 17.777 | 8.4683 | 17.777 | 8.4683
234129-Software Plug Load Sensors | 0.57972 | 0.48375 | 0 | 4358.4192 | 21792.096 | 0 | 0 | 0.092736 | 0 | 0.092736 | 0 | 0.08666 | 0 | 0.08666 | 0 | 17.777 | 8.4683 | 17.777 | 8.4683
234129-Software Plug Load Sensors | 0.57972 | 0.48375 | 0 | 4358.4192 | 21792.096 | 0 | 0 | 0.092736 | 0 | 0.092736 | 0 | 0.08666 | 0 | 0.08666 | 0 | 17.777 | 8.4683 | 17.777 | 8.4683
234330-Premium T8 with T12 40 Watt Baseline - Tr1 | 0.76937 | 0.49611 | 0.76648 | 3885.1746 | 42736.9209 | -6.3627 | -69.9895 | 0.079977 | 0.67576 | 0.079977 | 0.67576 | 0.081493 | 0.68857 | 0.081493 | 0.68857 | 3.7977 | 4.0103 | 3.7977 | 4.0103
234129-Software Plug Load Sensors | 0.57972 | 0.48375 | 0 | 4358.4192 | 21792.096 | 0 | 0 | 0.092736 | 0 | 0.092736 | 0 | 0.08666 | 0 | 0.08666 | 0 | 17.777 | 8.4683 | 17.777 | 8.4683
234129-Software Plug Load Sensors | 0.57972 | 0.48375 | 0 | 4358.4192 | 21792.096 | 0 | 0 | 0.092736 | 0 | 0.092736 | 0 | 0.08666 | 0 | 0.08666 | 0 | 17.777 | 8.4683 | 17.777 | 8.4683
234002-A/C-Reflective Window Film Coastal | 0.46517 | 0.14339 | 0.17885 | 967.3344 | 9673.344 | 0 | 0 | 0.10147 | 0 | 0.10147 | 0 | 0.11366 | 0 | 0.11366 | 0 | 3.9086 | 6.0099 | 3.9086 | 6.0099
234002-A/C-Reflective Window Film Coastal | 0.75232 | 0.23191 | 0.28925 | 1564.4544 | 15644.544 | 0 | 0 | 0.10147 | 0 | 0.10147 | 0 | 0.11366 | 0 | 0.11366 | 0 | 3.9086 | 6.0099 | 3.9086 | 6.0099
234286-Lighting-Occpncy Snsr-Hi-Bay integrated Snsr-Tr2 | 4.105 | 2.647 | 0 | 20729.28 | 165834.24 | 0 | 0 | 0.093711 | 0 | 0.093711 | 0 | 0.098061 | 0 | 0.098061 | 0 | 7.7622 | 11.3125 | 7.7622 | 11.3125
234129-Software Plug Load Sensors | 0.57972 | 0.48375 | 0 | 4358.4192 | 21792.096 | 0 | 0 | 0.092736 | 0 | 0.092736 | 0 | 0.08666 | 0 | 0.08666 | 0 | 17.777 | 8.4683 | 17.777 | 8.4683
234129-Software Plug Load Sensors | 0.57972 | 0.48375 | 0 | 4358.4192 | 21792.096 | 0 | 0 | 0.092736 | 0 | 0.092736 | 0 | 0.08666 | 0 | 0.08666 | 0 | 17.777 | 8.4683 | 17.777 | 8.4683
234129-Software Plug Load Sensors | 0.57972 | 0.48375 | 0 | 4358.4192 | 21792.096 | 0 | 0 | 0.092736 | 0 | 0.092736 | 0 | 0.08666 | 0 | 0.08666 | 0 | 17.777 | 8.4683 | 17.777 | 8.4683
234129-Software Plug Load Sensors | 0.57972 | 0.48375 | 0 | 4358.4192 | 21792.096 | 0 | 0 | 0.092736 | 0 | 0.092736 | 0 | 0.08666 | 0 | 0.08666 | 0 | 17.777 | 8.4683 | 17.777 | 8.4683
234129-Software Plug Load Sensors | 0.57972 | 0.48375 | 0 | 4358.4192 | 21792.096 | 0 | 0 | 0.092736 | 0 | 0.092736 | 0 | 0.08666 | 0 | 0.08666 | 0 | 17.777 | 8.4683 | 17.777 | 8.4683
234129-Software Plug Load Sensors | 0.57972 | 0.48375 | 0 | 4358.4192 | 21792.096 | 0 | 0 | 0.092736 | 0 | 0.092736 | 0 | 0.08666 | 0 | 0.08666 | 0 | 17.777 | 8.4683 | 17.777 | 8.4683
234129-Software Plug Load Sensors | 0.57972 | 0.48375 | 0 | 4358.4192 | 21792.096 | 0 | 0 | 0.092736 | 0 | 0.092736 | 0 | 0.08666 | 0 | 0.08666 | 0 | 17.777 | 8.4683 | 17.777 | 8.4683
234129-Software Plug Load Sensors | 0.57972 | 0.48375 | 0 | 4358.4192 | 21792.096 | 0 | 0 | 0.092736 | 0 | 0.092736 | 0 | 0.08666 | 0 | 0.08666 | 0 | 17.777 | 8.4683 | 17.777 | 8.4683
234129-Software Plug Load Sensors | 0.57972 | 0.48375 | 0 | 4358.4192 | 21792.096 | 0 | 0 | 0.092736 | 0 | 0.092736 | 0 | 0.08666 | 0 | 0.08666 | 0 | 17.777 | 8.4683 | 17.777 | 8.4683
234084-Refrigeration -Cooler/Freezer Door Gaskets - Solid Doors: Cooler | 0.0074662 | 0.0062439 | 0.0094311 | 56.3492 | 225.3967 | 0 | 0 | -0.21777 | 0 | -0.21777 | 0 | -0.21777 | 0 | -0.21777 | 0 | 0.30955 | 0.30955 | 0.30955 | 0.30955
234083-Refrigeration -Cooler/Freezer Door Gaskets - Glass Doors | 0.26785 | 0.224 | 0.33834 | 2021.527 | 8086.1079 | 0 | 0 | -0.21777 | 0 | -0.21777 | 0 | -0.21777 | 0 | -0.21777 | 0 | 0.30956 | 0.30955 | 0.30956 | 0.30955
234084-Refrigeration -Cooler/Freezer Door Gaskets - Solid Doors: Cooler | 0.0074662 | 0.0062439 | 0.0094311 | 56.3492 | 225.3967 | 0 | 0 | -0.21777 | 0 | -0.21777 | 0 | -0.21777 | 0 | -0.21777 | 0 | 0.30955 | 0.30955 | 0.30955 | 0.30955
234083-Refrigeration -Cooler/Freezer Door Gaskets - Glass Doors | 0.14699 | 0.12293 | 0.18567 | 1109.3746 | 4437.4982 | 0 | 0 | -0.21777 | 0 | -0.21777 | 0 | -0.21777 | 0 | -0.21777 | 0 | 0.30956 | 0.30955 | 0.30956 | 0.30955
234083-Refrigeration -Cooler/Freezer Door Gaskets - Glass Doors | 2.7541 | 2.1313 | 2.7303 | 23887.584 | 95550.336 | 0 | 0 | 0.083688 | 0 | 0.083688 | 0 | 0.083688 | 0 | 0.083688 | 0 | 8.5618 | 8.5617 | 8.5618 | 8.5617
234083-Refrigeration -Cooler/Freezer Door Gaskets - Glass Doors | 0.087261 | 0.072976 | 0.11023 | 658.5811 | 2634.3244 | 0 | 0 | -0.21777 | 0 | -0.21777 | 0 | -0.21777 | 0 | -0.21777 | 0 | 0.30956 | 0.30955 | 0.30956 | 0.30955
234361-Lighting-IntrHiByLnrFlscntFxtr244wrplc400w(TrI)Tr2 | 0.86865 | 0.56013 | 1.0416 | 4386.4862 | 48251.3477 | -18.1057 | -199.163 | 0.052071 | 0.44313 | 0.052071 | 0.44313 | 0.087966 | 0.7486 | 0.087966 | 0.7486 | 1.9271 | 5.3393 | 1.9271 | 5.3393
234285-Lighting-Occpncy Snsr-Hi-Bay integrated Snsr-Tr1 | 1.8946 | 1.2217 | 0 | 9567.36 | 76538.88 | 0 | 0 | 0.093855 | 0 | 0.093855 | 0 | 0.098199 | 0 | 0.098199 | 0 | 7.775 | 11.3271 | 7.775 | 11.3271
234321-Lighting-Time Clocks - Tr1 | 0.0094301 | 0.016596 | 0 | 455.2704 | 3642.1632 | 0 | 0 | -0.0026717 | 0 | -0.0026717 | 0 | 0.057552 | 0 | 0.057552 | 0 | 0.96708 | 3.7505 | 0.96708 | 3.7505
234331-Premium T8 with T12 40 Watt Baseline - Tr2 | 0.84659 | 0.52936 | 1.3133 | 4378.1753 | 48159.9288 | -1.2732 | -14.0057 | 0.050998 | 0.43796 | 0.050998 | 0.43796 | 0.066919 | 0.57469 | 0.066919 | 0.57469 | 1.9065 | 2.6589 | 1.9065 | 2.6589
234304-Lighting-Remove 4 Ft Lamp (De-Lamp) - Tr2 | 2.7264 | 1.7048 | 4.2295 | 14099.793 | 155097.7235 | -4.1004 | -45.1049 | 0.072287 | 0.62079 | 0.072287 | 0.62079 | 0.091601 | 0.78666 | 0.091601 | 0.78666 | 3.067 | 6.8503 | 3.067 | 6.8503
234330-Premium T8 with T12 40 Watt Baseline - Tr1 | 0.26228 | 0.164 | 0.41158 | 1356.3811 | 14920.1916 | -0.72684 | -7.9953 | 0.048992 | 0.41999 | 0.048992 | 0.41999 | 0.052091 | 0.44656 | 0.052091 | 0.44656 | 1.8381 | 1.941 | 1.8381 | 1.941
234303-Lighting-Remove 4 Ft Lamp (De-Lamp) - Tr1 | 0.87213 | 0.54533 | 1.3686 | 4510.2427 | 49612.6695 | -2.4169 | -26.5859 | 0.072383 | 0.62052 | 0.072383 | 0.62052 | 0.086639 | 0.74273 | 0.086639 | 0.74273 | 3.0643 | 5.1634 | 3.0643 | 5.1634
234207-Lighting-8 Ft T-8 with Elec Ballast-Tr1 | 0.097653 | 0.061061 | 0.15324 | 505.014 | 5555.1535 | -0.27062 | -2.9768 | -0.070535 | -0.60468 | -0.070535 | -0.60468 | -0.0038088 | -0.032652 | -0.0038088 | -0.032652 | 0.6037 | 0.96577 | 0.6037 | 0.96577
234330-Premium T8 with T12 40 Watt Baseline - Tr1 | 0.096347 | 0.060245 | 0.15119 | 498.2624 | 5480.8867 | -0.267 | -2.937 | 0.048992 | 0.41999 | 0.048992 | 0.41999 | 0.052091 | 0.44656 | 0.052091 | 0.44656 | 1.8381 | 1.941 | 1.8381 | 1.941
234303-Lighting-Remove 4 Ft Lamp (De-Lamp) - Tr1 | 0.16019 | 0.10016 | 0.25138 | 828.4119 | 9112.5311 | -0.44392 | -4.8831 | 0.072383 | 0.62052 | 0.072383 | 0.62052 | 0.086639 | 0.74273 | 0.086639 | 0.74273 | 3.0643 | 5.1634 | 3.0643 | 5.1634
234331-Premium T8 with T12 40 Watt Baseline - Tr2 | 0.1187 | 0.073621 | 0.19097 | 641.1737 | 7052.9109 | -1.3858 | -15.2433 | 0.056116 | 0.48385 | 0.056116 | 0.48385 | 0.070466 | 0.60759 | 0.070466 | 0.60759 | 2.1065 | 2.9379 | 2.1065 | 2.9379
234307-Lighting-Remove 8 Ft Lamp (De-Lamp) - Tr2 | 0.31545 | 0.19565 | 0.50749 | 1703.9065 | 18742.9718 | -3.6826 | -40.5086 | 0.087471 | 0.75422 | 0.087471 | 0.75422 | 0.095426 | 0.82281 | 0.095426 | 0.82281 | 5.5188 | 9.369 | 5.5188 | 9.369
234331-Premium T8 with T12 40 Watt Baseline - Tr2 | 0.23741 | 0.14724 | 0.38193 | 1282.3474 | 14105.8217 | -2.7715 | -30.4865 | 0.056116 | 0.48385 | 0.056116 | 0.48385 | 0.070466 | 0.60759 | 0.070466 | 0.60759 | 2.1065 | 2.9379 | 2.1065 | 2.9379
234313-Lighting-Screw in 14-26 Watt Lamp - Tr2 | 0.013529 | 0.0083907 | 0.017948 | 73.0751 | 191.4567 | -0.15976 | -0.41858 | 0.02971 | 0.25654 | 0.02971 | 0.25654 | 0.052236 | 0.45103 | 0.052236 | 0.45103 | 1.3766 | 1.9266 | 1.3766 | 1.9266
234331-Premium T8 with T12 40 Watt Baseline - Tr2 | 0.60539 | 0.37547 | 0.97393 | 3269.9859 | 35969.8454 | -7.0673 | -77.7406 | 0.056116 | 0.48385 | 0.056116 | 0.48385 | 0.070466 | 0.60759 | 0.070466 | 0.60759 | 2.1065 | 2.9379 | 2.1065 | 2.9379
234313-Lighting-Screw in 14-26 Watt Lamp - Tr2 | 0.0067644 | 0.0041953 | 0.0089742 | 36.5375 | 95.7283 | -0.079882 | -0.20929 | 0.02971 | 0.25654 | 0.02971 | 0.25654 | 0.052236 | 0.45103 | 0.052236 | 0.45103 | 1.3766 | 1.9266 | 1.3766 | 1.9266
234304-Lighting-Remove 4 Ft Lamp (De-Lamp) - Tr2 | 0.038228 | 0.02371 | 0.0615 | 206.4882 | 2271.3705 | -0.44628 | -4.909 | 0.075305 | 0.64932 | 0.075305 | 0.64932 | 0.092715 | 0.79943 | 0.092715 | 0.79943 | 3.3889 | 7.5692 | 3.3889 | 7.5692
234361-Lighting-IntrHiByLnrFlscntFxtr244wrplc400w(TrI)Tr2 | 2.6061 | 1.6805 | 2.5723 | 13160.0236 | 144760.2597 | -21.5519 | -237.0712 | 0.062913 | 0.53089 | 0.062913 | 0.53089 | 0.092177 | 0.77784 | 0.092177 | 0.77784 | 2.3739 | 6.5772 | 2.3739 | 6.5772
234286-Lighting-Occpncy Snsr-Hi-Bay integrated Snsr-Tr2 | 4.7365 | 3.0542 | 0 | 23918.4 | 191347.2 | 0 | 0 | 0.095058 | 0 | 0.095058 | 0 | 0.099407 | 0 | 0.099407 | 0 | 7.8594 | 11.4542 | 7.8594 | 11.4542
234330-Premium T8 with T12 40 Watt Baseline - Tr1 | 0.62556 | 0.40338 | 0.97897 | 3158.9502 | 34748.4525 | -5.1734 | -56.9069 | 0.046047 | 0.39237 | 0.046047 | 0.39237 | 0.049337 | 0.4204 | 0.049337 | 0.4204 | 1.7421 | 1.8396 | 1.7421 | 1.8396
234340-Lighting-Intr HiBy Lnr FlrscntFxtr600w rplc>400Tr1 | 1.7784 | 1.1468 | 1.7554 | 8980.6645 | 98787.3096 | -14.7075 | -161.7822 | 0.071787 | 0.6117 | 0.071787 | 0.6117 | 0.095985 | 0.81789 | 0.095985 | 0.81789 | 2.9769 | 8.9229 | 2.9769 | 8.9229
234002-A/C-Reflective Window Film Coastal | 0.56471 | 0.25949 | 0.26938 | 1456.9728 | 14569.728 | 0 | 0 | 0.095547 | 0 | 0.095547 | 0 | 0.10774 | 0 | 0.10774 | 0 | 3.7389 | 5.749 | 3.7389 | 5.749
234286-Lighting-Occpncy Snsr-Hi-Bay integrated Snsr-Tr2 | 2.2104 | 1.4253 | 0 | 11161.92 | 89295.36 | 0 | 0 | 0.093711 | 0 | 0.093711 | 0 | 0.098061 | 0 | 0.098061 | 0 | 7.7622 | 11.3125 | 7.7622 | 11.3125
234330-Premium T8 with T12 40 Watt Baseline - Tr1 | 0.73003 | 0.45277 | 1.1744 | 3943.2183 | 43375.4018 | -8.5224 | -93.746 | 0.05365 | 0.46428 | 0.05365 | 0.46428 | 0.056453 | 0.48853 | 0.056453 | 0.48853 | 2.0148 | 2.1277 | 2.0148 | 2.1277
234084-Refrigeration -Cooler/Freezer Door Gaskets - Solid Doors: Cooler | 0.041587 | 0.03273 | 0.051282 | 306.3987 | 1225.5948 | 0 | 0 | -0.21637 | 0 | -0.21637 | 0 | -0.21637 | 0 | -0.21637 | 0 | 0.314 | 0.314 | 0.314 | 0.314
234330-Premium T8 with T12 40 Watt Baseline - Tr1 | 0.39088 | 0.24243 | 0.62884 | 2111.3295 | 23224.6246 | -4.5632 | -50.1947 | 0.05365 | 0.46428 | 0.05365 | 0.46428 | 0.056453 | 0.48853 | 0.056453 | 0.48853 | 2.0148 | 2.1277 | 2.0148 | 2.1277
234303-Lighting-Remove 4 Ft Lamp (De-Lamp) - Tr1 | 0.22937 | 0.14226 | 0.369 | 1238.9294 | 13628.223 | -2.6777 | -29.4543 | 0.074805 | 0.64734 | 0.074805 | 0.64734 | 0.087696 | 0.7589 | 0.087696 | 0.7589 | 3.3589 | 5.6599 | 3.3589 | 5.6599
234312-Lighting-Screw in 14-26 Watt Lamp - Tr1 | 0.026289 | 0.016305 | 0.034878 | 142.0008 | 247.0815 | -0.31045 | -0.54019 | -0.015629 | -0.14395 | -0.015629 | -0.14395 | -0.014338 | -0.13206 | -0.014338 | -0.13206 | 0.86979 | 0.87924 | 0.86979 | 0.87924
234330-Premium T8 with T12 40 Watt Baseline - Tr1 | 0.42537 | 0.26382 | 0.68432 | 2297.6233 | 25273.8561 | -4.9658 | -54.6237 | 0.053966 | 0.46532 | 0.053966 | 0.46532 | 0.056769 | 0.48949 | 0.056769 | 0.48949 | 2.0209 | 2.134 | 2.0209 | 2.134
234303-Lighting-Remove 4 Ft Lamp (De-Lamp) - Tr1 | 1.0322 | 0.64016 | 1.6605 | 5575.1821 | 61327.0036 | -12.0495 | -132.5443 | 0.075119 | 0.64771 | 0.075119 | 0.64771 | 0.08801 | 0.75886 | 0.08801 | 0.75886 | 3.369 | 5.6769 | 3.369 | 5.6769
234049-Lighting-LED Exit Sign New Sign | 0.076997 | 0.076497 | 0 | 674.5172 | 10792.2751 | 0 | 0 | 0.077526 | 0 | 0.077526 | 0 | 0.083422 | 0 | 0.083422 | 0 | 4.9824 | 7.1475 | 4.9824 | 7.1475
234330-Premium T8 with T12 40 Watt Baseline - Tr1 | 0.16095 | 0.099824 | 0.25893 | 869.371 | 9563.0807 | -1.8789 | -20.6684 | 0.053966 | 0.46532 | 0.053966 | 0.46532 | 0.056769 | 0.48949 | 0.056769 | 0.48949 | 2.0209 | 2.134 | 2.0209 | 2.134
234303-Lighting-Remove 4 Ft Lamp (De-Lamp) - Tr1 | 0.53519 | 0.33193 | 0.86101 | 2890.8352 | 31799.1871 | -6.2479 | -68.7267 | 0.075119 | 0.64771 | 0.075119 | 0.64771 | 0.08801 | 0.75886 | 0.08801 | 0.75886 | 3.369 | 5.6769 | 3.369 | 5.6769
234294-Lighting-Occupancy Sensor-Wallbox Lghtng Snsr-Tr1 | 0.037991 | 0.023563 | 0.16913 | 205.2086 | 1641.6691 | 0 | 0 | 0.07366 | 0 | 0.07366 | 0 | 0.075348 | 0 | 0.075348 | 0 | 3.257 | 3.4347 | 3.257 | 3.4347
234330-Premium T8 with T12 40 Watt Baseline - Tr1 | 0.51734 | 0.32086 | 0.83229 | 2794.4067 | 30738.4737 | -6.0395 | -66.4342 | 0.053966 | 0.46532 | 0.053966 | 0.46532 | 0.056769 | 0.48949 | 0.056769 | 0.48949 | 2.0209 | 2.134 | 2.0209 | 2.134
234303-Lighting-Remove 4 Ft Lamp (De-Lamp) - Tr1 | 0.038228 | 0.02371 | 0.0615 | 206.4882 | 2271.3705 | -0.44628 | -4.909 | 0.075119 | 0.64771 | 0.075119 | 0.64771 | 0.08801 | 0.75886 | 0.08801 | 0.75886 | 3.369 | 5.6769 | 3.369 | 5.6769
234330-Premium T8 with T12 40 Watt Baseline - Tr1 | 0.13796 | 0.085563 | 0.22194 | 745.1751 | 8196.9263 | -1.6105 | -17.7158 | 0.053966 | 0.46532 | 0.053966 | 0.46532 | 0.056769 | 0.48949 | 0.056769 | 0.48949 | 2.0209 | 2.134 | 2.0209 | 2.134
234312-Lighting-Screw in 14-26 Watt Lamp - Tr1 | 0.034591 | 0.022305 | 0.01734 | 174.6799 | 303.943 | -0.30575 | -0.53201 | 0.06313 | 0.52062 | 0.06313 | 0.52062 | 0.063651 | 0.52492 | 0.063651 | 0.52492 | 2.3016 | 2.3266 | 2.3016 | 2.3266
234294-Lighting-Occupancy Sensor-Wallbox Lghtng Snsr-Tr1 | 0.081274 | 0.052408 | 0.33826 | 410.4173 | 3283.3382 | 0 | 0 | 0.075072 | 0 | 0.075072 | 0 | 0.07676 | 0 | 0.07676 | 0 | 3.3003 | 3.4803 | 3.3003 | 3.4803
234330-Premium T8 with T12 40 Watt Baseline - Tr1 | 1.0755 | 0.67249 | 1.6684 | 5561.9258 | 61181.1837 | -1.6175 | -17.7925 | 0.048614 | 0.41749 | 0.048614 | 0.41749 | 0.051723 | 0.44419 | 0.051723 | 0.44419 | 1.8289 | 1.9313 | 1.8289 | 1.9313
234303-Lighting-Remove 4 Ft Lamp (De-Lamp) - Tr1 | 2.3015 | 1.4391 | 3.5703 | 11902.4227 | 130926.6497 | -3.4614 | -38.0756 | 0.072081 | 0.61902 | 0.072081 | 0.61902 | 0.086382 | 0.74183 | 0.086382 | 0.74183 | 3.049 | 5.1377 | 3.049 | 5.1377
234201-Lighting-2 Ft 2nd Gen T-8 with Elec Ballast-Tr1 | 0.054229 | 0.033909 | 0.084124 | 280.4468 | 3084.9146 | -0.081558 | -0.89714 | -0.042212 | -0.36251 | -0.042212 | -0.36251 | 0.034559 | 0.29679 | 0.034559 | 0.29679 | 0.71759 | 1.4754 | 0.71759 | 1.4754
234330-Premium T8 with T12 40 Watt Baseline - Tr1 | 0.40731 | 0.26265 | 0.40579 | 2056.8572 | 22625.4287 | -3.3685 | -37.0532 | 0.079648 | 0.67782 | 0.079648 | 0.67782 | 0.081164 | 0.69072 | 0.081164 | 0.69072 | 3.7859 | 3.9978 | 3.7859 | 3.9978
234312-Lighting-Screw in 14-26 Watt Lamp - Tr1 | 0.034591 | 0.022305 | 0.01734 | 174.6799 | 303.943 | -0.30575 | -0.53201 | 0.06313 | 0.52062 | 0.06313 | 0.52062 | 0.063651 | 0.52492 | 0.063651 | 0.52492 | 2.3016 | 2.3266 | 2.3016 | 2.3266
234330-Premium T8 with T12 40 Watt Baseline - Tr1 | 0.73577 | 0.45634 | 1.1837 | 3974.2673 | 43716.9404 | -8.5895 | -94.4842 | 0.053966 | 0.46532 | 0.053966 | 0.46532 | 0.056769 | 0.48949 | 0.056769 | 0.48949 | 2.0209 | 2.134 | 2.0209 | 2.134
234294-Lighting-Occupancy Sensor-Wallbox Lghtng Snsr-Tr1 | 0.11397 | 0.070688 | 0.50738 | 615.6259 | 4925.0074 | 0 | 0 | 0.07366 | 0 | 0.07366 | 0 | 0.075348 | 0 | 0.075348 | 0 | 3.257 | 3.4347 | 3.257 | 3.4347
234360-Lighting-IntrHiByLnrFlscntFxtr244wrplc400w(TrI)Tr1 | 13.6221 | 8.7839 | 16.5742 | 68788.583 | 756674.4131 | -112.6538 | -1239.1918 | 0.050591 | 0.43109 | 0.050591 | 0.43109 | 0.080552 | 0.68639 | 0.080552 | 0.68639 | 1.8797 | 3.9241 | 1.8797 | 3.9241
234285-Lighting-Occpncy Snsr-Hi-Bay integrated Snsr-Tr1 | 30.9452 | 19.9543 | 0 | 156266.88 | 1250135.04 | 0 | 0 | 0.093716 | 0 | 0.093716 | 0 | 0.098061 | 0 | 0.098061 | 0 | 7.765 | 11.3125 | 7.765 | 11.3125
234330-Premium T8 with T12 40 Watt Baseline - Tr1 | 0.23271 | 0.13278 | 0.35787 | 1158.074 | 12738.8139 | -1.4973 | -16.4702 | 0.042589 | 0.37543 | 0.042589 | 0.37543 | 0.045871 | 0.40436 | 0.045871 | 0.40436 | 1.688 | 1.7825 | 1.688 | 1.7825
234330-Premium T8 with T12 40 Watt Baseline - Tr1 | 0.42537 | 0.26382 | 0.68432 | 2297.6233 | 25273.8561 | -4.9658 | -54.6237 | 0.053966 | 0.46532 | 0.053966 | 0.46532 | 0.056769 | 0.48949 | 0.056769 | 0.48949 | 2.0209 | 2.134 | 2.0209 | 2.134
234303-Lighting-Remove 4 Ft Lamp (De-Lamp) - Tr1 | 1.4144 | 0.87725 | 2.2755 | 7640.0644 | 84040.7087 | -16.5123 | -181.6348 | 0.075119 | 0.64771 | 0.075119 | 0.64771 | 0.08801 | 0.75886 | 0.08801 | 0.75886 | 3.369 | 5.6769 | 3.369 | 5.6769
234085-Refrigeration -Strip Curtains for Walk-ins | 0.2109 | 0.16598 | 0.039096 | 1553.8133 | 6215.2533 | 0 | 0 | 0.086774 | 0 | 0.086774 | 0 | 0.086954 | 0 | 0.086954 | 0 | 8.5854 | 8.7227 | 8.5854 | 8.7227
234085-Refrigeration -Strip Curtains for Walk-ins | 0.2109 | 0.16598 | 0.039096 | 1553.8133 | 6215.2533 | 0 | 0 | 0.086699 | 0 | 0.086699 | 0 | 0.086879 | 0 | 0.086879 | 0 | 8.5788 | 8.716 | 8.5788 | 8.716
234067-Refrigeration - Food Service -Auto Closer for Main Cooler Doors | 0.14007 | 0.11024 | 0.19962 | 1032.0086 | 8256.0691 | -0.05124 | -0.40992 | 0.031435 | 0.29993 | 0.031435 | 0.29993 | 0.080229 | 0.76548 | 0.080229 | 0.76548 | 1.4863 | 6.0606 | 1.4863 | 6.0606
234360-Lighting-IntrHiByLnrFlscntFxtr244wrplc400w(TrI)Tr1 | 1.7769 | 1.102 | 2.4259 | 9597.8015 | 105575.8169 | -20.7435 | -228.178 | 0.04344 | 0.37456 | 0.04344 | 0.37456 | 0.076464 | 0.65931 | 0.076464 | 0.65931 | 1.6853 | 3.5182 | 1.6853 | 3.5182
234285-Lighting-Occpncy Snsr-Hi-Bay integrated Snsr-Tr1 | 4.4281 | 2.7464 | 0 | 23918.4 | 191347.2 | 0 | 0 | 0.092442 | 0 | 0.092442 | 0 | 0.096787 | 0 | 0.096787 | 0 | 7.673 | 11.1785 | 7.673 | 11.1785
234330-Premium T8 with T12 40 Watt Baseline - Tr1 | 1.5635 | 0.96971 | 2.5154 | 8445.318 | 92898.4983 | -18.2526 | -200.7788 | 0.053966 | 0.46532 | 0.053966 | 0.46532 | 0.056769 | 0.48949 | 0.056769 | 0.48949 | 2.0209 | 2.134 | 2.0209 | 2.134
234294-Lighting-Occupancy Sensor-Wallbox Lghtng Snsr-Tr1 | 0.18996 | 0.11781 | 0.84564 | 1026.0432 | 8208.3456 | 0 | 0 | 0.07366 | 0 | 0.07366 | 0 | 0.075348 | 0 | 0.075348 | 0 | 3.257 | 3.4347 | 3.257 | 3.4347
234303-Lighting-Remove 4 Ft Lamp (De-Lamp) - Tr1 | 3.5934 | 2.2287 | 5.781 | 19409.8934 | 213508.8274 | -41.95 | -461.4505 | 0.075119 | 0.64771 | 0.075119 | 0.64771 | 0.08801 | 0.75886 | 0.08801 | 0.75886 | 3.369 | 5.6769 | 3.369 | 5.6769
234312-Lighting-Screw in 14-26 Watt Lamp - Tr1 | 0.039434 | 0.024457 | 0.052316 | 213.0013 | 370.6222 | -0.46568 | -0.81029 | -0.0099109 | -0.08303 | -0.0099109 | -0.08303 | -0.0086227 | -0.072238 | -0.0086227 | -0.072238 | 0.91727 | 0.92724 | 0.91727 | 0.92724
234331-Premium T8 with T12 40 Watt Baseline - Tr2 | 0.214 | 0.13273 | 0.34541 | 1155.9293 | 12715.2228 | -1.5725 | -17.297 | 0.055748 | 0.4843 | 0.055748 | 0.4843 | 0.069977 | 0.60791 | 0.069977 | 0.60791 | 2.1087 | 2.9409 | 2.1087 | 2.9409
234330-Premium T8 with T12 40 Watt Baseline - Tr1 | 0.64482 | 0.39992 | 1.0408 | 3482.9577 | 38312.5349 | -4.738 | -52.1181 | 0.053617 | 0.46578 | 0.053617 | 0.46578 | 0.056396 | 0.48993 | 0.056396 | 0.48993 | 2.0229 | 2.1362 | 2.0229 | 2.1362
234312-Lighting-Screw in 14-26 Watt Lamp - Tr1 | 5.5958 | 3.6083 | 2.5404 | 28257.5766 | 49168.1832 | -49.461 | -86.0621 | -0.068264 | -0.56296 | -0.068264 | -0.56296 | -0.066329 | -0.547 | -0.066329 | -0.547 | 0.62054 | 0.62728 | 0.62054 | 0.62728
234312-Lighting-Screw in 14-26 Watt Lamp - Tr1 | 7.088 | 4.5705 | 3.2178 | 35792.9303 | 62279.6988 | -62.6506 | -109.0121 | -0.068264 | -0.56296 | -0.068264 | -0.56296 | -0.066329 | -0.547 | -0.066329 | -0.547 | 0.62054 | 0.62728 | 0.62054 | 0.62728
234312-Lighting-Screw in 14-26 Watt Lamp - Tr1 | 1.3989 | 0.90208 | 0.6351 | 7064.3941 | 12292.0458 | -12.3653 | -21.5155 | -0.068264 | -0.56296 | -0.068264 | -0.56296 | -0.066329 | -0.547 | -0.066329 | -0.547 | 0.62054 | 0.62728 | 0.62054 | 0.62728
234330-Premium T8 with T12 40 Watt Baseline - Tr1 | 1.0824 | 0.6713 | 1.747 | 5846.3933 | 64310.3264 | -7.9531 | -87.4839 | 0.053617 | 0.46578 | 0.053617 | 0.46578 | 0.056396 | 0.48993 | 0.056396 | 0.48993 | 2.0229 | 2.1362 | 2.0229 | 2.1362
234330-Premium T8 with T12 40 Watt Baseline - Tr1 | 0.56421 | 0.34993 | 0.91066 | 3047.588 | 33523.468 | -4.1458 | -45.6033 | 0.053617 | 0.46578 | 0.053617 | 0.46578 | 0.056396 | 0.48993 | 0.056396 | 0.48993 | 2.0229 | 2.1362 | 2.0229 | 2.1362
234340-Lighting-Intr HiBy Lnr FlrscntFxtr600w rplc>400Tr1 | 1.804 | 1.1188 | 2.471 | 9744.124 | 107185.3638 | -13.2553 | -145.8086 | 0.055939 | 0.48596 | 0.055939 | 0.48596 | 0.089319 | 0.77594 | 0.089319 | 0.77594 | 2.1167 | 6.3446 | 2.1167 | 6.3446
234049-Lighting-LED Exit Sign New Sign | 0.1155 | 0.11475 | 0 | 1011.7758 | 16188.4127 | 0 | 0 | 0.077526 | 0 | 0.077526 | 0 | 0.083422 | 0 | 0.083422 | 0 | 4.9824 | 7.1475 | 4.9824 | 7.1475
234332-Premium T8 with T12 40 Watt Baseline - Tr3 | 0.14917 | 0.12121 | 0.23602 | 811.3333 | 8924.6659 | -3.854 | -42.3942 | 0.054395 | 0.47591 | 0.054395 | 0.47591 | 0.078718 | 0.68872 | 0.078718 | 0.68872 | 2.069 | 3.9635 | 2.069 | 3.9635
234305-Lighting-Remove 4 Ft Lamp (De-Lamp) - Tr3 | 0.23343 | 0.18968 | 0.36934 | 1269.6307 | 13965.938 | -6.031 | -66.3413 | 0.076558 | 0.66982 | 0.076558 | 0.66982 | 0.096088 | 0.8407 | 0.096088 | 0.8407 | 3.6655 | 11.4533 | 3.6655 | 11.4533
234331-Premium T8 with T12 40 Watt Baseline - Tr2 | 2.2759 | 1.4231 | 3.5306 | 11769.9 | 129468.8995 | -3.4229 | -37.6516 | 0.050998 | 0.43796 | 0.050998 | 0.43796 | 0.066919 | 0.57469 | 0.066919 | 0.57469 | 1.9065 | 2.6589 | 1.9065 | 2.6589
234214-Lighting-Hrdwr Incan Base>90 w Flrscnt Fxtre-Tr2 | 0.041818 | 0.026148 | 0.060619 | 216.2642 | 2595.1704 | 0 | 0 | -0.27142 | 0 | -0.27142 | 0 | -0.14016 | 0 | -0.14016 | 0 | 0.28415 | 0.43462 | 0.28415 | 0.43462
234202-Lighting-2 Ft 2nd Gen T-8 with Elec Ballast-Tr2 | 0.027115 | 0.016954 | 0.042062 | 140.2234 | 1542.4573 | -0.040779 | -0.44857 | -0.041485 | -0.35627 | -0.041485 | -0.35627 | 0.052734 | 0.45287 | 0.052734 | 0.45287 | 0.7211 | 1.9671 | 0.7211 | 1.9671
234332-Premium T8 with T12 40 Watt Baseline - Tr3 | 0.16707 | 0.13576 | 0.26435 | 908.6933 | 9995.6258 | -4.3165 | -47.4815 | 0.054395 | 0.47591 | 0.054395 | 0.47591 | 0.078718 | 0.68872 | 0.078718 | 0.68872 | 2.069 | 3.9635 | 2.069 | 3.9635
234305-Lighting-Remove 4 Ft Lamp (De-Lamp) - Tr3 | 0.59418 | 0.48283 | 0.94015 | 3231.7873 | 35549.6605 | -15.3517 | -168.8688 | 0.076558 | 0.66982 | 0.076558 | 0.66982 | 0.096088 | 0.8407 | 0.096088 | 0.8407 | 3.6655 | 11.4533 | 3.6655 | 11.4533
234316-Lighting-Screw in 14-26 Watt Reflector Lamp-Tr2 | 0.055753 | 0.045305 | 0.036664 | 303.2457 | 909.7371 | -1.5107 | -4.5321 | 0.075501 | 0.66245 | 0.075501 | 0.66245 | 0.084846 | 0.74444 | 0.084846 | 0.74444 | 3.3933 | 4.8217 | 3.3933 | 4.8217
234331-Premium T8 with T12 40 Watt Baseline - Tr2 | 0.69847 | 0.56758 | 1.1052 | 3799.0151 | 41789.166 | -18.0462 | -198.5079 | 0.058833 | 0.51474 | 0.058833 | 0.51474 | 0.071977 | 0.62974 | 0.071977 | 0.62974 | 2.2667 | 3.1612 | 2.2667 | 3.1612
234304-Lighting-Remove 4 Ft Lamp (De-Lamp) - Tr2 | 0.93371 | 0.75874 | 1.4774 | 5078.5229 | 55863.7522 | -24.1241 | -265.3653 | 0.076409 | 0.66852 | 0.076409 | 0.66852 | 0.092354 | 0.80802 | 0.092354 | 0.80802 | 3.6465 | 8.1445 | 3.6465 | 8.1445
234330-Premium T8 with T12 40 Watt Baseline - Tr1 | 1.1169 | 0.69272 | 1.8027 | 6032.9803 | 66362.7836 | -8.2069 | -90.276 | 0.053617 | 0.46578 | 0.053617 | 0.46578 | 0.056396 | 0.48993 | 0.056396 | 0.48993 | 2.0229 | 2.1362 | 2.0229 | 2.1362
234330-Premium T8 with T12 40 Watt Baseline - Tr1 | 1.1515 | 0.71415 | 1.8585 | 6219.5673 | 68415.2408 | -8.4607 | -93.068 | 0.053617 | 0.46578 | 0.053617 | 0.46578 | 0.056396 | 0.48993 | 0.056396 | 0.48993 | 2.0229 | 2.1362 | 2.0229 | 2.1362
234330-Premium T8 with T12 40 Watt Baseline - Tr1 | 0.46058 | 0.28566 | 0.7434 | 2487.8269 | 27366.0963 | -3.3843 | -37.2272 | 0.053617 | 0.46578 | 0.053617 | 0.46578 | 0.056396 | 0.48993 | 0.056396 | 0.48993 | 2.0229 | 2.1362 | 2.0229 | 2.1362
234340-Lighting-Intr HiBy Lnr FlrscntFxtr600w rplc>400Tr1 | 0.60132 | 0.37295 | 0.82365 | 3248.0413 | 35728.4546 | -4.4184 | -48.6029 | 0.055939 | 0.48596 | 0.055939 | 0.48596 | 0.089319 | 0.77594 | 0.089319 | 0.77594 | 2.1167 | 6.3446 | 2.1167 | 6.3446
234330-Premium T8 with T12 40 Watt Baseline - Tr1 | 1.3135 | 0.84699 | 2.1319 | 6632.971 | 72962.6814 | -10.8627 | -119.4896 | 0.059584 | 0.50772 | 0.059584 | 0.50772 | 0.062156 | 0.52964 | 0.062156 | 0.52964 | 2.2281 | 2.3529 | 2.2281 | 2.3529
234303-Lighting-Remove 4 Ft Lamp (De-Lamp) - Tr1 | 0.26605 | 0.17156 | 0.43182 | 1343.5113 | 14778.6241 | -2.2002 | -24.2027 | 0.078998 | 0.67314 | 0.078998 | 0.67314 | 0.090829 | 0.77396 | 0.090829 | 0.77396 | 3.7145 | 6.2591 | 3.7145 | 6.2591
234330-Premium T8 with T12 40 Watt Baseline - Tr1 | 2.8326 | 1.7568 | 4.5719 | 15300.1357 | 168301.4924 | -20.8134 | -228.9473 | 0.053617 | 0.46578 | 0.053617 | 0.46578 | 0.056396 | 0.48993 | 0.056396 | 0.48993 | 2.0229 | 2.1362 | 2.0229 | 2.1362
234303-Lighting-Remove 4 Ft Lamp (De-Lamp) - Tr1 | 1.6847 | 1.0449 | 2.7191 | 9099.7832 | 100097.6157 | -12.3788 | -136.1668 | 0.074591 | 0.64799 | 0.074591 | 0.64799 | 0.087373 | 0.75903 | 0.087373 | 0.75903 | 3.3724 | 5.6826 | 3.3724 | 5.6826
234331-Premium T8 with T12 40 Watt Baseline - Tr2 | 1.5625 | 1.0075 | 2.1388 | 7890.1012 | 86791.1127 | -12.9215 | -142.1362 | 0.044499 | 0.37927 | 0.044499 | 0.37927 | 0.06249 | 0.53261 | 0.06249 | 0.53261 | 1.7 | 2.3709 | 1.7 | 2.3709
234049-Lighting-LED Exit Sign New Sign | 0.30799 | 0.30599 | 0 | 2698.0688 | 43169.1006 | 0 | 0 | 0.077526 | 0 | 0.077526 | 0 | 0.083422 | 0 | 0.083422 | 0 | 4.9824 | 7.1475 | 4.9824 | 7.1475
234067-Refrigeration - Food Service -Auto Closer for Main Cooler Doors | 0.14007 | 0.11024 | 0.19962 | 1032.0086 | 8256.0691 | -0.05124 | -0.40992 | 0.031445 | 0.29885 | 0.031445 | 0.29885 | 0.080239 | 0.76258 | 0.080239 | 0.76258 | 1.4864 | 6.0613 | 1.4864 | 6.0613
234085-Refrigeration -Strip Curtains for Walk-ins | 0.2109 | 0.16598 | 0.039096 | 1553.8133 | 6215.2533 | 0 | 0 | 0.086774 | 0 | 0.086774 | 0 | 0.086954 | 0 | 0.086954 | 0 | 8.5854 | 8.7227 | 8.5854 | 8.7227
234083-Refrigeration -Cooler/Freezer Door Gaskets - Glass Doors | 0.026598 | 0.022244 | 0.033598 | 200.744 | 802.9759 | 0 | 0 | -0.21696 | 0 | -0.21696 | 0 | -0.21696 | 0 | -0.21696 | 0 | 0.31211 | 0.31211 | 0.31211 | 0.31211
234084-Refrigeration -Cooler/Freezer Door Gaskets - Solid Doors: Cooler | 0.016799 | 0.014049 | 0.02122 | 126.7857 | 507.1427 | 0 | 0 | -0.21696 | 0 | -0.21696 | 0 | -0.21696 | 0 | -0.21696 | 0 | 0.31211 | 0.31211 | 0.31211 | 0.31211
234360-Lighting-IntrHiByLnrFlscntFxtr244wrplc400w(TrI)Tr1 | 5.6775 | 3.661 | 6.9369 | 28670.1532 | 315371.6852 | -111.6892 | -1228.5807 | 0.05066 | 0.43168 | 0.05066 | 0.43168 | 0.080585 | 0.68667 | 0.080585 | 0.68667 | 1.882 | 3.9288 | 1.882 | 3.9288
234285-Lighting-Occpncy Snsr-Hi-Bay integrated Snsr-Tr1 | 12.6307 | 8.1446 | 0 | 63782.4 | 510259.2 | 0 | 0 | 0.093716 | 0 | 0.093716 | 0 | 0.098061 | 0 | 0.098061 | 0 | 7.765 | 11.3125 | 7.765 | 11.3125
234148-Premium T8 with T12 40 Watt Baseline | 0.73343 | 0.47293 | 1.3341 | 3703.6535 | 40740.1887 | -14.4282 | -158.7099 | 0.07841 | 0.66814 | 0.07841 | 0.66814 | 0.079985 | 0.68155 | 0.079985 | 0.68155 | 3.641 | 3.8449 | 3.641 | 3.8449
234053-Lighting-Remove 4 Ft Lamp (De-Lamp) | 0.56598 | 0.36496 | 1.0295 | 2858.1024 | 31439.1267 | -11.1342 | -122.4761 | 0.069728 | 0.59416 | 0.069728 | 0.59416 | 0.085329 | 0.72709 | 0.085329 | 0.72709 | 2.8172 | 4.7474 | 2.8172 | 4.7474
234360-Lighting-IntrHiByLnrFlscntFxtr244wrplc400w(TrI)Tr1 | 2.9707 | 1.9156 | 3.846 | 15001.3528 | 165014.8803 | -24.5674 | -270.2418 | 0.043492 | 0.37069 | 0.043492 | 0.37069 | 0.077137 | 0.65745 | 0.077137 | 0.65745 | 1.6734 | 3.4935 | 1.6734 | 3.4935
234285-Lighting-Occpncy Snsr-Hi-Bay integrated Snsr-Tr1 | 7.5784 | 4.8868 | 0 | 38269.44 | 306155.52 | 0 | 0 | 0.09369 | 0 | 0.09369 | 0 | 0.098034 | 0 | 0.098034 | 0 | 7.7631 | 11.3097 | 7.7631 | 11.3097
234330-Premium T8 with T12 40 Watt Baseline - Tr1 | 0.072076 | 0.046477 | 0.10996 | 363.9712 | 4003.6833 | -0.59607 | -6.5568 | 0.054216 | 0.46209 | 0.054216 | 0.46209 | 0.057072 | 0.48643 | 0.057072 | 0.48643 | 2.0067 | 2.119 | 2.0067 | 2.119
234303-Lighting-Remove 4 Ft Lamp (De-Lamp) - Tr1 | 0.23967 | 0.15454 | 0.36563 | 1210.2782 | 13313.0606 | -1.9821 | -21.8026 | 0.075767 | 0.64578 | 0.075767 | 0.64578 | 0.088901 | 0.75771 | 0.088901 | 0.75771 | 3.3453 | 5.637 | 3.3453 | 5.637
234207-Lighting-8 Ft T-8 with Elec Ballast-Tr1 | 0.38861 | 0.25059 | 0.53195 | 1962.4046 | 21586.451 | -3.2138 | -35.3517 | -0.093693 | -0.79856 | -0.093693 | -0.79856 | -0.018051 | -0.15385 | -0.018051 | -0.15385 | 0.53563 | 0.85688 | 0.53563 | 0.85688
234330-Premium T8 with T12 40 Watt Baseline - Tr1 | 2.8556 | 1.7711 | 4.6091 | 15424.527 | 169669.7972 | -20.9826 | -230.8087 | 0.053617 | 0.46578 | 0.053617 | 0.46578 | 0.056396 | 0.48993 | 0.056396 | 0.48993 | 2.0229 | 2.1362 | 2.0229 | 2.1362
234049-Lighting-LED Exit Sign New Sign | 0.076997 | 0.076497 | 0 | 674.5172 | 10792.2751 | 0 | 0 | 0.077526 | 0 | 0.077526 | 0 | 0.083422 | 0 | 0.083422 | 0 | 4.9824 | 7.1475 | 4.9824 | 7.1475
234340-Lighting-Intr HiBy Lnr FlrscntFxtr600w rplc>400Tr1 | 0.60132 | 0.37295 | 0.82365 | 3248.0413 | 35728.4546 | -4.4184 | -48.6029 | 0.055939 | 0.48596 | 0.055939 | 0.48596 | 0.089319 | 0.77594 | 0.089319 | 0.77594 | 2.1167 | 6.3446 | 2.1167 | 6.3446
234330-Premium T8 with T12 40 Watt Baseline - Tr1 | 0.72542 | 0.44991 | 1.1709 | 3918.3274 | 43101.6017 | -5.3303 | -58.6328 | 0.053617 | 0.46578 | 0.053617 | 0.46578 | 0.056396 | 0.48993 | 0.056396 | 0.48993 | 2.0229 | 2.1362 | 2.0229 | 2.1362
234330-Premium T8 with T12 40 Watt Baseline - Tr1 | 0.66784 | 0.41421 | 1.0779 | 3607.3491 | 39680.8397 | -4.9072 | -53.9794 | 0.053617 | 0.46578 | 0.053617 | 0.46578 | 0.056396 | 0.48993 | 0.056396 | 0.48993 | 2.0229 | 2.1362 | 2.0229 | 2.1362
234330-Premium T8 with T12 40 Watt Baseline - Tr1 | 0.34544 | 0.21424 | 0.55755 | 1865.8702 | 20524.5722 | -2.5382 | -27.9204 | 0.053617 | 0.46578 | 0.053617 | 0.46578 | 0.056396 | 0.48993 | 0.056396 | 0.48993 | 2.0229 | 2.1362 | 2.0229 | 2.1362
234286-Lighting-Occpncy Snsr-Hi-Bay integrated Snsr-Tr2 | 5.6838 | 3.6651 | 0 | 28702.08 | 229616.64 | 0 | 0 | 0.09385 | 0 | 0.09385 | 0 | 0.098199 | 0 | 0.098199 | 0 | 7.7722 | 11.3271 | 7.7722 | 11.3271
234330-Premium T8 with T12 40 Watt Baseline - Tr1 | 1.1169 | 0.69272 | 1.8027 | 6032.9803 | 66362.7836 | -8.2069 | -90.276 | 0.053617 | 0.46578 | 0.053617 | 0.46578 | 0.056396 | 0.48993 | 0.056396 | 0.48993 | 2.0229 | 2.1362 | 2.0229 | 2.1362
234340-Lighting-Intr HiBy Lnr FlrscntFxtr600w rplc>400Tr1 | 7.8172 | 4.8483 | 10.7075 | 42224.5372 | 464469.9097 | -57.4397 | -631.8372 | 0.055939 | 0.48596 | 0.055939 | 0.48596 | 0.089319 | 0.77594 | 0.089319 | 0.77594 | 2.1167 | 6.3446 | 2.1167 | 6.3446
234360-Lighting-IntrHiByLnrFlscntFxtr244wrplc400w(TrI)Tr1 | 2.6317 | 1.697 | 2.5977 | 13289.5958 | 146185.5533 | -21.7641 | -239.4054 | 0.062537 | 0.53289 | 0.062537 | 0.53289 | 0.086274 | 0.73515 | 0.086274 | 0.73515 | 2.3726 | 4.953 | 2.3726 | 4.953
234285-Lighting-Occpncy Snsr-Hi-Bay integrated Snsr-Tr1 | 4.7365 | 3.0542 | 0 | 23918.4 | 191347.2 | 0 | 0 | 0.093716 | 0 | 0.093716 | 0 | 0.098061 | 0 | 0.098061 | 0 | 7.765 | 11.3125 | 7.765 | 11.3125
234330-Premium T8 with T12 40 Watt Baseline - Tr1 | 0.041704 | 0.026892 | 0.065264 | 210.5967 | 2316.5635 | -0.34489 | -3.7938 | 0.046047 | 0.39237 | 0.046047 | 0.39237 | 0.049337 | 0.4204 | 0.049337 | 0.4204 | 1.7421 | 1.8396 | 1.7421 | 1.8396
234303-Lighting-Remove 4 Ft Lamp (De-Lamp) - Tr1 | 0.13867 | 0.089421 | 0.21702 | 700.2768 | 7703.0445 | -1.1468 | -12.6151 | 0.070877 | 0.60395 | 0.070877 | 0.60395 | 0.086009 | 0.73289 | 0.086009 | 0.73289 | 2.9042 | 4.8936 | 2.9042 | 4.8936
234360-Lighting-IntrHiByLnrFlscntFxtr244wrplc400w(TrI)Tr1 | 1.0678 | 0.66227 | 1.4626 | 5767.7455 | 63445.2007 | -7.8461 | -86.3071 | 0.04318 | 0.37511 | 0.04318 | 0.37511 | 0.075924 | 0.65957 | 0.075924 | 0.65957 | 1.687 | 3.5218 | 1.687 | 3.5218
234285-Lighting-Occpncy Snsr-Hi-Bay integrated Snsr-Tr1 | 2.6569 | 1.6478 | 0 | 14351.04 | 114808.32 | 0 | 0 | 0.091644 | 0 | 0.091644 | 0 | 0.095988 | 0 | 0.095988 | 0 | 7.6154 | 11.0946 | 7.6154 | 11.0946
234330-Premium T8 with T12 40 Watt Baseline - Tr1 | 0.1612 | 0.099981 | 0.26019 | 870.7394 | 9578.1337 | -1.1845 | -13.0295 | 0.053617 | 0.46578 | 0.053617 | 0.46578 | 0.056396 | 0.48993 | 0.056396 | 0.48993 | 2.0229 | 2.1362 | 2.0229 | 2.1362
234303-Lighting-Remove 4 Ft Lamp (De-Lamp) - Tr1 | 0.53604 | 0.33246 | 0.86518 | 2895.3856 | 31849.2414 | -3.9387 | -43.3258 | 0.074591 | 0.64799 | 0.074591 | 0.64799 | 0.087373 | 0.75903 | 0.087373 | 0.75903 | 3.3724 | 5.6826 | 3.3724 | 5.6826
234312-Lighting-Screw in 14-26 Watt Lamp - Tr1 | 0.9688 | 0.62471 | 0.31192 | 4892.2672 | 8512.545 | -8.5632 | -14.9 | 0.050861 | 0.42003 | 0.050861 | 0.42003 | 0.051513 | 0.42541 | 0.051513 | 0.42541 | 1.8391 | 1.8591 | 1.8391 | 1.8591
234330-Premium T8 with T12 40 Watt Baseline - Tr1 | 0.019526 | 0.012591 | 0.026728 | 98.6012 | 1084.6133 | -0.16148 | -1.7763 | 0.041832 | 0.35645 | 0.041832 | 0.35645 | 0.045345 | 0.38639 | 0.045345 | 0.38639 | 1.6313 | 1.7226 | 1.6313 | 1.7226
234294-Lighting-Occupancy Sensor-Wallbox Lghtng Snsr-Tr1 | 2.1538 | 1.3888 | 8.9638 | 10876.0579 | 87008.4634 | 0 | 0 | 0.074934 | 0 | 0.074934 | 0 | 0.076622 | 0 | 0.076622 | 0 | 3.296 | 3.4758 | 3.296 | 3.4758
234049-Lighting-LED Exit Sign New Sign | 0.46198 | 0.45898 | 0 | 4047.1032 | 64753.6509 | 0 | 0 | 0.077526 | 0 | 0.077526 | 0 | 0.083422 | 0 | 0.083422 | 0 | 4.9824 | 7.1475 | 4.9824 | 7.1475
234331-Premium T8 with T12 40 Watt Baseline - Tr2 | 0.2018 | 0.12516 | 0.32464 | 1089.9953 | 11989.9485 | -2.3558 | -25.9135 | 0.056116 | 0.48385 | 0.056116 | 0.48385 | 0.070466 | 0.60759 | 0.070466 | 0.60759 | 2.1065 | 2.9379 | 2.1065 | 2.9379
234304-Lighting-Remove 4 Ft Lamp (De-Lamp) - Tr2 | 0.64988 | 0.40306 | 1.0455 | 3510.2999 | 38613.2986 | -7.5867 | -83.4538 | 0.075305 | 0.64932 | 0.075305 | 0.64932 | 0.092715 | 0.79943 | 0.092715 | 0.79943 | 3.3889 | 7.5692 | 3.3889 | 7.5692
234330-Premium T8 with T12 40 Watt Baseline - Tr1 | 0.10347 | 0.064172 | 0.16646 | 558.8813 | 6147.6947 | -1.2079 | -13.2868 | 0.053966 | 0.46532 | 0.053966 | 0.46532 | 0.056769 | 0.48949 | 0.056769 | 0.48949 | 2.0209 | 2.134 | 2.0209 | 2.134
234303-Lighting-Remove 4 Ft Lamp (De-Lamp) - Tr1 | 0.34405 | 0.21339 | 0.5535 | 1858.394 | 20442.3345 | -4.0165 | -44.1814 | 0.075119 | 0.64771 | 0.075119 | 0.64771 | 0.08801 | 0.75886 | 0.08801 | 0.75886 | 3.369 | 5.6769 | 3.369 | 5.6769
234312-Lighting-Screw in 14-26 Watt Lamp - Tr1 | 0.0065723 | 0.0040762 | 0.0087194 | 35.5002 | 61.7704 | -0.077614 | -0.13505 | -0.0099109 | -0.08303 | -0.0099109 | -0.08303 | -0.0086227 | -0.072238 | -0.0086227 | -0.072238 | 0.91727 | 0.92724 | 0.91727 | 0.92724
234294-Lighting-Occupancy Sensor-Wallbox Lghtng Snsr-Tr1 | 0.037991 | 0.023563 | 0.16913 | 205.2086 | 1641.6691 | 0 | 0 | 0.07366 | 0 | 0.07366 | 0 | 0.075348 | 0 | 0.075348 | 0 | 3.257 | 3.4347 | 3.257 | 3.4347
234332-Premium T8 with T12 40 Watt Baseline - Tr3 | 0.08599 | 0.053332 | 0.13834 | 464.4723 | 5109.1953 | -1.0039 | -11.0424 | 0.05127 | 0.44207 | 0.05127 | 0.44207 | 0.077827 | 0.67106 | 0.077827 | 0.67106 | 1.9228 | 3.6835 | 1.9228 | 3.6835
234305-Lighting-Remove 4 Ft Lamp (De-Lamp) - Tr3 | 0.30582 | 0.18968 | 0.492 | 1651.9058 | 18170.964 | -3.5702 | -39.2724 | 0.075468 | 0.65072 | 0.075468 | 0.65072 | 0.096792 | 0.83458 | 0.096792 | 0.83458 | 3.4065 | 10.6442 | 3.4065 | 10.6442
234330-Premium T8 with T12 40 Watt Baseline - Tr1 | 0.88523 | 0.54903 | 1.4241 | 4781.5404 | 52596.9439 | -10.3342 | -113.6763 | 0.053966 | 0.46532 | 0.053966 | 0.46532 | 0.056769 | 0.48949 | 0.056769 | 0.48949 | 2.0209 | 2.134 | 2.0209 | 2.134
234303-Lighting-Remove 4 Ft Lamp (De-Lamp) - Tr1 | 1.2615 | 0.78241 | 2.0295 | 6814.1115 | 74955.2266 | -14.7271 | -161.9986 | 0.075119 | 0.64771 | 0.075119 | 0.64771 | 0.08801 | 0.75886 | 0.08801 | 0.75886 | 3.369 | 5.6769 | 3.369 | 5.6769
234330-Premium T8 with T12 40 Watt Baseline - Tr1 | 0.59782 | 0.37077 | 0.96175 | 3229.0922 | 35520.014 | -6.9789 | -76.7684 | 0.053966 | 0.46532 | 0.053966 | 0.46532 | 0.056769 | 0.48949 | 0.056769 | 0.48949 | 2.0209 | 2.134 | 2.0209 | 2.134
234330-Premium T8 with T12 40 Watt Baseline - Tr1 | 0.045986 | 0.028521 | 0.073981 | 248.3917 | 2732.3088 | -0.53684 | -5.9053 | 0.053966 | 0.46532 | 0.053966 | 0.46532 | 0.056769 | 0.48949 | 0.056769 | 0.48949 | 2.0209 | 2.134 | 2.0209 | 2.134
234083-Refrigeration -Cooler/Freezer Door Gaskets - Glass Doors | 3.784 | 2.9283 | 3.7513 | 32820.336 | 131281.344 | 0 | 0 | 0.084428 | 0 | 0.084428 | 0 | 0.084428 | 0 | 0.084428 | 0 | 8.6287 | 8.6286 | 8.6287 | 8.6286
234084-Refrigeration -Cooler/Freezer Door Gaskets - Solid Doors: Cooler | 0.38187 | 0.29552 | 0.37858 | 3312.144 | 13248.576 | 0 | 0 | 0.084428 | 0 | 0.084428 | 0 | 0.084428 | 0 | 0.084428 | 0 | 8.6286 | 8.6286 | 8.6286 | 8.6286
234126-Refrigeration - Efficient Evap Fan Motor Electronically Commutated Motor (ECM) | 0.38596 | 0.29949 | 0.48676 | 3574.8557 | 53622.8352 | -3.5415 | -53.1223 | 0.082488 | 0.83175 | 0.082488 | 0.83175 | -0.048441 | -0.48845 | -0.048441 | -0.48845 | 7.9189 | 0.6609 | 7.9189 | 0.6609
234330-Premium T8 with T12 40 Watt Baseline - Tr1 | 0.81032 | 0.52252 | 1.1092 | 4091.9504 | 45011.4539 | -6.7013 | -73.7144 | 0.041832 | 0.35645 | 0.041832 | 0.35645 | 0.045345 | 0.38639 | 0.045345 | 0.38639 | 1.6313 | 1.7226 | 1.6313 | 1.7226
234303-Lighting-Remove 4 Ft Lamp (De-Lamp) - Tr1 | 1.4446 | 0.93154 | 1.9775 | 7295.0869 | 80245.9562 | -11.947 | -131.4173 | 0.068349 | 0.58241 | 0.068349 | 0.58241 | 0.084509 | 0.72011 | 0.084509 | 0.72011 | 2.7195 | 4.5824 | 2.7195 | 4.5824
234303-Lighting-Remove 4 Ft Lamp (De-Lamp) - Tr1 | 0.61165 | 0.37935 | 0.98401 | 3303.8116 | 36341.9281 | -7.1404 | -78.5448 | 0.075119 | 0.64771 | 0.075119 | 0.64771 | 0.08801 | 0.75886 | 0.08801 | 0.75886 | 3.369 | 5.6769 | 3.369 | 5.6769
234330-Premium T8 with T12 40 Watt Baseline - Tr1 | 0.51734 | 0.32086 | 0.83229 | 2794.4067 | 30738.4737 | -6.0395 | -66.4342 | 0.053966 | 0.46532 | 0.053966 | 0.46532 | 0.056769 | 0.48949 | 0.056769 | 0.48949 | 2.0209 | 2.134 | 2.0209 | 2.134
234330-Premium T8 with T12 40 Watt Baseline - Tr1 | 1.6095 | 0.99824 | 2.5893 | 8693.7097 | 95630.807 | -18.7895 | -206.6841 | 0.053966 | 0.46532 | 0.053966 | 0.46532 | 0.056769 | 0.48949 | 0.056769 | 0.48949 | 2.0209 | 2.134 | 2.0209 | 2.134
234331-Premium T8 with T12 40 Watt Baseline - Tr2 | 0.25423 | 0.15897 | 0.39895 | 1314.7467 | 14462.2132 | -0.70453 | -7.7498 | 0.051368 | 0.44037 | 0.051368 | 0.44037 | 0.067238 | 0.57641 | 0.067238 | 0.57641 | 1.916 | 2.6722 | 1.916 | 2.6722
234304-Lighting-Remove 4 Ft Lamp (De-Lamp) - Tr2 | 0.24918 | 0.15581 | 0.39103 | 1288.6408 | 14175.0484 | -0.69054 | -7.596 | 0.072589 | 0.62228 | 0.072589 | 0.62228 | 0.091841 | 0.78732 | 0.091841 | 0.78732 | 3.0823 | 6.8845 | 3.0823 | 6.8845
234307-Lighting-Remove 8 Ft Lamp (De-Lamp) - Tr2 | 0.38186 | 0.23877 | 0.59925 | 1974.8206 | 21723.0266 | -1.0582 | -11.6407 | 0.086043 | 0.73762 | 0.086043 | 0.73762 | 0.094839 | 0.81303 | 0.094839 | 0.81303 | 5.0196 | 8.5215 | 5.0196 | 8.5215
234002-A/C-Reflective Window Film Coastal | 1.4942 | 0.0029843 | 0.4703 | 2543.7312 | 25437.312 | 0 | 0 | 0.12222 | 0 | 0.12222 | 0 | 0.13441 | 0 | 0.13441 | 0 | 4.5035 | 6.9245 | 4.5035 | 6.9245
234003-A/C - Reflective Window Film Inland | 0.71556 | 0.28546 | 0.3312 | 2198.88 | 21988.8 | 0 | 0 | 0.091053 | 0 | 0.091053 | 0 | 0.10099 | 0 | 0.10099 | 0 | 4.2039 | 6.4639 | 4.2039 | 6.4639
234330-Premium T8 with T12 40 Watt Baseline - Tr1 | 0.042594 | 0.026633 | 0.066075 | 220.2743 | 2423.0172 | -0.064059 | -0.70465 | 0.048614 | 0.41749 | 0.048614 | 0.41749 | 0.051723 | 0.44419 | 0.051723 | 0.44419 | 1.8289 | 1.9313 | 1.8289 | 1.9313
234303-Lighting-Remove 4 Ft Lamp (De-Lamp) - Tr1 | 0.14163 | 0.088561 | 0.21971 | 732.4568 | 8057.0246 | -0.21301 | -2.3431 | 0.072081 | 0.61902 | 0.072081 | 0.61902 | 0.086382 | 0.74183 | 0.086382 | 0.74183 | 3.049 | 5.1377 | 3.049 | 5.1377
234068-Refrigeration - Food Service -Auto Closer for Main Freezer Doors | 0.30834 | 0.23862 | 0.26489 | 2674.381 | 21395.0477 | -0.02562 | -0.20496 | 0.06854 | 0.67204 | 0.06854 | 0.67204 | 0.084085 | 0.82446 | 0.084085 | 0.82446 | 3.7335 | 9.8238 | 3.7335 | 9.8238
234376-Lighting-Energy Efficient Exit Sign | 3.3393 | 2.1533 | 2.039 | 16862.9299 | 269806.8787 | 0 | 0 | 0.092408 | 0 | 0.092408 | 0 | 0.10657 | 0 | 0.10657 | 0 | 5.9458 | 24.5597 | 5.9458 | 24.5597
234330-Premium T8 with T12 40 Watt Baseline - Tr1 | 0.94976 | 0.59387 | 1.4529 | 4911.686 | 54028.5463 | -2.632 | -28.9522 | 0.056713 | 0.48618 | 0.056713 | 0.48618 | 0.059403 | 0.50924 | 0.059403 | 0.50924 | 2.1178 | 2.2364 | 2.1178 | 2.2364
234303-Lighting-Remove 4 Ft Lamp (De-Lamp) - Tr1 | 0.20507 | 0.12823 | 0.31371 | 1060.5425 | 11665.9674 | -0.56831 | -6.2514 | 0.077015 | 0.66023 | 0.077015 | 0.66023 | 0.089387 | 0.76629 | 0.089387 | 0.76629 | 3.5306 | 5.9492 | 3.5306 | 5.9492
234330-Premium T8 with T12 40 Watt Baseline - Tr1 | 0.49791 | 0.32106 | 0.68156 | 2514.3309 | 27657.6403 | -4.1177 | -45.2944 | 0.042447 | 0.35819 | 0.042447 | 0.35819 | 0.04596 | 0.38783 | 0.04596 | 0.38783 | 1.6406 | 1.7325 | 1.6406 | 1.7325
234207-Lighting-8 Ft T-8 with Elec Ballast-Tr1 | 0.0080961 | 0.0052205 | 0.011082 | 40.8834 | 449.7177 | -0.066954 | -0.73649 | -0.093033 | -0.78506 | -0.093033 | -0.78506 | -0.017401 | -0.14684 | -0.017401 | -0.14684 | 0.53884 | 0.86201 | 0.53884 | 0.86201
234303-Lighting-Remove 4 Ft Lamp (De-Lamp) - Tr1 | 1.0713 | 0.6908 | 1.4665 | 5409.8397 | 59508.2372 | -8.8596 | -97.4555 | 0.06896 | 0.58192 | 0.06896 | 0.58192 | 0.085118 | 0.71827 | 0.085118 | 0.71827 | 2.7351 | 4.6087 | 2.7351 | 4.6087
234306-Lighting-Remove 8 Ft Lamp (De-Lamp) - Tr1 | 0.053577 | 0.034548 | 0.073339 | 270.5521 | 2976.0732 | -0.44308 | -4.8739 | 0.084063 | 0.70936 | 0.084063 | 0.70936 | 0.084885 | 0.7163 | 0.084885 | 0.7163 | 4.4113 | 4.5636 | 4.4113 | 4.5636
234331-Premium T8 with T12 40 Watt Baseline - Tr2 | 0.054974 | 0.034374 | 0.085279 | 284.2971 | 3127.2681 | -0.082678 | -0.90946 | 0.051448 | 0.43816 | 0.051448 | 0.43816 | 0.067368 | 0.57375 | 0.067368 | 0.57375 | 1.9145 | 2.67 | 1.9145 | 2.67
234304-Lighting-Remove 4 Ft Lamp (De-Lamp) - Tr2 | 0.17704 | 0.1107 | 0.27464 | 915.571 | 10071.2807 | -0.26626 | -2.9289 | 0.072736 | 0.61947 | 0.072736 | 0.61947 | 0.09205 | 0.78396 | 0.09205 | 0.78396 | 3.0799 | 6.8791 | 3.0799 | 6.8791
234331-Premium T8 with T12 40 Watt Baseline - Tr2 | 0.17042 | 0.10656 | 0.26437 | 881.321 | 9694.5311 | -0.2563 | -2.8193 | 0.051448 | 0.43816 | 0.051448 | 0.43816 | 0.067368 | 0.57375 | 0.067368 | 0.57375 | 1.9145 | 2.67 | 1.9145 | 2.67
234304-Lighting-Remove 4 Ft Lamp (De-Lamp) - Tr2 | 0.54883 | 0.34317 | 0.85138 | 2838.27 | 31220.9703 | -0.82541 | -9.0796 | 0.072736 | 0.61947 | 0.072736 | 0.61947 | 0.09205 | 0.78396 | 0.09205 | 0.78396 | 3.0799 | 6.8791 | 3.0799 | 6.8791
234330-Premium T8 with T12 40 Watt Baseline - Tr1 | 0.074845 | 0.04642 | 0.1208 | 404.2719 | 4446.9907 | -0.54995 | -6.0494 | 0.054026 | 0.46562 | 0.054026 | 0.46562 | 0.056805 | 0.48957 | 0.056805 | 0.48957 | 2.0308 | 2.1445 | 2.0308 | 2.1445
234207-Lighting-8 Ft T-8 with Elec Ballast-Tr1 | 0.10981 | 0.068105 | 0.17724 | 593.1343 | 6524.4778 | -0.80686 | -8.8755 | -0.053137 | -0.45795 | -0.053137 | -0.45795 | 0.0066874 | 0.057635 | 0.0066874 | 0.057635 | 0.66701 | 1.067 | 0.66701 | 1.067
234303-Lighting-Remove 4 Ft Lamp (De-Lamp) - Tr1 | 0.24887 | 0.15435 | 0.40169 | 1344.2862 | 14787.1478 | -1.8287 | -20.1156 | 0.074998 | 0.64637 | 0.074998 | 0.64637 | 0.087779 | 0.75651 | 0.087779 | 0.75651 | 3.3856 | 5.7048 | 3.3856 | 5.7048
234306-Lighting-Remove 8 Ft Lamp (De-Lamp) - Tr1 | 0.72668 | 0.4507 | 1.1729 | 3925.1538 | 43176.6916 | -5.3395 | -58.735 | 0.086944 | 0.74932 | 0.086944 | 0.74932 | 0.087594 | 0.75493 | 0.087594 | 0.75493 | 5.4605 | 5.6491 | 5.4605 | 5.6491
234330-Premium T8 with T12 40 Watt Baseline - Tr1 | 0.074845 | 0.04642 | 0.1208 | 404.2719 | 4446.9907 | -0.54995 | -6.0494 | 0.054026 | 0.46562 | 0.054026 | 0.46562 | 0.056805 | 0.48957 | 0.056805 | 0.48957 | 2.0308 | 2.1445 | 2.0308 | 2.1445
234207-Lighting-8 Ft T-8 with Elec Ballast-Tr1 | 0.042969 | 0.02665 | 0.069354 | 232.096 | 2553.0565 | -0.31573 | -3.473 | -0.053137 | -0.45795 | -0.053137 | -0.45795 | 0.0066874 | 0.057635 | 0.0066874 | 0.057635 | 0.66701 | 1.067 | 0.66701 | 1.067
234303-Lighting-Remove 4 Ft Lamp (De-Lamp) - Tr1 | 0.24887 | 0.15435 | 0.40169 | 1344.2862 | 14787.1478 | -1.8287 | -20.1156 | 0.074998 | 0.64637 | 0.074998 | 0.64637 | 0.087779 | 0.75651 | 0.087779 | 0.75651 | 3.3856 | 5.7048 | 3.3856 | 5.7048
234306-Lighting-Remove 8 Ft Lamp (De-Lamp) - Tr1 | 0.28435 | 0.17636 | 0.45896 | 1535.9297 | 16895.2272 | -2.0894 | -22.9833 | 0.086944 | 0.74932 | 0.086944 | 0.74932 | 0.087594 | 0.75493 | 0.087594 | 0.75493 | 5.4605 | 5.6491 | 5.4605 | 5.6491
234330-Premium T8 with T12 40 Watt Baseline - Tr1 | 0.074727 | 0.046347 | 0.12022 | 403.6365 | 4440.0018 | -0.87237 | -9.596 | 0.054394 | 0.46524 | 0.054394 | 0.46524 | 0.057196 | 0.48921 | 0.057196 | 0.48921 | 2.0291 | 2.1427 | 2.0291 | 2.1427
234303-Lighting-Remove 4 Ft Lamp (De-Lamp) - Tr1 | 0.24848 | 0.15411 | 0.39975 | 1342.1735 | 14763.9083 | -2.9008 | -31.9088 | 0.075543 | 0.64614 | 0.075543 | 0.64614 | 0.088432 | 0.75638 | 0.088432 | 0.75638 | 3.3828 | 5.7 | 3.3828 | 5.7
234207-Lighting-8 Ft T-8 with Elec Ballast-Tr1 | 0.057292 | 0.035533 | 0.092471 | 309.4614 | 3404.0754 | -0.42097 | -4.6307 | -0.053137 | -0.45795 | -0.053137 | -0.45795 | 0.0066874 | 0.057635 | 0.0066874 | 0.057635 | 0.66701 | 1.067 | 0.66701 | 1.067
234306-Lighting-Remove 8 Ft Lamp (De-Lamp) - Tr1 | 0.37914 | 0.23515 | 0.61194 | 2047.9063 | 22526.9695 | -2.7858 | -30.6443 | 0.086944 | 0.74932 | 0.086944 | 0.74932 | 0.087594 | 0.75493 | 0.087594 | 0.75493 | 5.4605 | 5.6491 | 5.4605 | 5.6491
234330-Premium T8 with T12 40 Watt Baseline - Tr1 | 0.057482 | 0.035651 | 0.092476 | 310.4896 | 3415.386 | -0.67105 | -7.3816 | 0.054394 | 0.46524 | 0.054394 | 0.46524 | 0.057196 | 0.48921 | 0.057196 | 0.48921 | 2.0291 | 2.1427 | 2.0291 | 2.1427
234207-Lighting-8 Ft T-8 with Elec Ballast-Tr1 | 0.0143 | 0.0088693 | 0.023006 | 77.2438 | 849.6814 | -0.16694 | -1.8364 | -0.053677 | -0.45911 | -0.053677 | -0.45911 | 0.0066537 | 0.056911 | 0.0066537 | 0.056911 | 0.66644 | 1.0661 | 0.66644 | 1.0661
234303-Lighting-Remove 4 Ft Lamp (De-Lamp) - Tr1 | 0.19114 | 0.11855 | 0.3075 | 1032.4411 | 11356.8525 | -2.2314 | -24.5452 | 0.075543 | 0.64614 | 0.075543 | 0.64614 | 0.088432 | 0.75638 | 0.088432 | 0.75638 | 3.3828 | 5.7 | 3.3828 | 5.7
234306-Lighting-Remove 8 Ft Lamp (De-Lamp) - Tr1 | 0.094636 | 0.058694 | 0.15225 | 511.172 | 5622.8915 | -1.1048 | -12.1526 | 0.08759 | 0.74918 | 0.08759 | 0.74918 | 0.088246 | 0.75479 | 0.088246 | 0.75479 | 5.4559 | 5.6443 | 5.4559 | 5.6443
234331-Premium T8 with T12 40 Watt Baseline - Tr2 | 0.19022 | 0.11798 | 0.30703 | 1027.4928 | 11302.4203 | -1.3977 | -15.3751 | 0.056157 | 0.48398 | 0.056157 | 0.48398 | 0.070385 | 0.60661 | 0.070385 | 0.60661 | 2.1169 | 2.9524 | 2.1169 | 2.9524
234208-Lighting-8 Ft T-8 with Elec Ballast-Tr2 | 0.028927 | 0.017941 | 0.046689 | 156.2477 | 1718.7243 | -0.21255 | -2.3381 | -0.0506 | -0.4361 | -0.0506 | -0.4361 | 0.032351 | 0.27881 | 0.032351 | 0.27881 | 0.67778 | 1.4367 | 0.67778 | 1.4367
234304-Lighting-Remove 4 Ft Lamp (De-Lamp) - Tr2 | 0.61261 | 0.37995 | 0.98878 | 3309.0121 | 36399.133 | -4.5014 | -49.5152 | 0.075182 | 0.64795 | 0.075182 | 0.64795 | 0.092443 | 0.79671 | 0.092443 | 0.79671 | 3.4056 | 7.6065 | 3.4056 | 7.6065
234307-Lighting-Remove 8 Ft Lamp (De-Lamp) - Tr2 | 0.18957 | 0.11757 | 0.30597 | 1023.9532 | 11263.4848 | -1.3929 | -15.3222 | 0.087244 | 0.75191 | 0.087244 | 0.75191 | 0.095131 | 0.81988 | 0.095131 | 0.81988 | 5.546 | 9.4151 | 5.546 | 9.4151
234331-Premium T8 with T12 40 Watt Baseline - Tr2 | 0.20161 | 0.13 | 0.27597 | 1018.0776 | 11198.8533 | -1.6673 | -18.3402 | 0.044526 | 0.37941 | 0.044526 | 0.37941 | 0.062516 | 0.5327 | 0.062516 | 0.5327 | 1.7004 | 2.3715 | 1.7004 | 2.3715
234304-Lighting-Remove 4 Ft Lamp (De-Lamp) - Tr2 | 0.64927 | 0.41867 | 0.88876 | 3278.6908 | 36065.5983 | -5.3695 | -59.064 | 0.068582 | 0.58439 | 0.068582 | 0.58439 | 0.090407 | 0.77036 | 0.090407 | 0.77036 | 2.7355 | 6.1098 | 2.7355 | 6.1098
234330-Premium T8 with T12 40 Watt Baseline - Tr1 | 0.072076 | 0.046477 | 0.10996 | 363.9712 | 4003.6833 | -0.59607 | -6.5568 | 0.054714 | 0.46231 | 0.054714 | 0.46231 | 0.057569 | 0.48643 | 0.057569 | 0.48643 | 2.016 | 2.1289 | 2.016 | 2.1289
234207-Lighting-8 Ft T-8 with Elec Ballast-Tr1 | 0.049809 | 0.032118 | 0.075986 | 251.5248 | 2766.773 | -0.41192 | -4.5311 | -0.055394 | -0.46805 | -0.055394 | -0.46805 | 0.0060744 | 0.051326 | 0.0060744 | 0.051326 | 0.66215 | 1.0593 | 0.66215 | 1.0593
234303-Lighting-Remove 4 Ft Lamp (De-Lamp) - Tr1 | 0.23967 | 0.15454 | 0.36563 | 1210.2782 | 13313.0606 | -1.9821 | -21.8026 | 0.076262 | 0.64438 | 0.076262 | 0.64438 | 0.089394 | 0.75533 | 0.089394 | 0.75533 | 3.3609 | 5.6633 | 3.3609 | 5.6633
234306-Lighting-Remove 8 Ft Lamp (De-Lamp) - Tr1 | 0.32962 | 0.21255 | 0.50285 | 1664.5025 | 18309.5271 | -2.7259 | -29.9852 | 0.088537 | 0.74809 | 0.088537 | 0.74809 | 0.089205 | 0.75373 | 0.089205 | 0.75373 | 5.4208 | 5.6079 | 5.4208 | 5.6079
234330-Premium T8 with T12 40 Watt Baseline - Tr1 | 0.034544 | 0.021424 | 0.055755 | 186.587 | 2052.4572 | -0.25382 | -2.792 | 0.054026 | 0.46562 | 0.054026 | 0.46562 | 0.056805 | 0.48957 | 0.056805 | 0.48957 | 2.0308 | 2.1445 | 2.0308 | 2.1445
234207-Lighting-8 Ft T-8 with Elec Ballast-Tr1 | 0.11458 | 0.071066 | 0.18494 | 618.9228 | 6808.1508 | -0.84195 | -9.2614 | -0.053137 | -0.45795 | -0.053137 | -0.45795 | 0.0066874 | 0.057635 | 0.0066874 | 0.057635 | 0.66701 | 1.067 | 0.66701 | 1.067
234303-Lighting-Remove 4 Ft Lamp (De-Lamp) - Tr1 | 0.11486 | 0.071241 | 0.1854 | 620.4398 | 6824.8374 | -0.84401 | -9.2841 | 0.074998 | 0.64637 | 0.074998 | 0.64637 | 0.087779 | 0.75651 | 0.087779 | 0.75651 | 3.3856 | 5.7048 | 3.3856 | 5.7048
234306-Lighting-Remove 8 Ft Lamp (De-Lamp) - Tr1 | 0.75828 | 0.47029 | 1.2239 | 4095.8126 | 45053.9391 | -5.5717 | -61.2887 | 0.086944 | 0.74932 | 0.086944 | 0.74932 | 0.087594 | 0.75493 | 0.087594 | 0.75493 | 5.4605 | 5.6491 | 5.4605 | 5.6491
234331-Premium T8 with T12 40 Watt Baseline - Tr2 | 0.45701 | 0.28344 | 0.73522 | 2468.5188 | 27153.7068 | -5.3351 | -58.6865 | 0.056542 | 0.48362 | 0.056542 | 0.48362 | 0.070891 | 0.60635 | 0.070891 | 0.60635 | 2.1151 | 2.9499 | 2.1151 | 2.9499
234304-Lighting-Remove 4 Ft Lamp (De-Lamp) - Tr2 | 0.78368 | 0.48605 | 1.2608 | 4233.0087 | 46563.0953 | -9.1487 | -100.6355 | 0.075729 | 0.64773 | 0.075729 | 0.64773 | 0.093136 | 0.79661 | 0.093136 | 0.79661 | 3.4027 | 7.6001 | 3.4027 | 7.6001
234331-Premium T8 with T12 40 Watt Baseline - Tr2 | 0.11889 | 0.073737 | 0.19189 | 642.183 | 7064.0127 | -0.87359 | -9.6095 | 0.056157 | 0.48398 | 0.056157 | 0.48398 | 0.070385 | 0.60661 | 0.070385 | 0.60661 | 2.1169 | 2.9524 | 2.1169 | 2.9524
234304-Lighting-Remove 4 Ft Lamp (De-Lamp) - Tr2 | 0.38288 | 0.23747 | 0.61799 | 2068.1326 | 22749.4581 | -2.8134 | -30.947 | 0.075182 | 0.64795 | 0.075182 | 0.64795 | 0.092443 | 0.79671 | 0.092443 | 0.79671 | 3.4056 | 7.6065 | 3.4056 | 7.6065
234330-Premium T8 with T12 40 Watt Baseline - Tr1 | 0.051816 | 0.032137 | 0.083632 | 279.8805 | 3078.6858 | -0.38073 | -4.1881 | 0.054026 | 0.46562 | 0.054026 | 0.46562 | 0.056805 | 0.48957 | 0.056805 | 0.48957 | 2.0308 | 2.1445 | 2.0308 | 2.1445
234207-Lighting-8 Ft T-8 with Elec Ballast-Tr1 | 0.10504 | 0.065144 | 0.16953 | 567.3459 | 6240.8049 | -0.77178 | -8.4896 | -0.053137 | -0.45795 | -0.053137 | -0.45795 | 0.0066874 | 0.057635 | 0.0066874 | 0.057635 | 0.66701 | 1.067 | 0.66701 | 1.067
234303-Lighting-Remove 4 Ft Lamp (De-Lamp) - Tr1 | 0.13401 | 0.083114 | 0.2163 | 723.8464 | 7962.3103 | -0.98468 | -10.8315 | 0.074998 | 0.64637 | 0.074998 | 0.64637 | 0.087779 | 0.75651 | 0.087779 | 0.75651 | 3.3856 | 5.7048 | 3.3856 | 5.7048
234306-Lighting-Remove 8 Ft Lamp (De-Lamp) - Tr1 | 0.69509 | 0.4311 | 1.1219 | 3754.4949 | 41299.4441 | -5.1074 | -56.1813 | 0.086944 | 0.74932 | 0.086944 | 0.74932 | 0.087594 | 0.75493 | 0.087594 | 0.75493 | 5.4605 | 5.6491 | 5.4605 | 5.6491
234330-Premium T8 with T12 40 Watt Baseline - Tr1 | 0.10739 | 0.069249 | 0.147 | 542.3067 | 5965.3734 | -0.88813 | -9.7694 | 0.041972 | 0.35719 | 0.041972 | 0.35719 | 0.045485 | 0.38708 | 0.045485 | 0.38708 | 1.6334 | 1.7248 | 1.6334 | 1.7248
234207-Lighting-8 Ft T-8 with Elec Ballast-Tr1 | 0.044528 | 0.028713 | 0.060953 | 224.8589 | 2473.4475 | -0.36825 | -4.0507 | -0.093524 | -0.7959 | -0.093524 | -0.7959 | -0.017883 | -0.15219 | -0.017883 | -0.15219 | 0.53646 | 0.85821 | 0.53646 | 0.85821
234331-Premium T8 with T12 40 Watt Baseline - Tr2 | 0.090723 | 0.058501 | 0.12419 | 458.1349 | 5039.484 | -0.75028 | -8.2531 | 0.045141 | 0.38092 | 0.045141 | 0.38092 | 0.063128 | 0.53271 | 0.063128 | 0.53271 | 1.7102 | 2.3851 | 1.7102 | 2.3851
234304-Lighting-Remove 4 Ft Lamp (De-Lamp) - Tr2 | 0.29217 | 0.1884 | 0.39994 | 1475.4108 | 16229.5192 | -2.4163 | -26.5788 | 0.069193 | 0.58389 | 0.069193 | 0.58389 | 0.091015 | 0.76803 | 0.091015 | 0.76803 | 2.7512 | 6.1449 | 2.7512 | 6.1449
234331-Premium T8 with T12 40 Watt Baseline - Tr2 | 0.52418 | 0.33801 | 0.71753 | 2647.0017 | 29117.0185 | -4.3349 | -47.6844 | 0.044998 | 0.38021 | 0.044998 | 0.38021 | 0.062986 | 0.5322 | 0.062986 | 0.5322 | 1.7079 | 2.382 | 1.7079 | 2.382
234208-Lighting-8 Ft T-8 with Elec Ballast-Tr2 | 0.0040877 | 0.0026359 | 0.0055955 | 20.6421 | 227.0634 | -0.033805 | -0.37186 | -0.089971 | -0.76021 | -0.089971 | -0.76021 | 0.014901 | 0.12591 | 0.014901 | 0.12591 | 0.54683 | 1.1591 | 0.54683 | 1.1591
234304-Lighting-Remove 4 Ft Lamp (De-Lamp) - Tr2 | 1.5258 | 0.98387 | 2.0886 | 7704.9233 | 84754.1559 | -12.6182 | -138.8003 | 0.069052 | 0.58345 | 0.069052 | 0.58345 | 0.090873 | 0.76783 | 0.090873 | 0.76783 | 2.7476 | 6.1368 | 2.7476 | 6.1368
234307-Lighting-Remove 8 Ft Lamp (De-Lamp) - Tr2 | 0.026788 | 0.017274 | 0.03667 | 135.2761 | 1488.0366 | -0.22154 | -2.4369 | 0.084301 | 0.7123 | 0.084301 | 0.7123 | 0.094272 | 0.79655 | 0.094272 | 0.79655 | 4.4745 | 7.596 | 4.4745 | 7.596
234083-Refrigeration -Cooler/Freezer Door Gaskets - Glass Doors | 0.20329 | 0.16302 | 0.25169 | 1503.8188 | 6015.2754 | 0 | 0 | -0.21659 | 0 | -0.21659 | 0 | -0.21659 | 0 | -0.21659 | 0 | 0.31329 | 0.31328 | 0.31329 | 0.31328
234330-Premium T8 with T12 40 Watt Baseline - Tr1 | 0.16597 | 0.10702 | 0.22719 | 838.1103 | 9219.2134 | -1.3726 | -15.0981 | 0.041805 | 0.35631 | 0.041805 | 0.35631 | 0.045319 | 0.38626 | 0.045319 | 0.38626 | 1.6309 | 1.7222 | 1.6309 | 1.7222
234303-Lighting-Remove 4 Ft Lamp (De-Lamp) - Tr1 | 0.51942 | 0.33493 | 0.71101 | 2622.9526 | 28852.4786 | -4.2956 | -47.2512 | 0.068322 | 0.58232 | 0.068322 | 0.58232 | 0.084482 | 0.72006 | 0.084482 | 0.72006 | 2.7188 | 4.5812 | 2.7188 | 4.5812
234207-Lighting-8 Ft T-8 with Elec Ballast-Tr1 | 0.29955 | 0.19316 | 0.41005 | 1512.6869 | 16639.556 | -2.4773 | -27.2503 | -0.093693 | -0.79856 | -0.093693 | -0.79856 | -0.018051 | -0.15385 | -0.018051 | -0.15385 | 0.53563 | 0.85688 | 0.53563 | 0.85688
234306-Lighting-Remove 8 Ft Lamp (De-Lamp) - Tr1 | 0.91081 | 0.58731 | 1.2468 | 4599.3859 | 50593.2445 | -7.5323 | -82.8556 | 0.083427 | 0.71106 | 0.083427 | 0.71106 | 0.084249 | 0.71807 | 0.084249 | 0.71807 | 4.385 | 4.5364 | 4.385 | 4.5364
234330-Premium T8 with T12 40 Watt Baseline - Tr1 | 0.058577 | 0.037772 | 0.080184 | 295.8036 | 3253.84 | -0.48443 | -5.3288 | 0.041805 | 0.35631 | 0.041805 | 0.35631 | 0.045319 | 0.38626 | 0.045319 | 0.38626 | 1.6309 | 1.7222 | 1.6309 | 1.7222
234303-Lighting-Remove 4 Ft Lamp (De-Lamp) - Tr1 | 0.12985 | 0.083734 | 0.17775 | 655.7382 | 7213.1197 | -1.0739 | -11.8128 | 0.068322 | 0.58232 | 0.068322 | 0.58232 | 0.084482 | 0.72006 | 0.084482 | 0.72006 | 2.7188 | 4.5812 | 2.7188 | 4.5812
234207-Lighting-8 Ft T-8 with Elec Ballast-Tr1 | 0.11334 | 0.073088 | 0.15515 | 572.368 | 6296.0482 | -0.93736 | -10.3109 | -0.093693 | -0.79856 | -0.093693 | -0.79856 | -0.018051 | -0.15385 | -0.018051 | -0.15385 | 0.53563 | 0.85688 | 0.53563 | 0.85688
234330-Premium T8 with T12 40 Watt Baseline - Tr1 | 0.24173 | 0.14992 | 0.38921 | 1305.6783 | 14362.4618 | -2.1124 | -23.2369 | 0.053481 | 0.4646 | 0.053481 | 0.4646 | 0.056267 | 0.4888 | 0.056267 | 0.4888 | 2.0177 | 2.1307 | 2.0177 | 2.1307
234312-Lighting-Screw in 14-26 Watt Lamp - Tr1 | 0.20404 | 0.12655 | 0.27123 | 1102.0961 | 1917.6472 | -1.8237 | -3.1733 | -0.010115 | -0.085446 | -0.010115 | -0.085446 | -0.0088348 | -0.074628 | -0.0088348 | -0.074628 | 0.91507 | 0.92501 | 0.91507 | 0.92501
234315-Lighting-Screw in 14-26 Watt Reflector Lamp-Tr1 | 0.034122 | 0.021163 | 0.045359 | 184.3089 | 368.6178 | -0.30499 | -0.60999 | 0.014427 | 0.12522 | 0.014427 | 0.12522 | 0.014024 | 0.12173 | 0.014024 | 0.12173 | 1.1563 | 1.1513 | 1.1563 | 1.1513
234330-Premium T8 with T12 40 Watt Baseline - Tr1 | 0.23022 | 0.14278 | 0.37068 | 1243.5032 | 13678.535 | -2.0119 | -22.1304 | 0.053481 | 0.4646 | 0.053481 | 0.4646 | 0.056267 | 0.4888 | 0.056267 | 0.4888 | 2.0177 | 2.1307 | 2.0177 | 2.1307
234303-Lighting-Remove 4 Ft Lamp (De-Lamp) - Tr1 | 0.61241 | 0.37982 | 0.98606 | 3307.9207 | 36387.1273 | -5.3518 | -58.8703 | 0.074509 | 0.64728 | 0.074509 | 0.64728 | 0.087324 | 0.75861 | 0.087324 | 0.75861 | 3.3637 | 5.6679 | 3.3637 | 5.6679
234312-Lighting-Screw in 14-26 Watt Lamp - Tr1 | 0.032909 | 0.020411 | 0.043747 | 177.7574 | 309.2979 | -0.29415 | -0.51183 | -0.010115 | -0.085446 | -0.010115 | -0.085446 | -0.0088348 | -0.074628 | -0.0088348 | -0.074628 | 0.91507 | 0.92501 | 0.91507 | 0.92501
234330-Premium T8 with T12 40 Watt Baseline - Tr1 | 0.053242 | 0.033292 | 0.082593 | 275.3429 | 3028.7715 | -0.080074 | -0.88082 | 0.048614 | 0.41749 | 0.048614 | 0.41749 | 0.051723 | 0.44419 | 0.051723 | 0.44419 | 1.8289 | 1.9313 | 1.8289 | 1.9313
234303-Lighting-Remove 4 Ft Lamp (De-Lamp) - Tr1 | 0.10622 | 0.066421 | 0.16478 | 549.3426 | 6042.7684 | -0.15976 | -1.7573 | 0.072081 | 0.61902 | 0.072081 | 0.61902 | 0.086382 | 0.74183 | 0.086382 | 0.74183 | 3.049 | 5.1377 | 3.049 | 5.1377
234330-Premium T8 with T12 40 Watt Baseline - Tr1 | 0.085187 | 0.053266 | 0.13215 | 440.5486 | 4846.0344 | -0.12812 | -1.4093 | 0.048614 | 0.41749 | 0.048614 | 0.41749 | 0.051723 | 0.44419 | 0.051723 | 0.44419 | 1.8289 | 1.9313 | 1.8289 | 1.9313
234303-Lighting-Remove 4 Ft Lamp (De-Lamp) - Tr1 | 0.070816 | 0.04428 | 0.10986 | 366.2284 | 4028.5123 | -0.10651 | -1.1716 | 0.072081 | 0.61902 | 0.072081 | 0.61902 | 0.086382 | 0.74183 | 0.086382 | 0.74183 | 3.049 | 5.1377 | 3.049 | 5.1377
234157-Pipe Insulation - Low Pressure Steam Applic. (LF) 1 in | 0 | 0 | 0 | 0 | 0 | 501.696 | 10033.92 | 0 | 0.96 | 0 | 0.96 | 0 | 0.97817 | 0 | 0.97817 | 25.3437 | 46.9974 | 25.3437 | 46.9974
234084-Refrigeration -Cooler/Freezer Door Gaskets - Solid Doors: Cooler | 0.073136 | 0.057561 | 0.090185 | 538.8391 | 2155.3563 | 0 | 0 | -0.21637 | 0 | -0.21637 | 0 | -0.21637 | 0 | -0.21637 | 0 | 0.314 | 0.314 | 0.314 | 0.314
234002-A/C-Reflective Window Film Coastal | 0.52854 | 0.21085 | 0.30029 | 1624.1664 | 16241.664 | 0 | 0 | 0.085438 | 0 | 0.085438 | 0 | 0.097635 | 0 | 0.097635 | 0 | 3.4492 | 5.3034 | 3.4492 | 5.3034
234003-A/C - Reflective Window Film Inland | 1.3786 | 0.54999 | 0.63811 | 4236.5088 | 42365.088 | 0 | 0 | 0.091053 | 0 | 0.091053 | 0 | 0.10099 | 0 | 0.10099 | 0 | 4.2039 | 6.4639 | 4.2039 | 6.4639
234330-Premium T8 with T12 40 Watt Baseline - Tr1 | 2.0039 | 1.6284 | 3.0979 | 10899.2823 | 119892.1054 | -46.8152 | -514.9675 | 0.056858 | 0.49928 | 0.056858 | 0.49928 | 0.063799 | 0.56023 | 0.063799 | 0.56023 | 2.1836 | 2.5523 | 2.1836 | 2.5523
234303-Lighting-Remove 4 Ft Lamp (De-Lamp) - Tr1 | 4.0744 | 3.3109 | 6.2987 | 22160.9145 | 243770.0598 | -95.1868 | -1047.0553 | 0.076041 | 0.66772 | 0.076041 | 0.66772 | 0.089448 | 0.78545 | 0.089448 | 0.78545 | 3.6351 | 6.7896 | 3.6351 | 6.7896
234201-Lighting-2 Ft 2nd Gen T-8 with Elec Ballast-Tr1 | 0.12188 | 0.099037 | 0.18841 | 662.8972 | 7291.8688 | -2.8473 | -31.3205 | -0.017769 | -0.15604 | -0.017769 | -0.15604 | 0.051096 | 0.44868 | 0.051096 | 0.44868 | 0.85514 | 1.9497 | 0.85514 | 1.9497
234297-Lighting-Remove 2 Ft Lamp (De-Lamp) - Tr1 | 0.28343 | 0.23031 | 0.43815 | 1541.5675 | 16957.2424 | -6.6214 | -72.8357 | 0.069835 | 0.61323 | 0.069835 | 0.61323 | 0.087932 | 0.77214 | 0.087932 | 0.77214 | 2.9917 | 6.1828 | 2.9917 | 6.1828
234330-Premium T8 with T12 40 Watt Baseline - Tr1 | 0.73693 | 0.45705 | 1.1894 | 3980.5231 | 43785.7541 | -5.4149 | -59.5635 | 0.053617 | 0.46578 | 0.053617 | 0.46578 | 0.056396 | 0.48993 | 0.056396 | 0.48993 | 2.0229 | 2.1362 | 2.0229 | 2.1362
234330-Premium T8 with T12 40 Watt Baseline - Tr1 | 0.53696 | 0.34625 | 0.73502 | 2711.5334 | 29826.867 | -4.4406 | -48.8469 | 0.041832 | 0.35645 | 0.041832 | 0.35645 | 0.045345 | 0.38639 | 0.045345 | 0.38639 | 1.6313 | 1.7226 | 1.6313 | 1.7226
234303-Lighting-Remove 4 Ft Lamp (De-Lamp) - Tr1 | 1.2985 | 0.83734 | 1.7775 | 6557.3815 | 72131.1966 | -10.7389 | -118.1279 | 0.068349 | 0.58241 | 0.068349 | 0.58241 | 0.084509 | 0.72011 | 0.084509 | 0.72011 | 2.7195 | 4.5824 | 2.7195 | 4.5824
234306-Lighting-Remove 8 Ft Lamp (De-Lamp) - Tr1 | 0.053577 | 0.034548 | 0.073339 | 270.5521 | 2976.0732 | -0.44308 | -4.8739 | 0.083454 | 0.71111 | 0.083454 | 0.71111 | 0.084276 | 0.71812 | 0.084276 | 0.71812 | 4.3861 | 4.5376 | 4.3861 | 4.5376
234002-A/C-Reflective Window Film Coastal | 0.95815 | 0.44028 | 0.45706 | 2472.0768 | 24720.768 | 0 | 0 | 0.093688 | 0 | 0.093688 | 0 | 0.10588 | 0 | 0.10588 | 0 | 3.6857 | 5.6671 | 3.6857 | 5.6671
234360-Lighting-IntrHiByLnrFlscntFxtr244wrplc400w(TrI)Tr1 | 1.0751 | 0.67227 | 1.052 | 5560.1185 | 61161.3032 | -1.617 | -17.7867 | 0.064199 | 0.55133 | 0.064199 | 0.55133 | 0.086632 | 0.74399 | 0.086632 | 0.74399 | 2.4909 | 5.2001 | 2.4909 | 5.2001
234285-Lighting-Occpncy Snsr-Hi-Bay integrated Snsr-Tr1 | 1.85 | 1.1568 | 0 | 9567.36 | 76538.88 | 0 | 0 | 0.092876 | 0 | 0.092876 | 0 | 0.097221 | 0 | 0.097221 | 0 | 7.7044 | 11.2242 | 7.7044 | 11.2242
234330-Premium T8 with T12 40 Watt Baseline - Tr1 | 1.2008 | 0.77433 | 1.6438 | 6063.9746 | 66703.7208 | -9.9309 | -109.2395 | 0.041832 | 0.35645 | 0.041832 | 0.35645 | 0.045345 | 0.38639 | 0.045345 | 0.38639 | 1.6313 | 1.7226 | 1.6313 | 1.7226
234360-Lighting-IntrHiByLnrFlscntFxtr244wrplc400w(TrI)Tr1 | 0.71676 | 0.44818 | 0.70131 | 3706.7456 | 40774.2021 | -1.078 | -11.8578 | 0.064199 | 0.55133 | 0.064199 | 0.55133 | 0.086632 | 0.74399 | 0.086632 | 0.74399 | 2.4909 | 5.2001 | 2.4909 | 5.2001
234285-Lighting-Occpncy Snsr-Hi-Bay integrated Snsr-Tr1 | 1.2333 | 0.77119 | 0 | 6378.24 | 51025.92 | 0 | 0 | 0.092876 | 0 | 0.092876 | 0 | 0.097221 | 0 | 0.097221 | 0 | 7.7044 | 11.2242 | 7.7044 | 11.2242
234360-Lighting-IntrHiByLnrFlscntFxtr244wrplc400w(TrI)Tr1 | 1.4335 | 0.89636 | 1.4026 | 7413.4913 | 81548.4042 | -2.156 | -23.7156 | 0.064199 | 0.55133 | 0.064199 | 0.55133 | 0.086632 | 0.74399 | 0.086632 | 0.74399 | 2.4909 | 5.2001 | 2.4909 | 5.2001
234285-Lighting-Occpncy Snsr-Hi-Bay integrated Snsr-Tr1 | 2.4667 | 1.5424 | 0 | 12756.48 | 102051.84 | 0 | 0 | 0.092876 | 0 | 0.092876 | 0 | 0.097221 | 0 | 0.097221 | 0 | 7.7044 | 11.2242 | 7.7044 | 11.2242
234331-Premium T8 with T12 40 Watt Baseline - Tr2 | 0.45159 | 0.2912 | 0.70117 | 2280.4554 | 25085.0097 | -3.7347 | -41.0813 | 0.049918 | 0.42535 | 0.049918 | 0.42535 | 0.066382 | 0.56565 | 0.066382 | 0.56565 | 1.858 | 2.5912 | 1.858 | 2.5912
234304-Lighting-Remove 4 Ft Lamp (De-Lamp) - Tr2 | 1.4366 | 0.92636 | 2.2306 | 7254.5811 | 79800.3923 | -11.8807 | -130.6876 | 0.071934 | 0.61295 | 0.071934 | 0.61295 | 0.091907 | 0.78315 | 0.091907 | 0.78315 | 2.989 | 6.676 | 2.989 | 6.676
234208-Lighting-8 Ft T-8 with Elec Ballast-Tr2 | 0.19653 | 0.12673 | 0.30514 | 992.4164 | 10916.58 | -1.6253 | -17.8779 | -0.07362 | -0.62732 | -0.07362 | -0.62732 | 0.022369 | 0.19061 | 0.022369 | 0.19061 | 0.59487 | 1.2609 | 0.59487 | 1.2609
234307-Lighting-Remove 8 Ft Lamp (De-Lamp) - Tr2 | 1.2879 | 0.83048 | 1.9997 | 6503.6995 | 71540.694 | -10.651 | -117.1609 | 0.085891 | 0.73189 | 0.085891 | 0.73189 | 0.095018 | 0.80965 | 0.095018 | 0.80965 | 4.8676 | 8.2634 | 4.8676 | 8.2634
234361-Lighting-IntrHiByLnrFlscntFxtr244wrplc400w(TrI)Tr2 | 1.7744 | 1.1095 | 1.7362 | 9176.5132 | 100941.6449 | -2.6687 | -29.3554 | 0.063975 | 0.54941 | 0.063975 | 0.54941 | 0.091637 | 0.78696 | 0.091637 | 0.78696 | 2.478 | 6.8658 | 2.478 | 6.8658
234286-Lighting-Occpncy Snsr-Hi-Bay integrated Snsr-Tr2 | 3.0833 | 1.928 | 0 | 15945.6 | 127564.8 | 0 | 0 | 0.092871 | 0 | 0.092871 | 0 | 0.097221 | 0 | 0.097221 | 0 | 7.7016 | 11.2242 | 7.7016 | 11.2242
234330-Premium T8 with T12 40 Watt Baseline - Tr1 | 0.57768 | 0.37251 | 1.0508 | 2917.183 | 32089.0131 | -11.3644 | -125.0079 | 0.044136 | 0.37608 | 0.044136 | 0.37608 | 0.047527 | 0.40498 | 0.047527 | 0.40498 | 1.69 | 1.7846 | 1.69 | 1.7846
234303-Lighting-Remove 4 Ft Lamp (De-Lamp) - Tr1 | 1.8523 | 1.1944 | 3.3693 | 9353.7898 | 102891.6875 | -36.4392 | -400.831 | 0.069731 | 0.59418 | 0.069731 | 0.59418 | 0.085329 | 0.72709 | 0.085329 | 0.72709 | 2.8174 | 4.7474 | 2.8174 | 4.7474
234330-Premium T8 with T12 40 Watt Baseline - Tr1 | 0.29289 | 0.18886 | 0.40092 | 1479.0182 | 16269.2002 | -2.4222 | -26.6438 | 0.041832 | 0.35645 | 0.041832 | 0.35645 | 0.045345 | 0.38639 | 0.045345 | 0.38639 | 1.6313 | 1.7226 | 1.6313 | 1.7226
234303-Lighting-Remove 4 Ft Lamp (De-Lamp) - Tr1 | 0.12985 | 0.083734 | 0.17775 | 655.7382 | 7213.1197 | -1.0739 | -11.8128 | 0.068349 | 0.58241 | 0.068349 | 0.58241 | 0.084509 | 0.72011 | 0.084509 | 0.72011 | 2.7195 | 4.5824 | 2.7195 | 4.5824
234306-Lighting-Remove 8 Ft Lamp (De-Lamp) - Tr1 | 0.6965 | 0.44912 | 0.95341 | 3517.1774 | 38688.9517 | -5.76 | -63.3602 | 0.083454 | 0.71111 | 0.083454 | 0.71111 | 0.084276 | 0.71812 | 0.084276 | 0.71812 | 4.3861 | 4.5376 | 4.3861 | 4.5376
234330-Premium T8 with T12 40 Watt Baseline - Tr1 | 0.29289 | 0.18886 | 0.40092 | 1479.0182 | 16269.2002 | -2.4222 | -26.6438 | 0.041832 | 0.35645 | 0.041832 | 0.35645 | 0.045345 | 0.38639 | 0.045345 | 0.38639 | 1.6313 | 1.7226 | 1.6313 | 1.7226
234303-Lighting-Remove 4 Ft Lamp (De-Lamp) - Tr1 | 0.12985 | 0.083734 | 0.17775 | 655.7382 | 7213.1197 | -1.0739 | -11.8128 | 0.068349 | 0.58241 | 0.068349 | 0.58241 | 0.084509 | 0.72011 | 0.084509 | 0.72011 | 2.7195 | 4.5824 | 2.7195 | 4.5824
234306-Lighting-Remove 8 Ft Lamp (De-Lamp) - Tr1 | 0.6965 | 0.44912 | 0.95341 | 3517.1774 | 38688.9517 | -5.76 | -63.3602 | 0.083454 | 0.71111 | 0.083454 | 0.71111 | 0.084276 | 0.71812 | 0.084276 | 0.71812 | 4.3861 | 4.5376 | 4.3861 | 4.5376
234330-Premium T8 with T12 40 Watt Baseline - Tr1 | 2.6484 | 1.6425 | 4.2745 | 14305.0049 | 157355.0539 | -19.4597 | -214.0564 | 0.053617 | 0.46578 | 0.053617 | 0.46578 | 0.056396 | 0.48993 | 0.056396 | 0.48993 | 2.0229 | 2.1362 | 2.0229 | 2.1362
234303-Lighting-Remove 4 Ft Lamp (De-Lamp) - Tr1 | 0.34459 | 0.21372 | 0.55619 | 1861.3193 | 20474.5123 | -2.532 | -27.8523 | 0.074591 | 0.64799 | 0.074591 | 0.64799 | 0.087373 | 0.75903 | 0.087373 | 0.75903 | 3.3724 | 5.6826 | 3.3724 | 5.6826
234207-Lighting-8 Ft T-8 with Elec Ballast-Tr1 | 0.066841 | 0.041455 | 0.10788 | 361.0383 | 3971.4213 | -0.49113 | -5.4025 | -0.053556 | -0.46525 | -0.053556 | -0.46525 | 0.0062738 | 0.054502 | 0.0062738 | 0.054502 | 0.66441 | 1.0629 | 0.66441 | 1.0629
234306-Lighting-Remove 8 Ft Lamp (De-Lamp) - Tr1 | 0.44233 | 0.27434 | 0.71393 | 2389.224 | 26281.4645 | -3.2502 | -35.7517 | 0.086538 | 0.75178 | 0.086538 | 0.75178 | 0.087188 | 0.75743 | 0.087188 | 0.75743 | 5.4393 | 5.6271 | 5.4393 | 5.6271
234049-Lighting-LED Exit Sign New Sign | 0.038498 | 0.038248 | 0 | 337.2586 | 5396.1376 | 0 | 0 | 0.077526 | 0 | 0.077526 | 0 | 0.083422 | 0 | 0.083422 | 0 | 4.9824 | 7.1475 | 4.9824 | 7.1475
234330-Premium T8 with T12 40 Watt Baseline - Tr1 | 0.2636 | 0.16997 | 0.36083 | 1331.1164 | 14642.2802 | -2.1799 | -23.9794 | 0.041832 | 0.35645 | 0.041832 | 0.35645 | 0.045345 | 0.38639 | 0.045345 | 0.38639 | 1.6313 | 1.7226 | 1.6313 | 1.7226
234303-Lighting-Remove 4 Ft Lamp (De-Lamp) - Tr1 | 0.097391 | 0.0628 | 0.13331 | 491.8036 | 5409.8397 | -0.80542 | -8.8596 | 0.068349 | 0.58241 | 0.068349 | 0.58241 | 0.084509 | 0.72011 | 0.084509 | 0.72011 | 2.7195 | 4.5824 | 2.7195 | 4.5824
234306-Lighting-Remove 8 Ft Lamp (De-Lamp) - Tr1 | 0.64292 | 0.41457 | 0.88007 | 3246.6253 | 35712.8785 | -5.3169 | -58.4863 | 0.083454 | 0.71111 | 0.083454 | 0.71111 | 0.084276 | 0.71812 | 0.084276 | 0.71812 | 4.3861 | 4.5376 | 4.3861 | 4.5376
234360-Lighting-IntrHiByLnrFlscntFxtr244wrplc400w(TrI)Tr1 | 0.35538 | 0.22041 | 0.48518 | 1919.5603 | 21115.1634 | -4.1487 | -45.6356 | 0.04344 | 0.37456 | 0.04344 | 0.37456 | 0.076464 | 0.65931 | 0.076464 | 0.65931 | 1.6853 | 3.5182 | 1.6853 | 3.5182
234285-Lighting-Occpncy Snsr-Hi-Bay integrated Snsr-Tr1 | 0.88562 | 0.54928 | 0 | 4783.68 | 38269.44 | 0 | 0 | 0.092442 | 0 | 0.092442 | 0 | 0.096787 | 0 | 0.096787 | 0 | 7.673 | 11.1785 | 7.673 | 11.1785
234312-Lighting-Screw in 14-26 Watt Lamp - Tr1 | 0.019717 | 0.012229 | 0.026158 | 106.5006 | 185.3111 | -0.23284 | -0.40514 | -0.0099109 | -0.08303 | -0.0099109 | -0.08303 | -0.0086227 | -0.072238 | -0.0086227 | -0.072238 | 0.91727 | 0.92724 | 0.91727 | 0.92724
234330-Premium T8 with T12 40 Watt Baseline - Tr1 | 0.41387 | 0.25669 | 0.66583 | 2235.5254 | 24590.779 | -4.8316 | -53.1473 | 0.053966 | 0.46532 | 0.053966 | 0.46532 | 0.056769 | 0.48949 | 0.056769 | 0.48949 | 2.0209 | 2.134 | 2.0209 | 2.134
234312-Lighting-Screw in 14-26 Watt Lamp - Tr1 | 0.039434 | 0.024457 | 0.052316 | 213.0013 | 370.6222 | -0.46568 | -0.81029 | -0.0099109 | -0.08303 | -0.0099109 | -0.08303 | -0.0086227 | -0.072238 | -0.0086227 | -0.072238 | 0.91727 | 0.92724 | 0.91727 | 0.92724
234330-Premium T8 with T12 40 Watt Baseline - Tr1 | 0.17245 | 0.10695 | 0.27743 | 931.4689 | 10246.1579 | -2.0132 | -22.1447 | 0.053966 | 0.46532 | 0.053966 | 0.46532 | 0.056769 | 0.48949 | 0.056769 | 0.48949 | 2.0209 | 2.134 | 2.0209 | 2.134
234303-Lighting-Remove 4 Ft Lamp (De-Lamp) - Tr1 | 0.038228 | 0.02371 | 0.0615 | 206.4882 | 2271.3705 | -0.44628 | -4.909 | 0.075119 | 0.64771 | 0.075119 | 0.64771 | 0.08801 | 0.75886 | 0.08801 | 0.75886 | 3.369 | 5.6769 | 3.369 | 5.6769
234294-Lighting-Occupancy Sensor-Wallbox Lghtng Snsr-Tr1 | 0.075982 | 0.047125 | 0.33826 | 410.4173 | 3283.3382 | 0 | 0 | 0.07366 | 0 | 0.07366 | 0 | 0.075348 | 0 | 0.075348 | 0 | 3.257 | 3.4347 | 3.257 | 3.4347
234330-Premium T8 with T12 40 Watt Baseline - Tr1 | 0.13796 | 0.085563 | 0.22194 | 745.1751 | 8196.9263 | -1.6105 | -17.7158 | 0.053966 | 0.46532 | 0.053966 | 0.46532 | 0.056769 | 0.48949 | 0.056769 | 0.48949 | 2.0209 | 2.134 | 2.0209 | 2.134
234303-Lighting-Remove 4 Ft Lamp (De-Lamp) - Tr1 | 0.42051 | 0.2608 | 0.6765 | 2271.3705 | 24985.0755 | -4.909 | -53.9995 | 0.075119 | 0.64771 | 0.075119 | 0.64771 | 0.08801 | 0.75886 | 0.08801 | 0.75886 | 3.369 | 5.6769 | 3.369 | 5.6769
234312-Lighting-Screw in 14-26 Watt Lamp - Tr1 | 0.026289 | 0.016305 | 0.034878 | 142.0008 | 247.0815 | -0.31045 | -0.54019 | -0.0099109 | -0.08303 | -0.0099109 | -0.08303 | -0.0086227 | -0.072238 | -0.0086227 | -0.072238 | 0.91727 | 0.92724 | 0.91727 | 0.92724
234331-Premium T8 with T12 40 Watt Baseline - Tr2 | 0.10995 | 0.068748 | 0.17056 | 568.5942 | 6254.5362 | -0.16536 | -1.8189 | 0.050998 | 0.43796 | 0.050998 | 0.43796 | 0.066919 | 0.57469 | 0.066919 | 0.57469 | 1.9065 | 2.6589 | 1.9065 | 2.6589
234304-Lighting-Remove 4 Ft Lamp (De-Lamp) - Tr2 | 0.35408 | 0.2214 | 0.54928 | 1831.142 | 20142.5615 | -0.53253 | -5.8578 | 0.072287 | 0.62079 | 0.072287 | 0.62079 | 0.091601 | 0.78666 | 0.091601 | 0.78666 | 3.067 | 6.8503 | 3.067 | 6.8503
234330-Premium T8 with T12 40 Watt Baseline - Tr1 | 0.36789 | 0.22817 | 0.59185 | 1987.1337 | 21858.4702 | -4.2947 | -47.2421 | 0.05365 | 0.46428 | 0.05365 | 0.46428 | 0.056453 | 0.48853 | 0.056453 | 0.48853 | 2.0148 | 2.1277 | 2.0148 | 2.1277
234303-Lighting-Remove 4 Ft Lamp (De-Lamp) - Tr1 | 0.15291 | 0.094838 | 0.246 | 825.9529 | 9085.482 | -1.7851 | -19.6362 | 0.074805 | 0.64734 | 0.074805 | 0.64734 | 0.087696 | 0.7589 | 0.087696 | 0.7589 | 3.3589 | 5.6599 | 3.3589 | 5.6599
234312-Lighting-Screw in 14-26 Watt Lamp - Tr1 | 0.026289 | 0.016305 | 0.034878 | 142.0008 | 247.0815 | -0.31045 | -0.54019 | -0.015629 | -0.14395 | -0.015629 | -0.14395 | -0.014338 | -0.13206 | -0.014338 | -0.13206 | 0.86979 | 0.87924 | 0.86979 | 0.87924
234330-Premium T8 with T12 40 Watt Baseline - Tr1 | 1.9314 | 1.1979 | 3.1072 | 10432.4517 | 114756.9685 | -22.5474 | -248.0209 | 0.053966 | 0.46532 | 0.053966 | 0.46532 | 0.056769 | 0.48949 | 0.056769 | 0.48949 | 2.0209 | 2.134 | 2.0209 | 2.134
234303-Lighting-Remove 4 Ft Lamp (De-Lamp) - Tr1 | 0.30582 | 0.18968 | 0.492 | 1651.9058 | 18170.964 | -3.5702 | -39.2724 | 0.075119 | 0.64771 | 0.075119 | 0.64771 | 0.08801 | 0.75886 | 0.08801 | 0.75886 | 3.369 | 5.6769 | 3.369 | 5.6769
234207-Lighting-8 Ft T-8 with Elec Ballast-Tr1 | 0.019067 | 0.011826 | 0.030675 | 102.9917 | 1132.9085 | -0.22259 | -2.4485 | -0.054121 | -0.46665 | -0.054121 | -0.46665 | 0.0062193 | 0.053626 | 0.0062193 | 0.053626 | 0.66374 | 1.0618 | 0.66374 | 1.0618
234306-Lighting-Remove 8 Ft Lamp (De-Lamp) - Tr1 | 0.12618 | 0.078259 | 0.203 | 681.5626 | 7497.1887 | -1.473 | -16.2035 | 0.087168 | 0.7516 | 0.087168 | 0.7516 | 0.087824 | 0.75726 | 0.087824 | 0.75726 | 5.4338 | 5.6214 | 5.4338 | 5.6214
234312-Lighting-Screw in 14-26 Watt Lamp - Tr1 | 0.065723 | 0.040762 | 0.087194 | 355.0021 | 617.7037 | -0.77614 | -1.3505 | -0.0099109 | -0.08303 | -0.0099109 | -0.08303 | -0.0086227 | -0.072238 | -0.0086227 | -0.072238 | 0.91727 | 0.92724 | 0.91727 | 0.92724
234285-Lighting-Occpncy Snsr-Hi-Bay integrated Snsr-Tr1 | 5.0185 | 3.1126 | 0 | 27107.52 | 216860.16 | 0 | 0 | 0.092442 | 0 | 0.092442 | 0 | 0.096787 | 0 | 0.096787 | 0 | 7.673 | 11.1785 | 7.673 | 11.1785
234360-Lighting-IntrHiByLnrFlscntFxtr244wrplc400w(TrI)Tr1 | 2.0138 | 1.249 | 2.7494 | 10877.5084 | 119652.5925 | -23.5092 | -258.6017 | 0.04344 | 0.37456 | 0.04344 | 0.37456 | 0.076464 | 0.65931 | 0.076464 | 0.65931 | 1.6853 | 3.5182 | 1.6853 | 3.5182
234330-Premium T8 with T12 40 Watt Baseline - Tr1 | 0.27153 | 0.16979 | 0.42123 | 1404.2486 | 15446.7345 | -0.40838 | -4.4922 | 0.048614 | 0.41749 | 0.048614 | 0.41749 | 0.051723 | 0.44419 | 0.051723 | 0.44419 | 1.8289 | 1.9313 | 1.8289 | 1.9313
234303-Lighting-Remove 4 Ft Lamp (De-Lamp) - Tr1 | 0.8852 | 0.55351 | 1.3732 | 4577.8549 | 50356.4037 | -1.3313 | -14.6444 | 0.072081 | 0.61902 | 0.072081 | 0.61902 | 0.086382 | 0.74183 | 0.086382 | 0.74183 | 3.049 | 5.1377 | 3.049 | 5.1377
234312-Lighting-Screw in 14-26 Watt Lamp - Tr1 | 0.013145 | 0.0081525 | 0.017439 | 71.0004 | 123.5407 | -0.15523 | -0.2701 | -0.0099109 | -0.08303 | -0.0099109 | -0.08303 | -0.0086227 | -0.072238 | -0.0086227 | -0.072238 | 0.91727 | 0.92724 | 0.91727 | 0.92724
234330-Premium T8 with T12 40 Watt Baseline - Tr1 | 0.39088 | 0.24243 | 0.62884 | 2111.3295 | 23224.6246 | -4.5632 | -50.1947 | 0.053966 | 0.46532 | 0.053966 | 0.46532 | 0.056769 | 0.48949 | 0.056769 | 0.48949 | 2.0209 | 2.134 | 2.0209 | 2.134
234303-Lighting-Remove 4 Ft Lamp (De-Lamp) - Tr1 | 1.1468 | 0.71129 | 1.845 | 6194.6468 | 68141.1151 | -13.3883 | -147.2714 | 0.075119 | 0.64771 | 0.075119 | 0.64771 | 0.08801 | 0.75886 | 0.08801 | 0.75886 | 3.369 | 5.6769 | 3.369 | 5.6769
234312-Lighting-Screw in 14-26 Watt Lamp - Tr1 | 0.079009 | 0.049002 | 0.10536 | 426.7649 | 742.571 | -0.59887 | -1.042 | -0.0098185 | -0.082937 | -0.0098185 | -0.082937 | -0.0085409 | -0.072146 | -0.0085409 | -0.072146 | 0.91736 | 0.92733 | 0.91736 | 0.92733
234330-Premium T8 with T12 40 Watt Baseline - Tr1 | 0.54225 | 0.33631 | 0.57155 | 2928.9775 | 32218.7525 | -3.9844 | -43.8285 | 0.078207 | 0.6794 | 0.078207 | 0.6794 | 0.079682 | 0.69221 | 0.079682 | 0.69221 | 3.8107 | 4.024 | 3.8107 | 4.024
234330-Premium T8 with T12 40 Watt Baseline - Tr1 | 0.048814 | 0.031477 | 0.06682 | 246.503 | 2711.5334 | -0.40369 | -4.4406 | 0.041609 | 0.35552 | 0.041609 | 0.35552 | 0.045122 | 0.38554 | 0.045122 | 0.38554 | 1.6279 | 1.719 | 1.6279 | 1.719
234303-Lighting-Remove 4 Ft Lamp (De-Lamp) - Tr1 | 0.16232 | 0.10467 | 0.22219 | 819.6727 | 9016.3996 | -1.3424 | -14.766 | 0.068127 | 0.5821 | 0.068127 | 0.5821 | 0.084287 | 0.72019 | 0.084287 | 0.72019 | 2.7138 | 4.5728 | 2.7138 | 4.5728
234312-Lighting-Screw in 14-26 Watt Lamp - Tr1 | 0.05536 | 0.035698 | 0.017824 | 279.5581 | 486.4311 | -0.48933 | -0.85143 | 0.050861 | 0.42003 | 0.050861 | 0.42003 | 0.051513 | 0.42541 | 0.051513 | 0.42541 | 1.8391 | 1.8591 | 1.8391 | 1.8591
234330-Premium T8 with T12 40 Watt Baseline - Tr1 | 0.15621 | 0.10073 | 0.21382 | 788.8097 | 8676.9068 | -1.2918 | -14.21 | 0.041832 | 0.35645 | 0.041832 | 0.35645 | 0.045345 | 0.38639 | 0.045345 | 0.38639 | 1.6313 | 1.7226 | 1.6313 | 1.7226
234331-Premium T8 with T12 40 Watt Baseline - Tr2 | 0.15121 | 0.097501 | 0.20698 | 763.5582 | 8399.1399 | -1.2505 | -13.7551 | 0.044526 | 0.37941 | 0.044526 | 0.37941 | 0.062516 | 0.5327 | 0.062516 | 0.5327 | 1.7004 | 2.3715 | 1.7004 | 2.3715
234084-Refrigeration -Cooler/Freezer Door Gaskets - Solid Doors: Cooler | 0.035851 | 0.028216 | 0.044208 | 264.1368 | 1056.5472 | 0 | 0 | -0.21719 | 0 | -0.21719 | 0 | -0.21719 | 0 | -0.21719 | 0 | 0.31139 | 0.31139 | 0.31139 | 0.31139
234330-Premium T8 with T12 40 Watt Baseline - Tr1 | 0.37938 | 0.2353 | 0.61034 | 2049.2316 | 22541.5474 | -4.4289 | -48.7184 | 0.053966 | 0.46532 | 0.053966 | 0.46532 | 0.056769 | 0.48949 | 0.056769 | 0.48949 | 2.0209 | 2.134 | 2.0209 | 2.134
234148-Premium T8 with T12 40 Watt Baseline | 0.3521 | 0.22016 | 0.54192 | 1820.8888 | 20029.7769 | -0.52954 | -5.825 | 0.080655 | 0.69265 | 0.080655 | 0.69265 | 0.082065 | 0.70477 | 0.082065 | 0.70477 | 4.0317 | 4.2574 | 4.0317 | 4.2574
234330-Premium T8 with T12 40 Watt Baseline - Tr1 | 0.47838 | 0.30847 | 0.65484 | 2415.7297 | 26573.027 | -3.9562 | -43.5182 | 0.041832 | 0.35645 | 0.041832 | 0.35645 | 0.045345 | 0.38639 | 0.045345 | 0.38639 | 1.6313 | 1.7226 | 1.6313 | 1.7226
234207-Lighting-8 Ft T-8 with Elec Ballast-Tr1 | 0.072864 | 0.046985 | 0.099741 | 367.9509 | 4047.4596 | -0.60259 | -6.6285 | -0.093666 | -0.79813 | -0.093666 | -0.79813 | -0.018024 | -0.15358 | -0.018024 | -0.15358 | 0.53577 | 0.85709 | 0.53577 | 0.85709
234340-Lighting-Intr HiBy Lnr FlrscntFxtr600w rplc>400Tr1 | 9.1584 | 5.9056 | 11.1431 | 46247.8561 | 508726.4176 | -75.7393 | -833.1319 | 0.062736 | 0.53009 | 0.062736 | 0.53009 | 0.093274 | 0.78812 | 0.093274 | 0.78812 | 2.3689 | 7.1005 | 2.3689 | 7.1005
234330-Premium T8 with T12 40 Watt Baseline - Tr1 | 0.19314 | 0.12676 | 0.24459 | 1213.0142 | 13343.1562 | -5.7045 | -62.7494 | 0.062753 | 0.56899 | 0.062753 | 0.56899 | 0.064813 | 0.58766 | 0.064813 | 0.58766 | 2.6159 | 2.7623 | 2.6159 | 2.7623
234303-Lighting-Remove 4 Ft Lamp (De-Lamp) - Tr1 | 0.32111 | 0.21076 | 0.40666 | 2016.7594 | 22184.3531 | -9.4843 | -104.3273 | 0.078294 | 0.7099 | 0.078294 | 0.7099 | 0.087764 | 0.79577 | 0.087764 | 0.79577 | 4.3609 | 7.3482 | 4.3609 | 7.3482
234049-Lighting-LED Exit Sign New Sign | 0.076997 | 0.076497 | 0 | 674.5172 | 10792.2751 | 0 | 0 | 0.077526 | 0 | 0.077526 | 0 | 0.083422 | 0 | 0.083422 | 0 | 4.9824 | 7.1475 | 4.9824 | 7.1475
234330-Premium T8 with T12 40 Watt Baseline - Tr1 | 1.5761 | 0.89929 | 2.4238 | 7843.3193 | 86276.5123 | -10.1407 | -111.5481 | 0.042589 | 0.37543 | 0.042589 | 0.37543 | 0.045871 | 0.40436 | 0.045871 | 0.40436 | 1.688 | 1.7825 | 1.688 | 1.7825
234303-Lighting-Remove 4 Ft Lamp (De-Lamp) - Tr1 | 1.1783 | 0.67232 | 1.812 | 5863.766 | 64501.4259 | -7.5813 | -83.3948 | 0.067359 | 0.59379 | 0.067359 | 0.59379 | 0.082455 | 0.72686 | 0.082455 | 0.72686 | 2.814 | 4.7417 | 2.814 | 4.7417
234330-Premium T8 with T12 40 Watt Baseline - Tr1 | 0.80602 | 0.4999 | 1.3009 | 4353.6971 | 47890.6686 | -5.9225 | -65.1476 | 0.053617 | 0.46578 | 0.053617 | 0.46578 | 0.056396 | 0.48993 | 0.056396 | 0.48993 | 2.0229 | 2.1362 | 2.0229 | 2.1362
234330-Premium T8 with T12 40 Watt Baseline - Tr1 | 0.45411 | 0.28165 | 0.73056 | 2452.8681 | 26981.5491 | -5.3013 | -58.3144 | 0.053966 | 0.46532 | 0.053966 | 0.46532 | 0.056769 | 0.48949 | 0.056769 | 0.48949 | 2.0209 | 2.134 | 2.0209 | 2.134
234330-Premium T8 with T12 40 Watt Baseline - Tr1 | 2.1843 | 1.3547 | 3.5141 | 11798.6061 | 129784.6667 | -25.5 | -280.4998 | 0.053966 | 0.46532 | 0.053966 | 0.46532 | 0.056769 | 0.48949 | 0.056769 | 0.48949 | 2.0209 | 2.134 | 2.0209 | 2.134
234340-Lighting-Intr HiBy Lnr FlrscntFxtr600w rplc>400Tr1 | 1.5009 | 0.93091 | 2.0492 | 8107.3418 | 89180.7593 | -17.5222 | -192.7438 | 0.056309 | 0.48552 | 0.056309 | 0.48552 | 0.089973 | 0.77579 | 0.089973 | 0.77579 | 2.1146 | 6.3382 | 2.1146 | 6.3382
234049-Lighting-LED Exit Sign New Sign | 0.1155 | 0.11475 | 0 | 1011.7758 | 16188.4127 | 0 | 0 | 0.077526 | 0 | 0.077526 | 0 | 0.083422 | 0 | 0.083422 | 0 | 4.9824 | 7.1475 | 4.9824 | 7.1475
234331-Premium T8 with T12 40 Watt Baseline - Tr2 | 0.078746 | 0.049239 | 0.1212 | 407.2378 | 4479.6155 | -0.11843 | -1.3027 | 0.052272 | 0.4489 | 0.052272 | 0.4489 | 0.067832 | 0.58253 | 0.067832 | 0.58253 | 1.9506 | 2.7205 | 1.9506 | 2.7205
234304-Lighting-Remove 4 Ft Lamp (De-Lamp) - Tr2 | 0.1268 | 0.079286 | 0.19516 | 655.749 | 7213.2391 | -0.1907 | -2.0977 | 0.073079 | 0.62759 | 0.073079 | 0.62759 | 0.091956 | 0.7897 | 0.091956 | 0.7897 | 3.1381 | 7.009 | 3.1381 | 7.009
234361-Lighting-IntrHiByLnrFlscntFxtr244wrplc400w(TrI)Tr2 | 1.4741 | 0.92171 | 1.6209 | 7623.1213 | 83854.3343 | -2.2169 | -24.3862 | 0.060365 | 0.51841 | 0.060365 | 0.51841 | 0.090334 | 0.77577 | 0.090334 | 0.77577 | 2.2873 | 6.3373 | 2.2873 | 6.3373
234286-Lighting-Occpncy Snsr-Hi-Bay integrated Snsr-Tr2 | 2.775 | 1.7352 | 0 | 14351.04 | 114808.32 | 0 | 0 | 0.092871 | 0 | 0.092871 | 0 | 0.097221 | 0 | 0.097221 | 0 | 7.7016 | 11.2242 | 7.7016 | 11.2242
234049-Lighting-LED Exit Sign New Sign | 0.038498 | 0.038248 | 0 | 337.2586 | 5396.1376 | 0 | 0 | 0.077526 | 0 | 0.077526 | 0 | 0.083422 | 0 | 0.083422 | 0 | 4.9824 | 7.1475 | 4.9824 | 7.1475
234330-Premium T8 with T12 40 Watt Baseline - Tr1 | 6.8857 | 4.2706 | 11.1138 | 37193.0127 | 409123.14 | -50.5952 | -556.5467 | 0.053617 | 0.46578 | 0.053617 | 0.46578 | 0.056396 | 0.48993 | 0.056396 | 0.48993 | 2.0229 | 2.1362 | 2.0229 | 2.1362
234049-Lighting-LED Exit Sign New Sign | 0.46198 | 0.45898 | 0 | 4047.1032 | 64753.6509 | 0 | 0 | 0.077526 | 0 | 0.077526 | 0 | 0.083422 | 0 | 0.083422 | 0 | 4.9824 | 7.1475 | 4.9824 | 7.1475
234330-Premium T8 with T12 40 Watt Baseline - Tr1 | 0.75996 | 0.47134 | 1.2266 | 4104.9144 | 45154.0589 | -5.5841 | -61.4249 | 0.053617 | 0.46578 | 0.053617 | 0.46578 | 0.056396 | 0.48993 | 0.056396 | 0.48993 | 2.0229 | 2.1362 | 2.0229 | 2.1362
234340-Lighting-Intr HiBy Lnr FlrscntFxtr600w rplc>400Tr1 | 6.0132 | 3.7295 | 8.2365 | 32480.4133 | 357284.5459 | -44.1844 | -486.0286 | 0.055939 | 0.48596 | 0.055939 | 0.48596 | 0.089319 | 0.77594 | 0.089319 | 0.77594 | 2.1167 | 6.3446 | 2.1167 | 6.3446
234049-Lighting-LED Exit Sign New Sign | 0.15399 | 0.15299 | 0 | 1349.0344 | 21584.5503 | 0 | 0 | 0.077526 | 0 | 0.077526 | 0 | 0.083422 | 0 | 0.083422 | 0 | 4.9824 | 7.1475 | 4.9824 | 7.1475
234148-Premium T8 with T12 40 Watt Baseline | 0.19846 | 0.12309 | 0.32033 | 1071.9905 | 11791.8952 | -1.4583 | -16.041 | 0.081703 | 0.70977 | 0.081703 | 0.70977 | 0.082993 | 0.72098 | 0.082993 | 0.72098 | 4.3583 | 4.6024 | 4.3583 | 4.6024
234340-Lighting-Intr HiBy Lnr FlrscntFxtr600w rplc>400Tr1 | 3.0066 | 1.8647 | 4.1183 | 16240.2066 | 178642.273 | -22.0922 | -243.0143 | 0.055939 | 0.48596 | 0.055939 | 0.48596 | 0.089319 | 0.77594 | 0.089319 | 0.77594 | 2.1167 | 6.3446 | 2.1167 | 6.3446
234330-Premium T8 with T12 40 Watt Baseline - Tr1 | 2.9816 | 1.8643 | 4.6252 | 15419.2002 | 169611.2024 | -4.4842 | -49.3257 | 0.048614 | 0.41749 | 0.048614 | 0.41749 | 0.051723 | 0.44419 | 0.051723 | 0.44419 | 1.8289 | 1.9313 | 1.8289 | 1.9313
234303-Lighting-Remove 4 Ft Lamp (De-Lamp) - Tr1 | 4.8863 | 3.0553 | 7.5801 | 25269.759 | 277967.3486 | -7.3489 | -80.8374 | 0.072081 | 0.61902 | 0.072081 | 0.61902 | 0.086382 | 0.74183 | 0.086382 | 0.74183 | 3.049 | 5.1377 | 3.049 | 5.1377
234330-Premium T8 with T12 40 Watt Baseline - Tr1 | 0.13074 | 0.081751 | 0.20122 | 676.1338 | 7437.4719 | -0.19663 | -2.1629 | 0.049942 | 0.42889 | 0.049942 | 0.42889 | 0.052981 | 0.45499 | 0.052981 | 0.45499 | 1.8713 | 1.9761 | 1.8713 | 1.9761
234330-Premium T8 with T12 40 Watt Baseline - Tr1 | 0.48361 | 0.29994 | 0.78057 | 2612.2183 | 28734.4011 | -3.5535 | -39.0886 | 0.053617 | 0.46578 | 0.053617 | 0.46578 | 0.056396 | 0.48993 | 0.056396 | 0.48993 | 2.0229 | 2.1362 | 2.0229 | 2.1362
234331-Premium T8 with T12 40 Watt Baseline - Tr2 | 0.04275 | 0.041561 | 0.05587 | 240.3452 | 2643.7977 | -0.83181 | -9.15 | -0.0013992 | -0.011963 | -0.0013992 | -0.011963 | 0.037108 | 0.31726 | 0.037108 | 0.31726 | 0.98718 | 1.5254 | 0.98718 | 1.5254
234208-Lighting-8 Ft T-8 with Elec Ballast-Tr2 | 0.7151 | 0.6952 | 0.93455 | 4020.3419 | 44223.7614 | -13.9141 | -153.0546 | -0.23347 | -1.9961 | -0.23347 | -1.9961 | -0.037409 | -0.31983 | -0.037409 | -0.31983 | 0.31576 | 0.74227 | 0.31576 | 0.74227
234304-Lighting-Remove 4 Ft Lamp (De-Lamp) - Tr2 | 0.10326 | 0.10038 | 0.13494 | 580.5189 | 6385.7082 | -2.0091 | -22.1004 | 0.039825 | 0.34049 | 0.039825 | 0.34049 | 0.080323 | 0.68674 | 0.080323 | 0.68674 | 1.5864 | 3.9299 | 1.5864 | 3.9299
234330-Premium T8 with T12 40 Watt Baseline - Tr1 | 0.22481 | 0.14057 | 0.35279 | 1162.6123 | 12788.7356 | -0.62301 | -6.8531 | 0.048992 | 0.41999 | 0.048992 | 0.41999 | 0.052091 | 0.44656 | 0.052091 | 0.44656 | 1.8381 | 1.941 | 1.8381 | 1.941
234303-Lighting-Remove 4 Ft Lamp (De-Lamp) - Tr1 | 0.74754 | 0.46743 | 1.1731 | 3865.9223 | 42525.1453 | -2.0716 | -22.7879 | 0.072383 | 0.62052 | 0.072383 | 0.62052 | 0.086639 | 0.74273 | 0.086639 | 0.74273 | 3.0643 | 5.1634 | 3.0643 | 5.1634
234330-Premium T8 with T12 40 Watt Baseline - Tr1 | 0.21478 | 0.1385 | 0.29401 | 1084.6133 | 11930.7468 | -1.7763 | -19.5388 | 0.041972 | 0.35719 | 0.041972 | 0.35719 | 0.045485 | 0.38708 | 0.045485 | 0.38708 | 1.6334 | 1.7248 | 1.6334 | 1.7248
234303-Lighting-Remove 4 Ft Lamp (De-Lamp) - Tr1 | 0.19478 | 0.1256 | 0.26663 | 983.6072 | 10819.6795 | -1.6108 | -17.7192 | 0.068488 | 0.58285 | 0.068488 | 0.58285 | 0.084648 | 0.72037 | 0.084648 | 0.72037 | 2.723 | 4.5883 | 2.723 | 4.5883
234330-Premium T8 with T12 40 Watt Baseline - Tr1 | 0.26089 | 0.16313 | 0.40471 | 1349.18 | 14840.9802 | -0.39236 | -4.316 | 0.049064 | 0.41786 | 0.049064 | 0.41786 | 0.052173 | 0.44434 | 0.052173 | 0.44434 | 1.8366 | 1.9395 | 1.8366 | 1.9395
234303-Lighting-Remove 4 Ft Lamp (De-Lamp) - Tr1 | 0.8675 | 0.54244 | 1.3457 | 4486.2978 | 49349.2757 | -1.3047 | -14.3516 | 0.07253 | 0.61772 | 0.07253 | 0.61772 | 0.086831 | 0.73951 | 0.086831 | 0.73951 | 3.0618 | 5.1593 | 3.0618 | 5.1593
234330-Premium T8 with T12 40 Watt Baseline - Tr1 | 1.3242 | 0.82127 | 2.1373 | 7152.5024 | 78677.5269 | -9.7298 | -107.0282 | 0.053617 | 0.46578 | 0.053617 | 0.46578 | 0.056396 | 0.48993 | 0.056396 | 0.48993 | 2.0229 | 2.1362 | 2.0229 | 2.1362
234340-Lighting-Intr HiBy Lnr FlrscntFxtr600w rplc>400Tr1 | 0.60132 | 0.37295 | 0.82365 | 3248.0413 | 35728.4546 | -4.4184 | -48.6029 | 0.055939 | 0.48596 | 0.055939 | 0.48596 | 0.089319 | 0.77594 | 0.089319 | 0.77594 | 2.1167 | 6.3446 | 2.1167 | 6.3446
234049-Lighting-LED Exit Sign New Sign | 0.1155 | 0.11475 | 0 | 1011.7758 | 16188.4127 | 0 | 0 | 0.077526 | 0 | 0.077526 | 0 | 0.083422 | 0 | 0.083422 | 0 | 4.9824 | 7.1475 | 4.9824 | 7.1475
234330-Premium T8 with T12 40 Watt Baseline - Tr1 | 0.23029 | 0.14283 | 0.3717 | 1243.9135 | 13683.0482 | -1.6921 | -18.6136 | 0.053617 | 0.46578 | 0.053617 | 0.46578 | 0.056396 | 0.48993 | 0.056396 | 0.48993 | 2.0229 | 2.1362 | 2.0229 | 2.1362
234286-Lighting-Occpncy Snsr-Hi-Bay integrated Snsr-Tr2 | 15.9412 | 9.887 | 0 | 86106.24 | 688849.92 | 0 | 0 | 0.092438 | 0 | 0.092438 | 0 | 0.096787 | 0 | 0.096787 | 0 | 7.6703 | 11.1785 | 7.6703 | 11.1785
234361-Lighting-IntrHiByLnrFlscntFxtr244wrplc400w(TrI)Tr2 | 6.3344 | 3.9287 | 8.6481 | 34215.2063 | 376367.2698 | -73.9483 | -813.4317 | 0.043111 | 0.37172 | 0.043111 | 0.37172 | 0.083831 | 0.72283 | 0.083831 | 0.72283 | 1.6766 | 4.6453 | 1.6766 | 4.6453
234360-Lighting-IntrHiByLnrFlscntFxtr244wrplc400w(TrI)Tr1 | 1.3013 | 0.74251 | 1.4108 | 6475.9624 | 71235.586 | -9.8189 | -108.0081 | 0.057088 | 0.48984 | 0.057088 | 0.48984 | 0.083043 | 0.71255 | 0.083043 | 0.71255 | 2.1459 | 4.4798 | 2.1459 | 4.4798
234285-Lighting-Occpncy Snsr-Hi-Bay integrated Snsr-Tr1 | 2.5633 | 1.4626 | 0 | 12756.48 | 102051.84 | 0 | 0 | 0.093276 | 0 | 0.093276 | 0 | 0.09762 | 0 | 0.09762 | 0 | 7.7332 | 11.2662 | 7.7332 | 11.2662
234330-Premium T8 with T12 40 Watt Baseline - Tr1 | 0.13668 | 0.088135 | 0.1871 | 690.2085 | 7592.2934 | -1.1303 | -12.4338 | 0.042304 | 0.35745 | 0.042304 | 0.35745 | 0.045817 | 0.38713 | 0.045817 | 0.38713 | 1.6385 | 1.7302 | 1.6385 | 1.7302
234085-Refrigeration -Strip Curtains for Walk-ins | 0.48205 | 0.37939 | 0.089362 | 3551.5733 | 14206.2932 | 0 | 0 | 0.086774 | 0 | 0.086774 | 0 | 0.086954 | 0 | 0.086954 | 0 | 8.5854 | 8.7227 | 8.5854 | 8.7227
234067-Refrigeration - Food Service -Auto Closer for Main Cooler Doors | 0.14007 | 0.11024 | 0.19962 | 1032.0086 | 8256.0691 | -0.05124 | -0.40992 | 0.031445 | 0.29885 | 0.031445 | 0.29885 | 0.080239 | 0.76258 | 0.080239 | 0.76258 | 1.4864 | 6.0613 | 1.4864 | 6.0613
234312-Lighting-Screw in 14-26 Watt Lamp - Tr1 | 0.29064 | 0.18741 | 0.093575 | 1467.6802 | 2553.7635 | -2.569 | -4.47 | 0.050861 | 0.42003 | 0.050861 | 0.42003 | 0.051513 | 0.42541 | 0.051513 | 0.42541 | 1.8391 | 1.8591 | 1.8391 | 1.8591
234330-Premium T8 with T12 40 Watt Baseline - Tr1 | 2.4798 | 1.599 | 3.3945 | 12522.3541 | 137745.895 | -20.5076 | -225.5839 | 0.041832 | 0.35645 | 0.041832 | 0.35645 | 0.045345 | 0.38639 | 0.045345 | 0.38639 | 1.6313 | 1.7226 | 1.6313 | 1.7226
234303-Lighting-Remove 4 Ft Lamp (De-Lamp) - Tr1 | 5.5837 | 3.6005 | 7.6433 | 28196.7405 | 310164.1452 | -46.1773 | -507.9501 | 0.068349 | 0.58241 | 0.068349 | 0.58241 | 0.084509 | 0.72011 | 0.084509 | 0.72011 | 2.7195 | 4.5824 | 2.7195 | 4.5824
234330-Premium T8 with T12 40 Watt Baseline - Tr1 | 0.28751 | 0.17977 | 0.446 | 1486.8514 | 16355.3659 | -0.4324 | -4.7564 | 0.048614 | 0.41749 | 0.048614 | 0.41749 | 0.051723 | 0.44419 | 0.051723 | 0.44419 | 1.8289 | 1.9313 | 1.8289 | 1.9313
234303-Lighting-Remove 4 Ft Lamp (De-Lamp) - Tr1 | 0.47801 | 0.29889 | 0.74153 | 2472.0416 | 27192.458 | -0.71891 | -7.908 | 0.072081 | 0.61902 | 0.072081 | 0.61902 | 0.086382 | 0.74183 | 0.086382 | 0.74183 | 3.049 | 5.1377 | 3.049 | 5.1377
234330-Premium T8 with T12 40 Watt Baseline - Tr1 | 0.20232 | 0.12651 | 0.31386 | 1046.3029 | 11509.3316 | -0.30428 | -3.3471 | 0.048614 | 0.41749 | 0.048614 | 0.41749 | 0.051723 | 0.44419 | 0.051723 | 0.44419 | 1.8289 | 1.9313 | 1.8289 | 1.9313
234303-Lighting-Remove 4 Ft Lamp (De-Lamp) - Tr1 | 0.47801 | 0.29889 | 0.74153 | 2472.0416 | 27192.458 | -0.71891 | -7.908 | 0.072081 | 0.61902 | 0.072081 | 0.61902 | 0.086382 | 0.74183 | 0.086382 | 0.74183 | 3.049 | 5.1377 | 3.049 | 5.1377
234312-Lighting-Screw in 14-26 Watt Lamp - Tr1 | 0.085593 | 0.053086 | 0.11414 | 462.3287 | 804.4519 | -0.64878 | -1.1289 | -0.0098185 | -0.082937 | -0.0098185 | -0.082937 | -0.0085409 | -0.072146 | -0.0085409 | -0.072146 | 0.91736 | 0.92733 | 0.91736 | 0.92733
234330-Premium T8 with T12 40 Watt Baseline - Tr1 | 0.11515 | 0.071415 | 0.18585 | 621.9567 | 6841.5241 | -0.84607 | -9.3068 | 0.053617 | 0.46578 | 0.053617 | 0.46578 | 0.056396 | 0.48993 | 0.056396 | 0.48993 | 2.0229 | 2.1362 | 2.0229 | 2.1362
234330-Premium T8 with T12 40 Watt Baseline - Tr1 | 0.069087 | 0.042849 | 0.11151 | 373.174 | 4104.9144 | -0.50764 | -5.5841 | 0.053617 | 0.46578 | 0.053617 | 0.46578 | 0.056396 | 0.48993 | 0.056396 | 0.48993 | 2.0229 | 2.1362 | 2.0229 | 2.1362
234330-Premium T8 with T12 40 Watt Baseline - Tr1 | 0.14969 | 0.092839 | 0.2416 | 808.5438 | 8893.9813 | -1.0999 | -12.0988 | 0.053617 | 0.46578 | 0.053617 | 0.46578 | 0.056396 | 0.48993 | 0.056396 | 0.48993 | 2.0229 | 2.1362 | 2.0229 | 2.1362
234049-Lighting-LED Exit Sign New Sign | 0.076997 | 0.076497 | 0 | 674.5172 | 10792.2751 | 0 | 0 | 0.077526 | 0 | 0.077526 | 0 | 0.083422 | 0 | 0.083422 | 0 | 4.9824 | 7.1475 | 4.9824 | 7.1475
234330-Premium T8 with T12 40 Watt Baseline - Tr1 | 0.78775 | 0.51703 | 0.98817 | 4947.5041 | 54422.5451 | -24.0234 | -264.2572 | 0.0631 | 0.57029 | 0.0631 | 0.57029 | 0.065158 | 0.58889 | 0.065158 | 0.58889 | 2.6255 | 2.7725 | 2.6255 | 2.7725
234303-Lighting-Remove 4 Ft Lamp (De-Lamp) - Tr1 | 0.09191 | 0.060324 | 0.11529 | 577.2441 | 6349.6851 | -2.8029 | -30.8319 | 0.078633 | 0.71068 | 0.078633 | 0.71068 | 0.088099 | 0.79623 | 0.088099 | 0.79623 | 4.377 | 7.3754 | 4.377 | 7.3754
234312-Lighting-Screw in 14-26 Watt Lamp - Tr1 | 0.33438 | 0.21947 | 0.055324 | 2100.0765 | 3654.1331 | -8.0369 | -13.9842 | 0.061445 | 0.54054 | 0.061445 | 0.54054 | 0.06191 | 0.54463 | 0.06191 | 0.54463 | 2.4222 | 2.4486 | 2.4222 | 2.4486
234331-Premium T8 with T12 40 Watt Baseline - Tr2 | 0.71466 | 0.44686 | 1.1086 | 3695.8623 | 40654.4854 | -1.0748 | -11.823 | 0.050998 | 0.43796 | 0.050998 | 0.43796 | 0.066919 | 0.57469 | 0.066919 | 0.57469 | 1.9065 | 2.6589 | 1.9065 | 2.6589
234049-Lighting-LED Exit Sign New Sign | 0.076997 | 0.076497 | 0 | 674.5172 | 10792.2751 | 0 | 0 | 0.077526 | 0 | 0.077526 | 0 | 0.083422 | 0 | 0.083422 | 0 | 4.9824 | 7.1475 | 4.9824 | 7.1475
234331-Premium T8 with T12 40 Watt Baseline - Tr2 | 0.33237 | 0.20614 | 0.53471 | 1795.2864 | 19748.1504 | -3.8801 | -42.6811 | 0.056116 | 0.48385 | 0.056116 | 0.48385 | 0.070466 | 0.60759 | 0.070466 | 0.60759 | 2.1065 | 2.9379 | 2.1065 | 2.9379
234208-Lighting-8 Ft T-8 with Elec Ballast-Tr2 | 0.0096271 | 0.0059709 | 0.015488 | 52.0007 | 572.0077 | -0.11239 | -1.2363 | -0.051563 | -0.4446 | -0.051563 | -0.4446 | 0.032104 | 0.27682 | 0.032104 | 0.27682 | 0.67446 | 1.4296 | 0.67446 | 1.4296
234307-Lighting-Remove 8 Ft Lamp (De-Lamp) - Tr2 | 0.06309 | 0.039129 | 0.1015 | 340.7813 | 3748.5944 | -0.73652 | -8.1017 | 0.087471 | 0.75422 | 0.087471 | 0.75422 | 0.095426 | 0.82281 | 0.095426 | 0.82281 | 5.5188 | 9.369 | 5.5188 | 9.369
234331-Premium T8 with T12 40 Watt Baseline - Tr2 | 0.14369 | 0.08985 | 0.22549 | 743.1177 | 8174.2944 | -0.39821 | -4.3803 | 0.051368 | 0.44037 | 0.051368 | 0.44037 | 0.067238 | 0.57641 | 0.067238 | 0.57641 | 1.916 | 2.6722 | 1.916 | 2.6722
234331-Premium T8 with T12 40 Watt Baseline - Tr2 | 0.18993 | 0.11779 | 0.30555 | 1025.8779 | 11284.6574 | -2.2172 | -24.3892 | 0.056116 | 0.48385 | 0.056116 | 0.48385 | 0.070466 | 0.60759 | 0.070466 | 0.60759 | 2.1065 | 2.9379 | 2.1065 | 2.9379
234049-Lighting-LED Exit Sign New Sign | 1.3089 | 1.3004 | 0 | 11466.7923 | 183468.6775 | 0 | 0 | 0.077526 | 0 | 0.077526 | 0 | 0.083422 | 0 | 0.083422 | 0 | 4.9824 | 7.1475 | 4.9824 | 7.1475
234311-Lighting-Screw in >27 Watt Lamp - Tr3 | 0.24679 | 0.15914 | 0.079458 | 1246.2539 | 2243.2571 | -2.1814 | -3.9265 | 0.048873 | 0.40501 | 0.048873 | 0.40501 | 0.09333 | 0.77341 | 0.09333 | 0.77341 | 1.785 | 6.2431 | 1.785 | 6.2431
234332-Premium T8 with T12 40 Watt Baseline - Tr3 | 0.8489 | 0.54739 | 1.162 | 4286.7479 | 47154.2266 | -7.0203 | -77.2236 | 0.038591 | 0.32842 | 0.038591 | 0.32842 | 0.071882 | 0.61173 | 0.071882 | 0.61173 | 1.5541 | 2.9772 | 1.5541 | 2.9772
234305-Lighting-Remove 4 Ft Lamp (De-Lamp) - Tr3 | 1.9478 | 1.256 | 2.6663 | 9836.0723 | 108196.7948 | -16.1084 | -177.1919 | 0.068926 | 0.58657 | 0.068926 | 0.58657 | 0.095657 | 0.81405 | 0.095657 | 0.81405 | 2.7533 | 8.6031 | 2.7533 | 8.6031
234360-Lighting-IntrHiByLnrFlscntFxtr244wrplc400w(TrI)Tr1 | 0.82921 | 0.51429 | 1.1321 | 4478.974 | 49268.7145 | -9.6803 | -106.483 | 0.04344 | 0.37456 | 0.04344 | 0.37456 | 0.076464 | 0.65931 | 0.076464 | 0.65931 | 1.6853 | 3.5182 | 1.6853 | 3.5182
234285-Lighting-Occpncy Snsr-Hi-Bay integrated Snsr-Tr1 | 2.0665 | 1.2816 | 0 | 11161.92 | 89295.36 | 0 | 0 | 0.092442 | 0 | 0.092442 | 0 | 0.096787 | 0 | 0.096787 | 0 | 7.673 | 11.1785 | 7.673 | 11.1785
234330-Premium T8 with T12 40 Watt Baseline - Tr1 | 0.091972 | 0.057042 | 0.14796 | 496.7834 | 5464.6175 | -1.0737 | -11.8105 | 0.053966 | 0.46532 | 0.053966 | 0.46532 | 0.056769 | 0.48949 | 0.056769 | 0.48949 | 2.0209 | 2.134 | 2.0209 | 2.134
234330-Premium T8 with T12 40 Watt Baseline - Tr1 | 0.047918 | 0.029962 | 0.074334 | 247.8086 | 2725.8943 | -0.072067 | -0.79273 | 0.048614 | 0.41749 | 0.048614 | 0.41749 | 0.051723 | 0.44419 | 0.051723 | 0.44419 | 1.8289 | 1.9313 | 1.8289 | 1.9313
234303-Lighting-Remove 4 Ft Lamp (De-Lamp) - Tr1 | 0.24786 | 0.15498 | 0.3845 | 1281.7994 | 14099.793 | -0.37277 | -4.1004 | 0.072081 | 0.61902 | 0.072081 | 0.61902 | 0.086382 | 0.74183 | 0.086382 | 0.74183 | 3.049 | 5.1377 | 3.049 | 5.1377
234331-Premium T8 with T12 40 Watt Baseline - Tr2 | 0.16492 | 0.10312 | 0.25584 | 852.8913 | 9381.8043 | -0.24803 | -2.7284 | 0.050998 | 0.43796 | 0.050998 | 0.43796 | 0.066919 | 0.57469 | 0.066919 | 0.57469 | 1.9065 | 2.6589 | 1.9065 | 2.6589
234304-Lighting-Remove 4 Ft Lamp (De-Lamp) - Tr2 | 0.53112 | 0.3321 | 0.82392 | 2746.7129 | 30213.8422 | -0.79879 | -8.7867 | 0.072287 | 0.62079 | 0.072287 | 0.62079 | 0.091601 | 0.78666 | 0.091601 | 0.78666 | 3.067 | 6.8503 | 3.067 | 6.8503
234331-Premium T8 with T12 40 Watt Baseline - Tr2 | 0.28586 | 0.17875 | 0.44345 | 1478.3449 | 16261.7941 | -0.42993 | -4.7292 | 0.050998 | 0.43796 | 0.050998 | 0.43796 | 0.066919 | 0.57469 | 0.066919 | 0.57469 | 1.9065 | 2.6589 | 1.9065 | 2.6589
234304-Lighting-Remove 4 Ft Lamp (De-Lamp) - Tr2 | 0.92061 | 0.57565 | 1.4281 | 4760.9691 | 52370.6599 | -1.3846 | -15.2302 | 0.072287 | 0.62079 | 0.072287 | 0.62079 | 0.091601 | 0.78666 | 0.091601 | 0.78666 | 3.067 | 6.8503 | 3.067 | 6.8503
234330-Premium T8 with T12 40 Watt Baseline - Tr1 | 0.13817 | 0.085698 | 0.22302 | 746.3481 | 8209.8289 | -1.0153 | -11.1682 | 0.053617 | 0.46578 | 0.053617 | 0.46578 | 0.056396 | 0.48993 | 0.056396 | 0.48993 | 2.0229 | 2.1362 | 2.0229 | 2.1362
234303-Lighting-Remove 4 Ft Lamp (De-Lamp) - Tr1 | 0.45946 | 0.28496 | 0.74159 | 2481.7591 | 27299.3497 | -3.376 | -37.1364 | 0.074591 | 0.64799 | 0.074591 | 0.64799 | 0.087373 | 0.75903 | 0.087373 | 0.75903 | 3.3724 | 5.6826 | 3.3724 | 5.6826
234306-Lighting-Remove 8 Ft Lamp (De-Lamp) - Tr1 | 0.18957 | 0.11757 | 0.30597 | 1023.9532 | 11263.4848 | -1.3929 | -15.3222 | 0.086538 | 0.75178 | 0.086538 | 0.75178 | 0.087188 | 0.75743 | 0.087188 | 0.75743 | 5.4393 | 5.6271 | 5.4393 | 5.6271
234207-Lighting-8 Ft T-8 with Elec Ballast-Tr1 | 0.028646 | 0.017767 | 0.046236 | 154.7307 | 1702.0377 | -0.21049 | -2.3154 | -0.053556 | -0.46525 | -0.053556 | -0.46525 | 0.0062738 | 0.054502 | 0.0062738 | 0.054502 | 0.66441 | 1.0629 | 0.66441 | 1.0629
234330-Premium T8 with T12 40 Watt Baseline - Tr1 | 0.19167 | 0.11985 | 0.29734 | 991.2343 | 10903.5773 | -0.28827 | -3.1709 | 0.048614 | 0.41749 | 0.048614 | 0.41749 | 0.051723 | 0.44419 | 0.051723 | 0.44419 | 1.8289 | 1.9313 | 1.8289 | 1.9313
234303-Lighting-Remove 4 Ft Lamp (De-Lamp) - Tr1 | 0.63735 | 0.39852 | 0.9887 | 3296.0555 | 36256.6107 | -0.95855 | -10.544 | 0.072081 | 0.61902 | 0.072081 | 0.61902 | 0.086382 | 0.74183 | 0.086382 | 0.74183 | 3.049 | 5.1377 | 3.049 | 5.1377
234148-Premium T8 with T12 40 Watt Baseline | 0.8995 | 0.56245 | 1.4116 | 4651.7996 | 51169.7959 | -2.4928 | -27.4203 | 0.080315 | 0.68852 | 0.080315 | 0.68852 | 0.081754 | 0.70085 | 0.081754 | 0.70085 | 3.9601 | 4.1818 | 3.9601 | 4.1818
234053-Lighting-Remove 4 Ft Lamp (De-Lamp) | 1.3883 | 0.86808 | 2.1786 | 7179.57 | 78975.2699 | -3.8473 | -42.3204 | 0.072381 | 0.6205 | 0.072381 | 0.6205 | 0.086639 | 0.74273 | 0.086639 | 0.74273 | 3.0641 | 5.1634 | 3.0641 | 5.1634
234331-Premium T8 with T12 40 Watt Baseline - Tr2 | 0.11053 | 0.069115 | 0.17346 | 571.629 | 6287.9188 | -0.30632 | -3.3695 | 0.051368 | 0.44037 | 0.051368 | 0.44037 | 0.067238 | 0.57641 | 0.067238 | 0.57641 | 1.916 | 2.6722 | 1.916 | 2.6722
234304-Lighting-Remove 4 Ft Lamp (De-Lamp) - Tr2 | 0.35597 | 0.22258 | 0.55861 | 1840.9154 | 20250.0692 | -0.98649 | -10.8514 | 0.072589 | 0.62228 | 0.072589 | 0.62228 | 0.091841 | 0.78732 | 0.091841 | 0.78732 | 3.0823 | 6.8845 | 3.0823 | 6.8845
234331-Premium T8 with T12 40 Watt Baseline - Tr2 | 0.28739 | 0.1797 | 0.45099 | 1486.2354 | 16348.5889 | -0.79643 | -8.7607 | 0.051368 | 0.44037 | 0.051368 | 0.44037 | 0.067238 | 0.57641 | 0.067238 | 0.57641 | 1.916 | 2.6722 | 1.916 | 2.6722
234304-Lighting-Remove 4 Ft Lamp (De-Lamp) - Tr2 | 0.92553 | 0.57872 | 1.4524 | 4786.38 | 52650.1799 | -2.5649 | -28.2136 | 0.072589 | 0.62228 | 0.072589 | 0.62228 | 0.091841 | 0.78732 | 0.091841 | 0.78732 | 3.0823 | 6.8845 | 3.0823 | 6.8845
234330-Premium T8 with T12 40 Watt Baseline - Tr1 | 0.73577 | 0.45634 | 1.1837 | 3974.2673 | 43716.9404 | -8.5895 | -94.4842 | 0.053966 | 0.46532 | 0.053966 | 0.46532 | 0.056769 | 0.48949 | 0.056769 | 0.48949 | 2.0209 | 2.134 | 2.0209 | 2.134
234303-Lighting-Remove 4 Ft Lamp (De-Lamp) - Tr1 | 0.72633 | 0.45048 | 1.1685 | 3923.2763 | 43156.0396 | -8.4793 | -93.2719 | 0.075119 | 0.64771 | 0.075119 | 0.64771 | 0.08801 | 0.75886 | 0.08801 | 0.75886 | 3.369 | 5.6769 | 3.369 | 5.6769
234049-Lighting-LED Exit Sign New Sign | 0.038498 | 0.038248 | 0 | 337.2586 | 5396.1376 | 0 | 0 | 0.077526 | 0 | 0.077526 | 0 | 0.083422 | 0 | 0.083422 | 0 | 4.9824 | 7.1475 | 4.9824 | 7.1475
234360-Lighting-IntrHiByLnrFlscntFxtr244wrplc400w(TrI)Tr1 | 0.82921 | 0.51429 | 1.1321 | 4478.974 | 49268.7145 | -9.6803 | -106.483 | 0.04344 | 0.37456 | 0.04344 | 0.37456 | 0.076464 | 0.65931 | 0.076464 | 0.65931 | 1.6853 | 3.5182 | 1.6853 | 3.5182
234285-Lighting-Occpncy Snsr-Hi-Bay integrated Snsr-Tr1 | 3.5425 | 2.1971 | 0 | 19134.72 | 153077.76 | 0 | 0 | 0.092442 | 0 | 0.092442 | 0 | 0.096787 | 0 | 0.096787 | 0 | 7.673 | 11.1785 | 7.673 | 11.1785
234340-Lighting-Intr HiBy Lnr FlrscntFxtr600w rplc>400Tr1 | 1.5009 | 0.93091 | 2.0492 | 8107.3418 | 89180.7593 | -17.5222 | -192.7438 | 0.056309 | 0.48552 | 0.056309 | 0.48552 | 0.089973 | 0.77579 | 0.089973 | 0.77579 | 2.1146 | 6.3382 | 2.1146 | 6.3382
234330-Premium T8 with T12 40 Watt Baseline - Tr1 | 4.486 | 2.8927 | 6.1408 | 22653.6288 | 249189.9164 | -37.0994 | -408.0937 | 0.042223 | 0.35932 | 0.042223 | 0.35932 | 0.05176 | 0.44049 | 0.05176 | 0.44049 | 1.6396 | 1.9165 | 1.6396 | 1.9165
234303-Lighting-Remove 4 Ft Lamp (De-Lamp) - Tr1 | 3.6684 | 2.3655 | 5.0215 | 18524.6028 | 203770.6303 | -30.3374 | -333.7114 | 0.068583 | 0.58365 | 0.068583 | 0.58365 | 0.087007 | 0.74044 | 0.087007 | 0.74044 | 2.7295 | 5.0981 | 2.7295 | 5.0981
234330-Premium T8 with T12 40 Watt Baseline - Tr1 | 0.12778 | 0.0799 | 0.19822 | 660.8229 | 7269.0515 | -0.19218 | -2.114 | 0.048614 | 0.41749 | 0.048614 | 0.41749 | 0.051723 | 0.44419 | 0.051723 | 0.44419 | 1.8289 | 1.9313 | 1.8289 | 1.9313
234303-Lighting-Remove 4 Ft Lamp (De-Lamp) - Tr1 | 0.21245 | 0.13284 | 0.32957 | 1098.6852 | 12085.5369 | -0.31952 | -3.5147 | 0.072081 | 0.61902 | 0.072081 | 0.61902 | 0.086382 | 0.74183 | 0.086382 | 0.74183 | 3.049 | 5.1377 | 3.049 | 5.1377
234330-Premium T8 with T12 40 Watt Baseline - Tr1 | 0.10648 | 0.066583 | 0.16519 | 550.6857 | 6057.5429 | -0.16015 | -1.7616 | 0.048614 | 0.41749 | 0.048614 | 0.41749 | 0.051723 | 0.44419 | 0.051723 | 0.44419 | 1.8289 | 1.9313 | 1.8289 | 1.9313
234303-Lighting-Remove 4 Ft Lamp (De-Lamp) - Tr1 | 0.19474 | 0.12177 | 0.3021 | 1007.1281 | 11078.4088 | -0.29289 | -3.2218 | 0.072081 | 0.61902 | 0.072081 | 0.61902 | 0.086382 | 0.74183 | 0.086382 | 0.74183 | 3.049 | 5.1377 | 3.049 | 5.1377
234331-Premium T8 with T12 40 Watt Baseline - Tr2 | 0.077374 | 0.048381 | 0.12142 | 400.1403 | 4401.5432 | -0.21442 | -2.3586 | 0.051368 | 0.44037 | 0.051368 | 0.44037 | 0.067238 | 0.57641 | 0.067238 | 0.57641 | 1.916 | 2.6722 | 1.916 | 2.6722
234304-Lighting-Remove 4 Ft Lamp (De-Lamp) - Tr2 | 0.24918 | 0.15581 | 0.39103 | 1288.6408 | 14175.0484 | -0.69054 | -7.596 | 0.072589 | 0.62228 | 0.072589 | 0.62228 | 0.091841 | 0.78732 | 0.091841 | 0.78732 | 3.0823 | 6.8845 | 3.0823 | 6.8845
234330-Premium T8 with T12 40 Watt Baseline - Tr1 | 0.095198 | 0.05432 | 0.1464 | 473.7575 | 5211.333 | -0.61253 | -6.7378 | 0.042589 | 0.37543 | 0.042589 | 0.37543 | 0.045871 | 0.40436 | 0.045871 | 0.40436 | 1.688 | 1.7825 | 1.688 | 1.7825
234207-Lighting-8 Ft T-8 with Elec Ballast-Tr1 | 0.10965 | 0.062563 | 0.16862 | 545.6557 | 6002.2128 | -0.70549 | -7.7603 | -0.083986 | -0.74036 | -0.083986 | -0.74036 | -0.013325 | -0.11747 | -0.013325 | -0.11747 | 0.5544 | 0.8869 | 0.5544 | 0.8869
234303-Lighting-Remove 4 Ft Lamp (De-Lamp) - Tr1 | 0.31655 | 0.18062 | 0.48682 | 1575.3401 | 17328.7413 | -2.0368 | -22.4046 | 0.067359 | 0.59379 | 0.067359 | 0.59379 | 0.082455 | 0.72686 | 0.082455 | 0.72686 | 2.814 | 4.7417 | 2.814 | 4.7417
234306-Lighting-Remove 8 Ft Lamp (De-Lamp) - Tr1 | 0.7256 | 0.41402 | 1.1159 | 3610.9569 | 39720.5256 | -4.6687 | -51.3552 | 0.081469 | 0.71817 | 0.081469 | 0.71817 | 0.082238 | 0.72494 | 0.082238 | 0.72494 | 4.5387 | 4.6953 | 4.5387 | 4.6953
234330-Premium T8 with T12 40 Watt Baseline - Tr1 | 0.42957 | 0.277 | 0.58802 | 2169.2267 | 23861.4936 | -3.5525 | -39.0775 | 0.04198 | 0.35723 | 0.04198 | 0.35723 | 0.045494 | 0.38713 | 0.045494 | 0.38713 | 1.6335 | 1.725 | 1.6335 | 1.725
234303-Lighting-Remove 4 Ft Lamp (De-Lamp) - Tr1 | 0.097391 | 0.0628 | 0.13331 | 491.8036 | 5409.8397 | -0.80542 | -8.8596 | 0.068497 | 0.58287 | 0.068497 | 0.58287 | 0.084657 | 0.72038 | 0.084657 | 0.72038 | 2.7232 | 4.5887 | 2.7232 | 4.5887
234330-Premium T8 with T12 40 Watt Baseline - Tr1 | 0.13843 | 0.086558 | 0.21474 | 715.8914 | 7874.8058 | -0.20819 | -2.2901 | 0.048614 | 0.41749 | 0.048614 | 0.41749 | 0.051723 | 0.44419 | 0.051723 | 0.44419 | 1.8289 | 1.9313 | 1.8289 | 1.9313
234303-Lighting-Remove 4 Ft Lamp (De-Lamp) - Tr1 | 0.26556 | 0.16605 | 0.41196 | 1373.3565 | 15106.9211 | -0.39939 | -4.3933 | 0.072081 | 0.61902 | 0.072081 | 0.61902 | 0.086382 | 0.74183 | 0.086382 | 0.74183 | 3.049 | 5.1377 | 3.049 | 5.1377
234330-Premium T8 with T12 40 Watt Baseline - Tr1 | 0.13843 | 0.086558 | 0.21474 | 715.8914 | 7874.8058 | -0.20819 | -2.2901 | 0.048614 | 0.41749 | 0.048614 | 0.41749 | 0.051723 | 0.44419 | 0.051723 | 0.44419 | 1.8289 | 1.9313 | 1.8289 | 1.9313
234303-Lighting-Remove 4 Ft Lamp (De-Lamp) - Tr1 | 0.23015 | 0.14391 | 0.35703 | 1190.2423 | 13092.665 | -0.34614 | -3.8076 | 0.072081 | 0.61902 | 0.072081 | 0.61902 | 0.086382 | 0.74183 | 0.086382 | 0.74183 | 3.049 | 5.1377 | 3.049 | 5.1377
234330-Premium T8 with T12 40 Watt Baseline - Tr1 | 0.13843 | 0.086558 | 0.21474 | 715.8914 | 7874.8058 | -0.20819 | -2.2901 | 0.048614 | 0.41749 | 0.048614 | 0.41749 | 0.051723 | 0.44419 | 0.051723 | 0.44419 | 1.8289 | 1.9313 | 1.8289 | 1.9313
234303-Lighting-Remove 4 Ft Lamp (De-Lamp) - Tr1 | 0.23015 | 0.14391 | 0.35703 | 1190.2423 | 13092.665 | -0.34614 | -3.8076 | 0.072081 | 0.61902 | 0.072081 | 0.61902 | 0.086382 | 0.74183 | 0.086382 | 0.74183 | 3.049 | 5.1377 | 3.049 | 5.1377
234330-Premium T8 with T12 40 Watt Baseline - Tr1 | 0.12666 | 0.078556 | 0.20443 | 684.1524 | 7525.6765 | -0.93068 | -10.2375 | 0.053617 | 0.46578 | 0.053617 | 0.46578 | 0.056396 | 0.48993 | 0.056396 | 0.48993 | 2.0229 | 2.1362 | 2.0229 | 2.1362
234303-Lighting-Remove 4 Ft Lamp (De-Lamp) - Tr1 | 0.42117 | 0.26122 | 0.67979 | 2274.9458 | 25024.4039 | -3.0947 | -34.0417 | 0.074591 | 0.64799 | 0.074591 | 0.64799 | 0.087373 | 0.75903 | 0.087373 | 0.75903 | 3.3724 | 5.6826 | 3.3724 | 5.6826
234330-Premium T8 with T12 40 Watt Baseline - Tr1 | 0.24407 | 0.15738 | 0.3341 | 1232.5152 | 13557.6668 | -2.0185 | -22.2031 | 0.041972 | 0.35719 | 0.041972 | 0.35719 | 0.045485 | 0.38708 | 0.045485 | 0.38708 | 1.6334 | 1.7248 | 1.6334 | 1.7248
234303-Lighting-Remove 4 Ft Lamp (De-Lamp) - Tr1 | 0.064927 | 0.041867 | 0.088876 | 327.8691 | 3606.5598 | -0.53695 | -5.9064 | 0.068488 | 0.58285 | 0.068488 | 0.58285 | 0.084648 | 0.72037 | 0.084648 | 0.72037 | 2.723 | 4.5883 | 2.723 | 4.5883
234310-Lighting-Screw in >27 Watt Lamp - Tr2 | 0.013788 | 0.0085513 | 0.018292 | 74.4743 | 206.2938 | -0.16282 | -0.45102 | 0.025451 | 0.21617 | 0.025451 | 0.21617 | 0.046684 | 0.39652 | 0.046684 | 0.39652 | 1.3018 | 1.74 | 1.3018 | 1.74
234331-Premium T8 with T12 40 Watt Baseline - Tr2 | 0.53417 | 0.3313 | 0.85935 | 2885.2817 | 31738.0989 | -6.2359 | -68.5946 | 0.056116 | 0.48385 | 0.056116 | 0.48385 | 0.070466 | 0.60759 | 0.070466 | 0.60759 | 2.1065 | 2.9379 | 2.1065 | 2.9379
234304-Lighting-Remove 4 Ft Lamp (De-Lamp) - Tr2 | 0.15291 | 0.094838 | 0.246 | 825.9529 | 9085.482 | -1.7851 | -19.6362 | 0.075305 | 0.64932 | 0.075305 | 0.64932 | 0.092715 | 0.79943 | 0.092715 | 0.79943 | 3.3889 | 7.5692 | 3.3889 | 7.5692
234083-Refrigeration -Cooler/Freezer Door Gaskets - Glass Doors | 1.9538 | 1.5668 | 1.652 | 14452.992 | 57811.968 | 0 | 0 | 0.086922 | 0 | 0.086922 | 0 | 0.086922 | 0 | 0.086922 | 0 | 8.854 | 8.8539 | 8.854 | 8.8539
234084-Refrigeration -Cooler/Freezer Door Gaskets - Solid Doors: Cooler | 0.0074662 | 0.0062439 | 0.0094311 | 56.3492 | 225.3967 | 0 | 0 | -0.21777 | 0 | -0.21777 | 0 | -0.21777 | 0 | -0.21777 | 0 | 0.30955 | 0.30955 | 0.30955 | 0.30955
234083-Refrigeration -Cooler/Freezer Door Gaskets - Glass Doors | 0.19319 | 0.16156 | 0.24403 | 1458.0351 | 5832.1405 | 0 | 0 | -0.21777 | 0 | -0.21777 | 0 | -0.21777 | 0 | -0.21777 | 0 | 0.30956 | 0.30955 | 0.30956 | 0.30955
234312-Lighting-Screw in 14-26 Watt Lamp - Tr1 | 0.58756 | 0.37887 | 0.26674 | 2967.0455 | 5162.6592 | -5.1934 | -9.0365 | -0.068424 | -0.56508 | -0.068424 | -0.56508 | -0.06649 | -0.5491 | -0.06649 | -0.5491 | 0.61965 | 0.62639 | 0.61965 | 0.62639
234049-Lighting-LED Exit Sign New Sign | 0.1155 | 0.11475 | 0 | 1011.7758 | 16188.4127 | 0 | 0 | 0.077526 | 0 | 0.077526 | 0 | 0.083422 | 0 | 0.083422 | 0 | 4.9824 | 7.1475 | 4.9824 | 7.1475
234216-Lighting-Hrdwr Incan Base 27-65w Flrscnt Fxtr -Tr1 | 0.7386 | 0.47627 | 0.51017 | 3729.7711 | 44757.2528 | 0 | 0 | 0.056668 | 0 | 0.056668 | 0 | 0.056711 | 0 | 0.056711 | 0 | 2.0915 | 2.0933 | 2.0915 | 2.0933
234330-Premium T8 with T12 40 Watt Baseline - Tr1 | 0.11663 | 0.075209 | 0.08907 | 588.9773 | 6478.7508 | -0.96456 | -10.6101 | 0.074818 | 0.63753 | 0.074818 | 0.63753 | 0.076582 | 0.65256 | 0.076582 | 0.65256 | 3.248 | 3.4299 | 3.248 | 3.4299
234084-Refrigeration -Cooler/Freezer Door Gaskets - Solid Doors: Cooler | 0.023798 | 0.019902 | 0.030062 | 179.613 | 718.4521 | 0 | 0 | -0.21753 | 0 | -0.21753 | 0 | -0.21753 | 0 | -0.21753 | 0 | 0.31032 | 0.31032 | 0.31032 | 0.31032
234083-Refrigeration -Cooler/Freezer Door Gaskets - Glass Doors | 0.27625 | 0.23102 | 0.34895 | 2084.9198 | 8339.6792 | 0 | 0 | -0.21752 | 0 | -0.21752 | 0 | -0.21753 | 0 | -0.21753 | 0 | 0.31033 | 0.31032 | 0.31033 | 0.31032
234083-Refrigeration -Cooler/Freezer Door Gaskets - Glass Doors | 0.14279 | 0.11941 | 0.18037 | 1077.6781 | 4310.7126 | 0 | 0 | -0.21777 | 0 | -0.21777 | 0 | -0.21777 | 0 | -0.21777 | 0 | 0.30956 | 0.30955 | 0.30956 | 0.30955
234331-Premium T8 with T12 40 Watt Baseline - Tr2 | 0.107 | 0.066363 | 0.1727 | 577.9647 | 6357.6114 | -0.78623 | -8.6485 | 0.055748 | 0.4843 | 0.055748 | 0.4843 | 0.069977 | 0.60791 | 0.069977 | 0.60791 | 2.1087 | 2.9409 | 2.1087 | 2.9409
234304-Lighting-Remove 4 Ft Lamp (De-Lamp) - Tr2 | 0.15315 | 0.094987 | 0.2472 | 827.253 | 9099.7832 | -1.1253 | -12.3788 | 0.074775 | 0.64959 | 0.074775 | 0.64959 | 0.092037 | 0.79955 | 0.092037 | 0.79955 | 3.3923 | 7.5769 | 3.3923 | 7.5769
234331-Premium T8 with T12 40 Watt Baseline - Tr2 | 0.12094 | 0.075623 | 0.18761 | 625.4536 | 6879.9898 | -0.18189 | -2.0008 | 0.050998 | 0.43796 | 0.050998 | 0.43796 | 0.066919 | 0.57469 | 0.066919 | 0.57469 | 1.9065 | 2.6589 | 1.9065 | 2.6589
234304-Lighting-Remove 4 Ft Lamp (De-Lamp) - Tr2 | 0.38949 | 0.24354 | 0.60421 | 2014.2561 | 22156.8176 | -0.58578 | -6.4436 | 0.072287 | 0.62079 | 0.072287 | 0.62079 | 0.091601 | 0.78666 | 0.091601 | 0.78666 | 3.067 | 6.8503 | 3.067 | 6.8503
234331-Premium T8 with T12 40 Watt Baseline - Tr2 | 0.12094 | 0.075623 | 0.18761 | 625.4536 | 6879.9898 | -0.18189 | -2.0008 | 0.050998 | 0.43796 | 0.050998 | 0.43796 | 0.066919 | 0.57469 | 0.066919 | 0.57469 | 1.9065 | 2.6589 | 1.9065 | 2.6589
234304-Lighting-Remove 4 Ft Lamp (De-Lamp) - Tr2 | 0.38949 | 0.24354 | 0.60421 | 2014.2561 | 22156.8176 | -0.58578 | -6.4436 | 0.072287 | 0.62079 | 0.072287 | 0.62079 | 0.091601 | 0.78666 | 0.091601 | 0.78666 | 3.067 | 6.8503 | 3.067 | 6.8503
234360-Lighting-IntrHiByLnrFlscntFxtr244wrplc400w(TrI)Tr1 | 9.3568 | 6.0335 | 11.22 | 47249.8669 | 519748.5356 | -195.0293 | -2145.3218 | 0.052361 | 0.4456 | 0.052361 | 0.4456 | 0.081472 | 0.69334 | 0.081472 | 0.69334 | 1.9371 | 4.0439 | 1.9371 | 4.0439
234285-Lighting-Occpncy Snsr-Hi-Bay integrated Snsr-Tr1 | 20.2091 | 13.0314 | 0 | 102051.84 | 816414.72 | 0 | 0 | 0.093855 | 0 | 0.093855 | 0 | 0.098199 | 0 | 0.098199 | 0 | 7.775 | 11.3271 | 7.775 | 11.3271
234360-Lighting-IntrHiByLnrFlscntFxtr244wrplc400w(TrI)Tr1 | 3.3626 | 2.1683 | 4.0322 | 16980.4209 | 186784.63 | -70.0886 | -770.975 | 0.052361 | 0.4456 | 0.052361 | 0.4456 | 0.081472 | 0.69334 | 0.081472 | 0.69334 | 1.9371 | 4.0439 | 1.9371 | 4.0439
234285-Lighting-Occpncy Snsr-Hi-Bay integrated Snsr-Tr1 | 7.2626 | 4.6831 | 0 | 36674.88 | 293399.04 | 0 | 0 | 0.093855 | 0 | 0.093855 | 0 | 0.098199 | 0 | 0.098199 | 0 | 7.775 | 11.3271 | 7.775 | 11.3271
234330-Premium T8 with T12 40 Watt Baseline - Tr1 | 0.17573 | 0.11332 | 0.24055 | 887.4109 | 9761.5201 | -1.4533 | -15.9863 | 0.041972 | 0.35719 | 0.041972 | 0.35719 | 0.045485 | 0.38708 | 0.045485 | 0.38708 | 1.6334 | 1.7248 | 1.6334 | 1.7248
234330-Premium T8 with T12 40 Watt Baseline - Tr1 | 0.25384 | 0.16368 | 0.34746 | 1281.8158 | 14099.9735 | -2.0992 | -23.0913 | 0.04198 | 0.35723 | 0.04198 | 0.35723 | 0.045494 | 0.38713 | 0.045494 | 0.38713 | 1.6335 | 1.725 | 1.6335 | 1.725
234303-Lighting-Remove 4 Ft Lamp (De-Lamp) - Tr1 | 0.12985 | 0.083734 | 0.17775 | 655.7382 | 7213.1197 | -1.0739 | -11.8128 | 0.068497 | 0.58287 | 0.068497 | 0.58287 | 0.084657 | 0.72038 | 0.084657 | 0.72038 | 2.7232 | 4.5887 | 2.7232 | 4.5887
234083-Refrigeration -Cooler/Freezer Door Gaskets - Glass Doors | 0.17919 | 0.14985 | 0.22635 | 1352.3804 | 5409.5217 | 0 | 0 | -0.21752 | 0 | -0.21752 | 0 | -0.21753 | 0 | -0.21753 | 0 | 0.31033 | 0.31032 | 0.31033 | 0.31032
234083-Refrigeration -Cooler/Freezer Door Gaskets - Glass Doors | 0.13906 | 0.11629 | 0.17565 | 1049.5036 | 4198.0142 | 0 | 0 | -0.21783 | 0 | -0.21783 | 0 | -0.21783 | 0 | -0.21783 | 0 | 0.30937 | 0.30937 | 0.30937 | 0.30937
234157-Pipe Insulation - Low Pressure Steam Applic. (LF) 1 in | 0 | 0 | 0 | 0 | 0 | 1157.76 | 23155.2 | 0 | 0.96 | 0 | 0.96 | 0 | 0.97817 | 0 | 0.97817 | 25.3437 | 46.9974 | 25.3437 | 46.9974
234330-Premium T8 with T12 40 Watt Baseline - Tr1 | 0.069087 | 0.042849 | 0.11151 | 373.174 | 4104.9144 | -0.50764 | -5.5841 | 0.053617 | 0.46578 | 0.053617 | 0.46578 | 0.056396 | 0.48993 | 0.056396 | 0.48993 | 2.0229 | 2.1362 | 2.0229 | 2.1362
234303-Lighting-Remove 4 Ft Lamp (De-Lamp) - Tr1 | 0.15315 | 0.094987 | 0.2472 | 827.253 | 9099.7832 | -1.1253 | -12.3788 | 0.074591 | 0.64799 | 0.074591 | 0.64799 | 0.087373 | 0.75903 | 0.087373 | 0.75903 | 3.3724 | 5.6826 | 3.3724 | 5.6826
234207-Lighting-8 Ft T-8 with Elec Ballast-Tr1 | 0.30556 | 0.18951 | 0.49318 | 1650.4608 | 18155.0688 | -2.2452 | -24.6971 | -0.053556 | -0.46525 | -0.053556 | -0.46525 | 0.0062738 | 0.054502 | 0.0062738 | 0.054502 | 0.66441 | 1.0629 | 0.66441 | 1.0629
234360-Lighting-IntrHiByLnrFlscntFxtr244wrplc400w(TrI)Tr1 | 3.4658 | 2.2348 | 4.487 | 17501.5782 | 192517.3604 | -28.662 | -315.2821 | 0.043519 | 0.37082 | 0.043519 | 0.37082 | 0.077164 | 0.65752 | 0.077164 | 0.65752 | 1.6739 | 3.4944 | 1.6739 | 3.4944
234285-Lighting-Occpncy Snsr-Hi-Bay integrated Snsr-Tr1 | 8.8415 | 5.7012 | 0 | 44647.68 | 357181.44 | 0 | 0 | 0.093716 | 0 | 0.093716 | 0 | 0.098061 | 0 | 0.098061 | 0 | 7.765 | 11.3125 | 7.765 | 11.3125
234331-Premium T8 with T12 40 Watt Baseline - Tr2 | 0.24188 | 0.15125 | 0.37523 | 1250.9072 | 13759.9797 | -0.36378 | -4.0016 | 0.050998 | 0.43796 | 0.050998 | 0.43796 | 0.066919 | 0.57469 | 0.066919 | 0.57469 | 1.9065 | 2.6589 | 1.9065 | 2.6589
234304-Lighting-Remove 4 Ft Lamp (De-Lamp) - Tr2 | 0.77898 | 0.48708 | 1.2084 | 4028.5123 | 44313.6353 | -1.1716 | -12.8871 | 0.072287 | 0.62079 | 0.072287 | 0.62079 | 0.091601 | 0.78666 | 0.091601 | 0.78666 | 3.067 | 6.8503 | 3.067 | 6.8503
234083-Refrigeration -Cooler/Freezer Door Gaskets - Glass Doors | 0.25058 | 0.20956 | 0.31653 | 1891.2195 | 7564.878 | 0 | 0 | -0.21752 | 0 | -0.21752 | 0 | -0.21753 | 0 | -0.21753 | 0 | 0.31033 | 0.31032 | 0.31033 | 0.31032
234362-Lighting-IntrHiByLnrFlscntFxtr244wrplc400w(TrI)Tr3 | 6.4048 | 4.13 | 7.6801 | 32342.8243 | 355771.0673 | -133.4987 | -1468.486 | 0.047555 | 0.4047 | 0.047555 | 0.4047 | 0.092695 | 0.78885 | 0.092695 | 0.78885 | 1.7837 | 6.9637 | 1.7837 | 6.9637
234361-Lighting-IntrHiByLnrFlscntFxtr244wrplc400w(TrI)Tr2 | 1.4055 | 0.90632 | 1.7173 | 7097.6556 | 78074.2112 | -27.65 | -304.1505 | 0.050361 | 0.42913 | 0.050361 | 0.42913 | 0.08726 | 0.74355 | 0.08726 | 0.74355 | 1.8722 | 5.1873 | 1.8722 | 5.1873
234286-Lighting-Occpncy Snsr-Hi-Bay integrated Snsr-Tr2 | 3.1577 | 2.0362 | 0 | 15945.6 | 127564.8 | 0 | 0 | 0.093711 | 0 | 0.093711 | 0 | 0.098061 | 0 | 0.098061 | 0 | 7.7622 | 11.3125 | 7.7622 | 11.3125
234330-Premium T8 with T12 40 Watt Baseline - Tr1 | 0.22455 | 0.14479 | 0.30737 | 1133.914 | 12473.0535 | -1.857 | -20.4269 | 0.041832 | 0.35645 | 0.041832 | 0.35645 | 0.045345 | 0.38639 | 0.045345 | 0.38639 | 1.6313 | 1.7226 | 1.6313 | 1.7226
234303-Lighting-Remove 4 Ft Lamp (De-Lamp) - Tr1 | 0.42203 | 0.27213 | 0.57769 | 2131.149 | 23442.6389 | -3.4901 | -38.3916 | 0.068349 | 0.58241 | 0.068349 | 0.58241 | 0.084509 | 0.72011 | 0.084509 | 0.72011 | 2.7195 | 4.5824 | 2.7195 | 4.5824
234360-Lighting-IntrHiByLnrFlscntFxtr244wrplc400w(TrI)Tr1 | 1.807 | 1.1652 | 2.1986 | 9125.0161 | 100375.1772 | -14.9439 | -164.3826 | 0.050591 | 0.43109 | 0.050591 | 0.43109 | 0.080552 | 0.68639 | 0.080552 | 0.68639 | 1.8797 | 3.9241 | 1.8797 | 3.9241
234294-Lighting-Occupancy Sensor-Wallbox Lghtng Snsr-Tr1 | 0.56892 | 0.36685 | 2.3678 | 2872.921 | 22983.3677 | 0 | 0 | 0.074934 | 0 | 0.074934 | 0 | 0.076622 | 0 | 0.076622 | 0 | 3.296 | 3.4758 | 3.296 | 3.4758
234285-Lighting-Occpncy Snsr-Hi-Bay integrated Snsr-Tr1 | 4.105 | 2.647 | 0 | 20729.28 | 165834.24 | 0 | 0 | 0.093716 | 0 | 0.093716 | 0 | 0.098061 | 0 | 0.098061 | 0 | 7.765 | 11.3125 | 7.765 | 11.3125
234309-Lighting-Screw in >27 Watt Lamp - Tr1 | 0.71912 | 0.46371 | 0.23153 | 3631.405 | 7408.0662 | -6.3563 | -12.9668 | 0.053313 | 0.45758 | 0.053313 | 0.45758 | 0.053978 | 0.46328 | 0.053978 | 0.46328 | 1.9646 | 1.9886 | 1.9646 | 1.9886
234330-Premium T8 with T12 40 Watt Baseline - Tr1 | 1.3375 | 0.86247 | 1.8309 | 6754.1831 | 74296.0142 | -11.0612 | -121.6732 | 0.041972 | 0.35719 | 0.041972 | 0.35719 | 0.045485 | 0.38708 | 0.045485 | 0.38708 | 1.6334 | 1.7248 | 1.6334 | 1.7248
234303-Lighting-Remove 4 Ft Lamp (De-Lamp) - Tr1 | 2.662 | 1.7165 | 3.6439 | 13442.6321 | 147868.9529 | -22.0148 | -242.1623 | 0.068488 | 0.58285 | 0.068488 | 0.58285 | 0.084648 | 0.72037 | 0.084648 | 0.72037 | 2.723 | 4.5883 | 2.723 | 4.5883
234291-Lighting-Ocpncy Snsr-Wll/Cl Mntd Lght Snsr>=500Tr1 | 6.0693 | 3.9137 | 7.0992 | 30648.96 | 245191.68 | 0 | 0 | 0.071155 | 0 | 0.071155 | 0 | 0.087894 | 0 | 0.087894 | 0 | 2.9466 | 5.4358 | 2.9466 | 5.4358
234085-Refrigeration -Strip Curtains for Walk-ins | 0.085837 | 0.071785 | 0.0163 | 647.8337 | 2591.3348 | 0 | 0 | 0.043002 | 0 | 0.043002 | 0 | 0.043866 | 0 | 0.043866 | 0 | 1.7836 | 1.8122 | 1.7836 | 1.8122
234085-Refrigeration -Strip Curtains for Walk-ins | 0.87494 | 0.6771 | 0.86496 | 7588.8 | 30355.2 | 0 | 0 | 0.092859 | 0 | 0.092859 | 0 | 0.092889 | 0 | 0.092889 | 0 | 49.9728 | 50.7724 | 49.9728 | 50.7724
234330-Premium T8 with T12 40 Watt Baseline - Tr1 | 0.13796 | 0.090546 | 0.17471 | 866.4387 | 9530.8258 | -4.0746 | -44.821 | 0.062753 | 0.56899 | 0.062753 | 0.56899 | 0.064813 | 0.58766 | 0.064813 | 0.58766 | 2.6159 | 2.7623 | 2.6159 | 2.7623
234303-Lighting-Remove 4 Ft Lamp (De-Lamp) - Tr1 | 0.36698 | 0.24087 | 0.46475 | 2304.8679 | 25353.5464 | -10.8392 | -119.2312 | 0.078294 | 0.7099 | 0.078294 | 0.7099 | 0.087764 | 0.79577 | 0.087764 | 0.79577 | 4.3609 | 7.3482 | 4.3609 | 7.3482
234331-Premium T8 with T12 40 Watt Baseline - Tr2 | 0.12094 | 0.075623 | 0.18761 | 625.4536 | 6879.9898 | -0.18189 | -2.0008 | 0.050998 | 0.43796 | 0.050998 | 0.43796 | 0.066919 | 0.57469 | 0.066919 | 0.57469 | 1.9065 | 2.6589 | 1.9065 | 2.6589
234304-Lighting-Remove 4 Ft Lamp (De-Lamp) - Tr2 | 0.19474 | 0.12177 | 0.3021 | 1007.1281 | 11078.4088 | -0.29289 | -3.2218 | 0.072287 | 0.62079 | 0.072287 | 0.62079 | 0.091601 | 0.78666 | 0.091601 | 0.78666 | 3.067 | 6.8503 | 3.067 | 6.8503
234084-Refrigeration -Cooler/Freezer Door Gaskets - Solid Doors: Cooler | 0.056405 | 0.044393 | 0.069554 | 415.5752 | 1662.3009 | 0 | 0 | -0.21719 | 0 | -0.21719 | 0 | -0.21719 | 0 | -0.21719 | 0 | 0.31139 | 0.31139 | 0.31139 | 0.31139
234084-Refrigeration -Cooler/Freezer Door Gaskets - Solid Doors: Cooler | 0.059751 | 0.047027 | 0.07368 | 440.228 | 1760.912 | 0 | 0 | -0.21719 | 0 | -0.21719 | 0 | -0.21719 | 0 | -0.21719 | 0 | 0.31139 | 0.31139 | 0.31139 | 0.31139
234084-Refrigeration -Cooler/Freezer Door Gaskets - Solid Doors: Cooler | 0.027247 | 0.021444 | 0.033598 | 200.744 | 802.9759 | 0 | 0 | -0.21719 | 0 | -0.21719 | 0 | -0.21719 | 0 | -0.21719 | 0 | 0.31139 | 0.31139 | 0.31139 | 0.31139
234330-Premium T8 with T12 40 Watt Baseline - Tr1 | 0.20014 | 0.12906 | 0.27396 | 1010.6624 | 11117.2868 | -1.6551 | -18.2066 | 0.041805 | 0.35631 | 0.041805 | 0.35631 | 0.045319 | 0.38626 | 0.045319 | 0.38626 | 1.6309 | 1.7222 | 1.6309 | 1.7222
234315-Lighting-Screw in 14-26 Watt Reflector Lamp-Tr1 | 0.24395 | 0.15731 | 0.078543 | 1231.9118 | 2463.8237 | -2.1563 | -4.3126 | 0.061798 | 0.52624 | 0.061798 | 0.52624 | 0.061594 | 0.5245 | 0.061594 | 0.5245 | 2.3158 | 2.3058 | 2.3158 | 2.3058
234330-Premium T8 with T12 40 Watt Baseline - Tr1 | 0.17573 | 0.11332 | 0.24055 | 887.4109 | 9761.5201 | -1.4533 | -15.9863 | 0.041805 | 0.35631 | 0.041805 | 0.35631 | 0.045319 | 0.38626 | 0.045319 | 0.38626 | 1.6309 | 1.7222 | 1.6309 | 1.7222
234330-Premium T8 with T12 40 Watt Baseline - Tr1 | 0.29289 | 0.18886 | 0.40092 | 1479.0182 | 16269.2002 | -2.4222 | -26.6438 | 0.041832 | 0.35645 | 0.041832 | 0.35645 | 0.045345 | 0.38639 | 0.045345 | 0.38639 | 1.6313 | 1.7226 | 1.6313 | 1.7226
234330-Premium T8 with T12 40 Watt Baseline - Tr1 | 0.29777 | 0.19201 | 0.4076 | 1503.6685 | 16540.3535 | -2.4625 | -27.0878 | 0.041832 | 0.35645 | 0.041832 | 0.35645 | 0.045345 | 0.38639 | 0.045345 | 0.38639 | 1.6313 | 1.7226 | 1.6313 | 1.7226
234330-Premium T8 with T12 40 Watt Baseline - Tr1 | 0.18423 | 0.11426 | 0.29736 | 995.1308 | 10946.4385 | -1.3537 | -14.8909 | 0.053617 | 0.46578 | 0.053617 | 0.46578 | 0.056396 | 0.48993 | 0.056396 | 0.48993 | 2.0229 | 2.1362 | 2.0229 | 2.1362
234330-Premium T8 with T12 40 Watt Baseline - Tr1 | 1.946 | 1.2069 | 3.1409 | 10511.0688 | 115621.757 | -14.2986 | -157.2849 | 0.053617 | 0.46578 | 0.053617 | 0.46578 | 0.056396 | 0.48993 | 0.056396 | 0.48993 | 2.0229 | 2.1362 | 2.0229 | 2.1362
234303-Lighting-Remove 4 Ft Lamp (De-Lamp) - Tr1 | 1.6273 | 1.0092 | 2.6264 | 8789.5634 | 96685.197 | -11.9568 | -131.5248 | 0.074591 | 0.64799 | 0.074591 | 0.64799 | 0.087373 | 0.75903 | 0.087373 | 0.75903 | 3.3724 | 5.6826 | 3.3724 | 5.6826
234330-Premium T8 with T12 40 Watt Baseline - Tr1 | 1.3668 | 0.88135 | 1.871 | 6902.0849 | 75922.9343 | -11.3034 | -124.3376 | 0.041832 | 0.35645 | 0.041832 | 0.35645 | 0.045345 | 0.38639 | 0.045345 | 0.38639 | 1.6313 | 1.7226 | 1.6313 | 1.7226
234340-Lighting-Intr HiBy Lnr FlrscntFxtr600w rplc>400Tr1 | 0.60132 | 0.37295 | 0.82365 | 3248.0413 | 35728.4546 | -4.4184 | -48.6029 | 0.055939 | 0.48596 | 0.055939 | 0.48596 | 0.089319 | 0.77594 | 0.089319 | 0.77594 | 2.1167 | 6.3446 | 2.1167 | 6.3446
234285-Lighting-Occpncy Snsr-Hi-Bay integrated Snsr-Tr1 | 0.59042 | 0.36618 | 0 | 3189.12 | 25512.96 | 0 | 0 | 0.091644 | 0 | 0.091644 | 0 | 0.095988 | 0 | 0.095988 | 0 | 7.6154 | 11.0946 | 7.6154 | 11.0946
234083-Refrigeration -Cooler/Freezer Door Gaskets - Glass Doors | 0.11339 | 0.094829 | 0.14323 | 855.8032 | 3423.2129 | 0 | 0 | -0.21752 | 0 | -0.21752 | 0 | -0.21753 | 0 | -0.21753 | 0 | 0.31033 | 0.31032 | 0.31033 | 0.31032
234084-Refrigeration -Cooler/Freezer Door Gaskets - Solid Doors: Cooler | 0.0074662 | 0.0062439 | 0.0094311 | 56.3492 | 225.3967 | 0 | 0 | -0.21783 | 0 | -0.21783 | 0 | -0.21783 | 0 | -0.21783 | 0 | 0.30937 | 0.30937 | 0.30937 | 0.30937
234083-Refrigeration -Cooler/Freezer Door Gaskets - Glass Doors | 0.14092 | 0.11785 | 0.17801 | 1063.5908 | 4254.3634 | 0 | 0 | -0.21783 | 0 | -0.21783 | 0 | -0.21783 | 0 | -0.21783 | 0 | 0.30937 | 0.30937 | 0.30937 | 0.30937
234084-Refrigeration -Cooler/Freezer Door Gaskets - Solid Doors: Cooler | 0.18515 | 0.14328 | 0.18355 | 1605.888 | 6423.552 | 0 | 0 | 0.083797 | 0 | 0.083797 | 0 | 0.083797 | 0 | 0.083797 | 0 | 8.5716 | 8.5716 | 8.5716 | 8.5716
234083-Refrigeration -Cooler/Freezer Door Gaskets - Glass Doors | 4.6171 | 3.5731 | 4.5773 | 40046.832 | 160187.328 | 0 | 0 | 0.083797 | 0 | 0.083797 | 0 | 0.083797 | 0 | 0.083797 | 0 | 8.5717 | 8.5716 | 8.5717 | 8.5716
234084-Refrigeration -Cooler/Freezer Door Gaskets - Solid Doors: Cooler | 0.0074662 | 0.0062439 | 0.0094311 | 56.3492 | 225.3967 | 0 | 0 | -0.21777 | 0 | -0.21777 | 0 | -0.21777 | 0 | -0.21777 | 0 | 0.30955 | 0.30955 | 0.30955 | 0.30955
234083-Refrigeration -Cooler/Freezer Door Gaskets - Glass Doors | 0.11106 | 0.092878 | 0.14029 | 838.1941 | 3352.7764 | 0 | 0 | -0.21777 | 0 | -0.21777 | 0 | -0.21777 | 0 | -0.21777 | 0 | 0.30956 | 0.30955 | 0.30956 | 0.30955
234083-Refrigeration -Cooler/Freezer Door Gaskets - Glass Doors | 1.6085 | 1.2448 | 1.5946 | 13951.152 | 55804.608 | 0 | 0 | 0.083797 | 0 | 0.083797 | 0 | 0.083797 | 0 | 0.083797 | 0 | 8.5717 | 8.5716 | 8.5717 | 8.5716
234201-Lighting-2 Ft 2nd Gen T-8 with Elec Ballast-Tr1 | 0.021608 | 0.013933 | 0.021526 | 109.1138 | 1200.2514 | -0.17869 | -1.9656 | 0.03523 | 0.30019 | 0.03523 | 0.30019 | 0.072657 | 0.61911 | 0.072657 | 0.61911 | 1.4835 | 3.05 | 1.4835 | 3.05
234330-Premium T8 with T12 40 Watt Baseline - Tr1 | 0.11314 | 0.072958 | 0.11272 | 571.3492 | 6284.8413 | -0.93569 | -10.2926 | 0.079509 | 0.6775 | 0.079509 | 0.6775 | 0.081025 | 0.69042 | 0.081025 | 0.69042 | 3.781 | 3.9927 | 3.781 | 3.9927
234207-Lighting-8 Ft T-8 with Elec Ballast-Tr1 | 0.065678 | 0.042351 | 0.065432 | 331.6612 | 3648.2737 | -0.54316 | -5.9747 | 0.02105 | 0.17937 | 0.02105 | 0.17937 | 0.053685 | 0.45745 | 0.053685 | 0.45745 | 1.2418 | 1.9866 | 1.2418 | 1.9866
234303-Lighting-Remove 4 Ft Lamp (De-Lamp) - Tr1 | 0.075245 | 0.04852 | 0.074962 | 379.9705 | 4179.675 | -0.62227 | -6.845 | 0.09095 | 0.77499 | 0.09095 | 0.77499 | 0.097922 | 0.8344 | 0.097922 | 0.8344 | 6.3032 | 10.6211 | 6.3032 | 10.6211
234306-Lighting-Remove 8 Ft Lamp (De-Lamp) - Tr1 | 0.43463 | 0.28026 | 0.433 | 2194.8171 | 24142.988 | -3.5944 | -39.5385 | 0.097466 | 0.83052 | 0.097466 | 0.83052 | 0.097821 | 0.83354 | 0.097821 | 0.83354 | 10.1663 | 10.5172 | 10.1663 | 10.5172
234330-Premium T8 with T12 40 Watt Baseline - Tr1 | 0.10578 | 0.060355 | 0.16267 | 526.3973 | 5790.37 | -0.68059 | -7.4865 | 0.042589 | 0.37543 | 0.042589 | 0.37543 | 0.045871 | 0.40436 | 0.045871 | 0.40436 | 1.688 | 1.7825 | 1.688 | 1.7825
234303-Lighting-Remove 4 Ft Lamp (De-Lamp) - Tr1 | 0.35173 | 0.20069 | 0.54091 | 1750.3779 | 19254.157 | -2.2631 | -24.894 | 0.067359 | 0.59379 | 0.067359 | 0.59379 | 0.082455 | 0.72686 | 0.082455 | 0.72686 | 2.814 | 4.7417 | 2.814 | 4.7417
234207-Lighting-8 Ft T-8 with Elec Ballast-Tr1 | 0.11403 | 0.065066 | 0.17537 | 567.4819 | 6242.3013 | -0.73371 | -8.0708 | -0.083986 | -0.74036 | -0.083986 | -0.74036 | -0.013325 | -0.11747 | -0.013325 | -0.11747 | 0.5544 | 0.8869 | 0.5544 | 0.8869
234306-Lighting-Remove 8 Ft Lamp (De-Lamp) - Tr1 | 0.75462 | 0.43058 | 1.1605 | 3755.3951 | 41309.3466 | -4.8554 | -53.4094 | 0.081469 | 0.71817 | 0.081469 | 0.71817 | 0.082238 | 0.72494 | 0.082238 | 0.72494 | 4.5387 | 4.6953 | 4.5387 | 4.6953
234313-Lighting-Screw in 14-26 Watt Lamp - Tr2 | 0.013653 | 0.0088038 | 0.020977 | 68.945 | 180.6359 | -0.2462 | -0.64503 | -0.058817 | -0.50169 | -0.058817 | -0.50169 | 0.0011118 | 0.0094836 | 0.0011118 | 0.0094836 | 0.65148 | 1.0102 | 0.65148 | 1.0102
234331-Premium T8 with T12 40 Watt Baseline - Tr2 | 1.5338 | 0.98902 | 2.7899 | 7745.2734 | 85198.0069 | -30.1729 | -331.9024 | 0.046912 | 0.39974 | 0.046912 | 0.39974 | 0.068501 | 0.5837 | 0.068501 | 0.5837 | 1.7667 | 2.7299 | 1.7667 | 2.7299
234307-Lighting-Remove 8 Ft Lamp (De-Lamp) - Tr2 | 1.3021 | 0.8396 | 2.3684 | 6575.0967 | 72326.064 | -25.6143 | -281.7577 | 0.084732 | 0.72201 | 0.084732 | 0.72201 | 0.095682 | 0.81531 | 0.095682 | 0.81531 | 4.6261 | 8.7055 | 4.6261 | 8.7055
234049-Lighting-LED Exit Sign New Sign | 0.1155 | 0.11475 | 0 | 1011.7758 | 16188.4127 | 0 | 0 | 0.077638 | 0 | 0.077638 | 0 | 0.086245 | 0 | 0.086245 | 0 | 5.0115 | 9.0247 | 5.0115 | 9.0247
234084-Refrigeration -Cooler/Freezer Door Gaskets - Solid Doors: Cooler | 0.0074662 | 0.0062439 | 0.0094311 | 56.3492 | 225.3967 | 0 | 0 | -0.21753 | 0 | -0.21753 | 0 | -0.21753 | 0 | -0.21753 | 0 | 0.31032 | 0.31032 | 0.31032 | 0.31032
234083-Refrigeration -Cooler/Freezer Door Gaskets - Glass Doors | 0.10079 | 0.084293 | 0.12732 | 760.714 | 3042.8559 | 0 | 0 | -0.21752 | 0 | -0.21752 | 0 | -0.21753 | 0 | -0.21753 | 0 | 0.31033 | 0.31032 | 0.31033 | 0.31032
234330-Premium T8 with T12 40 Watt Baseline - Tr1 | 0.34075 | 0.21307 | 0.5286 | 1762.1943 | 19384.1374 | -0.51247 | -5.6372 | 0.048614 | 0.41749 | 0.048614 | 0.41749 | 0.051723 | 0.44419 | 0.051723 | 0.44419 | 1.8289 | 1.9313 | 1.8289 | 1.9313
234312-Lighting-Screw in 14-26 Watt Lamp - Tr1 | 0.02768 | 0.017849 | 0.0089119 | 139.7791 | 243.2156 | -0.24466 | -0.42572 | 0.050861 | 0.42003 | 0.050861 | 0.42003 | 0.051513 | 0.42541 | 0.051513 | 0.42541 | 1.8391 | 1.8591 | 1.8391 | 1.8591
234315-Lighting-Screw in 14-26 Watt Reflector Lamp-Tr1 | 0.1435 | 0.092534 | 0.046202 | 724.654 | 1449.308 | -1.2684 | -2.5368 | 0.061825 | 0.52634 | 0.061825 | 0.52634 | 0.061621 | 0.5246 | 0.061621 | 0.5246 | 2.3164 | 2.3063 | 2.3164 | 2.3063
234330-Premium T8 with T12 40 Watt Baseline - Tr1 | 0.17085 | 0.11017 | 0.23387 | 862.7606 | 9490.3668 | -1.4129 | -15.5422 | 0.041832 | 0.35645 | 0.041832 | 0.35645 | 0.045345 | 0.38639 | 0.045345 | 0.38639 | 1.6313 | 1.7226 | 1.6313 | 1.7226
234303-Lighting-Remove 4 Ft Lamp (De-Lamp) - Tr1 | 0.22725 | 0.14653 | 0.31107 | 1147.5418 | 12622.9594 | -1.8793 | -20.6724 | 0.068349 | 0.58241 | 0.068349 | 0.58241 | 0.084509 | 0.72011 | 0.084509 | 0.72011 | 2.7195 | 4.5824 | 2.7195 | 4.5824
234312-Lighting-Screw in 14-26 Watt Lamp - Tr1 | 0.019717 | 0.012229 | 0.026158 | 106.5006 | 185.3111 | -0.23284 | -0.40514 | -0.0099109 | -0.08303 | -0.0099109 | -0.08303 | -0.0086227 | -0.072238 | -0.0086227 | -0.072238 | 0.91727 | 0.92724 | 0.91727 | 0.92724
234330-Premium T8 with T12 40 Watt Baseline - Tr1 | 0.21843 | 0.13547 | 0.35141 | 1179.8606 | 12978.4667 | -2.55 | -28.05 | 0.053966 | 0.46532 | 0.053966 | 0.46532 | 0.056769 | 0.48949 | 0.056769 | 0.48949 | 2.0209 | 2.134 | 2.0209 | 2.134
234306-Lighting-Remove 8 Ft Lamp (De-Lamp) - Tr1 | 0.25236 | 0.15652 | 0.40599 | 1363.1252 | 14994.3774 | -2.9461 | -32.4069 | 0.087168 | 0.7516 | 0.087168 | 0.7516 | 0.087824 | 0.75726 | 0.087824 | 0.75726 | 5.4338 | 5.6214 | 5.4338 | 5.6214
234331-Premium T8 with T12 40 Watt Baseline - Tr2 | 0.20211 | 0.12535 | 0.32622 | 1091.711 | 12008.8215 | -1.4851 | -16.3361 | 0.055748 | 0.4843 | 0.055748 | 0.4843 | 0.069977 | 0.60791 | 0.069977 | 0.60791 | 2.1087 | 2.9409 | 2.1087 | 2.9409
234304-Lighting-Remove 4 Ft Lamp (De-Lamp) - Tr2 | 0.6509 | 0.4037 | 1.0506 | 3515.8253 | 38674.0788 | -4.7827 | -52.6099 | 0.074775 | 0.64959 | 0.074775 | 0.64959 | 0.092037 | 0.79955 | 0.092037 | 0.79955 | 3.3923 | 7.5769 | 3.3923 | 7.5769
234084-Refrigeration -Cooler/Freezer Door Gaskets - Solid Doors: Cooler | 1.3076 | 1.0119 | 1.2963 | 11341.584 | 45366.336 | 0 | 0 | 0.08381 | 0 | 0.08381 | 0 | 0.084116 | 0 | 0.084116 | 0 | 8.5815 | 8.8254 | 8.5815 | 8.8254
234330-Premium T8 with T12 40 Watt Baseline - Tr1 | 0.27591 | 0.18109 | 0.34941 | 1732.8774 | 19061.6517 | -8.1493 | -89.642 | 0.062753 | 0.56899 | 0.062753 | 0.56899 | 0.064813 | 0.58766 | 0.064813 | 0.58766 | 2.6159 | 2.7623 | 2.6159 | 2.7623
234303-Lighting-Remove 4 Ft Lamp (De-Lamp) - Tr1 | 0.87159 | 0.57206 | 1.1038 | 5474.0612 | 60214.6728 | -25.7431 | -283.1741 | 0.078294 | 0.7099 | 0.078294 | 0.7099 | 0.087764 | 0.79577 | 0.087764 | 0.79577 | 4.3609 | 7.3482 | 4.3609 | 7.3482
234084-Refrigeration -Cooler/Freezer Door Gaskets - Solid Doors: Cooler | 0.0088661 | 0.0074146 | 0.011199 | 66.9147 | 267.6586 | 0 | 0 | -0.21777 | 0 | -0.21777 | 0 | -0.21777 | 0 | -0.21777 | 0 | 0.30955 | 0.30955 | 0.30955 | 0.30955
234083-Refrigeration -Cooler/Freezer Door Gaskets - Glass Doors | 0.10919 | 0.091317 | 0.13793 | 824.1068 | 3296.4273 | 0 | 0 | -0.21777 | 0 | -0.21777 | 0 | -0.21777 | 0 | -0.21777 | 0 | 0.30956 | 0.30955 | 0.30956 | 0.30955
234084-Refrigeration -Cooler/Freezer Door Gaskets - Solid Doors: Cooler | 0.0079328 | 0.0066341 | 0.010021 | 59.871 | 239.484 | 0 | 0 | -0.21783 | 0 | -0.21783 | 0 | -0.21783 | 0 | -0.21783 | 0 | 0.30937 | 0.30937 | 0.30937 | 0.30937
234083-Refrigeration -Cooler/Freezer Door Gaskets - Glass Doors | 0.11666 | 0.097561 | 0.14736 | 880.456 | 3521.824 | 0 | 0 | -0.21783 | 0 | -0.21783 | 0 | -0.21783 | 0 | -0.21783 | 0 | 0.30937 | 0.30937 | 0.30937 | 0.30937
234083-Refrigeration -Cooler/Freezer Door Gaskets - Glass Doors | 0.17825 | 0.14907 | 0.22517 | 1345.3368 | 5381.3471 | 0 | 0 | -0.21783 | 0 | -0.21783 | 0 | -0.21783 | 0 | -0.21783 | 0 | 0.30937 | 0.30937 | 0.30937 | 0.30937
234084-Refrigeration -Cooler/Freezer Door Gaskets - Solid Doors: Cooler | 0.0074662 | 0.0062439 | 0.0094311 | 56.3492 | 225.3967 | 0 | 0 | -0.21783 | 0 | -0.21783 | 0 | -0.21783 | 0 | -0.21783 | 0 | 0.30937 | 0.30937 | 0.30937 | 0.30937
234083-Refrigeration -Cooler/Freezer Door Gaskets - Glass Doors | 0.10453 | 0.087415 | 0.13204 | 788.8886 | 3155.5543 | 0 | 0 | -0.21783 | 0 | -0.21783 | 0 | -0.21783 | 0 | -0.21783 | 0 | 0.30937 | 0.30937 | 0.30937 | 0.30937
234084-Refrigeration -Cooler/Freezer Door Gaskets - Solid Doors: Cooler | 0.0074662 | 0.0062439 | 0.0094311 | 56.3492 | 225.3967 | 0 | 0 | -0.21777 | 0 | -0.21777 | 0 | -0.21777 | 0 | -0.21777 | 0 | 0.30955 | 0.30955 | 0.30955 | 0.30955
234083-Refrigeration -Cooler/Freezer Door Gaskets - Glass Doors | 0.22632 | 0.18927 | 0.28588 | 1708.0846 | 6832.3386 | 0 | 0 | -0.21777 | 0 | -0.21777 | 0 | -0.21777 | 0 | -0.21777 | 0 | 0.30956 | 0.30955 | 0.30956 | 0.30955
234084-Refrigeration -Cooler/Freezer Door Gaskets - Solid Doors: Cooler | 0.0069995 | 0.0058537 | 0.0088417 | 52.8274 | 211.3094 | 0 | 0 | -0.21783 | 0 | -0.21783 | 0 | -0.21783 | 0 | -0.21783 | 0 | 0.30937 | 0.30937 | 0.30937 | 0.30937
234083-Refrigeration -Cooler/Freezer Door Gaskets - Glass Doors | 0.16986 | 0.14205 | 0.21456 | 1281.9439 | 5127.7757 | 0 | 0 | -0.21783 | 0 | -0.21783 | 0 | -0.21783 | 0 | -0.21783 | 0 | 0.30937 | 0.30937 | 0.30937 | 0.30937
234285-Lighting-Occpncy Snsr-Hi-Bay integrated Snsr-Tr1 | 6.1994 | 3.8449 | 0 | 33485.76 | 267886.08 | 0 | 0 | 0.092442 | 0 | 0.092442 | 0 | 0.096787 | 0 | 0.096787 | 0 | 7.673 | 11.1785 | 7.673 | 11.1785
234360-Lighting-IntrHiByLnrFlscntFxtr244wrplc400w(TrI)Tr1 | 2.4876 | 1.5429 | 3.3963 | 13436.9221 | 147806.1436 | -29.0408 | -319.4491 | 0.04344 | 0.37456 | 0.04344 | 0.37456 | 0.076464 | 0.65931 | 0.076464 | 0.65931 | 1.6853 | 3.5182 | 1.6853 | 3.5182
234330-Premium T8 with T12 40 Watt Baseline - Tr1 | 0.034489 | 0.021391 | 0.055486 | 186.2938 | 2049.2316 | -0.40263 | -4.4289 | 0.053966 | 0.46532 | 0.053966 | 0.46532 | 0.056769 | 0.48949 | 0.056769 | 0.48949 | 2.0209 | 2.134 | 2.0209 | 2.134
234360-Lighting-IntrHiByLnrFlscntFxtr244wrplc400w(TrI)Tr1 | 2.9615 | 1.8367 | 4.0432 | 15996.3359 | 175959.6948 | -34.5724 | -380.2966 | 0.04344 | 0.37456 | 0.04344 | 0.37456 | 0.076464 | 0.65931 | 0.076464 | 0.65931 | 1.6853 | 3.5182 | 1.6853 | 3.5182
234285-Lighting-Occpncy Snsr-Hi-Bay integrated Snsr-Tr1 | 7.3802 | 4.5773 | 0 | 39864 | 318912 | 0 | 0 | 0.092442 | 0 | 0.092442 | 0 | 0.096787 | 0 | 0.096787 | 0 | 7.673 | 11.1785 | 7.673 | 11.1785
234360-Lighting-IntrHiByLnrFlscntFxtr244wrplc400w(TrI)Tr1 | 4.383 | 2.7184 | 5.9839 | 23674.5771 | 260420.3483 | -51.1672 | -562.839 | 0.04344 | 0.37456 | 0.04344 | 0.37456 | 0.076464 | 0.65931 | 0.076464 | 0.65931 | 1.6853 | 3.5182 | 1.6853 | 3.5182
234285-Lighting-Occpncy Snsr-Hi-Bay integrated Snsr-Tr1 | 10.9227 | 6.7744 | 0 | 58998.72 | 471989.76 | 0 | 0 | 0.092442 | 0 | 0.092442 | 0 | 0.096787 | 0 | 0.096787 | 0 | 7.673 | 11.1785 | 7.673 | 11.1785
234330-Premium T8 with T12 40 Watt Baseline - Tr1 | 0.045986 | 0.028521 | 0.073981 | 248.3917 | 2732.3088 | -0.53684 | -5.9053 | 0.053966 | 0.46532 | 0.053966 | 0.46532 | 0.056769 | 0.48949 | 0.056769 | 0.48949 | 2.0209 | 2.134 | 2.0209 | 2.134
234303-Lighting-Remove 4 Ft Lamp (De-Lamp) - Tr1 | 0.15291 | 0.094838 | 0.246 | 825.9529 | 9085.482 | -1.7851 | -19.6362 | 0.075119 | 0.64771 | 0.075119 | 0.64771 | 0.08801 | 0.75886 | 0.08801 | 0.75886 | 3.369 | 5.6769 | 3.369 | 5.6769
234084-Refrigeration -Cooler/Freezer Door Gaskets - Solid Doors: Cooler | 0.0074662 | 0.0062439 | 0.0094311 | 56.3492 | 225.3967 | 0 | 0 | -0.21783 | 0 | -0.21783 | 0 | -0.21783 | 0 | -0.21783 | 0 | 0.30937 | 0.30937 | 0.30937 | 0.30937
234083-Refrigeration -Cooler/Freezer Door Gaskets - Glass Doors | 0.14326 | 0.1198 | 0.18096 | 1081.2 | 4324.7999 | 0 | 0 | -0.21783 | 0 | -0.21783 | 0 | -0.21783 | 0 | -0.21783 | 0 | 0.30937 | 0.30937 | 0.30937 | 0.30937
234084-Refrigeration -Cooler/Freezer Door Gaskets - Solid Doors: Cooler | 0.0074662 | 0.0062439 | 0.0094311 | 56.3492 | 225.3967 | 0 | 0 | -0.21783 | 0 | -0.21783 | 0 | -0.21783 | 0 | -0.21783 | 0 | 0.30937 | 0.30937 | 0.30937 | 0.30937

## Output
Program Summary |  | Nominal | Present Value | [5 empty] | Avoided Cost Version
Proposer Name |  | 0 | [6 empty] | 2006-06-01
Program Name |  | 0 | [6 empty] | 2006-06-01
Total Program Budget ($) |  | 682708.72 | 549512.8444 | [5 empty] | Base Year
2006
Net Participant Cost ($) |  | 331660.8352 | 267894.5213 | [5 empty] | SDG&E Tool NTG 4f2 (800).xls
Program Impacts | [9 empty] | Program Impacts (Gross)
| Annual Net kWh | Lifecycle Net kWh | Annual Net Therms | Lifecycle Net Therms | Net Jul-Sept Pk (kW) | Net Dec-Feb Pk (kW) | Net CEC (kW) | User Entered kW |  |  | Annual Gross kWh | Lifecycle Gross kWh | Annual Gross Therms | Lifecycle Gross Therms | User Entered kW
2006-2008 | 4422399.4618 | 38242137.0309 | -2147.5732 | -6798.0189 | 793.7694 | 525.0696 | 0 | 647.7958 |  | 2006-2008 | 4540.02 | 39835559.4072 | 0 | -7081.2697 | 674.7873
2009-2012 | 0 | 0 | 0 | 0 | 0 | 0 | 0 | 0 |  | 2009-2012 | 0 | 0 | 0 | 0 | 0
2013-2016 | 0 | 0 | 0 | 0 | 0 | 0 | 0 | 0 |  | 2013-2016 | 0 | 0 | 0 | 0 | 0
Cost Effectiveness (Lifecycle Present Value Dollars)
|  | Benefits |  |  | Benefit - Cost
| Cost | Electric | Gas | Incentives | NPV | B/C Ratio | Notes
Program TRC ($) | 817407.3657 | 2455815.1658 | -6711.1786 | NA | 1631696.6215 | 2.9962 | *1
Program PAC ($) | 549512.8444 | 2455815.1658 | -6711.1786 | NA | 1899591.1427 | 4.4569 | *1,2
Program RIM ($) | 549512.8444 | 2455815.1658 | -6711.1786 | NA | 1899591.1427 | 4.4569 | *1
*1 B/C Ratio is an approximation because any supply cost increases are treated as negative benefits rather than as a cost as in the Standard Practice Manual
*2 PAC benefits include environmental costs. This is to be consistent with the TRC benefits, but is not strictly consistent with the Standard Practice Manual.
Levelized Cost and Benefit (All Measures Installed through 2012)
| Discounted Savings |  |  |  | Benefit - Cost
| kWh | Therms | Cost | Benefits | NPV
TRC ($/kWh ) | 23184583.1344 |  | 0.035674 | 0.10592 | 0.07025
PAC ($/kWh) | 23184583.1344 |  | 0.023953 | 0.10592 | 0.081972
RIM ($/kWh) | 23184583.1344 |  | 0.023767 | 0.10592 | 0.082158
TRC ($/therm) |  | -8533.29 | 1.1351 | 0.78647 | -0.34868
PAC ($/therm) |  | -8533.29 | 0.68185 | 0.78647 | 0.10462
RIM ($/therm) |  | -8533.29 | 0.17646 | 0.78647 | 0.61001
Emissions Reductions | [9 empty] | Emissions Reductions (Gross)
| Electric Reductions |  |  | Gas Reductions | [6 empty] | Electric Reductions |  |  | Gas Reductions
Annual Reductions | CO2 (tons) | NOX (lbs) | PM-10 (lbs) | CO2 (tons) | NOX (lbs) |  |  |  |  | Annual Reductions | CO2 (tons) | NOX (lbs) | PM-10 (lbs) | CO2 (tons) | NOX (lbs)
2006 | 0 | 0 | 0 | 0 | 0 | * annual reductions are the units |  |  |  | 2006 | 0 | 0 | 0 | 0 | 0 | * annual reductions are the units
2007 | 0 | 0 | 0 | 0 | 0 | implemented in the year, times |  |  |  | 2007 | 0 | 0 | 0 | 0 | 0 | implemented in the year, times
2008 | 2528.787 | 683.5605 | 324.848 | -12.5633 | -19.7577 | the annual emission reduction |  |  |  | 2008 | 2634.1531 | 712.0421 | 338.3834 | -13.0868 | -20.5809 | the annual emission reduction
2009 | 0 | 0 | 0 | 0 | 0 | for the measure. |  |  |  | 2009 | 0 | 0 | 0 | 0 | 0 | for the measure.
2010 | 0 | 0 | 0 | 0 | 0 |  |  |  |  | 2010 | 0 | 0 | 0 | 0 | 0
2011 | 0 | 0 | 0 | 0 | 0 |  |  |  |  | 2011 | 0 | 0 | 0 | 0 | 0
2012 | 0 | 0 | 0 | 0 | 0 |  |  |  |  | 2012 | 0 | 0 | 0 | 0 | 0
2013 | 0 | 0 | 0 | 0 | 0 |  |  |  |  | 2013 | 0 | 0 | 0 | 0 | 0
2014 | 0 | 0 | 0 | 0 | 0 |  |  |  |  | 2014 | 0 | 0 | 0 | 0 | 0
2015 | 0 | 0 | 0 | 0 | 0 |  |  |  |  | 2015 | 0 | 0 | 0 | 0 | 0
2016 | 0 | 0 | 0 | 0 | 0 |  |  |  |  | 2016 | 0 | 0 | 0 | 0 | 0
Total Annual | 2528.787 | 683.5605 | 324.848 | -12.5633 | -19.7577 |  |  |  |  | Total Annual | 2634.1531 | 712.0421 | 338.3834 | -13.0868 | -20.5809
Lifecycle Reductions | [9 empty] | Lifecycle Reductions
2006 | 0 | 0 | 0 | 0 | 0 |  |  |  |  | 2006 | 0 | 0 | 0 | 0 | 0
2007 | 0 | 0 | 0 | 0 | 0 |  |  |  |  | 2007 | 0 | 0 | 0 | 0 | 0
2008 | 21949.1578 | 5950.7412 | 2817.3683 | -39.7684 | -62.5418 |  |  |  |  | 2008 | 22863.7061 | 6198.6888 | 2934.7586 | -41.4254 | -65.1477
2009 | 0 | 0 | 0 | 0 | 0 |  |  |  |  | 2009 | 0 | 0 | 0 | 0 | 0
2010 | 0 | 0 | 0 | 0 | 0 |  |  |  |  | 2010 | 0 | 0 | 0 | 0 | 0
2011 | 0 | 0 | 0 | 0 | 0 |  |  |  |  | 2011 | 0 | 0 | 0 | 0 | 0
2012 | 0 | 0 | 0 | 0 | 0 |  |  |  |  | 2012 | 0 | 0 | 0 | 0 | 0
2013 | 0 | 0 | 0 | 0 | 0 |  |  |  |  | 2013 | 0 | 0 | 0 | 0 | 0
2014 | 0 | 0 | 0 | 0 | 0 |  |  |  |  | 2014 | 0 | 0 | 0 | 0 | 0
2015 | 0 | 0 | 0 | 0 | 0 |  |  |  |  | 2015 | 0 | 0 | 0 | 0 | 0
2016 | 0 | 0 | 0 | 0 | 0 |  |  |  |  | 2016 | 0 | 0 | 0 | 0 | 0
Total Lifecycle | 21949.1578 | 5950.7412 | 2817.3683 | -39.7684 | -62.5418 |  |  |  |  | Total Lifecycle | 22863.7061 | 6198.6888 | 2934.7586 | -41.4254 | -65.1477
Reductions based on total annual installations | [9 empty] | Reductions based on total annual installations (Gross)
| Annual Net kWh | Lifecycle Net kWh | Annual Net Therms | Lifecycle Net Therms | Net July-Sept Peak (kW) | Net Dec-Feb (kW) |  | User Entered kW | Net Annual NCP (kW) |  | Annual Gross kWh | Lifecycle Gross kWh | Annual Gross Therms | Lifecycle Gross Therms | User Entered kW
2006 | 0 | 0 | 0 | 0 | 0 | 0 |  | 0 | 0 | 2006 | 0 | 0 | 0 | 0 | 0
2007 | 0 | 0 | 0 | 0 | 0 | 0 |  | 0 | 0 | 2007 | 0 | 0 | 0 | 0 | 0
2008 | 4422399.4618 | 38242137.0309 | -2147.5732 | -6798.0189 | 793.7694 | 525.0696 |  | 647.7958 | 104.9297 | 2008 | 4540.02 | 39835559.4072 | 0 | -7081.2697 | 674.7873
2009 | 0 | 0 | 0 | 0 | 0 | 0 |  | 0 | 744.4274 | 2009 | 0 | 0 | 0 | 0 | 0
2010 | 0 | 0 | 0 | 0 | 0 | 0 |  | 0 | 0 | 2010 | 0 | 0 | 0 | 0 | 0
2011 | 0 | 0 | 0 | 0 | 0 | 0 |  | 0 | -23.4776 | 2011 | 0 | 0 | 0 | 0 | 0
2012 | 0 | 0 | 0 | 0 | 0 | 0 |  | 0 | -1.0178 | 2012 | 0 | 0 | 0 | 0 | 0
2013 | 0 | 0 | 0 | 0 | 0 | 0 |  | 0 | -38.1915 | 2013 | 0 | 0 | 0 | 0 | 0
2014 | 0 | 0 | 0 | 0 | 0 | 0 |  | 0 | -100.8867 | 2014 | 0 | 0 | 0 | 0 | 0
2015 | 0 | 0 | 0 | 0 | 0 | 0 |  | 0 | 0 | 2015 | 0 | 0 | 0 | 0 | 0
2016 | 0 | 0 | 0 | 0 | 0 | 0 |  | 0 | 0 | 2016 | 0 | 0 | 0 | 0 | 0
Total | 4422399.4618 | 38242137.0309 | -2147.5732 | -6798.0189 | 793.7694 | 525.0696 |  | 647.7958 | 685.7835 | Total | 4540.02 | 39835559.4072 | 0 | -7081.2697 | 674.7873
Net Impacts by Sector (All Measures Installed through 2016)
| Annual Net kWh | Lifecycle Net kWh | Annual Net Therms | Lifecycle Net Therms | Net July-Sept Peak (kW) | Net Dec-Feb (kW) |  | User Entered kW | TRC Lifecycle Net Benefits* ($)
Total | 4422399.4618 | 38242137.0309 | -2147.5732 | -6798.0189 | 793.7694 | 525.0696 |  | 647.7958 | 1631696.6215
Residential | 0 | 0 | 0 | 0 | 0 | 0 |  | 0 | 0
Commercial | 4422399.4618 | 38242137.0309 | -2147.5732 | -6798.0189 | 793.7694 | 525.0696 |  | 647.7958 | 1631696.6215
Industrial | 0 | 0 | 0 | 0 | 0 | 0 |  | 0 | 0
Agricultural | 0 | 0 | 0 | 0 | 0 | 0 |  | 0 | 0
Not Used | 0 | 0 | 0 | 0 | 0 | 0 |  | 0 | 0
Not Used | 0 | 0 | 0 | 0 | 0 | 0 |  | 0 | 0
Not Used | 0 | 0 | 0 | 0 | 0 | 0 |  | 0 | 0
0 | 0 | 0 | 0 | 0 | 0 | 0 |  | 0 | 0
0 | 0 | 0 | 0 | 0 | 0 | 0 |  | 0 | 0
0 | 0 | 0 | 0 | 0 | 0 | 0 |  | 0 | 0
0 | 0 | 0 | 0 | 0 | 0 | 0 |  | 0 | 0
0 | 0 | 0 | 0 | 0 | 0 | 0 |  | 0 | 0
0 |  |  | 0 |  |  |  |  | 0 | 0
0 |  |  | 0 |  |  |  |  | 0 | 0
0 |  |  | 0 |  |  |  |  | 0 | 0
0 |  |  | 0 |  |  |  |  | 0 | 0
0 |  |  | 0 |  |  |  |  | 0 | 0
0 |  |  | 0 |  |  |  |  | 0 | 0
0 |  |  | 0 |  |  |  |  | 0 | 0
0 |  |  | 0 |  |  |  |  | 0 | 0
0 |  |  | 0 |  |  |  |  | 0 | 0
0 |  |  | 0 |  |  |  |  | 0 | 0
0 |  |  | 0 |  |  |  |  | 0 | 0
0 |  |  | 0 |  |  |  |  | 0 | 0
* Include program-level and admin costs allocated based to total gas and electric programs at the measure level.
Net Impacts by CPUC End Use Categories (All Measures Installed through 2016)
| Annual Net kWh | Lifecycle Net kWh | Annual Net Therms | Lifecycle Net Therms | Net July-Sept Peak (kW) | Net Dec-Feb Pk (kW) |  | User Entered kW | TRC Lifecycle Net Benefits* ($)
Total | 4422399.4618 | 38242137.0309 | -2147.5732 | -6798.0189 | 793.7694 | 525.0696 |  | 647.7958 | 1631696.6215
Clothes Dryer | 0 | 0 | 0 | 0 | 0 | 0 |  | 0 | 0
Clothes Washer | 0 | 0 | 0 | 0 | 0 | 0 |  | 0 | 0
Consumer Electronics | 0 | 0 | 0 | 0 | 0 | 0 |  | 0 | 0
Cooking | 0 | 0 | 0 | 0 | 0 | 0 |  | 0 | 0
Dishwasher | 0 | 0 | 0 | 0 | 0 | 0 |  | 0 | 0
Other Appliance | 0 | 0 | 0 | 0 | 0 | 0 |  | 0 | 0
Office Equipment | 912165.8844 | 6248273.7349 | -84.4648 | -929.1126 | 140.0808 | 104.3251 |  | 72.0756 | 323168.854
Building shell | 0 | 0 | 0 | 0 | 0 | 0 |  | 0 | 0
Space Cooling | 17064.1248 | 170641.248 | 0 | 0 | 6.8572 | 2.1244 |  | 2.9344 | 9874.4834
Space Heating | 0 | 0 | 0 | 0 | 0 | 0 |  | 0 | 0
Ventilation | 0 | 0 | 1659.456 | 33189.12 | 0 | 0 |  | 0 | 13983.5674
Interior Lighting | 3162094.6108 | 29985468.1065 | -3718.8436 | -39003.4692 | 607.5515 | 386.8956 |  | 537.6965 | 1223147.0195
Exterior Lighting | 455.2704 | 3642.1632 | 0 | 0 | 0.0094301 | 0.016596 |  | 0 | -6.1321
Daylighting | 0 | 0 | 0 | 0 | 0 | 0 |  | 0 | 0
Motors | 0 | 0 | 0 | 0 | 0 | 0 |  | 0 | 0
Process | 0 | 0 | 0 | 0 | 0 | 0 |  | 0 | 0
Compressed Air | 0 | 0 | 0 | 0 | 0 | 0 |  | 0 | 0
Food Processor | 0 | 0 | 0 | 0 | 0 | 0 |  | 0 | 0
Refrigeration | 293183.8669 | 1235140.5076 | -3.7208 | -54.5571 | 34.9972 | 27.4624 |  | 35.0892 | 38686.878
Freezers | 0 | 0 | 0 | 0 | 0 | 0 |  | 0 | 0
Pumps | 0 | 0 | 0 | 0 | 0 | 0 |  | 0 | 0
Pool Pump | 0 | 0 | 0 | 0 | 0 | 0 |  | 0 | 0
Domestic Hot Water | 0 | 0 | 0 | 0 | 0 | 0 |  | 0 | 0
Water Heating | 0 | 0 | 0 | 0 | 0 | 0 |  | 0 | 0
Other and unspecified | 37435.7044 | 598971.2708 | 0 | 2.0918e-11 | 4.2733 | 4.2456 | 0 | 0 | 22841.9513
* Include program-level and admin costs allocated based to total gas and electric programs at the measure level.
Net Impacts by Climate Zone (All Measures Installed through 2016)
| Annual Net kWh | Lifecycle Net kWh | Annual Net Therms | Lifecycle Net Therms | Net July-Sept Peak (kW) | Net dec-Feb Pk (kW) |  | User Entered kW | TRC Lifecycle Net Benefits* ($)
Total | 4422399.4618 | 38242137.0309 | -2147.5732 | -6798.0189 | 793.7694 | 525.0696 |  | 647.7958 | 1631696.6215
7 | 2904032.9083 | 24854804.7258 | -405.4808 | 10952.1015 | 509.9952 | 343.836 |  | 421.0105 | 1082687.8098
10 | 1423933.0357 | 12480716.166 | -1655.9434 | -16844.2442 | 265.4529 | 169.3229 |  | 212.6899 | 516850.4875
14 | 4598.5842 | 50584.4265 | -7.531 | -82.8412 | 0.91065 | 0.58721 |  | 1.2465 | 1387.6521
15 | 0 | 0 | 0 | 0 | 0 | 0 |  | 0 | 0
System | 89834.9336 | 856031.7125 | -78.618 | -823.0349 | 17.4107 | 11.3235 |  | 12.8489 | 30770.6721
0 | 0 | 0 | 0 | 0 | 0 | 0 |  | 0 | 0
0 | 0 | 0 | 0 | 0 | 0 | 0 |  | 0 | 0
0 | 0 | 0 | 0 | 0 | 0 | 0 |  | 0 | 0
0 | 0 | 0 | 0 | 0 | 0 | 0 |  | 0 | 0
0 | 0 | 0 | 0 | 0 | 0 | 0 |  | 0 | 0
0 | 0 | 0 | 0 | 0 | 0 | 0 |  | 0 | 0
* Include program-level and admin costs allocated based to total gas and electric programs at the measure level.
Persistent reductions in the summer (3rd Qtr) or winter (4th Qtr) of each year
| Net Juy-Sept Peak (kW) | Net Annual Dec-Feb (kW)
2006 | 0 | 0
2007 | 0 | 0
2008 | 95.0798 | 525.0696
2009 | 793.7694 | 525.0696
2010 | 793.7169 | 511.2114
2011 | 771.5319 | 510.5885
2012 | 766.6631 | 483.9949
2013 | 737.4105 | 417.2368
2014 | 657.4095 | 417.2368
2015 | 657.4095 | 417.2368
2016 | 617.6903 | 252.2175
2017 | 397.9536 | 252.2175
Monthly Impacts
First Year for Impact Table: | 2006
| Quarter | Monthly Five Hour Avg or TOU Peak | Net Monthly NCP (kW) |  | Monthly Net kWh | Monthly Net Therms
2006-01-01 | 1 | 0 | 0 |  | 0 | 0
2006-02-01 | 1 | 0 | 0 |  | 0 | 0
2006-03-01 | 1 | 0 | 0 |  | 0 | 0
2006-04-01 | 2 | 0 | 0 |  | 0 | 0
2006-05-01 | 2 | 0 | 0 |  | 0 | 0
2006-06-01 | 2 | 0 | 0 |  | 0 | 0
2006-07-01 | 3 | 0 | 0 |  | 0 | 0
2006-08-01 | 3 | 0 | 0 |  | 0 | 0
2006-09-01 | 3 | 0 | 0 |  | 0 | 0
2006-10-01 | 4 | 0 | 0 |  | 0 | 0
2006-11-01 | 4 | 0 | 0 |  | 0 | 0
2006-12-01 | 4 | 0 | 0 |  | 0 | 0
2007-01-01 | 5 | 0 | 0 |  | 0 | 0
2007-02-01 | 5 | 0 | 0 |  | 0 | 0
2007-03-01 | 5 | 0 | 0 |  | 0 | 0
2007-04-01 | 6 | 0 | 0 |  | 0 | 0
2007-05-01 | 6 | 0 | 0 |  | 0 | 0
2007-06-01 | 6 | 0 | 0 |  | 0 | 0
2007-07-01 | 7 | 0 | 0 |  | 0 | 0
2007-08-01 | 7 | 0 | 0 |  | 0 | 0
2007-09-01 | 7 | 0 | 0 |  | 0 | 0
2007-10-01 | 8 | 0 | 0 |  | 0 | 0
2007-11-01 | 8 | 0 | 0 |  | 0 | 0
2007-12-01 | 8 | 0 | 0 |  | 0 | 0
2008-01-01 | 9 | 0 | 0 |  | 0 | 0
2008-02-01 | 9 | 0 | 0 |  | 0 | 0
2008-03-01 | 9 | 0 | 0 |  | 0 | 0
2008-04-01 | 10 | 61.2527 | 101.3056 |  | 41351.5398 | -30.8605
2008-05-01 | 10 | 95.0798 | 95.3112 |  | 42095.1312 | -30.8605
2008-06-01 | 10 | 95.0798 | 95.3112 |  | 42095.1312 | -30.8605
2008-07-01 | 11 | 95.0798 | 95.3112 |  | 42095.1312 | -30.8605
2008-08-01 | 11 | 95.0798 | 95.3112 |  | 42095.1312 | -30.8605
2008-09-01 | 11 | 95.0798 | 95.3112 |  | 42095.1312 | -30.8605
2008-10-01 | 12 | 63.929 | 104.9297 |  | 43309.4393 | -32.8823
2008-11-01 | 12 | 63.929 | 104.9297 |  | 43309.4393 | -32.8823
2008-12-01 | 12 | 63.929 | 104.9297 |  | 43309.4393 | -32.8823
2009-01-01 | 13 | 525.0696 | 849.3571 |  | 366630.8385 | -178.9644
2009-02-01 | 13 | 525.0696 | 849.3571 |  | 366630.8385 | -178.9644
2009-03-01 | 13 | 525.0696 | 849.3571 |  | 366630.8385 | -178.9644
2009-04-01 | 14 | 525.0696 | 849.3571 |  | 366630.8385 | -178.9644
2009-05-01 | 14 | 793.7694 | 802.3111 |  | 371225.2678 | -178.9644
2009-06-01 | 14 | 793.7694 | 802.3111 |  | 371225.2678 | -178.9644
2009-07-01 | 15 | 793.7694 | 802.3111 |  | 371225.2678 | -178.9644
2009-08-01 | 15 | 793.7694 | 802.3111 |  | 371225.2678 | -178.9644
2009-09-01 | 15 | 793.7694 | 802.3111 |  | 371225.2678 | -178.9644
2009-10-01 | 16 | 525.0696 | 849.3571 |  | 366630.8385 | -178.9644
2009-11-01 | 16 | 525.0696 | 849.3571 |  | 366630.8385 | -178.9644
2009-12-01 | 16 | 525.0696 | 849.3571 |  | 366630.8385 | -178.9644
2010-01-01 | 17 | 525.0696 | 849.3571 |  | 366630.8385 | -178.9644
2010-02-01 | 17 | 525.0696 | 849.3571 |  | 366630.8385 | -178.9644
2010-03-01 | 17 | 525.0696 | 849.3571 |  | 366630.8385 | -178.9644
2010-04-01 | 18 | 525.0696 | 849.3571 |  | 366630.8385 | -178.9644
2010-05-01 | 18 | 793.7694 | 802.3111 |  | 371225.2678 | -178.9644
2010-06-01 | 18 | 793.7694 | 802.3111 |  | 371225.2678 | -178.9644
2010-07-01 | 19 | 793.7169 | 802.2586 |  | 371201.6616 | -178.9127
2010-08-01 | 19 | 793.7169 | 802.2586 |  | 371201.6616 | -178.9127
2010-09-01 | 19 | 793.7169 | 802.2586 |  | 371201.6616 | -178.9127
2010-10-01 | 20 | 512.0116 | 827.2399 |  | 358089.5123 | -163.5156
2010-11-01 | 20 | 512.0116 | 827.2399 |  | 358089.5123 | -163.5156
2010-12-01 | 20 | 512.0116 | 827.2399 |  | 358089.5123 | -163.5156
2011-01-01 | 21 | 511.2114 | 825.8796 |  | 357568.7493 | -162.6002
2011-02-01 | 21 | 511.2114 | 825.8796 |  | 357568.7493 | -162.6002
2011-03-01 | 21 | 511.2114 | 825.8796 |  | 357568.7493 | -162.6002
2011-04-01 | 22 | 510.7476 | 825.09 |  | 357267.9652 | -162.0705
2011-05-01 | 22 | 771.5319 | 780.0736 |  | 361731.2221 | -162.0705
2011-06-01 | 22 | 771.5319 | 780.0736 |  | 361731.2221 | -162.0705
2011-07-01 | 23 | 771.5319 | 780.0736 |  | 361731.2221 | -162.0705
2011-08-01 | 23 | 771.5319 | 780.0736 |  | 361731.2221 | -162.0705
2011-09-01 | 23 | 771.5319 | 780.0736 |  | 361731.2221 | -162.0705
2011-10-01 | 24 | 510.6424 | 824.9207 |  | 357192.0842 | -161.8969
2011-11-01 | 24 | 510.6424 | 824.9207 |  | 357192.0842 | -161.8969
2011-12-01 | 24 | 510.6424 | 824.9207 |  | 357192.0842 | -161.8969
2012-01-01 | 25 | 510.5885 | 824.8618 |  | 357161.0168 | -161.7574
2012-02-01 | 25 | 510.5885 | 824.8618 |  | 357161.0168 | -161.7574
2012-03-01 | 25 | 510.5885 | 824.8618 |  | 357161.0168 | -161.7574
2012-04-01 | 26 | 506.9942 | 819.451 |  | 353880.6253 | -161.7574
2012-05-01 | 26 | 766.6631 | 774.9894 |  | 358301.4151 | -161.7574
2012-06-01 | 26 | 766.6631 | 774.9894 |  | 358301.4151 | -161.7574
2012-07-01 | 27 | 766.6631 | 774.9894 |  | 358301.4151 | -161.7574
2012-08-01 | 27 | 766.6631 | 774.9894 |  | 358301.4151 | -161.7574
2012-09-01 | 27 | 766.6631 | 774.9894 |  | 358301.4151 | -161.7574
2012-10-01 | 28 | 505.7573 | 818.0892 |  | 352962.7713 | -161.7574
2012-11-01 | 28 | 505.7573 | 818.0892 |  | 352962.7713 | -161.7574
2012-12-01 | 28 | 505.7573 | 818.0892 |  | 352962.7713 | -161.7574
2013-01-01 | 29 | 483.9949 | 786.6702 |  | 333675.2719 | -161.7574
2013-02-01 | 29 | 483.9949 | 786.6702 |  | 333675.2719 | -161.7574
2013-03-01 | 29 | 483.9949 | 786.6702 |  | 333675.2719 | -161.7574
2013-04-01 | 30 | 483.9949 | 786.6702 |  | 333675.2719 | -161.7574
2013-05-01 | 30 | 737.4105 | 744.6334 |  | 337727.2362 | -161.7574
2013-06-01 | 30 | 737.4105 | 744.6334 |  | 337727.2362 | -161.7574
2013-07-01 | 31 | 737.4105 | 744.6334 |  | 337727.2362 | -161.7574
2013-08-01 | 31 | 737.4105 | 744.6334 |  | 337727.2362 | -161.7574
2013-09-01 | 31 | 737.4105 | 744.6334 |  | 337727.2362 | -161.7574
2013-10-01 | 32 | 483.9949 | 786.6702 |  | 333675.2719 | -161.7574
2013-11-01 | 32 | 483.9949 | 786.6702 |  | 333675.2719 | -161.7574
2013-12-01 | 32 | 483.9949 | 786.6702 |  | 333675.2719 | -161.7574
2014-01-01 | 33 | 417.2368 | 685.7835 |  | 283796.8999 | -161.7574
2014-02-01 | 33 | 417.2368 | 685.7835 |  | 283796.8999 | -161.7574
2014-03-01 | 33 | 417.2368 | 685.7835 |  | 283796.8999 | -161.7574
2014-04-01 | 34 | 417.2368 | 685.7835 |  | 283796.8999 | -161.7574
2014-05-01 | 34 | 657.4095 | 657.9408 |  | 287264.5871 | -161.7574
2014-06-01 | 34 | 657.4095 | 657.9408 |  | 287264.5871 | -161.7574
2014-07-01 | 35 | 657.4095 | 657.9408 |  | 287264.5871 | -161.7574
2014-08-01 | 35 | 657.4095 | 657.9408 |  | 287264.5871 | -161.7574
2014-09-01 | 35 | 657.4095 | 657.9408 |  | 287264.5871 | -161.7574
2014-10-01 | 36 | 417.2368 | 685.7835 |  | 283796.8999 | -161.7574
2014-11-01 | 36 | 417.2368 | 685.7835 |  | 283796.8999 | -161.7574
2014-12-01 | 36 | 417.2368 | 685.7835 |  | 283796.8999 | -161.7574
2015-01-01 | 37 | 417.2368 | 685.7835 |  | 283796.8999 | -161.7574
2015-02-01 | 37 | 417.2368 | 685.7835 |  | 283796.8999 | -161.7574
2015-03-01 | 37 | 417.2368 | 685.7835 |  | 283796.8999 | -161.7574
2015-04-01 | 38 | 417.2368 | 685.7835 |  | 283796.8999 | -161.7574
2015-05-01 | 38 | 657.4095 | 657.9408 |  | 287264.5871 | -161.7574
2015-06-01 | 38 | 657.4095 | 657.9408 |  | 287264.5871 | -161.7574
2015-07-01 | 39 | 657.4095 | 657.9408 |  | 287264.5871 | -161.7574
2015-08-01 | 39 | 657.4095 | 657.9408 |  | 287264.5871 | -161.7574
2015-09-01 | 39 | 657.4095 | 657.9408 |  | 287264.5871 | -161.7574
2015-10-01 | 40 | 417.2368 | 685.7835 |  | 283796.8999 | -161.7574
2015-11-01 | 40 | 417.2368 | 685.7835 |  | 283796.8999 | -161.7574
2015-12-01 | 40 | 417.2368 | 685.7835 |  | 283796.8999 | -161.7574
2016-01-01 | 41 | 417.2368 | 685.7835 |  | 283796.8999 | -161.7574
2016-02-01 | 41 | 417.2368 | 685.7835 |  | 283796.8999 | -161.7574
2016-03-01 | 41 | 417.2368 | 685.7835 |  | 283796.8999 | -161.7574
2016-04-01 | 42 | 391.7754 | 643.496 |  | 267157.4859 | -161.7553
2016-05-01 | 42 | 617.6903 | 618.2057 |  | 270258.7425 | -161.7553
2016-06-01 | 42 | 617.6903 | 618.2057 |  | 270258.7425 | -161.7553
2016-07-01 | 43 | 617.6903 | 618.2057 |  | 270258.7425 | -161.7553
2016-08-01 | 43 | 617.6903 | 618.2057 |  | 270258.7425 | -161.7553
2016-09-01 | 43 | 617.6903 | 618.2057 |  | 270258.7425 | -161.7553
2016-10-01 | 44 | 391.6651 | 643.3733 |  | 267073.3624 | -161.751
2016-11-01 | 44 | 391.6651 | 643.3733 |  | 267073.3624 | -161.751
2016-12-01 | 44 | 391.6651 | 643.3733 |  | 267073.3624 | -161.751

## Input
| SDG&E Tool NTG 4f2 (800).xls |  |  |  | Program Budget ($) |  |  | NPV Factor for lump-sum admin costs: | 100%
a. Administrative Costs
| Proposer General Information |  |  |  | a.i. Overhead and G&A |  | d. Incentives and Rebates ($) | Nominal | NPV
| Proposer Name |  |  |  | a.ii. Other Admin costs |  | d.i. User Input Incentive |  | 0 | Note: User Input Incentives are treated like Admin costs and are NOT adjusted by the net to gross ratio in the TRC test.
| Program Name |  |  |  | b. Marketing/Outreach |  | d.ii. Rebate | 682708.72 | 549512.8444
| Service Territory |  | SDG&E |  | c. Direct Implementation (non incentive) |  | d.iii. Direct Install Labor | 0 | 0
| First Year of Program Implementation |  |  | 2006 | c.i. Activity |  | d.iv. Direct Install Materials | 0 | 0
| Contact Information |  |  |  | c.ii. Installation |  | d.v. Upstream payments | 0 | 0
| Name |  |  |  | c.iii. Hardware & Materials |  | Subtotal Direct Install | 682708.72 | 549512.8444
| Address |  |  |  | c.iv. Rebate Processing and Inspection
| ZIP code |  |  |  | d. Total Incentives and Rebates | 682708.72
| Telephone |  |  |  | e. EM&V |  | f. Costs recovered from other sources |  | 0
| Email |  |  |  | Total | 682708.72 | Program Budget w/ Other Costs (a to f) | 682708.72 | 549512.8444
Quarterly Installation Schedule
| Program Inputs | [10 empty] | Transfer | Admin | Admin | Admin | Participant | [8 empty] | Placeholders, not currently used | [10 empty] | Annual Installation Schedule | [10 empty] | 2006 |  |  |  | 2007 |  |  |  | 2008 |  |  |  | 2009 |  |  |  | 2010 |  |  |  | 2011 |  |  |  | 2012 |  |  |  | 2013 |  |  |  | 2014 |  |  |  | 2015 |  |  |  | 2016
| Measure Name | DEER RunID | Climate Zone | Target sector | Measure Electric End Use Shape | CZ, Sector, Measure combination found? | Measure Type (To Look up Measure Life) | Program Type (To look up Net-to-gross Ratio) | Unit Definition (e.g. homes) | Program Type (NEW/ROB or Early Repl(RET)) | Gross Measure Cost ($/unit) | Rebate to end use customer or its assignee ($/unit) | Incentives to entities other than the end use customer or its assignee($/unit) | Direct Install Labor ($/unit) | Direct Install Material ($/unit) | Participant cost ($/unit) | Gross Unit Annual Electricity Savings (kwh/unit) | Electric Rate Schedule | Demand Scaler | User Entered kW Savings per unit (kW/unit) | Gross Unit Annual Gas Savings (therm/unit) | Gas Sector | Gas Rate Schedule | Gas Savings Profile | Avg remaining life on replaced units (yrs) | Early retrofit incremental kWh savings (kWh/unit) | Early retrofit incremental kW savings (kW/unit) | Early retrofit incremental Th savings (Th/unit) | Combustion Type | Effective Useful Life (years) | Net-to-Gross Ratio - kWh | Net-to-Gross Ratio - kW | Net-to-Gross Ratio - Therms | Net-to-Gross Ratio - Costs | % Eligible for TOU AC adjustment | 2006 | 2007 | 2008 | 2009 | 2010 | 2011 | 2012 | 2013 | 2014 | 2015 | 2016 | Qtr 1 | Qtr 2 | Qtr 3 | Qtr 4 | Qtr 1 | Qtr 2 | Qtr 3 | Qtr 4 | Qtr 1 | Qtr 2 | Qtr 3 | Qtr 4 | Qtr 1 | Qtr 2 | Qtr 3 | Qtr 4 | Qtr 1 | Qtr 2 | Qtr 3 | Qtr 4 | Qtr 1 | Qtr 2 | Qtr 3 | Qtr 4 | Qtr 1 | Qtr 2 | Qtr 3 | Qtr 4 | Qtr 1 | Qtr 2 | Qtr 3 | Qtr 4 | Qtr 1 | Qtr 2 | Qtr 3 | Qtr 4 | Qtr 1 | Qtr 2 | Qtr 3 | Qtr 4 | Qtr 1 | Qtr 2 | Qtr 3 | Qtr 4 | Total Number of Units | Comments
0 | 234129-Software Plug Load Sensors |  | 7 | Commercial | 01-ALC-AllCommercial-OffEquip | 0 |  |  |  |  | 5 | 11 | 0 | 0 | 0 | -6 | 227.001 |  | kWh | 0 | 0 | Commercial |  | Annual | [5 empty] | 5 | 0.96 |  |  |  | 0 | 0 | 0 | 20 | 0 | 0 | 0 | 0 | 0 | 0 | 0 | 0 | 2006 Qtr 1: 0; 2006 Qtr 2: 0; 2006 Qtr 3: 0; 2006 Qtr 4: 0; 2007 Qtr 1: 0; 2007 Qtr 2: 0; 2007 Qtr 3: 0; 2007 Qtr 4: 0; 2008 Qtr 1: 0; 2008 Qtr 2: 0; 2008 Qtr 3: 0; 2008 Qtr 4: 20 | 20
0 | 234331-Premium T8 with T12 40 Watt Baseline - Tr2 |  | 7 | Commercial | 18-OFS-Office–Small-IntLight | 0 |  |  |  |  | 13.9591 | 9.8923 | 0 | 0 | 0 | 4.0668 | 32.5502 |  | kWh | 0.009764 | -0.0094661 | Commercial |  | Annual | [5 empty] | 11 | 0.96 |  |  |  | 0 | 0 | 0 | 58.2273 | 0 | 0 | 0 | 0 | 0 | 0 | 0 | 0 | 2006 Qtr 1: 0; 2006 Qtr 2: 0; 2006 Qtr 3: 0; 2006 Qtr 4: 0; 2007 Qtr 1: 0; 2007 Qtr 2: 0; 2007 Qtr 3: 0; 2007 Qtr 4: 0; 2008 Qtr 1: 0; 2008 Qtr 2: 0; 2008 Qtr 3: 0; 2008 Qtr 4: 58.2273 | 58.2273
0 | 234304-Lighting-Remove 4 Ft Lamp (De-Lamp) - Tr2 | COFL00AVDEL01 | 7 | Commercial | 18-OFS-Office–Small-IntLight | 0 |  |  |  |  | 28.2538 | 12.3653 | 0 | 0 | 0 | 15.8885 | 104.8272 |  | kWh | 0.031445 | -0.030485 | Commercial |  | Annual | [5 empty] | 11 | 0.96 |  |  |  | 0 | 0 | 0 | 58.2273 | 0 | 0 | 0 | 0 | 0 | 0 | 0 | 0 | 2006 Qtr 1: 0; 2006 Qtr 2: 0; 2006 Qtr 3: 0; 2006 Qtr 4: 0; 2007 Qtr 1: 0; 2007 Qtr 2: 0; 2007 Qtr 3: 0; 2007 Qtr 4: 0; 2008 Qtr 1: 0; 2008 Qtr 2: 0; 2008 Qtr 3: 0; 2008 Qtr 4: 58.2273 | 58.2273
0 | 234129-Software Plug Load Sensors |  | 7 | Commercial | 01-ALC-AllCommercial-OffEquip | 0 |  |  |  |  | 5 | 11 | 0 | 0 | 0 | -6 | 227.001 |  | kWh | 0 | 0 | Commercial |  | Annual | [5 empty] | 5 | 0.96 |  |  |  | 0 | 0 | 0 | 20 | 0 | 0 | 0 | 0 | 0 | 0 | 0 | 0 | 2006 Qtr 1: 0; 2006 Qtr 2: 0; 2006 Qtr 3: 0; 2006 Qtr 4: 0; 2007 Qtr 1: 0; 2007 Qtr 2: 0; 2007 Qtr 3: 0; 2007 Qtr 4: 0; 2008 Qtr 1: 0; 2008 Qtr 2: 0; 2008 Qtr 3: 0; 2008 Qtr 4: 20 | 20
0 | 234083-Refrigeration -Cooler/Freezer Door Gaskets - Glass Doors |  | 10 | Commercial | 09-GRO-Grocery-REFG | 0 |  |  |  |  | 3.9999 | 4 | 0 | 0 | 0 | -5.535e-05 | 3.6686 |  | kWh | 0.000614 | 0 | Commercial |  | Annual | [5 empty] | 4 | 0.96 |  |  |  | 0 | 0 | 0 | 306 | 0 | 0 | 0 | 0 | 0 | 0 | 0 | 0 | 2006 Qtr 1: 0; 2006 Qtr 2: 0; 2006 Qtr 3: 0; 2006 Qtr 4: 0; 2007 Qtr 1: 0; 2007 Qtr 2: 0; 2007 Qtr 3: 0; 2007 Qtr 4: 0; 2008 Qtr 1: 0; 2008 Qtr 2: 0; 2008 Qtr 3: 0; 2008 Qtr 4: 306 | 306
0 | 234084-Refrigeration -Cooler/Freezer Door Gaskets - Solid Doors: Cooler |  | 7 | Commercial | 09-GRO-Grocery-REFG | 0 |  |  |  |  | 4 | 4 | 0 | 0 | 0 | 0 | 3.6686 |  | kWh | 0.000614 | 0 | Commercial |  | Annual | [5 empty] | 4 | 0.96 |  |  |  | 0 | 0 | 0 | 29 | 0 | 0 | 0 | 0 | 0 | 0 | 0 | 0 | 2006 Qtr 1: 0; 2006 Qtr 2: 0; 2006 Qtr 3: 0; 2006 Qtr 4: 0; 2007 Qtr 1: 0; 2007 Qtr 2: 0; 2007 Qtr 3: 0; 2007 Qtr 4: 0; 2008 Qtr 1: 0; 2008 Qtr 2: 0; 2008 Qtr 3: 0; 2008 Qtr 4: 29 | 29
0 | 234083-Refrigeration -Cooler/Freezer Door Gaskets - Glass Doors |  | 7 | Commercial | 09-GRO-Grocery-REFG | 0 |  |  |  |  | 3.9999 | 4 | 0 | 0 | 0 | -5.535e-05 | 3.6686 |  | kWh | 0.000614 | 0 | Commercial |  | Annual | [5 empty] | 4 | 0.96 |  |  |  | 0 | 0 | 0 | 204 | 0 | 0 | 0 | 0 | 0 | 0 | 0 | 0 | 2006 Qtr 1: 0; 2006 Qtr 2: 0; 2006 Qtr 3: 0; 2006 Qtr 4: 0; 2007 Qtr 1: 0; 2007 Qtr 2: 0; 2007 Qtr 3: 0; 2007 Qtr 4: 0; 2008 Qtr 1: 0; 2008 Qtr 2: 0; 2008 Qtr 3: 0; 2008 Qtr 4: 204 | 204
0 | 234129-Software Plug Load Sensors |  | 10 | Commercial | 01-ALC-AllCommercial-OffEquip | 0 |  |  |  |  | 5 | 11 | 0 | 0 | 0 | -6 | 227.001 |  | kWh | 0 | 0 | Commercial |  | Annual | [5 empty] | 5 | 0.96 |  |  |  | 0 | 0 | 0 | 20 | 0 | 0 | 0 | 0 | 0 | 0 | 0 | 0 | 2006 Qtr 1: 0; 2006 Qtr 2: 0; 2006 Qtr 3: 0; 2006 Qtr 4: 0; 2007 Qtr 1: 0; 2007 Qtr 2: 0; 2007 Qtr 3: 0; 2007 Qtr 4: 0; 2008 Qtr 1: 0; 2008 Qtr 2: 0; 2008 Qtr 3: 0; 2008 Qtr 4: 20 | 20
0 | 234129-Software Plug Load Sensors |  | 7 | Commercial | 01-ALC-AllCommercial-OffEquip | 0 |  |  |  |  | 5 | 11 | 0 | 0 | 0 | -6 | 227.001 |  | kWh | 0 | 0 | Commercial |  | Annual | [5 empty] | 5 | 0.96 |  |  |  | 0 | 0 | 0 | 20 | 0 | 0 | 0 | 0 | 0 | 0 | 0 | 0 | 2006 Qtr 1: 0; 2006 Qtr 2: 0; 2006 Qtr 3: 0; 2006 Qtr 4: 0; 2007 Qtr 1: 0; 2007 Qtr 2: 0; 2007 Qtr 3: 0; 2007 Qtr 4: 0; 2008 Qtr 1: 0; 2008 Qtr 2: 0; 2008 Qtr 3: 0; 2008 Qtr 4: 20 | 20
0 | 234129-Software Plug Load Sensors |  | 7 | Commercial | 01-ALC-AllCommercial-OffEquip | 0 |  |  |  |  | 5 | 11 | 0 | 0 | 0 | -6 | 227.001 |  | kWh | 0 | 0 | Commercial |  | Annual | [5 empty] | 5 | 0.96 |  |  |  | 0 | 0 | 0 | 20 | 0 | 0 | 0 | 0 | 0 | 0 | 0 | 0 | 2006 Qtr 1: 0; 2006 Qtr 2: 0; 2006 Qtr 3: 0; 2006 Qtr 4: 0; 2007 Qtr 1: 0; 2007 Qtr 2: 0; 2007 Qtr 3: 0; 2007 Qtr 4: 0; 2008 Qtr 1: 0; 2008 Qtr 2: 0; 2008 Qtr 3: 0; 2008 Qtr 4: 20 | 20
0 | 234129-Software Plug Load Sensors |  | 7 | Commercial | 01-ALC-AllCommercial-OffEquip | 0 |  |  |  |  | 5 | 11 | 0 | 0 | 0 | -6 | 227.001 |  | kWh | 0 | 0 | Commercial |  | Annual | [5 empty] | 5 | 0.96 |  |  |  | 0 | 0 | 0 | 20 | 0 | 0 | 0 | 0 | 0 | 0 | 0 | 0 | 2006 Qtr 1: 0; 2006 Qtr 2: 0; 2006 Qtr 3: 0; 2006 Qtr 4: 0; 2007 Qtr 1: 0; 2007 Qtr 2: 0; 2007 Qtr 3: 0; 2007 Qtr 4: 0; 2008 Qtr 1: 0; 2008 Qtr 2: 0; 2008 Qtr 3: 0; 2008 Qtr 4: 20 | 20
0 | 234084-Refrigeration -Cooler/Freezer Door Gaskets - Solid Doors: Cooler |  | 7 | Commercial | 09-GRO-Grocery-REFG | 0 |  |  |  |  | 4 | 4 | 0 | 0 | 0 | 0 | 3.6686 |  | kWh | 0.000614 | 0 | Commercial |  | Annual | [5 empty] | 4 | 0.96 |  |  |  | 0 | 0 | 0 | 16 | 0 | 0 | 0 | 0 | 0 | 0 | 0 | 0 | 2006 Qtr 1: 0; 2006 Qtr 2: 0; 2006 Qtr 3: 0; 2006 Qtr 4: 0; 2007 Qtr 1: 0; 2007 Qtr 2: 0; 2007 Qtr 3: 0; 2007 Qtr 4: 0; 2008 Qtr 1: 0; 2008 Qtr 2: 0; 2008 Qtr 3: 0; 2008 Qtr 4: 16 | 16
0 | 234083-Refrigeration -Cooler/Freezer Door Gaskets - Glass Doors |  | 7 | Commercial | 09-GRO-Grocery-REFG | 0 |  |  |  |  | 3.9999 | 4 | 0 | 0 | 0 | -5.535e-05 | 3.6686 |  | kWh | 0.000614 | 0 | Commercial |  | Annual | [5 empty] | 4 | 0.96 |  |  |  | 0 | 0 | 0 | 342 | 0 | 0 | 0 | 0 | 0 | 0 | 0 | 0 | 2006 Qtr 1: 0; 2006 Qtr 2: 0; 2006 Qtr 3: 0; 2006 Qtr 4: 0; 2007 Qtr 1: 0; 2007 Qtr 2: 0; 2007 Qtr 3: 0; 2007 Qtr 4: 0; 2008 Qtr 1: 0; 2008 Qtr 2: 0; 2008 Qtr 3: 0; 2008 Qtr 4: 342 | 342
0 | 234084-Refrigeration -Cooler/Freezer Door Gaskets - Solid Doors: Cooler |  | 7 | Commercial | 01-ALC-AllCommercial-Refrig | 0 |  |  |  |  | 4 | 4 | 0 | 0 | 0 | 0 | 104.55 |  | kWh | 0.01195 | 0 | Commercial |  | Annual | [5 empty] | 4 | 0.96 |  |  |  | 0 | 0 | 0 | 16 | 0 | 0 | 0 | 0 | 0 | 0 | 0 | 0 | 2006 Qtr 1: 0; 2006 Qtr 2: 0; 2006 Qtr 3: 0; 2006 Qtr 4: 0; 2007 Qtr 1: 0; 2007 Qtr 2: 0; 2007 Qtr 3: 0; 2007 Qtr 4: 0; 2008 Qtr 1: 0; 2008 Qtr 2: 0; 2008 Qtr 3: 0; 2008 Qtr 4: 16 | 16
0 | 234083-Refrigeration -Cooler/Freezer Door Gaskets - Glass Doors |  | 7 | Commercial | 01-ALC-AllCommercial-Refrig | 0 |  |  |  |  | 3.9999 | 4 | 0 | 0 | 0 | -5.535e-05 | 104.55 |  | kWh | 0.01195 | 0 | Commercial |  | Annual | [5 empty] | 4 | 0.96 |  |  |  | 0 | 0 | 0 | 270 | 0 | 0 | 0 | 0 | 0 | 0 | 0 | 0 | 2006 Qtr 1: 0; 2006 Qtr 2: 0; 2006 Qtr 3: 0; 2006 Qtr 4: 0; 2007 Qtr 1: 0; 2007 Qtr 2: 0; 2007 Qtr 3: 0; 2007 Qtr 4: 0; 2008 Qtr 1: 0; 2008 Qtr 2: 0; 2008 Qtr 3: 0; 2008 Qtr 4: 270 | 270
0 | 234129-Software Plug Load Sensors |  | 7 | Commercial | 01-ALC-AllCommercial-OffEquip | 0 |  |  |  |  | 5 | 11 | 0 | 0 | 0 | -6 | 227.001 |  | kWh | 0 | 0 | Commercial |  | Annual | [5 empty] | 5 | 0.96 |  |  |  | 0 | 0 | 0 | 20 | 0 | 0 | 0 | 0 | 0 | 0 | 0 | 0 | 2006 Qtr 1: 0; 2006 Qtr 2: 0; 2006 Qtr 3: 0; 2006 Qtr 4: 0; 2007 Qtr 1: 0; 2007 Qtr 2: 0; 2007 Qtr 3: 0; 2007 Qtr 4: 0; 2008 Qtr 1: 0; 2008 Qtr 2: 0; 2008 Qtr 3: 0; 2008 Qtr 4: 20 | 20
0 | 234129-Software Plug Load Sensors |  | 7 | Commercial | 01-ALC-AllCommercial-OffEquip | 0 |  |  |  |  | 5 | 11 | 0 | 0 | 0 | -6 | 227.001 |  | kWh | 0 | 0 | Commercial |  | Annual | [5 empty] | 5 | 0.96 |  |  |  | 0 | 0 | 0 | 20 | 0 | 0 | 0 | 0 | 0 | 0 | 0 | 0 | 2006 Qtr 1: 0; 2006 Qtr 2: 0; 2006 Qtr 3: 0; 2006 Qtr 4: 0; 2007 Qtr 1: 0; 2007 Qtr 2: 0; 2007 Qtr 3: 0; 2007 Qtr 4: 0; 2008 Qtr 1: 0; 2008 Qtr 2: 0; 2008 Qtr 3: 0; 2008 Qtr 4: 20 | 20
0 | 234083-Refrigeration -Cooler/Freezer Door Gaskets - Glass Doors |  | 10 | Commercial | 09-GRO-Grocery-REFG | 0 |  |  |  |  | 3.9999 | 4 | 0 | 0 | 0 | -5.535e-05 | 3.6686 |  | kWh | 0.000614 | 0 | Commercial |  | Annual | [5 empty] | 4 | 0.96 |  |  |  | 0 | 0 | 0 | 463 | 0 | 0 | 0 | 0 | 0 | 0 | 0 | 0 | 2006 Qtr 1: 0; 2006 Qtr 2: 0; 2006 Qtr 3: 0; 2006 Qtr 4: 0; 2007 Qtr 1: 0; 2007 Qtr 2: 0; 2007 Qtr 3: 0; 2007 Qtr 4: 0; 2008 Qtr 1: 0; 2008 Qtr 2: 0; 2008 Qtr 3: 0; 2008 Qtr 4: 463 | 463
0 | 234129-Software Plug Load Sensors |  | 7 | Commercial | 01-ALC-AllCommercial-OffEquip | 0 |  |  |  |  | 5 | 11 | 0 | 0 | 0 | -6 | 227.001 |  | kWh | 0 | 0 | Commercial |  | Annual | [5 empty] | 5 | 0.96 |  |  |  | 0 | 0 | 0 | 20 | 0 | 0 | 0 | 0 | 0 | 0 | 0 | 0 | 2006 Qtr 1: 0; 2006 Qtr 2: 0; 2006 Qtr 3: 0; 2006 Qtr 4: 0; 2007 Qtr 1: 0; 2007 Qtr 2: 0; 2007 Qtr 3: 0; 2007 Qtr 4: 0; 2008 Qtr 1: 0; 2008 Qtr 2: 0; 2008 Qtr 3: 0; 2008 Qtr 4: 20 | 20
0 | 234084-Refrigeration -Cooler/Freezer Door Gaskets - Solid Doors: Cooler |  | 7 | Commercial | 09-GRO-Grocery-REFG | 0 |  |  |  |  | 4 | 4 | 0 | 0 | 0 | 0 | 3.6686 |  | kWh | 0.000614 | 0 | Commercial |  | Annual | [5 empty] | 4 | 0.96 |  |  |  | 0 | 0 | 0 | 50 | 0 | 0 | 0 | 0 | 0 | 0 | 0 | 0 | 2006 Qtr 1: 0; 2006 Qtr 2: 0; 2006 Qtr 3: 0; 2006 Qtr 4: 0; 2007 Qtr 1: 0; 2007 Qtr 2: 0; 2007 Qtr 3: 0; 2007 Qtr 4: 0; 2008 Qtr 1: 0; 2008 Qtr 2: 0; 2008 Qtr 3: 50; 2008 Qtr 4: 0 | 50
0 | 234083-Refrigeration -Cooler/Freezer Door Gaskets - Glass Doors |  | 7 | Commercial | 09-GRO-Grocery-REFG | 0 |  |  |  |  | 3.9999 | 4 | 0 | 0 | 0 | -5.535e-05 | 3.6686 |  | kWh | 0.000614 | 0 | Commercial |  | Annual | [5 empty] | 4 | 0.96 |  |  |  | 0 | 0 | 0 | 471 | 0 | 0 | 0 | 0 | 0 | 0 | 0 | 0 | 2006 Qtr 1: 0; 2006 Qtr 2: 0; 2006 Qtr 3: 0; 2006 Qtr 4: 0; 2007 Qtr 1: 0; 2007 Qtr 2: 0; 2007 Qtr 3: 0; 2007 Qtr 4: 0; 2008 Qtr 1: 0; 2008 Qtr 2: 0; 2008 Qtr 3: 471; 2008 Qtr 4: 0 | 471
0 | 234084-Refrigeration -Cooler/Freezer Door Gaskets - Solid Doors: Cooler |  | 7 | Commercial | 01-ALC-AllCommercial-Refrig | 0 |  |  |  |  | 4 | 4 | 0 | 0 | 0 | 0 | 104.55 |  | kWh | 0.01195 | 0 | Commercial |  | Annual | [5 empty] | 4 | 0.96 |  |  |  | 0 | 0 | 0 | 16 | 0 | 0 | 0 | 0 | 0 | 0 | 0 | 0 | 2006 Qtr 1: 0; 2006 Qtr 2: 0; 2006 Qtr 3: 0; 2006 Qtr 4: 0; 2007 Qtr 1: 0; 2007 Qtr 2: 0; 2007 Qtr 3: 0; 2007 Qtr 4: 0; 2008 Qtr 1: 0; 2008 Qtr 2: 0; 2008 Qtr 3: 0; 2008 Qtr 4: 16 | 16
0 | 234083-Refrigeration -Cooler/Freezer Door Gaskets - Glass Doors |  | 7 | Commercial | 01-ALC-AllCommercial-Refrig | 0 |  |  |  |  | 3.9999 | 4 | 0 | 0 | 0 | -5.535e-05 | 104.55 |  | kWh | 0.01195 | 0 | Commercial |  | Annual | [5 empty] | 4 | 0.96 |  |  |  | 0 | 0 | 0 | 327 | 0 | 0 | 0 | 0 | 0 | 0 | 0 | 0 | 2006 Qtr 1: 0; 2006 Qtr 2: 0; 2006 Qtr 3: 0; 2006 Qtr 4: 0; 2007 Qtr 1: 0; 2007 Qtr 2: 0; 2007 Qtr 3: 0; 2007 Qtr 4: 0; 2008 Qtr 1: 0; 2008 Qtr 2: 0; 2008 Qtr 3: 0; 2008 Qtr 4: 327 | 327
0 | 234129-Software Plug Load Sensors |  | 7 | Commercial | 01-ALC-AllCommercial-OffEquip | 0 |  |  |  |  | 5 | 11 | 0 | 0 | 0 | -6 | 227.001 |  | kWh | 0 | 0 | Commercial |  | Annual | [5 empty] | 5 | 0.96 |  |  |  | 0 | 0 | 0 | 20 | 0 | 0 | 0 | 0 | 0 | 0 | 0 | 0 | 2006 Qtr 1: 0; 2006 Qtr 2: 0; 2006 Qtr 3: 0; 2006 Qtr 4: 0; 2007 Qtr 1: 0; 2007 Qtr 2: 0; 2007 Qtr 3: 0; 2007 Qtr 4: 0; 2008 Qtr 1: 0; 2008 Qtr 2: 0; 2008 Qtr 3: 0; 2008 Qtr 4: 20 | 20
0 | 234129-Software Plug Load Sensors |  | 7 | Commercial | 01-ALC-AllCommercial-OffEquip | 0 |  |  |  |  | 5 | 11 | 0 | 0 | 0 | -6 | 227.001 |  | kWh | 0 | 0 | Commercial |  | Annual | [5 empty] | 5 | 0.96 |  |  |  | 0 | 0 | 0 | 20 | 0 | 0 | 0 | 0 | 0 | 0 | 0 | 0 | 2006 Qtr 1: 0; 2006 Qtr 2: 0; 2006 Qtr 3: 0; 2006 Qtr 4: 0; 2007 Qtr 1: 0; 2007 Qtr 2: 0; 2007 Qtr 3: 0; 2007 Qtr 4: 0; 2008 Qtr 1: 0; 2008 Qtr 2: 0; 2008 Qtr 3: 0; 2008 Qtr 4: 20 | 20
0 | 234129-Software Plug Load Sensors |  | 7 | Commercial | 01-ALC-AllCommercial-OffEquip | 0 |  |  |  |  | 5 | 11 | 0 | 0 | 0 | -6 | 227.001 |  | kWh | 0 | 0 | Commercial |  | Annual | [5 empty] | 5 | 0.96 |  |  |  | 0 | 0 | 0 | 20 | 0 | 0 | 0 | 0 | 0 | 0 | 0 | 0 | 2006 Qtr 1: 0; 2006 Qtr 2: 0; 2006 Qtr 3: 0; 2006 Qtr 4: 0; 2007 Qtr 1: 0; 2007 Qtr 2: 0; 2007 Qtr 3: 0; 2007 Qtr 4: 0; 2008 Qtr 1: 0; 2008 Qtr 2: 0; 2008 Qtr 3: 0; 2008 Qtr 4: 20 | 20
0 | 234129-Software Plug Load Sensors |  | 7 | Commercial | 01-ALC-AllCommercial-OffEquip | 0 |  |  |  |  | 5 | 11 | 0 | 0 | 0 | -6 | 227.001 |  | kWh | 0 | 0 | Commercial |  | Annual | [5 empty] | 5 | 0.96 |  |  |  | 0 | 0 | 0 | 20 | 0 | 0 | 0 | 0 | 0 | 0 | 0 | 0 | 2006 Qtr 1: 0; 2006 Qtr 2: 0; 2006 Qtr 3: 0; 2006 Qtr 4: 0; 2007 Qtr 1: 0; 2007 Qtr 2: 0; 2007 Qtr 3: 0; 2007 Qtr 4: 0; 2008 Qtr 1: 0; 2008 Qtr 2: 0; 2008 Qtr 3: 0; 2008 Qtr 4: 20 | 20
0 | 234083-Refrigeration -Cooler/Freezer Door Gaskets - Glass Doors |  | 7 | Commercial | 01-ALC-AllCommercial-Refrig | 0 |  |  |  |  | 3.9999 | 4 | 0 | 0 | 0 | -5.535e-05 | 104.55 |  | kWh | 0.01195 | 0 | Commercial |  | Annual | [5 empty] | 4 | 0.96 |  |  |  | 0 | 0 | 0 | 112 | 0 | 0 | 0 | 0 | 0 | 0 | 0 | 0 | 2006 Qtr 1: 0; 2006 Qtr 2: 0; 2006 Qtr 3: 0; 2006 Qtr 4: 0; 2007 Qtr 1: 0; 2007 Qtr 2: 0; 2007 Qtr 3: 0; 2007 Qtr 4: 0; 2008 Qtr 1: 0; 2008 Qtr 2: 0; 2008 Qtr 3: 0; 2008 Qtr 4: 112 | 112
0 | 234084-Refrigeration -Cooler/Freezer Door Gaskets - Solid Doors: Cooler |  | 7 | Commercial | 09-GRO-Grocery-REFG | 0 |  |  |  |  | 4 | 4 | 0 | 0 | 0 | 0 | 3.6686 |  | kWh | 0.000614 | 0 | Commercial |  | Annual | [5 empty] | 4 | 0.96 |  |  |  | 0 | 0 | 0 | 16 | 0 | 0 | 0 | 0 | 0 | 0 | 0 | 0 | 2006 Qtr 1: 0; 2006 Qtr 2: 0; 2006 Qtr 3: 0; 2006 Qtr 4: 0; 2007 Qtr 1: 0; 2007 Qtr 2: 0; 2007 Qtr 3: 0; 2007 Qtr 4: 0; 2008 Qtr 1: 0; 2008 Qtr 2: 0; 2008 Qtr 3: 0; 2008 Qtr 4: 16 | 16
0 | 234083-Refrigeration -Cooler/Freezer Door Gaskets - Glass Doors |  | 7 | Commercial | 09-GRO-Grocery-REFG | 0 |  |  |  |  | 3.9999 | 4 | 0 | 0 | 0 | -5.535e-05 | 3.6686 |  | kWh | 0.000614 | 0 | Commercial |  | Annual | [5 empty] | 4 | 0.96 |  |  |  | 0 | 0 | 0 | 272 | 0 | 0 | 0 | 0 | 0 | 0 | 0 | 0 | 2006 Qtr 1: 0; 2006 Qtr 2: 0; 2006 Qtr 3: 0; 2006 Qtr 4: 0; 2007 Qtr 1: 0; 2007 Qtr 2: 0; 2007 Qtr 3: 0; 2007 Qtr 4: 0; 2008 Qtr 1: 0; 2008 Qtr 2: 0; 2008 Qtr 3: 0; 2008 Qtr 4: 272 | 272
0 | 234129-Software Plug Load Sensors |  | 7 | Commercial | 01-ALC-AllCommercial-OffEquip | 0 |  |  |  |  | 5 | 11 | 0 | 0 | 0 | -6 | 227.001 |  | kWh | 0 | 0 | Commercial |  | Annual | [5 empty] | 5 | 0.96 |  |  |  | 0 | 0 | 0 | 20 | 0 | 0 | 0 | 0 | 0 | 0 | 0 | 0 | 2006 Qtr 1: 0; 2006 Qtr 2: 0; 2006 Qtr 3: 0; 2006 Qtr 4: 0; 2007 Qtr 1: 0; 2007 Qtr 2: 0; 2007 Qtr 3: 0; 2007 Qtr 4: 0; 2008 Qtr 1: 0; 2008 Qtr 2: 0; 2008 Qtr 3: 0; 2008 Qtr 4: 20 | 20
0 | 234083-Refrigeration -Cooler/Freezer Door Gaskets - Glass Doors |  | 7 | Commercial | 09-GRO-Grocery-REFG | 0 |  |  |  |  | 3.9999 | 4 | 0 | 0 | 0 | -5.535e-05 | 3.6686 |  | kWh | 0.000614 | 0 | Commercial |  | Annual | [5 empty] | 4 | 0.96 |  |  |  | 0 | 0 | 0 | 450 | 0 | 0 | 0 | 0 | 0 | 0 | 0 | 0 | 2006 Qtr 1: 0; 2006 Qtr 2: 0; 2006 Qtr 3: 0; 2006 Qtr 4: 0; 2007 Qtr 1: 0; 2007 Qtr 2: 0; 2007 Qtr 3: 0; 2007 Qtr 4: 0; 2008 Qtr 1: 0; 2008 Qtr 2: 0; 2008 Qtr 3: 0; 2008 Qtr 4: 450 | 450
0 | 234129-Software Plug Load Sensors |  | 7 | Commercial | 01-ALC-AllCommercial-OffEquip | 0 |  |  |  |  | 5 | 11 | 0 | 0 | 0 | -6 | 227.001 |  | kWh | 0 | 0 | Commercial |  | Annual | [5 empty] | 5 | 0.96 |  |  |  | 0 | 0 | 0 | 20 | 0 | 0 | 0 | 0 | 0 | 0 | 0 | 0 | 2006 Qtr 1: 0; 2006 Qtr 2: 0; 2006 Qtr 3: 0; 2006 Qtr 4: 0; 2007 Qtr 1: 0; 2007 Qtr 2: 0; 2007 Qtr 3: 0; 2007 Qtr 4: 0; 2008 Qtr 1: 0; 2008 Qtr 2: 0; 2008 Qtr 3: 0; 2008 Qtr 4: 20 | 20
0 | 234129-Software Plug Load Sensors |  | 7 | Commercial | 01-ALC-AllCommercial-OffEquip | 0 |  |  |  |  | 5 | 11 | 0 | 0 | 0 | -6 | 227.001 |  | kWh | 0 | 0 | Commercial |  | Annual | [5 empty] | 5 | 0.96 |  |  |  | 0 | 0 | 0 | 20 | 0 | 0 | 0 | 0 | 0 | 0 | 0 | 0 | 2006 Qtr 1: 0; 2006 Qtr 2: 0; 2006 Qtr 3: 0; 2006 Qtr 4: 0; 2007 Qtr 1: 0; 2007 Qtr 2: 0; 2007 Qtr 3: 0; 2007 Qtr 4: 0; 2008 Qtr 1: 0; 2008 Qtr 2: 0; 2008 Qtr 3: 0; 2008 Qtr 4: 20 | 20
0 | 234129-Software Plug Load Sensors |  | 10 | Commercial | 01-ALC-AllCommercial-OffEquip | 0 |  |  |  |  | 5 | 11 | 0 | 0 | 0 | -6 | 227.001 |  | kWh | 0 | 0 | Commercial |  | Annual | [5 empty] | 5 | 0.96 |  |  |  | 0 | 0 | 0 | 20 | 0 | 0 | 0 | 0 | 0 | 0 | 0 | 0 | 2006 Qtr 1: 0; 2006 Qtr 2: 0; 2006 Qtr 3: 0; 2006 Qtr 4: 0; 2007 Qtr 1: 0; 2007 Qtr 2: 0; 2007 Qtr 3: 0; 2007 Qtr 4: 0; 2008 Qtr 1: 0; 2008 Qtr 2: 0; 2008 Qtr 3: 0; 2008 Qtr 4: 20 | 20
0 | 234083-Refrigeration -Cooler/Freezer Door Gaskets - Glass Doors |  | 7 | Commercial | 01-ALC-AllCommercial-Refrig | 0 |  |  |  |  | 3.9999 | 4 | 0 | 0 | 0 | -5.535e-05 | 104.55 |  | kWh | 0.01195 | 0 | Commercial |  | Annual | [5 empty] | 4 | 0.96 |  |  |  | 0 | 0 | 0 | 122 | 0 | 0 | 0 | 0 | 0 | 0 | 0 | 0 | 2006 Qtr 1: 0; 2006 Qtr 2: 0; 2006 Qtr 3: 0; 2006 Qtr 4: 0; 2007 Qtr 1: 0; 2007 Qtr 2: 0; 2007 Qtr 3: 0; 2007 Qtr 4: 0; 2008 Qtr 1: 0; 2008 Qtr 2: 0; 2008 Qtr 3: 0; 2008 Qtr 4: 122 | 122
0 | 234129-Software Plug Load Sensors |  | 7 | Commercial | 01-ALC-AllCommercial-OffEquip | 0 |  |  |  |  | 5 | 11 | 0 | 0 | 0 | -6 | 227.001 |  | kWh | 0 | 0 | Commercial |  | Annual | [5 empty] | 5 | 0.96 |  |  |  | 0 | 0 | 0 | 20 | 0 | 0 | 0 | 0 | 0 | 0 | 0 | 0 | 2006 Qtr 1: 0; 2006 Qtr 2: 0; 2006 Qtr 3: 0; 2006 Qtr 4: 0; 2007 Qtr 1: 0; 2007 Qtr 2: 0; 2007 Qtr 3: 0; 2007 Qtr 4: 0; 2008 Qtr 1: 0; 2008 Qtr 2: 0; 2008 Qtr 3: 0; 2008 Qtr 4: 20 | 20
0 | 234129-Software Plug Load Sensors |  | 10 | Commercial | 01-ALC-AllCommercial-OffEquip | 0 |  |  |  |  | 5 | 11 | 0 | 0 | 0 | -6 | 227.001 |  | kWh | 0 | 0 | Commercial |  | Annual | [5 empty] | 5 | 0.96 |  |  |  | 0 | 0 | 0 | 20 | 0 | 0 | 0 | 0 | 0 | 0 | 0 | 0 | 2006 Qtr 1: 0; 2006 Qtr 2: 0; 2006 Qtr 3: 0; 2006 Qtr 4: 0; 2007 Qtr 1: 0; 2007 Qtr 2: 0; 2007 Qtr 3: 0; 2007 Qtr 4: 0; 2008 Qtr 1: 0; 2008 Qtr 2: 0; 2008 Qtr 3: 0; 2008 Qtr 4: 20 | 20
0 | 234129-Software Plug Load Sensors |  | 7 | Commercial | 01-ALC-AllCommercial-OffEquip | 0 |  |  |  |  | 5 | 11 | 0 | 0 | 0 | -6 | 227.001 |  | kWh | 0 | 0 | Commercial |  | Annual | [5 empty] | 5 | 0.96 |  |  |  | 0 | 0 | 0 | 20 | 0 | 0 | 0 | 0 | 0 | 0 | 0 | 0 | 2006 Qtr 1: 0; 2006 Qtr 2: 0; 2006 Qtr 3: 0; 2006 Qtr 4: 0; 2007 Qtr 1: 0; 2007 Qtr 2: 0; 2007 Qtr 3: 0; 2007 Qtr 4: 0; 2008 Qtr 1: 0; 2008 Qtr 2: 0; 2008 Qtr 3: 0; 2008 Qtr 4: 20 | 20
0 | 234129-Software Plug Load Sensors |  | 7 | Commercial | 01-ALC-AllCommercial-OffEquip | 0 |  |  |  |  | 5 | 11 | 0 | 0 | 0 | -6 | 227.001 |  | kWh | 0 | 0 | Commercial |  | Annual | [5 empty] | 5 | 0.96 |  |  |  | 0 | 0 | 0 | 20 | 0 | 0 | 0 | 0 | 0 | 0 | 0 | 0 | 2006 Qtr 1: 0; 2006 Qtr 2: 0; 2006 Qtr 3: 0; 2006 Qtr 4: 0; 2007 Qtr 1: 0; 2007 Qtr 2: 0; 2007 Qtr 3: 0; 2007 Qtr 4: 0; 2008 Qtr 1: 0; 2008 Qtr 2: 0; 2008 Qtr 3: 0; 2008 Qtr 4: 20 | 20
0 | 234129-Software Plug Load Sensors |  | 7 | Commercial | 01-ALC-AllCommercial-OffEquip | 0 |  |  |  |  | 5 | 11 | 0 | 0 | 0 | -6 | 227.001 |  | kWh | 0 | 0 | Commercial |  | Annual | [5 empty] | 5 | 0.96 |  |  |  | 0 | 0 | 0 | 20 | 0 | 0 | 0 | 0 | 0 | 0 | 0 | 0 | 2006 Qtr 1: 0; 2006 Qtr 2: 0; 2006 Qtr 3: 0; 2006 Qtr 4: 0; 2007 Qtr 1: 0; 2007 Qtr 2: 0; 2007 Qtr 3: 0; 2007 Qtr 4: 0; 2008 Qtr 1: 0; 2008 Qtr 2: 0; 2008 Qtr 3: 0; 2008 Qtr 4: 20 | 20
0 | 234129-Software Plug Load Sensors |  | 7 | Commercial | 01-ALC-AllCommercial-OffEquip | 0 |  |  |  |  | 5 | 11 | 0 | 0 | 0 | -6 | 227.001 |  | kWh | 0 | 0 | Commercial |  | Annual | [5 empty] | 5 | 0.96 |  |  |  | 0 | 0 | 0 | 20 | 0 | 0 | 0 | 0 | 0 | 0 | 0 | 0 | 2006 Qtr 1: 0; 2006 Qtr 2: 0; 2006 Qtr 3: 0; 2006 Qtr 4: 0; 2007 Qtr 1: 0; 2007 Qtr 2: 0; 2007 Qtr 3: 0; 2007 Qtr 4: 0; 2008 Qtr 1: 0; 2008 Qtr 2: 0; 2008 Qtr 3: 0; 2008 Qtr 4: 20 | 20
0 | 234129-Software Plug Load Sensors |  | 7 | Commercial | 01-ALC-AllCommercial-OffEquip | 0 |  |  |  |  | 5 | 11 | 0 | 0 | 0 | -6 | 227.001 |  | kWh | 0 | 0 | Commercial |  | Annual | [5 empty] | 5 | 0.96 |  |  |  | 0 | 0 | 0 | 20 | 0 | 0 | 0 | 0 | 0 | 0 | 0 | 0 | 2006 Qtr 1: 0; 2006 Qtr 2: 0; 2006 Qtr 3: 0; 2006 Qtr 4: 0; 2007 Qtr 1: 0; 2007 Qtr 2: 0; 2007 Qtr 3: 0; 2007 Qtr 4: 0; 2008 Qtr 1: 0; 2008 Qtr 2: 0; 2008 Qtr 3: 0; 2008 Qtr 4: 20 | 20
0 | 234129-Software Plug Load Sensors |  | 7 | Commercial | 01-ALC-AllCommercial-OffEquip | 0 |  |  |  |  | 5 | 11 | 0 | 0 | 0 | -6 | 227.001 |  | kWh | 0 | 0 | Commercial |  | Annual | [5 empty] | 5 | 0.96 |  |  |  | 0 | 0 | 0 | 20 | 0 | 0 | 0 | 0 | 0 | 0 | 0 | 0 | 2006 Qtr 1: 0; 2006 Qtr 2: 0; 2006 Qtr 3: 0; 2006 Qtr 4: 0; 2007 Qtr 1: 0; 2007 Qtr 2: 0; 2007 Qtr 3: 0; 2007 Qtr 4: 0; 2008 Qtr 1: 0; 2008 Qtr 2: 0; 2008 Qtr 3: 0; 2008 Qtr 4: 20 | 20
0 | 234129-Software Plug Load Sensors |  | 7 | Commercial | 01-ALC-AllCommercial-OffEquip | 0 |  |  |  |  | 5 | 11 | 0 | 0 | 0 | -6 | 227.001 |  | kWh | 0 | 0 | Commercial |  | Annual | [5 empty] | 5 | 0.96 |  |  |  | 0 | 0 | 0 | 20 | 0 | 0 | 0 | 0 | 0 | 0 | 0 | 0 | 2006 Qtr 1: 0; 2006 Qtr 2: 0; 2006 Qtr 3: 0; 2006 Qtr 4: 0; 2007 Qtr 1: 0; 2007 Qtr 2: 0; 2007 Qtr 3: 0; 2007 Qtr 4: 0; 2008 Qtr 1: 0; 2008 Qtr 2: 0; 2008 Qtr 3: 0; 2008 Qtr 4: 20 | 20
0 | 234129-Software Plug Load Sensors |  | 7 | Commercial | 01-ALC-AllCommercial-OffEquip | 0 |  |  |  |  | 5 | 11 | 0 | 0 | 0 | -6 | 227.001 |  | kWh | 0 | 0 | Commercial |  | Annual | [5 empty] | 5 | 0.96 |  |  |  | 0 | 0 | 0 | 20 | 0 | 0 | 0 | 0 | 0 | 0 | 0 | 0 | 2006 Qtr 1: 0; 2006 Qtr 2: 0; 2006 Qtr 3: 0; 2006 Qtr 4: 0; 2007 Qtr 1: 0; 2007 Qtr 2: 0; 2007 Qtr 3: 0; 2007 Qtr 4: 0; 2008 Qtr 1: 0; 2008 Qtr 2: 0; 2008 Qtr 3: 0; 2008 Qtr 4: 20 | 20
0 | 234129-Software Plug Load Sensors |  | 7 | Commercial | 01-ALC-AllCommercial-OffEquip | 0 |  |  |  |  | 5 | 11 | 0 | 0 | 0 | -6 | 227.001 |  | kWh | 0 | 0 | Commercial |  | Annual | [5 empty] | 5 | 0.96 |  |  |  | 0 | 0 | 0 | 20 | 0 | 0 | 0 | 0 | 0 | 0 | 0 | 0 | 2006 Qtr 1: 0; 2006 Qtr 2: 0; 2006 Qtr 3: 0; 2006 Qtr 4: 0; 2007 Qtr 1: 0; 2007 Qtr 2: 0; 2007 Qtr 3: 0; 2007 Qtr 4: 0; 2008 Qtr 1: 0; 2008 Qtr 2: 0; 2008 Qtr 3: 0; 2008 Qtr 4: 20 | 20
0 | 234330-Premium T8 with T12 40 Watt Baseline - Tr1 |  | 7 | Commercial | 23-RTL-Retail–SingleStorylarge-LIT_INT | 0 |  |  |  |  | 13.9589 | 13.1897 | 0 | 0 | 0 | 0.76922 | 35.6051 |  | kWh | 0.010639 | -0.048435 | Commercial |  | Annual | [5 empty] | 11 | 0.96 |  |  |  | 0 | 0 | 0 | 209.2545 | 0 | 0 | 0 | 0 | 0 | 0 | 0 | 0 | 2006 Qtr 1: 0; 2006 Qtr 2: 0; 2006 Qtr 3: 0; 2006 Qtr 4: 0; 2007 Qtr 1: 0; 2007 Qtr 2: 0; 2007 Qtr 3: 0; 2007 Qtr 4: 0; 2008 Qtr 1: 0; 2008 Qtr 2: 0; 2008 Qtr 3: 0; 2008 Qtr 4: 209.2545 | 209.2545
0 | 234053-Lighting-Remove 4 Ft Lamp (De-Lamp) | COFL00AVDEL01 | 7 | Commercial | 23-RTL-Retail–SingleStorylarge-LIT_INT | 0 |  |  |  |  | 28.2538 | 16.4871 | 0 | 0 | 0 | 11.7667 | 118.3941 |  | kWh | 0.035378 | -0.16106 | Commercial |  | Annual | [5 empty] | 11 | 0.96 |  |  |  | 0 | 0 | 0 | 200.1565 | 0 | 0 | 0 | 0 | 0 | 0 | 0 | 0 | 2006 Qtr 1: 0; 2006 Qtr 2: 0; 2006 Qtr 3: 0; 2006 Qtr 4: 0; 2007 Qtr 1: 0; 2007 Qtr 2: 0; 2007 Qtr 3: 0; 2007 Qtr 4: 0; 2008 Qtr 1: 0; 2008 Qtr 2: 0; 2008 Qtr 3: 0; 2008 Qtr 4: 200.1565 | 200.1565
0 | 234207-Lighting-8 Ft T-8 with Elec Ballast-Tr1 |  | 7 | Commercial | 23-RTL-Retail–SingleStorylarge-LIT_INT | 0 |  |  |  |  | 35.7163 | 21.9828 | 0 | 0 | 0 | 13.7335 | 29.5262 |  | kWh | 0.0088228 | -0.040166 | Commercial |  | Annual | [5 empty] | 11 | 0.96 |  |  |  | 0 | 0 | 0 | 152.8468 | 0 | 0 | 0 | 0 | 0 | 0 | 0 | 0 | 2006 Qtr 1: 0; 2006 Qtr 2: 0; 2006 Qtr 3: 0; 2006 Qtr 4: 0; 2007 Qtr 1: 0; 2007 Qtr 2: 0; 2007 Qtr 3: 0; 2007 Qtr 4: 0; 2008 Qtr 1: 0; 2008 Qtr 2: 0; 2008 Qtr 3: 0; 2008 Qtr 4: 152.8468 | 152.8468
0 | 234306-Lighting-Remove 8 Ft Lamp (De-Lamp) - Tr1 | CRTL00AVDEL02 | 7 | Commercial | 23-RTL-Retail–SingleStorylarge-LIT_INT | 0 |  |  |  |  | 28.4667 | 27.4785 | 0 | 0 | 0 | 0.98816 | 195.3937 |  | kWh | 0.058386 | -0.2658 | Commercial |  | Annual | [5 empty] | 11 | 0.96 |  |  |  | 0 | 0 | 0 | 45.4901 | 0 | 0 | 0 | 0 | 0 | 0 | 0 | 0 | 2006 Qtr 1: 0; 2006 Qtr 2: 0; 2006 Qtr 3: 0; 2006 Qtr 4: 0; 2007 Qtr 1: 0; 2007 Qtr 2: 0; 2007 Qtr 3: 0; 2007 Qtr 4: 0; 2008 Qtr 1: 0; 2008 Qtr 2: 0; 2008 Qtr 3: 0; 2008 Qtr 4: 45.4901 | 45.4901
0 | 234049-Lighting-LED Exit Sign New Sign | CALC00AVETS01 | 7 | Commercial | 02-ASM-Assembly-Exit | 0 |  |  |  |  | 65.3696 | 45 | 0 | 0 | 0 | 20.3696 | 351.311 |  | kWh | 0 | 0 | Commercial |  | Annual | [5 empty] | 16 | 0.96 |  |  |  | 0 | 0 | 0 | 10 | 0 | 0 | 0 | 0 | 0 | 0 | 0 | 0 | 2006 Qtr 1: 0; 2006 Qtr 2: 0; 2006 Qtr 3: 0; 2006 Qtr 4: 0; 2007 Qtr 1: 0; 2007 Qtr 2: 0; 2007 Qtr 3: 0; 2007 Qtr 4: 0; 2008 Qtr 1: 0; 2008 Qtr 2: 0; 2008 Qtr 3: 0; 2008 Qtr 4: 10 | 10
0 | 234129-Software Plug Load Sensors |  | 7 | Commercial | 01-ALC-AllCommercial-OffEquip | 0 |  |  |  |  | 5 | 11 | 0 | 0 | 0 | -6 | 227.001 |  | kWh | 0 | 0 | Commercial |  | Annual | [5 empty] | 5 | 0.96 |  |  |  | 0 | 0 | 0 | 20 | 0 | 0 | 0 | 0 | 0 | 0 | 0 | 0 | 2006 Qtr 1: 0; 2006 Qtr 2: 0; 2006 Qtr 3: 0; 2006 Qtr 4: 0; 2007 Qtr 1: 0; 2007 Qtr 2: 0; 2007 Qtr 3: 0; 2007 Qtr 4: 0; 2008 Qtr 1: 0; 2008 Qtr 2: 0; 2008 Qtr 3: 0; 2008 Qtr 4: 20 | 20
0 | 234129-Software Plug Load Sensors |  | 7 | Commercial | 01-ALC-AllCommercial-OffEquip | 0 |  |  |  |  | 5 | 11 | 0 | 0 | 0 | -6 | 227.001 |  | kWh | 0 | 0 | Commercial |  | Annual | [5 empty] | 5 | 0.96 |  |  |  | 0 | 0 | 0 | 20 | 0 | 0 | 0 | 0 | 0 | 0 | 0 | 0 | 2006 Qtr 1: 0; 2006 Qtr 2: 0; 2006 Qtr 3: 0; 2006 Qtr 4: 0; 2007 Qtr 1: 0; 2007 Qtr 2: 0; 2007 Qtr 3: 0; 2007 Qtr 4: 0; 2008 Qtr 1: 0; 2008 Qtr 2: 0; 2008 Qtr 3: 0; 2008 Qtr 4: 20 | 20
0 | 234129-Software Plug Load Sensors |  | 7 | Commercial | 01-ALC-AllCommercial-OffEquip | 0 |  |  |  |  | 5 | 11 | 0 | 0 | 0 | -6 | 227.001 |  | kWh | 0 | 0 | Commercial |  | Annual | [5 empty] | 5 | 0.96 |  |  |  | 0 | 0 | 0 | 20 | 0 | 0 | 0 | 0 | 0 | 0 | 0 | 0 | 2006 Qtr 1: 0; 2006 Qtr 2: 0; 2006 Qtr 3: 0; 2006 Qtr 4: 0; 2007 Qtr 1: 0; 2007 Qtr 2: 0; 2007 Qtr 3: 0; 2007 Qtr 4: 0; 2008 Qtr 1: 0; 2008 Qtr 2: 0; 2008 Qtr 3: 0; 2008 Qtr 4: 20 | 20
0 | 234129-Software Plug Load Sensors |  | 7 | Commercial | 01-ALC-AllCommercial-OffEquip | 0 |  |  |  |  | 5 | 11 | 0 | 0 | 0 | -6 | 227.001 |  | kWh | 0 | 0 | Commercial |  | Annual | [5 empty] | 5 | 0.96 |  |  |  | 0 | 0 | 0 | 20 | 0 | 0 | 0 | 0 | 0 | 0 | 0 | 0 | 2006 Qtr 1: 0; 2006 Qtr 2: 0; 2006 Qtr 3: 0; 2006 Qtr 4: 0; 2007 Qtr 1: 0; 2007 Qtr 2: 0; 2007 Qtr 3: 0; 2007 Qtr 4: 0; 2008 Qtr 1: 0; 2008 Qtr 2: 0; 2008 Qtr 3: 0; 2008 Qtr 4: 20 | 20
0 | 234330-Premium T8 with T12 40 Watt Baseline - Tr1 |  | 10 | Commercial | 23-RTL-Retail–SingleStorylarge-LIT_INT | 0 |  |  |  |  | 13.9589 | 13.1897 | 0 | 0 | 0 | 0.76922 | 35.5491 |  | kWh | 0.010588 | -0.076831 | Commercial |  | Annual | [5 empty] | 11 | 0.96 |  |  |  | 0 | 0 | 0 | 129.1919 | 0 | 0 | 0 | 0 | 0 | 0 | 0 | 0 | 2006 Qtr 1: 0; 2006 Qtr 2: 0; 2006 Qtr 3: 0; 2006 Qtr 4: 0; 2007 Qtr 1: 0; 2007 Qtr 2: 0; 2007 Qtr 3: 0; 2007 Qtr 4: 0; 2008 Qtr 1: 0; 2008 Qtr 2: 0; 2008 Qtr 3: 0; 2008 Qtr 4: 129.1919 | 129.1919
0 | 234049-Lighting-LED Exit Sign New Sign | CALC00AVETS01 | 10 | Commercial | 02-ASM-Assembly-Exit | 0 |  |  |  |  | 65.3696 | 45 | 0 | 0 | 0 | 20.3696 | 351.311 |  | kWh | 0 | 0 | Commercial |  | Annual | [5 empty] | 16 | 0.96 |  |  |  | 0 | 0 | 0 | 1 | 0 | 0 | 0 | 0 | 0 | 0 | 0 | 0 | 2006 Qtr 1: 0; 2006 Qtr 2: 0; 2006 Qtr 3: 0; 2006 Qtr 4: 0; 2007 Qtr 1: 0; 2007 Qtr 2: 0; 2007 Qtr 3: 0; 2007 Qtr 4: 0; 2008 Qtr 1: 0; 2008 Qtr 2: 0; 2008 Qtr 3: 0; 2008 Qtr 4: 1 | 1
0 | 234294-Lighting-Occupancy Sensor-Wallbox Lghtng Snsr-Tr1 | CALC00AVOCC01 | 10 | Commercial | 23-RTL-Retail–SingleStorylarge-LIT_INT | 0 |  |  |  |  | 42.2727 | 40 | 0 | 0 | 0 | 2.2727 | 213.759 |  | kWh | 0.17617 | 0 | Commercial |  | Annual | [5 empty] | 8 | 0.96 |  |  |  | 0 | 0 | 0 | 2 | 0 | 0 | 0 | 0 | 0 | 0 | 0 | 0 | 2006 Qtr 1: 0; 2006 Qtr 2: 0; 2006 Qtr 3: 0; 2006 Qtr 4: 0; 2007 Qtr 1: 0; 2007 Qtr 2: 0; 2007 Qtr 3: 0; 2007 Qtr 4: 0; 2008 Qtr 1: 0; 2008 Qtr 2: 0; 2008 Qtr 3: 0; 2008 Qtr 4: 2 | 2
0 | 234129-Software Plug Load Sensors |  | 7 | Commercial | 01-ALC-AllCommercial-OffEquip | 0 |  |  |  |  | 5 | 11 | 0 | 0 | 0 | -6 | 227.001 |  | kWh | 0 | 0 | Commercial |  | Annual | [5 empty] | 5 | 0.96 |  |  |  | 0 | 0 | 0 | 20 | 0 | 0 | 0 | 0 | 0 | 0 | 0 | 0 | 2006 Qtr 1: 0; 2006 Qtr 2: 0; 2006 Qtr 3: 0; 2006 Qtr 4: 0; 2007 Qtr 1: 0; 2007 Qtr 2: 0; 2007 Qtr 3: 0; 2007 Qtr 4: 0; 2008 Qtr 1: 0; 2008 Qtr 2: 0; 2008 Qtr 3: 0; 2008 Qtr 4: 20 | 20
0 | 234294-Lighting-Occupancy Sensor-Wallbox Lghtng Snsr-Tr1 | CALC00AVOCC01 | 10 | Commercial | 23-RTL-Retail–SingleStorylarge-LIT_INT | 0 |  |  |  |  | 42.2727 | 40 | 0 | 0 | 0 | 2.2727 | 213.759 |  | kWh | 0.17617 | 0 | Commercial |  | Annual | [5 empty] | 8 | 0.96 |  |  |  | 0 | 0 | 0 | 3 | 0 | 0 | 0 | 0 | 0 | 0 | 0 | 0 | 2006 Qtr 1: 0; 2006 Qtr 2: 0; 2006 Qtr 3: 0; 2006 Qtr 4: 0; 2007 Qtr 1: 0; 2007 Qtr 2: 0; 2007 Qtr 3: 0; 2007 Qtr 4: 0; 2008 Qtr 1: 0; 2008 Qtr 2: 0; 2008 Qtr 3: 0; 2008 Qtr 4: 3 | 3
0 | 234312-Lighting-Screw in 14-26 Watt Lamp - Tr1 | Averaged DEER Msrs | 10 | Commercial | 23-RTL-Retail–SingleStorylarge-LIT_INT | 0 |  |  |  |  | 10.5108 | 10.3931 | 0 | 0 | 0 | 0.11768 | 54.9042 |  | kWh | 0.013485 | -0.12004 | Commercial |  | Annual | [5 empty] | 1.74 | 0.96 |  |  |  | 0 | 0 | 0 | 4.7147 | 0 | 0 | 0 | 0 | 0 | 0 | 0 | 0 | 2006 Qtr 1: 0; 2006 Qtr 2: 0; 2006 Qtr 3: 0; 2006 Qtr 4: 0; 2007 Qtr 1: 0; 2007 Qtr 2: 0; 2007 Qtr 3: 0; 2007 Qtr 4: 0; 2008 Qtr 1: 0; 2008 Qtr 2: 0; 2008 Qtr 3: 0; 2008 Qtr 4: 4.7147 | 4.7147
0 | 234330-Premium T8 with T12 40 Watt Baseline - Tr1 |  | 10 | Commercial | 23-RTL-Retail–SingleStorylarge-LIT_INT | 0 |  |  |  |  | 13.9589 | 13.1897 | 0 | 0 | 0 | 0.76922 | 35.5491 |  | kWh | 0.010588 | -0.076831 | Commercial |  | Annual | [5 empty] | 11 | 0.96 |  |  |  | 0 | 0 | 0 | 9.098 | 0 | 0 | 0 | 0 | 0 | 0 | 0 | 0 | 2006 Qtr 1: 0; 2006 Qtr 2: 0; 2006 Qtr 3: 0; 2006 Qtr 4: 0; 2007 Qtr 1: 0; 2007 Qtr 2: 0; 2007 Qtr 3: 0; 2007 Qtr 4: 0; 2008 Qtr 1: 0; 2008 Qtr 2: 0; 2008 Qtr 3: 0; 2008 Qtr 4: 9.098 | 9.098
0 | 234303-Lighting-Remove 4 Ft Lamp (De-Lamp) - Tr1 | COFL00AVDEL01 | 10 | Commercial | 23-RTL-Retail–SingleStorylarge-LIT_INT | 0 |  |  |  |  | 28.2518 | 16.4871 | 0 | 0 | 0 | 11.7647 | 118.2081 |  | kWh | 0.035207 | -0.25548 | Commercial |  | Annual | [5 empty] | 11 | 0.96 |  |  |  | 0 | 0 | 0 | 9.098 | 0 | 0 | 0 | 0 | 0 | 0 | 0 | 0 | 2006 Qtr 1: 0; 2006 Qtr 2: 0; 2006 Qtr 3: 0; 2006 Qtr 4: 0; 2007 Qtr 1: 0; 2007 Qtr 2: 0; 2007 Qtr 3: 0; 2007 Qtr 4: 0; 2008 Qtr 1: 0; 2008 Qtr 2: 0; 2008 Qtr 3: 0; 2008 Qtr 4: 9.098 | 9.098
0 | 234129-Software Plug Load Sensors |  | 7 | Commercial | 01-ALC-AllCommercial-OffEquip | 0 |  |  |  |  | 5 | 11 | 0 | 0 | 0 | -6 | 227.001 |  | kWh | 0 | 0 | Commercial |  | Annual | [5 empty] | 5 | 0.96 |  |  |  | 0 | 0 | 0 | 20 | 0 | 0 | 0 | 0 | 0 | 0 | 0 | 0 | 2006 Qtr 1: 0; 2006 Qtr 2: 0; 2006 Qtr 3: 0; 2006 Qtr 4: 0; 2007 Qtr 1: 0; 2007 Qtr 2: 0; 2007 Qtr 3: 0; 2007 Qtr 4: 0; 2008 Qtr 1: 0; 2008 Qtr 2: 0; 2008 Qtr 3: 0; 2008 Qtr 4: 20 | 20
0 | 234331-Premium T8 with T12 40 Watt Baseline - Tr2 |  | 10 | Commercial | 23-RTL-Retail–SingleStorylarge-LIT_INT | 0 |  |  |  |  | 13.9591 | 9.8923 | 0 | 0 | 0 | 4.0668 | 36.7052 |  | kWh | 0.010932 | -0.07933 | Commercial |  | Annual | [5 empty] | 11 | 0.96 |  |  |  | 0 | 0 | 0 | 94.6194 | 0 | 0 | 0 | 0 | 0 | 0 | 0 | 0 | 2006 Qtr 1: 0; 2006 Qtr 2: 0; 2006 Qtr 3: 0; 2006 Qtr 4: 0; 2007 Qtr 1: 0; 2007 Qtr 2: 0; 2007 Qtr 3: 0; 2007 Qtr 4: 0; 2008 Qtr 1: 0; 2008 Qtr 2: 0; 2008 Qtr 3: 0; 2008 Qtr 4: 94.6194 | 94.6194
0 | 234313-Lighting-Screw in 14-26 Watt Lamp - Tr2 | Averaged DEER Msrs | 10 | Commercial | 23-RTL-Retail–SingleStorylarge-LIT_INT | 0 |  |  |  |  | 10.5136 | 7.4236 | 0 | 0 | 0 | 3.09 | 56.5085 |  | kWh | 0.013879 | -0.12354 | Commercial |  | Annual | [5 empty] | 2.62 | 0.96 |  |  |  | 0 | 0 | 0 | 13.4705 | 0 | 0 | 0 | 0 | 0 | 0 | 0 | 0 | 2006 Qtr 1: 0; 2006 Qtr 2: 0; 2006 Qtr 3: 0; 2006 Qtr 4: 0; 2007 Qtr 1: 0; 2007 Qtr 2: 0; 2007 Qtr 3: 0; 2007 Qtr 4: 0; 2008 Qtr 1: 0; 2008 Qtr 2: 0; 2008 Qtr 3: 0; 2008 Qtr 4: 13.4705 | 13.4705
0 | 234295-Lighting-Occupancy Sensor-Wallbox Lghtng Snsr-Tr2 | CALC00AVOCC01 | 10 | Commercial | 23-RTL-Retail–SingleStorylarge-LIT_INT | 0 |  |  |  |  | 42.2833 | 30 | 0 | 0 | 0 | 12.2833 | 213.759 |  | kWh | 0.17617 | 0 | Commercial |  | Annual | [5 empty] | 8 | 0.96 |  |  |  | 0 | 0 | 0 | 2 | 0 | 0 | 0 | 0 | 0 | 0 | 0 | 0 | 2006 Qtr 1: 0; 2006 Qtr 2: 0; 2006 Qtr 3: 0; 2006 Qtr 4: 0; 2007 Qtr 1: 0; 2007 Qtr 2: 0; 2007 Qtr 3: 0; 2007 Qtr 4: 0; 2008 Qtr 1: 0; 2008 Qtr 2: 0; 2008 Qtr 3: 0; 2008 Qtr 4: 2 | 2
0 | 234304-Lighting-Remove 4 Ft Lamp (De-Lamp) - Tr2 | COFL00AVDEL01 | 10 | Commercial | 23-RTL-Retail–SingleStorylarge-LIT_INT | 0 |  |  |  |  | 28.2538 | 12.3653 | 0 | 0 | 0 | 15.8885 | 118.2081 |  | kWh | 0.035207 | -0.25548 | Commercial |  | Annual | [5 empty] | 11 | 0.96 |  |  |  | 0 | 0 | 0 | 1.8196 | 0 | 0 | 0 | 0 | 0 | 0 | 0 | 0 | 2006 Qtr 1: 0; 2006 Qtr 2: 0; 2006 Qtr 3: 0; 2006 Qtr 4: 0; 2007 Qtr 1: 0; 2007 Qtr 2: 0; 2007 Qtr 3: 0; 2007 Qtr 4: 0; 2008 Qtr 1: 0; 2008 Qtr 2: 0; 2008 Qtr 3: 0; 2008 Qtr 4: 1.8196 | 1.8196
0 | 234129-Software Plug Load Sensors |  | 7 | Commercial | 01-ALC-AllCommercial-OffEquip | 0 |  |  |  |  | 5 | 11 | 0 | 0 | 0 | -6 | 227.001 |  | kWh | 0 | 0 | Commercial |  | Annual | [5 empty] | 5 | 0.96 |  |  |  | 0 | 0 | 0 | 20 | 0 | 0 | 0 | 0 | 0 | 0 | 0 | 0 | 2006 Qtr 1: 0; 2006 Qtr 2: 0; 2006 Qtr 3: 0; 2006 Qtr 4: 0; 2007 Qtr 1: 0; 2007 Qtr 2: 0; 2007 Qtr 3: 0; 2007 Qtr 4: 0; 2008 Qtr 1: 0; 2008 Qtr 2: 0; 2008 Qtr 3: 0; 2008 Qtr 4: 20 | 20
0 | 234129-Software Plug Load Sensors |  | 7 | Commercial | 01-ALC-AllCommercial-OffEquip | 0 |  |  |  |  | 5 | 11 | 0 | 0 | 0 | -6 | 227.001 |  | kWh | 0 | 0 | Commercial |  | Annual | [5 empty] | 5 | 0.96 |  |  |  | 0 | 0 | 0 | 20 | 0 | 0 | 0 | 0 | 0 | 0 | 0 | 0 | 2006 Qtr 1: 0; 2006 Qtr 2: 0; 2006 Qtr 3: 0; 2006 Qtr 4: 0; 2007 Qtr 1: 0; 2007 Qtr 2: 0; 2007 Qtr 3: 0; 2007 Qtr 4: 0; 2008 Qtr 1: 0; 2008 Qtr 2: 0; 2008 Qtr 3: 0; 2008 Qtr 4: 20 | 20
0 | 234049-Lighting-LED Exit Sign New Sign | CALC00AVETS01 | 10 | Commercial | 02-ASM-Assembly-Exit | 0 |  |  |  |  | 65.3696 | 45 | 0 | 0 | 0 | 20.3696 | 351.311 |  | kWh | 0 | 0 | Commercial |  | Annual | [5 empty] | 16 | 0.96 |  |  |  | 0 | 0 | 0 | 2 | 0 | 0 | 0 | 0 | 0 | 0 | 0 | 0 | 2006 Qtr 1: 0; 2006 Qtr 2: 0; 2006 Qtr 3: 0; 2006 Qtr 4: 0; 2007 Qtr 1: 0; 2007 Qtr 2: 0; 2007 Qtr 3: 0; 2007 Qtr 4: 0; 2008 Qtr 1: 0; 2008 Qtr 2: 0; 2008 Qtr 3: 0; 2008 Qtr 4: 2 | 2
0 | 234129-Software Plug Load Sensors |  | 7 | Commercial | 01-ALC-AllCommercial-OffEquip | 0 |  |  |  |  | 5 | 11 | 0 | 0 | 0 | -6 | 227.001 |  | kWh | 0 | 0 | Commercial |  | Annual | [5 empty] | 5 | 0.96 |  |  |  | 0 | 0 | 0 | 20 | 0 | 0 | 0 | 0 | 0 | 0 | 0 | 0 | 2006 Qtr 1: 0; 2006 Qtr 2: 0; 2006 Qtr 3: 0; 2006 Qtr 4: 0; 2007 Qtr 1: 0; 2007 Qtr 2: 0; 2007 Qtr 3: 0; 2007 Qtr 4: 0; 2008 Qtr 1: 0; 2008 Qtr 2: 0; 2008 Qtr 3: 0; 2008 Qtr 4: 20 | 20
0 | 234129-Software Plug Load Sensors |  | 7 | Commercial | 01-ALC-AllCommercial-OffEquip | 0 |  |  |  |  | 5 | 11 | 0 | 0 | 0 | -6 | 227.001 |  | kWh | 0 | 0 | Commercial |  | Annual | [5 empty] | 5 | 0.96 |  |  |  | 0 | 0 | 0 | 20 | 0 | 0 | 0 | 0 | 0 | 0 | 0 | 0 | 2006 Qtr 1: 0; 2006 Qtr 2: 0; 2006 Qtr 3: 0; 2006 Qtr 4: 0; 2007 Qtr 1: 0; 2007 Qtr 2: 0; 2007 Qtr 3: 0; 2007 Qtr 4: 0; 2008 Qtr 1: 0; 2008 Qtr 2: 0; 2008 Qtr 3: 0; 2008 Qtr 4: 20 | 20
0 | 234129-Software Plug Load Sensors |  | 7 | Commercial | 01-ALC-AllCommercial-OffEquip | 0 |  |  |  |  | 5 | 11 | 0 | 0 | 0 | -6 | 227.001 |  | kWh | 0 | 0 | Commercial |  | Annual | [5 empty] | 5 | 0.96 |  |  |  | 0 | 0 | 0 | 20 | 0 | 0 | 0 | 0 | 0 | 0 | 0 | 0 | 2006 Qtr 1: 0; 2006 Qtr 2: 0; 2006 Qtr 3: 0; 2006 Qtr 4: 0; 2007 Qtr 1: 0; 2007 Qtr 2: 0; 2007 Qtr 3: 0; 2007 Qtr 4: 0; 2008 Qtr 1: 0; 2008 Qtr 2: 0; 2008 Qtr 3: 0; 2008 Qtr 4: 20 | 20
0 | 234129-Software Plug Load Sensors |  | 7 | Commercial | 01-ALC-AllCommercial-OffEquip | 0 |  |  |  |  | 5 | 11 | 0 | 0 | 0 | -6 | 227.001 |  | kWh | 0 | 0 | Commercial |  | Annual | [5 empty] | 5 | 0.96 |  |  |  | 0 | 0 | 0 | 20 | 0 | 0 | 0 | 0 | 0 | 0 | 0 | 0 | 2006 Qtr 1: 0; 2006 Qtr 2: 0; 2006 Qtr 3: 0; 2006 Qtr 4: 0; 2007 Qtr 1: 0; 2007 Qtr 2: 0; 2007 Qtr 3: 0; 2007 Qtr 4: 0; 2008 Qtr 1: 0; 2008 Qtr 2: 0; 2008 Qtr 3: 0; 2008 Qtr 4: 20 | 20
0 | 234129-Software Plug Load Sensors |  | 7 | Commercial | 01-ALC-AllCommercial-OffEquip | 0 |  |  |  |  | 5 | 11 | 0 | 0 | 0 | -6 | 227.001 |  | kWh | 0 | 0 | Commercial |  | Annual | [5 empty] | 5 | 0.96 |  |  |  | 0 | 0 | 0 | 20 | 0 | 0 | 0 | 0 | 0 | 0 | 0 | 0 | 2006 Qtr 1: 0; 2006 Qtr 2: 0; 2006 Qtr 3: 0; 2006 Qtr 4: 0; 2007 Qtr 1: 0; 2007 Qtr 2: 0; 2007 Qtr 3: 0; 2007 Qtr 4: 0; 2008 Qtr 1: 0; 2008 Qtr 2: 0; 2008 Qtr 3: 0; 2008 Qtr 4: 20 | 20
0 | 234129-Software Plug Load Sensors |  | 10 | Commercial | 01-ALC-AllCommercial-OffEquip | 0 |  |  |  |  | 5 | 11 | 0 | 0 | 0 | -6 | 227.001 |  | kWh | 0 | 0 | Commercial |  | Annual | [5 empty] | 5 | 0.96 |  |  |  | 0 | 0 | 0 | 20 | 0 | 0 | 0 | 0 | 0 | 0 | 0 | 0 | 2006 Qtr 1: 0; 2006 Qtr 2: 0; 2006 Qtr 3: 0; 2006 Qtr 4: 0; 2007 Qtr 1: 0; 2007 Qtr 2: 0; 2007 Qtr 3: 0; 2007 Qtr 4: 0; 2008 Qtr 1: 0; 2008 Qtr 2: 0; 2008 Qtr 3: 0; 2008 Qtr 4: 20 | 20
0 | 234129-Software Plug Load Sensors |  | 7 | Commercial | 01-ALC-AllCommercial-OffEquip | 0 |  |  |  |  | 5 | 11 | 0 | 0 | 0 | -6 | 227.001 |  | kWh | 0 | 0 | Commercial |  | Annual | [5 empty] | 5 | 0.96 |  |  |  | 0 | 0 | 0 | 20 | 0 | 0 | 0 | 0 | 0 | 0 | 0 | 0 | 2006 Qtr 1: 0; 2006 Qtr 2: 0; 2006 Qtr 3: 0; 2006 Qtr 4: 0; 2007 Qtr 1: 0; 2007 Qtr 2: 0; 2007 Qtr 3: 0; 2007 Qtr 4: 0; 2008 Qtr 1: 0; 2008 Qtr 2: 0; 2008 Qtr 3: 0; 2008 Qtr 4: 20 | 20
0 | 234129-Software Plug Load Sensors |  | 7 | Commercial | 01-ALC-AllCommercial-OffEquip | 0 |  |  |  |  | 5 | 11 | 0 | 0 | 0 | -6 | 227.001 |  | kWh | 0 | 0 | Commercial |  | Annual | [5 empty] | 5 | 0.96 |  |  |  | 0 | 0 | 0 | 20 | 0 | 0 | 0 | 0 | 0 | 0 | 0 | 0 | 2006 Qtr 1: 0; 2006 Qtr 2: 0; 2006 Qtr 3: 0; 2006 Qtr 4: 0; 2007 Qtr 1: 0; 2007 Qtr 2: 0; 2007 Qtr 3: 0; 2007 Qtr 4: 0; 2008 Qtr 1: 0; 2008 Qtr 2: 0; 2008 Qtr 3: 0; 2008 Qtr 4: 20 | 20
0 | 234129-Software Plug Load Sensors |  | 7 | Commercial | 01-ALC-AllCommercial-OffEquip | 0 |  |  |  |  | 5 | 11 | 0 | 0 | 0 | -6 | 227.001 |  | kWh | 0 | 0 | Commercial |  | Annual | [5 empty] | 5 | 0.96 |  |  |  | 0 | 0 | 0 | 20 | 0 | 0 | 0 | 0 | 0 | 0 | 0 | 0 | 2006 Qtr 1: 0; 2006 Qtr 2: 0; 2006 Qtr 3: 0; 2006 Qtr 4: 0; 2007 Qtr 1: 0; 2007 Qtr 2: 0; 2007 Qtr 3: 0; 2007 Qtr 4: 0; 2008 Qtr 1: 0; 2008 Qtr 2: 0; 2008 Qtr 3: 0; 2008 Qtr 4: 20 | 20
0 | 234129-Software Plug Load Sensors |  | 7 | Commercial | 01-ALC-AllCommercial-OffEquip | 0 |  |  |  |  | 5 | 11 | 0 | 0 | 0 | -6 | 227.001 |  | kWh | 0 | 0 | Commercial |  | Annual | [5 empty] | 5 | 0.96 |  |  |  | 0 | 0 | 0 | 20 | 0 | 0 | 0 | 0 | 0 | 0 | 0 | 0 | 2006 Qtr 1: 0; 2006 Qtr 2: 0; 2006 Qtr 3: 0; 2006 Qtr 4: 0; 2007 Qtr 1: 0; 2007 Qtr 2: 0; 2007 Qtr 3: 0; 2007 Qtr 4: 0; 2008 Qtr 1: 0; 2008 Qtr 2: 0; 2008 Qtr 3: 0; 2008 Qtr 4: 20 | 20
0 | 234129-Software Plug Load Sensors |  | 7 | Commercial | 01-ALC-AllCommercial-OffEquip | 0 |  |  |  |  | 5 | 11 | 0 | 0 | 0 | -6 | 227.001 |  | kWh | 0 | 0 | Commercial |  | Annual | [5 empty] | 5 | 0.96 |  |  |  | 0 | 0 | 0 | 20 | 0 | 0 | 0 | 0 | 0 | 0 | 0 | 0 | 2006 Qtr 1: 0; 2006 Qtr 2: 0; 2006 Qtr 3: 0; 2006 Qtr 4: 0; 2007 Qtr 1: 0; 2007 Qtr 2: 0; 2007 Qtr 3: 0; 2007 Qtr 4: 0; 2008 Qtr 1: 0; 2008 Qtr 2: 0; 2008 Qtr 3: 0; 2008 Qtr 4: 20 | 20
0 | 234129-Software Plug Load Sensors |  | 10 | Commercial | 01-ALC-AllCommercial-OffEquip | 0 |  |  |  |  | 5 | 11 | 0 | 0 | 0 | -6 | 227.001 |  | kWh | 0 | 0 | Commercial |  | Annual | [5 empty] | 5 | 0.96 |  |  |  | 0 | 0 | 0 | 20 | 0 | 0 | 0 | 0 | 0 | 0 | 0 | 0 | 2006 Qtr 1: 0; 2006 Qtr 2: 0; 2006 Qtr 3: 0; 2006 Qtr 4: 0; 2007 Qtr 1: 0; 2007 Qtr 2: 0; 2007 Qtr 3: 0; 2007 Qtr 4: 0; 2008 Qtr 1: 0; 2008 Qtr 2: 0; 2008 Qtr 3: 0; 2008 Qtr 4: 20 | 20
0 | 234294-Lighting-Occupancy Sensor-Wallbox Lghtng Snsr-Tr1 | CALC00AVOCC01 | 10 | Commercial | 23-RTL-Retail–SingleStorylarge-LIT_INT | 0 |  |  |  |  | 42.2727 | 40 | 0 | 0 | 0 | 2.2727 | 213.759 |  | kWh | 0.17617 | 0 | Commercial |  | Annual | [5 empty] | 8 | 0.96 |  |  |  | 0 | 0 | 0 | 2 | 0 | 0 | 0 | 0 | 0 | 0 | 0 | 0 | 2006 Qtr 1: 0; 2006 Qtr 2: 0; 2006 Qtr 3: 0; 2006 Qtr 4: 0; 2007 Qtr 1: 0; 2007 Qtr 2: 0; 2007 Qtr 3: 0; 2007 Qtr 4: 0; 2008 Qtr 1: 0; 2008 Qtr 2: 0; 2008 Qtr 3: 0; 2008 Qtr 4: 2 | 2
0 | 234312-Lighting-Screw in 14-26 Watt Lamp - Tr1 | Averaged DEER Msrs | 10 | Commercial | 23-RTL-Retail–SingleStorylarge-LIT_INT | 0 |  |  |  |  | 10.5108 | 10.3931 | 0 | 0 | 0 | 0.11768 | 54.9042 |  | kWh | 0.013485 | -0.12004 | Commercial |  | Annual | [5 empty] | 1.74 | 0.96 |  |  |  | 0 | 0 | 0 | 10.1029 | 0 | 0 | 0 | 0 | 0 | 0 | 0 | 0 | 2006 Qtr 1: 0; 2006 Qtr 2: 0; 2006 Qtr 3: 0; 2006 Qtr 4: 0; 2007 Qtr 1: 0; 2007 Qtr 2: 0; 2007 Qtr 3: 0; 2007 Qtr 4: 0; 2008 Qtr 1: 0; 2008 Qtr 2: 0; 2008 Qtr 3: 0; 2008 Qtr 4: 10.1029 | 10.1029
0 | 234330-Premium T8 with T12 40 Watt Baseline - Tr1 |  | 10 | Commercial | 23-RTL-Retail–SingleStorylarge-LIT_INT | 0 |  |  |  |  | 13.9589 | 13.1897 | 0 | 0 | 0 | 0.76922 | 35.5491 |  | kWh | 0.010588 | -0.076831 | Commercial |  | Annual | [5 empty] | 11 | 0.96 |  |  |  | 0 | 0 | 0 | 141.9291 | 0 | 0 | 0 | 0 | 0 | 0 | 0 | 0 | 2006 Qtr 1: 0; 2006 Qtr 2: 0; 2006 Qtr 3: 0; 2006 Qtr 4: 0; 2007 Qtr 1: 0; 2007 Qtr 2: 0; 2007 Qtr 3: 0; 2007 Qtr 4: 0; 2008 Qtr 1: 0; 2008 Qtr 2: 0; 2008 Qtr 3: 0; 2008 Qtr 4: 141.9291 | 141.9291
0 | 234303-Lighting-Remove 4 Ft Lamp (De-Lamp) - Tr1 | COFL00AVDEL01 | 10 | Commercial | 23-RTL-Retail–SingleStorylarge-LIT_INT | 0 |  |  |  |  | 28.2518 | 16.4871 | 0 | 0 | 0 | 11.7647 | 118.2081 |  | kWh | 0.035207 | -0.25548 | Commercial |  | Annual | [5 empty] | 11 | 0.96 |  |  |  | 0 | 0 | 0 | 141.9291 | 0 | 0 | 0 | 0 | 0 | 0 | 0 | 0 | 2006 Qtr 1: 0; 2006 Qtr 2: 0; 2006 Qtr 3: 0; 2006 Qtr 4: 0; 2007 Qtr 1: 0; 2007 Qtr 2: 0; 2007 Qtr 3: 0; 2007 Qtr 4: 0; 2008 Qtr 1: 0; 2008 Qtr 2: 0; 2008 Qtr 3: 0; 2008 Qtr 4: 141.9291 | 141.9291
0 | 234360-Lighting-IntrHiByLnrFlscntFxtr244wrplc400w(TrI)Tr1 |  | 10 | Commercial | 23-RTL-Retail–SingleStorylarge-LIT_INT | 0 |  |  |  |  | 328.1301 | 153.8404 | 0 | 0 | 0 | 174.2897 | 683.5787 |  | kWh | 0.17278 | -1.4774 | Commercial |  | Annual | [5 empty] | 11 | 0.96 |  |  |  | 0 | 0 | 0 | 5.8502 | 0 | 0 | 0 | 0 | 0 | 0 | 0 | 0 | 2006 Qtr 1: 0; 2006 Qtr 2: 0; 2006 Qtr 3: 0; 2006 Qtr 4: 0; 2007 Qtr 1: 0; 2007 Qtr 2: 0; 2007 Qtr 3: 0; 2007 Qtr 4: 0; 2008 Qtr 1: 0; 2008 Qtr 2: 0; 2008 Qtr 3: 0; 2008 Qtr 4: 5.8502 | 5.8502
0 | 234285-Lighting-Occpncy Snsr-Hi-Bay integrated Snsr-Tr1 |  | 10 | Commercial | 23-RTL-Retail–SingleStorylarge-LIT_INT | 0 |  |  |  |  | 140.9479 | 95.5 | 0 | 0 | 0 | 45.4479 | 1661 |  | kWh | 0 | 0 | Commercial |  | Annual | [5 empty] | 8 | 0.96 |  |  |  | 0 | 0 | 0 | 6 | 0 | 0 | 0 | 0 | 0 | 0 | 0 | 0 | 2006 Qtr 1: 0; 2006 Qtr 2: 0; 2006 Qtr 3: 0; 2006 Qtr 4: 0; 2007 Qtr 1: 0; 2007 Qtr 2: 0; 2007 Qtr 3: 0; 2007 Qtr 4: 0; 2008 Qtr 1: 0; 2008 Qtr 2: 0; 2008 Qtr 3: 0; 2008 Qtr 4: 6 | 6
0 | 234330-Premium T8 with T12 40 Watt Baseline - Tr1 |  | 10 | Commercial | 23-RTL-Retail–SingleStorylarge-LIT_INT | 0 |  |  |  |  | 13.9589 | 13.1897 | 0 | 0 | 0 | 0.76922 | 35.5491 |  | kWh | 0.010588 | -0.076831 | Commercial |  | Annual | [5 empty] | 11 | 0.96 |  |  |  | 0 | 0 | 0 | 9.098 | 0 | 0 | 0 | 0 | 0 | 0 | 0 | 0 | 2006 Qtr 1: 0; 2006 Qtr 2: 0; 2006 Qtr 3: 0; 2006 Qtr 4: 0; 2007 Qtr 1: 0; 2007 Qtr 2: 0; 2007 Qtr 3: 0; 2007 Qtr 4: 0; 2008 Qtr 1: 0; 2008 Qtr 2: 0; 2008 Qtr 3: 0; 2008 Qtr 4: 9.098 | 9.098
0 | 234330-Premium T8 with T12 40 Watt Baseline - Tr1 |  | 7 | Commercial | 01-ALC-AllCommercial-IntLight | 0 |  |  |  |  | 13.9589 | 13.1897 | 0 | 0 | 0 | 0.76922 | 28.2231 |  | kWh | 0.0076505 | -0.04622 | Commercial |  | Annual | [5 empty] | 11 | 0.96 |  |  |  | 0 | 0 | 0 | 81.8822 | 0 | 0 | 0 | 0 | 0 | 0 | 0 | 0 | 2006 Qtr 1: 0; 2006 Qtr 2: 0; 2006 Qtr 3: 0; 2006 Qtr 4: 0; 2007 Qtr 1: 0; 2007 Qtr 2: 0; 2007 Qtr 3: 0; 2007 Qtr 4: 0; 2008 Qtr 1: 0; 2008 Qtr 2: 0; 2008 Qtr 3: 0; 2008 Qtr 4: 81.8822 | 81.8822
0 | 234303-Lighting-Remove 4 Ft Lamp (De-Lamp) - Tr1 | COFL00AVDEL01 | 7 | Commercial | 01-ALC-AllCommercial-IntLight | 0 |  |  |  |  | 28.2518 | 16.4871 | 0 | 0 | 0 | 11.7647 | 93.8474 |  | kWh | 0.025439 | -0.15369 | Commercial |  | Annual | [5 empty] | 11 | 0.96 |  |  |  | 0 | 0 | 0 | 20.0156 | 0 | 0 | 0 | 0 | 0 | 0 | 0 | 0 | 2006 Qtr 1: 0; 2006 Qtr 2: 0; 2006 Qtr 3: 0; 2006 Qtr 4: 0; 2007 Qtr 1: 0; 2007 Qtr 2: 0; 2007 Qtr 3: 0; 2007 Qtr 4: 0; 2008 Qtr 1: 0; 2008 Qtr 2: 0; 2008 Qtr 3: 0; 2008 Qtr 4: 20.0156 | 20.0156
0 | 234129-Software Plug Load Sensors |  | 10 | Commercial | 01-ALC-AllCommercial-OffEquip | 0 |  |  |  |  | 5 | 11 | 0 | 0 | 0 | -6 | 227.001 |  | kWh | 0 | 0 | Commercial |  | Annual | [5 empty] | 5 | 0.96 |  |  |  | 0 | 0 | 0 | 20 | 0 | 0 | 0 | 0 | 0 | 0 | 0 | 0 | 2006 Qtr 1: 0; 2006 Qtr 2: 0; 2006 Qtr 3: 0; 2006 Qtr 4: 0; 2007 Qtr 1: 0; 2007 Qtr 2: 0; 2007 Qtr 3: 0; 2007 Qtr 4: 0; 2008 Qtr 1: 0; 2008 Qtr 2: 0; 2008 Qtr 3: 0; 2008 Qtr 4: 20 | 20
0 | 234129-Software Plug Load Sensors |  | 7 | Commercial | 01-ALC-AllCommercial-OffEquip | 0 |  |  |  |  | 5 | 11 | 0 | 0 | 0 | -6 | 227.001 |  | kWh | 0 | 0 | Commercial |  | Annual | [5 empty] | 5 | 0.96 |  |  |  | 0 | 0 | 0 | 20 | 0 | 0 | 0 | 0 | 0 | 0 | 0 | 0 | 2006 Qtr 1: 0; 2006 Qtr 2: 0; 2006 Qtr 3: 0; 2006 Qtr 4: 0; 2007 Qtr 1: 0; 2007 Qtr 2: 0; 2007 Qtr 3: 0; 2007 Qtr 4: 0; 2008 Qtr 1: 0; 2008 Qtr 2: 0; 2008 Qtr 3: 0; 2008 Qtr 4: 20 | 20
0 | 234129-Software Plug Load Sensors |  | 7 | Commercial | 01-ALC-AllCommercial-OffEquip | 0 |  |  |  |  | 5 | 11 | 0 | 0 | 0 | -6 | 227.001 |  | kWh | 0 | 0 | Commercial |  | Annual | [5 empty] | 5 | 0.96 |  |  |  | 0 | 0 | 0 | 20 | 0 | 0 | 0 | 0 | 0 | 0 | 0 | 0 | 2006 Qtr 1: 0; 2006 Qtr 2: 0; 2006 Qtr 3: 0; 2006 Qtr 4: 0; 2007 Qtr 1: 0; 2007 Qtr 2: 0; 2007 Qtr 3: 0; 2007 Qtr 4: 0; 2008 Qtr 1: 0; 2008 Qtr 2: 0; 2008 Qtr 3: 0; 2008 Qtr 4: 20 | 20
0 | 234129-Software Plug Load Sensors |  | 7 | Commercial | 01-ALC-AllCommercial-OffEquip | 0 |  |  |  |  | 5 | 11 | 0 | 0 | 0 | -6 | 227.001 |  | kWh | 0 | 0 | Commercial |  | Annual | [5 empty] | 5 | 0.96 |  |  |  | 0 | 0 | 0 | 20 | 0 | 0 | 0 | 0 | 0 | 0 | 0 | 0 | 2006 Qtr 1: 0; 2006 Qtr 2: 0; 2006 Qtr 3: 0; 2006 Qtr 4: 0; 2007 Qtr 1: 0; 2007 Qtr 2: 0; 2007 Qtr 3: 0; 2007 Qtr 4: 0; 2008 Qtr 1: 0; 2008 Qtr 2: 0; 2008 Qtr 3: 0; 2008 Qtr 4: 20 | 20
0 | 234330-Premium T8 with T12 40 Watt Baseline - Tr1 |  | 7 | Commercial | 01-ALC-AllCommercial-IntLight | 0 |  |  |  |  | 13.9589 | 13.1897 | 0 | 0 | 0 | 0.76922 | 28.2231 |  | kWh | 0.0076505 | -0.04622 | Commercial |  | Annual | [5 empty] | 11 | 0.96 |  |  |  | 0 | 0 | 0 | 83.7018 | 0 | 0 | 0 | 0 | 0 | 0 | 0 | 0 | 2006 Qtr 1: 0; 2006 Qtr 2: 0; 2006 Qtr 3: 0; 2006 Qtr 4: 0; 2007 Qtr 1: 0; 2007 Qtr 2: 0; 2007 Qtr 3: 0; 2007 Qtr 4: 0; 2008 Qtr 1: 0; 2008 Qtr 2: 0; 2008 Qtr 3: 0; 2008 Qtr 4: 83.7018 | 83.7018
0 | 234303-Lighting-Remove 4 Ft Lamp (De-Lamp) - Tr1 | COFL00AVDEL01 | 7 | Commercial | 01-ALC-AllCommercial-IntLight | 0 |  |  |  |  | 28.2518 | 16.4871 | 0 | 0 | 0 | 11.7647 | 93.8474 |  | kWh | 0.025439 | -0.15369 | Commercial |  | Annual | [5 empty] | 11 | 0.96 |  |  |  | 0 | 0 | 0 | 24.5647 | 0 | 0 | 0 | 0 | 0 | 0 | 0 | 0 | 2006 Qtr 1: 0; 2006 Qtr 2: 0; 2006 Qtr 3: 0; 2006 Qtr 4: 0; 2007 Qtr 1: 0; 2007 Qtr 2: 0; 2007 Qtr 3: 0; 2007 Qtr 4: 0; 2008 Qtr 1: 0; 2008 Qtr 2: 0; 2008 Qtr 3: 0; 2008 Qtr 4: 24.5647 | 24.5647
0 | 234129-Software Plug Load Sensors |  | 7 | Commercial | 01-ALC-AllCommercial-OffEquip | 0 |  |  |  |  | 5 | 11 | 0 | 0 | 0 | -6 | 227.001 |  | kWh | 0 | 0 | Commercial |  | Annual | [5 empty] | 5 | 0.96 |  |  |  | 0 | 0 | 0 | 20 | 0 | 0 | 0 | 0 | 0 | 0 | 0 | 0 | 2006 Qtr 1: 0; 2006 Qtr 2: 0; 2006 Qtr 3: 0; 2006 Qtr 4: 0; 2007 Qtr 1: 0; 2007 Qtr 2: 0; 2007 Qtr 3: 0; 2007 Qtr 4: 0; 2008 Qtr 1: 0; 2008 Qtr 2: 0; 2008 Qtr 3: 0; 2008 Qtr 4: 20 | 20
0 | 234330-Premium T8 with T12 40 Watt Baseline - Tr1 |  | 7 | Commercial | 01-ALC-AllCommercial-IntLight | 0 |  |  |  |  | 13.9589 | 13.1897 | 0 | 0 | 0 | 0.76922 | 28.2231 |  | kWh | 0.0076505 | -0.04622 | Commercial |  | Annual | [5 empty] | 11 | 0.96 |  |  |  | 0 | 0 | 0 | 85.5214 | 0 | 0 | 0 | 0 | 0 | 0 | 0 | 0 | 2006 Qtr 1: 0; 2006 Qtr 2: 0; 2006 Qtr 3: 0; 2006 Qtr 4: 0; 2007 Qtr 1: 0; 2007 Qtr 2: 0; 2007 Qtr 3: 0; 2007 Qtr 4: 0; 2008 Qtr 1: 0; 2008 Qtr 2: 0; 2008 Qtr 3: 0; 2008 Qtr 4: 85.5214 | 85.5214
0 | 234303-Lighting-Remove 4 Ft Lamp (De-Lamp) - Tr1 | COFL00AVDEL01 | 7 | Commercial | 01-ALC-AllCommercial-IntLight | 0 |  |  |  |  | 28.2518 | 16.4871 | 0 | 0 | 0 | 11.7647 | 93.8474 |  | kWh | 0.025439 | -0.15369 | Commercial |  | Annual | [5 empty] | 11 | 0.96 |  |  |  | 0 | 0 | 0 | 25.4745 | 0 | 0 | 0 | 0 | 0 | 0 | 0 | 0 | 2006 Qtr 1: 0; 2006 Qtr 2: 0; 2006 Qtr 3: 0; 2006 Qtr 4: 0; 2007 Qtr 1: 0; 2007 Qtr 2: 0; 2007 Qtr 3: 0; 2007 Qtr 4: 0; 2008 Qtr 1: 0; 2008 Qtr 2: 0; 2008 Qtr 3: 0; 2008 Qtr 4: 25.4745 | 25.4745
0 | 234084-Refrigeration -Cooler/Freezer Door Gaskets - Solid Doors: Cooler |  | 7 | Commercial | 21-RSD-Restaurant–SitDown-REFG | 0 |  |  |  |  | 4 | 4 | 0 | 0 | 0 | 0 | 3.6686 |  | kWh | 0.000614 | 0 | Commercial |  | Annual | [5 empty] | 4 | 0.96 |  |  |  | 0 | 0 | 0 | 42 | 0 | 0 | 0 | 0 | 0 | 0 | 0 | 0 | 2006 Qtr 1: 0; 2006 Qtr 2: 0; 2006 Qtr 3: 0; 2006 Qtr 4: 0; 2007 Qtr 1: 0; 2007 Qtr 2: 0; 2007 Qtr 3: 0; 2007 Qtr 4: 0; 2008 Qtr 1: 42; 2008 Qtr 2: 0; 2008 Qtr 3: 0; 2008 Qtr 4: 0 | 42
0 | 234084-Refrigeration -Cooler/Freezer Door Gaskets - Solid Doors: Cooler |  | 7 | Commercial | 21-RSD-Restaurant–SitDown-REFG | 0 |  |  |  |  | 4 | 4 | 0 | 0 | 0 | 0 | 3.6686 |  | kWh | 0.000614 | 0 | Commercial |  | Annual | [5 empty] | 4 | 0.96 |  |  |  | 0 | 0 | 0 | 39 | 0 | 0 | 0 | 0 | 0 | 0 | 0 | 0 | 2006 Qtr 1: 0; 2006 Qtr 2: 0; 2006 Qtr 3: 0; 2006 Qtr 4: 0; 2007 Qtr 1: 0; 2007 Qtr 2: 0; 2007 Qtr 3: 0; 2007 Qtr 4: 0; 2008 Qtr 1: 0; 2008 Qtr 2: 0; 2008 Qtr 3: 0; 2008 Qtr 4: 39 | 39
0 | 234084-Refrigeration -Cooler/Freezer Door Gaskets - Solid Doors: Cooler |  | 7 | Commercial | 21-RSD-Restaurant–SitDown-REFG | 0 |  |  |  |  | 4 | 4 | 0 | 0 | 0 | 0 | 3.6686 |  | kWh | 0.000614 | 0 | Commercial |  | Annual | [5 empty] | 4 | 0.96 |  |  |  | 0 | 0 | 0 | 52 | 0 | 0 | 0 | 0 | 0 | 0 | 0 | 0 | 2006 Qtr 1: 0; 2006 Qtr 2: 0; 2006 Qtr 3: 0; 2006 Qtr 4: 0; 2007 Qtr 1: 0; 2007 Qtr 2: 0; 2007 Qtr 3: 0; 2007 Qtr 4: 0; 2008 Qtr 1: 0; 2008 Qtr 2: 0; 2008 Qtr 3: 0; 2008 Qtr 4: 52 | 52
0 | 234129-Software Plug Load Sensors |  | 7 | Commercial | 01-ALC-AllCommercial-OffEquip | 0 |  |  |  |  | 5 | 11 | 0 | 0 | 0 | -6 | 227.001 |  | kWh | 0 | 0 | Commercial |  | Annual | [5 empty] | 5 | 0.96 |  |  |  | 0 | 0 | 0 | 20 | 0 | 0 | 0 | 0 | 0 | 0 | 0 | 0 | 2006 Qtr 1: 0; 2006 Qtr 2: 0; 2006 Qtr 3: 0; 2006 Qtr 4: 0; 2007 Qtr 1: 0; 2007 Qtr 2: 0; 2007 Qtr 3: 0; 2007 Qtr 4: 0; 2008 Qtr 1: 0; 2008 Qtr 2: 0; 2008 Qtr 3: 0; 2008 Qtr 4: 20 | 20
0 | 234129-Software Plug Load Sensors |  | 7 | Commercial | 01-ALC-AllCommercial-OffEquip | 0 |  |  |  |  | 5 | 11 | 0 | 0 | 0 | -6 | 227.001 |  | kWh | 0 | 0 | Commercial |  | Annual | [5 empty] | 5 | 0.96 |  |  |  | 0 | 0 | 0 | 20 | 0 | 0 | 0 | 0 | 0 | 0 | 0 | 0 | 2006 Qtr 1: 0; 2006 Qtr 2: 0; 2006 Qtr 3: 0; 2006 Qtr 4: 0; 2007 Qtr 1: 0; 2007 Qtr 2: 0; 2007 Qtr 3: 0; 2007 Qtr 4: 0; 2008 Qtr 1: 0; 2008 Qtr 2: 0; 2008 Qtr 3: 0; 2008 Qtr 4: 20 | 20
0 | 234129-Software Plug Load Sensors |  | 7 | Commercial | 01-ALC-AllCommercial-OffEquip | 0 |  |  |  |  | 5 | 11 | 0 | 0 | 0 | -6 | 227.001 |  | kWh | 0 | 0 | Commercial |  | Annual | [5 empty] | 5 | 0.96 |  |  |  | 0 | 0 | 0 | 20 | 0 | 0 | 0 | 0 | 0 | 0 | 0 | 0 | 2006 Qtr 1: 0; 2006 Qtr 2: 0; 2006 Qtr 3: 0; 2006 Qtr 4: 0; 2007 Qtr 1: 0; 2007 Qtr 2: 0; 2007 Qtr 3: 0; 2007 Qtr 4: 0; 2008 Qtr 1: 0; 2008 Qtr 2: 0; 2008 Qtr 3: 0; 2008 Qtr 4: 20 | 20
0 | 234129-Software Plug Load Sensors |  | 7 | Commercial | 01-ALC-AllCommercial-OffEquip | 0 |  |  |  |  | 5 | 11 | 0 | 0 | 0 | -6 | 227.001 |  | kWh | 0 | 0 | Commercial |  | Annual | [5 empty] | 5 | 0.96 |  |  |  | 0 | 0 | 0 | 20 | 0 | 0 | 0 | 0 | 0 | 0 | 0 | 0 | 2006 Qtr 1: 0; 2006 Qtr 2: 0; 2006 Qtr 3: 0; 2006 Qtr 4: 0; 2007 Qtr 1: 0; 2007 Qtr 2: 0; 2007 Qtr 3: 0; 2007 Qtr 4: 0; 2008 Qtr 1: 0; 2008 Qtr 2: 0; 2008 Qtr 3: 0; 2008 Qtr 4: 20 | 20
0 | 234129-Software Plug Load Sensors |  | 10 | Commercial | 01-ALC-AllCommercial-OffEquip | 0 |  |  |  |  | 5 | 11 | 0 | 0 | 0 | -6 | 227.001 |  | kWh | 0 | 0 | Commercial |  | Annual | [5 empty] | 5 | 0.96 |  |  |  | 0 | 0 | 0 | 20 | 0 | 0 | 0 | 0 | 0 | 0 | 0 | 0 | 2006 Qtr 1: 0; 2006 Qtr 2: 0; 2006 Qtr 3: 0; 2006 Qtr 4: 0; 2007 Qtr 1: 0; 2007 Qtr 2: 0; 2007 Qtr 3: 0; 2007 Qtr 4: 0; 2008 Qtr 1: 0; 2008 Qtr 2: 0; 2008 Qtr 3: 0; 2008 Qtr 4: 20 | 20
0 | 234129-Software Plug Load Sensors |  | 7 | Commercial | 01-ALC-AllCommercial-OffEquip | 0 |  |  |  |  | 5 | 11 | 0 | 0 | 0 | -6 | 227.001 |  | kWh | 0 | 0 | Commercial |  | Annual | [5 empty] | 5 | 0.96 |  |  |  | 0 | 0 | 0 | 20 | 0 | 0 | 0 | 0 | 0 | 0 | 0 | 0 | 2006 Qtr 1: 0; 2006 Qtr 2: 0; 2006 Qtr 3: 0; 2006 Qtr 4: 0; 2007 Qtr 1: 0; 2007 Qtr 2: 0; 2007 Qtr 3: 0; 2007 Qtr 4: 0; 2008 Qtr 1: 0; 2008 Qtr 2: 0; 2008 Qtr 3: 0; 2008 Qtr 4: 20 | 20
0 | 234084-Refrigeration -Cooler/Freezer Door Gaskets - Solid Doors: Cooler |  | 7 | Commercial | 21-RSD-Restaurant–SitDown-REFG | 0 |  |  |  |  | 4 | 4 | 0 | 0 | 0 | 0 | 3.6686 |  | kWh | 0.000614 | 0 | Commercial |  | Annual | [5 empty] | 4 | 0.96 |  |  |  | 0 | 0 | 0 | 173 | 0 | 0 | 0 | 0 | 0 | 0 | 0 | 0 | 2006 Qtr 1: 0; 2006 Qtr 2: 0; 2006 Qtr 3: 0; 2006 Qtr 4: 0; 2007 Qtr 1: 0; 2007 Qtr 2: 0; 2007 Qtr 3: 0; 2007 Qtr 4: 0; 2008 Qtr 1: 173; 2008 Qtr 2: 0; 2008 Qtr 3: 0; 2008 Qtr 4: 0 | 173
0 | 234129-Software Plug Load Sensors |  | 7 | Commercial | 01-ALC-AllCommercial-OffEquip | 0 |  |  |  |  | 5 | 11 | 0 | 0 | 0 | -6 | 227.001 |  | kWh | 0 | 0 | Commercial |  | Annual | [5 empty] | 5 | 0.96 |  |  |  | 0 | 0 | 0 | 20 | 0 | 0 | 0 | 0 | 0 | 0 | 0 | 0 | 2006 Qtr 1: 0; 2006 Qtr 2: 0; 2006 Qtr 3: 0; 2006 Qtr 4: 0; 2007 Qtr 1: 0; 2007 Qtr 2: 0; 2007 Qtr 3: 0; 2007 Qtr 4: 0; 2008 Qtr 1: 0; 2008 Qtr 2: 0; 2008 Qtr 3: 0; 2008 Qtr 4: 20 | 20
0 | 234129-Software Plug Load Sensors |  | 7 | Commercial | 01-ALC-AllCommercial-OffEquip | 0 |  |  |  |  | 5 | 11 | 0 | 0 | 0 | -6 | 227.001 |  | kWh | 0 | 0 | Commercial |  | Annual | [5 empty] | 5 | 0.96 |  |  |  | 0 | 0 | 0 | 20 | 0 | 0 | 0 | 0 | 0 | 0 | 0 | 0 | 2006 Qtr 1: 0; 2006 Qtr 2: 0; 2006 Qtr 3: 0; 2006 Qtr 4: 0; 2007 Qtr 1: 0; 2007 Qtr 2: 0; 2007 Qtr 3: 0; 2007 Qtr 4: 0; 2008 Qtr 1: 0; 2008 Qtr 2: 0; 2008 Qtr 3: 0; 2008 Qtr 4: 20 | 20
0 | 234129-Software Plug Load Sensors |  | 7 | Commercial | 01-ALC-AllCommercial-OffEquip | 0 |  |  |  |  | 5 | 11 | 0 | 0 | 0 | -6 | 227.001 |  | kWh | 0 | 0 | Commercial |  | Annual | [5 empty] | 5 | 0.96 |  |  |  | 0 | 0 | 0 | 20 | 0 | 0 | 0 | 0 | 0 | 0 | 0 | 0 | 2006 Qtr 1: 0; 2006 Qtr 2: 0; 2006 Qtr 3: 0; 2006 Qtr 4: 0; 2007 Qtr 1: 0; 2007 Qtr 2: 0; 2007 Qtr 3: 0; 2007 Qtr 4: 0; 2008 Qtr 1: 0; 2008 Qtr 2: 0; 2008 Qtr 3: 0; 2008 Qtr 4: 20 | 20
0 | 234129-Software Plug Load Sensors |  | 7 | Commercial | 01-ALC-AllCommercial-OffEquip | 0 |  |  |  |  | 5 | 11 | 0 | 0 | 0 | -6 | 227.001 |  | kWh | 0 | 0 | Commercial |  | Annual | [5 empty] | 5 | 0.96 |  |  |  | 0 | 0 | 0 | 20 | 0 | 0 | 0 | 0 | 0 | 0 | 0 | 0 | 2006 Qtr 1: 0; 2006 Qtr 2: 0; 2006 Qtr 3: 0; 2006 Qtr 4: 0; 2007 Qtr 1: 0; 2007 Qtr 2: 0; 2007 Qtr 3: 0; 2007 Qtr 4: 0; 2008 Qtr 1: 0; 2008 Qtr 2: 0; 2008 Qtr 3: 0; 2008 Qtr 4: 20 | 20
0 | 234129-Software Plug Load Sensors |  | 7 | Commercial | 01-ALC-AllCommercial-OffEquip | 0 |  |  |  |  | 5 | 11 | 0 | 0 | 0 | -6 | 227.001 |  | kWh | 0 | 0 | Commercial |  | Annual | [5 empty] | 5 | 0.96 |  |  |  | 0 | 0 | 0 | 20 | 0 | 0 | 0 | 0 | 0 | 0 | 0 | 0 | 2006 Qtr 1: 0; 2006 Qtr 2: 0; 2006 Qtr 3: 0; 2006 Qtr 4: 0; 2007 Qtr 1: 0; 2007 Qtr 2: 0; 2007 Qtr 3: 0; 2007 Qtr 4: 0; 2008 Qtr 1: 0; 2008 Qtr 2: 0; 2008 Qtr 3: 0; 2008 Qtr 4: 20 | 20
0 | 234129-Software Plug Load Sensors |  | 7 | Commercial | 01-ALC-AllCommercial-OffEquip | 0 |  |  |  |  | 5 | 11 | 0 | 0 | 0 | -6 | 227.001 |  | kWh | 0 | 0 | Commercial |  | Annual | [5 empty] | 5 | 0.96 |  |  |  | 0 | 0 | 0 | 20 | 0 | 0 | 0 | 0 | 0 | 0 | 0 | 0 | 2006 Qtr 1: 0; 2006 Qtr 2: 0; 2006 Qtr 3: 0; 2006 Qtr 4: 0; 2007 Qtr 1: 0; 2007 Qtr 2: 0; 2007 Qtr 3: 0; 2007 Qtr 4: 0; 2008 Qtr 1: 0; 2008 Qtr 2: 0; 2008 Qtr 3: 0; 2008 Qtr 4: 20 | 20
0 | 234129-Software Plug Load Sensors |  | 7 | Commercial | 01-ALC-AllCommercial-OffEquip | 0 |  |  |  |  | 5 | 11 | 0 | 0 | 0 | -6 | 227.001 |  | kWh | 0 | 0 | Commercial |  | Annual | [5 empty] | 5 | 0.96 |  |  |  | 0 | 0 | 0 | 20 | 0 | 0 | 0 | 0 | 0 | 0 | 0 | 0 | 2006 Qtr 1: 0; 2006 Qtr 2: 0; 2006 Qtr 3: 0; 2006 Qtr 4: 0; 2007 Qtr 1: 0; 2007 Qtr 2: 0; 2007 Qtr 3: 0; 2007 Qtr 4: 0; 2008 Qtr 1: 0; 2008 Qtr 2: 0; 2008 Qtr 3: 0; 2008 Qtr 4: 20 | 20
0 | 234129-Software Plug Load Sensors |  | 7 | Commercial | 01-ALC-AllCommercial-OffEquip | 0 |  |  |  |  | 5 | 11 | 0 | 0 | 0 | -6 | 227.001 |  | kWh | 0 | 0 | Commercial |  | Annual | [5 empty] | 5 | 0.96 |  |  |  | 0 | 0 | 0 | 20 | 0 | 0 | 0 | 0 | 0 | 0 | 0 | 0 | 2006 Qtr 1: 0; 2006 Qtr 2: 0; 2006 Qtr 3: 0; 2006 Qtr 4: 0; 2007 Qtr 1: 0; 2007 Qtr 2: 0; 2007 Qtr 3: 0; 2007 Qtr 4: 0; 2008 Qtr 1: 0; 2008 Qtr 2: 0; 2008 Qtr 3: 0; 2008 Qtr 4: 20 | 20
0 | 234129-Software Plug Load Sensors |  | 7 | Commercial | 01-ALC-AllCommercial-OffEquip | 0 |  |  |  |  | 5 | 11 | 0 | 0 | 0 | -6 | 227.001 |  | kWh | 0 | 0 | Commercial |  | Annual | [5 empty] | 5 | 0.96 |  |  |  | 0 | 0 | 0 | 20 | 0 | 0 | 0 | 0 | 0 | 0 | 0 | 0 | 2006 Qtr 1: 0; 2006 Qtr 2: 0; 2006 Qtr 3: 0; 2006 Qtr 4: 0; 2007 Qtr 1: 0; 2007 Qtr 2: 0; 2007 Qtr 3: 0; 2007 Qtr 4: 0; 2008 Qtr 1: 0; 2008 Qtr 2: 0; 2008 Qtr 3: 0; 2008 Qtr 4: 20 | 20
0 | 234129-Software Plug Load Sensors |  | 7 | Commercial | 01-ALC-AllCommercial-OffEquip | 0 |  |  |  |  | 5 | 11 | 0 | 0 | 0 | -6 | 227.001 |  | kWh | 0 | 0 | Commercial |  | Annual | [5 empty] | 5 | 0.96 |  |  |  | 0 | 0 | 0 | 20 | 0 | 0 | 0 | 0 | 0 | 0 | 0 | 0 | 2006 Qtr 1: 0; 2006 Qtr 2: 0; 2006 Qtr 3: 0; 2006 Qtr 4: 0; 2007 Qtr 1: 0; 2007 Qtr 2: 0; 2007 Qtr 3: 0; 2007 Qtr 4: 0; 2008 Qtr 1: 0; 2008 Qtr 2: 0; 2008 Qtr 3: 0; 2008 Qtr 4: 20 | 20
0 | 234129-Software Plug Load Sensors |  | 7 | Commercial | 01-ALC-AllCommercial-OffEquip | 0 |  |  |  |  | 5 | 11 | 0 | 0 | 0 | -6 | 227.001 |  | kWh | 0 | 0 | Commercial |  | Annual | [5 empty] | 5 | 0.96 |  |  |  | 0 | 0 | 0 | 20 | 0 | 0 | 0 | 0 | 0 | 0 | 0 | 0 | 2006 Qtr 1: 0; 2006 Qtr 2: 0; 2006 Qtr 3: 0; 2006 Qtr 4: 0; 2007 Qtr 1: 0; 2007 Qtr 2: 0; 2007 Qtr 3: 0; 2007 Qtr 4: 0; 2008 Qtr 1: 0; 2008 Qtr 2: 0; 2008 Qtr 3: 0; 2008 Qtr 4: 20 | 20
0 | 234129-Software Plug Load Sensors |  | 7 | Commercial | 01-ALC-AllCommercial-OffEquip | 0 |  |  |  |  | 5 | 11 | 0 | 0 | 0 | -6 | 227.001 |  | kWh | 0 | 0 | Commercial |  | Annual | [5 empty] | 5 | 0.96 |  |  |  | 0 | 0 | 0 | 20 | 0 | 0 | 0 | 0 | 0 | 0 | 0 | 0 | 2006 Qtr 1: 0; 2006 Qtr 2: 0; 2006 Qtr 3: 0; 2006 Qtr 4: 0; 2007 Qtr 1: 0; 2007 Qtr 2: 0; 2007 Qtr 3: 0; 2007 Qtr 4: 0; 2008 Qtr 1: 0; 2008 Qtr 2: 0; 2008 Qtr 3: 0; 2008 Qtr 4: 20 | 20
0 | 234129-Software Plug Load Sensors |  | 7 | Commercial | 01-ALC-AllCommercial-OffEquip | 0 |  |  |  |  | 5 | 11 | 0 | 0 | 0 | -6 | 227.001 |  | kWh | 0 | 0 | Commercial |  | Annual | [5 empty] | 5 | 0.96 |  |  |  | 0 | 0 | 0 | 20 | 0 | 0 | 0 | 0 | 0 | 0 | 0 | 0 | 2006 Qtr 1: 0; 2006 Qtr 2: 0; 2006 Qtr 3: 0; 2006 Qtr 4: 0; 2007 Qtr 1: 0; 2007 Qtr 2: 0; 2007 Qtr 3: 0; 2007 Qtr 4: 0; 2008 Qtr 1: 0; 2008 Qtr 2: 0; 2008 Qtr 3: 0; 2008 Qtr 4: 20 | 20
0 | 234129-Software Plug Load Sensors |  | 7 | Commercial | 01-ALC-AllCommercial-OffEquip | 0 |  |  |  |  | 5 | 11 | 0 | 0 | 0 | -6 | 227.001 |  | kWh | 0 | 0 | Commercial |  | Annual | [5 empty] | 5 | 0.96 |  |  |  | 0 | 0 | 0 | 20 | 0 | 0 | 0 | 0 | 0 | 0 | 0 | 0 | 2006 Qtr 1: 0; 2006 Qtr 2: 0; 2006 Qtr 3: 0; 2006 Qtr 4: 0; 2007 Qtr 1: 0; 2007 Qtr 2: 0; 2007 Qtr 3: 0; 2007 Qtr 4: 0; 2008 Qtr 1: 0; 2008 Qtr 2: 0; 2008 Qtr 3: 0; 2008 Qtr 4: 20 | 20
0 | 234129-Software Plug Load Sensors |  | 7 | Commercial | 01-ALC-AllCommercial-OffEquip | 0 |  |  |  |  | 5 | 11 | 0 | 0 | 0 | -6 | 227.001 |  | kWh | 0 | 0 | Commercial |  | Annual | [5 empty] | 5 | 0.96 |  |  |  | 0 | 0 | 0 | 20 | 0 | 0 | 0 | 0 | 0 | 0 | 0 | 0 | 2006 Qtr 1: 0; 2006 Qtr 2: 0; 2006 Qtr 3: 0; 2006 Qtr 4: 0; 2007 Qtr 1: 0; 2007 Qtr 2: 0; 2007 Qtr 3: 0; 2007 Qtr 4: 0; 2008 Qtr 1: 0; 2008 Qtr 2: 0; 2008 Qtr 3: 0; 2008 Qtr 4: 20 | 20
0 | 234129-Software Plug Load Sensors |  | 7 | Commercial | 01-ALC-AllCommercial-OffEquip | 0 |  |  |  |  | 5 | 11 | 0 | 0 | 0 | -6 | 227.001 |  | kWh | 0 | 0 | Commercial |  | Annual | [5 empty] | 5 | 0.96 |  |  |  | 0 | 0 | 0 | 20 | 0 | 0 | 0 | 0 | 0 | 0 | 0 | 0 | 2006 Qtr 1: 0; 2006 Qtr 2: 0; 2006 Qtr 3: 0; 2006 Qtr 4: 0; 2007 Qtr 1: 0; 2007 Qtr 2: 0; 2007 Qtr 3: 0; 2007 Qtr 4: 0; 2008 Qtr 1: 0; 2008 Qtr 2: 0; 2008 Qtr 3: 0; 2008 Qtr 4: 20 | 20
0 | 234129-Software Plug Load Sensors |  | 7 | Commercial | 01-ALC-AllCommercial-OffEquip | 0 |  |  |  |  | 5 | 11 | 0 | 0 | 0 | -6 | 227.001 |  | kWh | 0 | 0 | Commercial |  | Annual | [5 empty] | 5 | 0.96 |  |  |  | 0 | 0 | 0 | 20 | 0 | 0 | 0 | 0 | 0 | 0 | 0 | 0 | 2006 Qtr 1: 0; 2006 Qtr 2: 0; 2006 Qtr 3: 0; 2006 Qtr 4: 0; 2007 Qtr 1: 0; 2007 Qtr 2: 0; 2007 Qtr 3: 0; 2007 Qtr 4: 0; 2008 Qtr 1: 0; 2008 Qtr 2: 0; 2008 Qtr 3: 0; 2008 Qtr 4: 20 | 20
0 | 234129-Software Plug Load Sensors |  | 7 | Commercial | 01-ALC-AllCommercial-OffEquip | 0 |  |  |  |  | 5 | 11 | 0 | 0 | 0 | -6 | 227.001 |  | kWh | 0 | 0 | Commercial |  | Annual | [5 empty] | 5 | 0.96 |  |  |  | 0 | 0 | 0 | 20 | 0 | 0 | 0 | 0 | 0 | 0 | 0 | 0 | 2006 Qtr 1: 0; 2006 Qtr 2: 0; 2006 Qtr 3: 0; 2006 Qtr 4: 0; 2007 Qtr 1: 0; 2007 Qtr 2: 0; 2007 Qtr 3: 0; 2007 Qtr 4: 0; 2008 Qtr 1: 0; 2008 Qtr 2: 0; 2008 Qtr 3: 0; 2008 Qtr 4: 20 | 20
0 | 234129-Software Plug Load Sensors |  | 7 | Commercial | 01-ALC-AllCommercial-OffEquip | 0 |  |  |  |  | 5 | 11 | 0 | 0 | 0 | -6 | 227.001 |  | kWh | 0 | 0 | Commercial |  | Annual | [5 empty] | 5 | 0.96 |  |  |  | 0 | 0 | 0 | 20 | 0 | 0 | 0 | 0 | 0 | 0 | 0 | 0 | 2006 Qtr 1: 0; 2006 Qtr 2: 0; 2006 Qtr 3: 0; 2006 Qtr 4: 0; 2007 Qtr 1: 0; 2007 Qtr 2: 0; 2007 Qtr 3: 0; 2007 Qtr 4: 0; 2008 Qtr 1: 0; 2008 Qtr 2: 0; 2008 Qtr 3: 0; 2008 Qtr 4: 20 | 20
0 | 234129-Software Plug Load Sensors |  | 7 | Commercial | 01-ALC-AllCommercial-OffEquip | 0 |  |  |  |  | 5 | 11 | 0 | 0 | 0 | -6 | 227.001 |  | kWh | 0 | 0 | Commercial |  | Annual | [5 empty] | 5 | 0.96 |  |  |  | 0 | 0 | 0 | 20 | 0 | 0 | 0 | 0 | 0 | 0 | 0 | 0 | 2006 Qtr 1: 0; 2006 Qtr 2: 0; 2006 Qtr 3: 0; 2006 Qtr 4: 0; 2007 Qtr 1: 0; 2007 Qtr 2: 0; 2007 Qtr 3: 0; 2007 Qtr 4: 0; 2008 Qtr 1: 0; 2008 Qtr 2: 0; 2008 Qtr 3: 0; 2008 Qtr 4: 20 | 20
0 | 234129-Software Plug Load Sensors |  | 7 | Commercial | 01-ALC-AllCommercial-OffEquip | 0 |  |  |  |  | 5 | 11 | 0 | 0 | 0 | -6 | 227.001 |  | kWh | 0 | 0 | Commercial |  | Annual | [5 empty] | 5 | 0.96 |  |  |  | 0 | 0 | 0 | 20 | 0 | 0 | 0 | 0 | 0 | 0 | 0 | 0 | 2006 Qtr 1: 0; 2006 Qtr 2: 0; 2006 Qtr 3: 0; 2006 Qtr 4: 0; 2007 Qtr 1: 0; 2007 Qtr 2: 0; 2007 Qtr 3: 0; 2007 Qtr 4: 0; 2008 Qtr 1: 0; 2008 Qtr 2: 0; 2008 Qtr 3: 0; 2008 Qtr 4: 20 | 20
0 | 234129-Software Plug Load Sensors |  | 7 | Commercial | 01-ALC-AllCommercial-OffEquip | 0 |  |  |  |  | 5 | 11 | 0 | 0 | 0 | -6 | 227.001 |  | kWh | 0 | 0 | Commercial |  | Annual | [5 empty] | 5 | 0.96 |  |  |  | 0 | 0 | 0 | 20 | 0 | 0 | 0 | 0 | 0 | 0 | 0 | 0 | 2006 Qtr 1: 0; 2006 Qtr 2: 0; 2006 Qtr 3: 0; 2006 Qtr 4: 0; 2007 Qtr 1: 0; 2007 Qtr 2: 0; 2007 Qtr 3: 0; 2007 Qtr 4: 0; 2008 Qtr 1: 0; 2008 Qtr 2: 0; 2008 Qtr 3: 0; 2008 Qtr 4: 20 | 20
0 | 234129-Software Plug Load Sensors |  | 7 | Commercial | 01-ALC-AllCommercial-OffEquip | 0 |  |  |  |  | 5 | 11 | 0 | 0 | 0 | -6 | 227.001 |  | kWh | 0 | 0 | Commercial |  | Annual | [5 empty] | 5 | 0.96 |  |  |  | 0 | 0 | 0 | 20 | 0 | 0 | 0 | 0 | 0 | 0 | 0 | 0 | 2006 Qtr 1: 0; 2006 Qtr 2: 0; 2006 Qtr 3: 0; 2006 Qtr 4: 0; 2007 Qtr 1: 0; 2007 Qtr 2: 0; 2007 Qtr 3: 0; 2007 Qtr 4: 0; 2008 Qtr 1: 0; 2008 Qtr 2: 0; 2008 Qtr 3: 0; 2008 Qtr 4: 20 | 20
0 | 234129-Software Plug Load Sensors |  | 7 | Commercial | 01-ALC-AllCommercial-OffEquip | 0 |  |  |  |  | 5 | 11 | 0 | 0 | 0 | -6 | 227.001 |  | kWh | 0 | 0 | Commercial |  | Annual | [5 empty] | 5 | 0.96 |  |  |  | 0 | 0 | 0 | 20 | 0 | 0 | 0 | 0 | 0 | 0 | 0 | 0 | 2006 Qtr 1: 0; 2006 Qtr 2: 0; 2006 Qtr 3: 0; 2006 Qtr 4: 0; 2007 Qtr 1: 0; 2007 Qtr 2: 0; 2007 Qtr 3: 0; 2007 Qtr 4: 0; 2008 Qtr 1: 0; 2008 Qtr 2: 0; 2008 Qtr 3: 0; 2008 Qtr 4: 20 | 20
0 | 234148-Premium T8 with T12 40 Watt Baseline |  | 7 | Commercial | 01-ALC-AllCommercial-IntLight | 0 |  |  |  |  | 13.9591 | 13.1897 | 0 | 0 | 0 | 0.7694 | 60.8058 |  | kWh | 0.016483 | -0.099581 | Commercial |  | Annual | [5 empty] | 11 | 0.96 |  |  |  | 0 | 0 | 0 | 61.8665 | 0 | 0 | 0 | 0 | 0 | 0 | 0 | 0 | 2006 Qtr 1: 0; 2006 Qtr 2: 0; 2006 Qtr 3: 0; 2006 Qtr 4: 0; 2007 Qtr 1: 0; 2007 Qtr 2: 0; 2007 Qtr 3: 0; 2007 Qtr 4: 0; 2008 Qtr 1: 0; 2008 Qtr 2: 0; 2008 Qtr 3: 0; 2008 Qtr 4: 61.8665 | 61.8665
0 | 234148-Premium T8 with T12 40 Watt Baseline |  | 7 | Commercial | 01-ALC-AllCommercial-IntLight | 0 |  |  |  |  | 13.9591 | 13.1897 | 0 | 0 | 0 | 0.7694 | 60.8058 |  | kWh | 0.016483 | -0.099581 | Commercial |  | Annual | [5 empty] | 11 | 0.96 |  |  |  | 0 | 0 | 0 | 50.9489 | 0 | 0 | 0 | 0 | 0 | 0 | 0 | 0 | 2006 Qtr 1: 0; 2006 Qtr 2: 0; 2006 Qtr 3: 0; 2006 Qtr 4: 0; 2007 Qtr 1: 0; 2007 Qtr 2: 0; 2007 Qtr 3: 0; 2007 Qtr 4: 0; 2008 Qtr 1: 0; 2008 Qtr 2: 0; 2008 Qtr 3: 0; 2008 Qtr 4: 50.9489 | 50.9489
0 | 234207-Lighting-8 Ft T-8 with Elec Ballast-Tr1 |  | 7 | Commercial | 01-ALC-AllCommercial-IntLight | 0 |  |  |  |  | 35.7163 | 21.9828 | 0 | 0 | 0 | 13.7335 | 23.4045 |  | kWh | 0.0063443 | -0.038329 | Commercial |  | Annual | [5 empty] | 11 | 0.96 |  |  |  | 0 | 0 | 0 | 6.3686 | 0 | 0 | 0 | 0 | 0 | 0 | 0 | 0 | 2006 Qtr 1: 0; 2006 Qtr 2: 0; 2006 Qtr 3: 0; 2006 Qtr 4: 0; 2007 Qtr 1: 0; 2007 Qtr 2: 0; 2007 Qtr 3: 0; 2007 Qtr 4: 0; 2008 Qtr 1: 0; 2008 Qtr 2: 0; 2008 Qtr 3: 0; 2008 Qtr 4: 6.3686 | 6.3686
0 | 234053-Lighting-Remove 4 Ft Lamp (De-Lamp) | COFL00AVDEL01 | 7 | Commercial | 01-ALC-AllCommercial-IntLight | 0 |  |  |  |  | 28.2538 | 16.4871 | 0 | 0 | 0 | 11.7667 | 93.8474 |  | kWh | 0.025439 | -0.15369 | Commercial |  | Annual | [5 empty] | 11 | 0.96 |  |  |  | 0 | 0 | 0 | 1.8196 | 0 | 0 | 0 | 0 | 0 | 0 | 0 | 0 | 2006 Qtr 1: 0; 2006 Qtr 2: 0; 2006 Qtr 3: 0; 2006 Qtr 4: 0; 2007 Qtr 1: 0; 2007 Qtr 2: 0; 2007 Qtr 3: 0; 2007 Qtr 4: 0; 2008 Qtr 1: 0; 2008 Qtr 2: 0; 2008 Qtr 3: 0; 2008 Qtr 4: 1.8196 | 1.8196
0 | 234129-Software Plug Load Sensors |  | 7 | Commercial | 01-ALC-AllCommercial-OffEquip | 0 |  |  |  |  | 5 | 11 | 0 | 0 | 0 | -6 | 227.001 |  | kWh | 0 | 0 | Commercial |  | Annual | [5 empty] | 5 | 0.96 |  |  |  | 0 | 0 | 0 | 20 | 0 | 0 | 0 | 0 | 0 | 0 | 0 | 0 | 2006 Qtr 1: 0; 2006 Qtr 2: 0; 2006 Qtr 3: 0; 2006 Qtr 4: 0; 2007 Qtr 1: 0; 2007 Qtr 2: 0; 2007 Qtr 3: 0; 2007 Qtr 4: 0; 2008 Qtr 1: 0; 2008 Qtr 2: 0; 2008 Qtr 3: 0; 2008 Qtr 4: 20 | 20
0 | 234129-Software Plug Load Sensors |  | 7 | Commercial | 01-ALC-AllCommercial-OffEquip | 0 |  |  |  |  | 5 | 11 | 0 | 0 | 0 | -6 | 227.001 |  | kWh | 0 | 0 | Commercial |  | Annual | [5 empty] | 5 | 0.96 |  |  |  | 0 | 0 | 0 | 20 | 0 | 0 | 0 | 0 | 0 | 0 | 0 | 0 | 2006 Qtr 1: 0; 2006 Qtr 2: 0; 2006 Qtr 3: 0; 2006 Qtr 4: 0; 2007 Qtr 1: 0; 2007 Qtr 2: 0; 2007 Qtr 3: 0; 2007 Qtr 4: 0; 2008 Qtr 1: 0; 2008 Qtr 2: 0; 2008 Qtr 3: 0; 2008 Qtr 4: 20 | 20
0 | 234129-Software Plug Load Sensors |  | 7 | Commercial | 01-ALC-AllCommercial-OffEquip | 0 |  |  |  |  | 5 | 11 | 0 | 0 | 0 | -6 | 227.001 |  | kWh | 0 | 0 | Commercial |  | Annual | [5 empty] | 5 | 0.96 |  |  |  | 0 | 0 | 0 | 20 | 0 | 0 | 0 | 0 | 0 | 0 | 0 | 0 | 2006 Qtr 1: 0; 2006 Qtr 2: 0; 2006 Qtr 3: 0; 2006 Qtr 4: 0; 2007 Qtr 1: 0; 2007 Qtr 2: 0; 2007 Qtr 3: 0; 2007 Qtr 4: 0; 2008 Qtr 1: 0; 2008 Qtr 2: 0; 2008 Qtr 3: 0; 2008 Qtr 4: 20 | 20
0 | 234129-Software Plug Load Sensors |  | 7 | Commercial | 01-ALC-AllCommercial-OffEquip | 0 |  |  |  |  | 5 | 11 | 0 | 0 | 0 | -6 | 227.001 |  | kWh | 0 | 0 | Commercial |  | Annual | [5 empty] | 5 | 0.96 |  |  |  | 0 | 0 | 0 | 20 | 0 | 0 | 0 | 0 | 0 | 0 | 0 | 0 | 2006 Qtr 1: 0; 2006 Qtr 2: 0; 2006 Qtr 3: 0; 2006 Qtr 4: 0; 2007 Qtr 1: 0; 2007 Qtr 2: 0; 2007 Qtr 3: 0; 2007 Qtr 4: 0; 2008 Qtr 1: 0; 2008 Qtr 2: 0; 2008 Qtr 3: 0; 2008 Qtr 4: 20 | 20
0 | 234129-Software Plug Load Sensors |  | 7 | Commercial | 01-ALC-AllCommercial-OffEquip | 0 |  |  |  |  | 5 | 11 | 0 | 0 | 0 | -6 | 227.001 |  | kWh | 0 | 0 | Commercial |  | Annual | [5 empty] | 5 | 0.96 |  |  |  | 0 | 0 | 0 | 20 | 0 | 0 | 0 | 0 | 0 | 0 | 0 | 0 | 2006 Qtr 1: 0; 2006 Qtr 2: 0; 2006 Qtr 3: 0; 2006 Qtr 4: 0; 2007 Qtr 1: 0; 2007 Qtr 2: 0; 2007 Qtr 3: 0; 2007 Qtr 4: 0; 2008 Qtr 1: 0; 2008 Qtr 2: 0; 2008 Qtr 3: 0; 2008 Qtr 4: 20 | 20
0 | 234129-Software Plug Load Sensors |  | 7 | Commercial | 01-ALC-AllCommercial-OffEquip | 0 |  |  |  |  | 5 | 11 | 0 | 0 | 0 | -6 | 227.001 |  | kWh | 0 | 0 | Commercial |  | Annual | [5 empty] | 5 | 0.96 |  |  |  | 0 | 0 | 0 | 20 | 0 | 0 | 0 | 0 | 0 | 0 | 0 | 0 | 2006 Qtr 1: 0; 2006 Qtr 2: 0; 2006 Qtr 3: 0; 2006 Qtr 4: 0; 2007 Qtr 1: 0; 2007 Qtr 2: 0; 2007 Qtr 3: 0; 2007 Qtr 4: 0; 2008 Qtr 1: 0; 2008 Qtr 2: 0; 2008 Qtr 3: 0; 2008 Qtr 4: 20 | 20
0 | 234129-Software Plug Load Sensors |  | 7 | Commercial | 01-ALC-AllCommercial-OffEquip | 0 |  |  |  |  | 5 | 11 | 0 | 0 | 0 | -6 | 227.001 |  | kWh | 0 | 0 | Commercial |  | Annual | [5 empty] | 5 | 0.96 |  |  |  | 0 | 0 | 0 | 20 | 0 | 0 | 0 | 0 | 0 | 0 | 0 | 0 | 2006 Qtr 1: 0; 2006 Qtr 2: 0; 2006 Qtr 3: 0; 2006 Qtr 4: 0; 2007 Qtr 1: 0; 2007 Qtr 2: 0; 2007 Qtr 3: 0; 2007 Qtr 4: 0; 2008 Qtr 1: 0; 2008 Qtr 2: 0; 2008 Qtr 3: 0; 2008 Qtr 4: 20 | 20
0 | 234129-Software Plug Load Sensors |  | 7 | Commercial | 01-ALC-AllCommercial-OffEquip | 0 |  |  |  |  | 5 | 11 | 0 | 0 | 0 | -6 | 227.001 |  | kWh | 0 | 0 | Commercial |  | Annual | [5 empty] | 5 | 0.96 |  |  |  | 0 | 0 | 0 | 20 | 0 | 0 | 0 | 0 | 0 | 0 | 0 | 0 | 2006 Qtr 1: 0; 2006 Qtr 2: 0; 2006 Qtr 3: 0; 2006 Qtr 4: 0; 2007 Qtr 1: 0; 2007 Qtr 2: 0; 2007 Qtr 3: 0; 2007 Qtr 4: 0; 2008 Qtr 1: 0; 2008 Qtr 2: 0; 2008 Qtr 3: 0; 2008 Qtr 4: 20 | 20
0 | 234361-Lighting-IntrHiByLnrFlscntFxtr244wrplc400w(TrI)Tr2 |  | 7 | Commercial | 01-ALC-AllCommercial-IntLight | 0 |  |  |  |  | 328.193 | 115.3803 | 0 | 0 | 0 | 212.8126 | 742.58 |  | kWh | 0.17892 | -1.2161 | Commercial |  | Annual | [5 empty] | 11 | 0.96 |  |  |  | 0 | 0 | 0 | 92.6284 | 0 | 0 | 0 | 0 | 0 | 0 | 0 | 0 | 2006 Qtr 1: 0; 2006 Qtr 2: 0; 2006 Qtr 3: 0; 2006 Qtr 4: 0; 2007 Qtr 1: 0; 2007 Qtr 2: 0; 2007 Qtr 3: 0; 2007 Qtr 4: 0; 2008 Qtr 1: 92.6284; 2008 Qtr 2: 0; 2008 Qtr 3: 0; 2008 Qtr 4: 0 | 92.6284
0 | 234286-Lighting-Occpncy Snsr-Hi-Bay integrated Snsr-Tr2 |  | 7 | Commercial | 01-ALC-AllCommercial-IntLight | 0 |  |  |  |  | 141 | 95.5 | 0 | 0 | 0 | 45.5 | 1661 |  | kWh | 0 | 0 | Commercial |  | Annual | [5 empty] | 8 | 0.96 |  |  |  | 0 | 0 | 0 | 95 | 0 | 0 | 0 | 0 | 0 | 0 | 0 | 0 | 2006 Qtr 1: 0; 2006 Qtr 2: 0; 2006 Qtr 3: 0; 2006 Qtr 4: 0; 2007 Qtr 1: 0; 2007 Qtr 2: 0; 2007 Qtr 3: 0; 2007 Qtr 4: 0; 2008 Qtr 1: 95; 2008 Qtr 2: 0; 2008 Qtr 3: 0; 2008 Qtr 4: 0 | 95
0 | 234129-Software Plug Load Sensors |  | 7 | Commercial | 01-ALC-AllCommercial-OffEquip | 0 |  |  |  |  | 5 | 11 | 0 | 0 | 0 | -6 | 227.001 |  | kWh | 0 | 0 | Commercial |  | Annual | [5 empty] | 5 | 0.96 |  |  |  | 0 | 0 | 0 | 20 | 0 | 0 | 0 | 0 | 0 | 0 | 0 | 0 | 2006 Qtr 1: 0; 2006 Qtr 2: 0; 2006 Qtr 3: 0; 2006 Qtr 4: 0; 2007 Qtr 1: 0; 2007 Qtr 2: 0; 2007 Qtr 3: 0; 2007 Qtr 4: 0; 2008 Qtr 1: 0; 2008 Qtr 2: 0; 2008 Qtr 3: 0; 2008 Qtr 4: 20 | 20
0 | 234129-Software Plug Load Sensors |  | 7 | Commercial | 01-ALC-AllCommercial-OffEquip | 0 |  |  |  |  | 5 | 11 | 0 | 0 | 0 | -6 | 227.001 |  | kWh | 0 | 0 | Commercial |  | Annual | [5 empty] | 5 | 0.96 |  |  |  | 0 | 0 | 0 | 20 | 0 | 0 | 0 | 0 | 0 | 0 | 0 | 0 | 2006 Qtr 1: 0; 2006 Qtr 2: 0; 2006 Qtr 3: 0; 2006 Qtr 4: 0; 2007 Qtr 1: 0; 2007 Qtr 2: 0; 2007 Qtr 3: 0; 2007 Qtr 4: 0; 2008 Qtr 1: 0; 2008 Qtr 2: 0; 2008 Qtr 3: 0; 2008 Qtr 4: 20 | 20
0 | 234340-Lighting-Intr HiBy Lnr FlrscntFxtr600w rplc>400Tr1 |  | 7 | Commercial | 23-RTL-Retail–SingleStorylarge-LIT_INT | 0 |  |  |  |  | 666.6419 | 216.4022 | 0 | 0 | 0 | 450.2397 | 1735.0005 |  | kWh | 0.43997 | -2.3602 | Commercial |  | Annual | [5 empty] | 11 | 0.96 |  |  |  | 0 | 0 | 0 | 11.7004 | 0 | 0 | 0 | 0 | 0 | 0 | 0 | 0 | 2006 Qtr 1: 0; 2006 Qtr 2: 0; 2006 Qtr 3: 0; 2006 Qtr 4: 0; 2007 Qtr 1: 0; 2007 Qtr 2: 0; 2007 Qtr 3: 0; 2007 Qtr 4: 0; 2008 Qtr 1: 0; 2008 Qtr 2: 0; 2008 Qtr 3: 0; 2008 Qtr 4: 11.7004 | 11.7004
0 | 234285-Lighting-Occpncy Snsr-Hi-Bay integrated Snsr-Tr1 |  | 7 | Commercial | 23-RTL-Retail–SingleStorylarge-LIT_INT | 0 |  |  |  |  | 140.9479 | 95.5 | 0 | 0 | 0 | 45.4479 | 1661 |  | kWh | 0 | 0 | Commercial |  | Annual | [5 empty] | 8 | 0.96 |  |  |  | 0 | 0 | 0 | 12 | 0 | 0 | 0 | 0 | 0 | 0 | 0 | 0 | 2006 Qtr 1: 0; 2006 Qtr 2: 0; 2006 Qtr 3: 0; 2006 Qtr 4: 0; 2007 Qtr 1: 0; 2007 Qtr 2: 0; 2007 Qtr 3: 0; 2007 Qtr 4: 0; 2008 Qtr 1: 0; 2008 Qtr 2: 0; 2008 Qtr 3: 0; 2008 Qtr 4: 12 | 12
0 | 234340-Lighting-Intr HiBy Lnr FlrscntFxtr600w rplc>400Tr1 |  | 7 | Commercial | 23-RTL-Retail–SingleStorylarge-LIT_INT | 0 |  |  |  |  | 666.6419 | 216.4022 | 0 | 0 | 0 | 450.2397 | 1735.0005 |  | kWh | 0.43997 | -2.3602 | Commercial |  | Annual | [5 empty] | 11 | 0.96 |  |  |  | 0 | 0 | 0 | 12.6755 | 0 | 0 | 0 | 0 | 0 | 0 | 0 | 0 | 2006 Qtr 1: 0; 2006 Qtr 2: 0; 2006 Qtr 3: 0; 2006 Qtr 4: 0; 2007 Qtr 1: 0; 2007 Qtr 2: 0; 2007 Qtr 3: 0; 2007 Qtr 4: 0; 2008 Qtr 1: 0; 2008 Qtr 2: 0; 2008 Qtr 3: 0; 2008 Qtr 4: 12.6755 | 12.6755
0 | 234285-Lighting-Occpncy Snsr-Hi-Bay integrated Snsr-Tr1 |  | 7 | Commercial | 23-RTL-Retail–SingleStorylarge-LIT_INT | 0 |  |  |  |  | 140.9479 | 95.5 | 0 | 0 | 0 | 45.4479 | 1661 |  | kWh | 0 | 0 | Commercial |  | Annual | [5 empty] | 8 | 0.96 |  |  |  | 0 | 0 | 0 | 13 | 0 | 0 | 0 | 0 | 0 | 0 | 0 | 0 | 2006 Qtr 1: 0; 2006 Qtr 2: 0; 2006 Qtr 3: 0; 2006 Qtr 4: 0; 2007 Qtr 1: 0; 2007 Qtr 2: 0; 2007 Qtr 3: 0; 2007 Qtr 4: 0; 2008 Qtr 1: 0; 2008 Qtr 2: 0; 2008 Qtr 3: 0; 2008 Qtr 4: 13 | 13
0 | 234340-Lighting-Intr HiBy Lnr FlrscntFxtr600w rplc>400Tr1 |  | 7 | Commercial | 23-RTL-Retail–SingleStorylarge-LIT_INT | 0 |  |  |  |  | 666.6419 | 216.4022 | 0 | 0 | 0 | 450.2397 | 1735.0005 |  | kWh | 0.43997 | -2.3602 | Commercial |  | Annual | [5 empty] | 11 | 0.96 |  |  |  | 0 | 0 | 0 | 17.5507 | 0 | 0 | 0 | 0 | 0 | 0 | 0 | 0 | 2006 Qtr 1: 0; 2006 Qtr 2: 0; 2006 Qtr 3: 0; 2006 Qtr 4: 0; 2007 Qtr 1: 0; 2007 Qtr 2: 0; 2007 Qtr 3: 0; 2007 Qtr 4: 0; 2008 Qtr 1: 0; 2008 Qtr 2: 0; 2008 Qtr 3: 0; 2008 Qtr 4: 17.5507 | 17.5507
0 | 234285-Lighting-Occpncy Snsr-Hi-Bay integrated Snsr-Tr1 |  | 7 | Commercial | 23-RTL-Retail–SingleStorylarge-LIT_INT | 0 |  |  |  |  | 140.9479 | 95.5 | 0 | 0 | 0 | 45.4479 | 1661 |  | kWh | 0 | 0 | Commercial |  | Annual | [5 empty] | 8 | 0.96 |  |  |  | 0 | 0 | 0 | 18 | 0 | 0 | 0 | 0 | 0 | 0 | 0 | 0 | 2006 Qtr 1: 0; 2006 Qtr 2: 0; 2006 Qtr 3: 0; 2006 Qtr 4: 0; 2007 Qtr 1: 0; 2007 Qtr 2: 0; 2007 Qtr 3: 0; 2007 Qtr 4: 0; 2008 Qtr 1: 0; 2008 Qtr 2: 0; 2008 Qtr 3: 0; 2008 Qtr 4: 18 | 18
0 | 234129-Software Plug Load Sensors |  | 7 | Commercial | 01-ALC-AllCommercial-OffEquip | 0 |  |  |  |  | 5 | 11 | 0 | 0 | 0 | -6 | 227.001 |  | kWh | 0 | 0 | Commercial |  | Annual | [5 empty] | 5 | 0.96 |  |  |  | 0 | 0 | 0 | 20 | 0 | 0 | 0 | 0 | 0 | 0 | 0 | 0 | 2006 Qtr 1: 0; 2006 Qtr 2: 0; 2006 Qtr 3: 0; 2006 Qtr 4: 0; 2007 Qtr 1: 0; 2007 Qtr 2: 0; 2007 Qtr 3: 0; 2007 Qtr 4: 0; 2008 Qtr 1: 0; 2008 Qtr 2: 0; 2008 Qtr 3: 0; 2008 Qtr 4: 20 | 20
0 | 234129-Software Plug Load Sensors |  | 7 | Commercial | 01-ALC-AllCommercial-OffEquip | 0 |  |  |  |  | 5 | 11 | 0 | 0 | 0 | -6 | 227.001 |  | kWh | 0 | 0 | Commercial |  | Annual | [5 empty] | 5 | 0.96 |  |  |  | 0 | 0 | 0 | 20 | 0 | 0 | 0 | 0 | 0 | 0 | 0 | 0 | 2006 Qtr 1: 0; 2006 Qtr 2: 0; 2006 Qtr 3: 0; 2006 Qtr 4: 0; 2007 Qtr 1: 0; 2007 Qtr 2: 0; 2007 Qtr 3: 0; 2007 Qtr 4: 0; 2008 Qtr 1: 0; 2008 Qtr 2: 0; 2008 Qtr 3: 0; 2008 Qtr 4: 20 | 20
0 | 234129-Software Plug Load Sensors |  | 7 | Commercial | 01-ALC-AllCommercial-OffEquip | 0 |  |  |  |  | 5 | 11 | 0 | 0 | 0 | -6 | 227.001 |  | kWh | 0 | 0 | Commercial |  | Annual | [5 empty] | 5 | 0.96 |  |  |  | 0 | 0 | 0 | 20 | 0 | 0 | 0 | 0 | 0 | 0 | 0 | 0 | 2006 Qtr 1: 0; 2006 Qtr 2: 0; 2006 Qtr 3: 0; 2006 Qtr 4: 0; 2007 Qtr 1: 0; 2007 Qtr 2: 0; 2007 Qtr 3: 0; 2007 Qtr 4: 0; 2008 Qtr 1: 0; 2008 Qtr 2: 0; 2008 Qtr 3: 0; 2008 Qtr 4: 20 | 20
0 | 234129-Software Plug Load Sensors |  | 7 | Commercial | 01-ALC-AllCommercial-OffEquip | 0 |  |  |  |  | 5 | 11 | 0 | 0 | 0 | -6 | 227.001 |  | kWh | 0 | 0 | Commercial |  | Annual | [5 empty] | 5 | 0.96 |  |  |  | 0 | 0 | 0 | 20 | 0 | 0 | 0 | 0 | 0 | 0 | 0 | 0 | 2006 Qtr 1: 0; 2006 Qtr 2: 0; 2006 Qtr 3: 0; 2006 Qtr 4: 0; 2007 Qtr 1: 0; 2007 Qtr 2: 0; 2007 Qtr 3: 0; 2007 Qtr 4: 0; 2008 Qtr 1: 0; 2008 Qtr 2: 0; 2008 Qtr 3: 0; 2008 Qtr 4: 20 | 20
0 | 234340-Lighting-Intr HiBy Lnr FlrscntFxtr600w rplc>400Tr1 |  | 7 | Commercial | 23-RTL-Retail–SingleStorylarge-LIT_INT | 0 |  |  |  |  | 666.6419 | 216.4022 | 0 | 0 | 0 | 450.2397 | 1735.0005 |  | kWh | 0.43997 | -2.3602 | Commercial |  | Annual | [5 empty] | 11 | 0.96 |  |  |  | 0 | 0 | 0 | 18.5257 | 0 | 0 | 0 | 0 | 0 | 0 | 0 | 0 | 2006 Qtr 1: 0; 2006 Qtr 2: 0; 2006 Qtr 3: 0; 2006 Qtr 4: 0; 2007 Qtr 1: 0; 2007 Qtr 2: 0; 2007 Qtr 3: 0; 2007 Qtr 4: 0; 2008 Qtr 1: 0; 2008 Qtr 2: 0; 2008 Qtr 3: 0; 2008 Qtr 4: 18.5257 | 18.5257
0 | 234285-Lighting-Occpncy Snsr-Hi-Bay integrated Snsr-Tr1 |  | 7 | Commercial | 23-RTL-Retail–SingleStorylarge-LIT_INT | 0 |  |  |  |  | 140.9479 | 95.5 | 0 | 0 | 0 | 45.4479 | 1661 |  | kWh | 0 | 0 | Commercial |  | Annual | [5 empty] | 8 | 0.96 |  |  |  | 0 | 0 | 0 | 19 | 0 | 0 | 0 | 0 | 0 | 0 | 0 | 0 | 2006 Qtr 1: 0; 2006 Qtr 2: 0; 2006 Qtr 3: 0; 2006 Qtr 4: 0; 2007 Qtr 1: 0; 2007 Qtr 2: 0; 2007 Qtr 3: 0; 2007 Qtr 4: 0; 2008 Qtr 1: 0; 2008 Qtr 2: 0; 2008 Qtr 3: 0; 2008 Qtr 4: 19 | 19
0 | 234129-Software Plug Load Sensors |  | 7 | Commercial | 01-ALC-AllCommercial-OffEquip | 0 |  |  |  |  | 5 | 11 | 0 | 0 | 0 | -6 | 227.001 |  | kWh | 0 | 0 | Commercial |  | Annual | [5 empty] | 5 | 0.96 |  |  |  | 0 | 0 | 0 | 40 | 0 | 0 | 0 | 0 | 0 | 0 | 0 | 0 | 2006 Qtr 1: 0; 2006 Qtr 2: 0; 2006 Qtr 3: 0; 2006 Qtr 4: 0; 2007 Qtr 1: 0; 2007 Qtr 2: 0; 2007 Qtr 3: 0; 2007 Qtr 4: 0; 2008 Qtr 1: 0; 2008 Qtr 2: 0; 2008 Qtr 3: 0; 2008 Qtr 4: 40 | 40
0 | 234129-Software Plug Load Sensors |  | 7 | Commercial | 01-ALC-AllCommercial-OffEquip | 0 |  |  |  |  | 5 | 11 | 0 | 0 | 0 | -6 | 227.001 |  | kWh | 0 | 0 | Commercial |  | Annual | [5 empty] | 5 | 0.96 |  |  |  | 0 | 0 | 0 | 20 | 0 | 0 | 0 | 0 | 0 | 0 | 0 | 0 | 2006 Qtr 1: 0; 2006 Qtr 2: 0; 2006 Qtr 3: 0; 2006 Qtr 4: 0; 2007 Qtr 1: 0; 2007 Qtr 2: 0; 2007 Qtr 3: 0; 2007 Qtr 4: 0; 2008 Qtr 1: 0; 2008 Qtr 2: 0; 2008 Qtr 3: 0; 2008 Qtr 4: 20 | 20
0 | 234330-Premium T8 with T12 40 Watt Baseline - Tr1 |  | 7 | Commercial | 01-ALC-AllCommercial-IntLight | 0 |  |  |  |  | 13.9589 | 13.1897 | 0 | 0 | 0 | 0.76922 | 28.2231 |  | kWh | 0.0076505 | -0.04622 | Commercial |  | Annual | [5 empty] | 11 | 0.96 |  |  |  | 0 | 0 | 0 | 21.8353 | 0 | 0 | 0 | 0 | 0 | 0 | 0 | 0 | 2006 Qtr 1: 0; 2006 Qtr 2: 0; 2006 Qtr 3: 0; 2006 Qtr 4: 0; 2007 Qtr 1: 0; 2007 Qtr 2: 0; 2007 Qtr 3: 0; 2007 Qtr 4: 0; 2008 Qtr 1: 21.8353; 2008 Qtr 2: 0; 2008 Qtr 3: 0; 2008 Qtr 4: 0 | 21.8353
0 | 234303-Lighting-Remove 4 Ft Lamp (De-Lamp) - Tr1 | COFL00AVDEL01 | 7 | Commercial | 01-ALC-AllCommercial-IntLight | 0 |  |  |  |  | 28.2518 | 16.4871 | 0 | 0 | 0 | 11.7647 | 93.8474 |  | kWh | 0.025439 | -0.15369 | Commercial |  | Annual | [5 empty] | 11 | 0.96 |  |  |  | 0 | 0 | 0 | 21.8353 | 0 | 0 | 0 | 0 | 0 | 0 | 0 | 0 | 2006 Qtr 1: 0; 2006 Qtr 2: 0; 2006 Qtr 3: 0; 2006 Qtr 4: 0; 2007 Qtr 1: 0; 2007 Qtr 2: 0; 2007 Qtr 3: 0; 2007 Qtr 4: 0; 2008 Qtr 1: 21.8353; 2008 Qtr 2: 0; 2008 Qtr 3: 0; 2008 Qtr 4: 0 | 21.8353
0 | 234129-Software Plug Load Sensors |  | 7 | Commercial | 01-ALC-AllCommercial-OffEquip | 0 |  |  |  |  | 5 | 11 | 0 | 0 | 0 | -6 | 227.001 |  | kWh | 0 | 0 | Commercial |  | Annual | [5 empty] | 5 | 0.96 |  |  |  | 0 | 0 | 0 | 20 | 0 | 0 | 0 | 0 | 0 | 0 | 0 | 0 | 2006 Qtr 1: 0; 2006 Qtr 2: 0; 2006 Qtr 3: 0; 2006 Qtr 4: 0; 2007 Qtr 1: 0; 2007 Qtr 2: 0; 2007 Qtr 3: 0; 2007 Qtr 4: 0; 2008 Qtr 1: 0; 2008 Qtr 2: 0; 2008 Qtr 3: 0; 2008 Qtr 4: 20 | 20
0 | 234129-Software Plug Load Sensors |  | 7 | Commercial | 01-ALC-AllCommercial-OffEquip | 0 |  |  |  |  | 5 | 11 | 0 | 0 | 0 | -6 | 227.001 |  | kWh | 0 | 0 | Commercial |  | Annual | [5 empty] | 5 | 0.96 |  |  |  | 0 | 0 | 0 | 20 | 0 | 0 | 0 | 0 | 0 | 0 | 0 | 0 | 2006 Qtr 1: 0; 2006 Qtr 2: 0; 2006 Qtr 3: 0; 2006 Qtr 4: 0; 2007 Qtr 1: 0; 2007 Qtr 2: 0; 2007 Qtr 3: 0; 2007 Qtr 4: 0; 2008 Qtr 1: 0; 2008 Qtr 2: 0; 2008 Qtr 3: 0; 2008 Qtr 4: 20 | 20
0 | 234330-Premium T8 with T12 40 Watt Baseline - Tr1 |  | 7 | Commercial | 23-RTL-Retail–SingleStorylarge-LIT_INT | 0 |  |  |  |  | 13.9589 | 13.1897 | 0 | 0 | 0 | 0.76922 | 35.6051 |  | kWh | 0.010639 | -0.048435 | Commercial |  | Annual | [5 empty] | 11 | 0.96 |  |  |  | 0 | 0 | 0 | 100.0782 | 0 | 0 | 0 | 0 | 0 | 0 | 0 | 0 | 2006 Qtr 1: 0; 2006 Qtr 2: 0; 2006 Qtr 3: 0; 2006 Qtr 4: 0; 2007 Qtr 1: 0; 2007 Qtr 2: 0; 2007 Qtr 3: 0; 2007 Qtr 4: 0; 2008 Qtr 1: 100.0782; 2008 Qtr 2: 0; 2008 Qtr 3: 0; 2008 Qtr 4: 0 | 100.0782
0 | 234303-Lighting-Remove 4 Ft Lamp (De-Lamp) - Tr1 | COFL00AVDEL01 | 7 | Commercial | 23-RTL-Retail–SingleStorylarge-LIT_INT | 0 |  |  |  |  | 28.2518 | 16.4871 | 0 | 0 | 0 | 11.7647 | 118.3941 |  | kWh | 0.035378 | -0.16106 | Commercial |  | Annual | [5 empty] | 11 | 0.96 |  |  |  | 0 | 0 | 0 | 72.7842 | 0 | 0 | 0 | 0 | 0 | 0 | 0 | 0 | 2006 Qtr 1: 0; 2006 Qtr 2: 0; 2006 Qtr 3: 0; 2006 Qtr 4: 0; 2007 Qtr 1: 0; 2007 Qtr 2: 0; 2007 Qtr 3: 0; 2007 Qtr 4: 0; 2008 Qtr 1: 72.7842; 2008 Qtr 2: 0; 2008 Qtr 3: 0; 2008 Qtr 4: 0 | 72.7842
0 | 234129-Software Plug Load Sensors |  | 7 | Commercial | 01-ALC-AllCommercial-OffEquip | 0 |  |  |  |  | 5 | 11 | 0 | 0 | 0 | -6 | 227.001 |  | kWh | 0 | 0 | Commercial |  | Annual | [5 empty] | 5 | 0.96 |  |  |  | 0 | 0 | 0 | 20 | 0 | 0 | 0 | 0 | 0 | 0 | 0 | 0 | 2006 Qtr 1: 0; 2006 Qtr 2: 0; 2006 Qtr 3: 0; 2006 Qtr 4: 0; 2007 Qtr 1: 0; 2007 Qtr 2: 0; 2007 Qtr 3: 0; 2007 Qtr 4: 0; 2008 Qtr 1: 0; 2008 Qtr 2: 0; 2008 Qtr 3: 0; 2008 Qtr 4: 20 | 20
0 | 234330-Premium T8 with T12 40 Watt Baseline - Tr1 |  | 7 | Commercial | 23-RTL-Retail–SingleStorylarge-LIT_INT | 0 |  |  |  |  | 13.9589 | 13.1897 | 0 | 0 | 0 | 0.76922 | 35.6051 |  | kWh | 0.010639 | -0.048435 | Commercial |  | Annual | [5 empty] | 11 | 0.96 |  |  |  | 0 | 0 | 0 | 52.7685 | 0 | 0 | 0 | 0 | 0 | 0 | 0 | 0 | 2006 Qtr 1: 0; 2006 Qtr 2: 0; 2006 Qtr 3: 0; 2006 Qtr 4: 0; 2007 Qtr 1: 0; 2007 Qtr 2: 0; 2007 Qtr 3: 0; 2007 Qtr 4: 0; 2008 Qtr 1: 52.7685; 2008 Qtr 2: 0; 2008 Qtr 3: 0; 2008 Qtr 4: 0 | 52.7685
0 | 234303-Lighting-Remove 4 Ft Lamp (De-Lamp) - Tr1 | COFL00AVDEL01 | 7 | Commercial | 23-RTL-Retail–SingleStorylarge-LIT_INT | 0 |  |  |  |  | 28.2518 | 16.4871 | 0 | 0 | 0 | 11.7647 | 118.3941 |  | kWh | 0.035378 | -0.16106 | Commercial |  | Annual | [5 empty] | 11 | 0.96 |  |  |  | 0 | 0 | 0 | 43.6705 | 0 | 0 | 0 | 0 | 0 | 0 | 0 | 0 | 2006 Qtr 1: 0; 2006 Qtr 2: 0; 2006 Qtr 3: 0; 2006 Qtr 4: 0; 2007 Qtr 1: 0; 2007 Qtr 2: 0; 2007 Qtr 3: 0; 2007 Qtr 4: 0; 2008 Qtr 1: 43.6705; 2008 Qtr 2: 0; 2008 Qtr 3: 0; 2008 Qtr 4: 0 | 43.6705
0 | 234330-Premium T8 with T12 40 Watt Baseline - Tr1 |  | 10 | Commercial | 01-ALC-AllCommercial-IntLight | 0 |  |  |  |  | 13.9589 | 13.1897 | 0 | 0 | 0 | 0.76922 | 28.2231 |  | kWh | 0.0076505 | -0.04622 | Commercial |  | Annual | [5 empty] | 11 | 0.96 |  |  |  | 0 | 0 | 0 | 29.1137 | 0 | 0 | 0 | 0 | 0 | 0 | 0 | 0 | 2006 Qtr 1: 0; 2006 Qtr 2: 0; 2006 Qtr 3: 0; 2006 Qtr 4: 0; 2007 Qtr 1: 0; 2007 Qtr 2: 0; 2007 Qtr 3: 0; 2007 Qtr 4: 0; 2008 Qtr 1: 29.1137; 2008 Qtr 2: 0; 2008 Qtr 3: 0; 2008 Qtr 4: 0 | 29.1137
0 | 234303-Lighting-Remove 4 Ft Lamp (De-Lamp) - Tr1 | COFL00AVDEL01 | 10 | Commercial | 01-ALC-AllCommercial-IntLight | 0 |  |  |  |  | 28.2518 | 16.4871 | 0 | 0 | 0 | 11.7647 | 93.8474 |  | kWh | 0.025439 | -0.15369 | Commercial |  | Annual | [5 empty] | 11 | 0.96 |  |  |  | 0 | 0 | 0 | 29.1137 | 0 | 0 | 0 | 0 | 0 | 0 | 0 | 0 | 2006 Qtr 1: 0; 2006 Qtr 2: 0; 2006 Qtr 3: 0; 2006 Qtr 4: 0; 2007 Qtr 1: 0; 2007 Qtr 2: 0; 2007 Qtr 3: 0; 2007 Qtr 4: 0; 2008 Qtr 1: 29.1137; 2008 Qtr 2: 0; 2008 Qtr 3: 0; 2008 Qtr 4: 0 | 29.1137
0 | 234294-Lighting-Occupancy Sensor-Wallbox Lghtng Snsr-Tr1 | CALC00AVOCC01 | 10 | Commercial | 01-ALC-AllCommercial-IntLight | 0 |  |  |  |  | 42.2727 | 40 | 0 | 0 | 0 | 2.2727 | 213.759 |  | kWh | 0.17617 | 0 | Commercial |  | Annual | [5 empty] | 8 | 0.96 |  |  |  | 0 | 0 | 0 | 52 | 0 | 0 | 0 | 0 | 0 | 0 | 0 | 0 | 2006 Qtr 1: 0; 2006 Qtr 2: 0; 2006 Qtr 3: 0; 2006 Qtr 4: 0; 2007 Qtr 1: 0; 2007 Qtr 2: 0; 2007 Qtr 3: 0; 2007 Qtr 4: 0; 2008 Qtr 1: 52; 2008 Qtr 2: 0; 2008 Qtr 3: 0; 2008 Qtr 4: 0 | 52
0 | 234330-Premium T8 with T12 40 Watt Baseline - Tr1 |  | 7 | Commercial | 01-ALC-AllCommercial-IntLight | 0 |  |  |  |  | 13.9589 | 13.1897 | 0 | 0 | 0 | 0.76922 | 28.2231 |  | kWh | 0.0076505 | -0.04622 | Commercial |  | Annual | [5 empty] | 11 | 0.96 |  |  |  | 0 | 0 | 0 | 5.4588 | 0 | 0 | 0 | 0 | 0 | 0 | 0 | 0 | 2006 Qtr 1: 0; 2006 Qtr 2: 0; 2006 Qtr 3: 0; 2006 Qtr 4: 0; 2007 Qtr 1: 0; 2007 Qtr 2: 0; 2007 Qtr 3: 0; 2007 Qtr 4: 0; 2008 Qtr 1: 0; 2008 Qtr 2: 0; 2008 Qtr 3: 0; 2008 Qtr 4: 5.4588 | 5.4588
0 | 234312-Lighting-Screw in 14-26 Watt Lamp - Tr1 | Averaged DEER Msrs | 7 | Commercial | 01-ALC-AllCommercial-IntLight | 0 |  |  |  |  | 10.5108 | 10.3931 | 0 | 0 | 0 | 0.11768 | 108.0903 |  | kWh | 0.0068915 | -0.1892 | Commercial |  | Annual | [5 empty] | 1.74 | 0.96 |  |  |  | 0 | 0 | 0 | 43.7792 | 0 | 0 | 0 | 0 | 0 | 0 | 0 | 0 | 2006 Qtr 1: 0; 2006 Qtr 2: 0; 2006 Qtr 3: 0; 2006 Qtr 4: 0; 2007 Qtr 1: 0; 2007 Qtr 2: 0; 2007 Qtr 3: 0; 2007 Qtr 4: 0; 2008 Qtr 1: 0; 2008 Qtr 2: 0; 2008 Qtr 3: 0; 2008 Qtr 4: 43.7792 | 43.7792
0 | 234294-Lighting-Occupancy Sensor-Wallbox Lghtng Snsr-Tr1 | CALC00AVOCC01 | 7 | Commercial | 01-ALC-AllCommercial-IntLight | 0 |  |  |  |  | 42.2727 | 40 | 0 | 0 | 0 | 2.2727 | 213.759 |  | kWh | 0.17617 | 0 | Commercial |  | Annual | [5 empty] | 8 | 0.96 |  |  |  | 0 | 0 | 0 | 37 | 0 | 0 | 0 | 0 | 0 | 0 | 0 | 0 | 2006 Qtr 1: 0; 2006 Qtr 2: 0; 2006 Qtr 3: 0; 2006 Qtr 4: 0; 2007 Qtr 1: 0; 2007 Qtr 2: 0; 2007 Qtr 3: 0; 2007 Qtr 4: 0; 2008 Qtr 1: 0; 2008 Qtr 2: 0; 2008 Qtr 3: 0; 2008 Qtr 4: 37 | 37
0 | 234330-Premium T8 with T12 40 Watt Baseline - Tr1 |  | 7 | Commercial | 01-ALC-AllCommercial-IntLight | 0 |  |  |  |  | 13.9589 | 13.1897 | 0 | 0 | 0 | 0.76922 | 28.2231 |  | kWh | 0.0076505 | -0.04622 | Commercial |  | Annual | [5 empty] | 11 | 0.96 |  |  |  | 0 | 0 | 0 | 114.6351 | 0 | 0 | 0 | 0 | 0 | 0 | 0 | 0 | 2006 Qtr 1: 0; 2006 Qtr 2: 0; 2006 Qtr 3: 0; 2006 Qtr 4: 0; 2007 Qtr 1: 0; 2007 Qtr 2: 0; 2007 Qtr 3: 0; 2007 Qtr 4: 0; 2008 Qtr 1: 0; 2008 Qtr 2: 0; 2008 Qtr 3: 0; 2008 Qtr 4: 114.6351 | 114.6351
0 | 234303-Lighting-Remove 4 Ft Lamp (De-Lamp) - Tr1 | COFL00AVDEL01 | 7 | Commercial | 01-ALC-AllCommercial-IntLight | 0 |  |  |  |  | 28.2518 | 16.4871 | 0 | 0 | 0 | 11.7647 | 93.8474 |  | kWh | 0.025439 | -0.15369 | Commercial |  | Annual | [5 empty] | 11 | 0.96 |  |  |  | 0 | 0 | 0 | 41.8509 | 0 | 0 | 0 | 0 | 0 | 0 | 0 | 0 | 2006 Qtr 1: 0; 2006 Qtr 2: 0; 2006 Qtr 3: 0; 2006 Qtr 4: 0; 2007 Qtr 1: 0; 2007 Qtr 2: 0; 2007 Qtr 3: 0; 2007 Qtr 4: 0; 2008 Qtr 1: 0; 2008 Qtr 2: 0; 2008 Qtr 3: 0; 2008 Qtr 4: 41.8509 | 41.8509
0 | 234312-Lighting-Screw in 14-26 Watt Lamp - Tr1 | Averaged DEER Msrs | 7 | Commercial | 01-ALC-AllCommercial-IntLight | 0 |  |  |  |  | 10.5108 | 10.3931 | 0 | 0 | 0 | 0.11768 | 108.0903 |  | kWh | 0.0068915 | -0.1892 | Commercial |  | Annual | [5 empty] | 1.74 | 0.96 |  |  |  | 0 | 0 | 0 | 103.7229 | 0 | 0 | 0 | 0 | 0 | 0 | 0 | 0 | 2006 Qtr 1: 0; 2006 Qtr 2: 0; 2006 Qtr 3: 0; 2006 Qtr 4: 0; 2007 Qtr 1: 0; 2007 Qtr 2: 0; 2007 Qtr 3: 0; 2007 Qtr 4: 0; 2008 Qtr 1: 0; 2008 Qtr 2: 0; 2008 Qtr 3: 0; 2008 Qtr 4: 103.7229 | 103.7229
0 | 234315-Lighting-Screw in 14-26 Watt Reflector Lamp-Tr1 | Averaged DEER Msrs | 7 | Commercial | 01-ALC-AllCommercial-IntLight | 0 |  |  |  |  | 9.6071 | 9.6507 | 0 | 0 | 0 | -0.043643 | 112.0741 |  | kWh | 0.0071455 | -0.19617 | Commercial |  | Annual | [5 empty] | 2 | 0.96 |  |  |  | 0 | 0 | 0 | 26.941 | 0 | 0 | 0 | 0 | 0 | 0 | 0 | 0 | 2006 Qtr 1: 0; 2006 Qtr 2: 0; 2006 Qtr 3: 0; 2006 Qtr 4: 0; 2007 Qtr 1: 0; 2007 Qtr 2: 0; 2007 Qtr 3: 0; 2007 Qtr 4: 0; 2008 Qtr 1: 0; 2008 Qtr 2: 0; 2008 Qtr 3: 0; 2008 Qtr 4: 26.941 | 26.941
0 | 234294-Lighting-Occupancy Sensor-Wallbox Lghtng Snsr-Tr1 | CALC00AVOCC01 | 7 | Commercial | 01-ALC-AllCommercial-IntLight | 0 |  |  |  |  | 42.2727 | 40 | 0 | 0 | 0 | 2.2727 | 213.759 |  | kWh | 0.17617 | 0 | Commercial |  | Annual | [5 empty] | 8 | 0.96 |  |  |  | 0 | 0 | 0 | 90 | 0 | 0 | 0 | 0 | 0 | 0 | 0 | 0 | 2006 Qtr 1: 0; 2006 Qtr 2: 0; 2006 Qtr 3: 0; 2006 Qtr 4: 0; 2007 Qtr 1: 0; 2007 Qtr 2: 0; 2007 Qtr 3: 0; 2007 Qtr 4: 0; 2008 Qtr 1: 0; 2008 Qtr 2: 0; 2008 Qtr 3: 0; 2008 Qtr 4: 90 | 90
0 | 234331-Premium T8 with T12 40 Watt Baseline - Tr2 |  | 7 | Commercial | 01-ALC-AllCommercial-IntLight | 0 |  |  |  |  | 13.9591 | 9.8923 | 0 | 0 | 0 | 4.0668 | 29.1409 |  | kWh | 0.0078993 | -0.047723 | Commercial |  | Annual | [5 empty] | 11 | 0.96 |  |  |  | 0 | 0 | 0 | 29.1137 | 0 | 0 | 0 | 0 | 0 | 0 | 0 | 0 | 2006 Qtr 1: 0; 2006 Qtr 2: 0; 2006 Qtr 3: 0; 2006 Qtr 4: 0; 2007 Qtr 1: 0; 2007 Qtr 2: 0; 2007 Qtr 3: 0; 2007 Qtr 4: 0; 2008 Qtr 1: 29.1137; 2008 Qtr 2: 0; 2008 Qtr 3: 0; 2008 Qtr 4: 0 | 29.1137
0 | 234304-Lighting-Remove 4 Ft Lamp (De-Lamp) - Tr2 | COFL00AVDEL01 | 7 | Commercial | 01-ALC-AllCommercial-IntLight | 0 |  |  |  |  | 28.2538 | 12.3653 | 0 | 0 | 0 | 15.8885 | 93.8474 |  | kWh | 0.025439 | -0.15369 | Commercial |  | Annual | [5 empty] | 11 | 0.96 |  |  |  | 0 | 0 | 0 | 7.2784 | 0 | 0 | 0 | 0 | 0 | 0 | 0 | 0 | 2006 Qtr 1: 0; 2006 Qtr 2: 0; 2006 Qtr 3: 0; 2006 Qtr 4: 0; 2007 Qtr 1: 0; 2007 Qtr 2: 0; 2007 Qtr 3: 0; 2007 Qtr 4: 0; 2008 Qtr 1: 7.2784; 2008 Qtr 2: 0; 2008 Qtr 3: 0; 2008 Qtr 4: 0 | 7.2784
0 | 234307-Lighting-Remove 8 Ft Lamp (De-Lamp) - Tr2 | CRTL00AVDEL02 | 7 | Commercial | 01-ALC-AllCommercial-IntLight | 0 |  |  |  |  | 28.4684 | 16.4871 | 0 | 0 | 0 | 11.9813 | 154.8826 |  | kWh | 0.041984 | -0.25365 | Commercial |  | Annual | [5 empty] | 11 | 0.96 |  |  |  | 0 | 0 | 0 | 10.9176 | 0 | 0 | 0 | 0 | 0 | 0 | 0 | 0 | 2006 Qtr 1: 0; 2006 Qtr 2: 0; 2006 Qtr 3: 0; 2006 Qtr 4: 0; 2007 Qtr 1: 0; 2007 Qtr 2: 0; 2007 Qtr 3: 0; 2007 Qtr 4: 0; 2008 Qtr 1: 10.9176; 2008 Qtr 2: 0; 2008 Qtr 3: 0; 2008 Qtr 4: 0 | 10.9176
0 | 234129-Software Plug Load Sensors |  | 7 | Commercial | 01-ALC-AllCommercial-OffEquip | 0 |  |  |  |  | 5 | 11 | 0 | 0 | 0 | -6 | 227.001 |  | kWh | 0 | 0 | Commercial |  | Annual | [5 empty] | 5 | 0.96 |  |  |  | 0 | 0 | 0 | 20 | 0 | 0 | 0 | 0 | 0 | 0 | 0 | 0 | 2006 Qtr 1: 0; 2006 Qtr 2: 0; 2006 Qtr 3: 0; 2006 Qtr 4: 0; 2007 Qtr 1: 0; 2007 Qtr 2: 0; 2007 Qtr 3: 0; 2007 Qtr 4: 0; 2008 Qtr 1: 0; 2008 Qtr 2: 0; 2008 Qtr 3: 0; 2008 Qtr 4: 20 | 20
0 | 234129-Software Plug Load Sensors |  | 7 | Commercial | 01-ALC-AllCommercial-OffEquip | 0 |  |  |  |  | 5 | 11 | 0 | 0 | 0 | -6 | 227.001 |  | kWh | 0 | 0 | Commercial |  | Annual | [5 empty] | 5 | 0.96 |  |  |  | 0 | 0 | 0 | 20 | 0 | 0 | 0 | 0 | 0 | 0 | 0 | 0 | 2006 Qtr 1: 0; 2006 Qtr 2: 0; 2006 Qtr 3: 0; 2006 Qtr 4: 0; 2007 Qtr 1: 0; 2007 Qtr 2: 0; 2007 Qtr 3: 0; 2007 Qtr 4: 0; 2008 Qtr 1: 0; 2008 Qtr 2: 0; 2008 Qtr 3: 0; 2008 Qtr 4: 20 | 20
0 | 234330-Premium T8 with T12 40 Watt Baseline - Tr1 |  | 7 | Commercial | 01-ALC-AllCommercial-IntLight | 0 |  |  |  |  | 13.9589 | 13.1897 | 0 | 0 | 0 | 0.76922 | 28.2231 |  | kWh | 0.0076505 | -0.04622 | Commercial |  | Annual | [5 empty] | 11 | 0.96 |  |  |  | 0 | 0 | 0 | 54.5881 | 0 | 0 | 0 | 0 | 0 | 0 | 0 | 0 | 2006 Qtr 1: 0; 2006 Qtr 2: 0; 2006 Qtr 3: 0; 2006 Qtr 4: 0; 2007 Qtr 1: 0; 2007 Qtr 2: 0; 2007 Qtr 3: 0; 2007 Qtr 4: 0; 2008 Qtr 1: 0; 2008 Qtr 2: 0; 2008 Qtr 3: 0; 2008 Qtr 4: 54.5881 | 54.5881
0 | 234303-Lighting-Remove 4 Ft Lamp (De-Lamp) - Tr1 | COFL00AVDEL01 | 7 | Commercial | 01-ALC-AllCommercial-IntLight | 0 |  |  |  |  | 28.2518 | 16.4871 | 0 | 0 | 0 | 11.7647 | 93.8474 |  | kWh | 0.025439 | -0.15369 | Commercial |  | Annual | [5 empty] | 11 | 0.96 |  |  |  | 0 | 0 | 0 | 7.2784 | 0 | 0 | 0 | 0 | 0 | 0 | 0 | 0 | 2006 Qtr 1: 0; 2006 Qtr 2: 0; 2006 Qtr 3: 0; 2006 Qtr 4: 0; 2007 Qtr 1: 0; 2007 Qtr 2: 0; 2007 Qtr 3: 0; 2007 Qtr 4: 0; 2008 Qtr 1: 0; 2008 Qtr 2: 0; 2008 Qtr 3: 0; 2008 Qtr 4: 7.2784 | 7.2784
0 | 234306-Lighting-Remove 8 Ft Lamp (De-Lamp) - Tr1 | CRTL00AVDEL02 | 7 | Commercial | 01-ALC-AllCommercial-IntLight | 0 |  |  |  |  | 28.4667 | 27.4785 | 0 | 0 | 0 | 0.98816 | 154.8826 |  | kWh | 0.041984 | -0.25365 | Commercial |  | Annual | [5 empty] | 11 | 0.96 |  |  |  | 0 | 0 | 0 | 23.6549 | 0 | 0 | 0 | 0 | 0 | 0 | 0 | 0 | 2006 Qtr 1: 0; 2006 Qtr 2: 0; 2006 Qtr 3: 0; 2006 Qtr 4: 0; 2007 Qtr 1: 0; 2007 Qtr 2: 0; 2007 Qtr 3: 0; 2007 Qtr 4: 0; 2008 Qtr 1: 0; 2008 Qtr 2: 0; 2008 Qtr 3: 0; 2008 Qtr 4: 23.6549 | 23.6549
0 | 234129-Software Plug Load Sensors |  | 7 | Commercial | 01-ALC-AllCommercial-OffEquip | 0 |  |  |  |  | 5 | 11 | 0 | 0 | 0 | -6 | 227.001 |  | kWh | 0 | 0 | Commercial |  | Annual | [5 empty] | 5 | 0.96 |  |  |  | 0 | 0 | 0 | 20 | 0 | 0 | 0 | 0 | 0 | 0 | 0 | 0 | 2006 Qtr 1: 0; 2006 Qtr 2: 0; 2006 Qtr 3: 0; 2006 Qtr 4: 0; 2007 Qtr 1: 0; 2007 Qtr 2: 0; 2007 Qtr 3: 0; 2007 Qtr 4: 0; 2008 Qtr 1: 0; 2008 Qtr 2: 0; 2008 Qtr 3: 0; 2008 Qtr 4: 20 | 20
0 | 234129-Software Plug Load Sensors |  | 7 | Commercial | 01-ALC-AllCommercial-OffEquip | 0 |  |  |  |  | 5 | 11 | 0 | 0 | 0 | -6 | 227.001 |  | kWh | 0 | 0 | Commercial |  | Annual | [5 empty] | 5 | 0.96 |  |  |  | 0 | 0 | 0 | 20 | 0 | 0 | 0 | 0 | 0 | 0 | 0 | 0 | 2006 Qtr 1: 0; 2006 Qtr 2: 0; 2006 Qtr 3: 0; 2006 Qtr 4: 0; 2007 Qtr 1: 0; 2007 Qtr 2: 0; 2007 Qtr 3: 0; 2007 Qtr 4: 0; 2008 Qtr 1: 0; 2008 Qtr 2: 0; 2008 Qtr 3: 0; 2008 Qtr 4: 20 | 20
0 | 234129-Software Plug Load Sensors |  | 7 | Commercial | 01-ALC-AllCommercial-OffEquip | 0 |  |  |  |  | 5 | 11 | 0 | 0 | 0 | -6 | 227.001 |  | kWh | 0 | 0 | Commercial |  | Annual | [5 empty] | 5 | 0.96 |  |  |  | 0 | 0 | 0 | 20 | 0 | 0 | 0 | 0 | 0 | 0 | 0 | 0 | 2006 Qtr 1: 0; 2006 Qtr 2: 0; 2006 Qtr 3: 0; 2006 Qtr 4: 0; 2007 Qtr 1: 0; 2007 Qtr 2: 0; 2007 Qtr 3: 0; 2007 Qtr 4: 0; 2008 Qtr 1: 0; 2008 Qtr 2: 0; 2008 Qtr 3: 0; 2008 Qtr 4: 20 | 20
0 | 234129-Software Plug Load Sensors |  | 7 | Commercial | 01-ALC-AllCommercial-OffEquip | 0 |  |  |  |  | 5 | 11 | 0 | 0 | 0 | -6 | 227.001 |  | kWh | 0 | 0 | Commercial |  | Annual | [5 empty] | 5 | 0.96 |  |  |  | 0 | 0 | 0 | 20 | 0 | 0 | 0 | 0 | 0 | 0 | 0 | 0 | 2006 Qtr 1: 0; 2006 Qtr 2: 0; 2006 Qtr 3: 0; 2006 Qtr 4: 0; 2007 Qtr 1: 0; 2007 Qtr 2: 0; 2007 Qtr 3: 0; 2007 Qtr 4: 0; 2008 Qtr 1: 0; 2008 Qtr 2: 0; 2008 Qtr 3: 0; 2008 Qtr 4: 20 | 20
0 | 234129-Software Plug Load Sensors |  | 7 | Commercial | 01-ALC-AllCommercial-OffEquip | 0 |  |  |  |  | 5 | 11 | 0 | 0 | 0 | -6 | 227.001 |  | kWh | 0 | 0 | Commercial |  | Annual | [5 empty] | 5 | 0.96 |  |  |  | 0 | 0 | 0 | 20 | 0 | 0 | 0 | 0 | 0 | 0 | 0 | 0 | 2006 Qtr 1: 0; 2006 Qtr 2: 0; 2006 Qtr 3: 0; 2006 Qtr 4: 0; 2007 Qtr 1: 0; 2007 Qtr 2: 0; 2007 Qtr 3: 0; 2007 Qtr 4: 0; 2008 Qtr 1: 0; 2008 Qtr 2: 0; 2008 Qtr 3: 0; 2008 Qtr 4: 20 | 20
0 | 234129-Software Plug Load Sensors |  | 7 | Commercial | 01-ALC-AllCommercial-OffEquip | 0 |  |  |  |  | 5 | 11 | 0 | 0 | 0 | -6 | 227.001 |  | kWh | 0 | 0 | Commercial |  | Annual | [5 empty] | 5 | 0.96 |  |  |  | 0 | 0 | 0 | 20 | 0 | 0 | 0 | 0 | 0 | 0 | 0 | 0 | 2006 Qtr 1: 0; 2006 Qtr 2: 0; 2006 Qtr 3: 0; 2006 Qtr 4: 0; 2007 Qtr 1: 0; 2007 Qtr 2: 0; 2007 Qtr 3: 0; 2007 Qtr 4: 0; 2008 Qtr 1: 0; 2008 Qtr 2: 0; 2008 Qtr 3: 0; 2008 Qtr 4: 20 | 20
0 | 234129-Software Plug Load Sensors |  | 7 | Commercial | 01-ALC-AllCommercial-OffEquip | 0 |  |  |  |  | 5 | 11 | 0 | 0 | 0 | -6 | 227.001 |  | kWh | 0 | 0 | Commercial |  | Annual | [5 empty] | 5 | 0.96 |  |  |  | 0 | 0 | 0 | 20 | 0 | 0 | 0 | 0 | 0 | 0 | 0 | 0 | 2006 Qtr 1: 0; 2006 Qtr 2: 0; 2006 Qtr 3: 0; 2006 Qtr 4: 0; 2007 Qtr 1: 0; 2007 Qtr 2: 0; 2007 Qtr 3: 0; 2007 Qtr 4: 0; 2008 Qtr 1: 0; 2008 Qtr 2: 0; 2008 Qtr 3: 0; 2008 Qtr 4: 20 | 20
0 | 234129-Software Plug Load Sensors |  | 7 | Commercial | 01-ALC-AllCommercial-OffEquip | 0 |  |  |  |  | 5 | 11 | 0 | 0 | 0 | -6 | 227.001 |  | kWh | 0 | 0 | Commercial |  | Annual | [5 empty] | 5 | 0.96 |  |  |  | 0 | 0 | 0 | 20 | 0 | 0 | 0 | 0 | 0 | 0 | 0 | 0 | 2006 Qtr 1: 0; 2006 Qtr 2: 0; 2006 Qtr 3: 0; 2006 Qtr 4: 0; 2007 Qtr 1: 0; 2007 Qtr 2: 0; 2007 Qtr 3: 0; 2007 Qtr 4: 0; 2008 Qtr 1: 0; 2008 Qtr 2: 0; 2008 Qtr 3: 0; 2008 Qtr 4: 20 | 20
0 | 234129-Software Plug Load Sensors |  | 7 | Commercial | 01-ALC-AllCommercial-OffEquip | 0 |  |  |  |  | 5 | 11 | 0 | 0 | 0 | -6 | 227.001 |  | kWh | 0 | 0 | Commercial |  | Annual | [5 empty] | 5 | 0.96 |  |  |  | 0 | 0 | 0 | 20 | 0 | 0 | 0 | 0 | 0 | 0 | 0 | 0 | 2006 Qtr 1: 0; 2006 Qtr 2: 0; 2006 Qtr 3: 0; 2006 Qtr 4: 0; 2007 Qtr 1: 0; 2007 Qtr 2: 0; 2007 Qtr 3: 0; 2007 Qtr 4: 0; 2008 Qtr 1: 0; 2008 Qtr 2: 0; 2008 Qtr 3: 0; 2008 Qtr 4: 20 | 20
0 | 234303-Lighting-Remove 4 Ft Lamp (De-Lamp) - Tr1 | COFL00AVDEL01 | 7 | Commercial | 23-RTL-Retail–SingleStorylarge-LIT_INT | 0 |  |  |  |  | 28.2518 | 16.4871 | 0 | 0 | 0 | 11.7647 | 118.3941 |  | kWh | 0.035378 | -0.16106 | Commercial |  | Annual | [5 empty] | 11 | 0.96 |  |  |  | 0 | 0 | 0 | 29.1137 | 0 | 0 | 0 | 0 | 0 | 0 | 0 | 0 | 2006 Qtr 1: 0; 2006 Qtr 2: 0; 2006 Qtr 3: 0; 2006 Qtr 4: 0; 2007 Qtr 1: 0; 2007 Qtr 2: 0; 2007 Qtr 3: 0; 2007 Qtr 4: 0; 2008 Qtr 1: 0; 2008 Qtr 2: 0; 2008 Qtr 3: 0; 2008 Qtr 4: 29.1137 | 29.1137
0 | 234330-Premium T8 with T12 40 Watt Baseline - Tr1 |  | 7 | Commercial | 23-RTL-Retail–SingleStorylarge-LIT_INT | 0 |  |  |  |  | 13.9589 | 13.1897 | 0 | 0 | 0 | 0.76922 | 35.6051 |  | kWh | 0.010639 | -0.048435 | Commercial |  | Annual | [5 empty] | 11 | 0.96 |  |  |  | 0 | 0 | 0 | 32.7529 | 0 | 0 | 0 | 0 | 0 | 0 | 0 | 0 | 2006 Qtr 1: 0; 2006 Qtr 2: 0; 2006 Qtr 3: 0; 2006 Qtr 4: 0; 2007 Qtr 1: 0; 2007 Qtr 2: 0; 2007 Qtr 3: 0; 2007 Qtr 4: 0; 2008 Qtr 1: 0; 2008 Qtr 2: 0; 2008 Qtr 3: 0; 2008 Qtr 4: 32.7529 | 32.7529
0 | 234129-Software Plug Load Sensors |  | 7 | Commercial | 01-ALC-AllCommercial-OffEquip | 0 |  |  |  |  | 5 | 11 | 0 | 0 | 0 | -6 | 227.001 |  | kWh | 0 | 0 | Commercial |  | Annual | [5 empty] | 5 | 0.96 |  |  |  | 0 | 0 | 0 | 20 | 0 | 0 | 0 | 0 | 0 | 0 | 0 | 0 | 2006 Qtr 1: 0; 2006 Qtr 2: 0; 2006 Qtr 3: 0; 2006 Qtr 4: 0; 2007 Qtr 1: 0; 2007 Qtr 2: 0; 2007 Qtr 3: 0; 2007 Qtr 4: 0; 2008 Qtr 1: 0; 2008 Qtr 2: 0; 2008 Qtr 3: 0; 2008 Qtr 4: 20 | 20
0 | 234129-Software Plug Load Sensors |  | 7 | Commercial | 01-ALC-AllCommercial-OffEquip | 0 |  |  |  |  | 5 | 11 | 0 | 0 | 0 | -6 | 227.001 |  | kWh | 0 | 0 | Commercial |  | Annual | [5 empty] | 5 | 0.96 |  |  |  | 0 | 0 | 0 | 20 | 0 | 0 | 0 | 0 | 0 | 0 | 0 | 0 | 2006 Qtr 1: 0; 2006 Qtr 2: 0; 2006 Qtr 3: 0; 2006 Qtr 4: 0; 2007 Qtr 1: 0; 2007 Qtr 2: 0; 2007 Qtr 3: 0; 2007 Qtr 4: 0; 2008 Qtr 1: 0; 2008 Qtr 2: 0; 2008 Qtr 3: 0; 2008 Qtr 4: 20 | 20
0 | 234129-Software Plug Load Sensors |  | 7 | Commercial | 01-ALC-AllCommercial-OffEquip | 0 |  |  |  |  | 5 | 11 | 0 | 0 | 0 | -6 | 227.001 |  | kWh | 0 | 0 | Commercial |  | Annual | [5 empty] | 5 | 0.96 |  |  |  | 0 | 0 | 0 | 20 | 0 | 0 | 0 | 0 | 0 | 0 | 0 | 0 | 2006 Qtr 1: 0; 2006 Qtr 2: 0; 2006 Qtr 3: 0; 2006 Qtr 4: 0; 2007 Qtr 1: 0; 2007 Qtr 2: 0; 2007 Qtr 3: 0; 2007 Qtr 4: 0; 2008 Qtr 1: 0; 2008 Qtr 2: 0; 2008 Qtr 3: 0; 2008 Qtr 4: 20 | 20
0 | 234129-Software Plug Load Sensors |  | 7 | Commercial | 01-ALC-AllCommercial-OffEquip | 0 |  |  |  |  | 5 | 11 | 0 | 0 | 0 | -6 | 227.001 |  | kWh | 0 | 0 | Commercial |  | Annual | [5 empty] | 5 | 0.96 |  |  |  | 0 | 0 | 0 | 20 | 0 | 0 | 0 | 0 | 0 | 0 | 0 | 0 | 2006 Qtr 1: 0; 2006 Qtr 2: 0; 2006 Qtr 3: 0; 2006 Qtr 4: 0; 2007 Qtr 1: 0; 2007 Qtr 2: 0; 2007 Qtr 3: 0; 2007 Qtr 4: 0; 2008 Qtr 1: 0; 2008 Qtr 2: 0; 2008 Qtr 3: 0; 2008 Qtr 4: 20 | 20
0 | 234129-Software Plug Load Sensors |  | 7 | Commercial | 01-ALC-AllCommercial-OffEquip | 0 |  |  |  |  | 5 | 11 | 0 | 0 | 0 | -6 | 227.001 |  | kWh | 0 | 0 | Commercial |  | Annual | [5 empty] | 5 | 0.96 |  |  |  | 0 | 0 | 0 | 20 | 0 | 0 | 0 | 0 | 0 | 0 | 0 | 0 | 2006 Qtr 1: 0; 2006 Qtr 2: 0; 2006 Qtr 3: 0; 2006 Qtr 4: 0; 2007 Qtr 1: 0; 2007 Qtr 2: 0; 2007 Qtr 3: 0; 2007 Qtr 4: 0; 2008 Qtr 1: 0; 2008 Qtr 2: 0; 2008 Qtr 3: 0; 2008 Qtr 4: 20 | 20
0 | 234129-Software Plug Load Sensors |  | 7 | Commercial | 01-ALC-AllCommercial-OffEquip | 0 |  |  |  |  | 5 | 11 | 0 | 0 | 0 | -6 | 227.001 |  | kWh | 0 | 0 | Commercial |  | Annual | [5 empty] | 5 | 0.96 |  |  |  | 0 | 0 | 0 | 20 | 0 | 0 | 0 | 0 | 0 | 0 | 0 | 0 | 2006 Qtr 1: 0; 2006 Qtr 2: 0; 2006 Qtr 3: 0; 2006 Qtr 4: 0; 2007 Qtr 1: 0; 2007 Qtr 2: 0; 2007 Qtr 3: 0; 2007 Qtr 4: 0; 2008 Qtr 1: 0; 2008 Qtr 2: 0; 2008 Qtr 3: 0; 2008 Qtr 4: 20 | 20
0 | 234330-Premium T8 with T12 40 Watt Baseline - Tr1 |  | 10 | Commercial | 01-ALC-AllCommercial-IntLight | 0 |  |  |  |  | 13.9589 | 13.1897 | 0 | 0 | 0 | 0.76922 | 28.2231 |  | kWh | 0.0076505 | -0.04622 | Commercial |  | Annual | [5 empty] | 11 | 0.96 |  |  |  | 0 | 0 | 0 | 38.2117 | 0 | 0 | 0 | 0 | 0 | 0 | 0 | 0 | 2006 Qtr 1: 0; 2006 Qtr 2: 0; 2006 Qtr 3: 0; 2006 Qtr 4: 0; 2007 Qtr 1: 0; 2007 Qtr 2: 0; 2007 Qtr 3: 0; 2007 Qtr 4: 0; 2008 Qtr 1: 0; 2008 Qtr 2: 0; 2008 Qtr 3: 0; 2008 Qtr 4: 38.2117 | 38.2117
0 | 234129-Software Plug Load Sensors |  | 7 | Commercial | 01-ALC-AllCommercial-OffEquip | 0 |  |  |  |  | 5 | 11 | 0 | 0 | 0 | -6 | 227.001 |  | kWh | 0 | 0 | Commercial |  | Annual | [5 empty] | 5 | 0.96 |  |  |  | 0 | 0 | 0 | 20 | 0 | 0 | 0 | 0 | 0 | 0 | 0 | 0 | 2006 Qtr 1: 0; 2006 Qtr 2: 0; 2006 Qtr 3: 0; 2006 Qtr 4: 0; 2007 Qtr 1: 0; 2007 Qtr 2: 0; 2007 Qtr 3: 0; 2007 Qtr 4: 0; 2008 Qtr 1: 0; 2008 Qtr 2: 0; 2008 Qtr 3: 0; 2008 Qtr 4: 20 | 20
0 | 234129-Software Plug Load Sensors |  | 7 | Commercial | 01-ALC-AllCommercial-OffEquip | 0 |  |  |  |  | 5 | 11 | 0 | 0 | 0 | -6 | 227.001 |  | kWh | 0 | 0 | Commercial |  | Annual | [5 empty] | 5 | 0.96 |  |  |  | 0 | 0 | 0 | 20 | 0 | 0 | 0 | 0 | 0 | 0 | 0 | 0 | 2006 Qtr 1: 0; 2006 Qtr 2: 0; 2006 Qtr 3: 0; 2006 Qtr 4: 0; 2007 Qtr 1: 0; 2007 Qtr 2: 0; 2007 Qtr 3: 0; 2007 Qtr 4: 0; 2008 Qtr 1: 0; 2008 Qtr 2: 0; 2008 Qtr 3: 0; 2008 Qtr 4: 20 | 20
0 | 234129-Software Plug Load Sensors |  | 7 | Commercial | 01-ALC-AllCommercial-OffEquip | 0 |  |  |  |  | 5 | 11 | 0 | 0 | 0 | -6 | 227.001 |  | kWh | 0 | 0 | Commercial |  | Annual | [5 empty] | 5 | 0.96 |  |  |  | 0 | 0 | 0 | 20 | 0 | 0 | 0 | 0 | 0 | 0 | 0 | 0 | 2006 Qtr 1: 0; 2006 Qtr 2: 0; 2006 Qtr 3: 0; 2006 Qtr 4: 0; 2007 Qtr 1: 0; 2007 Qtr 2: 0; 2007 Qtr 3: 0; 2007 Qtr 4: 0; 2008 Qtr 1: 0; 2008 Qtr 2: 0; 2008 Qtr 3: 0; 2008 Qtr 4: 20 | 20
0 | 234129-Software Plug Load Sensors |  | 7 | Commercial | 01-ALC-AllCommercial-OffEquip | 0 |  |  |  |  | 5 | 11 | 0 | 0 | 0 | -6 | 227.001 |  | kWh | 0 | 0 | Commercial |  | Annual | [5 empty] | 5 | 0.96 |  |  |  | 0 | 0 | 0 | 20 | 0 | 0 | 0 | 0 | 0 | 0 | 0 | 0 | 2006 Qtr 1: 0; 2006 Qtr 2: 0; 2006 Qtr 3: 0; 2006 Qtr 4: 0; 2007 Qtr 1: 0; 2007 Qtr 2: 0; 2007 Qtr 3: 0; 2007 Qtr 4: 0; 2008 Qtr 1: 0; 2008 Qtr 2: 0; 2008 Qtr 3: 0; 2008 Qtr 4: 20 | 20
0 | 234129-Software Plug Load Sensors |  | 7 | Commercial | 01-ALC-AllCommercial-OffEquip | 0 |  |  |  |  | 5 | 11 | 0 | 0 | 0 | -6 | 227.001 |  | kWh | 0 | 0 | Commercial |  | Annual | [5 empty] | 5 | 0.96 |  |  |  | 0 | 0 | 0 | 20 | 0 | 0 | 0 | 0 | 0 | 0 | 0 | 0 | 2006 Qtr 1: 0; 2006 Qtr 2: 0; 2006 Qtr 3: 0; 2006 Qtr 4: 0; 2007 Qtr 1: 0; 2007 Qtr 2: 0; 2007 Qtr 3: 0; 2007 Qtr 4: 0; 2008 Qtr 1: 0; 2008 Qtr 2: 0; 2008 Qtr 3: 0; 2008 Qtr 4: 20 | 20
0 | 234129-Software Plug Load Sensors |  | 7 | Commercial | 01-ALC-AllCommercial-OffEquip | 0 |  |  |  |  | 5 | 11 | 0 | 0 | 0 | -6 | 227.001 |  | kWh | 0 | 0 | Commercial |  | Annual | [5 empty] | 5 | 0.96 |  |  |  | 0 | 0 | 0 | 20 | 0 | 0 | 0 | 0 | 0 | 0 | 0 | 0 | 2006 Qtr 1: 0; 2006 Qtr 2: 0; 2006 Qtr 3: 0; 2006 Qtr 4: 0; 2007 Qtr 1: 0; 2007 Qtr 2: 0; 2007 Qtr 3: 0; 2007 Qtr 4: 0; 2008 Qtr 1: 0; 2008 Qtr 2: 0; 2008 Qtr 3: 0; 2008 Qtr 4: 20 | 20
0 | 234129-Software Plug Load Sensors |  | 7 | Commercial | 01-ALC-AllCommercial-OffEquip | 0 |  |  |  |  | 5 | 11 | 0 | 0 | 0 | -6 | 227.001 |  | kWh | 0 | 0 | Commercial |  | Annual | [5 empty] | 5 | 0.96 |  |  |  | 0 | 0 | 0 | 20 | 0 | 0 | 0 | 0 | 0 | 0 | 0 | 0 | 2006 Qtr 1: 0; 2006 Qtr 2: 0; 2006 Qtr 3: 0; 2006 Qtr 4: 0; 2007 Qtr 1: 0; 2007 Qtr 2: 0; 2007 Qtr 3: 0; 2007 Qtr 4: 0; 2008 Qtr 1: 0; 2008 Qtr 2: 0; 2008 Qtr 3: 0; 2008 Qtr 4: 20 | 20
0 | 234330-Premium T8 with T12 40 Watt Baseline - Tr1 |  | 7 | Commercial | 01-ALC-AllCommercial-IntLight | 0 |  |  |  |  | 13.9589 | 13.1897 | 0 | 0 | 0 | 0.76922 | 65.4159 |  | kWh | 0.012906 | -0.10713 | Commercial |  | Annual | [5 empty] | 11 | 0.96 |  |  |  | 0 | 0 | 0 | 61.8665 | 0 | 0 | 0 | 0 | 0 | 0 | 0 | 0 | 2006 Qtr 1: 0; 2006 Qtr 2: 0; 2006 Qtr 3: 0; 2006 Qtr 4: 0; 2007 Qtr 1: 0; 2007 Qtr 2: 0; 2007 Qtr 3: 0; 2007 Qtr 4: 0; 2008 Qtr 1: 61.8665; 2008 Qtr 2: 0; 2008 Qtr 3: 0; 2008 Qtr 4: 0 | 61.8665
0 | 234129-Software Plug Load Sensors |  | 7 | Commercial | 01-ALC-AllCommercial-OffEquip | 0 |  |  |  |  | 5 | 11 | 0 | 0 | 0 | -6 | 227.001 |  | kWh | 0 | 0 | Commercial |  | Annual | [5 empty] | 5 | 0.96 |  |  |  | 0 | 0 | 0 | 20 | 0 | 0 | 0 | 0 | 0 | 0 | 0 | 0 | 2006 Qtr 1: 0; 2006 Qtr 2: 0; 2006 Qtr 3: 0; 2006 Qtr 4: 0; 2007 Qtr 1: 0; 2007 Qtr 2: 0; 2007 Qtr 3: 0; 2007 Qtr 4: 0; 2008 Qtr 1: 0; 2008 Qtr 2: 0; 2008 Qtr 3: 0; 2008 Qtr 4: 20 | 20
0 | 234129-Software Plug Load Sensors |  | 7 | Commercial | 01-ALC-AllCommercial-OffEquip | 0 |  |  |  |  | 5 | 11 | 0 | 0 | 0 | -6 | 227.001 |  | kWh | 0 | 0 | Commercial |  | Annual | [5 empty] | 5 | 0.96 |  |  |  | 0 | 0 | 0 | 20 | 0 | 0 | 0 | 0 | 0 | 0 | 0 | 0 | 2006 Qtr 1: 0; 2006 Qtr 2: 0; 2006 Qtr 3: 0; 2006 Qtr 4: 0; 2007 Qtr 1: 0; 2007 Qtr 2: 0; 2007 Qtr 3: 0; 2007 Qtr 4: 0; 2008 Qtr 1: 0; 2008 Qtr 2: 0; 2008 Qtr 3: 0; 2008 Qtr 4: 20 | 20
0 | 234002-A/C-Reflective Window Film Coastal |  | 10 | Commercial | 10-HSP-Health/Medical–Hospital-COOL | 0 |  |  |  |  | 3.12 | 2 | 0 | 0 | 0 | 1.12 | 12.44 |  | kWh | 0.0023 | 0 | Commercial |  | Annual | [5 empty] | 10 | 0.96 |  |  |  | 0 | 0 | 0 | 81 | 0 | 0 | 0 | 0 | 0 | 0 | 0 | 0 | 2006 Qtr 1: 0; 2006 Qtr 2: 0; 2006 Qtr 3: 0; 2006 Qtr 4: 0; 2007 Qtr 1: 0; 2007 Qtr 2: 0; 2007 Qtr 3: 0; 2007 Qtr 4: 0; 2008 Qtr 1: 0; 2008 Qtr 2: 0; 2008 Qtr 3: 0; 2008 Qtr 4: 81 | 81
0 | 234002-A/C-Reflective Window Film Coastal |  | 10 | Commercial | 10-HSP-Health/Medical–Hospital-COOL | 0 |  |  |  |  | 3.12 | 2 | 0 | 0 | 0 | 1.12 | 12.44 |  | kWh | 0.0023 | 0 | Commercial |  | Annual | [5 empty] | 10 | 0.96 |  |  |  | 0 | 0 | 0 | 131 | 0 | 0 | 0 | 0 | 0 | 0 | 0 | 0 | 2006 Qtr 1: 0; 2006 Qtr 2: 0; 2006 Qtr 3: 0; 2006 Qtr 4: 0; 2007 Qtr 1: 0; 2007 Qtr 2: 0; 2007 Qtr 3: 0; 2007 Qtr 4: 0; 2008 Qtr 1: 0; 2008 Qtr 2: 0; 2008 Qtr 3: 0; 2008 Qtr 4: 131 | 131
0 | 234286-Lighting-Occpncy Snsr-Hi-Bay integrated Snsr-Tr2 |  | 7 | Commercial | 01-ALC-AllCommercial-IntLight | 0 |  |  |  |  | 141 | 95.5 | 0 | 0 | 0 | 45.5 | 1661 |  | kWh | 0 | 0 | Commercial |  | Annual | [5 empty] | 8 | 0.96 |  |  |  | 0 | 0 | 0 | 13 | 0 | 0 | 0 | 0 | 0 | 0 | 0 | 0 | 2006 Qtr 1: 0; 2006 Qtr 2: 0; 2006 Qtr 3: 0; 2006 Qtr 4: 0; 2007 Qtr 1: 0; 2007 Qtr 2: 0; 2007 Qtr 3: 0; 2007 Qtr 4: 0; 2008 Qtr 1: 0; 2008 Qtr 2: 0; 2008 Qtr 3: 0; 2008 Qtr 4: 13 | 13
0 | 234129-Software Plug Load Sensors |  | 7 | Commercial | 01-ALC-AllCommercial-OffEquip | 0 |  |  |  |  | 5 | 11 | 0 | 0 | 0 | -6 | 227.001 |  | kWh | 0 | 0 | Commercial |  | Annual | [5 empty] | 5 | 0.96 |  |  |  | 0 | 0 | 0 | 20 | 0 | 0 | 0 | 0 | 0 | 0 | 0 | 0 | 2006 Qtr 1: 0; 2006 Qtr 2: 0; 2006 Qtr 3: 0; 2006 Qtr 4: 0; 2007 Qtr 1: 0; 2007 Qtr 2: 0; 2007 Qtr 3: 0; 2007 Qtr 4: 0; 2008 Qtr 1: 0; 2008 Qtr 2: 0; 2008 Qtr 3: 0; 2008 Qtr 4: 20 | 20
0 | 234129-Software Plug Load Sensors |  | 7 | Commercial | 01-ALC-AllCommercial-OffEquip | 0 |  |  |  |  | 5 | 11 | 0 | 0 | 0 | -6 | 227.001 |  | kWh | 0 | 0 | Commercial |  | Annual | [5 empty] | 5 | 0.96 |  |  |  | 0 | 0 | 0 | 20 | 0 | 0 | 0 | 0 | 0 | 0 | 0 | 0 | 2006 Qtr 1: 0; 2006 Qtr 2: 0; 2006 Qtr 3: 0; 2006 Qtr 4: 0; 2007 Qtr 1: 0; 2007 Qtr 2: 0; 2007 Qtr 3: 0; 2007 Qtr 4: 0; 2008 Qtr 1: 0; 2008 Qtr 2: 0; 2008 Qtr 3: 0; 2008 Qtr 4: 20 | 20
0 | 234129-Software Plug Load Sensors |  | 7 | Commercial | 01-ALC-AllCommercial-OffEquip | 0 |  |  |  |  | 5 | 11 | 0 | 0 | 0 | -6 | 227.001 |  | kWh | 0 | 0 | Commercial |  | Annual | [5 empty] | 5 | 0.96 |  |  |  | 0 | 0 | 0 | 20 | 0 | 0 | 0 | 0 | 0 | 0 | 0 | 0 | 2006 Qtr 1: 0; 2006 Qtr 2: 0; 2006 Qtr 3: 0; 2006 Qtr 4: 0; 2007 Qtr 1: 0; 2007 Qtr 2: 0; 2007 Qtr 3: 0; 2007 Qtr 4: 0; 2008 Qtr 1: 0; 2008 Qtr 2: 0; 2008 Qtr 3: 0; 2008 Qtr 4: 20 | 20
0 | 234129-Software Plug Load Sensors |  | 7 | Commercial | 01-ALC-AllCommercial-OffEquip | 0 |  |  |  |  | 5 | 11 | 0 | 0 | 0 | -6 | 227.001 |  | kWh | 0 | 0 | Commercial |  | Annual | [5 empty] | 5 | 0.96 |  |  |  | 0 | 0 | 0 | 20 | 0 | 0 | 0 | 0 | 0 | 0 | 0 | 0 | 2006 Qtr 1: 0; 2006 Qtr 2: 0; 2006 Qtr 3: 0; 2006 Qtr 4: 0; 2007 Qtr 1: 0; 2007 Qtr 2: 0; 2007 Qtr 3: 0; 2007 Qtr 4: 0; 2008 Qtr 1: 0; 2008 Qtr 2: 0; 2008 Qtr 3: 0; 2008 Qtr 4: 20 | 20
0 | 234129-Software Plug Load Sensors |  | 7 | Commercial | 01-ALC-AllCommercial-OffEquip | 0 |  |  |  |  | 5 | 11 | 0 | 0 | 0 | -6 | 227.001 |  | kWh | 0 | 0 | Commercial |  | Annual | [5 empty] | 5 | 0.96 |  |  |  | 0 | 0 | 0 | 20 | 0 | 0 | 0 | 0 | 0 | 0 | 0 | 0 | 2006 Qtr 1: 0; 2006 Qtr 2: 0; 2006 Qtr 3: 0; 2006 Qtr 4: 0; 2007 Qtr 1: 0; 2007 Qtr 2: 0; 2007 Qtr 3: 0; 2007 Qtr 4: 0; 2008 Qtr 1: 0; 2008 Qtr 2: 0; 2008 Qtr 3: 0; 2008 Qtr 4: 20 | 20
0 | 234129-Software Plug Load Sensors |  | 7 | Commercial | 01-ALC-AllCommercial-OffEquip | 0 |  |  |  |  | 5 | 11 | 0 | 0 | 0 | -6 | 227.001 |  | kWh | 0 | 0 | Commercial |  | Annual | [5 empty] | 5 | 0.96 |  |  |  | 0 | 0 | 0 | 20 | 0 | 0 | 0 | 0 | 0 | 0 | 0 | 0 | 2006 Qtr 1: 0; 2006 Qtr 2: 0; 2006 Qtr 3: 0; 2006 Qtr 4: 0; 2007 Qtr 1: 0; 2007 Qtr 2: 0; 2007 Qtr 3: 0; 2007 Qtr 4: 0; 2008 Qtr 1: 0; 2008 Qtr 2: 0; 2008 Qtr 3: 0; 2008 Qtr 4: 20 | 20
0 | 234129-Software Plug Load Sensors |  | 7 | Commercial | 01-ALC-AllCommercial-OffEquip | 0 |  |  |  |  | 5 | 11 | 0 | 0 | 0 | -6 | 227.001 |  | kWh | 0 | 0 | Commercial |  | Annual | [5 empty] | 5 | 0.96 |  |  |  | 0 | 0 | 0 | 20 | 0 | 0 | 0 | 0 | 0 | 0 | 0 | 0 | 2006 Qtr 1: 0; 2006 Qtr 2: 0; 2006 Qtr 3: 0; 2006 Qtr 4: 0; 2007 Qtr 1: 0; 2007 Qtr 2: 0; 2007 Qtr 3: 0; 2007 Qtr 4: 0; 2008 Qtr 1: 0; 2008 Qtr 2: 0; 2008 Qtr 3: 0; 2008 Qtr 4: 20 | 20
0 | 234129-Software Plug Load Sensors |  | 7 | Commercial | 01-ALC-AllCommercial-OffEquip | 0 |  |  |  |  | 5 | 11 | 0 | 0 | 0 | -6 | 227.001 |  | kWh | 0 | 0 | Commercial |  | Annual | [5 empty] | 5 | 0.96 |  |  |  | 0 | 0 | 0 | 20 | 0 | 0 | 0 | 0 | 0 | 0 | 0 | 0 | 2006 Qtr 1: 0; 2006 Qtr 2: 0; 2006 Qtr 3: 0; 2006 Qtr 4: 0; 2007 Qtr 1: 0; 2007 Qtr 2: 0; 2007 Qtr 3: 0; 2007 Qtr 4: 0; 2008 Qtr 1: 0; 2008 Qtr 2: 0; 2008 Qtr 3: 0; 2008 Qtr 4: 20 | 20
0 | 234129-Software Plug Load Sensors |  | 7 | Commercial | 01-ALC-AllCommercial-OffEquip | 0 |  |  |  |  | 5 | 11 | 0 | 0 | 0 | -6 | 227.001 |  | kWh | 0 | 0 | Commercial |  | Annual | [5 empty] | 5 | 0.96 |  |  |  | 0 | 0 | 0 | 20 | 0 | 0 | 0 | 0 | 0 | 0 | 0 | 0 | 2006 Qtr 1: 0; 2006 Qtr 2: 0; 2006 Qtr 3: 0; 2006 Qtr 4: 0; 2007 Qtr 1: 0; 2007 Qtr 2: 0; 2007 Qtr 3: 0; 2007 Qtr 4: 0; 2008 Qtr 1: 0; 2008 Qtr 2: 0; 2008 Qtr 3: 0; 2008 Qtr 4: 20 | 20
0 | 234084-Refrigeration -Cooler/Freezer Door Gaskets - Solid Doors: Cooler |  | 7 | Commercial | 09-GRO-Grocery-REFG | 0 |  |  |  |  | 4 | 4 | 0 | 0 | 0 | 0 | 3.6686 |  | kWh | 0.000614 | 0 | Commercial |  | Annual | [5 empty] | 4 | 0.96 |  |  |  | 0 | 0 | 0 | 16 | 0 | 0 | 0 | 0 | 0 | 0 | 0 | 0 | 2006 Qtr 1: 0; 2006 Qtr 2: 0; 2006 Qtr 3: 0; 2006 Qtr 4: 0; 2007 Qtr 1: 0; 2007 Qtr 2: 0; 2007 Qtr 3: 0; 2007 Qtr 4: 0; 2008 Qtr 1: 0; 2008 Qtr 2: 0; 2008 Qtr 3: 0; 2008 Qtr 4: 16 | 16
0 | 234083-Refrigeration -Cooler/Freezer Door Gaskets - Glass Doors |  | 7 | Commercial | 09-GRO-Grocery-REFG | 0 |  |  |  |  | 3.9999 | 4 | 0 | 0 | 0 | -5.535e-05 | 3.6686 |  | kWh | 0.000614 | 0 | Commercial |  | Annual | [5 empty] | 4 | 0.96 |  |  |  | 0 | 0 | 0 | 574 | 0 | 0 | 0 | 0 | 0 | 0 | 0 | 0 | 2006 Qtr 1: 0; 2006 Qtr 2: 0; 2006 Qtr 3: 0; 2006 Qtr 4: 0; 2007 Qtr 1: 0; 2007 Qtr 2: 0; 2007 Qtr 3: 0; 2007 Qtr 4: 0; 2008 Qtr 1: 0; 2008 Qtr 2: 0; 2008 Qtr 3: 0; 2008 Qtr 4: 574 | 574
0 | 234084-Refrigeration -Cooler/Freezer Door Gaskets - Solid Doors: Cooler |  | 7 | Commercial | 09-GRO-Grocery-REFG | 0 |  |  |  |  | 4 | 4 | 0 | 0 | 0 | 0 | 3.6686 |  | kWh | 0.000614 | 0 | Commercial |  | Annual | [5 empty] | 4 | 0.96 |  |  |  | 0 | 0 | 0 | 16 | 0 | 0 | 0 | 0 | 0 | 0 | 0 | 0 | 2006 Qtr 1: 0; 2006 Qtr 2: 0; 2006 Qtr 3: 0; 2006 Qtr 4: 0; 2007 Qtr 1: 0; 2007 Qtr 2: 0; 2007 Qtr 3: 0; 2007 Qtr 4: 0; 2008 Qtr 1: 0; 2008 Qtr 2: 0; 2008 Qtr 3: 0; 2008 Qtr 4: 16 | 16
0 | 234083-Refrigeration -Cooler/Freezer Door Gaskets - Glass Doors |  | 7 | Commercial | 09-GRO-Grocery-REFG | 0 |  |  |  |  | 3.9999 | 4 | 0 | 0 | 0 | -5.535e-05 | 3.6686 |  | kWh | 0.000614 | 0 | Commercial |  | Annual | [5 empty] | 4 | 0.96 |  |  |  | 0 | 0 | 0 | 315 | 0 | 0 | 0 | 0 | 0 | 0 | 0 | 0 | 2006 Qtr 1: 0; 2006 Qtr 2: 0; 2006 Qtr 3: 0; 2006 Qtr 4: 0; 2007 Qtr 1: 0; 2007 Qtr 2: 0; 2007 Qtr 3: 0; 2007 Qtr 4: 0; 2008 Qtr 1: 0; 2008 Qtr 2: 0; 2008 Qtr 3: 0; 2008 Qtr 4: 315 | 315
0 | 234083-Refrigeration -Cooler/Freezer Door Gaskets - Glass Doors |  | 7 | Commercial | 01-ALC-AllCommercial-Refrig | 0 |  |  |  |  | 3.9999 | 4 | 0 | 0 | 0 | -5.535e-05 | 104.55 |  | kWh | 0.01195 | 0 | Commercial |  | Annual | [5 empty] | 4 | 0.96 |  |  |  | 0 | 0 | 0 | 238 | 0 | 0 | 0 | 0 | 0 | 0 | 0 | 0 | 2006 Qtr 1: 0; 2006 Qtr 2: 0; 2006 Qtr 3: 0; 2006 Qtr 4: 0; 2007 Qtr 1: 0; 2007 Qtr 2: 0; 2007 Qtr 3: 0; 2007 Qtr 4: 0; 2008 Qtr 1: 0; 2008 Qtr 2: 0; 2008 Qtr 3: 0; 2008 Qtr 4: 238 | 238
0 | 234083-Refrigeration -Cooler/Freezer Door Gaskets - Glass Doors |  | 7 | Commercial | 09-GRO-Grocery-REFG | 0 |  |  |  |  | 3.9999 | 4 | 0 | 0 | 0 | -5.535e-05 | 3.6686 |  | kWh | 0.000614 | 0 | Commercial |  | Annual | [5 empty] | 4 | 0.96 |  |  |  | 0 | 0 | 0 | 187 | 0 | 0 | 0 | 0 | 0 | 0 | 0 | 0 | 2006 Qtr 1: 0; 2006 Qtr 2: 0; 2006 Qtr 3: 0; 2006 Qtr 4: 0; 2007 Qtr 1: 0; 2007 Qtr 2: 0; 2007 Qtr 3: 0; 2007 Qtr 4: 0; 2008 Qtr 1: 0; 2008 Qtr 2: 0; 2008 Qtr 3: 0; 2008 Qtr 4: 187 | 187
0 | 234361-Lighting-IntrHiByLnrFlscntFxtr244wrplc400w(TrI)Tr2 |  | 10 | Commercial | 01-ALC-AllCommercial-IntLight | 0 |  |  |  |  | 328.193 | 115.3803 | 0 | 0 | 0 | 212.8126 | 781.0405 |  | kWh | 0.18547 | -3.2238 | Commercial |  | Annual | [5 empty] | 11 | 0.96 |  |  |  | 0 | 0 | 0 | 5.8502 | 0 | 0 | 0 | 0 | 0 | 0 | 0 | 0 | 2006 Qtr 1: 0; 2006 Qtr 2: 0; 2006 Qtr 3: 0; 2006 Qtr 4: 0; 2007 Qtr 1: 0; 2007 Qtr 2: 0; 2007 Qtr 3: 0; 2007 Qtr 4: 0; 2008 Qtr 1: 0; 2008 Qtr 2: 0; 2008 Qtr 3: 0; 2008 Qtr 4: 5.8502 | 5.8502
0 | 234285-Lighting-Occpncy Snsr-Hi-Bay integrated Snsr-Tr1 |  | 10 | Commercial | 01-ALC-AllCommercial-IntLight | 0 |  |  |  |  | 140.9479 | 95.5 | 0 | 0 | 0 | 45.4479 | 1661 |  | kWh | 0 | 0 | Commercial |  | Annual | [5 empty] | 8 | 0.96 |  |  |  | 0 | 0 | 0 | 6 | 0 | 0 | 0 | 0 | 0 | 0 | 0 | 0 | 2006 Qtr 1: 0; 2006 Qtr 2: 0; 2006 Qtr 3: 0; 2006 Qtr 4: 0; 2007 Qtr 1: 0; 2007 Qtr 2: 0; 2007 Qtr 3: 0; 2007 Qtr 4: 0; 2008 Qtr 1: 0; 2008 Qtr 2: 0; 2008 Qtr 3: 0; 2008 Qtr 4: 6 | 6
0 | 234321-Lighting-Time Clocks - Tr1 | CALC00AVTIMEC | 10 | Commercial | 01-ALC-AllCommercial-ExtLight | 0 |  |  |  |  | 239.8875 | 60 | 0 | 0 | 0 | 179.8875 | 474.24 |  | kWh | 0 | 0 | Commercial |  | Annual | [5 empty] | 8 | 0.96 |  |  |  | 0 | 0 | 0 | 1 | 0 | 0 | 0 | 0 | 0 | 0 | 0 | 0 | 2006 Qtr 1: 0; 2006 Qtr 2: 0; 2006 Qtr 3: 0; 2006 Qtr 4: 0; 2007 Qtr 1: 0; 2007 Qtr 2: 0; 2007 Qtr 3: 0; 2007 Qtr 4: 0; 2008 Qtr 1: 0; 2008 Qtr 2: 0; 2008 Qtr 3: 0; 2008 Qtr 4: 1 | 1
0 | 234331-Premium T8 with T12 40 Watt Baseline - Tr2 |  | 7 | Commercial | 18-OFS-Office–Small-IntLight | 0 |  |  |  |  | 13.9591 | 9.8923 | 0 | 0 | 0 | 4.0668 | 32.5502 |  | kWh | 0.009764 | -0.0094661 | Commercial |  | Annual | [5 empty] | 11 | 0.96 |  |  |  | 0 | 0 | 0 | 140.1095 | 0 | 0 | 0 | 0 | 0 | 0 | 0 | 0 | 2006 Qtr 1: 0; 2006 Qtr 2: 0; 2006 Qtr 3: 0; 2006 Qtr 4: 0; 2007 Qtr 1: 0; 2007 Qtr 2: 0; 2007 Qtr 3: 0; 2007 Qtr 4: 0; 2008 Qtr 1: 0; 2008 Qtr 2: 0; 2008 Qtr 3: 0; 2008 Qtr 4: 140.1095 | 140.1095
0 | 234304-Lighting-Remove 4 Ft Lamp (De-Lamp) - Tr2 | COFL00AVDEL01 | 7 | Commercial | 18-OFS-Office–Small-IntLight | 0 |  |  |  |  | 28.2538 | 12.3653 | 0 | 0 | 0 | 15.8885 | 104.8272 |  | kWh | 0.031445 | -0.030485 | Commercial |  | Annual | [5 empty] | 11 | 0.96 |  |  |  | 0 | 0 | 0 | 140.1095 | 0 | 0 | 0 | 0 | 0 | 0 | 0 | 0 | 2006 Qtr 1: 0; 2006 Qtr 2: 0; 2006 Qtr 3: 0; 2006 Qtr 4: 0; 2007 Qtr 1: 0; 2007 Qtr 2: 0; 2007 Qtr 3: 0; 2007 Qtr 4: 0; 2008 Qtr 1: 0; 2008 Qtr 2: 0; 2008 Qtr 3: 0; 2008 Qtr 4: 140.1095 | 140.1095
0 | 234330-Premium T8 with T12 40 Watt Baseline - Tr1 |  | 10 | Commercial | 18-OFS-Office–Small-IntLight | 0 |  |  |  |  | 13.9589 | 13.1897 | 0 | 0 | 0 | 0.76922 | 31.6933 |  | kWh | 0.0096171 | -0.016983 | Commercial |  | Annual | [5 empty] | 11 | 0.96 |  |  |  | 0 | 0 | 0 | 44.5803 | 0 | 0 | 0 | 0 | 0 | 0 | 0 | 0 | 2006 Qtr 1: 0; 2006 Qtr 2: 0; 2006 Qtr 3: 0; 2006 Qtr 4: 0; 2007 Qtr 1: 0; 2007 Qtr 2: 0; 2007 Qtr 3: 0; 2007 Qtr 4: 0; 2008 Qtr 1: 0; 2008 Qtr 2: 0; 2008 Qtr 3: 0; 2008 Qtr 4: 44.5803 | 44.5803
0 | 234303-Lighting-Remove 4 Ft Lamp (De-Lamp) - Tr1 | COFL00AVDEL01 | 10 | Commercial | 18-OFS-Office–Small-IntLight | 0 |  |  |  |  | 28.2518 | 16.4871 | 0 | 0 | 0 | 11.7647 | 105.3867 |  | kWh | 0.031979 | -0.056473 | Commercial |  | Annual | [5 empty] | 11 | 0.96 |  |  |  | 0 | 0 | 0 | 44.5803 | 0 | 0 | 0 | 0 | 0 | 0 | 0 | 0 | 2006 Qtr 1: 0; 2006 Qtr 2: 0; 2006 Qtr 3: 0; 2006 Qtr 4: 0; 2007 Qtr 1: 0; 2007 Qtr 2: 0; 2007 Qtr 3: 0; 2007 Qtr 4: 0; 2008 Qtr 1: 0; 2008 Qtr 2: 0; 2008 Qtr 3: 0; 2008 Qtr 4: 44.5803 | 44.5803
0 | 234207-Lighting-8 Ft T-8 with Elec Ballast-Tr1 |  | 10 | Commercial | 18-OFS-Office–Small-IntLight | 0 |  |  |  |  | 35.7163 | 21.9828 | 0 | 0 | 0 | 13.7335 | 26.2822 |  | kWh | 0.0079752 | -0.014084 | Commercial |  | Annual | [5 empty] | 11 | 0.96 |  |  |  | 0 | 0 | 0 | 20.0156 | 0 | 0 | 0 | 0 | 0 | 0 | 0 | 0 | 2006 Qtr 1: 0; 2006 Qtr 2: 0; 2006 Qtr 3: 0; 2006 Qtr 4: 0; 2007 Qtr 1: 0; 2007 Qtr 2: 0; 2007 Qtr 3: 0; 2007 Qtr 4: 0; 2008 Qtr 1: 0; 2008 Qtr 2: 0; 2008 Qtr 3: 0; 2008 Qtr 4: 20.0156 | 20.0156
0 | 234330-Premium T8 with T12 40 Watt Baseline - Tr1 |  | 10 | Commercial | 18-OFS-Office–Small-IntLight | 0 |  |  |  |  | 13.9589 | 13.1897 | 0 | 0 | 0 | 0.76922 | 31.6933 |  | kWh | 0.0096171 | -0.016983 | Commercial |  | Annual | [5 empty] | 11 | 0.96 |  |  |  | 0 | 0 | 0 | 16.3764 | 0 | 0 | 0 | 0 | 0 | 0 | 0 | 0 | 2006 Qtr 1: 0; 2006 Qtr 2: 0; 2006 Qtr 3: 0; 2006 Qtr 4: 0; 2007 Qtr 1: 0; 2007 Qtr 2: 0; 2007 Qtr 3: 0; 2007 Qtr 4: 0; 2008 Qtr 1: 0; 2008 Qtr 2: 0; 2008 Qtr 3: 0; 2008 Qtr 4: 16.3764 | 16.3764
0 | 234303-Lighting-Remove 4 Ft Lamp (De-Lamp) - Tr1 | COFL00AVDEL01 | 10 | Commercial | 18-OFS-Office–Small-IntLight | 0 |  |  |  |  | 28.2518 | 16.4871 | 0 | 0 | 0 | 11.7647 | 105.3867 |  | kWh | 0.031979 | -0.056473 | Commercial |  | Annual | [5 empty] | 11 | 0.96 |  |  |  | 0 | 0 | 0 | 8.1882 | 0 | 0 | 0 | 0 | 0 | 0 | 0 | 0 | 2006 Qtr 1: 0; 2006 Qtr 2: 0; 2006 Qtr 3: 0; 2006 Qtr 4: 0; 2007 Qtr 1: 0; 2007 Qtr 2: 0; 2007 Qtr 3: 0; 2007 Qtr 4: 0; 2008 Qtr 1: 0; 2008 Qtr 2: 0; 2008 Qtr 3: 0; 2008 Qtr 4: 8.1882 | 8.1882
0 | 234331-Premium T8 with T12 40 Watt Baseline - Tr2 |  | 10 | Commercial | 23-RTL-Retail–SingleStorylarge-LIT_INT | 0 |  |  |  |  | 13.9591 | 9.8923 | 0 | 0 | 0 | 4.0668 | 36.7052 |  | kWh | 0.010932 | -0.07933 | Commercial |  | Annual | [5 empty] | 11 | 0.96 |  |  |  | 0 | 0 | 0 | 18.196 | 0 | 0 | 0 | 0 | 0 | 0 | 0 | 0 | 2006 Qtr 1: 0; 2006 Qtr 2: 0; 2006 Qtr 3: 0; 2006 Qtr 4: 0; 2007 Qtr 1: 0; 2007 Qtr 2: 0; 2007 Qtr 3: 0; 2007 Qtr 4: 0; 2008 Qtr 1: 0; 2008 Qtr 2: 0; 2008 Qtr 3: 0; 2008 Qtr 4: 18.196 | 18.196
0 | 234307-Lighting-Remove 8 Ft Lamp (De-Lamp) - Tr2 | CRTL00AVDEL02 | 10 | Commercial | 23-RTL-Retail–SingleStorylarge-LIT_INT | 0 |  |  |  |  | 28.4684 | 16.4871 | 0 | 0 | 0 | 11.9813 | 195.0867 |  | kWh | 0.058105 | -0.42164 | Commercial |  | Annual | [5 empty] | 11 | 0.96 |  |  |  | 0 | 0 | 0 | 9.098 | 0 | 0 | 0 | 0 | 0 | 0 | 0 | 0 | 2006 Qtr 1: 0; 2006 Qtr 2: 0; 2006 Qtr 3: 0; 2006 Qtr 4: 0; 2007 Qtr 1: 0; 2007 Qtr 2: 0; 2007 Qtr 3: 0; 2007 Qtr 4: 0; 2008 Qtr 1: 0; 2008 Qtr 2: 0; 2008 Qtr 3: 0; 2008 Qtr 4: 9.098 | 9.098
0 | 234331-Premium T8 with T12 40 Watt Baseline - Tr2 |  | 10 | Commercial | 23-RTL-Retail–SingleStorylarge-LIT_INT | 0 |  |  |  |  | 13.9591 | 9.8923 | 0 | 0 | 0 | 4.0668 | 36.7052 |  | kWh | 0.010932 | -0.07933 | Commercial |  | Annual | [5 empty] | 11 | 0.96 |  |  |  | 0 | 0 | 0 | 36.3921 | 0 | 0 | 0 | 0 | 0 | 0 | 0 | 0 | 2006 Qtr 1: 0; 2006 Qtr 2: 0; 2006 Qtr 3: 0; 2006 Qtr 4: 0; 2007 Qtr 1: 0; 2007 Qtr 2: 0; 2007 Qtr 3: 0; 2007 Qtr 4: 0; 2008 Qtr 1: 0; 2008 Qtr 2: 0; 2008 Qtr 3: 0; 2008 Qtr 4: 36.3921 | 36.3921
0 | 234313-Lighting-Screw in 14-26 Watt Lamp - Tr2 | Averaged DEER Msrs | 10 | Commercial | 23-RTL-Retail–SingleStorylarge-LIT_INT | 0 |  |  |  |  | 10.5136 | 7.4236 | 0 | 0 | 0 | 3.09 | 56.5085 |  | kWh | 0.013879 | -0.12354 | Commercial |  | Annual | [5 empty] | 2.62 | 0.96 |  |  |  | 0 | 0 | 0 | 1.3471 | 0 | 0 | 0 | 0 | 0 | 0 | 0 | 0 | 2006 Qtr 1: 0; 2006 Qtr 2: 0; 2006 Qtr 3: 0; 2006 Qtr 4: 0; 2007 Qtr 1: 0; 2007 Qtr 2: 0; 2007 Qtr 3: 0; 2007 Qtr 4: 0; 2008 Qtr 1: 0; 2008 Qtr 2: 0; 2008 Qtr 3: 0; 2008 Qtr 4: 1.3471 | 1.3471
0 | 234331-Premium T8 with T12 40 Watt Baseline - Tr2 |  | 10 | Commercial | 23-RTL-Retail–SingleStorylarge-LIT_INT | 0 |  |  |  |  | 13.9591 | 9.8923 | 0 | 0 | 0 | 4.0668 | 36.7052 |  | kWh | 0.010932 | -0.07933 | Commercial |  | Annual | [5 empty] | 11 | 0.96 |  |  |  | 0 | 0 | 0 | 92.7998 | 0 | 0 | 0 | 0 | 0 | 0 | 0 | 0 | 2006 Qtr 1: 0; 2006 Qtr 2: 0; 2006 Qtr 3: 0; 2006 Qtr 4: 0; 2007 Qtr 1: 0; 2007 Qtr 2: 0; 2007 Qtr 3: 0; 2007 Qtr 4: 0; 2008 Qtr 1: 0; 2008 Qtr 2: 0; 2008 Qtr 3: 0; 2008 Qtr 4: 92.7998 | 92.7998
0 | 234313-Lighting-Screw in 14-26 Watt Lamp - Tr2 | Averaged DEER Msrs | 10 | Commercial | 23-RTL-Retail–SingleStorylarge-LIT_INT | 0 |  |  |  |  | 10.5136 | 7.4236 | 0 | 0 | 0 | 3.09 | 56.5085 |  | kWh | 0.013879 | -0.12354 | Commercial |  | Annual | [5 empty] | 2.62 | 0.96 |  |  |  | 0 | 0 | 0 | 0.67353 | 0 | 0 | 0 | 0 | 0 | 0 | 0 | 0 | 2006 Qtr 1: 0; 2006 Qtr 2: 0; 2006 Qtr 3: 0; 2006 Qtr 4: 0; 2007 Qtr 1: 0; 2007 Qtr 2: 0; 2007 Qtr 3: 0; 2007 Qtr 4: 0; 2008 Qtr 1: 0; 2008 Qtr 2: 0; 2008 Qtr 3: 0; 2008 Qtr 4: 0.67353 | 0.67353
0 | 234304-Lighting-Remove 4 Ft Lamp (De-Lamp) - Tr2 | COFL00AVDEL01 | 10 | Commercial | 23-RTL-Retail–SingleStorylarge-LIT_INT | 0 |  |  |  |  | 28.2538 | 12.3653 | 0 | 0 | 0 | 15.8885 | 118.2081 |  | kWh | 0.035207 | -0.25548 | Commercial |  | Annual | [5 empty] | 11 | 0.96 |  |  |  | 0 | 0 | 0 | 1.8196 | 0 | 0 | 0 | 0 | 0 | 0 | 0 | 0 | 2006 Qtr 1: 0; 2006 Qtr 2: 0; 2006 Qtr 3: 0; 2006 Qtr 4: 0; 2007 Qtr 1: 0; 2007 Qtr 2: 0; 2007 Qtr 3: 0; 2007 Qtr 4: 0; 2008 Qtr 1: 0; 2008 Qtr 2: 0; 2008 Qtr 3: 0; 2008 Qtr 4: 1.8196 | 1.8196
0 | 234361-Lighting-IntrHiByLnrFlscntFxtr244wrplc400w(TrI)Tr2 |  | 10 | Commercial | 01-ALC-AllCommercial-IntLight | 0 |  |  |  |  | 328.193 | 115.3803 | 0 | 0 | 0 | 212.8126 | 937.2889 |  | kWh | 0.18321 | -1.535 | Commercial |  | Annual | [5 empty] | 11 | 0.96 |  |  |  | 0 | 0 | 0 | 14.6255 | 0 | 0 | 0 | 0 | 0 | 0 | 0 | 0 | 2006 Qtr 1: 0; 2006 Qtr 2: 0; 2006 Qtr 3: 0; 2006 Qtr 4: 0; 2007 Qtr 1: 0; 2007 Qtr 2: 0; 2007 Qtr 3: 0; 2007 Qtr 4: 0; 2008 Qtr 1: 14.6255; 2008 Qtr 2: 0; 2008 Qtr 3: 0; 2008 Qtr 4: 0 | 14.6255
0 | 234286-Lighting-Occpncy Snsr-Hi-Bay integrated Snsr-Tr2 |  | 10 | Commercial | 01-ALC-AllCommercial-IntLight | 0 |  |  |  |  | 141 | 95.5 | 0 | 0 | 0 | 45.5 | 1661 |  | kWh | 0 | 0 | Commercial |  | Annual | [5 empty] | 8 | 0.96 |  |  |  | 0 | 0 | 0 | 15 | 0 | 0 | 0 | 0 | 0 | 0 | 0 | 0 | 2006 Qtr 1: 0; 2006 Qtr 2: 0; 2006 Qtr 3: 0; 2006 Qtr 4: 0; 2007 Qtr 1: 0; 2007 Qtr 2: 0; 2007 Qtr 3: 0; 2007 Qtr 4: 0; 2008 Qtr 1: 15; 2008 Qtr 2: 0; 2008 Qtr 3: 0; 2008 Qtr 4: 0 | 15
0 | 234330-Premium T8 with T12 40 Watt Baseline - Tr1 |  | 7 | Commercial | 01-ALC-AllCommercial-IntLight | 0 |  |  |  |  | 13.9589 | 13.1897 | 0 | 0 | 0 | 0.76922 | 30.14 |  | kWh | 0.0093405 | -0.04936 | Commercial |  | Annual | [5 empty] | 11 | 0.96 |  |  |  | 0 | 0 | 0 | 109.1763 | 0 | 0 | 0 | 0 | 0 | 0 | 0 | 0 | 2006 Qtr 1: 0; 2006 Qtr 2: 0; 2006 Qtr 3: 0; 2006 Qtr 4: 0; 2007 Qtr 1: 0; 2007 Qtr 2: 0; 2007 Qtr 3: 0; 2007 Qtr 4: 0; 2008 Qtr 1: 0; 2008 Qtr 2: 0; 2008 Qtr 3: 0; 2008 Qtr 4: 109.1763 | 109.1763
0 | 234340-Lighting-Intr HiBy Lnr FlrscntFxtr600w rplc>400Tr1 |  | 7 | Commercial | 01-ALC-AllCommercial-IntLight | 0 |  |  |  |  | 666.6419 | 216.4022 | 0 | 0 | 0 | 450.2397 | 2398.5928 |  | kWh | 0.46885 | -3.9281 | Commercial |  | Annual | [5 empty] | 11 | 0.96 |  |  |  | 0 | 0 | 0 | 3.9001 | 0 | 0 | 0 | 0 | 0 | 0 | 0 | 0 | 2006 Qtr 1: 0; 2006 Qtr 2: 0; 2006 Qtr 3: 0; 2006 Qtr 4: 0; 2007 Qtr 1: 0; 2007 Qtr 2: 0; 2007 Qtr 3: 0; 2007 Qtr 4: 0; 2008 Qtr 1: 0; 2008 Qtr 2: 0; 2008 Qtr 3: 0; 2008 Qtr 4: 3.9001 | 3.9001
0 | 234002-A/C-Reflective Window Film Coastal |  | 10 | Commercial | 18-OFS-Office–Small-Cooling | 0 |  |  |  |  | 3.12 | 2 | 0 | 0 | 0 | 1.12 | 12.44 |  | kWh | 0.0023 | 0 | Commercial |  | Annual | [5 empty] | 10 | 0.96 |  |  |  | 0 | 0 | 0 | 122 | 0 | 0 | 0 | 0 | 0 | 0 | 0 | 0 | 2006 Qtr 1: 0; 2006 Qtr 2: 0; 2006 Qtr 3: 0; 2006 Qtr 4: 0; 2007 Qtr 1: 0; 2007 Qtr 2: 0; 2007 Qtr 3: 0; 2007 Qtr 4: 0; 2008 Qtr 1: 122; 2008 Qtr 2: 0; 2008 Qtr 3: 0; 2008 Qtr 4: 0 | 122
0 | 234286-Lighting-Occpncy Snsr-Hi-Bay integrated Snsr-Tr2 |  | 7 | Commercial | 01-ALC-AllCommercial-IntLight | 0 |  |  |  |  | 141 | 95.5 | 0 | 0 | 0 | 45.5 | 1661 |  | kWh | 0 | 0 | Commercial |  | Annual | [5 empty] | 8 | 0.96 |  |  |  | 0 | 0 | 0 | 7 | 0 | 0 | 0 | 0 | 0 | 0 | 0 | 0 | 2006 Qtr 1: 0; 2006 Qtr 2: 0; 2006 Qtr 3: 0; 2006 Qtr 4: 0; 2007 Qtr 1: 0; 2007 Qtr 2: 0; 2007 Qtr 3: 0; 2007 Qtr 4: 0; 2008 Qtr 1: 0; 2008 Qtr 2: 0; 2008 Qtr 3: 0; 2008 Qtr 4: 7 | 7
0 | 234330-Premium T8 with T12 40 Watt Baseline - Tr1 |  | 10 | Commercial | 23-RTL-Retail–SingleStorylarge-LIT_INT | 0 |  |  |  |  | 13.9589 | 13.1897 | 0 | 0 | 0 | 0.76922 | 35.5491 |  | kWh | 0.010588 | -0.076831 | Commercial |  | Annual | [5 empty] | 11 | 0.96 |  |  |  | 0 | 0 | 0 | 115.5449 | 0 | 0 | 0 | 0 | 0 | 0 | 0 | 0 | 2006 Qtr 1: 0; 2006 Qtr 2: 0; 2006 Qtr 3: 0; 2006 Qtr 4: 0; 2007 Qtr 1: 0; 2007 Qtr 2: 0; 2007 Qtr 3: 0; 2007 Qtr 4: 0; 2008 Qtr 1: 0; 2008 Qtr 2: 0; 2008 Qtr 3: 115.5449; 2008 Qtr 4: 0 | 115.5449
0 | 234084-Refrigeration -Cooler/Freezer Door Gaskets - Solid Doors: Cooler |  | 7 | Commercial | 21-RSD-Restaurant–SitDown-REFG | 0 |  |  |  |  | 4 | 4 | 0 | 0 | 0 | 0 | 3.6686 |  | kWh | 0.000614 | 0 | Commercial |  | Annual | [5 empty] | 4 | 0.96 |  |  |  | 0 | 0 | 0 | 87 | 0 | 0 | 0 | 0 | 0 | 0 | 0 | 0 | 2006 Qtr 1: 0; 2006 Qtr 2: 0; 2006 Qtr 3: 0; 2006 Qtr 4: 0; 2007 Qtr 1: 0; 2007 Qtr 2: 0; 2007 Qtr 3: 0; 2007 Qtr 4: 0; 2008 Qtr 1: 87; 2008 Qtr 2: 0; 2008 Qtr 3: 0; 2008 Qtr 4: 0 | 87
0 | 234330-Premium T8 with T12 40 Watt Baseline - Tr1 |  | 10 | Commercial | 23-RTL-Retail–SingleStorylarge-LIT_INT | 0 |  |  |  |  | 13.9589 | 13.1897 | 0 | 0 | 0 | 0.76922 | 35.5491 |  | kWh | 0.010588 | -0.076831 | Commercial |  | Annual | [5 empty] | 11 | 0.96 |  |  |  | 0 | 0 | 0 | 61.8665 | 0 | 0 | 0 | 0 | 0 | 0 | 0 | 0 | 2006 Qtr 1: 0; 2006 Qtr 2: 0; 2006 Qtr 3: 0; 2006 Qtr 4: 0; 2007 Qtr 1: 0; 2007 Qtr 2: 0; 2007 Qtr 3: 0; 2007 Qtr 4: 0; 2008 Qtr 1: 0; 2008 Qtr 2: 0; 2008 Qtr 3: 61.8665; 2008 Qtr 4: 0 | 61.8665
0 | 234303-Lighting-Remove 4 Ft Lamp (De-Lamp) - Tr1 | COFL00AVDEL01 | 10 | Commercial | 23-RTL-Retail–SingleStorylarge-LIT_INT | 0 |  |  |  |  | 28.2518 | 16.4871 | 0 | 0 | 0 | 11.7647 | 118.2081 |  | kWh | 0.035207 | -0.25548 | Commercial |  | Annual | [5 empty] | 11 | 0.96 |  |  |  | 0 | 0 | 0 | 10.9176 | 0 | 0 | 0 | 0 | 0 | 0 | 0 | 0 | 2006 Qtr 1: 0; 2006 Qtr 2: 0; 2006 Qtr 3: 0; 2006 Qtr 4: 0; 2007 Qtr 1: 0; 2007 Qtr 2: 0; 2007 Qtr 3: 0; 2007 Qtr 4: 0; 2008 Qtr 1: 0; 2008 Qtr 2: 0; 2008 Qtr 3: 10.9176; 2008 Qtr 4: 0 | 10.9176
0 | 234312-Lighting-Screw in 14-26 Watt Lamp - Tr1 | Averaged DEER Msrs | 10 | Commercial | 23-RTL-Retail–SingleStorylarge-LIT_INT | 0 |  |  |  |  | 10.5108 | 10.3931 | 0 | 0 | 0 | 0.11768 | 54.9042 |  | kWh | 0.013485 | -0.12004 | Commercial |  | Annual | [5 empty] | 1.74 | 0.96 |  |  |  | 0 | 0 | 0 | 2.6941 | 0 | 0 | 0 | 0 | 0 | 0 | 0 | 0 | 2006 Qtr 1: 0; 2006 Qtr 2: 0; 2006 Qtr 3: 0; 2006 Qtr 4: 0; 2007 Qtr 1: 0; 2007 Qtr 2: 0; 2007 Qtr 3: 0; 2007 Qtr 4: 0; 2008 Qtr 1: 0; 2008 Qtr 2: 0; 2008 Qtr 3: 2.6941; 2008 Qtr 4: 0 | 2.6941
0 | 234330-Premium T8 with T12 40 Watt Baseline - Tr1 |  | 10 | Commercial | 23-RTL-Retail–SingleStorylarge-LIT_INT | 0 |  |  |  |  | 13.9589 | 13.1897 | 0 | 0 | 0 | 0.76922 | 35.5491 |  | kWh | 0.010588 | -0.076831 | Commercial |  | Annual | [5 empty] | 11 | 0.96 |  |  |  | 0 | 0 | 0 | 67.3254 | 0 | 0 | 0 | 0 | 0 | 0 | 0 | 0 | 2006 Qtr 1: 0; 2006 Qtr 2: 0; 2006 Qtr 3: 0; 2006 Qtr 4: 0; 2007 Qtr 1: 0; 2007 Qtr 2: 0; 2007 Qtr 3: 0; 2007 Qtr 4: 0; 2008 Qtr 1: 0; 2008 Qtr 2: 0; 2008 Qtr 3: 0; 2008 Qtr 4: 67.3254 | 67.3254
0 | 234303-Lighting-Remove 4 Ft Lamp (De-Lamp) - Tr1 | COFL00AVDEL01 | 10 | Commercial | 23-RTL-Retail–SingleStorylarge-LIT_INT | 0 |  |  |  |  | 28.2518 | 16.4871 | 0 | 0 | 0 | 11.7647 | 118.2081 |  | kWh | 0.035207 | -0.25548 | Commercial |  | Annual | [5 empty] | 11 | 0.96 |  |  |  | 0 | 0 | 0 | 49.1293 | 0 | 0 | 0 | 0 | 0 | 0 | 0 | 0 | 2006 Qtr 1: 0; 2006 Qtr 2: 0; 2006 Qtr 3: 0; 2006 Qtr 4: 0; 2007 Qtr 1: 0; 2007 Qtr 2: 0; 2007 Qtr 3: 0; 2007 Qtr 4: 0; 2008 Qtr 1: 0; 2008 Qtr 2: 0; 2008 Qtr 3: 0; 2008 Qtr 4: 49.1293 | 49.1293
0 | 234049-Lighting-LED Exit Sign New Sign | CALC00AVETS01 | 10 | Commercial | 02-ASM-Assembly-Exit | 0 |  |  |  |  | 65.3696 | 45 | 0 | 0 | 0 | 20.3696 | 351.311 |  | kWh | 0 | 0 | Commercial |  | Annual | [5 empty] | 16 | 0.96 |  |  |  | 0 | 0 | 0 | 2 | 0 | 0 | 0 | 0 | 0 | 0 | 0 | 0 | 2006 Qtr 1: 0; 2006 Qtr 2: 0; 2006 Qtr 3: 0; 2006 Qtr 4: 0; 2007 Qtr 1: 0; 2007 Qtr 2: 0; 2007 Qtr 3: 0; 2007 Qtr 4: 0; 2008 Qtr 1: 0; 2008 Qtr 2: 0; 2008 Qtr 3: 0; 2008 Qtr 4: 2 | 2
0 | 234330-Premium T8 with T12 40 Watt Baseline - Tr1 |  | 10 | Commercial | 23-RTL-Retail–SingleStorylarge-LIT_INT | 0 |  |  |  |  | 13.9589 | 13.1897 | 0 | 0 | 0 | 0.76922 | 35.5491 |  | kWh | 0.010588 | -0.076831 | Commercial |  | Annual | [5 empty] | 11 | 0.96 |  |  |  | 0 | 0 | 0 | 25.4745 | 0 | 0 | 0 | 0 | 0 | 0 | 0 | 0 | 2006 Qtr 1: 0; 2006 Qtr 2: 0; 2006 Qtr 3: 0; 2006 Qtr 4: 0; 2007 Qtr 1: 0; 2007 Qtr 2: 0; 2007 Qtr 3: 0; 2007 Qtr 4: 0; 2008 Qtr 1: 0; 2008 Qtr 2: 0; 2008 Qtr 3: 0; 2008 Qtr 4: 25.4745 | 25.4745
0 | 234303-Lighting-Remove 4 Ft Lamp (De-Lamp) - Tr1 | COFL00AVDEL01 | 10 | Commercial | 23-RTL-Retail–SingleStorylarge-LIT_INT | 0 |  |  |  |  | 28.2518 | 16.4871 | 0 | 0 | 0 | 11.7647 | 118.2081 |  | kWh | 0.035207 | -0.25548 | Commercial |  | Annual | [5 empty] | 11 | 0.96 |  |  |  | 0 | 0 | 0 | 25.4745 | 0 | 0 | 0 | 0 | 0 | 0 | 0 | 0 | 2006 Qtr 1: 0; 2006 Qtr 2: 0; 2006 Qtr 3: 0; 2006 Qtr 4: 0; 2007 Qtr 1: 0; 2007 Qtr 2: 0; 2007 Qtr 3: 0; 2007 Qtr 4: 0; 2008 Qtr 1: 0; 2008 Qtr 2: 0; 2008 Qtr 3: 0; 2008 Qtr 4: 25.4745 | 25.4745
0 | 234294-Lighting-Occupancy Sensor-Wallbox Lghtng Snsr-Tr1 | CALC00AVOCC01 | 10 | Commercial | 23-RTL-Retail–SingleStorylarge-LIT_INT | 0 |  |  |  |  | 42.2727 | 40 | 0 | 0 | 0 | 2.2727 | 213.759 |  | kWh | 0.17617 | 0 | Commercial |  | Annual | [5 empty] | 8 | 0.96 |  |  |  | 0 | 0 | 0 | 1 | 0 | 0 | 0 | 0 | 0 | 0 | 0 | 0 | 2006 Qtr 1: 0; 2006 Qtr 2: 0; 2006 Qtr 3: 0; 2006 Qtr 4: 0; 2007 Qtr 1: 0; 2007 Qtr 2: 0; 2007 Qtr 3: 0; 2007 Qtr 4: 0; 2008 Qtr 1: 0; 2008 Qtr 2: 0; 2008 Qtr 3: 0; 2008 Qtr 4: 1 | 1
0 | 234330-Premium T8 with T12 40 Watt Baseline - Tr1 |  | 10 | Commercial | 23-RTL-Retail–SingleStorylarge-LIT_INT | 0 |  |  |  |  | 13.9589 | 13.1897 | 0 | 0 | 0 | 0.76922 | 35.5491 |  | kWh | 0.010588 | -0.076831 | Commercial |  | Annual | [5 empty] | 11 | 0.96 |  |  |  | 0 | 0 | 0 | 81.8822 | 0 | 0 | 0 | 0 | 0 | 0 | 0 | 0 | 2006 Qtr 1: 0; 2006 Qtr 2: 0; 2006 Qtr 3: 0; 2006 Qtr 4: 0; 2007 Qtr 1: 0; 2007 Qtr 2: 0; 2007 Qtr 3: 0; 2007 Qtr 4: 0; 2008 Qtr 1: 0; 2008 Qtr 2: 0; 2008 Qtr 3: 0; 2008 Qtr 4: 81.8822 | 81.8822
0 | 234303-Lighting-Remove 4 Ft Lamp (De-Lamp) - Tr1 | COFL00AVDEL01 | 10 | Commercial | 23-RTL-Retail–SingleStorylarge-LIT_INT | 0 |  |  |  |  | 28.2518 | 16.4871 | 0 | 0 | 0 | 11.7647 | 118.2081 |  | kWh | 0.035207 | -0.25548 | Commercial |  | Annual | [5 empty] | 11 | 0.96 |  |  |  | 0 | 0 | 0 | 1.8196 | 0 | 0 | 0 | 0 | 0 | 0 | 0 | 0 | 2006 Qtr 1: 0; 2006 Qtr 2: 0; 2006 Qtr 3: 0; 2006 Qtr 4: 0; 2007 Qtr 1: 0; 2007 Qtr 2: 0; 2007 Qtr 3: 0; 2007 Qtr 4: 0; 2008 Qtr 1: 0; 2008 Qtr 2: 0; 2008 Qtr 3: 0; 2008 Qtr 4: 1.8196 | 1.8196
0 | 234330-Premium T8 with T12 40 Watt Baseline - Tr1 |  | 10 | Commercial | 23-RTL-Retail–SingleStorylarge-LIT_INT | 0 |  |  |  |  | 13.9589 | 13.1897 | 0 | 0 | 0 | 0.76922 | 35.5491 |  | kWh | 0.010588 | -0.076831 | Commercial |  | Annual | [5 empty] | 11 | 0.96 |  |  |  | 0 | 0 | 0 | 21.8353 | 0 | 0 | 0 | 0 | 0 | 0 | 0 | 0 | 2006 Qtr 1: 0; 2006 Qtr 2: 0; 2006 Qtr 3: 0; 2006 Qtr 4: 0; 2007 Qtr 1: 0; 2007 Qtr 2: 0; 2007 Qtr 3: 0; 2007 Qtr 4: 0; 2008 Qtr 1: 0; 2008 Qtr 2: 0; 2008 Qtr 3: 0; 2008 Qtr 4: 21.8353 | 21.8353
0 | 234312-Lighting-Screw in 14-26 Watt Lamp - Tr1 | Averaged DEER Msrs | 10 | Commercial | 01-ALC-AllCommercial-IntLight | 0 |  |  |  |  | 10.5108 | 10.3931 | 0 | 0 | 0 | 0.11768 | 135.0789 |  | kWh | 0.013409 | -0.23644 | Commercial |  | Annual | [5 empty] | 1.74 | 0.96 |  |  |  | 0 | 0 | 0 | 1.3471 | 0 | 0 | 0 | 0 | 0 | 0 | 0 | 0 | 2006 Qtr 1: 0; 2006 Qtr 2: 0; 2006 Qtr 3: 0; 2006 Qtr 4: 0; 2007 Qtr 1: 0; 2007 Qtr 2: 0; 2007 Qtr 3: 0; 2007 Qtr 4: 0; 2008 Qtr 1: 0; 2008 Qtr 2: 0; 2008 Qtr 3: 0; 2008 Qtr 4: 1.3471 | 1.3471
0 | 234294-Lighting-Occupancy Sensor-Wallbox Lghtng Snsr-Tr1 | CALC00AVOCC01 | 10 | Commercial | 01-ALC-AllCommercial-IntLight | 0 |  |  |  |  | 42.2727 | 40 | 0 | 0 | 0 | 2.2727 | 213.759 |  | kWh | 0.17617 | 0 | Commercial |  | Annual | [5 empty] | 8 | 0.96 |  |  |  | 0 | 0 | 0 | 2 | 0 | 0 | 0 | 0 | 0 | 0 | 0 | 0 | 2006 Qtr 1: 0; 2006 Qtr 2: 0; 2006 Qtr 3: 0; 2006 Qtr 4: 0; 2007 Qtr 1: 0; 2007 Qtr 2: 0; 2007 Qtr 3: 0; 2007 Qtr 4: 0; 2008 Qtr 1: 0; 2008 Qtr 2: 0; 2008 Qtr 3: 0; 2008 Qtr 4: 2 | 2
0 | 234330-Premium T8 with T12 40 Watt Baseline - Tr1 |  | 7 | Commercial | 18-OFS-Office–Small-IntLight | 0 |  |  |  |  | 13.9589 | 13.1897 | 0 | 0 | 0 | 0.76922 | 31.525 |  | kWh | 0.0094564 | -0.009168 | Commercial |  | Annual | [5 empty] | 11 | 0.96 |  |  |  | 0 | 0 | 0 | 183.78 | 0 | 0 | 0 | 0 | 0 | 0 | 0 | 0 | 2006 Qtr 1: 0; 2006 Qtr 2: 0; 2006 Qtr 3: 0; 2006 Qtr 4: 0; 2007 Qtr 1: 0; 2007 Qtr 2: 0; 2007 Qtr 3: 0; 2007 Qtr 4: 0; 2008 Qtr 1: 0; 2008 Qtr 2: 0; 2008 Qtr 3: 0; 2008 Qtr 4: 183.78 | 183.78
0 | 234303-Lighting-Remove 4 Ft Lamp (De-Lamp) - Tr1 | COFL00AVDEL01 | 7 | Commercial | 18-OFS-Office–Small-IntLight | 0 |  |  |  |  | 28.2518 | 16.4871 | 0 | 0 | 0 | 11.7647 | 104.8272 |  | kWh | 0.031445 | -0.030485 | Commercial |  | Annual | [5 empty] | 11 | 0.96 |  |  |  | 0 | 0 | 0 | 118.2743 | 0 | 0 | 0 | 0 | 0 | 0 | 0 | 0 | 2006 Qtr 1: 0; 2006 Qtr 2: 0; 2006 Qtr 3: 0; 2006 Qtr 4: 0; 2007 Qtr 1: 0; 2007 Qtr 2: 0; 2007 Qtr 3: 0; 2007 Qtr 4: 0; 2008 Qtr 1: 0; 2008 Qtr 2: 0; 2008 Qtr 3: 0; 2008 Qtr 4: 118.2743 | 118.2743
0 | 234201-Lighting-2 Ft 2nd Gen T-8 with Elec Ballast-Tr1 |  | 7 | Commercial | 18-OFS-Office–Small-IntLight | 0 |  |  |  |  | 23.0819 | 10.9914 | 0 | 0 | 0 | 12.0905 | 20.0684 |  | kWh | 0.0060198 | -0.0058362 | Commercial |  | Annual | [5 empty] | 11 | 0.96 |  |  |  | 0 | 0 | 0 | 14.5568 | 0 | 0 | 0 | 0 | 0 | 0 | 0 | 0 | 2006 Qtr 1: 0; 2006 Qtr 2: 0; 2006 Qtr 3: 0; 2006 Qtr 4: 0; 2007 Qtr 1: 0; 2007 Qtr 2: 0; 2007 Qtr 3: 0; 2007 Qtr 4: 0; 2008 Qtr 1: 0; 2008 Qtr 2: 0; 2008 Qtr 3: 0; 2008 Qtr 4: 14.5568 | 14.5568
0 | 234330-Premium T8 with T12 40 Watt Baseline - Tr1 |  | 10 | Commercial | 01-ALC-AllCommercial-IntLight | 0 |  |  |  |  | 13.9589 | 13.1897 | 0 | 0 | 0 | 0.76922 | 65.4159 |  | kWh | 0.012906 | -0.10713 | Commercial |  | Annual | [5 empty] | 11 | 0.96 |  |  |  | 0 | 0 | 0 | 32.7529 | 0 | 0 | 0 | 0 | 0 | 0 | 0 | 0 | 2006 Qtr 1: 0; 2006 Qtr 2: 0; 2006 Qtr 3: 0; 2006 Qtr 4: 0; 2007 Qtr 1: 0; 2007 Qtr 2: 0; 2007 Qtr 3: 0; 2007 Qtr 4: 0; 2008 Qtr 1: 0; 2008 Qtr 2: 0; 2008 Qtr 3: 0; 2008 Qtr 4: 32.7529 | 32.7529
0 | 234312-Lighting-Screw in 14-26 Watt Lamp - Tr1 | Averaged DEER Msrs | 10 | Commercial | 01-ALC-AllCommercial-IntLight | 0 |  |  |  |  | 10.5108 | 10.3931 | 0 | 0 | 0 | 0.11768 | 135.0789 |  | kWh | 0.013409 | -0.23644 | Commercial |  | Annual | [5 empty] | 1.74 | 0.96 |  |  |  | 0 | 0 | 0 | 1.3471 | 0 | 0 | 0 | 0 | 0 | 0 | 0 | 0 | 2006 Qtr 1: 0; 2006 Qtr 2: 0; 2006 Qtr 3: 0; 2006 Qtr 4: 0; 2007 Qtr 1: 0; 2007 Qtr 2: 0; 2007 Qtr 3: 0; 2007 Qtr 4: 0; 2008 Qtr 1: 0; 2008 Qtr 2: 0; 2008 Qtr 3: 0; 2008 Qtr 4: 1.3471 | 1.3471
0 | 234330-Premium T8 with T12 40 Watt Baseline - Tr1 |  | 10 | Commercial | 23-RTL-Retail–SingleStorylarge-LIT_INT | 0 |  |  |  |  | 13.9589 | 13.1897 | 0 | 0 | 0 | 0.76922 | 35.5491 |  | kWh | 0.010588 | -0.076831 | Commercial |  | Annual | [5 empty] | 11 | 0.96 |  |  |  | 0 | 0 | 0 | 116.4547 | 0 | 0 | 0 | 0 | 0 | 0 | 0 | 0 | 2006 Qtr 1: 0; 2006 Qtr 2: 0; 2006 Qtr 3: 0; 2006 Qtr 4: 0; 2007 Qtr 1: 0; 2007 Qtr 2: 0; 2007 Qtr 3: 0; 2007 Qtr 4: 0; 2008 Qtr 1: 0; 2008 Qtr 2: 0; 2008 Qtr 3: 0; 2008 Qtr 4: 116.4547 | 116.4547
0 | 234294-Lighting-Occupancy Sensor-Wallbox Lghtng Snsr-Tr1 | CALC00AVOCC01 | 10 | Commercial | 23-RTL-Retail–SingleStorylarge-LIT_INT | 0 |  |  |  |  | 42.2727 | 40 | 0 | 0 | 0 | 2.2727 | 213.759 |  | kWh | 0.17617 | 0 | Commercial |  | Annual | [5 empty] | 8 | 0.96 |  |  |  | 0 | 0 | 0 | 3 | 0 | 0 | 0 | 0 | 0 | 0 | 0 | 0 | 2006 Qtr 1: 0; 2006 Qtr 2: 0; 2006 Qtr 3: 0; 2006 Qtr 4: 0; 2007 Qtr 1: 0; 2007 Qtr 2: 0; 2007 Qtr 3: 0; 2007 Qtr 4: 0; 2008 Qtr 1: 0; 2008 Qtr 2: 0; 2008 Qtr 3: 0; 2008 Qtr 4: 3 | 3
0 | 234360-Lighting-IntrHiByLnrFlscntFxtr244wrplc400w(TrI)Tr1 |  | 7 | Commercial | 01-ALC-AllCommercial-IntLight | 0 |  |  |  |  | 328.1301 | 153.8404 | 0 | 0 | 0 | 174.2897 | 749.8913 |  | kWh | 0.18068 | -1.2281 | Commercial |  | Annual | [5 empty] | 11 | 0.96 |  |  |  | 0 | 0 | 0 | 95.5535 | 0 | 0 | 0 | 0 | 0 | 0 | 0 | 0 | 2006 Qtr 1: 0; 2006 Qtr 2: 0; 2006 Qtr 3: 0; 2006 Qtr 4: 0; 2007 Qtr 1: 0; 2007 Qtr 2: 0; 2007 Qtr 3: 0; 2007 Qtr 4: 0; 2008 Qtr 1: 0; 2008 Qtr 2: 0; 2008 Qtr 3: 0; 2008 Qtr 4: 95.5535 | 95.5535
0 | 234285-Lighting-Occpncy Snsr-Hi-Bay integrated Snsr-Tr1 |  | 7 | Commercial | 01-ALC-AllCommercial-IntLight | 0 |  |  |  |  | 140.9479 | 95.5 | 0 | 0 | 0 | 45.4479 | 1661 |  | kWh | 0 | 0 | Commercial |  | Annual | [5 empty] | 8 | 0.96 |  |  |  | 0 | 0 | 0 | 98 | 0 | 0 | 0 | 0 | 0 | 0 | 0 | 0 | 2006 Qtr 1: 0; 2006 Qtr 2: 0; 2006 Qtr 3: 0; 2006 Qtr 4: 0; 2007 Qtr 1: 0; 2007 Qtr 2: 0; 2007 Qtr 3: 0; 2007 Qtr 4: 0; 2008 Qtr 1: 0; 2008 Qtr 2: 0; 2008 Qtr 3: 0; 2008 Qtr 4: 98 | 98
0 | 234330-Premium T8 with T12 40 Watt Baseline - Tr1 |  | 7 | Commercial | 14-MLI-Manufacturing–LightIndustry-LIGHT | 0 |  |  |  |  | 13.9589 | 13.1897 | 0 | 0 | 0 | 0.76922 | 30.1346 |  | kWh | 0.0093123 | -0.038961 | Commercial |  | Annual | [5 empty] | 11 | 0.96 |  |  |  | 0 | 0 | 0 | 40.0313 | 0 | 0 | 0 | 0 | 0 | 0 | 0 | 0 | 2006 Qtr 1: 0; 2006 Qtr 2: 0; 2006 Qtr 3: 0; 2006 Qtr 4: 0; 2007 Qtr 1: 0; 2007 Qtr 2: 0; 2007 Qtr 3: 0; 2007 Qtr 4: 0; 2008 Qtr 1: 0; 2008 Qtr 2: 0; 2008 Qtr 3: 0; 2008 Qtr 4: 40.0313 | 40.0313
0 | 234330-Premium T8 with T12 40 Watt Baseline - Tr1 |  | 10 | Commercial | 23-RTL-Retail–SingleStorylarge-LIT_INT | 0 |  |  |  |  | 13.9589 | 13.1897 | 0 | 0 | 0 | 0.76922 | 35.5491 |  | kWh | 0.010588 | -0.076831 | Commercial |  | Annual | [5 empty] | 11 | 0.96 |  |  |  | 0 | 0 | 0 | 67.3254 | 0 | 0 | 0 | 0 | 0 | 0 | 0 | 0 | 2006 Qtr 1: 0; 2006 Qtr 2: 0; 2006 Qtr 3: 0; 2006 Qtr 4: 0; 2007 Qtr 1: 0; 2007 Qtr 2: 0; 2007 Qtr 3: 0; 2007 Qtr 4: 0; 2008 Qtr 1: 0; 2008 Qtr 2: 0; 2008 Qtr 3: 0; 2008 Qtr 4: 67.3254 | 67.3254
0 | 234303-Lighting-Remove 4 Ft Lamp (De-Lamp) - Tr1 | COFL00AVDEL01 | 10 | Commercial | 23-RTL-Retail–SingleStorylarge-LIT_INT | 0 |  |  |  |  | 28.2518 | 16.4871 | 0 | 0 | 0 | 11.7647 | 118.2081 |  | kWh | 0.035207 | -0.25548 | Commercial |  | Annual | [5 empty] | 11 | 0.96 |  |  |  | 0 | 0 | 0 | 67.3254 | 0 | 0 | 0 | 0 | 0 | 0 | 0 | 0 | 2006 Qtr 1: 0; 2006 Qtr 2: 0; 2006 Qtr 3: 0; 2006 Qtr 4: 0; 2007 Qtr 1: 0; 2007 Qtr 2: 0; 2007 Qtr 3: 0; 2007 Qtr 4: 0; 2008 Qtr 1: 0; 2008 Qtr 2: 0; 2008 Qtr 3: 0; 2008 Qtr 4: 67.3254 | 67.3254
0 | 234085-Refrigeration -Strip Curtains for Walk-ins |  | 7 | Commercial | 21-RSD-Restaurant–SitDown-REFG | 0 |  |  |  |  | 3.05 | 3 | 0 | 0 | 0 | 0.05 | 77.0741 |  | kWh | 0.0019393 | 0 | Commercial |  | Annual | [5 empty] | 4 | 0.96 |  |  |  | 0 | 0 | 0 | 21 | 0 | 0 | 0 | 0 | 0 | 0 | 0 | 0 | 2006 Qtr 1: 0; 2006 Qtr 2: 0; 2006 Qtr 3: 0; 2006 Qtr 4: 0; 2007 Qtr 1: 0; 2007 Qtr 2: 0; 2007 Qtr 3: 0; 2007 Qtr 4: 0; 2008 Qtr 1: 0; 2008 Qtr 2: 0; 2008 Qtr 3: 0; 2008 Qtr 4: 21 | 21
0 | 234085-Refrigeration -Strip Curtains for Walk-ins |  | 7 | Commercial | 21-RSD-Restaurant–SitDown-REFG | 0 |  |  |  |  | 3.05 | 3 | 0 | 0 | 0 | 0.05 | 77.0741 |  | kWh | 0.0019393 | 0 | Commercial |  | Annual | [5 empty] | 4 | 0.96 |  |  |  | 0 | 0 | 0 | 21 | 0 | 0 | 0 | 0 | 0 | 0 | 0 | 0 | 2006 Qtr 1: 0; 2006 Qtr 2: 0; 2006 Qtr 3: 0; 2006 Qtr 4: 0; 2007 Qtr 1: 0; 2007 Qtr 2: 0; 2007 Qtr 3: 0; 2007 Qtr 4: 0; 2008 Qtr 1: 0; 2008 Qtr 2: 0; 2008 Qtr 3: 21; 2008 Qtr 4: 0 | 21
0 | 234067-Refrigeration - Food Service -Auto Closer for Main Cooler Doors | Averaged DEER Msrs | 7 | Commercial | 21-RSD-Restaurant–SitDown-REFG | 0 |  |  |  |  | 433.2219 | 103 | 0 | 0 | 0 | 330.2219 | 1075.009 |  | kWh | 0.20794 | -0.053375 | Commercial |  | Annual | [5 empty] | 8 | 0.96 |  |  |  | 0 | 0 | 0 | 1 | 0 | 0 | 0 | 0 | 0 | 0 | 0 | 0 | 2006 Qtr 1: 0; 2006 Qtr 2: 0; 2006 Qtr 3: 0; 2006 Qtr 4: 0; 2007 Qtr 1: 0; 2007 Qtr 2: 0; 2007 Qtr 3: 0; 2007 Qtr 4: 0; 2008 Qtr 1: 0; 2008 Qtr 2: 0; 2008 Qtr 3: 1; 2008 Qtr 4: 0 | 1
0 | 234360-Lighting-IntrHiByLnrFlscntFxtr244wrplc400w(TrI)Tr1 |  | 10 | Commercial | 23-RTL-Retail–SingleStorylarge-LIT_INT | 0 |  |  |  |  | 328.1301 | 153.8404 | 0 | 0 | 0 | 174.2897 | 683.5787 |  | kWh | 0.17278 | -1.4774 | Commercial |  | Annual | [5 empty] | 11 | 0.96 |  |  |  | 0 | 0 | 0 | 14.6255 | 0 | 0 | 0 | 0 | 0 | 0 | 0 | 0 | 2006 Qtr 1: 0; 2006 Qtr 2: 0; 2006 Qtr 3: 0; 2006 Qtr 4: 0; 2007 Qtr 1: 0; 2007 Qtr 2: 0; 2007 Qtr 3: 0; 2007 Qtr 4: 0; 2008 Qtr 1: 0; 2008 Qtr 2: 0; 2008 Qtr 3: 0; 2008 Qtr 4: 14.6255 | 14.6255
0 | 234285-Lighting-Occpncy Snsr-Hi-Bay integrated Snsr-Tr1 |  | 10 | Commercial | 23-RTL-Retail–SingleStorylarge-LIT_INT | 0 |  |  |  |  | 140.9479 | 95.5 | 0 | 0 | 0 | 45.4479 | 1661 |  | kWh | 0 | 0 | Commercial |  | Annual | [5 empty] | 8 | 0.96 |  |  |  | 0 | 0 | 0 | 15 | 0 | 0 | 0 | 0 | 0 | 0 | 0 | 0 | 2006 Qtr 1: 0; 2006 Qtr 2: 0; 2006 Qtr 3: 0; 2006 Qtr 4: 0; 2007 Qtr 1: 0; 2007 Qtr 2: 0; 2007 Qtr 3: 0; 2007 Qtr 4: 0; 2008 Qtr 1: 0; 2008 Qtr 2: 0; 2008 Qtr 3: 0; 2008 Qtr 4: 15 | 15
0 | 234330-Premium T8 with T12 40 Watt Baseline - Tr1 |  | 10 | Commercial | 23-RTL-Retail–SingleStorylarge-LIT_INT | 0 |  |  |  |  | 13.9589 | 13.1897 | 0 | 0 | 0 | 0.76922 | 35.5491 |  | kWh | 0.010588 | -0.076831 | Commercial |  | Annual | [5 empty] | 11 | 0.96 |  |  |  | 0 | 0 | 0 | 247.4662 | 0 | 0 | 0 | 0 | 0 | 0 | 0 | 0 | 2006 Qtr 1: 0; 2006 Qtr 2: 0; 2006 Qtr 3: 0; 2006 Qtr 4: 0; 2007 Qtr 1: 0; 2007 Qtr 2: 0; 2007 Qtr 3: 0; 2007 Qtr 4: 0; 2008 Qtr 1: 0; 2008 Qtr 2: 0; 2008 Qtr 3: 0; 2008 Qtr 4: 247.4662 | 247.4662
0 | 234294-Lighting-Occupancy Sensor-Wallbox Lghtng Snsr-Tr1 | CALC00AVOCC01 | 10 | Commercial | 23-RTL-Retail–SingleStorylarge-LIT_INT | 0 |  |  |  |  | 42.2727 | 40 | 0 | 0 | 0 | 2.2727 | 213.759 |  | kWh | 0.17617 | 0 | Commercial |  | Annual | [5 empty] | 8 | 0.96 |  |  |  | 0 | 0 | 0 | 5 | 0 | 0 | 0 | 0 | 0 | 0 | 0 | 0 | 2006 Qtr 1: 0; 2006 Qtr 2: 0; 2006 Qtr 3: 0; 2006 Qtr 4: 0; 2007 Qtr 1: 0; 2007 Qtr 2: 0; 2007 Qtr 3: 0; 2007 Qtr 4: 0; 2008 Qtr 1: 0; 2008 Qtr 2: 0; 2008 Qtr 3: 0; 2008 Qtr 4: 5 | 5
0 | 234303-Lighting-Remove 4 Ft Lamp (De-Lamp) - Tr1 | COFL00AVDEL01 | 10 | Commercial | 23-RTL-Retail–SingleStorylarge-LIT_INT | 0 |  |  |  |  | 28.2518 | 16.4871 | 0 | 0 | 0 | 11.7647 | 118.2081 |  | kWh | 0.035207 | -0.25548 | Commercial |  | Annual | [5 empty] | 11 | 0.96 |  |  |  | 0 | 0 | 0 | 171.0428 | 0 | 0 | 0 | 0 | 0 | 0 | 0 | 0 | 2006 Qtr 1: 0; 2006 Qtr 2: 0; 2006 Qtr 3: 0; 2006 Qtr 4: 0; 2007 Qtr 1: 0; 2007 Qtr 2: 0; 2007 Qtr 3: 0; 2007 Qtr 4: 0; 2008 Qtr 1: 0; 2008 Qtr 2: 0; 2008 Qtr 3: 0; 2008 Qtr 4: 171.0428 | 171.0428
0 | 234312-Lighting-Screw in 14-26 Watt Lamp - Tr1 | Averaged DEER Msrs | 10 | Commercial | 23-RTL-Retail–SingleStorylarge-LIT_INT | 0 |  |  |  |  | 10.5108 | 10.3931 | 0 | 0 | 0 | 0.11768 | 54.9042 |  | kWh | 0.013485 | -0.12004 | Commercial |  | Annual | [5 empty] | 1.74 | 0.96 |  |  |  | 0 | 0 | 0 | 4.0412 | 0 | 0 | 0 | 0 | 0 | 0 | 0 | 0 | 2006 Qtr 1: 0; 2006 Qtr 2: 0; 2006 Qtr 3: 0; 2006 Qtr 4: 0; 2007 Qtr 1: 0; 2007 Qtr 2: 0; 2007 Qtr 3: 0; 2007 Qtr 4: 0; 2008 Qtr 1: 0; 2008 Qtr 2: 0; 2008 Qtr 3: 0; 2008 Qtr 4: 4.0412 | 4.0412
0 | 234331-Premium T8 with T12 40 Watt Baseline - Tr2 |  | 7 | Commercial | 23-RTL-Retail–SingleStorylarge-LIT_INT | 0 |  |  |  |  | 13.9591 | 9.8923 | 0 | 0 | 0 | 4.0668 | 36.763 |  | kWh | 0.010985 | -0.05001 | Commercial |  | Annual | [5 empty] | 11 | 0.96 |  |  |  | 0 | 0 | 0 | 32.7529 | 0 | 0 | 0 | 0 | 0 | 0 | 0 | 0 | 2006 Qtr 1: 0; 2006 Qtr 2: 0; 2006 Qtr 3: 0; 2006 Qtr 4: 0; 2007 Qtr 1: 0; 2007 Qtr 2: 0; 2007 Qtr 3: 0; 2007 Qtr 4: 0; 2008 Qtr 1: 0; 2008 Qtr 2: 0; 2008 Qtr 3: 0; 2008 Qtr 4: 32.7529 | 32.7529
0 | 234330-Premium T8 with T12 40 Watt Baseline - Tr1 |  | 7 | Commercial | 23-RTL-Retail–SingleStorylarge-LIT_INT | 0 |  |  |  |  | 13.9589 | 13.1897 | 0 | 0 | 0 | 0.76922 | 35.6051 |  | kWh | 0.010639 | -0.048435 | Commercial |  | Annual | [5 empty] | 11 | 0.96 |  |  |  | 0 | 0 | 0 | 101.8978 | 0 | 0 | 0 | 0 | 0 | 0 | 0 | 0 | 2006 Qtr 1: 0; 2006 Qtr 2: 0; 2006 Qtr 3: 0; 2006 Qtr 4: 0; 2007 Qtr 1: 0; 2007 Qtr 2: 0; 2007 Qtr 3: 0; 2007 Qtr 4: 0; 2008 Qtr 1: 0; 2008 Qtr 2: 0; 2008 Qtr 3: 0; 2008 Qtr 4: 101.8978 | 101.8978
0 | 234312-Lighting-Screw in 14-26 Watt Lamp - Tr1 | Averaged DEER Msrs | 10 | Commercial | 01-ALC-AllCommercial-IntLight | 0 |  |  |  |  | 10.5108 | 10.3931 | 0 | 0 | 0 | 0.11768 | 36.419 |  | kWh | 0.0032741 | -0.063746 | Commercial |  | Annual | [5 empty] | 1.74 | 0.96 |  |  |  | 0 | 0 | 0 | 808.2307 | 0 | 0 | 0 | 0 | 0 | 0 | 0 | 0 | 2006 Qtr 1: 0; 2006 Qtr 2: 0; 2006 Qtr 3: 0; 2006 Qtr 4: 0; 2007 Qtr 1: 0; 2007 Qtr 2: 0; 2007 Qtr 3: 0; 2007 Qtr 4: 0; 2008 Qtr 1: 0; 2008 Qtr 2: 0; 2008 Qtr 3: 0; 2008 Qtr 4: 808.2307 | 808.2307
0 | 234312-Lighting-Screw in 14-26 Watt Lamp - Tr1 | Averaged DEER Msrs | 10 | Commercial | 01-ALC-AllCommercial-IntLight | 0 |  |  |  |  | 10.5108 | 10.3931 | 0 | 0 | 0 | 0.11768 | 36.419 |  | kWh | 0.0032741 | -0.063746 | Commercial |  | Annual | [5 empty] | 1.74 | 0.96 |  |  |  | 0 | 0 | 0 | 1023.7589 | 0 | 0 | 0 | 0 | 0 | 0 | 0 | 0 | 2006 Qtr 1: 0; 2006 Qtr 2: 0; 2006 Qtr 3: 0; 2006 Qtr 4: 0; 2007 Qtr 1: 0; 2007 Qtr 2: 0; 2007 Qtr 3: 0; 2007 Qtr 4: 0; 2008 Qtr 1: 0; 2008 Qtr 2: 0; 2008 Qtr 3: 0; 2008 Qtr 4: 1023.7589 | 1023.7589
0 | 234312-Lighting-Screw in 14-26 Watt Lamp - Tr1 | Averaged DEER Msrs | 10 | Commercial | 01-ALC-AllCommercial-IntLight | 0 |  |  |  |  | 10.5108 | 10.3931 | 0 | 0 | 0 | 0.11768 | 36.419 |  | kWh | 0.0032741 | -0.063746 | Commercial |  | Annual | [5 empty] | 1.74 | 0.96 |  |  |  | 0 | 0 | 0 | 202.0577 | 0 | 0 | 0 | 0 | 0 | 0 | 0 | 0 | 2006 Qtr 1: 0; 2006 Qtr 2: 0; 2006 Qtr 3: 0; 2006 Qtr 4: 0; 2007 Qtr 1: 0; 2007 Qtr 2: 0; 2007 Qtr 3: 0; 2007 Qtr 4: 0; 2008 Qtr 1: 0; 2008 Qtr 2: 0; 2008 Qtr 3: 0; 2008 Qtr 4: 202.0577 | 202.0577
0 | 234330-Premium T8 with T12 40 Watt Baseline - Tr1 |  | 7 | Commercial | 23-RTL-Retail–SingleStorylarge-LIT_INT | 0 |  |  |  |  | 13.9589 | 13.1897 | 0 | 0 | 0 | 0.76922 | 35.6051 |  | kWh | 0.010639 | -0.048435 | Commercial |  | Annual | [5 empty] | 11 | 0.96 |  |  |  | 0 | 0 | 0 | 171.0428 | 0 | 0 | 0 | 0 | 0 | 0 | 0 | 0 | 2006 Qtr 1: 0; 2006 Qtr 2: 0; 2006 Qtr 3: 0; 2006 Qtr 4: 0; 2007 Qtr 1: 0; 2007 Qtr 2: 0; 2007 Qtr 3: 0; 2007 Qtr 4: 0; 2008 Qtr 1: 0; 2008 Qtr 2: 0; 2008 Qtr 3: 0; 2008 Qtr 4: 171.0428 | 171.0428
0 | 234330-Premium T8 with T12 40 Watt Baseline - Tr1 |  | 7 | Commercial | 23-RTL-Retail–SingleStorylarge-LIT_INT | 0 |  |  |  |  | 13.9589 | 13.1897 | 0 | 0 | 0 | 0.76922 | 35.6051 |  | kWh | 0.010639 | -0.048435 | Commercial |  | Annual | [5 empty] | 11 | 0.96 |  |  |  | 0 | 0 | 0 | 89.1606 | 0 | 0 | 0 | 0 | 0 | 0 | 0 | 0 | 2006 Qtr 1: 0; 2006 Qtr 2: 0; 2006 Qtr 3: 0; 2006 Qtr 4: 0; 2007 Qtr 1: 0; 2007 Qtr 2: 0; 2007 Qtr 3: 0; 2007 Qtr 4: 0; 2008 Qtr 1: 0; 2008 Qtr 2: 0; 2008 Qtr 3: 0; 2008 Qtr 4: 89.1606 | 89.1606
0 | 234340-Lighting-Intr HiBy Lnr FlrscntFxtr600w rplc>400Tr1 |  | 7 | Commercial | 23-RTL-Retail–SingleStorylarge-LIT_INT | 0 |  |  |  |  | 666.6419 | 216.4022 | 0 | 0 | 0 | 450.2397 | 1735.0005 |  | kWh | 0.43997 | -2.3602 | Commercial |  | Annual | [5 empty] | 11 | 0.96 |  |  |  | 0 | 0 | 0 | 5.8502 | 0 | 0 | 0 | 0 | 0 | 0 | 0 | 0 | 2006 Qtr 1: 0; 2006 Qtr 2: 0; 2006 Qtr 3: 0; 2006 Qtr 4: 0; 2007 Qtr 1: 0; 2007 Qtr 2: 0; 2007 Qtr 3: 0; 2007 Qtr 4: 0; 2008 Qtr 1: 0; 2008 Qtr 2: 0; 2008 Qtr 3: 0; 2008 Qtr 4: 5.8502 | 5.8502
0 | 234049-Lighting-LED Exit Sign New Sign | CALC00AVETS01 | 7 | Commercial | 02-ASM-Assembly-Exit | 0 |  |  |  |  | 65.3696 | 45 | 0 | 0 | 0 | 20.3696 | 351.311 |  | kWh | 0 | 0 | Commercial |  | Annual | [5 empty] | 16 | 0.96 |  |  |  | 0 | 0 | 0 | 3 | 0 | 0 | 0 | 0 | 0 | 0 | 0 | 0 | 2006 Qtr 1: 0; 2006 Qtr 2: 0; 2006 Qtr 3: 0; 2006 Qtr 4: 0; 2007 Qtr 1: 0; 2007 Qtr 2: 0; 2007 Qtr 3: 0; 2007 Qtr 4: 0; 2008 Qtr 1: 0; 2008 Qtr 2: 0; 2008 Qtr 3: 0; 2008 Qtr 4: 3 | 3
0 | 234332-Premium T8 with T12 40 Watt Baseline - Tr3 |  | 10 | Commercial | 10-HSP-Health/Medical–Hospital-LIT_INT | 0 |  |  |  |  | 13.9591 | 7.1444 | 0 | 0 | 0 | 6.8147 | 37.157 |  | kWh | 0.010809 | -0.1765 | Commercial |  | Annual | [5 empty] | 11 | 0.96 |  |  |  | 0 | 0 | 0 | 22.7451 | 0 | 0 | 0 | 0 | 0 | 0 | 0 | 0 | 2006 Qtr 1: 0; 2006 Qtr 2: 0; 2006 Qtr 3: 0; 2006 Qtr 4: 0; 2007 Qtr 1: 0; 2007 Qtr 2: 0; 2007 Qtr 3: 0; 2007 Qtr 4: 0; 2008 Qtr 1: 0; 2008 Qtr 2: 0; 2008 Qtr 3: 0; 2008 Qtr 4: 22.7451 | 22.7451
0 | 234305-Lighting-Remove 4 Ft Lamp (De-Lamp) - Tr3 | COFL00AVDEL01 | 10 | Commercial | 10-HSP-Health/Medical–Hospital-LIT_INT | 0 |  |  |  |  | 28.2538 | 8.7931 | 0 | 0 | 0 | 19.4607 | 132.1498 |  | kWh | 0.038443 | -0.62774 | Commercial |  | Annual | [5 empty] | 11 | 0.96 |  |  |  | 0 | 0 | 0 | 10.0078 | 0 | 0 | 0 | 0 | 0 | 0 | 0 | 0 | 2006 Qtr 1: 0; 2006 Qtr 2: 0; 2006 Qtr 3: 0; 2006 Qtr 4: 0; 2007 Qtr 1: 0; 2007 Qtr 2: 0; 2007 Qtr 3: 0; 2007 Qtr 4: 0; 2008 Qtr 1: 0; 2008 Qtr 2: 0; 2008 Qtr 3: 0; 2008 Qtr 4: 10.0078 | 10.0078
0 | 234331-Premium T8 with T12 40 Watt Baseline - Tr2 |  | 7 | Commercial | 18-OFS-Office–Small-IntLight | 0 |  |  |  |  | 13.9591 | 9.8923 | 0 | 0 | 0 | 4.0668 | 32.5502 |  | kWh | 0.009764 | -0.0094661 | Commercial |  | Annual | [5 empty] | 11 | 0.96 |  |  |  | 0 | 0 | 0 | 376.6581 | 0 | 0 | 0 | 0 | 0 | 0 | 0 | 0 | 2006 Qtr 1: 0; 2006 Qtr 2: 0; 2006 Qtr 3: 0; 2006 Qtr 4: 0; 2007 Qtr 1: 0; 2007 Qtr 2: 0; 2007 Qtr 3: 0; 2007 Qtr 4: 0; 2008 Qtr 1: 0; 2008 Qtr 2: 0; 2008 Qtr 3: 0; 2008 Qtr 4: 376.6581 | 376.6581
0 | 234214-Lighting-Hrdwr Incan Base>90 w Flrscnt Fxtre-Tr2 |  | 7 | Commercial | 18-OFS-Office–Small-IntLight | 0 |  |  |  |  | 190.1512 | 122.5541 | 0 | 0 | 0 | 67.5971 | 61.9023 |  | kWh | 0.017351 |  | Commercial |  | Annual | [5 empty] | 12 | 0.96 |  |  |  | 0 | 0 | 0 | 3.6392 | 0 | 0 | 0 | 0 | 0 | 0 | 0 | 0 | 2006 Qtr 1: 0; 2006 Qtr 2: 0; 2006 Qtr 3: 0; 2006 Qtr 4: 0; 2007 Qtr 1: 0; 2007 Qtr 2: 0; 2007 Qtr 3: 0; 2007 Qtr 4: 0; 2008 Qtr 1: 0; 2008 Qtr 2: 0; 2008 Qtr 3: 0; 2008 Qtr 4: 3.6392 | 3.6392
0 | 234202-Lighting-2 Ft 2nd Gen T-8 with Elec Ballast-Tr2 |  | 7 | Commercial | 18-OFS-Office–Small-IntLight | 0 |  |  |  |  | 23.0819 | 8.2436 | 0 | 0 | 0 | 14.8384 | 20.0684 |  | kWh | 0.0060198 | -0.0058362 | Commercial |  | Annual | [5 empty] | 11 | 0.96 |  |  |  | 0 | 0 | 0 | 7.2784 | 0 | 0 | 0 | 0 | 0 | 0 | 0 | 0 | 2006 Qtr 1: 0; 2006 Qtr 2: 0; 2006 Qtr 3: 0; 2006 Qtr 4: 0; 2007 Qtr 1: 0; 2007 Qtr 2: 0; 2007 Qtr 3: 0; 2007 Qtr 4: 0; 2008 Qtr 1: 0; 2008 Qtr 2: 0; 2008 Qtr 3: 0; 2008 Qtr 4: 7.2784 | 7.2784
0 | 234332-Premium T8 with T12 40 Watt Baseline - Tr3 |  | 10 | Commercial | 10-HSP-Health/Medical–Hospital-LIT_INT | 0 |  |  |  |  | 13.9591 | 7.1444 | 0 | 0 | 0 | 6.8147 | 37.157 |  | kWh | 0.010809 | -0.1765 | Commercial |  | Annual | [5 empty] | 11 | 0.96 |  |  |  | 0 | 0 | 0 | 25.4745 | 0 | 0 | 0 | 0 | 0 | 0 | 0 | 0 | 2006 Qtr 1: 0; 2006 Qtr 2: 0; 2006 Qtr 3: 0; 2006 Qtr 4: 0; 2007 Qtr 1: 0; 2007 Qtr 2: 0; 2007 Qtr 3: 0; 2007 Qtr 4: 0; 2008 Qtr 1: 0; 2008 Qtr 2: 0; 2008 Qtr 3: 0; 2008 Qtr 4: 25.4745 | 25.4745
0 | 234305-Lighting-Remove 4 Ft Lamp (De-Lamp) - Tr3 | COFL00AVDEL01 | 10 | Commercial | 10-HSP-Health/Medical–Hospital-LIT_INT | 0 |  |  |  |  | 28.2538 | 8.7931 | 0 | 0 | 0 | 19.4607 | 132.1498 |  | kWh | 0.038443 | -0.62774 | Commercial |  | Annual | [5 empty] | 11 | 0.96 |  |  |  | 0 | 0 | 0 | 25.4745 | 0 | 0 | 0 | 0 | 0 | 0 | 0 | 0 | 2006 Qtr 1: 0; 2006 Qtr 2: 0; 2006 Qtr 3: 0; 2006 Qtr 4: 0; 2007 Qtr 1: 0; 2007 Qtr 2: 0; 2007 Qtr 3: 0; 2007 Qtr 4: 0; 2008 Qtr 1: 0; 2008 Qtr 2: 0; 2008 Qtr 3: 0; 2008 Qtr 4: 25.4745 | 25.4745
0 | 234316-Lighting-Screw in 14-26 Watt Reflector Lamp-Tr2 | Averaged DEER Msrs | 10 | Commercial | 10-HSP-Health/Medical–Hospital-LIT_INT | 0 |  |  |  |  | 9.6109 | 6.6813 | 0 | 0 | 0 | 2.9297 | 117.249 |  | kWh | 0.014176 | -0.5841 | Commercial |  | Annual | [5 empty] | 3 | 0.96 |  |  |  | 0 | 0 | 0 | 2.6941 | 0 | 0 | 0 | 0 | 0 | 0 | 0 | 0 | 2006 Qtr 1: 0; 2006 Qtr 2: 0; 2006 Qtr 3: 0; 2006 Qtr 4: 0; 2007 Qtr 1: 0; 2007 Qtr 2: 0; 2007 Qtr 3: 0; 2007 Qtr 4: 0; 2008 Qtr 1: 0; 2008 Qtr 2: 0; 2008 Qtr 3: 0; 2008 Qtr 4: 2.6941 | 2.6941
0 | 234331-Premium T8 with T12 40 Watt Baseline - Tr2 |  | 10 | Commercial | 10-HSP-Health/Medical–Hospital-LIT_INT | 0 |  |  |  |  | 13.9591 | 9.8923 | 0 | 0 | 0 | 4.0668 | 41.0343 |  | kWh | 0.011937 | -0.19492 | Commercial |  | Annual | [5 empty] | 11 | 0.96 |  |  |  | 0 | 0 | 0 | 96.439 | 0 | 0 | 0 | 0 | 0 | 0 | 0 | 0 | 2006 Qtr 1: 0; 2006 Qtr 2: 0; 2006 Qtr 3: 0; 2006 Qtr 4: 0; 2007 Qtr 1: 0; 2007 Qtr 2: 0; 2007 Qtr 3: 0; 2007 Qtr 4: 0; 2008 Qtr 1: 0; 2008 Qtr 2: 0; 2008 Qtr 3: 0; 2008 Qtr 4: 96.439 | 96.439
0 | 234304-Lighting-Remove 4 Ft Lamp (De-Lamp) - Tr2 | COFL00AVDEL01 | 10 | Commercial | 10-HSP-Health/Medical–Hospital-LIT_INT | 0 |  |  |  |  | 28.2538 | 12.3653 | 0 | 0 | 0 | 15.8885 | 132.1498 |  | kWh | 0.038443 | -0.62774 | Commercial |  | Annual | [5 empty] | 11 | 0.96 |  |  |  | 0 | 0 | 0 | 40.0313 | 0 | 0 | 0 | 0 | 0 | 0 | 0 | 0 | 2006 Qtr 1: 0; 2006 Qtr 2: 0; 2006 Qtr 3: 0; 2006 Qtr 4: 0; 2007 Qtr 1: 0; 2007 Qtr 2: 0; 2007 Qtr 3: 0; 2007 Qtr 4: 0; 2008 Qtr 1: 0; 2008 Qtr 2: 0; 2008 Qtr 3: 0; 2008 Qtr 4: 40.0313 | 40.0313
0 | 234330-Premium T8 with T12 40 Watt Baseline - Tr1 |  | 7 | Commercial | 23-RTL-Retail–SingleStorylarge-LIT_INT | 0 |  |  |  |  | 13.9589 | 13.1897 | 0 | 0 | 0 | 0.76922 | 35.6051 |  | kWh | 0.010639 | -0.048435 | Commercial |  | Annual | [5 empty] | 11 | 0.96 |  |  |  | 0 | 0 | 0 | 176.5016 | 0 | 0 | 0 | 0 | 0 | 0 | 0 | 0 | 2006 Qtr 1: 0; 2006 Qtr 2: 0; 2006 Qtr 3: 0; 2006 Qtr 4: 0; 2007 Qtr 1: 0; 2007 Qtr 2: 0; 2007 Qtr 3: 0; 2007 Qtr 4: 0; 2008 Qtr 1: 0; 2008 Qtr 2: 0; 2008 Qtr 3: 0; 2008 Qtr 4: 176.5016 | 176.5016
0 | 234330-Premium T8 with T12 40 Watt Baseline - Tr1 |  | 7 | Commercial | 23-RTL-Retail–SingleStorylarge-LIT_INT | 0 |  |  |  |  | 13.9589 | 13.1897 | 0 | 0 | 0 | 0.76922 | 35.6051 |  | kWh | 0.010639 | -0.048435 | Commercial |  | Annual | [5 empty] | 11 | 0.96 |  |  |  | 0 | 0 | 0 | 181.9604 | 0 | 0 | 0 | 0 | 0 | 0 | 0 | 0 | 2006 Qtr 1: 0; 2006 Qtr 2: 0; 2006 Qtr 3: 0; 2006 Qtr 4: 0; 2007 Qtr 1: 0; 2007 Qtr 2: 0; 2007 Qtr 3: 0; 2007 Qtr 4: 0; 2008 Qtr 1: 0; 2008 Qtr 2: 0; 2008 Qtr 3: 0; 2008 Qtr 4: 181.9604 | 181.9604
0 | 234330-Premium T8 with T12 40 Watt Baseline - Tr1 |  | 7 | Commercial | 23-RTL-Retail–SingleStorylarge-LIT_INT | 0 |  |  |  |  | 13.9589 | 13.1897 | 0 | 0 | 0 | 0.76922 | 35.6051 |  | kWh | 0.010639 | -0.048435 | Commercial |  | Annual | [5 empty] | 11 | 0.96 |  |  |  | 0 | 0 | 0 | 72.7842 | 0 | 0 | 0 | 0 | 0 | 0 | 0 | 0 | 2006 Qtr 1: 0; 2006 Qtr 2: 0; 2006 Qtr 3: 0; 2006 Qtr 4: 0; 2007 Qtr 1: 0; 2007 Qtr 2: 0; 2007 Qtr 3: 0; 2007 Qtr 4: 0; 2008 Qtr 1: 0; 2008 Qtr 2: 0; 2008 Qtr 3: 0; 2008 Qtr 4: 72.7842 | 72.7842
0 | 234340-Lighting-Intr HiBy Lnr FlrscntFxtr600w rplc>400Tr1 |  | 7 | Commercial | 23-RTL-Retail–SingleStorylarge-LIT_INT | 0 |  |  |  |  | 666.6419 | 216.4022 | 0 | 0 | 0 | 450.2397 | 1735.0005 |  | kWh | 0.43997 | -2.3602 | Commercial |  | Annual | [5 empty] | 11 | 0.96 |  |  |  | 0 | 0 | 0 | 1.9501 | 0 | 0 | 0 | 0 | 0 | 0 | 0 | 0 | 2006 Qtr 1: 0; 2006 Qtr 2: 0; 2006 Qtr 3: 0; 2006 Qtr 4: 0; 2007 Qtr 1: 0; 2007 Qtr 2: 0; 2007 Qtr 3: 0; 2007 Qtr 4: 0; 2008 Qtr 1: 0; 2008 Qtr 2: 0; 2008 Qtr 3: 0; 2008 Qtr 4: 1.9501 | 1.9501
0 | 234330-Premium T8 with T12 40 Watt Baseline - Tr1 |  | 7 | Commercial | 01-ALC-AllCommercial-IntLight | 0 |  |  |  |  | 13.9589 | 13.1897 | 0 | 0 | 0 | 0.76922 | 38.5499 |  | kWh | 0.01239 | -0.063133 | Commercial |  | Annual | [5 empty] | 11 | 0.96 |  |  |  | 0 | 0 | 0 | 179.231 | 0 | 0 | 0 | 0 | 0 | 0 | 0 | 0 | 2006 Qtr 1: 0; 2006 Qtr 2: 0; 2006 Qtr 3: 0; 2006 Qtr 4: 0; 2007 Qtr 1: 0; 2007 Qtr 2: 0; 2007 Qtr 3: 0; 2007 Qtr 4: 0; 2008 Qtr 1: 0; 2008 Qtr 2: 0; 2008 Qtr 3: 0; 2008 Qtr 4: 179.231 | 179.231
0 | 234303-Lighting-Remove 4 Ft Lamp (De-Lamp) - Tr1 | COFL00AVDEL01 | 7 | Commercial | 01-ALC-AllCommercial-IntLight | 0 |  |  |  |  | 28.2518 | 16.4871 | 0 | 0 | 0 | 11.7647 | 128.1864 |  | kWh | 0.0412 | -0.20993 | Commercial |  | Annual | [5 empty] | 11 | 0.96 |  |  |  | 0 | 0 | 0 | 10.9176 | 0 | 0 | 0 | 0 | 0 | 0 | 0 | 0 | 2006 Qtr 1: 0; 2006 Qtr 2: 0; 2006 Qtr 3: 0; 2006 Qtr 4: 0; 2007 Qtr 1: 0; 2007 Qtr 2: 0; 2007 Qtr 3: 0; 2007 Qtr 4: 0; 2008 Qtr 1: 0; 2008 Qtr 2: 0; 2008 Qtr 3: 0; 2008 Qtr 4: 10.9176 | 10.9176
0 | 234330-Premium T8 with T12 40 Watt Baseline - Tr1 |  | 7 | Commercial | 23-RTL-Retail–SingleStorylarge-LIT_INT | 0 |  |  |  |  | 13.9589 | 13.1897 | 0 | 0 | 0 | 0.76922 | 35.6051 |  | kWh | 0.010639 | -0.048435 | Commercial |  | Annual | [5 empty] | 11 | 0.96 |  |  |  | 0 | 0 | 0 | 447.6227 | 0 | 0 | 0 | 0 | 0 | 0 | 0 | 0 | 2006 Qtr 1: 0; 2006 Qtr 2: 0; 2006 Qtr 3: 0; 2006 Qtr 4: 0; 2007 Qtr 1: 0; 2007 Qtr 2: 0; 2007 Qtr 3: 0; 2007 Qtr 4: 0; 2008 Qtr 1: 0; 2008 Qtr 2: 0; 2008 Qtr 3: 0; 2008 Qtr 4: 447.6227 | 447.6227
0 | 234303-Lighting-Remove 4 Ft Lamp (De-Lamp) - Tr1 | COFL00AVDEL01 | 7 | Commercial | 23-RTL-Retail–SingleStorylarge-LIT_INT | 0 |  |  |  |  | 28.2518 | 16.4871 | 0 | 0 | 0 | 11.7647 | 118.3941 |  | kWh | 0.035378 | -0.16106 | Commercial |  | Annual | [5 empty] | 11 | 0.96 |  |  |  | 0 | 0 | 0 | 80.0626 | 0 | 0 | 0 | 0 | 0 | 0 | 0 | 0 | 2006 Qtr 1: 0; 2006 Qtr 2: 0; 2006 Qtr 3: 0; 2006 Qtr 4: 0; 2007 Qtr 1: 0; 2007 Qtr 2: 0; 2007 Qtr 3: 0; 2007 Qtr 4: 0; 2008 Qtr 1: 0; 2008 Qtr 2: 0; 2008 Qtr 3: 0; 2008 Qtr 4: 80.0626 | 80.0626
0 | 234331-Premium T8 with T12 40 Watt Baseline - Tr2 |  | System | Commercial | 01-ALC-AllCommercial-IntLight | 0 |  |  |  |  | 13.9591 | 9.8923 | 0 | 0 | 0 | 4.0668 | 29.1409 |  | kWh | 0.0078993 | -0.047723 | Commercial |  | Annual | [5 empty] | 11 | 0.96 |  |  |  | 0 | 0 | 0 | 282.0387 | 0 | 0 | 0 | 0 | 0 | 0 | 0 | 0 | 2006 Qtr 1: 0; 2006 Qtr 2: 0; 2006 Qtr 3: 0; 2006 Qtr 4: 0; 2007 Qtr 1: 0; 2007 Qtr 2: 0; 2007 Qtr 3: 0; 2007 Qtr 4: 0; 2008 Qtr 1: 0; 2008 Qtr 2: 0; 2008 Qtr 3: 0; 2008 Qtr 4: 282.0387 | 282.0387
0 | 234049-Lighting-LED Exit Sign New Sign | CALC00AVETS01 | System | Commercial | 02-ASM-Assembly-Exit | 0 |  |  |  |  | 65.3696 | 45 | 0 | 0 | 0 | 20.3696 | 351.311 |  | kWh | 0 | 0 | Commercial |  | Annual | [5 empty] | 16 | 0.96 |  |  |  | 0 | 0 | 0 | 8 | 0 | 0 | 0 | 0 | 0 | 0 | 0 | 0 | 2006 Qtr 1: 0; 2006 Qtr 2: 0; 2006 Qtr 3: 0; 2006 Qtr 4: 0; 2007 Qtr 1: 0; 2007 Qtr 2: 0; 2007 Qtr 3: 0; 2007 Qtr 4: 0; 2008 Qtr 1: 0; 2008 Qtr 2: 0; 2008 Qtr 3: 0; 2008 Qtr 4: 8 | 8
0 | 234067-Refrigeration - Food Service -Auto Closer for Main Cooler Doors | Averaged DEER Msrs | 7 | Commercial | 21-RSD-Restaurant–SitDown-REFG | 0 |  |  |  |  | 433.2219 | 103 | 0 | 0 | 0 | 330.2219 | 1075.009 |  | kWh | 0.20794 | -0.053375 | Commercial |  | Annual | [5 empty] | 8 | 0.96 |  |  |  | 0 | 0 | 0 | 1 | 0 | 0 | 0 | 0 | 0 | 0 | 0 | 0 | 2006 Qtr 1: 0; 2006 Qtr 2: 0; 2006 Qtr 3: 0; 2006 Qtr 4: 0; 2007 Qtr 1: 0; 2007 Qtr 2: 0; 2007 Qtr 3: 0; 2007 Qtr 4: 0; 2008 Qtr 1: 0; 2008 Qtr 2: 0; 2008 Qtr 3: 0; 2008 Qtr 4: 1 | 1
0 | 234085-Refrigeration -Strip Curtains for Walk-ins |  | 7 | Commercial | 21-RSD-Restaurant–SitDown-REFG | 0 |  |  |  |  | 3.05 | 3 | 0 | 0 | 0 | 0.05 | 77.0741 |  | kWh | 0.0019393 | 0 | Commercial |  | Annual | [5 empty] | 4 | 0.96 |  |  |  | 0 | 0 | 0 | 21 | 0 | 0 | 0 | 0 | 0 | 0 | 0 | 0 | 2006 Qtr 1: 0; 2006 Qtr 2: 0; 2006 Qtr 3: 0; 2006 Qtr 4: 0; 2007 Qtr 1: 0; 2007 Qtr 2: 0; 2007 Qtr 3: 0; 2007 Qtr 4: 0; 2008 Qtr 1: 0; 2008 Qtr 2: 0; 2008 Qtr 3: 0; 2008 Qtr 4: 21 | 21
0 | 234083-Refrigeration -Cooler/Freezer Door Gaskets - Glass Doors |  | 7 | Commercial | 09-GRO-Grocery-REFG | 0 |  |  |  |  | 3.9999 | 4 | 0 | 0 | 0 | -5.535e-05 | 3.6686 |  | kWh | 0.000614 | 0 | Commercial |  | Annual | [5 empty] | 4 | 0.96 |  |  |  | 0 | 0 | 0 | 57 | 0 | 0 | 0 | 0 | 0 | 0 | 0 | 0 | 2006 Qtr 1: 0; 2006 Qtr 2: 0; 2006 Qtr 3: 0; 2006 Qtr 4: 0; 2007 Qtr 1: 0; 2007 Qtr 2: 0; 2007 Qtr 3: 0; 2007 Qtr 4: 0; 2008 Qtr 1: 57; 2008 Qtr 2: 0; 2008 Qtr 3: 0; 2008 Qtr 4: 0 | 57
0 | 234084-Refrigeration -Cooler/Freezer Door Gaskets - Solid Doors: Cooler |  | 7 | Commercial | 09-GRO-Grocery-REFG | 0 |  |  |  |  | 4 | 4 | 0 | 0 | 0 | 0 | 3.6686 |  | kWh | 0.000614 | 0 | Commercial |  | Annual | [5 empty] | 4 | 0.96 |  |  |  | 0 | 0 | 0 | 36 | 0 | 0 | 0 | 0 | 0 | 0 | 0 | 0 | 2006 Qtr 1: 0; 2006 Qtr 2: 0; 2006 Qtr 3: 0; 2006 Qtr 4: 0; 2007 Qtr 1: 0; 2007 Qtr 2: 0; 2007 Qtr 3: 0; 2007 Qtr 4: 0; 2008 Qtr 1: 36; 2008 Qtr 2: 0; 2008 Qtr 3: 0; 2008 Qtr 4: 0 | 36
0 | 234360-Lighting-IntrHiByLnrFlscntFxtr244wrplc400w(TrI)Tr1 |  | 7 | Commercial | 01-ALC-AllCommercial-IntLight | 0 |  |  |  |  | 328.1301 | 153.8404 | 0 | 0 | 0 | 174.2897 | 765.7342 |  | kWh | 0.18527 | -2.983 | Commercial |  | Annual | [5 empty] | 11 | 0.96 |  |  |  | 0 | 0 | 0 | 39.0014 | 0 | 0 | 0 | 0 | 0 | 0 | 0 | 0 | 2006 Qtr 1: 0; 2006 Qtr 2: 0; 2006 Qtr 3: 0; 2006 Qtr 4: 0; 2007 Qtr 1: 0; 2007 Qtr 2: 0; 2007 Qtr 3: 0; 2007 Qtr 4: 0; 2008 Qtr 1: 0; 2008 Qtr 2: 0; 2008 Qtr 3: 0; 2008 Qtr 4: 39.0014 | 39.0014
0 | 234285-Lighting-Occpncy Snsr-Hi-Bay integrated Snsr-Tr1 |  | 7 | Commercial | 01-ALC-AllCommercial-IntLight | 0 |  |  |  |  | 140.9479 | 95.5 | 0 | 0 | 0 | 45.4479 | 1661 |  | kWh | 0 | 0 | Commercial |  | Annual | [5 empty] | 8 | 0.96 |  |  |  | 0 | 0 | 0 | 40 | 0 | 0 | 0 | 0 | 0 | 0 | 0 | 0 | 2006 Qtr 1: 0; 2006 Qtr 2: 0; 2006 Qtr 3: 0; 2006 Qtr 4: 0; 2007 Qtr 1: 0; 2007 Qtr 2: 0; 2007 Qtr 3: 0; 2007 Qtr 4: 0; 2008 Qtr 1: 0; 2008 Qtr 2: 0; 2008 Qtr 3: 0; 2008 Qtr 4: 40 | 40
0 | 234148-Premium T8 with T12 40 Watt Baseline |  | 7 | Commercial | 01-ALC-AllCommercial-IntLight | 0 |  |  |  |  | 13.9591 | 13.1897 | 0 | 0 | 0 | 0.7694 | 64.2493 |  | kWh | 0.023143 | -0.25029 | Commercial |  | Annual | [5 empty] | 11 | 0.96 |  |  |  | 0 | 0 | 0 | 60.0469 | 0 | 0 | 0 | 0 | 0 | 0 | 0 | 0 | 2006 Qtr 1: 0; 2006 Qtr 2: 0; 2006 Qtr 3: 0; 2006 Qtr 4: 0; 2007 Qtr 1: 0; 2007 Qtr 2: 0; 2007 Qtr 3: 0; 2007 Qtr 4: 0; 2008 Qtr 1: 0; 2008 Qtr 2: 0; 2008 Qtr 3: 0; 2008 Qtr 4: 60.0469 | 60.0469
0 | 234053-Lighting-Remove 4 Ft Lamp (De-Lamp) | COFL00AVDEL01 | 7 | Commercial | 01-ALC-AllCommercial-IntLight | 0 |  |  |  |  | 28.2538 | 16.4871 | 0 | 0 | 0 | 11.7667 | 99.1621 |  | kWh | 0.035719 | -0.3863 | Commercial |  | Annual | [5 empty] | 11 | 0.96 |  |  |  | 0 | 0 | 0 | 30.0235 | 0 | 0 | 0 | 0 | 0 | 0 | 0 | 0 | 2006 Qtr 1: 0; 2006 Qtr 2: 0; 2006 Qtr 3: 0; 2006 Qtr 4: 0; 2007 Qtr 1: 0; 2007 Qtr 2: 0; 2007 Qtr 3: 0; 2007 Qtr 4: 0; 2008 Qtr 1: 0; 2008 Qtr 2: 0; 2008 Qtr 3: 0; 2008 Qtr 4: 30.0235 | 30.0235
0 | 234360-Lighting-IntrHiByLnrFlscntFxtr244wrplc400w(TrI)Tr1 |  | System | Commercial | 01-ALC-AllCommercial-IntLight | 0 |  |  |  |  | 328.1301 | 153.8404 | 0 | 0 | 0 | 174.2897 | 667.7705 |  | kWh | 0.1712 | -1.0936 | Commercial |  | Annual | [5 empty] | 11 | 0.96 |  |  |  | 0 | 0 | 0 | 23.4009 | 0 | 0 | 0 | 0 | 0 | 0 | 0 | 0 | 2006 Qtr 1: 0; 2006 Qtr 2: 0; 2006 Qtr 3: 0; 2006 Qtr 4: 0; 2007 Qtr 1: 0; 2007 Qtr 2: 0; 2007 Qtr 3: 0; 2007 Qtr 4: 0; 2008 Qtr 1: 0; 2008 Qtr 2: 0; 2008 Qtr 3: 0; 2008 Qtr 4: 23.4009 | 23.4009
0 | 234285-Lighting-Occpncy Snsr-Hi-Bay integrated Snsr-Tr1 |  | System | Commercial | 01-ALC-AllCommercial-IntLight | 0 |  |  |  |  | 140.9479 | 95.5 | 0 | 0 | 0 | 45.4479 | 1661 |  | kWh | 0 | 0 | Commercial |  | Annual | [5 empty] | 8 | 0.96 |  |  |  | 0 | 0 | 0 | 24 | 0 | 0 | 0 | 0 | 0 | 0 | 0 | 0 | 2006 Qtr 1: 0; 2006 Qtr 2: 0; 2006 Qtr 3: 0; 2006 Qtr 4: 0; 2007 Qtr 1: 0; 2007 Qtr 2: 0; 2007 Qtr 3: 0; 2007 Qtr 4: 0; 2008 Qtr 1: 0; 2008 Qtr 2: 0; 2008 Qtr 3: 0; 2008 Qtr 4: 24 | 24
0 | 234330-Premium T8 with T12 40 Watt Baseline - Tr1 |  | System | Commercial | 01-ALC-AllCommercial-IntLight | 0 |  |  |  |  | 13.9589 | 13.1897 | 0 | 0 | 0 | 0.76922 | 34.727 |  | kWh | 0.010491 | -0.056872 | Commercial |  | Annual | [5 empty] | 11 | 0.96 |  |  |  | 0 | 0 | 0 | 10.9176 | 0 | 0 | 0 | 0 | 0 | 0 | 0 | 0 | 2006 Qtr 1: 0; 2006 Qtr 2: 0; 2006 Qtr 3: 0; 2006 Qtr 4: 0; 2007 Qtr 1: 0; 2007 Qtr 2: 0; 2007 Qtr 3: 0; 2007 Qtr 4: 0; 2008 Qtr 1: 0; 2008 Qtr 2: 0; 2008 Qtr 3: 0; 2008 Qtr 4: 10.9176 | 10.9176
0 | 234303-Lighting-Remove 4 Ft Lamp (De-Lamp) - Tr1 | COFL00AVDEL01 | System | Commercial | 01-ALC-AllCommercial-IntLight | 0 |  |  |  |  | 28.2518 | 16.4871 | 0 | 0 | 0 | 11.7647 | 115.4744 |  | kWh | 0.034885 | -0.18911 | Commercial |  | Annual | [5 empty] | 11 | 0.96 |  |  |  | 0 | 0 | 0 | 10.9176 | 0 | 0 | 0 | 0 | 0 | 0 | 0 | 0 | 2006 Qtr 1: 0; 2006 Qtr 2: 0; 2006 Qtr 3: 0; 2006 Qtr 4: 0; 2007 Qtr 1: 0; 2007 Qtr 2: 0; 2007 Qtr 3: 0; 2007 Qtr 4: 0; 2008 Qtr 1: 0; 2008 Qtr 2: 0; 2008 Qtr 3: 0; 2008 Qtr 4: 10.9176 | 10.9176
0 | 234207-Lighting-8 Ft T-8 with Elec Ballast-Tr1 |  | System | Commercial | 01-ALC-AllCommercial-IntLight | 0 |  |  |  |  | 35.7163 | 21.9828 | 0 | 0 | 0 | 13.7335 | 23.4045 |  | kWh | 0.0063443 | -0.038329 | Commercial |  | Annual | [5 empty] | 11 | 0.96 |  |  |  | 0 | 0 | 0 | 87.341 | 0 | 0 | 0 | 0 | 0 | 0 | 0 | 0 | 2006 Qtr 1: 0; 2006 Qtr 2: 0; 2006 Qtr 3: 0; 2006 Qtr 4: 0; 2007 Qtr 1: 0; 2007 Qtr 2: 0; 2007 Qtr 3: 0; 2007 Qtr 4: 0; 2008 Qtr 1: 0; 2008 Qtr 2: 0; 2008 Qtr 3: 0; 2008 Qtr 4: 87.341 | 87.341
0 | 234330-Premium T8 with T12 40 Watt Baseline - Tr1 |  | 7 | Commercial | 23-RTL-Retail–SingleStorylarge-LIT_INT | 0 |  |  |  |  | 13.9589 | 13.1897 | 0 | 0 | 0 | 0.76922 | 35.6051 |  | kWh | 0.010639 | -0.048435 | Commercial |  | Annual | [5 empty] | 11 | 0.96 |  |  |  | 0 | 0 | 0 | 451.2619 | 0 | 0 | 0 | 0 | 0 | 0 | 0 | 0 | 2006 Qtr 1: 0; 2006 Qtr 2: 0; 2006 Qtr 3: 0; 2006 Qtr 4: 0; 2007 Qtr 1: 0; 2007 Qtr 2: 0; 2007 Qtr 3: 0; 2007 Qtr 4: 0; 2008 Qtr 1: 0; 2008 Qtr 2: 0; 2008 Qtr 3: 0; 2008 Qtr 4: 451.2619 | 451.2619
0 | 234049-Lighting-LED Exit Sign New Sign | CALC00AVETS01 | 7 | Commercial | 02-ASM-Assembly-Exit | 0 |  |  |  |  | 65.3696 | 45 | 0 | 0 | 0 | 20.3696 | 351.311 |  | kWh | 0 | 0 | Commercial |  | Annual | [5 empty] | 16 | 0.96 |  |  |  | 0 | 0 | 0 | 2 | 0 | 0 | 0 | 0 | 0 | 0 | 0 | 0 | 2006 Qtr 1: 0; 2006 Qtr 2: 0; 2006 Qtr 3: 0; 2006 Qtr 4: 0; 2007 Qtr 1: 0; 2007 Qtr 2: 0; 2007 Qtr 3: 0; 2007 Qtr 4: 0; 2008 Qtr 1: 0; 2008 Qtr 2: 0; 2008 Qtr 3: 0; 2008 Qtr 4: 2 | 2
0 | 234340-Lighting-Intr HiBy Lnr FlrscntFxtr600w rplc>400Tr1 |  | 7 | Commercial | 23-RTL-Retail–SingleStorylarge-LIT_INT | 0 |  |  |  |  | 666.6419 | 216.4022 | 0 | 0 | 0 | 450.2397 | 1735.0005 |  | kWh | 0.43997 | -2.3602 | Commercial |  | Annual | [5 empty] | 11 | 0.96 |  |  |  | 0 | 0 | 0 | 1.9501 | 0 | 0 | 0 | 0 | 0 | 0 | 0 | 0 | 2006 Qtr 1: 0; 2006 Qtr 2: 0; 2006 Qtr 3: 0; 2006 Qtr 4: 0; 2007 Qtr 1: 0; 2007 Qtr 2: 0; 2007 Qtr 3: 0; 2007 Qtr 4: 0; 2008 Qtr 1: 0; 2008 Qtr 2: 0; 2008 Qtr 3: 0; 2008 Qtr 4: 1.9501 | 1.9501
0 | 234330-Premium T8 with T12 40 Watt Baseline - Tr1 |  | 7 | Commercial | 23-RTL-Retail–SingleStorylarge-LIT_INT | 0 |  |  |  |  | 13.9589 | 13.1897 | 0 | 0 | 0 | 0.76922 | 35.6051 |  | kWh | 0.010639 | -0.048435 | Commercial |  | Annual | [5 empty] | 11 | 0.96 |  |  |  | 0 | 0 | 0 | 114.6351 | 0 | 0 | 0 | 0 | 0 | 0 | 0 | 0 | 2006 Qtr 1: 0; 2006 Qtr 2: 0; 2006 Qtr 3: 0; 2006 Qtr 4: 0; 2007 Qtr 1: 0; 2007 Qtr 2: 0; 2007 Qtr 3: 0; 2007 Qtr 4: 0; 2008 Qtr 1: 0; 2008 Qtr 2: 0; 2008 Qtr 3: 0; 2008 Qtr 4: 114.6351 | 114.6351
0 | 234330-Premium T8 with T12 40 Watt Baseline - Tr1 |  | 7 | Commercial | 23-RTL-Retail–SingleStorylarge-LIT_INT | 0 |  |  |  |  | 13.9589 | 13.1897 | 0 | 0 | 0 | 0.76922 | 35.6051 |  | kWh | 0.010639 | -0.048435 | Commercial |  | Annual | [5 empty] | 11 | 0.96 |  |  |  | 0 | 0 | 0 | 105.5371 | 0 | 0 | 0 | 0 | 0 | 0 | 0 | 0 | 2006 Qtr 1: 0; 2006 Qtr 2: 0; 2006 Qtr 3: 0; 2006 Qtr 4: 0; 2007 Qtr 1: 0; 2007 Qtr 2: 0; 2007 Qtr 3: 0; 2007 Qtr 4: 0; 2008 Qtr 1: 0; 2008 Qtr 2: 0; 2008 Qtr 3: 0; 2008 Qtr 4: 105.5371 | 105.5371
0 | 234330-Premium T8 with T12 40 Watt Baseline - Tr1 |  | 7 | Commercial | 23-RTL-Retail–SingleStorylarge-LIT_INT | 0 |  |  |  |  | 13.9589 | 13.1897 | 0 | 0 | 0 | 0.76922 | 35.6051 |  | kWh | 0.010639 | -0.048435 | Commercial |  | Annual | [5 empty] | 11 | 0.96 |  |  |  | 0 | 0 | 0 | 54.5881 | 0 | 0 | 0 | 0 | 0 | 0 | 0 | 0 | 2006 Qtr 1: 0; 2006 Qtr 2: 0; 2006 Qtr 3: 0; 2006 Qtr 4: 0; 2007 Qtr 1: 0; 2007 Qtr 2: 0; 2007 Qtr 3: 0; 2007 Qtr 4: 0; 2008 Qtr 1: 0; 2008 Qtr 2: 0; 2008 Qtr 3: 0; 2008 Qtr 4: 54.5881 | 54.5881
0 | 234286-Lighting-Occpncy Snsr-Hi-Bay integrated Snsr-Tr2 |  | 10 | Commercial | 01-ALC-AllCommercial-IntLight | 0 |  |  |  |  | 141 | 95.5 | 0 | 0 | 0 | 45.5 | 1661 |  | kWh | 0 | 0 | Commercial |  | Annual | [5 empty] | 8 | 0.96 |  |  |  | 0 | 0 | 0 | 18 | 0 | 0 | 0 | 0 | 0 | 0 | 0 | 0 | 2006 Qtr 1: 0; 2006 Qtr 2: 0; 2006 Qtr 3: 0; 2006 Qtr 4: 0; 2007 Qtr 1: 0; 2007 Qtr 2: 0; 2007 Qtr 3: 0; 2007 Qtr 4: 0; 2008 Qtr 1: 0; 2008 Qtr 2: 0; 2008 Qtr 3: 0; 2008 Qtr 4: 18 | 18
0 | 234330-Premium T8 with T12 40 Watt Baseline - Tr1 |  | 7 | Commercial | 23-RTL-Retail–SingleStorylarge-LIT_INT | 0 |  |  |  |  | 13.9589 | 13.1897 | 0 | 0 | 0 | 0.76922 | 35.6051 |  | kWh | 0.010639 | -0.048435 | Commercial |  | Annual | [5 empty] | 11 | 0.96 |  |  |  | 0 | 0 | 0 | 176.5016 | 0 | 0 | 0 | 0 | 0 | 0 | 0 | 0 | 2006 Qtr 1: 0; 2006 Qtr 2: 0; 2006 Qtr 3: 0; 2006 Qtr 4: 0; 2007 Qtr 1: 0; 2007 Qtr 2: 0; 2007 Qtr 3: 0; 2007 Qtr 4: 0; 2008 Qtr 1: 0; 2008 Qtr 2: 0; 2008 Qtr 3: 0; 2008 Qtr 4: 176.5016 | 176.5016
0 | 234340-Lighting-Intr HiBy Lnr FlrscntFxtr600w rplc>400Tr1 |  | 7 | Commercial | 23-RTL-Retail–SingleStorylarge-LIT_INT | 0 |  |  |  |  | 666.6419 | 216.4022 | 0 | 0 | 0 | 450.2397 | 1735.0005 |  | kWh | 0.43997 | -2.3602 | Commercial |  | Annual | [5 empty] | 11 | 0.96 |  |  |  | 0 | 0 | 0 | 25.3509 | 0 | 0 | 0 | 0 | 0 | 0 | 0 | 0 | 2006 Qtr 1: 0; 2006 Qtr 2: 0; 2006 Qtr 3: 0; 2006 Qtr 4: 0; 2007 Qtr 1: 0; 2007 Qtr 2: 0; 2007 Qtr 3: 0; 2007 Qtr 4: 0; 2008 Qtr 1: 0; 2008 Qtr 2: 0; 2008 Qtr 3: 0; 2008 Qtr 4: 25.3509 | 25.3509
0 | 234360-Lighting-IntrHiByLnrFlscntFxtr244wrplc400w(TrI)Tr1 |  | 7 | Commercial | 01-ALC-AllCommercial-IntLight | 0 |  |  |  |  | 328.1301 | 153.8404 | 0 | 0 | 0 | 174.2897 | 946.5173 |  | kWh | 0.18501 | -1.5501 | Commercial |  | Annual | [5 empty] | 11 | 0.96 |  |  |  | 0 | 0 | 0 | 14.6255 | 0 | 0 | 0 | 0 | 0 | 0 | 0 | 0 | 2006 Qtr 1: 0; 2006 Qtr 2: 0; 2006 Qtr 3: 0; 2006 Qtr 4: 0; 2007 Qtr 1: 0; 2007 Qtr 2: 0; 2007 Qtr 3: 0; 2007 Qtr 4: 0; 2008 Qtr 1: 0; 2008 Qtr 2: 0; 2008 Qtr 3: 0; 2008 Qtr 4: 14.6255 | 14.6255
0 | 234285-Lighting-Occpncy Snsr-Hi-Bay integrated Snsr-Tr1 |  | 7 | Commercial | 01-ALC-AllCommercial-IntLight | 0 |  |  |  |  | 140.9479 | 95.5 | 0 | 0 | 0 | 45.4479 | 1661 |  | kWh | 0 | 0 | Commercial |  | Annual | [5 empty] | 8 | 0.96 |  |  |  | 0 | 0 | 0 | 15 | 0 | 0 | 0 | 0 | 0 | 0 | 0 | 0 | 2006 Qtr 1: 0; 2006 Qtr 2: 0; 2006 Qtr 3: 0; 2006 Qtr 4: 0; 2007 Qtr 1: 0; 2007 Qtr 2: 0; 2007 Qtr 3: 0; 2007 Qtr 4: 0; 2008 Qtr 1: 0; 2008 Qtr 2: 0; 2008 Qtr 3: 0; 2008 Qtr 4: 15 | 15
0 | 234330-Premium T8 with T12 40 Watt Baseline - Tr1 |  | 7 | Commercial | 01-ALC-AllCommercial-IntLight | 0 |  |  |  |  | 13.9589 | 13.1897 | 0 | 0 | 0 | 0.76922 | 30.14 |  | kWh | 0.0093405 | -0.04936 | Commercial |  | Annual | [5 empty] | 11 | 0.96 |  |  |  | 0 | 0 | 0 | 7.2784 | 0 | 0 | 0 | 0 | 0 | 0 | 0 | 0 | 2006 Qtr 1: 0; 2006 Qtr 2: 0; 2006 Qtr 3: 0; 2006 Qtr 4: 0; 2007 Qtr 1: 0; 2007 Qtr 2: 0; 2007 Qtr 3: 0; 2007 Qtr 4: 0; 2008 Qtr 1: 0; 2008 Qtr 2: 0; 2008 Qtr 3: 0; 2008 Qtr 4: 7.2784 | 7.2784
0 | 234303-Lighting-Remove 4 Ft Lamp (De-Lamp) - Tr1 | COFL00AVDEL01 | 7 | Commercial | 01-ALC-AllCommercial-IntLight | 0 |  |  |  |  | 28.2518 | 16.4871 | 0 | 0 | 0 | 11.7647 | 100.2216 |  | kWh | 0.031059 | -0.16413 | Commercial |  | Annual | [5 empty] | 11 | 0.96 |  |  |  | 0 | 0 | 0 | 7.2784 | 0 | 0 | 0 | 0 | 0 | 0 | 0 | 0 | 2006 Qtr 1: 0; 2006 Qtr 2: 0; 2006 Qtr 3: 0; 2006 Qtr 4: 0; 2007 Qtr 1: 0; 2007 Qtr 2: 0; 2007 Qtr 3: 0; 2007 Qtr 4: 0; 2008 Qtr 1: 0; 2008 Qtr 2: 0; 2008 Qtr 3: 0; 2008 Qtr 4: 7.2784 | 7.2784
0 | 234360-Lighting-IntrHiByLnrFlscntFxtr244wrplc400w(TrI)Tr1 |  | 7 | Commercial | 23-RTL-Retail–SingleStorylarge-LIT_INT | 0 |  |  |  |  | 328.1301 | 153.8404 | 0 | 0 | 0 | 174.2897 | 684.6547 |  | kWh | 0.17362 | -0.93136 | Commercial |  | Annual | [5 empty] | 11 | 0.96 |  |  |  | 0 | 0 | 0 | 8.7753 | 0 | 0 | 0 | 0 | 0 | 0 | 0 | 0 | 2006 Qtr 1: 0; 2006 Qtr 2: 0; 2006 Qtr 3: 0; 2006 Qtr 4: 0; 2007 Qtr 1: 0; 2007 Qtr 2: 0; 2007 Qtr 3: 0; 2007 Qtr 4: 0; 2008 Qtr 1: 0; 2008 Qtr 2: 0; 2008 Qtr 3: 0; 2008 Qtr 4: 8.7753 | 8.7753
0 | 234285-Lighting-Occpncy Snsr-Hi-Bay integrated Snsr-Tr1 |  | 7 | Commercial | 23-RTL-Retail–SingleStorylarge-LIT_INT | 0 |  |  |  |  | 140.9479 | 95.5 | 0 | 0 | 0 | 45.4479 | 1661 |  | kWh | 0 | 0 | Commercial |  | Annual | [5 empty] | 8 | 0.96 |  |  |  | 0 | 0 | 0 | 9 | 0 | 0 | 0 | 0 | 0 | 0 | 0 | 0 | 2006 Qtr 1: 0; 2006 Qtr 2: 0; 2006 Qtr 3: 0; 2006 Qtr 4: 0; 2007 Qtr 1: 0; 2007 Qtr 2: 0; 2007 Qtr 3: 0; 2007 Qtr 4: 0; 2008 Qtr 1: 0; 2008 Qtr 2: 0; 2008 Qtr 3: 0; 2008 Qtr 4: 9 | 9
0 | 234330-Premium T8 with T12 40 Watt Baseline - Tr1 |  | 7 | Commercial | 23-RTL-Retail–SingleStorylarge-LIT_INT | 0 |  |  |  |  | 13.9589 | 13.1897 | 0 | 0 | 0 | 0.76922 | 35.6051 |  | kWh | 0.010639 | -0.048435 | Commercial |  | Annual | [5 empty] | 11 | 0.96 |  |  |  | 0 | 0 | 0 | 25.4745 | 0 | 0 | 0 | 0 | 0 | 0 | 0 | 0 | 2006 Qtr 1: 0; 2006 Qtr 2: 0; 2006 Qtr 3: 0; 2006 Qtr 4: 0; 2007 Qtr 1: 0; 2007 Qtr 2: 0; 2007 Qtr 3: 0; 2007 Qtr 4: 0; 2008 Qtr 1: 0; 2008 Qtr 2: 0; 2008 Qtr 3: 0; 2008 Qtr 4: 25.4745 | 25.4745
0 | 234303-Lighting-Remove 4 Ft Lamp (De-Lamp) - Tr1 | COFL00AVDEL01 | 7 | Commercial | 23-RTL-Retail–SingleStorylarge-LIT_INT | 0 |  |  |  |  | 28.2518 | 16.4871 | 0 | 0 | 0 | 11.7647 | 118.3941 |  | kWh | 0.035378 | -0.16106 | Commercial |  | Annual | [5 empty] | 11 | 0.96 |  |  |  | 0 | 0 | 0 | 25.4745 | 0 | 0 | 0 | 0 | 0 | 0 | 0 | 0 | 2006 Qtr 1: 0; 2006 Qtr 2: 0; 2006 Qtr 3: 0; 2006 Qtr 4: 0; 2007 Qtr 1: 0; 2007 Qtr 2: 0; 2007 Qtr 3: 0; 2007 Qtr 4: 0; 2008 Qtr 1: 0; 2008 Qtr 2: 0; 2008 Qtr 3: 0; 2008 Qtr 4: 25.4745 | 25.4745
0 | 234312-Lighting-Screw in 14-26 Watt Lamp - Tr1 | Averaged DEER Msrs | 7 | Commercial | 01-ALC-AllCommercial-IntLight | 0 |  |  |  |  | 10.5108 | 10.3931 | 0 | 0 | 0 | 0.11768 | 108.0903 |  | kWh | 0.0068915 | -0.1892 | Commercial |  | Annual | [5 empty] | 1.74 | 0.96 |  |  |  | 0 | 0 | 0 | 47.1468 | 0 | 0 | 0 | 0 | 0 | 0 | 0 | 0 | 2006 Qtr 1: 0; 2006 Qtr 2: 0; 2006 Qtr 3: 0; 2006 Qtr 4: 0; 2007 Qtr 1: 0; 2007 Qtr 2: 0; 2007 Qtr 3: 0; 2007 Qtr 4: 0; 2008 Qtr 1: 0; 2008 Qtr 2: 0; 2008 Qtr 3: 0; 2008 Qtr 4: 47.1468 | 47.1468
0 | 234330-Premium T8 with T12 40 Watt Baseline - Tr1 |  | 7 | Commercial | 01-ALC-AllCommercial-IntLight | 0 |  |  |  |  | 13.9589 | 13.1897 | 0 | 0 | 0 | 0.76922 | 28.2231 |  | kWh | 0.0076505 | -0.04622 | Commercial |  | Annual | [5 empty] | 11 | 0.96 |  |  |  | 0 | 0 | 0 | 3.6392 | 0 | 0 | 0 | 0 | 0 | 0 | 0 | 0 | 2006 Qtr 1: 0; 2006 Qtr 2: 0; 2006 Qtr 3: 0; 2006 Qtr 4: 0; 2007 Qtr 1: 0; 2007 Qtr 2: 0; 2007 Qtr 3: 0; 2007 Qtr 4: 0; 2008 Qtr 1: 0; 2008 Qtr 2: 0; 2008 Qtr 3: 0; 2008 Qtr 4: 3.6392 | 3.6392
0 | 234294-Lighting-Occupancy Sensor-Wallbox Lghtng Snsr-Tr1 | CALC00AVOCC01 | 7 | Commercial | 01-ALC-AllCommercial-IntLight | 0 |  |  |  |  | 42.2727 | 40 | 0 | 0 | 0 | 2.2727 | 213.759 |  | kWh | 0.17617 | 0 | Commercial |  | Annual | [5 empty] | 8 | 0.96 |  |  |  | 0 | 0 | 0 | 53 | 0 | 0 | 0 | 0 | 0 | 0 | 0 | 0 | 2006 Qtr 1: 0; 2006 Qtr 2: 0; 2006 Qtr 3: 0; 2006 Qtr 4: 0; 2007 Qtr 1: 0; 2007 Qtr 2: 0; 2007 Qtr 3: 0; 2007 Qtr 4: 0; 2008 Qtr 1: 0; 2008 Qtr 2: 0; 2008 Qtr 3: 0; 2008 Qtr 4: 53 | 53
0 | 234049-Lighting-LED Exit Sign New Sign | CALC00AVETS01 | 7 | Commercial | 02-ASM-Assembly-Exit | 0 |  |  |  |  | 65.3696 | 45 | 0 | 0 | 0 | 20.3696 | 351.311 |  | kWh | 0 | 0 | Commercial |  | Annual | [5 empty] | 16 | 0.96 |  |  |  | 0 | 0 | 0 | 12 | 0 | 0 | 0 | 0 | 0 | 0 | 0 | 0 | 2006 Qtr 1: 0; 2006 Qtr 2: 0; 2006 Qtr 3: 0; 2006 Qtr 4: 0; 2007 Qtr 1: 0; 2007 Qtr 2: 0; 2007 Qtr 3: 0; 2007 Qtr 4: 0; 2008 Qtr 1: 0; 2008 Qtr 2: 0; 2008 Qtr 3: 0; 2008 Qtr 4: 12 | 12
0 | 234331-Premium T8 with T12 40 Watt Baseline - Tr2 |  | 10 | Commercial | 23-RTL-Retail–SingleStorylarge-LIT_INT | 0 |  |  |  |  | 13.9591 | 9.8923 | 0 | 0 | 0 | 4.0668 | 36.7052 |  | kWh | 0.010932 | -0.07933 | Commercial |  | Annual | [5 empty] | 11 | 0.96 |  |  |  | 0 | 0 | 0 | 30.9333 | 0 | 0 | 0 | 0 | 0 | 0 | 0 | 0 | 2006 Qtr 1: 0; 2006 Qtr 2: 0; 2006 Qtr 3: 0; 2006 Qtr 4: 0; 2007 Qtr 1: 0; 2007 Qtr 2: 0; 2007 Qtr 3: 0; 2007 Qtr 4: 0; 2008 Qtr 1: 0; 2008 Qtr 2: 0; 2008 Qtr 3: 0; 2008 Qtr 4: 30.9333 | 30.9333
0 | 234304-Lighting-Remove 4 Ft Lamp (De-Lamp) - Tr2 | COFL00AVDEL01 | 10 | Commercial | 23-RTL-Retail–SingleStorylarge-LIT_INT | 0 |  |  |  |  | 28.2538 | 12.3653 | 0 | 0 | 0 | 15.8885 | 118.2081 |  | kWh | 0.035207 | -0.25548 | Commercial |  | Annual | [5 empty] | 11 | 0.96 |  |  |  | 0 | 0 | 0 | 30.9333 | 0 | 0 | 0 | 0 | 0 | 0 | 0 | 0 | 2006 Qtr 1: 0; 2006 Qtr 2: 0; 2006 Qtr 3: 0; 2006 Qtr 4: 0; 2007 Qtr 1: 0; 2007 Qtr 2: 0; 2007 Qtr 3: 0; 2007 Qtr 4: 0; 2008 Qtr 1: 0; 2008 Qtr 2: 0; 2008 Qtr 3: 0; 2008 Qtr 4: 30.9333 | 30.9333
0 | 234330-Premium T8 with T12 40 Watt Baseline - Tr1 |  | 10 | Commercial | 23-RTL-Retail–SingleStorylarge-LIT_INT | 0 |  |  |  |  | 13.9589 | 13.1897 | 0 | 0 | 0 | 0.76922 | 35.5491 |  | kWh | 0.010588 | -0.076831 | Commercial |  | Annual | [5 empty] | 11 | 0.96 |  |  |  | 0 | 0 | 0 | 16.3764 | 0 | 0 | 0 | 0 | 0 | 0 | 0 | 0 | 2006 Qtr 1: 0; 2006 Qtr 2: 0; 2006 Qtr 3: 0; 2006 Qtr 4: 0; 2007 Qtr 1: 0; 2007 Qtr 2: 0; 2007 Qtr 3: 0; 2007 Qtr 4: 0; 2008 Qtr 1: 0; 2008 Qtr 2: 0; 2008 Qtr 3: 0; 2008 Qtr 4: 16.3764 | 16.3764
0 | 234303-Lighting-Remove 4 Ft Lamp (De-Lamp) - Tr1 | COFL00AVDEL01 | 10 | Commercial | 23-RTL-Retail–SingleStorylarge-LIT_INT | 0 |  |  |  |  | 28.2518 | 16.4871 | 0 | 0 | 0 | 11.7647 | 118.2081 |  | kWh | 0.035207 | -0.25548 | Commercial |  | Annual | [5 empty] | 11 | 0.96 |  |  |  | 0 | 0 | 0 | 16.3764 | 0 | 0 | 0 | 0 | 0 | 0 | 0 | 0 | 2006 Qtr 1: 0; 2006 Qtr 2: 0; 2006 Qtr 3: 0; 2006 Qtr 4: 0; 2007 Qtr 1: 0; 2007 Qtr 2: 0; 2007 Qtr 3: 0; 2007 Qtr 4: 0; 2008 Qtr 1: 0; 2008 Qtr 2: 0; 2008 Qtr 3: 0; 2008 Qtr 4: 16.3764 | 16.3764
0 | 234312-Lighting-Screw in 14-26 Watt Lamp - Tr1 | Averaged DEER Msrs | 10 | Commercial | 23-RTL-Retail–SingleStorylarge-LIT_INT | 0 |  |  |  |  | 10.5108 | 10.3931 | 0 | 0 | 0 | 0.11768 | 54.9042 |  | kWh | 0.013485 | -0.12004 | Commercial |  | Annual | [5 empty] | 1.74 | 0.96 |  |  |  | 0 | 0 | 0 | 0.67353 | 0 | 0 | 0 | 0 | 0 | 0 | 0 | 0 | 2006 Qtr 1: 0; 2006 Qtr 2: 0; 2006 Qtr 3: 0; 2006 Qtr 4: 0; 2007 Qtr 1: 0; 2007 Qtr 2: 0; 2007 Qtr 3: 0; 2007 Qtr 4: 0; 2008 Qtr 1: 0; 2008 Qtr 2: 0; 2008 Qtr 3: 0; 2008 Qtr 4: 0.67353 | 0.67353
0 | 234294-Lighting-Occupancy Sensor-Wallbox Lghtng Snsr-Tr1 | CALC00AVOCC01 | 10 | Commercial | 23-RTL-Retail–SingleStorylarge-LIT_INT | 0 |  |  |  |  | 42.2727 | 40 | 0 | 0 | 0 | 2.2727 | 213.759 |  | kWh | 0.17617 | 0 | Commercial |  | Annual | [5 empty] | 8 | 0.96 |  |  |  | 0 | 0 | 0 | 1 | 0 | 0 | 0 | 0 | 0 | 0 | 0 | 0 | 2006 Qtr 1: 0; 2006 Qtr 2: 0; 2006 Qtr 3: 0; 2006 Qtr 4: 0; 2007 Qtr 1: 0; 2007 Qtr 2: 0; 2007 Qtr 3: 0; 2007 Qtr 4: 0; 2008 Qtr 1: 0; 2008 Qtr 2: 0; 2008 Qtr 3: 0; 2008 Qtr 4: 1 | 1
0 | 234332-Premium T8 with T12 40 Watt Baseline - Tr3 |  | 10 | Commercial | 23-RTL-Retail–SingleStorylarge-LIT_INT | 0 |  |  |  |  | 13.9591 | 7.1444 | 0 | 0 | 0 | 6.8147 | 33.237 |  | kWh | 0.0098993 | -0.071834 | Commercial |  | Annual | [5 empty] | 11 | 0.96 |  |  |  | 0 | 0 | 0 | 14.5568 | 0 | 0 | 0 | 0 | 0 | 0 | 0 | 0 | 2006 Qtr 1: 0; 2006 Qtr 2: 0; 2006 Qtr 3: 0; 2006 Qtr 4: 0; 2007 Qtr 1: 0; 2007 Qtr 2: 0; 2007 Qtr 3: 0; 2007 Qtr 4: 0; 2008 Qtr 1: 0; 2008 Qtr 2: 0; 2008 Qtr 3: 0; 2008 Qtr 4: 14.5568 | 14.5568
0 | 234305-Lighting-Remove 4 Ft Lamp (De-Lamp) - Tr3 | COFL00AVDEL01 | 10 | Commercial | 23-RTL-Retail–SingleStorylarge-LIT_INT | 0 |  |  |  |  | 28.2538 | 8.7931 | 0 | 0 | 0 | 19.4607 | 118.2081 |  | kWh | 0.035207 | -0.25548 | Commercial |  | Annual | [5 empty] | 11 | 0.96 |  |  |  | 0 | 0 | 0 | 14.5568 | 0 | 0 | 0 | 0 | 0 | 0 | 0 | 0 | 2006 Qtr 1: 0; 2006 Qtr 2: 0; 2006 Qtr 3: 0; 2006 Qtr 4: 0; 2007 Qtr 1: 0; 2007 Qtr 2: 0; 2007 Qtr 3: 0; 2007 Qtr 4: 0; 2008 Qtr 1: 0; 2008 Qtr 2: 0; 2008 Qtr 3: 0; 2008 Qtr 4: 14.5568 | 14.5568
0 | 234330-Premium T8 with T12 40 Watt Baseline - Tr1 |  | 10 | Commercial | 23-RTL-Retail–SingleStorylarge-LIT_INT | 0 |  |  |  |  | 13.9589 | 13.1897 | 0 | 0 | 0 | 0.76922 | 35.5491 |  | kWh | 0.010588 | -0.076831 | Commercial |  | Annual | [5 empty] | 11 | 0.96 |  |  |  | 0 | 0 | 0 | 140.1095 | 0 | 0 | 0 | 0 | 0 | 0 | 0 | 0 | 2006 Qtr 1: 0; 2006 Qtr 2: 0; 2006 Qtr 3: 0; 2006 Qtr 4: 0; 2007 Qtr 1: 0; 2007 Qtr 2: 0; 2007 Qtr 3: 0; 2007 Qtr 4: 0; 2008 Qtr 1: 0; 2008 Qtr 2: 0; 2008 Qtr 3: 0; 2008 Qtr 4: 140.1095 | 140.1095
0 | 234303-Lighting-Remove 4 Ft Lamp (De-Lamp) - Tr1 | COFL00AVDEL01 | 10 | Commercial | 23-RTL-Retail–SingleStorylarge-LIT_INT | 0 |  |  |  |  | 28.2518 | 16.4871 | 0 | 0 | 0 | 11.7647 | 118.2081 |  | kWh | 0.035207 | -0.25548 | Commercial |  | Annual | [5 empty] | 11 | 0.96 |  |  |  | 0 | 0 | 0 | 60.0469 | 0 | 0 | 0 | 0 | 0 | 0 | 0 | 0 | 2006 Qtr 1: 0; 2006 Qtr 2: 0; 2006 Qtr 3: 0; 2006 Qtr 4: 0; 2007 Qtr 1: 0; 2007 Qtr 2: 0; 2007 Qtr 3: 0; 2007 Qtr 4: 0; 2008 Qtr 1: 0; 2008 Qtr 2: 0; 2008 Qtr 3: 0; 2008 Qtr 4: 60.0469 | 60.0469
0 | 234330-Premium T8 with T12 40 Watt Baseline - Tr1 |  | 10 | Commercial | 23-RTL-Retail–SingleStorylarge-LIT_INT | 0 |  |  |  |  | 13.9589 | 13.1897 | 0 | 0 | 0 | 0.76922 | 35.5491 |  | kWh | 0.010588 | -0.076831 | Commercial |  | Annual | [5 empty] | 11 | 0.96 |  |  |  | 0 | 0 | 0 | 94.6194 | 0 | 0 | 0 | 0 | 0 | 0 | 0 | 0 | 2006 Qtr 1: 0; 2006 Qtr 2: 0; 2006 Qtr 3: 0; 2006 Qtr 4: 0; 2007 Qtr 1: 0; 2007 Qtr 2: 0; 2007 Qtr 3: 0; 2007 Qtr 4: 0; 2008 Qtr 1: 0; 2008 Qtr 2: 0; 2008 Qtr 3: 0; 2008 Qtr 4: 94.6194 | 94.6194
0 | 234330-Premium T8 with T12 40 Watt Baseline - Tr1 |  | 10 | Commercial | 23-RTL-Retail–SingleStorylarge-LIT_INT | 0 |  |  |  |  | 13.9589 | 13.1897 | 0 | 0 | 0 | 0.76922 | 35.5491 |  | kWh | 0.010588 | -0.076831 | Commercial |  | Annual | [5 empty] | 11 | 0.96 |  |  |  | 0 | 0 | 0 | 7.2784 | 0 | 0 | 0 | 0 | 0 | 0 | 0 | 0 | 2006 Qtr 1: 0; 2006 Qtr 2: 0; 2006 Qtr 3: 0; 2006 Qtr 4: 0; 2007 Qtr 1: 0; 2007 Qtr 2: 0; 2007 Qtr 3: 0; 2007 Qtr 4: 0; 2008 Qtr 1: 0; 2008 Qtr 2: 0; 2008 Qtr 3: 0; 2008 Qtr 4: 7.2784 | 7.2784
0 | 234083-Refrigeration -Cooler/Freezer Door Gaskets - Glass Doors |  | 7 | Commercial | 01-ALC-AllCommercial-Refrig | 0 |  |  |  |  | 3.9999 | 4 | 0 | 0 | 0 | -5.535e-05 | 104.55 |  | kWh | 0.01195 | 0 | Commercial |  | Annual | [5 empty] | 4 | 0.96 |  |  |  | 0 | 0 | 0 | 327 | 0 | 0 | 0 | 0 | 0 | 0 | 0 | 0 | 2006 Qtr 1: 0; 2006 Qtr 2: 0; 2006 Qtr 3: 0; 2006 Qtr 4: 0; 2007 Qtr 1: 0; 2007 Qtr 2: 0; 2007 Qtr 3: 0; 2007 Qtr 4: 0; 2008 Qtr 1: 327; 2008 Qtr 2: 0; 2008 Qtr 3: 0; 2008 Qtr 4: 0 | 327
0 | 234084-Refrigeration -Cooler/Freezer Door Gaskets - Solid Doors: Cooler |  | 7 | Commercial | 01-ALC-AllCommercial-Refrig | 0 |  |  |  |  | 4 | 4 | 0 | 0 | 0 | 0 | 104.55 |  | kWh | 0.01195 | 0 | Commercial |  | Annual | [5 empty] | 4 | 0.96 |  |  |  | 0 | 0 | 0 | 33 | 0 | 0 | 0 | 0 | 0 | 0 | 0 | 0 | 2006 Qtr 1: 0; 2006 Qtr 2: 0; 2006 Qtr 3: 0; 2006 Qtr 4: 0; 2007 Qtr 1: 0; 2007 Qtr 2: 0; 2007 Qtr 3: 0; 2007 Qtr 4: 0; 2008 Qtr 1: 33; 2008 Qtr 2: 0; 2008 Qtr 3: 0; 2008 Qtr 4: 0 | 33
0 | 234126-Refrigeration - Efficient Evap Fan Motor Electronically Commutated Motor (ECM) | Averaged DEER Msrs | 10 | Commercial | 18-OFS-Office–Small-Refrig | 0 |  |  |  |  | 6.7904 | 150 | 0 | 0 | 0 | -143.2096 | 116.369 |  | kWh | 0.015845 | -0.11528 | Commercial |  | Annual | [5 empty] | 15 | 0.96 |  |  |  | 0 | 0 | 0 | 32 | 0 | 0 | 0 | 0 | 0 | 0 | 0 | 0 | 2006 Qtr 1: 0; 2006 Qtr 2: 0; 2006 Qtr 3: 0; 2006 Qtr 4: 0; 2007 Qtr 1: 0; 2007 Qtr 2: 0; 2007 Qtr 3: 0; 2007 Qtr 4: 0; 2008 Qtr 1: 0; 2008 Qtr 2: 0; 2008 Qtr 3: 0; 2008 Qtr 4: 32 | 32
0 | 234330-Premium T8 with T12 40 Watt Baseline - Tr1 |  | 7 | Commercial | 01-ALC-AllCommercial-IntLight | 0 |  |  |  |  | 13.9589 | 13.1897 | 0 | 0 | 0 | 0.76922 | 28.2231 |  | kWh | 0.0076505 | -0.04622 | Commercial |  | Annual | [5 empty] | 11 | 0.96 |  |  |  | 0 | 0 | 0 | 151.0272 | 0 | 0 | 0 | 0 | 0 | 0 | 0 | 0 | 2006 Qtr 1: 0; 2006 Qtr 2: 0; 2006 Qtr 3: 0; 2006 Qtr 4: 0; 2007 Qtr 1: 0; 2007 Qtr 2: 0; 2007 Qtr 3: 0; 2007 Qtr 4: 0; 2008 Qtr 1: 0; 2008 Qtr 2: 0; 2008 Qtr 3: 0; 2008 Qtr 4: 151.0272 | 151.0272
0 | 234303-Lighting-Remove 4 Ft Lamp (De-Lamp) - Tr1 | COFL00AVDEL01 | 7 | Commercial | 01-ALC-AllCommercial-IntLight | 0 |  |  |  |  | 28.2518 | 16.4871 | 0 | 0 | 0 | 11.7647 | 93.8474 |  | kWh | 0.025439 | -0.15369 | Commercial |  | Annual | [5 empty] | 11 | 0.96 |  |  |  | 0 | 0 | 0 | 80.9724 | 0 | 0 | 0 | 0 | 0 | 0 | 0 | 0 | 2006 Qtr 1: 0; 2006 Qtr 2: 0; 2006 Qtr 3: 0; 2006 Qtr 4: 0; 2007 Qtr 1: 0; 2007 Qtr 2: 0; 2007 Qtr 3: 0; 2007 Qtr 4: 0; 2008 Qtr 1: 0; 2008 Qtr 2: 0; 2008 Qtr 3: 0; 2008 Qtr 4: 80.9724 | 80.9724
0 | 234303-Lighting-Remove 4 Ft Lamp (De-Lamp) - Tr1 | COFL00AVDEL01 | 10 | Commercial | 23-RTL-Retail–SingleStorylarge-LIT_INT | 0 |  |  |  |  | 28.2518 | 16.4871 | 0 | 0 | 0 | 11.7647 | 118.2081 |  | kWh | 0.035207 | -0.25548 | Commercial |  | Annual | [5 empty] | 11 | 0.96 |  |  |  | 0 | 0 | 0 | 29.1137 | 0 | 0 | 0 | 0 | 0 | 0 | 0 | 0 | 2006 Qtr 1: 0; 2006 Qtr 2: 0; 2006 Qtr 3: 0; 2006 Qtr 4: 0; 2007 Qtr 1: 0; 2007 Qtr 2: 0; 2007 Qtr 3: 0; 2007 Qtr 4: 0; 2008 Qtr 1: 0; 2008 Qtr 2: 0; 2008 Qtr 3: 0; 2008 Qtr 4: 29.1137 | 29.1137
0 | 234330-Premium T8 with T12 40 Watt Baseline - Tr1 |  | 10 | Commercial | 23-RTL-Retail–SingleStorylarge-LIT_INT | 0 |  |  |  |  | 13.9589 | 13.1897 | 0 | 0 | 0 | 0.76922 | 35.5491 |  | kWh | 0.010588 | -0.076831 | Commercial |  | Annual | [5 empty] | 11 | 0.96 |  |  |  | 0 | 0 | 0 | 81.8822 | 0 | 0 | 0 | 0 | 0 | 0 | 0 | 0 | 2006 Qtr 1: 0; 2006 Qtr 2: 0; 2006 Qtr 3: 0; 2006 Qtr 4: 0; 2007 Qtr 1: 0; 2007 Qtr 2: 0; 2007 Qtr 3: 0; 2007 Qtr 4: 0; 2008 Qtr 1: 0; 2008 Qtr 2: 0; 2008 Qtr 3: 0; 2008 Qtr 4: 81.8822 | 81.8822
0 | 234330-Premium T8 with T12 40 Watt Baseline - Tr1 |  | 10 | Commercial | 23-RTL-Retail–SingleStorylarge-LIT_INT | 0 |  |  |  |  | 13.9589 | 13.1897 | 0 | 0 | 0 | 0.76922 | 35.5491 |  | kWh | 0.010588 | -0.076831 | Commercial |  | Annual | [5 empty] | 11 | 0.96 |  |  |  | 0 | 0 | 0 | 254.7446 | 0 | 0 | 0 | 0 | 0 | 0 | 0 | 0 | 2006 Qtr 1: 0; 2006 Qtr 2: 0; 2006 Qtr 3: 0; 2006 Qtr 4: 0; 2007 Qtr 1: 0; 2007 Qtr 2: 0; 2007 Qtr 3: 0; 2007 Qtr 4: 0; 2008 Qtr 1: 0; 2008 Qtr 2: 0; 2008 Qtr 3: 0; 2008 Qtr 4: 254.7446 | 254.7446
0 | 234331-Premium T8 with T12 40 Watt Baseline - Tr2 |  | 10 | Commercial | 18-OFS-Office–Small-IntLight | 0 |  |  |  |  | 13.9591 | 9.8923 | 0 | 0 | 0 | 4.0668 | 32.724 |  | kWh | 0.0099299 | -0.017536 | Commercial |  | Annual | [5 empty] | 11 | 0.96 |  |  |  | 0 | 0 | 0 | 41.8509 | 0 | 0 | 0 | 0 | 0 | 0 | 0 | 0 | 2006 Qtr 1: 0; 2006 Qtr 2: 0; 2006 Qtr 3: 0; 2006 Qtr 4: 0; 2007 Qtr 1: 0; 2007 Qtr 2: 0; 2007 Qtr 3: 0; 2007 Qtr 4: 0; 2008 Qtr 1: 0; 2008 Qtr 2: 0; 2008 Qtr 3: 0; 2008 Qtr 4: 41.8509 | 41.8509
0 | 234304-Lighting-Remove 4 Ft Lamp (De-Lamp) - Tr2 | COFL00AVDEL01 | 10 | Commercial | 18-OFS-Office–Small-IntLight | 0 |  |  |  |  | 28.2538 | 12.3653 | 0 | 0 | 0 | 15.8885 | 105.3867 |  | kWh | 0.031979 | -0.056473 | Commercial |  | Annual | [5 empty] | 11 | 0.96 |  |  |  | 0 | 0 | 0 | 12.7372 | 0 | 0 | 0 | 0 | 0 | 0 | 0 | 0 | 2006 Qtr 1: 0; 2006 Qtr 2: 0; 2006 Qtr 3: 0; 2006 Qtr 4: 0; 2007 Qtr 1: 0; 2007 Qtr 2: 0; 2007 Qtr 3: 0; 2007 Qtr 4: 0; 2008 Qtr 1: 0; 2008 Qtr 2: 0; 2008 Qtr 3: 0; 2008 Qtr 4: 12.7372 | 12.7372
0 | 234307-Lighting-Remove 8 Ft Lamp (De-Lamp) - Tr2 | CRTL00AVDEL02 | 10 | Commercial | 18-OFS-Office–Small-IntLight | 0 |  |  |  |  | 28.4684 | 16.4871 | 0 | 0 | 0 | 11.9813 | 173.9266 |  | kWh | 0.052777 | -0.093202 | Commercial |  | Annual | [5 empty] | 11 | 0.96 |  |  |  | 0 | 0 | 0 | 11.8274 | 0 | 0 | 0 | 0 | 0 | 0 | 0 | 0 | 2006 Qtr 1: 0; 2006 Qtr 2: 0; 2006 Qtr 3: 0; 2006 Qtr 4: 0; 2007 Qtr 1: 0; 2007 Qtr 2: 0; 2007 Qtr 3: 0; 2007 Qtr 4: 0; 2008 Qtr 1: 0; 2008 Qtr 2: 0; 2008 Qtr 3: 0; 2008 Qtr 4: 11.8274 | 11.8274
0 | 234002-A/C-Reflective Window Film Coastal |  | 7 | Commercial | 07-ESE-Education–SecondarySchool-COOL | 0 |  |  |  |  | 3.12 | 2 | 0 | 0 | 0 | 1.12 | 12.44 |  | kWh | 0.0023 | 0 | Commercial |  | Annual | [5 empty] | 10 | 0.96 |  |  |  | 0 | 0 | 0 | 213 | 0 | 0 | 0 | 0 | 0 | 0 | 0 | 0 | 2006 Qtr 1: 0; 2006 Qtr 2: 0; 2006 Qtr 3: 0; 2006 Qtr 4: 0; 2007 Qtr 1: 0; 2007 Qtr 2: 0; 2007 Qtr 3: 0; 2007 Qtr 4: 0; 2008 Qtr 1: 0; 2008 Qtr 2: 0; 2008 Qtr 3: 0; 2008 Qtr 4: 213 | 213
0 | 234003-A/C - Reflective Window Film Inland |  | 10 | Commercial | 01-ALC-AllCommercial-Cooling | 0 |  |  |  |  | 3.12 | 2 | 0 | 0 | 0 | 1.12 | 15.27 |  | kWh | 0.0023 | 0 | Commercial |  | Annual | [5 empty] | 10 | 0.96 |  |  |  | 0 | 0 | 0 | 150 | 0 | 0 | 0 | 0 | 0 | 0 | 0 | 0 | 2006 Qtr 1: 0; 2006 Qtr 2: 0; 2006 Qtr 3: 0; 2006 Qtr 4: 0; 2007 Qtr 1: 0; 2007 Qtr 2: 0; 2007 Qtr 3: 0; 2007 Qtr 4: 0; 2008 Qtr 1: 0; 2008 Qtr 2: 0; 2008 Qtr 3: 0; 2008 Qtr 4: 150 | 150
0 | 234330-Premium T8 with T12 40 Watt Baseline - Tr1 |  | 7 | Commercial | 18-OFS-Office–Small-IntLight | 0 |  |  |  |  | 13.9589 | 13.1897 | 0 | 0 | 0 | 0.76922 | 31.525 |  | kWh | 0.0094564 | -0.009168 | Commercial |  | Annual | [5 empty] | 11 | 0.96 |  |  |  | 0 | 0 | 0 | 7.2784 | 0 | 0 | 0 | 0 | 0 | 0 | 0 | 0 | 2006 Qtr 1: 0; 2006 Qtr 2: 0; 2006 Qtr 3: 0; 2006 Qtr 4: 0; 2007 Qtr 1: 0; 2007 Qtr 2: 0; 2007 Qtr 3: 0; 2007 Qtr 4: 0; 2008 Qtr 1: 0; 2008 Qtr 2: 0; 2008 Qtr 3: 0; 2008 Qtr 4: 7.2784 | 7.2784
0 | 234303-Lighting-Remove 4 Ft Lamp (De-Lamp) - Tr1 | COFL00AVDEL01 | 7 | Commercial | 18-OFS-Office–Small-IntLight | 0 |  |  |  |  | 28.2518 | 16.4871 | 0 | 0 | 0 | 11.7647 | 104.8272 |  | kWh | 0.031445 | -0.030485 | Commercial |  | Annual | [5 empty] | 11 | 0.96 |  |  |  | 0 | 0 | 0 | 7.2784 | 0 | 0 | 0 | 0 | 0 | 0 | 0 | 0 | 2006 Qtr 1: 0; 2006 Qtr 2: 0; 2006 Qtr 3: 0; 2006 Qtr 4: 0; 2007 Qtr 1: 0; 2007 Qtr 2: 0; 2007 Qtr 3: 0; 2007 Qtr 4: 0; 2008 Qtr 1: 0; 2008 Qtr 2: 0; 2008 Qtr 3: 0; 2008 Qtr 4: 7.2784 | 7.2784
0 | 234068-Refrigeration - Food Service -Auto Closer for Main Freezer Doors | Averaged DEER Msrs | 7 | Commercial | 01-ALC-AllCommercial-Refrig | 0 |  |  |  |  | 433.2219 | 160.5 | 0 | 0 | 0 | 272.7219 | 2785.8135 |  | kWh | 0.27593 | -0.026688 | Commercial |  | Annual | [5 empty] | 8 | 0.96 |  |  |  | 0 | 0 | 0 | 1 | 0 | 0 | 0 | 0 | 0 | 0 | 0 | 0 | 2006 Qtr 1: 0; 2006 Qtr 2: 0; 2006 Qtr 3: 0; 2006 Qtr 4: 0; 2007 Qtr 1: 0; 2007 Qtr 2: 0; 2007 Qtr 3: 0; 2007 Qtr 4: 0; 2008 Qtr 1: 1; 2008 Qtr 2: 0; 2008 Qtr 3: 0; 2008 Qtr 4: 0 | 1
0 | 234376-Lighting-Energy Efficient Exit Sign | CALC00AVETS01 | 7 | Commercial | 01-ALC-AllCommercial-IntLight | 0 |  |  |  |  | 63.9156 | 15 | 0 | 0 | 0 | 48.9156 | 351.311 |  | kWh | 0.04248 | 0 | Commercial |  | Annual | [5 empty] | 16 | 0.96 |  |  |  | 0 | 0 | 0 | 50 | 0 | 0 | 0 | 0 | 0 | 0 | 0 | 0 | 2006 Qtr 1: 0; 2006 Qtr 2: 0; 2006 Qtr 3: 0; 2006 Qtr 4: 0; 2007 Qtr 1: 0; 2007 Qtr 2: 0; 2007 Qtr 3: 0; 2007 Qtr 4: 0; 2008 Qtr 1: 50; 2008 Qtr 2: 0; 2008 Qtr 3: 0; 2008 Qtr 4: 0 | 50
0 | 234330-Premium T8 with T12 40 Watt Baseline - Tr1 |  | 10 | Commercial | 18-OFS-Office–Small-IntLight | 0 |  |  |  |  | 13.9589 | 13.1897 | 0 | 0 | 0 | 0.76922 | 36.5167 |  | kWh | 0.010802 | -0.019568 | Commercial |  | Annual | [5 empty] | 11 | 0.96 |  |  |  | 0 | 0 | 0 | 140.1095 | 0 | 0 | 0 | 0 | 0 | 0 | 0 | 0 | 2006 Qtr 1: 0; 2006 Qtr 2: 0; 2006 Qtr 3: 0; 2006 Qtr 4: 0; 2007 Qtr 1: 0; 2007 Qtr 2: 0; 2007 Qtr 3: 0; 2007 Qtr 4: 0; 2008 Qtr 1: 0; 2008 Qtr 2: 0; 2008 Qtr 3: 0; 2008 Qtr 4: 140.1095 | 140.1095
0 | 234303-Lighting-Remove 4 Ft Lamp (De-Lamp) - Tr1 | COFL00AVDEL01 | 10 | Commercial | 18-OFS-Office–Small-IntLight | 0 |  |  |  |  | 28.2518 | 16.4871 | 0 | 0 | 0 | 11.7647 | 121.4255 |  | kWh | 0.035918 | -0.065068 | Commercial |  | Annual | [5 empty] | 11 | 0.96 |  |  |  | 0 | 0 | 0 | 9.098 | 0 | 0 | 0 | 0 | 0 | 0 | 0 | 0 | 2006 Qtr 1: 0; 2006 Qtr 2: 0; 2006 Qtr 3: 0; 2006 Qtr 4: 0; 2007 Qtr 1: 0; 2007 Qtr 2: 0; 2007 Qtr 3: 0; 2007 Qtr 4: 0; 2008 Qtr 1: 0; 2008 Qtr 2: 0; 2008 Qtr 3: 0; 2008 Qtr 4: 9.098 | 9.098
0 | 234330-Premium T8 with T12 40 Watt Baseline - Tr1 |  | 10 | Commercial | 01-ALC-AllCommercial-IntLight | 0 |  |  |  |  | 13.9589 | 13.1897 | 0 | 0 | 0 | 0.76922 | 28.2231 |  | kWh | 0.0076505 | -0.04622 | Commercial |  | Annual | [5 empty] | 11 | 0.96 |  |  |  | 0 | 0 | 0 | 92.7998 | 0 | 0 | 0 | 0 | 0 | 0 | 0 | 0 | 2006 Qtr 1: 0; 2006 Qtr 2: 0; 2006 Qtr 3: 0; 2006 Qtr 4: 0; 2007 Qtr 1: 0; 2007 Qtr 2: 0; 2007 Qtr 3: 0; 2007 Qtr 4: 0; 2008 Qtr 1: 92.7998; 2008 Qtr 2: 0; 2008 Qtr 3: 0; 2008 Qtr 4: 0 | 92.7998
0 | 234207-Lighting-8 Ft T-8 with Elec Ballast-Tr1 |  | 10 | Commercial | 01-ALC-AllCommercial-IntLight | 0 |  |  |  |  | 35.7163 | 21.9828 | 0 | 0 | 0 | 13.7335 | 23.4045 |  | kWh | 0.0063443 | -0.038329 | Commercial |  | Annual | [5 empty] | 11 | 0.96 |  |  |  | 0 | 0 | 0 | 1.8196 | 0 | 0 | 0 | 0 | 0 | 0 | 0 | 0 | 2006 Qtr 1: 0; 2006 Qtr 2: 0; 2006 Qtr 3: 0; 2006 Qtr 4: 0; 2007 Qtr 1: 0; 2007 Qtr 2: 0; 2007 Qtr 3: 0; 2007 Qtr 4: 0; 2008 Qtr 1: 1.8196; 2008 Qtr 2: 0; 2008 Qtr 3: 0; 2008 Qtr 4: 0 | 1.8196
0 | 234303-Lighting-Remove 4 Ft Lamp (De-Lamp) - Tr1 | COFL00AVDEL01 | 10 | Commercial | 01-ALC-AllCommercial-IntLight | 0 |  |  |  |  | 28.2518 | 16.4871 | 0 | 0 | 0 | 11.7647 | 93.8474 |  | kWh | 0.025439 | -0.15369 | Commercial |  | Annual | [5 empty] | 11 | 0.96 |  |  |  | 0 | 0 | 0 | 60.0469 | 0 | 0 | 0 | 0 | 0 | 0 | 0 | 0 | 2006 Qtr 1: 0; 2006 Qtr 2: 0; 2006 Qtr 3: 0; 2006 Qtr 4: 0; 2007 Qtr 1: 0; 2007 Qtr 2: 0; 2007 Qtr 3: 0; 2007 Qtr 4: 0; 2008 Qtr 1: 60.0469; 2008 Qtr 2: 0; 2008 Qtr 3: 0; 2008 Qtr 4: 0 | 60.0469
0 | 234306-Lighting-Remove 8 Ft Lamp (De-Lamp) - Tr1 | CRTL00AVDEL02 | 10 | Commercial | 01-ALC-AllCommercial-IntLight | 0 |  |  |  |  | 28.4667 | 27.4785 | 0 | 0 | 0 | 0.98816 | 154.8826 |  | kWh | 0.041984 | -0.25365 | Commercial |  | Annual | [5 empty] | 11 | 0.96 |  |  |  | 0 | 0 | 0 | 1.8196 | 0 | 0 | 0 | 0 | 0 | 0 | 0 | 0 | 2006 Qtr 1: 0; 2006 Qtr 2: 0; 2006 Qtr 3: 0; 2006 Qtr 4: 0; 2007 Qtr 1: 0; 2007 Qtr 2: 0; 2007 Qtr 3: 0; 2007 Qtr 4: 0; 2008 Qtr 1: 1.8196; 2008 Qtr 2: 0; 2008 Qtr 3: 0; 2008 Qtr 4: 0 | 1.8196
0 | 234331-Premium T8 with T12 40 Watt Baseline - Tr2 |  | 7 | Commercial | 18-OFS-Office–Small-IntLight | 0 |  |  |  |  | 13.9591 | 9.8923 | 0 | 0 | 0 | 4.0668 | 32.5502 |  | kWh | 0.009764 | -0.0094661 | Commercial |  | Annual | [5 empty] | 11 | 0.96 |  |  |  | 0 | 0 | 0 | 9.098 | 0 | 0 | 0 | 0 | 0 | 0 | 0 | 0 | 2006 Qtr 1: 0; 2006 Qtr 2: 0; 2006 Qtr 3: 0; 2006 Qtr 4: 0; 2007 Qtr 1: 0; 2007 Qtr 2: 0; 2007 Qtr 3: 0; 2007 Qtr 4: 0; 2008 Qtr 1: 9.098; 2008 Qtr 2: 0; 2008 Qtr 3: 0; 2008 Qtr 4: 0 | 9.098
0 | 234304-Lighting-Remove 4 Ft Lamp (De-Lamp) - Tr2 | COFL00AVDEL01 | 7 | Commercial | 18-OFS-Office–Small-IntLight | 0 |  |  |  |  | 28.2538 | 12.3653 | 0 | 0 | 0 | 15.8885 | 104.8272 |  | kWh | 0.031445 | -0.030485 | Commercial |  | Annual | [5 empty] | 11 | 0.96 |  |  |  | 0 | 0 | 0 | 9.098 | 0 | 0 | 0 | 0 | 0 | 0 | 0 | 0 | 2006 Qtr 1: 0; 2006 Qtr 2: 0; 2006 Qtr 3: 0; 2006 Qtr 4: 0; 2007 Qtr 1: 0; 2007 Qtr 2: 0; 2007 Qtr 3: 0; 2007 Qtr 4: 0; 2008 Qtr 1: 9.098; 2008 Qtr 2: 0; 2008 Qtr 3: 0; 2008 Qtr 4: 0 | 9.098
0 | 234331-Premium T8 with T12 40 Watt Baseline - Tr2 |  | 7 | Commercial | 18-OFS-Office–Small-IntLight | 0 |  |  |  |  | 13.9591 | 9.8923 | 0 | 0 | 0 | 4.0668 | 32.5502 |  | kWh | 0.009764 | -0.0094661 | Commercial |  | Annual | [5 empty] | 11 | 0.96 |  |  |  | 0 | 0 | 0 | 28.2039 | 0 | 0 | 0 | 0 | 0 | 0 | 0 | 0 | 2006 Qtr 1: 0; 2006 Qtr 2: 0; 2006 Qtr 3: 0; 2006 Qtr 4: 0; 2007 Qtr 1: 0; 2007 Qtr 2: 0; 2007 Qtr 3: 0; 2007 Qtr 4: 0; 2008 Qtr 1: 28.2039; 2008 Qtr 2: 0; 2008 Qtr 3: 0; 2008 Qtr 4: 0 | 28.2039
0 | 234304-Lighting-Remove 4 Ft Lamp (De-Lamp) - Tr2 | COFL00AVDEL01 | 7 | Commercial | 18-OFS-Office–Small-IntLight | 0 |  |  |  |  | 28.2538 | 12.3653 | 0 | 0 | 0 | 15.8885 | 104.8272 |  | kWh | 0.031445 | -0.030485 | Commercial |  | Annual | [5 empty] | 11 | 0.96 |  |  |  | 0 | 0 | 0 | 28.2039 | 0 | 0 | 0 | 0 | 0 | 0 | 0 | 0 | 2006 Qtr 1: 0; 2006 Qtr 2: 0; 2006 Qtr 3: 0; 2006 Qtr 4: 0; 2007 Qtr 1: 0; 2007 Qtr 2: 0; 2007 Qtr 3: 0; 2007 Qtr 4: 0; 2008 Qtr 1: 28.2039; 2008 Qtr 2: 0; 2008 Qtr 3: 0; 2008 Qtr 4: 0 | 28.2039
0 | 234330-Premium T8 with T12 40 Watt Baseline - Tr1 |  | 7 | Commercial | 23-RTL-Retail–SingleStorylarge-LIT_INT | 0 |  |  |  |  | 13.9589 | 13.1897 | 0 | 0 | 0 | 0.76922 | 35.6051 |  | kWh | 0.010639 | -0.048435 | Commercial |  | Annual | [5 empty] | 11 | 0.96 |  |  |  | 0 | 0 | 0 | 11.8274 | 0 | 0 | 0 | 0 | 0 | 0 | 0 | 0 | 2006 Qtr 1: 0; 2006 Qtr 2: 0; 2006 Qtr 3: 0; 2006 Qtr 4: 0; 2007 Qtr 1: 0; 2007 Qtr 2: 0; 2007 Qtr 3: 0; 2007 Qtr 4: 0; 2008 Qtr 1: 11.8274; 2008 Qtr 2: 0; 2008 Qtr 3: 0; 2008 Qtr 4: 0 | 11.8274
0 | 234207-Lighting-8 Ft T-8 with Elec Ballast-Tr1 |  | 7 | Commercial | 23-RTL-Retail–SingleStorylarge-LIT_INT | 0 |  |  |  |  | 35.7163 | 21.9828 | 0 | 0 | 0 | 13.7335 | 29.5262 |  | kWh | 0.0088228 | -0.040166 | Commercial |  | Annual | [5 empty] | 11 | 0.96 |  |  |  | 0 | 0 | 0 | 20.9254 | 0 | 0 | 0 | 0 | 0 | 0 | 0 | 0 | 2006 Qtr 1: 0; 2006 Qtr 2: 0; 2006 Qtr 3: 0; 2006 Qtr 4: 0; 2007 Qtr 1: 0; 2007 Qtr 2: 0; 2007 Qtr 3: 0; 2007 Qtr 4: 0; 2008 Qtr 1: 20.9254; 2008 Qtr 2: 0; 2008 Qtr 3: 0; 2008 Qtr 4: 0 | 20.9254
0 | 234303-Lighting-Remove 4 Ft Lamp (De-Lamp) - Tr1 | COFL00AVDEL01 | 7 | Commercial | 23-RTL-Retail–SingleStorylarge-LIT_INT | 0 |  |  |  |  | 28.2518 | 16.4871 | 0 | 0 | 0 | 11.7647 | 118.3941 |  | kWh | 0.035378 | -0.16106 | Commercial |  | Annual | [5 empty] | 11 | 0.96 |  |  |  | 0 | 0 | 0 | 11.8274 | 0 | 0 | 0 | 0 | 0 | 0 | 0 | 0 | 2006 Qtr 1: 0; 2006 Qtr 2: 0; 2006 Qtr 3: 0; 2006 Qtr 4: 0; 2007 Qtr 1: 0; 2007 Qtr 2: 0; 2007 Qtr 3: 0; 2007 Qtr 4: 0; 2008 Qtr 1: 11.8274; 2008 Qtr 2: 0; 2008 Qtr 3: 0; 2008 Qtr 4: 0 | 11.8274
0 | 234306-Lighting-Remove 8 Ft Lamp (De-Lamp) - Tr1 | CRTL00AVDEL02 | 7 | Commercial | 23-RTL-Retail–SingleStorylarge-LIT_INT | 0 |  |  |  |  | 28.4667 | 27.4785 | 0 | 0 | 0 | 0.98816 | 195.3937 |  | kWh | 0.058386 | -0.2658 | Commercial |  | Annual | [5 empty] | 11 | 0.96 |  |  |  | 0 | 0 | 0 | 20.9254 | 0 | 0 | 0 | 0 | 0 | 0 | 0 | 0 | 2006 Qtr 1: 0; 2006 Qtr 2: 0; 2006 Qtr 3: 0; 2006 Qtr 4: 0; 2007 Qtr 1: 0; 2007 Qtr 2: 0; 2007 Qtr 3: 0; 2007 Qtr 4: 0; 2008 Qtr 1: 20.9254; 2008 Qtr 2: 0; 2008 Qtr 3: 0; 2008 Qtr 4: 0 | 20.9254
0 | 234330-Premium T8 with T12 40 Watt Baseline - Tr1 |  | 7 | Commercial | 23-RTL-Retail–SingleStorylarge-LIT_INT | 0 |  |  |  |  | 13.9589 | 13.1897 | 0 | 0 | 0 | 0.76922 | 35.6051 |  | kWh | 0.010639 | -0.048435 | Commercial |  | Annual | [5 empty] | 11 | 0.96 |  |  |  | 0 | 0 | 0 | 11.8274 | 0 | 0 | 0 | 0 | 0 | 0 | 0 | 0 | 2006 Qtr 1: 0; 2006 Qtr 2: 0; 2006 Qtr 3: 0; 2006 Qtr 4: 0; 2007 Qtr 1: 0; 2007 Qtr 2: 0; 2007 Qtr 3: 0; 2007 Qtr 4: 0; 2008 Qtr 1: 11.8274; 2008 Qtr 2: 0; 2008 Qtr 3: 0; 2008 Qtr 4: 0 | 11.8274
0 | 234207-Lighting-8 Ft T-8 with Elec Ballast-Tr1 |  | 7 | Commercial | 23-RTL-Retail–SingleStorylarge-LIT_INT | 0 |  |  |  |  | 35.7163 | 21.9828 | 0 | 0 | 0 | 13.7335 | 29.5262 |  | kWh | 0.0088228 | -0.040166 | Commercial |  | Annual | [5 empty] | 11 | 0.96 |  |  |  | 0 | 0 | 0 | 8.1882 | 0 | 0 | 0 | 0 | 0 | 0 | 0 | 0 | 2006 Qtr 1: 0; 2006 Qtr 2: 0; 2006 Qtr 3: 0; 2006 Qtr 4: 0; 2007 Qtr 1: 0; 2007 Qtr 2: 0; 2007 Qtr 3: 0; 2007 Qtr 4: 0; 2008 Qtr 1: 8.1882; 2008 Qtr 2: 0; 2008 Qtr 3: 0; 2008 Qtr 4: 0 | 8.1882
0 | 234303-Lighting-Remove 4 Ft Lamp (De-Lamp) - Tr1 | COFL00AVDEL01 | 7 | Commercial | 23-RTL-Retail–SingleStorylarge-LIT_INT | 0 |  |  |  |  | 28.2518 | 16.4871 | 0 | 0 | 0 | 11.7647 | 118.3941 |  | kWh | 0.035378 | -0.16106 | Commercial |  | Annual | [5 empty] | 11 | 0.96 |  |  |  | 0 | 0 | 0 | 11.8274 | 0 | 0 | 0 | 0 | 0 | 0 | 0 | 0 | 2006 Qtr 1: 0; 2006 Qtr 2: 0; 2006 Qtr 3: 0; 2006 Qtr 4: 0; 2007 Qtr 1: 0; 2007 Qtr 2: 0; 2007 Qtr 3: 0; 2007 Qtr 4: 0; 2008 Qtr 1: 11.8274; 2008 Qtr 2: 0; 2008 Qtr 3: 0; 2008 Qtr 4: 0 | 11.8274
0 | 234306-Lighting-Remove 8 Ft Lamp (De-Lamp) - Tr1 | CRTL00AVDEL02 | 7 | Commercial | 23-RTL-Retail–SingleStorylarge-LIT_INT | 0 |  |  |  |  | 28.4667 | 27.4785 | 0 | 0 | 0 | 0.98816 | 195.3937 |  | kWh | 0.058386 | -0.2658 | Commercial |  | Annual | [5 empty] | 11 | 0.96 |  |  |  | 0 | 0 | 0 | 8.1882 | 0 | 0 | 0 | 0 | 0 | 0 | 0 | 0 | 2006 Qtr 1: 0; 2006 Qtr 2: 0; 2006 Qtr 3: 0; 2006 Qtr 4: 0; 2007 Qtr 1: 0; 2007 Qtr 2: 0; 2007 Qtr 3: 0; 2007 Qtr 4: 0; 2008 Qtr 1: 8.1882; 2008 Qtr 2: 0; 2008 Qtr 3: 0; 2008 Qtr 4: 0 | 8.1882
0 | 234330-Premium T8 with T12 40 Watt Baseline - Tr1 |  | 10 | Commercial | 23-RTL-Retail–SingleStorylarge-LIT_INT | 0 |  |  |  |  | 13.9589 | 13.1897 | 0 | 0 | 0 | 0.76922 | 35.5491 |  | kWh | 0.010588 | -0.076831 | Commercial |  | Annual | [5 empty] | 11 | 0.96 |  |  |  | 0 | 0 | 0 | 11.8274 | 0 | 0 | 0 | 0 | 0 | 0 | 0 | 0 | 2006 Qtr 1: 0; 2006 Qtr 2: 0; 2006 Qtr 3: 0; 2006 Qtr 4: 0; 2007 Qtr 1: 0; 2007 Qtr 2: 0; 2007 Qtr 3: 0; 2007 Qtr 4: 0; 2008 Qtr 1: 11.8274; 2008 Qtr 2: 0; 2008 Qtr 3: 0; 2008 Qtr 4: 0 | 11.8274
0 | 234303-Lighting-Remove 4 Ft Lamp (De-Lamp) - Tr1 | COFL00AVDEL01 | 10 | Commercial | 23-RTL-Retail–SingleStorylarge-LIT_INT | 0 |  |  |  |  | 28.2518 | 16.4871 | 0 | 0 | 0 | 11.7647 | 118.2081 |  | kWh | 0.035207 | -0.25548 | Commercial |  | Annual | [5 empty] | 11 | 0.96 |  |  |  | 0 | 0 | 0 | 11.8274 | 0 | 0 | 0 | 0 | 0 | 0 | 0 | 0 | 2006 Qtr 1: 0; 2006 Qtr 2: 0; 2006 Qtr 3: 0; 2006 Qtr 4: 0; 2007 Qtr 1: 0; 2007 Qtr 2: 0; 2007 Qtr 3: 0; 2007 Qtr 4: 0; 2008 Qtr 1: 11.8274; 2008 Qtr 2: 0; 2008 Qtr 3: 0; 2008 Qtr 4: 0 | 11.8274
0 | 234207-Lighting-8 Ft T-8 with Elec Ballast-Tr1 |  | 7 | Commercial | 23-RTL-Retail–SingleStorylarge-LIT_INT | 0 |  |  |  |  | 35.7163 | 21.9828 | 0 | 0 | 0 | 13.7335 | 29.5262 |  | kWh | 0.0088228 | -0.040166 | Commercial |  | Annual | [5 empty] | 11 | 0.96 |  |  |  | 0 | 0 | 0 | 10.9176 | 0 | 0 | 0 | 0 | 0 | 0 | 0 | 0 | 2006 Qtr 1: 0; 2006 Qtr 2: 0; 2006 Qtr 3: 0; 2006 Qtr 4: 0; 2007 Qtr 1: 0; 2007 Qtr 2: 0; 2007 Qtr 3: 0; 2007 Qtr 4: 0; 2008 Qtr 1: 10.9176; 2008 Qtr 2: 0; 2008 Qtr 3: 0; 2008 Qtr 4: 0 | 10.9176
0 | 234306-Lighting-Remove 8 Ft Lamp (De-Lamp) - Tr1 | CRTL00AVDEL02 | 7 | Commercial | 23-RTL-Retail–SingleStorylarge-LIT_INT | 0 |  |  |  |  | 28.4667 | 27.4785 | 0 | 0 | 0 | 0.98816 | 195.3937 |  | kWh | 0.058386 | -0.2658 | Commercial |  | Annual | [5 empty] | 11 | 0.96 |  |  |  | 0 | 0 | 0 | 10.9176 | 0 | 0 | 0 | 0 | 0 | 0 | 0 | 0 | 2006 Qtr 1: 0; 2006 Qtr 2: 0; 2006 Qtr 3: 0; 2006 Qtr 4: 0; 2007 Qtr 1: 0; 2007 Qtr 2: 0; 2007 Qtr 3: 0; 2007 Qtr 4: 0; 2008 Qtr 1: 10.9176; 2008 Qtr 2: 0; 2008 Qtr 3: 0; 2008 Qtr 4: 0 | 10.9176
0 | 234330-Premium T8 with T12 40 Watt Baseline - Tr1 |  | 10 | Commercial | 23-RTL-Retail–SingleStorylarge-LIT_INT | 0 |  |  |  |  | 13.9589 | 13.1897 | 0 | 0 | 0 | 0.76922 | 35.5491 |  | kWh | 0.010588 | -0.076831 | Commercial |  | Annual | [5 empty] | 11 | 0.96 |  |  |  | 0 | 0 | 0 | 9.098 | 0 | 0 | 0 | 0 | 0 | 0 | 0 | 0 | 2006 Qtr 1: 0; 2006 Qtr 2: 0; 2006 Qtr 3: 0; 2006 Qtr 4: 0; 2007 Qtr 1: 0; 2007 Qtr 2: 0; 2007 Qtr 3: 0; 2007 Qtr 4: 0; 2008 Qtr 1: 9.098; 2008 Qtr 2: 0; 2008 Qtr 3: 0; 2008 Qtr 4: 0 | 9.098
0 | 234207-Lighting-8 Ft T-8 with Elec Ballast-Tr1 |  | 10 | Commercial | 23-RTL-Retail–SingleStorylarge-LIT_INT | 0 |  |  |  |  | 35.7163 | 21.9828 | 0 | 0 | 0 | 13.7335 | 29.4798 |  | kWh | 0.0087802 | -0.063714 | Commercial |  | Annual | [5 empty] | 11 | 0.96 |  |  |  | 0 | 0 | 0 | 2.7294 | 0 | 0 | 0 | 0 | 0 | 0 | 0 | 0 | 2006 Qtr 1: 0; 2006 Qtr 2: 0; 2006 Qtr 3: 0; 2006 Qtr 4: 0; 2007 Qtr 1: 0; 2007 Qtr 2: 0; 2007 Qtr 3: 0; 2007 Qtr 4: 0; 2008 Qtr 1: 2.7294; 2008 Qtr 2: 0; 2008 Qtr 3: 0; 2008 Qtr 4: 0 | 2.7294
0 | 234303-Lighting-Remove 4 Ft Lamp (De-Lamp) - Tr1 | COFL00AVDEL01 | 10 | Commercial | 23-RTL-Retail–SingleStorylarge-LIT_INT | 0 |  |  |  |  | 28.2518 | 16.4871 | 0 | 0 | 0 | 11.7647 | 118.2081 |  | kWh | 0.035207 | -0.25548 | Commercial |  | Annual | [5 empty] | 11 | 0.96 |  |  |  | 0 | 0 | 0 | 9.098 | 0 | 0 | 0 | 0 | 0 | 0 | 0 | 0 | 2006 Qtr 1: 0; 2006 Qtr 2: 0; 2006 Qtr 3: 0; 2006 Qtr 4: 0; 2007 Qtr 1: 0; 2007 Qtr 2: 0; 2007 Qtr 3: 0; 2007 Qtr 4: 0; 2008 Qtr 1: 9.098; 2008 Qtr 2: 0; 2008 Qtr 3: 0; 2008 Qtr 4: 0 | 9.098
0 | 234306-Lighting-Remove 8 Ft Lamp (De-Lamp) - Tr1 | CRTL00AVDEL02 | 10 | Commercial | 23-RTL-Retail–SingleStorylarge-LIT_INT | 0 |  |  |  |  | 28.4667 | 27.4785 | 0 | 0 | 0 | 0.98816 | 195.0867 |  | kWh | 0.058105 | -0.42164 | Commercial |  | Annual | [5 empty] | 11 | 0.96 |  |  |  | 0 | 0 | 0 | 2.7294 | 0 | 0 | 0 | 0 | 0 | 0 | 0 | 0 | 2006 Qtr 1: 0; 2006 Qtr 2: 0; 2006 Qtr 3: 0; 2006 Qtr 4: 0; 2007 Qtr 1: 0; 2007 Qtr 2: 0; 2007 Qtr 3: 0; 2007 Qtr 4: 0; 2008 Qtr 1: 2.7294; 2008 Qtr 2: 0; 2008 Qtr 3: 0; 2008 Qtr 4: 0 | 2.7294
0 | 234331-Premium T8 with T12 40 Watt Baseline - Tr2 |  | 7 | Commercial | 23-RTL-Retail–SingleStorylarge-LIT_INT | 0 |  |  |  |  | 13.9591 | 9.8923 | 0 | 0 | 0 | 4.0668 | 36.763 |  | kWh | 0.010985 | -0.05001 | Commercial |  | Annual | [5 empty] | 11 | 0.96 |  |  |  | 0 | 0 | 0 | 29.1137 | 0 | 0 | 0 | 0 | 0 | 0 | 0 | 0 | 2006 Qtr 1: 0; 2006 Qtr 2: 0; 2006 Qtr 3: 0; 2006 Qtr 4: 0; 2007 Qtr 1: 0; 2007 Qtr 2: 0; 2007 Qtr 3: 0; 2007 Qtr 4: 0; 2008 Qtr 1: 29.1137; 2008 Qtr 2: 0; 2008 Qtr 3: 0; 2008 Qtr 4: 0 | 29.1137
0 | 234208-Lighting-8 Ft T-8 with Elec Ballast-Tr2 |  | 7 | Commercial | 23-RTL-Retail–SingleStorylarge-LIT_INT | 0 |  |  |  |  | 35.7165 | 16.4871 | 0 | 0 | 0 | 19.2294 | 29.8156 |  | kWh | 0.0089093 | -0.040559 | Commercial |  | Annual | [5 empty] | 11 | 0.96 |  |  |  | 0 | 0 | 0 | 5.4588 | 0 | 0 | 0 | 0 | 0 | 0 | 0 | 0 | 2006 Qtr 1: 0; 2006 Qtr 2: 0; 2006 Qtr 3: 0; 2006 Qtr 4: 0; 2007 Qtr 1: 0; 2007 Qtr 2: 0; 2007 Qtr 3: 0; 2007 Qtr 4: 0; 2008 Qtr 1: 5.4588; 2008 Qtr 2: 0; 2008 Qtr 3: 0; 2008 Qtr 4: 0 | 5.4588
0 | 234304-Lighting-Remove 4 Ft Lamp (De-Lamp) - Tr2 | COFL00AVDEL01 | 7 | Commercial | 23-RTL-Retail–SingleStorylarge-LIT_INT | 0 |  |  |  |  | 28.2538 | 12.3653 | 0 | 0 | 0 | 15.8885 | 118.3941 |  | kWh | 0.035378 | -0.16106 | Commercial |  | Annual | [5 empty] | 11 | 0.96 |  |  |  | 0 | 0 | 0 | 29.1137 | 0 | 0 | 0 | 0 | 0 | 0 | 0 | 0 | 2006 Qtr 1: 0; 2006 Qtr 2: 0; 2006 Qtr 3: 0; 2006 Qtr 4: 0; 2007 Qtr 1: 0; 2007 Qtr 2: 0; 2007 Qtr 3: 0; 2007 Qtr 4: 0; 2008 Qtr 1: 29.1137; 2008 Qtr 2: 0; 2008 Qtr 3: 0; 2008 Qtr 4: 0 | 29.1137
0 | 234307-Lighting-Remove 8 Ft Lamp (De-Lamp) - Tr2 | CRTL00AVDEL02 | 7 | Commercial | 23-RTL-Retail–SingleStorylarge-LIT_INT | 0 |  |  |  |  | 28.4684 | 16.4871 | 0 | 0 | 0 | 11.9813 | 195.3937 |  | kWh | 0.058386 | -0.2658 | Commercial |  | Annual | [5 empty] | 11 | 0.96 |  |  |  | 0 | 0 | 0 | 5.4588 | 0 | 0 | 0 | 0 | 0 | 0 | 0 | 0 | 2006 Qtr 1: 0; 2006 Qtr 2: 0; 2006 Qtr 3: 0; 2006 Qtr 4: 0; 2007 Qtr 1: 0; 2007 Qtr 2: 0; 2007 Qtr 3: 0; 2007 Qtr 4: 0; 2008 Qtr 1: 5.4588; 2008 Qtr 2: 0; 2008 Qtr 3: 0; 2008 Qtr 4: 0 | 5.4588
0 | 234331-Premium T8 with T12 40 Watt Baseline - Tr2 |  | 7 | Commercial | 01-ALC-AllCommercial-IntLight | 0 |  |  |  |  | 13.9591 | 9.8923 | 0 | 0 | 0 | 4.0668 | 29.1409 |  | kWh | 0.0078993 | -0.047723 | Commercial |  | Annual | [5 empty] | 11 | 0.96 |  |  |  | 0 | 0 | 0 | 36.3921 | 0 | 0 | 0 | 0 | 0 | 0 | 0 | 0 | 2006 Qtr 1: 0; 2006 Qtr 2: 0; 2006 Qtr 3: 0; 2006 Qtr 4: 0; 2007 Qtr 1: 0; 2007 Qtr 2: 0; 2007 Qtr 3: 0; 2007 Qtr 4: 0; 2008 Qtr 1: 0; 2008 Qtr 2: 0; 2008 Qtr 3: 0; 2008 Qtr 4: 36.3921 | 36.3921
0 | 234304-Lighting-Remove 4 Ft Lamp (De-Lamp) - Tr2 | COFL00AVDEL01 | 7 | Commercial | 01-ALC-AllCommercial-IntLight | 0 |  |  |  |  | 28.2538 | 12.3653 | 0 | 0 | 0 | 15.8885 | 93.8474 |  | kWh | 0.025439 | -0.15369 | Commercial |  | Annual | [5 empty] | 11 | 0.96 |  |  |  | 0 | 0 | 0 | 36.3921 | 0 | 0 | 0 | 0 | 0 | 0 | 0 | 0 | 2006 Qtr 1: 0; 2006 Qtr 2: 0; 2006 Qtr 3: 0; 2006 Qtr 4: 0; 2007 Qtr 1: 0; 2007 Qtr 2: 0; 2007 Qtr 3: 0; 2007 Qtr 4: 0; 2008 Qtr 1: 0; 2008 Qtr 2: 0; 2008 Qtr 3: 0; 2008 Qtr 4: 36.3921 | 36.3921
0 | 234330-Premium T8 with T12 40 Watt Baseline - Tr1 |  | 7 | Commercial | 01-ALC-AllCommercial-IntLight | 0 |  |  |  |  | 13.9589 | 13.1897 | 0 | 0 | 0 | 0.76922 | 34.727 |  | kWh | 0.010491 | -0.056872 | Commercial |  | Annual | [5 empty] | 11 | 0.96 |  |  |  | 0 | 0 | 0 | 10.9176 | 0 | 0 | 0 | 0 | 0 | 0 | 0 | 0 | 2006 Qtr 1: 0; 2006 Qtr 2: 0; 2006 Qtr 3: 0; 2006 Qtr 4: 0; 2007 Qtr 1: 0; 2007 Qtr 2: 0; 2007 Qtr 3: 0; 2007 Qtr 4: 0; 2008 Qtr 1: 10.9176; 2008 Qtr 2: 0; 2008 Qtr 3: 0; 2008 Qtr 4: 0 | 10.9176
0 | 234207-Lighting-8 Ft T-8 with Elec Ballast-Tr1 |  | 7 | Commercial | 01-ALC-AllCommercial-IntLight | 0 |  |  |  |  | 35.7163 | 21.9828 | 0 | 0 | 0 | 13.7335 | 28.798 |  | kWh | 0.0086999 | -0.047162 | Commercial |  | Annual | [5 empty] | 11 | 0.96 |  |  |  | 0 | 0 | 0 | 9.098 | 0 | 0 | 0 | 0 | 0 | 0 | 0 | 0 | 2006 Qtr 1: 0; 2006 Qtr 2: 0; 2006 Qtr 3: 0; 2006 Qtr 4: 0; 2007 Qtr 1: 0; 2007 Qtr 2: 0; 2007 Qtr 3: 0; 2007 Qtr 4: 0; 2008 Qtr 1: 9.098; 2008 Qtr 2: 0; 2008 Qtr 3: 0; 2008 Qtr 4: 0 | 9.098
0 | 234303-Lighting-Remove 4 Ft Lamp (De-Lamp) - Tr1 | COFL00AVDEL01 | 7 | Commercial | 01-ALC-AllCommercial-IntLight | 0 |  |  |  |  | 28.2518 | 16.4871 | 0 | 0 | 0 | 11.7647 | 115.4744 |  | kWh | 0.034885 | -0.18911 | Commercial |  | Annual | [5 empty] | 11 | 0.96 |  |  |  | 0 | 0 | 0 | 10.9176 | 0 | 0 | 0 | 0 | 0 | 0 | 0 | 0 | 2006 Qtr 1: 0; 2006 Qtr 2: 0; 2006 Qtr 3: 0; 2006 Qtr 4: 0; 2007 Qtr 1: 0; 2007 Qtr 2: 0; 2007 Qtr 3: 0; 2007 Qtr 4: 0; 2008 Qtr 1: 10.9176; 2008 Qtr 2: 0; 2008 Qtr 3: 0; 2008 Qtr 4: 0 | 10.9176
0 | 234306-Lighting-Remove 8 Ft Lamp (De-Lamp) - Tr1 | CRTL00AVDEL02 | 7 | Commercial | 01-ALC-AllCommercial-IntLight | 0 |  |  |  |  | 28.4667 | 27.4785 | 0 | 0 | 0 | 0.98816 | 190.5751 |  | kWh | 0.057573 | -0.3121 | Commercial |  | Annual | [5 empty] | 11 | 0.96 |  |  |  | 0 | 0 | 0 | 9.098 | 0 | 0 | 0 | 0 | 0 | 0 | 0 | 0 | 2006 Qtr 1: 0; 2006 Qtr 2: 0; 2006 Qtr 3: 0; 2006 Qtr 4: 0; 2007 Qtr 1: 0; 2007 Qtr 2: 0; 2007 Qtr 3: 0; 2007 Qtr 4: 0; 2008 Qtr 1: 9.098; 2008 Qtr 2: 0; 2008 Qtr 3: 0; 2008 Qtr 4: 0 | 9.098
0 | 234330-Premium T8 with T12 40 Watt Baseline - Tr1 |  | 7 | Commercial | 23-RTL-Retail–SingleStorylarge-LIT_INT | 0 |  |  |  |  | 13.9589 | 13.1897 | 0 | 0 | 0 | 0.76922 | 35.6051 |  | kWh | 0.010639 | -0.048435 | Commercial |  | Annual | [5 empty] | 11 | 0.96 |  |  |  | 0 | 0 | 0 | 5.4588 | 0 | 0 | 0 | 0 | 0 | 0 | 0 | 0 | 2006 Qtr 1: 0; 2006 Qtr 2: 0; 2006 Qtr 3: 0; 2006 Qtr 4: 0; 2007 Qtr 1: 0; 2007 Qtr 2: 0; 2007 Qtr 3: 0; 2007 Qtr 4: 0; 2008 Qtr 1: 5.4588; 2008 Qtr 2: 0; 2008 Qtr 3: 0; 2008 Qtr 4: 0 | 5.4588
0 | 234207-Lighting-8 Ft T-8 with Elec Ballast-Tr1 |  | 7 | Commercial | 23-RTL-Retail–SingleStorylarge-LIT_INT | 0 |  |  |  |  | 35.7163 | 21.9828 | 0 | 0 | 0 | 13.7335 | 29.5262 |  | kWh | 0.0088228 | -0.040166 | Commercial |  | Annual | [5 empty] | 11 | 0.96 |  |  |  | 0 | 0 | 0 | 21.8353 | 0 | 0 | 0 | 0 | 0 | 0 | 0 | 0 | 2006 Qtr 1: 0; 2006 Qtr 2: 0; 2006 Qtr 3: 0; 2006 Qtr 4: 0; 2007 Qtr 1: 0; 2007 Qtr 2: 0; 2007 Qtr 3: 0; 2007 Qtr 4: 0; 2008 Qtr 1: 21.8353; 2008 Qtr 2: 0; 2008 Qtr 3: 0; 2008 Qtr 4: 0 | 21.8353
0 | 234303-Lighting-Remove 4 Ft Lamp (De-Lamp) - Tr1 | COFL00AVDEL01 | 7 | Commercial | 23-RTL-Retail–SingleStorylarge-LIT_INT | 0 |  |  |  |  | 28.2518 | 16.4871 | 0 | 0 | 0 | 11.7647 | 118.3941 |  | kWh | 0.035378 | -0.16106 | Commercial |  | Annual | [5 empty] | 11 | 0.96 |  |  |  | 0 | 0 | 0 | 5.4588 | 0 | 0 | 0 | 0 | 0 | 0 | 0 | 0 | 2006 Qtr 1: 0; 2006 Qtr 2: 0; 2006 Qtr 3: 0; 2006 Qtr 4: 0; 2007 Qtr 1: 0; 2007 Qtr 2: 0; 2007 Qtr 3: 0; 2007 Qtr 4: 0; 2008 Qtr 1: 5.4588; 2008 Qtr 2: 0; 2008 Qtr 3: 0; 2008 Qtr 4: 0 | 5.4588
0 | 234306-Lighting-Remove 8 Ft Lamp (De-Lamp) - Tr1 | CRTL00AVDEL02 | 7 | Commercial | 23-RTL-Retail–SingleStorylarge-LIT_INT | 0 |  |  |  |  | 28.4667 | 27.4785 | 0 | 0 | 0 | 0.98816 | 195.3937 |  | kWh | 0.058386 | -0.2658 | Commercial |  | Annual | [5 empty] | 11 | 0.96 |  |  |  | 0 | 0 | 0 | 21.8353 | 0 | 0 | 0 | 0 | 0 | 0 | 0 | 0 | 2006 Qtr 1: 0; 2006 Qtr 2: 0; 2006 Qtr 3: 0; 2006 Qtr 4: 0; 2007 Qtr 1: 0; 2007 Qtr 2: 0; 2007 Qtr 3: 0; 2007 Qtr 4: 0; 2008 Qtr 1: 21.8353; 2008 Qtr 2: 0; 2008 Qtr 3: 0; 2008 Qtr 4: 0 | 21.8353
0 | 234331-Premium T8 with T12 40 Watt Baseline - Tr2 |  | 10 | Commercial | 23-RTL-Retail–SingleStorylarge-LIT_INT | 0 |  |  |  |  | 13.9591 | 9.8923 | 0 | 0 | 0 | 4.0668 | 36.7052 |  | kWh | 0.010932 | -0.07933 | Commercial |  | Annual | [5 empty] | 11 | 0.96 |  |  |  | 0 | 0 | 0 | 70.0548 | 0 | 0 | 0 | 0 | 0 | 0 | 0 | 0 | 2006 Qtr 1: 0; 2006 Qtr 2: 0; 2006 Qtr 3: 0; 2006 Qtr 4: 0; 2007 Qtr 1: 0; 2007 Qtr 2: 0; 2007 Qtr 3: 0; 2007 Qtr 4: 0; 2008 Qtr 1: 70.0548; 2008 Qtr 2: 0; 2008 Qtr 3: 0; 2008 Qtr 4: 0 | 70.0548
0 | 234304-Lighting-Remove 4 Ft Lamp (De-Lamp) - Tr2 | COFL00AVDEL01 | 10 | Commercial | 23-RTL-Retail–SingleStorylarge-LIT_INT | 0 |  |  |  |  | 28.2538 | 12.3653 | 0 | 0 | 0 | 15.8885 | 118.2081 |  | kWh | 0.035207 | -0.25548 | Commercial |  | Annual | [5 empty] | 11 | 0.96 |  |  |  | 0 | 0 | 0 | 37.3019 | 0 | 0 | 0 | 0 | 0 | 0 | 0 | 0 | 2006 Qtr 1: 0; 2006 Qtr 2: 0; 2006 Qtr 3: 0; 2006 Qtr 4: 0; 2007 Qtr 1: 0; 2007 Qtr 2: 0; 2007 Qtr 3: 0; 2007 Qtr 4: 0; 2008 Qtr 1: 37.3019; 2008 Qtr 2: 0; 2008 Qtr 3: 0; 2008 Qtr 4: 0 | 37.3019
0 | 234331-Premium T8 with T12 40 Watt Baseline - Tr2 |  | 7 | Commercial | 23-RTL-Retail–SingleStorylarge-LIT_INT | 0 |  |  |  |  | 13.9591 | 9.8923 | 0 | 0 | 0 | 4.0668 | 36.763 |  | kWh | 0.010985 | -0.05001 | Commercial |  | Annual | [5 empty] | 11 | 0.96 |  |  |  | 0 | 0 | 0 | 18.196 | 0 | 0 | 0 | 0 | 0 | 0 | 0 | 0 | 2006 Qtr 1: 0; 2006 Qtr 2: 0; 2006 Qtr 3: 0; 2006 Qtr 4: 0; 2007 Qtr 1: 0; 2007 Qtr 2: 0; 2007 Qtr 3: 0; 2007 Qtr 4: 0; 2008 Qtr 1: 18.196; 2008 Qtr 2: 0; 2008 Qtr 3: 0; 2008 Qtr 4: 0 | 18.196
0 | 234304-Lighting-Remove 4 Ft Lamp (De-Lamp) - Tr2 | COFL00AVDEL01 | 7 | Commercial | 23-RTL-Retail–SingleStorylarge-LIT_INT | 0 |  |  |  |  | 28.2538 | 12.3653 | 0 | 0 | 0 | 15.8885 | 118.3941 |  | kWh | 0.035378 | -0.16106 | Commercial |  | Annual | [5 empty] | 11 | 0.96 |  |  |  | 0 | 0 | 0 | 18.196 | 0 | 0 | 0 | 0 | 0 | 0 | 0 | 0 | 2006 Qtr 1: 0; 2006 Qtr 2: 0; 2006 Qtr 3: 0; 2006 Qtr 4: 0; 2007 Qtr 1: 0; 2007 Qtr 2: 0; 2007 Qtr 3: 0; 2007 Qtr 4: 0; 2008 Qtr 1: 18.196; 2008 Qtr 2: 0; 2008 Qtr 3: 0; 2008 Qtr 4: 0 | 18.196
0 | 234330-Premium T8 with T12 40 Watt Baseline - Tr1 |  | 7 | Commercial | 23-RTL-Retail–SingleStorylarge-LIT_INT | 0 |  |  |  |  | 13.9589 | 13.1897 | 0 | 0 | 0 | 0.76922 | 35.6051 |  | kWh | 0.010639 | -0.048435 | Commercial |  | Annual | [5 empty] | 11 | 0.96 |  |  |  | 0 | 0 | 0 | 8.1882 | 0 | 0 | 0 | 0 | 0 | 0 | 0 | 0 | 2006 Qtr 1: 0; 2006 Qtr 2: 0; 2006 Qtr 3: 0; 2006 Qtr 4: 0; 2007 Qtr 1: 0; 2007 Qtr 2: 0; 2007 Qtr 3: 0; 2007 Qtr 4: 0; 2008 Qtr 1: 8.1882; 2008 Qtr 2: 0; 2008 Qtr 3: 0; 2008 Qtr 4: 0 | 8.1882
0 | 234207-Lighting-8 Ft T-8 with Elec Ballast-Tr1 |  | 7 | Commercial | 23-RTL-Retail–SingleStorylarge-LIT_INT | 0 |  |  |  |  | 35.7163 | 21.9828 | 0 | 0 | 0 | 13.7335 | 29.5262 |  | kWh | 0.0088228 | -0.040166 | Commercial |  | Annual | [5 empty] | 11 | 0.96 |  |  |  | 0 | 0 | 0 | 20.0156 | 0 | 0 | 0 | 0 | 0 | 0 | 0 | 0 | 2006 Qtr 1: 0; 2006 Qtr 2: 0; 2006 Qtr 3: 0; 2006 Qtr 4: 0; 2007 Qtr 1: 0; 2007 Qtr 2: 0; 2007 Qtr 3: 0; 2007 Qtr 4: 0; 2008 Qtr 1: 20.0156; 2008 Qtr 2: 0; 2008 Qtr 3: 0; 2008 Qtr 4: 0 | 20.0156
0 | 234303-Lighting-Remove 4 Ft Lamp (De-Lamp) - Tr1 | COFL00AVDEL01 | 7 | Commercial | 23-RTL-Retail–SingleStorylarge-LIT_INT | 0 |  |  |  |  | 28.2518 | 16.4871 | 0 | 0 | 0 | 11.7647 | 118.3941 |  | kWh | 0.035378 | -0.16106 | Commercial |  | Annual | [5 empty] | 11 | 0.96 |  |  |  | 0 | 0 | 0 | 6.3686 | 0 | 0 | 0 | 0 | 0 | 0 | 0 | 0 | 2006 Qtr 1: 0; 2006 Qtr 2: 0; 2006 Qtr 3: 0; 2006 Qtr 4: 0; 2007 Qtr 1: 0; 2007 Qtr 2: 0; 2007 Qtr 3: 0; 2007 Qtr 4: 0; 2008 Qtr 1: 6.3686; 2008 Qtr 2: 0; 2008 Qtr 3: 0; 2008 Qtr 4: 0 | 6.3686
0 | 234306-Lighting-Remove 8 Ft Lamp (De-Lamp) - Tr1 | CRTL00AVDEL02 | 7 | Commercial | 23-RTL-Retail–SingleStorylarge-LIT_INT | 0 |  |  |  |  | 28.4667 | 27.4785 | 0 | 0 | 0 | 0.98816 | 195.3937 |  | kWh | 0.058386 | -0.2658 | Commercial |  | Annual | [5 empty] | 11 | 0.96 |  |  |  | 0 | 0 | 0 | 20.0156 | 0 | 0 | 0 | 0 | 0 | 0 | 0 | 0 | 2006 Qtr 1: 0; 2006 Qtr 2: 0; 2006 Qtr 3: 0; 2006 Qtr 4: 0; 2007 Qtr 1: 0; 2007 Qtr 2: 0; 2007 Qtr 3: 0; 2007 Qtr 4: 0; 2008 Qtr 1: 20.0156; 2008 Qtr 2: 0; 2008 Qtr 3: 0; 2008 Qtr 4: 0 | 20.0156
0 | 234330-Premium T8 with T12 40 Watt Baseline - Tr1 |  | 10 | Commercial | 01-ALC-AllCommercial-IntLight | 0 |  |  |  |  | 13.9589 | 13.1897 | 0 | 0 | 0 | 0.76922 | 28.2231 |  | kWh | 0.0076505 | -0.04622 | Commercial |  | Annual | [5 empty] | 11 | 0.96 |  |  |  | 0 | 0 | 0 | 20.0156 | 0 | 0 | 0 | 0 | 0 | 0 | 0 | 0 | 2006 Qtr 1: 0; 2006 Qtr 2: 0; 2006 Qtr 3: 0; 2006 Qtr 4: 0; 2007 Qtr 1: 0; 2007 Qtr 2: 0; 2007 Qtr 3: 0; 2007 Qtr 4: 0; 2008 Qtr 1: 0; 2008 Qtr 2: 0; 2008 Qtr 3: 0; 2008 Qtr 4: 20.0156 | 20.0156
0 | 234207-Lighting-8 Ft T-8 with Elec Ballast-Tr1 |  | 10 | Commercial | 01-ALC-AllCommercial-IntLight | 0 |  |  |  |  | 35.7163 | 21.9828 | 0 | 0 | 0 | 13.7335 | 23.4045 |  | kWh | 0.0063443 | -0.038329 | Commercial |  | Annual | [5 empty] | 11 | 0.96 |  |  |  | 0 | 0 | 0 | 10.0078 | 0 | 0 | 0 | 0 | 0 | 0 | 0 | 0 | 2006 Qtr 1: 0; 2006 Qtr 2: 0; 2006 Qtr 3: 0; 2006 Qtr 4: 0; 2007 Qtr 1: 0; 2007 Qtr 2: 0; 2007 Qtr 3: 0; 2007 Qtr 4: 0; 2008 Qtr 1: 0; 2008 Qtr 2: 0; 2008 Qtr 3: 0; 2008 Qtr 4: 10.0078 | 10.0078
0 | 234331-Premium T8 with T12 40 Watt Baseline - Tr2 |  | 10 | Commercial | 01-ALC-AllCommercial-IntLight | 0 |  |  |  |  | 13.9591 | 9.8923 | 0 | 0 | 0 | 4.0668 | 29.1409 |  | kWh | 0.0078993 | -0.047723 | Commercial |  | Annual | [5 empty] | 11 | 0.96 |  |  |  | 0 | 0 | 0 | 16.3764 | 0 | 0 | 0 | 0 | 0 | 0 | 0 | 0 | 2006 Qtr 1: 0; 2006 Qtr 2: 0; 2006 Qtr 3: 0; 2006 Qtr 4: 0; 2007 Qtr 1: 0; 2007 Qtr 2: 0; 2007 Qtr 3: 0; 2007 Qtr 4: 0; 2008 Qtr 1: 16.3764; 2008 Qtr 2: 0; 2008 Qtr 3: 0; 2008 Qtr 4: 0 | 16.3764
0 | 234304-Lighting-Remove 4 Ft Lamp (De-Lamp) - Tr2 | COFL00AVDEL01 | 10 | Commercial | 01-ALC-AllCommercial-IntLight | 0 |  |  |  |  | 28.2538 | 12.3653 | 0 | 0 | 0 | 15.8885 | 93.8474 |  | kWh | 0.025439 | -0.15369 | Commercial |  | Annual | [5 empty] | 11 | 0.96 |  |  |  | 0 | 0 | 0 | 16.3764 | 0 | 0 | 0 | 0 | 0 | 0 | 0 | 0 | 2006 Qtr 1: 0; 2006 Qtr 2: 0; 2006 Qtr 3: 0; 2006 Qtr 4: 0; 2007 Qtr 1: 0; 2007 Qtr 2: 0; 2007 Qtr 3: 0; 2007 Qtr 4: 0; 2008 Qtr 1: 16.3764; 2008 Qtr 2: 0; 2008 Qtr 3: 0; 2008 Qtr 4: 0 | 16.3764
0 | 234331-Premium T8 with T12 40 Watt Baseline - Tr2 |  | 7 | Commercial | 01-ALC-AllCommercial-IntLight | 0 |  |  |  |  | 13.9591 | 9.8923 | 0 | 0 | 0 | 4.0668 | 29.1409 |  | kWh | 0.0078993 | -0.047723 | Commercial |  | Annual | [5 empty] | 11 | 0.96 |  |  |  | 0 | 0 | 0 | 94.6194 | 0 | 0 | 0 | 0 | 0 | 0 | 0 | 0 | 2006 Qtr 1: 0; 2006 Qtr 2: 0; 2006 Qtr 3: 0; 2006 Qtr 4: 0; 2007 Qtr 1: 0; 2007 Qtr 2: 0; 2007 Qtr 3: 0; 2007 Qtr 4: 0; 2008 Qtr 1: 94.6194; 2008 Qtr 2: 0; 2008 Qtr 3: 0; 2008 Qtr 4: 0 | 94.6194
0 | 234208-Lighting-8 Ft T-8 with Elec Ballast-Tr2 |  | 7 | Commercial | 01-ALC-AllCommercial-IntLight | 0 |  |  |  |  | 35.7165 | 16.4871 | 0 | 0 | 0 | 19.2294 | 23.6339 |  | kWh | 0.0064065 | -0.038705 | Commercial |  | Annual | [5 empty] | 11 | 0.96 |  |  |  | 0 | 0 | 0 | 0.9098 | 0 | 0 | 0 | 0 | 0 | 0 | 0 | 0 | 2006 Qtr 1: 0; 2006 Qtr 2: 0; 2006 Qtr 3: 0; 2006 Qtr 4: 0; 2007 Qtr 1: 0; 2007 Qtr 2: 0; 2007 Qtr 3: 0; 2007 Qtr 4: 0; 2008 Qtr 1: 0.9098; 2008 Qtr 2: 0; 2008 Qtr 3: 0; 2008 Qtr 4: 0 | 0.9098
0 | 234304-Lighting-Remove 4 Ft Lamp (De-Lamp) - Tr2 | COFL00AVDEL01 | 7 | Commercial | 01-ALC-AllCommercial-IntLight | 0 |  |  |  |  | 28.2538 | 12.3653 | 0 | 0 | 0 | 15.8885 | 93.8474 |  | kWh | 0.025439 | -0.15369 | Commercial |  | Annual | [5 empty] | 11 | 0.96 |  |  |  | 0 | 0 | 0 | 85.5214 | 0 | 0 | 0 | 0 | 0 | 0 | 0 | 0 | 2006 Qtr 1: 0; 2006 Qtr 2: 0; 2006 Qtr 3: 0; 2006 Qtr 4: 0; 2007 Qtr 1: 0; 2007 Qtr 2: 0; 2007 Qtr 3: 0; 2007 Qtr 4: 0; 2008 Qtr 1: 85.5214; 2008 Qtr 2: 0; 2008 Qtr 3: 0; 2008 Qtr 4: 0 | 85.5214
0 | 234307-Lighting-Remove 8 Ft Lamp (De-Lamp) - Tr2 | CRTL00AVDEL02 | 7 | Commercial | 01-ALC-AllCommercial-IntLight | 0 |  |  |  |  | 28.4684 | 16.4871 | 0 | 0 | 0 | 11.9813 | 154.8826 |  | kWh | 0.041984 | -0.25365 | Commercial |  | Annual | [5 empty] | 11 | 0.96 |  |  |  | 0 | 0 | 0 | 0.9098 | 0 | 0 | 0 | 0 | 0 | 0 | 0 | 0 | 2006 Qtr 1: 0; 2006 Qtr 2: 0; 2006 Qtr 3: 0; 2006 Qtr 4: 0; 2007 Qtr 1: 0; 2007 Qtr 2: 0; 2007 Qtr 3: 0; 2007 Qtr 4: 0; 2008 Qtr 1: 0.9098; 2008 Qtr 2: 0; 2008 Qtr 3: 0; 2008 Qtr 4: 0 | 0.9098
0 | 234083-Refrigeration -Cooler/Freezer Door Gaskets - Glass Doors |  | 7 | Commercial | 23-RTL-Retail–SingleStorylarge-REFG | 0 |  |  |  |  | 3.9999 | 4 | 0 | 0 | 0 | -5.535e-05 | 3.6686 |  | kWh | 0.000614 | 0 | Commercial |  | Annual | [5 empty] | 4 | 0.96 |  |  |  | 0 | 0 | 0 | 427 | 0 | 0 | 0 | 0 | 0 | 0 | 0 | 0 | 2006 Qtr 1: 0; 2006 Qtr 2: 0; 2006 Qtr 3: 0; 2006 Qtr 4: 0; 2007 Qtr 1: 0; 2007 Qtr 2: 0; 2007 Qtr 3: 0; 2007 Qtr 4: 0; 2008 Qtr 1: 427; 2008 Qtr 2: 0; 2008 Qtr 3: 0; 2008 Qtr 4: 0 | 427
0 | 234330-Premium T8 with T12 40 Watt Baseline - Tr1 |  | System | Commercial | 01-ALC-AllCommercial-IntLight | 0 |  |  |  |  | 13.9589 | 13.1897 | 0 | 0 | 0 | 0.76922 | 28.2231 |  | kWh | 0.0076505 | -0.04622 | Commercial |  | Annual | [5 empty] | 11 | 0.96 |  |  |  | 0 | 0 | 0 | 30.9333 | 0 | 0 | 0 | 0 | 0 | 0 | 0 | 0 | 2006 Qtr 1: 0; 2006 Qtr 2: 0; 2006 Qtr 3: 0; 2006 Qtr 4: 0; 2007 Qtr 1: 0; 2007 Qtr 2: 0; 2007 Qtr 3: 0; 2007 Qtr 4: 0; 2008 Qtr 1: 0; 2008 Qtr 2: 0; 2008 Qtr 3: 0; 2008 Qtr 4: 30.9333 | 30.9333
0 | 234303-Lighting-Remove 4 Ft Lamp (De-Lamp) - Tr1 | COFL00AVDEL01 | System | Commercial | 01-ALC-AllCommercial-IntLight | 0 |  |  |  |  | 28.2518 | 16.4871 | 0 | 0 | 0 | 11.7647 | 93.8474 |  | kWh | 0.025439 | -0.15369 | Commercial |  | Annual | [5 empty] | 11 | 0.96 |  |  |  | 0 | 0 | 0 | 29.1137 | 0 | 0 | 0 | 0 | 0 | 0 | 0 | 0 | 2006 Qtr 1: 0; 2006 Qtr 2: 0; 2006 Qtr 3: 0; 2006 Qtr 4: 0; 2007 Qtr 1: 0; 2007 Qtr 2: 0; 2007 Qtr 3: 0; 2007 Qtr 4: 0; 2008 Qtr 1: 0; 2008 Qtr 2: 0; 2008 Qtr 3: 0; 2008 Qtr 4: 29.1137 | 29.1137
0 | 234207-Lighting-8 Ft T-8 with Elec Ballast-Tr1 |  | System | Commercial | 01-ALC-AllCommercial-IntLight | 0 |  |  |  |  | 35.7163 | 21.9828 | 0 | 0 | 0 | 13.7335 | 23.4045 |  | kWh | 0.0063443 | -0.038329 | Commercial |  | Annual | [5 empty] | 11 | 0.96 |  |  |  | 0 | 0 | 0 | 67.3254 | 0 | 0 | 0 | 0 | 0 | 0 | 0 | 0 | 2006 Qtr 1: 0; 2006 Qtr 2: 0; 2006 Qtr 3: 0; 2006 Qtr 4: 0; 2007 Qtr 1: 0; 2007 Qtr 2: 0; 2007 Qtr 3: 0; 2007 Qtr 4: 0; 2008 Qtr 1: 0; 2008 Qtr 2: 0; 2008 Qtr 3: 0; 2008 Qtr 4: 67.3254 | 67.3254
0 | 234306-Lighting-Remove 8 Ft Lamp (De-Lamp) - Tr1 | CRTL00AVDEL02 | System | Commercial | 01-ALC-AllCommercial-IntLight | 0 |  |  |  |  | 28.4667 | 27.4785 | 0 | 0 | 0 | 0.98816 | 154.8826 |  | kWh | 0.041984 | -0.25365 | Commercial |  | Annual | [5 empty] | 11 | 0.96 |  |  |  | 0 | 0 | 0 | 30.9333 | 0 | 0 | 0 | 0 | 0 | 0 | 0 | 0 | 2006 Qtr 1: 0; 2006 Qtr 2: 0; 2006 Qtr 3: 0; 2006 Qtr 4: 0; 2007 Qtr 1: 0; 2007 Qtr 2: 0; 2007 Qtr 3: 0; 2007 Qtr 4: 0; 2008 Qtr 1: 0; 2008 Qtr 2: 0; 2008 Qtr 3: 0; 2008 Qtr 4: 30.9333 | 30.9333
0 | 234330-Premium T8 with T12 40 Watt Baseline - Tr1 |  | System | Commercial | 01-ALC-AllCommercial-IntLight | 0 |  |  |  |  | 13.9589 | 13.1897 | 0 | 0 | 0 | 0.76922 | 28.2231 |  | kWh | 0.0076505 | -0.04622 | Commercial |  | Annual | [5 empty] | 11 | 0.96 |  |  |  | 0 | 0 | 0 | 10.9176 | 0 | 0 | 0 | 0 | 0 | 0 | 0 | 0 | 2006 Qtr 1: 0; 2006 Qtr 2: 0; 2006 Qtr 3: 0; 2006 Qtr 4: 0; 2007 Qtr 1: 0; 2007 Qtr 2: 0; 2007 Qtr 3: 0; 2007 Qtr 4: 0; 2008 Qtr 1: 0; 2008 Qtr 2: 0; 2008 Qtr 3: 0; 2008 Qtr 4: 10.9176 | 10.9176
0 | 234303-Lighting-Remove 4 Ft Lamp (De-Lamp) - Tr1 | COFL00AVDEL01 | System | Commercial | 01-ALC-AllCommercial-IntLight | 0 |  |  |  |  | 28.2518 | 16.4871 | 0 | 0 | 0 | 11.7647 | 93.8474 |  | kWh | 0.025439 | -0.15369 | Commercial |  | Annual | [5 empty] | 11 | 0.96 |  |  |  | 0 | 0 | 0 | 7.2784 | 0 | 0 | 0 | 0 | 0 | 0 | 0 | 0 | 2006 Qtr 1: 0; 2006 Qtr 2: 0; 2006 Qtr 3: 0; 2006 Qtr 4: 0; 2007 Qtr 1: 0; 2007 Qtr 2: 0; 2007 Qtr 3: 0; 2007 Qtr 4: 0; 2008 Qtr 1: 0; 2008 Qtr 2: 0; 2008 Qtr 3: 0; 2008 Qtr 4: 7.2784 | 7.2784
0 | 234207-Lighting-8 Ft T-8 with Elec Ballast-Tr1 |  | System | Commercial | 01-ALC-AllCommercial-IntLight | 0 |  |  |  |  | 35.7163 | 21.9828 | 0 | 0 | 0 | 13.7335 | 23.4045 |  | kWh | 0.0063443 | -0.038329 | Commercial |  | Annual | [5 empty] | 11 | 0.96 |  |  |  | 0 | 0 | 0 | 25.4745 | 0 | 0 | 0 | 0 | 0 | 0 | 0 | 0 | 2006 Qtr 1: 0; 2006 Qtr 2: 0; 2006 Qtr 3: 0; 2006 Qtr 4: 0; 2007 Qtr 1: 0; 2007 Qtr 2: 0; 2007 Qtr 3: 0; 2007 Qtr 4: 0; 2008 Qtr 1: 0; 2008 Qtr 2: 0; 2008 Qtr 3: 0; 2008 Qtr 4: 25.4745 | 25.4745
0 | 234330-Premium T8 with T12 40 Watt Baseline - Tr1 |  | System | Commercial | 23-RTL-Retail–SingleStorylarge-LIT_INT | 0 |  |  |  |  | 13.9589 | 13.1897 | 0 | 0 | 0 | 0.76922 | 35.5933 |  | kWh | 0.01061 | -0.057586 | Commercial |  | Annual | [5 empty] | 11 | 0.96 |  |  |  | 0 | 0 | 0 | 38.2117 | 0 | 0 | 0 | 0 | 0 | 0 | 0 | 0 | 2006 Qtr 1: 0; 2006 Qtr 2: 0; 2006 Qtr 3: 0; 2006 Qtr 4: 0; 2007 Qtr 1: 0; 2007 Qtr 2: 0; 2007 Qtr 3: 0; 2007 Qtr 4: 0; 2008 Qtr 1: 0; 2008 Qtr 2: 0; 2008 Qtr 3: 0; 2008 Qtr 4: 38.2117 | 38.2117
0 | 234312-Lighting-Screw in 14-26 Watt Lamp - Tr1 | Averaged DEER Msrs | System | Commercial | 23-RTL-Retail–SingleStorylarge-LIT_INT | 0 |  |  |  |  | 10.5108 | 10.3931 | 0 | 0 | 0 | 0.11768 | 54.9835 |  | kWh | 0.013532 | -0.090986 | Commercial |  | Annual | [5 empty] | 1.74 | 0.96 |  |  |  | 0 | 0 | 0 | 20.8793 | 0 | 0 | 0 | 0 | 0 | 0 | 0 | 0 | 2006 Qtr 1: 0; 2006 Qtr 2: 0; 2006 Qtr 3: 0; 2006 Qtr 4: 0; 2007 Qtr 1: 0; 2007 Qtr 2: 0; 2007 Qtr 3: 0; 2007 Qtr 4: 0; 2008 Qtr 1: 0; 2008 Qtr 2: 0; 2008 Qtr 3: 0; 2008 Qtr 4: 20.8793 | 20.8793
0 | 234315-Lighting-Screw in 14-26 Watt Reflector Lamp-Tr1 | Averaged DEER Msrs | System | Commercial | 23-RTL-Retail–SingleStorylarge-LIT_INT | 0 |  |  |  |  | 9.6071 | 9.6507 | 0 | 0 | 0 | -0.043643 | 57.01 |  | kWh | 0.01403 | -0.09434 | Commercial |  | Annual | [5 empty] | 2 | 0.96 |  |  |  | 0 | 0 | 0 | 3.3676 | 0 | 0 | 0 | 0 | 0 | 0 | 0 | 0 | 2006 Qtr 1: 0; 2006 Qtr 2: 0; 2006 Qtr 3: 0; 2006 Qtr 4: 0; 2007 Qtr 1: 0; 2007 Qtr 2: 0; 2007 Qtr 3: 0; 2007 Qtr 4: 0; 2008 Qtr 1: 0; 2008 Qtr 2: 0; 2008 Qtr 3: 0; 2008 Qtr 4: 3.3676 | 3.3676
0 | 234330-Premium T8 with T12 40 Watt Baseline - Tr1 |  | System | Commercial | 23-RTL-Retail–SingleStorylarge-LIT_INT | 0 |  |  |  |  | 13.9589 | 13.1897 | 0 | 0 | 0 | 0.76922 | 35.5933 |  | kWh | 0.01061 | -0.057586 | Commercial |  | Annual | [5 empty] | 11 | 0.96 |  |  |  | 0 | 0 | 0 | 36.3921 | 0 | 0 | 0 | 0 | 0 | 0 | 0 | 0 | 2006 Qtr 1: 0; 2006 Qtr 2: 0; 2006 Qtr 3: 0; 2006 Qtr 4: 0; 2007 Qtr 1: 0; 2007 Qtr 2: 0; 2007 Qtr 3: 0; 2007 Qtr 4: 0; 2008 Qtr 1: 0; 2008 Qtr 2: 0; 2008 Qtr 3: 0; 2008 Qtr 4: 36.3921 | 36.3921
0 | 234303-Lighting-Remove 4 Ft Lamp (De-Lamp) - Tr1 | COFL00AVDEL01 | System | Commercial | 23-RTL-Retail–SingleStorylarge-LIT_INT | 0 |  |  |  |  | 28.2518 | 16.4871 | 0 | 0 | 0 | 11.7647 | 118.3551 |  | kWh | 0.035281 | -0.19149 | Commercial |  | Annual | [5 empty] | 11 | 0.96 |  |  |  | 0 | 0 | 0 | 29.1137 | 0 | 0 | 0 | 0 | 0 | 0 | 0 | 0 | 2006 Qtr 1: 0; 2006 Qtr 2: 0; 2006 Qtr 3: 0; 2006 Qtr 4: 0; 2007 Qtr 1: 0; 2007 Qtr 2: 0; 2007 Qtr 3: 0; 2007 Qtr 4: 0; 2008 Qtr 1: 0; 2008 Qtr 2: 0; 2008 Qtr 3: 0; 2008 Qtr 4: 29.1137 | 29.1137
0 | 234312-Lighting-Screw in 14-26 Watt Lamp - Tr1 | Averaged DEER Msrs | System | Commercial | 23-RTL-Retail–SingleStorylarge-LIT_INT | 0 |  |  |  |  | 10.5108 | 10.3931 | 0 | 0 | 0 | 0.11768 | 54.9835 |  | kWh | 0.013532 | -0.090986 | Commercial |  | Annual | [5 empty] | 1.74 | 0.96 |  |  |  | 0 | 0 | 0 | 3.3676 | 0 | 0 | 0 | 0 | 0 | 0 | 0 | 0 | 2006 Qtr 1: 0; 2006 Qtr 2: 0; 2006 Qtr 3: 0; 2006 Qtr 4: 0; 2007 Qtr 1: 0; 2007 Qtr 2: 0; 2007 Qtr 3: 0; 2007 Qtr 4: 0; 2008 Qtr 1: 0; 2008 Qtr 2: 0; 2008 Qtr 3: 0; 2008 Qtr 4: 3.3676 | 3.3676
0 | 234330-Premium T8 with T12 40 Watt Baseline - Tr1 |  | 7 | Commercial | 18-OFS-Office–Small-IntLight | 0 |  |  |  |  | 13.9589 | 13.1897 | 0 | 0 | 0 | 0.76922 | 31.525 |  | kWh | 0.0094564 | -0.009168 | Commercial |  | Annual | [5 empty] | 11 | 0.96 |  |  |  | 0 | 0 | 0 | 9.098 | 0 | 0 | 0 | 0 | 0 | 0 | 0 | 0 | 2006 Qtr 1: 0; 2006 Qtr 2: 0; 2006 Qtr 3: 0; 2006 Qtr 4: 0; 2007 Qtr 1: 0; 2007 Qtr 2: 0; 2007 Qtr 3: 0; 2007 Qtr 4: 0; 2008 Qtr 1: 0; 2008 Qtr 2: 0; 2008 Qtr 3: 0; 2008 Qtr 4: 9.098 | 9.098
0 | 234303-Lighting-Remove 4 Ft Lamp (De-Lamp) - Tr1 | COFL00AVDEL01 | 7 | Commercial | 18-OFS-Office–Small-IntLight | 0 |  |  |  |  | 28.2518 | 16.4871 | 0 | 0 | 0 | 11.7647 | 104.8272 |  | kWh | 0.031445 | -0.030485 | Commercial |  | Annual | [5 empty] | 11 | 0.96 |  |  |  | 0 | 0 | 0 | 5.4588 | 0 | 0 | 0 | 0 | 0 | 0 | 0 | 0 | 2006 Qtr 1: 0; 2006 Qtr 2: 0; 2006 Qtr 3: 0; 2006 Qtr 4: 0; 2007 Qtr 1: 0; 2007 Qtr 2: 0; 2007 Qtr 3: 0; 2007 Qtr 4: 0; 2008 Qtr 1: 0; 2008 Qtr 2: 0; 2008 Qtr 3: 0; 2008 Qtr 4: 5.4588 | 5.4588
0 | 234330-Premium T8 with T12 40 Watt Baseline - Tr1 |  | 7 | Commercial | 18-OFS-Office–Small-IntLight | 0 |  |  |  |  | 13.9589 | 13.1897 | 0 | 0 | 0 | 0.76922 | 31.525 |  | kWh | 0.0094564 | -0.009168 | Commercial |  | Annual | [5 empty] | 11 | 0.96 |  |  |  | 0 | 0 | 0 | 14.5568 | 0 | 0 | 0 | 0 | 0 | 0 | 0 | 0 | 2006 Qtr 1: 0; 2006 Qtr 2: 0; 2006 Qtr 3: 0; 2006 Qtr 4: 0; 2007 Qtr 1: 0; 2007 Qtr 2: 0; 2007 Qtr 3: 0; 2007 Qtr 4: 0; 2008 Qtr 1: 0; 2008 Qtr 2: 0; 2008 Qtr 3: 0; 2008 Qtr 4: 14.5568 | 14.5568
0 | 234303-Lighting-Remove 4 Ft Lamp (De-Lamp) - Tr1 | COFL00AVDEL01 | 7 | Commercial | 18-OFS-Office–Small-IntLight | 0 |  |  |  |  | 28.2518 | 16.4871 | 0 | 0 | 0 | 11.7647 | 104.8272 |  | kWh | 0.031445 | -0.030485 | Commercial |  | Annual | [5 empty] | 11 | 0.96 |  |  |  | 0 | 0 | 0 | 3.6392 | 0 | 0 | 0 | 0 | 0 | 0 | 0 | 0 | 2006 Qtr 1: 0; 2006 Qtr 2: 0; 2006 Qtr 3: 0; 2006 Qtr 4: 0; 2007 Qtr 1: 0; 2007 Qtr 2: 0; 2007 Qtr 3: 0; 2007 Qtr 4: 0; 2008 Qtr 1: 0; 2008 Qtr 2: 0; 2008 Qtr 3: 0; 2008 Qtr 4: 3.6392 | 3.6392
0 | 234157-Pipe Insulation - Low Pressure Steam Applic. (LF) 1 in |  | 7 | Commercial | 01-ALC-AllCommercial-Vent/Fan | 0 |  |  |  |  | 5.67 | 3 | 0 | 0 | 0 | 2.67 | 0 |  | kWh | 0 | 13.4 | Commercial |  | Annual | [5 empty] | 20 | 0.96 |  |  |  | 0 | 0 | 0 | 39 | 0 | 0 | 0 | 0 | 0 | 0 | 0 | 0 | 2006 Qtr 1: 0; 2006 Qtr 2: 0; 2006 Qtr 3: 0; 2006 Qtr 4: 0; 2007 Qtr 1: 0; 2007 Qtr 2: 0; 2007 Qtr 3: 0; 2007 Qtr 4: 0; 2008 Qtr 1: 0; 2008 Qtr 2: 0; 2008 Qtr 3: 0; 2008 Qtr 4: 39 | 39
0 | 234084-Refrigeration -Cooler/Freezer Door Gaskets - Solid Doors: Cooler |  | 7 | Commercial | 21-RSD-Restaurant–SitDown-REFG | 0 |  |  |  |  | 4 | 4 | 0 | 0 | 0 | 0 | 3.6686 |  | kWh | 0.000614 | 0 | Commercial |  | Annual | [5 empty] | 4 | 0.96 |  |  |  | 0 | 0 | 0 | 153 | 0 | 0 | 0 | 0 | 0 | 0 | 0 | 0 | 2006 Qtr 1: 0; 2006 Qtr 2: 0; 2006 Qtr 3: 0; 2006 Qtr 4: 0; 2007 Qtr 1: 0; 2007 Qtr 2: 0; 2007 Qtr 3: 0; 2007 Qtr 4: 0; 2008 Qtr 1: 153; 2008 Qtr 2: 0; 2008 Qtr 3: 0; 2008 Qtr 4: 0 | 153
0 | 234002-A/C-Reflective Window Film Coastal |  | 7 | Commercial | 01-ALC-AllCommercial-Cooling | 0 |  |  |  |  | 3.12 | 2 | 0 | 0 | 0 | 1.12 | 12.44 |  | kWh | 0.0023 | 0 | Commercial |  | Annual | [5 empty] | 10 | 0.96 |  |  |  | 0 | 0 | 0 | 136 | 0 | 0 | 0 | 0 | 0 | 0 | 0 | 0 | 2006 Qtr 1: 0; 2006 Qtr 2: 0; 2006 Qtr 3: 0; 2006 Qtr 4: 0; 2007 Qtr 1: 0; 2007 Qtr 2: 0; 2007 Qtr 3: 0; 2007 Qtr 4: 0; 2008 Qtr 1: 0; 2008 Qtr 2: 0; 2008 Qtr 3: 0; 2008 Qtr 4: 136 | 136
0 | 234003-A/C - Reflective Window Film Inland |  | 10 | Commercial | 01-ALC-AllCommercial-Cooling | 0 |  |  |  |  | 3.12 | 2 | 0 | 0 | 0 | 1.12 | 15.27 |  | kWh | 0.0023 | 0 | Commercial |  | Annual | [5 empty] | 10 | 0.96 |  |  |  | 0 | 0 | 0 | 289 | 0 | 0 | 0 | 0 | 0 | 0 | 0 | 0 | 2006 Qtr 1: 0; 2006 Qtr 2: 0; 2006 Qtr 3: 0; 2006 Qtr 4: 0; 2007 Qtr 1: 0; 2007 Qtr 2: 0; 2007 Qtr 3: 0; 2007 Qtr 4: 0; 2008 Qtr 1: 0; 2008 Qtr 2: 0; 2008 Qtr 3: 0; 2008 Qtr 4: 289 | 289
0 | 234330-Premium T8 with T12 40 Watt Baseline - Tr1 |  | 7 | Commercial | 10-HSP-Health/Medical–Hospital-LIT_INT | 0 |  |  |  |  | 13.9589 | 11.8707 | 0 | 0 | 0 | 2.0882 | 39.742 |  | kWh | 0.011296 | -0.1707 | Commercial |  | Annual | [5 empty] | 11 | 0.96 |  |  |  | 0 | 0 | 0 | 285.6779 | 0 | 0 | 0 | 0 | 0 | 0 | 0 | 0 | 2006 Qtr 1: 0; 2006 Qtr 2: 0; 2006 Qtr 3: 0; 2006 Qtr 4: 0; 2007 Qtr 1: 0; 2007 Qtr 2: 0; 2007 Qtr 3: 0; 2007 Qtr 4: 0; 2008 Qtr 1: 0; 2008 Qtr 2: 0; 2008 Qtr 3: 0; 2008 Qtr 4: 285.6779 | 285.6779
0 | 234303-Lighting-Remove 4 Ft Lamp (De-Lamp) - Tr1 | COFL00AVDEL01 | 7 | Commercial | 10-HSP-Health/Medical–Hospital-LIT_INT | 0 |  |  |  |  | 28.2518 | 14.8384 | 0 | 0 | 0 | 13.4134 | 132.1503 |  | kWh | 0.037561 | -0.56762 | Commercial |  | Annual | [5 empty] | 11 | 0.96 |  |  |  | 0 | 0 | 0 | 174.682 | 0 | 0 | 0 | 0 | 0 | 0 | 0 | 0 | 2006 Qtr 1: 0; 2006 Qtr 2: 0; 2006 Qtr 3: 0; 2006 Qtr 4: 0; 2007 Qtr 1: 0; 2007 Qtr 2: 0; 2007 Qtr 3: 0; 2007 Qtr 4: 0; 2008 Qtr 1: 0; 2008 Qtr 2: 0; 2008 Qtr 3: 0; 2008 Qtr 4: 174.682 | 174.682
0 | 234201-Lighting-2 Ft 2nd Gen T-8 with Elec Ballast-Tr1 |  | 7 | Commercial | 10-HSP-Health/Medical–Hospital-LIT_INT | 0 |  |  |  |  | 23.0819 | 9.8923 | 0 | 0 | 0 | 13.1897 | 25.2992 |  | kWh | 0.0071907 | -0.10867 | Commercial |  | Annual | [5 empty] | 11 | 0.96 |  |  |  | 0 | 0 | 0 | 27.2941 | 0 | 0 | 0 | 0 | 0 | 0 | 0 | 0 | 2006 Qtr 1: 0; 2006 Qtr 2: 0; 2006 Qtr 3: 0; 2006 Qtr 4: 0; 2007 Qtr 1: 0; 2007 Qtr 2: 0; 2007 Qtr 3: 0; 2007 Qtr 4: 0; 2008 Qtr 1: 0; 2008 Qtr 2: 0; 2008 Qtr 3: 0; 2008 Qtr 4: 27.2941 | 27.2941
0 | 234297-Lighting-Remove 2 Ft Lamp (De-Lamp) - Tr1 |  | 7 | Commercial | 10-HSP-Health/Medical–Hospital-LIT_INT | 0 |  |  |  |  | 20.8837 | 9.8923 | 0 | 0 | 0 | 10.9914 | 80.2272 |  | kWh | 0.022803 | -0.3446 | Commercial |  | Annual | [5 empty] | 11 | 0.96 |  |  |  | 0 | 0 | 0 | 20.0156 | 0 | 0 | 0 | 0 | 0 | 0 | 0 | 0 | 2006 Qtr 1: 0; 2006 Qtr 2: 0; 2006 Qtr 3: 0; 2006 Qtr 4: 0; 2007 Qtr 1: 0; 2007 Qtr 2: 0; 2007 Qtr 3: 0; 2007 Qtr 4: 0; 2008 Qtr 1: 0; 2008 Qtr 2: 0; 2008 Qtr 3: 0; 2008 Qtr 4: 20.0156 | 20.0156
0 | 234330-Premium T8 with T12 40 Watt Baseline - Tr1 |  | 7 | Commercial | 23-RTL-Retail–SingleStorylarge-LIT_INT | 0 |  |  |  |  | 13.9589 | 13.1897 | 0 | 0 | 0 | 0.76922 | 35.6051 |  | kWh | 0.010639 | -0.048435 | Commercial |  | Annual | [5 empty] | 11 | 0.96 |  |  |  | 0 | 0 | 0 | 116.4547 | 0 | 0 | 0 | 0 | 0 | 0 | 0 | 0 | 2006 Qtr 1: 0; 2006 Qtr 2: 0; 2006 Qtr 3: 0; 2006 Qtr 4: 0; 2007 Qtr 1: 0; 2007 Qtr 2: 0; 2007 Qtr 3: 0; 2007 Qtr 4: 0; 2008 Qtr 1: 0; 2008 Qtr 2: 0; 2008 Qtr 3: 0; 2008 Qtr 4: 116.4547 | 116.4547
0 | 234330-Premium T8 with T12 40 Watt Baseline - Tr1 |  | 7 | Commercial | 01-ALC-AllCommercial-IntLight | 0 |  |  |  |  | 13.9589 | 13.1897 | 0 | 0 | 0 | 0.76922 | 28.2231 |  | kWh | 0.0076505 | -0.04622 | Commercial |  | Annual | [5 empty] | 11 | 0.96 |  |  |  | 0 | 0 | 0 | 100.0782 | 0 | 0 | 0 | 0 | 0 | 0 | 0 | 0 | 2006 Qtr 1: 0; 2006 Qtr 2: 0; 2006 Qtr 3: 0; 2006 Qtr 4: 0; 2007 Qtr 1: 0; 2007 Qtr 2: 0; 2007 Qtr 3: 0; 2007 Qtr 4: 0; 2008 Qtr 1: 0; 2008 Qtr 2: 0; 2008 Qtr 3: 0; 2008 Qtr 4: 100.0782 | 100.0782
0 | 234303-Lighting-Remove 4 Ft Lamp (De-Lamp) - Tr1 | COFL00AVDEL01 | 7 | Commercial | 01-ALC-AllCommercial-IntLight | 0 |  |  |  |  | 28.2518 | 16.4871 | 0 | 0 | 0 | 11.7647 | 93.8474 |  | kWh | 0.025439 | -0.15369 | Commercial |  | Annual | [5 empty] | 11 | 0.96 |  |  |  | 0 | 0 | 0 | 72.7842 | 0 | 0 | 0 | 0 | 0 | 0 | 0 | 0 | 2006 Qtr 1: 0; 2006 Qtr 2: 0; 2006 Qtr 3: 0; 2006 Qtr 4: 0; 2007 Qtr 1: 0; 2007 Qtr 2: 0; 2007 Qtr 3: 0; 2007 Qtr 4: 0; 2008 Qtr 1: 0; 2008 Qtr 2: 0; 2008 Qtr 3: 0; 2008 Qtr 4: 72.7842 | 72.7842
0 | 234306-Lighting-Remove 8 Ft Lamp (De-Lamp) - Tr1 | CRTL00AVDEL02 | 7 | Commercial | 01-ALC-AllCommercial-IntLight | 0 |  |  |  |  | 28.4667 | 27.4785 | 0 | 0 | 0 | 0.98816 | 154.8826 |  | kWh | 0.041984 | -0.25365 | Commercial |  | Annual | [5 empty] | 11 | 0.96 |  |  |  | 0 | 0 | 0 | 1.8196 | 0 | 0 | 0 | 0 | 0 | 0 | 0 | 0 | 2006 Qtr 1: 0; 2006 Qtr 2: 0; 2006 Qtr 3: 0; 2006 Qtr 4: 0; 2007 Qtr 1: 0; 2007 Qtr 2: 0; 2007 Qtr 3: 0; 2007 Qtr 4: 0; 2008 Qtr 1: 0; 2008 Qtr 2: 0; 2008 Qtr 3: 0; 2008 Qtr 4: 1.8196 | 1.8196
0 | 234002-A/C-Reflective Window Film Coastal |  | 7 | Commercial | 18-OFS-Office–Small-Cooling | 0 |  |  |  |  | 3.12 | 2 | 0 | 0 | 0 | 1.12 | 12.44 |  | kWh | 0.0023 | 0 | Commercial |  | Annual | [5 empty] | 10 | 0.96 |  |  |  | 0 | 0 | 0 | 207 | 0 | 0 | 0 | 0 | 0 | 0 | 0 | 0 | 2006 Qtr 1: 0; 2006 Qtr 2: 0; 2006 Qtr 3: 0; 2006 Qtr 4: 0; 2007 Qtr 1: 0; 2007 Qtr 2: 0; 2007 Qtr 3: 0; 2007 Qtr 4: 0; 2008 Qtr 1: 0; 2008 Qtr 2: 0; 2008 Qtr 3: 0; 2008 Qtr 4: 207 | 207
0 | 234360-Lighting-IntrHiByLnrFlscntFxtr244wrplc400w(TrI)Tr1 |  | 7 | Commercial | 18-OFS-Office–Small-IntLight | 0 |  |  |  |  | 328.1301 | 153.8404 | 0 | 0 | 0 | 174.2897 | 990.0129 |  | kWh | 0.18731 | -0.28791 | Commercial |  | Annual | [5 empty] | 11 | 0.96 |  |  |  | 0 | 0 | 0 | 5.8502 | 0 | 0 | 0 | 0 | 0 | 0 | 0 | 0 | 2006 Qtr 1: 0; 2006 Qtr 2: 0; 2006 Qtr 3: 0; 2006 Qtr 4: 0; 2007 Qtr 1: 0; 2007 Qtr 2: 0; 2007 Qtr 3: 0; 2007 Qtr 4: 0; 2008 Qtr 1: 0; 2008 Qtr 2: 0; 2008 Qtr 3: 0; 2008 Qtr 4: 5.8502 | 5.8502
0 | 234285-Lighting-Occpncy Snsr-Hi-Bay integrated Snsr-Tr1 |  | 7 | Commercial | 18-OFS-Office–Small-IntLight | 0 |  |  |  |  | 140.9479 | 95.5 | 0 | 0 | 0 | 45.4479 | 1661 |  | kWh | 0 | 0 | Commercial |  | Annual | [5 empty] | 8 | 0.96 |  |  |  | 0 | 0 | 0 | 6 | 0 | 0 | 0 | 0 | 0 | 0 | 0 | 0 | 2006 Qtr 1: 0; 2006 Qtr 2: 0; 2006 Qtr 3: 0; 2006 Qtr 4: 0; 2007 Qtr 1: 0; 2007 Qtr 2: 0; 2007 Qtr 3: 0; 2007 Qtr 4: 0; 2008 Qtr 1: 0; 2008 Qtr 2: 0; 2008 Qtr 3: 0; 2008 Qtr 4: 6 | 6
0 | 234330-Premium T8 with T12 40 Watt Baseline - Tr1 |  | 7 | Commercial | 01-ALC-AllCommercial-IntLight | 0 |  |  |  |  | 13.9589 | 13.1897 | 0 | 0 | 0 | 0.76922 | 28.2231 |  | kWh | 0.0076505 | -0.04622 | Commercial |  | Annual | [5 empty] | 11 | 0.96 |  |  |  | 0 | 0 | 0 | 223.8113 | 0 | 0 | 0 | 0 | 0 | 0 | 0 | 0 | 2006 Qtr 1: 0; 2006 Qtr 2: 0; 2006 Qtr 3: 0; 2006 Qtr 4: 0; 2007 Qtr 1: 0; 2007 Qtr 2: 0; 2007 Qtr 3: 0; 2007 Qtr 4: 0; 2008 Qtr 1: 0; 2008 Qtr 2: 0; 2008 Qtr 3: 0; 2008 Qtr 4: 223.8113 | 223.8113
0 | 234360-Lighting-IntrHiByLnrFlscntFxtr244wrplc400w(TrI)Tr1 |  | 7 | Commercial | 18-OFS-Office–Small-IntLight | 0 |  |  |  |  | 328.1301 | 153.8404 | 0 | 0 | 0 | 174.2897 | 990.0129 |  | kWh | 0.18731 | -0.28791 | Commercial |  | Annual | [5 empty] | 11 | 0.96 |  |  |  | 0 | 0 | 0 | 3.9001 | 0 | 0 | 0 | 0 | 0 | 0 | 0 | 0 | 2006 Qtr 1: 0; 2006 Qtr 2: 0; 2006 Qtr 3: 0; 2006 Qtr 4: 0; 2007 Qtr 1: 0; 2007 Qtr 2: 0; 2007 Qtr 3: 0; 2007 Qtr 4: 0; 2008 Qtr 1: 0; 2008 Qtr 2: 0; 2008 Qtr 3: 0; 2008 Qtr 4: 3.9001 | 3.9001
0 | 234285-Lighting-Occpncy Snsr-Hi-Bay integrated Snsr-Tr1 |  | 7 | Commercial | 18-OFS-Office–Small-IntLight | 0 |  |  |  |  | 140.9479 | 95.5 | 0 | 0 | 0 | 45.4479 | 1661 |  | kWh | 0 | 0 | Commercial |  | Annual | [5 empty] | 8 | 0.96 |  |  |  | 0 | 0 | 0 | 4 | 0 | 0 | 0 | 0 | 0 | 0 | 0 | 0 | 2006 Qtr 1: 0; 2006 Qtr 2: 0; 2006 Qtr 3: 0; 2006 Qtr 4: 0; 2007 Qtr 1: 0; 2007 Qtr 2: 0; 2007 Qtr 3: 0; 2007 Qtr 4: 0; 2008 Qtr 1: 0; 2008 Qtr 2: 0; 2008 Qtr 3: 0; 2008 Qtr 4: 4 | 4
0 | 234360-Lighting-IntrHiByLnrFlscntFxtr244wrplc400w(TrI)Tr1 |  | 7 | Commercial | 18-OFS-Office–Small-IntLight | 0 |  |  |  |  | 328.1301 | 153.8404 | 0 | 0 | 0 | 174.2897 | 990.0129 |  | kWh | 0.18731 | -0.28791 | Commercial |  | Annual | [5 empty] | 11 | 0.96 |  |  |  | 0 | 0 | 0 | 7.8003 | 0 | 0 | 0 | 0 | 0 | 0 | 0 | 0 | 2006 Qtr 1: 0; 2006 Qtr 2: 0; 2006 Qtr 3: 0; 2006 Qtr 4: 0; 2007 Qtr 1: 0; 2007 Qtr 2: 0; 2007 Qtr 3: 0; 2007 Qtr 4: 0; 2008 Qtr 1: 0; 2008 Qtr 2: 0; 2008 Qtr 3: 0; 2008 Qtr 4: 7.8003 | 7.8003
0 | 234285-Lighting-Occpncy Snsr-Hi-Bay integrated Snsr-Tr1 |  | 7 | Commercial | 18-OFS-Office–Small-IntLight | 0 |  |  |  |  | 140.9479 | 95.5 | 0 | 0 | 0 | 45.4479 | 1661 |  | kWh | 0 | 0 | Commercial |  | Annual | [5 empty] | 8 | 0.96 |  |  |  | 0 | 0 | 0 | 8 | 0 | 0 | 0 | 0 | 0 | 0 | 0 | 0 | 2006 Qtr 1: 0; 2006 Qtr 2: 0; 2006 Qtr 3: 0; 2006 Qtr 4: 0; 2007 Qtr 1: 0; 2007 Qtr 2: 0; 2007 Qtr 3: 0; 2007 Qtr 4: 0; 2008 Qtr 1: 0; 2008 Qtr 2: 0; 2008 Qtr 3: 0; 2008 Qtr 4: 8 | 8
0 | 234331-Premium T8 with T12 40 Watt Baseline - Tr2 |  | 7 | Commercial | 01-ALC-AllCommercial-IntLight | 0 |  |  |  |  | 13.9591 | 9.8923 | 0 | 0 | 0 | 4.0668 | 31.8412 |  | kWh | 0.0097902 | -0.052146 | Commercial |  | Annual | [5 empty] | 11 | 0.96 |  |  |  | 0 | 0 | 0 | 74.6038 | 0 | 0 | 0 | 0 | 0 | 0 | 0 | 0 | 2006 Qtr 1: 0; 2006 Qtr 2: 0; 2006 Qtr 3: 0; 2006 Qtr 4: 0; 2007 Qtr 1: 0; 2007 Qtr 2: 0; 2007 Qtr 3: 0; 2007 Qtr 4: 0; 2008 Qtr 1: 0; 2008 Qtr 2: 0; 2008 Qtr 3: 0; 2008 Qtr 4: 74.6038 | 74.6038
0 | 234304-Lighting-Remove 4 Ft Lamp (De-Lamp) - Tr2 | COFL00AVDEL01 | 7 | Commercial | 01-ALC-AllCommercial-IntLight | 0 |  |  |  |  | 28.2538 | 12.3653 | 0 | 0 | 0 | 15.8885 | 102.5437 |  | kWh | 0.031529 | -0.16793 | Commercial |  | Annual | [5 empty] | 11 | 0.96 |  |  |  | 0 | 0 | 0 | 73.694 | 0 | 0 | 0 | 0 | 0 | 0 | 0 | 0 | 2006 Qtr 1: 0; 2006 Qtr 2: 0; 2006 Qtr 3: 0; 2006 Qtr 4: 0; 2007 Qtr 1: 0; 2007 Qtr 2: 0; 2007 Qtr 3: 0; 2007 Qtr 4: 0; 2008 Qtr 1: 0; 2008 Qtr 2: 0; 2008 Qtr 3: 0; 2008 Qtr 4: 73.694 | 73.694
0 | 234208-Lighting-8 Ft T-8 with Elec Ballast-Tr2 |  | 7 | Commercial | 01-ALC-AllCommercial-IntLight | 0 |  |  |  |  | 35.7165 | 16.4871 | 0 | 0 | 0 | 19.2294 | 25.824 |  | kWh | 0.0079401 | -0.042291 | Commercial |  | Annual | [5 empty] | 11 | 0.96 |  |  |  | 0 | 0 | 0 | 40.0313 | 0 | 0 | 0 | 0 | 0 | 0 | 0 | 0 | 2006 Qtr 1: 0; 2006 Qtr 2: 0; 2006 Qtr 3: 0; 2006 Qtr 4: 0; 2007 Qtr 1: 0; 2007 Qtr 2: 0; 2007 Qtr 3: 0; 2007 Qtr 4: 0; 2008 Qtr 1: 0; 2008 Qtr 2: 0; 2008 Qtr 3: 0; 2008 Qtr 4: 40.0313 | 40.0313
0 | 234307-Lighting-Remove 8 Ft Lamp (De-Lamp) - Tr2 | CRTL00AVDEL02 | 7 | Commercial | 01-ALC-AllCommercial-IntLight | 0 |  |  |  |  | 28.4684 | 16.4871 | 0 | 0 | 0 | 11.9813 | 169.2348 |  | kWh | 0.052034 | -0.27715 | Commercial |  | Annual | [5 empty] | 11 | 0.96 |  |  |  | 0 | 0 | 0 | 40.0313 | 0 | 0 | 0 | 0 | 0 | 0 | 0 | 0 | 2006 Qtr 1: 0; 2006 Qtr 2: 0; 2006 Qtr 3: 0; 2006 Qtr 4: 0; 2007 Qtr 1: 0; 2007 Qtr 2: 0; 2007 Qtr 3: 0; 2007 Qtr 4: 0; 2008 Qtr 1: 0; 2008 Qtr 2: 0; 2008 Qtr 3: 0; 2008 Qtr 4: 40.0313 | 40.0313
0 | 234361-Lighting-IntrHiByLnrFlscntFxtr244wrplc400w(TrI)Tr2 |  | 7 | Commercial | 18-OFS-Office–Small-IntLight | 0 |  |  |  |  | 328.193 | 115.3803 | 0 | 0 | 0 | 212.8126 | 980.3603 |  | kWh | 0.18548 | -0.2851 | Commercial |  | Annual | [5 empty] | 11 | 0.96 |  |  |  | 0 | 0 | 0 | 9.7504 | 0 | 0 | 0 | 0 | 0 | 0 | 0 | 0 | 2006 Qtr 1: 0; 2006 Qtr 2: 0; 2006 Qtr 3: 0; 2006 Qtr 4: 0; 2007 Qtr 1: 0; 2007 Qtr 2: 0; 2007 Qtr 3: 0; 2007 Qtr 4: 0; 2008 Qtr 1: 0; 2008 Qtr 2: 0; 2008 Qtr 3: 0; 2008 Qtr 4: 9.7504 | 9.7504
0 | 234286-Lighting-Occpncy Snsr-Hi-Bay integrated Snsr-Tr2 |  | 7 | Commercial | 18-OFS-Office–Small-IntLight | 0 |  |  |  |  | 141 | 95.5 | 0 | 0 | 0 | 45.5 | 1661 |  | kWh | 0 | 0 | Commercial |  | Annual | [5 empty] | 8 | 0.96 |  |  |  | 0 | 0 | 0 | 10 | 0 | 0 | 0 | 0 | 0 | 0 | 0 | 0 | 2006 Qtr 1: 0; 2006 Qtr 2: 0; 2006 Qtr 3: 0; 2006 Qtr 4: 0; 2007 Qtr 1: 0; 2007 Qtr 2: 0; 2007 Qtr 3: 0; 2007 Qtr 4: 0; 2008 Qtr 1: 0; 2008 Qtr 2: 0; 2008 Qtr 3: 0; 2008 Qtr 4: 10 | 10
0 | 234330-Premium T8 with T12 40 Watt Baseline - Tr1 |  | 7 | Commercial | 01-ALC-AllCommercial-IntLight | 0 |  |  |  |  | 13.9589 | 13.1897 | 0 | 0 | 0 | 0.76922 | 29.8214 |  | kWh | 0.010742 | -0.11617 | Commercial |  | Annual | [5 empty] | 11 | 0.96 |  |  |  | 0 | 0 | 0 | 101.8978 | 0 | 0 | 0 | 0 | 0 | 0 | 0 | 0 | 2006 Qtr 1: 0; 2006 Qtr 2: 0; 2006 Qtr 3: 0; 2006 Qtr 4: 0; 2007 Qtr 1: 0; 2007 Qtr 2: 0; 2007 Qtr 3: 0; 2007 Qtr 4: 0; 2008 Qtr 1: 0; 2008 Qtr 2: 0; 2008 Qtr 3: 0; 2008 Qtr 4: 101.8978 | 101.8978
0 | 234303-Lighting-Remove 4 Ft Lamp (De-Lamp) - Tr1 | COFL00AVDEL01 | 7 | Commercial | 01-ALC-AllCommercial-IntLight | 0 |  |  |  |  | 28.2518 | 16.4871 | 0 | 0 | 0 | 11.7647 | 99.1621 |  | kWh | 0.035719 | -0.3863 | Commercial |  | Annual | [5 empty] | 11 | 0.96 |  |  |  | 0 | 0 | 0 | 98.2586 | 0 | 0 | 0 | 0 | 0 | 0 | 0 | 0 | 2006 Qtr 1: 0; 2006 Qtr 2: 0; 2006 Qtr 3: 0; 2006 Qtr 4: 0; 2007 Qtr 1: 0; 2007 Qtr 2: 0; 2007 Qtr 3: 0; 2007 Qtr 4: 0; 2008 Qtr 1: 0; 2008 Qtr 2: 0; 2008 Qtr 3: 0; 2008 Qtr 4: 98.2586 | 98.2586
0 | 234330-Premium T8 with T12 40 Watt Baseline - Tr1 |  | 7 | Commercial | 01-ALC-AllCommercial-IntLight | 0 |  |  |  |  | 13.9589 | 13.1897 | 0 | 0 | 0 | 0.76922 | 28.2231 |  | kWh | 0.0076505 | -0.04622 | Commercial |  | Annual | [5 empty] | 11 | 0.96 |  |  |  | 0 | 0 | 0 | 54.5881 | 0 | 0 | 0 | 0 | 0 | 0 | 0 | 0 | 2006 Qtr 1: 0; 2006 Qtr 2: 0; 2006 Qtr 3: 0; 2006 Qtr 4: 0; 2007 Qtr 1: 0; 2007 Qtr 2: 0; 2007 Qtr 3: 0; 2007 Qtr 4: 0; 2008 Qtr 1: 0; 2008 Qtr 2: 0; 2008 Qtr 3: 0; 2008 Qtr 4: 54.5881 | 54.5881
0 | 234303-Lighting-Remove 4 Ft Lamp (De-Lamp) - Tr1 | COFL00AVDEL01 | 7 | Commercial | 01-ALC-AllCommercial-IntLight | 0 |  |  |  |  | 28.2518 | 16.4871 | 0 | 0 | 0 | 11.7647 | 93.8474 |  | kWh | 0.025439 | -0.15369 | Commercial |  | Annual | [5 empty] | 11 | 0.96 |  |  |  | 0 | 0 | 0 | 7.2784 | 0 | 0 | 0 | 0 | 0 | 0 | 0 | 0 | 2006 Qtr 1: 0; 2006 Qtr 2: 0; 2006 Qtr 3: 0; 2006 Qtr 4: 0; 2007 Qtr 1: 0; 2007 Qtr 2: 0; 2007 Qtr 3: 0; 2007 Qtr 4: 0; 2008 Qtr 1: 0; 2008 Qtr 2: 0; 2008 Qtr 3: 0; 2008 Qtr 4: 7.2784 | 7.2784
0 | 234306-Lighting-Remove 8 Ft Lamp (De-Lamp) - Tr1 | CRTL00AVDEL02 | 7 | Commercial | 01-ALC-AllCommercial-IntLight | 0 |  |  |  |  | 28.4667 | 27.4785 | 0 | 0 | 0 | 0.98816 | 154.8826 |  | kWh | 0.041984 | -0.25365 | Commercial |  | Annual | [5 empty] | 11 | 0.96 |  |  |  | 0 | 0 | 0 | 23.6549 | 0 | 0 | 0 | 0 | 0 | 0 | 0 | 0 | 2006 Qtr 1: 0; 2006 Qtr 2: 0; 2006 Qtr 3: 0; 2006 Qtr 4: 0; 2007 Qtr 1: 0; 2007 Qtr 2: 0; 2007 Qtr 3: 0; 2007 Qtr 4: 0; 2008 Qtr 1: 0; 2008 Qtr 2: 0; 2008 Qtr 3: 0; 2008 Qtr 4: 23.6549 | 23.6549
0 | 234330-Premium T8 with T12 40 Watt Baseline - Tr1 |  | 7 | Commercial | 01-ALC-AllCommercial-IntLight | 0 |  |  |  |  | 13.9589 | 13.1897 | 0 | 0 | 0 | 0.76922 | 28.2231 |  | kWh | 0.0076505 | -0.04622 | Commercial |  | Annual | [5 empty] | 11 | 0.96 |  |  |  | 0 | 0 | 0 | 54.5881 | 0 | 0 | 0 | 0 | 0 | 0 | 0 | 0 | 2006 Qtr 1: 0; 2006 Qtr 2: 0; 2006 Qtr 3: 0; 2006 Qtr 4: 0; 2007 Qtr 1: 0; 2007 Qtr 2: 0; 2007 Qtr 3: 0; 2007 Qtr 4: 0; 2008 Qtr 1: 0; 2008 Qtr 2: 0; 2008 Qtr 3: 0; 2008 Qtr 4: 54.5881 | 54.5881
0 | 234303-Lighting-Remove 4 Ft Lamp (De-Lamp) - Tr1 | COFL00AVDEL01 | 7 | Commercial | 01-ALC-AllCommercial-IntLight | 0 |  |  |  |  | 28.2518 | 16.4871 | 0 | 0 | 0 | 11.7647 | 93.8474 |  | kWh | 0.025439 | -0.15369 | Commercial |  | Annual | [5 empty] | 11 | 0.96 |  |  |  | 0 | 0 | 0 | 7.2784 | 0 | 0 | 0 | 0 | 0 | 0 | 0 | 0 | 2006 Qtr 1: 0; 2006 Qtr 2: 0; 2006 Qtr 3: 0; 2006 Qtr 4: 0; 2007 Qtr 1: 0; 2007 Qtr 2: 0; 2007 Qtr 3: 0; 2007 Qtr 4: 0; 2008 Qtr 1: 0; 2008 Qtr 2: 0; 2008 Qtr 3: 0; 2008 Qtr 4: 7.2784 | 7.2784
0 | 234306-Lighting-Remove 8 Ft Lamp (De-Lamp) - Tr1 | CRTL00AVDEL02 | 7 | Commercial | 01-ALC-AllCommercial-IntLight | 0 |  |  |  |  | 28.4667 | 27.4785 | 0 | 0 | 0 | 0.98816 | 154.8826 |  | kWh | 0.041984 | -0.25365 | Commercial |  | Annual | [5 empty] | 11 | 0.96 |  |  |  | 0 | 0 | 0 | 23.6549 | 0 | 0 | 0 | 0 | 0 | 0 | 0 | 0 | 2006 Qtr 1: 0; 2006 Qtr 2: 0; 2006 Qtr 3: 0; 2006 Qtr 4: 0; 2007 Qtr 1: 0; 2007 Qtr 2: 0; 2007 Qtr 3: 0; 2007 Qtr 4: 0; 2008 Qtr 1: 0; 2008 Qtr 2: 0; 2008 Qtr 3: 0; 2008 Qtr 4: 23.6549 | 23.6549
0 | 234330-Premium T8 with T12 40 Watt Baseline - Tr1 |  | 7 | Commercial | 23-RTL-Retail–SingleStorylarge-LIT_INT | 0 |  |  |  |  | 13.9589 | 13.1897 | 0 | 0 | 0 | 0.76922 | 35.6051 |  | kWh | 0.010639 | -0.048435 | Commercial |  | Annual | [5 empty] | 11 | 0.96 |  |  |  | 0 | 0 | 0 | 418.509 | 0 | 0 | 0 | 0 | 0 | 0 | 0 | 0 | 2006 Qtr 1: 0; 2006 Qtr 2: 0; 2006 Qtr 3: 0; 2006 Qtr 4: 0; 2007 Qtr 1: 0; 2007 Qtr 2: 0; 2007 Qtr 3: 0; 2007 Qtr 4: 0; 2008 Qtr 1: 0; 2008 Qtr 2: 0; 2008 Qtr 3: 0; 2008 Qtr 4: 418.509 | 418.509
0 | 234303-Lighting-Remove 4 Ft Lamp (De-Lamp) - Tr1 | COFL00AVDEL01 | 7 | Commercial | 23-RTL-Retail–SingleStorylarge-LIT_INT | 0 |  |  |  |  | 28.2518 | 16.4871 | 0 | 0 | 0 | 11.7647 | 118.3941 |  | kWh | 0.035378 | -0.16106 | Commercial |  | Annual | [5 empty] | 11 | 0.96 |  |  |  | 0 | 0 | 0 | 16.3764 | 0 | 0 | 0 | 0 | 0 | 0 | 0 | 0 | 2006 Qtr 1: 0; 2006 Qtr 2: 0; 2006 Qtr 3: 0; 2006 Qtr 4: 0; 2007 Qtr 1: 0; 2007 Qtr 2: 0; 2007 Qtr 3: 0; 2007 Qtr 4: 0; 2008 Qtr 1: 0; 2008 Qtr 2: 0; 2008 Qtr 3: 0; 2008 Qtr 4: 16.3764 | 16.3764
0 | 234207-Lighting-8 Ft T-8 with Elec Ballast-Tr1 |  | 7 | Commercial | 23-RTL-Retail–SingleStorylarge-LIT_INT | 0 |  |  |  |  | 35.7163 | 21.9828 | 0 | 0 | 0 | 13.7335 | 29.5262 |  | kWh | 0.0088228 | -0.040166 | Commercial |  | Annual | [5 empty] | 11 | 0.96 |  |  |  | 0 | 0 | 0 | 12.7372 | 0 | 0 | 0 | 0 | 0 | 0 | 0 | 0 | 2006 Qtr 1: 0; 2006 Qtr 2: 0; 2006 Qtr 3: 0; 2006 Qtr 4: 0; 2007 Qtr 1: 0; 2007 Qtr 2: 0; 2007 Qtr 3: 0; 2007 Qtr 4: 0; 2008 Qtr 1: 0; 2008 Qtr 2: 0; 2008 Qtr 3: 0; 2008 Qtr 4: 12.7372 | 12.7372
0 | 234306-Lighting-Remove 8 Ft Lamp (De-Lamp) - Tr1 | CRTL00AVDEL02 | 7 | Commercial | 23-RTL-Retail–SingleStorylarge-LIT_INT | 0 |  |  |  |  | 28.4667 | 27.4785 | 0 | 0 | 0 | 0.98816 | 195.3937 |  | kWh | 0.058386 | -0.2658 | Commercial |  | Annual | [5 empty] | 11 | 0.96 |  |  |  | 0 | 0 | 0 | 12.7372 | 0 | 0 | 0 | 0 | 0 | 0 | 0 | 0 | 2006 Qtr 1: 0; 2006 Qtr 2: 0; 2006 Qtr 3: 0; 2006 Qtr 4: 0; 2007 Qtr 1: 0; 2007 Qtr 2: 0; 2007 Qtr 3: 0; 2007 Qtr 4: 0; 2008 Qtr 1: 0; 2008 Qtr 2: 0; 2008 Qtr 3: 0; 2008 Qtr 4: 12.7372 | 12.7372
0 | 234049-Lighting-LED Exit Sign New Sign | CALC00AVETS01 | 7 | Commercial | 02-ASM-Assembly-Exit | 0 |  |  |  |  | 65.3696 | 45 | 0 | 0 | 0 | 20.3696 | 351.311 |  | kWh | 0 | 0 | Commercial |  | Annual | [5 empty] | 16 | 0.96 |  |  |  | 0 | 0 | 0 | 1 | 0 | 0 | 0 | 0 | 0 | 0 | 0 | 0 | 2006 Qtr 1: 0; 2006 Qtr 2: 0; 2006 Qtr 3: 0; 2006 Qtr 4: 0; 2007 Qtr 1: 0; 2007 Qtr 2: 0; 2007 Qtr 3: 0; 2007 Qtr 4: 0; 2008 Qtr 1: 0; 2008 Qtr 2: 0; 2008 Qtr 3: 0; 2008 Qtr 4: 1 | 1
0 | 234330-Premium T8 with T12 40 Watt Baseline - Tr1 |  | 7 | Commercial | 01-ALC-AllCommercial-IntLight | 0 |  |  |  |  | 13.9589 | 13.1897 | 0 | 0 | 0 | 0.76922 | 28.2231 |  | kWh | 0.0076505 | -0.04622 | Commercial |  | Annual | [5 empty] | 11 | 0.96 |  |  |  | 0 | 0 | 0 | 49.1293 | 0 | 0 | 0 | 0 | 0 | 0 | 0 | 0 | 2006 Qtr 1: 0; 2006 Qtr 2: 0; 2006 Qtr 3: 0; 2006 Qtr 4: 0; 2007 Qtr 1: 0; 2007 Qtr 2: 0; 2007 Qtr 3: 0; 2007 Qtr 4: 0; 2008 Qtr 1: 0; 2008 Qtr 2: 0; 2008 Qtr 3: 0; 2008 Qtr 4: 49.1293 | 49.1293
0 | 234303-Lighting-Remove 4 Ft Lamp (De-Lamp) - Tr1 | COFL00AVDEL01 | 7 | Commercial | 01-ALC-AllCommercial-IntLight | 0 |  |  |  |  | 28.2518 | 16.4871 | 0 | 0 | 0 | 11.7647 | 93.8474 |  | kWh | 0.025439 | -0.15369 | Commercial |  | Annual | [5 empty] | 11 | 0.96 |  |  |  | 0 | 0 | 0 | 5.4588 | 0 | 0 | 0 | 0 | 0 | 0 | 0 | 0 | 2006 Qtr 1: 0; 2006 Qtr 2: 0; 2006 Qtr 3: 0; 2006 Qtr 4: 0; 2007 Qtr 1: 0; 2007 Qtr 2: 0; 2007 Qtr 3: 0; 2007 Qtr 4: 0; 2008 Qtr 1: 0; 2008 Qtr 2: 0; 2008 Qtr 3: 0; 2008 Qtr 4: 5.4588 | 5.4588
0 | 234306-Lighting-Remove 8 Ft Lamp (De-Lamp) - Tr1 | CRTL00AVDEL02 | 7 | Commercial | 01-ALC-AllCommercial-IntLight | 0 |  |  |  |  | 28.4667 | 27.4785 | 0 | 0 | 0 | 0.98816 | 154.8826 |  | kWh | 0.041984 | -0.25365 | Commercial |  | Annual | [5 empty] | 11 | 0.96 |  |  |  | 0 | 0 | 0 | 21.8353 | 0 | 0 | 0 | 0 | 0 | 0 | 0 | 0 | 2006 Qtr 1: 0; 2006 Qtr 2: 0; 2006 Qtr 3: 0; 2006 Qtr 4: 0; 2007 Qtr 1: 0; 2007 Qtr 2: 0; 2007 Qtr 3: 0; 2007 Qtr 4: 0; 2008 Qtr 1: 0; 2008 Qtr 2: 0; 2008 Qtr 3: 0; 2008 Qtr 4: 21.8353 | 21.8353
0 | 234360-Lighting-IntrHiByLnrFlscntFxtr244wrplc400w(TrI)Tr1 |  | 10 | Commercial | 23-RTL-Retail–SingleStorylarge-LIT_INT | 0 |  |  |  |  | 328.1301 | 153.8404 | 0 | 0 | 0 | 174.2897 | 683.5787 |  | kWh | 0.17278 | -1.4774 | Commercial |  | Annual | [5 empty] | 11 | 0.96 |  |  |  | 0 | 0 | 0 | 2.9251 | 0 | 0 | 0 | 0 | 0 | 0 | 0 | 0 | 2006 Qtr 1: 0; 2006 Qtr 2: 0; 2006 Qtr 3: 0; 2006 Qtr 4: 0; 2007 Qtr 1: 0; 2007 Qtr 2: 0; 2007 Qtr 3: 0; 2007 Qtr 4: 0; 2008 Qtr 1: 0; 2008 Qtr 2: 0; 2008 Qtr 3: 0; 2008 Qtr 4: 2.9251 | 2.9251
0 | 234285-Lighting-Occpncy Snsr-Hi-Bay integrated Snsr-Tr1 |  | 10 | Commercial | 23-RTL-Retail–SingleStorylarge-LIT_INT | 0 |  |  |  |  | 140.9479 | 95.5 | 0 | 0 | 0 | 45.4479 | 1661 |  | kWh | 0 | 0 | Commercial |  | Annual | [5 empty] | 8 | 0.96 |  |  |  | 0 | 0 | 0 | 3 | 0 | 0 | 0 | 0 | 0 | 0 | 0 | 0 | 2006 Qtr 1: 0; 2006 Qtr 2: 0; 2006 Qtr 3: 0; 2006 Qtr 4: 0; 2007 Qtr 1: 0; 2007 Qtr 2: 0; 2007 Qtr 3: 0; 2007 Qtr 4: 0; 2008 Qtr 1: 0; 2008 Qtr 2: 0; 2008 Qtr 3: 0; 2008 Qtr 4: 3 | 3
0 | 234312-Lighting-Screw in 14-26 Watt Lamp - Tr1 | Averaged DEER Msrs | 10 | Commercial | 23-RTL-Retail–SingleStorylarge-LIT_INT | 0 |  |  |  |  | 10.5108 | 10.3931 | 0 | 0 | 0 | 0.11768 | 54.9042 |  | kWh | 0.013485 | -0.12004 | Commercial |  | Annual | [5 empty] | 1.74 | 0.96 |  |  |  | 0 | 0 | 0 | 2.0206 | 0 | 0 | 0 | 0 | 0 | 0 | 0 | 0 | 2006 Qtr 1: 0; 2006 Qtr 2: 0; 2006 Qtr 3: 0; 2006 Qtr 4: 0; 2007 Qtr 1: 0; 2007 Qtr 2: 0; 2007 Qtr 3: 0; 2007 Qtr 4: 0; 2008 Qtr 1: 0; 2008 Qtr 2: 0; 2008 Qtr 3: 0; 2008 Qtr 4: 2.0206 | 2.0206
0 | 234330-Premium T8 with T12 40 Watt Baseline - Tr1 |  | 10 | Commercial | 23-RTL-Retail–SingleStorylarge-LIT_INT | 0 |  |  |  |  | 13.9589 | 13.1897 | 0 | 0 | 0 | 0.76922 | 35.5491 |  | kWh | 0.010588 | -0.076831 | Commercial |  | Annual | [5 empty] | 11 | 0.96 |  |  |  | 0 | 0 | 0 | 65.5058 | 0 | 0 | 0 | 0 | 0 | 0 | 0 | 0 | 2006 Qtr 1: 0; 2006 Qtr 2: 0; 2006 Qtr 3: 0; 2006 Qtr 4: 0; 2007 Qtr 1: 0; 2007 Qtr 2: 0; 2007 Qtr 3: 0; 2007 Qtr 4: 0; 2008 Qtr 1: 0; 2008 Qtr 2: 0; 2008 Qtr 3: 0; 2008 Qtr 4: 65.5058 | 65.5058
0 | 234312-Lighting-Screw in 14-26 Watt Lamp - Tr1 | Averaged DEER Msrs | 10 | Commercial | 23-RTL-Retail–SingleStorylarge-LIT_INT | 0 |  |  |  |  | 10.5108 | 10.3931 | 0 | 0 | 0 | 0.11768 | 54.9042 |  | kWh | 0.013485 | -0.12004 | Commercial |  | Annual | [5 empty] | 1.74 | 0.96 |  |  |  | 0 | 0 | 0 | 4.0412 | 0 | 0 | 0 | 0 | 0 | 0 | 0 | 0 | 2006 Qtr 1: 0; 2006 Qtr 2: 0; 2006 Qtr 3: 0; 2006 Qtr 4: 0; 2007 Qtr 1: 0; 2007 Qtr 2: 0; 2007 Qtr 3: 0; 2007 Qtr 4: 0; 2008 Qtr 1: 0; 2008 Qtr 2: 0; 2008 Qtr 3: 0; 2008 Qtr 4: 4.0412 | 4.0412
0 | 234330-Premium T8 with T12 40 Watt Baseline - Tr1 |  | 10 | Commercial | 23-RTL-Retail–SingleStorylarge-LIT_INT | 0 |  |  |  |  | 13.9589 | 13.1897 | 0 | 0 | 0 | 0.76922 | 35.5491 |  | kWh | 0.010588 | -0.076831 | Commercial |  | Annual | [5 empty] | 11 | 0.96 |  |  |  | 0 | 0 | 0 | 27.2941 | 0 | 0 | 0 | 0 | 0 | 0 | 0 | 0 | 2006 Qtr 1: 0; 2006 Qtr 2: 0; 2006 Qtr 3: 0; 2006 Qtr 4: 0; 2007 Qtr 1: 0; 2007 Qtr 2: 0; 2007 Qtr 3: 0; 2007 Qtr 4: 0; 2008 Qtr 1: 0; 2008 Qtr 2: 0; 2008 Qtr 3: 0; 2008 Qtr 4: 27.2941 | 27.2941
0 | 234303-Lighting-Remove 4 Ft Lamp (De-Lamp) - Tr1 | COFL00AVDEL01 | 10 | Commercial | 23-RTL-Retail–SingleStorylarge-LIT_INT | 0 |  |  |  |  | 28.2518 | 16.4871 | 0 | 0 | 0 | 11.7647 | 118.2081 |  | kWh | 0.035207 | -0.25548 | Commercial |  | Annual | [5 empty] | 11 | 0.96 |  |  |  | 0 | 0 | 0 | 1.8196 | 0 | 0 | 0 | 0 | 0 | 0 | 0 | 0 | 2006 Qtr 1: 0; 2006 Qtr 2: 0; 2006 Qtr 3: 0; 2006 Qtr 4: 0; 2007 Qtr 1: 0; 2007 Qtr 2: 0; 2007 Qtr 3: 0; 2007 Qtr 4: 0; 2008 Qtr 1: 0; 2008 Qtr 2: 0; 2008 Qtr 3: 0; 2008 Qtr 4: 1.8196 | 1.8196
0 | 234294-Lighting-Occupancy Sensor-Wallbox Lghtng Snsr-Tr1 | CALC00AVOCC01 | 10 | Commercial | 23-RTL-Retail–SingleStorylarge-LIT_INT | 0 |  |  |  |  | 42.2727 | 40 | 0 | 0 | 0 | 2.2727 | 213.759 |  | kWh | 0.17617 | 0 | Commercial |  | Annual | [5 empty] | 8 | 0.96 |  |  |  | 0 | 0 | 0 | 2 | 0 | 0 | 0 | 0 | 0 | 0 | 0 | 0 | 2006 Qtr 1: 0; 2006 Qtr 2: 0; 2006 Qtr 3: 0; 2006 Qtr 4: 0; 2007 Qtr 1: 0; 2007 Qtr 2: 0; 2007 Qtr 3: 0; 2007 Qtr 4: 0; 2008 Qtr 1: 0; 2008 Qtr 2: 0; 2008 Qtr 3: 0; 2008 Qtr 4: 2 | 2
0 | 234330-Premium T8 with T12 40 Watt Baseline - Tr1 |  | 10 | Commercial | 23-RTL-Retail–SingleStorylarge-LIT_INT | 0 |  |  |  |  | 13.9589 | 13.1897 | 0 | 0 | 0 | 0.76922 | 35.5491 |  | kWh | 0.010588 | -0.076831 | Commercial |  | Annual | [5 empty] | 11 | 0.96 |  |  |  | 0 | 0 | 0 | 21.8353 | 0 | 0 | 0 | 0 | 0 | 0 | 0 | 0 | 2006 Qtr 1: 0; 2006 Qtr 2: 0; 2006 Qtr 3: 0; 2006 Qtr 4: 0; 2007 Qtr 1: 0; 2007 Qtr 2: 0; 2007 Qtr 3: 0; 2007 Qtr 4: 0; 2008 Qtr 1: 0; 2008 Qtr 2: 0; 2008 Qtr 3: 0; 2008 Qtr 4: 21.8353 | 21.8353
0 | 234303-Lighting-Remove 4 Ft Lamp (De-Lamp) - Tr1 | COFL00AVDEL01 | 10 | Commercial | 23-RTL-Retail–SingleStorylarge-LIT_INT | 0 |  |  |  |  | 28.2518 | 16.4871 | 0 | 0 | 0 | 11.7647 | 118.2081 |  | kWh | 0.035207 | -0.25548 | Commercial |  | Annual | [5 empty] | 11 | 0.96 |  |  |  | 0 | 0 | 0 | 20.0156 | 0 | 0 | 0 | 0 | 0 | 0 | 0 | 0 | 2006 Qtr 1: 0; 2006 Qtr 2: 0; 2006 Qtr 3: 0; 2006 Qtr 4: 0; 2007 Qtr 1: 0; 2007 Qtr 2: 0; 2007 Qtr 3: 0; 2007 Qtr 4: 0; 2008 Qtr 1: 0; 2008 Qtr 2: 0; 2008 Qtr 3: 0; 2008 Qtr 4: 20.0156 | 20.0156
0 | 234312-Lighting-Screw in 14-26 Watt Lamp - Tr1 | Averaged DEER Msrs | 10 | Commercial | 23-RTL-Retail–SingleStorylarge-LIT_INT | 0 |  |  |  |  | 10.5108 | 10.3931 | 0 | 0 | 0 | 0.11768 | 54.9042 |  | kWh | 0.013485 | -0.12004 | Commercial |  | Annual | [5 empty] | 1.74 | 0.96 |  |  |  | 0 | 0 | 0 | 2.6941 | 0 | 0 | 0 | 0 | 0 | 0 | 0 | 0 | 2006 Qtr 1: 0; 2006 Qtr 2: 0; 2006 Qtr 3: 0; 2006 Qtr 4: 0; 2007 Qtr 1: 0; 2007 Qtr 2: 0; 2007 Qtr 3: 0; 2007 Qtr 4: 0; 2008 Qtr 1: 0; 2008 Qtr 2: 0; 2008 Qtr 3: 0; 2008 Qtr 4: 2.6941 | 2.6941
0 | 234331-Premium T8 with T12 40 Watt Baseline - Tr2 |  | 7 | Commercial | 18-OFS-Office–Small-IntLight | 0 |  |  |  |  | 13.9591 | 9.8923 | 0 | 0 | 0 | 4.0668 | 32.5502 |  | kWh | 0.009764 | -0.0094661 | Commercial |  | Annual | [5 empty] | 11 | 0.96 |  |  |  | 0 | 0 | 0 | 18.196 | 0 | 0 | 0 | 0 | 0 | 0 | 0 | 0 | 2006 Qtr 1: 0; 2006 Qtr 2: 0; 2006 Qtr 3: 0; 2006 Qtr 4: 0; 2007 Qtr 1: 0; 2007 Qtr 2: 0; 2007 Qtr 3: 0; 2007 Qtr 4: 0; 2008 Qtr 1: 0; 2008 Qtr 2: 0; 2008 Qtr 3: 0; 2008 Qtr 4: 18.196 | 18.196
0 | 234304-Lighting-Remove 4 Ft Lamp (De-Lamp) - Tr2 | COFL00AVDEL01 | 7 | Commercial | 18-OFS-Office–Small-IntLight | 0 |  |  |  |  | 28.2538 | 12.3653 | 0 | 0 | 0 | 15.8885 | 104.8272 |  | kWh | 0.031445 | -0.030485 | Commercial |  | Annual | [5 empty] | 11 | 0.96 |  |  |  | 0 | 0 | 0 | 18.196 | 0 | 0 | 0 | 0 | 0 | 0 | 0 | 0 | 2006 Qtr 1: 0; 2006 Qtr 2: 0; 2006 Qtr 3: 0; 2006 Qtr 4: 0; 2007 Qtr 1: 0; 2007 Qtr 2: 0; 2007 Qtr 3: 0; 2007 Qtr 4: 0; 2008 Qtr 1: 0; 2008 Qtr 2: 0; 2008 Qtr 3: 0; 2008 Qtr 4: 18.196 | 18.196
0 | 234330-Premium T8 with T12 40 Watt Baseline - Tr1 |  | 10 | Commercial | 23-RTL-Retail–SingleStorylarge-LIT_INT | 0 |  |  |  |  | 13.9589 | 13.1897 | 0 | 0 | 0 | 0.76922 | 35.5491 |  | kWh | 0.010588 | -0.076831 | Commercial |  | Annual | [5 empty] | 11 | 0.96 |  |  |  | 0 | 0 | 0 | 58.2273 | 0 | 0 | 0 | 0 | 0 | 0 | 0 | 0 | 2006 Qtr 1: 0; 2006 Qtr 2: 0; 2006 Qtr 3: 0; 2006 Qtr 4: 0; 2007 Qtr 1: 0; 2007 Qtr 2: 0; 2007 Qtr 3: 0; 2007 Qtr 4: 0; 2008 Qtr 1: 0; 2008 Qtr 2: 0; 2008 Qtr 3: 58.2273; 2008 Qtr 4: 0 | 58.2273
0 | 234303-Lighting-Remove 4 Ft Lamp (De-Lamp) - Tr1 | COFL00AVDEL01 | 10 | Commercial | 23-RTL-Retail–SingleStorylarge-LIT_INT | 0 |  |  |  |  | 28.2518 | 16.4871 | 0 | 0 | 0 | 11.7647 | 118.2081 |  | kWh | 0.035207 | -0.25548 | Commercial |  | Annual | [5 empty] | 11 | 0.96 |  |  |  | 0 | 0 | 0 | 7.2784 | 0 | 0 | 0 | 0 | 0 | 0 | 0 | 0 | 2006 Qtr 1: 0; 2006 Qtr 2: 0; 2006 Qtr 3: 0; 2006 Qtr 4: 0; 2007 Qtr 1: 0; 2007 Qtr 2: 0; 2007 Qtr 3: 0; 2007 Qtr 4: 0; 2008 Qtr 1: 0; 2008 Qtr 2: 0; 2008 Qtr 3: 7.2784; 2008 Qtr 4: 0 | 7.2784
0 | 234312-Lighting-Screw in 14-26 Watt Lamp - Tr1 | Averaged DEER Msrs | 10 | Commercial | 23-RTL-Retail–SingleStorylarge-LIT_INT | 0 |  |  |  |  | 10.5108 | 10.3931 | 0 | 0 | 0 | 0.11768 | 54.9042 |  | kWh | 0.013485 | -0.12004 | Commercial |  | Annual | [5 empty] | 1.74 | 0.96 |  |  |  | 0 | 0 | 0 | 2.6941 | 0 | 0 | 0 | 0 | 0 | 0 | 0 | 0 | 2006 Qtr 1: 0; 2006 Qtr 2: 0; 2006 Qtr 3: 0; 2006 Qtr 4: 0; 2007 Qtr 1: 0; 2007 Qtr 2: 0; 2007 Qtr 3: 0; 2007 Qtr 4: 0; 2008 Qtr 1: 0; 2008 Qtr 2: 0; 2008 Qtr 3: 2.6941; 2008 Qtr 4: 0 | 2.6941
0 | 234330-Premium T8 with T12 40 Watt Baseline - Tr1 |  | 10 | Commercial | 23-RTL-Retail–SingleStorylarge-LIT_INT | 0 |  |  |  |  | 13.9589 | 13.1897 | 0 | 0 | 0 | 0.76922 | 35.5491 |  | kWh | 0.010588 | -0.076831 | Commercial |  | Annual | [5 empty] | 11 | 0.96 |  |  |  | 0 | 0 | 0 | 305.6935 | 0 | 0 | 0 | 0 | 0 | 0 | 0 | 0 | 2006 Qtr 1: 0; 2006 Qtr 2: 0; 2006 Qtr 3: 0; 2006 Qtr 4: 0; 2007 Qtr 1: 0; 2007 Qtr 2: 0; 2007 Qtr 3: 0; 2007 Qtr 4: 0; 2008 Qtr 1: 0; 2008 Qtr 2: 0; 2008 Qtr 3: 0; 2008 Qtr 4: 305.6935 | 305.6935
0 | 234303-Lighting-Remove 4 Ft Lamp (De-Lamp) - Tr1 | COFL00AVDEL01 | 10 | Commercial | 23-RTL-Retail–SingleStorylarge-LIT_INT | 0 |  |  |  |  | 28.2518 | 16.4871 | 0 | 0 | 0 | 11.7647 | 118.2081 |  | kWh | 0.035207 | -0.25548 | Commercial |  | Annual | [5 empty] | 11 | 0.96 |  |  |  | 0 | 0 | 0 | 14.5568 | 0 | 0 | 0 | 0 | 0 | 0 | 0 | 0 | 2006 Qtr 1: 0; 2006 Qtr 2: 0; 2006 Qtr 3: 0; 2006 Qtr 4: 0; 2007 Qtr 1: 0; 2007 Qtr 2: 0; 2007 Qtr 3: 0; 2007 Qtr 4: 0; 2008 Qtr 1: 0; 2008 Qtr 2: 0; 2008 Qtr 3: 0; 2008 Qtr 4: 14.5568 | 14.5568
0 | 234207-Lighting-8 Ft T-8 with Elec Ballast-Tr1 |  | 10 | Commercial | 23-RTL-Retail–SingleStorylarge-LIT_INT | 0 |  |  |  |  | 35.7163 | 21.9828 | 0 | 0 | 0 | 13.7335 | 29.4798 |  | kWh | 0.0087802 | -0.063714 | Commercial |  | Annual | [5 empty] | 11 | 0.96 |  |  |  | 0 | 0 | 0 | 3.6392 | 0 | 0 | 0 | 0 | 0 | 0 | 0 | 0 | 2006 Qtr 1: 0; 2006 Qtr 2: 0; 2006 Qtr 3: 0; 2006 Qtr 4: 0; 2007 Qtr 1: 0; 2007 Qtr 2: 0; 2007 Qtr 3: 0; 2007 Qtr 4: 0; 2008 Qtr 1: 0; 2008 Qtr 2: 0; 2008 Qtr 3: 0; 2008 Qtr 4: 3.6392 | 3.6392
0 | 234306-Lighting-Remove 8 Ft Lamp (De-Lamp) - Tr1 | CRTL00AVDEL02 | 10 | Commercial | 23-RTL-Retail–SingleStorylarge-LIT_INT | 0 |  |  |  |  | 28.4667 | 27.4785 | 0 | 0 | 0 | 0.98816 | 195.0867 |  | kWh | 0.058105 | -0.42164 | Commercial |  | Annual | [5 empty] | 11 | 0.96 |  |  |  | 0 | 0 | 0 | 3.6392 | 0 | 0 | 0 | 0 | 0 | 0 | 0 | 0 | 2006 Qtr 1: 0; 2006 Qtr 2: 0; 2006 Qtr 3: 0; 2006 Qtr 4: 0; 2007 Qtr 1: 0; 2007 Qtr 2: 0; 2007 Qtr 3: 0; 2007 Qtr 4: 0; 2008 Qtr 1: 0; 2008 Qtr 2: 0; 2008 Qtr 3: 0; 2008 Qtr 4: 3.6392 | 3.6392
0 | 234312-Lighting-Screw in 14-26 Watt Lamp - Tr1 | Averaged DEER Msrs | 10 | Commercial | 23-RTL-Retail–SingleStorylarge-LIT_INT | 0 |  |  |  |  | 10.5108 | 10.3931 | 0 | 0 | 0 | 0.11768 | 54.9042 |  | kWh | 0.013485 | -0.12004 | Commercial |  | Annual | [5 empty] | 1.74 | 0.96 |  |  |  | 0 | 0 | 0 | 6.7353 | 0 | 0 | 0 | 0 | 0 | 0 | 0 | 0 | 2006 Qtr 1: 0; 2006 Qtr 2: 0; 2006 Qtr 3: 0; 2006 Qtr 4: 0; 2007 Qtr 1: 0; 2007 Qtr 2: 0; 2007 Qtr 3: 0; 2007 Qtr 4: 0; 2008 Qtr 1: 0; 2008 Qtr 2: 0; 2008 Qtr 3: 0; 2008 Qtr 4: 6.7353 | 6.7353
0 | 234285-Lighting-Occpncy Snsr-Hi-Bay integrated Snsr-Tr1 |  | 10 | Commercial | 23-RTL-Retail–SingleStorylarge-LIT_INT | 0 |  |  |  |  | 140.9479 | 95.5 | 0 | 0 | 0 | 45.4479 | 1661 |  | kWh | 0 | 0 | Commercial |  | Annual | [5 empty] | 8 | 0.96 |  |  |  | 0 | 0 | 0 | 17 | 0 | 0 | 0 | 0 | 0 | 0 | 0 | 0 | 2006 Qtr 1: 0; 2006 Qtr 2: 0; 2006 Qtr 3: 0; 2006 Qtr 4: 0; 2007 Qtr 1: 0; 2007 Qtr 2: 0; 2007 Qtr 3: 0; 2007 Qtr 4: 0; 2008 Qtr 1: 0; 2008 Qtr 2: 0; 2008 Qtr 3: 0; 2008 Qtr 4: 17 | 17
0 | 234360-Lighting-IntrHiByLnrFlscntFxtr244wrplc400w(TrI)Tr1 |  | 10 | Commercial | 23-RTL-Retail–SingleStorylarge-LIT_INT | 0 |  |  |  |  | 328.1301 | 153.8404 | 0 | 0 | 0 | 174.2897 | 683.5787 |  | kWh | 0.17278 | -1.4774 | Commercial |  | Annual | [5 empty] | 11 | 0.96 |  |  |  | 0 | 0 | 0 | 16.5756 | 0 | 0 | 0 | 0 | 0 | 0 | 0 | 0 | 2006 Qtr 1: 0; 2006 Qtr 2: 0; 2006 Qtr 3: 0; 2006 Qtr 4: 0; 2007 Qtr 1: 0; 2007 Qtr 2: 0; 2007 Qtr 3: 0; 2007 Qtr 4: 0; 2008 Qtr 1: 0; 2008 Qtr 2: 0; 2008 Qtr 3: 0; 2008 Qtr 4: 16.5756 | 16.5756
0 | 234330-Premium T8 with T12 40 Watt Baseline - Tr1 |  | 7 | Commercial | 18-OFS-Office–Small-IntLight | 0 |  |  |  |  | 13.9589 | 13.1897 | 0 | 0 | 0 | 0.76922 | 31.525 |  | kWh | 0.0094564 | -0.009168 | Commercial |  | Annual | [5 empty] | 11 | 0.96 |  |  |  | 0 | 0 | 0 | 46.3999 | 0 | 0 | 0 | 0 | 0 | 0 | 0 | 0 | 2006 Qtr 1: 0; 2006 Qtr 2: 0; 2006 Qtr 3: 0; 2006 Qtr 4: 0; 2007 Qtr 1: 0; 2007 Qtr 2: 0; 2007 Qtr 3: 0; 2007 Qtr 4: 0; 2008 Qtr 1: 0; 2008 Qtr 2: 0; 2008 Qtr 3: 0; 2008 Qtr 4: 46.3999 | 46.3999
0 | 234303-Lighting-Remove 4 Ft Lamp (De-Lamp) - Tr1 | COFL00AVDEL01 | 7 | Commercial | 18-OFS-Office–Small-IntLight | 0 |  |  |  |  | 28.2518 | 16.4871 | 0 | 0 | 0 | 11.7647 | 104.8272 |  | kWh | 0.031445 | -0.030485 | Commercial |  | Annual | [5 empty] | 11 | 0.96 |  |  |  | 0 | 0 | 0 | 45.4901 | 0 | 0 | 0 | 0 | 0 | 0 | 0 | 0 | 2006 Qtr 1: 0; 2006 Qtr 2: 0; 2006 Qtr 3: 0; 2006 Qtr 4: 0; 2007 Qtr 1: 0; 2007 Qtr 2: 0; 2007 Qtr 3: 0; 2007 Qtr 4: 0; 2008 Qtr 1: 0; 2008 Qtr 2: 0; 2008 Qtr 3: 0; 2008 Qtr 4: 45.4901 | 45.4901
0 | 234312-Lighting-Screw in 14-26 Watt Lamp - Tr1 | Averaged DEER Msrs | 10 | Commercial | 23-RTL-Retail–SingleStorylarge-LIT_INT | 0 |  |  |  |  | 10.5108 | 10.3931 | 0 | 0 | 0 | 0.11768 | 54.9042 |  | kWh | 0.013485 | -0.12004 | Commercial |  | Annual | [5 empty] | 1.74 | 0.96 |  |  |  | 0 | 0 | 0 | 1.3471 | 0 | 0 | 0 | 0 | 0 | 0 | 0 | 0 | 2006 Qtr 1: 0; 2006 Qtr 2: 0; 2006 Qtr 3: 0; 2006 Qtr 4: 0; 2007 Qtr 1: 0; 2007 Qtr 2: 0; 2007 Qtr 3: 0; 2007 Qtr 4: 0; 2008 Qtr 1: 0; 2008 Qtr 2: 0; 2008 Qtr 3: 0; 2008 Qtr 4: 1.3471 | 1.3471
0 | 234330-Premium T8 with T12 40 Watt Baseline - Tr1 |  | 10 | Commercial | 23-RTL-Retail–SingleStorylarge-LIT_INT | 0 |  |  |  |  | 13.9589 | 13.1897 | 0 | 0 | 0 | 0.76922 | 35.5491 |  | kWh | 0.010588 | -0.076831 | Commercial |  | Annual | [5 empty] | 11 | 0.96 |  |  |  | 0 | 0 | 0 | 61.8665 | 0 | 0 | 0 | 0 | 0 | 0 | 0 | 0 | 2006 Qtr 1: 0; 2006 Qtr 2: 0; 2006 Qtr 3: 0; 2006 Qtr 4: 0; 2007 Qtr 1: 0; 2007 Qtr 2: 0; 2007 Qtr 3: 0; 2007 Qtr 4: 0; 2008 Qtr 1: 0; 2008 Qtr 2: 0; 2008 Qtr 3: 0; 2008 Qtr 4: 61.8665 | 61.8665
0 | 234303-Lighting-Remove 4 Ft Lamp (De-Lamp) - Tr1 | COFL00AVDEL01 | 10 | Commercial | 23-RTL-Retail–SingleStorylarge-LIT_INT | 0 |  |  |  |  | 28.2518 | 16.4871 | 0 | 0 | 0 | 11.7647 | 118.2081 |  | kWh | 0.035207 | -0.25548 | Commercial |  | Annual | [5 empty] | 11 | 0.96 |  |  |  | 0 | 0 | 0 | 54.5881 | 0 | 0 | 0 | 0 | 0 | 0 | 0 | 0 | 2006 Qtr 1: 0; 2006 Qtr 2: 0; 2006 Qtr 3: 0; 2006 Qtr 4: 0; 2007 Qtr 1: 0; 2007 Qtr 2: 0; 2007 Qtr 3: 0; 2007 Qtr 4: 0; 2008 Qtr 1: 0; 2008 Qtr 2: 0; 2008 Qtr 3: 0; 2008 Qtr 4: 54.5881 | 54.5881
0 | 234312-Lighting-Screw in 14-26 Watt Lamp - Tr1 | Averaged DEER Msrs | 7 | Commercial | 23-RTL-Retail–SingleStorylarge-LIT_INT | 0 |  |  |  |  | 10.5108 | 10.3931 | 0 | 0 | 0 | 0.11768 | 55.0025 |  | kWh | 0.013579 | -0.077184 | Commercial |  | Annual | [5 empty] | 1.74 | 0.96 |  |  |  | 0 | 0 | 0 | 8.0823 | 0 | 0 | 0 | 0 | 0 | 0 | 0 | 0 | 2006 Qtr 1: 0; 2006 Qtr 2: 0; 2006 Qtr 3: 0; 2006 Qtr 4: 0; 2007 Qtr 1: 0; 2007 Qtr 2: 0; 2007 Qtr 3: 0; 2007 Qtr 4: 0; 2008 Qtr 1: 0; 2008 Qtr 2: 0; 2008 Qtr 3: 0; 2008 Qtr 4: 8.0823 | 8.0823
0 | 234330-Premium T8 with T12 40 Watt Baseline - Tr1 |  | 7 | Commercial | 23-RTL-Retail–SingleStorylarge-LIT_INT | 0 |  |  |  |  | 13.9589 | 13.1897 | 0 | 0 | 0 | 0.76922 | 67.0699 |  | kWh | 0.013088 | -0.091238 | Commercial |  | Annual | [5 empty] | 11 | 0.96 |  |  |  | 0 | 0 | 0 | 45.4901 | 0 | 0 | 0 | 0 | 0 | 0 | 0 | 0 | 2006 Qtr 1: 0; 2006 Qtr 2: 0; 2006 Qtr 3: 0; 2006 Qtr 4: 0; 2007 Qtr 1: 0; 2007 Qtr 2: 0; 2007 Qtr 3: 0; 2007 Qtr 4: 0; 2008 Qtr 1: 0; 2008 Qtr 2: 0; 2008 Qtr 3: 0; 2008 Qtr 4: 45.4901 | 45.4901
0 | 234330-Premium T8 with T12 40 Watt Baseline - Tr1 |  | 10 | Commercial | 01-ALC-AllCommercial-IntLight | 0 |  |  |  |  | 13.9589 | 13.1897 | 0 | 0 | 0 | 0.76922 | 28.2231 |  | kWh | 0.0076505 | -0.04622 | Commercial |  | Annual | [5 empty] | 11 | 0.96 |  |  |  | 0 | 0 | 0 | 9.098 | 0 | 0 | 0 | 0 | 0 | 0 | 0 | 0 | 2006 Qtr 1: 0; 2006 Qtr 2: 0; 2006 Qtr 3: 0; 2006 Qtr 4: 0; 2007 Qtr 1: 0; 2007 Qtr 2: 0; 2007 Qtr 3: 0; 2007 Qtr 4: 0; 2008 Qtr 1: 0; 2008 Qtr 2: 0; 2008 Qtr 3: 9.098; 2008 Qtr 4: 0 | 9.098
0 | 234303-Lighting-Remove 4 Ft Lamp (De-Lamp) - Tr1 | COFL00AVDEL01 | 10 | Commercial | 01-ALC-AllCommercial-IntLight | 0 |  |  |  |  | 28.2518 | 16.4871 | 0 | 0 | 0 | 11.7647 | 93.8474 |  | kWh | 0.025439 | -0.15369 | Commercial |  | Annual | [5 empty] | 11 | 0.96 |  |  |  | 0 | 0 | 0 | 9.098 | 0 | 0 | 0 | 0 | 0 | 0 | 0 | 0 | 2006 Qtr 1: 0; 2006 Qtr 2: 0; 2006 Qtr 3: 0; 2006 Qtr 4: 0; 2007 Qtr 1: 0; 2007 Qtr 2: 0; 2007 Qtr 3: 0; 2007 Qtr 4: 0; 2008 Qtr 1: 0; 2008 Qtr 2: 0; 2008 Qtr 3: 9.098; 2008 Qtr 4: 0 | 9.098
0 | 234312-Lighting-Screw in 14-26 Watt Lamp - Tr1 | Averaged DEER Msrs | 7 | Commercial | 01-ALC-AllCommercial-IntLight | 0 |  |  |  |  | 10.5108 | 10.3931 | 0 | 0 | 0 | 0.11768 | 108.0903 |  | kWh | 0.0068915 | -0.1892 | Commercial |  | Annual | [5 empty] | 1.74 | 0.96 |  |  |  | 0 | 0 | 0 | 2.6941 | 0 | 0 | 0 | 0 | 0 | 0 | 0 | 0 | 2006 Qtr 1: 0; 2006 Qtr 2: 0; 2006 Qtr 3: 0; 2006 Qtr 4: 0; 2007 Qtr 1: 0; 2007 Qtr 2: 0; 2007 Qtr 3: 0; 2007 Qtr 4: 0; 2008 Qtr 1: 0; 2008 Qtr 2: 0; 2008 Qtr 3: 0; 2008 Qtr 4: 2.6941 | 2.6941
0 | 234330-Premium T8 with T12 40 Watt Baseline - Tr1 |  | 7 | Commercial | 01-ALC-AllCommercial-IntLight | 0 |  |  |  |  | 13.9589 | 13.1897 | 0 | 0 | 0 | 0.76922 | 28.2231 |  | kWh | 0.0076505 | -0.04622 | Commercial |  | Annual | [5 empty] | 11 | 0.96 |  |  |  | 0 | 0 | 0 | 29.1137 | 0 | 0 | 0 | 0 | 0 | 0 | 0 | 0 | 2006 Qtr 1: 0; 2006 Qtr 2: 0; 2006 Qtr 3: 0; 2006 Qtr 4: 0; 2007 Qtr 1: 0; 2007 Qtr 2: 0; 2007 Qtr 3: 0; 2007 Qtr 4: 0; 2008 Qtr 1: 0; 2008 Qtr 2: 0; 2008 Qtr 3: 0; 2008 Qtr 4: 29.1137 | 29.1137
0 | 234331-Premium T8 with T12 40 Watt Baseline - Tr2 |  | 7 | Commercial | 01-ALC-AllCommercial-IntLight | 0 |  |  |  |  | 13.9591 | 9.8923 | 0 | 0 | 0 | 4.0668 | 29.1409 |  | kWh | 0.0078993 | -0.047723 | Commercial |  | Annual | [5 empty] | 11 | 0.96 |  |  |  | 0 | 0 | 0 | 27.2941 | 0 | 0 | 0 | 0 | 0 | 0 | 0 | 0 | 2006 Qtr 1: 0; 2006 Qtr 2: 0; 2006 Qtr 3: 0; 2006 Qtr 4: 0; 2007 Qtr 1: 0; 2007 Qtr 2: 0; 2007 Qtr 3: 0; 2007 Qtr 4: 0; 2008 Qtr 1: 0; 2008 Qtr 2: 0; 2008 Qtr 3: 0; 2008 Qtr 4: 27.2941 | 27.2941
0 | 234084-Refrigeration -Cooler/Freezer Door Gaskets - Solid Doors: Cooler |  | 7 | Commercial | 21-RSD-Restaurant–SitDown-REFG | 0 |  |  |  |  | 4 | 4 | 0 | 0 | 0 | 0 | 3.6686 |  | kWh | 0.000614 | 0 | Commercial |  | Annual | [5 empty] | 4 | 0.96 |  |  |  | 0 | 0 | 0 | 75 | 0 | 0 | 0 | 0 | 0 | 0 | 0 | 0 | 2006 Qtr 1: 0; 2006 Qtr 2: 0; 2006 Qtr 3: 0; 2006 Qtr 4: 0; 2007 Qtr 1: 0; 2007 Qtr 2: 0; 2007 Qtr 3: 0; 2007 Qtr 4: 0; 2008 Qtr 1: 0; 2008 Qtr 2: 0; 2008 Qtr 3: 0; 2008 Qtr 4: 75 | 75
0 | 234330-Premium T8 with T12 40 Watt Baseline - Tr1 |  | 10 | Commercial | 23-RTL-Retail–SingleStorylarge-LIT_INT | 0 |  |  |  |  | 13.9589 | 13.1897 | 0 | 0 | 0 | 0.76922 | 35.5491 |  | kWh | 0.010588 | -0.076831 | Commercial |  | Annual | [5 empty] | 11 | 0.96 |  |  |  | 0 | 0 | 0 | 60.0469 | 0 | 0 | 0 | 0 | 0 | 0 | 0 | 0 | 2006 Qtr 1: 0; 2006 Qtr 2: 0; 2006 Qtr 3: 0; 2006 Qtr 4: 0; 2007 Qtr 1: 0; 2007 Qtr 2: 0; 2007 Qtr 3: 0; 2007 Qtr 4: 0; 2008 Qtr 1: 0; 2008 Qtr 2: 0; 2008 Qtr 3: 0; 2008 Qtr 4: 60.0469 | 60.0469
0 | 234148-Premium T8 with T12 40 Watt Baseline |  | 7 | Commercial | 18-OFS-Office–Small-IntLight | 0 |  |  |  |  | 13.9591 | 13.1897 | 0 | 0 | 0 | 0.7694 | 69.4935 |  | kWh | 0.020682 | -0.02021 | Commercial |  | Annual | [5 empty] | 11 | 0.96 |  |  |  | 0 | 0 | 0 | 27.2941 | 0 | 0 | 0 | 0 | 0 | 0 | 0 | 0 | 2006 Qtr 1: 0; 2006 Qtr 2: 0; 2006 Qtr 3: 0; 2006 Qtr 4: 0; 2007 Qtr 1: 0; 2007 Qtr 2: 0; 2007 Qtr 3: 0; 2007 Qtr 4: 0; 2008 Qtr 1: 0; 2008 Qtr 2: 0; 2008 Qtr 3: 0; 2008 Qtr 4: 27.2941 | 27.2941
0 | 234330-Premium T8 with T12 40 Watt Baseline - Tr1 |  | 7 | Commercial | 01-ALC-AllCommercial-IntLight | 0 |  |  |  |  | 13.9589 | 13.1897 | 0 | 0 | 0 | 0.76922 | 28.2231 |  | kWh | 0.0076505 | -0.04622 | Commercial |  | Annual | [5 empty] | 11 | 0.96 |  |  |  | 0 | 0 | 0 | 89.1606 | 0 | 0 | 0 | 0 | 0 | 0 | 0 | 0 | 2006 Qtr 1: 0; 2006 Qtr 2: 0; 2006 Qtr 3: 0; 2006 Qtr 4: 0; 2007 Qtr 1: 0; 2007 Qtr 2: 0; 2007 Qtr 3: 0; 2007 Qtr 4: 0; 2008 Qtr 1: 0; 2008 Qtr 2: 0; 2008 Qtr 3: 0; 2008 Qtr 4: 89.1606 | 89.1606
0 | 234207-Lighting-8 Ft T-8 with Elec Ballast-Tr1 |  | 7 | Commercial | 01-ALC-AllCommercial-IntLight | 0 |  |  |  |  | 35.7163 | 21.9828 | 0 | 0 | 0 | 13.7335 | 23.4045 |  | kWh | 0.0063443 | -0.038329 | Commercial |  | Annual | [5 empty] | 11 | 0.96 |  |  |  | 0 | 0 | 0 | 16.3764 | 0 | 0 | 0 | 0 | 0 | 0 | 0 | 0 | 2006 Qtr 1: 0; 2006 Qtr 2: 0; 2006 Qtr 3: 0; 2006 Qtr 4: 0; 2007 Qtr 1: 0; 2007 Qtr 2: 0; 2007 Qtr 3: 0; 2007 Qtr 4: 0; 2008 Qtr 1: 0; 2008 Qtr 2: 0; 2008 Qtr 3: 0; 2008 Qtr 4: 16.3764 | 16.3764
0 | 234340-Lighting-Intr HiBy Lnr FlrscntFxtr600w rplc>400Tr1 |  | 7 | Commercial | 01-ALC-AllCommercial-IntLight | 0 |  |  |  |  | 666.6419 | 216.4022 | 0 | 0 | 0 | 450.2397 | 1900.3181 |  | kWh | 0.45787 | -3.1121 | Commercial |  | Annual | [5 empty] | 11 | 0.96 |  |  |  | 0 | 0 | 0 | 25.3509 | 0 | 0 | 0 | 0 | 0 | 0 | 0 | 0 | 2006 Qtr 1: 0; 2006 Qtr 2: 0; 2006 Qtr 3: 0; 2006 Qtr 4: 0; 2007 Qtr 1: 0; 2007 Qtr 2: 0; 2007 Qtr 3: 0; 2007 Qtr 4: 0; 2008 Qtr 1: 25.3509; 2008 Qtr 2: 0; 2008 Qtr 3: 0; 2008 Qtr 4: 0 | 25.3509
0 | 234330-Premium T8 with T12 40 Watt Baseline - Tr1 |  | 7 | Commercial | 21-RSD-Restaurant–SitDown-LIT_INT | 0 |  |  |  |  | 13.9589 | 13.1897 | 0 | 0 | 0 | 0.76922 | 49.6009 |  | kWh | 0.010001 | -0.23326 | Commercial |  | Annual | [5 empty] | 11 | 0.96 |  |  |  | 0 | 0 | 0 | 25.4745 | 0 | 0 | 0 | 0 | 0 | 0 | 0 | 0 | 2006 Qtr 1: 0; 2006 Qtr 2: 0; 2006 Qtr 3: 0; 2006 Qtr 4: 0; 2007 Qtr 1: 0; 2007 Qtr 2: 0; 2007 Qtr 3: 0; 2007 Qtr 4: 0; 2008 Qtr 1: 0; 2008 Qtr 2: 0; 2008 Qtr 3: 0; 2008 Qtr 4: 25.4745 | 25.4745
0 | 234303-Lighting-Remove 4 Ft Lamp (De-Lamp) - Tr1 | COFL00AVDEL01 | 7 | Commercial | 21-RSD-Restaurant–SitDown-LIT_INT | 0 |  |  |  |  | 28.2518 | 16.4871 | 0 | 0 | 0 | 11.7647 | 164.9331 |  | kWh | 0.033257 | -0.77564 | Commercial |  | Annual | [5 empty] | 11 | 0.96 |  |  |  | 0 | 0 | 0 | 12.7372 | 0 | 0 | 0 | 0 | 0 | 0 | 0 | 0 | 2006 Qtr 1: 0; 2006 Qtr 2: 0; 2006 Qtr 3: 0; 2006 Qtr 4: 0; 2007 Qtr 1: 0; 2007 Qtr 2: 0; 2007 Qtr 3: 0; 2007 Qtr 4: 0; 2008 Qtr 1: 0; 2008 Qtr 2: 0; 2008 Qtr 3: 0; 2008 Qtr 4: 12.7372 | 12.7372
0 | 234049-Lighting-LED Exit Sign New Sign | CALC00AVETS01 | 7 | Commercial | 02-ASM-Assembly-Exit | 0 |  |  |  |  | 65.3696 | 45 | 0 | 0 | 0 | 20.3696 | 351.311 |  | kWh | 0 | 0 | Commercial |  | Annual | [5 empty] | 16 | 0.96 |  |  |  | 0 | 0 | 0 | 2 | 0 | 0 | 0 | 0 | 0 | 0 | 0 | 0 | 2006 Qtr 1: 0; 2006 Qtr 2: 0; 2006 Qtr 3: 0; 2006 Qtr 4: 0; 2007 Qtr 1: 0; 2007 Qtr 2: 0; 2007 Qtr 3: 0; 2007 Qtr 4: 0; 2008 Qtr 1: 0; 2008 Qtr 2: 0; 2008 Qtr 3: 0; 2008 Qtr 4: 2 | 2
0 | 234330-Premium T8 with T12 40 Watt Baseline - Tr1 |  | 7 | Commercial | 14-MLI-Manufacturing–LightIndustry-LIGHT | 0 |  |  |  |  | 13.9589 | 13.1897 | 0 | 0 | 0 | 0.76922 | 30.1346 |  | kWh | 0.0093123 | -0.038961 | Commercial |  | Annual | [5 empty] | 11 | 0.96 |  |  |  | 0 | 0 | 0 | 271.121 | 0 | 0 | 0 | 0 | 0 | 0 | 0 | 0 | 2006 Qtr 1: 0; 2006 Qtr 2: 0; 2006 Qtr 3: 0; 2006 Qtr 4: 0; 2007 Qtr 1: 0; 2007 Qtr 2: 0; 2007 Qtr 3: 0; 2007 Qtr 4: 0; 2008 Qtr 1: 0; 2008 Qtr 2: 0; 2008 Qtr 3: 0; 2008 Qtr 4: 271.121 | 271.121
0 | 234303-Lighting-Remove 4 Ft Lamp (De-Lamp) - Tr1 | COFL00AVDEL01 | 7 | Commercial | 14-MLI-Manufacturing–LightIndustry-LIGHT | 0 |  |  |  |  | 28.2518 | 16.4871 | 0 | 0 | 0 | 11.7647 | 100.2037 |  | kWh | 0.030965 | -0.12955 | Commercial |  | Annual | [5 empty] | 11 | 0.96 |  |  |  | 0 | 0 | 0 | 60.9567 | 0 | 0 | 0 | 0 | 0 | 0 | 0 | 0 | 2006 Qtr 1: 0; 2006 Qtr 2: 0; 2006 Qtr 3: 0; 2006 Qtr 4: 0; 2007 Qtr 1: 0; 2007 Qtr 2: 0; 2007 Qtr 3: 0; 2007 Qtr 4: 0; 2008 Qtr 1: 0; 2008 Qtr 2: 0; 2008 Qtr 3: 0; 2008 Qtr 4: 60.9567 | 60.9567
0 | 234330-Premium T8 with T12 40 Watt Baseline - Tr1 |  | 7 | Commercial | 23-RTL-Retail–SingleStorylarge-LIT_INT | 0 |  |  |  |  | 13.9589 | 13.1897 | 0 | 0 | 0 | 0.76922 | 35.6051 |  | kWh | 0.010639 | -0.048435 | Commercial |  | Annual | [5 empty] | 11 | 0.96 |  |  |  | 0 | 0 | 0 | 127.3723 | 0 | 0 | 0 | 0 | 0 | 0 | 0 | 0 | 2006 Qtr 1: 0; 2006 Qtr 2: 0; 2006 Qtr 3: 0; 2006 Qtr 4: 0; 2007 Qtr 1: 0; 2007 Qtr 2: 0; 2007 Qtr 3: 0; 2007 Qtr 4: 0; 2008 Qtr 1: 0; 2008 Qtr 2: 0; 2008 Qtr 3: 0; 2008 Qtr 4: 127.3723 | 127.3723
0 | 234330-Premium T8 with T12 40 Watt Baseline - Tr1 |  | 10 | Commercial | 23-RTL-Retail–SingleStorylarge-LIT_INT | 0 |  |  |  |  | 13.9589 | 13.1897 | 0 | 0 | 0 | 0.76922 | 35.5491 |  | kWh | 0.010588 | -0.076831 | Commercial |  | Annual | [5 empty] | 11 | 0.96 |  |  |  | 0 | 0 | 0 | 71.8744 | 0 | 0 | 0 | 0 | 0 | 0 | 0 | 0 | 2006 Qtr 1: 0; 2006 Qtr 2: 0; 2006 Qtr 3: 0; 2006 Qtr 4: 0; 2007 Qtr 1: 0; 2007 Qtr 2: 0; 2007 Qtr 3: 0; 2007 Qtr 4: 0; 2008 Qtr 1: 0; 2008 Qtr 2: 0; 2008 Qtr 3: 0; 2008 Qtr 4: 71.8744 | 71.8744
0 | 234330-Premium T8 with T12 40 Watt Baseline - Tr1 |  | 10 | Commercial | 23-RTL-Retail–SingleStorylarge-LIT_INT | 0 |  |  |  |  | 13.9589 | 13.1897 | 0 | 0 | 0 | 0.76922 | 35.5491 |  | kWh | 0.010588 | -0.076831 | Commercial |  | Annual | [5 empty] | 11 | 0.96 |  |  |  | 0 | 0 | 0 | 345.7248 | 0 | 0 | 0 | 0 | 0 | 0 | 0 | 0 | 2006 Qtr 1: 0; 2006 Qtr 2: 0; 2006 Qtr 3: 0; 2006 Qtr 4: 0; 2007 Qtr 1: 0; 2007 Qtr 2: 0; 2007 Qtr 3: 0; 2007 Qtr 4: 0; 2008 Qtr 1: 0; 2008 Qtr 2: 0; 2008 Qtr 3: 0; 2008 Qtr 4: 345.7248 | 345.7248
0 | 234340-Lighting-Intr HiBy Lnr FlrscntFxtr600w rplc>400Tr1 |  | 10 | Commercial | 23-RTL-Retail–SingleStorylarge-LIT_INT | 0 |  |  |  |  | 666.6419 | 216.4022 | 0 | 0 | 0 | 450.2397 | 1732.2737 |  | kWh | 0.43784 | -3.7439 | Commercial |  | Annual | [5 empty] | 11 | 0.96 |  |  |  | 0 | 0 | 0 | 4.8752 | 0 | 0 | 0 | 0 | 0 | 0 | 0 | 0 | 2006 Qtr 1: 0; 2006 Qtr 2: 0; 2006 Qtr 3: 0; 2006 Qtr 4: 0; 2007 Qtr 1: 0; 2007 Qtr 2: 0; 2007 Qtr 3: 0; 2007 Qtr 4: 0; 2008 Qtr 1: 0; 2008 Qtr 2: 0; 2008 Qtr 3: 0; 2008 Qtr 4: 4.8752 | 4.8752
0 | 234049-Lighting-LED Exit Sign New Sign | CALC00AVETS01 | 10 | Commercial | 02-ASM-Assembly-Exit | 0 |  |  |  |  | 65.3696 | 45 | 0 | 0 | 0 | 20.3696 | 351.311 |  | kWh | 0 | 0 | Commercial |  | Annual | [5 empty] | 16 | 0.96 |  |  |  | 0 | 0 | 0 | 3 | 0 | 0 | 0 | 0 | 0 | 0 | 0 | 0 | 2006 Qtr 1: 0; 2006 Qtr 2: 0; 2006 Qtr 3: 0; 2006 Qtr 4: 0; 2007 Qtr 1: 0; 2007 Qtr 2: 0; 2007 Qtr 3: 0; 2007 Qtr 4: 0; 2008 Qtr 1: 0; 2008 Qtr 2: 0; 2008 Qtr 3: 0; 2008 Qtr 4: 3 | 3
0 | 234331-Premium T8 with T12 40 Watt Baseline - Tr2 |  | 7 | Commercial | 18-OFS-Office–Small-IntLight | 0 |  |  |  |  | 13.9591 | 9.8923 | 0 | 0 | 0 | 4.0668 | 33.3044 |  | kWh | 0.0099117 | -0.0096855 | Commercial |  | Annual | [5 empty] | 11 | 0.96 |  |  |  | 0 | 0 | 0 | 12.7372 | 0 | 0 | 0 | 0 | 0 | 0 | 0 | 0 | 2006 Qtr 1: 0; 2006 Qtr 2: 0; 2006 Qtr 3: 0; 2006 Qtr 4: 0; 2007 Qtr 1: 0; 2007 Qtr 2: 0; 2007 Qtr 3: 0; 2007 Qtr 4: 0; 2008 Qtr 1: 0; 2008 Qtr 2: 0; 2008 Qtr 3: 0; 2008 Qtr 4: 12.7372 | 12.7372
0 | 234304-Lighting-Remove 4 Ft Lamp (De-Lamp) - Tr2 | COFL00AVDEL01 | 7 | Commercial | 18-OFS-Office–Small-IntLight | 0 |  |  |  |  | 28.2538 | 12.3653 | 0 | 0 | 0 | 15.8885 | 107.256 |  | kWh | 0.03192 | -0.031192 | Commercial |  | Annual | [5 empty] | 11 | 0.96 |  |  |  | 0 | 0 | 0 | 6.3686 | 0 | 0 | 0 | 0 | 0 | 0 | 0 | 0 | 2006 Qtr 1: 0; 2006 Qtr 2: 0; 2006 Qtr 3: 0; 2006 Qtr 4: 0; 2007 Qtr 1: 0; 2007 Qtr 2: 0; 2007 Qtr 3: 0; 2007 Qtr 4: 0; 2008 Qtr 1: 0; 2008 Qtr 2: 0; 2008 Qtr 3: 0; 2008 Qtr 4: 6.3686 | 6.3686
0 | 234361-Lighting-IntrHiByLnrFlscntFxtr244wrplc400w(TrI)Tr2 |  | 7 | Commercial | 18-OFS-Office–Small-IntLight | 0 |  |  |  |  | 328.193 | 115.3803 | 0 | 0 | 0 | 212.8126 | 904.8954 |  | kWh | 0.19241 | -0.26316 | Commercial |  | Annual | [5 empty] | 11 | 0.96 |  |  |  | 0 | 0 | 0 | 8.7753 | 0 | 0 | 0 | 0 | 0 | 0 | 0 | 0 | 2006 Qtr 1: 0; 2006 Qtr 2: 0; 2006 Qtr 3: 0; 2006 Qtr 4: 0; 2007 Qtr 1: 0; 2007 Qtr 2: 0; 2007 Qtr 3: 0; 2007 Qtr 4: 0; 2008 Qtr 1: 0; 2008 Qtr 2: 0; 2008 Qtr 3: 0; 2008 Qtr 4: 8.7753 | 8.7753
0 | 234286-Lighting-Occpncy Snsr-Hi-Bay integrated Snsr-Tr2 |  | 7 | Commercial | 18-OFS-Office–Small-IntLight | 0 |  |  |  |  | 141 | 95.5 | 0 | 0 | 0 | 45.5 | 1661 |  | kWh | 0 | 0 | Commercial |  | Annual | [5 empty] | 8 | 0.96 |  |  |  | 0 | 0 | 0 | 9 | 0 | 0 | 0 | 0 | 0 | 0 | 0 | 0 | 2006 Qtr 1: 0; 2006 Qtr 2: 0; 2006 Qtr 3: 0; 2006 Qtr 4: 0; 2007 Qtr 1: 0; 2007 Qtr 2: 0; 2007 Qtr 3: 0; 2007 Qtr 4: 0; 2008 Qtr 1: 0; 2008 Qtr 2: 0; 2008 Qtr 3: 0; 2008 Qtr 4: 9 | 9
0 | 234049-Lighting-LED Exit Sign New Sign | CALC00AVETS01 | 7 | Commercial | 02-ASM-Assembly-Exit | 0 |  |  |  |  | 65.3696 | 45 | 0 | 0 | 0 | 20.3696 | 351.311 |  | kWh | 0 | 0 | Commercial |  | Annual | [5 empty] | 16 | 0.96 |  |  |  | 0 | 0 | 0 | 1 | 0 | 0 | 0 | 0 | 0 | 0 | 0 | 0 | 2006 Qtr 1: 0; 2006 Qtr 2: 0; 2006 Qtr 3: 0; 2006 Qtr 4: 0; 2007 Qtr 1: 0; 2007 Qtr 2: 0; 2007 Qtr 3: 0; 2007 Qtr 4: 0; 2008 Qtr 1: 0; 2008 Qtr 2: 0; 2008 Qtr 3: 0; 2008 Qtr 4: 1 | 1
0 | 234330-Premium T8 with T12 40 Watt Baseline - Tr1 |  | 7 | Commercial | 23-RTL-Retail–SingleStorylarge-LIT_INT | 0 |  |  |  |  | 13.9589 | 13.1897 | 0 | 0 | 0 | 0.76922 | 35.6051 |  | kWh | 0.010639 | -0.048435 | Commercial |  | Annual | [5 empty] | 11 | 0.96 |  |  |  | 0 | 0 | 0 | 1088.1234 | 0 | 0 | 0 | 0 | 0 | 0 | 0 | 0 | 2006 Qtr 1: 0; 2006 Qtr 2: 0; 2006 Qtr 3: 0; 2006 Qtr 4: 0; 2007 Qtr 1: 0; 2007 Qtr 2: 0; 2007 Qtr 3: 0; 2007 Qtr 4: 0; 2008 Qtr 1: 0; 2008 Qtr 2: 0; 2008 Qtr 3: 0; 2008 Qtr 4: 1088.1234 | 1088.1234
0 | 234049-Lighting-LED Exit Sign New Sign | CALC00AVETS01 | 7 | Commercial | 02-ASM-Assembly-Exit | 0 |  |  |  |  | 65.3696 | 45 | 0 | 0 | 0 | 20.3696 | 351.311 |  | kWh | 0 | 0 | Commercial |  | Annual | [5 empty] | 16 | 0.96 |  |  |  | 0 | 0 | 0 | 12 | 0 | 0 | 0 | 0 | 0 | 0 | 0 | 0 | 2006 Qtr 1: 0; 2006 Qtr 2: 0; 2006 Qtr 3: 0; 2006 Qtr 4: 0; 2007 Qtr 1: 0; 2007 Qtr 2: 0; 2007 Qtr 3: 0; 2007 Qtr 4: 0; 2008 Qtr 1: 0; 2008 Qtr 2: 0; 2008 Qtr 3: 0; 2008 Qtr 4: 12 | 12
0 | 234330-Premium T8 with T12 40 Watt Baseline - Tr1 |  | 7 | Commercial | 23-RTL-Retail–SingleStorylarge-LIT_INT | 0 |  |  |  |  | 13.9589 | 13.1897 | 0 | 0 | 0 | 0.76922 | 35.6051 |  | kWh | 0.010639 | -0.048435 | Commercial |  | Annual | [5 empty] | 11 | 0.96 |  |  |  | 0 | 0 | 0 | 120.0939 | 0 | 0 | 0 | 0 | 0 | 0 | 0 | 0 | 2006 Qtr 1: 0; 2006 Qtr 2: 0; 2006 Qtr 3: 0; 2006 Qtr 4: 0; 2007 Qtr 1: 0; 2007 Qtr 2: 0; 2007 Qtr 3: 0; 2007 Qtr 4: 0; 2008 Qtr 1: 0; 2008 Qtr 2: 0; 2008 Qtr 3: 0; 2008 Qtr 4: 120.0939 | 120.0939
0 | 234340-Lighting-Intr HiBy Lnr FlrscntFxtr600w rplc>400Tr1 |  | 7 | Commercial | 23-RTL-Retail–SingleStorylarge-LIT_INT | 0 |  |  |  |  | 666.6419 | 216.4022 | 0 | 0 | 0 | 450.2397 | 1735.0005 |  | kWh | 0.43997 | -2.3602 | Commercial |  | Annual | [5 empty] | 11 | 0.96 |  |  |  | 0 | 0 | 0 | 19.5007 | 0 | 0 | 0 | 0 | 0 | 0 | 0 | 0 | 2006 Qtr 1: 0; 2006 Qtr 2: 0; 2006 Qtr 3: 0; 2006 Qtr 4: 0; 2007 Qtr 1: 0; 2007 Qtr 2: 0; 2007 Qtr 3: 0; 2007 Qtr 4: 0; 2008 Qtr 1: 0; 2008 Qtr 2: 0; 2008 Qtr 3: 0; 2008 Qtr 4: 19.5007 | 19.5007
0 | 234049-Lighting-LED Exit Sign New Sign | CALC00AVETS01 | 7 | Commercial | 02-ASM-Assembly-Exit | 0 |  |  |  |  | 65.3696 | 45 | 0 | 0 | 0 | 20.3696 | 351.311 |  | kWh | 0 | 0 | Commercial |  | Annual | [5 empty] | 16 | 0.96 |  |  |  | 0 | 0 | 0 | 4 | 0 | 0 | 0 | 0 | 0 | 0 | 0 | 0 | 2006 Qtr 1: 0; 2006 Qtr 2: 0; 2006 Qtr 3: 0; 2006 Qtr 4: 0; 2007 Qtr 1: 0; 2007 Qtr 2: 0; 2007 Qtr 3: 0; 2007 Qtr 4: 0; 2008 Qtr 1: 0; 2008 Qtr 2: 0; 2008 Qtr 3: 0; 2008 Qtr 4: 4 | 4
0 | 234148-Premium T8 with T12 40 Watt Baseline |  | 7 | Commercial | 23-RTL-Retail–SingleStorylarge-LIT_INT | 0 |  |  |  |  | 13.9591 | 13.1897 | 0 | 0 | 0 | 0.7694 | 76.7101 |  | kWh | 0.022922 | -0.10435 | Commercial |  | Annual | [5 empty] | 11 | 0.96 |  |  |  | 0 | 0 | 0 | 14.5568 | 0 | 0 | 0 | 0 | 0 | 0 | 0 | 0 | 2006 Qtr 1: 0; 2006 Qtr 2: 0; 2006 Qtr 3: 0; 2006 Qtr 4: 0; 2007 Qtr 1: 0; 2007 Qtr 2: 0; 2007 Qtr 3: 0; 2007 Qtr 4: 0; 2008 Qtr 1: 0; 2008 Qtr 2: 0; 2008 Qtr 3: 0; 2008 Qtr 4: 14.5568 | 14.5568
0 | 234340-Lighting-Intr HiBy Lnr FlrscntFxtr600w rplc>400Tr1 |  | 7 | Commercial | 23-RTL-Retail–SingleStorylarge-LIT_INT | 0 |  |  |  |  | 666.6419 | 216.4022 | 0 | 0 | 0 | 450.2397 | 1735.0005 |  | kWh | 0.43997 | -2.3602 | Commercial |  | Annual | [5 empty] | 11 | 0.96 |  |  |  | 0 | 0 | 0 | 9.7504 | 0 | 0 | 0 | 0 | 0 | 0 | 0 | 0 | 2006 Qtr 1: 0; 2006 Qtr 2: 0; 2006 Qtr 3: 0; 2006 Qtr 4: 0; 2007 Qtr 1: 0; 2007 Qtr 2: 0; 2007 Qtr 3: 0; 2007 Qtr 4: 0; 2008 Qtr 1: 0; 2008 Qtr 2: 0; 2008 Qtr 3: 0; 2008 Qtr 4: 9.7504 | 9.7504
0 | 234330-Premium T8 with T12 40 Watt Baseline - Tr1 |  | 7 | Commercial | 18-OFS-Office–Small-IntLight | 0 |  |  |  |  | 13.9589 | 13.1897 | 0 | 0 | 0 | 0.76922 | 31.525 |  | kWh | 0.0094564 | -0.009168 | Commercial |  | Annual | [5 empty] | 11 | 0.96 |  |  |  | 0 | 0 | 0 | 509.4892 | 0 | 0 | 0 | 0 | 0 | 0 | 0 | 0 | 2006 Qtr 1: 0; 2006 Qtr 2: 0; 2006 Qtr 3: 0; 2006 Qtr 4: 0; 2007 Qtr 1: 0; 2007 Qtr 2: 0; 2007 Qtr 3: 0; 2007 Qtr 4: 0; 2008 Qtr 1: 0; 2008 Qtr 2: 0; 2008 Qtr 3: 0; 2008 Qtr 4: 509.4892 | 509.4892
0 | 234303-Lighting-Remove 4 Ft Lamp (De-Lamp) - Tr1 | COFL00AVDEL01 | 7 | Commercial | 18-OFS-Office–Small-IntLight | 0 |  |  |  |  | 28.2518 | 16.4871 | 0 | 0 | 0 | 11.7647 | 104.8272 |  | kWh | 0.031445 | -0.030485 | Commercial |  | Annual | [5 empty] | 11 | 0.96 |  |  |  | 0 | 0 | 0 | 251.1054 | 0 | 0 | 0 | 0 | 0 | 0 | 0 | 0 | 2006 Qtr 1: 0; 2006 Qtr 2: 0; 2006 Qtr 3: 0; 2006 Qtr 4: 0; 2007 Qtr 1: 0; 2007 Qtr 2: 0; 2007 Qtr 3: 0; 2007 Qtr 4: 0; 2008 Qtr 1: 0; 2008 Qtr 2: 0; 2008 Qtr 3: 0; 2008 Qtr 4: 251.1054 | 251.1054
0 | 234330-Premium T8 with T12 40 Watt Baseline - Tr1 |  | 7 | Commercial | 18-OFS-Office–Small-IntLight | 0 |  |  |  |  | 13.9589 | 13.1897 | 0 | 0 | 0 | 0.76922 | 32.2555 |  | kWh | 0.0095996 | -0.0093804 | Commercial |  | Annual | [5 empty] | 11 | 0.96 |  |  |  | 0 | 0 | 0 | 21.8353 | 0 | 0 | 0 | 0 | 0 | 0 | 0 | 0 | 2006 Qtr 1: 0; 2006 Qtr 2: 0; 2006 Qtr 3: 0; 2006 Qtr 4: 0; 2007 Qtr 1: 0; 2007 Qtr 2: 0; 2007 Qtr 3: 0; 2007 Qtr 4: 0; 2008 Qtr 1: 0; 2008 Qtr 2: 0; 2008 Qtr 3: 0; 2008 Qtr 4: 21.8353 | 21.8353
0 | 234330-Premium T8 with T12 40 Watt Baseline - Tr1 |  | 7 | Commercial | 23-RTL-Retail–SingleStorylarge-LIT_INT | 0 |  |  |  |  | 13.9589 | 13.1897 | 0 | 0 | 0 | 0.76922 | 35.6051 |  | kWh | 0.010639 | -0.048435 | Commercial |  | Annual | [5 empty] | 11 | 0.96 |  |  |  | 0 | 0 | 0 | 76.4234 | 0 | 0 | 0 | 0 | 0 | 0 | 0 | 0 | 2006 Qtr 1: 0; 2006 Qtr 2: 0; 2006 Qtr 3: 0; 2006 Qtr 4: 0; 2007 Qtr 1: 0; 2007 Qtr 2: 0; 2007 Qtr 3: 0; 2007 Qtr 4: 0; 2008 Qtr 1: 0; 2008 Qtr 2: 0; 2008 Qtr 3: 0; 2008 Qtr 4: 76.4234 | 76.4234
0 | 234331-Premium T8 with T12 40 Watt Baseline - Tr2 |  | 7 | Commercial | 02-ASM-Assembly-IntLight | 0 |  |  |  |  | 13.9591 | 8.903 | 0 | 0 | 0 | 5.056 | 17.1988 |  | kWh | 0.003998 | -0.059523 | Commercial |  | Annual | [5 empty] | 11 | 0.96 |  |  |  | 0 | 0 | 0 | 14.5568 | 0 | 0 | 0 | 0 | 0 | 0 | 0 | 0 | 2006 Qtr 1: 0; 2006 Qtr 2: 0; 2006 Qtr 3: 0; 2006 Qtr 4: 0; 2007 Qtr 1: 0; 2007 Qtr 2: 0; 2007 Qtr 3: 0; 2007 Qtr 4: 0; 2008 Qtr 1: 0; 2008 Qtr 2: 0; 2008 Qtr 3: 0; 2008 Qtr 4: 14.5568 | 14.5568
0 | 234208-Lighting-8 Ft T-8 with Elec Ballast-Tr2 |  | 7 | Commercial | 02-ASM-Assembly-IntLight | 0 |  |  |  |  | 35.7165 | 14.8384 | 0 | 0 | 0 | 20.8781 | 13.9486 |  | kWh | 0.0032424 | -0.048275 | Commercial |  | Annual | [5 empty] | 11 | 0.96 |  |  |  | 0 | 0 | 0 | 300.2347 | 0 | 0 | 0 | 0 | 0 | 0 | 0 | 0 | 2006 Qtr 1: 0; 2006 Qtr 2: 0; 2006 Qtr 3: 0; 2006 Qtr 4: 0; 2007 Qtr 1: 0; 2007 Qtr 2: 0; 2007 Qtr 3: 0; 2007 Qtr 4: 0; 2008 Qtr 1: 0; 2008 Qtr 2: 0; 2008 Qtr 3: 0; 2008 Qtr 4: 300.2347 | 300.2347
0 | 234304-Lighting-Remove 4 Ft Lamp (De-Lamp) - Tr2 | COFL00AVDEL01 | 7 | Commercial | 02-ASM-Assembly-IntLight | 0 |  |  |  |  | 28.2538 | 11.1288 | 0 | 0 | 0 | 17.125 | 55.3882 |  | kWh | 0.012875 | -0.19169 | Commercial |  | Annual | [5 empty] | 11 | 0.96 |  |  |  | 0 | 0 | 0 | 10.9176 | 0 | 0 | 0 | 0 | 0 | 0 | 0 | 0 | 2006 Qtr 1: 0; 2006 Qtr 2: 0; 2006 Qtr 3: 0; 2006 Qtr 4: 0; 2007 Qtr 1: 0; 2007 Qtr 2: 0; 2007 Qtr 3: 0; 2007 Qtr 4: 0; 2008 Qtr 1: 0; 2008 Qtr 2: 0; 2008 Qtr 3: 0; 2008 Qtr 4: 10.9176 | 10.9176
0 | 234330-Premium T8 with T12 40 Watt Baseline - Tr1 |  | 10 | Commercial | 18-OFS-Office–Small-IntLight | 0 |  |  |  |  | 13.9589 | 13.1897 | 0 | 0 | 0 | 0.76922 | 31.6933 |  | kWh | 0.0096171 | -0.016983 | Commercial |  | Annual | [5 empty] | 11 | 0.96 |  |  |  | 0 | 0 | 0 | 38.2117 | 0 | 0 | 0 | 0 | 0 | 0 | 0 | 0 | 2006 Qtr 1: 0; 2006 Qtr 2: 0; 2006 Qtr 3: 0; 2006 Qtr 4: 0; 2007 Qtr 1: 0; 2007 Qtr 2: 0; 2007 Qtr 3: 0; 2007 Qtr 4: 0; 2008 Qtr 1: 0; 2008 Qtr 2: 0; 2008 Qtr 3: 0; 2008 Qtr 4: 38.2117 | 38.2117
0 | 234303-Lighting-Remove 4 Ft Lamp (De-Lamp) - Tr1 | COFL00AVDEL01 | 10 | Commercial | 18-OFS-Office–Small-IntLight | 0 |  |  |  |  | 28.2518 | 16.4871 | 0 | 0 | 0 | 11.7647 | 105.3867 |  | kWh | 0.031979 | -0.056473 | Commercial |  | Annual | [5 empty] | 11 | 0.96 |  |  |  | 0 | 0 | 0 | 38.2117 | 0 | 0 | 0 | 0 | 0 | 0 | 0 | 0 | 2006 Qtr 1: 0; 2006 Qtr 2: 0; 2006 Qtr 3: 0; 2006 Qtr 4: 0; 2007 Qtr 1: 0; 2007 Qtr 2: 0; 2007 Qtr 3: 0; 2007 Qtr 4: 0; 2008 Qtr 1: 0; 2008 Qtr 2: 0; 2008 Qtr 3: 0; 2008 Qtr 4: 38.2117 | 38.2117
0 | 234330-Premium T8 with T12 40 Watt Baseline - Tr1 |  | 10 | Commercial | 01-ALC-AllCommercial-IntLight | 0 |  |  |  |  | 13.9589 | 13.1897 | 0 | 0 | 0 | 0.76922 | 28.2231 |  | kWh | 0.0076505 | -0.04622 | Commercial |  | Annual | [5 empty] | 11 | 0.96 |  |  |  | 0 | 0 | 0 | 40.0313 | 0 | 0 | 0 | 0 | 0 | 0 | 0 | 0 | 2006 Qtr 1: 0; 2006 Qtr 2: 0; 2006 Qtr 3: 0; 2006 Qtr 4: 0; 2007 Qtr 1: 0; 2007 Qtr 2: 0; 2007 Qtr 3: 0; 2007 Qtr 4: 0; 2008 Qtr 1: 0; 2008 Qtr 2: 0; 2008 Qtr 3: 0; 2008 Qtr 4: 40.0313 | 40.0313
0 | 234303-Lighting-Remove 4 Ft Lamp (De-Lamp) - Tr1 | COFL00AVDEL01 | 10 | Commercial | 01-ALC-AllCommercial-IntLight | 0 |  |  |  |  | 28.2518 | 16.4871 | 0 | 0 | 0 | 11.7647 | 93.8474 |  | kWh | 0.025439 | -0.15369 | Commercial |  | Annual | [5 empty] | 11 | 0.96 |  |  |  | 0 | 0 | 0 | 10.9176 | 0 | 0 | 0 | 0 | 0 | 0 | 0 | 0 | 2006 Qtr 1: 0; 2006 Qtr 2: 0; 2006 Qtr 3: 0; 2006 Qtr 4: 0; 2007 Qtr 1: 0; 2007 Qtr 2: 0; 2007 Qtr 3: 0; 2007 Qtr 4: 0; 2008 Qtr 1: 0; 2008 Qtr 2: 0; 2008 Qtr 3: 0; 2008 Qtr 4: 10.9176 | 10.9176
0 | 234330-Premium T8 with T12 40 Watt Baseline - Tr1 |  | 7 | Commercial | 18-OFS-Office–Small-IntLight | 0 |  |  |  |  | 13.9589 | 13.1897 | 0 | 0 | 0 | 0.76922 | 31.525 |  | kWh | 0.0094564 | -0.009168 | Commercial |  | Annual | [5 empty] | 11 | 0.96 |  |  |  | 0 | 0 | 0 | 44.5803 | 0 | 0 | 0 | 0 | 0 | 0 | 0 | 0 | 2006 Qtr 1: 0; 2006 Qtr 2: 0; 2006 Qtr 3: 0; 2006 Qtr 4: 0; 2007 Qtr 1: 0; 2007 Qtr 2: 0; 2007 Qtr 3: 0; 2007 Qtr 4: 0; 2008 Qtr 1: 44.5803; 2008 Qtr 2: 0; 2008 Qtr 3: 0; 2008 Qtr 4: 0 | 44.5803
0 | 234303-Lighting-Remove 4 Ft Lamp (De-Lamp) - Tr1 | COFL00AVDEL01 | 7 | Commercial | 18-OFS-Office–Small-IntLight | 0 |  |  |  |  | 28.2518 | 16.4871 | 0 | 0 | 0 | 11.7647 | 104.8272 |  | kWh | 0.031445 | -0.030485 | Commercial |  | Annual | [5 empty] | 11 | 0.96 |  |  |  | 0 | 0 | 0 | 44.5803 | 0 | 0 | 0 | 0 | 0 | 0 | 0 | 0 | 2006 Qtr 1: 0; 2006 Qtr 2: 0; 2006 Qtr 3: 0; 2006 Qtr 4: 0; 2007 Qtr 1: 0; 2007 Qtr 2: 0; 2007 Qtr 3: 0; 2007 Qtr 4: 0; 2008 Qtr 1: 44.5803; 2008 Qtr 2: 0; 2008 Qtr 3: 0; 2008 Qtr 4: 0 | 44.5803
0 | 234330-Premium T8 with T12 40 Watt Baseline - Tr1 |  | 7 | Commercial | 23-RTL-Retail–SingleStorylarge-LIT_INT | 0 |  |  |  |  | 13.9589 | 13.1897 | 0 | 0 | 0 | 0.76922 | 35.6051 |  | kWh | 0.010639 | -0.048435 | Commercial |  | Annual | [5 empty] | 11 | 0.96 |  |  |  | 0 | 0 | 0 | 209.2545 | 0 | 0 | 0 | 0 | 0 | 0 | 0 | 0 | 2006 Qtr 1: 0; 2006 Qtr 2: 0; 2006 Qtr 3: 0; 2006 Qtr 4: 0; 2007 Qtr 1: 0; 2007 Qtr 2: 0; 2007 Qtr 3: 0; 2007 Qtr 4: 0; 2008 Qtr 1: 0; 2008 Qtr 2: 0; 2008 Qtr 3: 0; 2008 Qtr 4: 209.2545 | 209.2545
0 | 234340-Lighting-Intr HiBy Lnr FlrscntFxtr600w rplc>400Tr1 |  | 7 | Commercial | 23-RTL-Retail–SingleStorylarge-LIT_INT | 0 |  |  |  |  | 666.6419 | 216.4022 | 0 | 0 | 0 | 450.2397 | 1735.0005 |  | kWh | 0.43997 | -2.3602 | Commercial |  | Annual | [5 empty] | 11 | 0.96 |  |  |  | 0 | 0 | 0 | 1.9501 | 0 | 0 | 0 | 0 | 0 | 0 | 0 | 0 | 2006 Qtr 1: 0; 2006 Qtr 2: 0; 2006 Qtr 3: 0; 2006 Qtr 4: 0; 2007 Qtr 1: 0; 2007 Qtr 2: 0; 2007 Qtr 3: 0; 2007 Qtr 4: 0; 2008 Qtr 1: 0; 2008 Qtr 2: 0; 2008 Qtr 3: 0; 2008 Qtr 4: 1.9501 | 1.9501
0 | 234049-Lighting-LED Exit Sign New Sign | CALC00AVETS01 | 7 | Commercial | 02-ASM-Assembly-Exit | 0 |  |  |  |  | 65.3696 | 45 | 0 | 0 | 0 | 20.3696 | 351.311 |  | kWh | 0 | 0 | Commercial |  | Annual | [5 empty] | 16 | 0.96 |  |  |  | 0 | 0 | 0 | 3 | 0 | 0 | 0 | 0 | 0 | 0 | 0 | 0 | 2006 Qtr 1: 0; 2006 Qtr 2: 0; 2006 Qtr 3: 0; 2006 Qtr 4: 0; 2007 Qtr 1: 0; 2007 Qtr 2: 0; 2007 Qtr 3: 0; 2007 Qtr 4: 0; 2008 Qtr 1: 0; 2008 Qtr 2: 0; 2008 Qtr 3: 0; 2008 Qtr 4: 3 | 3
0 | 234330-Premium T8 with T12 40 Watt Baseline - Tr1 |  | 7 | Commercial | 23-RTL-Retail–SingleStorylarge-LIT_INT | 0 |  |  |  |  | 13.9589 | 13.1897 | 0 | 0 | 0 | 0.76922 | 35.6051 |  | kWh | 0.010639 | -0.048435 | Commercial |  | Annual | [5 empty] | 11 | 0.96 |  |  |  | 0 | 0 | 0 | 36.3921 | 0 | 0 | 0 | 0 | 0 | 0 | 0 | 0 | 2006 Qtr 1: 0; 2006 Qtr 2: 0; 2006 Qtr 3: 0; 2006 Qtr 4: 0; 2007 Qtr 1: 0; 2007 Qtr 2: 0; 2007 Qtr 3: 0; 2007 Qtr 4: 0; 2008 Qtr 1: 0; 2008 Qtr 2: 0; 2008 Qtr 3: 0; 2008 Qtr 4: 36.3921 | 36.3921
0 | 234286-Lighting-Occpncy Snsr-Hi-Bay integrated Snsr-Tr2 |  | 10 | Commercial | 23-RTL-Retail–SingleStorylarge-LIT_INT | 0 |  |  |  |  | 141 | 95.5 | 0 | 0 | 0 | 45.5 | 1661 |  | kWh | 0 | 0 | Commercial |  | Annual | [5 empty] | 8 | 0.96 |  |  |  | 0 | 0 | 0 | 54 | 0 | 0 | 0 | 0 | 0 | 0 | 0 | 0 | 2006 Qtr 1: 0; 2006 Qtr 2: 0; 2006 Qtr 3: 0; 2006 Qtr 4: 0; 2007 Qtr 1: 0; 2007 Qtr 2: 0; 2007 Qtr 3: 0; 2007 Qtr 4: 0; 2008 Qtr 1: 0; 2008 Qtr 2: 0; 2008 Qtr 3: 0; 2008 Qtr 4: 54 | 54
0 | 234361-Lighting-IntrHiByLnrFlscntFxtr244wrplc400w(TrI)Tr2 |  | 10 | Commercial | 23-RTL-Retail–SingleStorylarge-LIT_INT | 0 |  |  |  |  | 328.193 | 115.3803 | 0 | 0 | 0 | 212.8126 | 676.9139 |  | kWh | 0.17109 | -1.463 | Commercial |  | Annual | [5 empty] | 11 | 0.96 |  |  |  | 0 | 0 | 0 | 52.652 | 0 | 0 | 0 | 0 | 0 | 0 | 0 | 0 | 2006 Qtr 1: 0; 2006 Qtr 2: 0; 2006 Qtr 3: 0; 2006 Qtr 4: 0; 2007 Qtr 1: 0; 2007 Qtr 2: 0; 2007 Qtr 3: 0; 2007 Qtr 4: 0; 2008 Qtr 1: 0; 2008 Qtr 2: 0; 2008 Qtr 3: 0; 2008 Qtr 4: 52.652 | 52.652
0 | 234360-Lighting-IntrHiByLnrFlscntFxtr244wrplc400w(TrI)Tr1 |  | 10 | Commercial | 14-MLI-Manufacturing–LightIndustry-LIGHT | 0 |  |  |  |  | 328.1301 | 153.8404 | 0 | 0 | 0 | 174.2897 | 864.8133 |  | kWh | 0.1884 | -1.3112 | Commercial |  | Annual | [5 empty] | 11 | 0.96 |  |  |  | 0 | 0 | 0 | 7.8003 | 0 | 0 | 0 | 0 | 0 | 0 | 0 | 0 | 2006 Qtr 1: 0; 2006 Qtr 2: 0; 2006 Qtr 3: 0; 2006 Qtr 4: 0; 2007 Qtr 1: 0; 2007 Qtr 2: 0; 2007 Qtr 3: 0; 2007 Qtr 4: 0; 2008 Qtr 1: 7.8003; 2008 Qtr 2: 0; 2008 Qtr 3: 0; 2008 Qtr 4: 0 | 7.8003
0 | 234285-Lighting-Occpncy Snsr-Hi-Bay integrated Snsr-Tr1 |  | 10 | Commercial | 14-MLI-Manufacturing–LightIndustry-LIGHT | 0 |  |  |  |  | 140.9479 | 95.5 | 0 | 0 | 0 | 45.4479 | 1661 |  | kWh | 0 | 0 | Commercial |  | Annual | [5 empty] | 8 | 0.96 |  |  |  | 0 | 0 | 0 | 8 | 0 | 0 | 0 | 0 | 0 | 0 | 0 | 0 | 2006 Qtr 1: 0; 2006 Qtr 2: 0; 2006 Qtr 3: 0; 2006 Qtr 4: 0; 2007 Qtr 1: 0; 2007 Qtr 2: 0; 2007 Qtr 3: 0; 2007 Qtr 4: 0; 2008 Qtr 1: 8; 2008 Qtr 2: 0; 2008 Qtr 3: 0; 2008 Qtr 4: 0 | 8
0 | 234330-Premium T8 with T12 40 Watt Baseline - Tr1 |  | 7 | Commercial | 01-ALC-AllCommercial-IntLight | 0 |  |  |  |  | 13.9589 | 13.1897 | 0 | 0 | 0 | 0.76922 | 28.2231 |  | kWh | 0.0076505 | -0.04622 | Commercial |  | Annual | [5 empty] | 11 | 0.96 |  |  |  | 0 | 0 | 0 | 25.4745 | 0 | 0 | 0 | 0 | 0 | 0 | 0 | 0 | 2006 Qtr 1: 0; 2006 Qtr 2: 0; 2006 Qtr 3: 0; 2006 Qtr 4: 0; 2007 Qtr 1: 0; 2007 Qtr 2: 0; 2007 Qtr 3: 0; 2007 Qtr 4: 0; 2008 Qtr 1: 25.4745; 2008 Qtr 2: 0; 2008 Qtr 3: 0; 2008 Qtr 4: 0 | 25.4745
0 | 234085-Refrigeration -Strip Curtains for Walk-ins |  | 7 | Commercial | 21-RSD-Restaurant–SitDown-REFG | 0 |  |  |  |  | 3.05 | 3 | 0 | 0 | 0 | 0.05 | 77.0741 |  | kWh | 0.0019393 | 0 | Commercial |  | Annual | [5 empty] | 4 | 0.96 |  |  |  | 0 | 0 | 0 | 48 | 0 | 0 | 0 | 0 | 0 | 0 | 0 | 0 | 2006 Qtr 1: 0; 2006 Qtr 2: 0; 2006 Qtr 3: 0; 2006 Qtr 4: 0; 2007 Qtr 1: 0; 2007 Qtr 2: 0; 2007 Qtr 3: 0; 2007 Qtr 4: 0; 2008 Qtr 1: 0; 2008 Qtr 2: 0; 2008 Qtr 3: 0; 2008 Qtr 4: 48 | 48
0 | 234067-Refrigeration - Food Service -Auto Closer for Main Cooler Doors | Averaged DEER Msrs | 7 | Commercial | 21-RSD-Restaurant–SitDown-REFG | 0 |  |  |  |  | 433.2219 | 103 | 0 | 0 | 0 | 330.2219 | 1075.009 |  | kWh | 0.20794 | -0.053375 | Commercial |  | Annual | [5 empty] | 8 | 0.96 |  |  |  | 0 | 0 | 0 | 1 | 0 | 0 | 0 | 0 | 0 | 0 | 0 | 0 | 2006 Qtr 1: 0; 2006 Qtr 2: 0; 2006 Qtr 3: 0; 2006 Qtr 4: 0; 2007 Qtr 1: 0; 2007 Qtr 2: 0; 2007 Qtr 3: 0; 2007 Qtr 4: 0; 2008 Qtr 1: 0; 2008 Qtr 2: 0; 2008 Qtr 3: 0; 2008 Qtr 4: 1 | 1
0 | 234312-Lighting-Screw in 14-26 Watt Lamp - Tr1 | Averaged DEER Msrs | 7 | Commercial | 01-ALC-AllCommercial-IntLight | 0 |  |  |  |  | 10.5108 | 10.3931 | 0 | 0 | 0 | 0.11768 | 108.0903 |  | kWh | 0.0068915 | -0.1892 | Commercial |  | Annual | [5 empty] | 1.74 | 0.96 |  |  |  | 0 | 0 | 0 | 14.144 | 0 | 0 | 0 | 0 | 0 | 0 | 0 | 0 | 2006 Qtr 1: 0; 2006 Qtr 2: 0; 2006 Qtr 3: 0; 2006 Qtr 4: 0; 2007 Qtr 1: 0; 2007 Qtr 2: 0; 2007 Qtr 3: 0; 2007 Qtr 4: 0; 2008 Qtr 1: 0; 2008 Qtr 2: 0; 2008 Qtr 3: 0; 2008 Qtr 4: 14.144 | 14.144
0 | 234330-Premium T8 with T12 40 Watt Baseline - Tr1 |  | 7 | Commercial | 01-ALC-AllCommercial-IntLight | 0 |  |  |  |  | 13.9589 | 13.1897 | 0 | 0 | 0 | 0.76922 | 28.2231 |  | kWh | 0.0076505 | -0.04622 | Commercial |  | Annual | [5 empty] | 11 | 0.96 |  |  |  | 0 | 0 | 0 | 462.1795 | 0 | 0 | 0 | 0 | 0 | 0 | 0 | 0 | 2006 Qtr 1: 0; 2006 Qtr 2: 0; 2006 Qtr 3: 0; 2006 Qtr 4: 0; 2007 Qtr 1: 0; 2007 Qtr 2: 0; 2007 Qtr 3: 0; 2007 Qtr 4: 0; 2008 Qtr 1: 0; 2008 Qtr 2: 0; 2008 Qtr 3: 0; 2008 Qtr 4: 462.1795 | 462.1795
0 | 234303-Lighting-Remove 4 Ft Lamp (De-Lamp) - Tr1 | COFL00AVDEL01 | 7 | Commercial | 01-ALC-AllCommercial-IntLight | 0 |  |  |  |  | 28.2518 | 16.4871 | 0 | 0 | 0 | 11.7647 | 93.8474 |  | kWh | 0.025439 | -0.15369 | Commercial |  | Annual | [5 empty] | 11 | 0.96 |  |  |  | 0 | 0 | 0 | 312.9719 | 0 | 0 | 0 | 0 | 0 | 0 | 0 | 0 | 2006 Qtr 1: 0; 2006 Qtr 2: 0; 2006 Qtr 3: 0; 2006 Qtr 4: 0; 2007 Qtr 1: 0; 2007 Qtr 2: 0; 2007 Qtr 3: 0; 2007 Qtr 4: 0; 2008 Qtr 1: 0; 2008 Qtr 2: 0; 2008 Qtr 3: 0; 2008 Qtr 4: 312.9719 | 312.9719
0 | 234330-Premium T8 with T12 40 Watt Baseline - Tr1 |  | 7 | Commercial | 18-OFS-Office–Small-IntLight | 0 |  |  |  |  | 13.9589 | 13.1897 | 0 | 0 | 0 | 0.76922 | 31.525 |  | kWh | 0.0094564 | -0.009168 | Commercial |  | Annual | [5 empty] | 11 | 0.96 |  |  |  | 0 | 0 | 0 | 49.1293 | 0 | 0 | 0 | 0 | 0 | 0 | 0 | 0 | 2006 Qtr 1: 0; 2006 Qtr 2: 0; 2006 Qtr 3: 0; 2006 Qtr 4: 0; 2007 Qtr 1: 0; 2007 Qtr 2: 0; 2007 Qtr 3: 0; 2007 Qtr 4: 0; 2008 Qtr 1: 0; 2008 Qtr 2: 0; 2008 Qtr 3: 0; 2008 Qtr 4: 49.1293 | 49.1293
0 | 234303-Lighting-Remove 4 Ft Lamp (De-Lamp) - Tr1 | COFL00AVDEL01 | 7 | Commercial | 18-OFS-Office–Small-IntLight | 0 |  |  |  |  | 28.2518 | 16.4871 | 0 | 0 | 0 | 11.7647 | 104.8272 |  | kWh | 0.031445 | -0.030485 | Commercial |  | Annual | [5 empty] | 11 | 0.96 |  |  |  | 0 | 0 | 0 | 24.5647 | 0 | 0 | 0 | 0 | 0 | 0 | 0 | 0 | 2006 Qtr 1: 0; 2006 Qtr 2: 0; 2006 Qtr 3: 0; 2006 Qtr 4: 0; 2007 Qtr 1: 0; 2007 Qtr 2: 0; 2007 Qtr 3: 0; 2007 Qtr 4: 0; 2008 Qtr 1: 0; 2008 Qtr 2: 0; 2008 Qtr 3: 0; 2008 Qtr 4: 24.5647 | 24.5647
0 | 234330-Premium T8 with T12 40 Watt Baseline - Tr1 |  | 7 | Commercial | 18-OFS-Office–Small-IntLight | 0 |  |  |  |  | 13.9589 | 13.1897 | 0 | 0 | 0 | 0.76922 | 31.525 |  | kWh | 0.0094564 | -0.009168 | Commercial |  | Annual | [5 empty] | 11 | 0.96 |  |  |  | 0 | 0 | 0 | 34.5725 | 0 | 0 | 0 | 0 | 0 | 0 | 0 | 0 | 2006 Qtr 1: 0; 2006 Qtr 2: 0; 2006 Qtr 3: 0; 2006 Qtr 4: 0; 2007 Qtr 1: 0; 2007 Qtr 2: 0; 2007 Qtr 3: 0; 2007 Qtr 4: 0; 2008 Qtr 1: 0; 2008 Qtr 2: 0; 2008 Qtr 3: 0; 2008 Qtr 4: 34.5725 | 34.5725
0 | 234303-Lighting-Remove 4 Ft Lamp (De-Lamp) - Tr1 | COFL00AVDEL01 | 7 | Commercial | 18-OFS-Office–Small-IntLight | 0 |  |  |  |  | 28.2518 | 16.4871 | 0 | 0 | 0 | 11.7647 | 104.8272 |  | kWh | 0.031445 | -0.030485 | Commercial |  | Annual | [5 empty] | 11 | 0.96 |  |  |  | 0 | 0 | 0 | 24.5647 | 0 | 0 | 0 | 0 | 0 | 0 | 0 | 0 | 2006 Qtr 1: 0; 2006 Qtr 2: 0; 2006 Qtr 3: 0; 2006 Qtr 4: 0; 2007 Qtr 1: 0; 2007 Qtr 2: 0; 2007 Qtr 3: 0; 2007 Qtr 4: 0; 2008 Qtr 1: 0; 2008 Qtr 2: 0; 2008 Qtr 3: 0; 2008 Qtr 4: 24.5647 | 24.5647
0 | 234312-Lighting-Screw in 14-26 Watt Lamp - Tr1 | Averaged DEER Msrs | 7 | Commercial | 23-RTL-Retail–SingleStorylarge-LIT_INT | 0 |  |  |  |  | 10.5108 | 10.3931 | 0 | 0 | 0 | 0.11768 | 55.0025 |  | kWh | 0.013579 | -0.077184 | Commercial |  | Annual | [5 empty] | 1.74 | 0.96 |  |  |  | 0 | 0 | 0 | 8.7558 | 0 | 0 | 0 | 0 | 0 | 0 | 0 | 0 | 2006 Qtr 1: 0; 2006 Qtr 2: 0; 2006 Qtr 3: 0; 2006 Qtr 4: 0; 2007 Qtr 1: 0; 2007 Qtr 2: 0; 2007 Qtr 3: 0; 2007 Qtr 4: 0; 2008 Qtr 1: 0; 2008 Qtr 2: 0; 2008 Qtr 3: 0; 2008 Qtr 4: 8.7558 | 8.7558
0 | 234330-Premium T8 with T12 40 Watt Baseline - Tr1 |  | 7 | Commercial | 23-RTL-Retail–SingleStorylarge-LIT_INT | 0 |  |  |  |  | 13.9589 | 13.1897 | 0 | 0 | 0 | 0.76922 | 35.6051 |  | kWh | 0.010639 | -0.048435 | Commercial |  | Annual | [5 empty] | 11 | 0.96 |  |  |  | 0 | 0 | 0 | 18.196 | 0 | 0 | 0 | 0 | 0 | 0 | 0 | 0 | 2006 Qtr 1: 0; 2006 Qtr 2: 0; 2006 Qtr 3: 0; 2006 Qtr 4: 0; 2007 Qtr 1: 0; 2007 Qtr 2: 0; 2007 Qtr 3: 0; 2007 Qtr 4: 0; 2008 Qtr 1: 0; 2008 Qtr 2: 0; 2008 Qtr 3: 0; 2008 Qtr 4: 18.196 | 18.196
0 | 234330-Premium T8 with T12 40 Watt Baseline - Tr1 |  | 7 | Commercial | 23-RTL-Retail–SingleStorylarge-LIT_INT | 0 |  |  |  |  | 13.9589 | 13.1897 | 0 | 0 | 0 | 0.76922 | 35.6051 |  | kWh | 0.010639 | -0.048435 | Commercial |  | Annual | [5 empty] | 11 | 0.96 |  |  |  | 0 | 0 | 0 | 10.9176 | 0 | 0 | 0 | 0 | 0 | 0 | 0 | 0 | 2006 Qtr 1: 0; 2006 Qtr 2: 0; 2006 Qtr 3: 0; 2006 Qtr 4: 0; 2007 Qtr 1: 0; 2007 Qtr 2: 0; 2007 Qtr 3: 0; 2007 Qtr 4: 0; 2008 Qtr 1: 0; 2008 Qtr 2: 0; 2008 Qtr 3: 0; 2008 Qtr 4: 10.9176 | 10.9176
0 | 234330-Premium T8 with T12 40 Watt Baseline - Tr1 |  | 7 | Commercial | 23-RTL-Retail–SingleStorylarge-LIT_INT | 0 |  |  |  |  | 13.9589 | 13.1897 | 0 | 0 | 0 | 0.76922 | 35.6051 |  | kWh | 0.010639 | -0.048435 | Commercial |  | Annual | [5 empty] | 11 | 0.96 |  |  |  | 0 | 0 | 0 | 23.6549 | 0 | 0 | 0 | 0 | 0 | 0 | 0 | 0 | 2006 Qtr 1: 0; 2006 Qtr 2: 0; 2006 Qtr 3: 0; 2006 Qtr 4: 0; 2007 Qtr 1: 0; 2007 Qtr 2: 0; 2007 Qtr 3: 0; 2007 Qtr 4: 0; 2008 Qtr 1: 0; 2008 Qtr 2: 0; 2008 Qtr 3: 0; 2008 Qtr 4: 23.6549 | 23.6549
0 | 234049-Lighting-LED Exit Sign New Sign | CALC00AVETS01 | 10 | Commercial | 02-ASM-Assembly-Exit | 0 |  |  |  |  | 65.3696 | 45 | 0 | 0 | 0 | 20.3696 | 351.311 |  | kWh | 0 | 0 | Commercial |  | Annual | [5 empty] | 16 | 0.96 |  |  |  | 0 | 0 | 0 | 2 | 0 | 0 | 0 | 0 | 0 | 0 | 0 | 0 | 2006 Qtr 1: 0; 2006 Qtr 2: 0; 2006 Qtr 3: 0; 2006 Qtr 4: 0; 2007 Qtr 1: 0; 2007 Qtr 2: 0; 2007 Qtr 3: 0; 2007 Qtr 4: 0; 2008 Qtr 1: 0; 2008 Qtr 2: 0; 2008 Qtr 3: 0; 2008 Qtr 4: 2 | 2
0 | 234330-Premium T8 with T12 40 Watt Baseline - Tr1 |  | 10 | Commercial | 21-RSD-Restaurant–SitDown-LIT_INT | 0 |  |  |  |  | 13.9589 | 13.1897 | 0 | 0 | 0 | 0.76922 | 49.6893 |  | kWh | 0.0099245 | -0.24127 | Commercial |  | Annual | [5 empty] | 11 | 0.96 |  |  |  | 0 | 0 | 0 | 103.7174 | 0 | 0 | 0 | 0 | 0 | 0 | 0 | 0 | 2006 Qtr 1: 0; 2006 Qtr 2: 0; 2006 Qtr 3: 0; 2006 Qtr 4: 0; 2007 Qtr 1: 0; 2007 Qtr 2: 0; 2007 Qtr 3: 0; 2007 Qtr 4: 0; 2008 Qtr 1: 0; 2008 Qtr 2: 0; 2008 Qtr 3: 0; 2008 Qtr 4: 103.7174 | 103.7174
0 | 234303-Lighting-Remove 4 Ft Lamp (De-Lamp) - Tr1 | COFL00AVDEL01 | 10 | Commercial | 21-RSD-Restaurant–SitDown-LIT_INT | 0 |  |  |  |  | 28.2518 | 16.4871 | 0 | 0 | 0 | 11.7647 | 165.2271 |  | kWh | 0.033001 | -0.80229 | Commercial |  | Annual | [5 empty] | 11 | 0.96 |  |  |  | 0 | 0 | 0 | 3.6392 | 0 | 0 | 0 | 0 | 0 | 0 | 0 | 0 | 2006 Qtr 1: 0; 2006 Qtr 2: 0; 2006 Qtr 3: 0; 2006 Qtr 4: 0; 2007 Qtr 1: 0; 2007 Qtr 2: 0; 2007 Qtr 3: 0; 2007 Qtr 4: 0; 2008 Qtr 1: 0; 2008 Qtr 2: 0; 2008 Qtr 3: 0; 2008 Qtr 4: 3.6392 | 3.6392
0 | 234312-Lighting-Screw in 14-26 Watt Lamp - Tr1 | Averaged DEER Msrs | 10 | Commercial | 21-RSD-Restaurant–SitDown-LIT_INT | 0 |  |  |  |  | 10.5108 | 10.3931 | 0 | 0 | 0 | 0.11768 | 154.6644 |  | kWh | 0.0040744 | -0.59189 | Commercial |  | Annual | [5 empty] | 1.74 | 0.96 |  |  |  | 0 | 0 | 0 | 14.144 | 0 | 0 | 0 | 0 | 0 | 0 | 0 | 0 | 2006 Qtr 1: 0; 2006 Qtr 2: 0; 2006 Qtr 3: 0; 2006 Qtr 4: 0; 2007 Qtr 1: 0; 2007 Qtr 2: 0; 2007 Qtr 3: 0; 2007 Qtr 4: 0; 2008 Qtr 1: 0; 2008 Qtr 2: 0; 2008 Qtr 3: 0; 2008 Qtr 4: 14.144 | 14.144
0 | 234331-Premium T8 with T12 40 Watt Baseline - Tr2 |  | 7 | Commercial | 18-OFS-Office–Small-IntLight | 0 |  |  |  |  | 13.9591 | 9.8923 | 0 | 0 | 0 | 4.0668 | 32.5502 |  | kWh | 0.009764 | -0.0094661 | Commercial |  | Annual | [5 empty] | 11 | 0.96 |  |  |  | 0 | 0 | 0 | 118.2743 | 0 | 0 | 0 | 0 | 0 | 0 | 0 | 0 | 2006 Qtr 1: 0; 2006 Qtr 2: 0; 2006 Qtr 3: 0; 2006 Qtr 4: 0; 2007 Qtr 1: 0; 2007 Qtr 2: 0; 2007 Qtr 3: 0; 2007 Qtr 4: 0; 2008 Qtr 1: 0; 2008 Qtr 2: 0; 2008 Qtr 3: 0; 2008 Qtr 4: 118.2743 | 118.2743
0 | 234049-Lighting-LED Exit Sign New Sign | CALC00AVETS01 | 7 | Commercial | 02-ASM-Assembly-Exit | 0 |  |  |  |  | 65.3696 | 45 | 0 | 0 | 0 | 20.3696 | 351.311 |  | kWh | 0 | 0 | Commercial |  | Annual | [5 empty] | 16 | 0.96 |  |  |  | 0 | 0 | 0 | 2 | 0 | 0 | 0 | 0 | 0 | 0 | 0 | 0 | 2006 Qtr 1: 0; 2006 Qtr 2: 0; 2006 Qtr 3: 0; 2006 Qtr 4: 0; 2007 Qtr 1: 0; 2007 Qtr 2: 0; 2007 Qtr 3: 0; 2007 Qtr 4: 0; 2008 Qtr 1: 0; 2008 Qtr 2: 0; 2008 Qtr 3: 0; 2008 Qtr 4: 2 | 2
0 | 234331-Premium T8 with T12 40 Watt Baseline - Tr2 |  | 10 | Commercial | 23-RTL-Retail–SingleStorylarge-LIT_INT | 0 |  |  |  |  | 13.9591 | 9.8923 | 0 | 0 | 0 | 4.0668 | 36.7052 |  | kWh | 0.010932 | -0.07933 | Commercial |  | Annual | [5 empty] | 11 | 0.96 |  |  |  | 0 | 0 | 0 | 50.9489 | 0 | 0 | 0 | 0 | 0 | 0 | 0 | 0 | 2006 Qtr 1: 0; 2006 Qtr 2: 0; 2006 Qtr 3: 0; 2006 Qtr 4: 0; 2007 Qtr 1: 0; 2007 Qtr 2: 0; 2007 Qtr 3: 0; 2007 Qtr 4: 0; 2008 Qtr 1: 0; 2008 Qtr 2: 0; 2008 Qtr 3: 0; 2008 Qtr 4: 50.9489 | 50.9489
0 | 234208-Lighting-8 Ft T-8 with Elec Ballast-Tr2 |  | 10 | Commercial | 23-RTL-Retail–SingleStorylarge-LIT_INT | 0 |  |  |  |  | 35.7165 | 16.4871 | 0 | 0 | 0 | 19.2294 | 29.7688 |  | kWh | 0.0088663 | -0.064338 | Commercial |  | Annual | [5 empty] | 11 | 0.96 |  |  |  | 0 | 0 | 0 | 1.8196 | 0 | 0 | 0 | 0 | 0 | 0 | 0 | 0 | 2006 Qtr 1: 0; 2006 Qtr 2: 0; 2006 Qtr 3: 0; 2006 Qtr 4: 0; 2007 Qtr 1: 0; 2007 Qtr 2: 0; 2007 Qtr 3: 0; 2007 Qtr 4: 0; 2008 Qtr 1: 0; 2008 Qtr 2: 0; 2008 Qtr 3: 0; 2008 Qtr 4: 1.8196 | 1.8196
0 | 234307-Lighting-Remove 8 Ft Lamp (De-Lamp) - Tr2 | CRTL00AVDEL02 | 10 | Commercial | 23-RTL-Retail–SingleStorylarge-LIT_INT | 0 |  |  |  |  | 28.4684 | 16.4871 | 0 | 0 | 0 | 11.9813 | 195.0867 |  | kWh | 0.058105 | -0.42164 | Commercial |  | Annual | [5 empty] | 11 | 0.96 |  |  |  | 0 | 0 | 0 | 1.8196 | 0 | 0 | 0 | 0 | 0 | 0 | 0 | 0 | 2006 Qtr 1: 0; 2006 Qtr 2: 0; 2006 Qtr 3: 0; 2006 Qtr 4: 0; 2007 Qtr 1: 0; 2007 Qtr 2: 0; 2007 Qtr 3: 0; 2007 Qtr 4: 0; 2008 Qtr 1: 0; 2008 Qtr 2: 0; 2008 Qtr 3: 0; 2008 Qtr 4: 1.8196 | 1.8196
0 | 234331-Premium T8 with T12 40 Watt Baseline - Tr2 |  | 10 | Commercial | 18-OFS-Office–Small-IntLight | 0 |  |  |  |  | 13.9591 | 9.8923 | 0 | 0 | 0 | 4.0668 | 32.724 |  | kWh | 0.0099299 | -0.017536 | Commercial |  | Annual | [5 empty] | 11 | 0.96 |  |  |  | 0 | 0 | 0 | 23.6549 | 0 | 0 | 0 | 0 | 0 | 0 | 0 | 0 | 2006 Qtr 1: 0; 2006 Qtr 2: 0; 2006 Qtr 3: 0; 2006 Qtr 4: 0; 2007 Qtr 1: 0; 2007 Qtr 2: 0; 2007 Qtr 3: 0; 2007 Qtr 4: 0; 2008 Qtr 1: 0; 2008 Qtr 2: 0; 2008 Qtr 3: 0; 2008 Qtr 4: 23.6549 | 23.6549
0 | 234331-Premium T8 with T12 40 Watt Baseline - Tr2 |  | 10 | Commercial | 23-RTL-Retail–SingleStorylarge-LIT_INT | 0 |  |  |  |  | 13.9591 | 9.8923 | 0 | 0 | 0 | 4.0668 | 36.7052 |  | kWh | 0.010932 | -0.07933 | Commercial |  | Annual | [5 empty] | 11 | 0.96 |  |  |  | 0 | 0 | 0 | 29.1137 | 0 | 0 | 0 | 0 | 0 | 0 | 0 | 0 | 2006 Qtr 1: 0; 2006 Qtr 2: 0; 2006 Qtr 3: 0; 2006 Qtr 4: 0; 2007 Qtr 1: 0; 2007 Qtr 2: 0; 2007 Qtr 3: 0; 2007 Qtr 4: 0; 2008 Qtr 1: 0; 2008 Qtr 2: 0; 2008 Qtr 3: 0; 2008 Qtr 4: 29.1137 | 29.1137
0 | 234049-Lighting-LED Exit Sign New Sign | CALC00AVETS01 | 7 | Commercial | 02-ASM-Assembly-Exit | 0 |  |  |  |  | 65.3696 | 45 | 0 | 0 | 0 | 20.3696 | 351.311 |  | kWh | 0 | 0 | Commercial |  | Annual | [5 empty] | 16 | 0.96 |  |  |  | 0 | 0 | 0 | 34 | 0 | 0 | 0 | 0 | 0 | 0 | 0 | 0 | 2006 Qtr 1: 0; 2006 Qtr 2: 0; 2006 Qtr 3: 0; 2006 Qtr 4: 0; 2007 Qtr 1: 0; 2007 Qtr 2: 0; 2007 Qtr 3: 0; 2007 Qtr 4: 0; 2008 Qtr 1: 0; 2008 Qtr 2: 0; 2008 Qtr 3: 0; 2008 Qtr 4: 34 | 34
0 | 234311-Lighting-Screw in >27 Watt Lamp - Tr3 | Averaged DEER Msrs | 10 | Commercial | 01-ALC-AllCommercial-IntLight | 0 |  |  |  |  | 12.0315 | 3.3406 | 0 | 0 | 0 | 8.6908 | 113.3789 |  | kWh | 0.0072287 | -0.19845 | Commercial |  | Annual | [5 empty] | 1.8 | 0.96 |  |  |  | 0 | 0 | 0 | 11.4499 | 0 | 0 | 0 | 0 | 0 | 0 | 0 | 0 | 2006 Qtr 1: 0; 2006 Qtr 2: 0; 2006 Qtr 3: 0; 2006 Qtr 4: 0; 2007 Qtr 1: 0; 2007 Qtr 2: 0; 2007 Qtr 3: 0; 2007 Qtr 4: 0; 2008 Qtr 1: 0; 2008 Qtr 2: 0; 2008 Qtr 3: 0; 2008 Qtr 4: 11.4499 | 11.4499
0 | 234332-Premium T8 with T12 40 Watt Baseline - Tr3 |  | 10 | Commercial | 01-ALC-AllCommercial-IntLight | 0 |  |  |  |  | 13.9591 | 7.1444 | 0 | 0 | 0 | 6.8147 | 26.3874 |  | kWh | 0.0071529 | -0.043214 | Commercial |  | Annual | [5 empty] | 11 | 0.96 |  |  |  | 0 | 0 | 0 | 169.2232 | 0 | 0 | 0 | 0 | 0 | 0 | 0 | 0 | 2006 Qtr 1: 0; 2006 Qtr 2: 0; 2006 Qtr 3: 0; 2006 Qtr 4: 0; 2007 Qtr 1: 0; 2007 Qtr 2: 0; 2007 Qtr 3: 0; 2007 Qtr 4: 0; 2008 Qtr 1: 0; 2008 Qtr 2: 0; 2008 Qtr 3: 0; 2008 Qtr 4: 169.2232 | 169.2232
0 | 234305-Lighting-Remove 4 Ft Lamp (De-Lamp) - Tr3 | COFL00AVDEL01 | 10 | Commercial | 01-ALC-AllCommercial-IntLight | 0 |  |  |  |  | 28.2538 | 8.7931 | 0 | 0 | 0 | 19.4607 | 93.8474 |  | kWh | 0.025439 | -0.15369 | Commercial |  | Annual | [5 empty] | 11 | 0.96 |  |  |  | 0 | 0 | 0 | 109.1763 | 0 | 0 | 0 | 0 | 0 | 0 | 0 | 0 | 2006 Qtr 1: 0; 2006 Qtr 2: 0; 2006 Qtr 3: 0; 2006 Qtr 4: 0; 2007 Qtr 1: 0; 2007 Qtr 2: 0; 2007 Qtr 3: 0; 2007 Qtr 4: 0; 2008 Qtr 1: 0; 2008 Qtr 2: 0; 2008 Qtr 3: 0; 2008 Qtr 4: 109.1763 | 109.1763
0 | 234360-Lighting-IntrHiByLnrFlscntFxtr244wrplc400w(TrI)Tr1 |  | 10 | Commercial | 23-RTL-Retail–SingleStorylarge-LIT_INT | 0 |  |  |  |  | 328.1301 | 153.8404 | 0 | 0 | 0 | 174.2897 | 683.5787 |  | kWh | 0.17278 | -1.4774 | Commercial |  | Annual | [5 empty] | 11 | 0.96 |  |  |  | 0 | 0 | 0 | 6.8253 | 0 | 0 | 0 | 0 | 0 | 0 | 0 | 0 | 2006 Qtr 1: 0; 2006 Qtr 2: 0; 2006 Qtr 3: 0; 2006 Qtr 4: 0; 2007 Qtr 1: 0; 2007 Qtr 2: 0; 2007 Qtr 3: 0; 2007 Qtr 4: 0; 2008 Qtr 1: 0; 2008 Qtr 2: 0; 2008 Qtr 3: 0; 2008 Qtr 4: 6.8253 | 6.8253
0 | 234285-Lighting-Occpncy Snsr-Hi-Bay integrated Snsr-Tr1 |  | 10 | Commercial | 23-RTL-Retail–SingleStorylarge-LIT_INT | 0 |  |  |  |  | 140.9479 | 95.5 | 0 | 0 | 0 | 45.4479 | 1661 |  | kWh | 0 | 0 | Commercial |  | Annual | [5 empty] | 8 | 0.96 |  |  |  | 0 | 0 | 0 | 7 | 0 | 0 | 0 | 0 | 0 | 0 | 0 | 0 | 2006 Qtr 1: 0; 2006 Qtr 2: 0; 2006 Qtr 3: 0; 2006 Qtr 4: 0; 2007 Qtr 1: 0; 2007 Qtr 2: 0; 2007 Qtr 3: 0; 2007 Qtr 4: 0; 2008 Qtr 1: 0; 2008 Qtr 2: 0; 2008 Qtr 3: 0; 2008 Qtr 4: 7 | 7
0 | 234330-Premium T8 with T12 40 Watt Baseline - Tr1 |  | 10 | Commercial | 23-RTL-Retail–SingleStorylarge-LIT_INT | 0 |  |  |  |  | 13.9589 | 13.1897 | 0 | 0 | 0 | 0.76922 | 35.5491 |  | kWh | 0.010588 | -0.076831 | Commercial |  | Annual | [5 empty] | 11 | 0.96 |  |  |  | 0 | 0 | 0 | 14.5568 | 0 | 0 | 0 | 0 | 0 | 0 | 0 | 0 | 2006 Qtr 1: 0; 2006 Qtr 2: 0; 2006 Qtr 3: 0; 2006 Qtr 4: 0; 2007 Qtr 1: 0; 2007 Qtr 2: 0; 2007 Qtr 3: 0; 2007 Qtr 4: 0; 2008 Qtr 1: 0; 2008 Qtr 2: 0; 2008 Qtr 3: 0; 2008 Qtr 4: 14.5568 | 14.5568
0 | 234330-Premium T8 with T12 40 Watt Baseline - Tr1 |  | 7 | Commercial | 18-OFS-Office–Small-IntLight | 0 |  |  |  |  | 13.9589 | 13.1897 | 0 | 0 | 0 | 0.76922 | 31.525 |  | kWh | 0.0094564 | -0.009168 | Commercial |  | Annual | [5 empty] | 11 | 0.96 |  |  |  | 0 | 0 | 0 | 8.1882 | 0 | 0 | 0 | 0 | 0 | 0 | 0 | 0 | 2006 Qtr 1: 0; 2006 Qtr 2: 0; 2006 Qtr 3: 0; 2006 Qtr 4: 0; 2007 Qtr 1: 0; 2007 Qtr 2: 0; 2007 Qtr 3: 0; 2007 Qtr 4: 0; 2008 Qtr 1: 0; 2008 Qtr 2: 0; 2008 Qtr 3: 0; 2008 Qtr 4: 8.1882 | 8.1882
0 | 234303-Lighting-Remove 4 Ft Lamp (De-Lamp) - Tr1 | COFL00AVDEL01 | 7 | Commercial | 18-OFS-Office–Small-IntLight | 0 |  |  |  |  | 28.2518 | 16.4871 | 0 | 0 | 0 | 11.7647 | 104.8272 |  | kWh | 0.031445 | -0.030485 | Commercial |  | Annual | [5 empty] | 11 | 0.96 |  |  |  | 0 | 0 | 0 | 12.7372 | 0 | 0 | 0 | 0 | 0 | 0 | 0 | 0 | 2006 Qtr 1: 0; 2006 Qtr 2: 0; 2006 Qtr 3: 0; 2006 Qtr 4: 0; 2007 Qtr 1: 0; 2007 Qtr 2: 0; 2007 Qtr 3: 0; 2007 Qtr 4: 0; 2008 Qtr 1: 0; 2008 Qtr 2: 0; 2008 Qtr 3: 0; 2008 Qtr 4: 12.7372 | 12.7372
0 | 234331-Premium T8 with T12 40 Watt Baseline - Tr2 |  | 7 | Commercial | 18-OFS-Office–Small-IntLight | 0 |  |  |  |  | 13.9591 | 9.8923 | 0 | 0 | 0 | 4.0668 | 32.5502 |  | kWh | 0.009764 | -0.0094661 | Commercial |  | Annual | [5 empty] | 11 | 0.96 |  |  |  | 0 | 0 | 0 | 27.2941 | 0 | 0 | 0 | 0 | 0 | 0 | 0 | 0 | 2006 Qtr 1: 0; 2006 Qtr 2: 0; 2006 Qtr 3: 0; 2006 Qtr 4: 0; 2007 Qtr 1: 0; 2007 Qtr 2: 0; 2007 Qtr 3: 0; 2007 Qtr 4: 0; 2008 Qtr 1: 0; 2008 Qtr 2: 0; 2008 Qtr 3: 0; 2008 Qtr 4: 27.2941 | 27.2941
0 | 234304-Lighting-Remove 4 Ft Lamp (De-Lamp) - Tr2 | COFL00AVDEL01 | 7 | Commercial | 18-OFS-Office–Small-IntLight | 0 |  |  |  |  | 28.2538 | 12.3653 | 0 | 0 | 0 | 15.8885 | 104.8272 |  | kWh | 0.031445 | -0.030485 | Commercial |  | Annual | [5 empty] | 11 | 0.96 |  |  |  | 0 | 0 | 0 | 27.2941 | 0 | 0 | 0 | 0 | 0 | 0 | 0 | 0 | 2006 Qtr 1: 0; 2006 Qtr 2: 0; 2006 Qtr 3: 0; 2006 Qtr 4: 0; 2007 Qtr 1: 0; 2007 Qtr 2: 0; 2007 Qtr 3: 0; 2007 Qtr 4: 0; 2008 Qtr 1: 0; 2008 Qtr 2: 0; 2008 Qtr 3: 0; 2008 Qtr 4: 27.2941 | 27.2941
0 | 234331-Premium T8 with T12 40 Watt Baseline - Tr2 |  | 7 | Commercial | 18-OFS-Office–Small-IntLight | 0 |  |  |  |  | 13.9591 | 9.8923 | 0 | 0 | 0 | 4.0668 | 32.5502 |  | kWh | 0.009764 | -0.0094661 | Commercial |  | Annual | [5 empty] | 11 | 0.96 |  |  |  | 0 | 0 | 0 | 47.3097 | 0 | 0 | 0 | 0 | 0 | 0 | 0 | 0 | 2006 Qtr 1: 0; 2006 Qtr 2: 0; 2006 Qtr 3: 0; 2006 Qtr 4: 0; 2007 Qtr 1: 0; 2007 Qtr 2: 0; 2007 Qtr 3: 0; 2007 Qtr 4: 0; 2008 Qtr 1: 0; 2008 Qtr 2: 0; 2008 Qtr 3: 0; 2008 Qtr 4: 47.3097 | 47.3097
0 | 234304-Lighting-Remove 4 Ft Lamp (De-Lamp) - Tr2 | COFL00AVDEL01 | 7 | Commercial | 18-OFS-Office–Small-IntLight | 0 |  |  |  |  | 28.2538 | 12.3653 | 0 | 0 | 0 | 15.8885 | 104.8272 |  | kWh | 0.031445 | -0.030485 | Commercial |  | Annual | [5 empty] | 11 | 0.96 |  |  |  | 0 | 0 | 0 | 47.3097 | 0 | 0 | 0 | 0 | 0 | 0 | 0 | 0 | 2006 Qtr 1: 0; 2006 Qtr 2: 0; 2006 Qtr 3: 0; 2006 Qtr 4: 0; 2007 Qtr 1: 0; 2007 Qtr 2: 0; 2007 Qtr 3: 0; 2007 Qtr 4: 0; 2008 Qtr 1: 0; 2008 Qtr 2: 0; 2008 Qtr 3: 0; 2008 Qtr 4: 47.3097 | 47.3097
0 | 234330-Premium T8 with T12 40 Watt Baseline - Tr1 |  | 7 | Commercial | 23-RTL-Retail–SingleStorylarge-LIT_INT | 0 |  |  |  |  | 13.9589 | 13.1897 | 0 | 0 | 0 | 0.76922 | 35.6051 |  | kWh | 0.010639 | -0.048435 | Commercial |  | Annual | [5 empty] | 11 | 0.96 |  |  |  | 0 | 0 | 0 | 21.8353 | 0 | 0 | 0 | 0 | 0 | 0 | 0 | 0 | 2006 Qtr 1: 0; 2006 Qtr 2: 0; 2006 Qtr 3: 0; 2006 Qtr 4: 0; 2007 Qtr 1: 0; 2007 Qtr 2: 0; 2007 Qtr 3: 0; 2007 Qtr 4: 0; 2008 Qtr 1: 0; 2008 Qtr 2: 0; 2008 Qtr 3: 0; 2008 Qtr 4: 21.8353 | 21.8353
0 | 234303-Lighting-Remove 4 Ft Lamp (De-Lamp) - Tr1 | COFL00AVDEL01 | 7 | Commercial | 23-RTL-Retail–SingleStorylarge-LIT_INT | 0 |  |  |  |  | 28.2518 | 16.4871 | 0 | 0 | 0 | 11.7647 | 118.3941 |  | kWh | 0.035378 | -0.16106 | Commercial |  | Annual | [5 empty] | 11 | 0.96 |  |  |  | 0 | 0 | 0 | 21.8353 | 0 | 0 | 0 | 0 | 0 | 0 | 0 | 0 | 2006 Qtr 1: 0; 2006 Qtr 2: 0; 2006 Qtr 3: 0; 2006 Qtr 4: 0; 2007 Qtr 1: 0; 2007 Qtr 2: 0; 2007 Qtr 3: 0; 2007 Qtr 4: 0; 2008 Qtr 1: 0; 2008 Qtr 2: 0; 2008 Qtr 3: 0; 2008 Qtr 4: 21.8353 | 21.8353
0 | 234306-Lighting-Remove 8 Ft Lamp (De-Lamp) - Tr1 | CRTL00AVDEL02 | 7 | Commercial | 23-RTL-Retail–SingleStorylarge-LIT_INT | 0 |  |  |  |  | 28.4667 | 27.4785 | 0 | 0 | 0 | 0.98816 | 195.3937 |  | kWh | 0.058386 | -0.2658 | Commercial |  | Annual | [5 empty] | 11 | 0.96 |  |  |  | 0 | 0 | 0 | 5.4588 | 0 | 0 | 0 | 0 | 0 | 0 | 0 | 0 | 2006 Qtr 1: 0; 2006 Qtr 2: 0; 2006 Qtr 3: 0; 2006 Qtr 4: 0; 2007 Qtr 1: 0; 2007 Qtr 2: 0; 2007 Qtr 3: 0; 2007 Qtr 4: 0; 2008 Qtr 1: 0; 2008 Qtr 2: 0; 2008 Qtr 3: 0; 2008 Qtr 4: 5.4588 | 5.4588
0 | 234207-Lighting-8 Ft T-8 with Elec Ballast-Tr1 |  | 7 | Commercial | 23-RTL-Retail–SingleStorylarge-LIT_INT | 0 |  |  |  |  | 35.7163 | 21.9828 | 0 | 0 | 0 | 13.7335 | 29.5262 |  | kWh | 0.0088228 | -0.040166 | Commercial |  | Annual | [5 empty] | 11 | 0.96 |  |  |  | 0 | 0 | 0 | 5.4588 | 0 | 0 | 0 | 0 | 0 | 0 | 0 | 0 | 2006 Qtr 1: 0; 2006 Qtr 2: 0; 2006 Qtr 3: 0; 2006 Qtr 4: 0; 2007 Qtr 1: 0; 2007 Qtr 2: 0; 2007 Qtr 3: 0; 2007 Qtr 4: 0; 2008 Qtr 1: 0; 2008 Qtr 2: 0; 2008 Qtr 3: 0; 2008 Qtr 4: 5.4588 | 5.4588
0 | 234330-Premium T8 with T12 40 Watt Baseline - Tr1 |  | 7 | Commercial | 18-OFS-Office–Small-IntLight | 0 |  |  |  |  | 13.9589 | 13.1897 | 0 | 0 | 0 | 0.76922 | 31.525 |  | kWh | 0.0094564 | -0.009168 | Commercial |  | Annual | [5 empty] | 11 | 0.96 |  |  |  | 0 | 0 | 0 | 32.7529 | 0 | 0 | 0 | 0 | 0 | 0 | 0 | 0 | 2006 Qtr 1: 0; 2006 Qtr 2: 0; 2006 Qtr 3: 0; 2006 Qtr 4: 0; 2007 Qtr 1: 0; 2007 Qtr 2: 0; 2007 Qtr 3: 0; 2007 Qtr 4: 0; 2008 Qtr 1: 0; 2008 Qtr 2: 0; 2008 Qtr 3: 0; 2008 Qtr 4: 32.7529 | 32.7529
0 | 234303-Lighting-Remove 4 Ft Lamp (De-Lamp) - Tr1 | COFL00AVDEL01 | 7 | Commercial | 18-OFS-Office–Small-IntLight | 0 |  |  |  |  | 28.2518 | 16.4871 | 0 | 0 | 0 | 11.7647 | 104.8272 |  | kWh | 0.031445 | -0.030485 | Commercial |  | Annual | [5 empty] | 11 | 0.96 |  |  |  | 0 | 0 | 0 | 32.7529 | 0 | 0 | 0 | 0 | 0 | 0 | 0 | 0 | 2006 Qtr 1: 0; 2006 Qtr 2: 0; 2006 Qtr 3: 0; 2006 Qtr 4: 0; 2007 Qtr 1: 0; 2007 Qtr 2: 0; 2007 Qtr 3: 0; 2007 Qtr 4: 0; 2008 Qtr 1: 0; 2008 Qtr 2: 0; 2008 Qtr 3: 0; 2008 Qtr 4: 32.7529 | 32.7529
0 | 234148-Premium T8 with T12 40 Watt Baseline |  | 10 | Commercial | 18-OFS-Office–Small-IntLight | 0 |  |  |  |  | 13.9591 | 13.1897 | 0 | 0 | 0 | 0.7694 | 68.2823 |  | kWh | 0.02072 | -0.03659 | Commercial |  | Annual | [5 empty] | 11 | 0.96 |  |  |  | 0 | 0 | 0 | 70.9646 | 0 | 0 | 0 | 0 | 0 | 0 | 0 | 0 | 2006 Qtr 1: 0; 2006 Qtr 2: 0; 2006 Qtr 3: 0; 2006 Qtr 4: 0; 2007 Qtr 1: 0; 2007 Qtr 2: 0; 2007 Qtr 3: 0; 2007 Qtr 4: 0; 2008 Qtr 1: 0; 2008 Qtr 2: 0; 2008 Qtr 3: 0; 2008 Qtr 4: 70.9646 | 70.9646
0 | 234053-Lighting-Remove 4 Ft Lamp (De-Lamp) | COFL00AVDEL01 | 10 | Commercial | 18-OFS-Office–Small-IntLight | 0 |  |  |  |  | 28.2538 | 16.4871 | 0 | 0 | 0 | 11.7667 | 105.3867 |  | kWh | 0.031979 | -0.056473 | Commercial |  | Annual | [5 empty] | 11 | 0.96 |  |  |  | 0 | 0 | 0 | 70.9646 | 0 | 0 | 0 | 0 | 0 | 0 | 0 | 0 | 2006 Qtr 1: 0; 2006 Qtr 2: 0; 2006 Qtr 3: 0; 2006 Qtr 4: 0; 2007 Qtr 1: 0; 2007 Qtr 2: 0; 2007 Qtr 3: 0; 2007 Qtr 4: 0; 2008 Qtr 1: 0; 2008 Qtr 2: 0; 2008 Qtr 3: 0; 2008 Qtr 4: 70.9646 | 70.9646
0 | 234331-Premium T8 with T12 40 Watt Baseline - Tr2 |  | 10 | Commercial | 18-OFS-Office–Small-IntLight | 0 |  |  |  |  | 13.9591 | 9.8923 | 0 | 0 | 0 | 4.0668 | 32.724 |  | kWh | 0.0099299 | -0.017536 | Commercial |  | Annual | [5 empty] | 11 | 0.96 |  |  |  | 0 | 0 | 0 | 18.196 | 0 | 0 | 0 | 0 | 0 | 0 | 0 | 0 | 2006 Qtr 1: 0; 2006 Qtr 2: 0; 2006 Qtr 3: 0; 2006 Qtr 4: 0; 2007 Qtr 1: 0; 2007 Qtr 2: 0; 2007 Qtr 3: 0; 2007 Qtr 4: 0; 2008 Qtr 1: 0; 2008 Qtr 2: 0; 2008 Qtr 3: 0; 2008 Qtr 4: 18.196 | 18.196
0 | 234304-Lighting-Remove 4 Ft Lamp (De-Lamp) - Tr2 | COFL00AVDEL01 | 10 | Commercial | 18-OFS-Office–Small-IntLight | 0 |  |  |  |  | 28.2538 | 12.3653 | 0 | 0 | 0 | 15.8885 | 105.3867 |  | kWh | 0.031979 | -0.056473 | Commercial |  | Annual | [5 empty] | 11 | 0.96 |  |  |  | 0 | 0 | 0 | 18.196 | 0 | 0 | 0 | 0 | 0 | 0 | 0 | 0 | 2006 Qtr 1: 0; 2006 Qtr 2: 0; 2006 Qtr 3: 0; 2006 Qtr 4: 0; 2007 Qtr 1: 0; 2007 Qtr 2: 0; 2007 Qtr 3: 0; 2007 Qtr 4: 0; 2008 Qtr 1: 0; 2008 Qtr 2: 0; 2008 Qtr 3: 0; 2008 Qtr 4: 18.196 | 18.196
0 | 234331-Premium T8 with T12 40 Watt Baseline - Tr2 |  | 10 | Commercial | 18-OFS-Office–Small-IntLight | 0 |  |  |  |  | 13.9591 | 9.8923 | 0 | 0 | 0 | 4.0668 | 32.724 |  | kWh | 0.0099299 | -0.017536 | Commercial |  | Annual | [5 empty] | 11 | 0.96 |  |  |  | 0 | 0 | 0 | 47.3097 | 0 | 0 | 0 | 0 | 0 | 0 | 0 | 0 | 2006 Qtr 1: 0; 2006 Qtr 2: 0; 2006 Qtr 3: 0; 2006 Qtr 4: 0; 2007 Qtr 1: 0; 2007 Qtr 2: 0; 2007 Qtr 3: 0; 2007 Qtr 4: 0; 2008 Qtr 1: 0; 2008 Qtr 2: 0; 2008 Qtr 3: 0; 2008 Qtr 4: 47.3097 | 47.3097
0 | 234304-Lighting-Remove 4 Ft Lamp (De-Lamp) - Tr2 | COFL00AVDEL01 | 10 | Commercial | 18-OFS-Office–Small-IntLight | 0 |  |  |  |  | 28.2538 | 12.3653 | 0 | 0 | 0 | 15.8885 | 105.3867 |  | kWh | 0.031979 | -0.056473 | Commercial |  | Annual | [5 empty] | 11 | 0.96 |  |  |  | 0 | 0 | 0 | 47.3097 | 0 | 0 | 0 | 0 | 0 | 0 | 0 | 0 | 2006 Qtr 1: 0; 2006 Qtr 2: 0; 2006 Qtr 3: 0; 2006 Qtr 4: 0; 2007 Qtr 1: 0; 2007 Qtr 2: 0; 2007 Qtr 3: 0; 2007 Qtr 4: 0; 2008 Qtr 1: 0; 2008 Qtr 2: 0; 2008 Qtr 3: 0; 2008 Qtr 4: 47.3097 | 47.3097
0 | 234330-Premium T8 with T12 40 Watt Baseline - Tr1 |  | 10 | Commercial | 23-RTL-Retail–SingleStorylarge-LIT_INT | 0 |  |  |  |  | 13.9589 | 13.1897 | 0 | 0 | 0 | 0.76922 | 35.5491 |  | kWh | 0.010588 | -0.076831 | Commercial |  | Annual | [5 empty] | 11 | 0.96 |  |  |  | 0 | 0 | 0 | 116.4547 | 0 | 0 | 0 | 0 | 0 | 0 | 0 | 0 | 2006 Qtr 1: 0; 2006 Qtr 2: 0; 2006 Qtr 3: 0; 2006 Qtr 4: 0; 2007 Qtr 1: 0; 2007 Qtr 2: 0; 2007 Qtr 3: 0; 2007 Qtr 4: 0; 2008 Qtr 1: 0; 2008 Qtr 2: 0; 2008 Qtr 3: 0; 2008 Qtr 4: 116.4547 | 116.4547
0 | 234303-Lighting-Remove 4 Ft Lamp (De-Lamp) - Tr1 | COFL00AVDEL01 | 10 | Commercial | 23-RTL-Retail–SingleStorylarge-LIT_INT | 0 |  |  |  |  | 28.2518 | 16.4871 | 0 | 0 | 0 | 11.7647 | 118.2081 |  | kWh | 0.035207 | -0.25548 | Commercial |  | Annual | [5 empty] | 11 | 0.96 |  |  |  | 0 | 0 | 0 | 34.5725 | 0 | 0 | 0 | 0 | 0 | 0 | 0 | 0 | 2006 Qtr 1: 0; 2006 Qtr 2: 0; 2006 Qtr 3: 0; 2006 Qtr 4: 0; 2007 Qtr 1: 0; 2007 Qtr 2: 0; 2007 Qtr 3: 0; 2007 Qtr 4: 0; 2008 Qtr 1: 0; 2008 Qtr 2: 0; 2008 Qtr 3: 0; 2008 Qtr 4: 34.5725 | 34.5725
0 | 234049-Lighting-LED Exit Sign New Sign | CALC00AVETS01 | 10 | Commercial | 02-ASM-Assembly-Exit | 0 |  |  |  |  | 65.3696 | 45 | 0 | 0 | 0 | 20.3696 | 351.311 |  | kWh | 0 | 0 | Commercial |  | Annual | [5 empty] | 16 | 0.96 |  |  |  | 0 | 0 | 0 | 1 | 0 | 0 | 0 | 0 | 0 | 0 | 0 | 0 | 2006 Qtr 1: 0; 2006 Qtr 2: 0; 2006 Qtr 3: 0; 2006 Qtr 4: 0; 2007 Qtr 1: 0; 2007 Qtr 2: 0; 2007 Qtr 3: 0; 2007 Qtr 4: 0; 2008 Qtr 1: 0; 2008 Qtr 2: 0; 2008 Qtr 3: 0; 2008 Qtr 4: 1 | 1
0 | 234360-Lighting-IntrHiByLnrFlscntFxtr244wrplc400w(TrI)Tr1 |  | 10 | Commercial | 23-RTL-Retail–SingleStorylarge-LIT_INT | 0 |  |  |  |  | 328.1301 | 153.8404 | 0 | 0 | 0 | 174.2897 | 683.5787 |  | kWh | 0.17278 | -1.4774 | Commercial |  | Annual | [5 empty] | 11 | 0.96 |  |  |  | 0 | 0 | 0 | 6.8253 | 0 | 0 | 0 | 0 | 0 | 0 | 0 | 0 | 2006 Qtr 1: 0; 2006 Qtr 2: 0; 2006 Qtr 3: 0; 2006 Qtr 4: 0; 2007 Qtr 1: 0; 2007 Qtr 2: 0; 2007 Qtr 3: 0; 2007 Qtr 4: 0; 2008 Qtr 1: 0; 2008 Qtr 2: 0; 2008 Qtr 3: 0; 2008 Qtr 4: 6.8253 | 6.8253
0 | 234285-Lighting-Occpncy Snsr-Hi-Bay integrated Snsr-Tr1 |  | 10 | Commercial | 23-RTL-Retail–SingleStorylarge-LIT_INT | 0 |  |  |  |  | 140.9479 | 95.5 | 0 | 0 | 0 | 45.4479 | 1661 |  | kWh | 0 | 0 | Commercial |  | Annual | [5 empty] | 8 | 0.96 |  |  |  | 0 | 0 | 0 | 12 | 0 | 0 | 0 | 0 | 0 | 0 | 0 | 0 | 2006 Qtr 1: 0; 2006 Qtr 2: 0; 2006 Qtr 3: 0; 2006 Qtr 4: 0; 2007 Qtr 1: 0; 2007 Qtr 2: 0; 2007 Qtr 3: 0; 2007 Qtr 4: 0; 2008 Qtr 1: 0; 2008 Qtr 2: 0; 2008 Qtr 3: 0; 2008 Qtr 4: 12 | 12
0 | 234340-Lighting-Intr HiBy Lnr FlrscntFxtr600w rplc>400Tr1 |  | 10 | Commercial | 23-RTL-Retail–SingleStorylarge-LIT_INT | 0 |  |  |  |  | 666.6419 | 216.4022 | 0 | 0 | 0 | 450.2397 | 1732.2737 |  | kWh | 0.43784 | -3.7439 | Commercial |  | Annual | [5 empty] | 11 | 0.96 |  |  |  | 0 | 0 | 0 | 4.8752 | 0 | 0 | 0 | 0 | 0 | 0 | 0 | 0 | 2006 Qtr 1: 0; 2006 Qtr 2: 0; 2006 Qtr 3: 0; 2006 Qtr 4: 0; 2007 Qtr 1: 0; 2007 Qtr 2: 0; 2007 Qtr 3: 0; 2007 Qtr 4: 0; 2008 Qtr 1: 0; 2008 Qtr 2: 0; 2008 Qtr 3: 0; 2008 Qtr 4: 4.8752 | 4.8752
0 | 234330-Premium T8 with T12 40 Watt Baseline - Tr1 |  | 10 | Commercial | 01-ALC-AllCommercial-IntLight | 0 |  |  |  |  | 13.9589 | 11.8707 | 0 | 0 | 0 | 2.0882 | 28.2231 |  | kWh | 0.0076505 | -0.04622 | Commercial |  | Annual | [5 empty] | 11 | 0.96 |  |  |  | 0 | 0 | 0 | 836.1082 | 0 | 0 | 0 | 0 | 0 | 0 | 0 | 0 | 2006 Qtr 1: 0; 2006 Qtr 2: 0; 2006 Qtr 3: 0; 2006 Qtr 4: 0; 2007 Qtr 1: 0; 2007 Qtr 2: 0; 2007 Qtr 3: 0; 2007 Qtr 4: 0; 2008 Qtr 1: 0; 2008 Qtr 2: 0; 2008 Qtr 3: 0; 2008 Qtr 4: 836.1082 | 836.1082
0 | 234303-Lighting-Remove 4 Ft Lamp (De-Lamp) - Tr1 | COFL00AVDEL01 | 10 | Commercial | 01-ALC-AllCommercial-IntLight | 0 |  |  |  |  | 28.2518 | 14.8384 | 0 | 0 | 0 | 13.4134 | 93.8474 |  | kWh | 0.025439 | -0.15369 | Commercial |  | Annual | [5 empty] | 11 | 0.96 |  |  |  | 0 | 0 | 0 | 205.6153 | 0 | 0 | 0 | 0 | 0 | 0 | 0 | 0 | 2006 Qtr 1: 0; 2006 Qtr 2: 0; 2006 Qtr 3: 0; 2006 Qtr 4: 0; 2007 Qtr 1: 0; 2007 Qtr 2: 0; 2007 Qtr 3: 0; 2007 Qtr 4: 0; 2008 Qtr 1: 0; 2008 Qtr 2: 0; 2008 Qtr 3: 0; 2008 Qtr 4: 205.6153 | 205.6153
0 | 234330-Premium T8 with T12 40 Watt Baseline - Tr1 |  | 7 | Commercial | 18-OFS-Office–Small-IntLight | 0 |  |  |  |  | 13.9589 | 13.1897 | 0 | 0 | 0 | 0.76922 | 31.525 |  | kWh | 0.0094564 | -0.009168 | Commercial |  | Annual | [5 empty] | 11 | 0.96 |  |  |  | 0 | 0 | 0 | 21.8353 | 0 | 0 | 0 | 0 | 0 | 0 | 0 | 0 | 2006 Qtr 1: 0; 2006 Qtr 2: 0; 2006 Qtr 3: 0; 2006 Qtr 4: 0; 2007 Qtr 1: 0; 2007 Qtr 2: 0; 2007 Qtr 3: 0; 2007 Qtr 4: 0; 2008 Qtr 1: 0; 2008 Qtr 2: 0; 2008 Qtr 3: 0; 2008 Qtr 4: 21.8353 | 21.8353
0 | 234303-Lighting-Remove 4 Ft Lamp (De-Lamp) - Tr1 | COFL00AVDEL01 | 7 | Commercial | 18-OFS-Office–Small-IntLight | 0 |  |  |  |  | 28.2518 | 16.4871 | 0 | 0 | 0 | 11.7647 | 104.8272 |  | kWh | 0.031445 | -0.030485 | Commercial |  | Annual | [5 empty] | 11 | 0.96 |  |  |  | 0 | 0 | 0 | 10.9176 | 0 | 0 | 0 | 0 | 0 | 0 | 0 | 0 | 2006 Qtr 1: 0; 2006 Qtr 2: 0; 2006 Qtr 3: 0; 2006 Qtr 4: 0; 2007 Qtr 1: 0; 2007 Qtr 2: 0; 2007 Qtr 3: 0; 2007 Qtr 4: 0; 2008 Qtr 1: 0; 2008 Qtr 2: 0; 2008 Qtr 3: 0; 2008 Qtr 4: 10.9176 | 10.9176
0 | 234330-Premium T8 with T12 40 Watt Baseline - Tr1 |  | 7 | Commercial | 18-OFS-Office–Small-IntLight | 0 |  |  |  |  | 13.9589 | 13.1897 | 0 | 0 | 0 | 0.76922 | 31.525 |  | kWh | 0.0094564 | -0.009168 | Commercial |  | Annual | [5 empty] | 11 | 0.96 |  |  |  | 0 | 0 | 0 | 18.196 | 0 | 0 | 0 | 0 | 0 | 0 | 0 | 0 | 2006 Qtr 1: 0; 2006 Qtr 2: 0; 2006 Qtr 3: 0; 2006 Qtr 4: 0; 2007 Qtr 1: 0; 2007 Qtr 2: 0; 2007 Qtr 3: 0; 2007 Qtr 4: 0; 2008 Qtr 1: 0; 2008 Qtr 2: 0; 2008 Qtr 3: 0; 2008 Qtr 4: 18.196 | 18.196
0 | 234303-Lighting-Remove 4 Ft Lamp (De-Lamp) - Tr1 | COFL00AVDEL01 | 7 | Commercial | 18-OFS-Office–Small-IntLight | 0 |  |  |  |  | 28.2518 | 16.4871 | 0 | 0 | 0 | 11.7647 | 104.8272 |  | kWh | 0.031445 | -0.030485 | Commercial |  | Annual | [5 empty] | 11 | 0.96 |  |  |  | 0 | 0 | 0 | 10.0078 | 0 | 0 | 0 | 0 | 0 | 0 | 0 | 0 | 2006 Qtr 1: 0; 2006 Qtr 2: 0; 2006 Qtr 3: 0; 2006 Qtr 4: 0; 2007 Qtr 1: 0; 2007 Qtr 2: 0; 2007 Qtr 3: 0; 2007 Qtr 4: 0; 2008 Qtr 1: 0; 2008 Qtr 2: 0; 2008 Qtr 3: 0; 2008 Qtr 4: 10.0078 | 10.0078
0 | 234331-Premium T8 with T12 40 Watt Baseline - Tr2 |  | 10 | Commercial | 18-OFS-Office–Small-IntLight | 0 |  |  |  |  | 13.9591 | 9.8923 | 0 | 0 | 0 | 4.0668 | 32.724 |  | kWh | 0.0099299 | -0.017536 | Commercial |  | Annual | [5 empty] | 11 | 0.96 |  |  |  | 0 | 0 | 0 | 12.7372 | 0 | 0 | 0 | 0 | 0 | 0 | 0 | 0 | 2006 Qtr 1: 0; 2006 Qtr 2: 0; 2006 Qtr 3: 0; 2006 Qtr 4: 0; 2007 Qtr 1: 0; 2007 Qtr 2: 0; 2007 Qtr 3: 0; 2007 Qtr 4: 0; 2008 Qtr 1: 0; 2008 Qtr 2: 0; 2008 Qtr 3: 0; 2008 Qtr 4: 12.7372 | 12.7372
0 | 234304-Lighting-Remove 4 Ft Lamp (De-Lamp) - Tr2 | COFL00AVDEL01 | 10 | Commercial | 18-OFS-Office–Small-IntLight | 0 |  |  |  |  | 28.2538 | 12.3653 | 0 | 0 | 0 | 15.8885 | 105.3867 |  | kWh | 0.031979 | -0.056473 | Commercial |  | Annual | [5 empty] | 11 | 0.96 |  |  |  | 0 | 0 | 0 | 12.7372 | 0 | 0 | 0 | 0 | 0 | 0 | 0 | 0 | 2006 Qtr 1: 0; 2006 Qtr 2: 0; 2006 Qtr 3: 0; 2006 Qtr 4: 0; 2007 Qtr 1: 0; 2007 Qtr 2: 0; 2007 Qtr 3: 0; 2007 Qtr 4: 0; 2008 Qtr 1: 0; 2008 Qtr 2: 0; 2008 Qtr 3: 0; 2008 Qtr 4: 12.7372 | 12.7372
0 | 234330-Premium T8 with T12 40 Watt Baseline - Tr1 |  | 7 | Commercial | 14-MLI-Manufacturing–LightIndustry-LIGHT | 0 |  |  |  |  | 13.9589 | 13.1897 | 0 | 0 | 0 | 0.76922 | 30.1346 |  | kWh | 0.0093123 | -0.038961 | Commercial |  | Annual | [5 empty] | 11 | 0.96 |  |  |  | 0 | 0 | 0 | 16.3764 | 0 | 0 | 0 | 0 | 0 | 0 | 0 | 0 | 2006 Qtr 1: 0; 2006 Qtr 2: 0; 2006 Qtr 3: 0; 2006 Qtr 4: 0; 2007 Qtr 1: 0; 2007 Qtr 2: 0; 2007 Qtr 3: 0; 2007 Qtr 4: 0; 2008 Qtr 1: 0; 2008 Qtr 2: 0; 2008 Qtr 3: 0; 2008 Qtr 4: 16.3764 | 16.3764
0 | 234207-Lighting-8 Ft T-8 with Elec Ballast-Tr1 |  | 7 | Commercial | 14-MLI-Manufacturing–LightIndustry-LIGHT | 0 |  |  |  |  | 35.7163 | 21.9828 | 0 | 0 | 0 | 13.7335 | 24.9897 |  | kWh | 0.0077224 | -0.032309 | Commercial |  | Annual | [5 empty] | 11 | 0.96 |  |  |  | 0 | 0 | 0 | 22.7451 | 0 | 0 | 0 | 0 | 0 | 0 | 0 | 0 | 2006 Qtr 1: 0; 2006 Qtr 2: 0; 2006 Qtr 3: 0; 2006 Qtr 4: 0; 2007 Qtr 1: 0; 2007 Qtr 2: 0; 2007 Qtr 3: 0; 2007 Qtr 4: 0; 2008 Qtr 1: 0; 2008 Qtr 2: 0; 2008 Qtr 3: 0; 2008 Qtr 4: 22.7451 | 22.7451
0 | 234303-Lighting-Remove 4 Ft Lamp (De-Lamp) - Tr1 | COFL00AVDEL01 | 7 | Commercial | 14-MLI-Manufacturing–LightIndustry-LIGHT | 0 |  |  |  |  | 28.2518 | 16.4871 | 0 | 0 | 0 | 11.7647 | 100.2037 |  | kWh | 0.030965 | -0.12955 | Commercial |  | Annual | [5 empty] | 11 | 0.96 |  |  |  | 0 | 0 | 0 | 16.3764 | 0 | 0 | 0 | 0 | 0 | 0 | 0 | 0 | 2006 Qtr 1: 0; 2006 Qtr 2: 0; 2006 Qtr 3: 0; 2006 Qtr 4: 0; 2007 Qtr 1: 0; 2007 Qtr 2: 0; 2007 Qtr 3: 0; 2007 Qtr 4: 0; 2008 Qtr 1: 0; 2008 Qtr 2: 0; 2008 Qtr 3: 0; 2008 Qtr 4: 16.3764 | 16.3764
0 | 234306-Lighting-Remove 8 Ft Lamp (De-Lamp) - Tr1 | CRTL00AVDEL02 | 7 | Commercial | 14-MLI-Manufacturing–LightIndustry-LIGHT | 0 |  |  |  |  | 28.4667 | 27.4785 | 0 | 0 | 0 | 0.98816 | 165.3728 |  | kWh | 0.051104 | -0.21381 | Commercial |  | Annual | [5 empty] | 11 | 0.96 |  |  |  | 0 | 0 | 0 | 22.7451 | 0 | 0 | 0 | 0 | 0 | 0 | 0 | 0 | 2006 Qtr 1: 0; 2006 Qtr 2: 0; 2006 Qtr 3: 0; 2006 Qtr 4: 0; 2007 Qtr 1: 0; 2007 Qtr 2: 0; 2007 Qtr 3: 0; 2007 Qtr 4: 0; 2008 Qtr 1: 0; 2008 Qtr 2: 0; 2008 Qtr 3: 0; 2008 Qtr 4: 22.7451 | 22.7451
0 | 234330-Premium T8 with T12 40 Watt Baseline - Tr1 |  | 14 | Commercial | 01-ALC-AllCommercial-IntLight | 0 |  |  |  |  | 13.9589 | 13.1897 | 0 | 0 | 0 | 0.76922 | 28.2231 |  | kWh | 0.0076505 | -0.04622 | Commercial |  | Annual | [5 empty] | 11 | 0.96 |  |  |  | 0 | 0 | 0 | 80.0626 | 0 | 0 | 0 | 0 | 0 | 0 | 0 | 0 | 2006 Qtr 1: 0; 2006 Qtr 2: 0; 2006 Qtr 3: 0; 2006 Qtr 4: 0; 2007 Qtr 1: 0; 2007 Qtr 2: 0; 2007 Qtr 3: 0; 2007 Qtr 4: 0; 2008 Qtr 1: 0; 2008 Qtr 2: 0; 2008 Qtr 3: 0; 2008 Qtr 4: 80.0626 | 80.0626
0 | 234303-Lighting-Remove 4 Ft Lamp (De-Lamp) - Tr1 | COFL00AVDEL01 | 14 | Commercial | 01-ALC-AllCommercial-IntLight | 0 |  |  |  |  | 28.2518 | 16.4871 | 0 | 0 | 0 | 11.7647 | 93.8474 |  | kWh | 0.025439 | -0.15369 | Commercial |  | Annual | [5 empty] | 11 | 0.96 |  |  |  | 0 | 0 | 0 | 5.4588 | 0 | 0 | 0 | 0 | 0 | 0 | 0 | 0 | 2006 Qtr 1: 0; 2006 Qtr 2: 0; 2006 Qtr 3: 0; 2006 Qtr 4: 0; 2007 Qtr 1: 0; 2007 Qtr 2: 0; 2007 Qtr 3: 0; 2007 Qtr 4: 0; 2008 Qtr 1: 0; 2008 Qtr 2: 0; 2008 Qtr 3: 0; 2008 Qtr 4: 5.4588 | 5.4588
0 | 234330-Premium T8 with T12 40 Watt Baseline - Tr1 |  | 7 | Commercial | 18-OFS-Office–Small-IntLight | 0 |  |  |  |  | 13.9589 | 13.1897 | 0 | 0 | 0 | 0.76922 | 31.525 |  | kWh | 0.0094564 | -0.009168 | Commercial |  | Annual | [5 empty] | 11 | 0.96 |  |  |  | 0 | 0 | 0 | 23.6549 | 0 | 0 | 0 | 0 | 0 | 0 | 0 | 0 | 2006 Qtr 1: 0; 2006 Qtr 2: 0; 2006 Qtr 3: 0; 2006 Qtr 4: 0; 2007 Qtr 1: 0; 2007 Qtr 2: 0; 2007 Qtr 3: 0; 2007 Qtr 4: 0; 2008 Qtr 1: 0; 2008 Qtr 2: 0; 2008 Qtr 3: 0; 2008 Qtr 4: 23.6549 | 23.6549
0 | 234303-Lighting-Remove 4 Ft Lamp (De-Lamp) - Tr1 | COFL00AVDEL01 | 7 | Commercial | 18-OFS-Office–Small-IntLight | 0 |  |  |  |  | 28.2518 | 16.4871 | 0 | 0 | 0 | 11.7647 | 104.8272 |  | kWh | 0.031445 | -0.030485 | Commercial |  | Annual | [5 empty] | 11 | 0.96 |  |  |  | 0 | 0 | 0 | 13.647 | 0 | 0 | 0 | 0 | 0 | 0 | 0 | 0 | 2006 Qtr 1: 0; 2006 Qtr 2: 0; 2006 Qtr 3: 0; 2006 Qtr 4: 0; 2007 Qtr 1: 0; 2007 Qtr 2: 0; 2007 Qtr 3: 0; 2007 Qtr 4: 0; 2008 Qtr 1: 0; 2008 Qtr 2: 0; 2008 Qtr 3: 0; 2008 Qtr 4: 13.647 | 13.647
0 | 234330-Premium T8 with T12 40 Watt Baseline - Tr1 |  | 7 | Commercial | 18-OFS-Office–Small-IntLight | 0 |  |  |  |  | 13.9589 | 13.1897 | 0 | 0 | 0 | 0.76922 | 31.525 |  | kWh | 0.0094564 | -0.009168 | Commercial |  | Annual | [5 empty] | 11 | 0.96 |  |  |  | 0 | 0 | 0 | 23.6549 | 0 | 0 | 0 | 0 | 0 | 0 | 0 | 0 | 2006 Qtr 1: 0; 2006 Qtr 2: 0; 2006 Qtr 3: 0; 2006 Qtr 4: 0; 2007 Qtr 1: 0; 2007 Qtr 2: 0; 2007 Qtr 3: 0; 2007 Qtr 4: 0; 2008 Qtr 1: 0; 2008 Qtr 2: 0; 2008 Qtr 3: 0; 2008 Qtr 4: 23.6549 | 23.6549
0 | 234303-Lighting-Remove 4 Ft Lamp (De-Lamp) - Tr1 | COFL00AVDEL01 | 7 | Commercial | 18-OFS-Office–Small-IntLight | 0 |  |  |  |  | 28.2518 | 16.4871 | 0 | 0 | 0 | 11.7647 | 104.8272 |  | kWh | 0.031445 | -0.030485 | Commercial |  | Annual | [5 empty] | 11 | 0.96 |  |  |  | 0 | 0 | 0 | 11.8274 | 0 | 0 | 0 | 0 | 0 | 0 | 0 | 0 | 2006 Qtr 1: 0; 2006 Qtr 2: 0; 2006 Qtr 3: 0; 2006 Qtr 4: 0; 2007 Qtr 1: 0; 2007 Qtr 2: 0; 2007 Qtr 3: 0; 2007 Qtr 4: 0; 2008 Qtr 1: 0; 2008 Qtr 2: 0; 2008 Qtr 3: 0; 2008 Qtr 4: 11.8274 | 11.8274
0 | 234330-Premium T8 with T12 40 Watt Baseline - Tr1 |  | 7 | Commercial | 18-OFS-Office–Small-IntLight | 0 |  |  |  |  | 13.9589 | 13.1897 | 0 | 0 | 0 | 0.76922 | 31.525 |  | kWh | 0.0094564 | -0.009168 | Commercial |  | Annual | [5 empty] | 11 | 0.96 |  |  |  | 0 | 0 | 0 | 23.6549 | 0 | 0 | 0 | 0 | 0 | 0 | 0 | 0 | 2006 Qtr 1: 0; 2006 Qtr 2: 0; 2006 Qtr 3: 0; 2006 Qtr 4: 0; 2007 Qtr 1: 0; 2007 Qtr 2: 0; 2007 Qtr 3: 0; 2007 Qtr 4: 0; 2008 Qtr 1: 0; 2008 Qtr 2: 0; 2008 Qtr 3: 0; 2008 Qtr 4: 23.6549 | 23.6549
0 | 234303-Lighting-Remove 4 Ft Lamp (De-Lamp) - Tr1 | COFL00AVDEL01 | 7 | Commercial | 18-OFS-Office–Small-IntLight | 0 |  |  |  |  | 28.2518 | 16.4871 | 0 | 0 | 0 | 11.7647 | 104.8272 |  | kWh | 0.031445 | -0.030485 | Commercial |  | Annual | [5 empty] | 11 | 0.96 |  |  |  | 0 | 0 | 0 | 11.8274 | 0 | 0 | 0 | 0 | 0 | 0 | 0 | 0 | 2006 Qtr 1: 0; 2006 Qtr 2: 0; 2006 Qtr 3: 0; 2006 Qtr 4: 0; 2007 Qtr 1: 0; 2007 Qtr 2: 0; 2007 Qtr 3: 0; 2007 Qtr 4: 0; 2008 Qtr 1: 0; 2008 Qtr 2: 0; 2008 Qtr 3: 0; 2008 Qtr 4: 11.8274 | 11.8274
0 | 234330-Premium T8 with T12 40 Watt Baseline - Tr1 |  | 7 | Commercial | 23-RTL-Retail–SingleStorylarge-LIT_INT | 0 |  |  |  |  | 13.9589 | 13.1897 | 0 | 0 | 0 | 0.76922 | 35.6051 |  | kWh | 0.010639 | -0.048435 | Commercial |  | Annual | [5 empty] | 11 | 0.96 |  |  |  | 0 | 0 | 0 | 20.0156 | 0 | 0 | 0 | 0 | 0 | 0 | 0 | 0 | 2006 Qtr 1: 0; 2006 Qtr 2: 0; 2006 Qtr 3: 0; 2006 Qtr 4: 0; 2007 Qtr 1: 0; 2007 Qtr 2: 0; 2007 Qtr 3: 0; 2007 Qtr 4: 0; 2008 Qtr 1: 0; 2008 Qtr 2: 0; 2008 Qtr 3: 0; 2008 Qtr 4: 20.0156 | 20.0156
0 | 234303-Lighting-Remove 4 Ft Lamp (De-Lamp) - Tr1 | COFL00AVDEL01 | 7 | Commercial | 23-RTL-Retail–SingleStorylarge-LIT_INT | 0 |  |  |  |  | 28.2518 | 16.4871 | 0 | 0 | 0 | 11.7647 | 118.3941 |  | kWh | 0.035378 | -0.16106 | Commercial |  | Annual | [5 empty] | 11 | 0.96 |  |  |  | 0 | 0 | 0 | 20.0156 | 0 | 0 | 0 | 0 | 0 | 0 | 0 | 0 | 2006 Qtr 1: 0; 2006 Qtr 2: 0; 2006 Qtr 3: 0; 2006 Qtr 4: 0; 2007 Qtr 1: 0; 2007 Qtr 2: 0; 2007 Qtr 3: 0; 2007 Qtr 4: 0; 2008 Qtr 1: 0; 2008 Qtr 2: 0; 2008 Qtr 3: 0; 2008 Qtr 4: 20.0156 | 20.0156
0 | 234330-Premium T8 with T12 40 Watt Baseline - Tr1 |  | 10 | Commercial | 01-ALC-AllCommercial-IntLight | 0 |  |  |  |  | 13.9589 | 13.1897 | 0 | 0 | 0 | 0.76922 | 28.2231 |  | kWh | 0.0076505 | -0.04622 | Commercial |  | Annual | [5 empty] | 11 | 0.96 |  |  |  | 0 | 0 | 0 | 45.4901 | 0 | 0 | 0 | 0 | 0 | 0 | 0 | 0 | 2006 Qtr 1: 0; 2006 Qtr 2: 0; 2006 Qtr 3: 0; 2006 Qtr 4: 0; 2007 Qtr 1: 0; 2007 Qtr 2: 0; 2007 Qtr 3: 0; 2007 Qtr 4: 0; 2008 Qtr 1: 0; 2008 Qtr 2: 0; 2008 Qtr 3: 0; 2008 Qtr 4: 45.4901 | 45.4901
0 | 234303-Lighting-Remove 4 Ft Lamp (De-Lamp) - Tr1 | COFL00AVDEL01 | 10 | Commercial | 01-ALC-AllCommercial-IntLight | 0 |  |  |  |  | 28.2518 | 16.4871 | 0 | 0 | 0 | 11.7647 | 93.8474 |  | kWh | 0.025439 | -0.15369 | Commercial |  | Annual | [5 empty] | 11 | 0.96 |  |  |  | 0 | 0 | 0 | 3.6392 | 0 | 0 | 0 | 0 | 0 | 0 | 0 | 0 | 2006 Qtr 1: 0; 2006 Qtr 2: 0; 2006 Qtr 3: 0; 2006 Qtr 4: 0; 2007 Qtr 1: 0; 2007 Qtr 2: 0; 2007 Qtr 3: 0; 2007 Qtr 4: 0; 2008 Qtr 1: 0; 2008 Qtr 2: 0; 2008 Qtr 3: 0; 2008 Qtr 4: 3.6392 | 3.6392
0 | 234310-Lighting-Screw in >27 Watt Lamp - Tr2 | Averaged DEER Msrs | 10 | Commercial | 23-RTL-Retail–SingleStorylarge-LIT_INT | 0 |  |  |  |  | 12.0315 | 8.9083 | 0 | 0 | 0 | 3.1231 | 57.5905 |  | kWh | 0.014145 | -0.12591 | Commercial |  | Annual | [5 empty] | 2.77 | 0.96 |  |  |  | 0 | 0 | 0 | 1.3471 | 0 | 0 | 0 | 0 | 0 | 0 | 0 | 0 | 2006 Qtr 1: 0; 2006 Qtr 2: 0; 2006 Qtr 3: 0; 2006 Qtr 4: 0; 2007 Qtr 1: 0; 2007 Qtr 2: 0; 2007 Qtr 3: 0; 2007 Qtr 4: 0; 2008 Qtr 1: 0; 2008 Qtr 2: 0; 2008 Qtr 3: 0; 2008 Qtr 4: 1.3471 | 1.3471
0 | 234331-Premium T8 with T12 40 Watt Baseline - Tr2 |  | 10 | Commercial | 23-RTL-Retail–SingleStorylarge-LIT_INT | 0 |  |  |  |  | 13.9591 | 9.8923 | 0 | 0 | 0 | 4.0668 | 36.7052 |  | kWh | 0.010932 | -0.07933 | Commercial |  | Annual | [5 empty] | 11 | 0.96 |  |  |  | 0 | 0 | 0 | 81.8822 | 0 | 0 | 0 | 0 | 0 | 0 | 0 | 0 | 2006 Qtr 1: 0; 2006 Qtr 2: 0; 2006 Qtr 3: 0; 2006 Qtr 4: 0; 2007 Qtr 1: 0; 2007 Qtr 2: 0; 2007 Qtr 3: 0; 2007 Qtr 4: 0; 2008 Qtr 1: 0; 2008 Qtr 2: 0; 2008 Qtr 3: 0; 2008 Qtr 4: 81.8822 | 81.8822
0 | 234304-Lighting-Remove 4 Ft Lamp (De-Lamp) - Tr2 | COFL00AVDEL01 | 10 | Commercial | 23-RTL-Retail–SingleStorylarge-LIT_INT | 0 |  |  |  |  | 28.2538 | 12.3653 | 0 | 0 | 0 | 15.8885 | 118.2081 |  | kWh | 0.035207 | -0.25548 | Commercial |  | Annual | [5 empty] | 11 | 0.96 |  |  |  | 0 | 0 | 0 | 7.2784 | 0 | 0 | 0 | 0 | 0 | 0 | 0 | 0 | 2006 Qtr 1: 0; 2006 Qtr 2: 0; 2006 Qtr 3: 0; 2006 Qtr 4: 0; 2007 Qtr 1: 0; 2007 Qtr 2: 0; 2007 Qtr 3: 0; 2007 Qtr 4: 0; 2008 Qtr 1: 0; 2008 Qtr 2: 0; 2008 Qtr 3: 0; 2008 Qtr 4: 7.2784 | 7.2784
0 | 234083-Refrigeration -Cooler/Freezer Door Gaskets - Glass Doors |  | 7 | Commercial | 23-RTL-Retail–SingleStorylarge-REFG | 0 |  |  |  |  | 3.9999 | 4 | 0 | 0 | 0 | -5.535e-05 | 104.55 |  | kWh | 0.01195 | 0 | Commercial |  | Annual | [5 empty] | 4 | 0.96 |  |  |  | 0 | 0 | 0 | 144 | 0 | 0 | 0 | 0 | 0 | 0 | 0 | 0 | 2006 Qtr 1: 0; 2006 Qtr 2: 0; 2006 Qtr 3: 0; 2006 Qtr 4: 0; 2007 Qtr 1: 0; 2007 Qtr 2: 0; 2007 Qtr 3: 0; 2007 Qtr 4: 0; 2008 Qtr 1: 0; 2008 Qtr 2: 0; 2008 Qtr 3: 0; 2008 Qtr 4: 144 | 144
0 | 234084-Refrigeration -Cooler/Freezer Door Gaskets - Solid Doors: Cooler |  | 7 | Commercial | 09-GRO-Grocery-REFG | 0 |  |  |  |  | 4 | 4 | 0 | 0 | 0 | 0 | 3.6686 |  | kWh | 0.000614 | 0 | Commercial |  | Annual | [5 empty] | 4 | 0.96 |  |  |  | 0 | 0 | 0 | 16 | 0 | 0 | 0 | 0 | 0 | 0 | 0 | 0 | 2006 Qtr 1: 0; 2006 Qtr 2: 0; 2006 Qtr 3: 0; 2006 Qtr 4: 0; 2007 Qtr 1: 0; 2007 Qtr 2: 0; 2007 Qtr 3: 0; 2007 Qtr 4: 0; 2008 Qtr 1: 0; 2008 Qtr 2: 0; 2008 Qtr 3: 0; 2008 Qtr 4: 16 | 16
0 | 234083-Refrigeration -Cooler/Freezer Door Gaskets - Glass Doors |  | 7 | Commercial | 09-GRO-Grocery-REFG | 0 |  |  |  |  | 3.9999 | 4 | 0 | 0 | 0 | -5.535e-05 | 3.6686 |  | kWh | 0.000614 | 0 | Commercial |  | Annual | [5 empty] | 4 | 0.96 |  |  |  | 0 | 0 | 0 | 414 | 0 | 0 | 0 | 0 | 0 | 0 | 0 | 0 | 2006 Qtr 1: 0; 2006 Qtr 2: 0; 2006 Qtr 3: 0; 2006 Qtr 4: 0; 2007 Qtr 1: 0; 2007 Qtr 2: 0; 2007 Qtr 3: 0; 2007 Qtr 4: 0; 2008 Qtr 1: 0; 2008 Qtr 2: 0; 2008 Qtr 3: 0; 2008 Qtr 4: 414 | 414
0 | 234312-Lighting-Screw in 14-26 Watt Lamp - Tr1 | Averaged DEER Msrs | 7 | Commercial | 01-ALC-AllCommercial-IntLight | 0 |  |  |  |  | 10.5108 | 10.3931 | 0 | 0 | 0 | 0.11768 | 36.419 |  | kWh | 0.0032741 | -0.063746 | Commercial |  | Annual | [5 empty] | 1.74 | 0.96 |  |  |  | 0 | 0 | 0 | 84.8642 | 0 | 0 | 0 | 0 | 0 | 0 | 0 | 0 | 2006 Qtr 1: 0; 2006 Qtr 2: 0; 2006 Qtr 3: 0; 2006 Qtr 4: 0; 2007 Qtr 1: 0; 2007 Qtr 2: 0; 2007 Qtr 3: 0; 2007 Qtr 4: 0; 2008 Qtr 1: 0; 2008 Qtr 2: 0; 2008 Qtr 3: 0; 2008 Qtr 4: 84.8642 | 84.8642
0 | 234049-Lighting-LED Exit Sign New Sign | CALC00AVETS01 | 7 | Commercial | 02-ASM-Assembly-Exit | 0 |  |  |  |  | 65.3696 | 45 | 0 | 0 | 0 | 20.3696 | 351.311 |  | kWh | 0 | 0 | Commercial |  | Annual | [5 empty] | 16 | 0.96 |  |  |  | 0 | 0 | 0 | 3 | 0 | 0 | 0 | 0 | 0 | 0 | 0 | 0 | 2006 Qtr 1: 0; 2006 Qtr 2: 0; 2006 Qtr 3: 0; 2006 Qtr 4: 0; 2007 Qtr 1: 0; 2007 Qtr 2: 0; 2007 Qtr 3: 0; 2007 Qtr 4: 0; 2008 Qtr 1: 0; 2008 Qtr 2: 0; 2008 Qtr 3: 0; 2008 Qtr 4: 3 | 3
0 | 234216-Lighting-Hrdwr Incan Base 27-65w Flrscnt Fxtr -Tr1 | CRTS00AVM65St | 7 | Commercial | 01-ALC-AllCommercial-IntLight | 0 |  |  |  |  | 47.8544 | 47.8126 | 0 | 0 | 0 | 0.041767 | 115.415 |  | kWh | 0.015787 |  | Commercial |  | Annual | [5 empty] | 12 | 0.96 |  |  |  | 0 | 0 | 0 | 33.6627 | 0 | 0 | 0 | 0 | 0 | 0 | 0 | 0 | 2006 Qtr 1: 0; 2006 Qtr 2: 0; 2006 Qtr 3: 0; 2006 Qtr 4: 0; 2007 Qtr 1: 0; 2007 Qtr 2: 0; 2007 Qtr 3: 0; 2007 Qtr 4: 0; 2008 Qtr 1: 0; 2008 Qtr 2: 0; 2008 Qtr 3: 0; 2008 Qtr 4: 33.6627 | 33.6627
0 | 234330-Premium T8 with T12 40 Watt Baseline - Tr1 |  | 7 | Commercial | 01-ALC-AllCommercial-IntLight | 0 |  |  |  |  | 13.9589 | 13.1897 | 0 | 0 | 0 | 0.76922 | 56.1952 |  | kWh | 0.0084983 | -0.09203 | Commercial |  | Annual | [5 empty] | 11 | 0.96 |  |  |  | 0 | 0 | 0 | 10.9176 | 0 | 0 | 0 | 0 | 0 | 0 | 0 | 0 | 2006 Qtr 1: 0; 2006 Qtr 2: 0; 2006 Qtr 3: 0; 2006 Qtr 4: 0; 2007 Qtr 1: 0; 2007 Qtr 2: 0; 2007 Qtr 3: 0; 2007 Qtr 4: 0; 2008 Qtr 1: 0; 2008 Qtr 2: 0; 2008 Qtr 3: 0; 2008 Qtr 4: 10.9176 | 10.9176
0 | 234084-Refrigeration -Cooler/Freezer Door Gaskets - Solid Doors: Cooler |  | 10 | Commercial | 09-GRO-Grocery-REFG | 0 |  |  |  |  | 4 | 4 | 0 | 0 | 0 | 0 | 3.6686 |  | kWh | 0.000614 | 0 | Commercial |  | Annual | [5 empty] | 4 | 0.96 |  |  |  | 0 | 0 | 0 | 51 | 0 | 0 | 0 | 0 | 0 | 0 | 0 | 0 | 2006 Qtr 1: 0; 2006 Qtr 2: 0; 2006 Qtr 3: 0; 2006 Qtr 4: 0; 2007 Qtr 1: 0; 2007 Qtr 2: 0; 2007 Qtr 3: 0; 2007 Qtr 4: 0; 2008 Qtr 1: 0; 2008 Qtr 2: 0; 2008 Qtr 3: 0; 2008 Qtr 4: 51 | 51
0 | 234083-Refrigeration -Cooler/Freezer Door Gaskets - Glass Doors |  | 10 | Commercial | 09-GRO-Grocery-REFG | 0 |  |  |  |  | 3.9999 | 4 | 0 | 0 | 0 | -5.535e-05 | 3.6686 |  | kWh | 0.000614 | 0 | Commercial |  | Annual | [5 empty] | 4 | 0.96 |  |  |  | 0 | 0 | 0 | 592 | 0 | 0 | 0 | 0 | 0 | 0 | 0 | 0 | 2006 Qtr 1: 0; 2006 Qtr 2: 0; 2006 Qtr 3: 0; 2006 Qtr 4: 0; 2007 Qtr 1: 0; 2007 Qtr 2: 0; 2007 Qtr 3: 0; 2007 Qtr 4: 0; 2008 Qtr 1: 0; 2008 Qtr 2: 0; 2008 Qtr 3: 0; 2008 Qtr 4: 592 | 592
0 | 234083-Refrigeration -Cooler/Freezer Door Gaskets - Glass Doors |  | 7 | Commercial | 09-GRO-Grocery-REFG | 0 |  |  |  |  | 3.9999 | 4 | 0 | 0 | 0 | -5.535e-05 | 3.6686 |  | kWh | 0.000614 | 0 | Commercial |  | Annual | [5 empty] | 4 | 0.96 |  |  |  | 0 | 0 | 0 | 306 | 0 | 0 | 0 | 0 | 0 | 0 | 0 | 0 | 2006 Qtr 1: 0; 2006 Qtr 2: 0; 2006 Qtr 3: 0; 2006 Qtr 4: 0; 2007 Qtr 1: 0; 2007 Qtr 2: 0; 2007 Qtr 3: 0; 2007 Qtr 4: 0; 2008 Qtr 1: 0; 2008 Qtr 2: 0; 2008 Qtr 3: 0; 2008 Qtr 4: 306 | 306
0 | 234331-Premium T8 with T12 40 Watt Baseline - Tr2 |  | 7 | Commercial | 23-RTL-Retail–SingleStorylarge-LIT_INT | 0 |  |  |  |  | 13.9591 | 9.8923 | 0 | 0 | 0 | 4.0668 | 36.763 |  | kWh | 0.010985 | -0.05001 | Commercial |  | Annual | [5 empty] | 11 | 0.96 |  |  |  | 0 | 0 | 0 | 16.3764 | 0 | 0 | 0 | 0 | 0 | 0 | 0 | 0 | 2006 Qtr 1: 0; 2006 Qtr 2: 0; 2006 Qtr 3: 0; 2006 Qtr 4: 0; 2007 Qtr 1: 0; 2007 Qtr 2: 0; 2007 Qtr 3: 0; 2007 Qtr 4: 0; 2008 Qtr 1: 0; 2008 Qtr 2: 0; 2008 Qtr 3: 0; 2008 Qtr 4: 16.3764 | 16.3764
0 | 234304-Lighting-Remove 4 Ft Lamp (De-Lamp) - Tr2 | COFL00AVDEL01 | 7 | Commercial | 23-RTL-Retail–SingleStorylarge-LIT_INT | 0 |  |  |  |  | 28.2538 | 12.3653 | 0 | 0 | 0 | 15.8885 | 118.3941 |  | kWh | 0.035378 | -0.16106 | Commercial |  | Annual | [5 empty] | 11 | 0.96 |  |  |  | 0 | 0 | 0 | 7.2784 | 0 | 0 | 0 | 0 | 0 | 0 | 0 | 0 | 2006 Qtr 1: 0; 2006 Qtr 2: 0; 2006 Qtr 3: 0; 2006 Qtr 4: 0; 2007 Qtr 1: 0; 2007 Qtr 2: 0; 2007 Qtr 3: 0; 2007 Qtr 4: 0; 2008 Qtr 1: 0; 2008 Qtr 2: 0; 2008 Qtr 3: 0; 2008 Qtr 4: 7.2784 | 7.2784
0 | 234331-Premium T8 with T12 40 Watt Baseline - Tr2 |  | 7 | Commercial | 18-OFS-Office–Small-IntLight | 0 |  |  |  |  | 13.9591 | 9.8923 | 0 | 0 | 0 | 4.0668 | 32.5502 |  | kWh | 0.009764 | -0.0094661 | Commercial |  | Annual | [5 empty] | 11 | 0.96 |  |  |  | 0 | 0 | 0 | 20.0156 | 0 | 0 | 0 | 0 | 0 | 0 | 0 | 0 | 2006 Qtr 1: 0; 2006 Qtr 2: 0; 2006 Qtr 3: 0; 2006 Qtr 4: 0; 2007 Qtr 1: 0; 2007 Qtr 2: 0; 2007 Qtr 3: 0; 2007 Qtr 4: 0; 2008 Qtr 1: 0; 2008 Qtr 2: 0; 2008 Qtr 3: 0; 2008 Qtr 4: 20.0156 | 20.0156
0 | 234304-Lighting-Remove 4 Ft Lamp (De-Lamp) - Tr2 | COFL00AVDEL01 | 7 | Commercial | 18-OFS-Office–Small-IntLight | 0 |  |  |  |  | 28.2538 | 12.3653 | 0 | 0 | 0 | 15.8885 | 104.8272 |  | kWh | 0.031445 | -0.030485 | Commercial |  | Annual | [5 empty] | 11 | 0.96 |  |  |  | 0 | 0 | 0 | 20.0156 | 0 | 0 | 0 | 0 | 0 | 0 | 0 | 0 | 2006 Qtr 1: 0; 2006 Qtr 2: 0; 2006 Qtr 3: 0; 2006 Qtr 4: 0; 2007 Qtr 1: 0; 2007 Qtr 2: 0; 2007 Qtr 3: 0; 2007 Qtr 4: 0; 2008 Qtr 1: 0; 2008 Qtr 2: 0; 2008 Qtr 3: 0; 2008 Qtr 4: 20.0156 | 20.0156
0 | 234331-Premium T8 with T12 40 Watt Baseline - Tr2 |  | 7 | Commercial | 18-OFS-Office–Small-IntLight | 0 |  |  |  |  | 13.9591 | 9.8923 | 0 | 0 | 0 | 4.0668 | 32.5502 |  | kWh | 0.009764 | -0.0094661 | Commercial |  | Annual | [5 empty] | 11 | 0.96 |  |  |  | 0 | 0 | 0 | 20.0156 | 0 | 0 | 0 | 0 | 0 | 0 | 0 | 0 | 2006 Qtr 1: 0; 2006 Qtr 2: 0; 2006 Qtr 3: 0; 2006 Qtr 4: 0; 2007 Qtr 1: 0; 2007 Qtr 2: 0; 2007 Qtr 3: 0; 2007 Qtr 4: 0; 2008 Qtr 1: 0; 2008 Qtr 2: 0; 2008 Qtr 3: 0; 2008 Qtr 4: 20.0156 | 20.0156
0 | 234304-Lighting-Remove 4 Ft Lamp (De-Lamp) - Tr2 | COFL00AVDEL01 | 7 | Commercial | 18-OFS-Office–Small-IntLight | 0 |  |  |  |  | 28.2538 | 12.3653 | 0 | 0 | 0 | 15.8885 | 104.8272 |  | kWh | 0.031445 | -0.030485 | Commercial |  | Annual | [5 empty] | 11 | 0.96 |  |  |  | 0 | 0 | 0 | 20.0156 | 0 | 0 | 0 | 0 | 0 | 0 | 0 | 0 | 2006 Qtr 1: 0; 2006 Qtr 2: 0; 2006 Qtr 3: 0; 2006 Qtr 4: 0; 2007 Qtr 1: 0; 2007 Qtr 2: 0; 2007 Qtr 3: 0; 2007 Qtr 4: 0; 2008 Qtr 1: 0; 2008 Qtr 2: 0; 2008 Qtr 3: 0; 2008 Qtr 4: 20.0156 | 20.0156
0 | 234360-Lighting-IntrHiByLnrFlscntFxtr244wrplc400w(TrI)Tr1 |  | 10 | Commercial | 01-ALC-AllCommercial-IntLight | 0 |  |  |  |  | 328.1301 | 153.8404 | 0 | 0 | 0 | 174.2897 | 788.7305 |  | kWh | 0.18729 | -3.2556 | Commercial |  | Annual | [5 empty] | 11 | 0.96 |  |  |  | 0 | 0 | 0 | 62.4023 | 0 | 0 | 0 | 0 | 0 | 0 | 0 | 0 | 2006 Qtr 1: 0; 2006 Qtr 2: 0; 2006 Qtr 3: 0; 2006 Qtr 4: 0; 2007 Qtr 1: 0; 2007 Qtr 2: 0; 2007 Qtr 3: 0; 2007 Qtr 4: 0; 2008 Qtr 1: 0; 2008 Qtr 2: 0; 2008 Qtr 3: 0; 2008 Qtr 4: 62.4023 | 62.4023
0 | 234285-Lighting-Occpncy Snsr-Hi-Bay integrated Snsr-Tr1 |  | 10 | Commercial | 01-ALC-AllCommercial-IntLight | 0 |  |  |  |  | 140.9479 | 95.5 | 0 | 0 | 0 | 45.4479 | 1661 |  | kWh | 0 | 0 | Commercial |  | Annual | [5 empty] | 8 | 0.96 |  |  |  | 0 | 0 | 0 | 64 | 0 | 0 | 0 | 0 | 0 | 0 | 0 | 0 | 2006 Qtr 1: 0; 2006 Qtr 2: 0; 2006 Qtr 3: 0; 2006 Qtr 4: 0; 2007 Qtr 1: 0; 2007 Qtr 2: 0; 2007 Qtr 3: 0; 2007 Qtr 4: 0; 2008 Qtr 1: 0; 2008 Qtr 2: 0; 2008 Qtr 3: 0; 2008 Qtr 4: 64 | 64
0 | 234360-Lighting-IntrHiByLnrFlscntFxtr244wrplc400w(TrI)Tr1 |  | 10 | Commercial | 01-ALC-AllCommercial-IntLight | 0 |  |  |  |  | 328.1301 | 153.8404 | 0 | 0 | 0 | 174.2897 | 788.7305 |  | kWh | 0.18729 | -3.2556 | Commercial |  | Annual | [5 empty] | 11 | 0.96 |  |  |  | 0 | 0 | 0 | 22.4258 | 0 | 0 | 0 | 0 | 0 | 0 | 0 | 0 | 2006 Qtr 1: 0; 2006 Qtr 2: 0; 2006 Qtr 3: 0; 2006 Qtr 4: 0; 2007 Qtr 1: 0; 2007 Qtr 2: 0; 2007 Qtr 3: 0; 2007 Qtr 4: 0; 2008 Qtr 1: 0; 2008 Qtr 2: 0; 2008 Qtr 3: 0; 2008 Qtr 4: 22.4258 | 22.4258
0 | 234285-Lighting-Occpncy Snsr-Hi-Bay integrated Snsr-Tr1 |  | 10 | Commercial | 01-ALC-AllCommercial-IntLight | 0 |  |  |  |  | 140.9479 | 95.5 | 0 | 0 | 0 | 45.4479 | 1661 |  | kWh | 0 | 0 | Commercial |  | Annual | [5 empty] | 8 | 0.96 |  |  |  | 0 | 0 | 0 | 23 | 0 | 0 | 0 | 0 | 0 | 0 | 0 | 0 | 2006 Qtr 1: 0; 2006 Qtr 2: 0; 2006 Qtr 3: 0; 2006 Qtr 4: 0; 2007 Qtr 1: 0; 2007 Qtr 2: 0; 2007 Qtr 3: 0; 2007 Qtr 4: 0; 2008 Qtr 1: 0; 2008 Qtr 2: 0; 2008 Qtr 3: 0; 2008 Qtr 4: 23 | 23
0 | 234330-Premium T8 with T12 40 Watt Baseline - Tr1 |  | 10 | Commercial | 01-ALC-AllCommercial-IntLight | 0 |  |  |  |  | 13.9589 | 13.1897 | 0 | 0 | 0 | 0.76922 | 28.2231 |  | kWh | 0.0076505 | -0.04622 | Commercial |  | Annual | [5 empty] | 11 | 0.96 |  |  |  | 0 | 0 | 0 | 32.7529 | 0 | 0 | 0 | 0 | 0 | 0 | 0 | 0 | 2006 Qtr 1: 0; 2006 Qtr 2: 0; 2006 Qtr 3: 0; 2006 Qtr 4: 0; 2007 Qtr 1: 0; 2007 Qtr 2: 0; 2007 Qtr 3: 0; 2007 Qtr 4: 0; 2008 Qtr 1: 0; 2008 Qtr 2: 0; 2008 Qtr 3: 0; 2008 Qtr 4: 32.7529 | 32.7529
0 | 234330-Premium T8 with T12 40 Watt Baseline - Tr1 |  | 14 | Commercial | 01-ALC-AllCommercial-IntLight | 0 |  |  |  |  | 13.9589 | 13.1897 | 0 | 0 | 0 | 0.76922 | 28.2231 |  | kWh | 0.0076505 | -0.04622 | Commercial |  | Annual | [5 empty] | 11 | 0.96 |  |  |  | 0 | 0 | 0 | 47.3097 | 0 | 0 | 0 | 0 | 0 | 0 | 0 | 0 | 2006 Qtr 1: 0; 2006 Qtr 2: 0; 2006 Qtr 3: 0; 2006 Qtr 4: 0; 2007 Qtr 1: 0; 2007 Qtr 2: 0; 2007 Qtr 3: 0; 2007 Qtr 4: 0; 2008 Qtr 1: 0; 2008 Qtr 2: 0; 2008 Qtr 3: 0; 2008 Qtr 4: 47.3097 | 47.3097
0 | 234303-Lighting-Remove 4 Ft Lamp (De-Lamp) - Tr1 | COFL00AVDEL01 | 14 | Commercial | 01-ALC-AllCommercial-IntLight | 0 |  |  |  |  | 28.2518 | 16.4871 | 0 | 0 | 0 | 11.7647 | 93.8474 |  | kWh | 0.025439 | -0.15369 | Commercial |  | Annual | [5 empty] | 11 | 0.96 |  |  |  | 0 | 0 | 0 | 7.2784 | 0 | 0 | 0 | 0 | 0 | 0 | 0 | 0 | 2006 Qtr 1: 0; 2006 Qtr 2: 0; 2006 Qtr 3: 0; 2006 Qtr 4: 0; 2007 Qtr 1: 0; 2007 Qtr 2: 0; 2007 Qtr 3: 0; 2007 Qtr 4: 0; 2008 Qtr 1: 0; 2008 Qtr 2: 0; 2008 Qtr 3: 0; 2008 Qtr 4: 7.2784 | 7.2784
0 | 234083-Refrigeration -Cooler/Freezer Door Gaskets - Glass Doors |  | 10 | Commercial | 09-GRO-Grocery-REFG | 0 |  |  |  |  | 3.9999 | 4 | 0 | 0 | 0 | -5.535e-05 | 3.6686 |  | kWh | 0.000614 | 0 | Commercial |  | Annual | [5 empty] | 4 | 0.96 |  |  |  | 0 | 0 | 0 | 384 | 0 | 0 | 0 | 0 | 0 | 0 | 0 | 0 | 2006 Qtr 1: 0; 2006 Qtr 2: 0; 2006 Qtr 3: 0; 2006 Qtr 4: 0; 2007 Qtr 1: 0; 2007 Qtr 2: 0; 2007 Qtr 3: 0; 2007 Qtr 4: 0; 2008 Qtr 1: 0; 2008 Qtr 2: 0; 2008 Qtr 3: 0; 2008 Qtr 4: 384 | 384
0 | 234083-Refrigeration -Cooler/Freezer Door Gaskets - Glass Doors |  | 7 | Commercial | 09-GRO-Grocery-REFG | 0 |  |  |  |  | 3.9999 | 4 | 0 | 0 | 0 | -5.535e-05 | 3.6686 |  | kWh | 0.000614 | 0 | Commercial |  | Annual | [5 empty] | 4 | 0.96 |  |  |  | 0 | 0 | 0 | 298 | 0 | 0 | 0 | 0 | 0 | 0 | 0 | 0 | 2006 Qtr 1: 0; 2006 Qtr 2: 0; 2006 Qtr 3: 0; 2006 Qtr 4: 0; 2007 Qtr 1: 0; 2007 Qtr 2: 0; 2007 Qtr 3: 0; 2007 Qtr 4: 0; 2008 Qtr 1: 0; 2008 Qtr 2: 0; 2008 Qtr 3: 298; 2008 Qtr 4: 0 | 298
0 | 234157-Pipe Insulation - Low Pressure Steam Applic. (LF) 1 in |  | 7 | Commercial | 01-ALC-AllCommercial-Vent/Fan | 0 |  |  |  |  | 5.67 | 3 | 0 | 0 | 0 | 2.67 | 0 |  | kWh | 0 | 13.4 | Commercial |  | Annual | [5 empty] | 20 | 0.96 |  |  |  | 0 | 0 | 0 | 90 | 0 | 0 | 0 | 0 | 0 | 0 | 0 | 0 | 2006 Qtr 1: 0; 2006 Qtr 2: 0; 2006 Qtr 3: 0; 2006 Qtr 4: 0; 2007 Qtr 1: 0; 2007 Qtr 2: 0; 2007 Qtr 3: 0; 2007 Qtr 4: 0; 2008 Qtr 1: 0; 2008 Qtr 2: 0; 2008 Qtr 3: 0; 2008 Qtr 4: 90 | 90
0 | 234330-Premium T8 with T12 40 Watt Baseline - Tr1 |  | 7 | Commercial | 23-RTL-Retail–SingleStorylarge-LIT_INT | 0 |  |  |  |  | 13.9589 | 13.1897 | 0 | 0 | 0 | 0.76922 | 35.6051 |  | kWh | 0.010639 | -0.048435 | Commercial |  | Annual | [5 empty] | 11 | 0.96 |  |  |  | 0 | 0 | 0 | 10.9176 | 0 | 0 | 0 | 0 | 0 | 0 | 0 | 0 | 2006 Qtr 1: 0; 2006 Qtr 2: 0; 2006 Qtr 3: 0; 2006 Qtr 4: 0; 2007 Qtr 1: 0; 2007 Qtr 2: 0; 2007 Qtr 3: 0; 2007 Qtr 4: 0; 2008 Qtr 1: 0; 2008 Qtr 2: 0; 2008 Qtr 3: 0; 2008 Qtr 4: 10.9176 | 10.9176
0 | 234303-Lighting-Remove 4 Ft Lamp (De-Lamp) - Tr1 | COFL00AVDEL01 | 7 | Commercial | 23-RTL-Retail–SingleStorylarge-LIT_INT | 0 |  |  |  |  | 28.2518 | 16.4871 | 0 | 0 | 0 | 11.7647 | 118.3941 |  | kWh | 0.035378 | -0.16106 | Commercial |  | Annual | [5 empty] | 11 | 0.96 |  |  |  | 0 | 0 | 0 | 7.2784 | 0 | 0 | 0 | 0 | 0 | 0 | 0 | 0 | 2006 Qtr 1: 0; 2006 Qtr 2: 0; 2006 Qtr 3: 0; 2006 Qtr 4: 0; 2007 Qtr 1: 0; 2007 Qtr 2: 0; 2007 Qtr 3: 0; 2007 Qtr 4: 0; 2008 Qtr 1: 0; 2008 Qtr 2: 0; 2008 Qtr 3: 0; 2008 Qtr 4: 7.2784 | 7.2784
0 | 234207-Lighting-8 Ft T-8 with Elec Ballast-Tr1 |  | 7 | Commercial | 23-RTL-Retail–SingleStorylarge-LIT_INT | 0 |  |  |  |  | 35.7163 | 21.9828 | 0 | 0 | 0 | 13.7335 | 29.5262 |  | kWh | 0.0088228 | -0.040166 | Commercial |  | Annual | [5 empty] | 11 | 0.96 |  |  |  | 0 | 0 | 0 | 58.2273 | 0 | 0 | 0 | 0 | 0 | 0 | 0 | 0 | 2006 Qtr 1: 0; 2006 Qtr 2: 0; 2006 Qtr 3: 0; 2006 Qtr 4: 0; 2007 Qtr 1: 0; 2007 Qtr 2: 0; 2007 Qtr 3: 0; 2007 Qtr 4: 0; 2008 Qtr 1: 0; 2008 Qtr 2: 0; 2008 Qtr 3: 0; 2008 Qtr 4: 58.2273 | 58.2273
0 | 234360-Lighting-IntrHiByLnrFlscntFxtr244wrplc400w(TrI)Tr1 |  | 7 | Commercial | 01-ALC-AllCommercial-IntLight | 0 |  |  |  |  | 328.1301 | 153.8404 | 0 | 0 | 0 | 174.2897 | 667.7705 |  | kWh | 0.1712 | -1.0936 | Commercial |  | Annual | [5 empty] | 11 | 0.96 |  |  |  | 0 | 0 | 0 | 27.301 | 0 | 0 | 0 | 0 | 0 | 0 | 0 | 0 | 2006 Qtr 1: 0; 2006 Qtr 2: 0; 2006 Qtr 3: 0; 2006 Qtr 4: 0; 2007 Qtr 1: 0; 2007 Qtr 2: 0; 2007 Qtr 3: 0; 2007 Qtr 4: 0; 2008 Qtr 1: 0; 2008 Qtr 2: 0; 2008 Qtr 3: 0; 2008 Qtr 4: 27.301 | 27.301
0 | 234285-Lighting-Occpncy Snsr-Hi-Bay integrated Snsr-Tr1 |  | 7 | Commercial | 01-ALC-AllCommercial-IntLight | 0 |  |  |  |  | 140.9479 | 95.5 | 0 | 0 | 0 | 45.4479 | 1661 |  | kWh | 0 | 0 | Commercial |  | Annual | [5 empty] | 8 | 0.96 |  |  |  | 0 | 0 | 0 | 28 | 0 | 0 | 0 | 0 | 0 | 0 | 0 | 0 | 2006 Qtr 1: 0; 2006 Qtr 2: 0; 2006 Qtr 3: 0; 2006 Qtr 4: 0; 2007 Qtr 1: 0; 2007 Qtr 2: 0; 2007 Qtr 3: 0; 2007 Qtr 4: 0; 2008 Qtr 1: 0; 2008 Qtr 2: 0; 2008 Qtr 3: 0; 2008 Qtr 4: 28 | 28
0 | 234331-Premium T8 with T12 40 Watt Baseline - Tr2 |  | 7 | Commercial | 18-OFS-Office–Small-IntLight | 0 |  |  |  |  | 13.9591 | 9.8923 | 0 | 0 | 0 | 4.0668 | 32.5502 |  | kWh | 0.009764 | -0.0094661 | Commercial |  | Annual | [5 empty] | 11 | 0.96 |  |  |  | 0 | 0 | 0 | 40.0313 | 0 | 0 | 0 | 0 | 0 | 0 | 0 | 0 | 2006 Qtr 1: 0; 2006 Qtr 2: 0; 2006 Qtr 3: 0; 2006 Qtr 4: 0; 2007 Qtr 1: 0; 2007 Qtr 2: 0; 2007 Qtr 3: 0; 2007 Qtr 4: 0; 2008 Qtr 1: 0; 2008 Qtr 2: 0; 2008 Qtr 3: 0; 2008 Qtr 4: 40.0313 | 40.0313
0 | 234304-Lighting-Remove 4 Ft Lamp (De-Lamp) - Tr2 | COFL00AVDEL01 | 7 | Commercial | 18-OFS-Office–Small-IntLight | 0 |  |  |  |  | 28.2538 | 12.3653 | 0 | 0 | 0 | 15.8885 | 104.8272 |  | kWh | 0.031445 | -0.030485 | Commercial |  | Annual | [5 empty] | 11 | 0.96 |  |  |  | 0 | 0 | 0 | 40.0313 | 0 | 0 | 0 | 0 | 0 | 0 | 0 | 0 | 2006 Qtr 1: 0; 2006 Qtr 2: 0; 2006 Qtr 3: 0; 2006 Qtr 4: 0; 2007 Qtr 1: 0; 2007 Qtr 2: 0; 2007 Qtr 3: 0; 2007 Qtr 4: 0; 2008 Qtr 1: 0; 2008 Qtr 2: 0; 2008 Qtr 3: 0; 2008 Qtr 4: 40.0313 | 40.0313
0 | 234083-Refrigeration -Cooler/Freezer Door Gaskets - Glass Doors |  | 10 | Commercial | 09-GRO-Grocery-REFG | 0 |  |  |  |  | 3.9999 | 4 | 0 | 0 | 0 | -5.535e-05 | 3.6686 |  | kWh | 0.000614 | 0 | Commercial |  | Annual | [5 empty] | 4 | 0.96 |  |  |  | 0 | 0 | 0 | 537 | 0 | 0 | 0 | 0 | 0 | 0 | 0 | 0 | 2006 Qtr 1: 0; 2006 Qtr 2: 0; 2006 Qtr 3: 0; 2006 Qtr 4: 0; 2007 Qtr 1: 0; 2007 Qtr 2: 0; 2007 Qtr 3: 0; 2007 Qtr 4: 0; 2008 Qtr 1: 0; 2008 Qtr 2: 0; 2008 Qtr 3: 0; 2008 Qtr 4: 537 | 537
0 | 234362-Lighting-IntrHiByLnrFlscntFxtr244wrplc400w(TrI)Tr3 |  | 10 | Commercial | 01-ALC-AllCommercial-IntLight | 0 |  |  |  |  | 328.193 | 81.5354 | 0 | 0 | 0 | 246.6575 | 719.8545 |  | kWh | 0.17094 | -2.9713 | Commercial |  | Annual | [5 empty] | 11 | 0.96 |  |  |  | 0 | 0 | 0 | 46.8017 | 0 | 0 | 0 | 0 | 0 | 0 | 0 | 0 | 2006 Qtr 1: 0; 2006 Qtr 2: 0; 2006 Qtr 3: 0; 2006 Qtr 4: 0; 2007 Qtr 1: 0; 2007 Qtr 2: 0; 2007 Qtr 3: 0; 2007 Qtr 4: 0; 2008 Qtr 1: 0; 2008 Qtr 2: 0; 2008 Qtr 3: 0; 2008 Qtr 4: 46.8017 | 46.8017
0 | 234361-Lighting-IntrHiByLnrFlscntFxtr244wrplc400w(TrI)Tr2 |  | 7 | Commercial | 01-ALC-AllCommercial-IntLight | 0 |  |  |  |  | 328.193 | 115.3803 | 0 | 0 | 0 | 212.8126 | 758.2684 |  | kWh | 0.18347 | -2.954 | Commercial |  | Annual | [5 empty] | 11 | 0.96 |  |  |  | 0 | 0 | 0 | 9.7504 | 0 | 0 | 0 | 0 | 0 | 0 | 0 | 0 | 2006 Qtr 1: 0; 2006 Qtr 2: 0; 2006 Qtr 3: 0; 2006 Qtr 4: 0; 2007 Qtr 1: 0; 2007 Qtr 2: 0; 2007 Qtr 3: 0; 2007 Qtr 4: 0; 2008 Qtr 1: 0; 2008 Qtr 2: 0; 2008 Qtr 3: 0; 2008 Qtr 4: 9.7504 | 9.7504
0 | 234286-Lighting-Occpncy Snsr-Hi-Bay integrated Snsr-Tr2 |  | 7 | Commercial | 01-ALC-AllCommercial-IntLight | 0 |  |  |  |  | 141 | 95.5 | 0 | 0 | 0 | 45.5 | 1661 |  | kWh | 0 | 0 | Commercial |  | Annual | [5 empty] | 8 | 0.96 |  |  |  | 0 | 0 | 0 | 10 | 0 | 0 | 0 | 0 | 0 | 0 | 0 | 0 | 2006 Qtr 1: 0; 2006 Qtr 2: 0; 2006 Qtr 3: 0; 2006 Qtr 4: 0; 2007 Qtr 1: 0; 2007 Qtr 2: 0; 2007 Qtr 3: 0; 2007 Qtr 4: 0; 2008 Qtr 1: 0; 2008 Qtr 2: 0; 2008 Qtr 3: 0; 2008 Qtr 4: 10 | 10
0 | 234330-Premium T8 with T12 40 Watt Baseline - Tr1 |  | 7 | Commercial | 01-ALC-AllCommercial-IntLight | 0 |  |  |  |  | 13.9589 | 13.1897 | 0 | 0 | 0 | 0.76922 | 28.2231 |  | kWh | 0.0076505 | -0.04622 | Commercial |  | Annual | [5 empty] | 11 | 0.96 |  |  |  | 0 | 0 | 0 | 41.8509 | 0 | 0 | 0 | 0 | 0 | 0 | 0 | 0 | 2006 Qtr 1: 0; 2006 Qtr 2: 0; 2006 Qtr 3: 0; 2006 Qtr 4: 0; 2007 Qtr 1: 0; 2007 Qtr 2: 0; 2007 Qtr 3: 0; 2007 Qtr 4: 0; 2008 Qtr 1: 0; 2008 Qtr 2: 0; 2008 Qtr 3: 0; 2008 Qtr 4: 41.8509 | 41.8509
0 | 234303-Lighting-Remove 4 Ft Lamp (De-Lamp) - Tr1 | COFL00AVDEL01 | 7 | Commercial | 01-ALC-AllCommercial-IntLight | 0 |  |  |  |  | 28.2518 | 16.4871 | 0 | 0 | 0 | 11.7647 | 93.8474 |  | kWh | 0.025439 | -0.15369 | Commercial |  | Annual | [5 empty] | 11 | 0.96 |  |  |  | 0 | 0 | 0 | 23.6549 | 0 | 0 | 0 | 0 | 0 | 0 | 0 | 0 | 2006 Qtr 1: 0; 2006 Qtr 2: 0; 2006 Qtr 3: 0; 2006 Qtr 4: 0; 2007 Qtr 1: 0; 2007 Qtr 2: 0; 2007 Qtr 3: 0; 2007 Qtr 4: 0; 2008 Qtr 1: 0; 2008 Qtr 2: 0; 2008 Qtr 3: 0; 2008 Qtr 4: 23.6549 | 23.6549
0 | 234360-Lighting-IntrHiByLnrFlscntFxtr244wrplc400w(TrI)Tr1 |  | 7 | Commercial | 01-ALC-AllCommercial-IntLight | 0 |  |  |  |  | 328.1301 | 153.8404 | 0 | 0 | 0 | 174.2897 | 749.8913 |  | kWh | 0.18068 | -1.2281 | Commercial |  | Annual | [5 empty] | 11 | 0.96 |  |  |  | 0 | 0 | 0 | 12.6755 | 0 | 0 | 0 | 0 | 0 | 0 | 0 | 0 | 2006 Qtr 1: 0; 2006 Qtr 2: 0; 2006 Qtr 3: 0; 2006 Qtr 4: 0; 2007 Qtr 1: 0; 2007 Qtr 2: 0; 2007 Qtr 3: 0; 2007 Qtr 4: 0; 2008 Qtr 1: 0; 2008 Qtr 2: 0; 2008 Qtr 3: 0; 2008 Qtr 4: 12.6755 | 12.6755
0 | 234294-Lighting-Occupancy Sensor-Wallbox Lghtng Snsr-Tr1 | CALC00AVOCC01 | 7 | Commercial | 01-ALC-AllCommercial-IntLight | 0 |  |  |  |  | 42.2727 | 40 | 0 | 0 | 0 | 2.2727 | 213.759 |  | kWh | 0.17617 | 0 | Commercial |  | Annual | [5 empty] | 8 | 0.96 |  |  |  | 0 | 0 | 0 | 14 | 0 | 0 | 0 | 0 | 0 | 0 | 0 | 0 | 2006 Qtr 1: 0; 2006 Qtr 2: 0; 2006 Qtr 3: 0; 2006 Qtr 4: 0; 2007 Qtr 1: 0; 2007 Qtr 2: 0; 2007 Qtr 3: 0; 2007 Qtr 4: 0; 2008 Qtr 1: 0; 2008 Qtr 2: 0; 2008 Qtr 3: 0; 2008 Qtr 4: 14 | 14
0 | 234285-Lighting-Occpncy Snsr-Hi-Bay integrated Snsr-Tr1 |  | 7 | Commercial | 01-ALC-AllCommercial-IntLight | 0 |  |  |  |  | 140.9479 | 95.5 | 0 | 0 | 0 | 45.4479 | 1661 |  | kWh | 0 | 0 | Commercial |  | Annual | [5 empty] | 8 | 0.96 |  |  |  | 0 | 0 | 0 | 13 | 0 | 0 | 0 | 0 | 0 | 0 | 0 | 0 | 2006 Qtr 1: 0; 2006 Qtr 2: 0; 2006 Qtr 3: 0; 2006 Qtr 4: 0; 2007 Qtr 1: 0; 2007 Qtr 2: 0; 2007 Qtr 3: 0; 2007 Qtr 4: 0; 2008 Qtr 1: 0; 2008 Qtr 2: 0; 2008 Qtr 3: 0; 2008 Qtr 4: 13 | 13
0 | 234309-Lighting-Screw in >27 Watt Lamp - Tr1 | Averaged DEER Msrs | 10 | Commercial | 01-ALC-AllCommercial-IntLight | 0 |  |  |  |  | 12.0285 | 11.8778 | 0 | 0 | 0 | 0.15068 | 117.006 |  | kWh | 0.00746 | -0.2048 | Commercial |  | Annual | [5 empty] | 2.04 | 0.96 |  |  |  | 0 | 0 | 0 | 32.3292 | 0 | 0 | 0 | 0 | 0 | 0 | 0 | 0 | 2006 Qtr 1: 0; 2006 Qtr 2: 0; 2006 Qtr 3: 0; 2006 Qtr 4: 0; 2007 Qtr 1: 0; 2007 Qtr 2: 0; 2007 Qtr 3: 0; 2007 Qtr 4: 0; 2008 Qtr 1: 0; 2008 Qtr 2: 0; 2008 Qtr 3: 0; 2008 Qtr 4: 32.3292 | 32.3292
0 | 234330-Premium T8 with T12 40 Watt Baseline - Tr1 |  | 10 | Commercial | 01-ALC-AllCommercial-IntLight | 0 |  |  |  |  | 13.9589 | 13.1897 | 0 | 0 | 0 | 0.76922 | 28.2231 |  | kWh | 0.0076505 | -0.04622 | Commercial |  | Annual | [5 empty] | 11 | 0.96 |  |  |  | 0 | 0 | 0 | 249.2858 | 0 | 0 | 0 | 0 | 0 | 0 | 0 | 0 | 2006 Qtr 1: 0; 2006 Qtr 2: 0; 2006 Qtr 3: 0; 2006 Qtr 4: 0; 2007 Qtr 1: 0; 2007 Qtr 2: 0; 2007 Qtr 3: 0; 2007 Qtr 4: 0; 2008 Qtr 1: 0; 2008 Qtr 2: 0; 2008 Qtr 3: 0; 2008 Qtr 4: 249.2858 | 249.2858
0 | 234303-Lighting-Remove 4 Ft Lamp (De-Lamp) - Tr1 | COFL00AVDEL01 | 10 | Commercial | 01-ALC-AllCommercial-IntLight | 0 |  |  |  |  | 28.2518 | 16.4871 | 0 | 0 | 0 | 11.7647 | 93.8474 |  | kWh | 0.025439 | -0.15369 | Commercial |  | Annual | [5 empty] | 11 | 0.96 |  |  |  | 0 | 0 | 0 | 149.2076 | 0 | 0 | 0 | 0 | 0 | 0 | 0 | 0 | 2006 Qtr 1: 0; 2006 Qtr 2: 0; 2006 Qtr 3: 0; 2006 Qtr 4: 0; 2007 Qtr 1: 0; 2007 Qtr 2: 0; 2007 Qtr 3: 0; 2007 Qtr 4: 0; 2008 Qtr 1: 0; 2008 Qtr 2: 0; 2008 Qtr 3: 0; 2008 Qtr 4: 149.2076 | 149.2076
0 | 234291-Lighting-Ocpncy Snsr-Wll/Cl Mntd Lght Snsr>=500Tr1 |  | 10 | Commercial | 01-ALC-AllCommercial-IntLight | 0 |  |  |  |  | 141 | 75 | 0 | 0 | 0 | 66 | 626 |  | kWh | 0.145 | 0 | Commercial |  | Annual | [5 empty] | 8 | 0.96 |  |  |  | 0 | 0 | 0 | 51 | 0 | 0 | 0 | 0 | 0 | 0 | 0 | 0 | 2006 Qtr 1: 0; 2006 Qtr 2: 0; 2006 Qtr 3: 0; 2006 Qtr 4: 0; 2007 Qtr 1: 0; 2007 Qtr 2: 0; 2007 Qtr 3: 0; 2007 Qtr 4: 0; 2008 Qtr 1: 0; 2008 Qtr 2: 0; 2008 Qtr 3: 0; 2008 Qtr 4: 51 | 51
0 | 234085-Refrigeration -Strip Curtains for Walk-ins |  | 10 | Commercial | 09-GRO-Grocery-REFG | 0 |  |  |  |  | 3.05 | 3 | 0 | 0 | 0 | 0.05 | 16.0673 |  | kWh | 0.00040427 | 0 | Commercial |  | Annual | [5 empty] | 4 | 0.96 |  |  |  | 0 | 0 | 0 | 42 | 0 | 0 | 0 | 0 | 0 | 0 | 0 | 0 | 2006 Qtr 1: 0; 2006 Qtr 2: 0; 2006 Qtr 3: 0; 2006 Qtr 4: 0; 2007 Qtr 1: 0; 2007 Qtr 2: 0; 2007 Qtr 3: 0; 2007 Qtr 4: 0; 2008 Qtr 1: 0; 2008 Qtr 2: 0; 2008 Qtr 3: 0; 2008 Qtr 4: 42 | 42
0 | 234085-Refrigeration -Strip Curtains for Walk-ins |  | 7 | Commercial | 01-ALC-AllCommercial-Refrig | 0 |  |  |  |  | 3.05 | 3 | 0 | 0 | 0 | 0.05 | 465 |  | kWh | 0.053 | 0 | Commercial |  | Annual | [5 empty] | 4 | 0.96 |  |  |  | 0 | 0 | 0 | 17 | 0 | 0 | 0 | 0 | 0 | 0 | 0 | 0 | 2006 Qtr 1: 0; 2006 Qtr 2: 0; 2006 Qtr 3: 0; 2006 Qtr 4: 0; 2007 Qtr 1: 0; 2007 Qtr 2: 0; 2007 Qtr 3: 0; 2007 Qtr 4: 0; 2008 Qtr 1: 0; 2008 Qtr 2: 0; 2008 Qtr 3: 0; 2008 Qtr 4: 17 | 17
0 | 234330-Premium T8 with T12 40 Watt Baseline - Tr1 |  | 7 | Commercial | 21-RSD-Restaurant–SitDown-LIT_INT | 0 |  |  |  |  | 13.9589 | 13.1897 | 0 | 0 | 0 | 0.76922 | 49.6009 |  | kWh | 0.010001 | -0.23326 | Commercial |  | Annual | [5 empty] | 11 | 0.96 |  |  |  | 0 | 0 | 0 | 18.196 | 0 | 0 | 0 | 0 | 0 | 0 | 0 | 0 | 2006 Qtr 1: 0; 2006 Qtr 2: 0; 2006 Qtr 3: 0; 2006 Qtr 4: 0; 2007 Qtr 1: 0; 2007 Qtr 2: 0; 2007 Qtr 3: 0; 2007 Qtr 4: 0; 2008 Qtr 1: 0; 2008 Qtr 2: 0; 2008 Qtr 3: 0; 2008 Qtr 4: 18.196 | 18.196
0 | 234303-Lighting-Remove 4 Ft Lamp (De-Lamp) - Tr1 | COFL00AVDEL01 | 7 | Commercial | 21-RSD-Restaurant–SitDown-LIT_INT | 0 |  |  |  |  | 28.2518 | 16.4871 | 0 | 0 | 0 | 11.7647 | 164.9331 |  | kWh | 0.033257 | -0.77564 | Commercial |  | Annual | [5 empty] | 11 | 0.96 |  |  |  | 0 | 0 | 0 | 14.5568 | 0 | 0 | 0 | 0 | 0 | 0 | 0 | 0 | 2006 Qtr 1: 0; 2006 Qtr 2: 0; 2006 Qtr 3: 0; 2006 Qtr 4: 0; 2007 Qtr 1: 0; 2007 Qtr 2: 0; 2007 Qtr 3: 0; 2007 Qtr 4: 0; 2008 Qtr 1: 0; 2008 Qtr 2: 0; 2008 Qtr 3: 0; 2008 Qtr 4: 14.5568 | 14.5568
0 | 234331-Premium T8 with T12 40 Watt Baseline - Tr2 |  | 7 | Commercial | 18-OFS-Office–Small-IntLight | 0 |  |  |  |  | 13.9591 | 9.8923 | 0 | 0 | 0 | 4.0668 | 32.5502 |  | kWh | 0.009764 | -0.0094661 | Commercial |  | Annual | [5 empty] | 11 | 0.96 |  |  |  | 0 | 0 | 0 | 20.0156 | 0 | 0 | 0 | 0 | 0 | 0 | 0 | 0 | 2006 Qtr 1: 0; 2006 Qtr 2: 0; 2006 Qtr 3: 0; 2006 Qtr 4: 0; 2007 Qtr 1: 0; 2007 Qtr 2: 0; 2007 Qtr 3: 0; 2007 Qtr 4: 0; 2008 Qtr 1: 0; 2008 Qtr 2: 0; 2008 Qtr 3: 0; 2008 Qtr 4: 20.0156 | 20.0156
0 | 234304-Lighting-Remove 4 Ft Lamp (De-Lamp) - Tr2 | COFL00AVDEL01 | 7 | Commercial | 18-OFS-Office–Small-IntLight | 0 |  |  |  |  | 28.2538 | 12.3653 | 0 | 0 | 0 | 15.8885 | 104.8272 |  | kWh | 0.031445 | -0.030485 | Commercial |  | Annual | [5 empty] | 11 | 0.96 |  |  |  | 0 | 0 | 0 | 10.0078 | 0 | 0 | 0 | 0 | 0 | 0 | 0 | 0 | 2006 Qtr 1: 0; 2006 Qtr 2: 0; 2006 Qtr 3: 0; 2006 Qtr 4: 0; 2007 Qtr 1: 0; 2007 Qtr 2: 0; 2007 Qtr 3: 0; 2007 Qtr 4: 0; 2008 Qtr 1: 0; 2008 Qtr 2: 0; 2008 Qtr 3: 0; 2008 Qtr 4: 10.0078 | 10.0078
0 | 234084-Refrigeration -Cooler/Freezer Door Gaskets - Solid Doors: Cooler |  | 7 | Commercial | 21-RSD-Restaurant–SitDown-REFG | 0 |  |  |  |  | 4 | 4 | 0 | 0 | 0 | 0 | 3.6686 |  | kWh | 0.000614 | 0 | Commercial |  | Annual | [5 empty] | 4 | 0.96 |  |  |  | 0 | 0 | 0 | 118 | 0 | 0 | 0 | 0 | 0 | 0 | 0 | 0 | 2006 Qtr 1: 0; 2006 Qtr 2: 0; 2006 Qtr 3: 0; 2006 Qtr 4: 0; 2007 Qtr 1: 0; 2007 Qtr 2: 0; 2007 Qtr 3: 0; 2007 Qtr 4: 0; 2008 Qtr 1: 0; 2008 Qtr 2: 0; 2008 Qtr 3: 0; 2008 Qtr 4: 118 | 118
0 | 234084-Refrigeration -Cooler/Freezer Door Gaskets - Solid Doors: Cooler |  | 7 | Commercial | 21-RSD-Restaurant–SitDown-REFG | 0 |  |  |  |  | 4 | 4 | 0 | 0 | 0 | 0 | 3.6686 |  | kWh | 0.000614 | 0 | Commercial |  | Annual | [5 empty] | 4 | 0.96 |  |  |  | 0 | 0 | 0 | 125 | 0 | 0 | 0 | 0 | 0 | 0 | 0 | 0 | 2006 Qtr 1: 0; 2006 Qtr 2: 0; 2006 Qtr 3: 0; 2006 Qtr 4: 0; 2007 Qtr 1: 0; 2007 Qtr 2: 0; 2007 Qtr 3: 0; 2007 Qtr 4: 0; 2008 Qtr 1: 0; 2008 Qtr 2: 0; 2008 Qtr 3: 0; 2008 Qtr 4: 125 | 125
0 | 234084-Refrigeration -Cooler/Freezer Door Gaskets - Solid Doors: Cooler |  | 7 | Commercial | 21-RSD-Restaurant–SitDown-REFG | 0 |  |  |  |  | 4 | 4 | 0 | 0 | 0 | 0 | 3.6686 |  | kWh | 0.000614 | 0 | Commercial |  | Annual | [5 empty] | 4 | 0.96 |  |  |  | 0 | 0 | 0 | 57 | 0 | 0 | 0 | 0 | 0 | 0 | 0 | 0 | 2006 Qtr 1: 0; 2006 Qtr 2: 0; 2006 Qtr 3: 0; 2006 Qtr 4: 0; 2007 Qtr 1: 0; 2007 Qtr 2: 0; 2007 Qtr 3: 0; 2007 Qtr 4: 0; 2008 Qtr 1: 0; 2008 Qtr 2: 0; 2008 Qtr 3: 0; 2008 Qtr 4: 57 | 57
0 | 234330-Premium T8 with T12 40 Watt Baseline - Tr1 |  | System | Commercial | 01-ALC-AllCommercial-IntLight | 0 |  |  |  |  | 13.9589 | 13.1897 | 0 | 0 | 0 | 0.76922 | 28.2231 |  | kWh | 0.0076505 | -0.04622 | Commercial |  | Annual | [5 empty] | 11 | 0.96 |  |  |  | 0 | 0 | 0 | 37.3019 | 0 | 0 | 0 | 0 | 0 | 0 | 0 | 0 | 2006 Qtr 1: 0; 2006 Qtr 2: 0; 2006 Qtr 3: 0; 2006 Qtr 4: 0; 2007 Qtr 1: 0; 2007 Qtr 2: 0; 2007 Qtr 3: 0; 2007 Qtr 4: 0; 2008 Qtr 1: 0; 2008 Qtr 2: 0; 2008 Qtr 3: 0; 2008 Qtr 4: 37.3019 | 37.3019
0 | 234315-Lighting-Screw in 14-26 Watt Reflector Lamp-Tr1 | Averaged DEER Msrs | System | Commercial | 01-ALC-AllCommercial-IntLight | 0 |  |  |  |  | 9.6071 | 9.6507 | 0 | 0 | 0 | -0.043643 | 112.0741 |  | kWh | 0.0071455 | -0.19617 | Commercial |  | Annual | [5 empty] | 2 | 0.96 |  |  |  | 0 | 0 | 0 | 11.4499 | 0 | 0 | 0 | 0 | 0 | 0 | 0 | 0 | 2006 Qtr 1: 0; 2006 Qtr 2: 0; 2006 Qtr 3: 0; 2006 Qtr 4: 0; 2007 Qtr 1: 0; 2007 Qtr 2: 0; 2007 Qtr 3: 0; 2007 Qtr 4: 0; 2008 Qtr 1: 0; 2008 Qtr 2: 0; 2008 Qtr 3: 0; 2008 Qtr 4: 11.4499 | 11.4499
0 | 234330-Premium T8 with T12 40 Watt Baseline - Tr1 |  | System | Commercial | 01-ALC-AllCommercial-IntLight | 0 |  |  |  |  | 13.9589 | 13.1897 | 0 | 0 | 0 | 0.76922 | 28.2231 |  | kWh | 0.0076505 | -0.04622 | Commercial |  | Annual | [5 empty] | 11 | 0.96 |  |  |  | 0 | 0 | 0 | 32.7529 | 0 | 0 | 0 | 0 | 0 | 0 | 0 | 0 | 2006 Qtr 1: 0; 2006 Qtr 2: 0; 2006 Qtr 3: 0; 2006 Qtr 4: 0; 2007 Qtr 1: 0; 2007 Qtr 2: 0; 2007 Qtr 3: 0; 2007 Qtr 4: 0; 2008 Qtr 1: 0; 2008 Qtr 2: 0; 2008 Qtr 3: 0; 2008 Qtr 4: 32.7529 | 32.7529
0 | 234330-Premium T8 with T12 40 Watt Baseline - Tr1 |  | 7 | Commercial | 01-ALC-AllCommercial-IntLight | 0 |  |  |  |  | 13.9589 | 13.1897 | 0 | 0 | 0 | 0.76922 | 28.2231 |  | kWh | 0.0076505 | -0.04622 | Commercial |  | Annual | [5 empty] | 11 | 0.96 |  |  |  | 0 | 0 | 0 | 54.5881 | 0 | 0 | 0 | 0 | 0 | 0 | 0 | 0 | 2006 Qtr 1: 0; 2006 Qtr 2: 0; 2006 Qtr 3: 0; 2006 Qtr 4: 0; 2007 Qtr 1: 0; 2007 Qtr 2: 0; 2007 Qtr 3: 0; 2007 Qtr 4: 0; 2008 Qtr 1: 0; 2008 Qtr 2: 0; 2008 Qtr 3: 0; 2008 Qtr 4: 54.5881 | 54.5881
0 | 234330-Premium T8 with T12 40 Watt Baseline - Tr1 |  | 7 | Commercial | 01-ALC-AllCommercial-IntLight | 0 |  |  |  |  | 13.9589 | 13.1897 | 0 | 0 | 0 | 0.76922 | 28.2231 |  | kWh | 0.0076505 | -0.04622 | Commercial |  | Annual | [5 empty] | 11 | 0.96 |  |  |  | 0 | 0 | 0 | 55.4979 | 0 | 0 | 0 | 0 | 0 | 0 | 0 | 0 | 2006 Qtr 1: 0; 2006 Qtr 2: 0; 2006 Qtr 3: 0; 2006 Qtr 4: 0; 2007 Qtr 1: 0; 2007 Qtr 2: 0; 2007 Qtr 3: 0; 2007 Qtr 4: 0; 2008 Qtr 1: 0; 2008 Qtr 2: 0; 2008 Qtr 3: 0; 2008 Qtr 4: 55.4979 | 55.4979
0 | 234330-Premium T8 with T12 40 Watt Baseline - Tr1 |  | 7 | Commercial | 23-RTL-Retail–SingleStorylarge-LIT_INT | 0 |  |  |  |  | 13.9589 | 13.1897 | 0 | 0 | 0 | 0.76922 | 35.6051 |  | kWh | 0.010639 | -0.048435 | Commercial |  | Annual | [5 empty] | 11 | 0.96 |  |  |  | 0 | 0 | 0 | 29.1137 | 0 | 0 | 0 | 0 | 0 | 0 | 0 | 0 | 2006 Qtr 1: 0; 2006 Qtr 2: 0; 2006 Qtr 3: 0; 2006 Qtr 4: 0; 2007 Qtr 1: 0; 2007 Qtr 2: 0; 2007 Qtr 3: 0; 2007 Qtr 4: 0; 2008 Qtr 1: 0; 2008 Qtr 2: 0; 2008 Qtr 3: 0; 2008 Qtr 4: 29.1137 | 29.1137
0 | 234330-Premium T8 with T12 40 Watt Baseline - Tr1 |  | 7 | Commercial | 23-RTL-Retail–SingleStorylarge-LIT_INT | 0 |  |  |  |  | 13.9589 | 13.1897 | 0 | 0 | 0 | 0.76922 | 35.6051 |  | kWh | 0.010639 | -0.048435 | Commercial |  | Annual | [5 empty] | 11 | 0.96 |  |  |  | 0 | 0 | 0 | 307.5131 | 0 | 0 | 0 | 0 | 0 | 0 | 0 | 0 | 2006 Qtr 1: 0; 2006 Qtr 2: 0; 2006 Qtr 3: 0; 2006 Qtr 4: 0; 2007 Qtr 1: 0; 2007 Qtr 2: 0; 2007 Qtr 3: 0; 2007 Qtr 4: 0; 2008 Qtr 1: 0; 2008 Qtr 2: 0; 2008 Qtr 3: 0; 2008 Qtr 4: 307.5131 | 307.5131
0 | 234303-Lighting-Remove 4 Ft Lamp (De-Lamp) - Tr1 | COFL00AVDEL01 | 7 | Commercial | 23-RTL-Retail–SingleStorylarge-LIT_INT | 0 |  |  |  |  | 28.2518 | 16.4871 | 0 | 0 | 0 | 11.7647 | 118.3941 |  | kWh | 0.035378 | -0.16106 | Commercial |  | Annual | [5 empty] | 11 | 0.96 |  |  |  | 0 | 0 | 0 | 77.3332 | 0 | 0 | 0 | 0 | 0 | 0 | 0 | 0 | 2006 Qtr 1: 0; 2006 Qtr 2: 0; 2006 Qtr 3: 0; 2006 Qtr 4: 0; 2007 Qtr 1: 0; 2007 Qtr 2: 0; 2007 Qtr 3: 0; 2007 Qtr 4: 0; 2008 Qtr 1: 0; 2008 Qtr 2: 0; 2008 Qtr 3: 0; 2008 Qtr 4: 77.3332 | 77.3332
0 | 234330-Premium T8 with T12 40 Watt Baseline - Tr1 |  | 7 | Commercial | 01-ALC-AllCommercial-IntLight | 0 |  |  |  |  | 13.9589 | 13.1897 | 0 | 0 | 0 | 0.76922 | 28.2231 |  | kWh | 0.0076505 | -0.04622 | Commercial |  | Annual | [5 empty] | 11 | 0.96 |  |  |  | 0 | 0 | 0 | 254.7446 | 0 | 0 | 0 | 0 | 0 | 0 | 0 | 0 | 2006 Qtr 1: 0; 2006 Qtr 2: 0; 2006 Qtr 3: 0; 2006 Qtr 4: 0; 2007 Qtr 1: 0; 2007 Qtr 2: 0; 2007 Qtr 3: 0; 2007 Qtr 4: 0; 2008 Qtr 1: 0; 2008 Qtr 2: 0; 2008 Qtr 3: 0; 2008 Qtr 4: 254.7446 | 254.7446
0 | 234340-Lighting-Intr HiBy Lnr FlrscntFxtr600w rplc>400Tr1 |  | 7 | Commercial | 23-RTL-Retail–SingleStorylarge-LIT_INT | 0 |  |  |  |  | 666.6419 | 216.4022 | 0 | 0 | 0 | 450.2397 | 1735.0005 |  | kWh | 0.43997 | -2.3602 | Commercial |  | Annual | [5 empty] | 11 | 0.96 |  |  |  | 0 | 0 | 0 | 1.9501 | 0 | 0 | 0 | 0 | 0 | 0 | 0 | 0 | 2006 Qtr 1: 0; 2006 Qtr 2: 0; 2006 Qtr 3: 0; 2006 Qtr 4: 0; 2007 Qtr 1: 0; 2007 Qtr 2: 0; 2007 Qtr 3: 0; 2007 Qtr 4: 0; 2008 Qtr 1: 0; 2008 Qtr 2: 0; 2008 Qtr 3: 0; 2008 Qtr 4: 1.9501 | 1.9501
0 | 234285-Lighting-Occpncy Snsr-Hi-Bay integrated Snsr-Tr1 |  | 7 | Commercial | 23-RTL-Retail–SingleStorylarge-LIT_INT | 0 |  |  |  |  | 140.9479 | 95.5 | 0 | 0 | 0 | 45.4479 | 1661 |  | kWh | 0 | 0 | Commercial |  | Annual | [5 empty] | 8 | 0.96 |  |  |  | 0 | 0 | 0 | 2 | 0 | 0 | 0 | 0 | 0 | 0 | 0 | 0 | 2006 Qtr 1: 0; 2006 Qtr 2: 0; 2006 Qtr 3: 0; 2006 Qtr 4: 0; 2007 Qtr 1: 0; 2007 Qtr 2: 0; 2007 Qtr 3: 0; 2007 Qtr 4: 0; 2008 Qtr 1: 0; 2008 Qtr 2: 0; 2008 Qtr 3: 0; 2008 Qtr 4: 2 | 2
0 | 234083-Refrigeration -Cooler/Freezer Door Gaskets - Glass Doors |  | 10 | Commercial | 09-GRO-Grocery-REFG | 0 |  |  |  |  | 3.9999 | 4 | 0 | 0 | 0 | -5.535e-05 | 3.6686 |  | kWh | 0.000614 | 0 | Commercial |  | Annual | [5 empty] | 4 | 0.96 |  |  |  | 0 | 0 | 0 | 243 | 0 | 0 | 0 | 0 | 0 | 0 | 0 | 0 | 2006 Qtr 1: 0; 2006 Qtr 2: 0; 2006 Qtr 3: 0; 2006 Qtr 4: 0; 2007 Qtr 1: 0; 2007 Qtr 2: 0; 2007 Qtr 3: 0; 2007 Qtr 4: 0; 2008 Qtr 1: 0; 2008 Qtr 2: 0; 2008 Qtr 3: 0; 2008 Qtr 4: 243 | 243
0 | 234084-Refrigeration -Cooler/Freezer Door Gaskets - Solid Doors: Cooler |  | 7 | Commercial | 09-GRO-Grocery-REFG | 0 |  |  |  |  | 4 | 4 | 0 | 0 | 0 | 0 | 3.6686 |  | kWh | 0.000614 | 0 | Commercial |  | Annual | [5 empty] | 4 | 0.96 |  |  |  | 0 | 0 | 0 | 16 | 0 | 0 | 0 | 0 | 0 | 0 | 0 | 0 | 2006 Qtr 1: 0; 2006 Qtr 2: 0; 2006 Qtr 3: 0; 2006 Qtr 4: 0; 2007 Qtr 1: 0; 2007 Qtr 2: 0; 2007 Qtr 3: 0; 2007 Qtr 4: 0; 2008 Qtr 1: 0; 2008 Qtr 2: 0; 2008 Qtr 3: 16; 2008 Qtr 4: 0 | 16
0 | 234083-Refrigeration -Cooler/Freezer Door Gaskets - Glass Doors |  | 7 | Commercial | 09-GRO-Grocery-REFG | 0 |  |  |  |  | 3.9999 | 4 | 0 | 0 | 0 | -5.535e-05 | 3.6686 |  | kWh | 0.000614 | 0 | Commercial |  | Annual | [5 empty] | 4 | 0.96 |  |  |  | 0 | 0 | 0 | 302 | 0 | 0 | 0 | 0 | 0 | 0 | 0 | 0 | 2006 Qtr 1: 0; 2006 Qtr 2: 0; 2006 Qtr 3: 0; 2006 Qtr 4: 0; 2007 Qtr 1: 0; 2007 Qtr 2: 0; 2007 Qtr 3: 0; 2007 Qtr 4: 0; 2008 Qtr 1: 0; 2008 Qtr 2: 0; 2008 Qtr 3: 302; 2008 Qtr 4: 0 | 302
0 | 234084-Refrigeration -Cooler/Freezer Door Gaskets - Solid Doors: Cooler |  | 10 | Commercial | 01-ALC-AllCommercial-Refrig | 0 |  |  |  |  | 4 | 4 | 0 | 0 | 0 | 0 | 104.55 |  | kWh | 0.01195 | 0 | Commercial |  | Annual | [5 empty] | 4 | 0.96 |  |  |  | 0 | 0 | 0 | 16 | 0 | 0 | 0 | 0 | 0 | 0 | 0 | 0 | 2006 Qtr 1: 0; 2006 Qtr 2: 0; 2006 Qtr 3: 0; 2006 Qtr 4: 0; 2007 Qtr 1: 0; 2007 Qtr 2: 0; 2007 Qtr 3: 0; 2007 Qtr 4: 0; 2008 Qtr 1: 0; 2008 Qtr 2: 0; 2008 Qtr 3: 0; 2008 Qtr 4: 16 | 16
0 | 234083-Refrigeration -Cooler/Freezer Door Gaskets - Glass Doors |  | 10 | Commercial | 01-ALC-AllCommercial-Refrig | 0 |  |  |  |  | 3.9999 | 4 | 0 | 0 | 0 | -5.535e-05 | 104.55 |  | kWh | 0.01195 | 0 | Commercial |  | Annual | [5 empty] | 4 | 0.96 |  |  |  | 0 | 0 | 0 | 399 | 0 | 0 | 0 | 0 | 0 | 0 | 0 | 0 | 2006 Qtr 1: 0; 2006 Qtr 2: 0; 2006 Qtr 3: 0; 2006 Qtr 4: 0; 2007 Qtr 1: 0; 2007 Qtr 2: 0; 2007 Qtr 3: 0; 2007 Qtr 4: 0; 2008 Qtr 1: 0; 2008 Qtr 2: 0; 2008 Qtr 3: 0; 2008 Qtr 4: 399 | 399
0 | 234084-Refrigeration -Cooler/Freezer Door Gaskets - Solid Doors: Cooler |  | 7 | Commercial | 09-GRO-Grocery-REFG | 0 |  |  |  |  | 4 | 4 | 0 | 0 | 0 | 0 | 3.6686 |  | kWh | 0.000614 | 0 | Commercial |  | Annual | [5 empty] | 4 | 0.96 |  |  |  | 0 | 0 | 0 | 16 | 0 | 0 | 0 | 0 | 0 | 0 | 0 | 0 | 2006 Qtr 1: 0; 2006 Qtr 2: 0; 2006 Qtr 3: 0; 2006 Qtr 4: 0; 2007 Qtr 1: 0; 2007 Qtr 2: 0; 2007 Qtr 3: 0; 2007 Qtr 4: 0; 2008 Qtr 1: 0; 2008 Qtr 2: 0; 2008 Qtr 3: 0; 2008 Qtr 4: 16 | 16
0 | 234083-Refrigeration -Cooler/Freezer Door Gaskets - Glass Doors |  | 7 | Commercial | 09-GRO-Grocery-REFG | 0 |  |  |  |  | 3.9999 | 4 | 0 | 0 | 0 | -5.535e-05 | 3.6686 |  | kWh | 0.000614 | 0 | Commercial |  | Annual | [5 empty] | 4 | 0.96 |  |  |  | 0 | 0 | 0 | 238 | 0 | 0 | 0 | 0 | 0 | 0 | 0 | 0 | 2006 Qtr 1: 0; 2006 Qtr 2: 0; 2006 Qtr 3: 0; 2006 Qtr 4: 0; 2007 Qtr 1: 0; 2007 Qtr 2: 0; 2007 Qtr 3: 0; 2007 Qtr 4: 0; 2008 Qtr 1: 0; 2008 Qtr 2: 0; 2008 Qtr 3: 0; 2008 Qtr 4: 238 | 238
0 | 234083-Refrigeration -Cooler/Freezer Door Gaskets - Glass Doors |  | 10 | Commercial | 01-ALC-AllCommercial-Refrig | 0 |  |  |  |  | 3.9999 | 4 | 0 | 0 | 0 | -5.535e-05 | 104.55 |  | kWh | 0.01195 | 0 | Commercial |  | Annual | [5 empty] | 4 | 0.96 |  |  |  | 0 | 0 | 0 | 139 | 0 | 0 | 0 | 0 | 0 | 0 | 0 | 0 | 2006 Qtr 1: 0; 2006 Qtr 2: 0; 2006 Qtr 3: 0; 2006 Qtr 4: 0; 2007 Qtr 1: 0; 2007 Qtr 2: 0; 2007 Qtr 3: 0; 2007 Qtr 4: 0; 2008 Qtr 1: 0; 2008 Qtr 2: 0; 2008 Qtr 3: 0; 2008 Qtr 4: 139 | 139
0 | 234201-Lighting-2 Ft 2nd Gen T-8 with Elec Ballast-Tr1 |  | 7 | Commercial | 01-ALC-AllCommercial-IntLight | 0 |  |  |  |  | 23.0819 | 10.9914 | 0 | 0 | 0 | 12.0905 | 41.6428 |  | kWh | 0.0082155 | -0.068198 | Commercial |  | Annual | [5 empty] | 11 | 0.96 |  |  |  | 0 | 0 | 0 | 2.7294 | 0 | 0 | 0 | 0 | 0 | 0 | 0 | 0 | 2006 Qtr 1: 0; 2006 Qtr 2: 0; 2006 Qtr 3: 0; 2006 Qtr 4: 0; 2007 Qtr 1: 0; 2007 Qtr 2: 0; 2007 Qtr 3: 0; 2007 Qtr 4: 0; 2008 Qtr 1: 0; 2008 Qtr 2: 0; 2008 Qtr 3: 0; 2008 Qtr 4: 2.7294 | 2.7294
0 | 234330-Premium T8 with T12 40 Watt Baseline - Tr1 |  | 7 | Commercial | 01-ALC-AllCommercial-IntLight | 0 |  |  |  |  | 13.9589 | 13.1897 | 0 | 0 | 0 | 0.76922 | 65.4159 |  | kWh | 0.012906 | -0.10713 | Commercial |  | Annual | [5 empty] | 11 | 0.96 |  |  |  | 0 | 0 | 0 | 9.098 | 0 | 0 | 0 | 0 | 0 | 0 | 0 | 0 | 2006 Qtr 1: 0; 2006 Qtr 2: 0; 2006 Qtr 3: 0; 2006 Qtr 4: 0; 2007 Qtr 1: 0; 2007 Qtr 2: 0; 2007 Qtr 3: 0; 2007 Qtr 4: 0; 2008 Qtr 1: 0; 2008 Qtr 2: 0; 2008 Qtr 3: 0; 2008 Qtr 4: 9.098 | 9.098
0 | 234207-Lighting-8 Ft T-8 with Elec Ballast-Tr1 |  | 7 | Commercial | 01-ALC-AllCommercial-IntLight | 0 |  |  |  |  | 35.7163 | 21.9828 | 0 | 0 | 0 | 13.7335 | 54.2473 |  | kWh | 0.010702 | -0.08884 | Commercial |  | Annual | [5 empty] | 11 | 0.96 |  |  |  | 0 | 0 | 0 | 6.3686 | 0 | 0 | 0 | 0 | 0 | 0 | 0 | 0 | 2006 Qtr 1: 0; 2006 Qtr 2: 0; 2006 Qtr 3: 0; 2006 Qtr 4: 0; 2007 Qtr 1: 0; 2007 Qtr 2: 0; 2007 Qtr 3: 0; 2007 Qtr 4: 0; 2008 Qtr 1: 0; 2008 Qtr 2: 0; 2008 Qtr 3: 0; 2008 Qtr 4: 6.3686 | 6.3686
0 | 234303-Lighting-Remove 4 Ft Lamp (De-Lamp) - Tr1 | COFL00AVDEL01 | 7 | Commercial | 01-ALC-AllCommercial-IntLight | 0 |  |  |  |  | 28.2518 | 16.4871 | 0 | 0 | 0 | 11.7647 | 217.5212 |  | kWh | 0.042914 | -0.35623 | Commercial |  | Annual | [5 empty] | 11 | 0.96 |  |  |  | 0 | 0 | 0 | 1.8196 | 0 | 0 | 0 | 0 | 0 | 0 | 0 | 0 | 2006 Qtr 1: 0; 2006 Qtr 2: 0; 2006 Qtr 3: 0; 2006 Qtr 4: 0; 2007 Qtr 1: 0; 2007 Qtr 2: 0; 2007 Qtr 3: 0; 2007 Qtr 4: 0; 2008 Qtr 1: 0; 2008 Qtr 2: 0; 2008 Qtr 3: 0; 2008 Qtr 4: 1.8196 | 1.8196
0 | 234306-Lighting-Remove 8 Ft Lamp (De-Lamp) - Tr1 | CRTL00AVDEL02 | 7 | Commercial | 01-ALC-AllCommercial-IntLight | 0 |  |  |  |  | 28.4667 | 27.4785 | 0 | 0 | 0 | 0.98816 | 358.9898 |  | kWh | 0.070823 | -0.58791 | Commercial |  | Annual | [5 empty] | 11 | 0.96 |  |  |  | 0 | 0 | 0 | 6.3686 | 0 | 0 | 0 | 0 | 0 | 0 | 0 | 0 | 2006 Qtr 1: 0; 2006 Qtr 2: 0; 2006 Qtr 3: 0; 2006 Qtr 4: 0; 2007 Qtr 1: 0; 2007 Qtr 2: 0; 2007 Qtr 3: 0; 2007 Qtr 4: 0; 2008 Qtr 1: 0; 2008 Qtr 2: 0; 2008 Qtr 3: 0; 2008 Qtr 4: 6.3686 | 6.3686
0 | 234330-Premium T8 with T12 40 Watt Baseline - Tr1 |  | 7 | Commercial | 14-MLI-Manufacturing–LightIndustry-LIGHT | 0 |  |  |  |  | 13.9589 | 13.1897 | 0 | 0 | 0 | 0.76922 | 30.1346 |  | kWh | 0.0093123 | -0.038961 | Commercial |  | Annual | [5 empty] | 11 | 0.96 |  |  |  | 0 | 0 | 0 | 18.196 | 0 | 0 | 0 | 0 | 0 | 0 | 0 | 0 | 2006 Qtr 1: 0; 2006 Qtr 2: 0; 2006 Qtr 3: 0; 2006 Qtr 4: 0; 2007 Qtr 1: 0; 2007 Qtr 2: 0; 2007 Qtr 3: 0; 2007 Qtr 4: 0; 2008 Qtr 1: 0; 2008 Qtr 2: 0; 2008 Qtr 3: 0; 2008 Qtr 4: 18.196 | 18.196
0 | 234303-Lighting-Remove 4 Ft Lamp (De-Lamp) - Tr1 | COFL00AVDEL01 | 7 | Commercial | 14-MLI-Manufacturing–LightIndustry-LIGHT | 0 |  |  |  |  | 28.2518 | 16.4871 | 0 | 0 | 0 | 11.7647 | 100.2037 |  | kWh | 0.030965 | -0.12955 | Commercial |  | Annual | [5 empty] | 11 | 0.96 |  |  |  | 0 | 0 | 0 | 18.196 | 0 | 0 | 0 | 0 | 0 | 0 | 0 | 0 | 2006 Qtr 1: 0; 2006 Qtr 2: 0; 2006 Qtr 3: 0; 2006 Qtr 4: 0; 2007 Qtr 1: 0; 2007 Qtr 2: 0; 2007 Qtr 3: 0; 2007 Qtr 4: 0; 2008 Qtr 1: 0; 2008 Qtr 2: 0; 2008 Qtr 3: 0; 2008 Qtr 4: 18.196 | 18.196
0 | 234207-Lighting-8 Ft T-8 with Elec Ballast-Tr1 |  | 7 | Commercial | 14-MLI-Manufacturing–LightIndustry-LIGHT | 0 |  |  |  |  | 35.7163 | 21.9828 | 0 | 0 | 0 | 13.7335 | 24.9897 |  | kWh | 0.0077224 | -0.032309 | Commercial |  | Annual | [5 empty] | 11 | 0.96 |  |  |  | 0 | 0 | 0 | 23.6549 | 0 | 0 | 0 | 0 | 0 | 0 | 0 | 0 | 2006 Qtr 1: 0; 2006 Qtr 2: 0; 2006 Qtr 3: 0; 2006 Qtr 4: 0; 2007 Qtr 1: 0; 2007 Qtr 2: 0; 2007 Qtr 3: 0; 2007 Qtr 4: 0; 2008 Qtr 1: 0; 2008 Qtr 2: 0; 2008 Qtr 3: 0; 2008 Qtr 4: 23.6549 | 23.6549
0 | 234306-Lighting-Remove 8 Ft Lamp (De-Lamp) - Tr1 | CRTL00AVDEL02 | 7 | Commercial | 14-MLI-Manufacturing–LightIndustry-LIGHT | 0 |  |  |  |  | 28.4667 | 27.4785 | 0 | 0 | 0 | 0.98816 | 165.3728 |  | kWh | 0.051104 | -0.21381 | Commercial |  | Annual | [5 empty] | 11 | 0.96 |  |  |  | 0 | 0 | 0 | 23.6549 | 0 | 0 | 0 | 0 | 0 | 0 | 0 | 0 | 2006 Qtr 1: 0; 2006 Qtr 2: 0; 2006 Qtr 3: 0; 2006 Qtr 4: 0; 2007 Qtr 1: 0; 2007 Qtr 2: 0; 2007 Qtr 3: 0; 2007 Qtr 4: 0; 2008 Qtr 1: 0; 2008 Qtr 2: 0; 2008 Qtr 3: 0; 2008 Qtr 4: 23.6549 | 23.6549
0 | 234313-Lighting-Screw in 14-26 Watt Lamp - Tr2 | Averaged DEER Msrs | 7 | Commercial | 01-ALC-AllCommercial-IntLight | 0 |  |  |  |  | 10.5136 | 6.6813 | 0 | 0 | 0 | 3.8324 | 26.6574 |  | kWh | 0.0081105 | -0.095191 | Commercial |  | Annual | [5 empty] | 2.62 | 0.96 |  |  |  | 0 | 0 | 0 | 2.6941 | 0 | 0 | 0 | 0 | 0 | 0 | 0 | 0 | 2006 Qtr 1: 0; 2006 Qtr 2: 0; 2006 Qtr 3: 0; 2006 Qtr 4: 0; 2007 Qtr 1: 0; 2007 Qtr 2: 0; 2007 Qtr 3: 0; 2007 Qtr 4: 0; 2008 Qtr 1: 0; 2008 Qtr 2: 0; 2008 Qtr 3: 0; 2008 Qtr 4: 2.6941 | 2.6941
0 | 234331-Premium T8 with T12 40 Watt Baseline - Tr2 |  | 7 | Commercial | 01-ALC-AllCommercial-IntLight | 0 |  |  |  |  | 13.9591 | 8.903 | 0 | 0 | 0 | 5.056 | 30.7912 |  | kWh | 0.011091 | -0.11995 | Commercial |  | Annual | [5 empty] | 11 | 0.96 |  |  |  | 0 | 0 | 0 | 262.023 | 0 | 0 | 0 | 0 | 0 | 0 | 0 | 0 | 2006 Qtr 1: 0; 2006 Qtr 2: 0; 2006 Qtr 3: 0; 2006 Qtr 4: 0; 2007 Qtr 1: 0; 2007 Qtr 2: 0; 2007 Qtr 3: 0; 2007 Qtr 4: 0; 2008 Qtr 1: 0; 2008 Qtr 2: 0; 2008 Qtr 3: 0; 2008 Qtr 4: 262.023 | 262.023
0 | 234307-Lighting-Remove 8 Ft Lamp (De-Lamp) - Tr2 | CRTL00AVDEL02 | 7 | Commercial | 01-ALC-AllCommercial-IntLight | 0 |  |  |  |  | 28.4684 | 14.8384 | 0 | 0 | 0 | 13.63 | 163.6538 |  | kWh | 0.058949 | -0.63754 | Commercial |  | Annual | [5 empty] | 11 | 0.96 |  |  |  | 0 | 0 | 0 | 41.8509 | 0 | 0 | 0 | 0 | 0 | 0 | 0 | 0 | 2006 Qtr 1: 0; 2006 Qtr 2: 0; 2006 Qtr 3: 0; 2006 Qtr 4: 0; 2007 Qtr 1: 0; 2007 Qtr 2: 0; 2007 Qtr 3: 0; 2007 Qtr 4: 0; 2008 Qtr 1: 0; 2008 Qtr 2: 0; 2008 Qtr 3: 0; 2008 Qtr 4: 41.8509 | 41.8509
0 | 234049-Lighting-LED Exit Sign New Sign | CALC00AVETS01 | 7 | Commercial | 28-SUN-Storage–Unconditioned-Exit | 0 |  |  |  |  | 65.3696 | 35.64 | 0 | 0 | 0 | 29.7296 | 351.311 |  | kWh | 0 | 0 | Commercial |  | Annual | [5 empty] | 16 | 0.96 |  |  |  | 0 | 0 | 0 | 3 | 0 | 0 | 0 | 0 | 0 | 0 | 0 | 0 | 2006 Qtr 1: 0; 2006 Qtr 2: 0; 2006 Qtr 3: 0; 2006 Qtr 4: 0; 2007 Qtr 1: 0; 2007 Qtr 2: 0; 2007 Qtr 3: 0; 2007 Qtr 4: 0; 2008 Qtr 1: 0; 2008 Qtr 2: 0; 2008 Qtr 3: 0; 2008 Qtr 4: 3 | 3
0 | 234084-Refrigeration -Cooler/Freezer Door Gaskets - Solid Doors: Cooler |  | 10 | Commercial | 09-GRO-Grocery-REFG | 0 |  |  |  |  | 4 | 4 | 0 | 0 | 0 | 0 | 3.6686 |  | kWh | 0.000614 | 0 | Commercial |  | Annual | [5 empty] | 4 | 0.96 |  |  |  | 0 | 0 | 0 | 16 | 0 | 0 | 0 | 0 | 0 | 0 | 0 | 0 | 2006 Qtr 1: 0; 2006 Qtr 2: 0; 2006 Qtr 3: 0; 2006 Qtr 4: 0; 2007 Qtr 1: 0; 2007 Qtr 2: 0; 2007 Qtr 3: 0; 2007 Qtr 4: 0; 2008 Qtr 1: 0; 2008 Qtr 2: 0; 2008 Qtr 3: 0; 2008 Qtr 4: 16 | 16
0 | 234083-Refrigeration -Cooler/Freezer Door Gaskets - Glass Doors |  | 10 | Commercial | 09-GRO-Grocery-REFG | 0 |  |  |  |  | 3.9999 | 4 | 0 | 0 | 0 | -5.535e-05 | 3.6686 |  | kWh | 0.000614 | 0 | Commercial |  | Annual | [5 empty] | 4 | 0.96 |  |  |  | 0 | 0 | 0 | 216 | 0 | 0 | 0 | 0 | 0 | 0 | 0 | 0 | 2006 Qtr 1: 0; 2006 Qtr 2: 0; 2006 Qtr 3: 0; 2006 Qtr 4: 0; 2007 Qtr 1: 0; 2007 Qtr 2: 0; 2007 Qtr 3: 0; 2007 Qtr 4: 0; 2008 Qtr 1: 0; 2008 Qtr 2: 0; 2008 Qtr 3: 0; 2008 Qtr 4: 216 | 216
0 | 234330-Premium T8 with T12 40 Watt Baseline - Tr1 |  | 7 | Commercial | 18-OFS-Office–Small-IntLight | 0 |  |  |  |  | 13.9589 | 13.1897 | 0 | 0 | 0 | 0.76922 | 31.525 |  | kWh | 0.0094564 | -0.009168 | Commercial |  | Annual | [5 empty] | 11 | 0.96 |  |  |  | 0 | 0 | 0 | 58.2273 | 0 | 0 | 0 | 0 | 0 | 0 | 0 | 0 | 2006 Qtr 1: 0; 2006 Qtr 2: 0; 2006 Qtr 3: 0; 2006 Qtr 4: 0; 2007 Qtr 1: 0; 2007 Qtr 2: 0; 2007 Qtr 3: 0; 2007 Qtr 4: 0; 2008 Qtr 1: 0; 2008 Qtr 2: 0; 2008 Qtr 3: 0; 2008 Qtr 4: 58.2273 | 58.2273
0 | 234312-Lighting-Screw in 14-26 Watt Lamp - Tr1 | Averaged DEER Msrs | 7 | Commercial | 01-ALC-AllCommercial-IntLight | 0 |  |  |  |  | 10.5108 | 10.3931 | 0 | 0 | 0 | 0.11768 | 108.0903 |  | kWh | 0.0068915 | -0.1892 | Commercial |  | Annual | [5 empty] | 1.74 | 0.96 |  |  |  | 0 | 0 | 0 | 1.3471 | 0 | 0 | 0 | 0 | 0 | 0 | 0 | 0 | 2006 Qtr 1: 0; 2006 Qtr 2: 0; 2006 Qtr 3: 0; 2006 Qtr 4: 0; 2007 Qtr 1: 0; 2007 Qtr 2: 0; 2007 Qtr 3: 0; 2007 Qtr 4: 0; 2008 Qtr 1: 0; 2008 Qtr 2: 0; 2008 Qtr 3: 0; 2008 Qtr 4: 1.3471 | 1.3471
0 | 234315-Lighting-Screw in 14-26 Watt Reflector Lamp-Tr1 | Averaged DEER Msrs | 7 | Commercial | 01-ALC-AllCommercial-IntLight | 0 |  |  |  |  | 9.6071 | 9.6507 | 0 | 0 | 0 | -0.043643 | 112.0741 |  | kWh | 0.0071455 | -0.19617 | Commercial |  | Annual | [5 empty] | 2 | 0.96 |  |  |  | 0 | 0 | 0 | 6.7353 | 0 | 0 | 0 | 0 | 0 | 0 | 0 | 0 | 2006 Qtr 1: 0; 2006 Qtr 2: 0; 2006 Qtr 3: 0; 2006 Qtr 4: 0; 2007 Qtr 1: 0; 2007 Qtr 2: 0; 2007 Qtr 3: 0; 2007 Qtr 4: 0; 2008 Qtr 1: 0; 2008 Qtr 2: 0; 2008 Qtr 3: 0; 2008 Qtr 4: 6.7353 | 6.7353
0 | 234330-Premium T8 with T12 40 Watt Baseline - Tr1 |  | 7 | Commercial | 01-ALC-AllCommercial-IntLight | 0 |  |  |  |  | 13.9589 | 13.1897 | 0 | 0 | 0 | 0.76922 | 28.2231 |  | kWh | 0.0076505 | -0.04622 | Commercial |  | Annual | [5 empty] | 11 | 0.96 |  |  |  | 0 | 0 | 0 | 31.8431 | 0 | 0 | 0 | 0 | 0 | 0 | 0 | 0 | 2006 Qtr 1: 0; 2006 Qtr 2: 0; 2006 Qtr 3: 0; 2006 Qtr 4: 0; 2007 Qtr 1: 0; 2007 Qtr 2: 0; 2007 Qtr 3: 0; 2007 Qtr 4: 0; 2008 Qtr 1: 0; 2008 Qtr 2: 0; 2008 Qtr 3: 0; 2008 Qtr 4: 31.8431 | 31.8431
0 | 234303-Lighting-Remove 4 Ft Lamp (De-Lamp) - Tr1 | COFL00AVDEL01 | 7 | Commercial | 01-ALC-AllCommercial-IntLight | 0 |  |  |  |  | 28.2518 | 16.4871 | 0 | 0 | 0 | 11.7647 | 93.8474 |  | kWh | 0.025439 | -0.15369 | Commercial |  | Annual | [5 empty] | 11 | 0.96 |  |  |  | 0 | 0 | 0 | 12.7372 | 0 | 0 | 0 | 0 | 0 | 0 | 0 | 0 | 2006 Qtr 1: 0; 2006 Qtr 2: 0; 2006 Qtr 3: 0; 2006 Qtr 4: 0; 2007 Qtr 1: 0; 2007 Qtr 2: 0; 2007 Qtr 3: 0; 2007 Qtr 4: 0; 2008 Qtr 1: 0; 2008 Qtr 2: 0; 2008 Qtr 3: 0; 2008 Qtr 4: 12.7372 | 12.7372
0 | 234312-Lighting-Screw in 14-26 Watt Lamp - Tr1 | Averaged DEER Msrs | 10 | Commercial | 23-RTL-Retail–SingleStorylarge-LIT_INT | 0 |  |  |  |  | 10.5108 | 10.3931 | 0 | 0 | 0 | 0.11768 | 54.9042 |  | kWh | 0.013485 | -0.12004 | Commercial |  | Annual | [5 empty] | 1.74 | 0.96 |  |  |  | 0 | 0 | 0 | 2.0206 | 0 | 0 | 0 | 0 | 0 | 0 | 0 | 0 | 2006 Qtr 1: 0; 2006 Qtr 2: 0; 2006 Qtr 3: 0; 2006 Qtr 4: 0; 2007 Qtr 1: 0; 2007 Qtr 2: 0; 2007 Qtr 3: 0; 2007 Qtr 4: 0; 2008 Qtr 1: 0; 2008 Qtr 2: 0; 2008 Qtr 3: 0; 2008 Qtr 4: 2.0206 | 2.0206
0 | 234330-Premium T8 with T12 40 Watt Baseline - Tr1 |  | 10 | Commercial | 23-RTL-Retail–SingleStorylarge-LIT_INT | 0 |  |  |  |  | 13.9589 | 13.1897 | 0 | 0 | 0 | 0.76922 | 35.5491 |  | kWh | 0.010588 | -0.076831 | Commercial |  | Annual | [5 empty] | 11 | 0.96 |  |  |  | 0 | 0 | 0 | 34.5725 | 0 | 0 | 0 | 0 | 0 | 0 | 0 | 0 | 2006 Qtr 1: 0; 2006 Qtr 2: 0; 2006 Qtr 3: 0; 2006 Qtr 4: 0; 2007 Qtr 1: 0; 2007 Qtr 2: 0; 2007 Qtr 3: 0; 2007 Qtr 4: 0; 2008 Qtr 1: 0; 2008 Qtr 2: 0; 2008 Qtr 3: 0; 2008 Qtr 4: 34.5725 | 34.5725
0 | 234306-Lighting-Remove 8 Ft Lamp (De-Lamp) - Tr1 | CRTL00AVDEL02 | 10 | Commercial | 23-RTL-Retail–SingleStorylarge-LIT_INT | 0 |  |  |  |  | 28.4667 | 27.4785 | 0 | 0 | 0 | 0.98816 | 195.0867 |  | kWh | 0.058105 | -0.42164 | Commercial |  | Annual | [5 empty] | 11 | 0.96 |  |  |  | 0 | 0 | 0 | 7.2784 | 0 | 0 | 0 | 0 | 0 | 0 | 0 | 0 | 2006 Qtr 1: 0; 2006 Qtr 2: 0; 2006 Qtr 3: 0; 2006 Qtr 4: 0; 2007 Qtr 1: 0; 2007 Qtr 2: 0; 2007 Qtr 3: 0; 2007 Qtr 4: 0; 2008 Qtr 1: 0; 2008 Qtr 2: 0; 2008 Qtr 3: 0; 2008 Qtr 4: 7.2784 | 7.2784
0 | 234331-Premium T8 with T12 40 Watt Baseline - Tr2 |  | 7 | Commercial | 23-RTL-Retail–SingleStorylarge-LIT_INT | 0 |  |  |  |  | 13.9591 | 9.8923 | 0 | 0 | 0 | 4.0668 | 36.763 |  | kWh | 0.010985 | -0.05001 | Commercial |  | Annual | [5 empty] | 11 | 0.96 |  |  |  | 0 | 0 | 0 | 30.9333 | 0 | 0 | 0 | 0 | 0 | 0 | 0 | 0 | 2006 Qtr 1: 0; 2006 Qtr 2: 0; 2006 Qtr 3: 0; 2006 Qtr 4: 0; 2007 Qtr 1: 0; 2007 Qtr 2: 0; 2007 Qtr 3: 0; 2007 Qtr 4: 0; 2008 Qtr 1: 0; 2008 Qtr 2: 0; 2008 Qtr 3: 0; 2008 Qtr 4: 30.9333 | 30.9333
0 | 234304-Lighting-Remove 4 Ft Lamp (De-Lamp) - Tr2 | COFL00AVDEL01 | 7 | Commercial | 23-RTL-Retail–SingleStorylarge-LIT_INT | 0 |  |  |  |  | 28.2538 | 12.3653 | 0 | 0 | 0 | 15.8885 | 118.3941 |  | kWh | 0.035378 | -0.16106 | Commercial |  | Annual | [5 empty] | 11 | 0.96 |  |  |  | 0 | 0 | 0 | 30.9333 | 0 | 0 | 0 | 0 | 0 | 0 | 0 | 0 | 2006 Qtr 1: 0; 2006 Qtr 2: 0; 2006 Qtr 3: 0; 2006 Qtr 4: 0; 2007 Qtr 1: 0; 2007 Qtr 2: 0; 2007 Qtr 3: 0; 2007 Qtr 4: 0; 2008 Qtr 1: 0; 2008 Qtr 2: 0; 2008 Qtr 3: 0; 2008 Qtr 4: 30.9333 | 30.9333
0 | 234084-Refrigeration -Cooler/Freezer Door Gaskets - Solid Doors: Cooler |  | 10 | Commercial | 01-ALC-AllCommercial-Refrig | 0 |  |  |  |  | 4 | 3.885 | 0 | 0 | 0 | 0.11504 | 104.55 |  | kWh | 0.01195 | 0 | Commercial |  | Annual | [5 empty] | 4 | 0.96 |  |  |  | 0 | 0 | 0 | 113 | 0 | 0 | 0 | 0 | 0 | 0 | 0 | 0 | 2006 Qtr 1: 0; 2006 Qtr 2: 0; 2006 Qtr 3: 0; 2006 Qtr 4: 0; 2007 Qtr 1: 0; 2007 Qtr 2: 0; 2007 Qtr 3: 0; 2007 Qtr 4: 0; 2008 Qtr 1: 0; 2008 Qtr 2: 0; 2008 Qtr 3: 0; 2008 Qtr 4: 113 | 113
0 | 234330-Premium T8 with T12 40 Watt Baseline - Tr1 |  | 7 | Commercial | 21-RSD-Restaurant–SitDown-LIT_INT | 0 |  |  |  |  | 13.9589 | 13.1897 | 0 | 0 | 0 | 0.76922 | 49.6009 |  | kWh | 0.010001 | -0.23326 | Commercial |  | Annual | [5 empty] | 11 | 0.96 |  |  |  | 0 | 0 | 0 | 36.3921 | 0 | 0 | 0 | 0 | 0 | 0 | 0 | 0 | 2006 Qtr 1: 0; 2006 Qtr 2: 0; 2006 Qtr 3: 0; 2006 Qtr 4: 0; 2007 Qtr 1: 0; 2007 Qtr 2: 0; 2007 Qtr 3: 0; 2007 Qtr 4: 0; 2008 Qtr 1: 0; 2008 Qtr 2: 0; 2008 Qtr 3: 0; 2008 Qtr 4: 36.3921 | 36.3921
0 | 234303-Lighting-Remove 4 Ft Lamp (De-Lamp) - Tr1 | COFL00AVDEL01 | 7 | Commercial | 21-RSD-Restaurant–SitDown-LIT_INT | 0 |  |  |  |  | 28.2518 | 16.4871 | 0 | 0 | 0 | 11.7647 | 164.9331 |  | kWh | 0.033257 | -0.77564 | Commercial |  | Annual | [5 empty] | 11 | 0.96 |  |  |  | 0 | 0 | 0 | 34.5725 | 0 | 0 | 0 | 0 | 0 | 0 | 0 | 0 | 2006 Qtr 1: 0; 2006 Qtr 2: 0; 2006 Qtr 3: 0; 2006 Qtr 4: 0; 2007 Qtr 1: 0; 2007 Qtr 2: 0; 2007 Qtr 3: 0; 2007 Qtr 4: 0; 2008 Qtr 1: 0; 2008 Qtr 2: 0; 2008 Qtr 3: 0; 2008 Qtr 4: 34.5725 | 34.5725
0 | 234084-Refrigeration -Cooler/Freezer Door Gaskets - Solid Doors: Cooler |  | System | Commercial | 09-GRO-Grocery-REFG | 0 |  |  |  |  | 4 | 4 | 0 | 0 | 0 | 0 | 3.6686 |  | kWh | 0.000614 | 0 | Commercial |  | Annual | [5 empty] | 4 | 0.96 |  |  |  | 0 | 0 | 0 | 19 | 0 | 0 | 0 | 0 | 0 | 0 | 0 | 0 | 2006 Qtr 1: 0; 2006 Qtr 2: 0; 2006 Qtr 3: 0; 2006 Qtr 4: 0; 2007 Qtr 1: 0; 2007 Qtr 2: 0; 2007 Qtr 3: 0; 2007 Qtr 4: 0; 2008 Qtr 1: 0; 2008 Qtr 2: 0; 2008 Qtr 3: 0; 2008 Qtr 4: 19 | 19
0 | 234083-Refrigeration -Cooler/Freezer Door Gaskets - Glass Doors |  | System | Commercial | 09-GRO-Grocery-REFG | 0 |  |  |  |  | 3.9999 | 4 | 0 | 0 | 0 | -5.535e-05 | 3.6686 |  | kWh | 0.000614 | 0 | Commercial |  | Annual | [5 empty] | 4 | 0.96 |  |  |  | 0 | 0 | 0 | 234 | 0 | 0 | 0 | 0 | 0 | 0 | 0 | 0 | 2006 Qtr 1: 0; 2006 Qtr 2: 0; 2006 Qtr 3: 0; 2006 Qtr 4: 0; 2007 Qtr 1: 0; 2007 Qtr 2: 0; 2007 Qtr 3: 0; 2007 Qtr 4: 0; 2008 Qtr 1: 0; 2008 Qtr 2: 0; 2008 Qtr 3: 0; 2008 Qtr 4: 234 | 234
0 | 234084-Refrigeration -Cooler/Freezer Door Gaskets - Solid Doors: Cooler |  | 7 | Commercial | 09-GRO-Grocery-REFG | 0 |  |  |  |  | 4 | 4 | 0 | 0 | 0 | 0 | 3.6686 |  | kWh | 0.000614 | 0 | Commercial |  | Annual | [5 empty] | 4 | 0.96 |  |  |  | 0 | 0 | 0 | 17 | 0 | 0 | 0 | 0 | 0 | 0 | 0 | 0 | 2006 Qtr 1: 0; 2006 Qtr 2: 0; 2006 Qtr 3: 0; 2006 Qtr 4: 0; 2007 Qtr 1: 0; 2007 Qtr 2: 0; 2007 Qtr 3: 0; 2007 Qtr 4: 0; 2008 Qtr 1: 0; 2008 Qtr 2: 0; 2008 Qtr 3: 17; 2008 Qtr 4: 0 | 17
0 | 234083-Refrigeration -Cooler/Freezer Door Gaskets - Glass Doors |  | 7 | Commercial | 09-GRO-Grocery-REFG | 0 |  |  |  |  | 3.9999 | 4 | 0 | 0 | 0 | -5.535e-05 | 3.6686 |  | kWh | 0.000614 | 0 | Commercial |  | Annual | [5 empty] | 4 | 0.96 |  |  |  | 0 | 0 | 0 | 250 | 0 | 0 | 0 | 0 | 0 | 0 | 0 | 0 | 2006 Qtr 1: 0; 2006 Qtr 2: 0; 2006 Qtr 3: 0; 2006 Qtr 4: 0; 2007 Qtr 1: 0; 2007 Qtr 2: 0; 2007 Qtr 3: 0; 2007 Qtr 4: 0; 2008 Qtr 1: 0; 2008 Qtr 2: 0; 2008 Qtr 3: 250; 2008 Qtr 4: 0 | 250
0 | 234083-Refrigeration -Cooler/Freezer Door Gaskets - Glass Doors |  | 7 | Commercial | 09-GRO-Grocery-REFG | 0 |  |  |  |  | 3.9999 | 4 | 0 | 0 | 0 | -5.535e-05 | 3.6686 |  | kWh | 0.000614 | 0 | Commercial |  | Annual | [5 empty] | 4 | 0.96 |  |  |  | 0 | 0 | 0 | 382 | 0 | 0 | 0 | 0 | 0 | 0 | 0 | 0 | 2006 Qtr 1: 0; 2006 Qtr 2: 0; 2006 Qtr 3: 0; 2006 Qtr 4: 0; 2007 Qtr 1: 0; 2007 Qtr 2: 0; 2007 Qtr 3: 0; 2007 Qtr 4: 0; 2008 Qtr 1: 0; 2008 Qtr 2: 0; 2008 Qtr 3: 382; 2008 Qtr 4: 0 | 382
0 | 234084-Refrigeration -Cooler/Freezer Door Gaskets - Solid Doors: Cooler |  | 7 | Commercial | 09-GRO-Grocery-REFG | 0 |  |  |  |  | 4 | 4 | 0 | 0 | 0 | 0 | 3.6686 |  | kWh | 0.000614 | 0 | Commercial |  | Annual | [5 empty] | 4 | 0.96 |  |  |  | 0 | 0 | 0 | 16 | 0 | 0 | 0 | 0 | 0 | 0 | 0 | 0 | 2006 Qtr 1: 0; 2006 Qtr 2: 0; 2006 Qtr 3: 0; 2006 Qtr 4: 0; 2007 Qtr 1: 0; 2007 Qtr 2: 0; 2007 Qtr 3: 0; 2007 Qtr 4: 0; 2008 Qtr 1: 0; 2008 Qtr 2: 0; 2008 Qtr 3: 16; 2008 Qtr 4: 0 | 16
0 | 234083-Refrigeration -Cooler/Freezer Door Gaskets - Glass Doors |  | 7 | Commercial | 09-GRO-Grocery-REFG | 0 |  |  |  |  | 3.9999 | 4 | 0 | 0 | 0 | -5.535e-05 | 3.6686 |  | kWh | 0.000614 | 0 | Commercial |  | Annual | [5 empty] | 4 | 0.96 |  |  |  | 0 | 0 | 0 | 224 | 0 | 0 | 0 | 0 | 0 | 0 | 0 | 0 | 2006 Qtr 1: 0; 2006 Qtr 2: 0; 2006 Qtr 3: 0; 2006 Qtr 4: 0; 2007 Qtr 1: 0; 2007 Qtr 2: 0; 2007 Qtr 3: 0; 2007 Qtr 4: 0; 2008 Qtr 1: 0; 2008 Qtr 2: 0; 2008 Qtr 3: 224; 2008 Qtr 4: 0 | 224
0 | 234084-Refrigeration -Cooler/Freezer Door Gaskets - Solid Doors: Cooler |  | 7 | Commercial | 09-GRO-Grocery-REFG | 0 |  |  |  |  | 4 | 4 | 0 | 0 | 0 | 0 | 3.6686 |  | kWh | 0.000614 | 0 | Commercial |  | Annual | [5 empty] | 4 | 0.96 |  |  |  | 0 | 0 | 0 | 16 | 0 | 0 | 0 | 0 | 0 | 0 | 0 | 0 | 2006 Qtr 1: 0; 2006 Qtr 2: 0; 2006 Qtr 3: 0; 2006 Qtr 4: 0; 2007 Qtr 1: 0; 2007 Qtr 2: 0; 2007 Qtr 3: 0; 2007 Qtr 4: 0; 2008 Qtr 1: 0; 2008 Qtr 2: 0; 2008 Qtr 3: 0; 2008 Qtr 4: 16 | 16
0 | 234083-Refrigeration -Cooler/Freezer Door Gaskets - Glass Doors |  | 7 | Commercial | 09-GRO-Grocery-REFG | 0 |  |  |  |  | 3.9999 | 4 | 0 | 0 | 0 | -5.535e-05 | 3.6686 |  | kWh | 0.000614 | 0 | Commercial |  | Annual | [5 empty] | 4 | 0.96 |  |  |  | 0 | 0 | 0 | 485 | 0 | 0 | 0 | 0 | 0 | 0 | 0 | 0 | 2006 Qtr 1: 0; 2006 Qtr 2: 0; 2006 Qtr 3: 0; 2006 Qtr 4: 0; 2007 Qtr 1: 0; 2007 Qtr 2: 0; 2007 Qtr 3: 0; 2007 Qtr 4: 0; 2008 Qtr 1: 0; 2008 Qtr 2: 0; 2008 Qtr 3: 0; 2008 Qtr 4: 485 | 485
0 | 234084-Refrigeration -Cooler/Freezer Door Gaskets - Solid Doors: Cooler |  | 7 | Commercial | 09-GRO-Grocery-REFG | 0 |  |  |  |  | 4 | 4 | 0 | 0 | 0 | 0 | 3.6686 |  | kWh | 0.000614 | 0 | Commercial |  | Annual | [5 empty] | 4 | 0.96 |  |  |  | 0 | 0 | 0 | 15 | 0 | 0 | 0 | 0 | 0 | 0 | 0 | 0 | 2006 Qtr 1: 0; 2006 Qtr 2: 0; 2006 Qtr 3: 0; 2006 Qtr 4: 0; 2007 Qtr 1: 0; 2007 Qtr 2: 0; 2007 Qtr 3: 0; 2007 Qtr 4: 0; 2008 Qtr 1: 0; 2008 Qtr 2: 0; 2008 Qtr 3: 15; 2008 Qtr 4: 0 | 15
0 | 234083-Refrigeration -Cooler/Freezer Door Gaskets - Glass Doors |  | 7 | Commercial | 09-GRO-Grocery-REFG | 0 |  |  |  |  | 3.9999 | 4 | 0 | 0 | 0 | -5.535e-05 | 3.6686 |  | kWh | 0.000614 | 0 | Commercial |  | Annual | [5 empty] | 4 | 0.96 |  |  |  | 0 | 0 | 0 | 364 | 0 | 0 | 0 | 0 | 0 | 0 | 0 | 0 | 2006 Qtr 1: 0; 2006 Qtr 2: 0; 2006 Qtr 3: 0; 2006 Qtr 4: 0; 2007 Qtr 1: 0; 2007 Qtr 2: 0; 2007 Qtr 3: 0; 2007 Qtr 4: 0; 2008 Qtr 1: 0; 2008 Qtr 2: 0; 2008 Qtr 3: 364; 2008 Qtr 4: 0 | 364
0 | 234285-Lighting-Occpncy Snsr-Hi-Bay integrated Snsr-Tr1 |  | 10 | Commercial | 23-RTL-Retail–SingleStorylarge-LIT_INT | 0 |  |  |  |  | 140.9479 | 95.5 | 0 | 0 | 0 | 45.4479 | 1661 |  | kWh | 0 | 0 | Commercial |  | Annual | [5 empty] | 8 | 0.96 |  |  |  | 0 | 0 | 0 | 21 | 0 | 0 | 0 | 0 | 0 | 0 | 0 | 0 | 2006 Qtr 1: 0; 2006 Qtr 2: 0; 2006 Qtr 3: 0; 2006 Qtr 4: 0; 2007 Qtr 1: 0; 2007 Qtr 2: 0; 2007 Qtr 3: 0; 2007 Qtr 4: 0; 2008 Qtr 1: 0; 2008 Qtr 2: 0; 2008 Qtr 3: 0; 2008 Qtr 4: 21 | 21
0 | 234360-Lighting-IntrHiByLnrFlscntFxtr244wrplc400w(TrI)Tr1 |  | 10 | Commercial | 23-RTL-Retail–SingleStorylarge-LIT_INT | 0 |  |  |  |  | 328.1301 | 153.8404 | 0 | 0 | 0 | 174.2897 | 683.5787 |  | kWh | 0.17278 | -1.4774 | Commercial |  | Annual | [5 empty] | 11 | 0.96 |  |  |  | 0 | 0 | 0 | 20.4758 | 0 | 0 | 0 | 0 | 0 | 0 | 0 | 0 | 2006 Qtr 1: 0; 2006 Qtr 2: 0; 2006 Qtr 3: 0; 2006 Qtr 4: 0; 2007 Qtr 1: 0; 2007 Qtr 2: 0; 2007 Qtr 3: 0; 2007 Qtr 4: 0; 2008 Qtr 1: 0; 2008 Qtr 2: 0; 2008 Qtr 3: 0; 2008 Qtr 4: 20.4758 | 20.4758
0 | 234330-Premium T8 with T12 40 Watt Baseline - Tr1 |  | 10 | Commercial | 23-RTL-Retail–SingleStorylarge-LIT_INT | 0 |  |  |  |  | 13.9589 | 13.1897 | 0 | 0 | 0 | 0.76922 | 35.5491 |  | kWh | 0.010588 | -0.076831 | Commercial |  | Annual | [5 empty] | 11 | 0.96 |  |  |  | 0 | 0 | 0 | 5.4588 | 0 | 0 | 0 | 0 | 0 | 0 | 0 | 0 | 2006 Qtr 1: 0; 2006 Qtr 2: 0; 2006 Qtr 3: 0; 2006 Qtr 4: 0; 2007 Qtr 1: 0; 2007 Qtr 2: 0; 2007 Qtr 3: 0; 2007 Qtr 4: 0; 2008 Qtr 1: 0; 2008 Qtr 2: 0; 2008 Qtr 3: 0; 2008 Qtr 4: 5.4588 | 5.4588
0 | 234360-Lighting-IntrHiByLnrFlscntFxtr244wrplc400w(TrI)Tr1 |  | 10 | Commercial | 23-RTL-Retail–SingleStorylarge-LIT_INT | 0 |  |  |  |  | 328.1301 | 153.8404 | 0 | 0 | 0 | 174.2897 | 683.5787 |  | kWh | 0.17278 | -1.4774 | Commercial |  | Annual | [5 empty] | 11 | 0.96 |  |  |  | 0 | 0 | 0 | 24.3759 | 0 | 0 | 0 | 0 | 0 | 0 | 0 | 0 | 2006 Qtr 1: 0; 2006 Qtr 2: 0; 2006 Qtr 3: 0; 2006 Qtr 4: 0; 2007 Qtr 1: 0; 2007 Qtr 2: 0; 2007 Qtr 3: 0; 2007 Qtr 4: 0; 2008 Qtr 1: 0; 2008 Qtr 2: 0; 2008 Qtr 3: 0; 2008 Qtr 4: 24.3759 | 24.3759
0 | 234285-Lighting-Occpncy Snsr-Hi-Bay integrated Snsr-Tr1 |  | 10 | Commercial | 23-RTL-Retail–SingleStorylarge-LIT_INT | 0 |  |  |  |  | 140.9479 | 95.5 | 0 | 0 | 0 | 45.4479 | 1661 |  | kWh | 0 | 0 | Commercial |  | Annual | [5 empty] | 8 | 0.96 |  |  |  | 0 | 0 | 0 | 25 | 0 | 0 | 0 | 0 | 0 | 0 | 0 | 0 | 2006 Qtr 1: 0; 2006 Qtr 2: 0; 2006 Qtr 3: 0; 2006 Qtr 4: 0; 2007 Qtr 1: 0; 2007 Qtr 2: 0; 2007 Qtr 3: 0; 2007 Qtr 4: 0; 2008 Qtr 1: 0; 2008 Qtr 2: 0; 2008 Qtr 3: 0; 2008 Qtr 4: 25 | 25
0 | 234360-Lighting-IntrHiByLnrFlscntFxtr244wrplc400w(TrI)Tr1 |  | 10 | Commercial | 23-RTL-Retail–SingleStorylarge-LIT_INT | 0 |  |  |  |  | 328.1301 | 153.8404 | 0 | 0 | 0 | 174.2897 | 683.5787 |  | kWh | 0.17278 | -1.4774 | Commercial |  | Annual | [5 empty] | 11 | 0.96 |  |  |  | 0 | 0 | 0 | 36.0763 | 0 | 0 | 0 | 0 | 0 | 0 | 0 | 0 | 2006 Qtr 1: 0; 2006 Qtr 2: 0; 2006 Qtr 3: 0; 2006 Qtr 4: 0; 2007 Qtr 1: 0; 2007 Qtr 2: 0; 2007 Qtr 3: 0; 2007 Qtr 4: 0; 2008 Qtr 1: 0; 2008 Qtr 2: 0; 2008 Qtr 3: 0; 2008 Qtr 4: 36.0763 | 36.0763
0 | 234285-Lighting-Occpncy Snsr-Hi-Bay integrated Snsr-Tr1 |  | 10 | Commercial | 23-RTL-Retail–SingleStorylarge-LIT_INT | 0 |  |  |  |  | 140.9479 | 95.5 | 0 | 0 | 0 | 45.4479 | 1661 |  | kWh | 0 | 0 | Commercial |  | Annual | [5 empty] | 8 | 0.96 |  |  |  | 0 | 0 | 0 | 37 | 0 | 0 | 0 | 0 | 0 | 0 | 0 | 0 | 2006 Qtr 1: 0; 2006 Qtr 2: 0; 2006 Qtr 3: 0; 2006 Qtr 4: 0; 2007 Qtr 1: 0; 2007 Qtr 2: 0; 2007 Qtr 3: 0; 2007 Qtr 4: 0; 2008 Qtr 1: 0; 2008 Qtr 2: 0; 2008 Qtr 3: 0; 2008 Qtr 4: 37 | 37
0 | 234330-Premium T8 with T12 40 Watt Baseline - Tr1 |  | 10 | Commercial | 23-RTL-Retail–SingleStorylarge-LIT_INT | 0 |  |  |  |  | 13.9589 | 13.1897 | 0 | 0 | 0 | 0.76922 | 35.5491 |  | kWh | 0.010588 | -0.076831 | Commercial |  | Annual | [5 empty] | 11 | 0.96 |  |  |  | 0 | 0 | 0 | 7.2784 | 0 | 0 | 0 | 0 | 0 | 0 | 0 | 0 | 2006 Qtr 1: 0; 2006 Qtr 2: 0; 2006 Qtr 3: 0; 2006 Qtr 4: 0; 2007 Qtr 1: 0; 2007 Qtr 2: 0; 2007 Qtr 3: 0; 2007 Qtr 4: 0; 2008 Qtr 1: 0; 2008 Qtr 2: 0; 2008 Qtr 3: 0; 2008 Qtr 4: 7.2784 | 7.2784
0 | 234303-Lighting-Remove 4 Ft Lamp (De-Lamp) - Tr1 | COFL00AVDEL01 | 10 | Commercial | 23-RTL-Retail–SingleStorylarge-LIT_INT | 0 |  |  |  |  | 28.2518 | 16.4871 | 0 | 0 | 0 | 11.7647 | 118.2081 |  | kWh | 0.035207 | -0.25548 | Commercial |  | Annual | [5 empty] | 11 | 0.96 |  |  |  | 0 | 0 | 0 | 7.2784 | 0 | 0 | 0 | 0 | 0 | 0 | 0 | 0 | 2006 Qtr 1: 0; 2006 Qtr 2: 0; 2006 Qtr 3: 0; 2006 Qtr 4: 0; 2007 Qtr 1: 0; 2007 Qtr 2: 0; 2007 Qtr 3: 0; 2007 Qtr 4: 0; 2008 Qtr 1: 0; 2008 Qtr 2: 0; 2008 Qtr 3: 0; 2008 Qtr 4: 7.2784 | 7.2784
0 | 234084-Refrigeration -Cooler/Freezer Door Gaskets - Solid Doors: Cooler |  | 7 | Commercial | 09-GRO-Grocery-REFG | 0 |  |  |  |  | 4 | 4 | 0 | 0 | 0 | 0 | 3.6686 |  | kWh | 0.000614 | 0 | Commercial |  | Annual | [5 empty] | 4 | 0.96 |  |  |  | 0 | 0 | 0 | 16 | 0 | 0 | 0 | 0 | 0 | 0 | 0 | 0 | 2006 Qtr 1: 0; 2006 Qtr 2: 0; 2006 Qtr 3: 0; 2006 Qtr 4: 0; 2007 Qtr 1: 0; 2007 Qtr 2: 0; 2007 Qtr 3: 0; 2007 Qtr 4: 0; 2008 Qtr 1: 0; 2008 Qtr 2: 0; 2008 Qtr 3: 16; 2008 Qtr 4: 0 | 16
0 | 234083-Refrigeration -Cooler/Freezer Door Gaskets - Glass Doors |  | 7 | Commercial | 09-GRO-Grocery-REFG | 0 |  |  |  |  | 3.9999 | 4 | 0 | 0 | 0 | -5.535e-05 | 3.6686 |  | kWh | 0.000614 | 0 | Commercial |  | Annual | [5 empty] | 4 | 0.96 |  |  |  | 0 | 0 | 0 | 307 | 0 | 0 | 0 | 0 | 0 | 0 | 0 | 0 | 2006 Qtr 1: 0; 2006 Qtr 2: 0; 2006 Qtr 3: 0; 2006 Qtr 4: 0; 2007 Qtr 1: 0; 2007 Qtr 2: 0; 2007 Qtr 3: 0; 2007 Qtr 4: 0; 2008 Qtr 1: 0; 2008 Qtr 2: 0; 2008 Qtr 3: 307; 2008 Qtr 4: 0 | 307
0 | 234084-Refrigeration -Cooler/Freezer Door Gaskets - Solid Doors: Cooler |  | 7 | Commercial | 09-GRO-Grocery-REFG | 0 |  |  |  |  | 4 | 4 | 0 | 0 | 0 | 0 | 3.6686 |  | kWh | 0.000614 | 0 | Commercial |  | Annual | [5 empty] | 4 | 0.96 |  |  |  | 0 | 0 | 0 | 16 | 0 | 0 | 0 | 0 | 0 | 0 | 0 | 0 | 2006 Qtr 1: 0; 2006 Qtr 2: 0; 2006 Qtr 3: 0; 2006 Qtr 4: 0; 2007 Qtr 1: 0; 2007 Qtr 2: 0; 2007 Qtr 3: 0; 2007 Qtr 4: 0; 2008 Qtr 1: 0; 2008 Qtr 2: 0; 2008 Qtr 3: 16; 2008 Qtr 4: 0 | 16
Do NOT enter program data in this row or below. The Spreadsheet will not evaluate any such data. | bar: 2009 Qtr 1; 2011 Qtr 2 to 2011 Qtr 4; 2013 Qtr 2 to 2013 Qtr 4; 2015 Qtr 2 to 2015 Qtr 4
Lists of Dimensions and their Labels
|  |  | Climate Zones | Sectors | End Use Validation List |  | Measure Types for Measure Life | Measure Types for NTGR | Gas Sector | Gas Savings Profile | Combustor Type
|  |  | 7 | Residential | 01-ALC-AllCommercial-Cooling |  | NONRESIDENTIAL MEASURES: |  | Residential | Summer Only | Large Boilers (>100 MMBtu/hr Heat Input):Uncontrolled
|  |  | 10 | Commercial | 01-ALC-AllCommercial-ExtLight |  | **************************************************************** | Appliance early retirement and replacement 0.80 | Commercial | Winter Only | Large Boilers (>100 MMBtu/hr Heat Input):Controlled Low NOx Burner
|  |  | 14 | Industrial | 01-ALC-AllCommercial-IntLight |  | Ballast – Dimmable: NR - 11 | California Home Energy Efficiency Rating System (CHEERS) | Core | Annual | Large Boilers (>100 MMBtu/hr Heat Input):Controlled – Flue Gas Recirculation
|  |  | 15 | Agricultural | 01-ALC-AllCommercial-OffEquip |  | Ballast – Electronic: NR - 11 | Residential Audits 0.72 |  |  | Small Boilers (<100 MMBtu/hr Heat Input):Uncontrolled
|  |  | System | Not Used | 01-ALC-AllCommercial-Refrig |  | Fluorescent Fixture – T8: C/I/A - 11 | Refrigerator Recycling 0.35 |  |  | Small Boilers (<100 MMBtu/hr Heat Input):Controlled Low NOx Burner
|  |  |  | Not Used | 01-ALC-AllCommercial-Vent/Fan |  | Fixture: T8 Lamp & Electronic Ballast: C/I/A - 11 | Freezer Recycling 0.54 |  |  | Small Boilers (<100 MMBtu/hr Heat Input):Controlled – Flue Gas Recirculation
|  |  |  | Not Used | 02-ASM-Assembly-Cooling |  | T8 Fixtures – 17 Watt Lamp, 2ft or 32-watt Lamp, 4ft 11 | Residential Contractor Program 0.89 |  |  | Residential Furnaces (<0.3):Uncontrolled
[5 empty] | 02-ASM-Assembly-Exit |  | T8 Lamps: C/I/A - 5 | Emerging Technologies 0.83
[5 empty] | 02-ASM-Assembly-ExtLight |  | High Efficiency Lighting (HID): NR - 16 | All other residential programs 0.80
[5 empty] | 02-ASM-Assembly-IntLight |  | High Output T5 Fixture: NR - 16 |  | Electric Rate | Gas Rate
[5 empty] | 03-BCR-BothResidentialandCommercial-COOL |  | Indoor or Outdoor Lighting System Modification: NR - 13.5 | Advanced water heating systems 1.00 | Residential | 0
[5 empty] | 03-BCR-BothResidentialandCommercial-LIT_INT |  | Lighting Controls: NR - 16 | Agricultural and Dairy Incentives 0.75 | Commercial | Residential
[5 empty] | 03-BCR-BothResidentialandCommercial-OFF_EQ |  | Daylighting Controls; NR - 16 | Coin Laundry and Dry Cleaner Education 0.70 | Not Used | Not Used
[5 empty] | 03-BCR-BothResidentialandCommercial-LIT_EXT |  | Lighting Power Density: NR - 11 | Commercial and agricultural information, tools, or design assistance services | Not Used
[5 empty] | 03-BCR-BothResidentialandCommercial-REFG |  | Exit Sign – CF Hardware Kit/LED/ Electro-Luminescent: NR - 16 | Comprehensive Space Conditioning 1.00 | Not Used
[5 empty] | 03-BCR-BothResidentialandCommercial-VENT |  | Occupancy Sensor: NR - 8 | Lodging Education 0.70
[5 empty] | 04-DMO-ResidentialMobileHome–DoubleWide-CL_DRY |  | Photocell: NR - 8 | Express Efficiency (rebates) 0.96
[5 empty] | 04-DMO-ResidentialMobileHome–DoubleWide-CL_WASH |  | Time Clock – Lighting: NR - 8 | Energy Management Services, including audits (for small and medium customers)
[5 empty] | 04-DMO-ResidentialMobileHome–DoubleWide-DSH_WASH |  | Induction Lamps: NR - 2 | Food Services Equipment Retrofit 1.00
[5 empty] | 04-DMO-ResidentialMobileHome–DoubleWide-FREEZ |  | Induction Fixture: NR - 16 | Industrial Information and Services 0.74
[5 empty] | 04-DMO-ResidentialMobileHome–DoubleWide-LIGHT |  | Delamp/reflectors: C/I - 11 | Large Standard Performance Contract 0.70
[5 empty] | 04-DMO-ResidentialMobileHome–DoubleWide-POOL_PMP |  | Optical Reflectors- new construction: Ind, NRNC - 12 | All other nonresidential programs 0.80
[5 empty] | 04-DMO-ResidentialMobileHome–DoubleWide-REFG |  | Optical Reflectors- retrofit: NR - 10 | New Construction
[5 empty] | 04-DMO-ResidentialMobileHome–DoubleWide-SP_COOL |  | HID fixture: Interior, >= 176 Watts lamp: Ind - 16 | Industrial and Agricultural Process 0.94
[5 empty] | 04-DMO-ResidentialMobileHome–DoubleWide-SP_HEAT |  | HID fixture: Interior, 251-400 Watt lamp: Com - 16 | Industrial new construction incentives 0.62
[5 empty] | 04-DMO-ResidentialMobileHome–DoubleWide-WAT_HEAT |  | CFL Fixture: Pin based CFL fixture: Com - 12.0 | Savings by Design 0.82
[5 empty] | 05-ECC-Education–CommunityCollege-COOL |  | Screw-in CFL: Education - Primary School: NR - 5.6 | All other new construction programs 0.80
[5 empty] | 05-ECC-Education–CommunityCollege-LIT_INT |  | Screw-in CFL: Education - Secondary School: NR - 3.5 | Large Standard Performance Contract 0.7011
[5 empty] | 05-ECC-Education–CommunityCollege-OFF_EQ |  | Screw-in CFL: Education - Community College: NR - 2.1 | Savings by Design 0.8212
[5 empty] | 05-ECC-Education–CommunityCollege-LIT_EXT |  | Screw-in CFL: Education - University: NR - 2.6 | Codes and Standards
[5 empty] | 05-ECC-Education–CommunityCollege-REFG |  | Screw-in CFL: Grocery: NR - 1.4
[5 empty] | 05-ECC-Education–CommunityCollege-VENT |  | Screw-in CFL: Health/Medical - Hospital: NR - 0.9
[5 empty] | 06-EPR-Education–PrimarySchool-COOL |  | Screw-in CFL: Health/Medical - Nursing Home: NR - 0.9
[5 empty] | 06-EPR-Education–PrimarySchool-LIT_INT |  | Screw-in CFL: Lodging - Hotel: NR - 0.9
[5 empty] | 06-EPR-Education–PrimarySchool-OFF_EQ |  | Screw-in CFL: Lodging - Motel: NR - 0.9
[5 empty] | 06-EPR-Education–PrimarySchool-LIT_EXT |  | Screw-in CFL: Lodging - Guest Rooms: NR - 7.0
[5 empty] | 06-EPR-Education–PrimarySchool-REFG |  | Screw-in CFL: Manufacturing - Light Industrial: NR - 2.8
[5 empty] | 06-EPR-Education–PrimarySchool-VENT |  | Screw-in CFL: Office - Large: NR - 2.9
[5 empty] | 07-ESE-Education–SecondarySchool-COOL |  | Screw-in CFL: Office - Small: NR - 3.2
[5 empty] | 07-ESE-Education–SecondarySchool-LIT_INT |  | Screw-in CFL: Restaurant - Sit-Down: NR - 2.3
[5 empty] | 07-ESE-Education–SecondarySchool-OFF_EQ |  | Screw-in CFL: Restaurant - Fast-Food: NR - 1.3
[5 empty] | 07-ESE-Education–SecondarySchool-LIT_EXT |  | Screw-in CFL: Retail - 3-Story Large: NR - 1.9
[5 empty] | 07-ESE-Education–SecondarySchool-REFG |  | Screw-in CFL: Retail - Single-Story Large: NR - 1.8
[5 empty] | 07-ESE-Education–SecondarySchool-VENT |  | Screw-in CFL: Retail - Small: NR - 2.1
[5 empty] | 08-EUN-Education–University-COOL |  | Screw-in CFL: Storage - Conditioned: NR - 2.8
[5 empty] | 08-EUN-Education–University-LIT_INT |  | Screw-in CFL: Storage - Unconditioned: NR - 2.8
[5 empty] | 08-EUN-Education–University-OFF_EQ |  | Screw-in CFL: Warehouse - Refrigerated: NR - 3.1
08-EUN-Education–University-LIT_EXT
[5 empty] | 08-EUN-Education–University-REFG |  | HVAC/Refrigeration – SPC: NR - 16
[5 empty] | 08-EUN-Education–University-VENT |  | Chiller – High Efficiency: NR - 20
[5 empty] | 09-GRO-Grocery-COOL |  | Chiller – Variable Speed Drive: NR - 20
[5 empty] | 09-GRO-Grocery-LIT_INT |  | Water Cooled Chillers: NR - 20
[5 empty] | 09-GRO-Grocery-OFF_EQ |  | Air Conditioners – High Efficiency: NR - 15
[5 empty] | 09-GRO-Grocery-LIT_EXT |  | Packaged HVAC Systems: NR - 15
[5 empty] | 09-GRO-Grocery-REFG |  | Install HVAC EMS: Com - 14
[5 empty] | 09-GRO-Grocery-VENT |  | AC Packaged Terminal Units: NR - 15
[5 empty] | 10-HSP-Health/Medical–Hospital-COOL |  | Evaporative Coolers: NR - 15
[5 empty] | 10-HSP-Health/Medical–Hospital-LIT_INT |  | Boiler – High Efficiency: NR - 20
[5 empty] | 10-HSP-Health/Medical–Hospital-OFF_EQ |  | Cooling Towers/Evaporative Condenser: NR - 15
[5 empty] | 10-HSP-Health/Medical–Hospital-LIT_EXT |  | Heat Pump – Split System: NR - 15
[5 empty] | 10-HSP-Health/Medical–Hospital-REFG |  | Heat Pump with Integrated Water Heating: NR - 10
[5 empty] | 10-HSP-Health/Medical–Hospital-VENT |  | Ground Source Heat Pump: NR - 15
[5 empty] | 11-HTL-Lodging–Hotel(GuestRooms)-COOL |  | Reduce Internal Load: NR - 15
[5 empty] | 11-HTL-Lodging–Hotel(GuestRooms)-LIT_INT |  | Insulation: NR - 20
[5 empty] | 11-HTL-Lodging–Hotel(GuestRooms)-OFF_EQ |  | Insulation Package: NR - 20
[5 empty] | 11-HTL-Lodging–Hotel(GuestRooms)-LIT_EXT |  | Reflective Window Film: NR - 10
[5 empty] | 11-HTL-Lodging–Hotel(GuestRooms)-REFG |  | Bypass/Delay Timer(lighting): NR - 8
[5 empty] | 11-HTL-Lodging–Hotel(GuestRooms)-VENT |  | Set-Back Thermostat: NR - 11
[5 empty] | 12-MBT-Manufacturing–Bio/Tech-AG_PUMP |  | Time Clock - HVAC: NR - 10
[5 empty] | 12-MBT-Manufacturing–Bio/Tech-COMP_AIR |  | HVAC/Space Heating/Efficiency (Gas): NR - 18
[5 empty] | 12-MBT-Manufacturing–Bio/Tech-COOL |  | Nonresidential Gas – AC: NR - 20
12-MBT-Manufacturing–Bio/Tech-LIGHT
[5 empty] | 12-MBT-Manufacturing–Bio/Tech-MOTOR |  | Adjustable speed drive, application unknown: Ag - 10
[5 empty] | 12-MBT-Manufacturing–Bio/Tech-PROC_OTH |  | Adjustable speed drive, application unknown: Com - 10
[5 empty] | 13-MFM-ResidentialMulti-family-CL_DRY |  | Adjustable Speed Drive: HVAC fan, 50 HP Max: Com - 10
[5 empty] | 13-MFM-ResidentialMulti-family-CL_WASH |  | Pump repair: Ag - 11
[5 empty] | 13-MFM-ResidentialMulti-family-DSH_WASH |  | Injection molding machines: Ind - 15
[5 empty] | 13-MFM-ResidentialMulti-family-FREEZ |  | Plastic extusion equipment: Ind - 15
[5 empty] | 13-MFM-ResidentialMulti-family-LIGHT |  | Process cooling: Ind - 15
[5 empty] | 13-MFM-ResidentialMulti-family-POOL_PMP |  | Process equipment insulation: Ind - 15
13-MFM-ResidentialMulti-family-REFG
[5 empty] | 13-MFM-ResidentialMulti-family-SP_COOL |  | Horizontal Clothes Washer: NR - 10
[5 empty] | 13-MFM-ResidentialMulti-family-SP_HEAT |  | Efficient Dishwashing: NR - 5
[5 empty] | 13-MFM-ResidentialMulti-family-WAT_HEAT |  | Water Heater Controls: NR - 15
[5 empty] | 14-MLI-Manufacturing–LightIndustry-AG_PUMP |  | Cooking measures , Assorted: Com - 12
[5 empty] | 14-MLI-Manufacturing–LightIndustry-COMP_AIR |  | Water Heater – Gas: NR - 15
[5 empty] | 14-MLI-Manufacturing–LightIndustry-COOL |  | Domestic Hot Water Boiler (Gas): NR - 20
14-MLI-Manufacturing–LightIndustry-LIGHT
[5 empty] | 14-MLI-Manufacturing–LightIndustry-MOTOR |  | Auto Closer for Cooler/Freezer: NR - 8
[5 empty] | 14-MLI-Manufacturing–LightIndustry-PROC_OTH |  | Door Gaskets: NR - 4
[5 empty] | 15-MTL-Lodging–Motel-COOL |  | Floating Head Pressure: NR - 16
[5 empty] | 15-MTL-Lodging–Motel-LIT_INT |  | Heatless Door: NR - 16
[5 empty] | 15-MTL-Lodging–Motel-OFF_EQ |  | Humidistat Control for Anti-Sweat Heater: NR - 12
[5 empty] | 15-MTL-Lodging–Motel-LIT_EXT |  | Insulation on Refrigeration Suction Line: NR - 11
[5 empty] | 15-MTL-Lodging–Motel-REFG |  | Night Covers for Display Cases: NR - 5
[5 empty] | 15-MTL-Lodging–Motel-VENT |  | PSC Evaporator Motor – Walkin/ Display: NR - 15
[5 empty] | 16-NRS-Health/Medical–Clinic-COOL |  | Refrigeration Case Doors – Glass/Acrylic: NR - 12
[5 empty] | 16-NRS-Health/Medical–Clinic-LIT_INT |  | Refrigerator Case with Doors: NR - 12
[5 empty] | 16-NRS-Health/Medical–Clinic-OFF_EQ |  | Refrigerator Condensate Evaporator – Elec/Non Elec: NR - 8
[5 empty] | 16-NRS-Health/Medical–Clinic-LIT_EXT |  | Strip Curtains for Walk-Ins: NR - 4
[5 empty] | 16-NRS-Health/Medical–Clinic-REFG |  | Ballast: Electronic, for display case: NR - 11
[5 empty] | 16-NRS-Health/Medical–Clinic-VENT |  | Defrost: NR - 16
[5 empty] | 17-OFL-Office–Large-Cooling |  | FHP & EFF Conditioner: NR - 16
[5 empty] | 17-OFL-Office–Large-ExtLight |  | High-efficiency Liquid Suction Heat Exchangers: NR - 16
[5 empty] | 17-OFL-Office–Large-IntLight |  | Night Shields on Refrigerator and Freezer Cases: NR - 5
[5 empty] | 17-OFL-Office–Large-OffEquip |  | Walk-in Refrigerator or Freezer: Evaporative Fan Controller: NR - 5
[5 empty] | 17-OFL-Office–Large-Refrig |  | Multiplec Refrigeration Systems/Supermarket Systems: NR - 10
17-OFL-Office–Large-Vent/Fan
[5 empty] | 18-OFS-Office–Small-Cooling |  | Kiln/Oven/Furnace: NR - 18
[5 empty] | 18-OFS-Office–Small-ExtLight |  | Thermal Night Curtains: NR - 5
[5 empty] | 18-OFS-Office–Small-IntLight |  | Custom Measures – SPC: NR - 15
[5 empty] | 18-OFS-Office–Small-OffEquip |  | Local Government Partnership: NR - 11
[5 empty] | 18-OFS-Office–Small-Refrig |  | Audits: NR - 3
[5 empty] | 18-OFS-Office–Small-Vent/Fan |  | Plug Load Sensor: NR - 10
[5 empty] | 19-RES-AllResidential-CL_DRY |  | Information: NR - 1
[5 empty] | 19-RES-AllResidential-CL_WASH |  | High Efficiency Motors: NR - 15
[5 empty] | 19-RES-AllResidential-DSH_WASH |  | Process Overhaul: NR - 20
[5 empty] | 19-RES-AllResidential-FREEZ |  | System Controls: NR - 15
19-RES-AllResidential-LIGHT
19-RES-AllResidential-POOL_PMP
[5 empty] | 19-RES-AllResidential-REFG |  | RESIDENTIAL MEASURES
[5 empty] | 19-RES-AllResidential-SP_COOL |  | ****************************************************************
[5 empty] | 19-RES-AllResidential-SP_HEAT |  | T8 Fixtures ; lamp or ballast: Res - 15
[5 empty] | 19-RES-AllResidential-WAT_HEAT |  | Pin based CFL Fixture: Res - 16
[5 empty] | 20-RFF-Restaurant–FastFood-Cooling |  | CFL: Indoor Screw in: Res - 9.4
[5 empty] | 20-RFF-Restaurant–FastFood-ExtLight |  | CFL: Outdoor Screw in: Res - 7
[5 empty] | 20-RFF-Restaurant–FastFood-IntLight |  | Torchiere: Res - 9
20-RFF-Restaurant–FastFood-OffEquip
[5 empty] | 20-RFF-Restaurant–FastFood-Refrig |  | Air Conditioners with SEER >= 11.0: Res - 18
[5 empty] | 20-RFF-Restaurant–FastFood-Vent/Fan |  | Central Air Conditioners: Res - 18
[5 empty] | 21-RSD-Restaurant–SitDown-COOL |  | Duct Testing: Res NC - 18
[5 empty] | 21-RSD-Restaurant–SitDown-LIT_INT |  | High Energy Efficiency Ducts: Res - 18
[5 empty] | 21-RSD-Restaurant–SitDown-OFF_EQ |  | Whole House Fan: Res - 15
[5 empty] | 21-RSD-Restaurant–SitDown-LIT_EXT |  | Evaporative Cooler: Res - 15
[5 empty] | 21-RSD-Restaurant–SitDown-PROC_OTH |  | Glazing - Low E Double / Low Shade Coefficient: Res - 20
[5 empty] | 21-RSD-Restaurant–SitDown-REFG |  | Heat Pump - Electric: Res - 15
[5 empty] | 21-RSD-Restaurant–SitDown-VENT |  | Insulation - Ceiling / Floor / Walls: Res - 20
[5 empty] | 22-RT3-Retail–3StoryLarge-COOL |  | A/C with Integrated Water Heating: Res - 10
[5 empty] | 22-RT3-Retail–3StoryLarge-LIT_INT |  | Programmable Thermostat: Res - 12
22-RT3-Retail–3StoryLarge-OFF_EQ
[5 empty] | 22-RT3-Retail–3StoryLarge-LIT_EXT |  | Audits: Res - 3
[5 empty] | 22-RT3-Retail–3StoryLarge-REFG |  | Gas Cooktops: Res - 20
[5 empty] | 22-RT3-Retail–3StoryLarge-VENT |  | Gas Dryer Stub: Res - 18
[5 empty] | 23-RTL-Retail–SingleStorylarge-COOL |  | Energy-Efficient Furnaces: Res - 18
23-RTL-Retail–SingleStorylarge-LIT_INT
[5 empty] | 23-RTL-Retail–SingleStorylarge-OFF_EQ |  | Refrigerator Recycling: Res - 10
[5 empty] | 23-RTL-Retail–SingleStorylarge-LIT_EXT |  | Refrigerator - Energy Efficient; 20% more efficient: Res - 18
[5 empty] | 23-RTL-Retail–SingleStorylarge-REFG |  | Refrigerators: Res - 18
23-RTL-Retail–SingleStorylarge-VENT
24-RTS-Retail–Small-COOL
[5 empty] | 24-RTS-Retail–Small-LIT_INT |  | GENERIC USEFUL LIVES:
[5 empty] | 24-RTS-Retail–Small-OFF_EQ |  | ****************************************************************
[5 empty] | 24-RTS-Retail–Small-LIT_EXT |  | 0.1
[5 empty] | 24-RTS-Retail–Small-REFG |  | 0.2
[5 empty] | 24-RTS-Retail–Small-VENT |  | 0.3
[5 empty] | 25-SCN-Storage–Conditioned-Cooling |  | 0.4
[5 empty] | 25-SCN-Storage–Conditioned-Exit |  | 0.5
[5 empty] | 25-SCN-Storage–Conditioned-ExtLight |  | 0.6
[5 empty] | 26-SFM-ResidentialSingleFamily-CL_DRY |  | 0.7
[5 empty] | 26-SFM-ResidentialSingleFamily-CL_WASH |  | 0.8
[5 empty] | 26-SFM-ResidentialSingleFamily-DSH_WASH |  | 0.9
[5 empty] | 26-SFM-ResidentialSingleFamily-FREEZ |  | 1
[5 empty] | 26-SFM-ResidentialSingleFamily-LIGHT |  | 1.1
[5 empty] | 26-SFM-ResidentialSingleFamily-POOL_PMP |  | 1.2
[5 empty] | 26-SFM-ResidentialSingleFamily-REFG |  | 1.3
[5 empty] | 26-SFM-ResidentialSingleFamily-SP_COOL |  | 1.4
[5 empty] | 26-SFM-ResidentialSingleFamily-SP_HEAT |  | 1.5
[5 empty] | 26-SFM-ResidentialSingleFamily-WAT_HEAT |  | 1.6
[5 empty] | 27-SMO-ResidentialMobileHome–SingleWide-CL_DRY |  | 1.7
[5 empty] | 27-SMO-ResidentialMobileHome–SingleWide-CL_WASH |  | 1.8
[5 empty] | 27-SMO-ResidentialMobileHome–SingleWide-DSH_WASH |  | 1.9
[5 empty] | 27-SMO-ResidentialMobileHome–SingleWide-FREEZ |  | 2
[5 empty] | 27-SMO-ResidentialMobileHome–SingleWide-LIGHT |  | 2.1
[5 empty] | 27-SMO-ResidentialMobileHome–SingleWide-POOL_PMP |  | 2.2
[5 empty] | 27-SMO-ResidentialMobileHome–SingleWide-REFG |  | 2.3
[5 empty] | 27-SMO-ResidentialMobileHome–SingleWide-SP_COOL |  | 2.4
[5 empty] | 27-SMO-ResidentialMobileHome–SingleWide-SP_HEAT |  | 2.5
[5 empty] | 27-SMO-ResidentialMobileHome–SingleWide-WAT_HEAT |  | 2.6
[5 empty] | 28-SUN-Storage–Unconditioned-Exit |  | 2.7
[5 empty] | 28-SUN-Storage–Unconditioned-ExtLight |  | 2.8
[5 empty] | 29-WRF-Storage–Refrigerated-Cooling |  | 2.9
[5 empty] | 29-WRF-Storage–Refrigerated-Exit |  | 3
[5 empty] | 29-WRF-Storage–Refrigerated-ExtLight |  | 3.1
[5 empty] | 30-S20-SIC20Food&KindredProducts-AG_PUMP |  | 3.2
[5 empty] | 30-S20-SIC20Food&KindredProducts-COMP_AIR |  | 3.3
[5 empty] | 30-S20-SIC20Food&KindredProducts-COOL |  | 3.4
[5 empty] | 30-S20-SIC20Food&KindredProducts-LIGHT |  | 3.5
[5 empty] | 30-S20-SIC20Food&KindredProducts-MOTOR |  | 3.6
[5 empty] | 30-S20-SIC20Food&KindredProducts-PROC_OTH |  | 3.7
[5 empty] | 31-S26-SIC26Paper&AlliedProducts-AG_PUMP |  | 3.8
[5 empty] | 31-S26-SIC26Paper&AlliedProducts-COMP_AIR |  | 3.9
[5 empty] | 31-S26-SIC26Paper&AlliedProducts-COOL |  | 4
[5 empty] | 31-S26-SIC26Paper&AlliedProducts-LIGHT |  | 4.1
[5 empty] | 31-S26-SIC26Paper&AlliedProducts-MOTOR |  | 4.2
[5 empty] | 31-S26-SIC26Paper&AlliedProducts-PROC_OTH |  | 4.3
[5 empty] | 32-S28-SIC28Chemicals&AlliedProducts-AG_PUMP |  | 4.4
[5 empty] | 32-S28-SIC28Chemicals&AlliedProducts-COMP_AIR |  | 4.5
[5 empty] | 32-S28-SIC28Chemicals&AlliedProducts-COOL |  | 4.6
[5 empty] | 32-S28-SIC28Chemicals&AlliedProducts-LIGHT |  | 4.7
[5 empty] | 32-S28-SIC28Chemicals&AlliedProducts-MOTOR |  | 4.8
[5 empty] | 32-S28-SIC28Chemicals&AlliedProducts-PROC_OTH |  | 4.9
[5 empty] | 33-S29-SIC29Petroleum&CoalProducts-AG_PUMP |  | 5
[5 empty] | 33-S29-SIC29Petroleum&CoalProducts-COMP_AIR |  | 5.1
[5 empty] | 33-S29-SIC29Petroleum&CoalProducts-COOL |  | 5.2
[5 empty] | 33-S29-SIC29Petroleum&CoalProducts-LIGHT |  | 5.3
[5 empty] | 33-S29-SIC29Petroleum&CoalProducts-MOTOR |  | 5.4
[5 empty] | 33-S29-SIC29Petroleum&CoalProducts-PROC_OTH |  | 5.5
[5 empty] | 34-S33-SIC33Metals-AG_PUMP |  | 5.6
[5 empty] | 34-S33-SIC33Metals-COMP_AIR |  | 5.7
[5 empty] | 34-S33-SIC33Metals-COOL |  | 5.8
[5 empty] | 34-S33-SIC33Metals-LIGHT |  | 5.9
[5 empty] | 34-S33-SIC33Metals-MOTOR |  | 6
[5 empty] | 34-S33-SIC33Metals-PROC_OTH |  | 6.1
[5 empty] | 35-OTI-OtherIndustrial-AG_PUMP |  | 6.2
[5 empty] | 35-OTI-OtherIndustrial-COMP_AIR |  | 6.3
[5 empty] | 35-OTI-OtherIndustrial-COOL |  | 6.4
[5 empty] | 35-OTI-OtherIndustrial-LIGHT |  | 6.5
[5 empty] | 35-OTI-OtherIndustrial-MOTOR |  | 6.6
[5 empty] | 35-OTI-OtherIndustrial-PROC_OTH |  | 6.7
[5 empty] | 36-GST-Lodging-GuestRooms-Cooling |  | 6.8
[5 empty] | 36-GST-Lodging-GuestRooms-ExtLight |  | 6.9
[5 empty] | 36-GST-Lodging-GuestRooms-IntLight |  | 7
[5 empty] | 36-GST-Lodging-GuestRooms-OffEquip |  | 7.1
[5 empty] | 36-GST-Lodging-GuestRooms-Refrig |  | 7.2
[5 empty] | 36-GST-Lodging-GuestRooms-Vent/Fan |  | 7.3
7.4
7.5
7.6
7.7
7.8
7.9
8
8.1
8.2
8.3
8.4
8.5
8.6
8.7
8.8
8.9
9
9.1
9.2
9.3
9.4
9.5
9.6
9.7
9.8
9.9
10
10.1
10.2
10.3
10.4
10.5
10.6
10.7
10.8
10.9
11
11.1
11.2
11.3
11.4
11.5
11.6
11.7
11.8
11.9
12
12.1
12.2
12.3
12.4
12.5
12.6
12.7
12.8
12.9
13
13.1
13.2
13.3
13.4
13.5
13.6
13.7
13.8
13.9
14
14.1
14.2
14.3
14.4
14.5
14.6
14.7
14.8
14.9
15
15.1
15.2
15.3
15.4
15.5
15.6
15.7
15.8
15.9
16
16.1
16.2
16.3
16.4
16.5
16.6
16.7
16.8
16.9
17
17.1
17.2
17.3
17.4
17.5
17.6
17.7
17.8
17.9
18
19
20