## Export
PROGRAM NAME | 0
BUDGET
Administrative Costs
Overhead and G&A | 0
Other Administrative Costs | 0
Marketing/Outreach | 0
Direct Implementation
Incentives and Rebates
User Input Incentive | 0
Direct Install Rebate | 495150
Direct Install Labor | 0
Direct Install Materials | 0
Activity | 0
Installation | 0
Hardware & Materials | 0
Rebate Processing & Inspection | 0
EM&V Costs | 0
Budget | 495150
Costs recovered from other sources | 0
Budget (plus other costs) | 495150
PROGRAM IMPACTS
Program Reductions for Measures installed through 2008
User Entered kW (kW) | 810.4651
Net Jul-Sept Peak (kW) | 559.4449
Net Dec-Feb Peak (kW) | 356.3686
Net NCP (kW) | 560.3395
Net CEC (kW) | 0
Annual Net kWh | 2896409.5448
Lifecycle Net kWh | 31157669.6292
Annual Net Therms | -3867.0784
Lifecycle Net Therms | -40720.4069
Cost Effectiveness for all measures installed through 2012
TRC
Costs | 591068.5965
Electric Benefits | 2198954.4814
Gas Benefits | -25617.0934
Net Benefits (NPV) | 1582268.7915
BC Ratio | 3.677
PAC
Costs | 459995.1387
Electric Benefits | 2198954.4814
Gas Benefits | -25617.0934
Net Benefits (NPV) | 1713342.2493
BC Ratio | 4.7247
Levelized Cost
Levelized Cost TRC ($/kWh )
Discounted kWh | 20730130.161
Cost | 0.028822
Benefits | 0.10608
Benefit-Cost | 0.077254
Levelized Cost PAC ($/kWh)
Discounted kWh | 20730130.161
Cost | 0.022469
Benefits | 0.10608
Benefit-Cost | 0.083607
Levelized Cost TRC ($/therm)
Discounted Therms | -27579.0207
Cost | 0.23243
Benefits | 0.92886
Benefit-Cost | 0.69643
Levelized Cost PAC ($/therm)
Discounted Therms | -27579.0207
Cost | 0.20976
Benefits | 0.92886
Benefit-Cost | 0.7191
Emission Annual Reductions (2006-2008) |  | Energy Division File sheet "Attachment II" Total Electricity and Gas Emission Reductions
Electric Annual CO2 (tons) - 2006 | 1662.3306 |  | 2006 | 2007 | 2008 | 2009 | 2010 | 2011 | 2012
2007 | 0 |  | Total | Total | Total | Total | Total | Total | Total
2008 | 0 | Annual CO2 Emission Reductions (tons) | 1639.7082 | 0 | 0 | 0 | 0 | 0 | 0
Electric Lifecycle CO2 (tons) - 2006 | 17902.8355 | Lifecycle CO2 Emission Reductions (tons) | 17664.6211 | 0 | 0 | 0 | 0 | 0 | 0
2007 | 0 | Annual NOx Emission Reductions (tons) | 0.20755 | 0 | 0 | 0 | 0 | 0 | 0
2008 | 0 | Lifecycle NOx Emission Reductions (tons) | 2.2417 | 0 | 0 | 0 | 0 | 0 | 0
Electric Annual NOX (tons) - 2006 | 0.22533 | Annual SO2 Emission Reductions (tons)
2007 | 0 | Lifecycle SO2 Emission Reductions (tons)
2008 | 0
Electric Lifecycle NOX (tons) - 2006 | 2.429
2007 | 0
2008 | 0
Electric Annual SO2 (lbs) - 2006
2007
2008
Electric Lifecycle SO2 (lbs) - 2006
2007
2008
Gas Annual CO2 (tons) - 2006 | -22.6224
2007 | 0
2008 | 0
Gas Lifecycle CO2 (tons) - 2006 | -238.2144
2007 | 0
2008 | 0
Gas Annual NOX (tons) - 2006 | -0.017789
2007 | 0
2008 | 0
Gas Lifecycle NOX (tons) - 2006 | -0.18731
2007 | 0
2008 | 0
Gas Annual SO2 (lbs) - 2006
2007
2008
Gas Lifecycle SO2 (lbs) - 2006
2007
2008
Data below not currently used in Energy Division workbook
Levelized Cost RIM ($/therm)
Discounted Therms | -27579.0207
Cost | 0.1966
Benefits | 0.92886
Benefit-Cost | 0.73226
Levelized Cost RIM ($/kWh)
Discounted kWh | 20730130.161
Cost | 0.022451
Benefits | 0.10608
Benefit-Cost | 0.73226
RIM
Costs | 459995.1387
Electric Benefits | 2198954.4814
Gas Benefits | -25617.0934
Net Benefits (NPV) | 1713342.2493
BC Ratio | 4.7247
Impacts for all programs installed trhough 2012
Net July-Sept Peak (kW)
Clothes Dryer | 0
Clothes Washer | 0
Consumer Electronics | 0
Cooking | 0
Dishwasher | 0
Net Dec-Feb Pk (kW)
Clothes Dryer | 0
Clothes Washer | 0
Consumer Electronics | 0
Cooking | 0
Dishwasher | 0
0
Clothes Dryer | 0
Clothes Washer | 0
Consumer Electronics | 0
Cooking | 0
Dishwasher | 0
Annual Net kWh
Clothes Dryer | 0
Clothes Washer | 0
Consumer Electronics | 0
Cooking | 0
Dishwasher | 0
Lifecycle Net kWh
Clothes Dryer | 0
Clothes Washer | 0
Consumer Electronics | 0
Cooking | 0
Dishwasher | 0
Annual Net Therms
Clothes Dryer | 0
Clothes Washer | 0
Consumer Electronics | 0
Cooking | 0
Dishwasher | 0
Lifecycle Net Therms
Clothes Dryer | 0
Clothes Washer | 0
Consumer Electronics | 0
Cooking | 0
Dishwasher | 0

## Output by Measure
0
0
SDG&E | [7 empty] | Levelized Benefits less Costs (TRC) |  |  |  | Levelized Benefits less Costs (PAC) |  |  |  | Benefit Cost Ratios
Net Impacts by Measure | [7 empty] | No Allocated Admin |  | w/ Allocated Admin |  | No Allocated Admin |  | w/ Allocated Admin |  | No Allocated Admin |  | w/ Allocated Admin
| Net Avg Jul-Sep (kW) | Net Dec-Feb Pk (kW) | Net User Entered kW | Annual kWh adj for Net to gross | Lifecycle kWh (Annual * Measure Life) | Annual Therms | Lifecycle Therms | Electric ($/kWh) | Gas ($/Th) | Electric ($/kWh) | Gas ($/Th) | Electric ($/kWh) | Gas ($/Th) | Electric ($/kWh) | Gas ($/Th) | TRC | PAC | TRC | PAC
Total or Average | 559.4449 | 356.3686 | 810.4651 | 2896409.5448 | 31157669.6292 | -3867.0784 | -40720.4069 | 0.077254 | 0.69643 | 0.077254 | 0.69643 | 0.083607 | 0.7191 | 0.083607 | 0.7191
234053-Lighting-Remove 4 Ft Lamp (De-Lamp) | 0.24941 | 0.14231 | 0.37845 | 1241.1851 | 13653.0359 | -1.8819 | -20.7009 | 0.06877 | 0.6067 | 0.06877 | 0.6067 | 0.083705 | 0.73846 | 0.083705 | 0.73846 | 2.8722 | 4.8401 | 2.8722 | 4.8401
234148-Premium T8 with T12 40 Watt Baseline | 0.1616 | 0.092206 | 0.24521 | 804.1908 | 8846.0991 | -1.2193 | -13.4125 | 0.077081 | 0.68003 | 0.077081 | 0.68003 | 0.078588 | 0.69332 | 0.078588 | 0.69332 | 3.7121 | 3.92 | 3.7121 | 3.92
234148-Premium T8 with T12 40 Watt Baseline | 0.24709 | 0.15933 | 0.38668 | 1247.7425 | 13725.1679 | -2.0434 | -22.4775 | 0.078421 | 0.6807 | 0.078421 | 0.6807 | 0.079949 | 0.69396 | 0.079949 | 0.69396 | 3.722 | 3.9305 | 3.722 | 3.9305
234053-Lighting-Remove 4 Ft Lamp (De-Lamp) | 0.36402 | 0.23473 | 0.56967 | 1838.2265 | 20220.4918 | -3.0104 | -33.1147 | 0.069997 | 0.60757 | 0.069997 | 0.60757 | 0.085135 | 0.73897 | 0.085135 | 0.73897 | 2.8799 | 4.853 | 2.8799 | 4.853
234148-Premium T8 with T12 40 Watt Baseline | 0.40222 | 0.25936 | 0.65283 | 2031.1438 | 22342.5817 | -3.3264 | -36.59 | 0.084706 | 0.73525 | 0.084706 | 0.73525 | 0.085901 | 0.74562 | 0.085901 | 0.74562 | 4.7606 | 5.0272 | 4.7606 | 5.0272
234053-Lighting-Remove 4 Ft Lamp (De-Lamp) | 0.44342 | 0.28593 | 0.71969 | 2239.1855 | 24631.0402 | -3.6671 | -40.3378 | 0.07812 | 0.67808 | 0.07812 | 0.67808 | 0.089956 | 0.78081 | 0.089956 | 0.78081 | 3.6835 | 6.2072 | 3.6835 | 6.2072
234148-Premium T8 with T12 40 Watt Baseline | 1.8117 | 1.0338 | 2.7862 | 9016.1581 | 99177.739 | -11.6571 | -128.2283 | 0.074908 | 0.67268 | 0.074908 | 0.67268 | 0.076432 | 0.68637 | 0.076432 | 0.68637 | 3.6065 | 3.8085 | 3.6065 | 3.8085
234053-Lighting-Remove 4 Ft Lamp (De-Lamp) | 1.8114 | 1.0336 | 2.7857 | 9014.4462 | 99158.9085 | -11.6549 | -128.204 | 0.066504 | 0.59721 | 0.066504 | 0.59721 | 0.081606 | 0.73283 | 0.081606 | 0.73283 | 2.7905 | 4.7024 | 2.7905 | 4.7024
234049-Lighting-LED Exit Sign New Sign | 0.19249 | 0.19124 | 0 | 1686.293 | 26980.6879 | 0 | 0 | 0.075524 | 0 | 0.075524 | 0 | 0.081421 | 0 | 0.081421 | 0 | 4.8796 | 7.0001 | 4.8796 | 7.0001
234053-Lighting-Remove 4 Ft Lamp (De-Lamp) | 0.39945 | 0.25757 | 0.60938 | 2017.1304 | 22188.4343 | -3.3034 | -36.3376 | 0.074915 | 0.65026 | 0.074915 | 0.65026 | 0.088054 | 0.76431 | 0.088054 | 0.76431 | 3.3182 | 5.5916 | 3.3182 | 5.5916
234148-Premium T8 with T12 40 Watt Baseline | 0.25881 | 0.16689 | 0.39483 | 1306.9427 | 14376.3694 | -2.1404 | -23.5439 | 0.082227 | 0.71373 | 0.082227 | 0.71373 | 0.083553 | 0.72524 | 0.083553 | 0.72524 | 4.2885 | 4.5287 | 4.2885 | 4.5287
234053-Lighting-Remove 4 Ft Lamp (De-Lamp) | 0.69337 | 0.4471 | 1.0851 | 3501.3839 | 38515.2225 | -5.7342 | -63.0757 | 0.069997 | 0.60757 | 0.069997 | 0.60757 | 0.085135 | 0.73897 | 0.085135 | 0.73897 | 2.8799 | 4.853 | 2.8799 | 4.853
234148-Premium T8 with T12 40 Watt Baseline | 0.44925 | 0.28969 | 0.70305 | 2268.6228 | 24954.8507 | -3.7153 | -40.8681 | 0.078421 | 0.6807 | 0.078421 | 0.6807 | 0.079949 | 0.69396 | 0.079949 | 0.69396 | 3.722 | 3.9305 | 3.722 | 3.9305
234148-Premium T8 with T12 40 Watt Baseline | 0.55997 | 0.36108 | 0.96377 | 2827.7315 | 31105.0464 | -4.6309 | -50.9402 | 0.076028 | 0.65992 | 0.076028 | 0.65992 | 0.077683 | 0.67428 | 0.077683 | 0.67428 | 3.4366 | 3.629 | 3.4366 | 3.629
234053-Lighting-Remove 4 Ft Lamp (De-Lamp) | 1.0243 | 0.6605 | 1.7629 | 5172.5157 | 56897.6727 | -8.4709 | -93.1803 | 0.066903 | 0.58072 | 0.066903 | 0.58072 | 0.0833 | 0.72304 | 0.0833 | 0.72304 | 2.659 | 4.4808 | 2.659 | 4.4808
234148-Premium T8 with T12 40 Watt Baseline | 0.31448 | 0.20278 | 0.49214 | 1588.036 | 17468.3955 | -2.6007 | -28.6077 | 0.078421 | 0.6807 | 0.078421 | 0.6807 | 0.079949 | 0.69396 | 0.079949 | 0.69396 | 3.722 | 3.9305 | 3.722 | 3.9305
234053-Lighting-Remove 4 Ft Lamp (De-Lamp) | 0.24268 | 0.15649 | 0.37978 | 1225.4844 | 13480.3279 | -2.007 | -22.0765 | 0.069997 | 0.60757 | 0.069997 | 0.60757 | 0.085135 | 0.73897 | 0.085135 | 0.73897 | 2.8799 | 4.853 | 2.8799 | 4.853
234148-Premium T8 with T12 40 Watt Baseline | 0.18468 | 0.10538 | 0.28024 | 919.0752 | 10109.8275 | -1.3935 | -15.3286 | 0.077081 | 0.68003 | 0.077081 | 0.68003 | 0.078588 | 0.69332 | 0.078588 | 0.69332 | 3.7121 | 3.92 | 3.7121 | 3.92
234053-Lighting-Remove 4 Ft Lamp (De-Lamp) | 0.24941 | 0.14231 | 0.37845 | 1241.1851 | 13653.0359 | -1.8819 | -20.7009 | 0.06877 | 0.6067 | 0.06877 | 0.6067 | 0.083705 | 0.73846 | 0.083705 | 0.73846 | 2.8722 | 4.8401 | 2.8722 | 4.8401
234148-Premium T8 with T12 40 Watt Baseline | 0.4141 | 0.26702 | 0.63173 | 2091.1083 | 23002.191 | -3.4246 | -37.6703 | 0.082366 | 0.71401 | 0.082366 | 0.71401 | 0.083692 | 0.7255 | 0.083692 | 0.7255 | 4.2941 | 4.5346 | 4.2941 | 4.5346
234053-Lighting-Remove 4 Ft Lamp (De-Lamp) | 0.67906 | 0.43788 | 1.0359 | 3429.1217 | 37720.3383 | -5.6158 | -61.7739 | 0.075054 | 0.65063 | 0.075054 | 0.65063 | 0.088193 | 0.76452 | 0.088193 | 0.76452 | 3.3225 | 5.5989 | 3.3225 | 5.5989
234053-Lighting-Remove 4 Ft Lamp (De-Lamp) | 0.31956 | 0.20606 | 0.4875 | 1613.7043 | 17750.7474 | -2.6427 | -29.0701 | 0.074915 | 0.65026 | 0.074915 | 0.65026 | 0.088054 | 0.76431 | 0.088054 | 0.76431 | 3.3182 | 5.5916 | 3.3182 | 5.5916
234148-Premium T8 with T12 40 Watt Baseline | 0.19411 | 0.12517 | 0.29612 | 980.207 | 10782.2771 | -1.6053 | -17.6579 | 0.082227 | 0.71373 | 0.082227 | 0.71373 | 0.083553 | 0.72524 | 0.083553 | 0.72524 | 4.2885 | 4.5287 | 4.2885 | 4.5287
234148-Premium T8 with T12 40 Watt Baseline | 0.14235 | 0.091788 | 0.21716 | 718.8185 | 7907.0032 | -1.1772 | -12.9492 | 0.082366 | 0.71401 | 0.082366 | 0.71401 | 0.083692 | 0.7255 | 0.083692 | 0.7255 | 4.2941 | 4.5346 | 4.2941 | 4.5346
234053-Lighting-Remove 4 Ft Lamp (De-Lamp) | 0.099862 | 0.064394 | 0.15234 | 504.2826 | 5547.1086 | -0.82585 | -9.0844 | 0.075054 | 0.65063 | 0.075054 | 0.65063 | 0.088193 | 0.76452 | 0.088193 | 0.76452 | 3.3225 | 5.5989 | 3.3225 | 5.5989
234148-Premium T8 with T12 40 Watt Baseline | 0.36234 | 0.23364 | 0.55276 | 1829.7197 | 20126.9172 | -2.9965 | -32.9615 | 0.082227 | 0.71373 | 0.082227 | 0.71373 | 0.083553 | 0.72524 | 0.083553 | 0.72524 | 4.2885 | 4.5287 | 4.2885 | 4.5287
234053-Lighting-Remove 4 Ft Lamp (De-Lamp) | 0.33953 | 0.21894 | 0.51797 | 1714.5608 | 18860.1691 | -2.8079 | -30.887 | 0.074915 | 0.65026 | 0.074915 | 0.65026 | 0.088054 | 0.76431 | 0.088054 | 0.76431 | 3.3182 | 5.5916 | 3.3182 | 5.5916
234053-Lighting-Remove 4 Ft Lamp (De-Lamp) | 0.14252 | 0.08132 | 0.21626 | 709.2486 | 7801.7348 | -1.0754 | -11.8291 | 0.06877 | 0.6067 | 0.06877 | 0.6067 | 0.083705 | 0.73846 | 0.083705 | 0.73846 | 2.8722 | 4.8401 | 2.8722 | 4.8401
234148-Premium T8 with T12 40 Watt Baseline | 0.092341 | 0.052689 | 0.14012 | 459.5376 | 5054.9137 | -0.69676 | -7.6643 | 0.077081 | 0.68003 | 0.077081 | 0.68003 | 0.078588 | 0.69332 | 0.078588 | 0.69332 | 3.7121 | 3.92 | 3.7121 | 3.92
234148-Premium T8 with T12 40 Watt Baseline | 0.23567 | 0.14617 | 0.38039 | 1272.9887 | 14002.8755 | -1.7317 | -19.0487 | 0.080827 | 0.71539 | 0.080827 | 0.71539 | 0.082118 | 0.72681 | 0.082118 | 0.72681 | 4.3216 | 4.5636 | 4.3216 | 4.5636
234053-Lighting-Remove 4 Ft Lamp (De-Lamp) | 0.38288 | 0.23747 | 0.61799 | 2068.1326 | 22749.4581 | -2.8134 | -30.947 | 0.073711 | 0.65241 | 0.073711 | 0.65241 | 0.086498 | 0.76558 | 0.086498 | 0.76558 | 3.3438 | 5.6347 | 3.3438 | 5.6347
234053-Lighting-Remove 4 Ft Lamp (De-Lamp) | 0.24941 | 0.14231 | 0.37845 | 1241.1851 | 13653.0359 | -1.8819 | -20.7009 | 0.06877 | 0.6067 | 0.06877 | 0.6067 | 0.083705 | 0.73846 | 0.083705 | 0.73846 | 2.8722 | 4.8401 | 2.8722 | 4.8401
234148-Premium T8 with T12 40 Watt Baseline | 0.15005 | 0.08562 | 0.22769 | 746.7486 | 8214.2348 | -1.1322 | -12.4545 | 0.077081 | 0.68003 | 0.077081 | 0.68003 | 0.078588 | 0.69332 | 0.078588 | 0.69332 | 3.7121 | 3.92 | 3.7121 | 3.92
234148-Premium T8 with T12 40 Watt Baseline | 0.30324 | 0.19554 | 0.47456 | 1531.3204 | 16844.5242 | -2.5078 | -27.586 | 0.078421 | 0.6807 | 0.078421 | 0.6807 | 0.079949 | 0.69396 | 0.079949 | 0.69396 | 3.722 | 3.9305 | 3.722 | 3.9305
234053-Lighting-Remove 4 Ft Lamp (De-Lamp) | 0.5547 | 0.35768 | 0.86807 | 2801.1071 | 30812.178 | -4.5873 | -50.4605 | 0.069997 | 0.60757 | 0.069997 | 0.60757 | 0.085135 | 0.73897 | 0.085135 | 0.73897 | 2.8799 | 4.853 | 2.8799 | 4.853
234148-Premium T8 with T12 40 Watt Baseline | 0.18117 | 0.11682 | 0.27638 | 914.8599 | 10063.4586 | -1.4982 | -16.4807 | 0.082227 | 0.71373 | 0.082227 | 0.71373 | 0.083553 | 0.72524 | 0.083553 | 0.72524 | 4.2885 | 4.5287 | 4.2885 | 4.5287
234053-Lighting-Remove 4 Ft Lamp (De-Lamp) | 0.3595 | 0.23182 | 0.54844 | 1815.4174 | 19969.5909 | -2.9731 | -32.7038 | 0.074915 | 0.65026 | 0.074915 | 0.65026 | 0.088054 | 0.76431 | 0.088054 | 0.76431 | 3.3182 | 5.5916 | 3.3182 | 5.5916
234148-Premium T8 with T12 40 Watt Baseline | 0.37063 | 0.23899 | 0.58002 | 1871.6138 | 20587.7519 | -3.0651 | -33.7162 | 0.078421 | 0.6807 | 0.078421 | 0.6807 | 0.079949 | 0.69396 | 0.079949 | 0.69396 | 3.722 | 3.9305 | 3.722 | 3.9305
234053-Lighting-Remove 4 Ft Lamp (De-Lamp) | 0.6587 | 0.42475 | 1.0308 | 3326.3147 | 36589.4613 | -5.4474 | -59.9219 | 0.069997 | 0.60757 | 0.069997 | 0.60757 | 0.085135 | 0.73897 | 0.085135 | 0.73897 | 2.8799 | 4.853 | 2.8799 | 4.853
234049-Lighting-LED Exit Sign New Sign | 0.076997 | 0.076497 | 0 | 674.5172 | 10792.2751 | 0 | 0 | 0.075524 | 0 | 0.075524 | 0 | 0.081421 | 0 | 0.081421 | 0 | 4.8796 | 7.0001 | 4.8796 | 7.0001
234148-Premium T8 with T12 40 Watt Baseline | 0.25881 | 0.16689 | 0.39483 | 1306.9427 | 14376.3694 | -2.1404 | -23.5439 | 0.082227 | 0.71373 | 0.082227 | 0.71373 | 0.083553 | 0.72524 | 0.083553 | 0.72524 | 4.2885 | 4.5287 | 4.2885 | 4.5287
234053-Lighting-Remove 4 Ft Lamp (De-Lamp) | 0.47934 | 0.30909 | 0.73126 | 2420.5565 | 26626.1211 | -3.9641 | -43.6051 | 0.074915 | 0.65026 | 0.074915 | 0.65026 | 0.088054 | 0.76431 | 0.088054 | 0.76431 | 3.3182 | 5.5916 | 3.3182 | 5.5916
234148-Premium T8 with T12 40 Watt Baseline | 0.31057 | 0.20027 | 0.4738 | 1568.3312 | 17251.6433 | -2.5684 | -28.2527 | 0.082227 | 0.71373 | 0.082227 | 0.71373 | 0.083553 | 0.72524 | 0.083553 | 0.72524 | 4.2885 | 4.5287 | 4.2885 | 4.5287
234053-Lighting-Remove 4 Ft Lamp (De-Lamp) | 0.47934 | 0.30909 | 0.73126 | 2420.5565 | 26626.1211 | -3.9641 | -43.6051 | 0.074915 | 0.65026 | 0.074915 | 0.65026 | 0.088054 | 0.76431 | 0.088054 | 0.76431 | 3.3182 | 5.5916 | 3.3182 | 5.5916
234148-Premium T8 with T12 40 Watt Baseline | 0.34184 | 0.19505 | 0.5257 | 1701.1619 | 18712.7809 | -2.1995 | -24.194 | 0.074908 | 0.67268 | 0.074908 | 0.67268 | 0.076432 | 0.68637 | 0.076432 | 0.68637 | 3.6065 | 3.8085 | 3.6065 | 3.8085
234053-Lighting-Remove 4 Ft Lamp (De-Lamp) | 0.63311 | 0.36125 | 0.97364 | 3150.6802 | 34657.4826 | -4.0736 | -44.8092 | 0.066504 | 0.59721 | 0.066504 | 0.59721 | 0.081606 | 0.73283 | 0.081606 | 0.73283 | 2.7905 | 4.7024 | 2.7905 | 4.7024
234049-Lighting-LED Exit Sign New Sign | 0.038498 | 0.038248 | 0 | 337.2586 | 5396.1376 | 0 | 0 | 0.075524 | 0 | 0.075524 | 0 | 0.081421 | 0 | 0.081421 | 0 | 4.8796 | 7.0001 | 4.8796 | 7.0001
234148-Premium T8 with T12 40 Watt Baseline | 0.08985 | 0.057938 | 0.14061 | 453.7246 | 4990.9701 | -0.74306 | -8.1736 | 0.078421 | 0.6807 | 0.078421 | 0.6807 | 0.079949 | 0.69396 | 0.079949 | 0.69396 | 3.722 | 3.9305 | 3.722 | 3.9305
234053-Lighting-Remove 4 Ft Lamp (De-Lamp) | 0.13867 | 0.089421 | 0.21702 | 700.2768 | 7703.0445 | -1.1468 | -12.6151 | 0.069997 | 0.60757 | 0.069997 | 0.60757 | 0.085135 | 0.73897 | 0.085135 | 0.73897 | 2.8799 | 4.853 | 2.8799 | 4.853
234148-Premium T8 with T12 40 Watt Baseline | 0.08985 | 0.057938 | 0.14061 | 453.7246 | 4990.9701 | -0.74306 | -8.1736 | 0.078421 | 0.6807 | 0.078421 | 0.6807 | 0.079949 | 0.69396 | 0.079949 | 0.69396 | 3.722 | 3.9305 | 3.722 | 3.9305
234053-Lighting-Remove 4 Ft Lamp (De-Lamp) | 0.13867 | 0.089421 | 0.21702 | 700.2768 | 7703.0445 | -1.1468 | -12.6151 | 0.069997 | 0.60757 | 0.069997 | 0.60757 | 0.085135 | 0.73897 | 0.085135 | 0.73897 | 2.8799 | 4.853 | 2.8799 | 4.853
234148-Premium T8 with T12 40 Watt Baseline | 0.067388 | 0.043453 | 0.10546 | 340.2934 | 3743.2276 | -0.55729 | -6.1302 | 0.078421 | 0.6807 | 0.078421 | 0.6807 | 0.079949 | 0.69396 | 0.079949 | 0.69396 | 3.722 | 3.9305 | 3.722 | 3.9305
234053-Lighting-Remove 4 Ft Lamp (De-Lamp) | 0.10401 | 0.067066 | 0.16276 | 525.2076 | 5777.2834 | -0.86012 | -9.4614 | 0.069997 | 0.60757 | 0.069997 | 0.60757 | 0.085135 | 0.73897 | 0.085135 | 0.73897 | 2.8799 | 4.853 | 2.8799 | 4.853
234148-Premium T8 with T12 40 Watt Baseline | 0.4788 | 0.30874 | 0.73044 | 2417.8439 | 26596.2834 | -3.9597 | -43.5562 | 0.082227 | 0.71373 | 0.082227 | 0.71373 | 0.083553 | 0.72524 | 0.083553 | 0.72524 | 4.2885 | 4.5287 | 4.2885 | 4.5287
234053-Lighting-Remove 4 Ft Lamp (De-Lamp) | 0.7989 | 0.51515 | 1.2188 | 4034.2608 | 44376.8686 | -6.6068 | -72.6752 | 0.074915 | 0.65026 | 0.074915 | 0.65026 | 0.088054 | 0.76431 | 0.088054 | 0.76431 | 3.3182 | 5.5916 | 3.3182 | 5.5916
234148-Premium T8 with T12 40 Watt Baseline | 0.31118 | 0.20066 | 0.50585 | 1571.387 | 17285.2566 | -2.5734 | -28.3077 | 0.080196 | 0.6961 | 0.080196 | 0.6961 | 0.081629 | 0.70854 | 0.081629 | 0.70854 | 3.9663 | 4.1884 | 3.9663 | 4.1884
234053-Lighting-Remove 4 Ft Lamp (De-Lamp) | 0.24014 | 0.15485 | 0.39036 | 1212.6364 | 13338.9999 | -1.9859 | -21.845 | 0.07229 | 0.62747 | 0.07229 | 0.62747 | 0.086496 | 0.75079 | 0.086496 | 0.75079 | 3.0689 | 5.1715 | 3.0689 | 5.1715
234049-Lighting-LED Exit Sign New Sign | 0.038498 | 0.038248 | 0 | 337.2586 | 5396.1376 | 0 | 0 | 0.075524 | 0 | 0.075524 | 0 | 0.081421 | 0 | 0.081421 | 0 | 4.8796 | 7.0001 | 4.8796 | 7.0001
234148-Premium T8 with T12 40 Watt Baseline | 0.31196 | 0.178 | 0.4651 | 1552.4548 | 17077.0031 | -2.3538 | -25.8923 | 0.080264 | 0.7081 | 0.080264 | 0.7081 | 0.081602 | 0.71991 | 0.081602 | 0.71991 | 4.1802 | 4.4143 | 4.1802 | 4.4143
234053-Lighting-Remove 4 Ft Lamp (De-Lamp) | 0.56172 | 0.32051 | 0.83747 | 2795.3951 | 30749.3459 | -4.2384 | -46.6225 | 0.072883 | 0.64299 | 0.072883 | 0.64299 | 0.086145 | 0.75999 | 0.086145 | 0.75999 | 3.2344 | 5.4504 | 3.2344 | 5.4504
234053-Lighting-Remove 4 Ft Lamp (De-Lamp) | 0.51722 | 0.33351 | 0.84078 | 2611.8321 | 28730.1536 | -4.2773 | -47.0508 | 0.072429 | 0.62787 | 0.072429 | 0.62787 | 0.086635 | 0.75102 | 0.086635 | 0.75102 | 3.0729 | 5.1783 | 3.0729 | 5.1783
234148-Premium T8 with T12 40 Watt Baseline | 0.2633 | 0.16979 | 0.42802 | 1329.6351 | 14625.9863 | -2.1775 | -23.9527 | 0.080335 | 0.6964 | 0.080335 | 0.6964 | 0.081768 | 0.70883 | 0.081768 | 0.70883 | 3.9715 | 4.1939 | 3.9715 | 4.1939
234053-Lighting-Remove 4 Ft Lamp (De-Lamp) | 0.32098 | 0.18315 | 0.47856 | 1597.3686 | 17571.0548 | -2.4219 | -26.6414 | 0.072883 | 0.64299 | 0.072883 | 0.64299 | 0.086145 | 0.75999 | 0.086145 | 0.75999 | 3.2344 | 5.4504 | 3.2344 | 5.4504
234148-Premium T8 with T12 40 Watt Baseline | 0.16898 | 0.096417 | 0.25193 | 840.913 | 9250.0434 | -1.275 | -14.025 | 0.080264 | 0.7081 | 0.080264 | 0.7081 | 0.081602 | 0.71991 | 0.081602 | 0.71991 | 4.1802 | 4.4143 | 4.1802 | 4.4143
234148-Premium T8 with T12 40 Watt Baseline | 0.44194 | 0.25217 | 0.65889 | 2199.311 | 24192.4211 | -3.3346 | -36.6808 | 0.080264 | 0.7081 | 0.080264 | 0.7081 | 0.081602 | 0.71991 | 0.081602 | 0.71991 | 4.1802 | 4.4143 | 4.1802 | 4.4143
234053-Lighting-Remove 4 Ft Lamp (De-Lamp) | 0.76233 | 0.43498 | 1.1366 | 3793.7505 | 41731.2552 | -5.7521 | -63.2733 | 0.072883 | 0.64299 | 0.072883 | 0.64299 | 0.086145 | 0.75999 | 0.086145 | 0.75999 | 3.2344 | 5.4504 | 3.2344 | 5.4504
234148-Premium T8 with T12 40 Watt Baseline | 0.32319 | 0.18441 | 0.49042 | 1608.3816 | 17692.1981 | -2.4386 | -26.8251 | 0.077081 | 0.68003 | 0.077081 | 0.68003 | 0.078588 | 0.69332 | 0.078588 | 0.69332 | 3.7121 | 3.92 | 3.7121 | 3.92
234053-Lighting-Remove 4 Ft Lamp (De-Lamp) | 0.53445 | 0.30495 | 0.81097 | 2659.6823 | 29256.5055 | -4.0326 | -44.359 | 0.06877 | 0.6067 | 0.06877 | 0.6067 | 0.083705 | 0.73846 | 0.083705 | 0.73846 | 2.8722 | 4.8401 | 2.8722 | 4.8401
234148-Premium T8 with T12 40 Watt Baseline | 0.092341 | 0.052689 | 0.14012 | 459.5376 | 5054.9137 | -0.69676 | -7.6643 | 0.077081 | 0.68003 | 0.077081 | 0.68003 | 0.078588 | 0.69332 | 0.078588 | 0.69332 | 3.7121 | 3.92 | 3.7121 | 3.92
234053-Lighting-Remove 4 Ft Lamp (De-Lamp) | 0.21378 | 0.12198 | 0.32439 | 1063.8729 | 11702.6022 | -1.6131 | -17.7436 | 0.06877 | 0.6067 | 0.06877 | 0.6067 | 0.083705 | 0.73846 | 0.083705 | 0.73846 | 2.8722 | 4.8401 | 2.8722 | 4.8401
234148-Premium T8 with T12 40 Watt Baseline | 0.30011 | 0.17124 | 0.45539 | 1493.4972 | 16428.4697 | -2.2645 | -24.909 | 0.077081 | 0.68003 | 0.077081 | 0.68003 | 0.078588 | 0.69332 | 0.078588 | 0.69332 | 3.7121 | 3.92 | 3.7121 | 3.92
234053-Lighting-Remove 4 Ft Lamp (De-Lamp) | 0.49882 | 0.28462 | 0.75691 | 2482.3702 | 27306.0718 | -3.7638 | -41.4017 | 0.06877 | 0.6067 | 0.06877 | 0.6067 | 0.083705 | 0.73846 | 0.083705 | 0.73846 | 2.8722 | 4.8401 | 2.8722 | 4.8401
234148-Premium T8 with T12 40 Watt Baseline | 0.41611 | 0.27311 | 0.52696 | 2613.4046 | 28747.4503 | -12.2902 | -135.1919 | 0.082694 | 0.76407 | 0.082694 | 0.76407 | 0.083651 | 0.77291 | 0.083651 | 0.77291 | 5.5836 | 5.8963 | 5.5836 | 5.8963
234053-Lighting-Remove 4 Ft Lamp (De-Lamp) | 0.17737 | 0.11437 | 0.28788 | 895.6742 | 9852.4161 | -1.4668 | -16.1351 | 0.07812 | 0.67808 | 0.07812 | 0.67808 | 0.089956 | 0.78081 | 0.089956 | 0.78081 | 3.6835 | 6.2072 | 3.6835 | 6.2072
234148-Premium T8 with T12 40 Watt Baseline | 0.086191 | 0.055578 | 0.13989 | 435.2451 | 4787.6961 | -0.71279 | -7.8407 | 0.084706 | 0.73525 | 0.084706 | 0.73525 | 0.085901 | 0.74562 | 0.085901 | 0.74562 | 4.7606 | 5.0272 | 4.7606 | 5.0272
234053-Lighting-Remove 4 Ft Lamp (De-Lamp) | 0.24268 | 0.15649 | 0.37978 | 1225.4844 | 13480.3279 | -2.007 | -22.0765 | 0.069997 | 0.60757 | 0.069997 | 0.60757 | 0.085135 | 0.73897 | 0.085135 | 0.73897 | 2.8799 | 4.853 | 2.8799 | 4.853
234148-Premium T8 with T12 40 Watt Baseline | 0.14601 | 0.094149 | 0.22849 | 737.3024 | 8110.3265 | -1.2075 | -13.2821 | 0.078421 | 0.6807 | 0.078421 | 0.6807 | 0.079949 | 0.69396 | 0.079949 | 0.69396 | 3.722 | 3.9305 | 3.722 | 3.9305
234148-Premium T8 with T12 40 Watt Baseline | 1.1905 | 0.76769 | 1.8162 | 6011.9363 | 66131.2992 | -9.8456 | -108.302 | 0.082227 | 0.71373 | 0.082227 | 0.71373 | 0.083553 | 0.72524 | 0.083553 | 0.72524 | 4.2885 | 4.5287 | 4.2885 | 4.5287
234148-Premium T8 with T12 40 Watt Baseline | 0.13851 | 0.079034 | 0.21018 | 689.3064 | 7582.3706 | -1.0451 | -11.4965 | 0.077081 | 0.68003 | 0.077081 | 0.68003 | 0.078588 | 0.69332 | 0.078588 | 0.69332 | 3.7121 | 3.92 | 3.7121 | 3.92
234053-Lighting-Remove 4 Ft Lamp (De-Lamp) | 0.21378 | 0.12198 | 0.32439 | 1063.8729 | 11702.6022 | -1.6131 | -17.7436 | 0.06877 | 0.6067 | 0.06877 | 0.6067 | 0.083705 | 0.73846 | 0.083705 | 0.73846 | 2.8722 | 4.8401 | 2.8722 | 4.8401
234148-Premium T8 with T12 40 Watt Baseline | 0.51762 | 0.33378 | 0.78966 | 2613.8853 | 28752.7388 | -4.2807 | -47.0878 | 0.082366 | 0.71401 | 0.082366 | 0.71401 | 0.083692 | 0.7255 | 0.083692 | 0.7255 | 4.2941 | 4.5346 | 4.2941 | 4.5346
234053-Lighting-Remove 4 Ft Lamp (De-Lamp) | 0.87879 | 0.56666 | 1.3406 | 4437.6869 | 48814.5554 | -7.2675 | -79.9427 | 0.075054 | 0.65063 | 0.075054 | 0.65063 | 0.088193 | 0.76452 | 0.088193 | 0.76452 | 3.3225 | 5.5989 | 3.3225 | 5.5989
234148-Premium T8 with T12 40 Watt Baseline | 0.58895 | 0.37977 | 0.80619 | 2974.0691 | 32714.7603 | -4.8706 | -53.5764 | 0.076465 | 0.66371 | 0.076465 | 0.66371 | 0.078096 | 0.67787 | 0.078096 | 0.67787 | 3.4853 | 3.6805 | 3.4853 | 3.6805
234148-Premium T8 with T12 40 Watt Baseline | 0.62115 | 0.40053 | 0.94759 | 3136.6624 | 34503.2866 | -5.1369 | -56.5054 | 0.082227 | 0.71373 | 0.082227 | 0.71373 | 0.083553 | 0.72524 | 0.083553 | 0.72524 | 4.2885 | 4.5287 | 4.2885 | 4.5287
234148-Premium T8 with T12 40 Watt Baseline | 0.18117 | 0.11682 | 0.27638 | 914.8599 | 10063.4586 | -1.4982 | -16.4807 | 0.082227 | 0.71373 | 0.082227 | 0.71373 | 0.083553 | 0.72524 | 0.083553 | 0.72524 | 4.2885 | 4.5287 | 4.2885 | 4.5287
234053-Lighting-Remove 4 Ft Lamp (De-Lamp) | 0.3595 | 0.23182 | 0.54844 | 1815.4174 | 19969.5909 | -2.9731 | -32.7038 | 0.074915 | 0.65026 | 0.074915 | 0.65026 | 0.088054 | 0.76431 | 0.088054 | 0.76431 | 3.3182 | 5.5916 | 3.3182 | 5.5916
234148-Premium T8 with T12 40 Watt Baseline | 3.2664 | 2.1063 | 3.2542 | 16494.8053 | 181442.8578 | -27.0132 | -297.1456 | 0.093957 | 0.81555 | 0.093957 | 0.81555 | 0.094661 | 0.82166 | 0.094661 | 0.82166 | 8.0783 | 8.5307 | 8.0783 | 8.5307
234148-Premium T8 with T12 40 Watt Baseline | 0.12941 | 0.083444 | 0.19742 | 653.4713 | 7188.1847 | -1.0702 | -11.772 | 0.082227 | 0.71373 | 0.082227 | 0.71373 | 0.083553 | 0.72524 | 0.083553 | 0.72524 | 4.2885 | 4.5287 | 4.2885 | 4.5287
234053-Lighting-Remove 4 Ft Lamp (De-Lamp) | 0.099862 | 0.064394 | 0.15234 | 504.2826 | 5547.1086 | -0.82585 | -9.0844 | 0.074915 | 0.65026 | 0.074915 | 0.65026 | 0.088054 | 0.76431 | 0.088054 | 0.76431 | 3.3182 | 5.5916 | 3.3182 | 5.5916
234049-Lighting-LED Exit Sign New Sign | 0.076997 | 0.076497 | 0 | 674.5172 | 10792.2751 | 0 | 0 | 0.075524 | 0 | 0.075524 | 0 | 0.081421 | 0 | 0.081421 | 0 | 4.8796 | 7.0001 | 4.8796 | 7.0001
234053-Lighting-Remove 4 Ft Lamp (De-Lamp) | 1.6294 | 1.0507 | 2.55 | 8228.2521 | 90510.7728 | -13.4753 | -148.2278 | 0.069997 | 0.60757 | 0.069997 | 0.60757 | 0.085135 | 0.73897 | 0.085135 | 0.73897 | 2.8799 | 4.853 | 2.8799 | 4.853
234148-Premium T8 with T12 40 Watt Baseline | 0.96589 | 0.62283 | 1.5116 | 4877.539 | 53652.9291 | -7.9879 | -87.8664 | 0.078421 | 0.6807 | 0.078421 | 0.6807 | 0.079949 | 0.69396 | 0.079949 | 0.69396 | 3.722 | 3.9305 | 3.722 | 3.9305
234053-Lighting-Remove 4 Ft Lamp (De-Lamp) | 0.70816 | 0.4428 | 1.0986 | 3662.2839 | 40285.123 | -1.0651 | -11.7156 | 0.07121 | 0.62298 | 0.07121 | 0.62298 | 0.085515 | 0.74812 | 0.085515 | 0.74812 | 3.024 | 5.096 | 3.024 | 5.096
234148-Premium T8 with T12 40 Watt Baseline | 0.40148 | 0.25104 | 0.62281 | 2076.2643 | 22838.9068 | -0.60381 | -6.6419 | 0.079171 | 0.69262 | 0.079171 | 0.69262 | 0.080614 | 0.70525 | 0.080614 | 0.70525 | 3.9084 | 4.1272 | 3.9084 | 4.1272
234148-Premium T8 with T12 40 Watt Baseline | 0.090584 | 0.058411 | 0.13819 | 457.4299 | 5031.7293 | -0.74912 | -8.2404 | 0.082227 | 0.71373 | 0.082227 | 0.71373 | 0.083553 | 0.72524 | 0.083553 | 0.72524 | 4.2885 | 4.5287 | 4.2885 | 4.5287
234049-Lighting-LED Exit Sign New Sign | 0.038498 | 0.038248 | 0 | 337.2586 | 5396.1376 | 0 | 0 | 0.075524 | 0 | 0.075524 | 0 | 0.081421 | 0 | 0.081421 | 0 | 4.8796 | 7.0001 | 4.8796 | 7.0001
234053-Lighting-Remove 4 Ft Lamp (De-Lamp) | 0.15978 | 0.10303 | 0.24375 | 806.8522 | 8875.3737 | -1.3214 | -14.535 | 0.074915 | 0.65026 | 0.074915 | 0.65026 | 0.088054 | 0.76431 | 0.088054 | 0.76431 | 3.3182 | 5.5916 | 3.3182 | 5.5916
234148-Premium T8 with T12 40 Watt Baseline | 0.70702 | 0.4385 | 1.1412 | 3818.966 | 42008.6265 | -5.1951 | -57.146 | 0.079927 | 0.7162 | 0.079927 | 0.7162 | 0.081217 | 0.72777 | 0.081217 | 0.72777 | 4.2841 | 4.524 | 4.2841 | 4.524
234148-Premium T8 with T12 40 Watt Baseline | 0.33694 | 0.21727 | 0.52729 | 1701.4671 | 18716.1381 | -2.7865 | -30.6511 | 0.07856 | 0.68102 | 0.07856 | 0.68102 | 0.080088 | 0.69427 | 0.080088 | 0.69427 | 3.7269 | 3.9356 | 3.7269 | 3.9356
234053-Lighting-Remove 4 Ft Lamp (De-Lamp) | 0.5547 | 0.35768 | 0.86807 | 2801.1071 | 30812.178 | -4.5873 | -50.4605 | 0.070136 | 0.60799 | 0.070136 | 0.60799 | 0.085274 | 0.73922 | 0.085274 | 0.73922 | 2.8837 | 4.8594 | 2.8837 | 4.8594
234148-Premium T8 with T12 40 Watt Baseline | 0.64703 | 0.41722 | 0.98708 | 3267.3567 | 35940.9235 | -5.3509 | -58.8598 | 0.082227 | 0.71373 | 0.082227 | 0.71373 | 0.083553 | 0.72524 | 0.083553 | 0.72524 | 4.2885 | 4.5287 | 4.2885 | 4.5287
234053-Lighting-Remove 4 Ft Lamp (De-Lamp) | 0.99862 | 0.64394 | 1.5234 | 5042.826 | 55471.0857 | -8.2585 | -90.844 | 0.074915 | 0.65026 | 0.074915 | 0.65026 | 0.088054 | 0.76431 | 0.088054 | 0.76431 | 3.3182 | 5.5916 | 3.3182 | 5.5916
234148-Premium T8 with T12 40 Watt Baseline | 2.2917 | 1.4778 | 3.9443 | 11572.753 | 127300.2827 | -18.9525 | -208.4773 | 0.076167 | 0.66028 | 0.076167 | 0.66028 | 0.077822 | 0.67462 | 0.077822 | 0.67462 | 3.4411 | 3.6338 | 3.4411 | 3.6338
234053-Lighting-Remove 4 Ft Lamp (De-Lamp) | 3.7771 | 2.4356 | 6.5008 | 19073.6516 | 209810.1679 | -31.2366 | -343.6023 | 0.067043 | 0.58118 | 0.067043 | 0.58118 | 0.083439 | 0.72331 | 0.083439 | 0.72331 | 2.6625 | 4.4867 | 2.6625 | 4.4867
234148-Premium T8 with T12 40 Watt Baseline | 0.84234 | 0.54317 | 1.3182 | 4253.6677 | 46790.3451 | -6.9662 | -76.6277 | 0.07856 | 0.68102 | 0.07856 | 0.68102 | 0.080088 | 0.69427 | 0.080088 | 0.69427 | 3.7269 | 3.9356 | 3.7269 | 3.9356
234053-Lighting-Remove 4 Ft Lamp (De-Lamp) | 1.2481 | 0.80479 | 1.9532 | 6302.4909 | 69327.4004 | -10.3215 | -113.5362 | 0.070136 | 0.60799 | 0.070136 | 0.60799 | 0.085274 | 0.73922 | 0.085274 | 0.73922 | 2.8837 | 4.8594 | 2.8837 | 4.8594
234148-Premium T8 with T12 40 Watt Baseline | 0.64018 | 0.41281 | 1.0018 | 3232.7875 | 35560.6623 | -5.2943 | -58.237 | 0.07856 | 0.68102 | 0.07856 | 0.68102 | 0.080088 | 0.69427 | 0.080088 | 0.69427 | 3.7269 | 3.9356 | 3.7269 | 3.9356
234053-Lighting-Remove 4 Ft Lamp (De-Lamp) | 0.69337 | 0.4471 | 1.0851 | 3501.3839 | 38515.2225 | -5.7342 | -63.0757 | 0.070136 | 0.60799 | 0.070136 | 0.60799 | 0.085274 | 0.73922 | 0.085274 | 0.73922 | 2.8837 | 4.8594 | 2.8837 | 4.8594
234053-Lighting-Remove 4 Ft Lamp (De-Lamp) | 0.11983 | 0.077272 | 0.18281 | 605.1391 | 6656.5303 | -0.99103 | -10.9013 | 0.074915 | 0.65026 | 0.074915 | 0.65026 | 0.088054 | 0.76431 | 0.088054 | 0.76431 | 3.3182 | 5.5916 | 3.3182 | 5.5916
234148-Premium T8 with T12 40 Watt Baseline | 0.077643 | 0.050066 | 0.11845 | 392.0828 | 4312.9108 | -0.64211 | -7.0632 | 0.082227 | 0.71373 | 0.082227 | 0.71373 | 0.083553 | 0.72524 | 0.083553 | 0.72524 | 4.2885 | 4.5287 | 4.2885 | 4.5287
234049-Lighting-LED Exit Sign New Sign | 0.038498 | 0.038248 | 0 | 337.2586 | 5396.1376 | 0 | 0 | 0.075524 | 0 | 0.075524 | 0 | 0.081421 | 0 | 0.081421 | 0 | 4.8796 | 7.0001 | 4.8796 | 7.0001
234053-Lighting-Remove 4 Ft Lamp (De-Lamp) | 0.34669 | 0.22355 | 0.54254 | 1750.6919 | 19257.6112 | -2.8671 | -31.5378 | 0.069997 | 0.60757 | 0.069997 | 0.60757 | 0.085135 | 0.73897 | 0.085135 | 0.73897 | 2.8799 | 4.853 | 2.8799 | 4.853
234148-Premium T8 with T12 40 Watt Baseline | 0.22463 | 0.14484 | 0.35153 | 1134.3114 | 12477.4254 | -1.8576 | -20.4341 | 0.078421 | 0.6807 | 0.078421 | 0.6807 | 0.079949 | 0.69396 | 0.079949 | 0.69396 | 3.722 | 3.9305 | 3.722 | 3.9305
234053-Lighting-Remove 4 Ft Lamp (De-Lamp) | 0.11983 | 0.077272 | 0.18281 | 605.1391 | 6656.5303 | -0.99103 | -10.9013 | 0.074915 | 0.65026 | 0.074915 | 0.65026 | 0.088054 | 0.76431 | 0.088054 | 0.76431 | 3.3182 | 5.5916 | 3.3182 | 5.5916
234148-Premium T8 with T12 40 Watt Baseline | 0.077643 | 0.050066 | 0.11845 | 392.0828 | 4312.9108 | -0.64211 | -7.0632 | 0.082227 | 0.71373 | 0.082227 | 0.71373 | 0.083553 | 0.72524 | 0.083553 | 0.72524 | 4.2885 | 4.5287 | 4.2885 | 4.5287
234148-Premium T8 with T12 40 Watt Baseline | 0.81525 | 0.5257 | 1.2437 | 4116.8694 | 45285.5636 | -6.7421 | -74.1633 | 0.082227 | 0.71373 | 0.082227 | 0.71373 | 0.083553 | 0.72524 | 0.083553 | 0.72524 | 4.2885 | 4.5287 | 4.2885 | 4.5287
234053-Lighting-Remove 4 Ft Lamp (De-Lamp) | 0.65909 | 0.425 | 1.0055 | 3328.2651 | 36610.9166 | -5.4506 | -59.957 | 0.074915 | 0.65026 | 0.074915 | 0.65026 | 0.088054 | 0.76431 | 0.088054 | 0.76431 | 3.3182 | 5.5916 | 3.3182 | 5.5916
234148-Premium T8 with T12 40 Watt Baseline | 0.80231 | 0.51735 | 1.224 | 4051.5223 | 44566.7451 | -6.6351 | -72.9861 | 0.082366 | 0.71401 | 0.082366 | 0.71401 | 0.083692 | 0.7255 | 0.083692 | 0.7255 | 4.2941 | 4.5346 | 4.2941 | 4.5346
234053-Lighting-Remove 4 Ft Lamp (De-Lamp) | 0.61914 | 0.39924 | 0.94454 | 3126.5521 | 34392.0731 | -5.1203 | -56.3233 | 0.075054 | 0.65063 | 0.075054 | 0.65063 | 0.088193 | 0.76452 | 0.088193 | 0.76452 | 3.3225 | 5.5989 | 3.3225 | 5.5989
234148-Premium T8 with T12 40 Watt Baseline | 0.32571 | 0.21002 | 0.50971 | 1644.7515 | 18092.2668 | -2.6936 | -29.6294 | 0.07856 | 0.68102 | 0.07856 | 0.68102 | 0.080088 | 0.69427 | 0.080088 | 0.69427 | 3.7269 | 3.9356 | 3.7269 | 3.9356
234053-Lighting-Remove 4 Ft Lamp (De-Lamp) | 0.52003 | 0.33533 | 0.81382 | 2626.0379 | 28886.4168 | -4.3006 | -47.3068 | 0.070136 | 0.60799 | 0.070136 | 0.60799 | 0.085274 | 0.73922 | 0.085274 | 0.73922 | 2.8837 | 4.8594 | 2.8837 | 4.8594
234148-Premium T8 with T12 40 Watt Baseline | 0.28078 | 0.18106 | 0.43941 | 1417.8892 | 15596.7817 | -2.3221 | -25.5426 | 0.07856 | 0.68102 | 0.07856 | 0.68102 | 0.080088 | 0.69427 | 0.080088 | 0.69427 | 3.7269 | 3.9356 | 3.7269 | 3.9356
234053-Lighting-Remove 4 Ft Lamp (De-Lamp) | 0.45069 | 0.29062 | 0.70531 | 2275.8995 | 25034.8946 | -3.7272 | -40.9992 | 0.070136 | 0.60799 | 0.070136 | 0.60799 | 0.085274 | 0.73922 | 0.085274 | 0.73922 | 2.8837 | 4.8594 | 2.8837 | 4.8594
234148-Premium T8 with T12 40 Watt Baseline | 0.1797 | 0.11588 | 0.28122 | 907.4491 | 9981.9403 | -1.4861 | -16.3472 | 0.07856 | 0.68102 | 0.07856 | 0.68102 | 0.080088 | 0.69427 | 0.080088 | 0.69427 | 3.7269 | 3.9356 | 3.7269 | 3.9356
234053-Lighting-Remove 4 Ft Lamp (De-Lamp) | 0.38135 | 0.24591 | 0.5968 | 1925.7611 | 21183.3724 | -3.1538 | -34.6916 | 0.070136 | 0.60799 | 0.070136 | 0.60799 | 0.085274 | 0.73922 | 0.085274 | 0.73922 | 2.8837 | 4.8594 | 2.8837 | 4.8594
234148-Premium T8 with T12 40 Watt Baseline | 0.23586 | 0.15209 | 0.3691 | 1191.027 | 13101.2966 | -1.9505 | -21.4558 | 0.07856 | 0.68102 | 0.07856 | 0.68102 | 0.080088 | 0.69427 | 0.080088 | 0.69427 | 3.7269 | 3.9356 | 3.7269 | 3.9356
234053-Lighting-Remove 4 Ft Lamp (De-Lamp) | 0.17334 | 0.11178 | 0.27127 | 875.346 | 9628.8056 | -1.4335 | -15.7689 | 0.070136 | 0.60799 | 0.070136 | 0.60799 | 0.085274 | 0.73922 | 0.085274 | 0.73922 | 2.8837 | 4.8594 | 2.8837 | 4.8594
234148-Premium T8 with T12 40 Watt Baseline | 0.2424 | 0.13831 | 0.36781 | 1206.2862 | 13269.1486 | -1.829 | -20.1188 | 0.077081 | 0.68003 | 0.077081 | 0.68003 | 0.078588 | 0.69332 | 0.078588 | 0.69332 | 3.7121 | 3.92 | 3.7121 | 3.92
234053-Lighting-Remove 4 Ft Lamp (De-Lamp) | 0.21378 | 0.12198 | 0.32439 | 1063.8729 | 11702.6022 | -1.6131 | -17.7436 | 0.06877 | 0.6067 | 0.06877 | 0.6067 | 0.083705 | 0.73846 | 0.083705 | 0.73846 | 2.8722 | 4.8401 | 2.8722 | 4.8401
234148-Premium T8 with T12 40 Watt Baseline | 0.23929 | 0.13654 | 0.36799 | 1190.8133 | 13098.9467 | -1.5396 | -16.9358 | 0.074908 | 0.67268 | 0.074908 | 0.67268 | 0.076432 | 0.68637 | 0.076432 | 0.68637 | 3.6065 | 3.8085 | 3.6065 | 3.8085
234053-Lighting-Remove 4 Ft Lamp (De-Lamp) | 0.42207 | 0.24083 | 0.64909 | 2100.4535 | 23104.9884 | -2.7157 | -29.8728 | 0.066504 | 0.59721 | 0.066504 | 0.59721 | 0.081606 | 0.73283 | 0.081606 | 0.73283 | 2.7905 | 4.7024 | 2.7905 | 4.7024
234148-Premium T8 with T12 40 Watt Baseline | 0.51714 | 0.33347 | 0.83935 | 2611.4706 | 28726.1764 | -4.2768 | -47.0443 | 0.084706 | 0.73525 | 0.084706 | 0.73525 | 0.085901 | 0.74562 | 0.085901 | 0.74562 | 4.7606 | 5.0272 | 4.7606 | 5.0272
234053-Lighting-Remove 4 Ft Lamp (De-Lamp) | 0.88684 | 0.57186 | 1.4394 | 4478.3709 | 49262.0803 | -7.3341 | -80.6756 | 0.07812 | 0.67808 | 0.07812 | 0.67808 | 0.089956 | 0.78081 | 0.089956 | 0.78081 | 3.6835 | 6.2072 | 3.6835 | 6.2072
234049-Lighting-LED Exit Sign New Sign | 0.038498 | 0.038248 | 0 | 337.2586 | 5396.1376 | 0 | 0 | 0.075524 | 0 | 0.075524 | 0 | 0.081421 | 0 | 0.081421 | 0 | 4.8796 | 7.0001 | 4.8796 | 7.0001
234148-Premium T8 with T12 40 Watt Baseline | 0.58897 | 0.37978 | 0.95592 | 2974.1748 | 32715.9231 | -4.8708 | -53.5783 | 0.084706 | 0.73525 | 0.084706 | 0.73525 | 0.085901 | 0.74562 | 0.085901 | 0.74562 | 4.7606 | 5.0272 | 4.7606 | 5.0272
234053-Lighting-Remove 4 Ft Lamp (De-Lamp) | 0.97553 | 0.62904 | 1.5833 | 4926.208 | 54188.2883 | -8.0676 | -88.7432 | 0.07812 | 0.67808 | 0.07812 | 0.67808 | 0.089956 | 0.78081 | 0.089956 | 0.78081 | 3.6835 | 6.2072 | 3.6835 | 6.2072
234148-Premium T8 with T12 40 Watt Baseline | 0.11231 | 0.072422 | 0.17576 | 567.1557 | 6238.7127 | -0.92882 | -10.217 | 0.07856 | 0.68102 | 0.07856 | 0.68102 | 0.080088 | 0.69427 | 0.080088 | 0.69427 | 3.7269 | 3.9356 | 3.7269 | 3.9356
234053-Lighting-Remove 4 Ft Lamp (De-Lamp) | 0.15601 | 0.1006 | 0.24414 | 787.8114 | 8665.9251 | -1.2902 | -14.192 | 0.070136 | 0.60799 | 0.070136 | 0.60799 | 0.085274 | 0.73922 | 0.085274 | 0.73922 | 2.8837 | 4.8594 | 2.8837 | 4.8594
234148-Premium T8 with T12 40 Watt Baseline | 0.14861 | 0.092172 | 0.23908 | 802.7293 | 8830.0223 | -1.7349 | -19.0841 | 0.081413 | 0.71515 | 0.081413 | 0.71515 | 0.082715 | 0.72659 | 0.082715 | 0.72659 | 4.3169 | 4.5586 | 4.3169 | 4.5586
234053-Lighting-Remove 4 Ft Lamp (De-Lamp) | 0.11468 | 0.071129 | 0.1845 | 619.4647 | 6814.1115 | -1.3388 | -14.7271 | 0.074235 | 0.6521 | 0.074235 | 0.6521 | 0.087133 | 0.7654 | 0.087133 | 0.7654 | 3.3402 | 5.6286 | 3.3402 | 5.6286
234148-Premium T8 with T12 40 Watt Baseline | 0.15558 | 0.10032 | 0.28299 | 785.6235 | 8641.8582 | -3.0605 | -33.6657 | 0.077523 | 0.6729 | 0.077523 | 0.6729 | 0.079098 | 0.68657 | 0.079098 | 0.68657 | 3.6095 | 3.8116 | 3.6095 | 3.8116
234053-Lighting-Remove 4 Ft Lamp (De-Lamp) | 0.24011 | 0.15483 | 0.43676 | 1212.5283 | 13337.8113 | -4.7236 | -51.9596 | 0.068835 | 0.59749 | 0.068835 | 0.59749 | 0.084446 | 0.73299 | 0.084446 | 0.73299 | 2.7928 | 4.7063 | 2.7928 | 4.7063
234148-Premium T8 with T12 40 Watt Baseline | 0.10108 | 0.06518 | 0.15819 | 510.4401 | 5614.8414 | -0.83594 | -9.1953 | 0.07856 | 0.68102 | 0.07856 | 0.68102 | 0.080088 | 0.69427 | 0.080088 | 0.69427 | 3.7269 | 3.9356 | 3.7269 | 3.9356
234053-Lighting-Remove 4 Ft Lamp (De-Lamp) | 0.10401 | 0.067066 | 0.16276 | 525.2076 | 5777.2834 | -0.86012 | -9.4614 | 0.070136 | 0.60799 | 0.070136 | 0.60799 | 0.085274 | 0.73922 | 0.085274 | 0.73922 | 2.8837 | 4.8594 | 2.8837 | 4.8594
234148-Premium T8 with T12 40 Watt Baseline | 0.18317 | 0.11811 | 0.18575 | 924.9815 | 10174.7964 | -1.5148 | -16.6631 | 0.089566 | 0.77743 | 0.089566 | 0.77743 | 0.090503 | 0.78556 | 0.090503 | 0.78556 | 6.0703 | 6.4103 | 6.0703 | 6.4103
234053-Lighting-Remove 4 Ft Lamp (De-Lamp) | 0.45233 | 0.29168 | 0.45869 | 2284.1807 | 25125.9877 | -3.7408 | -41.1484 | 0.084401 | 0.7326 | 0.084401 | 0.7326 | 0.093683 | 0.81317 | 0.093683 | 0.81317 | 4.6968 | 7.9149 | 4.6968 | 7.9149
234049-Lighting-LED Exit Sign New Sign | 0.076997 | 0.076497 | 0 | 674.5172 | 10792.2751 | 0 | 0 | 0.075524 | 0 | 0.075524 | 0 | 0.081421 | 0 | 0.081421 | 0 | 4.8796 | 7.0001 | 4.8796 | 7.0001
234148-Premium T8 with T12 40 Watt Baseline | 0.29308 | 0.18898 | 0.29719 | 1479.9704 | 16279.6742 | -2.4237 | -26.6609 | 0.089566 | 0.77743 | 0.089566 | 0.77743 | 0.090503 | 0.78556 | 0.090503 | 0.78556 | 6.0703 | 6.4103 | 6.0703 | 6.4103
234053-Lighting-Remove 4 Ft Lamp (De-Lamp) | 0.56541 | 0.36459 | 0.57336 | 2855.2259 | 31407.4846 | -4.676 | -51.4355 | 0.084401 | 0.7326 | 0.084401 | 0.7326 | 0.093683 | 0.81317 | 0.093683 | 0.81317 | 4.6968 | 7.9149 | 4.6968 | 7.9149
234148-Premium T8 with T12 40 Watt Baseline | 0.38822 | 0.25033 | 0.59225 | 1960.414 | 21564.5541 | -3.2105 | -35.3159 | 0.082227 | 0.71373 | 0.082227 | 0.71373 | 0.083553 | 0.72524 | 0.083553 | 0.72524 | 4.2885 | 4.5287 | 4.2885 | 4.5287
234053-Lighting-Remove 4 Ft Lamp (De-Lamp) | 0.59917 | 0.38636 | 0.91407 | 3025.6956 | 33282.6514 | -4.9551 | -54.5064 | 0.074915 | 0.65026 | 0.074915 | 0.65026 | 0.088054 | 0.76431 | 0.088054 | 0.76431 | 3.3182 | 5.5916 | 3.3182 | 5.5916
234049-Lighting-LED Exit Sign New Sign | 0.038498 | 0.038248 | 0 | 337.2586 | 5396.1376 | 0 | 0 | 0.075524 | 0 | 0.075524 | 0 | 0.081421 | 0 | 0.081421 | 0 | 4.8796 | 7.0001 | 4.8796 | 7.0001
234148-Premium T8 with T12 40 Watt Baseline | 0.090584 | 0.058411 | 0.13819 | 457.4299 | 5031.7293 | -0.74912 | -8.2404 | 0.082366 | 0.71401 | 0.082366 | 0.71401 | 0.083692 | 0.7255 | 0.083692 | 0.7255 | 4.2941 | 4.5346 | 4.2941 | 4.5346
234053-Lighting-Remove 4 Ft Lamp (De-Lamp) | 0.07989 | 0.051515 | 0.12188 | 403.4261 | 4437.6869 | -0.66068 | -7.2675 | 0.075054 | 0.65063 | 0.075054 | 0.65063 | 0.088193 | 0.76452 | 0.088193 | 0.76452 | 3.3225 | 5.5989 | 3.3225 | 5.5989
234148-Premium T8 with T12 40 Watt Baseline | 0.2165 | 0.12353 | 0.33294 | 1077.4025 | 11851.4279 | -1.393 | -15.3229 | 0.074908 | 0.67268 | 0.074908 | 0.67268 | 0.076432 | 0.68637 | 0.076432 | 0.68637 | 3.6065 | 3.8085 | 3.6065 | 3.8085
234053-Lighting-Remove 4 Ft Lamp (De-Lamp) | 0.3869 | 0.22076 | 0.595 | 1925.4157 | 21179.5727 | -2.4894 | -27.3834 | 0.066504 | 0.59721 | 0.066504 | 0.59721 | 0.081606 | 0.73283 | 0.081606 | 0.73283 | 2.7905 | 4.7024 | 2.7905 | 4.7024
234148-Premium T8 with T12 40 Watt Baseline | 0.08985 | 0.057938 | 0.14061 | 453.7246 | 4990.9701 | -0.74306 | -8.1736 | 0.07856 | 0.68102 | 0.07856 | 0.68102 | 0.080088 | 0.69427 | 0.080088 | 0.69427 | 3.7269 | 3.9356 | 3.7269 | 3.9356
234053-Lighting-Remove 4 Ft Lamp (De-Lamp) | 0.10401 | 0.067066 | 0.16276 | 525.2076 | 5777.2834 | -0.86012 | -9.4614 | 0.070136 | 0.60799 | 0.070136 | 0.60799 | 0.085274 | 0.73922 | 0.085274 | 0.73922 | 2.8837 | 4.8594 | 2.8837 | 4.8594
234148-Premium T8 with T12 40 Watt Baseline | 0.23293 | 0.1502 | 0.35535 | 1176.2484 | 12938.7325 | -1.9263 | -21.1895 | 0.082227 | 0.71373 | 0.082227 | 0.71373 | 0.083553 | 0.72524 | 0.083553 | 0.72524 | 4.2885 | 4.5287 | 4.2885 | 4.5287
234053-Lighting-Remove 4 Ft Lamp (De-Lamp) | 0.39945 | 0.25757 | 0.60938 | 2017.1304 | 22188.4343 | -3.3034 | -36.3376 | 0.074915 | 0.65026 | 0.074915 | 0.65026 | 0.088054 | 0.76431 | 0.088054 | 0.76431 | 3.3182 | 5.5916 | 3.3182 | 5.5916
234053-Lighting-Remove 4 Ft Lamp (De-Lamp) | 0.34669 | 0.22355 | 0.54254 | 1750.6919 | 19257.6112 | -2.8671 | -31.5378 | 0.069997 | 0.60757 | 0.069997 | 0.60757 | 0.085135 | 0.73897 | 0.085135 | 0.73897 | 2.8799 | 4.853 | 2.8799 | 4.853
234148-Premium T8 with T12 40 Watt Baseline | 0.16847 | 0.10863 | 0.26364 | 850.7335 | 9358.069 | -1.3932 | -15.3255 | 0.078421 | 0.6807 | 0.078421 | 0.6807 | 0.079949 | 0.69396 | 0.079949 | 0.69396 | 3.722 | 3.9305 | 3.722 | 3.9305
234148-Premium T8 with T12 40 Watt Baseline | 0.15952 | 0.091023 | 0.24533 | 793.8756 | 8732.6311 | -1.0264 | -11.2905 | 0.074908 | 0.67268 | 0.074908 | 0.67268 | 0.076432 | 0.68637 | 0.076432 | 0.68637 | 3.6065 | 3.8085 | 3.6065 | 3.8085
234053-Lighting-Remove 4 Ft Lamp (De-Lamp) | 0.28138 | 0.16055 | 0.43273 | 1400.3023 | 15403.3256 | -1.8105 | -19.9152 | 0.066504 | 0.59721 | 0.066504 | 0.59721 | 0.081606 | 0.73283 | 0.081606 | 0.73283 | 2.7905 | 4.7024 | 2.7905 | 4.7024
234148-Premium T8 with T12 40 Watt Baseline | 0.23929 | 0.13654 | 0.36799 | 1190.8133 | 13098.9467 | -1.5396 | -16.9358 | 0.074908 | 0.67268 | 0.074908 | 0.67268 | 0.076432 | 0.68637 | 0.076432 | 0.68637 | 3.6065 | 3.8085 | 3.6065 | 3.8085
234053-Lighting-Remove 4 Ft Lamp (De-Lamp) | 0.3869 | 0.22076 | 0.595 | 1925.4157 | 21179.5727 | -2.4894 | -27.3834 | 0.066504 | 0.59721 | 0.066504 | 0.59721 | 0.081606 | 0.73283 | 0.081606 | 0.73283 | 2.7905 | 4.7024 | 2.7905 | 4.7024
234148-Premium T8 with T12 40 Watt Baseline | 0.46048 | 0.29693 | 0.72063 | 2325.3384 | 25578.722 | -3.8082 | -41.8898 | 0.078421 | 0.6807 | 0.078421 | 0.6807 | 0.079949 | 0.69396 | 0.079949 | 0.69396 | 3.722 | 3.9305 | 3.722 | 3.9305
234053-Lighting-Remove 4 Ft Lamp (De-Lamp) | 0.5547 | 0.35768 | 0.86807 | 2801.1071 | 30812.178 | -4.5873 | -50.4605 | 0.069997 | 0.60757 | 0.069997 | 0.60757 | 0.085135 | 0.73897 | 0.085135 | 0.73897 | 2.8799 | 4.853 | 2.8799 | 4.853
234148-Premium T8 with T12 40 Watt Baseline | 0.57279 | 0.36935 | 0.89639 | 2892.4941 | 31817.4347 | -4.737 | -52.1068 | 0.078421 | 0.6807 | 0.078421 | 0.6807 | 0.079949 | 0.69396 | 0.079949 | 0.69396 | 3.722 | 3.9305 | 3.722 | 3.9305
234053-Lighting-Remove 4 Ft Lamp (De-Lamp) | 0.97072 | 0.62595 | 1.5191 | 4901.9374 | 53921.3114 | -8.0278 | -88.3059 | 0.069997 | 0.60757 | 0.069997 | 0.60757 | 0.085135 | 0.73897 | 0.085135 | 0.73897 | 2.8799 | 4.853 | 2.8799 | 4.853
234148-Premium T8 with T12 40 Watt Baseline | 0.43998 | 0.28371 | 0.67121 | 2221.8025 | 24439.828 | -3.6386 | -40.0247 | 0.082227 | 0.71373 | 0.082227 | 0.71373 | 0.083553 | 0.72524 | 0.083553 | 0.72524 | 4.2885 | 4.5287 | 4.2885 | 4.5287
234053-Lighting-Remove 4 Ft Lamp (De-Lamp) | 0.75895 | 0.48939 | 1.1578 | 3832.5477 | 42158.0251 | -6.2765 | -69.0414 | 0.074915 | 0.65026 | 0.074915 | 0.65026 | 0.088054 | 0.76431 | 0.088054 | 0.76431 | 3.3182 | 5.5916 | 3.3182 | 5.5916
234148-Premium T8 with T12 40 Watt Baseline | 0.11231 | 0.072422 | 0.17576 | 567.1557 | 6238.7127 | -0.92882 | -10.217 | 0.078421 | 0.6807 | 0.078421 | 0.6807 | 0.079949 | 0.69396 | 0.079949 | 0.69396 | 3.722 | 3.9305 | 3.722 | 3.9305
234053-Lighting-Remove 4 Ft Lamp (De-Lamp) | 0.17334 | 0.11178 | 0.27127 | 875.346 | 9628.8056 | -1.4335 | -15.7689 | 0.069997 | 0.60757 | 0.069997 | 0.60757 | 0.085135 | 0.73897 | 0.085135 | 0.73897 | 2.8799 | 4.853 | 2.8799 | 4.853
234148-Premium T8 with T12 40 Watt Baseline | 0.067388 | 0.043453 | 0.10546 | 340.2934 | 3743.2276 | -0.55729 | -6.1302 | 0.078421 | 0.6807 | 0.078421 | 0.6807 | 0.079949 | 0.69396 | 0.079949 | 0.69396 | 3.722 | 3.9305 | 3.722 | 3.9305
234053-Lighting-Remove 4 Ft Lamp (De-Lamp) | 0.10401 | 0.067066 | 0.16276 | 525.2076 | 5777.2834 | -0.86012 | -9.4614 | 0.069997 | 0.60757 | 0.069997 | 0.60757 | 0.085135 | 0.73897 | 0.085135 | 0.73897 | 2.8799 | 4.853 | 2.8799 | 4.853
234148-Premium T8 with T12 40 Watt Baseline | 0.66089 | 0.3771 | 1.0164 | 3288.913 | 36178.0432 | -4.2523 | -46.7751 | 0.074908 | 0.67268 | 0.074908 | 0.67268 | 0.076432 | 0.68637 | 0.076432 | 0.68637 | 3.6065 | 3.8085 | 3.6065 | 3.8085
234053-Lighting-Remove 4 Ft Lamp (De-Lamp) | 1.0904 | 0.62215 | 1.6768 | 5426.1715 | 59687.8867 | -7.0156 | -77.1713 | 0.066504 | 0.59721 | 0.066504 | 0.59721 | 0.081606 | 0.73283 | 0.081606 | 0.73283 | 2.7905 | 4.7024 | 2.7905 | 4.7024
234049-Lighting-LED Exit Sign New Sign | 0.076997 | 0.076497 | 0 | 674.5172 | 10792.2751 | 0 | 0 | 0.075524 | 0 | 0.075524 | 0 | 0.081421 | 0 | 0.081421 | 0 | 4.8796 | 7.0001 | 4.8796 | 7.0001
234148-Premium T8 with T12 40 Watt Baseline | 0.27197 | 0.17537 | 0.24887 | 1373.378 | 15107.1575 | -2.2492 | -24.7407 | 0.085816 | 0.74488 | 0.085816 | 0.74488 | 0.086951 | 0.75474 | 0.086951 | 0.75474 | 5.0072 | 5.2876 | 5.0072 | 5.2876
234053-Lighting-Remove 4 Ft Lamp (De-Lamp) | 0.55967 | 0.36089 | 0.51214 | 2826.2218 | 31088.4399 | -4.6285 | -50.913 | 0.079553 | 0.69052 | 0.079553 | 0.69052 | 0.090807 | 0.7882 | 0.090807 | 0.7882 | 3.8743 | 6.5287 | 3.8743 | 6.5287
234084-Refrigeration -Cooler/Freezer Door Gaskets - Solid Doors: Cooler | 0.034715 | 0.026865 | 0.034416 | 301.104 | 1204.416 | 0 | 0 | 0.082122 | 0 | 0.082122 | 0 | 0.082122 | 0 | 0.082122 | 0 | 8.4202 | 8.4202 | 8.4202 | 8.4202
234053-Lighting-Remove 4 Ft Lamp (De-Lamp) | 0.31956 | 0.20606 | 0.4875 | 1613.7043 | 17750.7474 | -2.6427 | -29.0701 | 0.074915 | 0.65026 | 0.074915 | 0.65026 | 0.088054 | 0.76431 | 0.088054 | 0.76431 | 3.3182 | 5.5916 | 3.3182 | 5.5916
234148-Premium T8 with T12 40 Watt Baseline | 0.12941 | 0.083444 | 0.19742 | 653.4713 | 7188.1847 | -1.0702 | -11.772 | 0.082227 | 0.71373 | 0.082227 | 0.71373 | 0.083553 | 0.72524 | 0.083553 | 0.72524 | 4.2885 | 4.5287 | 4.2885 | 4.5287
234148-Premium T8 with T12 40 Watt Baseline | 0.51762 | 0.33378 | 0.78966 | 2613.8853 | 28752.7388 | -4.2807 | -47.0878 | 0.082227 | 0.71373 | 0.082227 | 0.71373 | 0.083553 | 0.72524 | 0.083553 | 0.72524 | 4.2885 | 4.5287 | 4.2885 | 4.5287
234148-Premium T8 with T12 40 Watt Baseline | 0.76373 | 0.49247 | 1.1952 | 3856.6588 | 42423.2463 | -6.316 | -69.4758 | 0.078421 | 0.6807 | 0.078421 | 0.6807 | 0.079949 | 0.69396 | 0.079949 | 0.69396 | 3.722 | 3.9305 | 3.722 | 3.9305
234148-Premium T8 with T12 40 Watt Baseline | 1.0238 | 0.66018 | 1.02 | 5170.0136 | 56870.1495 | -8.4668 | -93.1352 | 0.093957 | 0.81555 | 0.093957 | 0.81555 | 0.094661 | 0.82166 | 0.094661 | 0.82166 | 8.0783 | 8.5307 | 8.0783 | 8.5307
234053-Lighting-Remove 4 Ft Lamp (De-Lamp) | 1.5801 | 1.0189 | 1.5742 | 7979.3795 | 87773.1741 | -13.0677 | -143.7445 | 0.090076 | 0.78185 | 0.090076 | 0.78185 | 0.097051 | 0.8424 | 0.097051 | 0.8424 | 6.2505 | 10.533 | 6.2505 | 10.533
234148-Premium T8 with T12 40 Watt Baseline | 0.22789 | 0.13003 | 0.35047 | 1134.1079 | 12475.1873 | -1.4663 | -16.1293 | 0.074908 | 0.67268 | 0.074908 | 0.67268 | 0.076432 | 0.68637 | 0.076432 | 0.68637 | 3.6065 | 3.8085 | 3.6065 | 3.8085
234053-Lighting-Remove 4 Ft Lamp (De-Lamp) | 0.35173 | 0.20069 | 0.54091 | 1750.3779 | 19254.157 | -2.2631 | -24.894 | 0.066504 | 0.59721 | 0.066504 | 0.59721 | 0.081606 | 0.73283 | 0.081606 | 0.73283 | 2.7905 | 4.7024 | 2.7905 | 4.7024
234053-Lighting-Remove 4 Ft Lamp (De-Lamp) | 0.35472 | 0.22873 | 0.55076 | 1791.2546 | 19703.8006 | -2.9335 | -32.2686 | 0.07084 | 0.61489 | 0.07084 | 0.61489 | 0.085636 | 0.74332 | 0.085636 | 0.74332 | 2.9466 | 4.9655 | 2.9466 | 4.9655
234148-Premium T8 with T12 40 Watt Baseline | 0.16088 | 0.10374 | 0.24979 | 812.415 | 8936.5648 | -1.3305 | -14.6352 | 0.079074 | 0.68636 | 0.079074 | 0.68636 | 0.080567 | 0.69932 | 0.080567 | 0.69932 | 3.8083 | 4.0215 | 3.8083 | 4.0215
234148-Premium T8 with T12 40 Watt Baseline | 0.22463 | 0.14484 | 0.35153 | 1134.3114 | 12477.4254 | -1.8576 | -20.4341 | 0.078421 | 0.6807 | 0.078421 | 0.6807 | 0.079949 | 0.69396 | 0.079949 | 0.69396 | 3.722 | 3.9305 | 3.722 | 3.9305
234053-Lighting-Remove 4 Ft Lamp (De-Lamp) | 0.52003 | 0.33533 | 0.81382 | 2626.0379 | 28886.4168 | -4.3006 | -47.3068 | 0.069997 | 0.60757 | 0.069997 | 0.60757 | 0.085135 | 0.73897 | 0.085135 | 0.73897 | 2.8799 | 4.853 | 2.8799 | 4.853
234148-Premium T8 with T12 40 Watt Baseline | 0.42306 | 0.2728 | 0.38713 | 2136.3657 | 23500.0228 | -3.4987 | -38.4856 | 0.085816 | 0.74488 | 0.085816 | 0.74488 | 0.086951 | 0.75474 | 0.086951 | 0.75474 | 5.0072 | 5.2876 | 5.0072 | 5.2876
234053-Lighting-Remove 4 Ft Lamp (De-Lamp) | 0.69959 | 0.45111 | 0.64018 | 3532.7773 | 38860.5499 | -5.7856 | -63.6412 | 0.079553 | 0.69052 | 0.079553 | 0.69052 | 0.090807 | 0.7882 | 0.090807 | 0.7882 | 3.8743 | 6.5287 | 3.8743 | 6.5287
234148-Premium T8 with T12 40 Watt Baseline | 0.60821 | 0.39219 | 0.92785 | 3071.3153 | 33784.4681 | -5.0298 | -55.3282 | 0.081274 | 0.71445 | 0.081274 | 0.71445 | 0.082601 | 0.72611 | 0.082601 | 0.72611 | 4.2498 | 4.4878 | 4.2498 | 4.4878
234053-Lighting-Remove 4 Ft Lamp (De-Lamp) | 1.0785 | 0.69545 | 1.6453 | 5446.2521 | 59908.7726 | -8.9192 | -98.1115 | 0.073961 | 0.65016 | 0.073961 | 0.65016 | 0.087103 | 0.76568 | 0.087103 | 0.76568 | 3.2882 | 5.5412 | 3.2882 | 5.5412
234148-Premium T8 with T12 40 Watt Baseline | 0.24587 | 0.15854 | 0.37509 | 1241.5955 | 13657.5509 | -2.0333 | -22.3667 | 0.082227 | 0.71373 | 0.082227 | 0.71373 | 0.083553 | 0.72524 | 0.083553 | 0.72524 | 4.2885 | 4.5287 | 4.2885 | 4.5287
234053-Lighting-Remove 4 Ft Lamp (De-Lamp) | 0.39945 | 0.25757 | 0.60938 | 2017.1304 | 22188.4343 | -3.3034 | -36.3376 | 0.074915 | 0.65026 | 0.074915 | 0.65026 | 0.088054 | 0.76431 | 0.088054 | 0.76431 | 3.3182 | 5.5916 | 3.3182 | 5.5916
234148-Premium T8 with T12 40 Watt Baseline | 1.3104 | 0.74769 | 2.0152 | 6521.1206 | 71732.3269 | -8.4312 | -92.7437 | 0.073942 | 0.67276 | 0.073942 | 0.67276 | 0.075466 | 0.68663 | 0.075466 | 0.68663 | 3.5725 | 3.7725 | 3.5725 | 3.7725
234053-Lighting-Remove 4 Ft Lamp (De-Lamp) | 2.6028 | 1.4851 | 4.0027 | 12952.7965 | 142480.7617 | -16.7469 | -184.2154 | 0.065536 | 0.59629 | 0.065536 | 0.59629 | 0.08064 | 0.73371 | 0.08064 | 0.73371 | 2.7642 | 4.658 | 2.7642 | 4.658
234148-Premium T8 with T12 40 Watt Baseline | 0.60649 | 0.39108 | 0.94912 | 3062.6408 | 33689.0485 | -5.0156 | -55.1719 | 0.078421 | 0.6807 | 0.078421 | 0.6807 | 0.079949 | 0.69396 | 0.079949 | 0.69396 | 3.722 | 3.9305 | 3.722 | 3.9305
234053-Lighting-Remove 4 Ft Lamp (De-Lamp) | 0.97072 | 0.62595 | 1.5191 | 4901.9374 | 53921.3114 | -8.0278 | -88.3059 | 0.069997 | 0.60757 | 0.069997 | 0.60757 | 0.085135 | 0.73897 | 0.085135 | 0.73897 | 2.8799 | 4.853 | 2.8799 | 4.853
234148-Premium T8 with T12 40 Watt Baseline | 0.083779 | 0.054023 | 0.13619 | 423.0657 | 4653.7229 | -0.69285 | -7.6213 | 0.080196 | 0.6961 | 0.080196 | 0.6961 | 0.081629 | 0.70854 | 0.081629 | 0.70854 | 3.9663 | 4.1884 | 3.9663 | 4.1884
234053-Lighting-Remove 4 Ft Lamp (De-Lamp) | 0.14778 | 0.09529 | 0.24022 | 746.2378 | 8208.6153 | -1.2221 | -13.4431 | 0.07229 | 0.62747 | 0.07229 | 0.62747 | 0.086496 | 0.75079 | 0.086496 | 0.75079 | 3.0689 | 5.1715 | 3.0689 | 5.1715
234148-Premium T8 with T12 40 Watt Baseline | 0.51664 | 0.33314 | 0.80851 | 2608.9162 | 28698.0783 | -4.2726 | -46.9983 | 0.078421 | 0.6807 | 0.078421 | 0.6807 | 0.079949 | 0.69396 | 0.079949 | 0.69396 | 3.722 | 3.9305 | 3.722 | 3.9305
234053-Lighting-Remove 4 Ft Lamp (De-Lamp) | 0.45069 | 0.29062 | 0.70531 | 2275.8995 | 25034.8946 | -3.7272 | -40.9992 | 0.069997 | 0.60757 | 0.069997 | 0.60757 | 0.085135 | 0.73897 | 0.085135 | 0.73897 | 2.8799 | 4.853 | 2.8799 | 4.853
234053-Lighting-Remove 4 Ft Lamp (De-Lamp) | 0.50887 | 0.32813 | 0.51602 | 2569.7033 | 28266.7361 | -4.2084 | -46.2919 | 0.084401 | 0.7326 | 0.084401 | 0.7326 | 0.093683 | 0.81317 | 0.093683 | 0.81317 | 4.6968 | 7.9149 | 4.6968 | 7.9149
234148-Premium T8 with T12 40 Watt Baseline | 0.32971 | 0.21261 | 0.33434 | 1664.9667 | 18314.6334 | -2.7267 | -29.9935 | 0.089566 | 0.77743 | 0.089566 | 0.77743 | 0.090503 | 0.78556 | 0.090503 | 0.78556 | 6.0703 | 6.4103 | 6.0703 | 6.4103
234148-Premium T8 with T12 40 Watt Baseline | 0.17629 | 0.11367 | 0.30341 | 890.2118 | 9792.3294 | -1.4579 | -16.0367 | 0.076028 | 0.65992 | 0.076028 | 0.65992 | 0.077683 | 0.67428 | 0.077683 | 0.67428 | 3.4366 | 3.629 | 3.4366 | 3.629
234053-Lighting-Remove 4 Ft Lamp (De-Lamp) | 0.38411 | 0.24769 | 0.6611 | 1939.6934 | 21336.6272 | -3.1766 | -34.9426 | 0.066903 | 0.58072 | 0.066903 | 0.58072 | 0.0833 | 0.72304 | 0.0833 | 0.72304 | 2.659 | 4.4808 | 2.659 | 4.4808
234148-Premium T8 with T12 40 Watt Baseline | 0.66264 | 0.42729 | 1.037 | 3346.2186 | 36808.4048 | -5.48 | -60.2804 | 0.078421 | 0.6807 | 0.078421 | 0.6807 | 0.079949 | 0.69396 | 0.079949 | 0.69396 | 3.722 | 3.9305 | 3.722 | 3.9305
234053-Lighting-Remove 4 Ft Lamp (De-Lamp) | 1.0574 | 0.68183 | 1.6548 | 5339.6104 | 58735.7143 | -8.7446 | -96.1904 | 0.069997 | 0.60757 | 0.069997 | 0.60757 | 0.085135 | 0.73897 | 0.085135 | 0.73897 | 2.8799 | 4.853 | 2.8799 | 4.853
234148-Premium T8 with T12 40 Watt Baseline | 0.71786 | 0.40961 | 1.104 | 3572.44 | 39296.84 | -4.6189 | -50.8074 | 0.074908 | 0.67268 | 0.074908 | 0.67268 | 0.076432 | 0.68637 | 0.076432 | 0.68637 | 3.6065 | 3.8085 | 3.6065 | 3.8085
234053-Lighting-Remove 4 Ft Lamp (De-Lamp) | 0.93208 | 0.53184 | 1.4334 | 4638.5015 | 51023.516 | -5.9972 | -65.969 | 0.066504 | 0.59721 | 0.066504 | 0.59721 | 0.081606 | 0.73283 | 0.081606 | 0.73283 | 2.7905 | 4.7024 | 2.7905 | 4.7024
234148-Premium T8 with T12 40 Watt Baseline | 0.21999 | 0.14185 | 0.33561 | 1110.9013 | 12219.914 | -1.8193 | -20.0123 | 0.082227 | 0.71373 | 0.082227 | 0.71373 | 0.083553 | 0.72524 | 0.083553 | 0.72524 | 4.2885 | 4.5287 | 4.2885 | 4.5287
234053-Lighting-Remove 4 Ft Lamp (De-Lamp) | 0.47934 | 0.30909 | 0.73126 | 2420.5565 | 26626.1211 | -3.9641 | -43.6051 | 0.074915 | 0.65026 | 0.074915 | 0.65026 | 0.088054 | 0.76431 | 0.088054 | 0.76431 | 3.3182 | 5.5916 | 3.3182 | 5.5916
234116-Refrigeration -Cooler/Freezer Door Gaskets - Solid Doors: Freezer | 0.21986 | 0.17015 | 0.21797 | 1906.992 | 7627.968 | 0 | 0 | 0.082012 | 0 | 0.082012 | 0 | 0.082012 | 0 | 0.082012 | 0 | 8.4103 | 8.4103 | 8.4103 | 8.4103
234083-Refrigeration -Cooler/Freezer Door Gaskets - Glass Doors | 4.8254 | 3.7343 | 4.7838 | 41853.456 | 167413.824 | 0 | 0 | 0.082012 | 0 | 0.082012 | 0 | 0.082012 | 0 | 0.082012 | 0 | 8.4104 | 8.4103 | 8.4104 | 8.4103
234148-Premium T8 with T12 40 Watt Baseline | 1.1407 | 0.73554 | 1.9632 | 5760.1938 | 63362.1317 | -9.4334 | -103.767 | 0.076028 | 0.65992 | 0.076028 | 0.65992 | 0.077683 | 0.67428 | 0.077683 | 0.67428 | 3.4366 | 3.629 | 3.4366 | 3.629
234053-Lighting-Remove 4 Ft Lamp (De-Lamp) | 1.8886 | 1.2178 | 3.2504 | 9536.8258 | 104905.084 | -15.6183 | -171.8011 | 0.066903 | 0.58072 | 0.066903 | 0.58072 | 0.0833 | 0.72304 | 0.0833 | 0.72304 | 2.659 | 4.4808 | 2.659 | 4.4808
234053-Lighting-Remove 4 Ft Lamp (De-Lamp) | 0.21104 | 0.12042 | 0.32455 | 1050.2267 | 11552.4942 | -1.3579 | -14.9364 | 0.066504 | 0.59721 | 0.066504 | 0.59721 | 0.081606 | 0.73283 | 0.081606 | 0.73283 | 2.7905 | 4.7024 | 2.7905 | 4.7024
234148-Premium T8 with T12 40 Watt Baseline | 0.12534 | 0.071518 | 0.19276 | 623.7594 | 6861.353 | -0.80647 | -8.8711 | 0.074908 | 0.67268 | 0.074908 | 0.67268 | 0.076432 | 0.68637 | 0.076432 | 0.68637 | 3.6065 | 3.8085 | 3.6065 | 3.8085
234148-Premium T8 with T12 40 Watt Baseline | 0.80865 | 0.52144 | 1.2655 | 4083.521 | 44918.7313 | -6.6875 | -73.5626 | 0.078421 | 0.6807 | 0.078421 | 0.6807 | 0.079949 | 0.69396 | 0.079949 | 0.69396 | 3.722 | 3.9305 | 3.722 | 3.9305
234053-Lighting-Remove 4 Ft Lamp (De-Lamp) | 1.2481 | 0.80479 | 1.9532 | 6302.4909 | 69327.4004 | -10.3215 | -113.5362 | 0.069997 | 0.60757 | 0.069997 | 0.60757 | 0.085135 | 0.73897 | 0.085135 | 0.73897 | 2.8799 | 4.853 | 2.8799 | 4.853
234148-Premium T8 with T12 40 Watt Baseline | 0.72467 | 0.46729 | 1.1055 | 3659.4395 | 40253.8343 | -5.993 | -65.923 | 0.082366 | 0.71401 | 0.082366 | 0.71401 | 0.083692 | 0.7255 | 0.083692 | 0.7255 | 4.2941 | 4.5346 | 4.2941 | 4.5346
234148-Premium T8 with T12 40 Watt Baseline | 0.26193 | 0.1689 | 0.34096 | 1322.6946 | 14549.6401 | -2.1662 | -23.8277 | 0.077583 | 0.67342 | 0.077583 | 0.67342 | 0.079156 | 0.68707 | 0.079156 | 0.68707 | 3.6168 | 3.8194 | 3.6168 | 3.8194
234053-Lighting-Remove 4 Ft Lamp (De-Lamp) | 0.53902 | 0.34757 | 0.70165 | 2721.9224 | 29941.1461 | -4.4576 | -49.0341 | 0.068913 | 0.59817 | 0.068913 | 0.59817 | 0.084493 | 0.73339 | 0.084493 | 0.73339 | 2.7985 | 4.7158 | 2.7985 | 4.7158
234049-Lighting-LED Exit Sign New Sign | 0.076997 | 0.076497 | 0 | 674.5172 | 10792.2751 | 0 | 0 | 0.075524 | 0 | 0.075524 | 0 | 0.081421 | 0 | 0.081421 | 0 | 4.8796 | 7.0001 | 4.8796 | 7.0001
234148-Premium T8 with T12 40 Watt Baseline | 0.076396 | 0.049262 | 0.099447 | 385.7859 | 4243.645 | -0.63179 | -6.9497 | 0.077583 | 0.67342 | 0.077583 | 0.67342 | 0.079156 | 0.68707 | 0.079156 | 0.68707 | 3.6168 | 3.8194 | 3.6168 | 3.8194
234053-Lighting-Remove 4 Ft Lamp (De-Lamp) | 0.3032 | 0.19551 | 0.39468 | 1531.0813 | 16841.8947 | -2.5074 | -27.5817 | 0.068913 | 0.59817 | 0.068913 | 0.59817 | 0.084493 | 0.73339 | 0.084493 | 0.73339 | 2.7985 | 4.7158 | 2.7985 | 4.7158
234053-Lighting-Remove 4 Ft Lamp (De-Lamp) | 0.48536 | 0.31297 | 0.75956 | 2450.9687 | 26960.6557 | -4.0139 | -44.153 | 0.069997 | 0.60757 | 0.069997 | 0.60757 | 0.085135 | 0.73897 | 0.085135 | 0.73897 | 2.8799 | 4.853 | 2.8799 | 4.853
234148-Premium T8 with T12 40 Watt Baseline | 0.28078 | 0.18106 | 0.43941 | 1417.8892 | 15596.7817 | -2.3221 | -25.5426 | 0.078421 | 0.6807 | 0.078421 | 0.6807 | 0.079949 | 0.69396 | 0.079949 | 0.69396 | 3.722 | 3.9305 | 3.722 | 3.9305
234053-Lighting-Remove 4 Ft Lamp (De-Lamp) | 0.088684 | 0.057186 | 0.14394 | 447.8371 | 4926.208 | -0.73341 | -8.0676 | 0.07812 | 0.67808 | 0.07812 | 0.67808 | 0.089956 | 0.78081 | 0.089956 | 0.78081 | 3.6835 | 6.2072 | 3.6835 | 6.2072
234148-Premium T8 with T12 40 Watt Baseline | 2.0054 | 1.1443 | 3.0841 | 9980.1498 | 109781.6482 | -12.9035 | -141.9383 | 0.074908 | 0.67268 | 0.074908 | 0.67268 | 0.076432 | 0.68637 | 0.076432 | 0.68637 | 3.6065 | 3.8085 | 3.6065 | 3.8085
234053-Lighting-Remove 4 Ft Lamp (De-Lamp) | 3.3062 | 1.8865 | 5.0845 | 16453.5523 | 180989.0757 | -21.273 | -234.0034 | 0.066504 | 0.59721 | 0.066504 | 0.59721 | 0.081606 | 0.73283 | 0.081606 | 0.73283 | 2.7905 | 4.7024 | 2.7905 | 4.7024
234148-Premium T8 with T12 40 Watt Baseline | 0.49775 | 0.32096 | 0.85668 | 2513.5391 | 27648.9302 | -4.1164 | -45.2801 | 0.075075 | 0.65995 | 0.075075 | 0.65995 | 0.07673 | 0.6745 | 0.07673 | 0.6745 | 3.4056 | 3.5963 | 3.4056 | 3.5963
234053-Lighting-Remove 4 Ft Lamp (De-Lamp) | 0.76823 | 0.49537 | 1.3222 | 3879.3868 | 42673.2545 | -6.3532 | -69.8852 | 0.065948 | 0.57972 | 0.065948 | 0.57972 | 0.082348 | 0.72388 | 0.082348 | 0.72388 | 2.635 | 4.4404 | 2.635 | 4.4404
234148-Premium T8 with T12 40 Watt Baseline | 0.34939 | 0.2253 | 0.53302 | 1764.3726 | 19408.0987 | -2.8895 | -31.7843 | 0.082227 | 0.71373 | 0.082227 | 0.71373 | 0.083553 | 0.72524 | 0.083553 | 0.72524 | 4.2885 | 4.5287 | 4.2885 | 4.5287
234053-Lighting-Remove 4 Ft Lamp (De-Lamp) | 0.55923 | 0.3606 | 0.85313 | 2823.9825 | 31063.808 | -4.6248 | -50.8726 | 0.074915 | 0.65026 | 0.074915 | 0.65026 | 0.088054 | 0.76431 | 0.088054 | 0.76431 | 3.3182 | 5.5916 | 3.3182 | 5.5916
234148-Premium T8 with T12 40 Watt Baseline | 0.72467 | 0.46729 | 1.1055 | 3659.4395 | 40253.8343 | -5.993 | -65.923 | 0.082227 | 0.71373 | 0.082227 | 0.71373 | 0.083553 | 0.72524 | 0.083553 | 0.72524 | 4.2885 | 4.5287 | 4.2885 | 4.5287
234148-Premium T8 with T12 40 Watt Baseline | 0.67291 | 0.43391 | 1.0266 | 3398.0509 | 37378.5604 | -5.5649 | -61.2142 | 0.081274 | 0.71445 | 0.081274 | 0.71445 | 0.082601 | 0.72611 | 0.082601 | 0.72611 | 4.2498 | 4.4878 | 4.2498 | 4.4878
234148-Premium T8 with T12 40 Watt Baseline | 0.62895 | 0.40556 | 0.98427 | 3176.0719 | 34936.791 | -5.2014 | -57.2153 | 0.07856 | 0.68102 | 0.07856 | 0.68102 | 0.080088 | 0.69427 | 0.080088 | 0.69427 | 3.7269 | 3.9356 | 3.7269 | 3.9356
234148-Premium T8 with T12 40 Watt Baseline | 1.0726 | 0.69161 | 1.0685 | 5416.2047 | 59578.2518 | -8.87 | -97.5702 | 0.093957 | 0.81555 | 0.093957 | 0.81555 | 0.094661 | 0.82166 | 0.094661 | 0.82166 | 8.0783 | 8.5307 | 8.0783 | 8.5307
234148-Premium T8 with T12 40 Watt Baseline | 1.3253 | 0.85458 | 2.074 | 6692.4372 | 73616.8097 | -10.9601 | -120.5609 | 0.07856 | 0.68102 | 0.07856 | 0.68102 | 0.080088 | 0.69427 | 0.080088 | 0.69427 | 3.7269 | 3.9356 | 3.7269 | 3.9356
234148-Premium T8 with T12 40 Watt Baseline | 0.92291 | 0.59512 | 1.5884 | 4660.5204 | 51265.7247 | -7.6324 | -83.9569 | 0.076028 | 0.65992 | 0.076028 | 0.65992 | 0.077683 | 0.67428 | 0.077683 | 0.67428 | 3.4366 | 3.629 | 3.4366 | 3.629
234053-Lighting-Remove 4 Ft Lamp (De-Lamp) | 1.5044 | 0.9701 | 2.5893 | 7597.1324 | 83568.4567 | -12.4417 | -136.8585 | 0.066903 | 0.58072 | 0.066903 | 0.58072 | 0.0833 | 0.72304 | 0.0833 | 0.72304 | 2.659 | 4.4808 | 2.659 | 4.4808
234148-Premium T8 with T12 40 Watt Baseline | 0.66367 | 0.42795 | 1.1422 | 3351.3855 | 36865.2402 | -5.4885 | -60.3735 | 0.076028 | 0.65992 | 0.076028 | 0.65992 | 0.077683 | 0.67428 | 0.077683 | 0.67428 | 3.4366 | 3.629 | 3.4366 | 3.629
234053-Lighting-Remove 4 Ft Lamp (De-Lamp) | 0.99229 | 0.63986 | 1.7078 | 5010.8746 | 55119.6204 | -8.2062 | -90.2684 | 0.066903 | 0.58072 | 0.066903 | 0.58072 | 0.0833 | 0.72304 | 0.0833 | 0.72304 | 2.659 | 4.4808 | 2.659 | 4.4808
234148-Premium T8 with T12 40 Watt Baseline | 0.59108 | 0.38114 | 1.0173 | 2984.8277 | 32833.1046 | -4.8882 | -53.7702 | 0.076028 | 0.65992 | 0.076028 | 0.65992 | 0.077683 | 0.67428 | 0.077683 | 0.67428 | 3.4366 | 3.629 | 3.4366 | 3.629
234148-Premium T8 with T12 40 Watt Baseline | 0.85358 | 0.55041 | 1.3358 | 4310.3833 | 47414.2164 | -7.059 | -77.6494 | 0.078421 | 0.6807 | 0.078421 | 0.6807 | 0.079949 | 0.69396 | 0.079949 | 0.69396 | 3.722 | 3.9305 | 3.722 | 3.9305
234053-Lighting-Remove 4 Ft Lamp (De-Lamp) | 0.17334 | 0.11178 | 0.27127 | 875.346 | 9628.8056 | -1.4335 | -15.7689 | 0.069997 | 0.60757 | 0.069997 | 0.60757 | 0.085135 | 0.73897 | 0.085135 | 0.73897 | 2.8799 | 4.853 | 2.8799 | 4.853
234148-Premium T8 with T12 40 Watt Baseline | 0.85415 | 0.48737 | 1.2961 | 4250.7229 | 46757.9521 | -6.445 | -70.8949 | 0.077081 | 0.68003 | 0.077081 | 0.68003 | 0.078588 | 0.69332 | 0.078588 | 0.69332 | 3.7121 | 3.92 | 3.7121 | 3.92
234053-Lighting-Remove 4 Ft Lamp (De-Lamp) | 0.73041 | 0.41677 | 1.1083 | 3634.8992 | 39983.8908 | -5.5113 | -60.624 | 0.06877 | 0.6067 | 0.06877 | 0.6067 | 0.083705 | 0.73846 | 0.083705 | 0.73846 | 2.8722 | 4.8401 | 2.8722 | 4.8401
234148-Premium T8 with T12 40 Watt Baseline | 0.82582 | 0.53251 | 1.3424 | 4170.2192 | 45872.4117 | -6.8295 | -75.1244 | 0.080335 | 0.6964 | 0.080335 | 0.6964 | 0.081768 | 0.70883 | 0.081768 | 0.70883 | 3.9715 | 4.1939 | 3.9715 | 4.1939
234053-Lighting-Remove 4 Ft Lamp (De-Lamp) | 1.016 | 0.65512 | 1.6515 | 5130.3846 | 56434.2303 | -8.4019 | -92.4213 | 0.072429 | 0.62787 | 0.072429 | 0.62787 | 0.086635 | 0.75102 | 0.086635 | 0.75102 | 3.0729 | 5.1783 | 3.0729 | 5.1783
234148-Premium T8 with T12 40 Watt Baseline | 0.11543 | 0.065861 | 0.17515 | 574.422 | 6318.6422 | -0.87094 | -9.5804 | 0.077081 | 0.68003 | 0.077081 | 0.68003 | 0.078588 | 0.69332 | 0.078588 | 0.69332 | 3.7121 | 3.92 | 3.7121 | 3.92
234053-Lighting-Remove 4 Ft Lamp (De-Lamp) | 0.14252 | 0.08132 | 0.21626 | 709.2486 | 7801.7348 | -1.0754 | -11.8291 | 0.06877 | 0.6067 | 0.06877 | 0.6067 | 0.083705 | 0.73846 | 0.083705 | 0.73846 | 2.8722 | 4.8401 | 2.8722 | 4.8401
234148-Premium T8 with T12 40 Watt Baseline | 0.83107 | 0.4742 | 1.2611 | 4135.8385 | 45494.2237 | -6.2708 | -68.9788 | 0.077081 | 0.68003 | 0.077081 | 0.68003 | 0.078588 | 0.69332 | 0.078588 | 0.69332 | 3.7121 | 3.92 | 3.7121 | 3.92
234053-Lighting-Remove 4 Ft Lamp (De-Lamp) | 1.247 | 0.71155 | 1.8923 | 6205.9254 | 68265.1795 | -9.4095 | -103.5043 | 0.06877 | 0.6067 | 0.06877 | 0.6067 | 0.083705 | 0.73846 | 0.083705 | 0.73846 | 2.8722 | 4.8401 | 2.8722 | 4.8401
234148-Premium T8 with T12 40 Watt Baseline | 0.69634 | 0.44902 | 1.0897 | 3516.3653 | 38680.0186 | -5.7587 | -63.3456 | 0.07856 | 0.68102 | 0.07856 | 0.68102 | 0.080088 | 0.69427 | 0.080088 | 0.69427 | 3.7269 | 3.9356 | 3.7269 | 3.9356
234053-Lighting-Remove 4 Ft Lamp (De-Lamp) | 1.0227 | 0.65948 | 1.6005 | 5164.5412 | 56809.9531 | -8.4579 | -93.0366 | 0.070136 | 0.60799 | 0.070136 | 0.60799 | 0.085274 | 0.73922 | 0.085274 | 0.73922 | 2.8837 | 4.8594 | 2.8837 | 4.8594
234053-Lighting-Remove 4 Ft Lamp (De-Lamp) | 0.51722 | 0.33351 | 0.84078 | 2611.8321 | 28730.1536 | -4.2773 | -47.0508 | 0.072429 | 0.62787 | 0.072429 | 0.62787 | 0.086635 | 0.75102 | 0.086635 | 0.75102 | 3.0729 | 5.1783 | 3.0729 | 5.1783
234148-Premium T8 with T12 40 Watt Baseline | 0.29921 | 0.19294 | 0.48639 | 1510.949 | 16620.439 | -2.4745 | -27.219 | 0.080335 | 0.6964 | 0.080335 | 0.6964 | 0.081768 | 0.70883 | 0.081768 | 0.70883 | 3.9715 | 4.1939 | 3.9715 | 4.1939
234148-Premium T8 with T12 40 Watt Baseline | 0.60649 | 0.39108 | 0.94912 | 3062.6408 | 33689.0485 | -5.0156 | -55.1719 | 0.07856 | 0.68102 | 0.07856 | 0.68102 | 0.080088 | 0.69427 | 0.080088 | 0.69427 | 3.7269 | 3.9356 | 3.7269 | 3.9356
234053-Lighting-Remove 4 Ft Lamp (De-Lamp) | 1.0401 | 0.67066 | 1.6276 | 5252.0758 | 57772.8337 | -8.6012 | -94.6135 | 0.070136 | 0.60799 | 0.070136 | 0.60799 | 0.085274 | 0.73922 | 0.085274 | 0.73922 | 2.8837 | 4.8594 | 2.8837 | 4.8594
234148-Premium T8 with T12 40 Watt Baseline | 0.40433 | 0.26072 | 0.63275 | 2041.7605 | 22459.3657 | -3.3438 | -36.7813 | 0.07856 | 0.68102 | 0.07856 | 0.68102 | 0.080088 | 0.69427 | 0.080088 | 0.69427 | 3.7269 | 3.9356 | 3.7269 | 3.9356
234053-Lighting-Remove 4 Ft Lamp (De-Lamp) | 0.72804 | 0.46946 | 1.1393 | 3676.4531 | 40440.9836 | -6.0209 | -66.2295 | 0.070136 | 0.60799 | 0.070136 | 0.60799 | 0.085274 | 0.73922 | 0.085274 | 0.73922 | 2.8837 | 4.8594 | 2.8837 | 4.8594
234148-Premium T8 with T12 40 Watt Baseline | 0.13851 | 0.079034 | 0.21018 | 689.3064 | 7582.3706 | -1.0451 | -11.4965 | 0.077081 | 0.68003 | 0.077081 | 0.68003 | 0.078588 | 0.69332 | 0.078588 | 0.69332 | 3.7121 | 3.92 | 3.7121 | 3.92
234053-Lighting-Remove 4 Ft Lamp (De-Lamp) | 0.24941 | 0.14231 | 0.37845 | 1241.1851 | 13653.0359 | -1.8819 | -20.7009 | 0.06877 | 0.6067 | 0.06877 | 0.6067 | 0.083705 | 0.73846 | 0.083705 | 0.73846 | 2.8722 | 4.8401 | 2.8722 | 4.8401
234148-Premium T8 with T12 40 Watt Baseline | 0.24709 | 0.15933 | 0.38668 | 1247.7425 | 13725.1679 | -2.0434 | -22.4775 | 0.07856 | 0.68102 | 0.07856 | 0.68102 | 0.080088 | 0.69427 | 0.080088 | 0.69427 | 3.7269 | 3.9356 | 3.7269 | 3.9356
234053-Lighting-Remove 4 Ft Lamp (De-Lamp) | 0.45069 | 0.29062 | 0.70531 | 2275.8995 | 25034.8946 | -3.7272 | -40.9992 | 0.070136 | 0.60799 | 0.070136 | 0.60799 | 0.085274 | 0.73922 | 0.085274 | 0.73922 | 2.8837 | 4.8594 | 2.8837 | 4.8594
234148-Premium T8 with T12 40 Watt Baseline | 0.65141 | 0.42005 | 1.0194 | 3289.5031 | 36184.5336 | -5.3872 | -59.2587 | 0.07856 | 0.68102 | 0.07856 | 0.68102 | 0.080088 | 0.69427 | 0.080088 | 0.69427 | 3.7269 | 3.9356 | 3.7269 | 3.9356
234053-Lighting-Remove 4 Ft Lamp (De-Lamp) | 0.95339 | 0.61477 | 1.492 | 4814.4028 | 52958.4309 | -7.8845 | -86.729 | 0.070136 | 0.60799 | 0.070136 | 0.60799 | 0.085274 | 0.73922 | 0.085274 | 0.73922 | 2.8837 | 4.8594 | 2.8837 | 4.8594
234083-Refrigeration -Cooler/Freezer Door Gaskets - Glass Doors | 1.4465 | 1.1194 | 1.434 | 12546 | 50184 | 0 | 0 | 0.082012 | 0 | 0.082012 | 0 | 0.082012 | 0 | 0.082012 | 0 | 8.4104 | 8.4103 | 8.4104 | 8.4103
234148-Premium T8 with T12 40 Watt Baseline | 0.46048 | 0.29693 | 0.72063 | 2325.3384 | 25578.722 | -3.8082 | -41.8898 | 0.078421 | 0.6807 | 0.078421 | 0.6807 | 0.079949 | 0.69396 | 0.079949 | 0.69396 | 3.722 | 3.9305 | 3.722 | 3.9305
234053-Lighting-Remove 4 Ft Lamp (De-Lamp) | 0.79738 | 0.51417 | 1.2479 | 4026.5914 | 44292.5058 | -6.5943 | -72.537 | 0.069997 | 0.60757 | 0.069997 | 0.60757 | 0.085135 | 0.73897 | 0.085135 | 0.73897 | 2.8799 | 4.853 | 2.8799 | 4.853
234083-Refrigeration -Cooler/Freezer Door Gaskets - Glass Doors | 1.8283 | 1.4149 | 1.8126 | 15858.144 | 63432.576 | 0 | 0 | 0.082012 | 0 | 0.082012 | 0 | 0.082012 | 0 | 0.082012 | 0 | 8.4104 | 8.4103 | 8.4104 | 8.4103
234148-Premium T8 with T12 40 Watt Baseline | 0.95068 | 0.61302 | 0.94711 | 4800.7269 | 52807.9959 | -7.8621 | -86.4827 | 0.093957 | 0.81555 | 0.093957 | 0.81555 | 0.094661 | 0.82166 | 0.094661 | 0.82166 | 8.0783 | 8.5307 | 8.0783 | 8.5307
234053-Lighting-Remove 4 Ft Lamp (De-Lamp) | 2.2573 | 1.4556 | 2.2489 | 11399.1135 | 125390.2487 | -18.6681 | -205.3493 | 0.090076 | 0.78185 | 0.090076 | 0.78185 | 0.097051 | 0.8424 | 0.097051 | 0.8424 | 6.2505 | 10.533 | 6.2505 | 10.533
234148-Premium T8 with T12 40 Watt Baseline | 0.51762 | 0.33378 | 0.78966 | 2613.8853 | 28752.7388 | -4.2807 | -47.0878 | 0.081411 | 0.71473 | 0.081411 | 0.71473 | 0.082737 | 0.72638 | 0.082737 | 0.72638 | 4.2553 | 4.4936 | 4.2553 | 4.4936
234148-Premium T8 with T12 40 Watt Baseline | 0.46586 | 0.3004 | 0.71069 | 2352.4968 | 25877.4649 | -3.8526 | -42.379 | 0.082366 | 0.71401 | 0.082366 | 0.71401 | 0.083692 | 0.7255 | 0.083692 | 0.7255 | 4.2941 | 4.5346 | 4.2941 | 4.5346
234148-Premium T8 with T12 40 Watt Baseline | 0.58051 | 0.37433 | 0.63911 | 2931.4682 | 32246.1506 | -4.8008 | -52.8089 | 0.055394 | 0.48082 | 0.055394 | 0.48082 | 0.058143 | 0.50468 | 0.058143 | 0.50468 | 2.0686 | 2.1845 | 2.0686 | 2.1845
234053-Lighting-Remove 4 Ft Lamp (De-Lamp) | 1.1561 | 0.74547 | 1.2728 | 5837.9574 | 64217.5319 | -9.5607 | -105.1679 | 0.040236 | 0.34924 | 0.040236 | 0.34924 | 0.067475 | 0.58568 | 0.067475 | 0.58568 | 1.6006 | 2.6972 | 1.6006 | 2.6972
234148-Premium T8 with T12 40 Watt Baseline | 1.9152 | 1.235 | 2.9217 | 9671.3758 | 106385.1336 | -15.8386 | -174.225 | 0.082366 | 0.71401 | 0.082366 | 0.71401 | 0.083692 | 0.7255 | 0.083692 | 0.7255 | 4.2941 | 4.5346 | 4.2941 | 4.5346
234148-Premium T8 with T12 40 Watt Baseline | 3.3128 | 2.1362 | 5.0538 | 16728.8662 | 184017.5283 | -27.3966 | -301.3621 | 0.082227 | 0.71373 | 0.082227 | 0.71373 | 0.083553 | 0.72524 | 0.083553 | 0.72524 | 4.2885 | 4.5287 | 4.2885 | 4.5287
234148-Premium T8 with T12 40 Watt Baseline | 0.87996 | 0.56742 | 1.3424 | 4443.6051 | 48879.656 | -7.2772 | -80.0493 | 0.082366 | 0.71401 | 0.082366 | 0.71401 | 0.083692 | 0.7255 | 0.083692 | 0.7255 | 4.2941 | 4.5346 | 4.2941 | 4.5346
234148-Premium T8 with T12 40 Watt Baseline | 0.77643 | 0.50066 | 1.1845 | 3920.828 | 43129.1082 | -6.4211 | -70.6317 | 0.082227 | 0.71373 | 0.082227 | 0.71373 | 0.083553 | 0.72524 | 0.083553 | 0.72524 | 4.2885 | 4.5287 | 4.2885 | 4.5287
234148-Premium T8 with T12 40 Watt Baseline | 0.64399 | 0.39941 | 1.036 | 3478.4936 | 38263.4298 | -7.518 | -82.6976 | 0.081413 | 0.71515 | 0.081413 | 0.71515 | 0.082715 | 0.72659 | 0.082715 | 0.72659 | 4.3169 | 4.5586 | 4.3169 | 4.5586
234148-Premium T8 with T12 40 Watt Baseline | 0.68254 | 0.44012 | 0.67998 | 3446.6757 | 37913.433 | -5.6446 | -62.0901 | 0.094096 | 0.8157 | 0.094096 | 0.8157 | 0.0948 | 0.8218 | 0.0948 | 0.8218 | 8.0889 | 8.5419 | 8.0889 | 8.5419
234148-Premium T8 with T12 40 Watt Baseline | 0.98835 | 0.63731 | 1.5467 | 4990.9701 | 54900.6716 | -8.1736 | -89.9098 | 0.078421 | 0.6807 | 0.078421 | 0.6807 | 0.079949 | 0.69396 | 0.079949 | 0.69396 | 3.722 | 3.9305 | 3.722 | 3.9305
234053-Lighting-Remove 4 Ft Lamp (De-Lamp) | 1.9761 | 1.2742 | 3.0925 | 9978.944 | 109768.384 | -16.3423 | -179.7657 | 0.069997 | 0.60757 | 0.069997 | 0.60757 | 0.085135 | 0.73897 | 0.085135 | 0.73897 | 2.8799 | 4.853 | 2.8799 | 4.853
234049-Lighting-LED Exit Sign New Sign | 0.23099 | 0.22949 | 0 | 2023.5516 | 32376.8254 | 0 | 0 | 0.075524 | 0 | 0.075524 | 0 | 0.081421 | 0 | 0.081421 | 0 | 4.8796 | 7.0001 | 4.8796 | 7.0001
234148-Premium T8 with T12 40 Watt Baseline | 0.51762 | 0.33378 | 0.78966 | 2613.8853 | 28752.7388 | -4.2807 | -47.0878 | 0.082366 | 0.71401 | 0.082366 | 0.71401 | 0.083692 | 0.7255 | 0.083692 | 0.7255 | 4.2941 | 4.5346 | 4.2941 | 4.5346
234148-Premium T8 with T12 40 Watt Baseline | 1.4505 | 0.93531 | 1.3273 | 7324.6824 | 80571.5069 | -11.9955 | -131.9505 | 0.085955 | 0.74512 | 0.085955 | 0.74512 | 0.08709 | 0.75497 | 0.08709 | 0.75497 | 5.0138 | 5.2946 | 5.0138 | 5.2946
234148-Premium T8 with T12 40 Watt Baseline | 1.2188 | 0.78593 | 1.2142 | 6154.7781 | 67702.5589 | -10.0796 | -110.8752 | 0.094096 | 0.8157 | 0.094096 | 0.8157 | 0.0948 | 0.8218 | 0.0948 | 0.8218 | 8.0889 | 8.5419 | 8.0889 | 8.5419
234148-Premium T8 with T12 40 Watt Baseline | 1.3458 | 0.86782 | 2.0531 | 6796.1019 | 74757.1209 | -11.1299 | -122.4284 | 0.082227 | 0.71373 | 0.082227 | 0.71373 | 0.083553 | 0.72524 | 0.083553 | 0.72524 | 4.2885 | 4.5287 | 4.2885 | 4.5287
234148-Premium T8 with T12 40 Watt Baseline | 6.4356 | 4.1498 | 10.4452 | 32498.3006 | 357481.3065 | -53.2219 | -585.4406 | 0.084845 | 0.7355 | 0.084845 | 0.7355 | 0.08604 | 0.74586 | 0.08604 | 0.74586 | 4.7668 | 5.0338 | 4.7668 | 5.0338
234148-Premium T8 with T12 40 Watt Baseline | 0.78004 | 0.50299 | 0.77711 | 3939.058 | 43329.6377 | -6.4509 | -70.9602 | 0.093957 | 0.81555 | 0.093957 | 0.81555 | 0.094661 | 0.82166 | 0.094661 | 0.82166 | 8.0783 | 8.5307 | 8.0783 | 8.5307
234148-Premium T8 with T12 40 Watt Baseline | 1.9928 | 1.285 | 3.0402 | 10063.4586 | 110698.0444 | -16.4807 | -181.2882 | 0.082366 | 0.71401 | 0.082366 | 0.71401 | 0.083692 | 0.7255 | 0.083692 | 0.7255 | 4.2941 | 4.5346 | 4.2941 | 4.5346
234148-Premium T8 with T12 40 Watt Baseline | 0.77643 | 0.50066 | 1.1845 | 3920.828 | 43129.1082 | -6.4211 | -70.6317 | 0.082227 | 0.71373 | 0.082227 | 0.71373 | 0.083553 | 0.72524 | 0.083553 | 0.72524 | 4.2885 | 4.5287 | 4.2885 | 4.5287
234148-Premium T8 with T12 40 Watt Baseline | 2.5881 | 1.6689 | 3.9483 | 13069.4267 | 143763.694 | -21.4036 | -235.4392 | 0.082227 | 0.71373 | 0.082227 | 0.71373 | 0.083553 | 0.72524 | 0.083553 | 0.72524 | 4.2885 | 4.5287 | 4.2885 | 4.5287
234148-Premium T8 with T12 40 Watt Baseline | 0.80625 | 0.50005 | 1.3013 | 4354.9613 | 47904.5741 | -5.9242 | -65.1665 | 0.080827 | 0.71539 | 0.080827 | 0.71539 | 0.082118 | 0.72681 | 0.082118 | 0.72681 | 4.3216 | 4.5636 | 4.3216 | 4.5636
234148-Premium T8 with T12 40 Watt Baseline | 0.23851 | 0.15379 | 0.41049 | 1204.4042 | 13248.4457 | -1.9724 | -21.6967 | 0.076167 | 0.66028 | 0.076167 | 0.66028 | 0.077822 | 0.67462 | 0.077822 | 0.67462 | 3.4411 | 3.6338 | 3.4411 | 3.6338
234053-Lighting-Remove 4 Ft Lamp (De-Lamp) | 0.41612 | 0.26833 | 0.71619 | 2101.3345 | 23114.6795 | -3.4413 | -37.8545 | 0.067043 | 0.58118 | 0.067043 | 0.58118 | 0.083439 | 0.72331 | 0.083439 | 0.72331 | 2.6625 | 4.4867 | 2.6625 | 4.4867
234148-Premium T8 with T12 40 Watt Baseline | 0.95466 | 0.61559 | 1.494 | 4820.8234 | 53029.0578 | -7.895 | -86.8447 | 0.07856 | 0.68102 | 0.07856 | 0.68102 | 0.080088 | 0.69427 | 0.080088 | 0.69427 | 3.7269 | 3.9356 | 3.7269 | 3.9356
234053-Lighting-Remove 4 Ft Lamp (De-Lamp) | 1.6294 | 1.0507 | 2.55 | 8228.2521 | 90510.7728 | -13.4753 | -148.2278 | 0.070136 | 0.60799 | 0.070136 | 0.60799 | 0.085274 | 0.73922 | 0.085274 | 0.73922 | 2.8837 | 4.8594 | 2.8837 | 4.8594
234148-Premium T8 with T12 40 Watt Baseline | 0.27702 | 0.15807 | 0.42036 | 1378.6128 | 15164.7412 | -2.0903 | -22.9929 | 0.077081 | 0.68003 | 0.077081 | 0.68003 | 0.078588 | 0.69332 | 0.078588 | 0.69332 | 3.7121 | 3.92 | 3.7121 | 3.92
234053-Lighting-Remove 4 Ft Lamp (De-Lamp) | 0.26722 | 0.15248 | 0.40549 | 1329.8412 | 14628.2527 | -2.0163 | -22.1795 | 0.06877 | 0.6067 | 0.06877 | 0.6067 | 0.083705 | 0.73846 | 0.083705 | 0.73846 | 2.8722 | 4.8401 | 2.8722 | 4.8401
234148-Premium T8 with T12 40 Watt Baseline | 0.23851 | 0.15379 | 0.41049 | 1204.4042 | 13248.4457 | -1.9724 | -21.6967 | 0.076167 | 0.66028 | 0.076167 | 0.66028 | 0.077822 | 0.67462 | 0.077822 | 0.67462 | 3.4411 | 3.6338 | 3.4411 | 3.6338
234053-Lighting-Remove 4 Ft Lamp (De-Lamp) | 0.30409 | 0.19609 | 0.52337 | 1535.5906 | 16891.4966 | -2.5148 | -27.6629 | 0.067043 | 0.58118 | 0.067043 | 0.58118 | 0.083439 | 0.72331 | 0.083439 | 0.72331 | 2.6625 | 4.4867 | 2.6625 | 4.4867
234148-Premium T8 with T12 40 Watt Baseline | 5.1048 | 2.9127 | 7.8504 | 25404.0178 | 279444.1954 | -32.8452 | -361.2974 | 0.074908 | 0.67268 | 0.074908 | 0.67268 | 0.076432 | 0.68637 | 0.076432 | 0.68637 | 3.6065 | 3.8085 | 3.6065 | 3.8085
234049-Lighting-LED Exit Sign New Sign | 0.076997 | 0.076497 | 0 | 674.5172 | 10792.2751 | 0 | 0 | 0.075524 | 0 | 0.075524 | 0 | 0.081421 | 0 | 0.081421 | 0 | 4.8796 | 7.0001 | 4.8796 | 7.0001
234148-Premium T8 with T12 40 Watt Baseline | 1.2423 | 0.80106 | 1.8952 | 6273.3248 | 69006.5731 | -10.2737 | -113.0108 | 0.082227 | 0.71373 | 0.082227 | 0.71373 | 0.083553 | 0.72524 | 0.083553 | 0.72524 | 4.2885 | 4.5287 | 4.2885 | 4.5287
234148-Premium T8 with T12 40 Watt Baseline | 1.0352 | 0.66755 | 1.5793 | 5227.7707 | 57505.4776 | -8.5614 | -94.1757 | 0.082366 | 0.71401 | 0.082366 | 0.71401 | 0.083692 | 0.7255 | 0.083692 | 0.7255 | 4.2941 | 4.5346 | 4.2941 | 4.5346
234148-Premium T8 with T12 40 Watt Baseline | 1.3643 | 0.87973 | 1.7588 | 6889.4089 | 75783.4977 | -11.2827 | -124.1092 | 0.080194 | 0.69608 | 0.080194 | 0.69608 | 0.081628 | 0.70852 | 0.081628 | 0.70852 | 3.966 | 4.1881 | 3.966 | 4.1881
234148-Premium T8 with T12 40 Watt Baseline | 6.1759 | 3.5239 | 9.4976 | 30734.3251 | 338077.5757 | -39.7368 | -437.1053 | 0.074908 | 0.67268 | 0.074908 | 0.67268 | 0.076432 | 0.68637 | 0.076432 | 0.68637 | 3.6065 | 3.8085 | 3.6065 | 3.8085
234086-Water Heating - Gas Storage Water Heater (per MBtuh) | 0 | 0 | 0 | 0 | 0 | 454.3745 | 6815.6175 | 0 | 0.53253 | 0 | 0.53253 | 0 | 0.81955 | 0 | 0.81955 | 2.2919 | 7.5471 | 2.2919 | 7.5471
234148-Premium T8 with T12 40 Watt Baseline | 1.0938 | 0.7053 | 1.2778 | 5523.3466 | 60756.8128 | -9.0455 | -99.5003 | 0.055601 | 0.48199 | 0.055601 | 0.48199 | 0.058346 | 0.50579 | 0.058346 | 0.50579 | 2.074 | 2.1902 | 2.074 | 2.1902
234049-Lighting-LED Exit Sign New Sign | 0.1155 | 0.11475 | 0 | 1011.7758 | 16188.4127 | 0 | 0 | 0.075524 | 0 | 0.075524 | 0 | 0.081421 | 0 | 0.081421 | 0 | 4.8796 | 7.0001 | 4.8796 | 7.0001
234148-Premium T8 with T12 40 Watt Baseline | 1.6576 | 1.0689 | 1.6514 | 8370.4982 | 92075.4801 | -13.7082 | -150.7903 | 0.094096 | 0.8157 | 0.094096 | 0.8157 | 0.0948 | 0.8218 | 0.0948 | 0.8218 | 8.0889 | 8.5419 | 8.0889 | 8.5419
234148-Premium T8 with T12 40 Watt Baseline | 0.58403 | 0.3766 | 0.91397 | 2949.2096 | 32441.306 | -4.8299 | -53.1285 | 0.07856 | 0.68102 | 0.07856 | 0.68102 | 0.080088 | 0.69427 | 0.080088 | 0.69427 | 3.7269 | 3.9356 | 3.7269 | 3.9356
234148-Premium T8 with T12 40 Watt Baseline | 7.1145 | 4.5876 | 10.2662 | 35926.8885 | 395195.7736 | -58.8368 | -647.2049 | 0.081126 | 0.70417 | 0.081126 | 0.70417 | 0.08251 | 0.71618 | 0.08251 | 0.71618 | 4.1076 | 4.3376 | 4.1076 | 4.3376
234148-Premium T8 with T12 40 Watt Baseline | 0.82502 | 0.53199 | 0.96386 | 4166.1815 | 45827.996 | -6.8229 | -75.0517 | 0.055434 | 0.48129 | 0.055434 | 0.48129 | 0.05818 | 0.50512 | 0.05818 | 0.50512 | 2.0708 | 2.1867 | 2.0708 | 2.1867
234148-Premium T8 with T12 40 Watt Baseline | 0.59243 | 0.36743 | 0.93135 | 3199.976 | 35199.7355 | -2.5427 | -27.97 | 0.080829 | 0.7154 | 0.080829 | 0.7154 | 0.082119 | 0.72682 | 0.082119 | 0.72682 | 4.3219 | 4.5639 | 4.3219 | 4.5639
234084-Refrigeration -Cooler/Freezer Door Gaskets - Solid Doors: Cooler | 0.19672 | 0.15224 | 0.19502 | 1706.256 | 6825.024 | 0 | 0 | 0.082012 | 0 | 0.082012 | 0 | 0.082012 | 0 | 0.082012 | 0 | 8.4103 | 8.4103 | 8.4103 | 8.4103
234083-Refrigeration -Cooler/Freezer Door Gaskets - Glass Doors | 1.9672 | 1.5224 | 1.9502 | 17062.56 | 68250.24 | 0 | 0 | 0.082012 | 0 | 0.082012 | 0 | 0.082012 | 0 | 0.082012 | 0 | 8.4104 | 8.4103 | 8.4104 | 8.4103
234148-Premium T8 with T12 40 Watt Baseline | 1.5011 | 0.96795 | 2.29 | 7580.2675 | 83382.9425 | -12.4141 | -136.5547 | 0.082227 | 0.71373 | 0.082227 | 0.71373 | 0.083553 | 0.72524 | 0.083553 | 0.72524 | 4.2885 | 4.5287 | 4.2885 | 4.5287
234148-Premium T8 with T12 40 Watt Baseline | 0.33694 | 0.21727 | 0.52729 | 1701.4671 | 18716.1381 | -2.7865 | -30.6511 | 0.078421 | 0.6807 | 0.078421 | 0.6807 | 0.079949 | 0.69396 | 0.079949 | 0.69396 | 3.722 | 3.9305 | 3.722 | 3.9305
234053-Lighting-Remove 4 Ft Lamp (De-Lamp) | 0.52003 | 0.33533 | 0.81382 | 2626.0379 | 28886.4168 | -4.3006 | -47.3068 | 0.069997 | 0.60757 | 0.069997 | 0.60757 | 0.085135 | 0.73897 | 0.085135 | 0.73897 | 2.8799 | 4.853 | 2.8799 | 4.853
234148-Premium T8 with T12 40 Watt Baseline | 2.2258 | 1.4352 | 3.3955 | 11239.707 | 123636.7769 | -18.4071 | -202.4777 | 0.082227 | 0.71373 | 0.082227 | 0.71373 | 0.083553 | 0.72524 | 0.083553 | 0.72524 | 4.2885 | 4.5287 | 4.2885 | 4.5287
234148-Premium T8 with T12 40 Watt Baseline | 0.25881 | 0.16689 | 0.39483 | 1306.9427 | 14376.3694 | -2.1404 | -23.5439 | 0.082227 | 0.71373 | 0.082227 | 0.71373 | 0.083553 | 0.72524 | 0.083553 | 0.72524 | 4.2885 | 4.5287 | 4.2885 | 4.5287
234148-Premium T8 with T12 40 Watt Baseline | 0.80445 | 0.51873 | 1.3057 | 4062.2876 | 44685.1633 | -6.6527 | -73.1801 | 0.084706 | 0.73525 | 0.084706 | 0.73525 | 0.085901 | 0.74562 | 0.085901 | 0.74562 | 4.7606 | 5.0272 | 4.7606 | 5.0272
234148-Premium T8 with T12 40 Watt Baseline | 0.31057 | 0.20027 | 0.4738 | 1568.3312 | 17251.6433 | -2.5684 | -28.2527 | 0.082227 | 0.71373 | 0.082227 | 0.71373 | 0.083553 | 0.72524 | 0.083553 | 0.72524 | 4.2885 | 4.5287 | 4.2885 | 4.5287
234148-Premium T8 with T12 40 Watt Baseline | 0.3594 | 0.23175 | 0.56244 | 1814.8982 | 19963.8806 | -2.9722 | -32.6945 | 0.078421 | 0.6807 | 0.078421 | 0.6807 | 0.079949 | 0.69396 | 0.079949 | 0.69396 | 3.722 | 3.9305 | 3.722 | 3.9305
234148-Premium T8 with T12 40 Watt Baseline | 3.4163 | 2.2029 | 5.2118 | 17251.6433 | 189768.0761 | -28.2527 | -310.7797 | 0.082366 | 0.71401 | 0.082366 | 0.71401 | 0.083692 | 0.7255 | 0.083692 | 0.7255 | 4.2941 | 4.5346 | 4.2941 | 4.5346
234148-Premium T8 with T12 40 Watt Baseline | 5.7456 | 3.7049 | 8.7652 | 29014.1273 | 319155.4007 | -47.5159 | -522.6749 | 0.082366 | 0.71401 | 0.082366 | 0.71401 | 0.083692 | 0.7255 | 0.083692 | 0.7255 | 4.2941 | 4.5346 | 4.2941 | 4.5346
234148-Premium T8 with T12 40 Watt Baseline | 0.4141 | 0.26702 | 0.63173 | 2091.1083 | 23002.191 | -3.4246 | -37.6703 | 0.081274 | 0.71445 | 0.081274 | 0.71445 | 0.082601 | 0.72611 | 0.082601 | 0.72611 | 4.2498 | 4.4878 | 4.2498 | 4.4878
234148-Premium T8 with T12 40 Watt Baseline | 0.85358 | 0.55041 | 1.3358 | 4310.3833 | 47414.2164 | -7.059 | -77.6494 | 0.078421 | 0.6807 | 0.078421 | 0.6807 | 0.079949 | 0.69396 | 0.079949 | 0.69396 | 3.722 | 3.9305 | 3.722 | 3.9305
234148-Premium T8 with T12 40 Watt Baseline | 1.5601 | 1.006 | 1.5542 | 7878.1159 | 86659.2754 | -12.9018 | -141.9203 | 0.093957 | 0.81555 | 0.093957 | 0.81555 | 0.094661 | 0.82166 | 0.094661 | 0.82166 | 8.0783 | 8.5307 | 8.0783 | 8.5307
234148-Premium T8 with T12 40 Watt Baseline | 6.5329 | 4.2126 | 6.5083 | 32989.6105 | 362885.7156 | -54.0265 | -594.2913 | 0.093957 | 0.81555 | 0.093957 | 0.81555 | 0.094661 | 0.82166 | 0.094661 | 0.82166 | 8.0783 | 8.5307 | 8.0783 | 8.5307
234148-Premium T8 with T12 40 Watt Baseline | 2.2426 | 1.4461 | 2.2342 | 11324.7917 | 124572.7083 | -18.5464 | -204.0104 | 0.093957 | 0.81555 | 0.093957 | 0.81555 | 0.094661 | 0.82166 | 0.094661 | 0.82166 | 8.0783 | 8.5307 | 8.0783 | 8.5307
234148-Premium T8 with T12 40 Watt Baseline | 2.2219 | 1.2678 | 3.417 | 11057.5524 | 121633.0761 | -14.2965 | -157.2611 | 0.074908 | 0.67268 | 0.074908 | 0.67268 | 0.076432 | 0.68637 | 0.076432 | 0.68637 | 3.6065 | 3.8085 | 3.6065 | 3.8085
234053-Lighting-Remove 4 Ft Lamp (De-Lamp) | 1.8466 | 1.0536 | 2.8398 | 9189.484 | 101084.3242 | -11.8812 | -130.6934 | 0.066504 | 0.59721 | 0.066504 | 0.59721 | 0.081606 | 0.73283 | 0.081606 | 0.73283 | 2.7905 | 4.7024 | 2.7905 | 4.7024
234148-Premium T8 with T12 40 Watt Baseline | 0.21339 | 0.1376 | 0.33395 | 1077.5958 | 11853.5541 | -1.7648 | -19.4123 | 0.078421 | 0.6807 | 0.078421 | 0.6807 | 0.079949 | 0.69396 | 0.079949 | 0.69396 | 3.722 | 3.9305 | 3.722 | 3.9305
234053-Lighting-Remove 4 Ft Lamp (De-Lamp) | 0.19068 | 0.12295 | 0.2984 | 962.8806 | 10591.6862 | -1.5769 | -17.3458 | 0.069997 | 0.60757 | 0.069997 | 0.60757 | 0.085135 | 0.73897 | 0.085135 | 0.73897 | 2.8799 | 4.853 | 2.8799 | 4.853
234148-Premium T8 with T12 40 Watt Baseline | 0.078619 | 0.050695 | 0.12303 | 397.009 | 4367.0989 | -0.65017 | -7.1519 | 0.078421 | 0.6807 | 0.078421 | 0.6807 | 0.079949 | 0.69396 | 0.079949 | 0.69396 | 3.722 | 3.9305 | 3.722 | 3.9305
234053-Lighting-Remove 4 Ft Lamp (De-Lamp) | 0.13867 | 0.089421 | 0.21702 | 700.2768 | 7703.0445 | -1.1468 | -12.6151 | 0.069997 | 0.60757 | 0.069997 | 0.60757 | 0.085135 | 0.73897 | 0.085135 | 0.73897 | 2.8799 | 4.853 | 2.8799 | 4.853
234148-Premium T8 with T12 40 Watt Baseline | 0.16847 | 0.10863 | 0.26364 | 850.7335 | 9358.069 | -1.3932 | -15.3255 | 0.078421 | 0.6807 | 0.078421 | 0.6807 | 0.079949 | 0.69396 | 0.079949 | 0.69396 | 3.722 | 3.9305 | 3.722 | 3.9305
234053-Lighting-Remove 4 Ft Lamp (De-Lamp) | 0.31202 | 0.2012 | 0.48829 | 1575.6227 | 17331.8501 | -2.5804 | -28.3841 | 0.069997 | 0.60757 | 0.069997 | 0.60757 | 0.085135 | 0.73897 | 0.085135 | 0.73897 | 2.8799 | 4.853 | 2.8799 | 4.853
234148-Premium T8 with T12 40 Watt Baseline | 0.56973 | 0.32508 | 0.87617 | 2835.2698 | 31187.9682 | -3.6658 | -40.3234 | 0.074908 | 0.67268 | 0.074908 | 0.67268 | 0.076432 | 0.68637 | 0.076432 | 0.68637 | 3.6065 | 3.8085 | 3.6065 | 3.8085
234053-Lighting-Remove 4 Ft Lamp (De-Lamp) | 0.94966 | 0.54187 | 1.4605 | 4726.0204 | 51986.2239 | -6.1103 | -67.2137 | 0.066504 | 0.59721 | 0.066504 | 0.59721 | 0.081606 | 0.73283 | 0.081606 | 0.73283 | 2.7905 | 4.7024 | 2.7905 | 4.7024
234148-Premium T8 with T12 40 Watt Baseline | 0.13673 | 0.07802 | 0.21028 | 680.4648 | 7485.1124 | -0.87978 | -9.6776 | 0.074908 | 0.67268 | 0.074908 | 0.67268 | 0.076432 | 0.68637 | 0.076432 | 0.68637 | 3.6065 | 3.8085 | 3.6065 | 3.8085
234053-Lighting-Remove 4 Ft Lamp (De-Lamp) | 0.28138 | 0.16055 | 0.43273 | 1400.3023 | 15403.3256 | -1.8105 | -19.9152 | 0.066504 | 0.59721 | 0.066504 | 0.59721 | 0.081606 | 0.73283 | 0.081606 | 0.73283 | 2.7905 | 4.7024 | 2.7905 | 4.7024
234148-Premium T8 with T12 40 Watt Baseline | 0.19371 | 0.11053 | 0.2979 | 963.9917 | 10603.9092 | -1.2464 | -13.7099 | 0.074908 | 0.67268 | 0.074908 | 0.67268 | 0.076432 | 0.68637 | 0.076432 | 0.68637 | 3.6065 | 3.8085 | 3.6065 | 3.8085
234053-Lighting-Remove 4 Ft Lamp (De-Lamp) | 0.35173 | 0.20069 | 0.54091 | 1750.3779 | 19254.157 | -2.2631 | -24.894 | 0.066504 | 0.59721 | 0.066504 | 0.59721 | 0.081606 | 0.73283 | 0.081606 | 0.73283 | 2.7905 | 4.7024 | 2.7905 | 4.7024
234148-Premium T8 with T12 40 Watt Baseline | 1.0255 | 0.58515 | 1.5771 | 5103.4857 | 56138.3428 | -6.5984 | -72.5821 | 0.074908 | 0.67268 | 0.074908 | 0.67268 | 0.076432 | 0.68637 | 0.076432 | 0.68637 | 3.6065 | 3.8085 | 3.6065 | 3.8085
234053-Lighting-Remove 4 Ft Lamp (De-Lamp) | 0.94966 | 0.54187 | 1.4605 | 4726.0204 | 51986.2239 | -6.1103 | -67.2137 | 0.066504 | 0.59721 | 0.066504 | 0.59721 | 0.081606 | 0.73283 | 0.081606 | 0.73283 | 2.7905 | 4.7024 | 2.7905 | 4.7024
234049-Lighting-LED Exit Sign New Sign | 0.15399 | 0.15299 | 0 | 1349.0344 | 21584.5503 | 0 | 0 | 0.075524 | 0 | 0.075524 | 0 | 0.081421 | 0 | 0.081421 | 0 | 4.8796 | 7.0001 | 4.8796 | 7.0001
234148-Premium T8 with T12 40 Watt Baseline | 0.26208 | 0.14954 | 0.40304 | 1304.2241 | 14346.4654 | -1.6862 | -18.5487 | 0.074908 | 0.67268 | 0.074908 | 0.67268 | 0.076432 | 0.68637 | 0.076432 | 0.68637 | 3.6065 | 3.8085 | 3.6065 | 3.8085
234053-Lighting-Remove 4 Ft Lamp (De-Lamp) | 0.45724 | 0.2609 | 0.70318 | 2275.4913 | 25030.4041 | -2.942 | -32.3622 | 0.066504 | 0.59721 | 0.066504 | 0.59721 | 0.081606 | 0.73283 | 0.081606 | 0.73283 | 2.7905 | 4.7024 | 2.7905 | 4.7024
234148-Premium T8 with T12 40 Watt Baseline | 0.73262 | 0.47241 | 1.1891 | 3699.5833 | 40695.4166 | -6.0587 | -66.6461 | 0.084706 | 0.73525 | 0.084706 | 0.73525 | 0.085901 | 0.74562 | 0.085901 | 0.74562 | 4.7606 | 5.0272 | 4.7606 | 5.0272
234053-Lighting-Remove 4 Ft Lamp (De-Lamp) | 1.2859 | 0.8292 | 2.0871 | 6493.6379 | 71430.0165 | -10.6345 | -116.9796 | 0.07812 | 0.67808 | 0.07812 | 0.67808 | 0.089956 | 0.78081 | 0.089956 | 0.78081 | 3.6835 | 6.2072 | 3.6835 | 6.2072
234148-Premium T8 with T12 40 Watt Baseline | 0.26383 | 0.16497 | 0.40927 | 1364.4022 | 15008.4245 | -0.39679 | -4.3647 | 0.079171 | 0.69262 | 0.079171 | 0.69262 | 0.080614 | 0.70525 | 0.080614 | 0.70525 | 3.9084 | 4.1272 | 3.9084 | 4.1272
234053-Lighting-Remove 4 Ft Lamp (De-Lamp) | 0.46031 | 0.28782 | 0.71406 | 2380.4845 | 26185.3299 | -0.69228 | -7.6151 | 0.07121 | 0.62298 | 0.07121 | 0.62298 | 0.085515 | 0.74812 | 0.085515 | 0.74812 | 3.024 | 5.096 | 3.024 | 5.096
234049-Lighting-LED Exit Sign New Sign | 0.038498 | 0.038248 | 0 | 337.2586 | 5396.1376 | 0 | 0 | 0.075524 | 0 | 0.075524 | 0 | 0.081421 | 0 | 0.081421 | 0 | 4.8796 | 7.0001 | 4.8796 | 7.0001
234148-Premium T8 with T12 40 Watt Baseline | 0.28486 | 0.16254 | 0.43808 | 1417.6349 | 15593.9841 | -1.8329 | -20.1617 | 0.074908 | 0.67268 | 0.074908 | 0.67268 | 0.076432 | 0.68637 | 0.076432 | 0.68637 | 3.6065 | 3.8085 | 3.6065 | 3.8085
234053-Lighting-Remove 4 Ft Lamp (De-Lamp) | 0.49242 | 0.28097 | 0.75727 | 2450.5291 | 26955.8198 | -3.1683 | -34.8516 | 0.066504 | 0.59721 | 0.066504 | 0.59721 | 0.081606 | 0.73283 | 0.081606 | 0.73283 | 2.7905 | 4.7024 | 2.7905 | 4.7024
234148-Premium T8 with T12 40 Watt Baseline | 2.187 | 1.4102 | 3.3363 | 11043.6656 | 121480.3214 | -18.086 | -198.9461 | 0.082227 | 0.71373 | 0.082227 | 0.71373 | 0.083553 | 0.72524 | 0.083553 | 0.72524 | 4.2885 | 4.5287 | 4.2885 | 4.5287
234053-Lighting-Remove 4 Ft Lamp (De-Lamp) | 2.137 | 1.378 | 3.2602 | 10791.6476 | 118708.1234 | -17.6733 | -194.4061 | 0.074915 | 0.65026 | 0.074915 | 0.65026 | 0.088054 | 0.76431 | 0.088054 | 0.76431 | 3.3182 | 5.5916 | 3.3182 | 5.5916
234049-Lighting-LED Exit Sign New Sign | 0.038498 | 0.038248 | 0 | 337.2586 | 5396.1376 | 0 | 0 | 0.075524 | 0 | 0.075524 | 0 | 0.081421 | 0 | 0.081421 | 0 | 4.8796 | 7.0001 | 4.8796 | 7.0001
234148-Premium T8 with T12 40 Watt Baseline | 0.30324 | 0.19554 | 0.47456 | 1531.3204 | 16844.5242 | -2.5078 | -27.586 | 0.078421 | 0.6807 | 0.078421 | 0.6807 | 0.079949 | 0.69396 | 0.079949 | 0.69396 | 3.722 | 3.9305 | 3.722 | 3.9305
234053-Lighting-Remove 4 Ft Lamp (De-Lamp) | 0.52003 | 0.33533 | 0.81382 | 2626.0379 | 28886.4168 | -4.3006 | -47.3068 | 0.069997 | 0.60757 | 0.069997 | 0.60757 | 0.085135 | 0.73897 | 0.085135 | 0.73897 | 2.8799 | 4.853 | 2.8799 | 4.853
234148-Premium T8 with T12 40 Watt Baseline | 0.16823 | 0.10848 | 0.25664 | 849.5127 | 9344.6401 | -1.3912 | -15.3035 | 0.082227 | 0.71373 | 0.082227 | 0.71373 | 0.083553 | 0.72524 | 0.083553 | 0.72524 | 4.2885 | 4.5287 | 4.2885 | 4.5287
234053-Lighting-Remove 4 Ft Lamp (De-Lamp) | 0.31956 | 0.20606 | 0.4875 | 1613.7043 | 17750.7474 | -2.6427 | -29.0701 | 0.074915 | 0.65026 | 0.074915 | 0.65026 | 0.088054 | 0.76431 | 0.088054 | 0.76431 | 3.3182 | 5.5916 | 3.3182 | 5.5916
234148-Premium T8 with T12 40 Watt Baseline | 0.15529 | 0.10013 | 0.2369 | 784.1656 | 8625.8216 | -1.2842 | -14.1263 | 0.082227 | 0.71373 | 0.082227 | 0.71373 | 0.083553 | 0.72524 | 0.083553 | 0.72524 | 4.2885 | 4.5287 | 4.2885 | 4.5287
234053-Lighting-Remove 4 Ft Lamp (De-Lamp) | 0.23967 | 0.15454 | 0.36563 | 1210.2782 | 13313.0606 | -1.9821 | -21.8026 | 0.074915 | 0.65026 | 0.074915 | 0.65026 | 0.088054 | 0.76431 | 0.088054 | 0.76431 | 3.3182 | 5.5916 | 3.3182 | 5.5916
234148-Premium T8 with T12 40 Watt Baseline | 0.15952 | 0.091023 | 0.24533 | 793.8756 | 8732.6311 | -1.0264 | -11.2905 | 0.074908 | 0.67268 | 0.074908 | 0.67268 | 0.076432 | 0.68637 | 0.076432 | 0.68637 | 3.6065 | 3.8085 | 3.6065 | 3.8085
234053-Lighting-Remove 4 Ft Lamp (De-Lamp) | 0.24621 | 0.14049 | 0.37864 | 1225.2645 | 13477.9099 | -1.5842 | -17.4258 | 0.066504 | 0.59721 | 0.066504 | 0.59721 | 0.081606 | 0.73283 | 0.081606 | 0.73283 | 2.7905 | 4.7024 | 2.7905 | 4.7024
234059-Motors - VFD - HVAC Fans (per Hp) | 0.18918 | 0.17249 | 0 | 1445.76 | 21686.4 | 0 | 0 | 0.069477 | 0 | 0.069477 | 0 | 0.083744 | 0 | 0.083744 | 0 | 3.4092 | 6.7475 | 3.4092 | 6.7475
234148-Premium T8 with T12 40 Watt Baseline | 1.7833 | 1.1499 | 2.8989 | 9005.256 | 99057.8165 | -14.7477 | -162.2252 | 0.080196 | 0.6961 | 0.080196 | 0.6961 | 0.081629 | 0.70854 | 0.081629 | 0.70854 | 3.9663 | 4.1884 | 3.9663 | 4.1884
234053-Lighting-Remove 4 Ft Lamp (De-Lamp) | 1.644 | 1.0601 | 2.6725 | 8301.895 | 91320.8453 | -13.5959 | -149.5545 | 0.07229 | 0.62747 | 0.07229 | 0.62747 | 0.086496 | 0.75079 | 0.086496 | 0.75079 | 3.0689 | 5.1715 | 3.0689 | 5.1715
234049-Lighting-LED Exit Sign New Sign | 0.19249 | 0.19124 | 0 | 1686.293 | 26980.6879 | 0 | 0 | 0.075524 | 0 | 0.075524 | 0 | 0.081421 | 0 | 0.081421 | 0 | 4.8796 | 7.0001 | 4.8796 | 7.0001
234148-Premium T8 with T12 40 Watt Baseline | 0.75249 | 0.48523 | 1.1776 | 3799.9432 | 41799.375 | -6.2231 | -68.4541 | 0.078421 | 0.6807 | 0.078421 | 0.6807 | 0.079949 | 0.69396 | 0.079949 | 0.69396 | 3.722 | 3.9305 | 3.722 | 3.9305
234053-Lighting-Remove 4 Ft Lamp (De-Lamp) | 1.2481 | 0.80479 | 1.9532 | 6302.4909 | 69327.4004 | -10.3215 | -113.5362 | 0.069997 | 0.60757 | 0.069997 | 0.60757 | 0.085135 | 0.73897 | 0.085135 | 0.73897 | 2.8799 | 4.853 | 2.8799 | 4.853
234148-Premium T8 with T12 40 Watt Baseline | 0.29747 | 0.19182 | 0.42925 | 1502.1696 | 16523.8651 | -2.4601 | -27.0608 | 0.081126 | 0.70417 | 0.081126 | 0.70417 | 0.08251 | 0.71618 | 0.08251 | 0.71618 | 4.1076 | 4.3376 | 4.1076 | 4.3376
234053-Lighting-Remove 4 Ft Lamp (De-Lamp) | 0.45912 | 0.29605 | 0.6625 | 2318.4428 | 25502.871 | -3.7969 | -41.7656 | 0.073492 | 0.6379 | 0.073492 | 0.6379 | 0.087209 | 0.75697 | 0.087209 | 0.75697 | 3.1782 | 5.3557 | 3.1782 | 5.3557
234148-Premium T8 with T12 40 Watt Baseline | 0.3165 | 0.20409 | 0.412 | 1598.2559 | 17580.8151 | -2.6174 | -28.7918 | 0.077583 | 0.67342 | 0.077583 | 0.67342 | 0.079156 | 0.68707 | 0.079156 | 0.68707 | 3.6168 | 3.8194 | 3.6168 | 3.8194
234053-Lighting-Remove 4 Ft Lamp (De-Lamp) | 0.53902 | 0.34757 | 0.70165 | 2721.9224 | 29941.1461 | -4.4576 | -49.0341 | 0.068913 | 0.59817 | 0.068913 | 0.59817 | 0.084493 | 0.73339 | 0.084493 | 0.73339 | 2.7985 | 4.7158 | 2.7985 | 4.7158
234148-Premium T8 with T12 40 Watt Baseline | 0.43553 | 0.28084 | 0.7496 | 2199.3467 | 24192.8139 | -3.6018 | -39.6201 | 0.076028 | 0.65992 | 0.076028 | 0.65992 | 0.077683 | 0.67428 | 0.077683 | 0.67428 | 3.4366 | 3.629 | 3.4366 | 3.629
234053-Lighting-Remove 4 Ft Lamp (De-Lamp) | 0.73622 | 0.47473 | 1.2671 | 3717.7457 | 40895.2022 | -6.0885 | -66.9733 | 0.066903 | 0.58072 | 0.066903 | 0.58072 | 0.0833 | 0.72304 | 0.0833 | 0.72304 | 2.659 | 4.4808 | 2.659 | 4.4808
234059-Motors - VFD - HVAC Fans (per Hp) | 0.094589 | 0.086244 | 0 | 722.88 | 10843.2 | 0 | 0 | 0.069477 | 0 | 0.069477 | 0 | 0.083744 | 0 | 0.083744 | 0 | 3.4092 | 6.7475 | 3.4092 | 6.7475
234148-Premium T8 with T12 40 Watt Baseline | 2.2841 | 1.4728 | 3.7071 | 11533.9951 | 126873.9459 | -18.889 | -207.7791 | 0.084706 | 0.73525 | 0.084706 | 0.73525 | 0.085901 | 0.74562 | 0.085901 | 0.74562 | 4.7606 | 5.0272 | 4.7606 | 5.0272
234053-Lighting-Remove 4 Ft Lamp (De-Lamp) | 1.8845 | 1.2152 | 3.0587 | 9516.5382 | 104681.9207 | -15.5851 | -171.4357 | 0.07812 | 0.67808 | 0.07812 | 0.67808 | 0.089956 | 0.78081 | 0.089956 | 0.78081 | 3.6835 | 6.2072 | 3.6835 | 6.2072
234049-Lighting-LED Exit Sign New Sign | 0.1155 | 0.11475 | 0 | 1011.7758 | 16188.4127 | 0 | 0 | 0.075524 | 0 | 0.075524 | 0 | 0.081421 | 0 | 0.081421 | 0 | 4.8796 | 7.0001 | 4.8796 | 7.0001
234148-Premium T8 with T12 40 Watt Baseline | 0.22463 | 0.14484 | 0.35153 | 1134.3114 | 12477.4254 | -1.8576 | -20.4341 | 0.078421 | 0.6807 | 0.078421 | 0.6807 | 0.079949 | 0.69396 | 0.079949 | 0.69396 | 3.722 | 3.9305 | 3.722 | 3.9305
234053-Lighting-Remove 4 Ft Lamp (De-Lamp) | 0.38135 | 0.24591 | 0.5968 | 1925.7611 | 21183.3724 | -3.1538 | -34.6916 | 0.069997 | 0.60757 | 0.069997 | 0.60757 | 0.085135 | 0.73897 | 0.085135 | 0.73897 | 2.8799 | 4.853 | 2.8799 | 4.853
234148-Premium T8 with T12 40 Watt Baseline | 0.28469 | 0.18358 | 0.43431 | 1437.6369 | 15814.0063 | -2.3544 | -25.8983 | 0.082227 | 0.71373 | 0.082227 | 0.71373 | 0.083553 | 0.72524 | 0.083553 | 0.72524 | 4.2885 | 4.5287 | 4.2885 | 4.5287
234053-Lighting-Remove 4 Ft Lamp (De-Lamp) | 0.47934 | 0.30909 | 0.73126 | 2420.5565 | 26626.1211 | -3.9641 | -43.6051 | 0.074915 | 0.65026 | 0.074915 | 0.65026 | 0.088054 | 0.76431 | 0.088054 | 0.76431 | 3.3182 | 5.5916 | 3.3182 | 5.5916
234148-Premium T8 with T12 40 Watt Baseline | 0.08985 | 0.057938 | 0.14061 | 453.7246 | 4990.9701 | -0.74306 | -8.1736 | 0.078421 | 0.6807 | 0.078421 | 0.6807 | 0.079949 | 0.69396 | 0.079949 | 0.69396 | 3.722 | 3.9305 | 3.722 | 3.9305
234053-Lighting-Remove 4 Ft Lamp (De-Lamp) | 0.20801 | 0.13413 | 0.32553 | 1050.4152 | 11554.5667 | -1.7202 | -18.9227 | 0.069997 | 0.60757 | 0.069997 | 0.60757 | 0.085135 | 0.73897 | 0.085135 | 0.73897 | 2.8799 | 4.853 | 2.8799 | 4.853
234148-Premium T8 with T12 40 Watt Baseline | 0.25134 | 0.16207 | 0.40857 | 1269.1972 | 13961.1688 | -2.0785 | -22.8639 | 0.080196 | 0.6961 | 0.080196 | 0.6961 | 0.081629 | 0.70854 | 0.081629 | 0.70854 | 3.9663 | 4.1884 | 3.9663 | 4.1884
234053-Lighting-Remove 4 Ft Lamp (De-Lamp) | 0.31402 | 0.20249 | 0.51047 | 1585.7552 | 17443.3075 | -2.597 | -28.5666 | 0.07229 | 0.62747 | 0.07229 | 0.62747 | 0.086496 | 0.75079 | 0.086496 | 0.75079 | 3.0689 | 5.1715 | 3.0689 | 5.1715
234148-Premium T8 with T12 40 Watt Baseline | 4.9081 | 3.1648 | 7.6808 | 24784.704 | 272631.7443 | -40.5895 | -446.484 | 0.078421 | 0.6807 | 0.078421 | 0.6807 | 0.079949 | 0.69396 | 0.079949 | 0.69396 | 3.722 | 3.9305 | 3.722 | 3.9305
234053-Lighting-Remove 4 Ft Lamp (De-Lamp) | 10.1232 | 6.5277 | 15.8423 | 51120.2044 | 562322.2479 | -83.7186 | -920.9048 | 0.069997 | 0.60757 | 0.069997 | 0.60757 | 0.085135 | 0.73897 | 0.085135 | 0.73897 | 2.8799 | 4.853 | 2.8799 | 4.853
234049-Lighting-LED Exit Sign New Sign | 0.076997 | 0.076497 | 0 | 674.5172 | 10792.2751 | 0 | 0 | 0.075524 | 0 | 0.075524 | 0 | 0.081421 | 0 | 0.081421 | 0 | 4.8796 | 7.0001 | 4.8796 | 7.0001
234148-Premium T8 with T12 40 Watt Baseline | 0.2051 | 0.11703 | 0.31542 | 1020.6971 | 11227.6686 | -1.3197 | -14.5164 | 0.074908 | 0.67268 | 0.074908 | 0.67268 | 0.076432 | 0.68637 | 0.076432 | 0.68637 | 3.6065 | 3.8085 | 3.6065 | 3.8085
234053-Lighting-Remove 4 Ft Lamp (De-Lamp) | 0.3869 | 0.22076 | 0.595 | 1925.4157 | 21179.5727 | -2.4894 | -27.3834 | 0.066504 | 0.59721 | 0.066504 | 0.59721 | 0.081606 | 0.73283 | 0.081606 | 0.73283 | 2.7905 | 4.7024 | 2.7905 | 4.7024
234148-Premium T8 with T12 40 Watt Baseline | 0.16756 | 0.10805 | 0.27238 | 846.1314 | 9307.4458 | -1.3857 | -15.2426 | 0.080196 | 0.6961 | 0.080196 | 0.6961 | 0.081629 | 0.70854 | 0.081629 | 0.70854 | 3.9663 | 4.1884 | 3.9663 | 4.1884
234053-Lighting-Remove 4 Ft Lamp (De-Lamp) | 0.29555 | 0.19058 | 0.48044 | 1492.4755 | 16417.2306 | -2.4442 | -26.8862 | 0.07229 | 0.62747 | 0.07229 | 0.62747 | 0.086496 | 0.75079 | 0.086496 | 0.75079 | 3.0689 | 5.1715 | 3.0689 | 5.1715
234148-Premium T8 with T12 40 Watt Baseline | 0.11968 | 0.077175 | 0.19456 | 604.3796 | 6648.1756 | -0.98978 | -10.8876 | 0.080196 | 0.6961 | 0.080196 | 0.6961 | 0.081629 | 0.70854 | 0.081629 | 0.70854 | 3.9663 | 4.1884 | 3.9663 | 4.1884
234053-Lighting-Remove 4 Ft Lamp (De-Lamp) | 0.22166 | 0.14293 | 0.36033 | 1119.3566 | 12312.923 | -1.8331 | -20.1646 | 0.07229 | 0.62747 | 0.07229 | 0.62747 | 0.086496 | 0.75079 | 0.086496 | 0.75079 | 3.0689 | 5.1715 | 3.0689 | 5.1715
234148-Premium T8 with T12 40 Watt Baseline | 1.4938 | 0.96321 | 2.3376 | 7543.1708 | 82974.8787 | -12.3533 | -135.8864 | 0.078421 | 0.6807 | 0.078421 | 0.6807 | 0.079949 | 0.69396 | 0.079949 | 0.69396 | 3.722 | 3.9305 | 3.722 | 3.9305
234053-Lighting-Remove 4 Ft Lamp (De-Lamp) | 2.3055 | 1.4866 | 3.6079 | 11642.1013 | 128063.1147 | -19.0661 | -209.7266 | 0.069997 | 0.60757 | 0.069997 | 0.60757 | 0.085135 | 0.73897 | 0.085135 | 0.73897 | 2.8799 | 4.853 | 2.8799 | 4.853
234049-Lighting-LED Exit Sign New Sign | 0.34649 | 0.34424 | 0 | 3035.3274 | 48565.2382 | 0 | 0 | 0.075524 | 0 | 0.075524 | 0 | 0.081421 | 0 | 0.081421 | 0 | 4.8796 | 7.0001 | 4.8796 | 7.0001
234148-Premium T8 with T12 40 Watt Baseline | 0.18231 | 0.10403 | 0.28037 | 907.2863 | 9980.1498 | -1.173 | -12.9035 | 0.074908 | 0.67268 | 0.074908 | 0.67268 | 0.076432 | 0.68637 | 0.076432 | 0.68637 | 3.6065 | 3.8085 | 3.6065 | 3.8085
234053-Lighting-Remove 4 Ft Lamp (De-Lamp) | 0.28138 | 0.16055 | 0.43273 | 1400.3023 | 15403.3256 | -1.8105 | -19.9152 | 0.066504 | 0.59721 | 0.066504 | 0.59721 | 0.081606 | 0.73283 | 0.081606 | 0.73283 | 2.7905 | 4.7024 | 2.7905 | 4.7024
234148-Premium T8 with T12 40 Watt Baseline | 0.14235 | 0.091788 | 0.21716 | 718.8185 | 7907.0032 | -1.1772 | -12.9492 | 0.082227 | 0.71373 | 0.082227 | 0.71373 | 0.083553 | 0.72524 | 0.083553 | 0.72524 | 4.2885 | 4.5287 | 4.2885 | 4.5287
234053-Lighting-Remove 4 Ft Lamp (De-Lamp) | 0.23967 | 0.15454 | 0.36563 | 1210.2782 | 13313.0606 | -1.9821 | -21.8026 | 0.074915 | 0.65026 | 0.074915 | 0.65026 | 0.088054 | 0.76431 | 0.088054 | 0.76431 | 3.3182 | 5.5916 | 3.3182 | 5.5916
234148-Premium T8 with T12 40 Watt Baseline | 0.34939 | 0.2253 | 0.53302 | 1764.3726 | 19408.0987 | -2.8895 | -31.7843 | 0.082227 | 0.71373 | 0.082227 | 0.71373 | 0.083553 | 0.72524 | 0.083553 | 0.72524 | 4.2885 | 4.5287 | 4.2885 | 4.5287
234053-Lighting-Remove 4 Ft Lamp (De-Lamp) | 0.31956 | 0.20606 | 0.4875 | 1613.7043 | 17750.7474 | -2.6427 | -29.0701 | 0.074915 | 0.65026 | 0.074915 | 0.65026 | 0.088054 | 0.76431 | 0.088054 | 0.76431 | 3.3182 | 5.5916 | 3.3182 | 5.5916
234049-Lighting-LED Exit Sign New Sign | 0.038498 | 0.038248 | 0 | 337.2586 | 5396.1376 | 0 | 0 | 0.075524 | 0 | 0.075524 | 0 | 0.081421 | 0 | 0.081421 | 0 | 4.8796 | 7.0001 | 4.8796 | 7.0001
234148-Premium T8 with T12 40 Watt Baseline | 0.24709 | 0.15933 | 0.38668 | 1247.7425 | 13725.1679 | -2.0434 | -22.4775 | 0.078421 | 0.6807 | 0.078421 | 0.6807 | 0.079949 | 0.69396 | 0.079949 | 0.69396 | 3.722 | 3.9305 | 3.722 | 3.9305
234053-Lighting-Remove 4 Ft Lamp (De-Lamp) | 0.41602 | 0.26826 | 0.65105 | 2100.8303 | 23109.1335 | -3.4405 | -37.8454 | 0.069997 | 0.60757 | 0.069997 | 0.60757 | 0.085135 | 0.73897 | 0.085135 | 0.73897 | 2.8799 | 4.853 | 2.8799 | 4.853
234148-Premium T8 with T12 40 Watt Baseline | 0.43961 | 0.28347 | 0.44579 | 2219.9556 | 24419.5112 | -3.6356 | -39.9914 | 0.089566 | 0.77743 | 0.089566 | 0.77743 | 0.090503 | 0.78556 | 0.090503 | 0.78556 | 6.0703 | 6.4103 | 6.0703 | 6.4103
234053-Lighting-Remove 4 Ft Lamp (De-Lamp) | 0.9612 | 0.61981 | 0.97471 | 4853.884 | 53392.7238 | -7.9491 | -87.4403 | 0.084401 | 0.7326 | 0.084401 | 0.7326 | 0.093683 | 0.81317 | 0.093683 | 0.81317 | 4.6968 | 7.9149 | 4.6968 | 7.9149
234148-Premium T8 with T12 40 Watt Baseline | 0.33645 | 0.21695 | 0.51328 | 1699.0255 | 18689.2802 | -2.7825 | -30.6071 | 0.082227 | 0.71373 | 0.082227 | 0.71373 | 0.083553 | 0.72524 | 0.083553 | 0.72524 | 4.2885 | 4.5287 | 4.2885 | 4.5287
234053-Lighting-Remove 4 Ft Lamp (De-Lamp) | 0.55923 | 0.3606 | 0.85313 | 2823.9825 | 31063.808 | -4.6248 | -50.8726 | 0.074915 | 0.65026 | 0.074915 | 0.65026 | 0.088054 | 0.76431 | 0.088054 | 0.76431 | 3.3182 | 5.5916 | 3.3182 | 5.5916
234148-Premium T8 with T12 40 Watt Baseline | 1.9152 | 1.235 | 2.9217 | 9671.3758 | 106385.1336 | -15.8386 | -174.225 | 0.082227 | 0.71373 | 0.082227 | 0.71373 | 0.083553 | 0.72524 | 0.083553 | 0.72524 | 4.2885 | 4.5287 | 4.2885 | 4.5287
234053-Lighting-Remove 4 Ft Lamp (De-Lamp) | 1.5778 | 1.0174 | 2.4071 | 7967.665 | 87644.3154 | -13.0485 | -143.5335 | 0.074915 | 0.65026 | 0.074915 | 0.65026 | 0.088054 | 0.76431 | 0.088054 | 0.76431 | 3.3182 | 5.5916 | 3.3182 | 5.5916
234049-Lighting-LED Exit Sign New Sign | 0.076997 | 0.076497 | 0 | 674.5172 | 10792.2751 | 0 | 0 | 0.075524 | 0 | 0.075524 | 0 | 0.081421 | 0 | 0.081421 | 0 | 4.8796 | 7.0001 | 4.8796 | 7.0001
234053-Lighting-Remove 4 Ft Lamp (De-Lamp) | 0.47934 | 0.30909 | 0.73126 | 2420.5565 | 26626.1211 | -3.9641 | -43.6051 | 0.074915 | 0.65026 | 0.074915 | 0.65026 | 0.088054 | 0.76431 | 0.088054 | 0.76431 | 3.3182 | 5.5916 | 3.3182 | 5.5916
234148-Premium T8 with T12 40 Watt Baseline | 0.58232 | 0.3755 | 0.88837 | 2940.621 | 32346.8312 | -4.8158 | -52.9738 | 0.082227 | 0.71373 | 0.082227 | 0.71373 | 0.083553 | 0.72524 | 0.083553 | 0.72524 | 4.2885 | 4.5287 | 4.2885 | 4.5287
234053-Lighting-Remove 4 Ft Lamp (De-Lamp) | 0.10552 | 0.060208 | 0.16227 | 525.1134 | 5776.2471 | -0.67893 | -7.4682 | 0.066504 | 0.59721 | 0.066504 | 0.59721 | 0.081606 | 0.73283 | 0.081606 | 0.73283 | 2.7905 | 4.7024 | 2.7905 | 4.7024
234148-Premium T8 with T12 40 Watt Baseline | 0.068367 | 0.03901 | 0.10514 | 340.2324 | 3742.5562 | -0.43989 | -4.8388 | 0.074908 | 0.67268 | 0.074908 | 0.67268 | 0.076432 | 0.68637 | 0.076432 | 0.68637 | 3.6065 | 3.8085 | 3.6065 | 3.8085
234148-Premium T8 with T12 40 Watt Baseline | 0.59648 | 0.37297 | 0.92532 | 3084.7355 | 33932.0901 | -0.89709 | -9.868 | 0.079171 | 0.69262 | 0.079171 | 0.69262 | 0.080614 | 0.70525 | 0.080614 | 0.70525 | 3.9084 | 4.1272 | 3.9084 | 4.1272
234053-Lighting-Remove 4 Ft Lamp (De-Lamp) | 1.0799 | 0.67528 | 1.6753 | 5584.983 | 61434.8125 | -1.6242 | -17.8662 | 0.07121 | 0.62298 | 0.07121 | 0.62298 | 0.085515 | 0.74812 | 0.085515 | 0.74812 | 3.024 | 5.096 | 3.024 | 5.096
234148-Premium T8 with T12 40 Watt Baseline | 0.43862 | 0.25027 | 0.66557 | 2182.8037 | 24010.8403 | -3.3096 | -36.4055 | 0.077081 | 0.68003 | 0.077081 | 0.68003 | 0.078588 | 0.69332 | 0.078588 | 0.69332 | 3.7121 | 3.92 | 3.7121 | 3.92
234053-Lighting-Remove 4 Ft Lamp (De-Lamp) | 0.78385 | 0.44726 | 1.1894 | 3900.8674 | 42909.5414 | -5.9145 | -65.0599 | 0.06877 | 0.6067 | 0.06877 | 0.6067 | 0.083705 | 0.73846 | 0.083705 | 0.73846 | 2.8722 | 4.8401 | 2.8722 | 4.8401
234148-Premium T8 with T12 40 Watt Baseline | 0.29252 | 0.18862 | 0.29142 | 1477.1467 | 16248.6141 | -2.4191 | -26.6101 | 0.093957 | 0.81555 | 0.093957 | 0.81555 | 0.094661 | 0.82166 | 0.094661 | 0.82166 | 8.0783 | 8.5307 | 8.0783 | 8.5307
234053-Lighting-Remove 4 Ft Lamp (De-Lamp) | 0.45147 | 0.29112 | 0.44977 | 2279.8227 | 25078.0497 | -3.7336 | -41.0699 | 0.090076 | 0.78185 | 0.090076 | 0.78185 | 0.097051 | 0.8424 | 0.097051 | 0.8424 | 6.2505 | 10.533 | 6.2505 | 10.533
234053-Lighting-Remove 4 Ft Lamp (De-Lamp) | 0.39945 | 0.25757 | 0.60938 | 2017.1304 | 22188.4343 | -3.3034 | -36.3376 | 0.074915 | 0.65026 | 0.074915 | 0.65026 | 0.088054 | 0.76431 | 0.088054 | 0.76431 | 3.3182 | 5.5916 | 3.3182 | 5.5916
234148-Premium T8 with T12 40 Watt Baseline | 0.25881 | 0.16689 | 0.39483 | 1306.9427 | 14376.3694 | -2.1404 | -23.5439 | 0.082227 | 0.71373 | 0.082227 | 0.71373 | 0.083553 | 0.72524 | 0.083553 | 0.72524 | 4.2885 | 4.5287 | 4.2885 | 4.5287
234053-Lighting-Remove 4 Ft Lamp (De-Lamp) | 1.3581 | 0.87575 | 2.0719 | 6858.2433 | 75440.6766 | -11.2316 | -123.5478 | 0.074915 | 0.65026 | 0.074915 | 0.65026 | 0.088054 | 0.76431 | 0.088054 | 0.76431 | 3.3182 | 5.5916 | 3.3182 | 5.5916
234148-Premium T8 with T12 40 Watt Baseline | 0.87996 | 0.56742 | 1.3424 | 4443.6051 | 48879.656 | -7.2772 | -80.0493 | 0.082227 | 0.71373 | 0.082227 | 0.71373 | 0.083553 | 0.72524 | 0.083553 | 0.72524 | 4.2885 | 4.5287 | 4.2885 | 4.5287
234148-Premium T8 with T12 40 Watt Baseline | 0.645 | 0.40004 | 1.0411 | 3483.969 | 38323.6593 | -4.7394 | -52.1332 | 0.080827 | 0.71539 | 0.080827 | 0.71539 | 0.082118 | 0.72681 | 0.082118 | 0.72681 | 4.3216 | 4.5636 | 4.3216 | 4.5636
234148-Premium T8 with T12 40 Watt Baseline | 0.63752 | 0.41109 | 0.7448 | 3219.322 | 35412.5423 | -5.2722 | -57.9945 | 0.055461 | 0.4814 | 0.055461 | 0.4814 | 0.058207 | 0.50523 | 0.058207 | 0.50523 | 2.0713 | 2.1873 | 2.0713 | 2.1873
234148-Premium T8 with T12 40 Watt Baseline | 0.42306 | 0.2728 | 0.38713 | 2136.3657 | 23500.0228 | -3.4987 | -38.4856 | 0.085816 | 0.74488 | 0.085816 | 0.74488 | 0.086951 | 0.75474 | 0.086951 | 0.75474 | 5.0072 | 5.2876 | 5.0072 | 5.2876
234053-Lighting-Remove 4 Ft Lamp (De-Lamp) | 0.62963 | 0.406 | 0.57616 | 3179.4995 | 34974.4949 | -5.207 | -57.2771 | 0.079553 | 0.69052 | 0.079553 | 0.69052 | 0.090807 | 0.7882 | 0.090807 | 0.7882 | 3.8743 | 6.5287 | 3.8743 | 6.5287
234148-Premium T8 with T12 40 Watt Baseline | 0.4788 | 0.30874 | 0.73044 | 2417.8439 | 26596.2834 | -3.9597 | -43.5562 | 0.082227 | 0.71373 | 0.082227 | 0.71373 | 0.083553 | 0.72524 | 0.083553 | 0.72524 | 4.2885 | 4.5287 | 4.2885 | 4.5287
234053-Lighting-Remove 4 Ft Lamp (De-Lamp) | 0.41942 | 0.27045 | 0.63985 | 2117.9869 | 23297.856 | -3.4686 | -38.1545 | 0.074915 | 0.65026 | 0.074915 | 0.65026 | 0.088054 | 0.76431 | 0.088054 | 0.76431 | 3.3182 | 5.5916 | 3.3182 | 5.5916
234049-Lighting-LED Exit Sign New Sign | 0.038498 | 0.038248 | 0 | 337.2586 | 5396.1376 | 0 | 0 | 0.075524 | 0 | 0.075524 | 0 | 0.081421 | 0 | 0.081421 | 0 | 4.8796 | 7.0001 | 4.8796 | 7.0001
234148-Premium T8 with T12 40 Watt Baseline | 0.31139 | 0.20079 | 0.31577 | 1572.4685 | 17297.1538 | -2.5752 | -28.3272 | 0.089566 | 0.77743 | 0.089566 | 0.77743 | 0.090503 | 0.78556 | 0.090503 | 0.78556 | 6.0703 | 6.4103 | 6.0703 | 6.4103
234053-Lighting-Remove 4 Ft Lamp (De-Lamp) | 0.56541 | 0.36459 | 0.57336 | 2855.2259 | 31407.4846 | -4.676 | -51.4355 | 0.084401 | 0.7326 | 0.084401 | 0.7326 | 0.093683 | 0.81317 | 0.093683 | 0.81317 | 4.6968 | 7.9149 | 4.6968 | 7.9149
234148-Premium T8 with T12 40 Watt Baseline | 0.39309 | 0.25348 | 0.61517 | 1985.0449 | 21835.4944 | -3.2509 | -35.7596 | 0.078421 | 0.6807 | 0.078421 | 0.6807 | 0.079949 | 0.69396 | 0.079949 | 0.69396 | 3.722 | 3.9305 | 3.722 | 3.9305
234053-Lighting-Remove 4 Ft Lamp (De-Lamp) | 0.6587 | 0.42475 | 1.0308 | 3326.3147 | 36589.4613 | -5.4474 | -59.9219 | 0.069997 | 0.60757 | 0.069997 | 0.60757 | 0.085135 | 0.73897 | 0.085135 | 0.73897 | 2.8799 | 4.853 | 2.8799 | 4.853
234148-Premium T8 with T12 40 Watt Baseline | 3.4986 | 2.256 | 3.5478 | 17667.1464 | 194338.6103 | -28.9332 | -318.2648 | 0.089705 | 0.77763 | 0.089705 | 0.77763 | 0.090642 | 0.78575 | 0.090642 | 0.78575 | 6.0783 | 6.4187 | 6.0783 | 6.4187
234053-Lighting-Remove 4 Ft Lamp (De-Lamp) | 2.8553 | 1.8412 | 2.8955 | 14418.8907 | 158607.7972 | -23.6136 | -259.7491 | 0.08454 | 0.73285 | 0.08454 | 0.73285 | 0.093822 | 0.81332 | 0.093822 | 0.81332 | 4.703 | 7.9252 | 4.703 | 7.9252
234049-Lighting-LED Exit Sign New Sign | 0.19249 | 0.19124 | 0 | 1686.293 | 26980.6879 | 0 | 0 | 0.075524 | 0 | 0.075524 | 0 | 0.081421 | 0 | 0.081421 | 0 | 4.8796 | 7.0001 | 4.8796 | 7.0001
234148-Premium T8 with T12 40 Watt Baseline | 4.158 | 2.6812 | 4.2164 | 20997.0797 | 230967.8772 | -34.3865 | -378.2518 | 0.089705 | 0.77763 | 0.089705 | 0.77763 | 0.090642 | 0.78575 | 0.090642 | 0.78575 | 6.0783 | 6.4187 | 6.0783 | 6.4187
234053-Lighting-Remove 4 Ft Lamp (De-Lamp) | 3.449 | 2.224 | 3.4975 | 17416.8778 | 191585.656 | -28.5233 | -313.7563 | 0.08454 | 0.73285 | 0.08454 | 0.73285 | 0.093822 | 0.81332 | 0.093822 | 0.81332 | 4.703 | 7.9252 | 4.703 | 7.9252
234049-Lighting-LED Exit Sign New Sign | 0.30799 | 0.30599 | 0 | 2698.0688 | 43169.1006 | 0 | 0 | 0.075524 | 0 | 0.075524 | 0 | 0.081421 | 0 | 0.081421 | 0 | 4.8796 | 7.0001 | 4.8796 | 7.0001
234148-Premium T8 with T12 40 Watt Baseline | 0.27347 | 0.15604 | 0.42056 | 1360.9295 | 14970.2248 | -1.7596 | -19.3552 | 0.074908 | 0.67268 | 0.074908 | 0.67268 | 0.076432 | 0.68637 | 0.076432 | 0.68637 | 3.6065 | 3.8085 | 3.6065 | 3.8085
234053-Lighting-Remove 4 Ft Lamp (De-Lamp) | 0.42207 | 0.24083 | 0.64909 | 2100.4535 | 23104.9884 | -2.7157 | -29.8728 | 0.066504 | 0.59721 | 0.066504 | 0.59721 | 0.081606 | 0.73283 | 0.081606 | 0.73283 | 2.7905 | 4.7024 | 2.7905 | 4.7024
234148-Premium T8 with T12 40 Watt Baseline | 1.025 | 0.66096 | 1.1975 | 5176.1648 | 56937.8132 | -8.4769 | -93.246 | 0.055461 | 0.4814 | 0.055461 | 0.4814 | 0.058207 | 0.50523 | 0.058207 | 0.50523 | 2.0713 | 2.1873 | 2.0713 | 2.1873
234049-Lighting-LED Exit Sign New Sign | 0.42348 | 0.42073 | 0 | 3709.8446 | 59357.5133 | 0 | 0 | 0.075524 | 0 | 0.075524 | 0 | 0.081421 | 0 | 0.081421 | 0 | 4.8796 | 7.0001 | 4.8796 | 7.0001
234148-Premium T8 with T12 40 Watt Baseline | 0.28469 | 0.18358 | 0.43431 | 1437.6369 | 15814.0063 | -2.3544 | -25.8983 | 0.082227 | 0.71373 | 0.082227 | 0.71373 | 0.083553 | 0.72524 | 0.083553 | 0.72524 | 4.2885 | 4.5287 | 4.2885 | 4.5287
234053-Lighting-Remove 4 Ft Lamp (De-Lamp) | 0.43939 | 0.28333 | 0.67032 | 2218.8434 | 24407.2777 | -3.6338 | -39.9714 | 0.074915 | 0.65026 | 0.074915 | 0.65026 | 0.088054 | 0.76431 | 0.088054 | 0.76431 | 3.3182 | 5.5916 | 3.3182 | 5.5916
234148-Premium T8 with T12 40 Watt Baseline | 1.375 | 0.88666 | 1.6064 | 6943.6358 | 76379.9933 | -11.3715 | -125.0861 | 0.055461 | 0.4814 | 0.055461 | 0.4814 | 0.058207 | 0.50523 | 0.058207 | 0.50523 | 2.0713 | 2.1873 | 2.0713 | 2.1873
234148-Premium T8 with T12 40 Watt Baseline | 1.4287 | 0.92129 | 1.4488 | 7214.8556 | 79363.4116 | -11.8156 | -129.972 | 0.089566 | 0.77743 | 0.089566 | 0.77743 | 0.090503 | 0.78556 | 0.090503 | 0.78556 | 6.0703 | 6.4103 | 6.0703 | 6.4103
234148-Premium T8 with T12 40 Watt Baseline | 0.23937 | 0.15435 | 0.38911 | 1208.7592 | 13296.3512 | -1.9796 | -21.7752 | 0.080196 | 0.6961 | 0.080196 | 0.6961 | 0.081629 | 0.70854 | 0.081629 | 0.70854 | 3.9663 | 4.1884 | 3.9663 | 4.1884
234053-Lighting-Remove 4 Ft Lamp (De-Lamp) | 0.66499 | 0.4288 | 1.081 | 3358.0699 | 36938.7689 | -5.4994 | -60.4939 | 0.07229 | 0.62747 | 0.07229 | 0.62747 | 0.086496 | 0.75079 | 0.086496 | 0.75079 | 3.0689 | 5.1715 | 3.0689 | 5.1715
234148-Premium T8 with T12 40 Watt Baseline | 0.21543 | 0.13892 | 0.3502 | 1087.8833 | 11966.7161 | -1.7816 | -19.5977 | 0.080196 | 0.6961 | 0.080196 | 0.6961 | 0.081629 | 0.70854 | 0.081629 | 0.70854 | 3.9663 | 4.1884 | 3.9663 | 4.1884
234053-Lighting-Remove 4 Ft Lamp (De-Lamp) | 0.36944 | 0.23822 | 0.60055 | 1865.5944 | 20521.5383 | -3.0552 | -33.6077 | 0.07229 | 0.62747 | 0.07229 | 0.62747 | 0.086496 | 0.75079 | 0.086496 | 0.75079 | 3.0689 | 5.1715 | 3.0689 | 5.1715
234148-Premium T8 with T12 40 Watt Baseline | 0.25068 | 0.14304 | 0.38551 | 1247.5187 | 13722.706 | -1.6129 | -17.7423 | 0.074908 | 0.67268 | 0.074908 | 0.67268 | 0.076432 | 0.68637 | 0.076432 | 0.68637 | 3.6065 | 3.8085 | 3.6065 | 3.8085
234053-Lighting-Remove 4 Ft Lamp (De-Lamp) | 0.91449 | 0.5218 | 1.4064 | 4550.9826 | 50060.8082 | -5.884 | -64.7243 | 0.066504 | 0.59721 | 0.066504 | 0.59721 | 0.081606 | 0.73283 | 0.081606 | 0.73283 | 2.7905 | 4.7024 | 2.7905 | 4.7024
234148-Premium T8 with T12 40 Watt Baseline | 0.51664 | 0.33314 | 0.80851 | 2608.9162 | 28698.0783 | -4.2726 | -46.9983 | 0.078421 | 0.6807 | 0.078421 | 0.6807 | 0.079949 | 0.69396 | 0.079949 | 0.69396 | 3.722 | 3.9305 | 3.722 | 3.9305
234053-Lighting-Remove 4 Ft Lamp (De-Lamp) | 0.78004 | 0.50299 | 1.2207 | 3939.0568 | 43329.6253 | -6.4509 | -70.9601 | 0.069997 | 0.60757 | 0.069997 | 0.60757 | 0.085135 | 0.73897 | 0.085135 | 0.73897 | 2.8799 | 4.853 | 2.8799 | 4.853
234148-Premium T8 with T12 40 Watt Baseline | 0.41556 | 0.26796 | 0.65032 | 2098.4761 | 23083.2369 | -3.4366 | -37.803 | 0.078421 | 0.6807 | 0.078421 | 0.6807 | 0.079949 | 0.69396 | 0.079949 | 0.69396 | 3.722 | 3.9305 | 3.722 | 3.9305
234053-Lighting-Remove 4 Ft Lamp (De-Lamp) | 0.34669 | 0.22355 | 0.54254 | 1750.6919 | 19257.6112 | -2.8671 | -31.5378 | 0.069997 | 0.60757 | 0.069997 | 0.60757 | 0.085135 | 0.73897 | 0.085135 | 0.73897 | 2.8799 | 4.853 | 2.8799 | 4.853
234148-Premium T8 with T12 40 Watt Baseline | 0.21999 | 0.14185 | 0.33561 | 1110.9013 | 12219.914 | -1.8193 | -20.0123 | 0.082227 | 0.71373 | 0.082227 | 0.71373 | 0.083553 | 0.72524 | 0.083553 | 0.72524 | 4.2885 | 4.5287 | 4.2885 | 4.5287
234053-Lighting-Remove 4 Ft Lamp (De-Lamp) | 0.43939 | 0.28333 | 0.67032 | 2218.8434 | 24407.2777 | -3.6338 | -39.9714 | 0.074915 | 0.65026 | 0.074915 | 0.65026 | 0.088054 | 0.76431 | 0.088054 | 0.76431 | 3.3182 | 5.5916 | 3.3182 | 5.5916
234049-Lighting-LED Exit Sign New Sign | 0.038498 | 0.038248 | 0 | 337.2586 | 5396.1376 | 0 | 0 | 0.075524 | 0 | 0.075524 | 0 | 0.081421 | 0 | 0.081421 | 0 | 4.8796 | 7.0001 | 4.8796 | 7.0001
234148-Premium T8 with T12 40 Watt Baseline | 0.47171 | 0.30417 | 0.7382 | 2382.0539 | 26202.5933 | -3.901 | -42.9115 | 0.078421 | 0.6807 | 0.078421 | 0.6807 | 0.079949 | 0.69396 | 0.079949 | 0.69396 | 3.722 | 3.9305 | 3.722 | 3.9305
234053-Lighting-Remove 4 Ft Lamp (De-Lamp) | 0.38135 | 0.24591 | 0.5968 | 1925.7611 | 21183.3724 | -3.1538 | -34.6916 | 0.069997 | 0.60757 | 0.069997 | 0.60757 | 0.085135 | 0.73897 | 0.085135 | 0.73897 | 2.8799 | 4.853 | 2.8799 | 4.853
234148-Premium T8 with T12 40 Watt Baseline | 0.45838 | 0.29557 | 0.59668 | 2314.7155 | 25461.8701 | -3.7908 | -41.6984 | 0.077583 | 0.67342 | 0.077583 | 0.67342 | 0.079156 | 0.68707 | 0.079156 | 0.68707 | 3.6168 | 3.8194 | 3.6168 | 3.8194
234053-Lighting-Remove 4 Ft Lamp (De-Lamp) | 0.40426 | 0.26068 | 0.52624 | 2041.4418 | 22455.8596 | -3.3432 | -36.7755 | 0.068913 | 0.59817 | 0.068913 | 0.59817 | 0.084493 | 0.73339 | 0.084493 | 0.73339 | 2.7985 | 4.7158 | 2.7985 | 4.7158
234049-Lighting-LED Exit Sign New Sign | 0.076997 | 0.076497 | 0 | 674.5172 | 10792.2751 | 0 | 0 | 0.075524 | 0 | 0.075524 | 0 | 0.081421 | 0 | 0.081421 | 0 | 4.8796 | 7.0001 | 4.8796 | 7.0001
234148-Premium T8 with T12 40 Watt Baseline | 0.22942 | 0.14345 | 0.35589 | 1186.4367 | 13050.8039 | -0.34503 | -3.7954 | 0.079171 | 0.69262 | 0.079171 | 0.69262 | 0.080614 | 0.70525 | 0.080614 | 0.70525 | 3.9084 | 4.1272 | 3.9084 | 4.1272
234053-Lighting-Remove 4 Ft Lamp (De-Lamp) | 0.19474 | 0.12177 | 0.3021 | 1007.1281 | 11078.4088 | -0.29289 | -3.2218 | 0.07121 | 0.62298 | 0.07121 | 0.62298 | 0.085515 | 0.74812 | 0.085515 | 0.74812 | 3.024 | 5.096 | 3.024 | 5.096
234148-Premium T8 with T12 40 Watt Baseline | 0.36463 | 0.20805 | 0.56075 | 1814.5727 | 19960.2997 | -2.3461 | -25.807 | 0.074908 | 0.67268 | 0.074908 | 0.67268 | 0.076432 | 0.68637 | 0.076432 | 0.68637 | 3.6065 | 3.8085 | 3.6065 | 3.8085
234053-Lighting-Remove 4 Ft Lamp (De-Lamp) | 0.63311 | 0.36125 | 0.97364 | 3150.6802 | 34657.4826 | -4.0736 | -44.8092 | 0.066504 | 0.59721 | 0.066504 | 0.59721 | 0.081606 | 0.73283 | 0.081606 | 0.73283 | 2.7905 | 4.7024 | 2.7905 | 4.7024
234069-Refrigeration - Food Service -Evaporator Fan Controller for Walk-In | 0.066888 | 0.051763 | 0.077334 | 580.1553 | 9282.4842 | -0.008521 | -0.13634 | 0.068599 | 0.69256 | 0.068599 | 0.69256 | 0.067883 | 0.68533 | 0.067883 | 0.68533 | 3.6813 | 3.5812 | 3.6813 | 3.5812
234148-Premium T8 with T12 40 Watt Baseline | 0.50468 | 0.32543 | 0.76992 | 2548.5382 | 28033.9203 | -4.1737 | -45.9106 | 0.082227 | 0.71373 | 0.082227 | 0.71373 | 0.083553 | 0.72524 | 0.083553 | 0.72524 | 4.2885 | 4.5287 | 4.2885 | 4.5287
234053-Lighting-Remove 4 Ft Lamp (De-Lamp) | 0.77892 | 0.50227 | 1.1883 | 3933.4043 | 43267.4469 | -6.4417 | -70.8583 | 0.074915 | 0.65026 | 0.074915 | 0.65026 | 0.088054 | 0.76431 | 0.088054 | 0.76431 | 3.3182 | 5.5916 | 3.3182 | 5.5916
234148-Premium T8 with T12 40 Watt Baseline | 0.59527 | 0.38384 | 0.90811 | 3005.9681 | 33065.6496 | -4.9228 | -54.151 | 0.082227 | 0.71373 | 0.082227 | 0.71373 | 0.083553 | 0.72524 | 0.083553 | 0.72524 | 4.2885 | 4.5287 | 4.2885 | 4.5287
234053-Lighting-Remove 4 Ft Lamp (De-Lamp) | 0.99862 | 0.64394 | 1.5234 | 5042.826 | 55471.0857 | -8.2585 | -90.844 | 0.074915 | 0.65026 | 0.074915 | 0.65026 | 0.088054 | 0.76431 | 0.088054 | 0.76431 | 3.3182 | 5.5916 | 3.3182 | 5.5916
234148-Premium T8 with T12 40 Watt Baseline | 0.26193 | 0.1689 | 0.34096 | 1322.6946 | 14549.6401 | -2.1662 | -23.8277 | 0.077583 | 0.67342 | 0.077583 | 0.67342 | 0.079156 | 0.68707 | 0.079156 | 0.68707 | 3.6168 | 3.8194 | 3.6168 | 3.8194
234053-Lighting-Remove 4 Ft Lamp (De-Lamp) | 0.47164 | 0.30413 | 0.61395 | 2381.6821 | 26198.5028 | -3.9004 | -42.9048 | 0.068913 | 0.59817 | 0.068913 | 0.59817 | 0.084493 | 0.73339 | 0.084493 | 0.73339 | 2.7985 | 4.7158 | 2.7985 | 4.7158
234148-Premium T8 with T12 40 Watt Baseline | 0.57279 | 0.36935 | 0.89639 | 2892.4941 | 31817.4347 | -4.737 | -52.1068 | 0.078421 | 0.6807 | 0.078421 | 0.6807 | 0.079949 | 0.69396 | 0.079949 | 0.69396 | 3.722 | 3.9305 | 3.722 | 3.9305
234053-Lighting-Remove 4 Ft Lamp (De-Lamp) | 0.93605 | 0.60359 | 1.4649 | 4726.8682 | 51995.5503 | -7.7411 | -85.1522 | 0.069997 | 0.60757 | 0.069997 | 0.60757 | 0.085135 | 0.73897 | 0.085135 | 0.73897 | 2.8799 | 4.853 | 2.8799 | 4.853
234148-Premium T8 with T12 40 Watt Baseline | 0.090584 | 0.058411 | 0.13819 | 457.4299 | 5031.7293 | -0.74912 | -8.2404 | 0.082227 | 0.71373 | 0.082227 | 0.71373 | 0.083553 | 0.72524 | 0.083553 | 0.72524 | 4.2885 | 4.5287 | 4.2885 | 4.5287
234053-Lighting-Remove 4 Ft Lamp (De-Lamp) | 0.27961 | 0.1803 | 0.42657 | 1411.9913 | 15531.904 | -2.3124 | -25.4363 | 0.074915 | 0.65026 | 0.074915 | 0.65026 | 0.088054 | 0.76431 | 0.088054 | 0.76431 | 3.3182 | 5.5916 | 3.3182 | 5.5916
234148-Premium T8 with T12 40 Watt Baseline | 0.33044 | 0.18855 | 0.50818 | 1644.4565 | 18089.0216 | -2.1261 | -23.3876 | 0.074908 | 0.67268 | 0.074908 | 0.67268 | 0.076432 | 0.68637 | 0.076432 | 0.68637 | 3.6065 | 3.8085 | 3.6065 | 3.8085
234053-Lighting-Remove 4 Ft Lamp (De-Lamp) | 0.52759 | 0.30104 | 0.81136 | 2625.5669 | 28881.2355 | -3.3946 | -37.341 | 0.066504 | 0.59721 | 0.066504 | 0.59721 | 0.081606 | 0.73283 | 0.081606 | 0.73283 | 2.7905 | 4.7024 | 2.7905 | 4.7024
234148-Premium T8 with T12 40 Watt Baseline | 0.4216 | 0.24056 | 0.64836 | 2098.0997 | 23079.0965 | -2.7127 | -29.8393 | 0.073942 | 0.67276 | 0.073942 | 0.67276 | 0.075466 | 0.68663 | 0.075466 | 0.68663 | 3.5725 | 3.7725 | 3.5725 | 3.7725
234053-Lighting-Remove 4 Ft Lamp (De-Lamp) | 0.40449 | 0.2308 | 0.62204 | 2012.9346 | 22142.2805 | -2.6026 | -28.6281 | 0.065536 | 0.59629 | 0.065536 | 0.59629 | 0.08064 | 0.73371 | 0.08064 | 0.73371 | 2.7642 | 4.658 | 2.7642 | 4.658
234053-Lighting-Remove 4 Ft Lamp (De-Lamp) | 0.51928 | 0.33485 | 0.79219 | 2622.2695 | 28844.9646 | -4.2944 | -47.2389 | 0.074915 | 0.65026 | 0.074915 | 0.65026 | 0.088054 | 0.76431 | 0.088054 | 0.76431 | 3.3182 | 5.5916 | 3.3182 | 5.5916
234148-Premium T8 with T12 40 Watt Baseline | 0.33645 | 0.21695 | 0.51328 | 1699.0255 | 18689.2802 | -2.7825 | -30.6071 | 0.082227 | 0.71373 | 0.082227 | 0.71373 | 0.083553 | 0.72524 | 0.083553 | 0.72524 | 4.2885 | 4.5287 | 4.2885 | 4.5287
234053-Lighting-Remove 4 Ft Lamp (De-Lamp) | 0.41602 | 0.26826 | 0.65105 | 2100.8303 | 23109.1335 | -3.4405 | -37.8454 | 0.069997 | 0.60757 | 0.069997 | 0.60757 | 0.085135 | 0.73897 | 0.085135 | 0.73897 | 2.8799 | 4.853 | 2.8799 | 4.853
234148-Premium T8 with T12 40 Watt Baseline | 0.24709 | 0.15933 | 0.38668 | 1247.7425 | 13725.1679 | -2.0434 | -22.4775 | 0.078421 | 0.6807 | 0.078421 | 0.6807 | 0.079949 | 0.69396 | 0.079949 | 0.69396 | 3.722 | 3.9305 | 3.722 | 3.9305
234148-Premium T8 with T12 40 Watt Baseline | 1.2306 | 0.70218 | 1.8925 | 6124.1829 | 67366.0114 | -7.918 | -87.0985 | 0.074908 | 0.67268 | 0.074908 | 0.67268 | 0.076432 | 0.68637 | 0.076432 | 0.68637 | 3.6065 | 3.8085 | 3.6065 | 3.8085
234148-Premium T8 with T12 40 Watt Baseline | 0.16875 | 0.10882 | 0.19715 | 852.1735 | 9373.9083 | -1.3956 | -15.3515 | 0.055461 | 0.4814 | 0.055461 | 0.4814 | 0.058207 | 0.50523 | 0.058207 | 0.50523 | 2.0713 | 2.1873 | 2.0713 | 2.1873
234053-Lighting-Remove 4 Ft Lamp (De-Lamp) | 0.2701 | 0.17417 | 0.31555 | 1363.954 | 15003.4937 | -2.2337 | -24.5709 | 0.040322 | 0.35 | 0.040322 | 0.35 | 0.067526 | 0.58612 | 0.067526 | 0.58612 | 1.6026 | 2.7007 | 1.6026 | 2.7007
234053-Lighting-Remove 4 Ft Lamp (De-Lamp) | 0.25608 | 0.16512 | 0.44073 | 1293.1289 | 14224.4182 | -2.1177 | -23.2951 | 0.066903 | 0.58072 | 0.066903 | 0.58072 | 0.0833 | 0.72304 | 0.0833 | 0.72304 | 2.659 | 4.4808 | 2.659 | 4.4808
234148-Premium T8 with T12 40 Watt Baseline | 0.082958 | 0.053494 | 0.14278 | 418.9232 | 4608.155 | -0.68606 | -7.5467 | 0.076028 | 0.65992 | 0.076028 | 0.65992 | 0.077683 | 0.67428 | 0.077683 | 0.67428 | 3.4366 | 3.629 | 3.4366 | 3.629
234148-Premium T8 with T12 40 Watt Baseline | 0.78619 | 0.50695 | 1.2303 | 3970.0899 | 43670.9888 | -6.5017 | -71.5192 | 0.078421 | 0.6807 | 0.078421 | 0.6807 | 0.079949 | 0.69396 | 0.079949 | 0.69396 | 3.722 | 3.9305 | 3.722 | 3.9305
234053-Lighting-Remove 4 Ft Lamp (De-Lamp) | 1.2827 | 0.82714 | 2.0074 | 6477.5601 | 71253.1616 | -10.6082 | -116.69 | 0.069997 | 0.60757 | 0.069997 | 0.60757 | 0.085135 | 0.73897 | 0.085135 | 0.73897 | 2.8799 | 4.853 | 2.8799 | 4.853
234148-Premium T8 with T12 40 Watt Baseline | 0.4102 | 0.23406 | 0.63084 | 2041.3943 | 22455.3371 | -2.6393 | -29.0328 | 0.074908 | 0.67268 | 0.074908 | 0.67268 | 0.076432 | 0.68637 | 0.076432 | 0.68637 | 3.6065 | 3.8085 | 3.6065 | 3.8085
234053-Lighting-Remove 4 Ft Lamp (De-Lamp) | 0.63311 | 0.36125 | 0.97364 | 3150.6802 | 34657.4826 | -4.0736 | -44.8092 | 0.066504 | 0.59721 | 0.066504 | 0.59721 | 0.081606 | 0.73283 | 0.081606 | 0.73283 | 2.7905 | 4.7024 | 2.7905 | 4.7024
234148-Premium T8 with T12 40 Watt Baseline | 0.28469 | 0.18358 | 0.43431 | 1437.6369 | 15814.0063 | -2.3544 | -25.8983 | 0.082227 | 0.71373 | 0.082227 | 0.71373 | 0.083553 | 0.72524 | 0.083553 | 0.72524 | 4.2885 | 4.5287 | 4.2885 | 4.5287
234053-Lighting-Remove 4 Ft Lamp (De-Lamp) | 0.43939 | 0.28333 | 0.67032 | 2218.8434 | 24407.2777 | -3.6338 | -39.9714 | 0.074915 | 0.65026 | 0.074915 | 0.65026 | 0.088054 | 0.76431 | 0.088054 | 0.76431 | 3.3182 | 5.5916 | 3.3182 | 5.5916
234053-Lighting-Remove 4 Ft Lamp (De-Lamp) | 0.34669 | 0.22355 | 0.54254 | 1750.6919 | 19257.6112 | -2.8671 | -31.5378 | 0.069997 | 0.60757 | 0.069997 | 0.60757 | 0.085135 | 0.73897 | 0.085135 | 0.73897 | 2.8799 | 4.853 | 2.8799 | 4.853
234148-Premium T8 with T12 40 Watt Baseline | 0.22463 | 0.14484 | 0.35153 | 1134.3114 | 12477.4254 | -1.8576 | -20.4341 | 0.078421 | 0.6807 | 0.078421 | 0.6807 | 0.079949 | 0.69396 | 0.079949 | 0.69396 | 3.722 | 3.9305 | 3.722 | 3.9305
234148-Premium T8 with T12 40 Watt Baseline | 0.077643 | 0.050066 | 0.11845 | 392.0828 | 4312.9108 | -0.64211 | -7.0632 | 0.082227 | 0.71373 | 0.082227 | 0.71373 | 0.083553 | 0.72524 | 0.083553 | 0.72524 | 4.2885 | 4.5287 | 4.2885 | 4.5287
234053-Lighting-Remove 4 Ft Lamp (De-Lamp) | 0.11983 | 0.077272 | 0.18281 | 605.1391 | 6656.5303 | -0.99103 | -10.9013 | 0.074915 | 0.65026 | 0.074915 | 0.65026 | 0.088054 | 0.76431 | 0.088054 | 0.76431 | 3.3182 | 5.5916 | 3.3182 | 5.5916
234148-Premium T8 with T12 40 Watt Baseline | 2.0111 | 1.2968 | 3.2641 | 10155.7189 | 111712.9083 | -16.6318 | -182.9502 | 0.084706 | 0.73525 | 0.084706 | 0.73525 | 0.085901 | 0.74562 | 0.085901 | 0.74562 | 4.7606 | 5.0272 | 4.7606 | 5.0272
234148-Premium T8 with T12 40 Watt Baseline | 0.36463 | 0.20805 | 0.56075 | 1814.5727 | 19960.2997 | -2.3461 | -25.807 | 0.074908 | 0.67268 | 0.074908 | 0.67268 | 0.076432 | 0.68637 | 0.076432 | 0.68637 | 3.6065 | 3.8085 | 3.6065 | 3.8085
234148-Premium T8 with T12 40 Watt Baseline | 1.1388 | 0.73431 | 1.7373 | 5750.5478 | 63256.0254 | -9.4176 | -103.5932 | 0.082227 | 0.71373 | 0.082227 | 0.71373 | 0.083553 | 0.72524 | 0.083553 | 0.72524 | 4.2885 | 4.5287 | 4.2885 | 4.5287
234148-Premium T8 with T12 40 Watt Baseline | 0.66367 | 0.42795 | 1.1422 | 3351.3855 | 36865.2402 | -5.4885 | -60.3735 | 0.076028 | 0.65992 | 0.076028 | 0.65992 | 0.077683 | 0.67428 | 0.077683 | 0.67428 | 3.4366 | 3.629 | 3.4366 | 3.629
234148-Premium T8 with T12 40 Watt Baseline | 0.38186 | 0.24624 | 0.59759 | 1928.3294 | 21211.6231 | -3.158 | -34.7379 | 0.078421 | 0.6807 | 0.078421 | 0.6807 | 0.079949 | 0.69396 | 0.079949 | 0.69396 | 3.722 | 3.9305 | 3.722 | 3.9305
234148-Premium T8 with T12 40 Watt Baseline | 0.43961 | 0.28347 | 0.44579 | 2219.9556 | 24419.5112 | -3.6356 | -39.9914 | 0.089566 | 0.77743 | 0.089566 | 0.77743 | 0.090503 | 0.78556 | 0.090503 | 0.78556 | 6.0703 | 6.4103 | 6.0703 | 6.4103
234148-Premium T8 with T12 40 Watt Baseline | 0.35905 | 0.23153 | 0.58367 | 1813.1388 | 19944.5268 | -2.9693 | -32.6628 | 0.080196 | 0.6961 | 0.080196 | 0.6961 | 0.081629 | 0.70854 | 0.081629 | 0.70854 | 3.9663 | 4.1884 | 3.9663 | 4.1884
234084-Refrigeration -Cooler/Freezer Door Gaskets - Solid Doors: Cooler | 0.62487 | 0.48358 | 0.61949 | 5419.872 | 21679.488 | 0 | 0 | 0.082122 | 0 | 0.082122 | 0 | 0.082122 | 0 | 0.082122 | 0 | 8.4202 | 8.4202 | 8.4202 | 8.4202
234148-Premium T8 with T12 40 Watt Baseline | 0.42068 | 0.27126 | 0.57585 | 2124.3351 | 23367.6859 | -3.479 | -38.2688 | 0.076465 | 0.66371 | 0.076465 | 0.66371 | 0.078096 | 0.67787 | 0.078096 | 0.67787 | 3.4853 | 3.6805 | 3.4853 | 3.6805
234148-Premium T8 with T12 40 Watt Baseline | 2.1548 | 1.3894 | 3.4973 | 10881.1274 | 119692.4017 | -17.8198 | -196.018 | 0.08468 | 0.7352 | 0.08468 | 0.7352 | 0.085874 | 0.74557 | 0.085874 | 0.74557 | 4.7594 | 5.0259 | 4.7594 | 5.0259
234084-Refrigeration -Cooler/Freezer Door Gaskets - Solid Doors: Cooler | 1.134 | 0.8776 | 1.1243 | 9836.064 | 39344.256 | 0 | 0 | 0.082012 | 0 | 0.082012 | 0 | 0.082012 | 0 | 0.082012 | 0 | 8.4103 | 8.4103 | 8.4103 | 8.4103
234148-Premium T8 with T12 40 Watt Baseline | 0.54577 | 0.33849 | 0.8809 | 2947.9738 | 32427.7117 | -4.0102 | -44.1127 | 0.080827 | 0.71539 | 0.080827 | 0.71539 | 0.082118 | 0.72681 | 0.082118 | 0.72681 | 4.3216 | 4.5636 | 4.3216 | 4.5636
234148-Premium T8 with T12 40 Watt Baseline | 0.36234 | 0.23364 | 0.55276 | 1829.7197 | 20126.9172 | -2.9965 | -32.9615 | 0.0822 | 0.71367 | 0.0822 | 0.71367 | 0.083526 | 0.72518 | 0.083526 | 0.72518 | 4.2874 | 4.5275 | 4.2874 | 4.5275
234053-Lighting-Remove 4 Ft Lamp (De-Lamp) | 0.3595 | 0.23182 | 0.54844 | 1815.4174 | 19969.5909 | -2.9731 | -32.7038 | 0.074888 | 0.65019 | 0.074888 | 0.65019 | 0.088027 | 0.76426 | 0.088027 | 0.76426 | 3.3173 | 5.5902 | 3.3173 | 5.5902
234148-Premium T8 with T12 40 Watt Baseline | 1.087 | 0.70093 | 1.6583 | 5489.1592 | 60380.7515 | -8.9895 | -98.8844 | 0.0822 | 0.71367 | 0.0822 | 0.71367 | 0.083526 | 0.72518 | 0.083526 | 0.72518 | 4.2874 | 4.5275 | 4.2874 | 4.5275
234148-Premium T8 with T12 40 Watt Baseline | 0.59539 | 0.36927 | 0.96098 | 3215.9714 | 35375.6855 | -4.3748 | -48.123 | 0.080827 | 0.71539 | 0.080827 | 0.71539 | 0.082118 | 0.72681 | 0.082118 | 0.72681 | 4.3216 | 4.5636 | 4.3216 | 4.5636
234148-Premium T8 with T12 40 Watt Baseline | 1.9023 | 1.2266 | 2.902 | 9606.0286 | 105666.3151 | -15.7316 | -173.0478 | 0.082227 | 0.71373 | 0.082227 | 0.71373 | 0.083553 | 0.72524 | 0.083553 | 0.72524 | 4.2885 | 4.5287 | 4.2885 | 4.5287
234148-Premium T8 with T12 40 Watt Baseline | 2.5363 | 1.6355 | 3.8693 | 12808.0382 | 140888.4201 | -20.9755 | -230.7304 | 0.082227 | 0.71373 | 0.082227 | 0.71373 | 0.083553 | 0.72524 | 0.083553 | 0.72524 | 4.2885 | 4.5287 | 4.2885 | 4.5287
234148-Premium T8 with T12 40 Watt Baseline | 0.31057 | 0.20027 | 0.4738 | 1568.3312 | 17251.6433 | -2.5684 | -28.2527 | 0.0822 | 0.71367 | 0.0822 | 0.71367 | 0.083526 | 0.72518 | 0.083526 | 0.72518 | 4.2874 | 4.5275 | 4.2874 | 4.5275
234148-Premium T8 with T12 40 Watt Baseline | 0.78119 | 0.4845 | 1.2578 | 4219.5703 | 46415.2728 | -6.8268 | -75.0948 | 0.080763 | 0.71482 | 0.080763 | 0.71482 | 0.082057 | 0.72627 | 0.082057 | 0.72627 | 4.3102 | 4.5515 | 4.3102 | 4.5515
234053-Lighting-Remove 4 Ft Lamp (De-Lamp) | 1.3014 | 0.80713 | 2.0954 | 7029.3314 | 77322.6456 | -11.3727 | -125.0995 | 0.073628 | 0.65167 | 0.073628 | 0.65167 | 0.086449 | 0.76514 | 0.086449 | 0.76514 | 3.3349 | 5.6199 | 3.3349 | 5.6199
234148-Premium T8 with T12 40 Watt Baseline | 0.8985 | 0.57938 | 1.4061 | 4537.2456 | 49909.7015 | -7.4306 | -81.7362 | 0.078421 | 0.6807 | 0.078421 | 0.6807 | 0.079949 | 0.69396 | 0.079949 | 0.69396 | 3.722 | 3.9305 | 3.722 | 3.9305
234148-Premium T8 with T12 40 Watt Baseline | 4.1382 | 2.6684 | 6.0986 | 20897.1289 | 229868.4174 | -34.2228 | -376.4513 | 0.084712 | 0.7353 | 0.084712 | 0.7353 | 0.085906 | 0.74566 | 0.085906 | 0.74566 | 4.7618 | 5.0285 | 4.7618 | 5.0285
234049-Lighting-LED Exit Sign New Sign | 0.19249 | 0.19124 | 0 | 1686.293 | 26980.6879 | 0 | 0 | 0.075524 | 0 | 0.075524 | 0 | 0.081421 | 0 | 0.081421 | 0 | 4.8796 | 7.0001 | 4.8796 | 7.0001
234148-Premium T8 with T12 40 Watt Baseline | 0.67228 | 0.3836 | 1.0339 | 3345.6184 | 36801.8025 | -4.3256 | -47.5816 | 0.074908 | 0.67268 | 0.074908 | 0.67268 | 0.076432 | 0.68637 | 0.076432 | 0.68637 | 3.6065 | 3.8085 | 3.6065 | 3.8085
234053-Lighting-Remove 4 Ft Lamp (De-Lamp) | 0.63311 | 0.36125 | 0.97364 | 3150.6802 | 34657.4826 | -4.0736 | -44.8092 | 0.066504 | 0.59721 | 0.066504 | 0.59721 | 0.081606 | 0.73283 | 0.081606 | 0.73283 | 2.7905 | 4.7024 | 2.7905 | 4.7024
234148-Premium T8 with T12 40 Watt Baseline | 0.58403 | 0.3766 | 0.91397 | 2949.2096 | 32441.306 | -4.8299 | -53.1285 | 0.078421 | 0.6807 | 0.078421 | 0.6807 | 0.079949 | 0.69396 | 0.079949 | 0.69396 | 3.722 | 3.9305 | 3.722 | 3.9305
234053-Lighting-Remove 4 Ft Lamp (De-Lamp) | 0.93605 | 0.60359 | 1.4649 | 4726.8682 | 51995.5503 | -7.7411 | -85.1522 | 0.069997 | 0.60757 | 0.069997 | 0.60757 | 0.085135 | 0.73897 | 0.085135 | 0.73897 | 2.8799 | 4.853 | 2.8799 | 4.853
234148-Premium T8 with T12 40 Watt Baseline | 0.27197 | 0.17537 | 0.24887 | 1373.378 | 15107.1575 | -2.2492 | -24.7407 | 0.085816 | 0.74488 | 0.085816 | 0.74488 | 0.086951 | 0.75474 | 0.086951 | 0.75474 | 5.0072 | 5.2876 | 5.0072 | 5.2876
234053-Lighting-Remove 4 Ft Lamp (De-Lamp) | 0.51303 | 0.33082 | 0.46946 | 2590.7033 | 28497.7366 | -4.2427 | -46.6702 | 0.079553 | 0.69052 | 0.079553 | 0.69052 | 0.090807 | 0.7882 | 0.090807 | 0.7882 | 3.8743 | 6.5287 | 3.8743 | 6.5287
234049-Lighting-LED Exit Sign New Sign | 0.076997 | 0.076497 | 0 | 674.5172 | 10792.2751 | 0 | 0 | 0.075524 | 0 | 0.075524 | 0 | 0.081421 | 0 | 0.081421 | 0 | 4.8796 | 7.0001 | 4.8796 | 7.0001
234148-Premium T8 with T12 40 Watt Baseline | 0.81988 | 0.52868 | 1.2831 | 4140.2366 | 45542.6026 | -6.7804 | -74.5843 | 0.078421 | 0.6807 | 0.078421 | 0.6807 | 0.079949 | 0.69396 | 0.079949 | 0.69396 | 3.722 | 3.9305 | 3.722 | 3.9305
234053-Lighting-Remove 4 Ft Lamp (De-Lamp) | 0.69337 | 0.4471 | 1.0851 | 3501.3839 | 38515.2225 | -5.7342 | -63.0757 | 0.069997 | 0.60757 | 0.069997 | 0.60757 | 0.085135 | 0.73897 | 0.085135 | 0.73897 | 2.8799 | 4.853 | 2.8799 | 4.853
234148-Premium T8 with T12 40 Watt Baseline | 0.28078 | 0.18106 | 0.43941 | 1417.8892 | 15596.7817 | -2.3221 | -25.5426 | 0.078421 | 0.6807 | 0.078421 | 0.6807 | 0.079949 | 0.69396 | 0.079949 | 0.69396 | 3.722 | 3.9305 | 3.722 | 3.9305
234053-Lighting-Remove 4 Ft Lamp (De-Lamp) | 0.26001 | 0.16766 | 0.40691 | 1313.0189 | 14443.2084 | -2.1503 | -23.6534 | 0.069997 | 0.60757 | 0.069997 | 0.60757 | 0.085135 | 0.73897 | 0.085135 | 0.73897 | 2.8799 | 4.853 | 2.8799 | 4.853
234148-Premium T8 with T12 40 Watt Baseline | 0.13673 | 0.07802 | 0.21028 | 680.4648 | 7485.1124 | -0.87978 | -9.6776 | 0.074908 | 0.67268 | 0.074908 | 0.67268 | 0.076432 | 0.68637 | 0.076432 | 0.68637 | 3.6065 | 3.8085 | 3.6065 | 3.8085
234053-Lighting-Remove 4 Ft Lamp (De-Lamp) | 0.10552 | 0.060208 | 0.16227 | 525.1134 | 5776.2471 | -0.67893 | -7.4682 | 0.066504 | 0.59721 | 0.066504 | 0.59721 | 0.081606 | 0.73283 | 0.081606 | 0.73283 | 2.7905 | 4.7024 | 2.7905 | 4.7024
234148-Premium T8 with T12 40 Watt Baseline | 1.1905 | 0.76767 | 1.8631 | 6011.8504 | 66130.3545 | -9.8455 | -108.3005 | 0.07856 | 0.68102 | 0.07856 | 0.68102 | 0.080088 | 0.69427 | 0.080088 | 0.69427 | 3.7269 | 3.9356 | 3.7269 | 3.9356
234053-Lighting-Remove 4 Ft Lamp (De-Lamp) | 2.1148 | 1.3637 | 3.3095 | 10679.2208 | 117471.4285 | -17.4892 | -192.3808 | 0.070136 | 0.60799 | 0.070136 | 0.60799 | 0.085274 | 0.73922 | 0.085274 | 0.73922 | 2.8837 | 4.8594 | 2.8837 | 4.8594
234049-Lighting-LED Exit Sign New Sign | 0.1155 | 0.11475 | 0 | 1011.7758 | 16188.4127 | 0 | 0 | 0.075524 | 0 | 0.075524 | 0 | 0.081421 | 0 | 0.081421 | 0 | 4.8796 | 7.0001 | 4.8796 | 7.0001
234148-Premium T8 with T12 40 Watt Baseline | 0.50136 | 0.28607 | 0.77103 | 2495.0375 | 27445.412 | -3.2259 | -35.4846 | 0.074908 | 0.67268 | 0.074908 | 0.67268 | 0.076432 | 0.68637 | 0.076432 | 0.68637 | 3.6065 | 3.8085 | 3.6065 | 3.8085
234148-Premium T8 with T12 40 Watt Baseline | 0.27347 | 0.15604 | 0.42056 | 1360.9295 | 14970.2248 | -1.7596 | -19.3552 | 0.074908 | 0.67268 | 0.074908 | 0.67268 | 0.076432 | 0.68637 | 0.076432 | 0.68637 | 3.6065 | 3.8085 | 3.6065 | 3.8085
234148-Premium T8 with T12 40 Watt Baseline | 0.58403 | 0.3766 | 0.91397 | 2949.2096 | 32441.306 | -4.8299 | -53.1285 | 0.078421 | 0.6807 | 0.078421 | 0.6807 | 0.079949 | 0.69396 | 0.079949 | 0.69396 | 3.722 | 3.9305 | 3.722 | 3.9305
234053-Lighting-Remove 4 Ft Lamp (De-Lamp) | 0.41602 | 0.26826 | 0.65105 | 2100.8303 | 23109.1335 | -3.4405 | -37.8454 | 0.069997 | 0.60757 | 0.069997 | 0.60757 | 0.085135 | 0.73897 | 0.085135 | 0.73897 | 2.8799 | 4.853 | 2.8799 | 4.853
234148-Premium T8 with T12 40 Watt Baseline | 0.45016 | 0.25686 | 0.68308 | 2240.2459 | 24642.7045 | -3.3967 | -37.3635 | 0.077081 | 0.68003 | 0.077081 | 0.68003 | 0.078588 | 0.69332 | 0.078588 | 0.69332 | 3.7121 | 3.92 | 3.7121 | 3.92
234053-Lighting-Remove 4 Ft Lamp (De-Lamp) | 0.78385 | 0.44726 | 1.1894 | 3900.8674 | 42909.5414 | -5.9145 | -65.0599 | 0.06877 | 0.6067 | 0.06877 | 0.6067 | 0.083705 | 0.73846 | 0.083705 | 0.73846 | 2.8722 | 4.8401 | 2.8722 | 4.8401
234148-Premium T8 with T12 40 Watt Baseline | 0.62219 | 0.4012 | 1.0709 | 3141.9239 | 34561.1627 | -5.1455 | -56.6002 | 0.075075 | 0.65995 | 0.075075 | 0.65995 | 0.07673 | 0.6745 | 0.07673 | 0.6745 | 3.4056 | 3.5963 | 3.4056 | 3.5963
234148-Premium T8 with T12 40 Watt Baseline | 1.2133 | 0.78235 | 2.0882 | 6126.7516 | 67394.2673 | -10.0337 | -110.3704 | 0.076028 | 0.65992 | 0.076028 | 0.65992 | 0.077683 | 0.67428 | 0.077683 | 0.67428 | 3.4366 | 3.629 | 3.4366 | 3.629
234148-Premium T8 with T12 40 Watt Baseline | 0.28469 | 0.18358 | 0.43431 | 1437.6369 | 15814.0063 | -2.3544 | -25.8983 | 0.082227 | 0.71373 | 0.082227 | 0.71373 | 0.083553 | 0.72524 | 0.083553 | 0.72524 | 4.2885 | 4.5287 | 4.2885 | 4.5287
234053-Lighting-Remove 4 Ft Lamp (De-Lamp) | 0.2197 | 0.14167 | 0.33516 | 1109.4217 | 12203.6389 | -1.8169 | -19.9857 | 0.074915 | 0.65026 | 0.074915 | 0.65026 | 0.088054 | 0.76431 | 0.088054 | 0.76431 | 3.3182 | 5.5916 | 3.3182 | 5.5916
234148-Premium T8 with T12 40 Watt Baseline | 1.0915 | 0.67699 | 1.7618 | 5895.9476 | 64855.4234 | -8.0205 | -88.2254 | 0.080827 | 0.71539 | 0.080827 | 0.71539 | 0.082118 | 0.72681 | 0.082118 | 0.72681 | 4.3216 | 4.5636 | 4.3216 | 4.5636
234148-Premium T8 with T12 40 Watt Baseline | 2.0666 | 1.3326 | 3.234 | 10435.6649 | 114792.3134 | -17.0903 | -187.9933 | 0.078421 | 0.6807 | 0.078421 | 0.6807 | 0.079949 | 0.69396 | 0.079949 | 0.69396 | 3.722 | 3.9305 | 3.722 | 3.9305
234148-Premium T8 with T12 40 Watt Baseline | 0.11492 | 0.074104 | 0.18652 | 580.3268 | 6383.5948 | -0.95039 | -10.4543 | 0.084706 | 0.73525 | 0.084706 | 0.73525 | 0.085901 | 0.74562 | 0.085901 | 0.74562 | 4.7606 | 5.0272 | 4.7606 | 5.0272
234053-Lighting-Remove 4 Ft Lamp (De-Lamp) | 0.17737 | 0.11437 | 0.28788 | 895.6742 | 9852.4161 | -1.4668 | -16.1351 | 0.07812 | 0.67808 | 0.07812 | 0.67808 | 0.089956 | 0.78081 | 0.089956 | 0.78081 | 3.6835 | 6.2072 | 3.6835 | 6.2072
234148-Premium T8 with T12 40 Watt Baseline | 0.9427 | 0.58467 | 1.5215 | 5091.9547 | 56011.502 | -6.9268 | -76.1947 | 0.080827 | 0.71539 | 0.080827 | 0.71539 | 0.082118 | 0.72681 | 0.082118 | 0.72681 | 4.3216 | 4.5636 | 4.3216 | 4.5636
234148-Premium T8 with T12 40 Watt Baseline | 0.16823 | 0.10848 | 0.25664 | 849.5127 | 9344.6401 | -1.3912 | -15.3035 | 0.082227 | 0.71373 | 0.082227 | 0.71373 | 0.083553 | 0.72524 | 0.083553 | 0.72524 | 4.2885 | 4.5287 | 4.2885 | 4.5287
234053-Lighting-Remove 4 Ft Lamp (De-Lamp) | 0.27961 | 0.1803 | 0.42657 | 1411.9913 | 15531.904 | -2.3124 | -25.4363 | 0.074915 | 0.65026 | 0.074915 | 0.65026 | 0.088054 | 0.76431 | 0.088054 | 0.76431 | 3.3182 | 5.5916 | 3.3182 | 5.5916
234148-Premium T8 with T12 40 Watt Baseline | 0.17092 | 0.097525 | 0.26285 | 850.581 | 9356.3905 | -1.0997 | -12.097 | 0.074908 | 0.67268 | 0.074908 | 0.67268 | 0.076432 | 0.68637 | 0.076432 | 0.68637 | 3.6065 | 3.8085 | 3.6065 | 3.8085
234053-Lighting-Remove 4 Ft Lamp (De-Lamp) | 0.35173 | 0.20069 | 0.54091 | 1750.3779 | 19254.157 | -2.2631 | -24.894 | 0.066504 | 0.59721 | 0.066504 | 0.59721 | 0.081606 | 0.73283 | 0.081606 | 0.73283 | 2.7905 | 4.7024 | 2.7905 | 4.7024
234148-Premium T8 with T12 40 Watt Baseline | 1.8887 | 1.2179 | 1.7283 | 9537.3469 | 104910.8162 | -15.6191 | -171.8105 | 0.084864 | 0.746 | 0.084864 | 0.746 | 0.086 | 0.75599 | 0.086 | 0.75599 | 4.9621 | 5.2399 | 4.9621 | 5.2399
234148-Premium T8 with T12 40 Watt Baseline | 1.4488 | 0.93425 | 2.2673 | 7316.3085 | 80479.3936 | -11.9818 | -131.7996 | 0.078421 | 0.6807 | 0.078421 | 0.6807 | 0.079949 | 0.69396 | 0.079949 | 0.69396 | 3.722 | 3.9305 | 3.722 | 3.9305
234053-Lighting-Remove 4 Ft Lamp (De-Lamp) | 1.2134 | 0.78243 | 1.8989 | 6127.4218 | 67401.6393 | -10.0348 | -110.3824 | 0.069997 | 0.60757 | 0.069997 | 0.60757 | 0.085135 | 0.73897 | 0.085135 | 0.73897 | 2.8799 | 4.853 | 2.8799 | 4.853
234148-Premium T8 with T12 40 Watt Baseline | 0.2873 | 0.18526 | 0.4663 | 1450.817 | 15958.9869 | -2.376 | -26.1357 | 0.084706 | 0.73525 | 0.084706 | 0.73525 | 0.085901 | 0.74562 | 0.085901 | 0.74562 | 4.7606 | 5.0272 | 4.7606 | 5.0272
234053-Lighting-Remove 4 Ft Lamp (De-Lamp) | 0.57645 | 0.37171 | 0.9356 | 2910.9411 | 32020.3522 | -4.7672 | -52.4391 | 0.07812 | 0.67808 | 0.07812 | 0.67808 | 0.089956 | 0.78081 | 0.089956 | 0.78081 | 3.6835 | 6.2072 | 3.6835 | 6.2072
234148-Premium T8 with T12 40 Watt Baseline | 0.33694 | 0.21727 | 0.52729 | 1701.4671 | 18716.1381 | -2.7865 | -30.6511 | 0.077468 | 0.68099 | 0.077468 | 0.68099 | 0.078996 | 0.69442 | 0.078996 | 0.69442 | 3.6885 | 3.895 | 3.6885 | 3.895
234148-Premium T8 with T12 40 Watt Baseline | 1.4927 | 0.85172 | 2.2956 | 7428.407 | 81712.4768 | -9.6043 | -105.6472 | 0.074908 | 0.67268 | 0.074908 | 0.67268 | 0.076432 | 0.68637 | 0.076432 | 0.68637 | 3.6065 | 3.8085 | 3.6065 | 3.8085
234053-Lighting-Remove 4 Ft Lamp (De-Lamp) | 2.7083 | 1.5453 | 4.165 | 13477.9099 | 148257.0088 | -17.4258 | -191.6836 | 0.066504 | 0.59721 | 0.066504 | 0.59721 | 0.081606 | 0.73283 | 0.081606 | 0.73283 | 2.7905 | 4.7024 | 2.7905 | 4.7024
234148-Premium T8 with T12 40 Watt Baseline | 1.1849 | 0.76404 | 1.9261 | 5983.358 | 65816.9385 | -9.7988 | -107.7872 | 0.080196 | 0.6961 | 0.080196 | 0.6961 | 0.081629 | 0.70854 | 0.081629 | 0.70854 | 3.9663 | 4.1884 | 3.9663 | 4.1884
234148-Premium T8 with T12 40 Watt Baseline | 0.66367 | 0.42795 | 1.1422 | 3351.3855 | 36865.2402 | -5.4885 | -60.3735 | 0.076028 | 0.65992 | 0.076028 | 0.65992 | 0.077683 | 0.67428 | 0.077683 | 0.67428 | 3.4366 | 3.629 | 3.4366 | 3.629
234148-Premium T8 with T12 40 Watt Baseline | 2.6321 | 1.5019 | 4.0479 | 13098.9467 | 144088.4132 | -16.9358 | -186.294 | 0.074908 | 0.67268 | 0.074908 | 0.67268 | 0.076432 | 0.68637 | 0.076432 | 0.68637 | 3.6065 | 3.8085 | 3.6065 | 3.8085
234053-Lighting-Remove 4 Ft Lamp (De-Lamp) | 4.4318 | 2.5287 | 6.8154 | 22054.7616 | 242602.3781 | -28.5149 | -313.6641 | 0.066504 | 0.59721 | 0.066504 | 0.59721 | 0.081606 | 0.73283 | 0.081606 | 0.73283 | 2.7905 | 4.7024 | 2.7905 | 4.7024
234148-Premium T8 with T12 40 Watt Baseline | 0.44736 | 0.27973 | 0.69399 | 2313.5516 | 25449.0676 | -0.67282 | -7.401 | 0.079171 | 0.69262 | 0.079171 | 0.69262 | 0.080614 | 0.70525 | 0.080614 | 0.70525 | 3.9084 | 4.1272 | 3.9084 | 4.1272
234053-Lighting-Remove 4 Ft Lamp (De-Lamp) | 0.77898 | 0.48708 | 1.2084 | 4028.5123 | 44313.6353 | -1.1716 | -12.8871 | 0.07121 | 0.62298 | 0.07121 | 0.62298 | 0.085515 | 0.74812 | 0.085515 | 0.74812 | 3.024 | 5.096 | 3.024 | 5.096
234148-Premium T8 with T12 40 Watt Baseline | 0.72467 | 0.46729 | 1.1055 | 3659.4395 | 40253.8343 | -5.993 | -65.923 | 0.082227 | 0.71373 | 0.082227 | 0.71373 | 0.083553 | 0.72524 | 0.083553 | 0.72524 | 4.2885 | 4.5287 | 4.2885 | 4.5287
234148-Premium T8 with T12 40 Watt Baseline | 1.1884 | 0.76632 | 1.6268 | 6001.2466 | 66013.7127 | -9.8281 | -108.1094 | 0.076465 | 0.66371 | 0.076465 | 0.66371 | 0.078096 | 0.67787 | 0.078096 | 0.67787 | 3.4853 | 3.6805 | 3.4853 | 3.6805
234053-Lighting-Remove 4 Ft Lamp (De-Lamp) | 2.0127 | 1.2979 | 2.7552 | 10163.9413 | 111803.3547 | -16.6453 | -183.0983 | 0.067468 | 0.58562 | 0.067468 | 0.58562 | 0.083635 | 0.72595 | 0.083635 | 0.72595 | 2.6967 | 4.5444 | 2.6967 | 4.5444
234148-Premium T8 with T12 40 Watt Baseline | 0.28376 | 0.18297 | 0.36938 | 1432.9191 | 15762.1101 | -2.3467 | -25.8133 | 0.077583 | 0.67342 | 0.077583 | 0.67342 | 0.079156 | 0.68707 | 0.079156 | 0.68707 | 3.6168 | 3.8194 | 3.6168 | 3.8194
234053-Lighting-Remove 4 Ft Lamp (De-Lamp) | 0.47164 | 0.30413 | 0.61395 | 2381.6821 | 26198.5028 | -3.9004 | -42.9048 | 0.068913 | 0.59817 | 0.068913 | 0.59817 | 0.084493 | 0.73339 | 0.084493 | 0.73339 | 2.7985 | 4.7158 | 2.7985 | 4.7158
234148-Premium T8 with T12 40 Watt Baseline | 0.36234 | 0.23364 | 0.55276 | 1829.7197 | 20126.9172 | -2.9965 | -32.9615 | 0.082227 | 0.71373 | 0.082227 | 0.71373 | 0.083553 | 0.72524 | 0.083553 | 0.72524 | 4.2885 | 4.5287 | 4.2885 | 4.5287
234148-Premium T8 with T12 40 Watt Baseline | 0.15529 | 0.10013 | 0.2369 | 784.1656 | 8625.8216 | -1.2842 | -14.1263 | 0.082227 | 0.71373 | 0.082227 | 0.71373 | 0.083553 | 0.72524 | 0.083553 | 0.72524 | 4.2885 | 4.5287 | 4.2885 | 4.5287
234148-Premium T8 with T12 40 Watt Baseline | 2.7434 | 1.769 | 4.1852 | 13853.5923 | 152389.5157 | -22.6878 | -249.5655 | 0.082366 | 0.71401 | 0.082366 | 0.71401 | 0.083692 | 0.7255 | 0.083692 | 0.7255 | 4.2941 | 4.5346 | 4.2941 | 4.5346
234148-Premium T8 with T12 40 Watt Baseline | 0.55405 | 0.31614 | 0.84071 | 2757.2257 | 30329.4825 | -4.1805 | -45.9859 | 0.077081 | 0.68003 | 0.077081 | 0.68003 | 0.078588 | 0.69332 | 0.078588 | 0.69332 | 3.7121 | 3.92 | 3.7121 | 3.92
234053-Lighting-Remove 4 Ft Lamp (De-Lamp) | 0.60571 | 0.34561 | 0.9191 | 3014.3066 | 33157.3729 | -4.5703 | -50.2735 | 0.06877 | 0.6067 | 0.06877 | 0.6067 | 0.083705 | 0.73846 | 0.083705 | 0.73846 | 2.8722 | 4.8401 | 2.8722 | 4.8401
234049-Lighting-LED Exit Sign New Sign | 0.1155 | 0.11475 | 0 | 1011.7758 | 16188.4127 | 0 | 0 | 0.075524 | 0 | 0.075524 | 0 | 0.081421 | 0 | 0.081421 | 0 | 4.8796 | 7.0001 | 4.8796 | 7.0001
234148-Premium T8 with T12 40 Watt Baseline | 0.67291 | 0.43391 | 1.0266 | 3398.0509 | 37378.5604 | -5.5649 | -61.2142 | 0.082227 | 0.71373 | 0.082227 | 0.71373 | 0.083553 | 0.72524 | 0.083553 | 0.72524 | 4.2885 | 4.5287 | 4.2885 | 4.5287
234148-Premium T8 with T12 40 Watt Baseline | 1.9392 | 1.1065 | 2.9425 | 9650.2899 | 106153.1886 | -14.6319 | -160.9505 | 0.077081 | 0.68003 | 0.077081 | 0.68003 | 0.078588 | 0.69332 | 0.078588 | 0.69332 | 3.7121 | 3.92 | 3.7121 | 3.92
234148-Premium T8 with T12 40 Watt Baseline | 0.21339 | 0.1376 | 0.33395 | 1077.5958 | 11853.5541 | -1.7648 | -19.4123 | 0.07856 | 0.68102 | 0.07856 | 0.68102 | 0.080088 | 0.69427 | 0.080088 | 0.69427 | 3.7269 | 3.9356 | 3.7269 | 3.9356
234053-Lighting-Remove 4 Ft Lamp (De-Lamp) | 0.38135 | 0.24591 | 0.5968 | 1925.7611 | 21183.3724 | -3.1538 | -34.6916 | 0.070136 | 0.60799 | 0.070136 | 0.60799 | 0.085274 | 0.73922 | 0.085274 | 0.73922 | 2.8837 | 4.8594 | 2.8837 | 4.8594
234148-Premium T8 with T12 40 Watt Baseline | 0.080798 | 0.046103 | 0.1226 | 402.0954 | 4423.0495 | -0.60966 | -6.7063 | 0.077081 | 0.68003 | 0.077081 | 0.68003 | 0.078588 | 0.69332 | 0.078588 | 0.69332 | 3.7121 | 3.92 | 3.7121 | 3.92
234053-Lighting-Remove 4 Ft Lamp (De-Lamp) | 0.14252 | 0.08132 | 0.21626 | 709.2486 | 7801.7348 | -1.0754 | -11.8291 | 0.06877 | 0.6067 | 0.06877 | 0.6067 | 0.083705 | 0.73846 | 0.083705 | 0.73846 | 2.8722 | 4.8401 | 2.8722 | 4.8401
234148-Premium T8 with T12 40 Watt Baseline | 0.19622 | 0.11196 | 0.29775 | 976.5174 | 10741.6917 | -1.4806 | -16.2867 | 0.077081 | 0.68003 | 0.077081 | 0.68003 | 0.078588 | 0.69332 | 0.078588 | 0.69332 | 3.7121 | 3.92 | 3.7121 | 3.92
234053-Lighting-Remove 4 Ft Lamp (De-Lamp) | 0.32067 | 0.18297 | 0.48658 | 1595.8094 | 17553.9033 | -2.4196 | -26.6154 | 0.06877 | 0.6067 | 0.06877 | 0.6067 | 0.083705 | 0.73846 | 0.083705 | 0.73846 | 2.8722 | 4.8401 | 2.8722 | 4.8401
234148-Premium T8 with T12 40 Watt Baseline | 3.6389 | 2.3465 | 5.6947 | 18375.8446 | 202134.291 | -30.0938 | -331.0316 | 0.078421 | 0.6807 | 0.078421 | 0.6807 | 0.079949 | 0.69396 | 0.079949 | 0.69396 | 3.722 | 3.9305 | 3.722 | 3.9305
234053-Lighting-Remove 4 Ft Lamp (De-Lamp) | 5.3043 | 3.4203 | 8.3009 | 26785.5865 | 294641.4518 | -43.8663 | -482.5289 | 0.069997 | 0.60757 | 0.069997 | 0.60757 | 0.085135 | 0.73897 | 0.085135 | 0.73897 | 2.8799 | 4.853 | 2.8799 | 4.853
234148-Premium T8 with T12 40 Watt Baseline | 0.045578 | 0.026007 | 0.070093 | 226.8216 | 2495.0375 | -0.29326 | -3.2259 | 0.074908 | 0.67268 | 0.074908 | 0.67268 | 0.076432 | 0.68637 | 0.076432 | 0.68637 | 3.6065 | 3.8085 | 3.6065 | 3.8085
234053-Lighting-Remove 4 Ft Lamp (De-Lamp) | 0.24621 | 0.14049 | 0.37864 | 1225.2645 | 13477.9099 | -1.5842 | -17.4258 | 0.066504 | 0.59721 | 0.066504 | 0.59721 | 0.081606 | 0.73283 | 0.081606 | 0.73283 | 2.7905 | 4.7024 | 2.7905 | 4.7024
234148-Premium T8 with T12 40 Watt Baseline | 0.52882 | 0.341 | 0.48392 | 2670.4571 | 29375.0285 | -4.3734 | -48.1069 | 0.085816 | 0.74488 | 0.085816 | 0.74488 | 0.086951 | 0.75474 | 0.086951 | 0.75474 | 5.0072 | 5.2876 | 5.0072 | 5.2876
234053-Lighting-Remove 4 Ft Lamp (De-Lamp) | 0.88614 | 0.57141 | 0.81089 | 4474.8512 | 49223.3632 | -7.3284 | -80.6122 | 0.079553 | 0.69052 | 0.079553 | 0.69052 | 0.090807 | 0.7882 | 0.090807 | 0.7882 | 3.8743 | 6.5287 | 3.8743 | 6.5287
234148-Premium T8 with T12 40 Watt Baseline | 0.29201 | 0.1883 | 0.45698 | 1474.6048 | 16220.653 | -2.4149 | -26.5643 | 0.078421 | 0.6807 | 0.078421 | 0.6807 | 0.079949 | 0.69396 | 0.079949 | 0.69396 | 3.722 | 3.9305 | 3.722 | 3.9305
234053-Lighting-Remove 4 Ft Lamp (De-Lamp) | 0.48536 | 0.31297 | 0.75956 | 2450.9687 | 26960.6557 | -4.0139 | -44.153 | 0.069997 | 0.60757 | 0.069997 | 0.60757 | 0.085135 | 0.73897 | 0.085135 | 0.73897 | 2.8799 | 4.853 | 2.8799 | 4.853
234148-Premium T8 with T12 40 Watt Baseline | 0.51276 | 0.29258 | 0.78855 | 2551.7429 | 28069.1714 | -3.2992 | -36.291 | 0.074908 | 0.67268 | 0.074908 | 0.67268 | 0.076432 | 0.68637 | 0.076432 | 0.68637 | 3.6065 | 3.8085 | 3.6065 | 3.8085
234053-Lighting-Remove 4 Ft Lamp (De-Lamp) | 0.84414 | 0.48166 | 1.2982 | 4200.907 | 46209.9768 | -5.4314 | -59.7455 | 0.066504 | 0.59721 | 0.066504 | 0.59721 | 0.081606 | 0.73283 | 0.081606 | 0.73283 | 2.7905 | 4.7024 | 2.7905 | 4.7024
234148-Premium T8 with T12 40 Watt Baseline | 0.26876 | 0.1733 | 0.31398 | 1357.1652 | 14928.8169 | -2.2226 | -24.4486 | 0.055461 | 0.4814 | 0.055461 | 0.4814 | 0.058207 | 0.50523 | 0.058207 | 0.50523 | 2.0713 | 2.1873 | 2.0713 | 2.1873
234053-Lighting-Remove 4 Ft Lamp (De-Lamp) | 0.44374 | 0.28613 | 0.51841 | 2240.7815 | 24648.5968 | -3.6697 | -40.3666 | 0.040322 | 0.35 | 0.040322 | 0.35 | 0.067526 | 0.58612 | 0.067526 | 0.58612 | 1.6026 | 2.7007 | 1.6026 | 2.7007
234049-Lighting-LED Exit Sign New Sign | 0.076997 | 0.076497 | 0 | 674.5172 | 10792.2751 | 0 | 0 | 0.075524 | 0 | 0.075524 | 0 | 0.081421 | 0 | 0.081421 | 0 | 4.8796 | 7.0001 | 4.8796 | 7.0001
234148-Premium T8 with T12 40 Watt Baseline | 0.24709 | 0.15933 | 0.38668 | 1247.7425 | 13725.1679 | -2.0434 | -22.4775 | 0.078421 | 0.6807 | 0.078421 | 0.6807 | 0.079949 | 0.69396 | 0.079949 | 0.69396 | 3.722 | 3.9305 | 3.722 | 3.9305
234053-Lighting-Remove 4 Ft Lamp (De-Lamp) | 0.38135 | 0.24591 | 0.5968 | 1925.7611 | 21183.3724 | -3.1538 | -34.6916 | 0.069997 | 0.60757 | 0.069997 | 0.60757 | 0.085135 | 0.73897 | 0.085135 | 0.73897 | 2.8799 | 4.853 | 2.8799 | 4.853
234148-Premium T8 with T12 40 Watt Baseline | 0.28078 | 0.18106 | 0.43941 | 1417.8892 | 15596.7817 | -2.3221 | -25.5426 | 0.078421 | 0.6807 | 0.078421 | 0.6807 | 0.079949 | 0.69396 | 0.079949 | 0.69396 | 3.722 | 3.9305 | 3.722 | 3.9305
234053-Lighting-Remove 4 Ft Lamp (De-Lamp) | 0.43336 | 0.27944 | 0.67818 | 2188.3649 | 24072.014 | -3.5838 | -39.4223 | 0.069997 | 0.60757 | 0.069997 | 0.60757 | 0.085135 | 0.73897 | 0.085135 | 0.73897 | 2.8799 | 4.853 | 2.8799 | 4.853
234148-Premium T8 with T12 40 Watt Baseline | 0.2165 | 0.12353 | 0.33294 | 1077.4025 | 11851.4279 | -1.393 | -15.3229 | 0.074908 | 0.67268 | 0.074908 | 0.67268 | 0.076432 | 0.68637 | 0.076432 | 0.68637 | 3.6065 | 3.8085 | 3.6065 | 3.8085
234053-Lighting-Remove 4 Ft Lamp (De-Lamp) | 0.28138 | 0.16055 | 0.43273 | 1400.3023 | 15403.3256 | -1.8105 | -19.9152 | 0.066504 | 0.59721 | 0.066504 | 0.59721 | 0.081606 | 0.73283 | 0.081606 | 0.73283 | 2.7905 | 4.7024 | 2.7905 | 4.7024
234148-Premium T8 with T12 40 Watt Baseline | 0.13478 | 0.086907 | 0.21092 | 680.5868 | 7486.4552 | -1.1146 | -12.2604 | 0.078421 | 0.6807 | 0.078421 | 0.6807 | 0.079949 | 0.69396 | 0.079949 | 0.69396 | 3.722 | 3.9305 | 3.722 | 3.9305
234053-Lighting-Remove 4 Ft Lamp (De-Lamp) | 0.24268 | 0.15649 | 0.37978 | 1225.4844 | 13480.3279 | -2.007 | -22.0765 | 0.069997 | 0.60757 | 0.069997 | 0.60757 | 0.085135 | 0.73897 | 0.085135 | 0.73897 | 2.8799 | 4.853 | 2.8799 | 4.853
234148-Premium T8 with T12 40 Watt Baseline | 0.97505 | 0.62874 | 0.97139 | 4923.8225 | 54162.0471 | -8.0637 | -88.7002 | 0.093957 | 0.81555 | 0.093957 | 0.81555 | 0.094661 | 0.82166 | 0.094661 | 0.82166 | 8.0783 | 8.5307 | 8.0783 | 8.5307
234148-Premium T8 with T12 40 Watt Baseline | 0.33694 | 0.21727 | 0.52729 | 1701.4671 | 18716.1381 | -2.7865 | -30.6511 | 0.07856 | 0.68102 | 0.07856 | 0.68102 | 0.080088 | 0.69427 | 0.080088 | 0.69427 | 3.7269 | 3.9356 | 3.7269 | 3.9356
234053-Lighting-Remove 4 Ft Lamp (De-Lamp) | 0.24268 | 0.15649 | 0.37978 | 1225.4844 | 13480.3279 | -2.007 | -22.0765 | 0.070136 | 0.60799 | 0.070136 | 0.60799 | 0.085274 | 0.73922 | 0.085274 | 0.73922 | 2.8837 | 4.8594 | 2.8837 | 4.8594
234148-Premium T8 with T12 40 Watt Baseline | 0.099231 | 0.061544 | 0.16016 | 535.9952 | 5895.9476 | -0.72914 | -8.0205 | 0.080827 | 0.71539 | 0.080827 | 0.71539 | 0.082118 | 0.72681 | 0.082118 | 0.72681 | 4.3216 | 4.5636 | 4.3216 | 4.5636
234053-Lighting-Remove 4 Ft Lamp (De-Lamp) | 0.15315 | 0.094987 | 0.2472 | 827.253 | 9099.7832 | -1.1253 | -12.3788 | 0.073711 | 0.65241 | 0.073711 | 0.65241 | 0.086498 | 0.76558 | 0.086498 | 0.76558 | 3.3438 | 5.6347 | 3.3438 | 5.6347
234148-Premium T8 with T12 40 Watt Baseline | 0.47874 | 0.3087 | 0.77822 | 2417.5184 | 26592.7024 | -3.9591 | -43.5504 | 0.080196 | 0.6961 | 0.080196 | 0.6961 | 0.081629 | 0.70854 | 0.081629 | 0.70854 | 3.9663 | 4.1884 | 3.9663 | 4.1884
234053-Lighting-Remove 4 Ft Lamp (De-Lamp) | 0.73888 | 0.47645 | 1.2011 | 3731.1888 | 41043.0765 | -6.1105 | -67.2155 | 0.07229 | 0.62747 | 0.07229 | 0.62747 | 0.086496 | 0.75079 | 0.086496 | 0.75079 | 3.0689 | 5.1715 | 3.0689 | 5.1715
234148-Premium T8 with T12 40 Watt Baseline | 0.75546 | 0.48714 | 0.69131 | 3814.9388 | 41964.3265 | -6.2477 | -68.7242 | 0.084864 | 0.746 | 0.084864 | 0.746 | 0.086 | 0.75599 | 0.086 | 0.75599 | 4.9621 | 5.2399 | 4.9621 | 5.2399
234053-Lighting-Remove 4 Ft Lamp (De-Lamp) | 1.166 | 0.75185 | 1.067 | 5887.9621 | 64767.5832 | -9.6426 | -106.0687 | 0.078601 | 0.69094 | 0.078601 | 0.69094 | 0.089856 | 0.78988 | 0.089856 | 0.78988 | 3.8393 | 6.4698 | 3.8393 | 6.4698
234049-Lighting-LED Exit Sign New Sign | 0.038498 | 0.038248 | 0 | 337.2586 | 5396.1376 | 0 | 0 | 0.074719 | 0 | 0.074719 | 0 | 0.080616 | 0 | 0.080616 | 0 | 4.8383 | 6.9407 | 4.8383 | 6.9407
234148-Premium T8 with T12 40 Watt Baseline | 0.93678 | 0.60406 | 0.85722 | 4730.5241 | 52035.7648 | -7.7471 | -85.218 | 0.084864 | 0.746 | 0.084864 | 0.746 | 0.086 | 0.75599 | 0.086 | 0.75599 | 4.9621 | 5.2399 | 4.9621 | 5.2399
234053-Lighting-Remove 4 Ft Lamp (De-Lamp) | 1.4458 | 0.9323 | 1.323 | 7301.073 | 80311.8031 | -11.9568 | -131.5252 | 0.078601 | 0.69094 | 0.078601 | 0.69094 | 0.089856 | 0.78988 | 0.089856 | 0.78988 | 3.8393 | 6.4698 | 3.8393 | 6.4698
234148-Premium T8 with T12 40 Watt Baseline | 0.4144 | 0.26721 | 0.41284 | 2092.6245 | 23018.87 | -3.4271 | -37.6976 | 0.093957 | 0.81555 | 0.093957 | 0.81555 | 0.094661 | 0.82166 | 0.094661 | 0.82166 | 8.0783 | 8.5307 | 8.0783 | 8.5307
234053-Lighting-Remove 4 Ft Lamp (De-Lamp) | 0.75245 | 0.4852 | 0.74962 | 3799.7045 | 41796.7496 | -6.2227 | -68.4498 | 0.090076 | 0.78185 | 0.090076 | 0.78185 | 0.097051 | 0.8424 | 0.097051 | 0.8424 | 6.2505 | 10.533 | 6.2505 | 10.533
234053-Lighting-Remove 4 Ft Lamp (De-Lamp) | 0.24268 | 0.15649 | 0.37978 | 1225.4844 | 13480.3279 | -2.007 | -22.0765 | 0.069997 | 0.60757 | 0.069997 | 0.60757 | 0.085135 | 0.73897 | 0.085135 | 0.73897 | 2.8799 | 4.853 | 2.8799 | 4.853
234148-Premium T8 with T12 40 Watt Baseline | 0.1797 | 0.11588 | 0.28122 | 907.4491 | 9981.9403 | -1.4861 | -16.3472 | 0.078421 | 0.6807 | 0.078421 | 0.6807 | 0.079949 | 0.69396 | 0.079949 | 0.69396 | 3.722 | 3.9305 | 3.722 | 3.9305
234148-Premium T8 with T12 40 Watt Baseline | 0.11646 | 0.0751 | 0.17767 | 588.1242 | 6469.3662 | -0.96316 | -10.5948 | 0.082227 | 0.71373 | 0.082227 | 0.71373 | 0.083553 | 0.72524 | 0.083553 | 0.72524 | 4.2885 | 4.5287 | 4.2885 | 4.5287
234053-Lighting-Remove 4 Ft Lamp (De-Lamp) | 0.19972 | 0.12879 | 0.30469 | 1008.5652 | 11094.2171 | -1.6517 | -18.1688 | 0.074915 | 0.65026 | 0.074915 | 0.65026 | 0.088054 | 0.76431 | 0.088054 | 0.76431 | 3.3182 | 5.5916 | 3.3182 | 5.5916
234148-Premium T8 with T12 40 Watt Baseline | 0.36234 | 0.23364 | 0.55276 | 1829.7197 | 20126.9172 | -2.9965 | -32.9615 | 0.082227 | 0.71373 | 0.082227 | 0.71373 | 0.083553 | 0.72524 | 0.083553 | 0.72524 | 4.2885 | 4.5287 | 4.2885 | 4.5287
234148-Premium T8 with T12 40 Watt Baseline | 0.32501 | 0.20957 | 0.3797 | 1641.223 | 18053.453 | -2.6878 | -29.5658 | 0.055461 | 0.4814 | 0.055461 | 0.4814 | 0.058207 | 0.50523 | 0.058207 | 0.50523 | 2.0713 | 2.1873 | 2.0713 | 2.1873
234148-Premium T8 with T12 40 Watt Baseline | 0.32571 | 0.21002 | 0.50971 | 1644.7515 | 18092.2668 | -2.6936 | -29.6294 | 0.078421 | 0.6807 | 0.078421 | 0.6807 | 0.079949 | 0.69396 | 0.079949 | 0.69396 | 3.722 | 3.9305 | 3.722 | 3.9305
234053-Lighting-Remove 4 Ft Lamp (De-Lamp) | 0.5547 | 0.35768 | 0.86807 | 2801.1071 | 30812.178 | -4.5873 | -50.4605 | 0.069997 | 0.60757 | 0.069997 | 0.60757 | 0.085135 | 0.73897 | 0.085135 | 0.73897 | 2.8799 | 4.853 | 2.8799 | 4.853
234148-Premium T8 with T12 40 Watt Baseline | 0.23851 | 0.15379 | 0.41049 | 1204.4042 | 13248.4457 | -1.9724 | -21.6967 | 0.076028 | 0.65992 | 0.076028 | 0.65992 | 0.077683 | 0.67428 | 0.077683 | 0.67428 | 3.4366 | 3.629 | 3.4366 | 3.629
234053-Lighting-Remove 4 Ft Lamp (De-Lamp) | 0.38411 | 0.24769 | 0.6611 | 1939.6934 | 21336.6272 | -3.1766 | -34.9426 | 0.066903 | 0.58072 | 0.066903 | 0.58072 | 0.0833 | 0.72304 | 0.0833 | 0.72304 | 2.659 | 4.4808 | 2.659 | 4.4808
234148-Premium T8 with T12 40 Watt Baseline | 0.30219 | 0.19486 | 0.27652 | 1525.9755 | 16785.7306 | -2.4991 | -27.4897 | 0.085955 | 0.74512 | 0.085955 | 0.74512 | 0.08709 | 0.75497 | 0.08709 | 0.75497 | 5.0138 | 5.2946 | 5.0138 | 5.2946
234053-Lighting-Remove 4 Ft Lamp (De-Lamp) | 0.55967 | 0.36089 | 0.51214 | 2826.2218 | 31088.4399 | -4.6285 | -50.913 | 0.079692 | 0.69084 | 0.079692 | 0.69084 | 0.090945 | 0.78839 | 0.090945 | 0.78839 | 3.8794 | 6.5373 | 3.8794 | 6.5373
234148-Premium T8 with T12 40 Watt Baseline | 0.15724 | 0.10139 | 0.24607 | 794.018 | 8734.1978 | -1.3003 | -14.3038 | 0.078421 | 0.6807 | 0.078421 | 0.6807 | 0.079949 | 0.69396 | 0.079949 | 0.69396 | 3.722 | 3.9305 | 3.722 | 3.9305
234053-Lighting-Remove 4 Ft Lamp (De-Lamp) | 0.27735 | 0.17884 | 0.43404 | 1400.5535 | 15406.089 | -2.2937 | -25.2303 | 0.069997 | 0.60757 | 0.069997 | 0.60757 | 0.085135 | 0.73897 | 0.085135 | 0.73897 | 2.8799 | 4.853 | 2.8799 | 4.853
234148-Premium T8 with T12 40 Watt Baseline | 0.40116 | 0.25868 | 0.61199 | 2025.7611 | 22283.3726 | -3.3176 | -36.4931 | 0.082366 | 0.71401 | 0.082366 | 0.71401 | 0.083692 | 0.7255 | 0.083692 | 0.7255 | 4.2941 | 4.5346 | 4.2941 | 4.5346
234053-Lighting-Remove 4 Ft Lamp (De-Lamp) | 0.71901 | 0.46363 | 1.0969 | 3630.8347 | 39939.1817 | -5.9462 | -65.4077 | 0.075054 | 0.65063 | 0.075054 | 0.65063 | 0.088193 | 0.76452 | 0.088193 | 0.76452 | 3.3225 | 5.5989 | 3.3225 | 5.5989
234148-Premium T8 with T12 40 Watt Baseline | 0.51288 | 0.33072 | 0.52009 | 2589.9482 | 28489.4298 | -4.2415 | -46.6566 | 0.089566 | 0.77743 | 0.089566 | 0.77743 | 0.090503 | 0.78556 | 0.090503 | 0.78556 | 6.0703 | 6.4103 | 6.0703 | 6.4103
234053-Lighting-Remove 4 Ft Lamp (De-Lamp) | 0.84812 | 0.54689 | 0.86004 | 4282.8388 | 47111.2269 | -7.0139 | -77.1532 | 0.084401 | 0.7326 | 0.084401 | 0.7326 | 0.093683 | 0.81317 | 0.093683 | 0.81317 | 4.6968 | 7.9149 | 4.6968 | 7.9149
234148-Premium T8 with T12 40 Watt Baseline | 0.14813 | 0.084522 | 0.2278 | 737.1702 | 8108.8717 | -0.9531 | -10.4841 | 0.074908 | 0.67268 | 0.074908 | 0.67268 | 0.076432 | 0.68637 | 0.076432 | 0.68637 | 3.6065 | 3.8085 | 3.6065 | 3.8085
234053-Lighting-Remove 4 Ft Lamp (De-Lamp) | 0.17586 | 0.10035 | 0.27045 | 875.189 | 9627.0785 | -1.1315 | -12.447 | 0.066504 | 0.59721 | 0.066504 | 0.59721 | 0.081606 | 0.73283 | 0.081606 | 0.73283 | 2.7905 | 4.7024 | 2.7905 | 4.7024
234148-Premium T8 with T12 40 Watt Baseline | 0.29201 | 0.1883 | 0.45698 | 1474.6048 | 16220.653 | -2.4149 | -26.5643 | 0.078421 | 0.6807 | 0.078421 | 0.6807 | 0.079949 | 0.69396 | 0.079949 | 0.69396 | 3.722 | 3.9305 | 3.722 | 3.9305
234053-Lighting-Remove 4 Ft Lamp (De-Lamp) | 0.52003 | 0.33533 | 0.81382 | 2626.0379 | 28886.4168 | -4.3006 | -47.3068 | 0.069997 | 0.60757 | 0.069997 | 0.60757 | 0.085135 | 0.73897 | 0.085135 | 0.73897 | 2.8799 | 4.853 | 2.8799 | 4.853
234148-Premium T8 with T12 40 Watt Baseline | 0.080798 | 0.046103 | 0.1226 | 402.0954 | 4423.0495 | -0.60966 | -6.7063 | 0.077081 | 0.68003 | 0.077081 | 0.68003 | 0.078588 | 0.69332 | 0.078588 | 0.69332 | 3.7121 | 3.92 | 3.7121 | 3.92
234053-Lighting-Remove 4 Ft Lamp (De-Lamp) | 0.14252 | 0.08132 | 0.21626 | 709.2486 | 7801.7348 | -1.0754 | -11.8291 | 0.06877 | 0.6067 | 0.06877 | 0.6067 | 0.083705 | 0.73846 | 0.083705 | 0.73846 | 2.8722 | 4.8401 | 2.8722 | 4.8401
234148-Premium T8 with T12 40 Watt Baseline | 0.09157 | 0.059047 | 0.16347 | 462.4098 | 5086.5074 | -1.9086 | -20.9951 | 0.078469 | 0.68023 | 0.078469 | 0.68023 | 0.080001 | 0.69351 | 0.080001 | 0.69351 | 3.7151 | 3.9231 | 3.7151 | 3.9231
234053-Lighting-Remove 4 Ft Lamp (De-Lamp) | 0.14133 | 0.091133 | 0.2523 | 713.6815 | 7850.4963 | -2.9458 | -32.4038 | 0.070017 | 0.60696 | 0.070017 | 0.60696 | 0.085204 | 0.73861 | 0.085204 | 0.73861 | 2.8745 | 4.844 | 2.8745 | 4.844
234148-Premium T8 with T12 40 Watt Baseline | 0.095747 | 0.06174 | 0.15564 | 483.5037 | 5318.5405 | -0.79183 | -8.7101 | 0.080335 | 0.6964 | 0.080335 | 0.6964 | 0.081768 | 0.70883 | 0.081768 | 0.70883 | 3.9715 | 4.1939 | 3.9715 | 4.1939
234053-Lighting-Remove 4 Ft Lamp (De-Lamp) | 0.14778 | 0.09529 | 0.24022 | 746.2378 | 8208.6153 | -1.2221 | -13.4431 | 0.072429 | 0.62787 | 0.072429 | 0.62787 | 0.086635 | 0.75102 | 0.086635 | 0.75102 | 3.0729 | 5.1783 | 3.0729 | 5.1783
234148-Premium T8 with T12 40 Watt Baseline | 0.12697 | 0.072448 | 0.19266 | 631.8642 | 6950.5064 | -0.95804 | -10.5384 | 0.077081 | 0.68003 | 0.077081 | 0.68003 | 0.078588 | 0.69332 | 0.078588 | 0.69332 | 3.7121 | 3.92 | 3.7121 | 3.92
234053-Lighting-Remove 4 Ft Lamp (De-Lamp) | 0.21378 | 0.12198 | 0.32439 | 1063.8729 | 11702.6022 | -1.6131 | -17.7436 | 0.06877 | 0.6067 | 0.06877 | 0.6067 | 0.083705 | 0.73846 | 0.083705 | 0.73846 | 2.8722 | 4.8401 | 2.8722 | 4.8401
234148-Premium T8 with T12 40 Watt Baseline | 0.17314 | 0.098792 | 0.26272 | 861.633 | 9477.9633 | -1.3064 | -14.3706 | 0.077081 | 0.68003 | 0.077081 | 0.68003 | 0.078588 | 0.69332 | 0.078588 | 0.69332 | 3.7121 | 3.92 | 3.7121 | 3.92
234053-Lighting-Remove 4 Ft Lamp (De-Lamp) | 0.32067 | 0.18297 | 0.48658 | 1595.8094 | 17553.9033 | -2.4196 | -26.6154 | 0.06877 | 0.6067 | 0.06877 | 0.6067 | 0.083705 | 0.73846 | 0.083705 | 0.73846 | 2.8722 | 4.8401 | 2.8722 | 4.8401
234148-Premium T8 with T12 40 Watt Baseline | 0.19622 | 0.11196 | 0.29775 | 976.5174 | 10741.6917 | -1.4806 | -16.2867 | 0.077081 | 0.68003 | 0.077081 | 0.68003 | 0.078588 | 0.69332 | 0.078588 | 0.69332 | 3.7121 | 3.92 | 3.7121 | 3.92
234053-Lighting-Remove 4 Ft Lamp (De-Lamp) | 0.32067 | 0.18297 | 0.48658 | 1595.8094 | 17553.9033 | -2.4196 | -26.6154 | 0.06877 | 0.6067 | 0.06877 | 0.6067 | 0.083705 | 0.73846 | 0.083705 | 0.73846 | 2.8722 | 4.8401 | 2.8722 | 4.8401
234148-Premium T8 with T12 40 Watt Baseline | 0.20216 | 0.13036 | 0.31637 | 1020.8803 | 11229.6828 | -1.6719 | -18.3906 | 0.078421 | 0.6807 | 0.078421 | 0.6807 | 0.079949 | 0.69396 | 0.079949 | 0.69396 | 3.722 | 3.9305 | 3.722 | 3.9305
234053-Lighting-Remove 4 Ft Lamp (De-Lamp) | 0.20801 | 0.13413 | 0.32553 | 1050.4152 | 11554.5667 | -1.7202 | -18.9227 | 0.069997 | 0.60757 | 0.069997 | 0.60757 | 0.085135 | 0.73897 | 0.085135 | 0.73897 | 2.8799 | 4.853 | 2.8799 | 4.853
234148-Premium T8 with T12 40 Watt Baseline | 0.25394 | 0.1449 | 0.38533 | 1263.7284 | 13901.0128 | -1.9161 | -21.0769 | 0.077081 | 0.68003 | 0.077081 | 0.68003 | 0.078588 | 0.69332 | 0.078588 | 0.69332 | 3.7121 | 3.92 | 3.7121 | 3.92
234053-Lighting-Remove 4 Ft Lamp (De-Lamp) | 0.42756 | 0.24396 | 0.64878 | 2127.7459 | 23405.2044 | -3.2261 | -35.4872 | 0.06877 | 0.6067 | 0.06877 | 0.6067 | 0.083705 | 0.73846 | 0.083705 | 0.73846 | 2.8722 | 4.8401 | 2.8722 | 4.8401
234148-Premium T8 with T12 40 Watt Baseline | 0.43817 | 0.28254 | 0.40096 | 2212.6645 | 24339.3094 | -3.6236 | -39.86 | 0.085955 | 0.74512 | 0.085955 | 0.74512 | 0.08709 | 0.75497 | 0.08709 | 0.75497 | 5.0138 | 5.2946 | 5.0138 | 5.2946
234053-Lighting-Remove 4 Ft Lamp (De-Lamp) | 0.74623 | 0.48119 | 0.68286 | 3768.2957 | 41451.2532 | -6.1713 | -67.884 | 0.079692 | 0.69084 | 0.079692 | 0.69084 | 0.090945 | 0.78839 | 0.090945 | 0.78839 | 3.8794 | 6.5373 | 3.8794 | 6.5373
234148-Premium T8 with T12 40 Watt Baseline | 0.046171 | 0.026345 | 0.07006 | 229.7688 | 2527.4569 | -0.34838 | -3.8322 | 0.077081 | 0.68003 | 0.077081 | 0.68003 | 0.078588 | 0.69332 | 0.078588 | 0.69332 | 3.7121 | 3.92 | 3.7121 | 3.92
234053-Lighting-Remove 4 Ft Lamp (De-Lamp) | 0.071259 | 0.04066 | 0.10813 | 354.6243 | 3900.8674 | -0.53768 | -5.9145 | 0.06877 | 0.6067 | 0.06877 | 0.6067 | 0.083705 | 0.73846 | 0.083705 | 0.73846 | 2.8722 | 4.8401 | 2.8722 | 4.8401
234148-Premium T8 with T12 40 Watt Baseline | 0.33044 | 0.18855 | 0.50818 | 1644.4565 | 18089.0216 | -2.1261 | -23.3876 | 0.074908 | 0.67268 | 0.074908 | 0.67268 | 0.076432 | 0.68637 | 0.076432 | 0.68637 | 3.6065 | 3.8085 | 3.6065 | 3.8085
234053-Lighting-Remove 4 Ft Lamp (De-Lamp) | 0.3869 | 0.22076 | 0.595 | 1925.4157 | 21179.5727 | -2.4894 | -27.3834 | 0.066504 | 0.59721 | 0.066504 | 0.59721 | 0.081606 | 0.73283 | 0.081606 | 0.73283 | 2.7905 | 4.7024 | 2.7905 | 4.7024
234148-Premium T8 with T12 40 Watt Baseline | 0.46673 | 0.30096 | 0.84896 | 2356.8704 | 25925.5746 | -9.1816 | -100.9972 | 0.077523 | 0.6729 | 0.077523 | 0.6729 | 0.079098 | 0.68657 | 0.079098 | 0.68657 | 3.6095 | 3.8116 | 3.6095 | 3.8116
234053-Lighting-Remove 4 Ft Lamp (De-Lamp) | 0.39447 | 0.25437 | 0.71753 | 1992.0108 | 21912.1186 | -7.7602 | -85.3622 | 0.068835 | 0.59749 | 0.068835 | 0.59749 | 0.084446 | 0.73299 | 0.084446 | 0.73299 | 2.7928 | 4.7063 | 2.7928 | 4.7063
234148-Premium T8 with T12 40 Watt Baseline | 0.20777 | 0.11855 | 0.31527 | 1033.9596 | 11373.5559 | -1.5677 | -17.2447 | 0.077081 | 0.68003 | 0.077081 | 0.68003 | 0.078588 | 0.69332 | 0.078588 | 0.69332 | 3.7121 | 3.92 | 3.7121 | 3.92
234053-Lighting-Remove 4 Ft Lamp (De-Lamp) | 0.26722 | 0.15248 | 0.40549 | 1329.8412 | 14628.2527 | -2.0163 | -22.1795 | 0.06877 | 0.6067 | 0.06877 | 0.6067 | 0.083705 | 0.73846 | 0.083705 | 0.73846 | 2.8722 | 4.8401 | 2.8722 | 4.8401
234148-Premium T8 with T12 40 Watt Baseline | 0.11543 | 0.065861 | 0.17515 | 574.422 | 6318.6422 | -0.87094 | -9.5804 | 0.077081 | 0.68003 | 0.077081 | 0.68003 | 0.078588 | 0.69332 | 0.078588 | 0.69332 | 3.7121 | 3.92 | 3.7121 | 3.92
234053-Lighting-Remove 4 Ft Lamp (De-Lamp) | 0.10689 | 0.06099 | 0.16219 | 531.9365 | 5851.3011 | -0.80653 | -8.8718 | 0.06877 | 0.6067 | 0.06877 | 0.6067 | 0.083705 | 0.73846 | 0.083705 | 0.73846 | 2.8722 | 4.8401 | 2.8722 | 4.8401
234148-Premium T8 with T12 40 Watt Baseline | 0.1616 | 0.092206 | 0.24521 | 804.1908 | 8846.0991 | -1.2193 | -13.4125 | 0.077081 | 0.68003 | 0.077081 | 0.68003 | 0.078588 | 0.69332 | 0.078588 | 0.69332 | 3.7121 | 3.92 | 3.7121 | 3.92
234053-Lighting-Remove 4 Ft Lamp (De-Lamp) | 0.32067 | 0.18297 | 0.48658 | 1595.8094 | 17553.9033 | -2.4196 | -26.6154 | 0.06877 | 0.6067 | 0.06877 | 0.6067 | 0.083705 | 0.73846 | 0.083705 | 0.73846 | 2.8722 | 4.8401 | 2.8722 | 4.8401
234148-Premium T8 with T12 40 Watt Baseline | 0.1488 | 0.095951 | 0.26564 | 751.4159 | 8265.5745 | -3.1016 | -34.1171 | 0.078469 | 0.68023 | 0.078469 | 0.68023 | 0.080001 | 0.69351 | 0.080001 | 0.69351 | 3.7151 | 3.9231 | 3.7151 | 3.9231
234053-Lighting-Remove 4 Ft Lamp (De-Lamp) | 0.28266 | 0.18227 | 0.50459 | 1427.363 | 15700.9926 | -5.8916 | -64.8077 | 0.070017 | 0.60696 | 0.070017 | 0.60696 | 0.085204 | 0.73861 | 0.085204 | 0.73861 | 2.8745 | 4.844 | 2.8745 | 4.844
234148-Premium T8 with T12 40 Watt Baseline | 0.13165 | 0.084893 | 0.21401 | 664.8176 | 7312.9932 | -1.0888 | -11.9764 | 0.080335 | 0.6964 | 0.080335 | 0.6964 | 0.081768 | 0.70883 | 0.081768 | 0.70883 | 3.9715 | 4.1939 | 3.9715 | 4.1939
234053-Lighting-Remove 4 Ft Lamp (De-Lamp) | 0.14778 | 0.09529 | 0.24022 | 746.2378 | 8208.6153 | -1.2221 | -13.4431 | 0.072429 | 0.62787 | 0.072429 | 0.62787 | 0.086635 | 0.75102 | 0.086635 | 0.75102 | 3.0729 | 5.1783 | 3.0729 | 5.1783
234148-Premium T8 with T12 40 Watt Baseline | 0.11231 | 0.072422 | 0.17576 | 567.1557 | 6238.7127 | -0.92882 | -10.217 | 0.07856 | 0.68102 | 0.07856 | 0.68102 | 0.080088 | 0.69427 | 0.080088 | 0.69427 | 3.7269 | 3.9356 | 3.7269 | 3.9356
234053-Lighting-Remove 4 Ft Lamp (De-Lamp) | 0.20801 | 0.13413 | 0.32553 | 1050.4152 | 11554.5667 | -1.7202 | -18.9227 | 0.070136 | 0.60799 | 0.070136 | 0.60799 | 0.085274 | 0.73922 | 0.085274 | 0.73922 | 2.8837 | 4.8594 | 2.8837 | 4.8594
234148-Premium T8 with T12 40 Watt Baseline | 0.1797 | 0.11588 | 0.28122 | 907.4491 | 9981.9403 | -1.4861 | -16.3472 | 0.07856 | 0.68102 | 0.07856 | 0.68102 | 0.080088 | 0.69427 | 0.080088 | 0.69427 | 3.7269 | 3.9356 | 3.7269 | 3.9356
234148-Premium T8 with T12 40 Watt Baseline | 0.15802 | 0.10189 | 0.25647 | 797.9493 | 8777.4428 | -1.3068 | -14.3747 | 0.084845 | 0.7355 | 0.084845 | 0.7355 | 0.08604 | 0.74586 | 0.08604 | 0.74586 | 4.7668 | 5.0338 | 4.7668 | 5.0338
234053-Lighting-Remove 4 Ft Lamp (De-Lamp) | 0.26605 | 0.17156 | 0.43182 | 1343.5113 | 14778.6241 | -2.2002 | -24.2027 | 0.078259 | 0.67841 | 0.078259 | 0.67841 | 0.090095 | 0.78101 | 0.090095 | 0.78101 | 3.6883 | 6.2153 | 3.6883 | 6.2153
234148-Premium T8 with T12 40 Watt Baseline | 0.24808 | 0.15386 | 0.40041 | 1339.9881 | 14739.869 | -1.8228 | -20.0512 | 0.080827 | 0.71539 | 0.080827 | 0.71539 | 0.082118 | 0.72681 | 0.082118 | 0.72681 | 4.3216 | 4.5636 | 4.3216 | 4.5636
234148-Premium T8 with T12 40 Watt Baseline | 0.31057 | 0.20027 | 0.4738 | 1568.3312 | 17251.6433 | -2.5684 | -28.2527 | 0.082227 | 0.71373 | 0.082227 | 0.71373 | 0.083553 | 0.72524 | 0.083553 | 0.72524 | 4.2885 | 4.5287 | 4.2885 | 4.5287
234148-Premium T8 with T12 40 Watt Baseline | 0.40433 | 0.26072 | 0.63275 | 2041.7605 | 22459.3657 | -3.3438 | -36.7813 | 0.078421 | 0.6807 | 0.078421 | 0.6807 | 0.079949 | 0.69396 | 0.079949 | 0.69396 | 3.722 | 3.9305 | 3.722 | 3.9305
234148-Premium T8 with T12 40 Watt Baseline | 0.026574 | 0.016617 | 0.040652 | 137.4297 | 1511.7268 | -0.073644 | -0.81009 | 0.083031 | 0.7251 | 0.083031 | 0.7251 | 0.08428 | 0.736 | 0.08428 | 0.736 | 4.5256 | 4.779 | 4.5256 | 4.779
234053-Lighting-Remove 4 Ft Lamp (De-Lamp) | 0.041015 | 0.025646 | 0.062743 | 212.1085 | 2333.1935 | -0.11366 | -1.2503 | 0.076144 | 0.66495 | 0.076144 | 0.66495 | 0.088519 | 0.77303 | 0.088519 | 0.77303 | 3.5016 | 5.9007 | 3.5016 | 5.9007
234148-Premium T8 with T12 40 Watt Baseline | 0.046171 | 0.026345 | 0.07006 | 229.7688 | 2527.4569 | -0.34838 | -3.8322 | 0.077081 | 0.68003 | 0.077081 | 0.68003 | 0.078588 | 0.69332 | 0.078588 | 0.69332 | 3.7121 | 3.92 | 3.7121 | 3.92
234053-Lighting-Remove 4 Ft Lamp (De-Lamp) | 0.071259 | 0.04066 | 0.10813 | 354.6243 | 3900.8674 | -0.53768 | -5.9145 | 0.06877 | 0.6067 | 0.06877 | 0.6067 | 0.083705 | 0.73846 | 0.083705 | 0.73846 | 2.8722 | 4.8401 | 2.8722 | 4.8401
234148-Premium T8 with T12 40 Watt Baseline | 0.086191 | 0.055578 | 0.13989 | 435.2451 | 4787.6961 | -0.71279 | -7.8407 | 0.084845 | 0.7355 | 0.084845 | 0.7355 | 0.08604 | 0.74586 | 0.08604 | 0.74586 | 4.7668 | 5.0338 | 4.7668 | 5.0338
234053-Lighting-Remove 4 Ft Lamp (De-Lamp) | 0.13303 | 0.085779 | 0.21591 | 671.7556 | 7389.312 | -1.1001 | -12.1013 | 0.078259 | 0.67841 | 0.078259 | 0.67841 | 0.090095 | 0.78101 | 0.090095 | 0.78101 | 3.6883 | 6.2153 | 3.6883 | 6.2153
234148-Premium T8 with T12 40 Watt Baseline | 0.14362 | 0.09261 | 0.23347 | 725.2555 | 7977.8107 | -1.1877 | -13.0651 | 0.080335 | 0.6964 | 0.080335 | 0.6964 | 0.081768 | 0.70883 | 0.081768 | 0.70883 | 3.9715 | 4.1939 | 3.9715 | 4.1939
234053-Lighting-Remove 4 Ft Lamp (De-Lamp) | 0.25861 | 0.16676 | 0.42039 | 1305.9161 | 14365.0768 | -2.1387 | -23.5254 | 0.072429 | 0.62787 | 0.072429 | 0.62787 | 0.086635 | 0.75102 | 0.086635 | 0.75102 | 3.0729 | 5.1783 | 3.0729 | 5.1783
234148-Premium T8 with T12 40 Watt Baseline | 2.3662 | 1.3502 | 3.5905 | 11775.6513 | 129532.1647 | -17.8544 | -196.3979 | 0.077081 | 0.68003 | 0.077081 | 0.68003 | 0.078588 | 0.69332 | 0.078588 | 0.69332 | 3.7121 | 3.92 | 3.7121 | 3.92
234053-Lighting-Remove 4 Ft Lamp (De-Lamp) | 4.614 | 2.6327 | 7.0014 | 22961.924 | 252581.1641 | -34.8151 | -382.966 | 0.06877 | 0.6067 | 0.06877 | 0.6067 | 0.083705 | 0.73846 | 0.083705 | 0.73846 | 2.8722 | 4.8401 | 2.8722 | 4.8401
234049-Lighting-LED Exit Sign New Sign | 0.23099 | 0.22949 | 0 | 2023.5516 | 32376.8254 | 0 | 0 | 0.075524 | 0 | 0.075524 | 0 | 0.081421 | 0 | 0.081421 | 0 | 4.8796 | 7.0001 | 4.8796 | 7.0001
234148-Premium T8 with T12 40 Watt Baseline | 0.41553 | 0.2371 | 0.63054 | 2067.9193 | 22747.1118 | -3.1354 | -34.4894 | 0.077081 | 0.68003 | 0.077081 | 0.68003 | 0.078588 | 0.69332 | 0.078588 | 0.69332 | 3.7121 | 3.92 | 3.7121 | 3.92
234053-Lighting-Remove 4 Ft Lamp (De-Lamp) | 0.33848 | 0.19314 | 0.51362 | 1684.4655 | 18529.1201 | -2.554 | -28.094 | 0.06877 | 0.6067 | 0.06877 | 0.6067 | 0.083705 | 0.73846 | 0.083705 | 0.73846 | 2.8722 | 4.8401 | 2.8722 | 4.8401
234148-Premium T8 with T12 40 Watt Baseline | 0.12395 | 0.079924 | 0.17885 | 625.904 | 6884.9438 | -1.025 | -11.2753 | 0.081264 | 0.70446 | 0.081264 | 0.70446 | 0.082649 | 0.71646 | 0.082649 | 0.71646 | 4.113 | 4.3433 | 4.113 | 4.3433
234053-Lighting-Remove 4 Ft Lamp (De-Lamp) | 0.17217 | 0.11102 | 0.24844 | 869.4161 | 9563.5766 | -1.4238 | -15.6621 | 0.073631 | 0.63829 | 0.073631 | 0.63829 | 0.087348 | 0.7572 | 0.087348 | 0.7572 | 3.1824 | 5.3627 | 3.1824 | 5.3627
234148-Premium T8 with T12 40 Watt Baseline | 0.40433 | 0.26072 | 0.63275 | 2041.7605 | 22459.3657 | -3.3438 | -36.7813 | 0.078421 | 0.6807 | 0.078421 | 0.6807 | 0.079949 | 0.69396 | 0.079949 | 0.69396 | 3.722 | 3.9305 | 3.722 | 3.9305
234053-Lighting-Remove 4 Ft Lamp (De-Lamp) | 0.62403 | 0.40239 | 0.97658 | 3151.2455 | 34663.7002 | -5.1607 | -56.7681 | 0.069997 | 0.60757 | 0.069997 | 0.60757 | 0.085135 | 0.73897 | 0.085135 | 0.73897 | 2.8799 | 4.853 | 2.8799 | 4.853
234148-Premium T8 with T12 40 Watt Baseline | 0.22463 | 0.14484 | 0.35153 | 1134.3114 | 12477.4254 | -1.8576 | -20.4341 | 0.07856 | 0.68102 | 0.07856 | 0.68102 | 0.080088 | 0.69427 | 0.080088 | 0.69427 | 3.7269 | 3.9356 | 3.7269 | 3.9356
234053-Lighting-Remove 4 Ft Lamp (De-Lamp) | 0.17334 | 0.11178 | 0.27127 | 875.346 | 9628.8056 | -1.4335 | -15.7689 | 0.070136 | 0.60799 | 0.070136 | 0.60799 | 0.085274 | 0.73922 | 0.085274 | 0.73922 | 2.8837 | 4.8594 | 2.8837 | 4.8594
234148-Premium T8 with T12 40 Watt Baseline | 0.31551 | 0.20345 | 0.43189 | 1593.2513 | 17525.7644 | -2.6092 | -28.7016 | 0.076465 | 0.66371 | 0.076465 | 0.66371 | 0.078096 | 0.67787 | 0.078096 | 0.67787 | 3.4853 | 3.6805 | 3.4853 | 3.6805
234148-Premium T8 with T12 40 Watt Baseline | 0.50541 | 0.3259 | 0.79093 | 2552.2006 | 28074.2071 | -4.1797 | -45.9766 | 0.078421 | 0.6807 | 0.078421 | 0.6807 | 0.079949 | 0.69396 | 0.079949 | 0.69396 | 3.722 | 3.9305 | 3.722 | 3.9305
234148-Premium T8 with T12 40 Watt Baseline | 0.25241 | 0.16276 | 0.34551 | 1274.6011 | 14020.6116 | -2.0874 | -22.9613 | 0.076465 | 0.66371 | 0.076465 | 0.66371 | 0.078096 | 0.67787 | 0.078096 | 0.67787 | 3.4853 | 3.6805 | 3.4853 | 3.6805
234148-Premium T8 with T12 40 Watt Baseline | 1.0352 | 0.66755 | 1.5793 | 5227.7707 | 57505.4776 | -8.5614 | -94.1757 | 0.082227 | 0.71373 | 0.082227 | 0.71373 | 0.083553 | 0.72524 | 0.083553 | 0.72524 | 4.2885 | 4.5287 | 4.2885 | 4.5287
234148-Premium T8 with T12 40 Watt Baseline | 0.43655 | 0.2815 | 0.56827 | 2204.4909 | 24249.4001 | -3.6103 | -39.7128 | 0.077583 | 0.67342 | 0.077583 | 0.67342 | 0.079156 | 0.68707 | 0.079156 | 0.68707 | 3.6168 | 3.8194 | 3.6168 | 3.8194
234148-Premium T8 with T12 40 Watt Baseline | 0.50481 | 0.32552 | 0.69102 | 2549.2021 | 28041.2231 | -4.1748 | -45.9226 | 0.076465 | 0.66371 | 0.076465 | 0.66371 | 0.078096 | 0.67787 | 0.078096 | 0.67787 | 3.4853 | 3.6805 | 3.4853 | 3.6805
234148-Premium T8 with T12 40 Watt Baseline | 0.5391 | 0.34763 | 0.84366 | 2722.3474 | 29945.8209 | -4.4583 | -49.0417 | 0.078421 | 0.6807 | 0.078421 | 0.6807 | 0.079949 | 0.69396 | 0.079949 | 0.69396 | 3.722 | 3.9305 | 3.722 | 3.9305
234148-Premium T8 with T12 40 Watt Baseline | 0.4141 | 0.26702 | 0.63173 | 2091.1083 | 23002.191 | -3.4246 | -37.6703 | 0.082227 | 0.71373 | 0.082227 | 0.71373 | 0.083553 | 0.72524 | 0.083553 | 0.72524 | 4.2885 | 4.5287 | 4.2885 | 4.5287
234148-Premium T8 with T12 40 Watt Baseline | 0.43802 | 0.28245 | 0.68548 | 2211.9072 | 24330.9795 | -3.6224 | -39.8464 | 0.078421 | 0.6807 | 0.078421 | 0.6807 | 0.079949 | 0.69396 | 0.079949 | 0.69396 | 3.722 | 3.9305 | 3.722 | 3.9305
234148-Premium T8 with T12 40 Watt Baseline | 1.2067 | 0.77809 | 1.9585 | 6093.4314 | 67027.745 | -9.9791 | -109.7701 | 0.084706 | 0.73525 | 0.084706 | 0.73525 | 0.085901 | 0.74562 | 0.085901 | 0.74562 | 4.7606 | 5.0272 | 4.7606 | 5.0272
234148-Premium T8 with T12 40 Watt Baseline | 0.40433 | 0.26072 | 0.63275 | 2041.7605 | 22459.3657 | -3.3438 | -36.7813 | 0.078421 | 0.6807 | 0.078421 | 0.6807 | 0.079949 | 0.69396 | 0.079949 | 0.69396 | 3.722 | 3.9305 | 3.722 | 3.9305
234148-Premium T8 with T12 40 Watt Baseline | 0.62895 | 0.40556 | 0.98427 | 3176.0719 | 34936.791 | -5.2014 | -57.2153 | 0.078421 | 0.6807 | 0.078421 | 0.6807 | 0.079949 | 0.69396 | 0.079949 | 0.69396 | 3.722 | 3.9305 | 3.722 | 3.9305
234148-Premium T8 with T12 40 Watt Baseline | 3.4143 | 2.2016 | 5.3432 | 17241.5332 | 189656.8656 | -28.2361 | -310.5976 | 0.078421 | 0.6807 | 0.078421 | 0.6807 | 0.079949 | 0.69396 | 0.079949 | 0.69396 | 3.722 | 3.9305 | 3.722 | 3.9305
234148-Premium T8 with T12 40 Watt Baseline | 0.37861 | 0.24414 | 0.51826 | 1911.9016 | 21030.9173 | -3.1311 | -34.4419 | 0.076465 | 0.66371 | 0.076465 | 0.66371 | 0.078096 | 0.67787 | 0.078096 | 0.67787 | 3.4853 | 3.6805 | 3.4853 | 3.6805
234148-Premium T8 with T12 40 Watt Baseline | 0.88342 | 0.56965 | 1.2093 | 4461.1037 | 49072.1404 | -7.3059 | -80.3645 | 0.076465 | 0.66371 | 0.076465 | 0.66371 | 0.078096 | 0.67787 | 0.078096 | 0.67787 | 3.4853 | 3.6805 | 3.4853 | 3.6805
234148-Premium T8 with T12 40 Watt Baseline | 1.0258 | 0.66144 | 1.0402 | 5179.8963 | 56978.8596 | -8.483 | -93.3132 | 0.089566 | 0.77743 | 0.089566 | 0.77743 | 0.090503 | 0.78556 | 0.090503 | 0.78556 | 6.0703 | 6.4103 | 6.0703 | 6.4103
234148-Premium T8 with T12 40 Watt Baseline | 0.50481 | 0.32552 | 0.69102 | 2549.2021 | 28041.2231 | -4.1748 | -45.9226 | 0.076604 | 0.66406 | 0.076604 | 0.66406 | 0.078235 | 0.6782 | 0.078235 | 0.6782 | 3.4899 | 3.6853 | 3.4899 | 3.6853
234148-Premium T8 with T12 40 Watt Baseline | 3.5551 | 2.0285 | 5.4673 | 17692.0838 | 194612.9218 | -22.8743 | -251.6178 | 0.074908 | 0.67268 | 0.074908 | 0.67268 | 0.076432 | 0.68637 | 0.076432 | 0.68637 | 3.6065 | 3.8085 | 3.6065 | 3.8085
234148-Premium T8 with T12 40 Watt Baseline | 1.7082 | 1.1015 | 2.6059 | 8625.8216 | 94884.0381 | -14.1263 | -155.3898 | 0.082227 | 0.71373 | 0.082227 | 0.71373 | 0.083553 | 0.72524 | 0.083553 | 0.72524 | 4.2885 | 4.5287 | 4.2885 | 4.5287
234148-Premium T8 with T12 40 Watt Baseline | 0.38186 | 0.24624 | 0.59759 | 1928.3294 | 21211.6231 | -3.158 | -34.7379 | 0.078421 | 0.6807 | 0.078421 | 0.6807 | 0.079949 | 0.69396 | 0.079949 | 0.69396 | 3.722 | 3.9305 | 3.722 | 3.9305
234053-Lighting-Remove 4 Ft Lamp (De-Lamp) | 0.6587 | 0.42475 | 1.0308 | 3326.3147 | 36589.4613 | -5.4474 | -59.9219 | 0.069997 | 0.60757 | 0.069997 | 0.60757 | 0.085135 | 0.73897 | 0.085135 | 0.73897 | 2.8799 | 4.853 | 2.8799 | 4.853
234148-Premium T8 with T12 40 Watt Baseline | 0.93172 | 0.6008 | 1.4214 | 4704.9936 | 51754.9298 | -7.7053 | -84.7581 | 0.082227 | 0.71373 | 0.082227 | 0.71373 | 0.083553 | 0.72524 | 0.083553 | 0.72524 | 4.2885 | 4.5287 | 4.2885 | 4.5287
234148-Premium T8 with T12 40 Watt Baseline | 0.59527 | 0.38384 | 0.90811 | 3005.9681 | 33065.6496 | -4.9228 | -54.151 | 0.082227 | 0.71373 | 0.082227 | 0.71373 | 0.083553 | 0.72524 | 0.083553 | 0.72524 | 4.2885 | 4.5287 | 4.2885 | 4.5287
234053-Lighting-Remove 4 Ft Lamp (De-Lamp) | 0.99862 | 0.64394 | 1.5234 | 5042.826 | 55471.0857 | -8.2585 | -90.844 | 0.074915 | 0.65026 | 0.074915 | 0.65026 | 0.088054 | 0.76431 | 0.088054 | 0.76431 | 3.3182 | 5.5916 | 3.3182 | 5.5916
234049-Lighting-LED Exit Sign New Sign | 0.076997 | 0.076497 | 0 | 674.5172 | 10792.2751 | 0 | 0 | 0.075524 | 0 | 0.075524 | 0 | 0.081421 | 0 | 0.081421 | 0 | 4.8796 | 7.0001 | 4.8796 | 7.0001
234148-Premium T8 with T12 40 Watt Baseline | 0.4835 | 0.31177 | 0.44244 | 2441.5608 | 26857.169 | -3.9985 | -43.9835 | 0.085816 | 0.74488 | 0.085816 | 0.74488 | 0.086951 | 0.75474 | 0.086951 | 0.75474 | 5.0072 | 5.2876 | 5.0072 | 5.2876
234148-Premium T8 with T12 40 Watt Baseline | 1.379 | 0.88925 | 2.2383 | 6963.9216 | 76603.1371 | -11.4047 | -125.4515 | 0.084706 | 0.73525 | 0.084706 | 0.73525 | 0.085901 | 0.74562 | 0.085901 | 0.74562 | 4.7606 | 5.0272 | 4.7606 | 5.0272
234148-Premium T8 with T12 40 Watt Baseline | 0.27702 | 0.15807 | 0.42036 | 1378.6128 | 15164.7412 | -2.0903 | -22.9929 | 0.077081 | 0.68003 | 0.077081 | 0.68003 | 0.078588 | 0.69332 | 0.078588 | 0.69332 | 3.7121 | 3.92 | 3.7121 | 3.92
234148-Premium T8 with T12 40 Watt Baseline | 0.41553 | 0.2371 | 0.63054 | 2067.9193 | 22747.1118 | -3.1354 | -34.4894 | 0.077081 | 0.68003 | 0.077081 | 0.68003 | 0.078588 | 0.69332 | 0.078588 | 0.69332 | 3.7121 | 3.92 | 3.7121 | 3.92
234148-Premium T8 with T12 40 Watt Baseline | 0.60437 | 0.38971 | 0.55305 | 3051.951 | 33571.4612 | -4.9981 | -54.9794 | 0.085816 | 0.74488 | 0.085816 | 0.74488 | 0.086951 | 0.75474 | 0.086951 | 0.75474 | 5.0072 | 5.2876 | 5.0072 | 5.2876
234148-Premium T8 with T12 40 Watt Baseline | 0.51714 | 0.33347 | 0.83935 | 2611.4706 | 28726.1764 | -4.2768 | -47.0443 | 0.084845 | 0.7355 | 0.084845 | 0.7355 | 0.08604 | 0.74586 | 0.08604 | 0.74586 | 4.7668 | 5.0338 | 4.7668 | 5.0338
234148-Premium T8 with T12 40 Watt Baseline | 0.25881 | 0.16689 | 0.39483 | 1306.9427 | 14376.3694 | -2.1404 | -23.5439 | 0.082366 | 0.71401 | 0.082366 | 0.71401 | 0.083692 | 0.7255 | 0.083692 | 0.7255 | 4.2941 | 4.5346 | 4.2941 | 4.5346
234148-Premium T8 with T12 40 Watt Baseline | 0.78811 | 0.50819 | 1.3564 | 3979.7703 | 43777.4728 | -6.5176 | -71.6936 | 0.076028 | 0.65992 | 0.076028 | 0.65992 | 0.077683 | 0.67428 | 0.077683 | 0.67428 | 3.4366 | 3.629 | 3.4366 | 3.629
234148-Premium T8 with T12 40 Watt Baseline | 0.1262 | 0.081379 | 0.17275 | 637.3005 | 7010.3058 | -1.0437 | -11.4806 | 0.076604 | 0.66406 | 0.076604 | 0.66406 | 0.078235 | 0.6782 | 0.078235 | 0.6782 | 3.4899 | 3.6853 | 3.4899 | 3.6853
234148-Premium T8 with T12 40 Watt Baseline | 0.58403 | 0.3766 | 0.91397 | 2949.2096 | 32441.306 | -4.8299 | -53.1285 | 0.07856 | 0.68102 | 0.07856 | 0.68102 | 0.080088 | 0.69427 | 0.080088 | 0.69427 | 3.7269 | 3.9356 | 3.7269 | 3.9356
234148-Premium T8 with T12 40 Watt Baseline | 0.58615 | 0.37797 | 0.59439 | 2959.9408 | 32559.3483 | -4.8474 | -53.3218 | 0.089566 | 0.77743 | 0.089566 | 0.77743 | 0.090503 | 0.78556 | 0.090503 | 0.78556 | 6.0703 | 6.4103 | 6.0703 | 6.4103
234148-Premium T8 with T12 40 Watt Baseline | 1.1294 | 0.7413 | 1.4303 | 7093.5267 | 78028.7936 | -33.359 | -366.9493 | 0.082694 | 0.76407 | 0.082694 | 0.76407 | 0.083651 | 0.77291 | 0.083651 | 0.77291 | 5.5836 | 5.8963 | 5.5836 | 5.8963
234174-Food Service - Ice Machine Air-Cooled 101-200 | 0.39995 | 0.30951 | 0.396 | 3468.96 | 41627.52 | 0 | 0 | 0.081841 | 0 | 0.081841 | 0 | 0.071728 | 0 | 0.071728 | 0 | 8.6642 | 4.4499 | 8.6642 | 4.4499
234148-Premium T8 with T12 40 Watt Baseline | 0.31057 | 0.20027 | 0.4738 | 1568.3312 | 17251.6433 | -2.5684 | -28.2527 | 0.082227 | 0.71373 | 0.082227 | 0.71373 | 0.083553 | 0.72524 | 0.083553 | 0.72524 | 4.2885 | 4.5287 | 4.2885 | 4.5287
234148-Premium T8 with T12 40 Watt Baseline | 0.58403 | 0.3766 | 0.91397 | 2949.2096 | 32441.306 | -4.8299 | -53.1285 | 0.078421 | 0.6807 | 0.078421 | 0.6807 | 0.079949 | 0.69396 | 0.079949 | 0.69396 | 3.722 | 3.9305 | 3.722 | 3.9305
234084-Refrigeration -Cooler/Freezer Door Gaskets - Solid Doors: Cooler | 2.6846 | 2.0776 | 2.6615 | 23285.376 | 93141.504 | 0 | 0 | 0.082012 | 0 | 0.082012 | 0 | 0.082012 | 0 | 0.082012 | 0 | 8.4103 | 8.4103 | 8.4103 | 8.4103
234148-Premium T8 with T12 40 Watt Baseline | 3.1202 | 2.012 | 3.1085 | 15756.2319 | 173318.5507 | -25.8037 | -283.8406 | 0.093957 | 0.81555 | 0.093957 | 0.81555 | 0.094661 | 0.82166 | 0.094661 | 0.82166 | 8.0783 | 8.5307 | 8.0783 | 8.5307
234148-Premium T8 with T12 40 Watt Baseline | 1.7238 | 1.1116 | 2.7978 | 8704.9019 | 95753.9214 | -14.2559 | -156.8144 | 0.084706 | 0.73525 | 0.084706 | 0.73525 | 0.085901 | 0.74562 | 0.085901 | 0.74562 | 4.7606 | 5.0272 | 4.7606 | 5.0272
234148-Premium T8 with T12 40 Watt Baseline | 0.45328 | 0.29229 | 0.41479 | 2288.9633 | 25178.5959 | -3.7486 | -41.2345 | 0.085816 | 0.74488 | 0.085816 | 0.74488 | 0.086951 | 0.75474 | 0.086951 | 0.75474 | 5.0072 | 5.2876 | 5.0072 | 5.2876
234053-Lighting-Remove 4 Ft Lamp (De-Lamp) | 0.69959 | 0.45111 | 0.64018 | 3532.7773 | 38860.5499 | -5.7856 | -63.6412 | 0.079553 | 0.69052 | 0.079553 | 0.69052 | 0.090807 | 0.7882 | 0.090807 | 0.7882 | 3.8743 | 6.5287 | 3.8743 | 6.5287
234049-Lighting-LED Exit Sign New Sign | 0.038498 | 0.038248 | 0 | 337.2586 | 5396.1376 | 0 | 0 | 0.075524 | 0 | 0.075524 | 0 | 0.081421 | 0 | 0.081421 | 0 | 4.8796 | 7.0001 | 4.8796 | 7.0001
234148-Premium T8 with T12 40 Watt Baseline | 0.1797 | 0.11588 | 0.28122 | 907.4491 | 9981.9403 | -1.4861 | -16.3472 | 0.078421 | 0.6807 | 0.078421 | 0.6807 | 0.079949 | 0.69396 | 0.079949 | 0.69396 | 3.722 | 3.9305 | 3.722 | 3.9305
234053-Lighting-Remove 4 Ft Lamp (De-Lamp) | 0.27735 | 0.17884 | 0.43404 | 1400.5535 | 15406.089 | -2.2937 | -25.2303 | 0.069997 | 0.60757 | 0.069997 | 0.60757 | 0.085135 | 0.73897 | 0.085135 | 0.73897 | 2.8799 | 4.853 | 2.8799 | 4.853
234148-Premium T8 with T12 40 Watt Baseline | 2.4133 | 1.5562 | 3.917 | 12186.8627 | 134055.49 | -19.9582 | -219.5402 | 0.084706 | 0.73525 | 0.084706 | 0.73525 | 0.085901 | 0.74562 | 0.085901 | 0.74562 | 4.7606 | 5.0272 | 4.7606 | 5.0272
234148-Premium T8 with T12 40 Watt Baseline | 0.46586 | 0.3004 | 0.71069 | 2352.4968 | 25877.4649 | -3.8526 | -42.379 | 0.082227 | 0.71373 | 0.082227 | 0.71373 | 0.083553 | 0.72524 | 0.083553 | 0.72524 | 4.2885 | 4.5287 | 4.2885 | 4.5287
234148-Premium T8 with T12 40 Watt Baseline | 5.0746 | 3.2722 | 8.2492 | 25625.695 | 281882.6455 | -41.9667 | -461.634 | 0.080196 | 0.6961 | 0.080196 | 0.6961 | 0.081629 | 0.70854 | 0.081629 | 0.70854 | 3.9663 | 4.1884 | 3.9663 | 4.1884
234053-Lighting-Remove 4 Ft Lamp (De-Lamp) | 10.1226 | 6.5273 | 16.4552 | 51117.2862 | 562290.1487 | -83.7138 | -920.8522 | 0.07229 | 0.62747 | 0.07229 | 0.62747 | 0.086496 | 0.75079 | 0.086496 | 0.75079 | 3.0689 | 5.1715 | 3.0689 | 5.1715
234148-Premium T8 with T12 40 Watt Baseline | 0.26208 | 0.14954 | 0.40304 | 1304.2241 | 14346.4654 | -1.6862 | -18.5487 | 0.074908 | 0.67268 | 0.074908 | 0.67268 | 0.076432 | 0.68637 | 0.076432 | 0.68637 | 3.6065 | 3.8085 | 3.6065 | 3.8085
234053-Lighting-Remove 4 Ft Lamp (De-Lamp) | 0.49242 | 0.28097 | 0.75727 | 2450.5291 | 26955.8198 | -3.1683 | -34.8516 | 0.066504 | 0.59721 | 0.066504 | 0.59721 | 0.081606 | 0.73283 | 0.081606 | 0.73283 | 2.7905 | 4.7024 | 2.7905 | 4.7024
234148-Premium T8 with T12 40 Watt Baseline | 0.48294 | 0.31142 | 0.75578 | 2438.7695 | 26826.4645 | -3.9939 | -43.9332 | 0.078421 | 0.6807 | 0.078421 | 0.6807 | 0.079949 | 0.69396 | 0.079949 | 0.69396 | 3.722 | 3.9305 | 3.722 | 3.9305
234053-Lighting-Remove 4 Ft Lamp (De-Lamp) | 0.76271 | 0.49181 | 1.1936 | 3851.5222 | 42366.7447 | -6.3076 | -69.3832 | 0.069997 | 0.60757 | 0.069997 | 0.60757 | 0.085135 | 0.73897 | 0.085135 | 0.73897 | 2.8799 | 4.853 | 2.8799 | 4.853
234148-Premium T8 with T12 40 Watt Baseline | 0.56938 | 0.36715 | 0.86863 | 2875.2739 | 31628.0127 | -4.7088 | -51.7966 | 0.082227 | 0.71373 | 0.082227 | 0.71373 | 0.083553 | 0.72524 | 0.083553 | 0.72524 | 4.2885 | 4.5287 | 4.2885 | 4.5287
234148-Premium T8 with T12 40 Watt Baseline | 0.50136 | 0.28607 | 0.77103 | 2495.0375 | 27445.412 | -3.2259 | -35.4846 | 0.074908 | 0.67268 | 0.074908 | 0.67268 | 0.076432 | 0.68637 | 0.076432 | 0.68637 | 3.6065 | 3.8085 | 3.6065 | 3.8085
234148-Premium T8 with T12 40 Watt Baseline | 0.22463 | 0.14484 | 0.35153 | 1134.3114 | 12477.4254 | -1.8576 | -20.4341 | 0.078421 | 0.6807 | 0.078421 | 0.6807 | 0.079949 | 0.69396 | 0.079949 | 0.69396 | 3.722 | 3.9305 | 3.722 | 3.9305
234053-Lighting-Remove 4 Ft Lamp (De-Lamp) | 0.34669 | 0.22355 | 0.54254 | 1750.6919 | 19257.6112 | -2.8671 | -31.5378 | 0.069997 | 0.60757 | 0.069997 | 0.60757 | 0.085135 | 0.73897 | 0.085135 | 0.73897 | 2.8799 | 4.853 | 2.8799 | 4.853
234148-Premium T8 with T12 40 Watt Baseline | 0.50267 | 0.32414 | 0.81714 | 2538.3943 | 27922.3375 | -4.1571 | -45.7279 | 0.080196 | 0.6961 | 0.080196 | 0.6961 | 0.081629 | 0.70854 | 0.081629 | 0.70854 | 3.9663 | 4.1884 | 3.9663 | 4.1884
234053-Lighting-Remove 4 Ft Lamp (De-Lamp) | 0.84971 | 0.54792 | 1.3813 | 4290.8671 | 47199.538 | -7.0271 | -77.2978 | 0.07229 | 0.62747 | 0.07229 | 0.62747 | 0.086496 | 0.75079 | 0.086496 | 0.75079 | 3.0689 | 5.1715 | 3.0689 | 5.1715
234148-Premium T8 with T12 40 Watt Baseline | 0.86172 | 0.55566 | 1.4008 | 4351.5331 | 47866.8643 | -7.1264 | -78.3907 | 0.080196 | 0.6961 | 0.080196 | 0.6961 | 0.081629 | 0.70854 | 0.081629 | 0.70854 | 3.9663 | 4.1884 | 3.9663 | 4.1884

## Output
Program Summary |  | Nominal | Present Value | [5 empty] | Avoided Cost Version
Proposer Name |  | 0 | [6 empty] | 2006-06-01
Program Name |  | 0 | [6 empty] | 2006-06-01
Total Program Budget ($) |  | 495150 | 459995.1387 | [5 empty] | Base Year
2006
Net Participant Cost ($) |  | 141086.1084 | 131073.4578 | [5 empty] | SDG&E Tool NTG 4f2 (800).xls
Program Impacts | [9 empty] | Program Impacts (Gross)
| Annual Net kWh | Lifecycle Net kWh | Annual Net Therms | Lifecycle Net Therms | Net Jul-Sept Pk (kW) | Net Dec-Feb Pk (kW) | Net CEC (kW) | User Entered kW |  |  | Annual Gross kWh | Lifecycle Gross kWh | Annual Gross Therms | Lifecycle Gross Therms | User Entered kW
2006-2008 | 2896409.5448 | 31157669.6292 | -3867.0784 | -40720.4069 | 559.4449 | 356.3686 | 0 | 810.4651 |  | 2006-2008 | 729.455 | 32455905.8637 | -1.1946 | -42417.0905 | 844.2345
2009-2012 | 0 | 0 | 0 | 0 | 0 | 0 | 0 | 0 |  | 2009-2012 | 0 | 0 | 0 | 0 | 0
2013-2016 | 0 | 0 | 0 | 0 | 0 | 0 | 0 | 0 |  | 2013-2016 | 0 | 0 | 0 | 0 | 0
Cost Effectiveness (Lifecycle Present Value Dollars)
|  | Benefits |  |  | Benefit - Cost
| Cost | Electric | Gas | Incentives | NPV | B/C Ratio | Notes
Program TRC ($) | 591068.5965 | 2198954.4814 | -25617.0934 | NA | 1582268.7915 | 3.677 | *1
Program PAC ($) | 459995.1387 | 2198954.4814 | -25617.0934 | NA | 1713342.2493 | 4.7247 | *1,2
Program RIM ($) | 459995.1387 | 2198954.4814 | -25617.0934 | NA | 1713342.2493 | 4.7247 | *1
*1 B/C Ratio is an approximation because any supply cost increases are treated as negative benefits rather than as a cost as in the Standard Practice Manual
*2 PAC benefits include environmental costs. This is to be consistent with the TRC benefits, but is not strictly consistent with the Standard Practice Manual.
Levelized Cost and Benefit (All Measures Installed through 2012)
| Discounted Savings |  |  |  | Benefit - Cost
| kWh | Therms | Cost | Benefits | NPV
TRC ($/kWh ) | 20730130.161 |  | 0.028822 | 0.10608 | 0.077254
PAC ($/kWh) | 20730130.161 |  | 0.022469 | 0.10608 | 0.083607
RIM ($/kWh) | 20730130.161 |  | 0.022451 | 0.10608 | 0.083624
TRC ($/therm) |  | -27579.0207 | 0.23243 | 0.92886 | 0.69643
PAC ($/therm) |  | -27579.0207 | 0.20976 | 0.92886 | 0.7191
RIM ($/therm) |  | -27579.0207 | 0.1966 | 0.92886 | 0.73226
Emissions Reductions | [9 empty] | Emissions Reductions (Gross)
| Electric Reductions |  |  | Gas Reductions | [6 empty] | Electric Reductions |  |  | Gas Reductions
Annual Reductions | CO2 (tons) | NOX (lbs) | PM-10 (lbs) | CO2 (tons) | NOX (lbs) |  |  |  |  | Annual Reductions | CO2 (tons) | NOX (lbs) | PM-10 (lbs) | CO2 (tons) | NOX (lbs)
2006 | 1662.3306 | 450.6683 | 213.3766 | -22.6224 | -35.5771 | * annual reductions are the units |  |  |  | 2006 | 1731.5943 | 469.4461 | 222.2673 | -23.565 | -37.0595 | * annual reductions are the units
2007 | 0 | 0 | 0 | 0 | 0 | implemented in the year, times |  |  |  | 2007 | 0 | 0 | 0 | 0 | 0 | implemented in the year, times
2008 | 0 | 0 | 0 | 0 | 0 | the annual emission reduction |  |  |  | 2008 | 0 | 0 | 0 | 0 | 0 | the annual emission reduction
2009 | 0 | 0 | 0 | 0 | 0 | for the measure. |  |  |  | 2009 | 0 | 0 | 0 | 0 | 0 | for the measure.
2010 | 0 | 0 | 0 | 0 | 0 |  |  |  |  | 2010 | 0 | 0 | 0 | 0 | 0
2011 | 0 | 0 | 0 | 0 | 0 |  |  |  |  | 2011 | 0 | 0 | 0 | 0 | 0
2012 | 0 | 0 | 0 | 0 | 0 |  |  |  |  | 2012 | 0 | 0 | 0 | 0 | 0
2013 | 0 | 0 | 0 | 0 | 0 |  |  |  |  | 2013 | 0 | 0 | 0 | 0 | 0
2014 | 0 | 0 | 0 | 0 | 0 |  |  |  |  | 2014 | 0 | 0 | 0 | 0 | 0
2015 | 0 | 0 | 0 | 0 | 0 |  |  |  |  | 2015 | 0 | 0 | 0 | 0 | 0
2016 | 0 | 0 | 0 | 0 | 0 |  |  |  |  | 2016 | 0 | 0 | 0 | 0 | 0
Total Annual | 1662.3306 | 450.6683 | 213.3766 | -22.6224 | -35.5771 |  |  |  |  | Total Annual | 1731.5943 | 469.4461 | 222.2673 | -23.565 | -37.0595
Lifecycle Reductions | [9 empty] | Lifecycle Reductions
2006 | 17902.8355 | 4858.0069 | 2297.4474 | -238.2144 | -374.6277 |  |  |  |  | 2006 | 18648.7869 | 5060.4239 | 2393.1744 | -248.14 | -390.2372
2007 | 0 | 0 | 0 | 0 | 0 |  |  |  |  | 2007 | 0 | 0 | 0 | 0 | 0
2008 | 0 | 0 | 0 | 0 | 0 |  |  |  |  | 2008 | 0 | 0 | 0 | 0 | 0
2009 | 0 | 0 | 0 | 0 | 0 |  |  |  |  | 2009 | 0 | 0 | 0 | 0 | 0
2010 | 0 | 0 | 0 | 0 | 0 |  |  |  |  | 2010 | 0 | 0 | 0 | 0 | 0
2011 | 0 | 0 | 0 | 0 | 0 |  |  |  |  | 2011 | 0 | 0 | 0 | 0 | 0
2012 | 0 | 0 | 0 | 0 | 0 |  |  |  |  | 2012 | 0 | 0 | 0 | 0 | 0
2013 | 0 | 0 | 0 | 0 | 0 |  |  |  |  | 2013 | 0 | 0 | 0 | 0 | 0
2014 | 0 | 0 | 0 | 0 | 0 |  |  |  |  | 2014 | 0 | 0 | 0 | 0 | 0
2015 | 0 | 0 | 0 | 0 | 0 |  |  |  |  | 2015 | 0 | 0 | 0 | 0 | 0
2016 | 0 | 0 | 0 | 0 | 0 |  |  |  |  | 2016 | 0 | 0 | 0 | 0 | 0
Total Lifecycle | 17902.8355 | 4858.0069 | 2297.4474 | -238.2144 | -374.6277 |  |  |  |  | Total Lifecycle | 18648.7869 | 5060.4239 | 2393.1744 | -248.14 | -390.2372
Reductions based on total annual installations | [9 empty] | Reductions based on total annual installations (Gross)
| Annual Net kWh | Lifecycle Net kWh | Annual Net Therms | Lifecycle Net Therms | Net July-Sept Peak (kW) | Net Dec-Feb (kW) |  | User Entered kW | Net Annual NCP (kW) |  | Annual Gross kWh | Lifecycle Gross kWh | Annual Gross Therms | Lifecycle Gross Therms | User Entered kW
2006 | 2896409.5448 | 31157669.6292 | -3867.0784 | -40720.4069 | 559.4449 | 356.3686 |  | 810.4651 | 16.2997 | 2006 | 729.455 | 32455905.8637 | -1.1946 | -42417.0905 | 844.2345
2007 | 0 | 0 | 0 | 0 | 0 | 0 |  | 0 | 544.0398 | 2007 | 0 | 0 | 0 | 0 | 0
2008 | 0 | 0 | 0 | 0 | 0 | 0 |  | 0 | 0 | 2008 | 0 | 0 | 0 | 0 | 0
2009 | 0 | 0 | 0 | 0 | 0 | 0 |  | 0 | 0 | 2009 | 0 | 0 | 0 | 0 | 0
2010 | 0 | 0 | 0 | 0 | 0 | 0 |  | 0 | 0 | 2010 | 0 | 0 | 0 | 0 | 0
2011 | 0 | 0 | 0 | 0 | 0 | 0 |  | 0 | -15.776 | 2011 | 0 | 0 | 0 | 0 | 0
2012 | 0 | 0 | 0 | 0 | 0 | 0 |  | 0 | 0 | 2012 | 0 | 0 | 0 | 0 | 0
2013 | 0 | 0 | 0 | 0 | 0 | 0 |  | 0 | 0 | 2013 | 0 | 0 | 0 | 0 | 0
2014 | 0 | 0 | 0 | 0 | 0 | 0 |  | 0 | 0 | 2014 | 0 | 0 | 0 | 0 | 0
2015 | 0 | 0 | 0 | 0 | 0 | 0 |  | 0 | 0 | 2015 | 0 | 0 | 0 | 0 | 0
2016 | 0 | 0 | 0 | 0 | 0 | 0 |  | 0 | 0 | 2016 | 0 | 0 | 0 | 0 | 0
Total | 2896409.5448 | 31157669.6292 | -3867.0784 | -40720.4069 | 559.4449 | 356.3686 |  | 810.4651 | 544.5634 | Total | 729.455 | 32455905.8637 | -1.1946 | -42417.0905 | 844.2345
Net Impacts by Sector (All Measures Installed through 2016)
| Annual Net kWh | Lifecycle Net kWh | Annual Net Therms | Lifecycle Net Therms | Net July-Sept Peak (kW) | Net Dec-Feb (kW) |  | User Entered kW | TRC Lifecycle Net Benefits* ($)
Total | 2896409.5448 | 31157669.6292 | -3867.0784 | -40720.4069 | 559.4449 | 356.3686 |  | 810.4651 | 1582268.7915
Residential | 0 | 0 | 0 | 0 | 0 | 0 |  | 0 | 0
Commercial | 2896409.5448 | 31157669.6292 | -3867.0784 | -40720.4069 | 559.4449 | 356.3686 |  | 810.4651 | 1582268.7915
Industrial | 0 | 0 | 0 | 0 | 0 | 0 |  | 0 | 0
Agricultural | 0 | 0 | 0 | 0 | 0 | 0 |  | 0 | 0
Not Used | 0 | 0 | 0 | 0 | 0 | 0 |  | 0 | 0
Not Used | 0 | 0 | 0 | 0 | 0 | 0 |  | 0 | 0
Not Used | 0 | 0 | 0 | 0 | 0 | 0 |  | 0 | 0
0 | 0 | 0 | 0 | 0 | 0 | 0 |  | 0 | 0
0 | 0 | 0 | 0 | 0 | 0 | 0 |  | 0 | 0
0 | 0 | 0 | 0 | 0 | 0 | 0 |  | 0 | 0
0 | 0 | 0 | 0 | 0 | 0 | 0 |  | 0 | 0
0 | 0 | 0 | 0 | 0 | 0 | 0 |  | 0 | 0
0 |  |  | 0 |  |  |  |  | 0 | 0
0 |  |  | 0 |  |  |  |  | 0 | 0
0 |  |  | 0 |  |  |  |  | 0 | 0
0 |  |  | 0 |  |  |  |  | 0 | 0
0 |  |  | 0 |  |  |  |  | 0 | 0
0 |  |  | 0 |  |  |  |  | 0 | 0
0 |  |  | 0 |  |  |  |  | 0 | 0
0 |  |  | 0 |  |  |  |  | 0 | 0
0 |  |  | 0 |  |  |  |  | 0 | 0
0 |  |  | 0 |  |  |  |  | 0 | 0
0 |  |  | 0 |  |  |  |  | 0 | 0
0 |  |  | 0 |  |  |  |  | 0 | 0
* Include program-level and admin costs allocated based to total gas and electric programs at the measure level.
Net Impacts by CPUC End Use Categories (All Measures Installed through 2016)
| Annual Net kWh | Lifecycle Net kWh | Annual Net Therms | Lifecycle Net Therms | Net July-Sept Peak (kW) | Net Dec-Feb Pk (kW) |  | User Entered kW | TRC Lifecycle Net Benefits* ($)
Total | 2896409.5448 | 31157669.6292 | -3867.0784 | -40720.4069 | 559.4449 | 356.3686 |  | 810.4651 | 1582268.7915
Clothes Dryer | 0 | 0 | 0 | 0 | 0 | 0 |  | 0 | 0
Clothes Washer | 0 | 0 | 0 | 0 | 0 | 0 |  | 0 | 0
Consumer Electronics | 0 | 0 | 0 | 0 | 0 | 0 |  | 0 | 0
Cooking | 0 | 0 | 0 | 0 | 0 | 0 |  | 0 | 0
Dishwasher | 0 | 0 | 0 | 0 | 0 | 0 |  | 0 | 0
Other Appliance | 0 | 0 | 0 | 0 | 0 | 0 |  | 0 | 0
Office Equipment | 27038.3203 | 297421.5228 | -7.9488 | -87.4372 | 5.2283 | 3.2692 |  | 8.1091 | 14628.9242
Building shell | 0 | 0 | 0 | 0 | 0 | 0 |  | 0 | 0
Space Cooling | 0 | 0 | 0 | 0 | 0 | 0 |  | 0 | 0
Space Heating | 0 | 0 | 0 | 0 | 0 | 0 |  | 0 | 0
Ventilation | 2168.64 | 32529.6 | 454.3745 | 6815.6175 | 0.28377 | 0.25873 |  | 0 | 3461.1459
Interior Lighting | 2695267.4237 | 29647941.6602 | -4313.4955 | -47448.4509 | 534.1534 | 336.5784 |  | 787.0494 | 1499757.0804
Exterior Lighting | 0 | 0 | 0 | 0 | 0 | 0 |  | 0 | 0
Daylighting | 0 | 0 | 0 | 0 | 0 | 0 |  | 0 | 0
Motors | 0 | 0 | 0 | 0 | 0 | 0 |  | 0 | 0
Process | 0 | 0 | 0 | 0 | 0 | 0 |  | 0 | 0
Compressed Air | 0 | 0 | 0 | 0 | 0 | 0 |  | 0 | 0
Food Processor | 0 | 0 | 0 | 0 | 0 | 0 |  | 0 | 0
Refrigeration | 133824.9393 | 570013.3002 | -0.008521 | -0.13634 | 15.4291 | 11.9403 |  | 15.3066 | 38143.2833
Freezers | 0 | 0 | 0 | 0 | 0 | 0 |  | 0 | 0
Pumps | 0 | 0 | 0 | 0 | 0 | 0 |  | 0 | 0
Pool Pump | 0 | 0 | 0 | 0 | 0 | 0 |  | 0 | 0
Domestic Hot Water | 0 | 0 | 0 | 0 | 0 | 0 |  | 0 | 0
Water Heating | 0 | 0 | 0 | 0 | 0 | 0 |  | 0 | 0
Other and unspecified | 38110.2216 | 609763.5459 | 0 | 0 | 4.3503 | 4.3221 | 0 | 0 | 26278.3577
* Include program-level and admin costs allocated based to total gas and electric programs at the measure level.
Net Impacts by Climate Zone (All Measures Installed through 2016)
| Annual Net kWh | Lifecycle Net kWh | Annual Net Therms | Lifecycle Net Therms | Net July-Sept Peak (kW) | Net dec-Feb Pk (kW) |  | User Entered kW | TRC Lifecycle Net Benefits* ($)
Total | 2896409.5448 | 31157669.6292 | -3867.0784 | -40720.4069 | 559.4449 | 356.3686 |  | 810.4651 | 1582268.7915
7 | 2214120.11 | 23642415.6987 | -3237.7184 | -35614.9019 | 425.4196 | 271.7827 |  | 616.0716 | 1197248.1744
10 | 645290.5967 | 7108266.7116 | -568.9904 | -4441.4385 | 126.8435 | 80.0062 |  | 183.3459 | 364303.5464
14 | 0 | 0 | 0 | 0 | 0 | 0 |  | 0 | 0
15 | 0 | 0 | 0 | 0 | 0 | 0 |  | 0 | 0
System | 36998.8381 | 406987.2189 | -60.3697 | -664.0664 | 7.1818 | 4.5797 |  | 11.0476 | 20717.0707
0 | 0 | 0 | 0 | 0 | 0 | 0 |  | 0 | 0
0 | 0 | 0 | 0 | 0 | 0 | 0 |  | 0 | 0
0 | 0 | 0 | 0 | 0 | 0 | 0 |  | 0 | 0
0 | 0 | 0 | 0 | 0 | 0 | 0 |  | 0 | 0
0 | 0 | 0 | 0 | 0 | 0 | 0 |  | 0 | 0
0 | 0 | 0 | 0 | 0 | 0 | 0 |  | 0 | 0
* Include program-level and admin costs allocated based to total gas and electric programs at the measure level.
Persistent reductions in the summer (3rd Qtr) or winter (4th Qtr) of each year
| Net Juy-Sept Peak (kW) | Net Annual Dec-Feb (kW)
2006 | 0 | 356.3686
2007 | 559.4449 | 356.3686
2008 | 559.4449 | 356.3686
2009 | 559.4449 | 356.3686
2010 | 559.4449 | 344.7896
2011 | 544.4826 | 344.7896
2012 | 544.4826 | 344.7896
2013 | 544.4826 | 344.7896
2014 | 544.4826 | 344.7896
2015 | 544.4826 | 344.7896
2016 | 544.4826 | 344.7896
2017 | 544.4826 | 4.9421
Monthly Impacts
First Year for Impact Table: | 2006
| Quarter | Monthly Five Hour Avg or TOU Peak | Net Monthly NCP (kW) |  | Monthly Net kWh | Monthly Net Therms
2006-01-01 | 1 | 0 | 0 |  | 0 | 0
2006-02-01 | 1 | 0 | 0 |  | 0 | 0
2006-03-01 | 1 | 0 | 0 |  | 0 | 0
2006-04-01 | 2 | 0 | 0 |  | 0 | 0
2006-05-01 | 2 | 0 | 0 |  | 0 | 0
2006-06-01 | 2 | 0 | 0 |  | 0 | 0
2006-07-01 | 3 | 0 | 0 |  | 0 | 0
2006-08-01 | 3 | 0 | 0 |  | 0 | 0
2006-09-01 | 3 | 0 | 0 |  | 0 | 0
2006-10-01 | 4 | 10.7313 | 16.2997 |  | 7102.9125 | -11.0435
2006-11-01 | 4 | 10.7313 | 16.2997 |  | 7102.9125 | -11.0435
2006-12-01 | 4 | 10.7313 | 16.2997 |  | 7102.9125 | -11.0435
2007-01-01 | 5 | 356.3686 | 560.3395 |  | 237912.5654 | -322.2565
2007-02-01 | 5 | 356.3686 | 560.3395 |  | 237912.5654 | -322.2565
2007-03-01 | 5 | 356.3686 | 560.3395 |  | 237912.5654 | -322.2565
2007-04-01 | 6 | 356.3686 | 560.3395 |  | 237912.5654 | -322.2565
2007-05-01 | 6 | 559.4449 | 560.2995 |  | 246220.2479 | -322.2565
2007-06-01 | 6 | 559.4449 | 560.2995 |  | 246220.2479 | -322.2565
2007-07-01 | 7 | 559.4449 | 560.2995 |  | 246220.2479 | -322.2565
2007-08-01 | 7 | 559.4449 | 560.2995 |  | 246220.2479 | -322.2565
2007-09-01 | 7 | 559.4449 | 560.2995 |  | 246220.2479 | -322.2565
2007-10-01 | 8 | 356.3686 | 560.3395 |  | 237912.5654 | -322.2565
2007-11-01 | 8 | 356.3686 | 560.3395 |  | 237912.5654 | -322.2565
2007-12-01 | 8 | 356.3686 | 560.3395 |  | 237912.5654 | -322.2565
2008-01-01 | 9 | 356.3686 | 560.3395 |  | 237912.5654 | -322.2565
2008-02-01 | 9 | 356.3686 | 560.3395 |  | 237912.5654 | -322.2565
2008-03-01 | 9 | 356.3686 | 560.3395 |  | 237912.5654 | -322.2565
2008-04-01 | 10 | 356.3686 | 560.3395 |  | 237912.5654 | -322.2565
2008-05-01 | 10 | 559.4449 | 560.2995 |  | 246220.2479 | -322.2565
2008-06-01 | 10 | 559.4449 | 560.2995 |  | 246220.2479 | -322.2565
2008-07-01 | 11 | 559.4449 | 560.2995 |  | 246220.2479 | -322.2565
2008-08-01 | 11 | 559.4449 | 560.2995 |  | 246220.2479 | -322.2565
2008-09-01 | 11 | 559.4449 | 560.2995 |  | 246220.2479 | -322.2565
2008-10-01 | 12 | 356.3686 | 560.3395 |  | 237912.5654 | -322.2565
2008-11-01 | 12 | 356.3686 | 560.3395 |  | 237912.5654 | -322.2565
2008-12-01 | 12 | 356.3686 | 560.3395 |  | 237912.5654 | -322.2565
2009-01-01 | 13 | 356.3686 | 560.3395 |  | 237912.5654 | -322.2565
2009-02-01 | 13 | 356.3686 | 560.3395 |  | 237912.5654 | -322.2565
2009-03-01 | 13 | 356.3686 | 560.3395 |  | 237912.5654 | -322.2565
2009-04-01 | 14 | 356.3686 | 560.3395 |  | 237912.5654 | -322.2565
2009-05-01 | 14 | 559.4449 | 560.2995 |  | 246220.2479 | -322.2565
2009-06-01 | 14 | 559.4449 | 560.2995 |  | 246220.2479 | -322.2565
2009-07-01 | 15 | 559.4449 | 560.2995 |  | 246220.2479 | -322.2565
2009-08-01 | 15 | 559.4449 | 560.2995 |  | 246220.2479 | -322.2565
2009-09-01 | 15 | 559.4449 | 560.2995 |  | 246220.2479 | -322.2565
2009-10-01 | 16 | 356.3686 | 560.3395 |  | 237912.5654 | -322.2565
2009-11-01 | 16 | 356.3686 | 560.3395 |  | 237912.5654 | -322.2565
2009-12-01 | 16 | 356.3686 | 560.3395 |  | 237912.5654 | -322.2565
2010-01-01 | 17 | 356.3686 | 560.3395 |  | 237912.5654 | -322.2565
2010-02-01 | 17 | 356.3686 | 560.3395 |  | 237912.5654 | -322.2565
2010-03-01 | 17 | 356.3686 | 560.3395 |  | 237912.5654 | -322.2565
2010-04-01 | 18 | 356.3686 | 560.3395 |  | 237912.5654 | -322.2565
2010-05-01 | 18 | 559.4449 | 560.2995 |  | 246220.2479 | -322.2565
2010-06-01 | 18 | 559.4449 | 560.2995 |  | 246220.2479 | -322.2565
2010-07-01 | 19 | 559.4449 | 560.2995 |  | 246220.2479 | -322.2565
2010-08-01 | 19 | 559.4449 | 560.2995 |  | 246220.2479 | -322.2565
2010-09-01 | 19 | 559.4449 | 560.2995 |  | 246220.2479 | -322.2565
2010-10-01 | 20 | 356.3686 | 560.3395 |  | 237912.5654 | -322.2565
2010-11-01 | 20 | 356.3686 | 560.3395 |  | 237912.5654 | -322.2565
2010-12-01 | 20 | 356.3686 | 560.3395 |  | 237912.5654 | -322.2565
2011-01-01 | 21 | 344.7896 | 542.3945 |  | 227135.6101 | -322.2565
2011-02-01 | 21 | 344.7896 | 542.3945 |  | 227135.6101 | -322.2565
2011-03-01 | 21 | 344.7896 | 542.3945 |  | 227135.6101 | -322.2565
2011-04-01 | 22 | 344.7896 | 542.3945 |  | 227135.6101 | -322.2565
2011-05-01 | 22 | 544.4826 | 544.5634 |  | 235347.6294 | -322.2565
2011-06-01 | 22 | 544.4826 | 544.5634 |  | 235347.6294 | -322.2565
2011-07-01 | 23 | 544.4826 | 544.5634 |  | 235347.6294 | -322.2565
2011-08-01 | 23 | 544.4826 | 544.5634 |  | 235347.6294 | -322.2565
2011-09-01 | 23 | 544.4826 | 544.5634 |  | 235347.6294 | -322.2565
2011-10-01 | 24 | 344.7896 | 542.3945 |  | 227135.6101 | -322.2565
2011-11-01 | 24 | 344.7896 | 542.3945 |  | 227135.6101 | -322.2565
2011-12-01 | 24 | 344.7896 | 542.3945 |  | 227135.6101 | -322.2565
2012-01-01 | 25 | 344.7896 | 542.3945 |  | 227135.6101 | -322.2565
2012-02-01 | 25 | 344.7896 | 542.3945 |  | 227135.6101 | -322.2565
2012-03-01 | 25 | 344.7896 | 542.3945 |  | 227135.6101 | -322.2565
2012-04-01 | 26 | 344.7896 | 542.3945 |  | 227135.6101 | -322.2565
2012-05-01 | 26 | 544.4826 | 544.5634 |  | 235347.6294 | -322.2565
2012-06-01 | 26 | 544.4826 | 544.5634 |  | 235347.6294 | -322.2565
2012-07-01 | 27 | 544.4826 | 544.5634 |  | 235347.6294 | -322.2565
2012-08-01 | 27 | 544.4826 | 544.5634 |  | 235347.6294 | -322.2565
2012-09-01 | 27 | 544.4826 | 544.5634 |  | 235347.6294 | -322.2565
2012-10-01 | 28 | 344.7896 | 542.3945 |  | 227135.6101 | -322.2565
2012-11-01 | 28 | 344.7896 | 542.3945 |  | 227135.6101 | -322.2565
2012-12-01 | 28 | 344.7896 | 542.3945 |  | 227135.6101 | -322.2565
2013-01-01 | 29 | 344.7896 | 542.3945 |  | 227135.6101 | -322.2565
2013-02-01 | 29 | 344.7896 | 542.3945 |  | 227135.6101 | -322.2565
2013-03-01 | 29 | 344.7896 | 542.3945 |  | 227135.6101 | -322.2565
2013-04-01 | 30 | 344.7896 | 542.3945 |  | 227135.6101 | -322.2565
2013-05-01 | 30 | 544.4826 | 544.5634 |  | 235347.6294 | -322.2565
2013-06-01 | 30 | 544.4826 | 544.5634 |  | 235347.6294 | -322.2565
2013-07-01 | 31 | 544.4826 | 544.5634 |  | 235347.6294 | -322.2565
2013-08-01 | 31 | 544.4826 | 544.5634 |  | 235347.6294 | -322.2565
2013-09-01 | 31 | 544.4826 | 544.5634 |  | 235347.6294 | -322.2565
2013-10-01 | 32 | 344.7896 | 542.3945 |  | 227135.6101 | -322.2565
2013-11-01 | 32 | 344.7896 | 542.3945 |  | 227135.6101 | -322.2565
2013-12-01 | 32 | 344.7896 | 542.3945 |  | 227135.6101 | -322.2565
2014-01-01 | 33 | 344.7896 | 542.3945 |  | 227135.6101 | -322.2565
2014-02-01 | 33 | 344.7896 | 542.3945 |  | 227135.6101 | -322.2565
2014-03-01 | 33 | 344.7896 | 542.3945 |  | 227135.6101 | -322.2565
2014-04-01 | 34 | 344.7896 | 542.3945 |  | 227135.6101 | -322.2565
2014-05-01 | 34 | 544.4826 | 544.5634 |  | 235347.6294 | -322.2565
2014-06-01 | 34 | 544.4826 | 544.5634 |  | 235347.6294 | -322.2565
2014-07-01 | 35 | 544.4826 | 544.5634 |  | 235347.6294 | -322.2565
2014-08-01 | 35 | 544.4826 | 544.5634 |  | 235347.6294 | -322.2565
2014-09-01 | 35 | 544.4826 | 544.5634 |  | 235347.6294 | -322.2565
2014-10-01 | 36 | 344.7896 | 542.3945 |  | 227135.6101 | -322.2565
2014-11-01 | 36 | 344.7896 | 542.3945 |  | 227135.6101 | -322.2565
2014-12-01 | 36 | 344.7896 | 542.3945 |  | 227135.6101 | -322.2565
2015-01-01 | 37 | 344.7896 | 542.3945 |  | 227135.6101 | -322.2565
2015-02-01 | 37 | 344.7896 | 542.3945 |  | 227135.6101 | -322.2565
2015-03-01 | 37 | 344.7896 | 542.3945 |  | 227135.6101 | -322.2565
2015-04-01 | 38 | 344.7896 | 542.3945 |  | 227135.6101 | -322.2565
2015-05-01 | 38 | 544.4826 | 544.5634 |  | 235347.6294 | -322.2565
2015-06-01 | 38 | 544.4826 | 544.5634 |  | 235347.6294 | -322.2565
2015-07-01 | 39 | 544.4826 | 544.5634 |  | 235347.6294 | -322.2565
2015-08-01 | 39 | 544.4826 | 544.5634 |  | 235347.6294 | -322.2565
2015-09-01 | 39 | 544.4826 | 544.5634 |  | 235347.6294 | -322.2565
2015-10-01 | 40 | 344.7896 | 542.3945 |  | 227135.6101 | -322.2565
2015-11-01 | 40 | 344.7896 | 542.3945 |  | 227135.6101 | -322.2565
2015-12-01 | 40 | 344.7896 | 542.3945 |  | 227135.6101 | -322.2565
2016-01-01 | 41 | 344.7896 | 542.3945 |  | 227135.6101 | -322.2565
2016-02-01 | 41 | 344.7896 | 542.3945 |  | 227135.6101 | -322.2565
2016-03-01 | 41 | 344.7896 | 542.3945 |  | 227135.6101 | -322.2565
2016-04-01 | 42 | 344.7896 | 542.3945 |  | 227135.6101 | -322.2565
2016-05-01 | 42 | 544.4826 | 544.5634 |  | 235347.6294 | -322.2565
2016-06-01 | 42 | 544.4826 | 544.5634 |  | 235347.6294 | -322.2565
2016-07-01 | 43 | 544.4826 | 544.5634 |  | 235347.6294 | -322.2565
2016-08-01 | 43 | 544.4826 | 544.5634 |  | 235347.6294 | -322.2565
2016-09-01 | 43 | 544.4826 | 544.5634 |  | 235347.6294 | -322.2565
2016-10-01 | 44 | 344.7896 | 542.3945 |  | 227135.6101 | -322.2565
2016-11-01 | 44 | 344.7896 | 542.3945 |  | 227135.6101 | -322.2565
2016-12-01 | 44 | 344.7896 | 542.3945 |  | 227135.6101 | -322.2565

## Input
| SDG&E Tool NTG 4f2 (800).xls |  |  |  | Program Budget ($) |  |  | NPV Factor for lump-sum admin costs: | 100%
a. Administrative Costs
| Proposer General Information |  |  |  | a.i. Overhead and G&A |  | d. Incentives and Rebates ($) | Nominal | NPV
| Proposer Name |  |  |  | a.ii. Other Admin costs |  | d.i. User Input Incentive |  | 0 | Note: User Input Incentives are treated like Admin costs and are NOT adjusted by the net to gross ratio in the TRC test.
| Program Name |  |  |  | b. Marketing/Outreach |  | d.ii. Rebate | 495150 | 459995.1387
| Service Territory |  | SDG&E |  | c. Direct Implementation (non incentive) |  | d.iii. Direct Install Labor | 0 | 0
| First Year of Program Implementation |  |  | 2006 | c.i. Activity |  | d.iv. Direct Install Materials | 0 | 0
| Contact Information |  |  |  | c.ii. Installation |  | d.v. Upstream payments | 0 | 0
| Name |  |  |  | c.iii. Hardware & Materials |  | Subtotal Direct Install | 495150 | 459995.1387
| Address |  |  |  | c.iv. Rebate Processing and Inspection
| ZIP code |  |  |  | d. Total Incentives and Rebates | 495150
| Telephone |  |  |  | e. EM&V |  | f. Costs recovered from other sources |  | 0
| Email |  |  |  | Total | 495150 | Program Budget w/ Other Costs (a to f) | 495150 | 459995.1387
Quarterly Installation Schedule
| Program Inputs | [10 empty] | Transfer | Admin | Admin | Admin | Participant | [8 empty] | Placeholders, not currently used | [10 empty] | Annual Installation Schedule | [10 empty] | 2006 |  |  |  | 2007 |  |  |  | 2008 |  |  |  | 2009 |  |  |  | 2010 |  |  |  | 2011 |  |  |  | 2012 |  |  |  | 2013 |  |  |  | 2014 |  |  |  | 2015 |  |  |  | 2016
| Measure Name | DEER RunID | Climate Zone | Target sector | Measure Electric End Use Shape | CZ, Sector, Measure combination found? | Measure Type (To Look up Measure Life) | Program Type (To look up Net-to-gross Ratio) | Unit Definition (e.g. homes) | Program Type (NEW/ROB or Early Repl(RET)) | Gross Measure Cost ($/unit) | Rebate to end use customer or its assignee ($/unit) | Incentives to entities other than the end use customer or its assignee($/unit) | Direct Install Labor ($/unit) | Direct Install Material ($/unit) | Participant cost ($/unit) | Gross Unit Annual Electricity Savings (kwh/unit) | Electric Rate Schedule | Demand Scaler | User Entered kW Savings per unit (kW/unit) | Gross Unit Annual Gas Savings (therm/unit) | Gas Sector | Gas Rate Schedule | Gas Savings Profile | Avg remaining life on replaced units (yrs) | Early retrofit incremental kWh savings (kWh/unit) | Early retrofit incremental kW savings (kW/unit) | Early retrofit incremental Th savings (Th/unit) | Combustion Type | Effective Useful Life (years) | Net-to-Gross Ratio - kWh | Net-to-Gross Ratio - kW | Net-to-Gross Ratio - Therms | Net-to-Gross Ratio - Costs | % Eligible for TOU AC adjustment | 2006 | 2007 | 2008 | 2009 | 2010 | 2011 | 2012 | 2013 | 2014 | 2015 | 2016 | Qtr 1 | Qtr 2 | Qtr 3 | Qtr 4 | Qtr 1 | Qtr 2 | Qtr 3 | Qtr 4 | Qtr 1 | Qtr 2 | Qtr 3 | Qtr 4 | Qtr 1 | Qtr 2 | Qtr 3 | Qtr 4 | Qtr 1 | Qtr 2 | Qtr 3 | Qtr 4 | Qtr 1 | Qtr 2 | Qtr 3 | Qtr 4 | Qtr 1 | Qtr 2 | Qtr 3 | Qtr 4 | Qtr 1 | Qtr 2 | Qtr 3 | Qtr 4 | Qtr 1 | Qtr 2 | Qtr 3 | Qtr 4 | Qtr 1 | Qtr 2 | Qtr 3 | Qtr 4 | Qtr 1 | Qtr 2 | Qtr 3 | Qtr 4 | Total Number of Units | Comments
0 | 234053-Lighting-Remove 4 Ft Lamp (De-Lamp) | COFL00AVDEL01 | 10 | Commercial | 14-MLI-Manufacturing–LightIndustry-LIGHT | 0 |  |  |  |  | 28.2538 | 16.4871 | 0 | 0 | 0 | 11.7667 | 101.5057 |  | kWh | 0.03095 | -0.1539 | Commercial |  | Annual | [5 empty] | 11 | 0.96 |  |  |  | 0 | 12.7372 | 0 | 0 | 0 | 0 | 0 | 0 | 0 | 0 | 0 | 0 | 2006 Qtr 1: 0; 2006 Qtr 2: 0; 2006 Qtr 3: 0; 2006 Qtr 4: 12.7372; 2007 Qtr 1: 0; 2007 Qtr 2: 0; 2007 Qtr 3: 0; 2007 Qtr 4: 0; 2008 Qtr 1: 0; 2008 Qtr 2: 0; 2008 Qtr 3: 0; 2008 Qtr 4: 0 | 12.7372
0 | 234148-Premium T8 with T12 40 Watt Baseline |  | 10 | Commercial | 14-MLI-Manufacturing–LightIndustry-LIGHT | 0 |  |  |  |  | 13.9591 | 13.1897 | 0 | 0 | 0 | 0.7694 | 65.7677 |  | kWh | 0.020053 | -0.099718 | Commercial |  | Annual | [5 empty] | 11 | 0.96 |  |  |  | 0 | 12.7372 | 0 | 0 | 0 | 0 | 0 | 0 | 0 | 0 | 0 | 0 | 2006 Qtr 1: 0; 2006 Qtr 2: 0; 2006 Qtr 3: 0; 2006 Qtr 4: 12.7372; 2007 Qtr 1: 0; 2007 Qtr 2: 0; 2007 Qtr 3: 0; 2007 Qtr 4: 0; 2008 Qtr 1: 0; 2008 Qtr 2: 0; 2008 Qtr 3: 0; 2008 Qtr 4: 0 | 12.7372
0 | 234148-Premium T8 with T12 40 Watt Baseline |  | 7 | Commercial | 01-ALC-AllCommercial-IntLight | 0 |  |  |  |  | 13.9591 | 13.1897 | 0 | 0 | 0 | 0.7694 | 64.9358 |  | kWh | 0.020124 | -0.10634 | Commercial |  | Annual | [5 empty] | 11 | 0.96 |  |  |  | 0 | 20.0156 | 0 | 0 | 0 | 0 | 0 | 0 | 0 | 0 | 0 | 0 | 2006 Qtr 1: 0; 2006 Qtr 2: 0; 2006 Qtr 3: 0; 2006 Qtr 4: 20.0156; 2007 Qtr 1: 0; 2007 Qtr 2: 0; 2007 Qtr 3: 0; 2007 Qtr 4: 0; 2008 Qtr 1: 0; 2008 Qtr 2: 0; 2008 Qtr 3: 0; 2008 Qtr 4: 0 | 20.0156
0 | 234053-Lighting-Remove 4 Ft Lamp (De-Lamp) | COFL00AVDEL01 | 7 | Commercial | 01-ALC-AllCommercial-IntLight | 0 |  |  |  |  | 28.2538 | 16.4871 | 0 | 0 | 0 | 11.7667 | 100.2216 |  | kWh | 0.031059 | -0.16413 | Commercial |  | Annual | [5 empty] | 11 | 0.96 |  |  |  | 0 | 19.1058 | 0 | 0 | 0 | 0 | 0 | 0 | 0 | 0 | 0 | 0 | 2006 Qtr 1: 0; 2006 Qtr 2: 0; 2006 Qtr 3: 0; 2006 Qtr 4: 19.1058; 2007 Qtr 1: 0; 2007 Qtr 2: 0; 2007 Qtr 3: 0; 2007 Qtr 4: 0; 2008 Qtr 1: 0; 2008 Qtr 2: 0; 2008 Qtr 3: 0; 2008 Qtr 4: 0 | 19.1058
0 | 234148-Premium T8 with T12 40 Watt Baseline |  | 7 | Commercial | 01-ALC-AllCommercial-IntLight | 0 |  |  |  |  | 13.9591 | 13.1897 | 0 | 0 | 0 | 0.7694 | 83.0547 |  | kWh | 0.026694 | -0.13602 | Commercial |  | Annual | [5 empty] | 11 | 0.96 |  |  |  | 0 | 25.4745 | 0 | 0 | 0 | 0 | 0 | 0 | 0 | 0 | 0 | 0 | 2006 Qtr 1: 0; 2006 Qtr 2: 0; 2006 Qtr 3: 0; 2006 Qtr 4: 25.4745; 2007 Qtr 1: 0; 2007 Qtr 2: 0; 2007 Qtr 3: 0; 2007 Qtr 4: 0; 2008 Qtr 1: 0; 2008 Qtr 2: 0; 2008 Qtr 3: 0; 2008 Qtr 4: 0 | 25.4745
0 | 234053-Lighting-Remove 4 Ft Lamp (De-Lamp) | COFL00AVDEL01 | 7 | Commercial | 01-ALC-AllCommercial-IntLight | 0 |  |  |  |  | 28.2538 | 16.4871 | 0 | 0 | 0 | 11.7667 | 128.1864 |  | kWh | 0.0412 | -0.20993 | Commercial |  | Annual | [5 empty] | 11 | 0.96 |  |  |  | 0 | 18.196 | 0 | 0 | 0 | 0 | 0 | 0 | 0 | 0 | 0 | 0 | 2006 Qtr 1: 0; 2006 Qtr 2: 0; 2006 Qtr 3: 0; 2006 Qtr 4: 18.196; 2007 Qtr 1: 0; 2007 Qtr 2: 0; 2007 Qtr 3: 0; 2007 Qtr 4: 0; 2008 Qtr 1: 0; 2008 Qtr 2: 0; 2008 Qtr 3: 0; 2008 Qtr 4: 0 | 18.196
0 | 234148-Premium T8 with T12 40 Watt Baseline |  | 7 | Commercial | 14-MLI-Manufacturing–LightIndustry-LIGHT | 0 |  |  |  |  | 13.9591 | 13.1897 | 0 | 0 | 0 | 0.7694 | 64.9241 |  | kWh | 0.020063 | -0.083941 | Commercial |  | Annual | [5 empty] | 11 | 0.96 |  |  |  | 0 | 144.6585 | 0 | 0 | 0 | 0 | 0 | 0 | 0 | 0 | 0 | 0 | 2006 Qtr 1: 0; 2006 Qtr 2: 0; 2006 Qtr 3: 0; 2006 Qtr 4: 144.6585; 2007 Qtr 1: 0; 2007 Qtr 2: 0; 2007 Qtr 3: 0; 2007 Qtr 4: 0; 2008 Qtr 1: 0; 2008 Qtr 2: 0; 2008 Qtr 3: 0; 2008 Qtr 4: 0 | 144.6585
0 | 234053-Lighting-Remove 4 Ft Lamp (De-Lamp) | COFL00AVDEL01 | 7 | Commercial | 14-MLI-Manufacturing–LightIndustry-LIGHT | 0 |  |  |  |  | 28.2538 | 16.4871 | 0 | 0 | 0 | 11.7667 | 100.2037 |  | kWh | 0.030965 | -0.12955 | Commercial |  | Annual | [5 empty] | 11 | 0.96 |  |  |  | 0 | 93.7096 | 0 | 0 | 0 | 0 | 0 | 0 | 0 | 0 | 0 | 0 | 2006 Qtr 1: 0; 2006 Qtr 2: 0; 2006 Qtr 3: 0; 2006 Qtr 4: 93.7096; 2007 Qtr 1: 0; 2007 Qtr 2: 0; 2007 Qtr 3: 0; 2007 Qtr 4: 0; 2008 Qtr 1: 0; 2008 Qtr 2: 0; 2008 Qtr 3: 0; 2008 Qtr 4: 0 | 93.7096
0 | 234049-Lighting-LED Exit Sign New Sign | CALC00AVETS01 | 7 | Commercial | 02-ASM-Assembly-Exit | 0 |  |  |  |  | 65.3696 | 45 | 0 | 0 | 0 | 20.3696 | 351.311 |  | kWh | 0 | 0 | Commercial |  | Annual | [5 empty] | 16 | 0.96 |  |  |  | 0 | 5 | 0 | 0 | 0 | 0 | 0 | 0 | 0 | 0 | 0 | 0 | 2006 Qtr 1: 0; 2006 Qtr 2: 0; 2006 Qtr 3: 0; 2006 Qtr 4: 5; 2007 Qtr 1: 0; 2007 Qtr 2: 0; 2007 Qtr 3: 0; 2007 Qtr 4: 0; 2008 Qtr 1: 0; 2008 Qtr 2: 0; 2008 Qtr 3: 0; 2008 Qtr 4: 0 | 5
0 | 234053-Lighting-Remove 4 Ft Lamp (De-Lamp) | COFL00AVDEL01 | 7 | Commercial | 01-ALC-AllCommercial-IntLight | 0 |  |  |  |  | 28.2538 | 16.4871 | 0 | 0 | 0 | 11.7667 | 115.4744 |  | kWh | 0.034885 | -0.18911 | Commercial |  | Annual | [5 empty] | 11 | 0.96 |  |  |  | 0 | 18.196 | 0 | 0 | 0 | 0 | 0 | 0 | 0 | 0 | 0 | 0 | 2006 Qtr 1: 0; 2006 Qtr 2: 0; 2006 Qtr 3: 0; 2006 Qtr 4: 18.196; 2007 Qtr 1: 0; 2007 Qtr 2: 0; 2007 Qtr 3: 0; 2007 Qtr 4: 0; 2008 Qtr 1: 0; 2008 Qtr 2: 0; 2008 Qtr 3: 0; 2008 Qtr 4: 0 | 18.196
0 | 234148-Premium T8 with T12 40 Watt Baseline |  | 7 | Commercial | 01-ALC-AllCommercial-IntLight | 0 |  |  |  |  | 13.9591 | 13.1897 | 0 | 0 | 0 | 0.7694 | 74.8184 |  | kWh | 0.022603 | -0.12253 | Commercial |  | Annual | [5 empty] | 11 | 0.96 |  |  |  | 0 | 18.196 | 0 | 0 | 0 | 0 | 0 | 0 | 0 | 0 | 0 | 0 | 2006 Qtr 1: 0; 2006 Qtr 2: 0; 2006 Qtr 3: 0; 2006 Qtr 4: 18.196; 2007 Qtr 1: 0; 2007 Qtr 2: 0; 2007 Qtr 3: 0; 2007 Qtr 4: 0; 2008 Qtr 1: 0; 2008 Qtr 2: 0; 2008 Qtr 3: 0; 2008 Qtr 4: 0 | 18.196
0 | 234053-Lighting-Remove 4 Ft Lamp (De-Lamp) | COFL00AVDEL01 | 7 | Commercial | 01-ALC-AllCommercial-IntLight | 0 |  |  |  |  | 28.2538 | 16.4871 | 0 | 0 | 0 | 11.7667 | 100.2216 |  | kWh | 0.031059 | -0.16413 | Commercial |  | Annual | [5 empty] | 11 | 0.96 |  |  |  | 0 | 36.3921 | 0 | 0 | 0 | 0 | 0 | 0 | 0 | 0 | 0 | 0 | 2006 Qtr 1: 0; 2006 Qtr 2: 0; 2006 Qtr 3: 0; 2006 Qtr 4: 36.3921; 2007 Qtr 1: 0; 2007 Qtr 2: 0; 2007 Qtr 3: 0; 2007 Qtr 4: 0; 2008 Qtr 1: 0; 2008 Qtr 2: 0; 2008 Qtr 3: 0; 2008 Qtr 4: 0 | 36.3921
0 | 234148-Premium T8 with T12 40 Watt Baseline |  | 7 | Commercial | 01-ALC-AllCommercial-IntLight | 0 |  |  |  |  | 13.9591 | 13.1897 | 0 | 0 | 0 | 0.7694 | 64.9358 |  | kWh | 0.020124 | -0.10634 | Commercial |  | Annual | [5 empty] | 11 | 0.96 |  |  |  | 0 | 36.3921 | 0 | 0 | 0 | 0 | 0 | 0 | 0 | 0 | 0 | 0 | 2006 Qtr 1: 0; 2006 Qtr 2: 0; 2006 Qtr 3: 0; 2006 Qtr 4: 36.3921; 2007 Qtr 1: 0; 2007 Qtr 2: 0; 2007 Qtr 3: 0; 2007 Qtr 4: 0; 2008 Qtr 1: 0; 2008 Qtr 2: 0; 2008 Qtr 3: 0; 2008 Qtr 4: 0 | 36.3921
0 | 234148-Premium T8 with T12 40 Watt Baseline |  | 7 | Commercial | 01-ALC-AllCommercial-IntLight | 0 |  |  |  |  | 13.9591 | 13.1897 | 0 | 0 | 0 | 0.7694 | 59.9551 |  | kWh | 0.020434 | -0.098187 | Commercial |  | Annual | [5 empty] | 11 | 0.96 |  |  |  | 0 | 49.1293 | 0 | 0 | 0 | 0 | 0 | 0 | 0 | 0 | 0 | 0 | 2006 Qtr 1: 0; 2006 Qtr 2: 0; 2006 Qtr 3: 0; 2006 Qtr 4: 49.1293; 2007 Qtr 1: 0; 2007 Qtr 2: 0; 2007 Qtr 3: 0; 2007 Qtr 4: 0; 2008 Qtr 1: 0; 2008 Qtr 2: 0; 2008 Qtr 3: 0; 2008 Qtr 4: 0 | 49.1293
0 | 234053-Lighting-Remove 4 Ft Lamp (De-Lamp) | COFL00AVDEL01 | 7 | Commercial | 01-ALC-AllCommercial-IntLight | 0 |  |  |  |  | 28.2538 | 16.4871 | 0 | 0 | 0 | 11.7667 | 92.5345 |  | kWh | 0.031538 | -0.15154 | Commercial |  | Annual | [5 empty] | 11 | 0.96 |  |  |  | 0 | 58.2273 | 0 | 0 | 0 | 0 | 0 | 0 | 0 | 0 | 0 | 0 | 2006 Qtr 1: 0; 2006 Qtr 2: 0; 2006 Qtr 3: 0; 2006 Qtr 4: 58.2273; 2007 Qtr 1: 0; 2007 Qtr 2: 0; 2007 Qtr 3: 0; 2007 Qtr 4: 0; 2008 Qtr 1: 0; 2008 Qtr 2: 0; 2008 Qtr 3: 0; 2008 Qtr 4: 0 | 58.2273
0 | 234148-Premium T8 with T12 40 Watt Baseline |  | 7 | Commercial | 01-ALC-AllCommercial-IntLight | 0 |  |  |  |  | 13.9591 | 13.1897 | 0 | 0 | 0 | 0.7694 | 64.9358 |  | kWh | 0.020124 | -0.10634 | Commercial |  | Annual | [5 empty] | 11 | 0.96 |  |  |  | 0 | 25.4745 | 0 | 0 | 0 | 0 | 0 | 0 | 0 | 0 | 0 | 0 | 2006 Qtr 1: 0; 2006 Qtr 2: 0; 2006 Qtr 3: 0; 2006 Qtr 4: 25.4745; 2007 Qtr 1: 0; 2007 Qtr 2: 0; 2007 Qtr 3: 0; 2007 Qtr 4: 0; 2008 Qtr 1: 0; 2008 Qtr 2: 0; 2008 Qtr 3: 0; 2008 Qtr 4: 0 | 25.4745
0 | 234053-Lighting-Remove 4 Ft Lamp (De-Lamp) | COFL00AVDEL01 | 7 | Commercial | 01-ALC-AllCommercial-IntLight | 0 |  |  |  |  | 28.2538 | 16.4871 | 0 | 0 | 0 | 11.7667 | 100.2216 |  | kWh | 0.031059 | -0.16413 | Commercial |  | Annual | [5 empty] | 11 | 0.96 |  |  |  | 0 | 12.7372 | 0 | 0 | 0 | 0 | 0 | 0 | 0 | 0 | 0 | 0 | 2006 Qtr 1: 0; 2006 Qtr 2: 0; 2006 Qtr 3: 0; 2006 Qtr 4: 12.7372; 2007 Qtr 1: 0; 2007 Qtr 2: 0; 2007 Qtr 3: 0; 2007 Qtr 4: 0; 2008 Qtr 1: 0; 2008 Qtr 2: 0; 2008 Qtr 3: 0; 2008 Qtr 4: 0 | 12.7372
0 | 234148-Premium T8 with T12 40 Watt Baseline |  | 10 | Commercial | 14-MLI-Manufacturing–LightIndustry-LIGHT | 0 |  |  |  |  | 13.9591 | 13.1897 | 0 | 0 | 0 | 0.7694 | 65.7677 |  | kWh | 0.020053 | -0.099718 | Commercial |  | Annual | [5 empty] | 11 | 0.96 |  |  |  | 0 | 14.5568 | 0 | 0 | 0 | 0 | 0 | 0 | 0 | 0 | 0 | 0 | 2006 Qtr 1: 0; 2006 Qtr 2: 0; 2006 Qtr 3: 0; 2006 Qtr 4: 14.5568; 2007 Qtr 1: 0; 2007 Qtr 2: 0; 2007 Qtr 3: 0; 2007 Qtr 4: 0; 2008 Qtr 1: 0; 2008 Qtr 2: 0; 2008 Qtr 3: 0; 2008 Qtr 4: 0 | 14.5568
0 | 234053-Lighting-Remove 4 Ft Lamp (De-Lamp) | COFL00AVDEL01 | 10 | Commercial | 14-MLI-Manufacturing–LightIndustry-LIGHT | 0 |  |  |  |  | 28.2538 | 16.4871 | 0 | 0 | 0 | 11.7667 | 101.5057 |  | kWh | 0.03095 | -0.1539 | Commercial |  | Annual | [5 empty] | 11 | 0.96 |  |  |  | 0 | 12.7372 | 0 | 0 | 0 | 0 | 0 | 0 | 0 | 0 | 0 | 0 | 2006 Qtr 1: 0; 2006 Qtr 2: 0; 2006 Qtr 3: 0; 2006 Qtr 4: 12.7372; 2007 Qtr 1: 0; 2007 Qtr 2: 0; 2007 Qtr 3: 0; 2007 Qtr 4: 0; 2008 Qtr 1: 0; 2008 Qtr 2: 0; 2008 Qtr 3: 0; 2008 Qtr 4: 0 | 12.7372
0 | 234148-Premium T8 with T12 40 Watt Baseline |  | 10 | Commercial | 01-ALC-AllCommercial-IntLight | 0 |  |  |  |  | 13.9591 | 13.1897 | 0 | 0 | 0 | 0.7694 | 74.8184 |  | kWh | 0.022603 | -0.12253 | Commercial |  | Annual | [5 empty] | 11 | 0.96 |  |  |  | 0 | 29.1137 | 0 | 0 | 0 | 0 | 0 | 0 | 0 | 0 | 0 | 0 | 2006 Qtr 1: 0; 2006 Qtr 2: 0; 2006 Qtr 3: 0; 2006 Qtr 4: 29.1137; 2007 Qtr 1: 0; 2007 Qtr 2: 0; 2007 Qtr 3: 0; 2007 Qtr 4: 0; 2008 Qtr 1: 0; 2008 Qtr 2: 0; 2008 Qtr 3: 0; 2008 Qtr 4: 0 | 29.1137
0 | 234053-Lighting-Remove 4 Ft Lamp (De-Lamp) | COFL00AVDEL01 | 10 | Commercial | 01-ALC-AllCommercial-IntLight | 0 |  |  |  |  | 28.2538 | 16.4871 | 0 | 0 | 0 | 11.7667 | 115.4744 |  | kWh | 0.034885 | -0.18911 | Commercial |  | Annual | [5 empty] | 11 | 0.96 |  |  |  | 0 | 30.9333 | 0 | 0 | 0 | 0 | 0 | 0 | 0 | 0 | 0 | 0 | 2006 Qtr 1: 0; 2006 Qtr 2: 0; 2006 Qtr 3: 0; 2006 Qtr 4: 30.9333; 2007 Qtr 1: 0; 2007 Qtr 2: 0; 2007 Qtr 3: 0; 2007 Qtr 4: 0; 2008 Qtr 1: 0; 2008 Qtr 2: 0; 2008 Qtr 3: 0; 2008 Qtr 4: 0 | 30.9333
0 | 234053-Lighting-Remove 4 Ft Lamp (De-Lamp) | COFL00AVDEL01 | 7 | Commercial | 01-ALC-AllCommercial-IntLight | 0 |  |  |  |  | 28.2538 | 16.4871 | 0 | 0 | 0 | 11.7667 | 115.4744 |  | kWh | 0.034885 | -0.18911 | Commercial |  | Annual | [5 empty] | 11 | 0.96 |  |  |  | 0 | 14.5568 | 0 | 0 | 0 | 0 | 0 | 0 | 0 | 0 | 0 | 0 | 2006 Qtr 1: 0; 2006 Qtr 2: 0; 2006 Qtr 3: 0; 2006 Qtr 4: 14.5568; 2007 Qtr 1: 0; 2007 Qtr 2: 0; 2007 Qtr 3: 0; 2007 Qtr 4: 0; 2008 Qtr 1: 0; 2008 Qtr 2: 0; 2008 Qtr 3: 0; 2008 Qtr 4: 0 | 14.5568
0 | 234148-Premium T8 with T12 40 Watt Baseline |  | 7 | Commercial | 01-ALC-AllCommercial-IntLight | 0 |  |  |  |  | 13.9591 | 13.1897 | 0 | 0 | 0 | 0.7694 | 74.8184 |  | kWh | 0.022603 | -0.12253 | Commercial |  | Annual | [5 empty] | 11 | 0.96 |  |  |  | 0 | 13.647 | 0 | 0 | 0 | 0 | 0 | 0 | 0 | 0 | 0 | 0 | 2006 Qtr 1: 0; 2006 Qtr 2: 0; 2006 Qtr 3: 0; 2006 Qtr 4: 13.647; 2007 Qtr 1: 0; 2007 Qtr 2: 0; 2007 Qtr 3: 0; 2007 Qtr 4: 0; 2008 Qtr 1: 0; 2008 Qtr 2: 0; 2008 Qtr 3: 0; 2008 Qtr 4: 0 | 13.647
0 | 234148-Premium T8 with T12 40 Watt Baseline |  | 10 | Commercial | 01-ALC-AllCommercial-IntLight | 0 |  |  |  |  | 13.9591 | 13.1897 | 0 | 0 | 0 | 0.7694 | 74.8184 |  | kWh | 0.022603 | -0.12253 | Commercial |  | Annual | [5 empty] | 11 | 0.96 |  |  |  | 0 | 10.0078 | 0 | 0 | 0 | 0 | 0 | 0 | 0 | 0 | 0 | 0 | 2006 Qtr 1: 0; 2006 Qtr 2: 0; 2006 Qtr 3: 0; 2006 Qtr 4: 10.0078; 2007 Qtr 1: 0; 2007 Qtr 2: 0; 2007 Qtr 3: 0; 2007 Qtr 4: 0; 2008 Qtr 1: 0; 2008 Qtr 2: 0; 2008 Qtr 3: 0; 2008 Qtr 4: 0 | 10.0078
0 | 234053-Lighting-Remove 4 Ft Lamp (De-Lamp) | COFL00AVDEL01 | 10 | Commercial | 01-ALC-AllCommercial-IntLight | 0 |  |  |  |  | 28.2538 | 16.4871 | 0 | 0 | 0 | 11.7667 | 115.4744 |  | kWh | 0.034885 | -0.18911 | Commercial |  | Annual | [5 empty] | 11 | 0.96 |  |  |  | 0 | 4.549 | 0 | 0 | 0 | 0 | 0 | 0 | 0 | 0 | 0 | 0 | 2006 Qtr 1: 0; 2006 Qtr 2: 0; 2006 Qtr 3: 0; 2006 Qtr 4: 4.549; 2007 Qtr 1: 0; 2007 Qtr 2: 0; 2007 Qtr 3: 0; 2007 Qtr 4: 0; 2008 Qtr 1: 0; 2008 Qtr 2: 0; 2008 Qtr 3: 0; 2008 Qtr 4: 0 | 4.549
0 | 234148-Premium T8 with T12 40 Watt Baseline |  | 7 | Commercial | 01-ALC-AllCommercial-IntLight | 0 |  |  |  |  | 13.9591 | 13.1897 | 0 | 0 | 0 | 0.7694 | 74.8184 |  | kWh | 0.022603 | -0.12253 | Commercial |  | Annual | [5 empty] | 11 | 0.96 |  |  |  | 0 | 25.4745 | 0 | 0 | 0 | 0 | 0 | 0 | 0 | 0 | 0 | 0 | 2006 Qtr 1: 0; 2006 Qtr 2: 0; 2006 Qtr 3: 0; 2006 Qtr 4: 25.4745; 2007 Qtr 1: 0; 2007 Qtr 2: 0; 2007 Qtr 3: 0; 2007 Qtr 4: 0; 2008 Qtr 1: 0; 2008 Qtr 2: 0; 2008 Qtr 3: 0; 2008 Qtr 4: 0 | 25.4745
0 | 234053-Lighting-Remove 4 Ft Lamp (De-Lamp) | COFL00AVDEL01 | 7 | Commercial | 01-ALC-AllCommercial-IntLight | 0 |  |  |  |  | 28.2538 | 16.4871 | 0 | 0 | 0 | 11.7667 | 115.4744 |  | kWh | 0.034885 | -0.18911 | Commercial |  | Annual | [5 empty] | 11 | 0.96 |  |  |  | 0 | 15.4666 | 0 | 0 | 0 | 0 | 0 | 0 | 0 | 0 | 0 | 0 | 2006 Qtr 1: 0; 2006 Qtr 2: 0; 2006 Qtr 3: 0; 2006 Qtr 4: 15.4666; 2007 Qtr 1: 0; 2007 Qtr 2: 0; 2007 Qtr 3: 0; 2007 Qtr 4: 0; 2008 Qtr 1: 0; 2008 Qtr 2: 0; 2008 Qtr 3: 0; 2008 Qtr 4: 0 | 15.4666
0 | 234053-Lighting-Remove 4 Ft Lamp (De-Lamp) | COFL00AVDEL01 | 10 | Commercial | 14-MLI-Manufacturing–LightIndustry-LIGHT | 0 |  |  |  |  | 28.2538 | 16.4871 | 0 | 0 | 0 | 11.7667 | 101.5057 |  | kWh | 0.03095 | -0.1539 | Commercial |  | Annual | [5 empty] | 11 | 0.96 |  |  |  | 0 | 7.2784 | 0 | 0 | 0 | 0 | 0 | 0 | 0 | 0 | 0 | 0 | 2006 Qtr 1: 0; 2006 Qtr 2: 0; 2006 Qtr 3: 0; 2006 Qtr 4: 7.2784; 2007 Qtr 1: 0; 2007 Qtr 2: 0; 2007 Qtr 3: 0; 2007 Qtr 4: 0; 2008 Qtr 1: 0; 2008 Qtr 2: 0; 2008 Qtr 3: 0; 2008 Qtr 4: 0 | 7.2784
0 | 234148-Premium T8 with T12 40 Watt Baseline |  | 10 | Commercial | 14-MLI-Manufacturing–LightIndustry-LIGHT | 0 |  |  |  |  | 13.9591 | 13.1897 | 0 | 0 | 0 | 0.7694 | 65.7677 |  | kWh | 0.020053 | -0.099718 | Commercial |  | Annual | [5 empty] | 11 | 0.96 |  |  |  | 0 | 7.2784 | 0 | 0 | 0 | 0 | 0 | 0 | 0 | 0 | 0 | 0 | 2006 Qtr 1: 0; 2006 Qtr 2: 0; 2006 Qtr 3: 0; 2006 Qtr 4: 7.2784; 2007 Qtr 1: 0; 2007 Qtr 2: 0; 2007 Qtr 3: 0; 2007 Qtr 4: 0; 2008 Qtr 1: 0; 2008 Qtr 2: 0; 2008 Qtr 3: 0; 2008 Qtr 4: 0 | 7.2784
0 | 234148-Premium T8 with T12 40 Watt Baseline |  | 7 | Commercial | 23-RTL-Retail–SingleStorylarge-LIT_INT | 0 |  |  |  |  | 13.9591 | 13.1897 | 0 | 0 | 0 | 0.7694 | 76.7101 |  | kWh | 0.022922 | -0.10435 | Commercial |  | Annual | [5 empty] | 11 | 0.96 |  |  |  | 0 | 17.2862 | 0 | 0 | 0 | 0 | 0 | 0 | 0 | 0 | 0 | 0 | 2006 Qtr 1: 0; 2006 Qtr 2: 0; 2006 Qtr 3: 0; 2006 Qtr 4: 17.2862; 2007 Qtr 1: 0; 2007 Qtr 2: 0; 2007 Qtr 3: 0; 2007 Qtr 4: 0; 2008 Qtr 1: 0; 2008 Qtr 2: 0; 2008 Qtr 3: 0; 2008 Qtr 4: 0 | 17.2862
0 | 234053-Lighting-Remove 4 Ft Lamp (De-Lamp) | COFL00AVDEL01 | 7 | Commercial | 23-RTL-Retail–SingleStorylarge-LIT_INT | 0 |  |  |  |  | 28.2538 | 16.4871 | 0 | 0 | 0 | 11.7667 | 118.3941 |  | kWh | 0.035378 | -0.16106 | Commercial |  | Annual | [5 empty] | 11 | 0.96 |  |  |  | 0 | 18.196 | 0 | 0 | 0 | 0 | 0 | 0 | 0 | 0 | 0 | 0 | 2006 Qtr 1: 0; 2006 Qtr 2: 0; 2006 Qtr 3: 0; 2006 Qtr 4: 18.196; 2007 Qtr 1: 0; 2007 Qtr 2: 0; 2007 Qtr 3: 0; 2007 Qtr 4: 0; 2008 Qtr 1: 0; 2008 Qtr 2: 0; 2008 Qtr 3: 0; 2008 Qtr 4: 0 | 18.196
0 | 234053-Lighting-Remove 4 Ft Lamp (De-Lamp) | COFL00AVDEL01 | 10 | Commercial | 14-MLI-Manufacturing–LightIndustry-LIGHT | 0 |  |  |  |  | 28.2538 | 16.4871 | 0 | 0 | 0 | 11.7667 | 101.5057 |  | kWh | 0.03095 | -0.1539 | Commercial |  | Annual | [5 empty] | 11 | 0.96 |  |  |  | 0 | 12.7372 | 0 | 0 | 0 | 0 | 0 | 0 | 0 | 0 | 0 | 0 | 2006 Qtr 1: 0; 2006 Qtr 2: 0; 2006 Qtr 3: 0; 2006 Qtr 4: 12.7372; 2007 Qtr 1: 0; 2007 Qtr 2: 0; 2007 Qtr 3: 0; 2007 Qtr 4: 0; 2008 Qtr 1: 0; 2008 Qtr 2: 0; 2008 Qtr 3: 0; 2008 Qtr 4: 0 | 12.7372
0 | 234148-Premium T8 with T12 40 Watt Baseline |  | 10 | Commercial | 14-MLI-Manufacturing–LightIndustry-LIGHT | 0 |  |  |  |  | 13.9591 | 13.1897 | 0 | 0 | 0 | 0.7694 | 65.7677 |  | kWh | 0.020053 | -0.099718 | Commercial |  | Annual | [5 empty] | 11 | 0.96 |  |  |  | 0 | 11.8274 | 0 | 0 | 0 | 0 | 0 | 0 | 0 | 0 | 0 | 0 | 2006 Qtr 1: 0; 2006 Qtr 2: 0; 2006 Qtr 3: 0; 2006 Qtr 4: 11.8274; 2007 Qtr 1: 0; 2007 Qtr 2: 0; 2007 Qtr 3: 0; 2007 Qtr 4: 0; 2008 Qtr 1: 0; 2008 Qtr 2: 0; 2008 Qtr 3: 0; 2008 Qtr 4: 0 | 11.8274
0 | 234148-Premium T8 with T12 40 Watt Baseline |  | 7 | Commercial | 01-ALC-AllCommercial-IntLight | 0 |  |  |  |  | 13.9591 | 13.1897 | 0 | 0 | 0 | 0.7694 | 64.9358 |  | kWh | 0.020124 | -0.10634 | Commercial |  | Annual | [5 empty] | 11 | 0.96 |  |  |  | 0 | 24.5647 | 0 | 0 | 0 | 0 | 0 | 0 | 0 | 0 | 0 | 0 | 2006 Qtr 1: 0; 2006 Qtr 2: 0; 2006 Qtr 3: 0; 2006 Qtr 4: 24.5647; 2007 Qtr 1: 0; 2007 Qtr 2: 0; 2007 Qtr 3: 0; 2007 Qtr 4: 0; 2008 Qtr 1: 0; 2008 Qtr 2: 0; 2008 Qtr 3: 0; 2008 Qtr 4: 0 | 24.5647
0 | 234053-Lighting-Remove 4 Ft Lamp (De-Lamp) | COFL00AVDEL01 | 7 | Commercial | 01-ALC-AllCommercial-IntLight | 0 |  |  |  |  | 28.2538 | 16.4871 | 0 | 0 | 0 | 11.7667 | 100.2216 |  | kWh | 0.031059 | -0.16413 | Commercial |  | Annual | [5 empty] | 11 | 0.96 |  |  |  | 0 | 29.1137 | 0 | 0 | 0 | 0 | 0 | 0 | 0 | 0 | 0 | 0 | 2006 Qtr 1: 0; 2006 Qtr 2: 0; 2006 Qtr 3: 0; 2006 Qtr 4: 29.1137; 2007 Qtr 1: 0; 2007 Qtr 2: 0; 2007 Qtr 3: 0; 2007 Qtr 4: 0; 2008 Qtr 1: 0; 2008 Qtr 2: 0; 2008 Qtr 3: 0; 2008 Qtr 4: 0 | 29.1137
0 | 234148-Premium T8 with T12 40 Watt Baseline |  | 7 | Commercial | 01-ALC-AllCommercial-IntLight | 0 |  |  |  |  | 13.9591 | 13.1897 | 0 | 0 | 0 | 0.7694 | 74.8184 |  | kWh | 0.022603 | -0.12253 | Commercial |  | Annual | [5 empty] | 11 | 0.96 |  |  |  | 0 | 12.7372 | 0 | 0 | 0 | 0 | 0 | 0 | 0 | 0 | 0 | 0 | 2006 Qtr 1: 0; 2006 Qtr 2: 0; 2006 Qtr 3: 0; 2006 Qtr 4: 12.7372; 2007 Qtr 1: 0; 2007 Qtr 2: 0; 2007 Qtr 3: 0; 2007 Qtr 4: 0; 2008 Qtr 1: 0; 2008 Qtr 2: 0; 2008 Qtr 3: 0; 2008 Qtr 4: 0 | 12.7372
0 | 234053-Lighting-Remove 4 Ft Lamp (De-Lamp) | COFL00AVDEL01 | 7 | Commercial | 01-ALC-AllCommercial-IntLight | 0 |  |  |  |  | 28.2538 | 16.4871 | 0 | 0 | 0 | 11.7667 | 115.4744 |  | kWh | 0.034885 | -0.18911 | Commercial |  | Annual | [5 empty] | 11 | 0.96 |  |  |  | 0 | 16.3764 | 0 | 0 | 0 | 0 | 0 | 0 | 0 | 0 | 0 | 0 | 2006 Qtr 1: 0; 2006 Qtr 2: 0; 2006 Qtr 3: 0; 2006 Qtr 4: 16.3764; 2007 Qtr 1: 0; 2007 Qtr 2: 0; 2007 Qtr 3: 0; 2007 Qtr 4: 0; 2008 Qtr 1: 0; 2008 Qtr 2: 0; 2008 Qtr 3: 0; 2008 Qtr 4: 0 | 16.3764
0 | 234148-Premium T8 with T12 40 Watt Baseline |  | 7 | Commercial | 01-ALC-AllCommercial-IntLight | 0 |  |  |  |  | 13.9591 | 13.1897 | 0 | 0 | 0 | 0.7694 | 64.9358 |  | kWh | 0.020124 | -0.10634 | Commercial |  | Annual | [5 empty] | 11 | 0.96 |  |  |  | 0 | 30.0235 | 0 | 0 | 0 | 0 | 0 | 0 | 0 | 0 | 0 | 0 | 2006 Qtr 1: 0; 2006 Qtr 2: 0; 2006 Qtr 3: 0; 2006 Qtr 4: 30.0235; 2007 Qtr 1: 0; 2007 Qtr 2: 0; 2007 Qtr 3: 0; 2007 Qtr 4: 0; 2008 Qtr 1: 0; 2008 Qtr 2: 0; 2008 Qtr 3: 0; 2008 Qtr 4: 0 | 30.0235
0 | 234053-Lighting-Remove 4 Ft Lamp (De-Lamp) | COFL00AVDEL01 | 7 | Commercial | 01-ALC-AllCommercial-IntLight | 0 |  |  |  |  | 28.2538 | 16.4871 | 0 | 0 | 0 | 11.7667 | 100.2216 |  | kWh | 0.031059 | -0.16413 | Commercial |  | Annual | [5 empty] | 11 | 0.96 |  |  |  | 0 | 34.5725 | 0 | 0 | 0 | 0 | 0 | 0 | 0 | 0 | 0 | 0 | 2006 Qtr 1: 0; 2006 Qtr 2: 0; 2006 Qtr 3: 0; 2006 Qtr 4: 34.5725; 2007 Qtr 1: 0; 2007 Qtr 2: 0; 2007 Qtr 3: 0; 2007 Qtr 4: 0; 2008 Qtr 1: 0; 2008 Qtr 2: 0; 2008 Qtr 3: 0; 2008 Qtr 4: 0 | 34.5725
0 | 234049-Lighting-LED Exit Sign New Sign | CALC00AVETS01 | 7 | Commercial | 02-ASM-Assembly-Exit | 0 |  |  |  |  | 65.3696 | 45 | 0 | 0 | 0 | 20.3696 | 351.311 |  | kWh | 0 | 0 | Commercial |  | Annual | [5 empty] | 16 | 0.96 |  |  |  | 0 | 2 | 0 | 0 | 0 | 0 | 0 | 0 | 0 | 0 | 0 | 0 | 2006 Qtr 1: 0; 2006 Qtr 2: 0; 2006 Qtr 3: 0; 2006 Qtr 4: 2; 2007 Qtr 1: 0; 2007 Qtr 2: 0; 2007 Qtr 3: 0; 2007 Qtr 4: 0; 2008 Qtr 1: 0; 2008 Qtr 2: 0; 2008 Qtr 3: 0; 2008 Qtr 4: 0 | 2
0 | 234148-Premium T8 with T12 40 Watt Baseline |  | 7 | Commercial | 01-ALC-AllCommercial-IntLight | 0 |  |  |  |  | 13.9591 | 13.1897 | 0 | 0 | 0 | 0.7694 | 74.8184 |  | kWh | 0.022603 | -0.12253 | Commercial |  | Annual | [5 empty] | 11 | 0.96 |  |  |  | 0 | 18.196 | 0 | 0 | 0 | 0 | 0 | 0 | 0 | 0 | 0 | 0 | 2006 Qtr 1: 0; 2006 Qtr 2: 0; 2006 Qtr 3: 0; 2006 Qtr 4: 18.196; 2007 Qtr 1: 0; 2007 Qtr 2: 0; 2007 Qtr 3: 0; 2007 Qtr 4: 0; 2008 Qtr 1: 0; 2008 Qtr 2: 0; 2008 Qtr 3: 0; 2008 Qtr 4: 0 | 18.196
0 | 234053-Lighting-Remove 4 Ft Lamp (De-Lamp) | COFL00AVDEL01 | 7 | Commercial | 01-ALC-AllCommercial-IntLight | 0 |  |  |  |  | 28.2538 | 16.4871 | 0 | 0 | 0 | 11.7667 | 115.4744 |  | kWh | 0.034885 | -0.18911 | Commercial |  | Annual | [5 empty] | 11 | 0.96 |  |  |  | 0 | 21.8353 | 0 | 0 | 0 | 0 | 0 | 0 | 0 | 0 | 0 | 0 | 2006 Qtr 1: 0; 2006 Qtr 2: 0; 2006 Qtr 3: 0; 2006 Qtr 4: 21.8353; 2007 Qtr 1: 0; 2007 Qtr 2: 0; 2007 Qtr 3: 0; 2007 Qtr 4: 0; 2008 Qtr 1: 0; 2008 Qtr 2: 0; 2008 Qtr 3: 0; 2008 Qtr 4: 0 | 21.8353
0 | 234148-Premium T8 with T12 40 Watt Baseline |  | 7 | Commercial | 01-ALC-AllCommercial-IntLight | 0 |  |  |  |  | 13.9591 | 13.1897 | 0 | 0 | 0 | 0.7694 | 74.8184 |  | kWh | 0.022603 | -0.12253 | Commercial |  | Annual | [5 empty] | 11 | 0.96 |  |  |  | 0 | 21.8353 | 0 | 0 | 0 | 0 | 0 | 0 | 0 | 0 | 0 | 0 | 2006 Qtr 1: 0; 2006 Qtr 2: 0; 2006 Qtr 3: 0; 2006 Qtr 4: 21.8353; 2007 Qtr 1: 0; 2007 Qtr 2: 0; 2007 Qtr 3: 0; 2007 Qtr 4: 0; 2008 Qtr 1: 0; 2008 Qtr 2: 0; 2008 Qtr 3: 0; 2008 Qtr 4: 0 | 21.8353
0 | 234053-Lighting-Remove 4 Ft Lamp (De-Lamp) | COFL00AVDEL01 | 7 | Commercial | 01-ALC-AllCommercial-IntLight | 0 |  |  |  |  | 28.2538 | 16.4871 | 0 | 0 | 0 | 11.7667 | 115.4744 |  | kWh | 0.034885 | -0.18911 | Commercial |  | Annual | [5 empty] | 11 | 0.96 |  |  |  | 0 | 21.8353 | 0 | 0 | 0 | 0 | 0 | 0 | 0 | 0 | 0 | 0 | 2006 Qtr 1: 0; 2006 Qtr 2: 0; 2006 Qtr 3: 0; 2006 Qtr 4: 21.8353; 2007 Qtr 1: 0; 2007 Qtr 2: 0; 2007 Qtr 3: 0; 2007 Qtr 4: 0; 2008 Qtr 1: 0; 2008 Qtr 2: 0; 2008 Qtr 3: 0; 2008 Qtr 4: 0 | 21.8353
0 | 234148-Premium T8 with T12 40 Watt Baseline |  | 7 | Commercial | 14-MLI-Manufacturing–LightIndustry-LIGHT | 0 |  |  |  |  | 13.9591 | 13.1897 | 0 | 0 | 0 | 0.7694 | 64.9241 |  | kWh | 0.020063 | -0.083941 | Commercial |  | Annual | [5 empty] | 11 | 0.96 |  |  |  | 0 | 27.2941 | 0 | 0 | 0 | 0 | 0 | 0 | 0 | 0 | 0 | 0 | 2006 Qtr 1: 0; 2006 Qtr 2: 0; 2006 Qtr 3: 0; 2006 Qtr 4: 27.2941; 2007 Qtr 1: 0; 2007 Qtr 2: 0; 2007 Qtr 3: 0; 2007 Qtr 4: 0; 2008 Qtr 1: 0; 2008 Qtr 2: 0; 2008 Qtr 3: 0; 2008 Qtr 4: 0 | 27.2941
0 | 234053-Lighting-Remove 4 Ft Lamp (De-Lamp) | COFL00AVDEL01 | 7 | Commercial | 14-MLI-Manufacturing–LightIndustry-LIGHT | 0 |  |  |  |  | 28.2538 | 16.4871 | 0 | 0 | 0 | 11.7667 | 100.2037 |  | kWh | 0.030965 | -0.12955 | Commercial |  | Annual | [5 empty] | 11 | 0.96 |  |  |  | 0 | 32.7529 | 0 | 0 | 0 | 0 | 0 | 0 | 0 | 0 | 0 | 0 | 2006 Qtr 1: 0; 2006 Qtr 2: 0; 2006 Qtr 3: 0; 2006 Qtr 4: 32.7529; 2007 Qtr 1: 0; 2007 Qtr 2: 0; 2007 Qtr 3: 0; 2007 Qtr 4: 0; 2008 Qtr 1: 0; 2008 Qtr 2: 0; 2008 Qtr 3: 0; 2008 Qtr 4: 0 | 32.7529
0 | 234049-Lighting-LED Exit Sign New Sign | CALC00AVETS01 | 7 | Commercial | 02-ASM-Assembly-Exit | 0 |  |  |  |  | 65.3696 | 45 | 0 | 0 | 0 | 20.3696 | 351.311 |  | kWh | 0 | 0 | Commercial |  | Annual | [5 empty] | 16 | 0.96 |  |  |  | 0 | 1 | 0 | 0 | 0 | 0 | 0 | 0 | 0 | 0 | 0 | 0 | 2006 Qtr 1: 0; 2006 Qtr 2: 0; 2006 Qtr 3: 0; 2006 Qtr 4: 1; 2007 Qtr 1: 0; 2007 Qtr 2: 0; 2007 Qtr 3: 0; 2007 Qtr 4: 0; 2008 Qtr 1: 0; 2008 Qtr 2: 0; 2008 Qtr 3: 0; 2008 Qtr 4: 0 | 1
0 | 234148-Premium T8 with T12 40 Watt Baseline |  | 7 | Commercial | 01-ALC-AllCommercial-IntLight | 0 |  |  |  |  | 13.9591 | 13.1897 | 0 | 0 | 0 | 0.7694 | 64.9358 |  | kWh | 0.020124 | -0.10634 | Commercial |  | Annual | [5 empty] | 11 | 0.96 |  |  |  | 0 | 7.2784 | 0 | 0 | 0 | 0 | 0 | 0 | 0 | 0 | 0 | 0 | 2006 Qtr 1: 0; 2006 Qtr 2: 0; 2006 Qtr 3: 0; 2006 Qtr 4: 7.2784; 2007 Qtr 1: 0; 2007 Qtr 2: 0; 2007 Qtr 3: 0; 2007 Qtr 4: 0; 2008 Qtr 1: 0; 2008 Qtr 2: 0; 2008 Qtr 3: 0; 2008 Qtr 4: 0 | 7.2784
0 | 234053-Lighting-Remove 4 Ft Lamp (De-Lamp) | COFL00AVDEL01 | 7 | Commercial | 01-ALC-AllCommercial-IntLight | 0 |  |  |  |  | 28.2538 | 16.4871 | 0 | 0 | 0 | 11.7667 | 100.2216 |  | kWh | 0.031059 | -0.16413 | Commercial |  | Annual | [5 empty] | 11 | 0.96 |  |  |  | 0 | 7.2784 | 0 | 0 | 0 | 0 | 0 | 0 | 0 | 0 | 0 | 0 | 2006 Qtr 1: 0; 2006 Qtr 2: 0; 2006 Qtr 3: 0; 2006 Qtr 4: 7.2784; 2007 Qtr 1: 0; 2007 Qtr 2: 0; 2007 Qtr 3: 0; 2007 Qtr 4: 0; 2008 Qtr 1: 0; 2008 Qtr 2: 0; 2008 Qtr 3: 0; 2008 Qtr 4: 0 | 7.2784
0 | 234148-Premium T8 with T12 40 Watt Baseline |  | 7 | Commercial | 01-ALC-AllCommercial-IntLight | 0 |  |  |  |  | 13.9591 | 13.1897 | 0 | 0 | 0 | 0.7694 | 64.9358 |  | kWh | 0.020124 | -0.10634 | Commercial |  | Annual | [5 empty] | 11 | 0.96 |  |  |  | 0 | 7.2784 | 0 | 0 | 0 | 0 | 0 | 0 | 0 | 0 | 0 | 0 | 2006 Qtr 1: 0; 2006 Qtr 2: 0; 2006 Qtr 3: 0; 2006 Qtr 4: 7.2784; 2007 Qtr 1: 0; 2007 Qtr 2: 0; 2007 Qtr 3: 0; 2007 Qtr 4: 0; 2008 Qtr 1: 0; 2008 Qtr 2: 0; 2008 Qtr 3: 0; 2008 Qtr 4: 0 | 7.2784
0 | 234053-Lighting-Remove 4 Ft Lamp (De-Lamp) | COFL00AVDEL01 | 7 | Commercial | 01-ALC-AllCommercial-IntLight | 0 |  |  |  |  | 28.2538 | 16.4871 | 0 | 0 | 0 | 11.7667 | 100.2216 |  | kWh | 0.031059 | -0.16413 | Commercial |  | Annual | [5 empty] | 11 | 0.96 |  |  |  | 0 | 7.2784 | 0 | 0 | 0 | 0 | 0 | 0 | 0 | 0 | 0 | 0 | 2006 Qtr 1: 0; 2006 Qtr 2: 0; 2006 Qtr 3: 0; 2006 Qtr 4: 7.2784; 2007 Qtr 1: 0; 2007 Qtr 2: 0; 2007 Qtr 3: 0; 2007 Qtr 4: 0; 2008 Qtr 1: 0; 2008 Qtr 2: 0; 2008 Qtr 3: 0; 2008 Qtr 4: 0 | 7.2784
0 | 234148-Premium T8 with T12 40 Watt Baseline |  | 7 | Commercial | 01-ALC-AllCommercial-IntLight | 0 |  |  |  |  | 13.9591 | 13.1897 | 0 | 0 | 0 | 0.7694 | 64.9358 |  | kWh | 0.020124 | -0.10634 | Commercial |  | Annual | [5 empty] | 11 | 0.96 |  |  |  | 0 | 5.4588 | 0 | 0 | 0 | 0 | 0 | 0 | 0 | 0 | 0 | 0 | 2006 Qtr 1: 0; 2006 Qtr 2: 0; 2006 Qtr 3: 0; 2006 Qtr 4: 5.4588; 2007 Qtr 1: 0; 2007 Qtr 2: 0; 2007 Qtr 3: 0; 2007 Qtr 4: 0; 2008 Qtr 1: 0; 2008 Qtr 2: 0; 2008 Qtr 3: 0; 2008 Qtr 4: 0 | 5.4588
0 | 234053-Lighting-Remove 4 Ft Lamp (De-Lamp) | COFL00AVDEL01 | 7 | Commercial | 01-ALC-AllCommercial-IntLight | 0 |  |  |  |  | 28.2538 | 16.4871 | 0 | 0 | 0 | 11.7667 | 100.2216 |  | kWh | 0.031059 | -0.16413 | Commercial |  | Annual | [5 empty] | 11 | 0.96 |  |  |  | 0 | 5.4588 | 0 | 0 | 0 | 0 | 0 | 0 | 0 | 0 | 0 | 0 | 2006 Qtr 1: 0; 2006 Qtr 2: 0; 2006 Qtr 3: 0; 2006 Qtr 4: 5.4588; 2007 Qtr 1: 0; 2007 Qtr 2: 0; 2007 Qtr 3: 0; 2007 Qtr 4: 0; 2008 Qtr 1: 0; 2008 Qtr 2: 0; 2008 Qtr 3: 0; 2008 Qtr 4: 0 | 5.4588
0 | 234148-Premium T8 with T12 40 Watt Baseline |  | 7 | Commercial | 01-ALC-AllCommercial-IntLight | 0 |  |  |  |  | 13.9591 | 13.1897 | 0 | 0 | 0 | 0.7694 | 74.8184 |  | kWh | 0.022603 | -0.12253 | Commercial |  | Annual | [5 empty] | 11 | 0.96 |  |  |  | 0 | 33.6627 | 0 | 0 | 0 | 0 | 0 | 0 | 0 | 0 | 0 | 0 | 2006 Qtr 1: 0; 2006 Qtr 2: 0; 2006 Qtr 3: 0; 2006 Qtr 4: 33.6627; 2007 Qtr 1: 0; 2007 Qtr 2: 0; 2007 Qtr 3: 0; 2007 Qtr 4: 0; 2008 Qtr 1: 0; 2008 Qtr 2: 0; 2008 Qtr 3: 0; 2008 Qtr 4: 0 | 33.6627
0 | 234053-Lighting-Remove 4 Ft Lamp (De-Lamp) | COFL00AVDEL01 | 7 | Commercial | 01-ALC-AllCommercial-IntLight | 0 |  |  |  |  | 28.2538 | 16.4871 | 0 | 0 | 0 | 11.7667 | 115.4744 |  | kWh | 0.034885 | -0.18911 | Commercial |  | Annual | [5 empty] | 11 | 0.96 |  |  |  | 0 | 36.3921 | 0 | 0 | 0 | 0 | 0 | 0 | 0 | 0 | 0 | 0 | 2006 Qtr 1: 0; 2006 Qtr 2: 0; 2006 Qtr 3: 0; 2006 Qtr 4: 36.3921; 2007 Qtr 1: 0; 2007 Qtr 2: 0; 2007 Qtr 3: 0; 2007 Qtr 4: 0; 2008 Qtr 1: 0; 2008 Qtr 2: 0; 2008 Qtr 3: 0; 2008 Qtr 4: 0 | 36.3921
0 | 234148-Premium T8 with T12 40 Watt Baseline |  | 7 | Commercial | 01-ALC-AllCommercial-IntLight | 0 |  |  |  |  | 13.9591 | 13.1897 | 0 | 0 | 0 | 0.7694 | 69.1977 |  | kWh | 0.022275 | -0.11332 | Commercial |  | Annual | [5 empty] | 11 | 0.96 |  |  |  | 0 | 23.6549 | 0 | 0 | 0 | 0 | 0 | 0 | 0 | 0 | 0 | 0 | 2006 Qtr 1: 0; 2006 Qtr 2: 0; 2006 Qtr 3: 0; 2006 Qtr 4: 23.6549; 2007 Qtr 1: 0; 2007 Qtr 2: 0; 2007 Qtr 3: 0; 2007 Qtr 4: 0; 2008 Qtr 1: 0; 2008 Qtr 2: 0; 2008 Qtr 3: 0; 2008 Qtr 4: 0 | 23.6549
0 | 234053-Lighting-Remove 4 Ft Lamp (De-Lamp) | COFL00AVDEL01 | 7 | Commercial | 01-ALC-AllCommercial-IntLight | 0 |  |  |  |  | 28.2538 | 16.4871 | 0 | 0 | 0 | 11.7667 | 106.7995 |  | kWh | 0.03438 | -0.1749 | Commercial |  | Annual | [5 empty] | 11 | 0.96 |  |  |  | 0 | 11.8274 | 0 | 0 | 0 | 0 | 0 | 0 | 0 | 0 | 0 | 0 | 2006 Qtr 1: 0; 2006 Qtr 2: 0; 2006 Qtr 3: 0; 2006 Qtr 4: 11.8274; 2007 Qtr 1: 0; 2007 Qtr 2: 0; 2007 Qtr 3: 0; 2007 Qtr 4: 0; 2008 Qtr 1: 0; 2008 Qtr 2: 0; 2008 Qtr 3: 0; 2008 Qtr 4: 0 | 11.8274
0 | 234049-Lighting-LED Exit Sign New Sign | CALC00AVETS01 | 7 | Commercial | 02-ASM-Assembly-Exit | 0 |  |  |  |  | 65.3696 | 45 | 0 | 0 | 0 | 20.3696 | 351.311 |  | kWh | 0 | 0 | Commercial |  | Annual | [5 empty] | 16 | 0.96 |  |  |  | 0 | 1 | 0 | 0 | 0 | 0 | 0 | 0 | 0 | 0 | 0 | 0 | 2006 Qtr 1: 0; 2006 Qtr 2: 0; 2006 Qtr 3: 0; 2006 Qtr 4: 1; 2007 Qtr 1: 0; 2007 Qtr 2: 0; 2007 Qtr 3: 0; 2007 Qtr 4: 0; 2008 Qtr 1: 0; 2008 Qtr 2: 0; 2008 Qtr 3: 0; 2008 Qtr 4: 0 | 1
0 | 234148-Premium T8 with T12 40 Watt Baseline |  | 10 | Commercial | 14-MLI-Manufacturing–LightIndustry-LIGHT | 0 |  |  |  |  | 13.9591 | 13.1897 | 0 | 0 | 0 | 0.7694 | 74.061 |  | kWh | 0.022188 | -0.11229 | Commercial |  | Annual | [5 empty] | 11 | 0.96 |  |  |  | 0 | 21.8353 | 0 | 0 | 0 | 0 | 0 | 0 | 0 | 0 | 0 | 0 | 2006 Qtr 1: 0; 2006 Qtr 2: 0; 2006 Qtr 3: 0; 2006 Qtr 4: 21.8353; 2007 Qtr 1: 0; 2007 Qtr 2: 0; 2007 Qtr 3: 0; 2007 Qtr 4: 0; 2008 Qtr 1: 0; 2008 Qtr 2: 0; 2008 Qtr 3: 0; 2008 Qtr 4: 0 | 21.8353
0 | 234053-Lighting-Remove 4 Ft Lamp (De-Lamp) | COFL00AVDEL01 | 10 | Commercial | 14-MLI-Manufacturing–LightIndustry-LIGHT | 0 |  |  |  |  | 28.2538 | 16.4871 | 0 | 0 | 0 | 11.7667 | 114.3055 |  | kWh | 0.034245 | -0.17331 | Commercial |  | Annual | [5 empty] | 11 | 0.96 |  |  |  | 0 | 25.4745 | 0 | 0 | 0 | 0 | 0 | 0 | 0 | 0 | 0 | 0 | 2006 Qtr 1: 0; 2006 Qtr 2: 0; 2006 Qtr 3: 0; 2006 Qtr 4: 25.4745; 2007 Qtr 1: 0; 2007 Qtr 2: 0; 2007 Qtr 3: 0; 2007 Qtr 4: 0; 2008 Qtr 1: 0; 2008 Qtr 2: 0; 2008 Qtr 3: 0; 2008 Qtr 4: 0 | 25.4745
0 | 234053-Lighting-Remove 4 Ft Lamp (De-Lamp) | COFL00AVDEL01 | 10 | Commercial | 01-ALC-AllCommercial-IntLight | 0 |  |  |  |  | 28.2538 | 16.4871 | 0 | 0 | 0 | 11.7667 | 106.7995 |  | kWh | 0.03438 | -0.1749 | Commercial |  | Annual | [5 empty] | 11 | 0.96 |  |  |  | 0 | 25.4745 | 0 | 0 | 0 | 0 | 0 | 0 | 0 | 0 | 0 | 0 | 2006 Qtr 1: 0; 2006 Qtr 2: 0; 2006 Qtr 3: 0; 2006 Qtr 4: 25.4745; 2007 Qtr 1: 0; 2007 Qtr 2: 0; 2007 Qtr 3: 0; 2007 Qtr 4: 0; 2008 Qtr 1: 0; 2008 Qtr 2: 0; 2008 Qtr 3: 0; 2008 Qtr 4: 0 | 25.4745
0 | 234148-Premium T8 with T12 40 Watt Baseline |  | 10 | Commercial | 01-ALC-AllCommercial-IntLight | 0 |  |  |  |  | 13.9591 | 13.1897 | 0 | 0 | 0 | 0.7694 | 69.1977 |  | kWh | 0.022275 | -0.11332 | Commercial |  | Annual | [5 empty] | 11 | 0.96 |  |  |  | 0 | 20.0156 | 0 | 0 | 0 | 0 | 0 | 0 | 0 | 0 | 0 | 0 | 2006 Qtr 1: 0; 2006 Qtr 2: 0; 2006 Qtr 3: 0; 2006 Qtr 4: 20.0156; 2007 Qtr 1: 0; 2007 Qtr 2: 0; 2007 Qtr 3: 0; 2007 Qtr 4: 0; 2008 Qtr 1: 0; 2008 Qtr 2: 0; 2008 Qtr 3: 0; 2008 Qtr 4: 0 | 20.0156
0 | 234053-Lighting-Remove 4 Ft Lamp (De-Lamp) | COFL00AVDEL01 | 10 | Commercial | 14-MLI-Manufacturing–LightIndustry-LIGHT | 0 |  |  |  |  | 28.2538 | 16.4871 | 0 | 0 | 0 | 11.7667 | 114.3055 |  | kWh | 0.034245 | -0.17331 | Commercial |  | Annual | [5 empty] | 11 | 0.96 |  |  |  | 0 | 14.5568 | 0 | 0 | 0 | 0 | 0 | 0 | 0 | 0 | 0 | 0 | 2006 Qtr 1: 0; 2006 Qtr 2: 0; 2006 Qtr 3: 0; 2006 Qtr 4: 14.5568; 2007 Qtr 1: 0; 2007 Qtr 2: 0; 2007 Qtr 3: 0; 2007 Qtr 4: 0; 2008 Qtr 1: 0; 2008 Qtr 2: 0; 2008 Qtr 3: 0; 2008 Qtr 4: 0 | 14.5568
0 | 234148-Premium T8 with T12 40 Watt Baseline |  | 10 | Commercial | 14-MLI-Manufacturing–LightIndustry-LIGHT | 0 |  |  |  |  | 13.9591 | 13.1897 | 0 | 0 | 0 | 0.7694 | 74.061 |  | kWh | 0.022188 | -0.11229 | Commercial |  | Annual | [5 empty] | 11 | 0.96 |  |  |  | 0 | 11.8274 | 0 | 0 | 0 | 0 | 0 | 0 | 0 | 0 | 0 | 0 | 2006 Qtr 1: 0; 2006 Qtr 2: 0; 2006 Qtr 3: 0; 2006 Qtr 4: 11.8274; 2007 Qtr 1: 0; 2007 Qtr 2: 0; 2007 Qtr 3: 0; 2007 Qtr 4: 0; 2008 Qtr 1: 0; 2008 Qtr 2: 0; 2008 Qtr 3: 0; 2008 Qtr 4: 0 | 11.8274
0 | 234148-Premium T8 with T12 40 Watt Baseline |  | 10 | Commercial | 14-MLI-Manufacturing–LightIndustry-LIGHT | 0 |  |  |  |  | 13.9591 | 13.1897 | 0 | 0 | 0 | 0.7694 | 74.061 |  | kWh | 0.022188 | -0.11229 | Commercial |  | Annual | [5 empty] | 11 | 0.96 |  |  |  | 0 | 30.9333 | 0 | 0 | 0 | 0 | 0 | 0 | 0 | 0 | 0 | 0 | 2006 Qtr 1: 0; 2006 Qtr 2: 0; 2006 Qtr 3: 0; 2006 Qtr 4: 30.9333; 2007 Qtr 1: 0; 2007 Qtr 2: 0; 2007 Qtr 3: 0; 2007 Qtr 4: 0; 2008 Qtr 1: 0; 2008 Qtr 2: 0; 2008 Qtr 3: 0; 2008 Qtr 4: 0 | 30.9333
0 | 234053-Lighting-Remove 4 Ft Lamp (De-Lamp) | COFL00AVDEL01 | 10 | Commercial | 14-MLI-Manufacturing–LightIndustry-LIGHT | 0 |  |  |  |  | 28.2538 | 16.4871 | 0 | 0 | 0 | 11.7667 | 114.3055 |  | kWh | 0.034245 | -0.17331 | Commercial |  | Annual | [5 empty] | 11 | 0.96 |  |  |  | 0 | 34.5725 | 0 | 0 | 0 | 0 | 0 | 0 | 0 | 0 | 0 | 0 | 2006 Qtr 1: 0; 2006 Qtr 2: 0; 2006 Qtr 3: 0; 2006 Qtr 4: 34.5725; 2007 Qtr 1: 0; 2007 Qtr 2: 0; 2007 Qtr 3: 0; 2007 Qtr 4: 0; 2008 Qtr 1: 0; 2008 Qtr 2: 0; 2008 Qtr 3: 0; 2008 Qtr 4: 0 | 34.5725
0 | 234148-Premium T8 with T12 40 Watt Baseline |  | 10 | Commercial | 14-MLI-Manufacturing–LightIndustry-LIGHT | 0 |  |  |  |  | 13.9591 | 13.1897 | 0 | 0 | 0 | 0.7694 | 65.7677 |  | kWh | 0.020053 | -0.099718 | Commercial |  | Annual | [5 empty] | 11 | 0.96 |  |  |  | 0 | 25.4745 | 0 | 0 | 0 | 0 | 0 | 0 | 0 | 0 | 0 | 0 | 2006 Qtr 1: 0; 2006 Qtr 2: 0; 2006 Qtr 3: 0; 2006 Qtr 4: 25.4745; 2007 Qtr 1: 0; 2007 Qtr 2: 0; 2007 Qtr 3: 0; 2007 Qtr 4: 0; 2008 Qtr 1: 0; 2008 Qtr 2: 0; 2008 Qtr 3: 0; 2008 Qtr 4: 0 | 25.4745
0 | 234053-Lighting-Remove 4 Ft Lamp (De-Lamp) | COFL00AVDEL01 | 10 | Commercial | 14-MLI-Manufacturing–LightIndustry-LIGHT | 0 |  |  |  |  | 28.2538 | 16.4871 | 0 | 0 | 0 | 11.7667 | 101.5057 |  | kWh | 0.03095 | -0.1539 | Commercial |  | Annual | [5 empty] | 11 | 0.96 |  |  |  | 0 | 27.2941 | 0 | 0 | 0 | 0 | 0 | 0 | 0 | 0 | 0 | 0 | 2006 Qtr 1: 0; 2006 Qtr 2: 0; 2006 Qtr 3: 0; 2006 Qtr 4: 27.2941; 2007 Qtr 1: 0; 2007 Qtr 2: 0; 2007 Qtr 3: 0; 2007 Qtr 4: 0; 2008 Qtr 1: 0; 2008 Qtr 2: 0; 2008 Qtr 3: 0; 2008 Qtr 4: 0 | 27.2941
0 | 234148-Premium T8 with T12 40 Watt Baseline |  | 10 | Commercial | 14-MLI-Manufacturing–LightIndustry-LIGHT | 0 |  |  |  |  | 13.9591 | 13.1897 | 0 | 0 | 0 | 0.7694 | 65.7677 |  | kWh | 0.020053 | -0.099718 | Commercial |  | Annual | [5 empty] | 11 | 0.96 |  |  |  | 0 | 7.2784 | 0 | 0 | 0 | 0 | 0 | 0 | 0 | 0 | 0 | 0 | 2006 Qtr 1: 0; 2006 Qtr 2: 0; 2006 Qtr 3: 0; 2006 Qtr 4: 7.2784; 2007 Qtr 1: 0; 2007 Qtr 2: 0; 2007 Qtr 3: 0; 2007 Qtr 4: 0; 2008 Qtr 1: 0; 2008 Qtr 2: 0; 2008 Qtr 3: 0; 2008 Qtr 4: 0 | 7.2784
0 | 234053-Lighting-Remove 4 Ft Lamp (De-Lamp) | COFL00AVDEL01 | 10 | Commercial | 14-MLI-Manufacturing–LightIndustry-LIGHT | 0 |  |  |  |  | 28.2538 | 16.4871 | 0 | 0 | 0 | 11.7667 | 101.5057 |  | kWh | 0.03095 | -0.1539 | Commercial |  | Annual | [5 empty] | 11 | 0.96 |  |  |  | 0 | 10.9176 | 0 | 0 | 0 | 0 | 0 | 0 | 0 | 0 | 0 | 0 | 2006 Qtr 1: 0; 2006 Qtr 2: 0; 2006 Qtr 3: 0; 2006 Qtr 4: 10.9176; 2007 Qtr 1: 0; 2007 Qtr 2: 0; 2007 Qtr 3: 0; 2007 Qtr 4: 0; 2008 Qtr 1: 0; 2008 Qtr 2: 0; 2008 Qtr 3: 0; 2008 Qtr 4: 0 | 10.9176
0 | 234148-Premium T8 with T12 40 Watt Baseline |  | 10 | Commercial | 14-MLI-Manufacturing–LightIndustry-LIGHT | 0 |  |  |  |  | 13.9591 | 13.1897 | 0 | 0 | 0 | 0.7694 | 65.7677 |  | kWh | 0.020053 | -0.099718 | Commercial |  | Annual | [5 empty] | 11 | 0.96 |  |  |  | 0 | 23.6549 | 0 | 0 | 0 | 0 | 0 | 0 | 0 | 0 | 0 | 0 | 2006 Qtr 1: 0; 2006 Qtr 2: 0; 2006 Qtr 3: 0; 2006 Qtr 4: 23.6549; 2007 Qtr 1: 0; 2007 Qtr 2: 0; 2007 Qtr 3: 0; 2007 Qtr 4: 0; 2008 Qtr 1: 0; 2008 Qtr 2: 0; 2008 Qtr 3: 0; 2008 Qtr 4: 0 | 23.6549
0 | 234053-Lighting-Remove 4 Ft Lamp (De-Lamp) | COFL00AVDEL01 | 10 | Commercial | 14-MLI-Manufacturing–LightIndustry-LIGHT | 0 |  |  |  |  | 28.2538 | 16.4871 | 0 | 0 | 0 | 11.7667 | 101.5057 |  | kWh | 0.03095 | -0.1539 | Commercial |  | Annual | [5 empty] | 11 | 0.96 |  |  |  | 0 | 25.4745 | 0 | 0 | 0 | 0 | 0 | 0 | 0 | 0 | 0 | 0 | 2006 Qtr 1: 0; 2006 Qtr 2: 0; 2006 Qtr 3: 0; 2006 Qtr 4: 25.4745; 2007 Qtr 1: 0; 2007 Qtr 2: 0; 2007 Qtr 3: 0; 2007 Qtr 4: 0; 2008 Qtr 1: 0; 2008 Qtr 2: 0; 2008 Qtr 3: 0; 2008 Qtr 4: 0 | 25.4745
0 | 234148-Premium T8 with T12 40 Watt Baseline |  | 7 | Commercial | 21-RSD-Restaurant–SitDown-LIT_INT | 0 |  |  |  |  | 13.9591 | 13.1897 | 0 | 0 | 0 | 0.7694 | 106.8638 |  | kWh | 0.021548 | -0.50255 | Commercial |  | Annual | [5 empty] | 11 | 0.96 |  |  |  | 0 | 25.4745 | 0 | 0 | 0 | 0 | 0 | 0 | 0 | 0 | 0 | 0 | 2006 Qtr 1: 0; 2006 Qtr 2: 0; 2006 Qtr 3: 0; 2006 Qtr 4: 25.4745; 2007 Qtr 1: 0; 2007 Qtr 2: 0; 2007 Qtr 3: 0; 2007 Qtr 4: 0; 2008 Qtr 1: 0; 2008 Qtr 2: 0; 2008 Qtr 3: 0; 2008 Qtr 4: 0 | 25.4745
0 | 234053-Lighting-Remove 4 Ft Lamp (De-Lamp) | COFL00AVDEL01 | 7 | Commercial | 01-ALC-AllCommercial-IntLight | 0 |  |  |  |  | 28.2538 | 16.4871 | 0 | 0 | 0 | 11.7667 | 128.1864 |  | kWh | 0.0412 | -0.20993 | Commercial |  | Annual | [5 empty] | 11 | 0.96 |  |  |  | 0 | 7.2784 | 0 | 0 | 0 | 0 | 0 | 0 | 0 | 0 | 0 | 0 | 2006 Qtr 1: 0; 2006 Qtr 2: 0; 2006 Qtr 3: 0; 2006 Qtr 4: 7.2784; 2007 Qtr 1: 0; 2007 Qtr 2: 0; 2007 Qtr 3: 0; 2007 Qtr 4: 0; 2008 Qtr 1: 0; 2008 Qtr 2: 0; 2008 Qtr 3: 0; 2008 Qtr 4: 0 | 7.2784
0 | 234148-Premium T8 with T12 40 Watt Baseline |  | 7 | Commercial | 01-ALC-AllCommercial-IntLight | 0 |  |  |  |  | 13.9591 | 13.1897 | 0 | 0 | 0 | 0.7694 | 83.0547 |  | kWh | 0.026694 | -0.13602 | Commercial |  | Annual | [5 empty] | 11 | 0.96 |  |  |  | 0 | 5.4588 | 0 | 0 | 0 | 0 | 0 | 0 | 0 | 0 | 0 | 0 | 2006 Qtr 1: 0; 2006 Qtr 2: 0; 2006 Qtr 3: 0; 2006 Qtr 4: 5.4588; 2007 Qtr 1: 0; 2007 Qtr 2: 0; 2007 Qtr 3: 0; 2007 Qtr 4: 0; 2008 Qtr 1: 0; 2008 Qtr 2: 0; 2008 Qtr 3: 0; 2008 Qtr 4: 0 | 5.4588
0 | 234053-Lighting-Remove 4 Ft Lamp (De-Lamp) | COFL00AVDEL01 | 7 | Commercial | 01-ALC-AllCommercial-IntLight | 0 |  |  |  |  | 28.2538 | 16.4871 | 0 | 0 | 0 | 11.7667 | 100.2216 |  | kWh | 0.031059 | -0.16413 | Commercial |  | Annual | [5 empty] | 11 | 0.96 |  |  |  | 0 | 12.7372 | 0 | 0 | 0 | 0 | 0 | 0 | 0 | 0 | 0 | 0 | 2006 Qtr 1: 0; 2006 Qtr 2: 0; 2006 Qtr 3: 0; 2006 Qtr 4: 12.7372; 2007 Qtr 1: 0; 2007 Qtr 2: 0; 2007 Qtr 3: 0; 2007 Qtr 4: 0; 2008 Qtr 1: 0; 2008 Qtr 2: 0; 2008 Qtr 3: 0; 2008 Qtr 4: 0 | 12.7372
0 | 234148-Premium T8 with T12 40 Watt Baseline |  | 7 | Commercial | 01-ALC-AllCommercial-IntLight | 0 |  |  |  |  | 13.9591 | 13.1897 | 0 | 0 | 0 | 0.7694 | 64.9358 |  | kWh | 0.020124 | -0.10634 | Commercial |  | Annual | [5 empty] | 11 | 0.96 |  |  |  | 0 | 11.8274 | 0 | 0 | 0 | 0 | 0 | 0 | 0 | 0 | 0 | 0 | 2006 Qtr 1: 0; 2006 Qtr 2: 0; 2006 Qtr 3: 0; 2006 Qtr 4: 11.8274; 2007 Qtr 1: 0; 2007 Qtr 2: 0; 2007 Qtr 3: 0; 2007 Qtr 4: 0; 2008 Qtr 1: 0; 2008 Qtr 2: 0; 2008 Qtr 3: 0; 2008 Qtr 4: 0 | 11.8274
0 | 234148-Premium T8 with T12 40 Watt Baseline |  | 7 | Commercial | 01-ALC-AllCommercial-IntLight | 0 |  |  |  |  | 13.9591 | 13.1897 | 0 | 0 | 0 | 0.7694 | 74.8184 |  | kWh | 0.022603 | -0.12253 | Commercial |  | Annual | [5 empty] | 11 | 0.96 |  |  |  | 0 | 83.7018 | 0 | 0 | 0 | 0 | 0 | 0 | 0 | 0 | 0 | 0 | 2006 Qtr 1: 0; 2006 Qtr 2: 0; 2006 Qtr 3: 0; 2006 Qtr 4: 83.7018; 2007 Qtr 1: 0; 2007 Qtr 2: 0; 2007 Qtr 3: 0; 2007 Qtr 4: 0; 2008 Qtr 1: 0; 2008 Qtr 2: 0; 2008 Qtr 3: 0; 2008 Qtr 4: 0 | 83.7018
0 | 234148-Premium T8 with T12 40 Watt Baseline |  | 10 | Commercial | 14-MLI-Manufacturing–LightIndustry-LIGHT | 0 |  |  |  |  | 13.9591 | 13.1897 | 0 | 0 | 0 | 0.7694 | 65.7677 |  | kWh | 0.020053 | -0.099718 | Commercial |  | Annual | [5 empty] | 11 | 0.96 |  |  |  | 0 | 10.9176 | 0 | 0 | 0 | 0 | 0 | 0 | 0 | 0 | 0 | 0 | 2006 Qtr 1: 0; 2006 Qtr 2: 0; 2006 Qtr 3: 0; 2006 Qtr 4: 10.9176; 2007 Qtr 1: 0; 2007 Qtr 2: 0; 2007 Qtr 3: 0; 2007 Qtr 4: 0; 2008 Qtr 1: 0; 2008 Qtr 2: 0; 2008 Qtr 3: 0; 2008 Qtr 4: 0 | 10.9176
0 | 234053-Lighting-Remove 4 Ft Lamp (De-Lamp) | COFL00AVDEL01 | 10 | Commercial | 14-MLI-Manufacturing–LightIndustry-LIGHT | 0 |  |  |  |  | 28.2538 | 16.4871 | 0 | 0 | 0 | 11.7667 | 101.5057 |  | kWh | 0.03095 | -0.1539 | Commercial |  | Annual | [5 empty] | 11 | 0.96 |  |  |  | 0 | 10.9176 | 0 | 0 | 0 | 0 | 0 | 0 | 0 | 0 | 0 | 0 | 2006 Qtr 1: 0; 2006 Qtr 2: 0; 2006 Qtr 3: 0; 2006 Qtr 4: 10.9176; 2007 Qtr 1: 0; 2007 Qtr 2: 0; 2007 Qtr 3: 0; 2007 Qtr 4: 0; 2008 Qtr 1: 0; 2008 Qtr 2: 0; 2008 Qtr 3: 0; 2008 Qtr 4: 0 | 10.9176
0 | 234148-Premium T8 with T12 40 Watt Baseline |  | 10 | Commercial | 01-ALC-AllCommercial-IntLight | 0 |  |  |  |  | 13.9591 | 13.1897 | 0 | 0 | 0 | 0.7694 | 74.8184 |  | kWh | 0.022603 | -0.12253 | Commercial |  | Annual | [5 empty] | 11 | 0.96 |  |  |  | 0 | 36.3921 | 0 | 0 | 0 | 0 | 0 | 0 | 0 | 0 | 0 | 0 | 2006 Qtr 1: 0; 2006 Qtr 2: 0; 2006 Qtr 3: 0; 2006 Qtr 4: 36.3921; 2007 Qtr 1: 0; 2007 Qtr 2: 0; 2007 Qtr 3: 0; 2007 Qtr 4: 0; 2008 Qtr 1: 0; 2008 Qtr 2: 0; 2008 Qtr 3: 0; 2008 Qtr 4: 0 | 36.3921
0 | 234053-Lighting-Remove 4 Ft Lamp (De-Lamp) | COFL00AVDEL01 | 10 | Commercial | 01-ALC-AllCommercial-IntLight | 0 |  |  |  |  | 28.2538 | 16.4871 | 0 | 0 | 0 | 11.7667 | 115.4744 |  | kWh | 0.034885 | -0.18911 | Commercial |  | Annual | [5 empty] | 11 | 0.96 |  |  |  | 0 | 40.0313 | 0 | 0 | 0 | 0 | 0 | 0 | 0 | 0 | 0 | 0 | 2006 Qtr 1: 0; 2006 Qtr 2: 0; 2006 Qtr 3: 0; 2006 Qtr 4: 40.0313; 2007 Qtr 1: 0; 2007 Qtr 2: 0; 2007 Qtr 3: 0; 2007 Qtr 4: 0; 2008 Qtr 1: 0; 2008 Qtr 2: 0; 2008 Qtr 3: 0; 2008 Qtr 4: 0 | 40.0313
0 | 234148-Premium T8 with T12 40 Watt Baseline |  | 7 | Commercial | 01-ALC-AllCommercial-IntLight | 0 |  |  |  |  | 13.9591 | 13.1897 | 0 | 0 | 0 | 0.7694 | 60.8058 |  | kWh | 0.016483 | -0.099581 | Commercial |  | Annual | [5 empty] | 11 | 0.96 |  |  |  | 0 | 50.9489 | 0 | 0 | 0 | 0 | 0 | 0 | 0 | 0 | 0 | 0 | 2006 Qtr 1: 0; 2006 Qtr 2: 0; 2006 Qtr 3: 0; 2006 Qtr 4: 50.9489; 2007 Qtr 1: 0; 2007 Qtr 2: 0; 2007 Qtr 3: 0; 2007 Qtr 4: 0; 2008 Qtr 1: 0; 2008 Qtr 2: 0; 2008 Qtr 3: 0; 2008 Qtr 4: 0 | 50.9489
0 | 234148-Premium T8 with T12 40 Watt Baseline |  | 7 | Commercial | 01-ALC-AllCommercial-IntLight | 0 |  |  |  |  | 13.9591 | 13.1897 | 0 | 0 | 0 | 0.7694 | 74.8184 |  | kWh | 0.022603 | -0.12253 | Commercial |  | Annual | [5 empty] | 11 | 0.96 |  |  |  | 0 | 43.6705 | 0 | 0 | 0 | 0 | 0 | 0 | 0 | 0 | 0 | 0 | 2006 Qtr 1: 0; 2006 Qtr 2: 0; 2006 Qtr 3: 0; 2006 Qtr 4: 43.6705; 2007 Qtr 1: 0; 2007 Qtr 2: 0; 2007 Qtr 3: 0; 2007 Qtr 4: 0; 2008 Qtr 1: 0; 2008 Qtr 2: 0; 2008 Qtr 3: 0; 2008 Qtr 4: 0 | 43.6705
0 | 234148-Premium T8 with T12 40 Watt Baseline |  | 7 | Commercial | 01-ALC-AllCommercial-IntLight | 0 |  |  |  |  | 13.9591 | 13.1897 | 0 | 0 | 0 | 0.7694 | 74.8184 |  | kWh | 0.022603 | -0.12253 | Commercial |  | Annual | [5 empty] | 11 | 0.96 |  |  |  | 0 | 12.7372 | 0 | 0 | 0 | 0 | 0 | 0 | 0 | 0 | 0 | 0 | 2006 Qtr 1: 0; 2006 Qtr 2: 0; 2006 Qtr 3: 0; 2006 Qtr 4: 12.7372; 2007 Qtr 1: 0; 2007 Qtr 2: 0; 2007 Qtr 3: 0; 2007 Qtr 4: 0; 2008 Qtr 1: 0; 2008 Qtr 2: 0; 2008 Qtr 3: 0; 2008 Qtr 4: 0 | 12.7372
0 | 234053-Lighting-Remove 4 Ft Lamp (De-Lamp) | COFL00AVDEL01 | 7 | Commercial | 01-ALC-AllCommercial-IntLight | 0 |  |  |  |  | 28.2538 | 16.4871 | 0 | 0 | 0 | 11.7667 | 115.4744 |  | kWh | 0.034885 | -0.18911 | Commercial |  | Annual | [5 empty] | 11 | 0.96 |  |  |  | 0 | 16.3764 | 0 | 0 | 0 | 0 | 0 | 0 | 0 | 0 | 0 | 0 | 2006 Qtr 1: 0; 2006 Qtr 2: 0; 2006 Qtr 3: 0; 2006 Qtr 4: 16.3764; 2007 Qtr 1: 0; 2007 Qtr 2: 0; 2007 Qtr 3: 0; 2007 Qtr 4: 0; 2008 Qtr 1: 0; 2008 Qtr 2: 0; 2008 Qtr 3: 0; 2008 Qtr 4: 0 | 16.3764
0 | 234148-Premium T8 with T12 40 Watt Baseline |  | 7 | Commercial | 01-ALC-AllCommercial-IntLight | 0 |  |  |  |  | 13.9591 | 13.1897 | 0 | 0 | 0 | 0.7694 | 140.9367 |  | kWh | 0.027805 | -0.23081 | Commercial |  | Annual | [5 empty] | 11 | 0.96 |  |  |  | 0 | 121.9135 | 0 | 0 | 0 | 0 | 0 | 0 | 0 | 0 | 0 | 0 | 2006 Qtr 1: 0; 2006 Qtr 2: 0; 2006 Qtr 3: 0; 2006 Qtr 4: 121.9135; 2007 Qtr 1: 0; 2007 Qtr 2: 0; 2007 Qtr 3: 0; 2007 Qtr 4: 0; 2008 Qtr 1: 0; 2008 Qtr 2: 0; 2008 Qtr 3: 0; 2008 Qtr 4: 0 | 121.9135
0 | 234148-Premium T8 with T12 40 Watt Baseline |  | 7 | Commercial | 01-ALC-AllCommercial-IntLight | 0 |  |  |  |  | 13.9591 | 13.1897 | 0 | 0 | 0 | 0.7694 | 74.8184 |  | kWh | 0.022603 | -0.12253 | Commercial |  | Annual | [5 empty] | 11 | 0.96 |  |  |  | 0 | 9.098 | 0 | 0 | 0 | 0 | 0 | 0 | 0 | 0 | 0 | 0 | 2006 Qtr 1: 0; 2006 Qtr 2: 0; 2006 Qtr 3: 0; 2006 Qtr 4: 9.098; 2007 Qtr 1: 0; 2007 Qtr 2: 0; 2007 Qtr 3: 0; 2007 Qtr 4: 0; 2008 Qtr 1: 0; 2008 Qtr 2: 0; 2008 Qtr 3: 0; 2008 Qtr 4: 0 | 9.098
0 | 234053-Lighting-Remove 4 Ft Lamp (De-Lamp) | COFL00AVDEL01 | 7 | Commercial | 01-ALC-AllCommercial-IntLight | 0 |  |  |  |  | 28.2538 | 16.4871 | 0 | 0 | 0 | 11.7667 | 115.4744 |  | kWh | 0.034885 | -0.18911 | Commercial |  | Annual | [5 empty] | 11 | 0.96 |  |  |  | 0 | 4.549 | 0 | 0 | 0 | 0 | 0 | 0 | 0 | 0 | 0 | 0 | 2006 Qtr 1: 0; 2006 Qtr 2: 0; 2006 Qtr 3: 0; 2006 Qtr 4: 4.549; 2007 Qtr 1: 0; 2007 Qtr 2: 0; 2007 Qtr 3: 0; 2007 Qtr 4: 0; 2008 Qtr 1: 0; 2008 Qtr 2: 0; 2008 Qtr 3: 0; 2008 Qtr 4: 0 | 4.549
0 | 234049-Lighting-LED Exit Sign New Sign | CALC00AVETS01 | 7 | Commercial | 02-ASM-Assembly-Exit | 0 |  |  |  |  | 65.3696 | 45 | 0 | 0 | 0 | 20.3696 | 351.311 |  | kWh | 0 | 0 | Commercial |  | Annual | [5 empty] | 16 | 0.96 |  |  |  | 0 | 2 | 0 | 0 | 0 | 0 | 0 | 0 | 0 | 0 | 0 | 0 | 2006 Qtr 1: 0; 2006 Qtr 2: 0; 2006 Qtr 3: 0; 2006 Qtr 4: 2; 2007 Qtr 1: 0; 2007 Qtr 2: 0; 2007 Qtr 3: 0; 2007 Qtr 4: 0; 2008 Qtr 1: 0; 2008 Qtr 2: 0; 2008 Qtr 3: 0; 2008 Qtr 4: 0 | 2
0 | 234053-Lighting-Remove 4 Ft Lamp (De-Lamp) | COFL00AVDEL01 | 7 | Commercial | 01-ALC-AllCommercial-IntLight | 0 |  |  |  |  | 28.2538 | 16.4871 | 0 | 0 | 0 | 11.7667 | 100.2216 |  | kWh | 0.031059 | -0.16413 | Commercial |  | Annual | [5 empty] | 11 | 0.96 |  |  |  | 0 | 85.5214 | 0 | 0 | 0 | 0 | 0 | 0 | 0 | 0 | 0 | 0 | 2006 Qtr 1: 0; 2006 Qtr 2: 0; 2006 Qtr 3: 0; 2006 Qtr 4: 85.5214; 2007 Qtr 1: 0; 2007 Qtr 2: 0; 2007 Qtr 3: 0; 2007 Qtr 4: 0; 2008 Qtr 1: 0; 2008 Qtr 2: 0; 2008 Qtr 3: 0; 2008 Qtr 4: 0 | 85.5214
0 | 234148-Premium T8 with T12 40 Watt Baseline |  | 7 | Commercial | 01-ALC-AllCommercial-IntLight | 0 |  |  |  |  | 13.9591 | 13.1897 | 0 | 0 | 0 | 0.7694 | 64.9358 |  | kWh | 0.020124 | -0.10634 | Commercial |  | Annual | [5 empty] | 11 | 0.96 |  |  |  | 0 | 78.243 | 0 | 0 | 0 | 0 | 0 | 0 | 0 | 0 | 0 | 0 | 2006 Qtr 1: 0; 2006 Qtr 2: 0; 2006 Qtr 3: 0; 2006 Qtr 4: 78.243; 2007 Qtr 1: 0; 2007 Qtr 2: 0; 2007 Qtr 3: 0; 2007 Qtr 4: 0; 2008 Qtr 1: 0; 2008 Qtr 2: 0; 2008 Qtr 3: 0; 2008 Qtr 4: 0 | 78.243
0 | 234053-Lighting-Remove 4 Ft Lamp (De-Lamp) | COFL00AVDEL01 | 7 | Commercial | 18-OFS-Office–Small-IntLight | 0 |  |  |  |  | 28.2538 | 16.4871 | 0 | 0 | 0 | 11.7667 | 104.8272 |  | kWh | 0.031445 | -0.030485 | Commercial |  | Annual | [5 empty] | 11 | 0.96 |  |  |  | 0 | 36.3921 | 0 | 0 | 0 | 0 | 0 | 0 | 0 | 0 | 0 | 0 | 2006 Qtr 1: 0; 2006 Qtr 2: 0; 2006 Qtr 3: 0; 2006 Qtr 4: 36.3921; 2007 Qtr 1: 0; 2007 Qtr 2: 0; 2007 Qtr 3: 0; 2007 Qtr 4: 0; 2008 Qtr 1: 0; 2008 Qtr 2: 0; 2008 Qtr 3: 0; 2008 Qtr 4: 0 | 36.3921
0 | 234148-Premium T8 with T12 40 Watt Baseline |  | 7 | Commercial | 18-OFS-Office–Small-IntLight | 0 |  |  |  |  | 13.9591 | 13.1897 | 0 | 0 | 0 | 0.7694 | 67.9198 |  | kWh | 0.020374 | -0.019752 | Commercial |  | Annual | [5 empty] | 11 | 0.96 |  |  |  | 0 | 31.8431 | 0 | 0 | 0 | 0 | 0 | 0 | 0 | 0 | 0 | 0 | 2006 Qtr 1: 0; 2006 Qtr 2: 0; 2006 Qtr 3: 0; 2006 Qtr 4: 31.8431; 2007 Qtr 1: 0; 2007 Qtr 2: 0; 2007 Qtr 3: 0; 2007 Qtr 4: 0; 2008 Qtr 1: 0; 2008 Qtr 2: 0; 2008 Qtr 3: 0; 2008 Qtr 4: 0 | 31.8431
0 | 234148-Premium T8 with T12 40 Watt Baseline |  | 7 | Commercial | 01-ALC-AllCommercial-IntLight | 0 |  |  |  |  | 13.9591 | 13.1897 | 0 | 0 | 0 | 0.7694 | 74.8184 |  | kWh | 0.022603 | -0.12253 | Commercial |  | Annual | [5 empty] | 11 | 0.96 |  |  |  | 0 | 6.3686 | 0 | 0 | 0 | 0 | 0 | 0 | 0 | 0 | 0 | 0 | 2006 Qtr 1: 0; 2006 Qtr 2: 0; 2006 Qtr 3: 0; 2006 Qtr 4: 6.3686; 2007 Qtr 1: 0; 2007 Qtr 2: 0; 2007 Qtr 3: 0; 2007 Qtr 4: 0; 2008 Qtr 1: 0; 2008 Qtr 2: 0; 2008 Qtr 3: 0; 2008 Qtr 4: 0 | 6.3686
0 | 234049-Lighting-LED Exit Sign New Sign | CALC00AVETS01 | 7 | Commercial | 02-ASM-Assembly-Exit | 0 |  |  |  |  | 65.3696 | 45 | 0 | 0 | 0 | 20.3696 | 351.311 |  | kWh | 0 | 0 | Commercial |  | Annual | [5 empty] | 16 | 0.96 |  |  |  | 0 | 1 | 0 | 0 | 0 | 0 | 0 | 0 | 0 | 0 | 0 | 0 | 2006 Qtr 1: 0; 2006 Qtr 2: 0; 2006 Qtr 3: 0; 2006 Qtr 4: 1; 2007 Qtr 1: 0; 2007 Qtr 2: 0; 2007 Qtr 3: 0; 2007 Qtr 4: 0; 2008 Qtr 1: 0; 2008 Qtr 2: 0; 2008 Qtr 3: 0; 2008 Qtr 4: 0 | 1
0 | 234053-Lighting-Remove 4 Ft Lamp (De-Lamp) | COFL00AVDEL01 | 7 | Commercial | 01-ALC-AllCommercial-IntLight | 0 |  |  |  |  | 28.2538 | 16.4871 | 0 | 0 | 0 | 11.7667 | 115.4744 |  | kWh | 0.034885 | -0.18911 | Commercial |  | Annual | [5 empty] | 11 | 0.96 |  |  |  | 0 | 7.2784 | 0 | 0 | 0 | 0 | 0 | 0 | 0 | 0 | 0 | 0 | 2006 Qtr 1: 0; 2006 Qtr 2: 0; 2006 Qtr 3: 0; 2006 Qtr 4: 7.2784; 2007 Qtr 1: 0; 2007 Qtr 2: 0; 2007 Qtr 3: 0; 2007 Qtr 4: 0; 2008 Qtr 1: 0; 2008 Qtr 2: 0; 2008 Qtr 3: 0; 2008 Qtr 4: 0 | 7.2784
0 | 234148-Premium T8 with T12 40 Watt Baseline |  | 7 | Commercial | 23-RTL-Retail–SingleStorylarge-LIT_INT | 0 |  |  |  |  | 13.9591 | 13.1897 | 0 | 0 | 0 | 0.7694 | 76.7101 |  | kWh | 0.022922 | -0.10435 | Commercial |  | Annual | [5 empty] | 11 | 0.96 |  |  |  | 0 | 51.8587 | 0 | 0 | 0 | 0 | 0 | 0 | 0 | 0 | 0 | 0 | 2006 Qtr 1: 0; 2006 Qtr 2: 0; 2006 Qtr 3: 51.8587; 2006 Qtr 4: 0; 2007 Qtr 1: 0; 2007 Qtr 2: 0; 2007 Qtr 3: 0; 2007 Qtr 4: 0; 2008 Qtr 1: 0; 2008 Qtr 2: 0; 2008 Qtr 3: 0; 2008 Qtr 4: 0 | 51.8587
0 | 234148-Premium T8 with T12 40 Watt Baseline |  | 10 | Commercial | 01-ALC-AllCommercial-IntLight | 0 |  |  |  |  | 13.9591 | 13.1897 | 0 | 0 | 0 | 0.7694 | 64.9358 |  | kWh | 0.020124 | -0.10634 | Commercial |  | Annual | [5 empty] | 11 | 0.96 |  |  |  | 0 | 27.2941 | 0 | 0 | 0 | 0 | 0 | 0 | 0 | 0 | 0 | 0 | 2006 Qtr 1: 0; 2006 Qtr 2: 0; 2006 Qtr 3: 0; 2006 Qtr 4: 27.2941; 2007 Qtr 1: 0; 2007 Qtr 2: 0; 2007 Qtr 3: 0; 2007 Qtr 4: 0; 2008 Qtr 1: 0; 2008 Qtr 2: 0; 2008 Qtr 3: 0; 2008 Qtr 4: 0 | 27.2941
0 | 234053-Lighting-Remove 4 Ft Lamp (De-Lamp) | COFL00AVDEL01 | 10 | Commercial | 01-ALC-AllCommercial-IntLight | 0 |  |  |  |  | 28.2538 | 16.4871 | 0 | 0 | 0 | 11.7667 | 100.2216 |  | kWh | 0.031059 | -0.16413 | Commercial |  | Annual | [5 empty] | 11 | 0.96 |  |  |  | 0 | 29.1137 | 0 | 0 | 0 | 0 | 0 | 0 | 0 | 0 | 0 | 0 | 2006 Qtr 1: 0; 2006 Qtr 2: 0; 2006 Qtr 3: 0; 2006 Qtr 4: 29.1137; 2007 Qtr 1: 0; 2007 Qtr 2: 0; 2007 Qtr 3: 0; 2007 Qtr 4: 0; 2008 Qtr 1: 0; 2008 Qtr 2: 0; 2008 Qtr 3: 0; 2008 Qtr 4: 0 | 29.1137
0 | 234148-Premium T8 with T12 40 Watt Baseline |  | 7 | Commercial | 01-ALC-AllCommercial-IntLight | 0 |  |  |  |  | 13.9591 | 13.1897 | 0 | 0 | 0 | 0.7694 | 74.8184 |  | kWh | 0.022603 | -0.12253 | Commercial |  | Annual | [5 empty] | 11 | 0.96 |  |  |  | 0 | 45.4901 | 0 | 0 | 0 | 0 | 0 | 0 | 0 | 0 | 0 | 0 | 2006 Qtr 1: 0; 2006 Qtr 2: 0; 2006 Qtr 3: 0; 2006 Qtr 4: 45.4901; 2007 Qtr 1: 0; 2007 Qtr 2: 0; 2007 Qtr 3: 0; 2007 Qtr 4: 0; 2008 Qtr 1: 0; 2008 Qtr 2: 0; 2008 Qtr 3: 0; 2008 Qtr 4: 0 | 45.4901
0 | 234053-Lighting-Remove 4 Ft Lamp (De-Lamp) | COFL00AVDEL01 | 7 | Commercial | 01-ALC-AllCommercial-IntLight | 0 |  |  |  |  | 28.2538 | 16.4871 | 0 | 0 | 0 | 11.7667 | 115.4744 |  | kWh | 0.034885 | -0.18911 | Commercial |  | Annual | [5 empty] | 11 | 0.96 |  |  |  | 0 | 45.4901 | 0 | 0 | 0 | 0 | 0 | 0 | 0 | 0 | 0 | 0 | 2006 Qtr 1: 0; 2006 Qtr 2: 0; 2006 Qtr 3: 0; 2006 Qtr 4: 45.4901; 2007 Qtr 1: 0; 2007 Qtr 2: 0; 2007 Qtr 3: 0; 2007 Qtr 4: 0; 2008 Qtr 1: 0; 2008 Qtr 2: 0; 2008 Qtr 3: 0; 2008 Qtr 4: 0 | 45.4901
0 | 234148-Premium T8 with T12 40 Watt Baseline |  | 10 | Commercial | 01-ALC-AllCommercial-IntLight | 0 |  |  |  |  | 13.9591 | 13.1897 | 0 | 0 | 0 | 0.7694 | 59.9551 |  | kWh | 0.020434 | -0.098187 | Commercial |  | Annual | [5 empty] | 11 | 0.96 |  |  |  | 0 | 201.0663 | 0 | 0 | 0 | 0 | 0 | 0 | 0 | 0 | 0 | 0 | 2006 Qtr 1: 0; 2006 Qtr 2: 0; 2006 Qtr 3: 0; 2006 Qtr 4: 201.0663; 2007 Qtr 1: 0; 2007 Qtr 2: 0; 2007 Qtr 3: 0; 2007 Qtr 4: 0; 2008 Qtr 1: 0; 2008 Qtr 2: 0; 2008 Qtr 3: 0; 2008 Qtr 4: 0 | 201.0663
0 | 234053-Lighting-Remove 4 Ft Lamp (De-Lamp) | COFL00AVDEL01 | 10 | Commercial | 01-ALC-AllCommercial-IntLight | 0 |  |  |  |  | 28.2538 | 16.4871 | 0 | 0 | 0 | 11.7667 | 92.5345 |  | kWh | 0.031538 | -0.15154 | Commercial |  | Annual | [5 empty] | 11 | 0.96 |  |  |  | 0 | 214.7133 | 0 | 0 | 0 | 0 | 0 | 0 | 0 | 0 | 0 | 0 | 2006 Qtr 1: 0; 2006 Qtr 2: 0; 2006 Qtr 3: 0; 2006 Qtr 4: 214.7133; 2007 Qtr 1: 0; 2007 Qtr 2: 0; 2007 Qtr 3: 0; 2007 Qtr 4: 0; 2008 Qtr 1: 0; 2008 Qtr 2: 0; 2008 Qtr 3: 0; 2008 Qtr 4: 0 | 214.7133
0 | 234148-Premium T8 with T12 40 Watt Baseline |  | 10 | Commercial | 01-ALC-AllCommercial-IntLight | 0 |  |  |  |  | 13.9591 | 13.1897 | 0 | 0 | 0 | 0.7694 | 64.9358 |  | kWh | 0.020124 | -0.10634 | Commercial |  | Annual | [5 empty] | 11 | 0.96 |  |  |  | 0 | 68.2352 | 0 | 0 | 0 | 0 | 0 | 0 | 0 | 0 | 0 | 0 | 2006 Qtr 1: 0; 2006 Qtr 2: 0; 2006 Qtr 3: 0; 2006 Qtr 4: 68.2352; 2007 Qtr 1: 0; 2007 Qtr 2: 0; 2007 Qtr 3: 0; 2007 Qtr 4: 0; 2008 Qtr 1: 0; 2008 Qtr 2: 0; 2008 Qtr 3: 0; 2008 Qtr 4: 0 | 68.2352
0 | 234053-Lighting-Remove 4 Ft Lamp (De-Lamp) | COFL00AVDEL01 | 10 | Commercial | 01-ALC-AllCommercial-IntLight | 0 |  |  |  |  | 28.2538 | 16.4871 | 0 | 0 | 0 | 11.7667 | 100.2216 |  | kWh | 0.031059 | -0.16413 | Commercial |  | Annual | [5 empty] | 11 | 0.96 |  |  |  | 0 | 65.5058 | 0 | 0 | 0 | 0 | 0 | 0 | 0 | 0 | 0 | 0 | 2006 Qtr 1: 0; 2006 Qtr 2: 0; 2006 Qtr 3: 0; 2006 Qtr 4: 65.5058; 2007 Qtr 1: 0; 2007 Qtr 2: 0; 2007 Qtr 3: 0; 2007 Qtr 4: 0; 2008 Qtr 1: 0; 2008 Qtr 2: 0; 2008 Qtr 3: 0; 2008 Qtr 4: 0 | 65.5058
0 | 234148-Premium T8 with T12 40 Watt Baseline |  | 10 | Commercial | 01-ALC-AllCommercial-IntLight | 0 |  |  |  |  | 13.9591 | 13.1897 | 0 | 0 | 0 | 0.7694 | 64.9358 |  | kWh | 0.020124 | -0.10634 | Commercial |  | Annual | [5 empty] | 11 | 0.96 |  |  |  | 0 | 51.8587 | 0 | 0 | 0 | 0 | 0 | 0 | 0 | 0 | 0 | 0 | 2006 Qtr 1: 0; 2006 Qtr 2: 0; 2006 Qtr 3: 0; 2006 Qtr 4: 51.8587; 2007 Qtr 1: 0; 2007 Qtr 2: 0; 2007 Qtr 3: 0; 2007 Qtr 4: 0; 2008 Qtr 1: 0; 2008 Qtr 2: 0; 2008 Qtr 3: 0; 2008 Qtr 4: 0 | 51.8587
0 | 234053-Lighting-Remove 4 Ft Lamp (De-Lamp) | COFL00AVDEL01 | 10 | Commercial | 01-ALC-AllCommercial-IntLight | 0 |  |  |  |  | 28.2538 | 16.4871 | 0 | 0 | 0 | 11.7667 | 100.2216 |  | kWh | 0.031059 | -0.16413 | Commercial |  | Annual | [5 empty] | 11 | 0.96 |  |  |  | 0 | 36.3921 | 0 | 0 | 0 | 0 | 0 | 0 | 0 | 0 | 0 | 0 | 2006 Qtr 1: 0; 2006 Qtr 2: 0; 2006 Qtr 3: 0; 2006 Qtr 4: 36.3921; 2007 Qtr 1: 0; 2007 Qtr 2: 0; 2007 Qtr 3: 0; 2007 Qtr 4: 0; 2008 Qtr 1: 0; 2008 Qtr 2: 0; 2008 Qtr 3: 0; 2008 Qtr 4: 0 | 36.3921
0 | 234053-Lighting-Remove 4 Ft Lamp (De-Lamp) | COFL00AVDEL01 | 7 | Commercial | 01-ALC-AllCommercial-IntLight | 0 |  |  |  |  | 28.2538 | 16.4871 | 0 | 0 | 0 | 11.7667 | 115.4744 |  | kWh | 0.034885 | -0.18911 | Commercial |  | Annual | [5 empty] | 11 | 0.96 |  |  |  | 0 | 5.4588 | 0 | 0 | 0 | 0 | 0 | 0 | 0 | 0 | 0 | 0 | 2006 Qtr 1: 0; 2006 Qtr 2: 0; 2006 Qtr 3: 0; 2006 Qtr 4: 5.4588; 2007 Qtr 1: 0; 2007 Qtr 2: 0; 2007 Qtr 3: 0; 2007 Qtr 4: 0; 2008 Qtr 1: 0; 2008 Qtr 2: 0; 2008 Qtr 3: 0; 2008 Qtr 4: 0 | 5.4588
0 | 234148-Premium T8 with T12 40 Watt Baseline |  | 7 | Commercial | 01-ALC-AllCommercial-IntLight | 0 |  |  |  |  | 13.9591 | 13.1897 | 0 | 0 | 0 | 0.7694 | 74.8184 |  | kWh | 0.022603 | -0.12253 | Commercial |  | Annual | [5 empty] | 11 | 0.96 |  |  |  | 0 | 5.4588 | 0 | 0 | 0 | 0 | 0 | 0 | 0 | 0 | 0 | 0 | 2006 Qtr 1: 0; 2006 Qtr 2: 0; 2006 Qtr 3: 0; 2006 Qtr 4: 5.4588; 2007 Qtr 1: 0; 2007 Qtr 2: 0; 2007 Qtr 3: 0; 2007 Qtr 4: 0; 2008 Qtr 1: 0; 2008 Qtr 2: 0; 2008 Qtr 3: 0; 2008 Qtr 4: 0 | 5.4588
0 | 234049-Lighting-LED Exit Sign New Sign | CALC00AVETS01 | 7 | Commercial | 02-ASM-Assembly-Exit | 0 |  |  |  |  | 65.3696 | 45 | 0 | 0 | 0 | 20.3696 | 351.311 |  | kWh | 0 | 0 | Commercial |  | Annual | [5 empty] | 16 | 0.96 |  |  |  | 0 | 1 | 0 | 0 | 0 | 0 | 0 | 0 | 0 | 0 | 0 | 0 | 2006 Qtr 1: 0; 2006 Qtr 2: 0; 2006 Qtr 3: 0; 2006 Qtr 4: 1; 2007 Qtr 1: 0; 2007 Qtr 2: 0; 2007 Qtr 3: 0; 2007 Qtr 4: 0; 2008 Qtr 1: 0; 2008 Qtr 2: 0; 2008 Qtr 3: 0; 2008 Qtr 4: 0 | 1
0 | 234053-Lighting-Remove 4 Ft Lamp (De-Lamp) | COFL00AVDEL01 | 7 | Commercial | 01-ALC-AllCommercial-IntLight | 0 |  |  |  |  | 28.2538 | 16.4871 | 0 | 0 | 0 | 11.7667 | 100.2216 |  | kWh | 0.031059 | -0.16413 | Commercial |  | Annual | [5 empty] | 11 | 0.96 |  |  |  | 0 | 18.196 | 0 | 0 | 0 | 0 | 0 | 0 | 0 | 0 | 0 | 0 | 2006 Qtr 1: 0; 2006 Qtr 2: 0; 2006 Qtr 3: 0; 2006 Qtr 4: 18.196; 2007 Qtr 1: 0; 2007 Qtr 2: 0; 2007 Qtr 3: 0; 2007 Qtr 4: 0; 2008 Qtr 1: 0; 2008 Qtr 2: 0; 2008 Qtr 3: 0; 2008 Qtr 4: 0 | 18.196
0 | 234148-Premium T8 with T12 40 Watt Baseline |  | 7 | Commercial | 01-ALC-AllCommercial-IntLight | 0 |  |  |  |  | 13.9591 | 13.1897 | 0 | 0 | 0 | 0.7694 | 64.9358 |  | kWh | 0.020124 | -0.10634 | Commercial |  | Annual | [5 empty] | 11 | 0.96 |  |  |  | 0 | 18.196 | 0 | 0 | 0 | 0 | 0 | 0 | 0 | 0 | 0 | 0 | 2006 Qtr 1: 0; 2006 Qtr 2: 0; 2006 Qtr 3: 0; 2006 Qtr 4: 18.196; 2007 Qtr 1: 0; 2007 Qtr 2: 0; 2007 Qtr 3: 0; 2007 Qtr 4: 0; 2008 Qtr 1: 0; 2008 Qtr 2: 0; 2008 Qtr 3: 0; 2008 Qtr 4: 0 | 18.196
0 | 234053-Lighting-Remove 4 Ft Lamp (De-Lamp) | COFL00AVDEL01 | 7 | Commercial | 01-ALC-AllCommercial-IntLight | 0 |  |  |  |  | 28.2538 | 16.4871 | 0 | 0 | 0 | 11.7667 | 115.4744 |  | kWh | 0.034885 | -0.18911 | Commercial |  | Annual | [5 empty] | 11 | 0.96 |  |  |  | 0 | 5.4588 | 0 | 0 | 0 | 0 | 0 | 0 | 0 | 0 | 0 | 0 | 2006 Qtr 1: 0; 2006 Qtr 2: 0; 2006 Qtr 3: 0; 2006 Qtr 4: 5.4588; 2007 Qtr 1: 0; 2007 Qtr 2: 0; 2007 Qtr 3: 0; 2007 Qtr 4: 0; 2008 Qtr 1: 0; 2008 Qtr 2: 0; 2008 Qtr 3: 0; 2008 Qtr 4: 0 | 5.4588
0 | 234148-Premium T8 with T12 40 Watt Baseline |  | 7 | Commercial | 01-ALC-AllCommercial-IntLight | 0 |  |  |  |  | 13.9591 | 13.1897 | 0 | 0 | 0 | 0.7694 | 74.8184 |  | kWh | 0.022603 | -0.12253 | Commercial |  | Annual | [5 empty] | 11 | 0.96 |  |  |  | 0 | 5.4588 | 0 | 0 | 0 | 0 | 0 | 0 | 0 | 0 | 0 | 0 | 2006 Qtr 1: 0; 2006 Qtr 2: 0; 2006 Qtr 3: 0; 2006 Qtr 4: 5.4588; 2007 Qtr 1: 0; 2007 Qtr 2: 0; 2007 Qtr 3: 0; 2007 Qtr 4: 0; 2008 Qtr 1: 0; 2008 Qtr 2: 0; 2008 Qtr 3: 0; 2008 Qtr 4: 0 | 5.4588
0 | 234148-Premium T8 with T12 40 Watt Baseline |  | 7 | Commercial | 01-ALC-AllCommercial-IntLight | 0 |  |  |  |  | 13.9591 | 13.1897 | 0 | 0 | 0 | 0.7694 | 74.8184 |  | kWh | 0.022603 | -0.12253 | Commercial |  | Annual | [5 empty] | 11 | 0.96 |  |  |  | 0 | 57.3175 | 0 | 0 | 0 | 0 | 0 | 0 | 0 | 0 | 0 | 0 | 2006 Qtr 1: 0; 2006 Qtr 2: 0; 2006 Qtr 3: 0; 2006 Qtr 4: 57.3175; 2007 Qtr 1: 0; 2007 Qtr 2: 0; 2007 Qtr 3: 0; 2007 Qtr 4: 0; 2008 Qtr 1: 0; 2008 Qtr 2: 0; 2008 Qtr 3: 0; 2008 Qtr 4: 0 | 57.3175
0 | 234053-Lighting-Remove 4 Ft Lamp (De-Lamp) | COFL00AVDEL01 | 7 | Commercial | 01-ALC-AllCommercial-IntLight | 0 |  |  |  |  | 28.2538 | 16.4871 | 0 | 0 | 0 | 11.7667 | 115.4744 |  | kWh | 0.034885 | -0.18911 | Commercial |  | Annual | [5 empty] | 11 | 0.96 |  |  |  | 0 | 30.0235 | 0 | 0 | 0 | 0 | 0 | 0 | 0 | 0 | 0 | 0 | 2006 Qtr 1: 0; 2006 Qtr 2: 0; 2006 Qtr 3: 0; 2006 Qtr 4: 30.0235; 2007 Qtr 1: 0; 2007 Qtr 2: 0; 2007 Qtr 3: 0; 2007 Qtr 4: 0; 2008 Qtr 1: 0; 2008 Qtr 2: 0; 2008 Qtr 3: 0; 2008 Qtr 4: 0 | 30.0235
0 | 234148-Premium T8 with T12 40 Watt Baseline |  | 10 | Commercial | 01-ALC-AllCommercial-IntLight | 0 |  |  |  |  | 13.9591 | 13.1897 | 0 | 0 | 0 | 0.7694 | 74.8184 |  | kWh | 0.022603 | -0.12253 | Commercial |  | Annual | [5 empty] | 11 | 0.96 |  |  |  | 0 | 56.4077 | 0 | 0 | 0 | 0 | 0 | 0 | 0 | 0 | 0 | 0 | 2006 Qtr 1: 0; 2006 Qtr 2: 0; 2006 Qtr 3: 0; 2006 Qtr 4: 56.4077; 2007 Qtr 1: 0; 2007 Qtr 2: 0; 2007 Qtr 3: 0; 2007 Qtr 4: 0; 2008 Qtr 1: 0; 2008 Qtr 2: 0; 2008 Qtr 3: 0; 2008 Qtr 4: 0 | 56.4077
0 | 234053-Lighting-Remove 4 Ft Lamp (De-Lamp) | COFL00AVDEL01 | 10 | Commercial | 01-ALC-AllCommercial-IntLight | 0 |  |  |  |  | 28.2538 | 16.4871 | 0 | 0 | 0 | 11.7667 | 115.4744 |  | kWh | 0.034885 | -0.18911 | Commercial |  | Annual | [5 empty] | 11 | 0.96 |  |  |  | 0 | 28.2039 | 0 | 0 | 0 | 0 | 0 | 0 | 0 | 0 | 0 | 0 | 2006 Qtr 1: 0; 2006 Qtr 2: 0; 2006 Qtr 3: 0; 2006 Qtr 4: 28.2039; 2007 Qtr 1: 0; 2007 Qtr 2: 0; 2007 Qtr 3: 0; 2007 Qtr 4: 0; 2008 Qtr 1: 0; 2008 Qtr 2: 0; 2008 Qtr 3: 0; 2008 Qtr 4: 0 | 28.2039
0 | 234148-Premium T8 with T12 40 Watt Baseline |  | 10 | Commercial | 01-ALC-AllCommercial-IntLight | 0 |  |  |  |  | 13.9591 | 13.1897 | 0 | 0 | 0 | 0.7694 | 64.9358 |  | kWh | 0.020124 | -0.10634 | Commercial |  | Annual | [5 empty] | 11 | 0.96 |  |  |  | 0 | 26.3843 | 0 | 0 | 0 | 0 | 0 | 0 | 0 | 0 | 0 | 0 | 2006 Qtr 1: 0; 2006 Qtr 2: 0; 2006 Qtr 3: 0; 2006 Qtr 4: 26.3843; 2007 Qtr 1: 0; 2007 Qtr 2: 0; 2007 Qtr 3: 0; 2007 Qtr 4: 0; 2008 Qtr 1: 0; 2008 Qtr 2: 0; 2008 Qtr 3: 0; 2008 Qtr 4: 0 | 26.3843
0 | 234053-Lighting-Remove 4 Ft Lamp (De-Lamp) | COFL00AVDEL01 | 10 | Commercial | 01-ALC-AllCommercial-IntLight | 0 |  |  |  |  | 28.2538 | 16.4871 | 0 | 0 | 0 | 11.7667 | 100.2216 |  | kWh | 0.031059 | -0.16413 | Commercial |  | Annual | [5 empty] | 11 | 0.96 |  |  |  | 0 | 27.2941 | 0 | 0 | 0 | 0 | 0 | 0 | 0 | 0 | 0 | 0 | 2006 Qtr 1: 0; 2006 Qtr 2: 0; 2006 Qtr 3: 0; 2006 Qtr 4: 27.2941; 2007 Qtr 1: 0; 2007 Qtr 2: 0; 2007 Qtr 3: 0; 2007 Qtr 4: 0; 2008 Qtr 1: 0; 2008 Qtr 2: 0; 2008 Qtr 3: 0; 2008 Qtr 4: 0 | 27.2941
0 | 234148-Premium T8 with T12 40 Watt Baseline |  | 10 | Commercial | 01-ALC-AllCommercial-IntLight | 0 |  |  |  |  | 13.9591 | 13.1897 | 0 | 0 | 0 | 0.7694 | 64.9358 |  | kWh | 0.020124 | -0.10634 | Commercial |  | Annual | [5 empty] | 11 | 0.96 |  |  |  | 0 | 22.7451 | 0 | 0 | 0 | 0 | 0 | 0 | 0 | 0 | 0 | 0 | 2006 Qtr 1: 0; 2006 Qtr 2: 0; 2006 Qtr 3: 0; 2006 Qtr 4: 22.7451; 2007 Qtr 1: 0; 2007 Qtr 2: 0; 2007 Qtr 3: 0; 2007 Qtr 4: 0; 2008 Qtr 1: 0; 2008 Qtr 2: 0; 2008 Qtr 3: 0; 2008 Qtr 4: 0 | 22.7451
0 | 234053-Lighting-Remove 4 Ft Lamp (De-Lamp) | COFL00AVDEL01 | 10 | Commercial | 01-ALC-AllCommercial-IntLight | 0 |  |  |  |  | 28.2538 | 16.4871 | 0 | 0 | 0 | 11.7667 | 100.2216 |  | kWh | 0.031059 | -0.16413 | Commercial |  | Annual | [5 empty] | 11 | 0.96 |  |  |  | 0 | 23.6549 | 0 | 0 | 0 | 0 | 0 | 0 | 0 | 0 | 0 | 0 | 2006 Qtr 1: 0; 2006 Qtr 2: 0; 2006 Qtr 3: 0; 2006 Qtr 4: 23.6549; 2007 Qtr 1: 0; 2007 Qtr 2: 0; 2007 Qtr 3: 0; 2007 Qtr 4: 0; 2008 Qtr 1: 0; 2008 Qtr 2: 0; 2008 Qtr 3: 0; 2008 Qtr 4: 0 | 23.6549
0 | 234148-Premium T8 with T12 40 Watt Baseline |  | 10 | Commercial | 01-ALC-AllCommercial-IntLight | 0 |  |  |  |  | 13.9591 | 13.1897 | 0 | 0 | 0 | 0.7694 | 64.9358 |  | kWh | 0.020124 | -0.10634 | Commercial |  | Annual | [5 empty] | 11 | 0.96 |  |  |  | 0 | 14.5568 | 0 | 0 | 0 | 0 | 0 | 0 | 0 | 0 | 0 | 0 | 2006 Qtr 1: 0; 2006 Qtr 2: 0; 2006 Qtr 3: 0; 2006 Qtr 4: 14.5568; 2007 Qtr 1: 0; 2007 Qtr 2: 0; 2007 Qtr 3: 0; 2007 Qtr 4: 0; 2008 Qtr 1: 0; 2008 Qtr 2: 0; 2008 Qtr 3: 0; 2008 Qtr 4: 0 | 14.5568
0 | 234053-Lighting-Remove 4 Ft Lamp (De-Lamp) | COFL00AVDEL01 | 10 | Commercial | 01-ALC-AllCommercial-IntLight | 0 |  |  |  |  | 28.2538 | 16.4871 | 0 | 0 | 0 | 11.7667 | 100.2216 |  | kWh | 0.031059 | -0.16413 | Commercial |  | Annual | [5 empty] | 11 | 0.96 |  |  |  | 0 | 20.0156 | 0 | 0 | 0 | 0 | 0 | 0 | 0 | 0 | 0 | 0 | 2006 Qtr 1: 0; 2006 Qtr 2: 0; 2006 Qtr 3: 0; 2006 Qtr 4: 20.0156; 2007 Qtr 1: 0; 2007 Qtr 2: 0; 2007 Qtr 3: 0; 2007 Qtr 4: 0; 2008 Qtr 1: 0; 2008 Qtr 2: 0; 2008 Qtr 3: 0; 2008 Qtr 4: 0 | 20.0156
0 | 234148-Premium T8 with T12 40 Watt Baseline |  | 10 | Commercial | 01-ALC-AllCommercial-IntLight | 0 |  |  |  |  | 13.9591 | 13.1897 | 0 | 0 | 0 | 0.7694 | 64.9358 |  | kWh | 0.020124 | -0.10634 | Commercial |  | Annual | [5 empty] | 11 | 0.96 |  |  |  | 0 | 19.1058 | 0 | 0 | 0 | 0 | 0 | 0 | 0 | 0 | 0 | 0 | 2006 Qtr 1: 0; 2006 Qtr 2: 0; 2006 Qtr 3: 0; 2006 Qtr 4: 19.1058; 2007 Qtr 1: 0; 2007 Qtr 2: 0; 2007 Qtr 3: 0; 2007 Qtr 4: 0; 2008 Qtr 1: 0; 2008 Qtr 2: 0; 2008 Qtr 3: 0; 2008 Qtr 4: 0 | 19.1058
0 | 234053-Lighting-Remove 4 Ft Lamp (De-Lamp) | COFL00AVDEL01 | 10 | Commercial | 01-ALC-AllCommercial-IntLight | 0 |  |  |  |  | 28.2538 | 16.4871 | 0 | 0 | 0 | 11.7667 | 100.2216 |  | kWh | 0.031059 | -0.16413 | Commercial |  | Annual | [5 empty] | 11 | 0.96 |  |  |  | 0 | 9.098 | 0 | 0 | 0 | 0 | 0 | 0 | 0 | 0 | 0 | 0 | 2006 Qtr 1: 0; 2006 Qtr 2: 0; 2006 Qtr 3: 0; 2006 Qtr 4: 9.098; 2007 Qtr 1: 0; 2007 Qtr 2: 0; 2007 Qtr 3: 0; 2007 Qtr 4: 0; 2008 Qtr 1: 0; 2008 Qtr 2: 0; 2008 Qtr 3: 0; 2008 Qtr 4: 0 | 9.098
0 | 234148-Premium T8 with T12 40 Watt Baseline |  | 10 | Commercial | 14-MLI-Manufacturing–LightIndustry-LIGHT | 0 |  |  |  |  | 13.9591 | 13.1897 | 0 | 0 | 0 | 0.7694 | 65.7677 |  | kWh | 0.020053 | -0.099718 | Commercial |  | Annual | [5 empty] | 11 | 0.96 |  |  |  | 0 | 19.1058 | 0 | 0 | 0 | 0 | 0 | 0 | 0 | 0 | 0 | 0 | 2006 Qtr 1: 0; 2006 Qtr 2: 0; 2006 Qtr 3: 0; 2006 Qtr 4: 19.1058; 2007 Qtr 1: 0; 2007 Qtr 2: 0; 2007 Qtr 3: 0; 2007 Qtr 4: 0; 2008 Qtr 1: 0; 2008 Qtr 2: 0; 2008 Qtr 3: 0; 2008 Qtr 4: 0 | 19.1058
0 | 234053-Lighting-Remove 4 Ft Lamp (De-Lamp) | COFL00AVDEL01 | 10 | Commercial | 14-MLI-Manufacturing–LightIndustry-LIGHT | 0 |  |  |  |  | 28.2538 | 16.4871 | 0 | 0 | 0 | 11.7667 | 101.5057 |  | kWh | 0.03095 | -0.1539 | Commercial |  | Annual | [5 empty] | 11 | 0.96 |  |  |  | 0 | 10.9176 | 0 | 0 | 0 | 0 | 0 | 0 | 0 | 0 | 0 | 0 | 2006 Qtr 1: 0; 2006 Qtr 2: 0; 2006 Qtr 3: 0; 2006 Qtr 4: 10.9176; 2007 Qtr 1: 0; 2007 Qtr 2: 0; 2007 Qtr 3: 0; 2007 Qtr 4: 0; 2008 Qtr 1: 0; 2008 Qtr 2: 0; 2008 Qtr 3: 0; 2008 Qtr 4: 0 | 10.9176
0 | 234148-Premium T8 with T12 40 Watt Baseline |  | 7 | Commercial | 14-MLI-Manufacturing–LightIndustry-LIGHT | 0 |  |  |  |  | 13.9591 | 13.1897 | 0 | 0 | 0 | 0.7694 | 64.9241 |  | kWh | 0.020063 | -0.083941 | Commercial |  | Annual | [5 empty] | 11 | 0.96 |  |  |  | 0 | 19.1058 | 0 | 0 | 0 | 0 | 0 | 0 | 0 | 0 | 0 | 0 | 2006 Qtr 1: 0; 2006 Qtr 2: 0; 2006 Qtr 3: 0; 2006 Qtr 4: 19.1058; 2007 Qtr 1: 0; 2007 Qtr 2: 0; 2007 Qtr 3: 0; 2007 Qtr 4: 0; 2008 Qtr 1: 0; 2008 Qtr 2: 0; 2008 Qtr 3: 0; 2008 Qtr 4: 0 | 19.1058
0 | 234053-Lighting-Remove 4 Ft Lamp (De-Lamp) | COFL00AVDEL01 | 7 | Commercial | 14-MLI-Manufacturing–LightIndustry-LIGHT | 0 |  |  |  |  | 28.2538 | 16.4871 | 0 | 0 | 0 | 11.7667 | 100.2037 |  | kWh | 0.030965 | -0.12955 | Commercial |  | Annual | [5 empty] | 11 | 0.96 |  |  |  | 0 | 21.8353 | 0 | 0 | 0 | 0 | 0 | 0 | 0 | 0 | 0 | 0 | 2006 Qtr 1: 0; 2006 Qtr 2: 0; 2006 Qtr 3: 0; 2006 Qtr 4: 21.8353; 2007 Qtr 1: 0; 2007 Qtr 2: 0; 2007 Qtr 3: 0; 2007 Qtr 4: 0; 2008 Qtr 1: 0; 2008 Qtr 2: 0; 2008 Qtr 3: 0; 2008 Qtr 4: 0 | 21.8353
0 | 234148-Premium T8 with T12 40 Watt Baseline |  | 7 | Commercial | 01-ALC-AllCommercial-IntLight | 0 |  |  |  |  | 13.9591 | 13.1897 | 0 | 0 | 0 | 0.7694 | 83.0547 |  | kWh | 0.026694 | -0.13602 | Commercial |  | Annual | [5 empty] | 11 | 0.96 |  |  |  | 0 | 32.7529 | 0 | 0 | 0 | 0 | 0 | 0 | 0 | 0 | 0 | 0 | 2006 Qtr 1: 0; 2006 Qtr 2: 0; 2006 Qtr 3: 0; 2006 Qtr 4: 32.7529; 2007 Qtr 1: 0; 2007 Qtr 2: 0; 2007 Qtr 3: 0; 2007 Qtr 4: 0; 2008 Qtr 1: 0; 2008 Qtr 2: 0; 2008 Qtr 3: 0; 2008 Qtr 4: 0 | 32.7529
0 | 234053-Lighting-Remove 4 Ft Lamp (De-Lamp) | COFL00AVDEL01 | 7 | Commercial | 01-ALC-AllCommercial-IntLight | 0 |  |  |  |  | 28.2538 | 16.4871 | 0 | 0 | 0 | 11.7667 | 128.1864 |  | kWh | 0.0412 | -0.20993 | Commercial |  | Annual | [5 empty] | 11 | 0.96 |  |  |  | 0 | 36.3921 | 0 | 0 | 0 | 0 | 0 | 0 | 0 | 0 | 0 | 0 | 2006 Qtr 1: 0; 2006 Qtr 2: 0; 2006 Qtr 3: 0; 2006 Qtr 4: 36.3921; 2007 Qtr 1: 0; 2007 Qtr 2: 0; 2007 Qtr 3: 0; 2007 Qtr 4: 0; 2008 Qtr 1: 0; 2008 Qtr 2: 0; 2008 Qtr 3: 0; 2008 Qtr 4: 0 | 36.3921
0 | 234049-Lighting-LED Exit Sign New Sign | CALC00AVETS01 | 7 | Commercial | 02-ASM-Assembly-Exit | 0 |  |  |  |  | 65.3696 | 45 | 0 | 0 | 0 | 20.3696 | 351.311 |  | kWh | 0 | 0 | Commercial |  | Annual | [5 empty] | 16 | 0.96 |  |  |  | 0 | 1 | 0 | 0 | 0 | 0 | 0 | 0 | 0 | 0 | 0 | 0 | 2006 Qtr 1: 0; 2006 Qtr 2: 0; 2006 Qtr 3: 0; 2006 Qtr 4: 1; 2007 Qtr 1: 0; 2007 Qtr 2: 0; 2007 Qtr 3: 0; 2007 Qtr 4: 0; 2008 Qtr 1: 0; 2008 Qtr 2: 0; 2008 Qtr 3: 0; 2008 Qtr 4: 0 | 1
0 | 234148-Premium T8 with T12 40 Watt Baseline |  | 7 | Commercial | 01-ALC-AllCommercial-IntLight | 0 |  |  |  |  | 13.9591 | 13.1897 | 0 | 0 | 0 | 0.7694 | 83.0547 |  | kWh | 0.026694 | -0.13602 | Commercial |  | Annual | [5 empty] | 11 | 0.96 |  |  |  | 0 | 37.3019 | 0 | 0 | 0 | 0 | 0 | 0 | 0 | 0 | 0 | 0 | 2006 Qtr 1: 0; 2006 Qtr 2: 0; 2006 Qtr 3: 0; 2006 Qtr 4: 37.3019; 2007 Qtr 1: 0; 2007 Qtr 2: 0; 2007 Qtr 3: 0; 2007 Qtr 4: 0; 2008 Qtr 1: 0; 2008 Qtr 2: 0; 2008 Qtr 3: 0; 2008 Qtr 4: 0 | 37.3019
0 | 234053-Lighting-Remove 4 Ft Lamp (De-Lamp) | COFL00AVDEL01 | 7 | Commercial | 01-ALC-AllCommercial-IntLight | 0 |  |  |  |  | 28.2538 | 16.4871 | 0 | 0 | 0 | 11.7667 | 128.1864 |  | kWh | 0.0412 | -0.20993 | Commercial |  | Annual | [5 empty] | 11 | 0.96 |  |  |  | 0 | 40.0313 | 0 | 0 | 0 | 0 | 0 | 0 | 0 | 0 | 0 | 0 | 2006 Qtr 1: 0; 2006 Qtr 2: 0; 2006 Qtr 3: 0; 2006 Qtr 4: 40.0313; 2007 Qtr 1: 0; 2007 Qtr 2: 0; 2007 Qtr 3: 0; 2007 Qtr 4: 0; 2008 Qtr 1: 0; 2008 Qtr 2: 0; 2008 Qtr 3: 0; 2008 Qtr 4: 0 | 40.0313
0 | 234148-Premium T8 with T12 40 Watt Baseline |  | 10 | Commercial | 01-ALC-AllCommercial-IntLight | 0 |  |  |  |  | 13.9591 | 13.1897 | 0 | 0 | 0 | 0.7694 | 64.9358 |  | kWh | 0.020124 | -0.10634 | Commercial |  | Annual | [5 empty] | 11 | 0.96 |  |  |  | 0 | 9.098 | 0 | 0 | 0 | 0 | 0 | 0 | 0 | 0 | 0 | 0 | 2006 Qtr 1: 0; 2006 Qtr 2: 0; 2006 Qtr 3: 0; 2006 Qtr 4: 9.098; 2007 Qtr 1: 0; 2007 Qtr 2: 0; 2007 Qtr 3: 0; 2007 Qtr 4: 0; 2008 Qtr 1: 0; 2008 Qtr 2: 0; 2008 Qtr 3: 0; 2008 Qtr 4: 0 | 9.098
0 | 234053-Lighting-Remove 4 Ft Lamp (De-Lamp) | COFL00AVDEL01 | 10 | Commercial | 01-ALC-AllCommercial-IntLight | 0 |  |  |  |  | 28.2538 | 16.4871 | 0 | 0 | 0 | 11.7667 | 100.2216 |  | kWh | 0.031059 | -0.16413 | Commercial |  | Annual | [5 empty] | 11 | 0.96 |  |  |  | 0 | 8.1882 | 0 | 0 | 0 | 0 | 0 | 0 | 0 | 0 | 0 | 0 | 2006 Qtr 1: 0; 2006 Qtr 2: 0; 2006 Qtr 3: 0; 2006 Qtr 4: 8.1882; 2007 Qtr 1: 0; 2007 Qtr 2: 0; 2007 Qtr 3: 0; 2007 Qtr 4: 0; 2008 Qtr 1: 0; 2008 Qtr 2: 0; 2008 Qtr 3: 0; 2008 Qtr 4: 0 | 8.1882
0 | 234148-Premium T8 with T12 40 Watt Baseline |  | 10 | Commercial | 23-RTL-Retail–SingleStorylarge-LIT_INT | 0 |  |  |  |  | 13.9591 | 13.1897 | 0 | 0 | 0 | 0.7694 | 76.5896 |  | kWh | 0.022811 | -0.16553 | Commercial |  | Annual | [5 empty] | 11 | 0.96 |  |  |  | 0 | 10.9176 | 0 | 0 | 0 | 0 | 0 | 0 | 0 | 0 | 0 | 0 | 2006 Qtr 1: 0; 2006 Qtr 2: 0; 2006 Qtr 3: 0; 2006 Qtr 4: 10.9176; 2007 Qtr 1: 0; 2007 Qtr 2: 0; 2007 Qtr 3: 0; 2007 Qtr 4: 0; 2008 Qtr 1: 0; 2008 Qtr 2: 0; 2008 Qtr 3: 0; 2008 Qtr 4: 0 | 10.9176
0 | 234053-Lighting-Remove 4 Ft Lamp (De-Lamp) | COFL00AVDEL01 | 10 | Commercial | 23-RTL-Retail–SingleStorylarge-LIT_INT | 0 |  |  |  |  | 28.2538 | 16.4871 | 0 | 0 | 0 | 11.7667 | 118.2081 |  | kWh | 0.035207 | -0.25548 | Commercial |  | Annual | [5 empty] | 11 | 0.96 |  |  |  | 0 | 5.4588 | 0 | 0 | 0 | 0 | 0 | 0 | 0 | 0 | 0 | 0 | 2006 Qtr 1: 0; 2006 Qtr 2: 0; 2006 Qtr 3: 0; 2006 Qtr 4: 5.4588; 2007 Qtr 1: 0; 2007 Qtr 2: 0; 2007 Qtr 3: 0; 2007 Qtr 4: 0; 2008 Qtr 1: 0; 2008 Qtr 2: 0; 2008 Qtr 3: 0; 2008 Qtr 4: 0 | 5.4588
0 | 234148-Premium T8 with T12 40 Watt Baseline |  | 7 | Commercial | 01-ALC-AllCommercial-IntLight | 0 |  |  |  |  | 13.9591 | 13.1897 | 0 | 0 | 0 | 0.7694 | 64.2493 |  | kWh | 0.023143 | -0.25029 | Commercial |  | Annual | [5 empty] | 11 | 0.96 |  |  |  | 0 | 12.7372 | 0 | 0 | 0 | 0 | 0 | 0 | 0 | 0 | 0 | 0 | 2006 Qtr 1: 0; 2006 Qtr 2: 0; 2006 Qtr 3: 0; 2006 Qtr 4: 12.7372; 2007 Qtr 1: 0; 2007 Qtr 2: 0; 2007 Qtr 3: 0; 2007 Qtr 4: 0; 2008 Qtr 1: 0; 2008 Qtr 2: 0; 2008 Qtr 3: 0; 2008 Qtr 4: 0 | 12.7372
0 | 234053-Lighting-Remove 4 Ft Lamp (De-Lamp) | COFL00AVDEL01 | 7 | Commercial | 01-ALC-AllCommercial-IntLight | 0 |  |  |  |  | 28.2538 | 16.4871 | 0 | 0 | 0 | 11.7667 | 99.1621 |  | kWh | 0.035719 | -0.3863 | Commercial |  | Annual | [5 empty] | 11 | 0.96 |  |  |  | 0 | 12.7372 | 0 | 0 | 0 | 0 | 0 | 0 | 0 | 0 | 0 | 0 | 2006 Qtr 1: 0; 2006 Qtr 2: 0; 2006 Qtr 3: 0; 2006 Qtr 4: 12.7372; 2007 Qtr 1: 0; 2007 Qtr 2: 0; 2007 Qtr 3: 0; 2007 Qtr 4: 0; 2008 Qtr 1: 0; 2008 Qtr 2: 0; 2008 Qtr 3: 0; 2008 Qtr 4: 0 | 12.7372
0 | 234148-Premium T8 with T12 40 Watt Baseline |  | 10 | Commercial | 01-ALC-AllCommercial-IntLight | 0 |  |  |  |  | 13.9591 | 13.1897 | 0 | 0 | 0 | 0.7694 | 64.9358 |  | kWh | 0.020124 | -0.10634 | Commercial |  | Annual | [5 empty] | 11 | 0.96 |  |  |  | 0 | 8.1882 | 0 | 0 | 0 | 0 | 0 | 0 | 0 | 0 | 0 | 0 | 2006 Qtr 1: 0; 2006 Qtr 2: 0; 2006 Qtr 3: 0; 2006 Qtr 4: 8.1882; 2007 Qtr 1: 0; 2007 Qtr 2: 0; 2007 Qtr 3: 0; 2007 Qtr 4: 0; 2008 Qtr 1: 0; 2008 Qtr 2: 0; 2008 Qtr 3: 0; 2008 Qtr 4: 0 | 8.1882
0 | 234053-Lighting-Remove 4 Ft Lamp (De-Lamp) | COFL00AVDEL01 | 10 | Commercial | 01-ALC-AllCommercial-IntLight | 0 |  |  |  |  | 28.2538 | 16.4871 | 0 | 0 | 0 | 11.7667 | 100.2216 |  | kWh | 0.031059 | -0.16413 | Commercial |  | Annual | [5 empty] | 11 | 0.96 |  |  |  | 0 | 5.4588 | 0 | 0 | 0 | 0 | 0 | 0 | 0 | 0 | 0 | 0 | 2006 Qtr 1: 0; 2006 Qtr 2: 0; 2006 Qtr 3: 0; 2006 Qtr 4: 5.4588; 2007 Qtr 1: 0; 2007 Qtr 2: 0; 2007 Qtr 3: 0; 2007 Qtr 4: 0; 2008 Qtr 1: 0; 2008 Qtr 2: 0; 2008 Qtr 3: 0; 2008 Qtr 4: 0 | 5.4588
0 | 234148-Premium T8 with T12 40 Watt Baseline |  | 7 | Commercial | 01-ALC-AllCommercial-IntLight | 0 |  |  |  |  | 13.9591 | 13.1897 | 0 | 0 | 0 | 0.7694 | 105.9046 |  | kWh | 0.021267 | -0.17344 | Commercial |  | Annual | [5 empty] | 11 | 0.96 |  |  |  | 0 | 9.098 | 0 | 0 | 0 | 0 | 0 | 0 | 0 | 0 | 0 | 0 | 2006 Qtr 1: 0; 2006 Qtr 2: 0; 2006 Qtr 3: 0; 2006 Qtr 4: 9.098; 2007 Qtr 1: 0; 2007 Qtr 2: 0; 2007 Qtr 3: 0; 2007 Qtr 4: 0; 2008 Qtr 1: 0; 2008 Qtr 2: 0; 2008 Qtr 3: 0; 2008 Qtr 4: 0 | 9.098
0 | 234053-Lighting-Remove 4 Ft Lamp (De-Lamp) | COFL00AVDEL01 | 7 | Commercial | 01-ALC-AllCommercial-IntLight | 0 |  |  |  |  | 28.2538 | 16.4871 | 0 | 0 | 0 | 11.7667 | 163.4528 |  | kWh | 0.032823 | -0.26768 | Commercial |  | Annual | [5 empty] | 11 | 0.96 |  |  |  | 0 | 14.5568 | 0 | 0 | 0 | 0 | 0 | 0 | 0 | 0 | 0 | 0 | 2006 Qtr 1: 0; 2006 Qtr 2: 0; 2006 Qtr 3: 0; 2006 Qtr 4: 14.5568; 2007 Qtr 1: 0; 2007 Qtr 2: 0; 2007 Qtr 3: 0; 2007 Qtr 4: 0; 2008 Qtr 1: 0; 2008 Qtr 2: 0; 2008 Qtr 3: 0; 2008 Qtr 4: 0 | 14.5568
0 | 234049-Lighting-LED Exit Sign New Sign | CALC00AVETS01 | 7 | Commercial | 02-ASM-Assembly-Exit | 0 |  |  |  |  | 65.3696 | 45 | 0 | 0 | 0 | 20.3696 | 351.311 |  | kWh | 0 | 0 | Commercial |  | Annual | [5 empty] | 16 | 0.96 |  |  |  | 0 | 2 | 0 | 0 | 0 | 0 | 0 | 0 | 0 | 0 | 0 | 0 | 2006 Qtr 1: 0; 2006 Qtr 2: 0; 2006 Qtr 3: 0; 2006 Qtr 4: 2; 2007 Qtr 1: 0; 2007 Qtr 2: 0; 2007 Qtr 3: 0; 2007 Qtr 4: 0; 2008 Qtr 1: 0; 2008 Qtr 2: 0; 2008 Qtr 3: 0; 2008 Qtr 4: 0 | 2
0 | 234148-Premium T8 with T12 40 Watt Baseline |  | 7 | Commercial | 01-ALC-AllCommercial-IntLight | 0 |  |  |  |  | 13.9591 | 13.1897 | 0 | 0 | 0 | 0.7694 | 105.9046 |  | kWh | 0.021267 | -0.17344 | Commercial |  | Annual | [5 empty] | 11 | 0.96 |  |  |  | 0 | 14.5568 | 0 | 0 | 0 | 0 | 0 | 0 | 0 | 0 | 0 | 0 | 2006 Qtr 1: 0; 2006 Qtr 2: 0; 2006 Qtr 3: 0; 2006 Qtr 4: 14.5568; 2007 Qtr 1: 0; 2007 Qtr 2: 0; 2007 Qtr 3: 0; 2007 Qtr 4: 0; 2008 Qtr 1: 0; 2008 Qtr 2: 0; 2008 Qtr 3: 0; 2008 Qtr 4: 0 | 14.5568
0 | 234053-Lighting-Remove 4 Ft Lamp (De-Lamp) | COFL00AVDEL01 | 7 | Commercial | 01-ALC-AllCommercial-IntLight | 0 |  |  |  |  | 28.2538 | 16.4871 | 0 | 0 | 0 | 11.7667 | 163.4528 |  | kWh | 0.032823 | -0.26768 | Commercial |  | Annual | [5 empty] | 11 | 0.96 |  |  |  | 0 | 18.196 | 0 | 0 | 0 | 0 | 0 | 0 | 0 | 0 | 0 | 0 | 2006 Qtr 1: 0; 2006 Qtr 2: 0; 2006 Qtr 3: 0; 2006 Qtr 4: 18.196; 2007 Qtr 1: 0; 2007 Qtr 2: 0; 2007 Qtr 3: 0; 2007 Qtr 4: 0; 2008 Qtr 1: 0; 2008 Qtr 2: 0; 2008 Qtr 3: 0; 2008 Qtr 4: 0 | 18.196
0 | 234148-Premium T8 with T12 40 Watt Baseline |  | 7 | Commercial | 01-ALC-AllCommercial-IntLight | 0 |  |  |  |  | 13.9591 | 13.1897 | 0 | 0 | 0 | 0.7694 | 74.8184 |  | kWh | 0.022603 | -0.12253 | Commercial |  | Annual | [5 empty] | 11 | 0.96 |  |  |  | 0 | 27.2941 | 0 | 0 | 0 | 0 | 0 | 0 | 0 | 0 | 0 | 0 | 2006 Qtr 1: 0; 2006 Qtr 2: 0; 2006 Qtr 3: 0; 2006 Qtr 4: 27.2941; 2007 Qtr 1: 0; 2007 Qtr 2: 0; 2007 Qtr 3: 0; 2007 Qtr 4: 0; 2008 Qtr 1: 0; 2008 Qtr 2: 0; 2008 Qtr 3: 0; 2008 Qtr 4: 0 | 27.2941
0 | 234053-Lighting-Remove 4 Ft Lamp (De-Lamp) | COFL00AVDEL01 | 7 | Commercial | 01-ALC-AllCommercial-IntLight | 0 |  |  |  |  | 28.2538 | 16.4871 | 0 | 0 | 0 | 11.7667 | 115.4744 |  | kWh | 0.034885 | -0.18911 | Commercial |  | Annual | [5 empty] | 11 | 0.96 |  |  |  | 0 | 27.2941 | 0 | 0 | 0 | 0 | 0 | 0 | 0 | 0 | 0 | 0 | 2006 Qtr 1: 0; 2006 Qtr 2: 0; 2006 Qtr 3: 0; 2006 Qtr 4: 27.2941; 2007 Qtr 1: 0; 2007 Qtr 2: 0; 2007 Qtr 3: 0; 2007 Qtr 4: 0; 2008 Qtr 1: 0; 2008 Qtr 2: 0; 2008 Qtr 3: 0; 2008 Qtr 4: 0 | 27.2941
0 | 234049-Lighting-LED Exit Sign New Sign | CALC00AVETS01 | 7 | Commercial | 02-ASM-Assembly-Exit | 0 |  |  |  |  | 65.3696 | 45 | 0 | 0 | 0 | 20.3696 | 351.311 |  | kWh | 0 | 0 | Commercial |  | Annual | [5 empty] | 16 | 0.96 |  |  |  | 0 | 1 | 0 | 0 | 0 | 0 | 0 | 0 | 0 | 0 | 0 | 0 | 2006 Qtr 1: 0; 2006 Qtr 2: 0; 2006 Qtr 3: 0; 2006 Qtr 4: 1; 2007 Qtr 1: 0; 2007 Qtr 2: 0; 2007 Qtr 3: 0; 2007 Qtr 4: 0; 2008 Qtr 1: 0; 2008 Qtr 2: 0; 2008 Qtr 3: 0; 2008 Qtr 4: 0 | 1
0 | 234148-Premium T8 with T12 40 Watt Baseline |  | 10 | Commercial | 01-ALC-AllCommercial-IntLight | 0 |  |  |  |  | 13.9591 | 13.1897 | 0 | 0 | 0 | 0.7694 | 74.8184 |  | kWh | 0.022603 | -0.12253 | Commercial |  | Annual | [5 empty] | 11 | 0.96 |  |  |  | 0 | 6.3686 | 0 | 0 | 0 | 0 | 0 | 0 | 0 | 0 | 0 | 0 | 2006 Qtr 1: 0; 2006 Qtr 2: 0; 2006 Qtr 3: 0; 2006 Qtr 4: 6.3686; 2007 Qtr 1: 0; 2007 Qtr 2: 0; 2007 Qtr 3: 0; 2007 Qtr 4: 0; 2008 Qtr 1: 0; 2008 Qtr 2: 0; 2008 Qtr 3: 0; 2008 Qtr 4: 0 | 6.3686
0 | 234053-Lighting-Remove 4 Ft Lamp (De-Lamp) | COFL00AVDEL01 | 10 | Commercial | 01-ALC-AllCommercial-IntLight | 0 |  |  |  |  | 28.2538 | 16.4871 | 0 | 0 | 0 | 11.7667 | 115.4744 |  | kWh | 0.034885 | -0.18911 | Commercial |  | Annual | [5 empty] | 11 | 0.96 |  |  |  | 0 | 3.6392 | 0 | 0 | 0 | 0 | 0 | 0 | 0 | 0 | 0 | 0 | 2006 Qtr 1: 0; 2006 Qtr 2: 0; 2006 Qtr 3: 0; 2006 Qtr 4: 3.6392; 2007 Qtr 1: 0; 2007 Qtr 2: 0; 2007 Qtr 3: 0; 2007 Qtr 4: 0; 2008 Qtr 1: 0; 2008 Qtr 2: 0; 2008 Qtr 3: 0; 2008 Qtr 4: 0 | 3.6392
0 | 234148-Premium T8 with T12 40 Watt Baseline |  | 7 | Commercial | 14-MLI-Manufacturing–LightIndustry-LIGHT | 0 |  |  |  |  | 13.9591 | 13.1897 | 0 | 0 | 0 | 0.7694 | 64.9241 |  | kWh | 0.020063 | -0.083941 | Commercial |  | Annual | [5 empty] | 11 | 0.96 |  |  |  | 0 | 17.2862 | 0 | 0 | 0 | 0 | 0 | 0 | 0 | 0 | 0 | 0 | 2006 Qtr 1: 0; 2006 Qtr 2: 0; 2006 Qtr 3: 0; 2006 Qtr 4: 17.2862; 2007 Qtr 1: 0; 2007 Qtr 2: 0; 2007 Qtr 3: 0; 2007 Qtr 4: 0; 2008 Qtr 1: 0; 2008 Qtr 2: 0; 2008 Qtr 3: 0; 2008 Qtr 4: 0 | 17.2862
0 | 234053-Lighting-Remove 4 Ft Lamp (De-Lamp) | COFL00AVDEL01 | 7 | Commercial | 14-MLI-Manufacturing–LightIndustry-LIGHT | 0 |  |  |  |  | 28.2538 | 16.4871 | 0 | 0 | 0 | 11.7667 | 100.2037 |  | kWh | 0.030965 | -0.12955 | Commercial |  | Annual | [5 empty] | 11 | 0.96 |  |  |  | 0 | 20.0156 | 0 | 0 | 0 | 0 | 0 | 0 | 0 | 0 | 0 | 0 | 2006 Qtr 1: 0; 2006 Qtr 2: 0; 2006 Qtr 3: 0; 2006 Qtr 4: 20.0156; 2007 Qtr 1: 0; 2007 Qtr 2: 0; 2007 Qtr 3: 0; 2007 Qtr 4: 0; 2008 Qtr 1: 0; 2008 Qtr 2: 0; 2008 Qtr 3: 0; 2008 Qtr 4: 0 | 20.0156
0 | 234148-Premium T8 with T12 40 Watt Baseline |  | 10 | Commercial | 01-ALC-AllCommercial-IntLight | 0 |  |  |  |  | 13.9591 | 13.1897 | 0 | 0 | 0 | 0.7694 | 64.9358 |  | kWh | 0.020124 | -0.10634 | Commercial |  | Annual | [5 empty] | 11 | 0.96 |  |  |  | 0 | 7.2784 | 0 | 0 | 0 | 0 | 0 | 0 | 0 | 0 | 0 | 0 | 2006 Qtr 1: 0; 2006 Qtr 2: 0; 2006 Qtr 3: 0; 2006 Qtr 4: 7.2784; 2007 Qtr 1: 0; 2007 Qtr 2: 0; 2007 Qtr 3: 0; 2007 Qtr 4: 0; 2008 Qtr 1: 0; 2008 Qtr 2: 0; 2008 Qtr 3: 0; 2008 Qtr 4: 0 | 7.2784
0 | 234053-Lighting-Remove 4 Ft Lamp (De-Lamp) | COFL00AVDEL01 | 10 | Commercial | 01-ALC-AllCommercial-IntLight | 0 |  |  |  |  | 28.2538 | 16.4871 | 0 | 0 | 0 | 11.7667 | 100.2216 |  | kWh | 0.031059 | -0.16413 | Commercial |  | Annual | [5 empty] | 11 | 0.96 |  |  |  | 0 | 5.4588 | 0 | 0 | 0 | 0 | 0 | 0 | 0 | 0 | 0 | 0 | 2006 Qtr 1: 0; 2006 Qtr 2: 0; 2006 Qtr 3: 0; 2006 Qtr 4: 5.4588; 2007 Qtr 1: 0; 2007 Qtr 2: 0; 2007 Qtr 3: 0; 2007 Qtr 4: 0; 2008 Qtr 1: 0; 2008 Qtr 2: 0; 2008 Qtr 3: 0; 2008 Qtr 4: 0 | 5.4588
0 | 234148-Premium T8 with T12 40 Watt Baseline |  | 7 | Commercial | 01-ALC-AllCommercial-IntLight | 0 |  |  |  |  | 13.9591 | 13.1897 | 0 | 0 | 0 | 0.7694 | 74.8184 |  | kWh | 0.022603 | -0.12253 | Commercial |  | Annual | [5 empty] | 11 | 0.96 |  |  |  | 0 | 16.3764 | 0 | 0 | 0 | 0 | 0 | 0 | 0 | 0 | 0 | 0 | 2006 Qtr 1: 0; 2006 Qtr 2: 0; 2006 Qtr 3: 0; 2006 Qtr 4: 16.3764; 2007 Qtr 1: 0; 2007 Qtr 2: 0; 2007 Qtr 3: 0; 2007 Qtr 4: 0; 2008 Qtr 1: 0; 2008 Qtr 2: 0; 2008 Qtr 3: 0; 2008 Qtr 4: 0 | 16.3764
0 | 234053-Lighting-Remove 4 Ft Lamp (De-Lamp) | COFL00AVDEL01 | 7 | Commercial | 01-ALC-AllCommercial-IntLight | 0 |  |  |  |  | 28.2538 | 16.4871 | 0 | 0 | 0 | 11.7667 | 115.4744 |  | kWh | 0.034885 | -0.18911 | Commercial |  | Annual | [5 empty] | 11 | 0.96 |  |  |  | 0 | 18.196 | 0 | 0 | 0 | 0 | 0 | 0 | 0 | 0 | 0 | 0 | 2006 Qtr 1: 0; 2006 Qtr 2: 0; 2006 Qtr 3: 0; 2006 Qtr 4: 18.196; 2007 Qtr 1: 0; 2007 Qtr 2: 0; 2007 Qtr 3: 0; 2007 Qtr 4: 0; 2008 Qtr 1: 0; 2008 Qtr 2: 0; 2008 Qtr 3: 0; 2008 Qtr 4: 0 | 18.196
0 | 234053-Lighting-Remove 4 Ft Lamp (De-Lamp) | COFL00AVDEL01 | 7 | Commercial | 01-ALC-AllCommercial-IntLight | 0 |  |  |  |  | 28.2538 | 16.4871 | 0 | 0 | 0 | 11.7667 | 100.2216 |  | kWh | 0.031059 | -0.16413 | Commercial |  | Annual | [5 empty] | 11 | 0.96 |  |  |  | 0 | 18.196 | 0 | 0 | 0 | 0 | 0 | 0 | 0 | 0 | 0 | 0 | 2006 Qtr 1: 0; 2006 Qtr 2: 0; 2006 Qtr 3: 0; 2006 Qtr 4: 18.196; 2007 Qtr 1: 0; 2007 Qtr 2: 0; 2007 Qtr 3: 0; 2007 Qtr 4: 0; 2008 Qtr 1: 0; 2008 Qtr 2: 0; 2008 Qtr 3: 0; 2008 Qtr 4: 0 | 18.196
0 | 234148-Premium T8 with T12 40 Watt Baseline |  | 7 | Commercial | 01-ALC-AllCommercial-IntLight | 0 |  |  |  |  | 13.9591 | 13.1897 | 0 | 0 | 0 | 0.7694 | 64.9358 |  | kWh | 0.020124 | -0.10634 | Commercial |  | Annual | [5 empty] | 11 | 0.96 |  |  |  | 0 | 13.647 | 0 | 0 | 0 | 0 | 0 | 0 | 0 | 0 | 0 | 0 | 2006 Qtr 1: 0; 2006 Qtr 2: 0; 2006 Qtr 3: 0; 2006 Qtr 4: 13.647; 2007 Qtr 1: 0; 2007 Qtr 2: 0; 2007 Qtr 3: 0; 2007 Qtr 4: 0; 2008 Qtr 1: 0; 2008 Qtr 2: 0; 2008 Qtr 3: 0; 2008 Qtr 4: 0 | 13.647
0 | 234148-Premium T8 with T12 40 Watt Baseline |  | 7 | Commercial | 14-MLI-Manufacturing–LightIndustry-LIGHT | 0 |  |  |  |  | 13.9591 | 13.1897 | 0 | 0 | 0 | 0.7694 | 64.9241 |  | kWh | 0.020063 | -0.083941 | Commercial |  | Annual | [5 empty] | 11 | 0.96 |  |  |  | 0 | 12.7372 | 0 | 0 | 0 | 0 | 0 | 0 | 0 | 0 | 0 | 0 | 2006 Qtr 1: 0; 2006 Qtr 2: 0; 2006 Qtr 3: 0; 2006 Qtr 4: 12.7372; 2007 Qtr 1: 0; 2007 Qtr 2: 0; 2007 Qtr 3: 0; 2007 Qtr 4: 0; 2008 Qtr 1: 0; 2008 Qtr 2: 0; 2008 Qtr 3: 0; 2008 Qtr 4: 0 | 12.7372
0 | 234053-Lighting-Remove 4 Ft Lamp (De-Lamp) | COFL00AVDEL01 | 7 | Commercial | 14-MLI-Manufacturing–LightIndustry-LIGHT | 0 |  |  |  |  | 28.2538 | 16.4871 | 0 | 0 | 0 | 11.7667 | 100.2037 |  | kWh | 0.030965 | -0.12955 | Commercial |  | Annual | [5 empty] | 11 | 0.96 |  |  |  | 0 | 14.5568 | 0 | 0 | 0 | 0 | 0 | 0 | 0 | 0 | 0 | 0 | 2006 Qtr 1: 0; 2006 Qtr 2: 0; 2006 Qtr 3: 0; 2006 Qtr 4: 14.5568; 2007 Qtr 1: 0; 2007 Qtr 2: 0; 2007 Qtr 3: 0; 2007 Qtr 4: 0; 2008 Qtr 1: 0; 2008 Qtr 2: 0; 2008 Qtr 3: 0; 2008 Qtr 4: 0 | 14.5568
0 | 234148-Premium T8 with T12 40 Watt Baseline |  | 7 | Commercial | 14-MLI-Manufacturing–LightIndustry-LIGHT | 0 |  |  |  |  | 13.9591 | 13.1897 | 0 | 0 | 0 | 0.7694 | 64.9241 |  | kWh | 0.020063 | -0.083941 | Commercial |  | Annual | [5 empty] | 11 | 0.96 |  |  |  | 0 | 19.1058 | 0 | 0 | 0 | 0 | 0 | 0 | 0 | 0 | 0 | 0 | 2006 Qtr 1: 0; 2006 Qtr 2: 0; 2006 Qtr 3: 0; 2006 Qtr 4: 19.1058; 2007 Qtr 1: 0; 2007 Qtr 2: 0; 2007 Qtr 3: 0; 2007 Qtr 4: 0; 2008 Qtr 1: 0; 2008 Qtr 2: 0; 2008 Qtr 3: 0; 2008 Qtr 4: 0 | 19.1058
0 | 234053-Lighting-Remove 4 Ft Lamp (De-Lamp) | COFL00AVDEL01 | 7 | Commercial | 14-MLI-Manufacturing–LightIndustry-LIGHT | 0 |  |  |  |  | 28.2538 | 16.4871 | 0 | 0 | 0 | 11.7667 | 100.2037 |  | kWh | 0.030965 | -0.12955 | Commercial |  | Annual | [5 empty] | 11 | 0.96 |  |  |  | 0 | 20.0156 | 0 | 0 | 0 | 0 | 0 | 0 | 0 | 0 | 0 | 0 | 2006 Qtr 1: 0; 2006 Qtr 2: 0; 2006 Qtr 3: 0; 2006 Qtr 4: 20.0156; 2007 Qtr 1: 0; 2007 Qtr 2: 0; 2007 Qtr 3: 0; 2007 Qtr 4: 0; 2008 Qtr 1: 0; 2008 Qtr 2: 0; 2008 Qtr 3: 0; 2008 Qtr 4: 0 | 20.0156
0 | 234148-Premium T8 with T12 40 Watt Baseline |  | 7 | Commercial | 01-ALC-AllCommercial-IntLight | 0 |  |  |  |  | 13.9591 | 13.1897 | 0 | 0 | 0 | 0.7694 | 64.9358 |  | kWh | 0.020124 | -0.10634 | Commercial |  | Annual | [5 empty] | 11 | 0.96 |  |  |  | 0 | 37.3019 | 0 | 0 | 0 | 0 | 0 | 0 | 0 | 0 | 0 | 0 | 2006 Qtr 1: 0; 2006 Qtr 2: 0; 2006 Qtr 3: 0; 2006 Qtr 4: 37.3019; 2007 Qtr 1: 0; 2007 Qtr 2: 0; 2007 Qtr 3: 0; 2007 Qtr 4: 0; 2008 Qtr 1: 0; 2008 Qtr 2: 0; 2008 Qtr 3: 0; 2008 Qtr 4: 0 | 37.3019
0 | 234053-Lighting-Remove 4 Ft Lamp (De-Lamp) | COFL00AVDEL01 | 7 | Commercial | 01-ALC-AllCommercial-IntLight | 0 |  |  |  |  | 28.2538 | 16.4871 | 0 | 0 | 0 | 11.7667 | 100.2216 |  | kWh | 0.031059 | -0.16413 | Commercial |  | Annual | [5 empty] | 11 | 0.96 |  |  |  | 0 | 29.1137 | 0 | 0 | 0 | 0 | 0 | 0 | 0 | 0 | 0 | 0 | 2006 Qtr 1: 0; 2006 Qtr 2: 0; 2006 Qtr 3: 0; 2006 Qtr 4: 29.1137; 2007 Qtr 1: 0; 2007 Qtr 2: 0; 2007 Qtr 3: 0; 2007 Qtr 4: 0; 2008 Qtr 1: 0; 2008 Qtr 2: 0; 2008 Qtr 3: 0; 2008 Qtr 4: 0 | 29.1137
0 | 234148-Premium T8 with T12 40 Watt Baseline |  | 7 | Commercial | 01-ALC-AllCommercial-IntLight | 0 |  |  |  |  | 13.9591 | 13.1897 | 0 | 0 | 0 | 0.7694 | 64.9358 |  | kWh | 0.020124 | -0.10634 | Commercial |  | Annual | [5 empty] | 11 | 0.96 |  |  |  | 0 | 46.3999 | 0 | 0 | 0 | 0 | 0 | 0 | 0 | 0 | 0 | 0 | 2006 Qtr 1: 0; 2006 Qtr 2: 0; 2006 Qtr 3: 0; 2006 Qtr 4: 46.3999; 2007 Qtr 1: 0; 2007 Qtr 2: 0; 2007 Qtr 3: 0; 2007 Qtr 4: 0; 2008 Qtr 1: 0; 2008 Qtr 2: 0; 2008 Qtr 3: 0; 2008 Qtr 4: 0 | 46.3999
0 | 234053-Lighting-Remove 4 Ft Lamp (De-Lamp) | COFL00AVDEL01 | 7 | Commercial | 01-ALC-AllCommercial-IntLight | 0 |  |  |  |  | 28.2538 | 16.4871 | 0 | 0 | 0 | 11.7667 | 100.2216 |  | kWh | 0.031059 | -0.16413 | Commercial |  | Annual | [5 empty] | 11 | 0.96 |  |  |  | 0 | 50.9489 | 0 | 0 | 0 | 0 | 0 | 0 | 0 | 0 | 0 | 0 | 2006 Qtr 1: 0; 2006 Qtr 2: 0; 2006 Qtr 3: 0; 2006 Qtr 4: 50.9489; 2007 Qtr 1: 0; 2007 Qtr 2: 0; 2007 Qtr 3: 0; 2007 Qtr 4: 0; 2008 Qtr 1: 0; 2008 Qtr 2: 0; 2008 Qtr 3: 0; 2008 Qtr 4: 0 | 50.9489
0 | 234148-Premium T8 with T12 40 Watt Baseline |  | 7 | Commercial | 01-ALC-AllCommercial-IntLight | 0 |  |  |  |  | 13.9591 | 13.1897 | 0 | 0 | 0 | 0.7694 | 74.8184 |  | kWh | 0.022603 | -0.12253 | Commercial |  | Annual | [5 empty] | 11 | 0.96 |  |  |  | 0 | 30.9333 | 0 | 0 | 0 | 0 | 0 | 0 | 0 | 0 | 0 | 0 | 2006 Qtr 1: 0; 2006 Qtr 2: 0; 2006 Qtr 3: 0; 2006 Qtr 4: 30.9333; 2007 Qtr 1: 0; 2007 Qtr 2: 0; 2007 Qtr 3: 0; 2007 Qtr 4: 0; 2008 Qtr 1: 0; 2008 Qtr 2: 0; 2008 Qtr 3: 0; 2008 Qtr 4: 0 | 30.9333
0 | 234053-Lighting-Remove 4 Ft Lamp (De-Lamp) | COFL00AVDEL01 | 7 | Commercial | 01-ALC-AllCommercial-IntLight | 0 |  |  |  |  | 28.2538 | 16.4871 | 0 | 0 | 0 | 11.7667 | 115.4744 |  | kWh | 0.034885 | -0.18911 | Commercial |  | Annual | [5 empty] | 11 | 0.96 |  |  |  | 0 | 34.5725 | 0 | 0 | 0 | 0 | 0 | 0 | 0 | 0 | 0 | 0 | 2006 Qtr 1: 0; 2006 Qtr 2: 0; 2006 Qtr 3: 0; 2006 Qtr 4: 34.5725; 2007 Qtr 1: 0; 2007 Qtr 2: 0; 2007 Qtr 3: 0; 2007 Qtr 4: 0; 2008 Qtr 1: 0; 2008 Qtr 2: 0; 2008 Qtr 3: 0; 2008 Qtr 4: 0 | 34.5725
0 | 234148-Premium T8 with T12 40 Watt Baseline |  | 7 | Commercial | 01-ALC-AllCommercial-IntLight | 0 |  |  |  |  | 13.9591 | 13.1897 | 0 | 0 | 0 | 0.7694 | 64.9358 |  | kWh | 0.020124 | -0.10634 | Commercial |  | Annual | [5 empty] | 11 | 0.96 |  |  |  | 0 | 9.098 | 0 | 0 | 0 | 0 | 0 | 0 | 0 | 0 | 0 | 0 | 2006 Qtr 1: 0; 2006 Qtr 2: 0; 2006 Qtr 3: 0; 2006 Qtr 4: 9.098; 2007 Qtr 1: 0; 2007 Qtr 2: 0; 2007 Qtr 3: 0; 2007 Qtr 4: 0; 2008 Qtr 1: 0; 2008 Qtr 2: 0; 2008 Qtr 3: 0; 2008 Qtr 4: 0 | 9.098
0 | 234053-Lighting-Remove 4 Ft Lamp (De-Lamp) | COFL00AVDEL01 | 7 | Commercial | 01-ALC-AllCommercial-IntLight | 0 |  |  |  |  | 28.2538 | 16.4871 | 0 | 0 | 0 | 11.7667 | 100.2216 |  | kWh | 0.031059 | -0.16413 | Commercial |  | Annual | [5 empty] | 11 | 0.96 |  |  |  | 0 | 9.098 | 0 | 0 | 0 | 0 | 0 | 0 | 0 | 0 | 0 | 0 | 2006 Qtr 1: 0; 2006 Qtr 2: 0; 2006 Qtr 3: 0; 2006 Qtr 4: 9.098; 2007 Qtr 1: 0; 2007 Qtr 2: 0; 2007 Qtr 3: 0; 2007 Qtr 4: 0; 2008 Qtr 1: 0; 2008 Qtr 2: 0; 2008 Qtr 3: 0; 2008 Qtr 4: 0 | 9.098
0 | 234148-Premium T8 with T12 40 Watt Baseline |  | 7 | Commercial | 01-ALC-AllCommercial-IntLight | 0 |  |  |  |  | 13.9591 | 13.1897 | 0 | 0 | 0 | 0.7694 | 64.9358 |  | kWh | 0.020124 | -0.10634 | Commercial |  | Annual | [5 empty] | 11 | 0.96 |  |  |  | 0 | 5.4588 | 0 | 0 | 0 | 0 | 0 | 0 | 0 | 0 | 0 | 0 | 2006 Qtr 1: 0; 2006 Qtr 2: 0; 2006 Qtr 3: 0; 2006 Qtr 4: 5.4588; 2007 Qtr 1: 0; 2007 Qtr 2: 0; 2007 Qtr 3: 0; 2007 Qtr 4: 0; 2008 Qtr 1: 0; 2008 Qtr 2: 0; 2008 Qtr 3: 0; 2008 Qtr 4: 0 | 5.4588
0 | 234053-Lighting-Remove 4 Ft Lamp (De-Lamp) | COFL00AVDEL01 | 7 | Commercial | 01-ALC-AllCommercial-IntLight | 0 |  |  |  |  | 28.2538 | 16.4871 | 0 | 0 | 0 | 11.7667 | 100.2216 |  | kWh | 0.031059 | -0.16413 | Commercial |  | Annual | [5 empty] | 11 | 0.96 |  |  |  | 0 | 5.4588 | 0 | 0 | 0 | 0 | 0 | 0 | 0 | 0 | 0 | 0 | 2006 Qtr 1: 0; 2006 Qtr 2: 0; 2006 Qtr 3: 0; 2006 Qtr 4: 5.4588; 2007 Qtr 1: 0; 2007 Qtr 2: 0; 2007 Qtr 3: 0; 2007 Qtr 4: 0; 2008 Qtr 1: 0; 2008 Qtr 2: 0; 2008 Qtr 3: 0; 2008 Qtr 4: 0 | 5.4588
0 | 234148-Premium T8 with T12 40 Watt Baseline |  | 7 | Commercial | 14-MLI-Manufacturing–LightIndustry-LIGHT | 0 |  |  |  |  | 13.9591 | 13.1897 | 0 | 0 | 0 | 0.7694 | 64.9241 |  | kWh | 0.020063 | -0.083941 | Commercial |  | Annual | [5 empty] | 11 | 0.96 |  |  |  | 0 | 52.7685 | 0 | 0 | 0 | 0 | 0 | 0 | 0 | 0 | 0 | 0 | 2006 Qtr 1: 0; 2006 Qtr 2: 0; 2006 Qtr 3: 0; 2006 Qtr 4: 52.7685; 2007 Qtr 1: 0; 2007 Qtr 2: 0; 2007 Qtr 3: 0; 2007 Qtr 4: 0; 2008 Qtr 1: 0; 2008 Qtr 2: 0; 2008 Qtr 3: 0; 2008 Qtr 4: 0 | 52.7685
0 | 234053-Lighting-Remove 4 Ft Lamp (De-Lamp) | COFL00AVDEL01 | 7 | Commercial | 14-MLI-Manufacturing–LightIndustry-LIGHT | 0 |  |  |  |  | 28.2538 | 16.4871 | 0 | 0 | 0 | 11.7667 | 100.2037 |  | kWh | 0.030965 | -0.12955 | Commercial |  | Annual | [5 empty] | 11 | 0.96 |  |  |  | 0 | 56.4077 | 0 | 0 | 0 | 0 | 0 | 0 | 0 | 0 | 0 | 0 | 2006 Qtr 1: 0; 2006 Qtr 2: 0; 2006 Qtr 3: 0; 2006 Qtr 4: 56.4077; 2007 Qtr 1: 0; 2007 Qtr 2: 0; 2007 Qtr 3: 0; 2007 Qtr 4: 0; 2008 Qtr 1: 0; 2008 Qtr 2: 0; 2008 Qtr 3: 0; 2008 Qtr 4: 0 | 56.4077
0 | 234049-Lighting-LED Exit Sign New Sign | CALC00AVETS01 | 7 | Commercial | 02-ASM-Assembly-Exit | 0 |  |  |  |  | 65.3696 | 45 | 0 | 0 | 0 | 20.3696 | 351.311 |  | kWh | 0 | 0 | Commercial |  | Annual | [5 empty] | 16 | 0.96 |  |  |  | 0 | 2 | 0 | 0 | 0 | 0 | 0 | 0 | 0 | 0 | 0 | 0 | 2006 Qtr 1: 0; 2006 Qtr 2: 0; 2006 Qtr 3: 0; 2006 Qtr 4: 2; 2007 Qtr 1: 0; 2007 Qtr 2: 0; 2007 Qtr 3: 0; 2007 Qtr 4: 0; 2008 Qtr 1: 0; 2008 Qtr 2: 0; 2008 Qtr 3: 0; 2008 Qtr 4: 0 | 2
0 | 234148-Premium T8 with T12 40 Watt Baseline |  | 7 | Commercial | 01-ALC-AllCommercial-IntLight | 0 |  |  |  |  | 13.9591 | 13.1897 | 0 | 0 | 0 | 0.7694 | 87.3573 |  | kWh | 0.01583 | -0.14306 | Commercial |  | Annual | [5 empty] | 11 | 0.96 |  |  |  | 0 | 16.3764 | 0 | 0 | 0 | 0 | 0 | 0 | 0 | 0 | 0 | 0 | 2006 Qtr 1: 0; 2006 Qtr 2: 0; 2006 Qtr 3: 0; 2006 Qtr 4: 16.3764; 2007 Qtr 1: 0; 2007 Qtr 2: 0; 2007 Qtr 3: 0; 2007 Qtr 4: 0; 2008 Qtr 1: 0; 2008 Qtr 2: 0; 2008 Qtr 3: 0; 2008 Qtr 4: 0 | 16.3764
0 | 234053-Lighting-Remove 4 Ft Lamp (De-Lamp) | COFL00AVDEL01 | 7 | Commercial | 01-ALC-AllCommercial-IntLight | 0 |  |  |  |  | 28.2538 | 16.4871 | 0 | 0 | 0 | 11.7667 | 134.827 |  | kWh | 0.024432 | -0.2208 | Commercial |  | Annual | [5 empty] | 11 | 0.96 |  |  |  | 0 | 21.8353 | 0 | 0 | 0 | 0 | 0 | 0 | 0 | 0 | 0 | 0 | 2006 Qtr 1: 0; 2006 Qtr 2: 0; 2006 Qtr 3: 0; 2006 Qtr 4: 21.8353; 2007 Qtr 1: 0; 2007 Qtr 2: 0; 2007 Qtr 3: 0; 2007 Qtr 4: 0; 2008 Qtr 1: 0; 2008 Qtr 2: 0; 2008 Qtr 3: 0; 2008 Qtr 4: 0 | 21.8353
0 | 234084-Refrigeration -Cooler/Freezer Door Gaskets - Solid Doors: Cooler |  | 10 | Commercial | 01-ALC-AllCommercial-Refrig | 0 |  |  |  |  | 4 | 4 | 0 | 0 | 0 | 0 | 104.55 |  | kWh | 0.01195 | 0 | Commercial |  | Annual | [5 empty] | 4 | 0.96 |  |  |  | 0 | 3 | 0 | 0 | 0 | 0 | 0 | 0 | 0 | 0 | 0 | 0 | 2006 Qtr 1: 0; 2006 Qtr 2: 0; 2006 Qtr 3: 0; 2006 Qtr 4: 3; 2007 Qtr 1: 0; 2007 Qtr 2: 0; 2007 Qtr 3: 0; 2007 Qtr 4: 0; 2008 Qtr 1: 0; 2008 Qtr 2: 0; 2008 Qtr 3: 0; 2008 Qtr 4: 0 | 3
0 | 234053-Lighting-Remove 4 Ft Lamp (De-Lamp) | COFL00AVDEL01 | 7 | Commercial | 01-ALC-AllCommercial-IntLight | 0 |  |  |  |  | 28.2538 | 16.4871 | 0 | 0 | 0 | 11.7667 | 115.4744 |  | kWh | 0.034885 | -0.18911 | Commercial |  | Annual | [5 empty] | 11 | 0.96 |  |  |  | 0 | 14.5568 | 0 | 0 | 0 | 0 | 0 | 0 | 0 | 0 | 0 | 0 | 2006 Qtr 1: 0; 2006 Qtr 2: 0; 2006 Qtr 3: 0; 2006 Qtr 4: 14.5568; 2007 Qtr 1: 0; 2007 Qtr 2: 0; 2007 Qtr 3: 0; 2007 Qtr 4: 0; 2008 Qtr 1: 0; 2008 Qtr 2: 0; 2008 Qtr 3: 0; 2008 Qtr 4: 0 | 14.5568
0 | 234148-Premium T8 with T12 40 Watt Baseline |  | 7 | Commercial | 01-ALC-AllCommercial-IntLight | 0 |  |  |  |  | 13.9591 | 13.1897 | 0 | 0 | 0 | 0.7694 | 74.8184 |  | kWh | 0.022603 | -0.12253 | Commercial |  | Annual | [5 empty] | 11 | 0.96 |  |  |  | 0 | 9.098 | 0 | 0 | 0 | 0 | 0 | 0 | 0 | 0 | 0 | 0 | 2006 Qtr 1: 0; 2006 Qtr 2: 0; 2006 Qtr 3: 0; 2006 Qtr 4: 9.098; 2007 Qtr 1: 0; 2007 Qtr 2: 0; 2007 Qtr 3: 0; 2007 Qtr 4: 0; 2008 Qtr 1: 0; 2008 Qtr 2: 0; 2008 Qtr 3: 0; 2008 Qtr 4: 0 | 9.098
0 | 234148-Premium T8 with T12 40 Watt Baseline |  | 7 | Commercial | 01-ALC-AllCommercial-IntLight | 0 |  |  |  |  | 13.9591 | 13.1897 | 0 | 0 | 0 | 0.7694 | 74.8184 |  | kWh | 0.022603 | -0.12253 | Commercial |  | Annual | [5 empty] | 11 | 0.96 |  |  |  | 0 | 36.3921 | 0 | 0 | 0 | 0 | 0 | 0 | 0 | 0 | 0 | 0 | 2006 Qtr 1: 0; 2006 Qtr 2: 0; 2006 Qtr 3: 0; 2006 Qtr 4: 36.3921; 2007 Qtr 1: 0; 2007 Qtr 2: 0; 2007 Qtr 3: 0; 2007 Qtr 4: 0; 2008 Qtr 1: 0; 2008 Qtr 2: 0; 2008 Qtr 3: 0; 2008 Qtr 4: 0 | 36.3921
0 | 234148-Premium T8 with T12 40 Watt Baseline |  | 7 | Commercial | 01-ALC-AllCommercial-IntLight | 0 |  |  |  |  | 13.9591 | 13.1897 | 0 | 0 | 0 | 0.7694 | 64.9358 |  | kWh | 0.020124 | -0.10634 | Commercial |  | Annual | [5 empty] | 11 | 0.96 |  |  |  | 0 | 61.8665 | 0 | 0 | 0 | 0 | 0 | 0 | 0 | 0 | 0 | 0 | 2006 Qtr 1: 0; 2006 Qtr 2: 0; 2006 Qtr 3: 0; 2006 Qtr 4: 61.8665; 2007 Qtr 1: 0; 2007 Qtr 2: 0; 2007 Qtr 3: 0; 2007 Qtr 4: 0; 2008 Qtr 1: 0; 2008 Qtr 2: 0; 2008 Qtr 3: 0; 2008 Qtr 4: 0 | 61.8665
0 | 234148-Premium T8 with T12 40 Watt Baseline |  | 7 | Commercial | 01-ALC-AllCommercial-IntLight | 0 |  |  |  |  | 13.9591 | 13.1897 | 0 | 0 | 0 | 0.7694 | 140.9367 |  | kWh | 0.027805 | -0.23081 | Commercial |  | Annual | [5 empty] | 11 | 0.96 |  |  |  | 0 | 38.2117 | 0 | 0 | 0 | 0 | 0 | 0 | 0 | 0 | 0 | 0 | 2006 Qtr 1: 0; 2006 Qtr 2: 0; 2006 Qtr 3: 0; 2006 Qtr 4: 38.2117; 2007 Qtr 1: 0; 2007 Qtr 2: 0; 2007 Qtr 3: 0; 2007 Qtr 4: 0; 2008 Qtr 1: 0; 2008 Qtr 2: 0; 2008 Qtr 3: 0; 2008 Qtr 4: 0 | 38.2117
0 | 234053-Lighting-Remove 4 Ft Lamp (De-Lamp) | COFL00AVDEL01 | 7 | Commercial | 01-ALC-AllCommercial-IntLight | 0 |  |  |  |  | 28.2538 | 16.4871 | 0 | 0 | 0 | 11.7667 | 217.5212 |  | kWh | 0.042914 | -0.35623 | Commercial |  | Annual | [5 empty] | 11 | 0.96 |  |  |  | 0 | 38.2117 | 0 | 0 | 0 | 0 | 0 | 0 | 0 | 0 | 0 | 0 | 2006 Qtr 1: 0; 2006 Qtr 2: 0; 2006 Qtr 3: 0; 2006 Qtr 4: 38.2117; 2007 Qtr 1: 0; 2007 Qtr 2: 0; 2007 Qtr 3: 0; 2007 Qtr 4: 0; 2008 Qtr 1: 0; 2008 Qtr 2: 0; 2008 Qtr 3: 0; 2008 Qtr 4: 0 | 38.2117
0 | 234148-Premium T8 with T12 40 Watt Baseline |  | 7 | Commercial | 14-MLI-Manufacturing–LightIndustry-LIGHT | 0 |  |  |  |  | 13.9591 | 13.1897 | 0 | 0 | 0 | 0.7694 | 64.9241 |  | kWh | 0.020063 | -0.083941 | Commercial |  | Annual | [5 empty] | 11 | 0.96 |  |  |  | 0 | 18.196 | 0 | 0 | 0 | 0 | 0 | 0 | 0 | 0 | 0 | 0 | 2006 Qtr 1: 0; 2006 Qtr 2: 0; 2006 Qtr 3: 0; 2006 Qtr 4: 18.196; 2007 Qtr 1: 0; 2007 Qtr 2: 0; 2007 Qtr 3: 0; 2007 Qtr 4: 0; 2008 Qtr 1: 0; 2008 Qtr 2: 0; 2008 Qtr 3: 0; 2008 Qtr 4: 0 | 18.196
0 | 234053-Lighting-Remove 4 Ft Lamp (De-Lamp) | COFL00AVDEL01 | 7 | Commercial | 14-MLI-Manufacturing–LightIndustry-LIGHT | 0 |  |  |  |  | 28.2538 | 16.4871 | 0 | 0 | 0 | 11.7667 | 100.2037 |  | kWh | 0.030965 | -0.12955 | Commercial |  | Annual | [5 empty] | 11 | 0.96 |  |  |  | 0 | 18.196 | 0 | 0 | 0 | 0 | 0 | 0 | 0 | 0 | 0 | 0 | 2006 Qtr 1: 0; 2006 Qtr 2: 0; 2006 Qtr 3: 0; 2006 Qtr 4: 18.196; 2007 Qtr 1: 0; 2007 Qtr 2: 0; 2007 Qtr 3: 0; 2007 Qtr 4: 0; 2008 Qtr 1: 0; 2008 Qtr 2: 0; 2008 Qtr 3: 0; 2008 Qtr 4: 0 | 18.196
0 | 234053-Lighting-Remove 4 Ft Lamp (De-Lamp) | COFL00AVDEL01 | 7 | Commercial | 01-ALC-AllCommercial-IntLight | 0 |  |  |  |  | 28.2538 | 16.4871 | 0 | 0 | 0 | 11.7667 | 102.5437 |  | kWh | 0.031529 | -0.16793 | Commercial |  | Annual | [5 empty] | 11 | 0.96 |  |  |  | 0 | 18.196 | 0 | 0 | 0 | 0 | 0 | 0 | 0 | 0 | 0 | 0 | 2006 Qtr 1: 0; 2006 Qtr 2: 0; 2006 Qtr 3: 0; 2006 Qtr 4: 18.196; 2007 Qtr 1: 0; 2007 Qtr 2: 0; 2007 Qtr 3: 0; 2007 Qtr 4: 0; 2008 Qtr 1: 0; 2008 Qtr 2: 0; 2008 Qtr 3: 0; 2008 Qtr 4: 0 | 18.196
0 | 234148-Premium T8 with T12 40 Watt Baseline |  | 7 | Commercial | 01-ALC-AllCommercial-IntLight | 0 |  |  |  |  | 13.9591 | 13.1897 | 0 | 0 | 0 | 0.7694 | 66.4403 |  | kWh | 0.020428 | -0.10881 | Commercial |  | Annual | [5 empty] | 11 | 0.96 |  |  |  | 0 | 12.7372 | 0 | 0 | 0 | 0 | 0 | 0 | 0 | 0 | 0 | 0 | 2006 Qtr 1: 0; 2006 Qtr 2: 0; 2006 Qtr 3: 0; 2006 Qtr 4: 12.7372; 2007 Qtr 1: 0; 2007 Qtr 2: 0; 2007 Qtr 3: 0; 2007 Qtr 4: 0; 2008 Qtr 1: 0; 2008 Qtr 2: 0; 2008 Qtr 3: 0; 2008 Qtr 4: 0 | 12.7372
0 | 234148-Premium T8 with T12 40 Watt Baseline |  | 7 | Commercial | 01-ALC-AllCommercial-IntLight | 0 |  |  |  |  | 13.9591 | 13.1897 | 0 | 0 | 0 | 0.7694 | 64.9358 |  | kWh | 0.020124 | -0.10634 | Commercial |  | Annual | [5 empty] | 11 | 0.96 |  |  |  | 0 | 18.196 | 0 | 0 | 0 | 0 | 0 | 0 | 0 | 0 | 0 | 0 | 2006 Qtr 1: 0; 2006 Qtr 2: 0; 2006 Qtr 3: 0; 2006 Qtr 4: 18.196; 2007 Qtr 1: 0; 2007 Qtr 2: 0; 2007 Qtr 3: 0; 2007 Qtr 4: 0; 2008 Qtr 1: 0; 2008 Qtr 2: 0; 2008 Qtr 3: 0; 2008 Qtr 4: 0 | 18.196
0 | 234053-Lighting-Remove 4 Ft Lamp (De-Lamp) | COFL00AVDEL01 | 7 | Commercial | 01-ALC-AllCommercial-IntLight | 0 |  |  |  |  | 28.2538 | 16.4871 | 0 | 0 | 0 | 11.7667 | 100.2216 |  | kWh | 0.031059 | -0.16413 | Commercial |  | Annual | [5 empty] | 11 | 0.96 |  |  |  | 0 | 27.2941 | 0 | 0 | 0 | 0 | 0 | 0 | 0 | 0 | 0 | 0 | 2006 Qtr 1: 0; 2006 Qtr 2: 0; 2006 Qtr 3: 0; 2006 Qtr 4: 27.2941; 2007 Qtr 1: 0; 2007 Qtr 2: 0; 2007 Qtr 3: 0; 2007 Qtr 4: 0; 2008 Qtr 1: 0; 2008 Qtr 2: 0; 2008 Qtr 3: 0; 2008 Qtr 4: 0 | 27.2941
0 | 234148-Premium T8 with T12 40 Watt Baseline |  | 7 | Commercial | 01-ALC-AllCommercial-IntLight | 0 |  |  |  |  | 13.9591 | 13.1897 | 0 | 0 | 0 | 0.7694 | 87.3573 |  | kWh | 0.01583 | -0.14306 | Commercial |  | Annual | [5 empty] | 11 | 0.96 |  |  |  | 0 | 25.4745 | 0 | 0 | 0 | 0 | 0 | 0 | 0 | 0 | 0 | 0 | 2006 Qtr 1: 0; 2006 Qtr 2: 0; 2006 Qtr 3: 0; 2006 Qtr 4: 25.4745; 2007 Qtr 1: 0; 2007 Qtr 2: 0; 2007 Qtr 3: 0; 2007 Qtr 4: 0; 2008 Qtr 1: 0; 2008 Qtr 2: 0; 2008 Qtr 3: 0; 2008 Qtr 4: 0 | 25.4745
0 | 234053-Lighting-Remove 4 Ft Lamp (De-Lamp) | COFL00AVDEL01 | 7 | Commercial | 01-ALC-AllCommercial-IntLight | 0 |  |  |  |  | 28.2538 | 16.4871 | 0 | 0 | 0 | 11.7667 | 134.827 |  | kWh | 0.024432 | -0.2208 | Commercial |  | Annual | [5 empty] | 11 | 0.96 |  |  |  | 0 | 27.2941 | 0 | 0 | 0 | 0 | 0 | 0 | 0 | 0 | 0 | 0 | 2006 Qtr 1: 0; 2006 Qtr 2: 0; 2006 Qtr 3: 0; 2006 Qtr 4: 27.2941; 2007 Qtr 1: 0; 2007 Qtr 2: 0; 2007 Qtr 3: 0; 2007 Qtr 4: 0; 2008 Qtr 1: 0; 2008 Qtr 2: 0; 2008 Qtr 3: 0; 2008 Qtr 4: 0 | 27.2941
0 | 234148-Premium T8 with T12 40 Watt Baseline |  | 7 | Commercial | 01-ALC-AllCommercial-IntLight | 0 |  |  |  |  | 13.9591 | 13.1897 | 0 | 0 | 0 | 0.7694 | 74.8184 |  | kWh | 0.022603 | -0.12253 | Commercial |  | Annual | [5 empty] | 11 | 0.96 |  |  |  | 0 | 42.7607 | 0 | 0 | 0 | 0 | 0 | 0 | 0 | 0 | 0 | 0 | 2006 Qtr 1: 0; 2006 Qtr 2: 0; 2006 Qtr 3: 42.7607; 2006 Qtr 4: 0; 2007 Qtr 1: 0; 2007 Qtr 2: 0; 2007 Qtr 3: 0; 2007 Qtr 4: 0; 2008 Qtr 1: 0; 2008 Qtr 2: 0; 2008 Qtr 3: 0; 2008 Qtr 4: 0 | 42.7607
0 | 234053-Lighting-Remove 4 Ft Lamp (De-Lamp) | COFL00AVDEL01 | 7 | Commercial | 01-ALC-AllCommercial-IntLight | 0 |  |  |  |  | 28.2538 | 16.4871 | 0 | 0 | 0 | 11.7667 | 115.4744 |  | kWh | 0.034885 | -0.18911 | Commercial |  | Annual | [5 empty] | 11 | 0.96 |  |  |  | 0 | 49.1293 | 0 | 0 | 0 | 0 | 0 | 0 | 0 | 0 | 0 | 0 | 2006 Qtr 1: 0; 2006 Qtr 2: 0; 2006 Qtr 3: 49.1293; 2006 Qtr 4: 0; 2007 Qtr 1: 0; 2007 Qtr 2: 0; 2007 Qtr 3: 0; 2007 Qtr 4: 0; 2008 Qtr 1: 0; 2008 Qtr 2: 0; 2008 Qtr 3: 0; 2008 Qtr 4: 0 | 49.1293
0 | 234148-Premium T8 with T12 40 Watt Baseline |  | 7 | Commercial | 01-ALC-AllCommercial-IntLight | 0 |  |  |  |  | 13.9591 | 13.1897 | 0 | 0 | 0 | 0.7694 | 74.8184 |  | kWh | 0.022603 | -0.12253 | Commercial |  | Annual | [5 empty] | 11 | 0.96 |  |  |  | 0 | 17.2862 | 0 | 0 | 0 | 0 | 0 | 0 | 0 | 0 | 0 | 0 | 2006 Qtr 1: 0; 2006 Qtr 2: 0; 2006 Qtr 3: 0; 2006 Qtr 4: 17.2862; 2007 Qtr 1: 0; 2007 Qtr 2: 0; 2007 Qtr 3: 0; 2007 Qtr 4: 0; 2008 Qtr 1: 0; 2008 Qtr 2: 0; 2008 Qtr 3: 0; 2008 Qtr 4: 0 | 17.2862
0 | 234053-Lighting-Remove 4 Ft Lamp (De-Lamp) | COFL00AVDEL01 | 7 | Commercial | 01-ALC-AllCommercial-IntLight | 0 |  |  |  |  | 28.2538 | 16.4871 | 0 | 0 | 0 | 11.7667 | 115.4744 |  | kWh | 0.034885 | -0.18911 | Commercial |  | Annual | [5 empty] | 11 | 0.96 |  |  |  | 0 | 18.196 | 0 | 0 | 0 | 0 | 0 | 0 | 0 | 0 | 0 | 0 | 2006 Qtr 1: 0; 2006 Qtr 2: 0; 2006 Qtr 3: 0; 2006 Qtr 4: 18.196; 2007 Qtr 1: 0; 2007 Qtr 2: 0; 2007 Qtr 3: 0; 2007 Qtr 4: 0; 2008 Qtr 1: 0; 2008 Qtr 2: 0; 2008 Qtr 3: 0; 2008 Qtr 4: 0 | 18.196
0 | 234148-Premium T8 with T12 40 Watt Baseline |  | 7 | Commercial | 14-MLI-Manufacturing–LightIndustry-LIGHT | 0 |  |  |  |  | 13.9591 | 13.1897 | 0 | 0 | 0 | 0.7694 | 64.9241 |  | kWh | 0.020063 | -0.083941 | Commercial |  | Annual | [5 empty] | 11 | 0.96 |  |  |  | 0 | 104.6272 | 0 | 0 | 0 | 0 | 0 | 0 | 0 | 0 | 0 | 0 | 2006 Qtr 1: 0; 2006 Qtr 2: 0; 2006 Qtr 3: 104.6272; 2006 Qtr 4: 0; 2007 Qtr 1: 0; 2007 Qtr 2: 0; 2007 Qtr 3: 0; 2007 Qtr 4: 0; 2008 Qtr 1: 0; 2008 Qtr 2: 0; 2008 Qtr 3: 0; 2008 Qtr 4: 0 | 104.6272
0 | 234053-Lighting-Remove 4 Ft Lamp (De-Lamp) | COFL00AVDEL01 | 7 | Commercial | 14-MLI-Manufacturing–LightIndustry-LIGHT | 0 |  |  |  |  | 28.2538 | 16.4871 | 0 | 0 | 0 | 11.7667 | 100.2037 |  | kWh | 0.030965 | -0.12955 | Commercial |  | Annual | [5 empty] | 11 | 0.96 |  |  |  | 0 | 134.6507 | 0 | 0 | 0 | 0 | 0 | 0 | 0 | 0 | 0 | 0 | 2006 Qtr 1: 0; 2006 Qtr 2: 0; 2006 Qtr 3: 134.6507; 2006 Qtr 4: 0; 2007 Qtr 1: 0; 2007 Qtr 2: 0; 2007 Qtr 3: 0; 2007 Qtr 4: 0; 2008 Qtr 1: 0; 2008 Qtr 2: 0; 2008 Qtr 3: 0; 2008 Qtr 4: 0 | 134.6507
0 | 234148-Premium T8 with T12 40 Watt Baseline |  | 7 | Commercial | 01-ALC-AllCommercial-IntLight | 0 |  |  |  |  | 13.9591 | 13.1897 | 0 | 0 | 0 | 0.7694 | 64.9358 |  | kWh | 0.020124 | -0.10634 | Commercial |  | Annual | [5 empty] | 11 | 0.96 |  |  |  | 0 | 49.1293 | 0 | 0 | 0 | 0 | 0 | 0 | 0 | 0 | 0 | 0 | 2006 Qtr 1: 0; 2006 Qtr 2: 0; 2006 Qtr 3: 0; 2006 Qtr 4: 49.1293; 2007 Qtr 1: 0; 2007 Qtr 2: 0; 2007 Qtr 3: 0; 2007 Qtr 4: 0; 2008 Qtr 1: 0; 2008 Qtr 2: 0; 2008 Qtr 3: 0; 2008 Qtr 4: 0 | 49.1293
0 | 234053-Lighting-Remove 4 Ft Lamp (De-Lamp) | COFL00AVDEL01 | 7 | Commercial | 01-ALC-AllCommercial-IntLight | 0 |  |  |  |  | 28.2538 | 16.4871 | 0 | 0 | 0 | 11.7667 | 100.2216 |  | kWh | 0.031059 | -0.16413 | Commercial |  | Annual | [5 empty] | 11 | 0.96 |  |  |  | 0 | 50.9489 | 0 | 0 | 0 | 0 | 0 | 0 | 0 | 0 | 0 | 0 | 2006 Qtr 1: 0; 2006 Qtr 2: 0; 2006 Qtr 3: 0; 2006 Qtr 4: 50.9489; 2007 Qtr 1: 0; 2007 Qtr 2: 0; 2007 Qtr 3: 0; 2007 Qtr 4: 0; 2008 Qtr 1: 0; 2008 Qtr 2: 0; 2008 Qtr 3: 0; 2008 Qtr 4: 0 | 50.9489
0 | 234148-Premium T8 with T12 40 Watt Baseline |  | 7 | Commercial | 01-ALC-AllCommercial-IntLight | 0 |  |  |  |  | 13.9591 | 13.1897 | 0 | 0 | 0 | 0.7694 | 69.1977 |  | kWh | 0.022275 | -0.11332 | Commercial |  | Annual | [5 empty] | 11 | 0.96 |  |  |  | 0 | 6.3686 | 0 | 0 | 0 | 0 | 0 | 0 | 0 | 0 | 0 | 0 | 2006 Qtr 1: 0; 2006 Qtr 2: 0; 2006 Qtr 3: 0; 2006 Qtr 4: 6.3686; 2007 Qtr 1: 0; 2007 Qtr 2: 0; 2007 Qtr 3: 0; 2007 Qtr 4: 0; 2008 Qtr 1: 0; 2008 Qtr 2: 0; 2008 Qtr 3: 0; 2008 Qtr 4: 0 | 6.3686
0 | 234053-Lighting-Remove 4 Ft Lamp (De-Lamp) | COFL00AVDEL01 | 7 | Commercial | 01-ALC-AllCommercial-IntLight | 0 |  |  |  |  | 28.2538 | 16.4871 | 0 | 0 | 0 | 11.7667 | 106.7995 |  | kWh | 0.03438 | -0.1749 | Commercial |  | Annual | [5 empty] | 11 | 0.96 |  |  |  | 0 | 7.2784 | 0 | 0 | 0 | 0 | 0 | 0 | 0 | 0 | 0 | 0 | 2006 Qtr 1: 0; 2006 Qtr 2: 0; 2006 Qtr 3: 0; 2006 Qtr 4: 7.2784; 2007 Qtr 1: 0; 2007 Qtr 2: 0; 2007 Qtr 3: 0; 2007 Qtr 4: 0; 2008 Qtr 1: 0; 2008 Qtr 2: 0; 2008 Qtr 3: 0; 2008 Qtr 4: 0 | 7.2784
0 | 234148-Premium T8 with T12 40 Watt Baseline |  | 7 | Commercial | 01-ALC-AllCommercial-IntLight | 0 |  |  |  |  | 13.9591 | 13.1897 | 0 | 0 | 0 | 0.7694 | 64.9358 |  | kWh | 0.020124 | -0.10634 | Commercial |  | Annual | [5 empty] | 11 | 0.96 |  |  |  | 0 | 41.8509 | 0 | 0 | 0 | 0 | 0 | 0 | 0 | 0 | 0 | 0 | 2006 Qtr 1: 0; 2006 Qtr 2: 0; 2006 Qtr 3: 0; 2006 Qtr 4: 41.8509; 2007 Qtr 1: 0; 2007 Qtr 2: 0; 2007 Qtr 3: 0; 2007 Qtr 4: 0; 2008 Qtr 1: 0; 2008 Qtr 2: 0; 2008 Qtr 3: 0; 2008 Qtr 4: 0 | 41.8509
0 | 234053-Lighting-Remove 4 Ft Lamp (De-Lamp) | COFL00AVDEL01 | 7 | Commercial | 01-ALC-AllCommercial-IntLight | 0 |  |  |  |  | 28.2538 | 16.4871 | 0 | 0 | 0 | 11.7667 | 100.2216 |  | kWh | 0.031059 | -0.16413 | Commercial |  | Annual | [5 empty] | 11 | 0.96 |  |  |  | 0 | 23.6549 | 0 | 0 | 0 | 0 | 0 | 0 | 0 | 0 | 0 | 0 | 2006 Qtr 1: 0; 2006 Qtr 2: 0; 2006 Qtr 3: 0; 2006 Qtr 4: 23.6549; 2007 Qtr 1: 0; 2007 Qtr 2: 0; 2007 Qtr 3: 0; 2007 Qtr 4: 0; 2008 Qtr 1: 0; 2008 Qtr 2: 0; 2008 Qtr 3: 0; 2008 Qtr 4: 0 | 23.6549
0 | 234053-Lighting-Remove 4 Ft Lamp (De-Lamp) | COFL00AVDEL01 | 7 | Commercial | 01-ALC-AllCommercial-IntLight | 0 |  |  |  |  | 28.2538 | 16.4871 | 0 | 0 | 0 | 11.7667 | 163.4528 |  | kWh | 0.032823 | -0.26768 | Commercial |  | Annual | [5 empty] | 11 | 0.96 |  |  |  | 0 | 16.3764 | 0 | 0 | 0 | 0 | 0 | 0 | 0 | 0 | 0 | 0 | 2006 Qtr 1: 0; 2006 Qtr 2: 0; 2006 Qtr 3: 0; 2006 Qtr 4: 16.3764; 2007 Qtr 1: 0; 2007 Qtr 2: 0; 2007 Qtr 3: 0; 2007 Qtr 4: 0; 2008 Qtr 1: 0; 2008 Qtr 2: 0; 2008 Qtr 3: 0; 2008 Qtr 4: 0 | 16.3764
0 | 234148-Premium T8 with T12 40 Watt Baseline |  | 7 | Commercial | 01-ALC-AllCommercial-IntLight | 0 |  |  |  |  | 13.9591 | 13.1897 | 0 | 0 | 0 | 0.7694 | 105.9046 |  | kWh | 0.021267 | -0.17344 | Commercial |  | Annual | [5 empty] | 11 | 0.96 |  |  |  | 0 | 16.3764 | 0 | 0 | 0 | 0 | 0 | 0 | 0 | 0 | 0 | 0 | 2006 Qtr 1: 0; 2006 Qtr 2: 0; 2006 Qtr 3: 0; 2006 Qtr 4: 16.3764; 2007 Qtr 1: 0; 2007 Qtr 2: 0; 2007 Qtr 3: 0; 2007 Qtr 4: 0; 2008 Qtr 1: 0; 2008 Qtr 2: 0; 2008 Qtr 3: 0; 2008 Qtr 4: 0 | 16.3764
0 | 234148-Premium T8 with T12 40 Watt Baseline |  | 7 | Commercial | 01-ALC-AllCommercial-IntLight | 0 |  |  |  |  | 13.9591 | 13.1897 | 0 | 0 | 0 | 0.7694 | 59.9551 |  | kWh | 0.020434 | -0.098187 | Commercial |  | Annual | [5 empty] | 11 | 0.96 |  |  |  | 0 | 15.4666 | 0 | 0 | 0 | 0 | 0 | 0 | 0 | 0 | 0 | 0 | 2006 Qtr 1: 0; 2006 Qtr 2: 0; 2006 Qtr 3: 0; 2006 Qtr 4: 15.4666; 2007 Qtr 1: 0; 2007 Qtr 2: 0; 2007 Qtr 3: 0; 2007 Qtr 4: 0; 2008 Qtr 1: 0; 2008 Qtr 2: 0; 2008 Qtr 3: 0; 2008 Qtr 4: 0 | 15.4666
0 | 234053-Lighting-Remove 4 Ft Lamp (De-Lamp) | COFL00AVDEL01 | 7 | Commercial | 01-ALC-AllCommercial-IntLight | 0 |  |  |  |  | 28.2538 | 16.4871 | 0 | 0 | 0 | 11.7667 | 92.5345 |  | kWh | 0.031538 | -0.15154 | Commercial |  | Annual | [5 empty] | 11 | 0.96 |  |  |  | 0 | 21.8353 | 0 | 0 | 0 | 0 | 0 | 0 | 0 | 0 | 0 | 0 | 2006 Qtr 1: 0; 2006 Qtr 2: 0; 2006 Qtr 3: 0; 2006 Qtr 4: 21.8353; 2007 Qtr 1: 0; 2007 Qtr 2: 0; 2007 Qtr 3: 0; 2007 Qtr 4: 0; 2008 Qtr 1: 0; 2008 Qtr 2: 0; 2008 Qtr 3: 0; 2008 Qtr 4: 0 | 21.8353
0 | 234148-Premium T8 with T12 40 Watt Baseline |  | 7 | Commercial | 01-ALC-AllCommercial-IntLight | 0 |  |  |  |  | 13.9591 | 13.1897 | 0 | 0 | 0 | 0.7694 | 64.9358 |  | kWh | 0.020124 | -0.10634 | Commercial |  | Annual | [5 empty] | 11 | 0.96 |  |  |  | 0 | 53.6783 | 0 | 0 | 0 | 0 | 0 | 0 | 0 | 0 | 0 | 0 | 2006 Qtr 1: 0; 2006 Qtr 2: 0; 2006 Qtr 3: 0; 2006 Qtr 4: 53.6783; 2007 Qtr 1: 0; 2007 Qtr 2: 0; 2007 Qtr 3: 0; 2007 Qtr 4: 0; 2008 Qtr 1: 0; 2008 Qtr 2: 0; 2008 Qtr 3: 0; 2008 Qtr 4: 0 | 53.6783
0 | 234053-Lighting-Remove 4 Ft Lamp (De-Lamp) | COFL00AVDEL01 | 7 | Commercial | 01-ALC-AllCommercial-IntLight | 0 |  |  |  |  | 28.2538 | 16.4871 | 0 | 0 | 0 | 11.7667 | 100.2216 |  | kWh | 0.031059 | -0.16413 | Commercial |  | Annual | [5 empty] | 11 | 0.96 |  |  |  | 0 | 55.4979 | 0 | 0 | 0 | 0 | 0 | 0 | 0 | 0 | 0 | 0 | 2006 Qtr 1: 0; 2006 Qtr 2: 0; 2006 Qtr 3: 0; 2006 Qtr 4: 55.4979; 2007 Qtr 1: 0; 2007 Qtr 2: 0; 2007 Qtr 3: 0; 2007 Qtr 4: 0; 2008 Qtr 1: 0; 2008 Qtr 2: 0; 2008 Qtr 3: 0; 2008 Qtr 4: 0 | 55.4979
0 | 234148-Premium T8 with T12 40 Watt Baseline |  | 7 | Commercial | 14-MLI-Manufacturing–LightIndustry-LIGHT | 0 |  |  |  |  | 13.9591 | 13.1897 | 0 | 0 | 0 | 0.7694 | 64.9241 |  | kWh | 0.020063 | -0.083941 | Commercial |  | Annual | [5 empty] | 11 | 0.96 |  |  |  | 0 | 57.3175 | 0 | 0 | 0 | 0 | 0 | 0 | 0 | 0 | 0 | 0 | 2006 Qtr 1: 0; 2006 Qtr 2: 0; 2006 Qtr 3: 0; 2006 Qtr 4: 57.3175; 2007 Qtr 1: 0; 2007 Qtr 2: 0; 2007 Qtr 3: 0; 2007 Qtr 4: 0; 2008 Qtr 1: 0; 2008 Qtr 2: 0; 2008 Qtr 3: 0; 2008 Qtr 4: 0 | 57.3175
0 | 234053-Lighting-Remove 4 Ft Lamp (De-Lamp) | COFL00AVDEL01 | 7 | Commercial | 14-MLI-Manufacturing–LightIndustry-LIGHT | 0 |  |  |  |  | 28.2538 | 16.4871 | 0 | 0 | 0 | 11.7667 | 100.2037 |  | kWh | 0.030965 | -0.12955 | Commercial |  | Annual | [5 empty] | 11 | 0.96 |  |  |  | 0 | 48.2195 | 0 | 0 | 0 | 0 | 0 | 0 | 0 | 0 | 0 | 0 | 2006 Qtr 1: 0; 2006 Qtr 2: 0; 2006 Qtr 3: 0; 2006 Qtr 4: 48.2195; 2007 Qtr 1: 0; 2007 Qtr 2: 0; 2007 Qtr 3: 0; 2007 Qtr 4: 0; 2008 Qtr 1: 0; 2008 Qtr 2: 0; 2008 Qtr 3: 0; 2008 Qtr 4: 0 | 48.2195
0 | 234148-Premium T8 with T12 40 Watt Baseline |  | 7 | Commercial | 01-ALC-AllCommercial-IntLight | 0 |  |  |  |  | 13.9591 | 13.1897 | 0 | 0 | 0 | 0.7694 | 74.8184 |  | kWh | 0.022603 | -0.12253 | Commercial |  | Annual | [5 empty] | 11 | 0.96 |  |  |  | 0 | 15.4666 | 0 | 0 | 0 | 0 | 0 | 0 | 0 | 0 | 0 | 0 | 2006 Qtr 1: 0; 2006 Qtr 2: 0; 2006 Qtr 3: 0; 2006 Qtr 4: 15.4666; 2007 Qtr 1: 0; 2007 Qtr 2: 0; 2007 Qtr 3: 0; 2007 Qtr 4: 0; 2008 Qtr 1: 0; 2008 Qtr 2: 0; 2008 Qtr 3: 0; 2008 Qtr 4: 0 | 15.4666
0 | 234053-Lighting-Remove 4 Ft Lamp (De-Lamp) | COFL00AVDEL01 | 7 | Commercial | 01-ALC-AllCommercial-IntLight | 0 |  |  |  |  | 28.2538 | 16.4871 | 0 | 0 | 0 | 11.7667 | 115.4744 |  | kWh | 0.034885 | -0.18911 | Commercial |  | Annual | [5 empty] | 11 | 0.96 |  |  |  | 0 | 21.8353 | 0 | 0 | 0 | 0 | 0 | 0 | 0 | 0 | 0 | 0 | 2006 Qtr 1: 0; 2006 Qtr 2: 0; 2006 Qtr 3: 0; 2006 Qtr 4: 21.8353; 2007 Qtr 1: 0; 2007 Qtr 2: 0; 2007 Qtr 3: 0; 2007 Qtr 4: 0; 2008 Qtr 1: 0; 2008 Qtr 2: 0; 2008 Qtr 3: 0; 2008 Qtr 4: 0 | 21.8353
0 | 234116-Refrigeration -Cooler/Freezer Door Gaskets - Solid Doors: Freezer |  | 7 | Commercial | 01-ALC-AllCommercial-Refrig | 0 |  |  |  |  | 4 | 4 | 0 | 0 | 0 | 0 | 104.55 |  | kWh | 0.01195 | 0 | Commercial |  | Annual | [5 empty] | 4 | 0.96 |  |  |  | 0 | 19 | 0 | 0 | 0 | 0 | 0 | 0 | 0 | 0 | 0 | 0 | 2006 Qtr 1: 0; 2006 Qtr 2: 0; 2006 Qtr 3: 0; 2006 Qtr 4: 19; 2007 Qtr 1: 0; 2007 Qtr 2: 0; 2007 Qtr 3: 0; 2007 Qtr 4: 0; 2008 Qtr 1: 0; 2008 Qtr 2: 0; 2008 Qtr 3: 0; 2008 Qtr 4: 0 | 19
0 | 234083-Refrigeration -Cooler/Freezer Door Gaskets - Glass Doors |  | 7 | Commercial | 01-ALC-AllCommercial-Refrig | 0 |  |  |  |  | 3.9999 | 4 | 0 | 0 | 0 | -5.535e-05 | 104.55 |  | kWh | 0.01195 | 0 | Commercial |  | Annual | [5 empty] | 4 | 0.96 |  |  |  | 0 | 417 | 0 | 0 | 0 | 0 | 0 | 0 | 0 | 0 | 0 | 0 | 2006 Qtr 1: 0; 2006 Qtr 2: 0; 2006 Qtr 3: 0; 2006 Qtr 4: 417; 2007 Qtr 1: 0; 2007 Qtr 2: 0; 2007 Qtr 3: 0; 2007 Qtr 4: 0; 2008 Qtr 1: 0; 2008 Qtr 2: 0; 2008 Qtr 3: 0; 2008 Qtr 4: 0 | 417
0 | 234148-Premium T8 with T12 40 Watt Baseline |  | 7 | Commercial | 01-ALC-AllCommercial-IntLight | 0 |  |  |  |  | 13.9591 | 13.1897 | 0 | 0 | 0 | 0.7694 | 59.9551 |  | kWh | 0.020434 | -0.098187 | Commercial |  | Annual | [5 empty] | 11 | 0.96 |  |  |  | 0 | 100.0782 | 0 | 0 | 0 | 0 | 0 | 0 | 0 | 0 | 0 | 0 | 2006 Qtr 1: 0; 2006 Qtr 2: 0; 2006 Qtr 3: 0; 2006 Qtr 4: 100.0782; 2007 Qtr 1: 0; 2007 Qtr 2: 0; 2007 Qtr 3: 0; 2007 Qtr 4: 0; 2008 Qtr 1: 0; 2008 Qtr 2: 0; 2008 Qtr 3: 0; 2008 Qtr 4: 0 | 100.0782
0 | 234053-Lighting-Remove 4 Ft Lamp (De-Lamp) | COFL00AVDEL01 | 7 | Commercial | 01-ALC-AllCommercial-IntLight | 0 |  |  |  |  | 28.2538 | 16.4871 | 0 | 0 | 0 | 11.7667 | 92.5345 |  | kWh | 0.031538 | -0.15154 | Commercial |  | Annual | [5 empty] | 11 | 0.96 |  |  |  | 0 | 107.3567 | 0 | 0 | 0 | 0 | 0 | 0 | 0 | 0 | 0 | 0 | 2006 Qtr 1: 0; 2006 Qtr 2: 0; 2006 Qtr 3: 0; 2006 Qtr 4: 107.3567; 2007 Qtr 1: 0; 2007 Qtr 2: 0; 2007 Qtr 3: 0; 2007 Qtr 4: 0; 2008 Qtr 1: 0; 2008 Qtr 2: 0; 2008 Qtr 3: 0; 2008 Qtr 4: 0 | 107.3567
0 | 234053-Lighting-Remove 4 Ft Lamp (De-Lamp) | COFL00AVDEL01 | 7 | Commercial | 14-MLI-Manufacturing–LightIndustry-LIGHT | 0 |  |  |  |  | 28.2538 | 16.4871 | 0 | 0 | 0 | 11.7667 | 100.2037 |  | kWh | 0.030965 | -0.12955 | Commercial |  | Annual | [5 empty] | 11 | 0.96 |  |  |  | 0 | 10.9176 | 0 | 0 | 0 | 0 | 0 | 0 | 0 | 0 | 0 | 0 | 2006 Qtr 1: 0; 2006 Qtr 2: 0; 2006 Qtr 3: 0; 2006 Qtr 4: 10.9176; 2007 Qtr 1: 0; 2007 Qtr 2: 0; 2007 Qtr 3: 0; 2007 Qtr 4: 0; 2008 Qtr 1: 0; 2008 Qtr 2: 0; 2008 Qtr 3: 0; 2008 Qtr 4: 0 | 10.9176
0 | 234148-Premium T8 with T12 40 Watt Baseline |  | 7 | Commercial | 14-MLI-Manufacturing–LightIndustry-LIGHT | 0 |  |  |  |  | 13.9591 | 13.1897 | 0 | 0 | 0 | 0.7694 | 64.9241 |  | kWh | 0.020063 | -0.083941 | Commercial |  | Annual | [5 empty] | 11 | 0.96 |  |  |  | 0 | 10.0078 | 0 | 0 | 0 | 0 | 0 | 0 | 0 | 0 | 0 | 0 | 2006 Qtr 1: 0; 2006 Qtr 2: 0; 2006 Qtr 3: 0; 2006 Qtr 4: 10.0078; 2007 Qtr 1: 0; 2007 Qtr 2: 0; 2007 Qtr 3: 0; 2007 Qtr 4: 0; 2008 Qtr 1: 0; 2008 Qtr 2: 0; 2008 Qtr 3: 0; 2008 Qtr 4: 0 | 10.0078
0 | 234148-Premium T8 with T12 40 Watt Baseline |  | 7 | Commercial | 01-ALC-AllCommercial-IntLight | 0 |  |  |  |  | 13.9591 | 13.1897 | 0 | 0 | 0 | 0.7694 | 64.9358 |  | kWh | 0.020124 | -0.10634 | Commercial |  | Annual | [5 empty] | 11 | 0.96 |  |  |  | 0 | 65.5058 | 0 | 0 | 0 | 0 | 0 | 0 | 0 | 0 | 0 | 0 | 2006 Qtr 1: 0; 2006 Qtr 2: 0; 2006 Qtr 3: 0; 2006 Qtr 4: 65.5058; 2007 Qtr 1: 0; 2007 Qtr 2: 0; 2007 Qtr 3: 0; 2007 Qtr 4: 0; 2008 Qtr 1: 0; 2008 Qtr 2: 0; 2008 Qtr 3: 0; 2008 Qtr 4: 0 | 65.5058
0 | 234053-Lighting-Remove 4 Ft Lamp (De-Lamp) | COFL00AVDEL01 | 7 | Commercial | 01-ALC-AllCommercial-IntLight | 0 |  |  |  |  | 28.2538 | 16.4871 | 0 | 0 | 0 | 11.7667 | 100.2216 |  | kWh | 0.031059 | -0.16413 | Commercial |  | Annual | [5 empty] | 11 | 0.96 |  |  |  | 0 | 65.5058 | 0 | 0 | 0 | 0 | 0 | 0 | 0 | 0 | 0 | 0 | 2006 Qtr 1: 0; 2006 Qtr 2: 0; 2006 Qtr 3: 0; 2006 Qtr 4: 65.5058; 2007 Qtr 1: 0; 2007 Qtr 2: 0; 2007 Qtr 3: 0; 2007 Qtr 4: 0; 2008 Qtr 1: 0; 2008 Qtr 2: 0; 2008 Qtr 3: 0; 2008 Qtr 4: 0 | 65.5058
0 | 234148-Premium T8 with T12 40 Watt Baseline |  | 10 | Commercial | 01-ALC-AllCommercial-IntLight | 0 |  |  |  |  | 13.9591 | 13.1897 | 0 | 0 | 0 | 0.7694 | 74.8184 |  | kWh | 0.022603 | -0.12253 | Commercial |  | Annual | [5 empty] | 11 | 0.96 |  |  |  | 0 | 50.9489 | 0 | 0 | 0 | 0 | 0 | 0 | 0 | 0 | 0 | 0 | 2006 Qtr 1: 0; 2006 Qtr 2: 0; 2006 Qtr 3: 0; 2006 Qtr 4: 50.9489; 2007 Qtr 1: 0; 2007 Qtr 2: 0; 2007 Qtr 3: 0; 2007 Qtr 4: 0; 2008 Qtr 1: 0; 2008 Qtr 2: 0; 2008 Qtr 3: 0; 2008 Qtr 4: 0 | 50.9489
0 | 234148-Premium T8 with T12 40 Watt Baseline |  | 7 | Commercial | 01-ALC-AllCommercial-IntLight | 0 |  |  |  |  | 13.9591 | 13.1897 | 0 | 0 | 0 | 0.7694 | 63.1001 |  | kWh | 0.016266 | -0.10334 | Commercial |  | Annual | [5 empty] | 11 | 0.96 |  |  |  | 0 | 21.8353 | 0 | 0 | 0 | 0 | 0 | 0 | 0 | 0 | 0 | 0 | 2006 Qtr 1: 0; 2006 Qtr 2: 0; 2006 Qtr 3: 0; 2006 Qtr 4: 21.8353; 2007 Qtr 1: 0; 2007 Qtr 2: 0; 2007 Qtr 3: 0; 2007 Qtr 4: 0; 2008 Qtr 1: 0; 2008 Qtr 2: 0; 2008 Qtr 3: 0; 2008 Qtr 4: 0 | 21.8353
0 | 234053-Lighting-Remove 4 Ft Lamp (De-Lamp) | COFL00AVDEL01 | 7 | Commercial | 01-ALC-AllCommercial-IntLight | 0 |  |  |  |  | 28.2538 | 16.4871 | 0 | 0 | 0 | 11.7667 | 97.3885 |  | kWh | 0.025105 | -0.15949 | Commercial |  | Annual | [5 empty] | 11 | 0.96 |  |  |  | 0 | 29.1137 | 0 | 0 | 0 | 0 | 0 | 0 | 0 | 0 | 0 | 0 | 2006 Qtr 1: 0; 2006 Qtr 2: 0; 2006 Qtr 3: 0; 2006 Qtr 4: 29.1137; 2007 Qtr 1: 0; 2007 Qtr 2: 0; 2007 Qtr 3: 0; 2007 Qtr 4: 0; 2008 Qtr 1: 0; 2008 Qtr 2: 0; 2008 Qtr 3: 0; 2008 Qtr 4: 0 | 29.1137
0 | 234049-Lighting-LED Exit Sign New Sign | CALC00AVETS01 | 7 | Commercial | 02-ASM-Assembly-Exit | 0 |  |  |  |  | 65.3696 | 45 | 0 | 0 | 0 | 20.3696 | 351.311 |  | kWh | 0 | 0 | Commercial |  | Annual | [5 empty] | 16 | 0.96 |  |  |  | 0 | 2 | 0 | 0 | 0 | 0 | 0 | 0 | 0 | 0 | 0 | 0 | 2006 Qtr 1: 0; 2006 Qtr 2: 0; 2006 Qtr 3: 0; 2006 Qtr 4: 2; 2007 Qtr 1: 0; 2007 Qtr 2: 0; 2007 Qtr 3: 0; 2007 Qtr 4: 0; 2008 Qtr 1: 0; 2008 Qtr 2: 0; 2008 Qtr 3: 0; 2008 Qtr 4: 0 | 2
0 | 234148-Premium T8 with T12 40 Watt Baseline |  | 7 | Commercial | 01-ALC-AllCommercial-IntLight | 0 |  |  |  |  | 13.9591 | 13.1897 | 0 | 0 | 0 | 0.7694 | 63.1001 |  | kWh | 0.016266 | -0.10334 | Commercial |  | Annual | [5 empty] | 11 | 0.96 |  |  |  | 0 | 6.3686 | 0 | 0 | 0 | 0 | 0 | 0 | 0 | 0 | 0 | 0 | 2006 Qtr 1: 0; 2006 Qtr 2: 0; 2006 Qtr 3: 0; 2006 Qtr 4: 6.3686; 2007 Qtr 1: 0; 2007 Qtr 2: 0; 2007 Qtr 3: 0; 2007 Qtr 4: 0; 2008 Qtr 1: 0; 2008 Qtr 2: 0; 2008 Qtr 3: 0; 2008 Qtr 4: 0 | 6.3686
0 | 234053-Lighting-Remove 4 Ft Lamp (De-Lamp) | COFL00AVDEL01 | 7 | Commercial | 01-ALC-AllCommercial-IntLight | 0 |  |  |  |  | 28.2538 | 16.4871 | 0 | 0 | 0 | 11.7667 | 97.3885 |  | kWh | 0.025105 | -0.15949 | Commercial |  | Annual | [5 empty] | 11 | 0.96 |  |  |  | 0 | 16.3764 | 0 | 0 | 0 | 0 | 0 | 0 | 0 | 0 | 0 | 0 | 2006 Qtr 1: 0; 2006 Qtr 2: 0; 2006 Qtr 3: 0; 2006 Qtr 4: 16.3764; 2007 Qtr 1: 0; 2007 Qtr 2: 0; 2007 Qtr 3: 0; 2007 Qtr 4: 0; 2008 Qtr 1: 0; 2008 Qtr 2: 0; 2008 Qtr 3: 0; 2008 Qtr 4: 0 | 16.3764
0 | 234053-Lighting-Remove 4 Ft Lamp (De-Lamp) | COFL00AVDEL01 | 7 | Commercial | 01-ALC-AllCommercial-IntLight | 0 |  |  |  |  | 28.2538 | 16.4871 | 0 | 0 | 0 | 11.7667 | 100.2216 |  | kWh | 0.031059 | -0.16413 | Commercial |  | Annual | [5 empty] | 11 | 0.96 |  |  |  | 0 | 25.4745 | 0 | 0 | 0 | 0 | 0 | 0 | 0 | 0 | 0 | 0 | 2006 Qtr 1: 0; 2006 Qtr 2: 0; 2006 Qtr 3: 0; 2006 Qtr 4: 25.4745; 2007 Qtr 1: 0; 2007 Qtr 2: 0; 2007 Qtr 3: 0; 2007 Qtr 4: 0; 2008 Qtr 1: 0; 2008 Qtr 2: 0; 2008 Qtr 3: 0; 2008 Qtr 4: 0 | 25.4745
0 | 234148-Premium T8 with T12 40 Watt Baseline |  | 7 | Commercial | 01-ALC-AllCommercial-IntLight | 0 |  |  |  |  | 13.9591 | 13.1897 | 0 | 0 | 0 | 0.7694 | 64.9358 |  | kWh | 0.020124 | -0.10634 | Commercial |  | Annual | [5 empty] | 11 | 0.96 |  |  |  | 0 | 22.7451 | 0 | 0 | 0 | 0 | 0 | 0 | 0 | 0 | 0 | 0 | 2006 Qtr 1: 0; 2006 Qtr 2: 0; 2006 Qtr 3: 0; 2006 Qtr 4: 22.7451; 2007 Qtr 1: 0; 2007 Qtr 2: 0; 2007 Qtr 3: 0; 2007 Qtr 4: 0; 2008 Qtr 1: 0; 2008 Qtr 2: 0; 2008 Qtr 3: 0; 2008 Qtr 4: 0 | 22.7451
0 | 234053-Lighting-Remove 4 Ft Lamp (De-Lamp) | COFL00AVDEL01 | 7 | Commercial | 01-ALC-AllCommercial-IntLight | 0 |  |  |  |  | 28.2538 | 16.4871 | 0 | 0 | 0 | 11.7667 | 128.1864 |  | kWh | 0.0412 | -0.20993 | Commercial |  | Annual | [5 empty] | 11 | 0.96 |  |  |  | 0 | 3.6392 | 0 | 0 | 0 | 0 | 0 | 0 | 0 | 0 | 0 | 0 | 2006 Qtr 1: 0; 2006 Qtr 2: 0; 2006 Qtr 3: 0; 2006 Qtr 4: 3.6392; 2007 Qtr 1: 0; 2007 Qtr 2: 0; 2007 Qtr 3: 0; 2007 Qtr 4: 0; 2008 Qtr 1: 0; 2008 Qtr 2: 0; 2008 Qtr 3: 0; 2008 Qtr 4: 0 | 3.6392
0 | 234148-Premium T8 with T12 40 Watt Baseline |  | 7 | Commercial | 14-MLI-Manufacturing–LightIndustry-LIGHT | 0 |  |  |  |  | 13.9591 | 13.1897 | 0 | 0 | 0 | 0.7694 | 64.9241 |  | kWh | 0.020063 | -0.083941 | Commercial |  | Annual | [5 empty] | 11 | 0.96 |  |  |  | 0 | 160.1252 | 0 | 0 | 0 | 0 | 0 | 0 | 0 | 0 | 0 | 0 | 2006 Qtr 1: 0; 2006 Qtr 2: 0; 2006 Qtr 3: 0; 2006 Qtr 4: 160.1252; 2007 Qtr 1: 0; 2007 Qtr 2: 0; 2007 Qtr 3: 0; 2007 Qtr 4: 0; 2008 Qtr 1: 0; 2008 Qtr 2: 0; 2008 Qtr 3: 0; 2008 Qtr 4: 0 | 160.1252
0 | 234053-Lighting-Remove 4 Ft Lamp (De-Lamp) | COFL00AVDEL01 | 7 | Commercial | 14-MLI-Manufacturing–LightIndustry-LIGHT | 0 |  |  |  |  | 28.2538 | 16.4871 | 0 | 0 | 0 | 11.7667 | 100.2037 |  | kWh | 0.030965 | -0.12955 | Commercial |  | Annual | [5 empty] | 11 | 0.96 |  |  |  | 0 | 171.0428 | 0 | 0 | 0 | 0 | 0 | 0 | 0 | 0 | 0 | 0 | 2006 Qtr 1: 0; 2006 Qtr 2: 0; 2006 Qtr 3: 0; 2006 Qtr 4: 171.0428; 2007 Qtr 1: 0; 2007 Qtr 2: 0; 2007 Qtr 3: 0; 2007 Qtr 4: 0; 2008 Qtr 1: 0; 2008 Qtr 2: 0; 2008 Qtr 3: 0; 2008 Qtr 4: 0 | 171.0428
0 | 234148-Premium T8 with T12 40 Watt Baseline |  | 7 | Commercial | 01-ALC-AllCommercial-IntLight | 0 |  |  |  |  | 13.9591 | 13.1897 | 0 | 0 | 0 | 0.7694 | 59.9551 |  | kWh | 0.020434 | -0.098187 | Commercial |  | Annual | [5 empty] | 11 | 0.96 |  |  |  | 0 | 43.6705 | 0 | 0 | 0 | 0 | 0 | 0 | 0 | 0 | 0 | 0 | 2006 Qtr 1: 0; 2006 Qtr 2: 0; 2006 Qtr 3: 43.6705; 2006 Qtr 4: 0; 2007 Qtr 1: 0; 2007 Qtr 2: 0; 2007 Qtr 3: 0; 2007 Qtr 4: 0; 2008 Qtr 1: 0; 2008 Qtr 2: 0; 2008 Qtr 3: 0; 2008 Qtr 4: 0 | 43.6705
0 | 234053-Lighting-Remove 4 Ft Lamp (De-Lamp) | COFL00AVDEL01 | 7 | Commercial | 01-ALC-AllCommercial-IntLight | 0 |  |  |  |  | 28.2538 | 16.4871 | 0 | 0 | 0 | 11.7667 | 92.5345 |  | kWh | 0.031538 | -0.15154 | Commercial |  | Annual | [5 empty] | 11 | 0.96 |  |  |  | 0 | 43.6705 | 0 | 0 | 0 | 0 | 0 | 0 | 0 | 0 | 0 | 0 | 2006 Qtr 1: 0; 2006 Qtr 2: 0; 2006 Qtr 3: 43.6705; 2006 Qtr 4: 0; 2007 Qtr 1: 0; 2007 Qtr 2: 0; 2007 Qtr 3: 0; 2007 Qtr 4: 0; 2008 Qtr 1: 0; 2008 Qtr 2: 0; 2008 Qtr 3: 0; 2008 Qtr 4: 0 | 43.6705
0 | 234148-Premium T8 with T12 40 Watt Baseline |  | 7 | Commercial | 01-ALC-AllCommercial-IntLight | 0 |  |  |  |  | 13.9591 | 13.1897 | 0 | 0 | 0 | 0.7694 | 74.8184 |  | kWh | 0.022603 | -0.12253 | Commercial |  | Annual | [5 empty] | 11 | 0.96 |  |  |  | 0 | 24.5647 | 0 | 0 | 0 | 0 | 0 | 0 | 0 | 0 | 0 | 0 | 2006 Qtr 1: 0; 2006 Qtr 2: 0; 2006 Qtr 3: 0; 2006 Qtr 4: 24.5647; 2007 Qtr 1: 0; 2007 Qtr 2: 0; 2007 Qtr 3: 0; 2007 Qtr 4: 0; 2008 Qtr 1: 0; 2008 Qtr 2: 0; 2008 Qtr 3: 0; 2008 Qtr 4: 0 | 24.5647
0 | 234053-Lighting-Remove 4 Ft Lamp (De-Lamp) | COFL00AVDEL01 | 7 | Commercial | 01-ALC-AllCommercial-IntLight | 0 |  |  |  |  | 28.2538 | 16.4871 | 0 | 0 | 0 | 11.7667 | 115.4744 |  | kWh | 0.034885 | -0.18911 | Commercial |  | Annual | [5 empty] | 11 | 0.96 |  |  |  | 0 | 25.4745 | 0 | 0 | 0 | 0 | 0 | 0 | 0 | 0 | 0 | 0 | 2006 Qtr 1: 0; 2006 Qtr 2: 0; 2006 Qtr 3: 0; 2006 Qtr 4: 25.4745; 2007 Qtr 1: 0; 2007 Qtr 2: 0; 2007 Qtr 3: 0; 2007 Qtr 4: 0; 2008 Qtr 1: 0; 2008 Qtr 2: 0; 2008 Qtr 3: 0; 2008 Qtr 4: 0 | 25.4745
0 | 234148-Premium T8 with T12 40 Watt Baseline |  | 7 | Commercial | 01-ALC-AllCommercial-IntLight | 0 |  |  |  |  | 13.9591 | 13.1897 | 0 | 0 | 0 | 0.7694 | 74.8184 |  | kWh | 0.022603 | -0.12253 | Commercial |  | Annual | [5 empty] | 11 | 0.96 |  |  |  | 0 | 50.9489 | 0 | 0 | 0 | 0 | 0 | 0 | 0 | 0 | 0 | 0 | 2006 Qtr 1: 0; 2006 Qtr 2: 0; 2006 Qtr 3: 0; 2006 Qtr 4: 50.9489; 2007 Qtr 1: 0; 2007 Qtr 2: 0; 2007 Qtr 3: 0; 2007 Qtr 4: 0; 2008 Qtr 1: 0; 2008 Qtr 2: 0; 2008 Qtr 3: 0; 2008 Qtr 4: 0 | 50.9489
0 | 234148-Premium T8 with T12 40 Watt Baseline |  | 7 | Commercial | 01-ALC-AllCommercial-IntLight | 0 |  |  |  |  | 13.9591 | 13.1897 | 0 | 0 | 0 | 0.7694 | 74.8184 |  | kWh | 0.022603 | -0.12253 | Commercial |  | Annual | [5 empty] | 11 | 0.96 |  |  |  | 0 | 47.3097 | 0 | 0 | 0 | 0 | 0 | 0 | 0 | 0 | 0 | 0 | 2006 Qtr 1: 0; 2006 Qtr 2: 0; 2006 Qtr 3: 47.3097; 2006 Qtr 4: 0; 2007 Qtr 1: 0; 2007 Qtr 2: 0; 2007 Qtr 3: 0; 2007 Qtr 4: 0; 2008 Qtr 1: 0; 2008 Qtr 2: 0; 2008 Qtr 3: 0; 2008 Qtr 4: 0 | 47.3097
0 | 234148-Premium T8 with T12 40 Watt Baseline |  | 10 | Commercial | 01-ALC-AllCommercial-IntLight | 0 |  |  |  |  | 13.9591 | 13.1897 | 0 | 0 | 0 | 0.7694 | 64.9358 |  | kWh | 0.020124 | -0.10634 | Commercial |  | Annual | [5 empty] | 11 | 0.96 |  |  |  | 0 | 50.9489 | 0 | 0 | 0 | 0 | 0 | 0 | 0 | 0 | 0 | 0 | 2006 Qtr 1: 0; 2006 Qtr 2: 0; 2006 Qtr 3: 0; 2006 Qtr 4: 50.9489; 2007 Qtr 1: 0; 2007 Qtr 2: 0; 2007 Qtr 3: 0; 2007 Qtr 4: 0; 2008 Qtr 1: 0; 2008 Qtr 2: 0; 2008 Qtr 3: 0; 2008 Qtr 4: 0 | 50.9489
0 | 234148-Premium T8 with T12 40 Watt Baseline |  | 7 | Commercial | 01-ALC-AllCommercial-IntLight | 0 |  |  |  |  | 13.9591 | 13.1897 | 0 | 0 | 0 | 0.7694 | 140.9367 |  | kWh | 0.027805 | -0.23081 | Commercial |  | Annual | [5 empty] | 11 | 0.96 |  |  |  | 0 | 40.0313 | 0 | 0 | 0 | 0 | 0 | 0 | 0 | 0 | 0 | 0 | 2006 Qtr 1: 0; 2006 Qtr 2: 0; 2006 Qtr 3: 0; 2006 Qtr 4: 40.0313; 2007 Qtr 1: 0; 2007 Qtr 2: 0; 2007 Qtr 3: 0; 2007 Qtr 4: 0; 2008 Qtr 1: 0; 2008 Qtr 2: 0; 2008 Qtr 3: 0; 2008 Qtr 4: 0 | 40.0313
0 | 234148-Premium T8 with T12 40 Watt Baseline |  | 10 | Commercial | 01-ALC-AllCommercial-IntLight | 0 |  |  |  |  | 13.9591 | 13.1897 | 0 | 0 | 0 | 0.7694 | 64.9358 |  | kWh | 0.020124 | -0.10634 | Commercial |  | Annual | [5 empty] | 11 | 0.96 |  |  |  | 0 | 107.3567 | 0 | 0 | 0 | 0 | 0 | 0 | 0 | 0 | 0 | 0 | 2006 Qtr 1: 0; 2006 Qtr 2: 0; 2006 Qtr 3: 0; 2006 Qtr 4: 107.3567; 2007 Qtr 1: 0; 2007 Qtr 2: 0; 2007 Qtr 3: 0; 2007 Qtr 4: 0; 2008 Qtr 1: 0; 2008 Qtr 2: 0; 2008 Qtr 3: 0; 2008 Qtr 4: 0 | 107.3567
0 | 234148-Premium T8 with T12 40 Watt Baseline |  | 7 | Commercial | 01-ALC-AllCommercial-IntLight | 0 |  |  |  |  | 13.9591 | 13.1897 | 0 | 0 | 0 | 0.7694 | 59.9551 |  | kWh | 0.020434 | -0.098187 | Commercial |  | Annual | [5 empty] | 11 | 0.96 |  |  |  | 0 | 80.9724 | 0 | 0 | 0 | 0 | 0 | 0 | 0 | 0 | 0 | 0 | 2006 Qtr 1: 0; 2006 Qtr 2: 0; 2006 Qtr 3: 0; 2006 Qtr 4: 80.9724; 2007 Qtr 1: 0; 2007 Qtr 2: 0; 2007 Qtr 3: 0; 2007 Qtr 4: 0; 2008 Qtr 1: 0; 2008 Qtr 2: 0; 2008 Qtr 3: 0; 2008 Qtr 4: 0 | 80.9724
0 | 234053-Lighting-Remove 4 Ft Lamp (De-Lamp) | COFL00AVDEL01 | 7 | Commercial | 01-ALC-AllCommercial-IntLight | 0 |  |  |  |  | 28.2538 | 16.4871 | 0 | 0 | 0 | 11.7667 | 92.5345 |  | kWh | 0.031538 | -0.15154 | Commercial |  | Annual | [5 empty] | 11 | 0.96 |  |  |  | 0 | 85.5214 | 0 | 0 | 0 | 0 | 0 | 0 | 0 | 0 | 0 | 0 | 2006 Qtr 1: 0; 2006 Qtr 2: 0; 2006 Qtr 3: 0; 2006 Qtr 4: 85.5214; 2007 Qtr 1: 0; 2007 Qtr 2: 0; 2007 Qtr 3: 0; 2007 Qtr 4: 0; 2008 Qtr 1: 0; 2008 Qtr 2: 0; 2008 Qtr 3: 0; 2008 Qtr 4: 0 | 85.5214
0 | 234148-Premium T8 with T12 40 Watt Baseline |  | 7 | Commercial | 01-ALC-AllCommercial-IntLight | 0 |  |  |  |  | 13.9591 | 13.1897 | 0 | 0 | 0 | 0.7694 | 59.9551 |  | kWh | 0.020434 | -0.098187 | Commercial |  | Annual | [5 empty] | 11 | 0.96 |  |  |  | 0 | 58.2273 | 0 | 0 | 0 | 0 | 0 | 0 | 0 | 0 | 0 | 0 | 2006 Qtr 1: 0; 2006 Qtr 2: 0; 2006 Qtr 3: 0; 2006 Qtr 4: 58.2273; 2007 Qtr 1: 0; 2007 Qtr 2: 0; 2007 Qtr 3: 0; 2007 Qtr 4: 0; 2008 Qtr 1: 0; 2008 Qtr 2: 0; 2008 Qtr 3: 0; 2008 Qtr 4: 0 | 58.2273
0 | 234053-Lighting-Remove 4 Ft Lamp (De-Lamp) | COFL00AVDEL01 | 7 | Commercial | 01-ALC-AllCommercial-IntLight | 0 |  |  |  |  | 28.2538 | 16.4871 | 0 | 0 | 0 | 11.7667 | 92.5345 |  | kWh | 0.031538 | -0.15154 | Commercial |  | Annual | [5 empty] | 11 | 0.96 |  |  |  | 0 | 56.4077 | 0 | 0 | 0 | 0 | 0 | 0 | 0 | 0 | 0 | 0 | 2006 Qtr 1: 0; 2006 Qtr 2: 0; 2006 Qtr 3: 0; 2006 Qtr 4: 56.4077; 2007 Qtr 1: 0; 2007 Qtr 2: 0; 2007 Qtr 3: 0; 2007 Qtr 4: 0; 2008 Qtr 1: 0; 2008 Qtr 2: 0; 2008 Qtr 3: 0; 2008 Qtr 4: 0 | 56.4077
0 | 234148-Premium T8 with T12 40 Watt Baseline |  | 7 | Commercial | 01-ALC-AllCommercial-IntLight | 0 |  |  |  |  | 13.9591 | 13.1897 | 0 | 0 | 0 | 0.7694 | 59.9551 |  | kWh | 0.020434 | -0.098187 | Commercial |  | Annual | [5 empty] | 11 | 0.96 |  |  |  | 0 | 51.8587 | 0 | 0 | 0 | 0 | 0 | 0 | 0 | 0 | 0 | 0 | 2006 Qtr 1: 0; 2006 Qtr 2: 0; 2006 Qtr 3: 0; 2006 Qtr 4: 51.8587; 2007 Qtr 1: 0; 2007 Qtr 2: 0; 2007 Qtr 3: 0; 2007 Qtr 4: 0; 2008 Qtr 1: 0; 2008 Qtr 2: 0; 2008 Qtr 3: 0; 2008 Qtr 4: 0 | 51.8587
0 | 234148-Premium T8 with T12 40 Watt Baseline |  | 7 | Commercial | 01-ALC-AllCommercial-IntLight | 0 |  |  |  |  | 13.9591 | 13.1897 | 0 | 0 | 0 | 0.7694 | 64.9358 |  | kWh | 0.020124 | -0.10634 | Commercial |  | Annual | [5 empty] | 11 | 0.96 |  |  |  | 0 | 69.145 | 0 | 0 | 0 | 0 | 0 | 0 | 0 | 0 | 0 | 0 | 2006 Qtr 1: 0; 2006 Qtr 2: 0; 2006 Qtr 3: 0; 2006 Qtr 4: 69.145; 2007 Qtr 1: 0; 2007 Qtr 2: 0; 2007 Qtr 3: 0; 2007 Qtr 4: 0; 2008 Qtr 1: 0; 2008 Qtr 2: 0; 2008 Qtr 3: 0; 2008 Qtr 4: 0 | 69.145
0 | 234053-Lighting-Remove 4 Ft Lamp (De-Lamp) | COFL00AVDEL01 | 7 | Commercial | 01-ALC-AllCommercial-IntLight | 0 |  |  |  |  | 28.2538 | 16.4871 | 0 | 0 | 0 | 11.7667 | 100.2216 |  | kWh | 0.031059 | -0.16413 | Commercial |  | Annual | [5 empty] | 11 | 0.96 |  |  |  | 0 | 9.098 | 0 | 0 | 0 | 0 | 0 | 0 | 0 | 0 | 0 | 0 | 2006 Qtr 1: 0; 2006 Qtr 2: 0; 2006 Qtr 3: 0; 2006 Qtr 4: 9.098; 2007 Qtr 1: 0; 2007 Qtr 2: 0; 2007 Qtr 3: 0; 2007 Qtr 4: 0; 2008 Qtr 1: 0; 2008 Qtr 2: 0; 2008 Qtr 3: 0; 2008 Qtr 4: 0 | 9.098
0 | 234148-Premium T8 with T12 40 Watt Baseline |  | 10 | Commercial | 14-MLI-Manufacturing–LightIndustry-LIGHT | 0 |  |  |  |  | 13.9591 | 13.1897 | 0 | 0 | 0 | 0.7694 | 65.7677 |  | kWh | 0.020053 | -0.099718 | Commercial |  | Annual | [5 empty] | 11 | 0.96 |  |  |  | 0 | 67.3254 | 0 | 0 | 0 | 0 | 0 | 0 | 0 | 0 | 0 | 0 | 2006 Qtr 1: 0; 2006 Qtr 2: 0; 2006 Qtr 3: 0; 2006 Qtr 4: 67.3254; 2007 Qtr 1: 0; 2007 Qtr 2: 0; 2007 Qtr 3: 0; 2007 Qtr 4: 0; 2008 Qtr 1: 0; 2008 Qtr 2: 0; 2008 Qtr 3: 0; 2008 Qtr 4: 0 | 67.3254
0 | 234053-Lighting-Remove 4 Ft Lamp (De-Lamp) | COFL00AVDEL01 | 10 | Commercial | 14-MLI-Manufacturing–LightIndustry-LIGHT | 0 |  |  |  |  | 28.2538 | 16.4871 | 0 | 0 | 0 | 11.7667 | 101.5057 |  | kWh | 0.03095 | -0.1539 | Commercial |  | Annual | [5 empty] | 11 | 0.96 |  |  |  | 0 | 37.3019 | 0 | 0 | 0 | 0 | 0 | 0 | 0 | 0 | 0 | 0 | 2006 Qtr 1: 0; 2006 Qtr 2: 0; 2006 Qtr 3: 0; 2006 Qtr 4: 37.3019; 2007 Qtr 1: 0; 2007 Qtr 2: 0; 2007 Qtr 3: 0; 2007 Qtr 4: 0; 2008 Qtr 1: 0; 2008 Qtr 2: 0; 2008 Qtr 3: 0; 2008 Qtr 4: 0 | 37.3019
0 | 234148-Premium T8 with T12 40 Watt Baseline |  | 10 | Commercial | 01-ALC-AllCommercial-IntLight | 0 |  |  |  |  | 13.9591 | 13.1897 | 0 | 0 | 0 | 0.7694 | 69.1977 |  | kWh | 0.022275 | -0.11332 | Commercial |  | Annual | [5 empty] | 11 | 0.96 |  |  |  | 0 | 62.7763 | 0 | 0 | 0 | 0 | 0 | 0 | 0 | 0 | 0 | 0 | 2006 Qtr 1: 0; 2006 Qtr 2: 0; 2006 Qtr 3: 0; 2006 Qtr 4: 62.7763; 2007 Qtr 1: 0; 2007 Qtr 2: 0; 2007 Qtr 3: 0; 2007 Qtr 4: 0; 2008 Qtr 1: 0; 2008 Qtr 2: 0; 2008 Qtr 3: 0; 2008 Qtr 4: 0 | 62.7763
0 | 234053-Lighting-Remove 4 Ft Lamp (De-Lamp) | COFL00AVDEL01 | 10 | Commercial | 01-ALC-AllCommercial-IntLight | 0 |  |  |  |  | 28.2538 | 16.4871 | 0 | 0 | 0 | 11.7667 | 106.7995 |  | kWh | 0.03438 | -0.1749 | Commercial |  | Annual | [5 empty] | 11 | 0.96 |  |  |  | 0 | 50.0391 | 0 | 0 | 0 | 0 | 0 | 0 | 0 | 0 | 0 | 0 | 2006 Qtr 1: 0; 2006 Qtr 2: 0; 2006 Qtr 3: 0; 2006 Qtr 4: 50.0391; 2007 Qtr 1: 0; 2007 Qtr 2: 0; 2007 Qtr 3: 0; 2007 Qtr 4: 0; 2008 Qtr 1: 0; 2008 Qtr 2: 0; 2008 Qtr 3: 0; 2008 Qtr 4: 0 | 50.0391
0 | 234148-Premium T8 with T12 40 Watt Baseline |  | 10 | Commercial | 14-MLI-Manufacturing–LightIndustry-LIGHT | 0 |  |  |  |  | 13.9591 | 13.1897 | 0 | 0 | 0 | 0.7694 | 65.7677 |  | kWh | 0.020053 | -0.099718 | Commercial |  | Annual | [5 empty] | 11 | 0.96 |  |  |  | 0 | 9.098 | 0 | 0 | 0 | 0 | 0 | 0 | 0 | 0 | 0 | 0 | 2006 Qtr 1: 0; 2006 Qtr 2: 0; 2006 Qtr 3: 0; 2006 Qtr 4: 9.098; 2007 Qtr 1: 0; 2007 Qtr 2: 0; 2007 Qtr 3: 0; 2007 Qtr 4: 0; 2008 Qtr 1: 0; 2008 Qtr 2: 0; 2008 Qtr 3: 0; 2008 Qtr 4: 0 | 9.098
0 | 234053-Lighting-Remove 4 Ft Lamp (De-Lamp) | COFL00AVDEL01 | 10 | Commercial | 14-MLI-Manufacturing–LightIndustry-LIGHT | 0 |  |  |  |  | 28.2538 | 16.4871 | 0 | 0 | 0 | 11.7667 | 101.5057 |  | kWh | 0.03095 | -0.1539 | Commercial |  | Annual | [5 empty] | 11 | 0.96 |  |  |  | 0 | 7.2784 | 0 | 0 | 0 | 0 | 0 | 0 | 0 | 0 | 0 | 0 | 2006 Qtr 1: 0; 2006 Qtr 2: 0; 2006 Qtr 3: 0; 2006 Qtr 4: 7.2784; 2007 Qtr 1: 0; 2007 Qtr 2: 0; 2007 Qtr 3: 0; 2007 Qtr 4: 0; 2008 Qtr 1: 0; 2008 Qtr 2: 0; 2008 Qtr 3: 0; 2008 Qtr 4: 0 | 7.2784
0 | 234148-Premium T8 with T12 40 Watt Baseline |  | 10 | Commercial | 14-MLI-Manufacturing–LightIndustry-LIGHT | 0 |  |  |  |  | 13.9591 | 13.1897 | 0 | 0 | 0 | 0.7694 | 65.7677 |  | kWh | 0.020053 | -0.099718 | Commercial |  | Annual | [5 empty] | 11 | 0.96 |  |  |  | 0 | 65.5058 | 0 | 0 | 0 | 0 | 0 | 0 | 0 | 0 | 0 | 0 | 2006 Qtr 1: 0; 2006 Qtr 2: 0; 2006 Qtr 3: 0; 2006 Qtr 4: 65.5058; 2007 Qtr 1: 0; 2007 Qtr 2: 0; 2007 Qtr 3: 0; 2007 Qtr 4: 0; 2008 Qtr 1: 0; 2008 Qtr 2: 0; 2008 Qtr 3: 0; 2008 Qtr 4: 0 | 65.5058
0 | 234053-Lighting-Remove 4 Ft Lamp (De-Lamp) | COFL00AVDEL01 | 10 | Commercial | 14-MLI-Manufacturing–LightIndustry-LIGHT | 0 |  |  |  |  | 28.2538 | 16.4871 | 0 | 0 | 0 | 11.7667 | 101.5057 |  | kWh | 0.03095 | -0.1539 | Commercial |  | Annual | [5 empty] | 11 | 0.96 |  |  |  | 0 | 63.6862 | 0 | 0 | 0 | 0 | 0 | 0 | 0 | 0 | 0 | 0 | 2006 Qtr 1: 0; 2006 Qtr 2: 0; 2006 Qtr 3: 0; 2006 Qtr 4: 63.6862; 2007 Qtr 1: 0; 2007 Qtr 2: 0; 2007 Qtr 3: 0; 2007 Qtr 4: 0; 2008 Qtr 1: 0; 2008 Qtr 2: 0; 2008 Qtr 3: 0; 2008 Qtr 4: 0 | 63.6862
0 | 234148-Premium T8 with T12 40 Watt Baseline |  | 10 | Commercial | 01-ALC-AllCommercial-IntLight | 0 |  |  |  |  | 13.9591 | 13.1897 | 0 | 0 | 0 | 0.7694 | 64.9358 |  | kWh | 0.020124 | -0.10634 | Commercial |  | Annual | [5 empty] | 11 | 0.96 |  |  |  | 0 | 56.4077 | 0 | 0 | 0 | 0 | 0 | 0 | 0 | 0 | 0 | 0 | 2006 Qtr 1: 0; 2006 Qtr 2: 0; 2006 Qtr 3: 0; 2006 Qtr 4: 56.4077; 2007 Qtr 1: 0; 2007 Qtr 2: 0; 2007 Qtr 3: 0; 2007 Qtr 4: 0; 2008 Qtr 1: 0; 2008 Qtr 2: 0; 2008 Qtr 3: 0; 2008 Qtr 4: 0 | 56.4077
0 | 234053-Lighting-Remove 4 Ft Lamp (De-Lamp) | COFL00AVDEL01 | 10 | Commercial | 01-ALC-AllCommercial-IntLight | 0 |  |  |  |  | 28.2538 | 16.4871 | 0 | 0 | 0 | 11.7667 | 100.2216 |  | kWh | 0.031059 | -0.16413 | Commercial |  | Annual | [5 empty] | 11 | 0.96 |  |  |  | 0 | 53.6783 | 0 | 0 | 0 | 0 | 0 | 0 | 0 | 0 | 0 | 0 | 2006 Qtr 1: 0; 2006 Qtr 2: 0; 2006 Qtr 3: 0; 2006 Qtr 4: 53.6783; 2007 Qtr 1: 0; 2007 Qtr 2: 0; 2007 Qtr 3: 0; 2007 Qtr 4: 0; 2008 Qtr 1: 0; 2008 Qtr 2: 0; 2008 Qtr 3: 0; 2008 Qtr 4: 0 | 53.6783
0 | 234053-Lighting-Remove 4 Ft Lamp (De-Lamp) | COFL00AVDEL01 | 10 | Commercial | 01-ALC-AllCommercial-IntLight | 0 |  |  |  |  | 28.2538 | 16.4871 | 0 | 0 | 0 | 11.7667 | 106.7995 |  | kWh | 0.03438 | -0.1749 | Commercial |  | Annual | [5 empty] | 11 | 0.96 |  |  |  | 0 | 25.4745 | 0 | 0 | 0 | 0 | 0 | 0 | 0 | 0 | 0 | 0 | 2006 Qtr 1: 0; 2006 Qtr 2: 0; 2006 Qtr 3: 0; 2006 Qtr 4: 25.4745; 2007 Qtr 1: 0; 2007 Qtr 2: 0; 2007 Qtr 3: 0; 2007 Qtr 4: 0; 2008 Qtr 1: 0; 2008 Qtr 2: 0; 2008 Qtr 3: 0; 2008 Qtr 4: 0 | 25.4745
0 | 234148-Premium T8 with T12 40 Watt Baseline |  | 10 | Commercial | 01-ALC-AllCommercial-IntLight | 0 |  |  |  |  | 13.9591 | 13.1897 | 0 | 0 | 0 | 0.7694 | 69.1977 |  | kWh | 0.022275 | -0.11332 | Commercial |  | Annual | [5 empty] | 11 | 0.96 |  |  |  | 0 | 22.7451 | 0 | 0 | 0 | 0 | 0 | 0 | 0 | 0 | 0 | 0 | 2006 Qtr 1: 0; 2006 Qtr 2: 0; 2006 Qtr 3: 0; 2006 Qtr 4: 22.7451; 2007 Qtr 1: 0; 2007 Qtr 2: 0; 2007 Qtr 3: 0; 2007 Qtr 4: 0; 2008 Qtr 1: 0; 2008 Qtr 2: 0; 2008 Qtr 3: 0; 2008 Qtr 4: 0 | 22.7451
0 | 234148-Premium T8 with T12 40 Watt Baseline |  | 10 | Commercial | 01-ALC-AllCommercial-IntLight | 0 |  |  |  |  | 13.9591 | 13.1897 | 0 | 0 | 0 | 0.7694 | 64.9358 |  | kWh | 0.020124 | -0.10634 | Commercial |  | Annual | [5 empty] | 11 | 0.96 |  |  |  | 0 | 49.1293 | 0 | 0 | 0 | 0 | 0 | 0 | 0 | 0 | 0 | 0 | 2006 Qtr 1: 0; 2006 Qtr 2: 0; 2006 Qtr 3: 0; 2006 Qtr 4: 49.1293; 2007 Qtr 1: 0; 2007 Qtr 2: 0; 2007 Qtr 3: 0; 2007 Qtr 4: 0; 2008 Qtr 1: 0; 2008 Qtr 2: 0; 2008 Qtr 3: 0; 2008 Qtr 4: 0 | 49.1293
0 | 234053-Lighting-Remove 4 Ft Lamp (De-Lamp) | COFL00AVDEL01 | 10 | Commercial | 01-ALC-AllCommercial-IntLight | 0 |  |  |  |  | 28.2538 | 16.4871 | 0 | 0 | 0 | 11.7667 | 100.2216 |  | kWh | 0.031059 | -0.16413 | Commercial |  | Annual | [5 empty] | 11 | 0.96 |  |  |  | 0 | 54.5881 | 0 | 0 | 0 | 0 | 0 | 0 | 0 | 0 | 0 | 0 | 2006 Qtr 1: 0; 2006 Qtr 2: 0; 2006 Qtr 3: 0; 2006 Qtr 4: 54.5881; 2007 Qtr 1: 0; 2007 Qtr 2: 0; 2007 Qtr 3: 0; 2007 Qtr 4: 0; 2008 Qtr 1: 0; 2008 Qtr 2: 0; 2008 Qtr 3: 0; 2008 Qtr 4: 0 | 54.5881
0 | 234148-Premium T8 with T12 40 Watt Baseline |  | 10 | Commercial | 01-ALC-AllCommercial-IntLight | 0 |  |  |  |  | 13.9591 | 13.1897 | 0 | 0 | 0 | 0.7694 | 64.9358 |  | kWh | 0.020124 | -0.10634 | Commercial |  | Annual | [5 empty] | 11 | 0.96 |  |  |  | 0 | 32.7529 | 0 | 0 | 0 | 0 | 0 | 0 | 0 | 0 | 0 | 0 | 2006 Qtr 1: 0; 2006 Qtr 2: 0; 2006 Qtr 3: 0; 2006 Qtr 4: 32.7529; 2007 Qtr 1: 0; 2007 Qtr 2: 0; 2007 Qtr 3: 0; 2007 Qtr 4: 0; 2008 Qtr 1: 0; 2008 Qtr 2: 0; 2008 Qtr 3: 0; 2008 Qtr 4: 0 | 32.7529
0 | 234053-Lighting-Remove 4 Ft Lamp (De-Lamp) | COFL00AVDEL01 | 10 | Commercial | 01-ALC-AllCommercial-IntLight | 0 |  |  |  |  | 28.2538 | 16.4871 | 0 | 0 | 0 | 11.7667 | 100.2216 |  | kWh | 0.031059 | -0.16413 | Commercial |  | Annual | [5 empty] | 11 | 0.96 |  |  |  | 0 | 38.2117 | 0 | 0 | 0 | 0 | 0 | 0 | 0 | 0 | 0 | 0 | 2006 Qtr 1: 0; 2006 Qtr 2: 0; 2006 Qtr 3: 0; 2006 Qtr 4: 38.2117; 2007 Qtr 1: 0; 2007 Qtr 2: 0; 2007 Qtr 3: 0; 2007 Qtr 4: 0; 2008 Qtr 1: 0; 2008 Qtr 2: 0; 2008 Qtr 3: 0; 2008 Qtr 4: 0 | 38.2117
0 | 234148-Premium T8 with T12 40 Watt Baseline |  | 10 | Commercial | 14-MLI-Manufacturing–LightIndustry-LIGHT | 0 |  |  |  |  | 13.9591 | 13.1897 | 0 | 0 | 0 | 0.7694 | 65.7677 |  | kWh | 0.020053 | -0.099718 | Commercial |  | Annual | [5 empty] | 11 | 0.96 |  |  |  | 0 | 10.9176 | 0 | 0 | 0 | 0 | 0 | 0 | 0 | 0 | 0 | 0 | 2006 Qtr 1: 0; 2006 Qtr 2: 0; 2006 Qtr 3: 0; 2006 Qtr 4: 10.9176; 2007 Qtr 1: 0; 2007 Qtr 2: 0; 2007 Qtr 3: 0; 2007 Qtr 4: 0; 2008 Qtr 1: 0; 2008 Qtr 2: 0; 2008 Qtr 3: 0; 2008 Qtr 4: 0 | 10.9176
0 | 234053-Lighting-Remove 4 Ft Lamp (De-Lamp) | COFL00AVDEL01 | 10 | Commercial | 14-MLI-Manufacturing–LightIndustry-LIGHT | 0 |  |  |  |  | 28.2538 | 16.4871 | 0 | 0 | 0 | 11.7667 | 101.5057 |  | kWh | 0.03095 | -0.1539 | Commercial |  | Annual | [5 empty] | 11 | 0.96 |  |  |  | 0 | 12.7372 | 0 | 0 | 0 | 0 | 0 | 0 | 0 | 0 | 0 | 0 | 2006 Qtr 1: 0; 2006 Qtr 2: 0; 2006 Qtr 3: 0; 2006 Qtr 4: 12.7372; 2007 Qtr 1: 0; 2007 Qtr 2: 0; 2007 Qtr 3: 0; 2007 Qtr 4: 0; 2008 Qtr 1: 0; 2008 Qtr 2: 0; 2008 Qtr 3: 0; 2008 Qtr 4: 0 | 12.7372
0 | 234148-Premium T8 with T12 40 Watt Baseline |  | 10 | Commercial | 01-ALC-AllCommercial-IntLight | 0 |  |  |  |  | 13.9591 | 13.1897 | 0 | 0 | 0 | 0.7694 | 64.9358 |  | kWh | 0.020124 | -0.10634 | Commercial |  | Annual | [5 empty] | 11 | 0.96 |  |  |  | 0 | 20.0156 | 0 | 0 | 0 | 0 | 0 | 0 | 0 | 0 | 0 | 0 | 2006 Qtr 1: 0; 2006 Qtr 2: 0; 2006 Qtr 3: 0; 2006 Qtr 4: 20.0156; 2007 Qtr 1: 0; 2007 Qtr 2: 0; 2007 Qtr 3: 0; 2007 Qtr 4: 0; 2008 Qtr 1: 0; 2008 Qtr 2: 0; 2008 Qtr 3: 0; 2008 Qtr 4: 0 | 20.0156
0 | 234053-Lighting-Remove 4 Ft Lamp (De-Lamp) | COFL00AVDEL01 | 10 | Commercial | 01-ALC-AllCommercial-IntLight | 0 |  |  |  |  | 28.2538 | 16.4871 | 0 | 0 | 0 | 11.7667 | 100.2216 |  | kWh | 0.031059 | -0.16413 | Commercial |  | Annual | [5 empty] | 11 | 0.96 |  |  |  | 0 | 23.6549 | 0 | 0 | 0 | 0 | 0 | 0 | 0 | 0 | 0 | 0 | 2006 Qtr 1: 0; 2006 Qtr 2: 0; 2006 Qtr 3: 0; 2006 Qtr 4: 23.6549; 2007 Qtr 1: 0; 2007 Qtr 2: 0; 2007 Qtr 3: 0; 2007 Qtr 4: 0; 2008 Qtr 1: 0; 2008 Qtr 2: 0; 2008 Qtr 3: 0; 2008 Qtr 4: 0 | 23.6549
0 | 234148-Premium T8 with T12 40 Watt Baseline |  | 10 | Commercial | 01-ALC-AllCommercial-IntLight | 0 |  |  |  |  | 13.9591 | 13.1897 | 0 | 0 | 0 | 0.7694 | 64.9358 |  | kWh | 0.020124 | -0.10634 | Commercial |  | Annual | [5 empty] | 11 | 0.96 |  |  |  | 0 | 52.7685 | 0 | 0 | 0 | 0 | 0 | 0 | 0 | 0 | 0 | 0 | 2006 Qtr 1: 0; 2006 Qtr 2: 0; 2006 Qtr 3: 0; 2006 Qtr 4: 52.7685; 2007 Qtr 1: 0; 2007 Qtr 2: 0; 2007 Qtr 3: 0; 2007 Qtr 4: 0; 2008 Qtr 1: 0; 2008 Qtr 2: 0; 2008 Qtr 3: 0; 2008 Qtr 4: 0 | 52.7685
0 | 234053-Lighting-Remove 4 Ft Lamp (De-Lamp) | COFL00AVDEL01 | 10 | Commercial | 01-ALC-AllCommercial-IntLight | 0 |  |  |  |  | 28.2538 | 16.4871 | 0 | 0 | 0 | 11.7667 | 100.2216 |  | kWh | 0.031059 | -0.16413 | Commercial |  | Annual | [5 empty] | 11 | 0.96 |  |  |  | 0 | 50.0391 | 0 | 0 | 0 | 0 | 0 | 0 | 0 | 0 | 0 | 0 | 2006 Qtr 1: 0; 2006 Qtr 2: 0; 2006 Qtr 3: 0; 2006 Qtr 4: 50.0391; 2007 Qtr 1: 0; 2007 Qtr 2: 0; 2007 Qtr 3: 0; 2007 Qtr 4: 0; 2008 Qtr 1: 0; 2008 Qtr 2: 0; 2008 Qtr 3: 0; 2008 Qtr 4: 0 | 50.0391
0 | 234083-Refrigeration -Cooler/Freezer Door Gaskets - Glass Doors |  | 7 | Commercial | 01-ALC-AllCommercial-Refrig | 0 |  |  |  |  | 3.9999 | 4 | 0 | 0 | 0 | -5.535e-05 | 104.55 |  | kWh | 0.01195 | 0 | Commercial |  | Annual | [5 empty] | 4 | 0.96 |  |  |  | 0 | 125 | 0 | 0 | 0 | 0 | 0 | 0 | 0 | 0 | 0 | 0 | 2006 Qtr 1: 0; 2006 Qtr 2: 0; 2006 Qtr 3: 0; 2006 Qtr 4: 125; 2007 Qtr 1: 0; 2007 Qtr 2: 0; 2007 Qtr 3: 0; 2007 Qtr 4: 0; 2008 Qtr 1: 0; 2008 Qtr 2: 0; 2008 Qtr 3: 0; 2008 Qtr 4: 0 | 125
0 | 234148-Premium T8 with T12 40 Watt Baseline |  | 7 | Commercial | 01-ALC-AllCommercial-IntLight | 0 |  |  |  |  | 13.9591 | 13.1897 | 0 | 0 | 0 | 0.7694 | 64.9358 |  | kWh | 0.020124 | -0.10634 | Commercial |  | Annual | [5 empty] | 11 | 0.96 |  |  |  | 0 | 37.3019 | 0 | 0 | 0 | 0 | 0 | 0 | 0 | 0 | 0 | 0 | 2006 Qtr 1: 0; 2006 Qtr 2: 0; 2006 Qtr 3: 0; 2006 Qtr 4: 37.3019; 2007 Qtr 1: 0; 2007 Qtr 2: 0; 2007 Qtr 3: 0; 2007 Qtr 4: 0; 2008 Qtr 1: 0; 2008 Qtr 2: 0; 2008 Qtr 3: 0; 2008 Qtr 4: 0 | 37.3019
0 | 234053-Lighting-Remove 4 Ft Lamp (De-Lamp) | COFL00AVDEL01 | 7 | Commercial | 01-ALC-AllCommercial-IntLight | 0 |  |  |  |  | 28.2538 | 16.4871 | 0 | 0 | 0 | 11.7667 | 100.2216 |  | kWh | 0.031059 | -0.16413 | Commercial |  | Annual | [5 empty] | 11 | 0.96 |  |  |  | 0 | 41.8509 | 0 | 0 | 0 | 0 | 0 | 0 | 0 | 0 | 0 | 0 | 2006 Qtr 1: 0; 2006 Qtr 2: 0; 2006 Qtr 3: 0; 2006 Qtr 4: 41.8509; 2007 Qtr 1: 0; 2007 Qtr 2: 0; 2007 Qtr 3: 0; 2007 Qtr 4: 0; 2008 Qtr 1: 0; 2008 Qtr 2: 0; 2008 Qtr 3: 0; 2008 Qtr 4: 0 | 41.8509
0 | 234083-Refrigeration -Cooler/Freezer Door Gaskets - Glass Doors |  | 7 | Commercial | 01-ALC-AllCommercial-Refrig | 0 |  |  |  |  | 3.9999 | 4 | 0 | 0 | 0 | -5.535e-05 | 104.55 |  | kWh | 0.01195 | 0 | Commercial |  | Annual | [5 empty] | 4 | 0.96 |  |  |  | 0 | 158 | 0 | 0 | 0 | 0 | 0 | 0 | 0 | 0 | 0 | 0 | 2006 Qtr 1: 0; 2006 Qtr 2: 0; 2006 Qtr 3: 0; 2006 Qtr 4: 158; 2007 Qtr 1: 0; 2007 Qtr 2: 0; 2007 Qtr 3: 0; 2007 Qtr 4: 0; 2008 Qtr 1: 0; 2008 Qtr 2: 0; 2008 Qtr 3: 0; 2008 Qtr 4: 0 | 158
0 | 234148-Premium T8 with T12 40 Watt Baseline |  | 7 | Commercial | 01-ALC-AllCommercial-IntLight | 0 |  |  |  |  | 13.9591 | 13.1897 | 0 | 0 | 0 | 0.7694 | 140.9367 |  | kWh | 0.027805 | -0.23081 | Commercial |  | Annual | [5 empty] | 11 | 0.96 |  |  |  | 0 | 35.4823 | 0 | 0 | 0 | 0 | 0 | 0 | 0 | 0 | 0 | 0 | 2006 Qtr 1: 0; 2006 Qtr 2: 0; 2006 Qtr 3: 0; 2006 Qtr 4: 35.4823; 2007 Qtr 1: 0; 2007 Qtr 2: 0; 2007 Qtr 3: 0; 2007 Qtr 4: 0; 2008 Qtr 1: 0; 2008 Qtr 2: 0; 2008 Qtr 3: 0; 2008 Qtr 4: 0 | 35.4823
0 | 234053-Lighting-Remove 4 Ft Lamp (De-Lamp) | COFL00AVDEL01 | 7 | Commercial | 01-ALC-AllCommercial-IntLight | 0 |  |  |  |  | 28.2538 | 16.4871 | 0 | 0 | 0 | 11.7667 | 217.5212 |  | kWh | 0.042914 | -0.35623 | Commercial |  | Annual | [5 empty] | 11 | 0.96 |  |  |  | 0 | 54.5881 | 0 | 0 | 0 | 0 | 0 | 0 | 0 | 0 | 0 | 0 | 2006 Qtr 1: 0; 2006 Qtr 2: 0; 2006 Qtr 3: 0; 2006 Qtr 4: 54.5881; 2007 Qtr 1: 0; 2007 Qtr 2: 0; 2007 Qtr 3: 0; 2007 Qtr 4: 0; 2008 Qtr 1: 0; 2008 Qtr 2: 0; 2008 Qtr 3: 0; 2008 Qtr 4: 0 | 54.5881
0 | 234148-Premium T8 with T12 40 Watt Baseline |  | 10 | Commercial | 01-ALC-AllCommercial-IntLight | 0 |  |  |  |  | 13.9591 | 13.1897 | 0 | 0 | 0 | 0.7694 | 74.8184 |  | kWh | 0.022603 | -0.12253 | Commercial |  | Annual | [5 empty] | 11 | 0.96 |  |  |  | 0 | 36.3921 | 0 | 0 | 0 | 0 | 0 | 0 | 0 | 0 | 0 | 0 | 2006 Qtr 1: 0; 2006 Qtr 2: 0; 2006 Qtr 3: 36.3921; 2006 Qtr 4: 0; 2007 Qtr 1: 0; 2007 Qtr 2: 0; 2007 Qtr 3: 0; 2007 Qtr 4: 0; 2008 Qtr 1: 0; 2008 Qtr 2: 0; 2008 Qtr 3: 0; 2008 Qtr 4: 0 | 36.3921
0 | 234148-Premium T8 with T12 40 Watt Baseline |  | 10 | Commercial | 01-ALC-AllCommercial-IntLight | 0 |  |  |  |  | 13.9591 | 13.1897 | 0 | 0 | 0 | 0.7694 | 74.8184 |  | kWh | 0.022603 | -0.12253 | Commercial |  | Annual | [5 empty] | 11 | 0.96 |  |  |  | 0 | 32.7529 | 0 | 0 | 0 | 0 | 0 | 0 | 0 | 0 | 0 | 0 | 2006 Qtr 1: 0; 2006 Qtr 2: 0; 2006 Qtr 3: 0; 2006 Qtr 4: 32.7529; 2007 Qtr 1: 0; 2007 Qtr 2: 0; 2007 Qtr 3: 0; 2007 Qtr 4: 0; 2008 Qtr 1: 0; 2008 Qtr 2: 0; 2008 Qtr 3: 0; 2008 Qtr 4: 0 | 32.7529
0 | 234148-Premium T8 with T12 40 Watt Baseline |  | 7 | Commercial | 01-ALC-AllCommercial-IntLight | 0 |  |  |  |  | 13.9591 | 13.1897 | 0 | 0 | 0 | 0.7694 | 36.0898 |  | kWh | 0.0078682 | -0.059104 | Commercial |  | Annual | [5 empty] | 11 | 0.96 |  |  |  | 0 | 84.6116 | 0 | 0 | 0 | 0 | 0 | 0 | 0 | 0 | 0 | 0 | 2006 Qtr 1: 0; 2006 Qtr 2: 0; 2006 Qtr 3: 0; 2006 Qtr 4: 84.6116; 2007 Qtr 1: 0; 2007 Qtr 2: 0; 2007 Qtr 3: 0; 2007 Qtr 4: 0; 2008 Qtr 1: 0; 2008 Qtr 2: 0; 2008 Qtr 3: 0; 2008 Qtr 4: 0 | 84.6116
0 | 234053-Lighting-Remove 4 Ft Lamp (De-Lamp) | COFL00AVDEL01 | 7 | Commercial | 01-ALC-AllCommercial-IntLight | 0 |  |  |  |  | 28.2538 | 16.4871 | 0 | 0 | 0 | 11.7667 | 55.7008 |  | kWh | 0.012144 | -0.09122 | Commercial |  | Annual | [5 empty] | 11 | 0.96 |  |  |  | 0 | 109.1763 | 0 | 0 | 0 | 0 | 0 | 0 | 0 | 0 | 0 | 0 | 2006 Qtr 1: 0; 2006 Qtr 2: 0; 2006 Qtr 3: 0; 2006 Qtr 4: 109.1763; 2007 Qtr 1: 0; 2007 Qtr 2: 0; 2007 Qtr 3: 0; 2007 Qtr 4: 0; 2008 Qtr 1: 0; 2008 Qtr 2: 0; 2008 Qtr 3: 0; 2008 Qtr 4: 0 | 109.1763
0 | 234148-Premium T8 with T12 40 Watt Baseline |  | 10 | Commercial | 01-ALC-AllCommercial-IntLight | 0 |  |  |  |  | 13.9591 | 13.1897 | 0 | 0 | 0 | 0.7694 | 74.8184 |  | kWh | 0.022603 | -0.12253 | Commercial |  | Annual | [5 empty] | 11 | 0.96 |  |  |  | 0 | 134.6507 | 0 | 0 | 0 | 0 | 0 | 0 | 0 | 0 | 0 | 0 | 2006 Qtr 1: 0; 2006 Qtr 2: 0; 2006 Qtr 3: 0; 2006 Qtr 4: 134.6507; 2007 Qtr 1: 0; 2007 Qtr 2: 0; 2007 Qtr 3: 0; 2007 Qtr 4: 0; 2008 Qtr 1: 0; 2008 Qtr 2: 0; 2008 Qtr 3: 0; 2008 Qtr 4: 0 | 134.6507
0 | 234148-Premium T8 with T12 40 Watt Baseline |  | 7 | Commercial | 01-ALC-AllCommercial-IntLight | 0 |  |  |  |  | 13.9591 | 13.1897 | 0 | 0 | 0 | 0.7694 | 74.8184 |  | kWh | 0.022603 | -0.12253 | Commercial |  | Annual | [5 empty] | 11 | 0.96 |  |  |  | 0 | 232.9094 | 0 | 0 | 0 | 0 | 0 | 0 | 0 | 0 | 0 | 0 | 2006 Qtr 1: 0; 2006 Qtr 2: 0; 2006 Qtr 3: 0; 2006 Qtr 4: 232.9094; 2007 Qtr 1: 0; 2007 Qtr 2: 0; 2007 Qtr 3: 0; 2007 Qtr 4: 0; 2008 Qtr 1: 0; 2008 Qtr 2: 0; 2008 Qtr 3: 0; 2008 Qtr 4: 0 | 232.9094
0 | 234148-Premium T8 with T12 40 Watt Baseline |  | 10 | Commercial | 01-ALC-AllCommercial-IntLight | 0 |  |  |  |  | 13.9591 | 13.1897 | 0 | 0 | 0 | 0.7694 | 74.8184 |  | kWh | 0.022603 | -0.12253 | Commercial |  | Annual | [5 empty] | 11 | 0.96 |  |  |  | 0 | 61.8665 | 0 | 0 | 0 | 0 | 0 | 0 | 0 | 0 | 0 | 0 | 2006 Qtr 1: 0; 2006 Qtr 2: 0; 2006 Qtr 3: 0; 2006 Qtr 4: 61.8665; 2007 Qtr 1: 0; 2007 Qtr 2: 0; 2007 Qtr 3: 0; 2007 Qtr 4: 0; 2008 Qtr 1: 0; 2008 Qtr 2: 0; 2008 Qtr 3: 0; 2008 Qtr 4: 0 | 61.8665
0 | 234148-Premium T8 with T12 40 Watt Baseline |  | 7 | Commercial | 01-ALC-AllCommercial-IntLight | 0 |  |  |  |  | 13.9591 | 13.1897 | 0 | 0 | 0 | 0.7694 | 74.8184 |  | kWh | 0.022603 | -0.12253 | Commercial |  | Annual | [5 empty] | 11 | 0.96 |  |  |  | 0 | 54.5881 | 0 | 0 | 0 | 0 | 0 | 0 | 0 | 0 | 0 | 0 | 2006 Qtr 1: 0; 2006 Qtr 2: 0; 2006 Qtr 3: 0; 2006 Qtr 4: 54.5881; 2007 Qtr 1: 0; 2007 Qtr 2: 0; 2007 Qtr 3: 0; 2007 Qtr 4: 0; 2008 Qtr 1: 0; 2008 Qtr 2: 0; 2008 Qtr 3: 0; 2008 Qtr 4: 0 | 54.5881
0 | 234148-Premium T8 with T12 40 Watt Baseline |  | 10 | Commercial | 23-RTL-Retail–SingleStorylarge-LIT_INT | 0 |  |  |  |  | 13.9591 | 13.1897 | 0 | 0 | 0 | 0.7694 | 76.5896 |  | kWh | 0.022811 | -0.16553 | Commercial |  | Annual | [5 empty] | 11 | 0.96 |  |  |  | 0 | 47.3097 | 0 | 0 | 0 | 0 | 0 | 0 | 0 | 0 | 0 | 0 | 2006 Qtr 1: 0; 2006 Qtr 2: 0; 2006 Qtr 3: 0; 2006 Qtr 4: 47.3097; 2007 Qtr 1: 0; 2007 Qtr 2: 0; 2007 Qtr 3: 0; 2007 Qtr 4: 0; 2008 Qtr 1: 0; 2008 Qtr 2: 0; 2008 Qtr 3: 0; 2008 Qtr 4: 0 | 47.3097
0 | 234148-Premium T8 with T12 40 Watt Baseline |  | 10 | Commercial | 01-ALC-AllCommercial-IntLight | 0 |  |  |  |  | 13.9591 | 13.1897 | 0 | 0 | 0 | 0.7694 | 140.9367 |  | kWh | 0.027805 | -0.23081 | Commercial |  | Annual | [5 empty] | 11 | 0.96 |  |  |  | 0 | 25.4745 | 0 | 0 | 0 | 0 | 0 | 0 | 0 | 0 | 0 | 0 | 2006 Qtr 1: 0; 2006 Qtr 2: 0; 2006 Qtr 3: 0; 2006 Qtr 4: 25.4745; 2007 Qtr 1: 0; 2007 Qtr 2: 0; 2007 Qtr 3: 0; 2007 Qtr 4: 0; 2008 Qtr 1: 0; 2008 Qtr 2: 0; 2008 Qtr 3: 0; 2008 Qtr 4: 0 | 25.4745
0 | 234148-Premium T8 with T12 40 Watt Baseline |  | 7 | Commercial | 01-ALC-AllCommercial-IntLight | 0 |  |  |  |  | 13.9591 | 13.1897 | 0 | 0 | 0 | 0.7694 | 64.9358 |  | kWh | 0.020124 | -0.10634 | Commercial |  | Annual | [5 empty] | 11 | 0.96 |  |  |  | 0 | 80.0626 | 0 | 0 | 0 | 0 | 0 | 0 | 0 | 0 | 0 | 0 | 2006 Qtr 1: 0; 2006 Qtr 2: 0; 2006 Qtr 3: 0; 2006 Qtr 4: 80.0626; 2007 Qtr 1: 0; 2007 Qtr 2: 0; 2007 Qtr 3: 0; 2007 Qtr 4: 0; 2008 Qtr 1: 0; 2008 Qtr 2: 0; 2008 Qtr 3: 0; 2008 Qtr 4: 0 | 80.0626
0 | 234053-Lighting-Remove 4 Ft Lamp (De-Lamp) | COFL00AVDEL01 | 7 | Commercial | 01-ALC-AllCommercial-IntLight | 0 |  |  |  |  | 28.2538 | 16.4871 | 0 | 0 | 0 | 11.7667 | 100.2216 |  | kWh | 0.031059 | -0.16413 | Commercial |  | Annual | [5 empty] | 11 | 0.96 |  |  |  | 0 | 103.7174 | 0 | 0 | 0 | 0 | 0 | 0 | 0 | 0 | 0 | 0 | 2006 Qtr 1: 0; 2006 Qtr 2: 0; 2006 Qtr 3: 0; 2006 Qtr 4: 103.7174; 2007 Qtr 1: 0; 2007 Qtr 2: 0; 2007 Qtr 3: 0; 2007 Qtr 4: 0; 2008 Qtr 1: 0; 2008 Qtr 2: 0; 2008 Qtr 3: 0; 2008 Qtr 4: 0 | 103.7174
0 | 234049-Lighting-LED Exit Sign New Sign | CALC00AVETS01 | 7 | Commercial | 02-ASM-Assembly-Exit | 0 |  |  |  |  | 65.3696 | 45 | 0 | 0 | 0 | 20.3696 | 351.311 |  | kWh | 0 | 0 | Commercial |  | Annual | [5 empty] | 16 | 0.96 |  |  |  | 0 | 6 | 0 | 0 | 0 | 0 | 0 | 0 | 0 | 0 | 0 | 0 | 2006 Qtr 1: 0; 2006 Qtr 2: 0; 2006 Qtr 3: 0; 2006 Qtr 4: 6; 2007 Qtr 1: 0; 2007 Qtr 2: 0; 2007 Qtr 3: 0; 2007 Qtr 4: 0; 2008 Qtr 1: 0; 2008 Qtr 2: 0; 2008 Qtr 3: 0; 2008 Qtr 4: 0 | 6
0 | 234148-Premium T8 with T12 40 Watt Baseline |  | 10 | Commercial | 01-ALC-AllCommercial-IntLight | 0 |  |  |  |  | 13.9591 | 13.1897 | 0 | 0 | 0 | 0.7694 | 74.8184 |  | kWh | 0.022603 | -0.12253 | Commercial |  | Annual | [5 empty] | 11 | 0.96 |  |  |  | 0 | 36.3921 | 0 | 0 | 0 | 0 | 0 | 0 | 0 | 0 | 0 | 0 | 2006 Qtr 1: 0; 2006 Qtr 2: 0; 2006 Qtr 3: 0; 2006 Qtr 4: 36.3921; 2007 Qtr 1: 0; 2007 Qtr 2: 0; 2007 Qtr 3: 0; 2007 Qtr 4: 0; 2008 Qtr 1: 0; 2008 Qtr 2: 0; 2008 Qtr 3: 0; 2008 Qtr 4: 0 | 36.3921
0 | 234148-Premium T8 with T12 40 Watt Baseline |  | 10 | Commercial | 01-ALC-AllCommercial-IntLight | 0 |  |  |  |  | 13.9591 | 13.1897 | 0 | 0 | 0 | 0.7694 | 87.3573 |  | kWh | 0.01583 | -0.14306 | Commercial |  | Annual | [5 empty] | 11 | 0.96 |  |  |  | 0 | 87.341 | 0 | 0 | 0 | 0 | 0 | 0 | 0 | 0 | 0 | 0 | 2006 Qtr 1: 0; 2006 Qtr 2: 0; 2006 Qtr 3: 0; 2006 Qtr 4: 87.341; 2007 Qtr 1: 0; 2007 Qtr 2: 0; 2007 Qtr 3: 0; 2007 Qtr 4: 0; 2008 Qtr 1: 0; 2008 Qtr 2: 0; 2008 Qtr 3: 0; 2008 Qtr 4: 0 | 87.341
0 | 234148-Premium T8 with T12 40 Watt Baseline |  | 10 | Commercial | 01-ALC-AllCommercial-IntLight | 0 |  |  |  |  | 13.9591 | 13.1897 | 0 | 0 | 0 | 0.7694 | 140.9367 |  | kWh | 0.027805 | -0.23081 | Commercial |  | Annual | [5 empty] | 11 | 0.96 |  |  |  | 0 | 45.4901 | 0 | 0 | 0 | 0 | 0 | 0 | 0 | 0 | 0 | 0 | 2006 Qtr 1: 0; 2006 Qtr 2: 0; 2006 Qtr 3: 0; 2006 Qtr 4: 45.4901; 2007 Qtr 1: 0; 2007 Qtr 2: 0; 2007 Qtr 3: 0; 2007 Qtr 4: 0; 2008 Qtr 1: 0; 2008 Qtr 2: 0; 2008 Qtr 3: 0; 2008 Qtr 4: 0 | 45.4901
0 | 234148-Premium T8 with T12 40 Watt Baseline |  | 7 | Commercial | 01-ALC-AllCommercial-IntLight | 0 |  |  |  |  | 13.9591 | 13.1897 | 0 | 0 | 0 | 0.7694 | 74.8184 |  | kWh | 0.022603 | -0.12253 | Commercial |  | Annual | [5 empty] | 11 | 0.96 |  |  |  | 0 | 94.6194 | 0 | 0 | 0 | 0 | 0 | 0 | 0 | 0 | 0 | 0 | 2006 Qtr 1: 0; 2006 Qtr 2: 0; 2006 Qtr 3: 0; 2006 Qtr 4: 94.6194; 2007 Qtr 1: 0; 2007 Qtr 2: 0; 2007 Qtr 3: 0; 2007 Qtr 4: 0; 2008 Qtr 1: 0; 2008 Qtr 2: 0; 2008 Qtr 3: 0; 2008 Qtr 4: 0 | 94.6194
0 | 234148-Premium T8 with T12 40 Watt Baseline |  | 10 | Commercial | 01-ALC-AllCommercial-IntLight | 0 |  |  |  |  | 13.9591 | 13.1897 | 0 | 0 | 0 | 0.7694 | 83.0547 |  | kWh | 0.026694 | -0.13602 | Commercial |  | Annual | [5 empty] | 11 | 0.96 |  |  |  | 0 | 407.5914 | 0 | 0 | 0 | 0 | 0 | 0 | 0 | 0 | 0 | 0 | 2006 Qtr 1: 0; 2006 Qtr 2: 0; 2006 Qtr 3: 0; 2006 Qtr 4: 407.5914; 2007 Qtr 1: 0; 2007 Qtr 2: 0; 2007 Qtr 3: 0; 2007 Qtr 4: 0; 2008 Qtr 1: 0; 2008 Qtr 2: 0; 2008 Qtr 3: 0; 2008 Qtr 4: 0 | 407.5914
0 | 234148-Premium T8 with T12 40 Watt Baseline |  | 7 | Commercial | 01-ALC-AllCommercial-IntLight | 0 |  |  |  |  | 13.9591 | 13.1897 | 0 | 0 | 0 | 0.7694 | 140.9367 |  | kWh | 0.027805 | -0.23081 | Commercial |  | Annual | [5 empty] | 11 | 0.96 |  |  |  | 0 | 29.1137 | 0 | 0 | 0 | 0 | 0 | 0 | 0 | 0 | 0 | 0 | 2006 Qtr 1: 0; 2006 Qtr 2: 0; 2006 Qtr 3: 0; 2006 Qtr 4: 29.1137; 2007 Qtr 1: 0; 2007 Qtr 2: 0; 2007 Qtr 3: 0; 2007 Qtr 4: 0; 2008 Qtr 1: 0; 2008 Qtr 2: 0; 2008 Qtr 3: 0; 2008 Qtr 4: 0 | 29.1137
0 | 234148-Premium T8 with T12 40 Watt Baseline |  | 10 | Commercial | 01-ALC-AllCommercial-IntLight | 0 |  |  |  |  | 13.9591 | 13.1897 | 0 | 0 | 0 | 0.7694 | 74.8184 |  | kWh | 0.022603 | -0.12253 | Commercial |  | Annual | [5 empty] | 11 | 0.96 |  |  |  | 0 | 140.1095 | 0 | 0 | 0 | 0 | 0 | 0 | 0 | 0 | 0 | 0 | 2006 Qtr 1: 0; 2006 Qtr 2: 0; 2006 Qtr 3: 0; 2006 Qtr 4: 140.1095; 2007 Qtr 1: 0; 2007 Qtr 2: 0; 2007 Qtr 3: 0; 2007 Qtr 4: 0; 2008 Qtr 1: 0; 2008 Qtr 2: 0; 2008 Qtr 3: 0; 2008 Qtr 4: 0 | 140.1095
0 | 234148-Premium T8 with T12 40 Watt Baseline |  | 7 | Commercial | 01-ALC-AllCommercial-IntLight | 0 |  |  |  |  | 13.9591 | 13.1897 | 0 | 0 | 0 | 0.7694 | 74.8184 |  | kWh | 0.022603 | -0.12253 | Commercial |  | Annual | [5 empty] | 11 | 0.96 |  |  |  | 0 | 54.5881 | 0 | 0 | 0 | 0 | 0 | 0 | 0 | 0 | 0 | 0 | 2006 Qtr 1: 0; 2006 Qtr 2: 0; 2006 Qtr 3: 0; 2006 Qtr 4: 54.5881; 2007 Qtr 1: 0; 2007 Qtr 2: 0; 2007 Qtr 3: 0; 2007 Qtr 4: 0; 2008 Qtr 1: 0; 2008 Qtr 2: 0; 2008 Qtr 3: 0; 2008 Qtr 4: 0 | 54.5881
0 | 234148-Premium T8 with T12 40 Watt Baseline |  | 7 | Commercial | 01-ALC-AllCommercial-IntLight | 0 |  |  |  |  | 13.9591 | 13.1897 | 0 | 0 | 0 | 0.7694 | 74.8184 |  | kWh | 0.022603 | -0.12253 | Commercial |  | Annual | [5 empty] | 11 | 0.96 |  |  |  | 0 | 181.9604 | 0 | 0 | 0 | 0 | 0 | 0 | 0 | 0 | 0 | 0 | 2006 Qtr 1: 0; 2006 Qtr 2: 0; 2006 Qtr 3: 0; 2006 Qtr 4: 181.9604; 2007 Qtr 1: 0; 2007 Qtr 2: 0; 2007 Qtr 3: 0; 2007 Qtr 4: 0; 2008 Qtr 1: 0; 2008 Qtr 2: 0; 2008 Qtr 3: 0; 2008 Qtr 4: 0 | 181.9604
0 | 234148-Premium T8 with T12 40 Watt Baseline |  | 7 | Commercial | 23-RTL-Retail–SingleStorylarge-LIT_INT | 0 |  |  |  |  | 13.9591 | 13.1897 | 0 | 0 | 0 | 0.7694 | 76.7101 |  | kWh | 0.022922 | -0.10435 | Commercial |  | Annual | [5 empty] | 11 | 0.96 |  |  |  | 0 | 59.1371 | 0 | 0 | 0 | 0 | 0 | 0 | 0 | 0 | 0 | 0 | 2006 Qtr 1: 0; 2006 Qtr 2: 0; 2006 Qtr 3: 0; 2006 Qtr 4: 59.1371; 2007 Qtr 1: 0; 2007 Qtr 2: 0; 2007 Qtr 3: 0; 2007 Qtr 4: 0; 2008 Qtr 1: 0; 2008 Qtr 2: 0; 2008 Qtr 3: 0; 2008 Qtr 4: 0 | 59.1371
0 | 234148-Premium T8 with T12 40 Watt Baseline |  | 10 | Commercial | 01-ALC-AllCommercial-IntLight | 0 |  |  |  |  | 13.9591 | 13.1897 | 0 | 0 | 0 | 0.7694 | 59.9551 |  | kWh | 0.020434 | -0.098187 | Commercial |  | Annual | [5 empty] | 11 | 0.96 |  |  |  | 0 | 20.9254 | 0 | 0 | 0 | 0 | 0 | 0 | 0 | 0 | 0 | 0 | 2006 Qtr 1: 0; 2006 Qtr 2: 0; 2006 Qtr 3: 0; 2006 Qtr 4: 20.9254; 2007 Qtr 1: 0; 2007 Qtr 2: 0; 2007 Qtr 3: 0; 2007 Qtr 4: 0; 2008 Qtr 1: 0; 2008 Qtr 2: 0; 2008 Qtr 3: 0; 2008 Qtr 4: 0 | 20.9254
0 | 234053-Lighting-Remove 4 Ft Lamp (De-Lamp) | COFL00AVDEL01 | 10 | Commercial | 01-ALC-AllCommercial-IntLight | 0 |  |  |  |  | 28.2538 | 16.4871 | 0 | 0 | 0 | 11.7667 | 92.5345 |  | kWh | 0.031538 | -0.15154 | Commercial |  | Annual | [5 empty] | 11 | 0.96 |  |  |  | 0 | 23.6549 | 0 | 0 | 0 | 0 | 0 | 0 | 0 | 0 | 0 | 0 | 2006 Qtr 1: 0; 2006 Qtr 2: 0; 2006 Qtr 3: 0; 2006 Qtr 4: 23.6549; 2007 Qtr 1: 0; 2007 Qtr 2: 0; 2007 Qtr 3: 0; 2007 Qtr 4: 0; 2008 Qtr 1: 0; 2008 Qtr 2: 0; 2008 Qtr 3: 0; 2008 Qtr 4: 0 | 23.6549
0 | 234148-Premium T8 with T12 40 Watt Baseline |  | 10 | Commercial | 01-ALC-AllCommercial-IntLight | 0 |  |  |  |  | 13.9591 | 13.1897 | 0 | 0 | 0 | 0.7694 | 64.9358 |  | kWh | 0.020124 | -0.10634 | Commercial |  | Annual | [5 empty] | 11 | 0.96 |  |  |  | 0 | 77.3332 | 0 | 0 | 0 | 0 | 0 | 0 | 0 | 0 | 0 | 0 | 2006 Qtr 1: 0; 2006 Qtr 2: 0; 2006 Qtr 3: 0; 2006 Qtr 4: 77.3332; 2007 Qtr 1: 0; 2007 Qtr 2: 0; 2007 Qtr 3: 0; 2007 Qtr 4: 0; 2008 Qtr 1: 0; 2008 Qtr 2: 0; 2008 Qtr 3: 0; 2008 Qtr 4: 0 | 77.3332
0 | 234053-Lighting-Remove 4 Ft Lamp (De-Lamp) | COFL00AVDEL01 | 10 | Commercial | 01-ALC-AllCommercial-IntLight | 0 |  |  |  |  | 28.2538 | 16.4871 | 0 | 0 | 0 | 11.7667 | 100.2216 |  | kWh | 0.031059 | -0.16413 | Commercial |  | Annual | [5 empty] | 11 | 0.96 |  |  |  | 0 | 85.5214 | 0 | 0 | 0 | 0 | 0 | 0 | 0 | 0 | 0 | 0 | 2006 Qtr 1: 0; 2006 Qtr 2: 0; 2006 Qtr 3: 0; 2006 Qtr 4: 85.5214; 2007 Qtr 1: 0; 2007 Qtr 2: 0; 2007 Qtr 3: 0; 2007 Qtr 4: 0; 2008 Qtr 1: 0; 2008 Qtr 2: 0; 2008 Qtr 3: 0; 2008 Qtr 4: 0 | 85.5214
0 | 234148-Premium T8 with T12 40 Watt Baseline |  | 10 | Commercial | 14-MLI-Manufacturing–LightIndustry-LIGHT | 0 |  |  |  |  | 13.9591 | 13.1897 | 0 | 0 | 0 | 0.7694 | 65.7677 |  | kWh | 0.020053 | -0.099718 | Commercial |  | Annual | [5 empty] | 11 | 0.96 |  |  |  | 0 | 21.8353 | 0 | 0 | 0 | 0 | 0 | 0 | 0 | 0 | 0 | 0 | 2006 Qtr 1: 0; 2006 Qtr 2: 0; 2006 Qtr 3: 0; 2006 Qtr 4: 21.8353; 2007 Qtr 1: 0; 2007 Qtr 2: 0; 2007 Qtr 3: 0; 2007 Qtr 4: 0; 2008 Qtr 1: 0; 2008 Qtr 2: 0; 2008 Qtr 3: 0; 2008 Qtr 4: 0 | 21.8353
0 | 234053-Lighting-Remove 4 Ft Lamp (De-Lamp) | COFL00AVDEL01 | 10 | Commercial | 14-MLI-Manufacturing–LightIndustry-LIGHT | 0 |  |  |  |  | 28.2538 | 16.4871 | 0 | 0 | 0 | 11.7667 | 101.5057 |  | kWh | 0.03095 | -0.1539 | Commercial |  | Annual | [5 empty] | 11 | 0.96 |  |  |  | 0 | 13.647 | 0 | 0 | 0 | 0 | 0 | 0 | 0 | 0 | 0 | 0 | 2006 Qtr 1: 0; 2006 Qtr 2: 0; 2006 Qtr 3: 0; 2006 Qtr 4: 13.647; 2007 Qtr 1: 0; 2007 Qtr 2: 0; 2007 Qtr 3: 0; 2007 Qtr 4: 0; 2008 Qtr 1: 0; 2008 Qtr 2: 0; 2008 Qtr 3: 0; 2008 Qtr 4: 0 | 13.647
0 | 234148-Premium T8 with T12 40 Watt Baseline |  | 10 | Commercial | 01-ALC-AllCommercial-IntLight | 0 |  |  |  |  | 13.9591 | 13.1897 | 0 | 0 | 0 | 0.7694 | 59.9551 |  | kWh | 0.020434 | -0.098187 | Commercial |  | Annual | [5 empty] | 11 | 0.96 |  |  |  | 0 | 20.9254 | 0 | 0 | 0 | 0 | 0 | 0 | 0 | 0 | 0 | 0 | 2006 Qtr 1: 0; 2006 Qtr 2: 0; 2006 Qtr 3: 0; 2006 Qtr 4: 20.9254; 2007 Qtr 1: 0; 2007 Qtr 2: 0; 2007 Qtr 3: 0; 2007 Qtr 4: 0; 2008 Qtr 1: 0; 2008 Qtr 2: 0; 2008 Qtr 3: 0; 2008 Qtr 4: 0 | 20.9254
0 | 234053-Lighting-Remove 4 Ft Lamp (De-Lamp) | COFL00AVDEL01 | 10 | Commercial | 01-ALC-AllCommercial-IntLight | 0 |  |  |  |  | 28.2538 | 16.4871 | 0 | 0 | 0 | 11.7667 | 92.5345 |  | kWh | 0.031538 | -0.15154 | Commercial |  | Annual | [5 empty] | 11 | 0.96 |  |  |  | 0 | 17.2862 | 0 | 0 | 0 | 0 | 0 | 0 | 0 | 0 | 0 | 0 | 2006 Qtr 1: 0; 2006 Qtr 2: 0; 2006 Qtr 3: 0; 2006 Qtr 4: 17.2862; 2007 Qtr 1: 0; 2007 Qtr 2: 0; 2007 Qtr 3: 0; 2007 Qtr 4: 0; 2008 Qtr 1: 0; 2008 Qtr 2: 0; 2008 Qtr 3: 0; 2008 Qtr 4: 0 | 17.2862
0 | 234148-Premium T8 with T12 40 Watt Baseline |  | 7 | Commercial | 14-MLI-Manufacturing–LightIndustry-LIGHT | 0 |  |  |  |  | 13.9591 | 13.1897 | 0 | 0 | 0 | 0.7694 | 64.9241 |  | kWh | 0.020063 | -0.083941 | Commercial |  | Annual | [5 empty] | 11 | 0.96 |  |  |  | 0 | 407.5914 | 0 | 0 | 0 | 0 | 0 | 0 | 0 | 0 | 0 | 0 | 2006 Qtr 1: 0; 2006 Qtr 2: 0; 2006 Qtr 3: 0; 2006 Qtr 4: 407.5914; 2007 Qtr 1: 0; 2007 Qtr 2: 0; 2007 Qtr 3: 0; 2007 Qtr 4: 0; 2008 Qtr 1: 0; 2008 Qtr 2: 0; 2008 Qtr 3: 0; 2008 Qtr 4: 0 | 407.5914
0 | 234049-Lighting-LED Exit Sign New Sign | CALC00AVETS01 | 7 | Commercial | 02-ASM-Assembly-Exit | 0 |  |  |  |  | 65.3696 | 45 | 0 | 0 | 0 | 20.3696 | 351.311 |  | kWh | 0 | 0 | Commercial |  | Annual | [5 empty] | 16 | 0.96 |  |  |  | 0 | 2 | 0 | 0 | 0 | 0 | 0 | 0 | 0 | 0 | 0 | 0 | 2006 Qtr 1: 0; 2006 Qtr 2: 0; 2006 Qtr 3: 0; 2006 Qtr 4: 2; 2007 Qtr 1: 0; 2007 Qtr 2: 0; 2007 Qtr 3: 0; 2007 Qtr 4: 0; 2008 Qtr 1: 0; 2008 Qtr 2: 0; 2008 Qtr 3: 0; 2008 Qtr 4: 0 | 2
0 | 234148-Premium T8 with T12 40 Watt Baseline |  | 7 | Commercial | 01-ALC-AllCommercial-IntLight | 0 |  |  |  |  | 13.9591 | 13.1897 | 0 | 0 | 0 | 0.7694 | 74.8184 |  | kWh | 0.022603 | -0.12253 | Commercial |  | Annual | [5 empty] | 11 | 0.96 |  |  |  | 0 | 87.341 | 0 | 0 | 0 | 0 | 0 | 0 | 0 | 0 | 0 | 0 | 2006 Qtr 1: 0; 2006 Qtr 2: 0; 2006 Qtr 3: 0; 2006 Qtr 4: 87.341; 2007 Qtr 1: 0; 2007 Qtr 2: 0; 2007 Qtr 3: 0; 2007 Qtr 4: 0; 2008 Qtr 1: 0; 2008 Qtr 2: 0; 2008 Qtr 3: 0; 2008 Qtr 4: 0 | 87.341
0 | 234148-Premium T8 with T12 40 Watt Baseline |  | 10 | Commercial | 01-ALC-AllCommercial-IntLight | 0 |  |  |  |  | 13.9591 | 13.1897 | 0 | 0 | 0 | 0.7694 | 74.8184 |  | kWh | 0.022603 | -0.12253 | Commercial |  | Annual | [5 empty] | 11 | 0.96 |  |  |  | 0 | 72.7842 | 0 | 0 | 0 | 0 | 0 | 0 | 0 | 0 | 0 | 0 | 2006 Qtr 1: 0; 2006 Qtr 2: 0; 2006 Qtr 3: 0; 2006 Qtr 4: 72.7842; 2007 Qtr 1: 0; 2007 Qtr 2: 0; 2007 Qtr 3: 0; 2007 Qtr 4: 0; 2008 Qtr 1: 0; 2008 Qtr 2: 0; 2008 Qtr 3: 0; 2008 Qtr 4: 0 | 72.7842
0 | 234148-Premium T8 with T12 40 Watt Baseline |  | 7 | Commercial | 01-ALC-AllCommercial-IntLight | 0 |  |  |  |  | 13.9591 | 13.1897 | 0 | 0 | 0 | 0.7694 | 69.1925 |  | kWh | 0.017664 | -0.11332 | Commercial |  | Annual | [5 empty] | 11 | 0.96 |  |  |  | 0 | 103.7174 | 0 | 0 | 0 | 0 | 0 | 0 | 0 | 0 | 0 | 0 | 2006 Qtr 1: 0; 2006 Qtr 2: 0; 2006 Qtr 3: 0; 2006 Qtr 4: 103.7174; 2007 Qtr 1: 0; 2007 Qtr 2: 0; 2007 Qtr 3: 0; 2007 Qtr 4: 0; 2008 Qtr 1: 0; 2008 Qtr 2: 0; 2008 Qtr 3: 0; 2008 Qtr 4: 0 | 103.7174
0 | 234148-Premium T8 with T12 40 Watt Baseline |  | 7 | Commercial | 14-MLI-Manufacturing–LightIndustry-LIGHT | 0 |  |  |  |  | 13.9591 | 13.1897 | 0 | 0 | 0 | 0.7694 | 64.9241 |  | kWh | 0.020063 | -0.083941 | Commercial |  | Annual | [5 empty] | 11 | 0.96 |  |  |  | 0 | 493.1128 | 0 | 0 | 0 | 0 | 0 | 0 | 0 | 0 | 0 | 0 | 2006 Qtr 1: 0; 2006 Qtr 2: 0; 2006 Qtr 3: 0; 2006 Qtr 4: 493.1128; 2007 Qtr 1: 0; 2007 Qtr 2: 0; 2007 Qtr 3: 0; 2007 Qtr 4: 0; 2008 Qtr 1: 0; 2008 Qtr 2: 0; 2008 Qtr 3: 0; 2008 Qtr 4: 0 | 493.1128
0 | 234086-Water Heating - Gas Storage Water Heater (per MBtuh) |  | 10 | Commercial | 01-ALC-AllCommercial-Vent/Fan | 0 |  |  |  |  | 6.7769 | 2 | 0 | 0 | 0 | 4.7769 | 0 |  | kWh | 0 | 1.753 | Commercial |  | Annual | [5 empty] | 15 | 0.96 |  |  |  | 0 | 270 | 0 | 0 | 0 | 0 | 0 | 0 | 0 | 0 | 0 | 0 | 2006 Qtr 1: 0; 2006 Qtr 2: 0; 2006 Qtr 3: 0; 2006 Qtr 4: 270; 2007 Qtr 1: 0; 2007 Qtr 2: 0; 2007 Qtr 3: 0; 2007 Qtr 4: 0; 2008 Qtr 1: 0; 2008 Qtr 2: 0; 2008 Qtr 3: 0; 2008 Qtr 4: 0 | 270
0 | 234148-Premium T8 with T12 40 Watt Baseline |  | 10 | Commercial | 01-ALC-AllCommercial-IntLight | 0 |  |  |  |  | 13.9591 | 13.1897 | 0 | 0 | 0 | 0.7694 | 36.1365 |  | kWh | 0.0083603 | -0.05918 | Commercial |  | Annual | [5 empty] | 11 | 0.96 |  |  |  | 0 | 159.2154 | 0 | 0 | 0 | 0 | 0 | 0 | 0 | 0 | 0 | 0 | 2006 Qtr 1: 0; 2006 Qtr 2: 0; 2006 Qtr 3: 0; 2006 Qtr 4: 159.2154; 2007 Qtr 1: 0; 2007 Qtr 2: 0; 2007 Qtr 3: 0; 2007 Qtr 4: 0; 2008 Qtr 1: 0; 2008 Qtr 2: 0; 2008 Qtr 3: 0; 2008 Qtr 4: 0 | 159.2154
0 | 234049-Lighting-LED Exit Sign New Sign | CALC00AVETS01 | 10 | Commercial | 02-ASM-Assembly-Exit | 0 |  |  |  |  | 65.3696 | 45 | 0 | 0 | 0 | 20.3696 | 351.311 |  | kWh | 0 | 0 | Commercial |  | Annual | [5 empty] | 16 | 0.96 |  |  |  | 0 | 3 | 0 | 0 | 0 | 0 | 0 | 0 | 0 | 0 | 0 | 0 | 2006 Qtr 1: 0; 2006 Qtr 2: 0; 2006 Qtr 3: 0; 2006 Qtr 4: 3; 2007 Qtr 1: 0; 2007 Qtr 2: 0; 2007 Qtr 3: 0; 2007 Qtr 4: 0; 2008 Qtr 1: 0; 2008 Qtr 2: 0; 2008 Qtr 3: 0; 2008 Qtr 4: 0 | 3
0 | 234148-Premium T8 with T12 40 Watt Baseline |  | 10 | Commercial | 01-ALC-AllCommercial-IntLight | 0 |  |  |  |  | 13.9591 | 13.1897 | 0 | 0 | 0 | 0.7694 | 140.9367 |  | kWh | 0.027805 | -0.23081 | Commercial |  | Annual | [5 empty] | 11 | 0.96 |  |  |  | 0 | 61.8665 | 0 | 0 | 0 | 0 | 0 | 0 | 0 | 0 | 0 | 0 | 2006 Qtr 1: 0; 2006 Qtr 2: 0; 2006 Qtr 3: 0; 2006 Qtr 4: 61.8665; 2007 Qtr 1: 0; 2007 Qtr 2: 0; 2007 Qtr 3: 0; 2007 Qtr 4: 0; 2008 Qtr 1: 0; 2008 Qtr 2: 0; 2008 Qtr 3: 0; 2008 Qtr 4: 0 | 61.8665
0 | 234148-Premium T8 with T12 40 Watt Baseline |  | 10 | Commercial | 01-ALC-AllCommercial-IntLight | 0 |  |  |  |  | 13.9591 | 13.1897 | 0 | 0 | 0 | 0.7694 | 64.9358 |  | kWh | 0.020124 | -0.10634 | Commercial |  | Annual | [5 empty] | 11 | 0.96 |  |  |  | 0 | 47.3097 | 0 | 0 | 0 | 0 | 0 | 0 | 0 | 0 | 0 | 0 | 2006 Qtr 1: 0; 2006 Qtr 2: 0; 2006 Qtr 3: 0; 2006 Qtr 4: 47.3097; 2007 Qtr 1: 0; 2007 Qtr 2: 0; 2007 Qtr 3: 0; 2007 Qtr 4: 0; 2008 Qtr 1: 0; 2008 Qtr 2: 0; 2008 Qtr 3: 0; 2008 Qtr 4: 0 | 47.3097
0 | 234148-Premium T8 with T12 40 Watt Baseline |  | 7 | Commercial | 01-ALC-AllCommercial-IntLight | 0 |  |  |  |  | 13.9591 | 13.1897 | 0 | 0 | 0 | 0.7694 | 71.6621 |  | kWh | 0.020478 | -0.11736 | Commercial |  | Annual | [5 empty] | 11 | 0.96 |  |  |  | 0 | 522.2264 | 0 | 0 | 0 | 0 | 0 | 0 | 0 | 0 | 0 | 0 | 2006 Qtr 1: 0; 2006 Qtr 2: 0; 2006 Qtr 3: 0; 2006 Qtr 4: 522.2264; 2007 Qtr 1: 0; 2007 Qtr 2: 0; 2007 Qtr 3: 0; 2007 Qtr 4: 0; 2008 Qtr 1: 0; 2008 Qtr 2: 0; 2008 Qtr 3: 0; 2008 Qtr 4: 0 | 522.2264
0 | 234148-Premium T8 with T12 40 Watt Baseline |  | System | Commercial | 01-ALC-AllCommercial-IntLight | 0 |  |  |  |  | 13.9591 | 13.1897 | 0 | 0 | 0 | 0.7694 | 36.1365 |  | kWh | 0.0083603 | -0.05918 | Commercial |  | Annual | [5 empty] | 11 | 0.96 |  |  |  | 0 | 120.0939 | 0 | 0 | 0 | 0 | 0 | 0 | 0 | 0 | 0 | 0 | 2006 Qtr 1: 0; 2006 Qtr 2: 0; 2006 Qtr 3: 0; 2006 Qtr 4: 120.0939; 2007 Qtr 1: 0; 2007 Qtr 2: 0; 2007 Qtr 3: 0; 2007 Qtr 4: 0; 2008 Qtr 1: 0; 2008 Qtr 2: 0; 2008 Qtr 3: 0; 2008 Qtr 4: 0 | 120.0939
0 | 234148-Premium T8 with T12 40 Watt Baseline |  | 7 | Commercial | 24-RTS-Retail–Small-LIT_INT | 0 |  |  |  |  | 13.9591 | 13.1897 | 0 | 0 | 0 | 0.7694 | 76.3286 |  | kWh | 0.022215 | -0.060651 | Commercial |  | Annual | [5 empty] | 11 | 0.96 |  |  |  | 0 | 43.6705 | 0 | 0 | 0 | 0 | 0 | 0 | 0 | 0 | 0 | 0 | 2006 Qtr 1: 0; 2006 Qtr 2: 0; 2006 Qtr 3: 0; 2006 Qtr 4: 43.6705; 2007 Qtr 1: 0; 2007 Qtr 2: 0; 2007 Qtr 3: 0; 2007 Qtr 4: 0; 2008 Qtr 1: 0; 2008 Qtr 2: 0; 2008 Qtr 3: 0; 2008 Qtr 4: 0 | 43.6705
0 | 234084-Refrigeration -Cooler/Freezer Door Gaskets - Solid Doors: Cooler |  | 7 | Commercial | 01-ALC-AllCommercial-Refrig | 0 |  |  |  |  | 4 | 4 | 0 | 0 | 0 | 0 | 104.55 |  | kWh | 0.01195 | 0 | Commercial |  | Annual | [5 empty] | 4 | 0.96 |  |  |  | 0 | 17 | 0 | 0 | 0 | 0 | 0 | 0 | 0 | 0 | 0 | 0 | 2006 Qtr 1: 0; 2006 Qtr 2: 0; 2006 Qtr 3: 0; 2006 Qtr 4: 17; 2007 Qtr 1: 0; 2007 Qtr 2: 0; 2007 Qtr 3: 0; 2007 Qtr 4: 0; 2008 Qtr 1: 0; 2008 Qtr 2: 0; 2008 Qtr 3: 0; 2008 Qtr 4: 0 | 17
0 | 234083-Refrigeration -Cooler/Freezer Door Gaskets - Glass Doors |  | 7 | Commercial | 01-ALC-AllCommercial-Refrig | 0 |  |  |  |  | 3.9999 | 4 | 0 | 0 | 0 | -5.535e-05 | 104.55 |  | kWh | 0.01195 | 0 | Commercial |  | Annual | [5 empty] | 4 | 0.96 |  |  |  | 0 | 170 | 0 | 0 | 0 | 0 | 0 | 0 | 0 | 0 | 0 | 0 | 2006 Qtr 1: 0; 2006 Qtr 2: 0; 2006 Qtr 3: 0; 2006 Qtr 4: 170; 2007 Qtr 1: 0; 2007 Qtr 2: 0; 2007 Qtr 3: 0; 2007 Qtr 4: 0; 2008 Qtr 1: 0; 2008 Qtr 2: 0; 2008 Qtr 3: 0; 2008 Qtr 4: 0 | 170
0 | 234148-Premium T8 with T12 40 Watt Baseline |  | 7 | Commercial | 01-ALC-AllCommercial-IntLight | 0 |  |  |  |  | 13.9591 | 13.1897 | 0 | 0 | 0 | 0.7694 | 74.8184 |  | kWh | 0.022603 | -0.12253 | Commercial |  | Annual | [5 empty] | 11 | 0.96 |  |  |  | 0 | 105.5371 | 0 | 0 | 0 | 0 | 0 | 0 | 0 | 0 | 0 | 0 | 2006 Qtr 1: 0; 2006 Qtr 2: 0; 2006 Qtr 3: 0; 2006 Qtr 4: 105.5371; 2007 Qtr 1: 0; 2007 Qtr 2: 0; 2007 Qtr 3: 0; 2007 Qtr 4: 0; 2008 Qtr 1: 0; 2008 Qtr 2: 0; 2008 Qtr 3: 0; 2008 Qtr 4: 0 | 105.5371
0 | 234148-Premium T8 with T12 40 Watt Baseline |  | 7 | Commercial | 01-ALC-AllCommercial-IntLight | 0 |  |  |  |  | 13.9591 | 13.1897 | 0 | 0 | 0 | 0.7694 | 64.9358 |  | kWh | 0.020124 | -0.10634 | Commercial |  | Annual | [5 empty] | 11 | 0.96 |  |  |  | 0 | 27.2941 | 0 | 0 | 0 | 0 | 0 | 0 | 0 | 0 | 0 | 0 | 2006 Qtr 1: 0; 2006 Qtr 2: 0; 2006 Qtr 3: 0; 2006 Qtr 4: 27.2941; 2007 Qtr 1: 0; 2007 Qtr 2: 0; 2007 Qtr 3: 0; 2007 Qtr 4: 0; 2008 Qtr 1: 0; 2008 Qtr 2: 0; 2008 Qtr 3: 0; 2008 Qtr 4: 0 | 27.2941
0 | 234053-Lighting-Remove 4 Ft Lamp (De-Lamp) | COFL00AVDEL01 | 7 | Commercial | 01-ALC-AllCommercial-IntLight | 0 |  |  |  |  | 28.2538 | 16.4871 | 0 | 0 | 0 | 11.7667 | 100.2216 |  | kWh | 0.031059 | -0.16413 | Commercial |  | Annual | [5 empty] | 11 | 0.96 |  |  |  | 0 | 27.2941 | 0 | 0 | 0 | 0 | 0 | 0 | 0 | 0 | 0 | 0 | 2006 Qtr 1: 0; 2006 Qtr 2: 0; 2006 Qtr 3: 0; 2006 Qtr 4: 27.2941; 2007 Qtr 1: 0; 2007 Qtr 2: 0; 2007 Qtr 3: 0; 2007 Qtr 4: 0; 2008 Qtr 1: 0; 2008 Qtr 2: 0; 2008 Qtr 3: 0; 2008 Qtr 4: 0 | 27.2941
0 | 234148-Premium T8 with T12 40 Watt Baseline |  | 7 | Commercial | 01-ALC-AllCommercial-IntLight | 0 |  |  |  |  | 13.9591 | 13.1897 | 0 | 0 | 0 | 0.7694 | 74.8184 |  | kWh | 0.022603 | -0.12253 | Commercial |  | Annual | [5 empty] | 11 | 0.96 |  |  |  | 0 | 156.486 | 0 | 0 | 0 | 0 | 0 | 0 | 0 | 0 | 0 | 0 | 2006 Qtr 1: 0; 2006 Qtr 2: 0; 2006 Qtr 3: 0; 2006 Qtr 4: 156.486; 2007 Qtr 1: 0; 2007 Qtr 2: 0; 2007 Qtr 3: 0; 2007 Qtr 4: 0; 2008 Qtr 1: 0; 2008 Qtr 2: 0; 2008 Qtr 3: 0; 2008 Qtr 4: 0 | 156.486
0 | 234148-Premium T8 with T12 40 Watt Baseline |  | 7 | Commercial | 01-ALC-AllCommercial-IntLight | 0 |  |  |  |  | 13.9591 | 13.1897 | 0 | 0 | 0 | 0.7694 | 74.8184 |  | kWh | 0.022603 | -0.12253 | Commercial |  | Annual | [5 empty] | 11 | 0.96 |  |  |  | 0 | 18.196 | 0 | 0 | 0 | 0 | 0 | 0 | 0 | 0 | 0 | 0 | 2006 Qtr 1: 0; 2006 Qtr 2: 0; 2006 Qtr 3: 0; 2006 Qtr 4: 18.196; 2007 Qtr 1: 0; 2007 Qtr 2: 0; 2007 Qtr 3: 0; 2007 Qtr 4: 0; 2008 Qtr 1: 0; 2008 Qtr 2: 0; 2008 Qtr 3: 0; 2008 Qtr 4: 0 | 18.196
0 | 234148-Premium T8 with T12 40 Watt Baseline |  | 7 | Commercial | 01-ALC-AllCommercial-IntLight | 0 |  |  |  |  | 13.9591 | 13.1897 | 0 | 0 | 0 | 0.7694 | 83.0547 |  | kWh | 0.026694 | -0.13602 | Commercial |  | Annual | [5 empty] | 11 | 0.96 |  |  |  | 0 | 50.9489 | 0 | 0 | 0 | 0 | 0 | 0 | 0 | 0 | 0 | 0 | 2006 Qtr 1: 0; 2006 Qtr 2: 0; 2006 Qtr 3: 0; 2006 Qtr 4: 50.9489; 2007 Qtr 1: 0; 2007 Qtr 2: 0; 2007 Qtr 3: 0; 2007 Qtr 4: 0; 2008 Qtr 1: 0; 2008 Qtr 2: 0; 2008 Qtr 3: 0; 2008 Qtr 4: 0 | 50.9489
0 | 234148-Premium T8 with T12 40 Watt Baseline |  | 7 | Commercial | 01-ALC-AllCommercial-IntLight | 0 |  |  |  |  | 13.9591 | 13.1897 | 0 | 0 | 0 | 0.7694 | 74.8184 |  | kWh | 0.022603 | -0.12253 | Commercial |  | Annual | [5 empty] | 11 | 0.96 |  |  |  | 0 | 21.8353 | 0 | 0 | 0 | 0 | 0 | 0 | 0 | 0 | 0 | 0 | 2006 Qtr 1: 0; 2006 Qtr 2: 0; 2006 Qtr 3: 0; 2006 Qtr 4: 21.8353; 2007 Qtr 1: 0; 2007 Qtr 2: 0; 2007 Qtr 3: 0; 2007 Qtr 4: 0; 2008 Qtr 1: 0; 2008 Qtr 2: 0; 2008 Qtr 3: 0; 2008 Qtr 4: 0 | 21.8353
0 | 234148-Premium T8 with T12 40 Watt Baseline |  | 7 | Commercial | 01-ALC-AllCommercial-IntLight | 0 |  |  |  |  | 13.9591 | 13.1897 | 0 | 0 | 0 | 0.7694 | 64.9358 |  | kWh | 0.020124 | -0.10634 | Commercial |  | Annual | [5 empty] | 11 | 0.96 |  |  |  | 0 | 29.1137 | 0 | 0 | 0 | 0 | 0 | 0 | 0 | 0 | 0 | 0 | 2006 Qtr 1: 0; 2006 Qtr 2: 0; 2006 Qtr 3: 0; 2006 Qtr 4: 29.1137; 2007 Qtr 1: 0; 2007 Qtr 2: 0; 2007 Qtr 3: 0; 2007 Qtr 4: 0; 2008 Qtr 1: 0; 2008 Qtr 2: 0; 2008 Qtr 3: 0; 2008 Qtr 4: 0 | 29.1137
0 | 234148-Premium T8 with T12 40 Watt Baseline |  | 10 | Commercial | 01-ALC-AllCommercial-IntLight | 0 |  |  |  |  | 13.9591 | 13.1897 | 0 | 0 | 0 | 0.7694 | 74.8184 |  | kWh | 0.022603 | -0.12253 | Commercial |  | Annual | [5 empty] | 11 | 0.96 |  |  |  | 0 | 240.1878 | 0 | 0 | 0 | 0 | 0 | 0 | 0 | 0 | 0 | 0 | 2006 Qtr 1: 0; 2006 Qtr 2: 0; 2006 Qtr 3: 0; 2006 Qtr 4: 240.1878; 2007 Qtr 1: 0; 2007 Qtr 2: 0; 2007 Qtr 3: 0; 2007 Qtr 4: 0; 2008 Qtr 1: 0; 2008 Qtr 2: 0; 2008 Qtr 3: 0; 2008 Qtr 4: 0 | 240.1878
0 | 234148-Premium T8 with T12 40 Watt Baseline |  | 10 | Commercial | 01-ALC-AllCommercial-IntLight | 0 |  |  |  |  | 13.9591 | 13.1897 | 0 | 0 | 0 | 0.7694 | 74.8184 |  | kWh | 0.022603 | -0.12253 | Commercial |  | Annual | [5 empty] | 11 | 0.96 |  |  |  | 0 | 403.9522 | 0 | 0 | 0 | 0 | 0 | 0 | 0 | 0 | 0 | 0 | 2006 Qtr 1: 0; 2006 Qtr 2: 0; 2006 Qtr 3: 0; 2006 Qtr 4: 403.9522; 2007 Qtr 1: 0; 2007 Qtr 2: 0; 2007 Qtr 3: 0; 2007 Qtr 4: 0; 2008 Qtr 1: 0; 2008 Qtr 2: 0; 2008 Qtr 3: 0; 2008 Qtr 4: 0 | 403.9522
0 | 234148-Premium T8 with T12 40 Watt Baseline |  | 7 | Commercial | 01-ALC-AllCommercial-IntLight | 0 |  |  |  |  | 13.9591 | 13.1897 | 0 | 0 | 0 | 0.7694 | 74.8184 |  | kWh | 0.022603 | -0.12253 | Commercial |  | Annual | [5 empty] | 11 | 0.96 |  |  |  | 0 | 29.1137 | 0 | 0 | 0 | 0 | 0 | 0 | 0 | 0 | 0 | 0 | 2006 Qtr 1: 0; 2006 Qtr 2: 0; 2006 Qtr 3: 29.1137; 2006 Qtr 4: 0; 2007 Qtr 1: 0; 2007 Qtr 2: 0; 2007 Qtr 3: 0; 2007 Qtr 4: 0; 2008 Qtr 1: 0; 2008 Qtr 2: 0; 2008 Qtr 3: 0; 2008 Qtr 4: 0 | 29.1137
0 | 234148-Premium T8 with T12 40 Watt Baseline |  | 7 | Commercial | 01-ALC-AllCommercial-IntLight | 0 |  |  |  |  | 13.9591 | 13.1897 | 0 | 0 | 0 | 0.7694 | 64.9358 |  | kWh | 0.020124 | -0.10634 | Commercial |  | Annual | [5 empty] | 11 | 0.96 |  |  |  | 0 | 69.145 | 0 | 0 | 0 | 0 | 0 | 0 | 0 | 0 | 0 | 0 | 2006 Qtr 1: 0; 2006 Qtr 2: 0; 2006 Qtr 3: 0; 2006 Qtr 4: 69.145; 2007 Qtr 1: 0; 2007 Qtr 2: 0; 2007 Qtr 3: 0; 2007 Qtr 4: 0; 2008 Qtr 1: 0; 2008 Qtr 2: 0; 2008 Qtr 3: 0; 2008 Qtr 4: 0 | 69.145
0 | 234148-Premium T8 with T12 40 Watt Baseline |  | 7 | Commercial | 01-ALC-AllCommercial-IntLight | 0 |  |  |  |  | 13.9591 | 13.1897 | 0 | 0 | 0 | 0.7694 | 140.9367 |  | kWh | 0.027805 | -0.23081 | Commercial |  | Annual | [5 empty] | 11 | 0.96 |  |  |  | 0 | 58.2273 | 0 | 0 | 0 | 0 | 0 | 0 | 0 | 0 | 0 | 0 | 2006 Qtr 1: 0; 2006 Qtr 2: 0; 2006 Qtr 3: 0; 2006 Qtr 4: 58.2273; 2007 Qtr 1: 0; 2007 Qtr 2: 0; 2007 Qtr 3: 0; 2007 Qtr 4: 0; 2008 Qtr 1: 0; 2008 Qtr 2: 0; 2008 Qtr 3: 0; 2008 Qtr 4: 0 | 58.2273
0 | 234148-Premium T8 with T12 40 Watt Baseline |  | 7 | Commercial | 01-ALC-AllCommercial-IntLight | 0 |  |  |  |  | 13.9591 | 13.1897 | 0 | 0 | 0 | 0.7694 | 140.9367 |  | kWh | 0.027805 | -0.23081 | Commercial |  | Annual | [5 empty] | 11 | 0.96 |  |  |  | 0 | 243.827 | 0 | 0 | 0 | 0 | 0 | 0 | 0 | 0 | 0 | 0 | 2006 Qtr 1: 0; 2006 Qtr 2: 0; 2006 Qtr 3: 0; 2006 Qtr 4: 243.827; 2007 Qtr 1: 0; 2007 Qtr 2: 0; 2007 Qtr 3: 0; 2007 Qtr 4: 0; 2008 Qtr 1: 0; 2008 Qtr 2: 0; 2008 Qtr 3: 0; 2008 Qtr 4: 0 | 243.827
0 | 234148-Premium T8 with T12 40 Watt Baseline |  | 7 | Commercial | 01-ALC-AllCommercial-IntLight | 0 |  |  |  |  | 13.9591 | 13.1897 | 0 | 0 | 0 | 0.7694 | 140.9367 |  | kWh | 0.027805 | -0.23081 | Commercial |  | Annual | [5 empty] | 11 | 0.96 |  |  |  | 0 | 83.7018 | 0 | 0 | 0 | 0 | 0 | 0 | 0 | 0 | 0 | 0 | 2006 Qtr 1: 0; 2006 Qtr 2: 0; 2006 Qtr 3: 0; 2006 Qtr 4: 83.7018; 2007 Qtr 1: 0; 2007 Qtr 2: 0; 2007 Qtr 3: 0; 2007 Qtr 4: 0; 2008 Qtr 1: 0; 2008 Qtr 2: 0; 2008 Qtr 3: 0; 2008 Qtr 4: 0 | 83.7018
0 | 234148-Premium T8 with T12 40 Watt Baseline |  | 7 | Commercial | 14-MLI-Manufacturing–LightIndustry-LIGHT | 0 |  |  |  |  | 13.9591 | 13.1897 | 0 | 0 | 0 | 0.7694 | 64.9241 |  | kWh | 0.020063 | -0.083941 | Commercial |  | Annual | [5 empty] | 11 | 0.96 |  |  |  | 0 | 177.4114 | 0 | 0 | 0 | 0 | 0 | 0 | 0 | 0 | 0 | 0 | 2006 Qtr 1: 0; 2006 Qtr 2: 0; 2006 Qtr 3: 0; 2006 Qtr 4: 177.4114; 2007 Qtr 1: 0; 2007 Qtr 2: 0; 2007 Qtr 3: 0; 2007 Qtr 4: 0; 2008 Qtr 1: 0; 2008 Qtr 2: 0; 2008 Qtr 3: 0; 2008 Qtr 4: 0 | 177.4114
0 | 234053-Lighting-Remove 4 Ft Lamp (De-Lamp) | COFL00AVDEL01 | 7 | Commercial | 14-MLI-Manufacturing–LightIndustry-LIGHT | 0 |  |  |  |  | 28.2538 | 16.4871 | 0 | 0 | 0 | 11.7667 | 100.2037 |  | kWh | 0.030965 | -0.12955 | Commercial |  | Annual | [5 empty] | 11 | 0.96 |  |  |  | 0 | 95.5292 | 0 | 0 | 0 | 0 | 0 | 0 | 0 | 0 | 0 | 0 | 2006 Qtr 1: 0; 2006 Qtr 2: 0; 2006 Qtr 3: 0; 2006 Qtr 4: 95.5292; 2007 Qtr 1: 0; 2007 Qtr 2: 0; 2007 Qtr 3: 0; 2007 Qtr 4: 0; 2008 Qtr 1: 0; 2008 Qtr 2: 0; 2008 Qtr 3: 0; 2008 Qtr 4: 0 | 95.5292
0 | 234148-Premium T8 with T12 40 Watt Baseline |  | 7 | Commercial | 01-ALC-AllCommercial-IntLight | 0 |  |  |  |  | 13.9591 | 13.1897 | 0 | 0 | 0 | 0.7694 | 64.9358 |  | kWh | 0.020124 | -0.10634 | Commercial |  | Annual | [5 empty] | 11 | 0.96 |  |  |  | 0 | 17.2862 | 0 | 0 | 0 | 0 | 0 | 0 | 0 | 0 | 0 | 0 | 2006 Qtr 1: 0; 2006 Qtr 2: 0; 2006 Qtr 3: 0; 2006 Qtr 4: 17.2862; 2007 Qtr 1: 0; 2007 Qtr 2: 0; 2007 Qtr 3: 0; 2007 Qtr 4: 0; 2008 Qtr 1: 0; 2008 Qtr 2: 0; 2008 Qtr 3: 0; 2008 Qtr 4: 0 | 17.2862
0 | 234053-Lighting-Remove 4 Ft Lamp (De-Lamp) | COFL00AVDEL01 | 7 | Commercial | 01-ALC-AllCommercial-IntLight | 0 |  |  |  |  | 28.2538 | 16.4871 | 0 | 0 | 0 | 11.7667 | 100.2216 |  | kWh | 0.031059 | -0.16413 | Commercial |  | Annual | [5 empty] | 11 | 0.96 |  |  |  | 0 | 10.0078 | 0 | 0 | 0 | 0 | 0 | 0 | 0 | 0 | 0 | 0 | 2006 Qtr 1: 0; 2006 Qtr 2: 0; 2006 Qtr 3: 0; 2006 Qtr 4: 10.0078; 2007 Qtr 1: 0; 2007 Qtr 2: 0; 2007 Qtr 3: 0; 2007 Qtr 4: 0; 2008 Qtr 1: 0; 2008 Qtr 2: 0; 2008 Qtr 3: 0; 2008 Qtr 4: 0 | 10.0078
0 | 234148-Premium T8 with T12 40 Watt Baseline |  | 7 | Commercial | 01-ALC-AllCommercial-IntLight | 0 |  |  |  |  | 13.9591 | 13.1897 | 0 | 0 | 0 | 0.7694 | 64.9358 |  | kWh | 0.020124 | -0.10634 | Commercial |  | Annual | [5 empty] | 11 | 0.96 |  |  |  | 0 | 6.3686 | 0 | 0 | 0 | 0 | 0 | 0 | 0 | 0 | 0 | 0 | 2006 Qtr 1: 0; 2006 Qtr 2: 0; 2006 Qtr 3: 0; 2006 Qtr 4: 6.3686; 2007 Qtr 1: 0; 2007 Qtr 2: 0; 2007 Qtr 3: 0; 2007 Qtr 4: 0; 2008 Qtr 1: 0; 2008 Qtr 2: 0; 2008 Qtr 3: 0; 2008 Qtr 4: 0 | 6.3686
0 | 234053-Lighting-Remove 4 Ft Lamp (De-Lamp) | COFL00AVDEL01 | 7 | Commercial | 01-ALC-AllCommercial-IntLight | 0 |  |  |  |  | 28.2538 | 16.4871 | 0 | 0 | 0 | 11.7667 | 100.2216 |  | kWh | 0.031059 | -0.16413 | Commercial |  | Annual | [5 empty] | 11 | 0.96 |  |  |  | 0 | 7.2784 | 0 | 0 | 0 | 0 | 0 | 0 | 0 | 0 | 0 | 0 | 2006 Qtr 1: 0; 2006 Qtr 2: 0; 2006 Qtr 3: 0; 2006 Qtr 4: 7.2784; 2007 Qtr 1: 0; 2007 Qtr 2: 0; 2007 Qtr 3: 0; 2007 Qtr 4: 0; 2008 Qtr 1: 0; 2008 Qtr 2: 0; 2008 Qtr 3: 0; 2008 Qtr 4: 0 | 7.2784
0 | 234148-Premium T8 with T12 40 Watt Baseline |  | 7 | Commercial | 01-ALC-AllCommercial-IntLight | 0 |  |  |  |  | 13.9591 | 13.1897 | 0 | 0 | 0 | 0.7694 | 64.9358 |  | kWh | 0.020124 | -0.10634 | Commercial |  | Annual | [5 empty] | 11 | 0.96 |  |  |  | 0 | 13.647 | 0 | 0 | 0 | 0 | 0 | 0 | 0 | 0 | 0 | 0 | 2006 Qtr 1: 0; 2006 Qtr 2: 0; 2006 Qtr 3: 0; 2006 Qtr 4: 13.647; 2007 Qtr 1: 0; 2007 Qtr 2: 0; 2007 Qtr 3: 0; 2007 Qtr 4: 0; 2008 Qtr 1: 0; 2008 Qtr 2: 0; 2008 Qtr 3: 0; 2008 Qtr 4: 0 | 13.647
0 | 234053-Lighting-Remove 4 Ft Lamp (De-Lamp) | COFL00AVDEL01 | 7 | Commercial | 01-ALC-AllCommercial-IntLight | 0 |  |  |  |  | 28.2538 | 16.4871 | 0 | 0 | 0 | 11.7667 | 100.2216 |  | kWh | 0.031059 | -0.16413 | Commercial |  | Annual | [5 empty] | 11 | 0.96 |  |  |  | 0 | 16.3764 | 0 | 0 | 0 | 0 | 0 | 0 | 0 | 0 | 0 | 0 | 2006 Qtr 1: 0; 2006 Qtr 2: 0; 2006 Qtr 3: 0; 2006 Qtr 4: 16.3764; 2007 Qtr 1: 0; 2007 Qtr 2: 0; 2007 Qtr 3: 0; 2007 Qtr 4: 0; 2008 Qtr 1: 0; 2008 Qtr 2: 0; 2008 Qtr 3: 0; 2008 Qtr 4: 0 | 16.3764
0 | 234148-Premium T8 with T12 40 Watt Baseline |  | 7 | Commercial | 14-MLI-Manufacturing–LightIndustry-LIGHT | 0 |  |  |  |  | 13.9591 | 13.1897 | 0 | 0 | 0 | 0.7694 | 64.9241 |  | kWh | 0.020063 | -0.083941 | Commercial |  | Annual | [5 empty] | 11 | 0.96 |  |  |  | 0 | 45.4901 | 0 | 0 | 0 | 0 | 0 | 0 | 0 | 0 | 0 | 0 | 2006 Qtr 1: 0; 2006 Qtr 2: 0; 2006 Qtr 3: 0; 2006 Qtr 4: 45.4901; 2007 Qtr 1: 0; 2007 Qtr 2: 0; 2007 Qtr 3: 0; 2007 Qtr 4: 0; 2008 Qtr 1: 0; 2008 Qtr 2: 0; 2008 Qtr 3: 0; 2008 Qtr 4: 0 | 45.4901
0 | 234053-Lighting-Remove 4 Ft Lamp (De-Lamp) | COFL00AVDEL01 | 7 | Commercial | 14-MLI-Manufacturing–LightIndustry-LIGHT | 0 |  |  |  |  | 28.2538 | 16.4871 | 0 | 0 | 0 | 11.7667 | 100.2037 |  | kWh | 0.030965 | -0.12955 | Commercial |  | Annual | [5 empty] | 11 | 0.96 |  |  |  | 0 | 49.1293 | 0 | 0 | 0 | 0 | 0 | 0 | 0 | 0 | 0 | 0 | 2006 Qtr 1: 0; 2006 Qtr 2: 0; 2006 Qtr 3: 0; 2006 Qtr 4: 49.1293; 2007 Qtr 1: 0; 2007 Qtr 2: 0; 2007 Qtr 3: 0; 2007 Qtr 4: 0; 2008 Qtr 1: 0; 2008 Qtr 2: 0; 2008 Qtr 3: 0; 2008 Qtr 4: 0 | 49.1293
0 | 234148-Premium T8 with T12 40 Watt Baseline |  | 7 | Commercial | 14-MLI-Manufacturing–LightIndustry-LIGHT | 0 |  |  |  |  | 13.9591 | 13.1897 | 0 | 0 | 0 | 0.7694 | 64.9241 |  | kWh | 0.020063 | -0.083941 | Commercial |  | Annual | [5 empty] | 11 | 0.96 |  |  |  | 0 | 10.9176 | 0 | 0 | 0 | 0 | 0 | 0 | 0 | 0 | 0 | 0 | 2006 Qtr 1: 0; 2006 Qtr 2: 0; 2006 Qtr 3: 0; 2006 Qtr 4: 10.9176; 2007 Qtr 1: 0; 2007 Qtr 2: 0; 2007 Qtr 3: 0; 2007 Qtr 4: 0; 2008 Qtr 1: 0; 2008 Qtr 2: 0; 2008 Qtr 3: 0; 2008 Qtr 4: 0 | 10.9176
0 | 234053-Lighting-Remove 4 Ft Lamp (De-Lamp) | COFL00AVDEL01 | 7 | Commercial | 14-MLI-Manufacturing–LightIndustry-LIGHT | 0 |  |  |  |  | 28.2538 | 16.4871 | 0 | 0 | 0 | 11.7667 | 100.2037 |  | kWh | 0.030965 | -0.12955 | Commercial |  | Annual | [5 empty] | 11 | 0.96 |  |  |  | 0 | 14.5568 | 0 | 0 | 0 | 0 | 0 | 0 | 0 | 0 | 0 | 0 | 2006 Qtr 1: 0; 2006 Qtr 2: 0; 2006 Qtr 3: 0; 2006 Qtr 4: 14.5568; 2007 Qtr 1: 0; 2007 Qtr 2: 0; 2007 Qtr 3: 0; 2007 Qtr 4: 0; 2008 Qtr 1: 0; 2008 Qtr 2: 0; 2008 Qtr 3: 0; 2008 Qtr 4: 0 | 14.5568
0 | 234148-Premium T8 with T12 40 Watt Baseline |  | 7 | Commercial | 14-MLI-Manufacturing–LightIndustry-LIGHT | 0 |  |  |  |  | 13.9591 | 13.1897 | 0 | 0 | 0 | 0.7694 | 64.9241 |  | kWh | 0.020063 | -0.083941 | Commercial |  | Annual | [5 empty] | 11 | 0.96 |  |  |  | 0 | 15.4666 | 0 | 0 | 0 | 0 | 0 | 0 | 0 | 0 | 0 | 0 | 2006 Qtr 1: 0; 2006 Qtr 2: 0; 2006 Qtr 3: 0; 2006 Qtr 4: 15.4666; 2007 Qtr 1: 0; 2007 Qtr 2: 0; 2007 Qtr 3: 0; 2007 Qtr 4: 0; 2008 Qtr 1: 0; 2008 Qtr 2: 0; 2008 Qtr 3: 0; 2008 Qtr 4: 0 | 15.4666
0 | 234053-Lighting-Remove 4 Ft Lamp (De-Lamp) | COFL00AVDEL01 | 7 | Commercial | 14-MLI-Manufacturing–LightIndustry-LIGHT | 0 |  |  |  |  | 28.2538 | 16.4871 | 0 | 0 | 0 | 11.7667 | 100.2037 |  | kWh | 0.030965 | -0.12955 | Commercial |  | Annual | [5 empty] | 11 | 0.96 |  |  |  | 0 | 18.196 | 0 | 0 | 0 | 0 | 0 | 0 | 0 | 0 | 0 | 0 | 2006 Qtr 1: 0; 2006 Qtr 2: 0; 2006 Qtr 3: 0; 2006 Qtr 4: 18.196; 2007 Qtr 1: 0; 2007 Qtr 2: 0; 2007 Qtr 3: 0; 2007 Qtr 4: 0; 2008 Qtr 1: 0; 2008 Qtr 2: 0; 2008 Qtr 3: 0; 2008 Qtr 4: 0 | 18.196
0 | 234148-Premium T8 with T12 40 Watt Baseline |  | 7 | Commercial | 14-MLI-Manufacturing–LightIndustry-LIGHT | 0 |  |  |  |  | 13.9591 | 13.1897 | 0 | 0 | 0 | 0.7694 | 64.9241 |  | kWh | 0.020063 | -0.083941 | Commercial |  | Annual | [5 empty] | 11 | 0.96 |  |  |  | 0 | 81.8822 | 0 | 0 | 0 | 0 | 0 | 0 | 0 | 0 | 0 | 0 | 2006 Qtr 1: 0; 2006 Qtr 2: 0; 2006 Qtr 3: 0; 2006 Qtr 4: 81.8822; 2007 Qtr 1: 0; 2007 Qtr 2: 0; 2007 Qtr 3: 0; 2007 Qtr 4: 0; 2008 Qtr 1: 0; 2008 Qtr 2: 0; 2008 Qtr 3: 0; 2008 Qtr 4: 0 | 81.8822
0 | 234053-Lighting-Remove 4 Ft Lamp (De-Lamp) | COFL00AVDEL01 | 7 | Commercial | 14-MLI-Manufacturing–LightIndustry-LIGHT | 0 |  |  |  |  | 28.2538 | 16.4871 | 0 | 0 | 0 | 11.7667 | 100.2037 |  | kWh | 0.030965 | -0.12955 | Commercial |  | Annual | [5 empty] | 11 | 0.96 |  |  |  | 0 | 49.1293 | 0 | 0 | 0 | 0 | 0 | 0 | 0 | 0 | 0 | 0 | 2006 Qtr 1: 0; 2006 Qtr 2: 0; 2006 Qtr 3: 0; 2006 Qtr 4: 49.1293; 2007 Qtr 1: 0; 2007 Qtr 2: 0; 2007 Qtr 3: 0; 2007 Qtr 4: 0; 2008 Qtr 1: 0; 2008 Qtr 2: 0; 2008 Qtr 3: 0; 2008 Qtr 4: 0 | 49.1293
0 | 234049-Lighting-LED Exit Sign New Sign | CALC00AVETS01 | 7 | Commercial | 02-ASM-Assembly-Exit | 0 |  |  |  |  | 65.3696 | 45 | 0 | 0 | 0 | 20.3696 | 351.311 |  | kWh | 0 | 0 | Commercial |  | Annual | [5 empty] | 16 | 0.96 |  |  |  | 0 | 4 | 0 | 0 | 0 | 0 | 0 | 0 | 0 | 0 | 0 | 0 | 2006 Qtr 1: 0; 2006 Qtr 2: 0; 2006 Qtr 3: 0; 2006 Qtr 4: 4; 2007 Qtr 1: 0; 2007 Qtr 2: 0; 2007 Qtr 3: 0; 2007 Qtr 4: 0; 2008 Qtr 1: 0; 2008 Qtr 2: 0; 2008 Qtr 3: 0; 2008 Qtr 4: 0 | 4
0 | 234148-Premium T8 with T12 40 Watt Baseline |  | 7 | Commercial | 14-MLI-Manufacturing–LightIndustry-LIGHT | 0 |  |  |  |  | 13.9591 | 13.1897 | 0 | 0 | 0 | 0.7694 | 64.9241 |  | kWh | 0.020063 | -0.083941 | Commercial |  | Annual | [5 empty] | 11 | 0.96 |  |  |  | 0 | 20.9254 | 0 | 0 | 0 | 0 | 0 | 0 | 0 | 0 | 0 | 0 | 2006 Qtr 1: 0; 2006 Qtr 2: 0; 2006 Qtr 3: 0; 2006 Qtr 4: 20.9254; 2007 Qtr 1: 0; 2007 Qtr 2: 0; 2007 Qtr 3: 0; 2007 Qtr 4: 0; 2008 Qtr 1: 0; 2008 Qtr 2: 0; 2008 Qtr 3: 0; 2008 Qtr 4: 0 | 20.9254
0 | 234053-Lighting-Remove 4 Ft Lamp (De-Lamp) | COFL00AVDEL01 | 7 | Commercial | 14-MLI-Manufacturing–LightIndustry-LIGHT | 0 |  |  |  |  | 28.2538 | 16.4871 | 0 | 0 | 0 | 11.7667 | 100.2037 |  | kWh | 0.030965 | -0.12955 | Commercial |  | Annual | [5 empty] | 11 | 0.96 |  |  |  | 0 | 23.6549 | 0 | 0 | 0 | 0 | 0 | 0 | 0 | 0 | 0 | 0 | 2006 Qtr 1: 0; 2006 Qtr 2: 0; 2006 Qtr 3: 0; 2006 Qtr 4: 23.6549; 2007 Qtr 1: 0; 2007 Qtr 2: 0; 2007 Qtr 3: 0; 2007 Qtr 4: 0; 2008 Qtr 1: 0; 2008 Qtr 2: 0; 2008 Qtr 3: 0; 2008 Qtr 4: 0 | 23.6549
0 | 234148-Premium T8 with T12 40 Watt Baseline |  | 7 | Commercial | 01-ALC-AllCommercial-IntLight | 0 |  |  |  |  | 13.9591 | 13.1897 | 0 | 0 | 0 | 0.7694 | 83.0547 |  | kWh | 0.026694 | -0.13602 | Commercial |  | Annual | [5 empty] | 11 | 0.96 |  |  |  | 0 | 46.3999 | 0 | 0 | 0 | 0 | 0 | 0 | 0 | 0 | 0 | 0 | 2006 Qtr 1: 0; 2006 Qtr 2: 0; 2006 Qtr 3: 0; 2006 Qtr 4: 46.3999; 2007 Qtr 1: 0; 2007 Qtr 2: 0; 2007 Qtr 3: 0; 2007 Qtr 4: 0; 2008 Qtr 1: 0; 2008 Qtr 2: 0; 2008 Qtr 3: 0; 2008 Qtr 4: 0 | 46.3999
0 | 234053-Lighting-Remove 4 Ft Lamp (De-Lamp) | COFL00AVDEL01 | 7 | Commercial | 01-ALC-AllCommercial-IntLight | 0 |  |  |  |  | 28.2538 | 16.4871 | 0 | 0 | 0 | 11.7667 | 128.1864 |  | kWh | 0.0412 | -0.20993 | Commercial |  | Annual | [5 empty] | 11 | 0.96 |  |  |  | 0 | 52.7685 | 0 | 0 | 0 | 0 | 0 | 0 | 0 | 0 | 0 | 0 | 2006 Qtr 1: 0; 2006 Qtr 2: 0; 2006 Qtr 3: 0; 2006 Qtr 4: 52.7685; 2007 Qtr 1: 0; 2007 Qtr 2: 0; 2007 Qtr 3: 0; 2007 Qtr 4: 0; 2008 Qtr 1: 0; 2008 Qtr 2: 0; 2008 Qtr 3: 0; 2008 Qtr 4: 0 | 52.7685
0 | 234148-Premium T8 with T12 40 Watt Baseline |  | 7 | Commercial | 18-OFS-Office–Small-IntLight | 0 |  |  |  |  | 13.9591 | 13.1897 | 0 | 0 | 0 | 0.7694 | 67.9198 |  | kWh | 0.020374 | -0.019752 | Commercial |  | Annual | [5 empty] | 11 | 0.96 |  |  |  | 0 | 20.9254 | 0 | 0 | 0 | 0 | 0 | 0 | 0 | 0 | 0 | 0 | 2006 Qtr 1: 0; 2006 Qtr 2: 0; 2006 Qtr 3: 0; 2006 Qtr 4: 20.9254; 2007 Qtr 1: 0; 2007 Qtr 2: 0; 2007 Qtr 3: 0; 2007 Qtr 4: 0; 2008 Qtr 1: 0; 2008 Qtr 2: 0; 2008 Qtr 3: 0; 2008 Qtr 4: 0 | 20.9254
0 | 234053-Lighting-Remove 4 Ft Lamp (De-Lamp) | COFL00AVDEL01 | 7 | Commercial | 18-OFS-Office–Small-IntLight | 0 |  |  |  |  | 28.2538 | 16.4871 | 0 | 0 | 0 | 11.7667 | 104.8272 |  | kWh | 0.031445 | -0.030485 | Commercial |  | Annual | [5 empty] | 11 | 0.96 |  |  |  | 0 | 23.6549 | 0 | 0 | 0 | 0 | 0 | 0 | 0 | 0 | 0 | 0 | 2006 Qtr 1: 0; 2006 Qtr 2: 0; 2006 Qtr 3: 0; 2006 Qtr 4: 23.6549; 2007 Qtr 1: 0; 2007 Qtr 2: 0; 2007 Qtr 3: 0; 2007 Qtr 4: 0; 2008 Qtr 1: 0; 2008 Qtr 2: 0; 2008 Qtr 3: 0; 2008 Qtr 4: 0 | 23.6549
0 | 234049-Lighting-LED Exit Sign New Sign | CALC00AVETS01 | 7 | Commercial | 02-ASM-Assembly-Exit | 0 |  |  |  |  | 65.3696 | 45 | 0 | 0 | 0 | 20.3696 | 351.311 |  | kWh | 0 | 0 | Commercial |  | Annual | [5 empty] | 16 | 0.96 |  |  |  | 0 | 1 | 0 | 0 | 0 | 0 | 0 | 0 | 0 | 0 | 0 | 0 | 2006 Qtr 1: 0; 2006 Qtr 2: 0; 2006 Qtr 3: 0; 2006 Qtr 4: 1; 2007 Qtr 1: 0; 2007 Qtr 2: 0; 2007 Qtr 3: 0; 2007 Qtr 4: 0; 2008 Qtr 1: 0; 2008 Qtr 2: 0; 2008 Qtr 3: 0; 2008 Qtr 4: 0 | 1
0 | 234148-Premium T8 with T12 40 Watt Baseline |  | 7 | Commercial | 14-MLI-Manufacturing–LightIndustry-LIGHT | 0 |  |  |  |  | 13.9591 | 13.1897 | 0 | 0 | 0 | 0.7694 | 64.9241 |  | kWh | 0.020063 | -0.083941 | Commercial |  | Annual | [5 empty] | 11 | 0.96 |  |  |  | 0 | 22.7451 | 0 | 0 | 0 | 0 | 0 | 0 | 0 | 0 | 0 | 0 | 2006 Qtr 1: 0; 2006 Qtr 2: 0; 2006 Qtr 3: 0; 2006 Qtr 4: 22.7451; 2007 Qtr 1: 0; 2007 Qtr 2: 0; 2007 Qtr 3: 0; 2007 Qtr 4: 0; 2008 Qtr 1: 0; 2008 Qtr 2: 0; 2008 Qtr 3: 0; 2008 Qtr 4: 0 | 22.7451
0 | 234053-Lighting-Remove 4 Ft Lamp (De-Lamp) | COFL00AVDEL01 | 7 | Commercial | 14-MLI-Manufacturing–LightIndustry-LIGHT | 0 |  |  |  |  | 28.2538 | 16.4871 | 0 | 0 | 0 | 11.7667 | 100.2037 |  | kWh | 0.030965 | -0.12955 | Commercial |  | Annual | [5 empty] | 11 | 0.96 |  |  |  | 0 | 25.4745 | 0 | 0 | 0 | 0 | 0 | 0 | 0 | 0 | 0 | 0 | 2006 Qtr 1: 0; 2006 Qtr 2: 0; 2006 Qtr 3: 0; 2006 Qtr 4: 25.4745; 2007 Qtr 1: 0; 2007 Qtr 2: 0; 2007 Qtr 3: 0; 2007 Qtr 4: 0; 2008 Qtr 1: 0; 2008 Qtr 2: 0; 2008 Qtr 3: 0; 2008 Qtr 4: 0 | 25.4745
0 | 234148-Premium T8 with T12 40 Watt Baseline |  | 7 | Commercial | 01-ALC-AllCommercial-IntLight | 0 |  |  |  |  | 13.9591 | 13.1897 | 0 | 0 | 0 | 0.7694 | 74.8184 |  | kWh | 0.022603 | -0.12253 | Commercial |  | Annual | [5 empty] | 11 | 0.96 |  |  |  | 0 | 153.7566 | 0 | 0 | 0 | 0 | 0 | 0 | 0 | 0 | 0 | 0 | 2006 Qtr 1: 0; 2006 Qtr 2: 0; 2006 Qtr 3: 0; 2006 Qtr 4: 153.7566; 2007 Qtr 1: 0; 2007 Qtr 2: 0; 2007 Qtr 3: 0; 2007 Qtr 4: 0; 2008 Qtr 1: 0; 2008 Qtr 2: 0; 2008 Qtr 3: 0; 2008 Qtr 4: 0 | 153.7566
0 | 234053-Lighting-Remove 4 Ft Lamp (De-Lamp) | COFL00AVDEL01 | 7 | Commercial | 01-ALC-AllCommercial-IntLight | 0 |  |  |  |  | 28.2538 | 16.4871 | 0 | 0 | 0 | 11.7667 | 115.4744 |  | kWh | 0.034885 | -0.18911 | Commercial |  | Annual | [5 empty] | 11 | 0.96 |  |  |  | 0 | 97.3488 | 0 | 0 | 0 | 0 | 0 | 0 | 0 | 0 | 0 | 0 | 2006 Qtr 1: 0; 2006 Qtr 2: 0; 2006 Qtr 3: 0; 2006 Qtr 4: 97.3488; 2007 Qtr 1: 0; 2007 Qtr 2: 0; 2007 Qtr 3: 0; 2007 Qtr 4: 0; 2008 Qtr 1: 0; 2008 Qtr 2: 0; 2008 Qtr 3: 0; 2008 Qtr 4: 0 | 97.3488
0 | 234049-Lighting-LED Exit Sign New Sign | CALC00AVETS01 | 7 | Commercial | 02-ASM-Assembly-Exit | 0 |  |  |  |  | 65.3696 | 45 | 0 | 0 | 0 | 20.3696 | 351.311 |  | kWh | 0 | 0 | Commercial |  | Annual | [5 empty] | 16 | 0.96 |  |  |  | 0 | 1 | 0 | 0 | 0 | 0 | 0 | 0 | 0 | 0 | 0 | 0 | 2006 Qtr 1: 0; 2006 Qtr 2: 0; 2006 Qtr 3: 0; 2006 Qtr 4: 1; 2007 Qtr 1: 0; 2007 Qtr 2: 0; 2007 Qtr 3: 0; 2007 Qtr 4: 0; 2008 Qtr 1: 0; 2008 Qtr 2: 0; 2008 Qtr 3: 0; 2008 Qtr 4: 0 | 1
0 | 234148-Premium T8 with T12 40 Watt Baseline |  | 7 | Commercial | 01-ALC-AllCommercial-IntLight | 0 |  |  |  |  | 13.9591 | 13.1897 | 0 | 0 | 0 | 0.7694 | 64.9358 |  | kWh | 0.020124 | -0.10634 | Commercial |  | Annual | [5 empty] | 11 | 0.96 |  |  |  | 0 | 24.5647 | 0 | 0 | 0 | 0 | 0 | 0 | 0 | 0 | 0 | 0 | 2006 Qtr 1: 0; 2006 Qtr 2: 0; 2006 Qtr 3: 0; 2006 Qtr 4: 24.5647; 2007 Qtr 1: 0; 2007 Qtr 2: 0; 2007 Qtr 3: 0; 2007 Qtr 4: 0; 2008 Qtr 1: 0; 2008 Qtr 2: 0; 2008 Qtr 3: 0; 2008 Qtr 4: 0 | 24.5647
0 | 234053-Lighting-Remove 4 Ft Lamp (De-Lamp) | COFL00AVDEL01 | 7 | Commercial | 01-ALC-AllCommercial-IntLight | 0 |  |  |  |  | 28.2538 | 16.4871 | 0 | 0 | 0 | 11.7667 | 100.2216 |  | kWh | 0.031059 | -0.16413 | Commercial |  | Annual | [5 empty] | 11 | 0.96 |  |  |  | 0 | 27.2941 | 0 | 0 | 0 | 0 | 0 | 0 | 0 | 0 | 0 | 0 | 2006 Qtr 1: 0; 2006 Qtr 2: 0; 2006 Qtr 3: 0; 2006 Qtr 4: 27.2941; 2007 Qtr 1: 0; 2007 Qtr 2: 0; 2007 Qtr 3: 0; 2007 Qtr 4: 0; 2008 Qtr 1: 0; 2008 Qtr 2: 0; 2008 Qtr 3: 0; 2008 Qtr 4: 0 | 27.2941
0 | 234148-Premium T8 with T12 40 Watt Baseline |  | 7 | Commercial | 01-ALC-AllCommercial-IntLight | 0 |  |  |  |  | 13.9591 | 13.1897 | 0 | 0 | 0 | 0.7694 | 74.8184 |  | kWh | 0.022603 | -0.12253 | Commercial |  | Annual | [5 empty] | 11 | 0.96 |  |  |  | 0 | 11.8274 | 0 | 0 | 0 | 0 | 0 | 0 | 0 | 0 | 0 | 0 | 2006 Qtr 1: 0; 2006 Qtr 2: 0; 2006 Qtr 3: 0; 2006 Qtr 4: 11.8274; 2007 Qtr 1: 0; 2007 Qtr 2: 0; 2007 Qtr 3: 0; 2007 Qtr 4: 0; 2008 Qtr 1: 0; 2008 Qtr 2: 0; 2008 Qtr 3: 0; 2008 Qtr 4: 0 | 11.8274
0 | 234053-Lighting-Remove 4 Ft Lamp (De-Lamp) | COFL00AVDEL01 | 7 | Commercial | 01-ALC-AllCommercial-IntLight | 0 |  |  |  |  | 28.2538 | 16.4871 | 0 | 0 | 0 | 11.7667 | 115.4744 |  | kWh | 0.034885 | -0.18911 | Commercial |  | Annual | [5 empty] | 11 | 0.96 |  |  |  | 0 | 14.5568 | 0 | 0 | 0 | 0 | 0 | 0 | 0 | 0 | 0 | 0 | 2006 Qtr 1: 0; 2006 Qtr 2: 0; 2006 Qtr 3: 0; 2006 Qtr 4: 14.5568; 2007 Qtr 1: 0; 2007 Qtr 2: 0; 2007 Qtr 3: 0; 2007 Qtr 4: 0; 2008 Qtr 1: 0; 2008 Qtr 2: 0; 2008 Qtr 3: 0; 2008 Qtr 4: 0 | 14.5568
0 | 234148-Premium T8 with T12 40 Watt Baseline |  | 7 | Commercial | 01-ALC-AllCommercial-IntLight | 0 |  |  |  |  | 13.9591 | 13.1897 | 0 | 0 | 0 | 0.7694 | 74.8184 |  | kWh | 0.022603 | -0.12253 | Commercial |  | Annual | [5 empty] | 11 | 0.96 |  |  |  | 0 | 10.9176 | 0 | 0 | 0 | 0 | 0 | 0 | 0 | 0 | 0 | 0 | 2006 Qtr 1: 0; 2006 Qtr 2: 0; 2006 Qtr 3: 0; 2006 Qtr 4: 10.9176; 2007 Qtr 1: 0; 2007 Qtr 2: 0; 2007 Qtr 3: 0; 2007 Qtr 4: 0; 2008 Qtr 1: 0; 2008 Qtr 2: 0; 2008 Qtr 3: 0; 2008 Qtr 4: 0 | 10.9176
0 | 234053-Lighting-Remove 4 Ft Lamp (De-Lamp) | COFL00AVDEL01 | 7 | Commercial | 01-ALC-AllCommercial-IntLight | 0 |  |  |  |  | 28.2538 | 16.4871 | 0 | 0 | 0 | 11.7667 | 115.4744 |  | kWh | 0.034885 | -0.18911 | Commercial |  | Annual | [5 empty] | 11 | 0.96 |  |  |  | 0 | 10.9176 | 0 | 0 | 0 | 0 | 0 | 0 | 0 | 0 | 0 | 0 | 2006 Qtr 1: 0; 2006 Qtr 2: 0; 2006 Qtr 3: 0; 2006 Qtr 4: 10.9176; 2007 Qtr 1: 0; 2007 Qtr 2: 0; 2007 Qtr 3: 0; 2007 Qtr 4: 0; 2008 Qtr 1: 0; 2008 Qtr 2: 0; 2008 Qtr 3: 0; 2008 Qtr 4: 0 | 10.9176
0 | 234148-Premium T8 with T12 40 Watt Baseline |  | 7 | Commercial | 14-MLI-Manufacturing–LightIndustry-LIGHT | 0 |  |  |  |  | 13.9591 | 13.1897 | 0 | 0 | 0 | 0.7694 | 64.9241 |  | kWh | 0.020063 | -0.083941 | Commercial |  | Annual | [5 empty] | 11 | 0.96 |  |  |  | 0 | 12.7372 | 0 | 0 | 0 | 0 | 0 | 0 | 0 | 0 | 0 | 0 | 2006 Qtr 1: 0; 2006 Qtr 2: 0; 2006 Qtr 3: 0; 2006 Qtr 4: 12.7372; 2007 Qtr 1: 0; 2007 Qtr 2: 0; 2007 Qtr 3: 0; 2007 Qtr 4: 0; 2008 Qtr 1: 0; 2008 Qtr 2: 0; 2008 Qtr 3: 0; 2008 Qtr 4: 0 | 12.7372
0 | 234053-Lighting-Remove 4 Ft Lamp (De-Lamp) | COFL00AVDEL01 | 7 | Commercial | 14-MLI-Manufacturing–LightIndustry-LIGHT | 0 |  |  |  |  | 28.2538 | 16.4871 | 0 | 0 | 0 | 11.7667 | 100.2037 |  | kWh | 0.030965 | -0.12955 | Commercial |  | Annual | [5 empty] | 11 | 0.96 |  |  |  | 0 | 12.7372 | 0 | 0 | 0 | 0 | 0 | 0 | 0 | 0 | 0 | 0 | 2006 Qtr 1: 0; 2006 Qtr 2: 0; 2006 Qtr 3: 0; 2006 Qtr 4: 12.7372; 2007 Qtr 1: 0; 2007 Qtr 2: 0; 2007 Qtr 3: 0; 2007 Qtr 4: 0; 2008 Qtr 1: 0; 2008 Qtr 2: 0; 2008 Qtr 3: 0; 2008 Qtr 4: 0 | 12.7372
0 | 234059-Motors - VFD - HVAC Fans (per Hp) |  | 7 | Commercial | 01-ALC-AllCommercial-Vent/Fan | 0 |  |  |  |  | 202 | 100 | 0 | 0 | 0 | 102 | 753 |  | kWh | 0 | 0 | Commercial |  | Annual | [5 empty] | 15 | 0.96 |  |  |  | 0 | 2 | 0 | 0 | 0 | 0 | 0 | 0 | 0 | 0 | 0 | 0 | 2006 Qtr 1: 0; 2006 Qtr 2: 0; 2006 Qtr 3: 0; 2006 Qtr 4: 2; 2007 Qtr 1: 0; 2007 Qtr 2: 0; 2007 Qtr 3: 0; 2007 Qtr 4: 0; 2008 Qtr 1: 0; 2008 Qtr 2: 0; 2008 Qtr 3: 0; 2008 Qtr 4: 0 | 2
0 | 234148-Premium T8 with T12 40 Watt Baseline |  | 7 | Commercial | 01-ALC-AllCommercial-IntLight | 0 |  |  |  |  | 13.9591 | 13.1897 | 0 | 0 | 0 | 0.7694 | 69.1977 |  | kWh | 0.022275 | -0.11332 | Commercial |  | Annual | [5 empty] | 11 | 0.96 |  |  |  | 0 | 135.5605 | 0 | 0 | 0 | 0 | 0 | 0 | 0 | 0 | 0 | 0 | 2006 Qtr 1: 0; 2006 Qtr 2: 0; 2006 Qtr 3: 0; 2006 Qtr 4: 135.5605; 2007 Qtr 1: 0; 2007 Qtr 2: 0; 2007 Qtr 3: 0; 2007 Qtr 4: 0; 2008 Qtr 1: 0; 2008 Qtr 2: 0; 2008 Qtr 3: 0; 2008 Qtr 4: 0 | 135.5605
0 | 234053-Lighting-Remove 4 Ft Lamp (De-Lamp) | COFL00AVDEL01 | 7 | Commercial | 01-ALC-AllCommercial-IntLight | 0 |  |  |  |  | 28.2538 | 16.4871 | 0 | 0 | 0 | 11.7667 | 106.7995 |  | kWh | 0.03438 | -0.1749 | Commercial |  | Annual | [5 empty] | 11 | 0.96 |  |  |  | 0 | 80.9724 | 0 | 0 | 0 | 0 | 0 | 0 | 0 | 0 | 0 | 0 | 2006 Qtr 1: 0; 2006 Qtr 2: 0; 2006 Qtr 3: 0; 2006 Qtr 4: 80.9724; 2007 Qtr 1: 0; 2007 Qtr 2: 0; 2007 Qtr 3: 0; 2007 Qtr 4: 0; 2008 Qtr 1: 0; 2008 Qtr 2: 0; 2008 Qtr 3: 0; 2008 Qtr 4: 0 | 80.9724
0 | 234049-Lighting-LED Exit Sign New Sign | CALC00AVETS01 | 7 | Commercial | 02-ASM-Assembly-Exit | 0 |  |  |  |  | 65.3696 | 45 | 0 | 0 | 0 | 20.3696 | 351.311 |  | kWh | 0 | 0 | Commercial |  | Annual | [5 empty] | 16 | 0.96 |  |  |  | 0 | 5 | 0 | 0 | 0 | 0 | 0 | 0 | 0 | 0 | 0 | 0 | 2006 Qtr 1: 0; 2006 Qtr 2: 0; 2006 Qtr 3: 0; 2006 Qtr 4: 5; 2007 Qtr 1: 0; 2007 Qtr 2: 0; 2007 Qtr 3: 0; 2007 Qtr 4: 0; 2008 Qtr 1: 0; 2008 Qtr 2: 0; 2008 Qtr 3: 0; 2008 Qtr 4: 0 | 5
0 | 234148-Premium T8 with T12 40 Watt Baseline |  | 7 | Commercial | 01-ALC-AllCommercial-IntLight | 0 |  |  |  |  | 13.9591 | 13.1897 | 0 | 0 | 0 | 0.7694 | 64.9358 |  | kWh | 0.020124 | -0.10634 | Commercial |  | Annual | [5 empty] | 11 | 0.96 |  |  |  | 0 | 60.9567 | 0 | 0 | 0 | 0 | 0 | 0 | 0 | 0 | 0 | 0 | 2006 Qtr 1: 0; 2006 Qtr 2: 0; 2006 Qtr 3: 0; 2006 Qtr 4: 60.9567; 2007 Qtr 1: 0; 2007 Qtr 2: 0; 2007 Qtr 3: 0; 2007 Qtr 4: 0; 2008 Qtr 1: 0; 2008 Qtr 2: 0; 2008 Qtr 3: 0; 2008 Qtr 4: 0 | 60.9567
0 | 234053-Lighting-Remove 4 Ft Lamp (De-Lamp) | COFL00AVDEL01 | 7 | Commercial | 01-ALC-AllCommercial-IntLight | 0 |  |  |  |  | 28.2538 | 16.4871 | 0 | 0 | 0 | 11.7667 | 100.2216 |  | kWh | 0.031059 | -0.16413 | Commercial |  | Annual | [5 empty] | 11 | 0.96 |  |  |  | 0 | 65.5058 | 0 | 0 | 0 | 0 | 0 | 0 | 0 | 0 | 0 | 0 | 2006 Qtr 1: 0; 2006 Qtr 2: 0; 2006 Qtr 3: 0; 2006 Qtr 4: 65.5058; 2007 Qtr 1: 0; 2007 Qtr 2: 0; 2007 Qtr 3: 0; 2007 Qtr 4: 0; 2008 Qtr 1: 0; 2008 Qtr 2: 0; 2008 Qtr 3: 0; 2008 Qtr 4: 0 | 65.5058
0 | 234148-Premium T8 with T12 40 Watt Baseline |  | 7 | Commercial | 01-ALC-AllCommercial-IntLight | 0 |  |  |  |  | 13.9591 | 13.1897 | 0 | 0 | 0 | 0.7694 | 71.6621 |  | kWh | 0.020478 | -0.11736 | Commercial |  | Annual | [5 empty] | 11 | 0.96 |  |  |  | 0 | 21.8353 | 0 | 0 | 0 | 0 | 0 | 0 | 0 | 0 | 0 | 0 | 2006 Qtr 1: 0; 2006 Qtr 2: 0; 2006 Qtr 3: 0; 2006 Qtr 4: 21.8353; 2007 Qtr 1: 0; 2007 Qtr 2: 0; 2007 Qtr 3: 0; 2007 Qtr 4: 0; 2008 Qtr 1: 0; 2008 Qtr 2: 0; 2008 Qtr 3: 0; 2008 Qtr 4: 0 | 21.8353
0 | 234053-Lighting-Remove 4 Ft Lamp (De-Lamp) | COFL00AVDEL01 | 7 | Commercial | 01-ALC-AllCommercial-IntLight | 0 |  |  |  |  | 28.2538 | 16.4871 | 0 | 0 | 0 | 11.7667 | 110.603 |  | kWh | 0.031605 | -0.18113 | Commercial |  | Annual | [5 empty] | 11 | 0.96 |  |  |  | 0 | 21.8353 | 0 | 0 | 0 | 0 | 0 | 0 | 0 | 0 | 0 | 0 | 2006 Qtr 1: 0; 2006 Qtr 2: 0; 2006 Qtr 3: 0; 2006 Qtr 4: 21.8353; 2007 Qtr 1: 0; 2007 Qtr 2: 0; 2007 Qtr 3: 0; 2007 Qtr 4: 0; 2008 Qtr 1: 0; 2008 Qtr 2: 0; 2008 Qtr 3: 0; 2008 Qtr 4: 0 | 21.8353
0 | 234148-Premium T8 with T12 40 Watt Baseline |  | 7 | Commercial | 01-ALC-AllCommercial-IntLight | 0 |  |  |  |  | 13.9591 | 13.1897 | 0 | 0 | 0 | 0.7694 | 63.1001 |  | kWh | 0.016266 | -0.10334 | Commercial |  | Annual | [5 empty] | 11 | 0.96 |  |  |  | 0 | 26.3843 | 0 | 0 | 0 | 0 | 0 | 0 | 0 | 0 | 0 | 0 | 2006 Qtr 1: 0; 2006 Qtr 2: 0; 2006 Qtr 3: 0; 2006 Qtr 4: 26.3843; 2007 Qtr 1: 0; 2007 Qtr 2: 0; 2007 Qtr 3: 0; 2007 Qtr 4: 0; 2008 Qtr 1: 0; 2008 Qtr 2: 0; 2008 Qtr 3: 0; 2008 Qtr 4: 0 | 26.3843
0 | 234053-Lighting-Remove 4 Ft Lamp (De-Lamp) | COFL00AVDEL01 | 7 | Commercial | 01-ALC-AllCommercial-IntLight | 0 |  |  |  |  | 28.2538 | 16.4871 | 0 | 0 | 0 | 11.7667 | 97.3885 |  | kWh | 0.025105 | -0.15949 | Commercial |  | Annual | [5 empty] | 11 | 0.96 |  |  |  | 0 | 29.1137 | 0 | 0 | 0 | 0 | 0 | 0 | 0 | 0 | 0 | 0 | 2006 Qtr 1: 0; 2006 Qtr 2: 0; 2006 Qtr 3: 0; 2006 Qtr 4: 29.1137; 2007 Qtr 1: 0; 2007 Qtr 2: 0; 2007 Qtr 3: 0; 2007 Qtr 4: 0; 2008 Qtr 1: 0; 2008 Qtr 2: 0; 2008 Qtr 3: 0; 2008 Qtr 4: 0 | 29.1137
0 | 234148-Premium T8 with T12 40 Watt Baseline |  | 7 | Commercial | 01-ALC-AllCommercial-IntLight | 0 |  |  |  |  | 13.9591 | 13.1897 | 0 | 0 | 0 | 0.7694 | 59.9551 |  | kWh | 0.020434 | -0.098187 | Commercial |  | Annual | [5 empty] | 11 | 0.96 |  |  |  | 0 | 38.2117 | 0 | 0 | 0 | 0 | 0 | 0 | 0 | 0 | 0 | 0 | 2006 Qtr 1: 0; 2006 Qtr 2: 0; 2006 Qtr 3: 0; 2006 Qtr 4: 38.2117; 2007 Qtr 1: 0; 2007 Qtr 2: 0; 2007 Qtr 3: 0; 2007 Qtr 4: 0; 2008 Qtr 1: 0; 2008 Qtr 2: 0; 2008 Qtr 3: 0; 2008 Qtr 4: 0 | 38.2117
0 | 234053-Lighting-Remove 4 Ft Lamp (De-Lamp) | COFL00AVDEL01 | 7 | Commercial | 01-ALC-AllCommercial-IntLight | 0 |  |  |  |  | 28.2538 | 16.4871 | 0 | 0 | 0 | 11.7667 | 92.5345 |  | kWh | 0.031538 | -0.15154 | Commercial |  | Annual | [5 empty] | 11 | 0.96 |  |  |  | 0 | 41.8509 | 0 | 0 | 0 | 0 | 0 | 0 | 0 | 0 | 0 | 0 | 2006 Qtr 1: 0; 2006 Qtr 2: 0; 2006 Qtr 3: 0; 2006 Qtr 4: 41.8509; 2007 Qtr 1: 0; 2007 Qtr 2: 0; 2007 Qtr 3: 0; 2007 Qtr 4: 0; 2008 Qtr 1: 0; 2008 Qtr 2: 0; 2008 Qtr 3: 0; 2008 Qtr 4: 0 | 41.8509
0 | 234059-Motors - VFD - HVAC Fans (per Hp) |  | 7 | Commercial | 01-ALC-AllCommercial-Vent/Fan | 0 |  |  |  |  | 202 | 100 | 0 | 0 | 0 | 102 | 753 |  | kWh | 0 | 0 | Commercial |  | Annual | [5 empty] | 15 | 0.96 |  |  |  | 0 | 1 | 0 | 0 | 0 | 0 | 0 | 0 | 0 | 0 | 0 | 0 | 2006 Qtr 1: 0; 2006 Qtr 2: 0; 2006 Qtr 3: 0; 2006 Qtr 4: 1; 2007 Qtr 1: 0; 2007 Qtr 2: 0; 2007 Qtr 3: 0; 2007 Qtr 4: 0; 2008 Qtr 1: 0; 2008 Qtr 2: 0; 2008 Qtr 3: 0; 2008 Qtr 4: 0 | 1
0 | 234148-Premium T8 with T12 40 Watt Baseline |  | 7 | Commercial | 01-ALC-AllCommercial-IntLight | 0 |  |  |  |  | 13.9591 | 13.1897 | 0 | 0 | 0 | 0.7694 | 83.0547 |  | kWh | 0.026694 | -0.13602 | Commercial |  | Annual | [5 empty] | 11 | 0.96 |  |  |  | 0 | 144.6585 | 0 | 0 | 0 | 0 | 0 | 0 | 0 | 0 | 0 | 0 | 2006 Qtr 1: 0; 2006 Qtr 2: 0; 2006 Qtr 3: 0; 2006 Qtr 4: 144.6585; 2007 Qtr 1: 0; 2007 Qtr 2: 0; 2007 Qtr 3: 0; 2007 Qtr 4: 0; 2008 Qtr 1: 0; 2008 Qtr 2: 0; 2008 Qtr 3: 0; 2008 Qtr 4: 0 | 144.6585
0 | 234053-Lighting-Remove 4 Ft Lamp (De-Lamp) | COFL00AVDEL01 | 7 | Commercial | 01-ALC-AllCommercial-IntLight | 0 |  |  |  |  | 28.2538 | 16.4871 | 0 | 0 | 0 | 11.7667 | 128.1864 |  | kWh | 0.0412 | -0.20993 | Commercial |  | Annual | [5 empty] | 11 | 0.96 |  |  |  | 0 | 77.3332 | 0 | 0 | 0 | 0 | 0 | 0 | 0 | 0 | 0 | 0 | 2006 Qtr 1: 0; 2006 Qtr 2: 0; 2006 Qtr 3: 0; 2006 Qtr 4: 77.3332; 2007 Qtr 1: 0; 2007 Qtr 2: 0; 2007 Qtr 3: 0; 2007 Qtr 4: 0; 2008 Qtr 1: 0; 2008 Qtr 2: 0; 2008 Qtr 3: 0; 2008 Qtr 4: 0 | 77.3332
0 | 234049-Lighting-LED Exit Sign New Sign | CALC00AVETS01 | 7 | Commercial | 02-ASM-Assembly-Exit | 0 |  |  |  |  | 65.3696 | 45 | 0 | 0 | 0 | 20.3696 | 351.311 |  | kWh | 0 | 0 | Commercial |  | Annual | [5 empty] | 16 | 0.96 |  |  |  | 0 | 3 | 0 | 0 | 0 | 0 | 0 | 0 | 0 | 0 | 0 | 0 | 2006 Qtr 1: 0; 2006 Qtr 2: 0; 2006 Qtr 3: 0; 2006 Qtr 4: 3; 2007 Qtr 1: 0; 2007 Qtr 2: 0; 2007 Qtr 3: 0; 2007 Qtr 4: 0; 2008 Qtr 1: 0; 2008 Qtr 2: 0; 2008 Qtr 3: 0; 2008 Qtr 4: 0 | 3
0 | 234148-Premium T8 with T12 40 Watt Baseline |  | 7 | Commercial | 01-ALC-AllCommercial-IntLight | 0 |  |  |  |  | 13.9591 | 13.1897 | 0 | 0 | 0 | 0.7694 | 64.9358 |  | kWh | 0.020124 | -0.10634 | Commercial |  | Annual | [5 empty] | 11 | 0.96 |  |  |  | 0 | 18.196 | 0 | 0 | 0 | 0 | 0 | 0 | 0 | 0 | 0 | 0 | 2006 Qtr 1: 0; 2006 Qtr 2: 0; 2006 Qtr 3: 0; 2006 Qtr 4: 18.196; 2007 Qtr 1: 0; 2007 Qtr 2: 0; 2007 Qtr 3: 0; 2007 Qtr 4: 0; 2008 Qtr 1: 0; 2008 Qtr 2: 0; 2008 Qtr 3: 0; 2008 Qtr 4: 0 | 18.196
0 | 234053-Lighting-Remove 4 Ft Lamp (De-Lamp) | COFL00AVDEL01 | 7 | Commercial | 01-ALC-AllCommercial-IntLight | 0 |  |  |  |  | 28.2538 | 16.4871 | 0 | 0 | 0 | 11.7667 | 100.2216 |  | kWh | 0.031059 | -0.16413 | Commercial |  | Annual | [5 empty] | 11 | 0.96 |  |  |  | 0 | 20.0156 | 0 | 0 | 0 | 0 | 0 | 0 | 0 | 0 | 0 | 0 | 2006 Qtr 1: 0; 2006 Qtr 2: 0; 2006 Qtr 3: 0; 2006 Qtr 4: 20.0156; 2007 Qtr 1: 0; 2007 Qtr 2: 0; 2007 Qtr 3: 0; 2007 Qtr 4: 0; 2008 Qtr 1: 0; 2008 Qtr 2: 0; 2008 Qtr 3: 0; 2008 Qtr 4: 0 | 20.0156
0 | 234148-Premium T8 with T12 40 Watt Baseline |  | 7 | Commercial | 01-ALC-AllCommercial-IntLight | 0 |  |  |  |  | 13.9591 | 13.1897 | 0 | 0 | 0 | 0.7694 | 74.8184 |  | kWh | 0.022603 | -0.12253 | Commercial |  | Annual | [5 empty] | 11 | 0.96 |  |  |  | 0 | 20.0156 | 0 | 0 | 0 | 0 | 0 | 0 | 0 | 0 | 0 | 0 | 2006 Qtr 1: 0; 2006 Qtr 2: 0; 2006 Qtr 3: 0; 2006 Qtr 4: 20.0156; 2007 Qtr 1: 0; 2007 Qtr 2: 0; 2007 Qtr 3: 0; 2007 Qtr 4: 0; 2008 Qtr 1: 0; 2008 Qtr 2: 0; 2008 Qtr 3: 0; 2008 Qtr 4: 0 | 20.0156
0 | 234053-Lighting-Remove 4 Ft Lamp (De-Lamp) | COFL00AVDEL01 | 7 | Commercial | 01-ALC-AllCommercial-IntLight | 0 |  |  |  |  | 28.2538 | 16.4871 | 0 | 0 | 0 | 11.7667 | 115.4744 |  | kWh | 0.034885 | -0.18911 | Commercial |  | Annual | [5 empty] | 11 | 0.96 |  |  |  | 0 | 21.8353 | 0 | 0 | 0 | 0 | 0 | 0 | 0 | 0 | 0 | 0 | 2006 Qtr 1: 0; 2006 Qtr 2: 0; 2006 Qtr 3: 0; 2006 Qtr 4: 21.8353; 2007 Qtr 1: 0; 2007 Qtr 2: 0; 2007 Qtr 3: 0; 2007 Qtr 4: 0; 2008 Qtr 1: 0; 2008 Qtr 2: 0; 2008 Qtr 3: 0; 2008 Qtr 4: 0 | 21.8353
0 | 234148-Premium T8 with T12 40 Watt Baseline |  | 7 | Commercial | 01-ALC-AllCommercial-IntLight | 0 |  |  |  |  | 13.9591 | 13.1897 | 0 | 0 | 0 | 0.7694 | 64.9358 |  | kWh | 0.020124 | -0.10634 | Commercial |  | Annual | [5 empty] | 11 | 0.96 |  |  |  | 0 | 7.2784 | 0 | 0 | 0 | 0 | 0 | 0 | 0 | 0 | 0 | 0 | 2006 Qtr 1: 0; 2006 Qtr 2: 0; 2006 Qtr 3: 0; 2006 Qtr 4: 7.2784; 2007 Qtr 1: 0; 2007 Qtr 2: 0; 2007 Qtr 3: 0; 2007 Qtr 4: 0; 2008 Qtr 1: 0; 2008 Qtr 2: 0; 2008 Qtr 3: 0; 2008 Qtr 4: 0 | 7.2784
0 | 234053-Lighting-Remove 4 Ft Lamp (De-Lamp) | COFL00AVDEL01 | 7 | Commercial | 01-ALC-AllCommercial-IntLight | 0 |  |  |  |  | 28.2538 | 16.4871 | 0 | 0 | 0 | 11.7667 | 100.2216 |  | kWh | 0.031059 | -0.16413 | Commercial |  | Annual | [5 empty] | 11 | 0.96 |  |  |  | 0 | 10.9176 | 0 | 0 | 0 | 0 | 0 | 0 | 0 | 0 | 0 | 0 | 2006 Qtr 1: 0; 2006 Qtr 2: 0; 2006 Qtr 3: 0; 2006 Qtr 4: 10.9176; 2007 Qtr 1: 0; 2007 Qtr 2: 0; 2007 Qtr 3: 0; 2007 Qtr 4: 0; 2008 Qtr 1: 0; 2008 Qtr 2: 0; 2008 Qtr 3: 0; 2008 Qtr 4: 0 | 10.9176
0 | 234148-Premium T8 with T12 40 Watt Baseline |  | 7 | Commercial | 01-ALC-AllCommercial-IntLight | 0 |  |  |  |  | 13.9591 | 13.1897 | 0 | 0 | 0 | 0.7694 | 69.1977 |  | kWh | 0.022275 | -0.11332 | Commercial |  | Annual | [5 empty] | 11 | 0.96 |  |  |  | 0 | 19.1058 | 0 | 0 | 0 | 0 | 0 | 0 | 0 | 0 | 0 | 0 | 2006 Qtr 1: 0; 2006 Qtr 2: 0; 2006 Qtr 3: 0; 2006 Qtr 4: 19.1058; 2007 Qtr 1: 0; 2007 Qtr 2: 0; 2007 Qtr 3: 0; 2007 Qtr 4: 0; 2008 Qtr 1: 0; 2008 Qtr 2: 0; 2008 Qtr 3: 0; 2008 Qtr 4: 0 | 19.1058
0 | 234053-Lighting-Remove 4 Ft Lamp (De-Lamp) | COFL00AVDEL01 | 7 | Commercial | 01-ALC-AllCommercial-IntLight | 0 |  |  |  |  | 28.2538 | 16.4871 | 0 | 0 | 0 | 11.7667 | 106.7995 |  | kWh | 0.03438 | -0.1749 | Commercial |  | Annual | [5 empty] | 11 | 0.96 |  |  |  | 0 | 15.4666 | 0 | 0 | 0 | 0 | 0 | 0 | 0 | 0 | 0 | 0 | 2006 Qtr 1: 0; 2006 Qtr 2: 0; 2006 Qtr 3: 0; 2006 Qtr 4: 15.4666; 2007 Qtr 1: 0; 2007 Qtr 2: 0; 2007 Qtr 3: 0; 2007 Qtr 4: 0; 2008 Qtr 1: 0; 2008 Qtr 2: 0; 2008 Qtr 3: 0; 2008 Qtr 4: 0 | 15.4666
0 | 234148-Premium T8 with T12 40 Watt Baseline |  | 7 | Commercial | 01-ALC-AllCommercial-IntLight | 0 |  |  |  |  | 13.9591 | 13.1897 | 0 | 0 | 0 | 0.7694 | 64.9358 |  | kWh | 0.020124 | -0.10634 | Commercial |  | Annual | [5 empty] | 11 | 0.96 |  |  |  | 0 | 397.5835 | 0 | 0 | 0 | 0 | 0 | 0 | 0 | 0 | 0 | 0 | 2006 Qtr 1: 0; 2006 Qtr 2: 0; 2006 Qtr 3: 0; 2006 Qtr 4: 397.5835; 2007 Qtr 1: 0; 2007 Qtr 2: 0; 2007 Qtr 3: 0; 2007 Qtr 4: 0; 2008 Qtr 1: 0; 2008 Qtr 2: 0; 2008 Qtr 3: 0; 2008 Qtr 4: 0 | 397.5835
0 | 234053-Lighting-Remove 4 Ft Lamp (De-Lamp) | COFL00AVDEL01 | 7 | Commercial | 01-ALC-AllCommercial-IntLight | 0 |  |  |  |  | 28.2538 | 16.4871 | 0 | 0 | 0 | 11.7667 | 100.2216 |  | kWh | 0.031059 | -0.16413 | Commercial |  | Annual | [5 empty] | 11 | 0.96 |  |  |  | 0 | 531.3245 | 0 | 0 | 0 | 0 | 0 | 0 | 0 | 0 | 0 | 0 | 2006 Qtr 1: 0; 2006 Qtr 2: 0; 2006 Qtr 3: 0; 2006 Qtr 4: 531.3245; 2007 Qtr 1: 0; 2007 Qtr 2: 0; 2007 Qtr 3: 0; 2007 Qtr 4: 0; 2008 Qtr 1: 0; 2008 Qtr 2: 0; 2008 Qtr 3: 0; 2008 Qtr 4: 0 | 531.3245
0 | 234049-Lighting-LED Exit Sign New Sign | CALC00AVETS01 | 7 | Commercial | 02-ASM-Assembly-Exit | 0 |  |  |  |  | 65.3696 | 45 | 0 | 0 | 0 | 20.3696 | 351.311 |  | kWh | 0 | 0 | Commercial |  | Annual | [5 empty] | 16 | 0.96 |  |  |  | 0 | 2 | 0 | 0 | 0 | 0 | 0 | 0 | 0 | 0 | 0 | 0 | 2006 Qtr 1: 0; 2006 Qtr 2: 0; 2006 Qtr 3: 0; 2006 Qtr 4: 2; 2007 Qtr 1: 0; 2007 Qtr 2: 0; 2007 Qtr 3: 0; 2007 Qtr 4: 0; 2008 Qtr 1: 0; 2008 Qtr 2: 0; 2008 Qtr 3: 0; 2008 Qtr 4: 0 | 2
0 | 234148-Premium T8 with T12 40 Watt Baseline |  | 7 | Commercial | 14-MLI-Manufacturing–LightIndustry-LIGHT | 0 |  |  |  |  | 13.9591 | 13.1897 | 0 | 0 | 0 | 0.7694 | 64.9241 |  | kWh | 0.020063 | -0.083941 | Commercial |  | Annual | [5 empty] | 11 | 0.96 |  |  |  | 0 | 16.3764 | 0 | 0 | 0 | 0 | 0 | 0 | 0 | 0 | 0 | 0 | 2006 Qtr 1: 0; 2006 Qtr 2: 0; 2006 Qtr 3: 0; 2006 Qtr 4: 16.3764; 2007 Qtr 1: 0; 2007 Qtr 2: 0; 2007 Qtr 3: 0; 2007 Qtr 4: 0; 2008 Qtr 1: 0; 2008 Qtr 2: 0; 2008 Qtr 3: 0; 2008 Qtr 4: 0 | 16.3764
0 | 234053-Lighting-Remove 4 Ft Lamp (De-Lamp) | COFL00AVDEL01 | 7 | Commercial | 14-MLI-Manufacturing–LightIndustry-LIGHT | 0 |  |  |  |  | 28.2538 | 16.4871 | 0 | 0 | 0 | 11.7667 | 100.2037 |  | kWh | 0.030965 | -0.12955 | Commercial |  | Annual | [5 empty] | 11 | 0.96 |  |  |  | 0 | 20.0156 | 0 | 0 | 0 | 0 | 0 | 0 | 0 | 0 | 0 | 0 | 2006 Qtr 1: 0; 2006 Qtr 2: 0; 2006 Qtr 3: 0; 2006 Qtr 4: 20.0156; 2007 Qtr 1: 0; 2007 Qtr 2: 0; 2007 Qtr 3: 0; 2007 Qtr 4: 0; 2008 Qtr 1: 0; 2008 Qtr 2: 0; 2008 Qtr 3: 0; 2008 Qtr 4: 0 | 20.0156
0 | 234148-Premium T8 with T12 40 Watt Baseline |  | 7 | Commercial | 01-ALC-AllCommercial-IntLight | 0 |  |  |  |  | 13.9591 | 13.1897 | 0 | 0 | 0 | 0.7694 | 69.1977 |  | kWh | 0.022275 | -0.11332 | Commercial |  | Annual | [5 empty] | 11 | 0.96 |  |  |  | 0 | 12.7372 | 0 | 0 | 0 | 0 | 0 | 0 | 0 | 0 | 0 | 0 | 2006 Qtr 1: 0; 2006 Qtr 2: 0; 2006 Qtr 3: 0; 2006 Qtr 4: 12.7372; 2007 Qtr 1: 0; 2007 Qtr 2: 0; 2007 Qtr 3: 0; 2007 Qtr 4: 0; 2008 Qtr 1: 0; 2008 Qtr 2: 0; 2008 Qtr 3: 0; 2008 Qtr 4: 0 | 12.7372
0 | 234053-Lighting-Remove 4 Ft Lamp (De-Lamp) | COFL00AVDEL01 | 7 | Commercial | 01-ALC-AllCommercial-IntLight | 0 |  |  |  |  | 28.2538 | 16.4871 | 0 | 0 | 0 | 11.7667 | 106.7995 |  | kWh | 0.03438 | -0.1749 | Commercial |  | Annual | [5 empty] | 11 | 0.96 |  |  |  | 0 | 14.5568 | 0 | 0 | 0 | 0 | 0 | 0 | 0 | 0 | 0 | 0 | 2006 Qtr 1: 0; 2006 Qtr 2: 0; 2006 Qtr 3: 0; 2006 Qtr 4: 14.5568; 2007 Qtr 1: 0; 2007 Qtr 2: 0; 2007 Qtr 3: 0; 2007 Qtr 4: 0; 2008 Qtr 1: 0; 2008 Qtr 2: 0; 2008 Qtr 3: 0; 2008 Qtr 4: 0 | 14.5568
0 | 234148-Premium T8 with T12 40 Watt Baseline |  | 7 | Commercial | 01-ALC-AllCommercial-IntLight | 0 |  |  |  |  | 13.9591 | 13.1897 | 0 | 0 | 0 | 0.7694 | 69.1977 |  | kWh | 0.022275 | -0.11332 | Commercial |  | Annual | [5 empty] | 11 | 0.96 |  |  |  | 0 | 9.098 | 0 | 0 | 0 | 0 | 0 | 0 | 0 | 0 | 0 | 0 | 2006 Qtr 1: 0; 2006 Qtr 2: 0; 2006 Qtr 3: 0; 2006 Qtr 4: 9.098; 2007 Qtr 1: 0; 2007 Qtr 2: 0; 2007 Qtr 3: 0; 2007 Qtr 4: 0; 2008 Qtr 1: 0; 2008 Qtr 2: 0; 2008 Qtr 3: 0; 2008 Qtr 4: 0 | 9.098
0 | 234053-Lighting-Remove 4 Ft Lamp (De-Lamp) | COFL00AVDEL01 | 7 | Commercial | 01-ALC-AllCommercial-IntLight | 0 |  |  |  |  | 28.2538 | 16.4871 | 0 | 0 | 0 | 11.7667 | 106.7995 |  | kWh | 0.03438 | -0.1749 | Commercial |  | Annual | [5 empty] | 11 | 0.96 |  |  |  | 0 | 10.9176 | 0 | 0 | 0 | 0 | 0 | 0 | 0 | 0 | 0 | 0 | 2006 Qtr 1: 0; 2006 Qtr 2: 0; 2006 Qtr 3: 0; 2006 Qtr 4: 10.9176; 2007 Qtr 1: 0; 2007 Qtr 2: 0; 2007 Qtr 3: 0; 2007 Qtr 4: 0; 2008 Qtr 1: 0; 2008 Qtr 2: 0; 2008 Qtr 3: 0; 2008 Qtr 4: 0 | 10.9176
0 | 234148-Premium T8 with T12 40 Watt Baseline |  | 7 | Commercial | 01-ALC-AllCommercial-IntLight | 0 |  |  |  |  | 13.9591 | 13.1897 | 0 | 0 | 0 | 0.7694 | 64.9358 |  | kWh | 0.020124 | -0.10634 | Commercial |  | Annual | [5 empty] | 11 | 0.96 |  |  |  | 0 | 121.0037 | 0 | 0 | 0 | 0 | 0 | 0 | 0 | 0 | 0 | 0 | 2006 Qtr 1: 0; 2006 Qtr 2: 0; 2006 Qtr 3: 0; 2006 Qtr 4: 121.0037; 2007 Qtr 1: 0; 2007 Qtr 2: 0; 2007 Qtr 3: 0; 2007 Qtr 4: 0; 2008 Qtr 1: 0; 2008 Qtr 2: 0; 2008 Qtr 3: 0; 2008 Qtr 4: 0 | 121.0037
0 | 234053-Lighting-Remove 4 Ft Lamp (De-Lamp) | COFL00AVDEL01 | 7 | Commercial | 01-ALC-AllCommercial-IntLight | 0 |  |  |  |  | 28.2538 | 16.4871 | 0 | 0 | 0 | 11.7667 | 100.2216 |  | kWh | 0.031059 | -0.16413 | Commercial |  | Annual | [5 empty] | 11 | 0.96 |  |  |  | 0 | 121.0037 | 0 | 0 | 0 | 0 | 0 | 0 | 0 | 0 | 0 | 0 | 2006 Qtr 1: 0; 2006 Qtr 2: 0; 2006 Qtr 3: 0; 2006 Qtr 4: 121.0037; 2007 Qtr 1: 0; 2007 Qtr 2: 0; 2007 Qtr 3: 0; 2007 Qtr 4: 0; 2008 Qtr 1: 0; 2008 Qtr 2: 0; 2008 Qtr 3: 0; 2008 Qtr 4: 0 | 121.0037
0 | 234049-Lighting-LED Exit Sign New Sign | CALC00AVETS01 | 7 | Commercial | 02-ASM-Assembly-Exit | 0 |  |  |  |  | 65.3696 | 45 | 0 | 0 | 0 | 20.3696 | 351.311 |  | kWh | 0 | 0 | Commercial |  | Annual | [5 empty] | 16 | 0.96 |  |  |  | 0 | 9 | 0 | 0 | 0 | 0 | 0 | 0 | 0 | 0 | 0 | 0 | 2006 Qtr 1: 0; 2006 Qtr 2: 0; 2006 Qtr 3: 0; 2006 Qtr 4: 9; 2007 Qtr 1: 0; 2007 Qtr 2: 0; 2007 Qtr 3: 0; 2007 Qtr 4: 0; 2008 Qtr 1: 0; 2008 Qtr 2: 0; 2008 Qtr 3: 0; 2008 Qtr 4: 0 | 9
0 | 234148-Premium T8 with T12 40 Watt Baseline |  | 7 | Commercial | 14-MLI-Manufacturing–LightIndustry-LIGHT | 0 |  |  |  |  | 13.9591 | 13.1897 | 0 | 0 | 0 | 0.7694 | 64.9241 |  | kWh | 0.020063 | -0.083941 | Commercial |  | Annual | [5 empty] | 11 | 0.96 |  |  |  | 0 | 14.5568 | 0 | 0 | 0 | 0 | 0 | 0 | 0 | 0 | 0 | 0 | 2006 Qtr 1: 0; 2006 Qtr 2: 0; 2006 Qtr 3: 0; 2006 Qtr 4: 14.5568; 2007 Qtr 1: 0; 2007 Qtr 2: 0; 2007 Qtr 3: 0; 2007 Qtr 4: 0; 2008 Qtr 1: 0; 2008 Qtr 2: 0; 2008 Qtr 3: 0; 2008 Qtr 4: 0 | 14.5568
0 | 234053-Lighting-Remove 4 Ft Lamp (De-Lamp) | COFL00AVDEL01 | 7 | Commercial | 14-MLI-Manufacturing–LightIndustry-LIGHT | 0 |  |  |  |  | 28.2538 | 16.4871 | 0 | 0 | 0 | 11.7667 | 100.2037 |  | kWh | 0.030965 | -0.12955 | Commercial |  | Annual | [5 empty] | 11 | 0.96 |  |  |  | 0 | 14.5568 | 0 | 0 | 0 | 0 | 0 | 0 | 0 | 0 | 0 | 0 | 2006 Qtr 1: 0; 2006 Qtr 2: 0; 2006 Qtr 3: 0; 2006 Qtr 4: 14.5568; 2007 Qtr 1: 0; 2007 Qtr 2: 0; 2007 Qtr 3: 0; 2007 Qtr 4: 0; 2008 Qtr 1: 0; 2008 Qtr 2: 0; 2008 Qtr 3: 0; 2008 Qtr 4: 0 | 14.5568
0 | 234148-Premium T8 with T12 40 Watt Baseline |  | 7 | Commercial | 01-ALC-AllCommercial-IntLight | 0 |  |  |  |  | 13.9591 | 13.1897 | 0 | 0 | 0 | 0.7694 | 74.8184 |  | kWh | 0.022603 | -0.12253 | Commercial |  | Annual | [5 empty] | 11 | 0.96 |  |  |  | 0 | 10.0078 | 0 | 0 | 0 | 0 | 0 | 0 | 0 | 0 | 0 | 0 | 2006 Qtr 1: 0; 2006 Qtr 2: 0; 2006 Qtr 3: 0; 2006 Qtr 4: 10.0078; 2007 Qtr 1: 0; 2007 Qtr 2: 0; 2007 Qtr 3: 0; 2007 Qtr 4: 0; 2008 Qtr 1: 0; 2008 Qtr 2: 0; 2008 Qtr 3: 0; 2008 Qtr 4: 0 | 10.0078
0 | 234053-Lighting-Remove 4 Ft Lamp (De-Lamp) | COFL00AVDEL01 | 7 | Commercial | 01-ALC-AllCommercial-IntLight | 0 |  |  |  |  | 28.2538 | 16.4871 | 0 | 0 | 0 | 11.7667 | 115.4744 |  | kWh | 0.034885 | -0.18911 | Commercial |  | Annual | [5 empty] | 11 | 0.96 |  |  |  | 0 | 10.9176 | 0 | 0 | 0 | 0 | 0 | 0 | 0 | 0 | 0 | 0 | 2006 Qtr 1: 0; 2006 Qtr 2: 0; 2006 Qtr 3: 0; 2006 Qtr 4: 10.9176; 2007 Qtr 1: 0; 2007 Qtr 2: 0; 2007 Qtr 3: 0; 2007 Qtr 4: 0; 2008 Qtr 1: 0; 2008 Qtr 2: 0; 2008 Qtr 3: 0; 2008 Qtr 4: 0 | 10.9176
0 | 234148-Premium T8 with T12 40 Watt Baseline |  | 7 | Commercial | 01-ALC-AllCommercial-IntLight | 0 |  |  |  |  | 13.9591 | 13.1897 | 0 | 0 | 0 | 0.7694 | 74.8184 |  | kWh | 0.022603 | -0.12253 | Commercial |  | Annual | [5 empty] | 11 | 0.96 |  |  |  | 0 | 24.5647 | 0 | 0 | 0 | 0 | 0 | 0 | 0 | 0 | 0 | 0 | 2006 Qtr 1: 0; 2006 Qtr 2: 0; 2006 Qtr 3: 0; 2006 Qtr 4: 24.5647; 2007 Qtr 1: 0; 2007 Qtr 2: 0; 2007 Qtr 3: 0; 2007 Qtr 4: 0; 2008 Qtr 1: 0; 2008 Qtr 2: 0; 2008 Qtr 3: 0; 2008 Qtr 4: 0 | 24.5647
0 | 234053-Lighting-Remove 4 Ft Lamp (De-Lamp) | COFL00AVDEL01 | 7 | Commercial | 01-ALC-AllCommercial-IntLight | 0 |  |  |  |  | 28.2538 | 16.4871 | 0 | 0 | 0 | 11.7667 | 115.4744 |  | kWh | 0.034885 | -0.18911 | Commercial |  | Annual | [5 empty] | 11 | 0.96 |  |  |  | 0 | 14.5568 | 0 | 0 | 0 | 0 | 0 | 0 | 0 | 0 | 0 | 0 | 2006 Qtr 1: 0; 2006 Qtr 2: 0; 2006 Qtr 3: 0; 2006 Qtr 4: 14.5568; 2007 Qtr 1: 0; 2007 Qtr 2: 0; 2007 Qtr 3: 0; 2007 Qtr 4: 0; 2008 Qtr 1: 0; 2008 Qtr 2: 0; 2008 Qtr 3: 0; 2008 Qtr 4: 0 | 14.5568
0 | 234049-Lighting-LED Exit Sign New Sign | CALC00AVETS01 | 7 | Commercial | 02-ASM-Assembly-Exit | 0 |  |  |  |  | 65.3696 | 45 | 0 | 0 | 0 | 20.3696 | 351.311 |  | kWh | 0 | 0 | Commercial |  | Annual | [5 empty] | 16 | 0.96 |  |  |  | 0 | 1 | 0 | 0 | 0 | 0 | 0 | 0 | 0 | 0 | 0 | 0 | 2006 Qtr 1: 0; 2006 Qtr 2: 0; 2006 Qtr 3: 0; 2006 Qtr 4: 1; 2007 Qtr 1: 0; 2007 Qtr 2: 0; 2007 Qtr 3: 0; 2007 Qtr 4: 0; 2008 Qtr 1: 0; 2008 Qtr 2: 0; 2008 Qtr 3: 0; 2008 Qtr 4: 0 | 1
0 | 234148-Premium T8 with T12 40 Watt Baseline |  | 7 | Commercial | 01-ALC-AllCommercial-IntLight | 0 |  |  |  |  | 13.9591 | 13.1897 | 0 | 0 | 0 | 0.7694 | 64.9358 |  | kWh | 0.020124 | -0.10634 | Commercial |  | Annual | [5 empty] | 11 | 0.96 |  |  |  | 0 | 20.0156 | 0 | 0 | 0 | 0 | 0 | 0 | 0 | 0 | 0 | 0 | 2006 Qtr 1: 0; 2006 Qtr 2: 0; 2006 Qtr 3: 0; 2006 Qtr 4: 20.0156; 2007 Qtr 1: 0; 2007 Qtr 2: 0; 2007 Qtr 3: 0; 2007 Qtr 4: 0; 2008 Qtr 1: 0; 2008 Qtr 2: 0; 2008 Qtr 3: 0; 2008 Qtr 4: 0 | 20.0156
0 | 234053-Lighting-Remove 4 Ft Lamp (De-Lamp) | COFL00AVDEL01 | 7 | Commercial | 01-ALC-AllCommercial-IntLight | 0 |  |  |  |  | 28.2538 | 16.4871 | 0 | 0 | 0 | 11.7667 | 100.2216 |  | kWh | 0.031059 | -0.16413 | Commercial |  | Annual | [5 empty] | 11 | 0.96 |  |  |  | 0 | 21.8353 | 0 | 0 | 0 | 0 | 0 | 0 | 0 | 0 | 0 | 0 | 2006 Qtr 1: 0; 2006 Qtr 2: 0; 2006 Qtr 3: 0; 2006 Qtr 4: 21.8353; 2007 Qtr 1: 0; 2007 Qtr 2: 0; 2007 Qtr 3: 0; 2007 Qtr 4: 0; 2008 Qtr 1: 0; 2008 Qtr 2: 0; 2008 Qtr 3: 0; 2008 Qtr 4: 0 | 21.8353
0 | 234148-Premium T8 with T12 40 Watt Baseline |  | 7 | Commercial | 01-ALC-AllCommercial-IntLight | 0 |  |  |  |  | 13.9591 | 13.1897 | 0 | 0 | 0 | 0.7694 | 105.9046 |  | kWh | 0.021267 | -0.17344 | Commercial |  | Annual | [5 empty] | 11 | 0.96 |  |  |  | 0 | 21.8353 | 0 | 0 | 0 | 0 | 0 | 0 | 0 | 0 | 0 | 0 | 2006 Qtr 1: 0; 2006 Qtr 2: 0; 2006 Qtr 3: 0; 2006 Qtr 4: 21.8353; 2007 Qtr 1: 0; 2007 Qtr 2: 0; 2007 Qtr 3: 0; 2007 Qtr 4: 0; 2008 Qtr 1: 0; 2008 Qtr 2: 0; 2008 Qtr 3: 0; 2008 Qtr 4: 0 | 21.8353
0 | 234053-Lighting-Remove 4 Ft Lamp (De-Lamp) | COFL00AVDEL01 | 7 | Commercial | 01-ALC-AllCommercial-IntLight | 0 |  |  |  |  | 28.2538 | 16.4871 | 0 | 0 | 0 | 11.7667 | 163.4528 |  | kWh | 0.032823 | -0.26768 | Commercial |  | Annual | [5 empty] | 11 | 0.96 |  |  |  | 0 | 30.9333 | 0 | 0 | 0 | 0 | 0 | 0 | 0 | 0 | 0 | 0 | 2006 Qtr 1: 0; 2006 Qtr 2: 0; 2006 Qtr 3: 0; 2006 Qtr 4: 30.9333; 2007 Qtr 1: 0; 2007 Qtr 2: 0; 2007 Qtr 3: 0; 2007 Qtr 4: 0; 2008 Qtr 1: 0; 2008 Qtr 2: 0; 2008 Qtr 3: 0; 2008 Qtr 4: 0 | 30.9333
0 | 234148-Premium T8 with T12 40 Watt Baseline |  | 7 | Commercial | 01-ALC-AllCommercial-IntLight | 0 |  |  |  |  | 13.9591 | 13.1897 | 0 | 0 | 0 | 0.7694 | 74.8184 |  | kWh | 0.022603 | -0.12253 | Commercial |  | Annual | [5 empty] | 11 | 0.96 |  |  |  | 0 | 23.6549 | 0 | 0 | 0 | 0 | 0 | 0 | 0 | 0 | 0 | 0 | 2006 Qtr 1: 0; 2006 Qtr 2: 0; 2006 Qtr 3: 0; 2006 Qtr 4: 23.6549; 2007 Qtr 1: 0; 2007 Qtr 2: 0; 2007 Qtr 3: 0; 2007 Qtr 4: 0; 2008 Qtr 1: 0; 2008 Qtr 2: 0; 2008 Qtr 3: 0; 2008 Qtr 4: 0 | 23.6549
0 | 234053-Lighting-Remove 4 Ft Lamp (De-Lamp) | COFL00AVDEL01 | 7 | Commercial | 01-ALC-AllCommercial-IntLight | 0 |  |  |  |  | 28.2538 | 16.4871 | 0 | 0 | 0 | 11.7667 | 115.4744 |  | kWh | 0.034885 | -0.18911 | Commercial |  | Annual | [5 empty] | 11 | 0.96 |  |  |  | 0 | 25.4745 | 0 | 0 | 0 | 0 | 0 | 0 | 0 | 0 | 0 | 0 | 2006 Qtr 1: 0; 2006 Qtr 2: 0; 2006 Qtr 3: 0; 2006 Qtr 4: 25.4745; 2007 Qtr 1: 0; 2007 Qtr 2: 0; 2007 Qtr 3: 0; 2007 Qtr 4: 0; 2008 Qtr 1: 0; 2008 Qtr 2: 0; 2008 Qtr 3: 0; 2008 Qtr 4: 0 | 25.4745
0 | 234148-Premium T8 with T12 40 Watt Baseline |  | 7 | Commercial | 01-ALC-AllCommercial-IntLight | 0 |  |  |  |  | 13.9591 | 13.1897 | 0 | 0 | 0 | 0.7694 | 74.8184 |  | kWh | 0.022603 | -0.12253 | Commercial |  | Annual | [5 empty] | 11 | 0.96 |  |  |  | 0 | 134.6507 | 0 | 0 | 0 | 0 | 0 | 0 | 0 | 0 | 0 | 0 | 2006 Qtr 1: 0; 2006 Qtr 2: 0; 2006 Qtr 3: 0; 2006 Qtr 4: 134.6507; 2007 Qtr 1: 0; 2007 Qtr 2: 0; 2007 Qtr 3: 0; 2007 Qtr 4: 0; 2008 Qtr 1: 0; 2008 Qtr 2: 0; 2008 Qtr 3: 0; 2008 Qtr 4: 0 | 134.6507
0 | 234053-Lighting-Remove 4 Ft Lamp (De-Lamp) | COFL00AVDEL01 | 7 | Commercial | 01-ALC-AllCommercial-IntLight | 0 |  |  |  |  | 28.2538 | 16.4871 | 0 | 0 | 0 | 11.7667 | 115.4744 |  | kWh | 0.034885 | -0.18911 | Commercial |  | Annual | [5 empty] | 11 | 0.96 |  |  |  | 0 | 71.8744 | 0 | 0 | 0 | 0 | 0 | 0 | 0 | 0 | 0 | 0 | 2006 Qtr 1: 0; 2006 Qtr 2: 0; 2006 Qtr 3: 0; 2006 Qtr 4: 71.8744; 2007 Qtr 1: 0; 2007 Qtr 2: 0; 2007 Qtr 3: 0; 2007 Qtr 4: 0; 2008 Qtr 1: 0; 2008 Qtr 2: 0; 2008 Qtr 3: 0; 2008 Qtr 4: 0 | 71.8744
0 | 234049-Lighting-LED Exit Sign New Sign | CALC00AVETS01 | 7 | Commercial | 02-ASM-Assembly-Exit | 0 |  |  |  |  | 65.3696 | 45 | 0 | 0 | 0 | 20.3696 | 351.311 |  | kWh | 0 | 0 | Commercial |  | Annual | [5 empty] | 16 | 0.96 |  |  |  | 0 | 2 | 0 | 0 | 0 | 0 | 0 | 0 | 0 | 0 | 0 | 0 | 2006 Qtr 1: 0; 2006 Qtr 2: 0; 2006 Qtr 3: 0; 2006 Qtr 4: 2; 2007 Qtr 1: 0; 2007 Qtr 2: 0; 2007 Qtr 3: 0; 2007 Qtr 4: 0; 2008 Qtr 1: 0; 2008 Qtr 2: 0; 2008 Qtr 3: 0; 2008 Qtr 4: 0 | 2
0 | 234053-Lighting-Remove 4 Ft Lamp (De-Lamp) | COFL00AVDEL01 | 7 | Commercial | 01-ALC-AllCommercial-IntLight | 0 |  |  |  |  | 28.2538 | 16.4871 | 0 | 0 | 0 | 11.7667 | 115.4744 |  | kWh | 0.034885 | -0.18911 | Commercial |  | Annual | [5 empty] | 11 | 0.96 |  |  |  | 0 | 21.8353 | 0 | 0 | 0 | 0 | 0 | 0 | 0 | 0 | 0 | 0 | 2006 Qtr 1: 0; 2006 Qtr 2: 0; 2006 Qtr 3: 0; 2006 Qtr 4: 21.8353; 2007 Qtr 1: 0; 2007 Qtr 2: 0; 2007 Qtr 3: 0; 2007 Qtr 4: 0; 2008 Qtr 1: 0; 2008 Qtr 2: 0; 2008 Qtr 3: 0; 2008 Qtr 4: 0 | 21.8353
0 | 234148-Premium T8 with T12 40 Watt Baseline |  | 7 | Commercial | 01-ALC-AllCommercial-IntLight | 0 |  |  |  |  | 13.9591 | 13.1897 | 0 | 0 | 0 | 0.7694 | 74.8184 |  | kWh | 0.022603 | -0.12253 | Commercial |  | Annual | [5 empty] | 11 | 0.96 |  |  |  | 0 | 40.9411 | 0 | 0 | 0 | 0 | 0 | 0 | 0 | 0 | 0 | 0 | 2006 Qtr 1: 0; 2006 Qtr 2: 0; 2006 Qtr 3: 0; 2006 Qtr 4: 40.9411; 2007 Qtr 1: 0; 2007 Qtr 2: 0; 2007 Qtr 3: 0; 2007 Qtr 4: 0; 2008 Qtr 1: 0; 2008 Qtr 2: 0; 2008 Qtr 3: 0; 2008 Qtr 4: 0 | 40.9411
0 | 234053-Lighting-Remove 4 Ft Lamp (De-Lamp) | COFL00AVDEL01 | 7 | Commercial | 14-MLI-Manufacturing–LightIndustry-LIGHT | 0 |  |  |  |  | 28.2538 | 16.4871 | 0 | 0 | 0 | 11.7667 | 100.2037 |  | kWh | 0.030965 | -0.12955 | Commercial |  | Annual | [5 empty] | 11 | 0.96 |  |  |  | 0 | 5.4588 | 0 | 0 | 0 | 0 | 0 | 0 | 0 | 0 | 0 | 0 | 2006 Qtr 1: 0; 2006 Qtr 2: 0; 2006 Qtr 3: 0; 2006 Qtr 4: 5.4588; 2007 Qtr 1: 0; 2007 Qtr 2: 0; 2007 Qtr 3: 0; 2007 Qtr 4: 0; 2008 Qtr 1: 0; 2008 Qtr 2: 0; 2008 Qtr 3: 0; 2008 Qtr 4: 0 | 5.4588
0 | 234148-Premium T8 with T12 40 Watt Baseline |  | 7 | Commercial | 14-MLI-Manufacturing–LightIndustry-LIGHT | 0 |  |  |  |  | 13.9591 | 13.1897 | 0 | 0 | 0 | 0.7694 | 64.9241 |  | kWh | 0.020063 | -0.083941 | Commercial |  | Annual | [5 empty] | 11 | 0.96 |  |  |  | 0 | 5.4588 | 0 | 0 | 0 | 0 | 0 | 0 | 0 | 0 | 0 | 0 | 2006 Qtr 1: 0; 2006 Qtr 2: 0; 2006 Qtr 3: 0; 2006 Qtr 4: 5.4588; 2007 Qtr 1: 0; 2007 Qtr 2: 0; 2007 Qtr 3: 0; 2007 Qtr 4: 0; 2008 Qtr 1: 0; 2008 Qtr 2: 0; 2008 Qtr 3: 0; 2008 Qtr 4: 0 | 5.4588
0 | 234148-Premium T8 with T12 40 Watt Baseline |  | 7 | Commercial | 18-OFS-Office–Small-IntLight | 0 |  |  |  |  | 13.9591 | 13.1897 | 0 | 0 | 0 | 0.7694 | 67.9198 |  | kWh | 0.020374 | -0.019752 | Commercial |  | Annual | [5 empty] | 11 | 0.96 |  |  |  | 0 | 47.3097 | 0 | 0 | 0 | 0 | 0 | 0 | 0 | 0 | 0 | 0 | 2006 Qtr 1: 0; 2006 Qtr 2: 0; 2006 Qtr 3: 0; 2006 Qtr 4: 47.3097; 2007 Qtr 1: 0; 2007 Qtr 2: 0; 2007 Qtr 3: 0; 2007 Qtr 4: 0; 2008 Qtr 1: 0; 2008 Qtr 2: 0; 2008 Qtr 3: 0; 2008 Qtr 4: 0 | 47.3097
0 | 234053-Lighting-Remove 4 Ft Lamp (De-Lamp) | COFL00AVDEL01 | 7 | Commercial | 18-OFS-Office–Small-IntLight | 0 |  |  |  |  | 28.2538 | 16.4871 | 0 | 0 | 0 | 11.7667 | 104.8272 |  | kWh | 0.031445 | -0.030485 | Commercial |  | Annual | [5 empty] | 11 | 0.96 |  |  |  | 0 | 55.4979 | 0 | 0 | 0 | 0 | 0 | 0 | 0 | 0 | 0 | 0 | 2006 Qtr 1: 0; 2006 Qtr 2: 0; 2006 Qtr 3: 0; 2006 Qtr 4: 55.4979; 2007 Qtr 1: 0; 2007 Qtr 2: 0; 2007 Qtr 3: 0; 2007 Qtr 4: 0; 2008 Qtr 1: 0; 2008 Qtr 2: 0; 2008 Qtr 3: 0; 2008 Qtr 4: 0 | 55.4979
0 | 234148-Premium T8 with T12 40 Watt Baseline |  | 10 | Commercial | 14-MLI-Manufacturing–LightIndustry-LIGHT | 0 |  |  |  |  | 13.9591 | 13.1897 | 0 | 0 | 0 | 0.7694 | 65.7677 |  | kWh | 0.020053 | -0.099718 | Commercial |  | Annual | [5 empty] | 11 | 0.96 |  |  |  | 0 | 34.5725 | 0 | 0 | 0 | 0 | 0 | 0 | 0 | 0 | 0 | 0 | 2006 Qtr 1: 0; 2006 Qtr 2: 0; 2006 Qtr 3: 0; 2006 Qtr 4: 34.5725; 2007 Qtr 1: 0; 2007 Qtr 2: 0; 2007 Qtr 3: 0; 2007 Qtr 4: 0; 2008 Qtr 1: 0; 2008 Qtr 2: 0; 2008 Qtr 3: 0; 2008 Qtr 4: 0 | 34.5725
0 | 234053-Lighting-Remove 4 Ft Lamp (De-Lamp) | COFL00AVDEL01 | 10 | Commercial | 14-MLI-Manufacturing–LightIndustry-LIGHT | 0 |  |  |  |  | 28.2538 | 16.4871 | 0 | 0 | 0 | 11.7667 | 101.5057 |  | kWh | 0.03095 | -0.1539 | Commercial |  | Annual | [5 empty] | 11 | 0.96 |  |  |  | 0 | 40.0313 | 0 | 0 | 0 | 0 | 0 | 0 | 0 | 0 | 0 | 0 | 2006 Qtr 1: 0; 2006 Qtr 2: 0; 2006 Qtr 3: 0; 2006 Qtr 4: 40.0313; 2007 Qtr 1: 0; 2007 Qtr 2: 0; 2007 Qtr 3: 0; 2007 Qtr 4: 0; 2008 Qtr 1: 0; 2008 Qtr 2: 0; 2008 Qtr 3: 0; 2008 Qtr 4: 0 | 40.0313
0 | 234148-Premium T8 with T12 40 Watt Baseline |  | 7 | Commercial | 01-ALC-AllCommercial-IntLight | 0 |  |  |  |  | 13.9591 | 13.1897 | 0 | 0 | 0 | 0.7694 | 140.9367 |  | kWh | 0.027805 | -0.23081 | Commercial |  | Annual | [5 empty] | 11 | 0.96 |  |  |  | 0 | 10.9176 | 0 | 0 | 0 | 0 | 0 | 0 | 0 | 0 | 0 | 0 | 2006 Qtr 1: 0; 2006 Qtr 2: 0; 2006 Qtr 3: 0; 2006 Qtr 4: 10.9176; 2007 Qtr 1: 0; 2007 Qtr 2: 0; 2007 Qtr 3: 0; 2007 Qtr 4: 0; 2008 Qtr 1: 0; 2008 Qtr 2: 0; 2008 Qtr 3: 0; 2008 Qtr 4: 0 | 10.9176
0 | 234053-Lighting-Remove 4 Ft Lamp (De-Lamp) | COFL00AVDEL01 | 7 | Commercial | 01-ALC-AllCommercial-IntLight | 0 |  |  |  |  | 28.2538 | 16.4871 | 0 | 0 | 0 | 11.7667 | 217.5212 |  | kWh | 0.042914 | -0.35623 | Commercial |  | Annual | [5 empty] | 11 | 0.96 |  |  |  | 0 | 10.9176 | 0 | 0 | 0 | 0 | 0 | 0 | 0 | 0 | 0 | 0 | 2006 Qtr 1: 0; 2006 Qtr 2: 0; 2006 Qtr 3: 0; 2006 Qtr 4: 10.9176; 2007 Qtr 1: 0; 2007 Qtr 2: 0; 2007 Qtr 3: 0; 2007 Qtr 4: 0; 2008 Qtr 1: 0; 2008 Qtr 2: 0; 2008 Qtr 3: 0; 2008 Qtr 4: 0 | 10.9176
0 | 234053-Lighting-Remove 4 Ft Lamp (De-Lamp) | COFL00AVDEL01 | 7 | Commercial | 01-ALC-AllCommercial-IntLight | 0 |  |  |  |  | 28.2538 | 16.4871 | 0 | 0 | 0 | 11.7667 | 115.4744 |  | kWh | 0.034885 | -0.18911 | Commercial |  | Annual | [5 empty] | 11 | 0.96 |  |  |  | 0 | 18.196 | 0 | 0 | 0 | 0 | 0 | 0 | 0 | 0 | 0 | 0 | 2006 Qtr 1: 0; 2006 Qtr 2: 0; 2006 Qtr 3: 0; 2006 Qtr 4: 18.196; 2007 Qtr 1: 0; 2007 Qtr 2: 0; 2007 Qtr 3: 0; 2007 Qtr 4: 0; 2008 Qtr 1: 0; 2008 Qtr 2: 0; 2008 Qtr 3: 0; 2008 Qtr 4: 0 | 18.196
0 | 234148-Premium T8 with T12 40 Watt Baseline |  | 7 | Commercial | 01-ALC-AllCommercial-IntLight | 0 |  |  |  |  | 13.9591 | 13.1897 | 0 | 0 | 0 | 0.7694 | 74.8184 |  | kWh | 0.022603 | -0.12253 | Commercial |  | Annual | [5 empty] | 11 | 0.96 |  |  |  | 0 | 18.196 | 0 | 0 | 0 | 0 | 0 | 0 | 0 | 0 | 0 | 0 | 2006 Qtr 1: 0; 2006 Qtr 2: 0; 2006 Qtr 3: 0; 2006 Qtr 4: 18.196; 2007 Qtr 1: 0; 2007 Qtr 2: 0; 2007 Qtr 3: 0; 2007 Qtr 4: 0; 2008 Qtr 1: 0; 2008 Qtr 2: 0; 2008 Qtr 3: 0; 2008 Qtr 4: 0 | 18.196
0 | 234053-Lighting-Remove 4 Ft Lamp (De-Lamp) | COFL00AVDEL01 | 7 | Commercial | 01-ALC-AllCommercial-IntLight | 0 |  |  |  |  | 28.2538 | 16.4871 | 0 | 0 | 0 | 11.7667 | 115.4744 |  | kWh | 0.034885 | -0.18911 | Commercial |  | Annual | [5 empty] | 11 | 0.96 |  |  |  | 0 | 61.8665 | 0 | 0 | 0 | 0 | 0 | 0 | 0 | 0 | 0 | 0 | 2006 Qtr 1: 0; 2006 Qtr 2: 0; 2006 Qtr 3: 0; 2006 Qtr 4: 61.8665; 2007 Qtr 1: 0; 2007 Qtr 2: 0; 2007 Qtr 3: 0; 2007 Qtr 4: 0; 2008 Qtr 1: 0; 2008 Qtr 2: 0; 2008 Qtr 3: 0; 2008 Qtr 4: 0 | 61.8665
0 | 234148-Premium T8 with T12 40 Watt Baseline |  | 7 | Commercial | 01-ALC-AllCommercial-IntLight | 0 |  |  |  |  | 13.9591 | 13.1897 | 0 | 0 | 0 | 0.7694 | 74.8184 |  | kWh | 0.022603 | -0.12253 | Commercial |  | Annual | [5 empty] | 11 | 0.96 |  |  |  | 0 | 61.8665 | 0 | 0 | 0 | 0 | 0 | 0 | 0 | 0 | 0 | 0 | 2006 Qtr 1: 0; 2006 Qtr 2: 0; 2006 Qtr 3: 0; 2006 Qtr 4: 61.8665; 2007 Qtr 1: 0; 2007 Qtr 2: 0; 2007 Qtr 3: 0; 2007 Qtr 4: 0; 2008 Qtr 1: 0; 2008 Qtr 2: 0; 2008 Qtr 3: 0; 2008 Qtr 4: 0 | 61.8665
0 | 234148-Premium T8 with T12 40 Watt Baseline |  | 7 | Commercial | 23-RTL-Retail–SingleStorylarge-LIT_INT | 0 |  |  |  |  | 13.9591 | 13.1897 | 0 | 0 | 0 | 0.7694 | 76.7101 |  | kWh | 0.022922 | -0.10435 | Commercial |  | Annual | [5 empty] | 11 | 0.96 |  |  |  | 0 | 47.3097 | 0 | 0 | 0 | 0 | 0 | 0 | 0 | 0 | 0 | 0 | 2006 Qtr 1: 0; 2006 Qtr 2: 0; 2006 Qtr 3: 0; 2006 Qtr 4: 47.3097; 2007 Qtr 1: 0; 2007 Qtr 2: 0; 2007 Qtr 3: 0; 2007 Qtr 4: 0; 2008 Qtr 1: 0; 2008 Qtr 2: 0; 2008 Qtr 3: 0; 2008 Qtr 4: 0 | 47.3097
0 | 234148-Premium T8 with T12 40 Watt Baseline |  | 7 | Commercial | 01-ALC-AllCommercial-IntLight | 0 |  |  |  |  | 13.9591 | 13.1897 | 0 | 0 | 0 | 0.7694 | 36.1365 |  | kWh | 0.0083603 | -0.05918 | Commercial |  | Annual | [5 empty] | 11 | 0.96 |  |  |  | 0 | 92.7998 | 0 | 0 | 0 | 0 | 0 | 0 | 0 | 0 | 0 | 0 | 2006 Qtr 1: 0; 2006 Qtr 2: 0; 2006 Qtr 3: 0; 2006 Qtr 4: 92.7998; 2007 Qtr 1: 0; 2007 Qtr 2: 0; 2007 Qtr 3: 0; 2007 Qtr 4: 0; 2008 Qtr 1: 0; 2008 Qtr 2: 0; 2008 Qtr 3: 0; 2008 Qtr 4: 0 | 92.7998
0 | 234148-Premium T8 with T12 40 Watt Baseline |  | 7 | Commercial | 01-ALC-AllCommercial-IntLight | 0 |  |  |  |  | 13.9591 | 13.1897 | 0 | 0 | 0 | 0.7694 | 87.3573 |  | kWh | 0.01583 | -0.14306 | Commercial |  | Annual | [5 empty] | 11 | 0.96 |  |  |  | 0 | 25.4745 | 0 | 0 | 0 | 0 | 0 | 0 | 0 | 0 | 0 | 0 | 2006 Qtr 1: 0; 2006 Qtr 2: 0; 2006 Qtr 3: 0; 2006 Qtr 4: 25.4745; 2007 Qtr 1: 0; 2007 Qtr 2: 0; 2007 Qtr 3: 0; 2007 Qtr 4: 0; 2008 Qtr 1: 0; 2008 Qtr 2: 0; 2008 Qtr 3: 0; 2008 Qtr 4: 0 | 25.4745
0 | 234053-Lighting-Remove 4 Ft Lamp (De-Lamp) | COFL00AVDEL01 | 7 | Commercial | 01-ALC-AllCommercial-IntLight | 0 |  |  |  |  | 28.2538 | 16.4871 | 0 | 0 | 0 | 11.7667 | 134.827 |  | kWh | 0.024432 | -0.2208 | Commercial |  | Annual | [5 empty] | 11 | 0.96 |  |  |  | 0 | 24.5647 | 0 | 0 | 0 | 0 | 0 | 0 | 0 | 0 | 0 | 0 | 2006 Qtr 1: 0; 2006 Qtr 2: 0; 2006 Qtr 3: 0; 2006 Qtr 4: 24.5647; 2007 Qtr 1: 0; 2007 Qtr 2: 0; 2007 Qtr 3: 0; 2007 Qtr 4: 0; 2008 Qtr 1: 0; 2008 Qtr 2: 0; 2008 Qtr 3: 0; 2008 Qtr 4: 0 | 24.5647
0 | 234148-Premium T8 with T12 40 Watt Baseline |  | 7 | Commercial | 01-ALC-AllCommercial-IntLight | 0 |  |  |  |  | 13.9591 | 13.1897 | 0 | 0 | 0 | 0.7694 | 74.8184 |  | kWh | 0.022603 | -0.12253 | Commercial |  | Annual | [5 empty] | 11 | 0.96 |  |  |  | 0 | 33.6627 | 0 | 0 | 0 | 0 | 0 | 0 | 0 | 0 | 0 | 0 | 2006 Qtr 1: 0; 2006 Qtr 2: 0; 2006 Qtr 3: 0; 2006 Qtr 4: 33.6627; 2007 Qtr 1: 0; 2007 Qtr 2: 0; 2007 Qtr 3: 0; 2007 Qtr 4: 0; 2008 Qtr 1: 0; 2008 Qtr 2: 0; 2008 Qtr 3: 0; 2008 Qtr 4: 0 | 33.6627
0 | 234053-Lighting-Remove 4 Ft Lamp (De-Lamp) | COFL00AVDEL01 | 7 | Commercial | 01-ALC-AllCommercial-IntLight | 0 |  |  |  |  | 28.2538 | 16.4871 | 0 | 0 | 0 | 11.7667 | 115.4744 |  | kWh | 0.034885 | -0.18911 | Commercial |  | Annual | [5 empty] | 11 | 0.96 |  |  |  | 0 | 19.1058 | 0 | 0 | 0 | 0 | 0 | 0 | 0 | 0 | 0 | 0 | 2006 Qtr 1: 0; 2006 Qtr 2: 0; 2006 Qtr 3: 0; 2006 Qtr 4: 19.1058; 2007 Qtr 1: 0; 2007 Qtr 2: 0; 2007 Qtr 3: 0; 2007 Qtr 4: 0; 2008 Qtr 1: 0; 2008 Qtr 2: 0; 2008 Qtr 3: 0; 2008 Qtr 4: 0 | 19.1058
0 | 234049-Lighting-LED Exit Sign New Sign | CALC00AVETS01 | 7 | Commercial | 02-ASM-Assembly-Exit | 0 |  |  |  |  | 65.3696 | 45 | 0 | 0 | 0 | 20.3696 | 351.311 |  | kWh | 0 | 0 | Commercial |  | Annual | [5 empty] | 16 | 0.96 |  |  |  | 0 | 1 | 0 | 0 | 0 | 0 | 0 | 0 | 0 | 0 | 0 | 0 | 2006 Qtr 1: 0; 2006 Qtr 2: 0; 2006 Qtr 3: 0; 2006 Qtr 4: 1; 2007 Qtr 1: 0; 2007 Qtr 2: 0; 2007 Qtr 3: 0; 2007 Qtr 4: 0; 2008 Qtr 1: 0; 2008 Qtr 2: 0; 2008 Qtr 3: 0; 2008 Qtr 4: 0 | 1
0 | 234148-Premium T8 with T12 40 Watt Baseline |  | 7 | Commercial | 01-ALC-AllCommercial-IntLight | 0 |  |  |  |  | 13.9591 | 13.1897 | 0 | 0 | 0 | 0.7694 | 105.9046 |  | kWh | 0.021267 | -0.17344 | Commercial |  | Annual | [5 empty] | 11 | 0.96 |  |  |  | 0 | 15.4666 | 0 | 0 | 0 | 0 | 0 | 0 | 0 | 0 | 0 | 0 | 2006 Qtr 1: 0; 2006 Qtr 2: 0; 2006 Qtr 3: 0; 2006 Qtr 4: 15.4666; 2007 Qtr 1: 0; 2007 Qtr 2: 0; 2007 Qtr 3: 0; 2007 Qtr 4: 0; 2008 Qtr 1: 0; 2008 Qtr 2: 0; 2008 Qtr 3: 0; 2008 Qtr 4: 0 | 15.4666
0 | 234053-Lighting-Remove 4 Ft Lamp (De-Lamp) | COFL00AVDEL01 | 7 | Commercial | 01-ALC-AllCommercial-IntLight | 0 |  |  |  |  | 28.2538 | 16.4871 | 0 | 0 | 0 | 11.7667 | 163.4528 |  | kWh | 0.032823 | -0.26768 | Commercial |  | Annual | [5 empty] | 11 | 0.96 |  |  |  | 0 | 18.196 | 0 | 0 | 0 | 0 | 0 | 0 | 0 | 0 | 0 | 0 | 2006 Qtr 1: 0; 2006 Qtr 2: 0; 2006 Qtr 3: 0; 2006 Qtr 4: 18.196; 2007 Qtr 1: 0; 2007 Qtr 2: 0; 2007 Qtr 3: 0; 2007 Qtr 4: 0; 2008 Qtr 1: 0; 2008 Qtr 2: 0; 2008 Qtr 3: 0; 2008 Qtr 4: 0 | 18.196
0 | 234148-Premium T8 with T12 40 Watt Baseline |  | 7 | Commercial | 01-ALC-AllCommercial-IntLight | 0 |  |  |  |  | 13.9591 | 13.1897 | 0 | 0 | 0 | 0.7694 | 64.9358 |  | kWh | 0.020124 | -0.10634 | Commercial |  | Annual | [5 empty] | 11 | 0.96 |  |  |  | 0 | 31.8431 | 0 | 0 | 0 | 0 | 0 | 0 | 0 | 0 | 0 | 0 | 2006 Qtr 1: 0; 2006 Qtr 2: 0; 2006 Qtr 3: 0; 2006 Qtr 4: 31.8431; 2007 Qtr 1: 0; 2007 Qtr 2: 0; 2007 Qtr 3: 0; 2007 Qtr 4: 0; 2008 Qtr 1: 0; 2008 Qtr 2: 0; 2008 Qtr 3: 0; 2008 Qtr 4: 0 | 31.8431
0 | 234053-Lighting-Remove 4 Ft Lamp (De-Lamp) | COFL00AVDEL01 | 7 | Commercial | 01-ALC-AllCommercial-IntLight | 0 |  |  |  |  | 28.2538 | 16.4871 | 0 | 0 | 0 | 11.7667 | 100.2216 |  | kWh | 0.031059 | -0.16413 | Commercial |  | Annual | [5 empty] | 11 | 0.96 |  |  |  | 0 | 34.5725 | 0 | 0 | 0 | 0 | 0 | 0 | 0 | 0 | 0 | 0 | 2006 Qtr 1: 0; 2006 Qtr 2: 0; 2006 Qtr 3: 0; 2006 Qtr 4: 34.5725; 2007 Qtr 1: 0; 2007 Qtr 2: 0; 2007 Qtr 3: 0; 2007 Qtr 4: 0; 2008 Qtr 1: 0; 2008 Qtr 2: 0; 2008 Qtr 3: 0; 2008 Qtr 4: 0 | 34.5725
0 | 234148-Premium T8 with T12 40 Watt Baseline |  | 10 | Commercial | 01-ALC-AllCommercial-IntLight | 0 |  |  |  |  | 13.9591 | 13.1897 | 0 | 0 | 0 | 0.7694 | 105.9046 |  | kWh | 0.021267 | -0.17344 | Commercial |  | Annual | [5 empty] | 11 | 0.96 |  |  |  | 0 | 173.7722 | 0 | 0 | 0 | 0 | 0 | 0 | 0 | 0 | 0 | 0 | 2006 Qtr 1: 0; 2006 Qtr 2: 0; 2006 Qtr 3: 0; 2006 Qtr 4: 173.7722; 2007 Qtr 1: 0; 2007 Qtr 2: 0; 2007 Qtr 3: 0; 2007 Qtr 4: 0; 2008 Qtr 1: 0; 2008 Qtr 2: 0; 2008 Qtr 3: 0; 2008 Qtr 4: 0 | 173.7722
0 | 234053-Lighting-Remove 4 Ft Lamp (De-Lamp) | COFL00AVDEL01 | 10 | Commercial | 01-ALC-AllCommercial-IntLight | 0 |  |  |  |  | 28.2538 | 16.4871 | 0 | 0 | 0 | 11.7667 | 163.4528 |  | kWh | 0.032823 | -0.26768 | Commercial |  | Annual | [5 empty] | 11 | 0.96 |  |  |  | 0 | 91.89 | 0 | 0 | 0 | 0 | 0 | 0 | 0 | 0 | 0 | 0 | 2006 Qtr 1: 0; 2006 Qtr 2: 0; 2006 Qtr 3: 0; 2006 Qtr 4: 91.89; 2007 Qtr 1: 0; 2007 Qtr 2: 0; 2007 Qtr 3: 0; 2007 Qtr 4: 0; 2008 Qtr 1: 0; 2008 Qtr 2: 0; 2008 Qtr 3: 0; 2008 Qtr 4: 0 | 91.89
0 | 234049-Lighting-LED Exit Sign New Sign | CALC00AVETS01 | 10 | Commercial | 02-ASM-Assembly-Exit | 0 |  |  |  |  | 65.3696 | 45 | 0 | 0 | 0 | 20.3696 | 351.311 |  | kWh | 0 | 0 | Commercial |  | Annual | [5 empty] | 16 | 0.96 |  |  |  | 0 | 5 | 0 | 0 | 0 | 0 | 0 | 0 | 0 | 0 | 0 | 0 | 2006 Qtr 1: 0; 2006 Qtr 2: 0; 2006 Qtr 3: 0; 2006 Qtr 4: 5; 2007 Qtr 1: 0; 2007 Qtr 2: 0; 2007 Qtr 3: 0; 2007 Qtr 4: 0; 2008 Qtr 1: 0; 2008 Qtr 2: 0; 2008 Qtr 3: 0; 2008 Qtr 4: 0 | 5
0 | 234148-Premium T8 with T12 40 Watt Baseline |  | 10 | Commercial | 01-ALC-AllCommercial-IntLight | 0 |  |  |  |  | 13.9591 | 13.1897 | 0 | 0 | 0 | 0.7694 | 105.9046 |  | kWh | 0.021267 | -0.17344 | Commercial |  | Annual | [5 empty] | 11 | 0.96 |  |  |  | 0 | 206.5251 | 0 | 0 | 0 | 0 | 0 | 0 | 0 | 0 | 0 | 0 | 2006 Qtr 1: 0; 2006 Qtr 2: 0; 2006 Qtr 3: 0; 2006 Qtr 4: 206.5251; 2007 Qtr 1: 0; 2007 Qtr 2: 0; 2007 Qtr 3: 0; 2007 Qtr 4: 0; 2008 Qtr 1: 0; 2008 Qtr 2: 0; 2008 Qtr 3: 0; 2008 Qtr 4: 0 | 206.5251
0 | 234053-Lighting-Remove 4 Ft Lamp (De-Lamp) | COFL00AVDEL01 | 10 | Commercial | 01-ALC-AllCommercial-IntLight | 0 |  |  |  |  | 28.2538 | 16.4871 | 0 | 0 | 0 | 11.7667 | 163.4528 |  | kWh | 0.032823 | -0.26768 | Commercial |  | Annual | [5 empty] | 11 | 0.96 |  |  |  | 0 | 110.9959 | 0 | 0 | 0 | 0 | 0 | 0 | 0 | 0 | 0 | 0 | 2006 Qtr 1: 0; 2006 Qtr 2: 0; 2006 Qtr 3: 0; 2006 Qtr 4: 110.9959; 2007 Qtr 1: 0; 2007 Qtr 2: 0; 2007 Qtr 3: 0; 2007 Qtr 4: 0; 2008 Qtr 1: 0; 2008 Qtr 2: 0; 2008 Qtr 3: 0; 2008 Qtr 4: 0 | 110.9959
0 | 234049-Lighting-LED Exit Sign New Sign | CALC00AVETS01 | 10 | Commercial | 02-ASM-Assembly-Exit | 0 |  |  |  |  | 65.3696 | 45 | 0 | 0 | 0 | 20.3696 | 351.311 |  | kWh | 0 | 0 | Commercial |  | Annual | [5 empty] | 16 | 0.96 |  |  |  | 0 | 8 | 0 | 0 | 0 | 0 | 0 | 0 | 0 | 0 | 0 | 0 | 2006 Qtr 1: 0; 2006 Qtr 2: 0; 2006 Qtr 3: 0; 2006 Qtr 4: 8; 2007 Qtr 1: 0; 2007 Qtr 2: 0; 2007 Qtr 3: 0; 2007 Qtr 4: 0; 2008 Qtr 1: 0; 2008 Qtr 2: 0; 2008 Qtr 3: 0; 2008 Qtr 4: 0 | 8
0 | 234148-Premium T8 with T12 40 Watt Baseline |  | 7 | Commercial | 14-MLI-Manufacturing–LightIndustry-LIGHT | 0 |  |  |  |  | 13.9591 | 13.1897 | 0 | 0 | 0 | 0.7694 | 64.9241 |  | kWh | 0.020063 | -0.083941 | Commercial |  | Annual | [5 empty] | 11 | 0.96 |  |  |  | 0 | 21.8353 | 0 | 0 | 0 | 0 | 0 | 0 | 0 | 0 | 0 | 0 | 2006 Qtr 1: 0; 2006 Qtr 2: 0; 2006 Qtr 3: 0; 2006 Qtr 4: 21.8353; 2007 Qtr 1: 0; 2007 Qtr 2: 0; 2007 Qtr 3: 0; 2007 Qtr 4: 0; 2008 Qtr 1: 0; 2008 Qtr 2: 0; 2008 Qtr 3: 0; 2008 Qtr 4: 0 | 21.8353
0 | 234053-Lighting-Remove 4 Ft Lamp (De-Lamp) | COFL00AVDEL01 | 7 | Commercial | 14-MLI-Manufacturing–LightIndustry-LIGHT | 0 |  |  |  |  | 28.2538 | 16.4871 | 0 | 0 | 0 | 11.7667 | 100.2037 |  | kWh | 0.030965 | -0.12955 | Commercial |  | Annual | [5 empty] | 11 | 0.96 |  |  |  | 0 | 21.8353 | 0 | 0 | 0 | 0 | 0 | 0 | 0 | 0 | 0 | 0 | 2006 Qtr 1: 0; 2006 Qtr 2: 0; 2006 Qtr 3: 0; 2006 Qtr 4: 21.8353; 2007 Qtr 1: 0; 2007 Qtr 2: 0; 2007 Qtr 3: 0; 2007 Qtr 4: 0; 2008 Qtr 1: 0; 2008 Qtr 2: 0; 2008 Qtr 3: 0; 2008 Qtr 4: 0 | 21.8353
0 | 234148-Premium T8 with T12 40 Watt Baseline |  | 7 | Commercial | 01-ALC-AllCommercial-IntLight | 0 |  |  |  |  | 13.9591 | 13.1897 | 0 | 0 | 0 | 0.7694 | 36.1365 |  | kWh | 0.0083603 | -0.05918 | Commercial |  | Annual | [5 empty] | 11 | 0.96 |  |  |  | 0 | 149.2076 | 0 | 0 | 0 | 0 | 0 | 0 | 0 | 0 | 0 | 0 | 2006 Qtr 1: 0; 2006 Qtr 2: 0; 2006 Qtr 3: 0; 2006 Qtr 4: 149.2076; 2007 Qtr 1: 0; 2007 Qtr 2: 0; 2007 Qtr 3: 0; 2007 Qtr 4: 0; 2008 Qtr 1: 0; 2008 Qtr 2: 0; 2008 Qtr 3: 0; 2008 Qtr 4: 0 | 149.2076
0 | 234049-Lighting-LED Exit Sign New Sign | CALC00AVETS01 | 7 | Commercial | 02-ASM-Assembly-Exit | 0 |  |  |  |  | 65.3696 | 45 | 0 | 0 | 0 | 20.3696 | 351.311 |  | kWh | 0 | 0 | Commercial |  | Annual | [5 empty] | 16 | 0.96 |  |  |  | 0 | 11 | 0 | 0 | 0 | 0 | 0 | 0 | 0 | 0 | 0 | 0 | 2006 Qtr 1: 0; 2006 Qtr 2: 0; 2006 Qtr 3: 0; 2006 Qtr 4: 11; 2007 Qtr 1: 0; 2007 Qtr 2: 0; 2007 Qtr 3: 0; 2007 Qtr 4: 0; 2008 Qtr 1: 0; 2008 Qtr 2: 0; 2008 Qtr 3: 0; 2008 Qtr 4: 0 | 11
0 | 234148-Premium T8 with T12 40 Watt Baseline |  | 7 | Commercial | 01-ALC-AllCommercial-IntLight | 0 |  |  |  |  | 13.9591 | 13.1897 | 0 | 0 | 0 | 0.7694 | 74.8184 |  | kWh | 0.022603 | -0.12253 | Commercial |  | Annual | [5 empty] | 11 | 0.96 |  |  |  | 0 | 20.0156 | 0 | 0 | 0 | 0 | 0 | 0 | 0 | 0 | 0 | 0 | 2006 Qtr 1: 0; 2006 Qtr 2: 0; 2006 Qtr 3: 0; 2006 Qtr 4: 20.0156; 2007 Qtr 1: 0; 2007 Qtr 2: 0; 2007 Qtr 3: 0; 2007 Qtr 4: 0; 2008 Qtr 1: 0; 2008 Qtr 2: 0; 2008 Qtr 3: 0; 2008 Qtr 4: 0 | 20.0156
0 | 234053-Lighting-Remove 4 Ft Lamp (De-Lamp) | COFL00AVDEL01 | 7 | Commercial | 01-ALC-AllCommercial-IntLight | 0 |  |  |  |  | 28.2538 | 16.4871 | 0 | 0 | 0 | 11.7667 | 115.4744 |  | kWh | 0.034885 | -0.18911 | Commercial |  | Annual | [5 empty] | 11 | 0.96 |  |  |  | 0 | 20.0156 | 0 | 0 | 0 | 0 | 0 | 0 | 0 | 0 | 0 | 0 | 2006 Qtr 1: 0; 2006 Qtr 2: 0; 2006 Qtr 3: 0; 2006 Qtr 4: 20.0156; 2007 Qtr 1: 0; 2007 Qtr 2: 0; 2007 Qtr 3: 0; 2007 Qtr 4: 0; 2008 Qtr 1: 0; 2008 Qtr 2: 0; 2008 Qtr 3: 0; 2008 Qtr 4: 0 | 20.0156
0 | 234148-Premium T8 with T12 40 Watt Baseline |  | 7 | Commercial | 01-ALC-AllCommercial-IntLight | 0 |  |  |  |  | 13.9591 | 13.1897 | 0 | 0 | 0 | 0.7694 | 36.1365 |  | kWh | 0.0083603 | -0.05918 | Commercial |  | Annual | [5 empty] | 11 | 0.96 |  |  |  | 0 | 200.1565 | 0 | 0 | 0 | 0 | 0 | 0 | 0 | 0 | 0 | 0 | 2006 Qtr 1: 0; 2006 Qtr 2: 0; 2006 Qtr 3: 0; 2006 Qtr 4: 200.1565; 2007 Qtr 1: 0; 2007 Qtr 2: 0; 2007 Qtr 3: 0; 2007 Qtr 4: 0; 2008 Qtr 1: 0; 2008 Qtr 2: 0; 2008 Qtr 3: 0; 2008 Qtr 4: 0 | 200.1565
0 | 234148-Premium T8 with T12 40 Watt Baseline |  | 7 | Commercial | 01-ALC-AllCommercial-IntLight | 0 |  |  |  |  | 13.9591 | 13.1897 | 0 | 0 | 0 | 0.7694 | 105.9046 |  | kWh | 0.021267 | -0.17344 | Commercial |  | Annual | [5 empty] | 11 | 0.96 |  |  |  | 0 | 70.9646 | 0 | 0 | 0 | 0 | 0 | 0 | 0 | 0 | 0 | 0 | 2006 Qtr 1: 0; 2006 Qtr 2: 0; 2006 Qtr 3: 0; 2006 Qtr 4: 70.9646; 2007 Qtr 1: 0; 2007 Qtr 2: 0; 2007 Qtr 3: 0; 2007 Qtr 4: 0; 2008 Qtr 1: 0; 2008 Qtr 2: 0; 2008 Qtr 3: 0; 2008 Qtr 4: 0 | 70.9646
0 | 234148-Premium T8 with T12 40 Watt Baseline |  | 7 | Commercial | 01-ALC-AllCommercial-IntLight | 0 |  |  |  |  | 13.9591 | 13.1897 | 0 | 0 | 0 | 0.7694 | 69.1977 |  | kWh | 0.022275 | -0.11332 | Commercial |  | Annual | [5 empty] | 11 | 0.96 |  |  |  | 0 | 18.196 | 0 | 0 | 0 | 0 | 0 | 0 | 0 | 0 | 0 | 0 | 2006 Qtr 1: 0; 2006 Qtr 2: 0; 2006 Qtr 3: 0; 2006 Qtr 4: 18.196; 2007 Qtr 1: 0; 2007 Qtr 2: 0; 2007 Qtr 3: 0; 2007 Qtr 4: 0; 2008 Qtr 1: 0; 2008 Qtr 2: 0; 2008 Qtr 3: 0; 2008 Qtr 4: 0 | 18.196
0 | 234053-Lighting-Remove 4 Ft Lamp (De-Lamp) | COFL00AVDEL01 | 7 | Commercial | 01-ALC-AllCommercial-IntLight | 0 |  |  |  |  | 28.2538 | 16.4871 | 0 | 0 | 0 | 11.7667 | 106.7995 |  | kWh | 0.03438 | -0.1749 | Commercial |  | Annual | [5 empty] | 11 | 0.96 |  |  |  | 0 | 32.7529 | 0 | 0 | 0 | 0 | 0 | 0 | 0 | 0 | 0 | 0 | 2006 Qtr 1: 0; 2006 Qtr 2: 0; 2006 Qtr 3: 0; 2006 Qtr 4: 32.7529; 2007 Qtr 1: 0; 2007 Qtr 2: 0; 2007 Qtr 3: 0; 2007 Qtr 4: 0; 2008 Qtr 1: 0; 2008 Qtr 2: 0; 2008 Qtr 3: 0; 2008 Qtr 4: 0 | 32.7529
0 | 234148-Premium T8 with T12 40 Watt Baseline |  | 7 | Commercial | 01-ALC-AllCommercial-IntLight | 0 |  |  |  |  | 13.9591 | 13.1897 | 0 | 0 | 0 | 0.7694 | 69.1977 |  | kWh | 0.022275 | -0.11332 | Commercial |  | Annual | [5 empty] | 11 | 0.96 |  |  |  | 0 | 16.3764 | 0 | 0 | 0 | 0 | 0 | 0 | 0 | 0 | 0 | 0 | 2006 Qtr 1: 0; 2006 Qtr 2: 0; 2006 Qtr 3: 0; 2006 Qtr 4: 16.3764; 2007 Qtr 1: 0; 2007 Qtr 2: 0; 2007 Qtr 3: 0; 2007 Qtr 4: 0; 2008 Qtr 1: 0; 2008 Qtr 2: 0; 2008 Qtr 3: 0; 2008 Qtr 4: 0 | 16.3764
0 | 234053-Lighting-Remove 4 Ft Lamp (De-Lamp) | COFL00AVDEL01 | 7 | Commercial | 01-ALC-AllCommercial-IntLight | 0 |  |  |  |  | 28.2538 | 16.4871 | 0 | 0 | 0 | 11.7667 | 106.7995 |  | kWh | 0.03438 | -0.1749 | Commercial |  | Annual | [5 empty] | 11 | 0.96 |  |  |  | 0 | 18.196 | 0 | 0 | 0 | 0 | 0 | 0 | 0 | 0 | 0 | 0 | 2006 Qtr 1: 0; 2006 Qtr 2: 0; 2006 Qtr 3: 0; 2006 Qtr 4: 18.196; 2007 Qtr 1: 0; 2007 Qtr 2: 0; 2007 Qtr 3: 0; 2007 Qtr 4: 0; 2008 Qtr 1: 0; 2008 Qtr 2: 0; 2008 Qtr 3: 0; 2008 Qtr 4: 0 | 18.196
0 | 234148-Premium T8 with T12 40 Watt Baseline |  | 7 | Commercial | 14-MLI-Manufacturing–LightIndustry-LIGHT | 0 |  |  |  |  | 13.9591 | 13.1897 | 0 | 0 | 0 | 0.7694 | 64.9241 |  | kWh | 0.020063 | -0.083941 | Commercial |  | Annual | [5 empty] | 11 | 0.96 |  |  |  | 0 | 20.0156 | 0 | 0 | 0 | 0 | 0 | 0 | 0 | 0 | 0 | 0 | 2006 Qtr 1: 0; 2006 Qtr 2: 0; 2006 Qtr 3: 0; 2006 Qtr 4: 20.0156; 2007 Qtr 1: 0; 2007 Qtr 2: 0; 2007 Qtr 3: 0; 2007 Qtr 4: 0; 2008 Qtr 1: 0; 2008 Qtr 2: 0; 2008 Qtr 3: 0; 2008 Qtr 4: 0 | 20.0156
0 | 234053-Lighting-Remove 4 Ft Lamp (De-Lamp) | COFL00AVDEL01 | 7 | Commercial | 14-MLI-Manufacturing–LightIndustry-LIGHT | 0 |  |  |  |  | 28.2538 | 16.4871 | 0 | 0 | 0 | 11.7667 | 100.2037 |  | kWh | 0.030965 | -0.12955 | Commercial |  | Annual | [5 empty] | 11 | 0.96 |  |  |  | 0 | 47.3097 | 0 | 0 | 0 | 0 | 0 | 0 | 0 | 0 | 0 | 0 | 2006 Qtr 1: 0; 2006 Qtr 2: 0; 2006 Qtr 3: 0; 2006 Qtr 4: 47.3097; 2007 Qtr 1: 0; 2007 Qtr 2: 0; 2007 Qtr 3: 0; 2007 Qtr 4: 0; 2008 Qtr 1: 0; 2008 Qtr 2: 0; 2008 Qtr 3: 0; 2008 Qtr 4: 0 | 47.3097
0 | 234148-Premium T8 with T12 40 Watt Baseline |  | 7 | Commercial | 01-ALC-AllCommercial-IntLight | 0 |  |  |  |  | 13.9591 | 13.1897 | 0 | 0 | 0 | 0.7694 | 64.9358 |  | kWh | 0.020124 | -0.10634 | Commercial |  | Annual | [5 empty] | 11 | 0.96 |  |  |  | 0 | 41.8509 | 0 | 0 | 0 | 0 | 0 | 0 | 0 | 0 | 0 | 0 | 2006 Qtr 1: 0; 2006 Qtr 2: 0; 2006 Qtr 3: 0; 2006 Qtr 4: 41.8509; 2007 Qtr 1: 0; 2007 Qtr 2: 0; 2007 Qtr 3: 0; 2007 Qtr 4: 0; 2008 Qtr 1: 0; 2008 Qtr 2: 0; 2008 Qtr 3: 0; 2008 Qtr 4: 0 | 41.8509
0 | 234053-Lighting-Remove 4 Ft Lamp (De-Lamp) | COFL00AVDEL01 | 7 | Commercial | 01-ALC-AllCommercial-IntLight | 0 |  |  |  |  | 28.2538 | 16.4871 | 0 | 0 | 0 | 11.7667 | 100.2216 |  | kWh | 0.031059 | -0.16413 | Commercial |  | Annual | [5 empty] | 11 | 0.96 |  |  |  | 0 | 40.9411 | 0 | 0 | 0 | 0 | 0 | 0 | 0 | 0 | 0 | 0 | 2006 Qtr 1: 0; 2006 Qtr 2: 0; 2006 Qtr 3: 0; 2006 Qtr 4: 40.9411; 2007 Qtr 1: 0; 2007 Qtr 2: 0; 2007 Qtr 3: 0; 2007 Qtr 4: 0; 2008 Qtr 1: 0; 2008 Qtr 2: 0; 2008 Qtr 3: 0; 2008 Qtr 4: 0 | 40.9411
0 | 234148-Premium T8 with T12 40 Watt Baseline |  | 7 | Commercial | 01-ALC-AllCommercial-IntLight | 0 |  |  |  |  | 13.9591 | 13.1897 | 0 | 0 | 0 | 0.7694 | 64.9358 |  | kWh | 0.020124 | -0.10634 | Commercial |  | Annual | [5 empty] | 11 | 0.96 |  |  |  | 0 | 33.6627 | 0 | 0 | 0 | 0 | 0 | 0 | 0 | 0 | 0 | 0 | 2006 Qtr 1: 0; 2006 Qtr 2: 0; 2006 Qtr 3: 0; 2006 Qtr 4: 33.6627; 2007 Qtr 1: 0; 2007 Qtr 2: 0; 2007 Qtr 3: 0; 2007 Qtr 4: 0; 2008 Qtr 1: 0; 2008 Qtr 2: 0; 2008 Qtr 3: 0; 2008 Qtr 4: 0 | 33.6627
0 | 234053-Lighting-Remove 4 Ft Lamp (De-Lamp) | COFL00AVDEL01 | 7 | Commercial | 01-ALC-AllCommercial-IntLight | 0 |  |  |  |  | 28.2538 | 16.4871 | 0 | 0 | 0 | 11.7667 | 100.2216 |  | kWh | 0.031059 | -0.16413 | Commercial |  | Annual | [5 empty] | 11 | 0.96 |  |  |  | 0 | 18.196 | 0 | 0 | 0 | 0 | 0 | 0 | 0 | 0 | 0 | 0 | 2006 Qtr 1: 0; 2006 Qtr 2: 0; 2006 Qtr 3: 0; 2006 Qtr 4: 18.196; 2007 Qtr 1: 0; 2007 Qtr 2: 0; 2007 Qtr 3: 0; 2007 Qtr 4: 0; 2008 Qtr 1: 0; 2008 Qtr 2: 0; 2008 Qtr 3: 0; 2008 Qtr 4: 0 | 18.196
0 | 234148-Premium T8 with T12 40 Watt Baseline |  | 7 | Commercial | 01-ALC-AllCommercial-IntLight | 0 |  |  |  |  | 13.9591 | 13.1897 | 0 | 0 | 0 | 0.7694 | 74.8184 |  | kWh | 0.022603 | -0.12253 | Commercial |  | Annual | [5 empty] | 11 | 0.96 |  |  |  | 0 | 15.4666 | 0 | 0 | 0 | 0 | 0 | 0 | 0 | 0 | 0 | 0 | 2006 Qtr 1: 0; 2006 Qtr 2: 0; 2006 Qtr 3: 0; 2006 Qtr 4: 15.4666; 2007 Qtr 1: 0; 2007 Qtr 2: 0; 2007 Qtr 3: 0; 2007 Qtr 4: 0; 2008 Qtr 1: 0; 2008 Qtr 2: 0; 2008 Qtr 3: 0; 2008 Qtr 4: 0 | 15.4666
0 | 234053-Lighting-Remove 4 Ft Lamp (De-Lamp) | COFL00AVDEL01 | 7 | Commercial | 01-ALC-AllCommercial-IntLight | 0 |  |  |  |  | 28.2538 | 16.4871 | 0 | 0 | 0 | 11.7667 | 115.4744 |  | kWh | 0.034885 | -0.18911 | Commercial |  | Annual | [5 empty] | 11 | 0.96 |  |  |  | 0 | 20.0156 | 0 | 0 | 0 | 0 | 0 | 0 | 0 | 0 | 0 | 0 | 2006 Qtr 1: 0; 2006 Qtr 2: 0; 2006 Qtr 3: 0; 2006 Qtr 4: 20.0156; 2007 Qtr 1: 0; 2007 Qtr 2: 0; 2007 Qtr 3: 0; 2007 Qtr 4: 0; 2008 Qtr 1: 0; 2008 Qtr 2: 0; 2008 Qtr 3: 0; 2008 Qtr 4: 0 | 20.0156
0 | 234049-Lighting-LED Exit Sign New Sign | CALC00AVETS01 | 7 | Commercial | 02-ASM-Assembly-Exit | 0 |  |  |  |  | 65.3696 | 45 | 0 | 0 | 0 | 20.3696 | 351.311 |  | kWh | 0 | 0 | Commercial |  | Annual | [5 empty] | 16 | 0.96 |  |  |  | 0 | 1 | 0 | 0 | 0 | 0 | 0 | 0 | 0 | 0 | 0 | 0 | 2006 Qtr 1: 0; 2006 Qtr 2: 0; 2006 Qtr 3: 0; 2006 Qtr 4: 1; 2007 Qtr 1: 0; 2007 Qtr 2: 0; 2007 Qtr 3: 0; 2007 Qtr 4: 0; 2008 Qtr 1: 0; 2008 Qtr 2: 0; 2008 Qtr 3: 0; 2008 Qtr 4: 0 | 1
0 | 234148-Premium T8 with T12 40 Watt Baseline |  | 7 | Commercial | 01-ALC-AllCommercial-IntLight | 0 |  |  |  |  | 13.9591 | 13.1897 | 0 | 0 | 0 | 0.7694 | 64.9358 |  | kWh | 0.020124 | -0.10634 | Commercial |  | Annual | [5 empty] | 11 | 0.96 |  |  |  | 0 | 38.2117 | 0 | 0 | 0 | 0 | 0 | 0 | 0 | 0 | 0 | 0 | 2006 Qtr 1: 0; 2006 Qtr 2: 0; 2006 Qtr 3: 0; 2006 Qtr 4: 38.2117; 2007 Qtr 1: 0; 2007 Qtr 2: 0; 2007 Qtr 3: 0; 2007 Qtr 4: 0; 2008 Qtr 1: 0; 2008 Qtr 2: 0; 2008 Qtr 3: 0; 2008 Qtr 4: 0 | 38.2117
0 | 234053-Lighting-Remove 4 Ft Lamp (De-Lamp) | COFL00AVDEL01 | 7 | Commercial | 01-ALC-AllCommercial-IntLight | 0 |  |  |  |  | 28.2538 | 16.4871 | 0 | 0 | 0 | 11.7667 | 100.2216 |  | kWh | 0.031059 | -0.16413 | Commercial |  | Annual | [5 empty] | 11 | 0.96 |  |  |  | 0 | 20.0156 | 0 | 0 | 0 | 0 | 0 | 0 | 0 | 0 | 0 | 0 | 2006 Qtr 1: 0; 2006 Qtr 2: 0; 2006 Qtr 3: 0; 2006 Qtr 4: 20.0156; 2007 Qtr 1: 0; 2007 Qtr 2: 0; 2007 Qtr 3: 0; 2007 Qtr 4: 0; 2008 Qtr 1: 0; 2008 Qtr 2: 0; 2008 Qtr 3: 0; 2008 Qtr 4: 0 | 20.0156
0 | 234148-Premium T8 with T12 40 Watt Baseline |  | 7 | Commercial | 01-ALC-AllCommercial-IntLight | 0 |  |  |  |  | 13.9591 | 13.1897 | 0 | 0 | 0 | 0.7694 | 63.1001 |  | kWh | 0.016266 | -0.10334 | Commercial |  | Annual | [5 empty] | 11 | 0.96 |  |  |  | 0 | 38.2117 | 0 | 0 | 0 | 0 | 0 | 0 | 0 | 0 | 0 | 0 | 2006 Qtr 1: 0; 2006 Qtr 2: 0; 2006 Qtr 3: 0; 2006 Qtr 4: 38.2117; 2007 Qtr 1: 0; 2007 Qtr 2: 0; 2007 Qtr 3: 0; 2007 Qtr 4: 0; 2008 Qtr 1: 0; 2008 Qtr 2: 0; 2008 Qtr 3: 0; 2008 Qtr 4: 0 | 38.2117
0 | 234053-Lighting-Remove 4 Ft Lamp (De-Lamp) | COFL00AVDEL01 | 7 | Commercial | 01-ALC-AllCommercial-IntLight | 0 |  |  |  |  | 28.2538 | 16.4871 | 0 | 0 | 0 | 11.7667 | 97.3885 |  | kWh | 0.025105 | -0.15949 | Commercial |  | Annual | [5 empty] | 11 | 0.96 |  |  |  | 0 | 21.8353 | 0 | 0 | 0 | 0 | 0 | 0 | 0 | 0 | 0 | 0 | 2006 Qtr 1: 0; 2006 Qtr 2: 0; 2006 Qtr 3: 0; 2006 Qtr 4: 21.8353; 2007 Qtr 1: 0; 2007 Qtr 2: 0; 2007 Qtr 3: 0; 2007 Qtr 4: 0; 2008 Qtr 1: 0; 2008 Qtr 2: 0; 2008 Qtr 3: 0; 2008 Qtr 4: 0 | 21.8353
0 | 234049-Lighting-LED Exit Sign New Sign | CALC00AVETS01 | 7 | Commercial | 02-ASM-Assembly-Exit | 0 |  |  |  |  | 65.3696 | 45 | 0 | 0 | 0 | 20.3696 | 351.311 |  | kWh | 0 | 0 | Commercial |  | Annual | [5 empty] | 16 | 0.96 |  |  |  | 0 | 2 | 0 | 0 | 0 | 0 | 0 | 0 | 0 | 0 | 0 | 0 | 2006 Qtr 1: 0; 2006 Qtr 2: 0; 2006 Qtr 3: 0; 2006 Qtr 4: 2; 2007 Qtr 1: 0; 2007 Qtr 2: 0; 2007 Qtr 3: 0; 2007 Qtr 4: 0; 2008 Qtr 1: 0; 2008 Qtr 2: 0; 2008 Qtr 3: 0; 2008 Qtr 4: 0 | 2
0 | 234148-Premium T8 with T12 40 Watt Baseline |  | 7 | Commercial | 18-OFS-Office–Small-IntLight | 0 |  |  |  |  | 13.9591 | 13.1897 | 0 | 0 | 0 | 0.7694 | 67.9198 |  | kWh | 0.020374 | -0.019752 | Commercial |  | Annual | [5 empty] | 11 | 0.96 |  |  |  | 0 | 18.196 | 0 | 0 | 0 | 0 | 0 | 0 | 0 | 0 | 0 | 0 | 2006 Qtr 1: 0; 2006 Qtr 2: 0; 2006 Qtr 3: 0; 2006 Qtr 4: 18.196; 2007 Qtr 1: 0; 2007 Qtr 2: 0; 2007 Qtr 3: 0; 2007 Qtr 4: 0; 2008 Qtr 1: 0; 2008 Qtr 2: 0; 2008 Qtr 3: 0; 2008 Qtr 4: 0 | 18.196
0 | 234053-Lighting-Remove 4 Ft Lamp (De-Lamp) | COFL00AVDEL01 | 7 | Commercial | 18-OFS-Office–Small-IntLight | 0 |  |  |  |  | 28.2538 | 16.4871 | 0 | 0 | 0 | 11.7667 | 104.8272 |  | kWh | 0.031445 | -0.030485 | Commercial |  | Annual | [5 empty] | 11 | 0.96 |  |  |  | 0 | 10.0078 | 0 | 0 | 0 | 0 | 0 | 0 | 0 | 0 | 0 | 0 | 2006 Qtr 1: 0; 2006 Qtr 2: 0; 2006 Qtr 3: 0; 2006 Qtr 4: 10.0078; 2007 Qtr 1: 0; 2007 Qtr 2: 0; 2007 Qtr 3: 0; 2007 Qtr 4: 0; 2008 Qtr 1: 0; 2008 Qtr 2: 0; 2008 Qtr 3: 0; 2008 Qtr 4: 0 | 10.0078
0 | 234148-Premium T8 with T12 40 Watt Baseline |  | 7 | Commercial | 14-MLI-Manufacturing–LightIndustry-LIGHT | 0 |  |  |  |  | 13.9591 | 13.1897 | 0 | 0 | 0 | 0.7694 | 64.9241 |  | kWh | 0.020063 | -0.083941 | Commercial |  | Annual | [5 empty] | 11 | 0.96 |  |  |  | 0 | 29.1137 | 0 | 0 | 0 | 0 | 0 | 0 | 0 | 0 | 0 | 0 | 2006 Qtr 1: 0; 2006 Qtr 2: 0; 2006 Qtr 3: 0; 2006 Qtr 4: 29.1137; 2007 Qtr 1: 0; 2007 Qtr 2: 0; 2007 Qtr 3: 0; 2007 Qtr 4: 0; 2008 Qtr 1: 0; 2008 Qtr 2: 0; 2008 Qtr 3: 0; 2008 Qtr 4: 0 | 29.1137
0 | 234053-Lighting-Remove 4 Ft Lamp (De-Lamp) | COFL00AVDEL01 | 7 | Commercial | 14-MLI-Manufacturing–LightIndustry-LIGHT | 0 |  |  |  |  | 28.2538 | 16.4871 | 0 | 0 | 0 | 11.7667 | 100.2037 |  | kWh | 0.030965 | -0.12955 | Commercial |  | Annual | [5 empty] | 11 | 0.96 |  |  |  | 0 | 32.7529 | 0 | 0 | 0 | 0 | 0 | 0 | 0 | 0 | 0 | 0 | 2006 Qtr 1: 0; 2006 Qtr 2: 0; 2006 Qtr 3: 0; 2006 Qtr 4: 32.7529; 2007 Qtr 1: 0; 2007 Qtr 2: 0; 2007 Qtr 3: 0; 2007 Qtr 4: 0; 2008 Qtr 1: 0; 2008 Qtr 2: 0; 2008 Qtr 3: 0; 2008 Qtr 4: 0 | 32.7529
0 | 234069-Refrigeration - Food Service -Evaporator Fan Controller for Walk-In | Averaged DEER Msrs | 10 | Commercial | 01-ALC-AllCommercial-Refrig | 0 |  |  |  |  | 145.75 | 150 | 0 | 0 | 0 | -4.25 | 604.3284 |  | kWh | 0.080556 | -0.008876 | Commercial |  | Annual | [5 empty] | 16 | 0.96 |  |  |  | 0 | 1 | 0 | 0 | 0 | 0 | 0 | 0 | 0 | 0 | 0 | 0 | 2006 Qtr 1: 0; 2006 Qtr 2: 0; 2006 Qtr 3: 0; 2006 Qtr 4: 1; 2007 Qtr 1: 0; 2007 Qtr 2: 0; 2007 Qtr 3: 0; 2007 Qtr 4: 0; 2008 Qtr 1: 0; 2008 Qtr 2: 0; 2008 Qtr 3: 0; 2008 Qtr 4: 0 | 1
0 | 234148-Premium T8 with T12 40 Watt Baseline |  | 7 | Commercial | 01-ALC-AllCommercial-IntLight | 0 |  |  |  |  | 13.9591 | 13.1897 | 0 | 0 | 0 | 0.7694 | 74.8184 |  | kWh | 0.022603 | -0.12253 | Commercial |  | Annual | [5 empty] | 11 | 0.96 |  |  |  | 0 | 35.4823 | 0 | 0 | 0 | 0 | 0 | 0 | 0 | 0 | 0 | 0 | 2006 Qtr 1: 0; 2006 Qtr 2: 0; 2006 Qtr 3: 0; 2006 Qtr 4: 35.4823; 2007 Qtr 1: 0; 2007 Qtr 2: 0; 2007 Qtr 3: 0; 2007 Qtr 4: 0; 2008 Qtr 1: 0; 2008 Qtr 2: 0; 2008 Qtr 3: 0; 2008 Qtr 4: 0 | 35.4823
0 | 234053-Lighting-Remove 4 Ft Lamp (De-Lamp) | COFL00AVDEL01 | 7 | Commercial | 01-ALC-AllCommercial-IntLight | 0 |  |  |  |  | 28.2538 | 16.4871 | 0 | 0 | 0 | 11.7667 | 115.4744 |  | kWh | 0.034885 | -0.18911 | Commercial |  | Annual | [5 empty] | 11 | 0.96 |  |  |  | 0 | 35.4823 | 0 | 0 | 0 | 0 | 0 | 0 | 0 | 0 | 0 | 0 | 2006 Qtr 1: 0; 2006 Qtr 2: 0; 2006 Qtr 3: 0; 2006 Qtr 4: 35.4823; 2007 Qtr 1: 0; 2007 Qtr 2: 0; 2007 Qtr 3: 0; 2007 Qtr 4: 0; 2008 Qtr 1: 0; 2008 Qtr 2: 0; 2008 Qtr 3: 0; 2008 Qtr 4: 0 | 35.4823
0 | 234148-Premium T8 with T12 40 Watt Baseline |  | 7 | Commercial | 01-ALC-AllCommercial-IntLight | 0 |  |  |  |  | 13.9591 | 13.1897 | 0 | 0 | 0 | 0.7694 | 74.8184 |  | kWh | 0.022603 | -0.12253 | Commercial |  | Annual | [5 empty] | 11 | 0.96 |  |  |  | 0 | 41.8509 | 0 | 0 | 0 | 0 | 0 | 0 | 0 | 0 | 0 | 0 | 2006 Qtr 1: 0; 2006 Qtr 2: 0; 2006 Qtr 3: 0; 2006 Qtr 4: 41.8509; 2007 Qtr 1: 0; 2007 Qtr 2: 0; 2007 Qtr 3: 0; 2007 Qtr 4: 0; 2008 Qtr 1: 0; 2008 Qtr 2: 0; 2008 Qtr 3: 0; 2008 Qtr 4: 0 | 41.8509
0 | 234053-Lighting-Remove 4 Ft Lamp (De-Lamp) | COFL00AVDEL01 | 7 | Commercial | 01-ALC-AllCommercial-IntLight | 0 |  |  |  |  | 28.2538 | 16.4871 | 0 | 0 | 0 | 11.7667 | 115.4744 |  | kWh | 0.034885 | -0.18911 | Commercial |  | Annual | [5 empty] | 11 | 0.96 |  |  |  | 0 | 45.4901 | 0 | 0 | 0 | 0 | 0 | 0 | 0 | 0 | 0 | 0 | 2006 Qtr 1: 0; 2006 Qtr 2: 0; 2006 Qtr 3: 0; 2006 Qtr 4: 45.4901; 2007 Qtr 1: 0; 2007 Qtr 2: 0; 2007 Qtr 3: 0; 2007 Qtr 4: 0; 2008 Qtr 1: 0; 2008 Qtr 2: 0; 2008 Qtr 3: 0; 2008 Qtr 4: 0 | 45.4901
0 | 234148-Premium T8 with T12 40 Watt Baseline |  | 7 | Commercial | 01-ALC-AllCommercial-IntLight | 0 |  |  |  |  | 13.9591 | 13.1897 | 0 | 0 | 0 | 0.7694 | 63.1001 |  | kWh | 0.016266 | -0.10334 | Commercial |  | Annual | [5 empty] | 11 | 0.96 |  |  |  | 0 | 21.8353 | 0 | 0 | 0 | 0 | 0 | 0 | 0 | 0 | 0 | 0 | 2006 Qtr 1: 0; 2006 Qtr 2: 0; 2006 Qtr 3: 0; 2006 Qtr 4: 21.8353; 2007 Qtr 1: 0; 2007 Qtr 2: 0; 2007 Qtr 3: 0; 2007 Qtr 4: 0; 2008 Qtr 1: 0; 2008 Qtr 2: 0; 2008 Qtr 3: 0; 2008 Qtr 4: 0 | 21.8353
0 | 234053-Lighting-Remove 4 Ft Lamp (De-Lamp) | COFL00AVDEL01 | 7 | Commercial | 01-ALC-AllCommercial-IntLight | 0 |  |  |  |  | 28.2538 | 16.4871 | 0 | 0 | 0 | 11.7667 | 97.3885 |  | kWh | 0.025105 | -0.15949 | Commercial |  | Annual | [5 empty] | 11 | 0.96 |  |  |  | 0 | 25.4745 | 0 | 0 | 0 | 0 | 0 | 0 | 0 | 0 | 0 | 0 | 2006 Qtr 1: 0; 2006 Qtr 2: 0; 2006 Qtr 3: 0; 2006 Qtr 4: 25.4745; 2007 Qtr 1: 0; 2007 Qtr 2: 0; 2007 Qtr 3: 0; 2007 Qtr 4: 0; 2008 Qtr 1: 0; 2008 Qtr 2: 0; 2008 Qtr 3: 0; 2008 Qtr 4: 0 | 25.4745
0 | 234148-Premium T8 with T12 40 Watt Baseline |  | 7 | Commercial | 01-ALC-AllCommercial-IntLight | 0 |  |  |  |  | 13.9591 | 13.1897 | 0 | 0 | 0 | 0.7694 | 64.9358 |  | kWh | 0.020124 | -0.10634 | Commercial |  | Annual | [5 empty] | 11 | 0.96 |  |  |  | 0 | 46.3999 | 0 | 0 | 0 | 0 | 0 | 0 | 0 | 0 | 0 | 0 | 2006 Qtr 1: 0; 2006 Qtr 2: 0; 2006 Qtr 3: 0; 2006 Qtr 4: 46.3999; 2007 Qtr 1: 0; 2007 Qtr 2: 0; 2007 Qtr 3: 0; 2007 Qtr 4: 0; 2008 Qtr 1: 0; 2008 Qtr 2: 0; 2008 Qtr 3: 0; 2008 Qtr 4: 0 | 46.3999
0 | 234053-Lighting-Remove 4 Ft Lamp (De-Lamp) | COFL00AVDEL01 | 7 | Commercial | 01-ALC-AllCommercial-IntLight | 0 |  |  |  |  | 28.2538 | 16.4871 | 0 | 0 | 0 | 11.7667 | 100.2216 |  | kWh | 0.031059 | -0.16413 | Commercial |  | Annual | [5 empty] | 11 | 0.96 |  |  |  | 0 | 49.1293 | 0 | 0 | 0 | 0 | 0 | 0 | 0 | 0 | 0 | 0 | 2006 Qtr 1: 0; 2006 Qtr 2: 0; 2006 Qtr 3: 0; 2006 Qtr 4: 49.1293; 2007 Qtr 1: 0; 2007 Qtr 2: 0; 2007 Qtr 3: 0; 2007 Qtr 4: 0; 2008 Qtr 1: 0; 2008 Qtr 2: 0; 2008 Qtr 3: 0; 2008 Qtr 4: 0 | 49.1293
0 | 234148-Premium T8 with T12 40 Watt Baseline |  | 7 | Commercial | 01-ALC-AllCommercial-IntLight | 0 |  |  |  |  | 13.9591 | 13.1897 | 0 | 0 | 0 | 0.7694 | 74.8184 |  | kWh | 0.022603 | -0.12253 | Commercial |  | Annual | [5 empty] | 11 | 0.96 |  |  |  | 0 | 6.3686 | 0 | 0 | 0 | 0 | 0 | 0 | 0 | 0 | 0 | 0 | 2006 Qtr 1: 0; 2006 Qtr 2: 0; 2006 Qtr 3: 0; 2006 Qtr 4: 6.3686; 2007 Qtr 1: 0; 2007 Qtr 2: 0; 2007 Qtr 3: 0; 2007 Qtr 4: 0; 2008 Qtr 1: 0; 2008 Qtr 2: 0; 2008 Qtr 3: 0; 2008 Qtr 4: 0 | 6.3686
0 | 234053-Lighting-Remove 4 Ft Lamp (De-Lamp) | COFL00AVDEL01 | 7 | Commercial | 01-ALC-AllCommercial-IntLight | 0 |  |  |  |  | 28.2538 | 16.4871 | 0 | 0 | 0 | 11.7667 | 115.4744 |  | kWh | 0.034885 | -0.18911 | Commercial |  | Annual | [5 empty] | 11 | 0.96 |  |  |  | 0 | 12.7372 | 0 | 0 | 0 | 0 | 0 | 0 | 0 | 0 | 0 | 0 | 2006 Qtr 1: 0; 2006 Qtr 2: 0; 2006 Qtr 3: 0; 2006 Qtr 4: 12.7372; 2007 Qtr 1: 0; 2007 Qtr 2: 0; 2007 Qtr 3: 0; 2007 Qtr 4: 0; 2008 Qtr 1: 0; 2008 Qtr 2: 0; 2008 Qtr 3: 0; 2008 Qtr 4: 0 | 12.7372
0 | 234148-Premium T8 with T12 40 Watt Baseline |  | 7 | Commercial | 14-MLI-Manufacturing–LightIndustry-LIGHT | 0 |  |  |  |  | 13.9591 | 13.1897 | 0 | 0 | 0 | 0.7694 | 64.9241 |  | kWh | 0.020063 | -0.083941 | Commercial |  | Annual | [5 empty] | 11 | 0.96 |  |  |  | 0 | 26.3843 | 0 | 0 | 0 | 0 | 0 | 0 | 0 | 0 | 0 | 0 | 2006 Qtr 1: 0; 2006 Qtr 2: 0; 2006 Qtr 3: 0; 2006 Qtr 4: 26.3843; 2007 Qtr 1: 0; 2007 Qtr 2: 0; 2007 Qtr 3: 0; 2007 Qtr 4: 0; 2008 Qtr 1: 0; 2008 Qtr 2: 0; 2008 Qtr 3: 0; 2008 Qtr 4: 0 | 26.3843
0 | 234053-Lighting-Remove 4 Ft Lamp (De-Lamp) | COFL00AVDEL01 | 7 | Commercial | 14-MLI-Manufacturing–LightIndustry-LIGHT | 0 |  |  |  |  | 28.2538 | 16.4871 | 0 | 0 | 0 | 11.7667 | 100.2037 |  | kWh | 0.030965 | -0.12955 | Commercial |  | Annual | [5 empty] | 11 | 0.96 |  |  |  | 0 | 27.2941 | 0 | 0 | 0 | 0 | 0 | 0 | 0 | 0 | 0 | 0 | 2006 Qtr 1: 0; 2006 Qtr 2: 0; 2006 Qtr 3: 0; 2006 Qtr 4: 27.2941; 2007 Qtr 1: 0; 2007 Qtr 2: 0; 2007 Qtr 3: 0; 2007 Qtr 4: 0; 2008 Qtr 1: 0; 2008 Qtr 2: 0; 2008 Qtr 3: 0; 2008 Qtr 4: 0 | 27.2941
0 | 234148-Premium T8 with T12 40 Watt Baseline |  | 7 | Commercial | 14-MLI-Manufacturing–LightIndustry-LIGHT | 0 |  |  |  |  | 13.9591 | 13.1897 | 0 | 0 | 0 | 0.7694 | 64.9241 |  | kWh | 0.020063 | -0.083941 | Commercial |  | Annual | [5 empty] | 11 | 0.96 |  |  |  | 0 | 33.6627 | 0 | 0 | 0 | 0 | 0 | 0 | 0 | 0 | 0 | 0 | 2006 Qtr 1: 0; 2006 Qtr 2: 0; 2006 Qtr 3: 33.6627; 2006 Qtr 4: 0; 2007 Qtr 1: 0; 2007 Qtr 2: 0; 2007 Qtr 3: 0; 2007 Qtr 4: 0; 2008 Qtr 1: 0; 2008 Qtr 2: 0; 2008 Qtr 3: 0; 2008 Qtr 4: 0 | 33.6627
0 | 234053-Lighting-Remove 4 Ft Lamp (De-Lamp) | COFL00AVDEL01 | 7 | Commercial | 14-MLI-Manufacturing–LightIndustry-LIGHT | 0 |  |  |  |  | 28.2538 | 16.4871 | 0 | 0 | 0 | 11.7667 | 100.2037 |  | kWh | 0.030965 | -0.12955 | Commercial |  | Annual | [5 empty] | 11 | 0.96 |  |  |  | 0 | 20.9254 | 0 | 0 | 0 | 0 | 0 | 0 | 0 | 0 | 0 | 0 | 2006 Qtr 1: 0; 2006 Qtr 2: 0; 2006 Qtr 3: 20.9254; 2006 Qtr 4: 0; 2007 Qtr 1: 0; 2007 Qtr 2: 0; 2007 Qtr 3: 0; 2007 Qtr 4: 0; 2008 Qtr 1: 0; 2008 Qtr 2: 0; 2008 Qtr 3: 0; 2008 Qtr 4: 0 | 20.9254
0 | 234053-Lighting-Remove 4 Ft Lamp (De-Lamp) | COFL00AVDEL01 | 7 | Commercial | 01-ALC-AllCommercial-IntLight | 0 |  |  |  |  | 28.2538 | 16.4871 | 0 | 0 | 0 | 11.7667 | 115.4744 |  | kWh | 0.034885 | -0.18911 | Commercial |  | Annual | [5 empty] | 11 | 0.96 |  |  |  | 0 | 23.6549 | 0 | 0 | 0 | 0 | 0 | 0 | 0 | 0 | 0 | 0 | 2006 Qtr 1: 0; 2006 Qtr 2: 0; 2006 Qtr 3: 0; 2006 Qtr 4: 23.6549; 2007 Qtr 1: 0; 2007 Qtr 2: 0; 2007 Qtr 3: 0; 2007 Qtr 4: 0; 2008 Qtr 1: 0; 2008 Qtr 2: 0; 2008 Qtr 3: 0; 2008 Qtr 4: 0 | 23.6549
0 | 234148-Premium T8 with T12 40 Watt Baseline |  | 7 | Commercial | 01-ALC-AllCommercial-IntLight | 0 |  |  |  |  | 13.9591 | 13.1897 | 0 | 0 | 0 | 0.7694 | 74.8184 |  | kWh | 0.022603 | -0.12253 | Commercial |  | Annual | [5 empty] | 11 | 0.96 |  |  |  | 0 | 23.6549 | 0 | 0 | 0 | 0 | 0 | 0 | 0 | 0 | 0 | 0 | 2006 Qtr 1: 0; 2006 Qtr 2: 0; 2006 Qtr 3: 0; 2006 Qtr 4: 23.6549; 2007 Qtr 1: 0; 2007 Qtr 2: 0; 2007 Qtr 3: 0; 2007 Qtr 4: 0; 2008 Qtr 1: 0; 2008 Qtr 2: 0; 2008 Qtr 3: 0; 2008 Qtr 4: 0 | 23.6549
0 | 234053-Lighting-Remove 4 Ft Lamp (De-Lamp) | COFL00AVDEL01 | 7 | Commercial | 01-ALC-AllCommercial-IntLight | 0 |  |  |  |  | 28.2538 | 16.4871 | 0 | 0 | 0 | 11.7667 | 100.2216 |  | kWh | 0.031059 | -0.16413 | Commercial |  | Annual | [5 empty] | 11 | 0.96 |  |  |  | 0 | 21.8353 | 0 | 0 | 0 | 0 | 0 | 0 | 0 | 0 | 0 | 0 | 2006 Qtr 1: 0; 2006 Qtr 2: 0; 2006 Qtr 3: 0; 2006 Qtr 4: 21.8353; 2007 Qtr 1: 0; 2007 Qtr 2: 0; 2007 Qtr 3: 0; 2007 Qtr 4: 0; 2008 Qtr 1: 0; 2008 Qtr 2: 0; 2008 Qtr 3: 0; 2008 Qtr 4: 0 | 21.8353
0 | 234148-Premium T8 with T12 40 Watt Baseline |  | 7 | Commercial | 01-ALC-AllCommercial-IntLight | 0 |  |  |  |  | 13.9591 | 13.1897 | 0 | 0 | 0 | 0.7694 | 64.9358 |  | kWh | 0.020124 | -0.10634 | Commercial |  | Annual | [5 empty] | 11 | 0.96 |  |  |  | 0 | 20.0156 | 0 | 0 | 0 | 0 | 0 | 0 | 0 | 0 | 0 | 0 | 2006 Qtr 1: 0; 2006 Qtr 2: 0; 2006 Qtr 3: 0; 2006 Qtr 4: 20.0156; 2007 Qtr 1: 0; 2007 Qtr 2: 0; 2007 Qtr 3: 0; 2007 Qtr 4: 0; 2008 Qtr 1: 0; 2008 Qtr 2: 0; 2008 Qtr 3: 0; 2008 Qtr 4: 0 | 20.0156
0 | 234148-Premium T8 with T12 40 Watt Baseline |  | 7 | Commercial | 14-MLI-Manufacturing–LightIndustry-LIGHT | 0 |  |  |  |  | 13.9591 | 13.1897 | 0 | 0 | 0 | 0.7694 | 64.9241 |  | kWh | 0.020063 | -0.083941 | Commercial |  | Annual | [5 empty] | 11 | 0.96 |  |  |  | 0 | 98.2586 | 0 | 0 | 0 | 0 | 0 | 0 | 0 | 0 | 0 | 0 | 2006 Qtr 1: 0; 2006 Qtr 2: 0; 2006 Qtr 3: 0; 2006 Qtr 4: 98.2586; 2007 Qtr 1: 0; 2007 Qtr 2: 0; 2007 Qtr 3: 0; 2007 Qtr 4: 0; 2008 Qtr 1: 0; 2008 Qtr 2: 0; 2008 Qtr 3: 0; 2008 Qtr 4: 0 | 98.2586
0 | 234148-Premium T8 with T12 40 Watt Baseline |  | 7 | Commercial | 01-ALC-AllCommercial-IntLight | 0 |  |  |  |  | 13.9591 | 13.1897 | 0 | 0 | 0 | 0.7694 | 36.1365 |  | kWh | 0.0083603 | -0.05918 | Commercial |  | Annual | [5 empty] | 11 | 0.96 |  |  |  | 0 | 24.5647 | 0 | 0 | 0 | 0 | 0 | 0 | 0 | 0 | 0 | 0 | 2006 Qtr 1: 0; 2006 Qtr 2: 0; 2006 Qtr 3: 0; 2006 Qtr 4: 24.5647; 2007 Qtr 1: 0; 2007 Qtr 2: 0; 2007 Qtr 3: 0; 2007 Qtr 4: 0; 2008 Qtr 1: 0; 2008 Qtr 2: 0; 2008 Qtr 3: 0; 2008 Qtr 4: 0 | 24.5647
0 | 234053-Lighting-Remove 4 Ft Lamp (De-Lamp) | COFL00AVDEL01 | 7 | Commercial | 01-ALC-AllCommercial-IntLight | 0 |  |  |  |  | 28.2538 | 16.4871 | 0 | 0 | 0 | 11.7667 | 55.7729 |  | kWh | 0.012903 | -0.091338 | Commercial |  | Annual | [5 empty] | 11 | 0.96 |  |  |  | 0 | 25.4745 | 0 | 0 | 0 | 0 | 0 | 0 | 0 | 0 | 0 | 0 | 2006 Qtr 1: 0; 2006 Qtr 2: 0; 2006 Qtr 3: 0; 2006 Qtr 4: 25.4745; 2007 Qtr 1: 0; 2007 Qtr 2: 0; 2007 Qtr 3: 0; 2007 Qtr 4: 0; 2008 Qtr 1: 0; 2008 Qtr 2: 0; 2008 Qtr 3: 0; 2008 Qtr 4: 0 | 25.4745
0 | 234053-Lighting-Remove 4 Ft Lamp (De-Lamp) | COFL00AVDEL01 | 7 | Commercial | 01-ALC-AllCommercial-IntLight | 0 |  |  |  |  | 28.2538 | 16.4871 | 0 | 0 | 0 | 11.7667 | 92.5345 |  | kWh | 0.031538 | -0.15154 | Commercial |  | Annual | [5 empty] | 11 | 0.96 |  |  |  | 0 | 14.5568 | 0 | 0 | 0 | 0 | 0 | 0 | 0 | 0 | 0 | 0 | 2006 Qtr 1: 0; 2006 Qtr 2: 0; 2006 Qtr 3: 0; 2006 Qtr 4: 14.5568; 2007 Qtr 1: 0; 2007 Qtr 2: 0; 2007 Qtr 3: 0; 2007 Qtr 4: 0; 2008 Qtr 1: 0; 2008 Qtr 2: 0; 2008 Qtr 3: 0; 2008 Qtr 4: 0 | 14.5568
0 | 234148-Premium T8 with T12 40 Watt Baseline |  | 7 | Commercial | 01-ALC-AllCommercial-IntLight | 0 |  |  |  |  | 13.9591 | 13.1897 | 0 | 0 | 0 | 0.7694 | 59.9551 |  | kWh | 0.020434 | -0.098187 | Commercial |  | Annual | [5 empty] | 11 | 0.96 |  |  |  | 0 | 7.2784 | 0 | 0 | 0 | 0 | 0 | 0 | 0 | 0 | 0 | 0 | 2006 Qtr 1: 0; 2006 Qtr 2: 0; 2006 Qtr 3: 0; 2006 Qtr 4: 7.2784; 2007 Qtr 1: 0; 2007 Qtr 2: 0; 2007 Qtr 3: 0; 2007 Qtr 4: 0; 2008 Qtr 1: 0; 2008 Qtr 2: 0; 2008 Qtr 3: 0; 2008 Qtr 4: 0 | 7.2784
0 | 234148-Premium T8 with T12 40 Watt Baseline |  | 7 | Commercial | 01-ALC-AllCommercial-IntLight | 0 |  |  |  |  | 13.9591 | 13.1897 | 0 | 0 | 0 | 0.7694 | 64.9358 |  | kWh | 0.020124 | -0.10634 | Commercial |  | Annual | [5 empty] | 11 | 0.96 |  |  |  | 0 | 63.6862 | 0 | 0 | 0 | 0 | 0 | 0 | 0 | 0 | 0 | 0 | 2006 Qtr 1: 0; 2006 Qtr 2: 0; 2006 Qtr 3: 0; 2006 Qtr 4: 63.6862; 2007 Qtr 1: 0; 2007 Qtr 2: 0; 2007 Qtr 3: 0; 2007 Qtr 4: 0; 2008 Qtr 1: 0; 2008 Qtr 2: 0; 2008 Qtr 3: 0; 2008 Qtr 4: 0 | 63.6862
0 | 234053-Lighting-Remove 4 Ft Lamp (De-Lamp) | COFL00AVDEL01 | 7 | Commercial | 01-ALC-AllCommercial-IntLight | 0 |  |  |  |  | 28.2538 | 16.4871 | 0 | 0 | 0 | 11.7667 | 100.2216 |  | kWh | 0.031059 | -0.16413 | Commercial |  | Annual | [5 empty] | 11 | 0.96 |  |  |  | 0 | 67.3254 | 0 | 0 | 0 | 0 | 0 | 0 | 0 | 0 | 0 | 0 | 2006 Qtr 1: 0; 2006 Qtr 2: 0; 2006 Qtr 3: 0; 2006 Qtr 4: 67.3254; 2007 Qtr 1: 0; 2007 Qtr 2: 0; 2007 Qtr 3: 0; 2007 Qtr 4: 0; 2008 Qtr 1: 0; 2008 Qtr 2: 0; 2008 Qtr 3: 0; 2008 Qtr 4: 0 | 67.3254
0 | 234148-Premium T8 with T12 40 Watt Baseline |  | 7 | Commercial | 14-MLI-Manufacturing–LightIndustry-LIGHT | 0 |  |  |  |  | 13.9591 | 13.1897 | 0 | 0 | 0 | 0.7694 | 64.9241 |  | kWh | 0.020063 | -0.083941 | Commercial |  | Annual | [5 empty] | 11 | 0.96 |  |  |  | 0 | 32.7529 | 0 | 0 | 0 | 0 | 0 | 0 | 0 | 0 | 0 | 0 | 2006 Qtr 1: 0; 2006 Qtr 2: 0; 2006 Qtr 3: 0; 2006 Qtr 4: 32.7529; 2007 Qtr 1: 0; 2007 Qtr 2: 0; 2007 Qtr 3: 0; 2007 Qtr 4: 0; 2008 Qtr 1: 0; 2008 Qtr 2: 0; 2008 Qtr 3: 0; 2008 Qtr 4: 0 | 32.7529
0 | 234053-Lighting-Remove 4 Ft Lamp (De-Lamp) | COFL00AVDEL01 | 7 | Commercial | 14-MLI-Manufacturing–LightIndustry-LIGHT | 0 |  |  |  |  | 28.2538 | 16.4871 | 0 | 0 | 0 | 11.7667 | 100.2037 |  | kWh | 0.030965 | -0.12955 | Commercial |  | Annual | [5 empty] | 11 | 0.96 |  |  |  | 0 | 32.7529 | 0 | 0 | 0 | 0 | 0 | 0 | 0 | 0 | 0 | 0 | 2006 Qtr 1: 0; 2006 Qtr 2: 0; 2006 Qtr 3: 0; 2006 Qtr 4: 32.7529; 2007 Qtr 1: 0; 2007 Qtr 2: 0; 2007 Qtr 3: 0; 2007 Qtr 4: 0; 2008 Qtr 1: 0; 2008 Qtr 2: 0; 2008 Qtr 3: 0; 2008 Qtr 4: 0 | 32.7529
0 | 234148-Premium T8 with T12 40 Watt Baseline |  | 7 | Commercial | 01-ALC-AllCommercial-IntLight | 0 |  |  |  |  | 13.9591 | 13.1897 | 0 | 0 | 0 | 0.7694 | 74.8184 |  | kWh | 0.022603 | -0.12253 | Commercial |  | Annual | [5 empty] | 11 | 0.96 |  |  |  | 0 | 20.0156 | 0 | 0 | 0 | 0 | 0 | 0 | 0 | 0 | 0 | 0 | 2006 Qtr 1: 0; 2006 Qtr 2: 0; 2006 Qtr 3: 0; 2006 Qtr 4: 20.0156; 2007 Qtr 1: 0; 2007 Qtr 2: 0; 2007 Qtr 3: 0; 2007 Qtr 4: 0; 2008 Qtr 1: 0; 2008 Qtr 2: 0; 2008 Qtr 3: 0; 2008 Qtr 4: 0 | 20.0156
0 | 234053-Lighting-Remove 4 Ft Lamp (De-Lamp) | COFL00AVDEL01 | 7 | Commercial | 01-ALC-AllCommercial-IntLight | 0 |  |  |  |  | 28.2538 | 16.4871 | 0 | 0 | 0 | 11.7667 | 115.4744 |  | kWh | 0.034885 | -0.18911 | Commercial |  | Annual | [5 empty] | 11 | 0.96 |  |  |  | 0 | 20.0156 | 0 | 0 | 0 | 0 | 0 | 0 | 0 | 0 | 0 | 0 | 2006 Qtr 1: 0; 2006 Qtr 2: 0; 2006 Qtr 3: 0; 2006 Qtr 4: 20.0156; 2007 Qtr 1: 0; 2007 Qtr 2: 0; 2007 Qtr 3: 0; 2007 Qtr 4: 0; 2008 Qtr 1: 0; 2008 Qtr 2: 0; 2008 Qtr 3: 0; 2008 Qtr 4: 0 | 20.0156
0 | 234053-Lighting-Remove 4 Ft Lamp (De-Lamp) | COFL00AVDEL01 | 7 | Commercial | 01-ALC-AllCommercial-IntLight | 0 |  |  |  |  | 28.2538 | 16.4871 | 0 | 0 | 0 | 11.7667 | 100.2216 |  | kWh | 0.031059 | -0.16413 | Commercial |  | Annual | [5 empty] | 11 | 0.96 |  |  |  | 0 | 18.196 | 0 | 0 | 0 | 0 | 0 | 0 | 0 | 0 | 0 | 0 | 2006 Qtr 1: 0; 2006 Qtr 2: 0; 2006 Qtr 3: 0; 2006 Qtr 4: 18.196; 2007 Qtr 1: 0; 2007 Qtr 2: 0; 2007 Qtr 3: 0; 2007 Qtr 4: 0; 2008 Qtr 1: 0; 2008 Qtr 2: 0; 2008 Qtr 3: 0; 2008 Qtr 4: 0 | 18.196
0 | 234148-Premium T8 with T12 40 Watt Baseline |  | 7 | Commercial | 01-ALC-AllCommercial-IntLight | 0 |  |  |  |  | 13.9591 | 13.1897 | 0 | 0 | 0 | 0.7694 | 64.9358 |  | kWh | 0.020124 | -0.10634 | Commercial |  | Annual | [5 empty] | 11 | 0.96 |  |  |  | 0 | 18.196 | 0 | 0 | 0 | 0 | 0 | 0 | 0 | 0 | 0 | 0 | 2006 Qtr 1: 0; 2006 Qtr 2: 0; 2006 Qtr 3: 0; 2006 Qtr 4: 18.196; 2007 Qtr 1: 0; 2007 Qtr 2: 0; 2007 Qtr 3: 0; 2007 Qtr 4: 0; 2008 Qtr 1: 0; 2008 Qtr 2: 0; 2008 Qtr 3: 0; 2008 Qtr 4: 0 | 18.196
0 | 234148-Premium T8 with T12 40 Watt Baseline |  | 7 | Commercial | 01-ALC-AllCommercial-IntLight | 0 |  |  |  |  | 13.9591 | 13.1897 | 0 | 0 | 0 | 0.7694 | 74.8184 |  | kWh | 0.022603 | -0.12253 | Commercial |  | Annual | [5 empty] | 11 | 0.96 |  |  |  | 0 | 5.4588 | 0 | 0 | 0 | 0 | 0 | 0 | 0 | 0 | 0 | 0 | 2006 Qtr 1: 0; 2006 Qtr 2: 0; 2006 Qtr 3: 0; 2006 Qtr 4: 5.4588; 2007 Qtr 1: 0; 2007 Qtr 2: 0; 2007 Qtr 3: 0; 2007 Qtr 4: 0; 2008 Qtr 1: 0; 2008 Qtr 2: 0; 2008 Qtr 3: 0; 2008 Qtr 4: 0 | 5.4588
0 | 234053-Lighting-Remove 4 Ft Lamp (De-Lamp) | COFL00AVDEL01 | 7 | Commercial | 01-ALC-AllCommercial-IntLight | 0 |  |  |  |  | 28.2538 | 16.4871 | 0 | 0 | 0 | 11.7667 | 115.4744 |  | kWh | 0.034885 | -0.18911 | Commercial |  | Annual | [5 empty] | 11 | 0.96 |  |  |  | 0 | 5.4588 | 0 | 0 | 0 | 0 | 0 | 0 | 0 | 0 | 0 | 0 | 2006 Qtr 1: 0; 2006 Qtr 2: 0; 2006 Qtr 3: 0; 2006 Qtr 4: 5.4588; 2007 Qtr 1: 0; 2007 Qtr 2: 0; 2007 Qtr 3: 0; 2007 Qtr 4: 0; 2008 Qtr 1: 0; 2008 Qtr 2: 0; 2008 Qtr 3: 0; 2008 Qtr 4: 0 | 5.4588
0 | 234148-Premium T8 with T12 40 Watt Baseline |  | 7 | Commercial | 01-ALC-AllCommercial-IntLight | 0 |  |  |  |  | 13.9591 | 13.1897 | 0 | 0 | 0 | 0.7694 | 83.0547 |  | kWh | 0.026694 | -0.13602 | Commercial |  | Annual | [5 empty] | 11 | 0.96 |  |  |  | 0 | 127.3723 | 0 | 0 | 0 | 0 | 0 | 0 | 0 | 0 | 0 | 0 | 2006 Qtr 1: 0; 2006 Qtr 2: 0; 2006 Qtr 3: 0; 2006 Qtr 4: 127.3723; 2007 Qtr 1: 0; 2007 Qtr 2: 0; 2007 Qtr 3: 0; 2007 Qtr 4: 0; 2008 Qtr 1: 0; 2008 Qtr 2: 0; 2008 Qtr 3: 0; 2008 Qtr 4: 0 | 127.3723
0 | 234148-Premium T8 with T12 40 Watt Baseline |  | 7 | Commercial | 14-MLI-Manufacturing–LightIndustry-LIGHT | 0 |  |  |  |  | 13.9591 | 13.1897 | 0 | 0 | 0 | 0.7694 | 64.9241 |  | kWh | 0.020063 | -0.083941 | Commercial |  | Annual | [5 empty] | 11 | 0.96 |  |  |  | 0 | 29.1137 | 0 | 0 | 0 | 0 | 0 | 0 | 0 | 0 | 0 | 0 | 2006 Qtr 1: 0; 2006 Qtr 2: 0; 2006 Qtr 3: 0; 2006 Qtr 4: 29.1137; 2007 Qtr 1: 0; 2007 Qtr 2: 0; 2007 Qtr 3: 0; 2007 Qtr 4: 0; 2008 Qtr 1: 0; 2008 Qtr 2: 0; 2008 Qtr 3: 0; 2008 Qtr 4: 0 | 29.1137
0 | 234148-Premium T8 with T12 40 Watt Baseline |  | 7 | Commercial | 01-ALC-AllCommercial-IntLight | 0 |  |  |  |  | 13.9591 | 13.1897 | 0 | 0 | 0 | 0.7694 | 74.8184 |  | kWh | 0.022603 | -0.12253 | Commercial |  | Annual | [5 empty] | 11 | 0.96 |  |  |  | 0 | 80.0626 | 0 | 0 | 0 | 0 | 0 | 0 | 0 | 0 | 0 | 0 | 2006 Qtr 1: 0; 2006 Qtr 2: 0; 2006 Qtr 3: 0; 2006 Qtr 4: 80.0626; 2007 Qtr 1: 0; 2007 Qtr 2: 0; 2007 Qtr 3: 0; 2007 Qtr 4: 0; 2008 Qtr 1: 0; 2008 Qtr 2: 0; 2008 Qtr 3: 0; 2008 Qtr 4: 0 | 80.0626
0 | 234148-Premium T8 with T12 40 Watt Baseline |  | 7 | Commercial | 01-ALC-AllCommercial-IntLight | 0 |  |  |  |  | 13.9591 | 13.1897 | 0 | 0 | 0 | 0.7694 | 59.9551 |  | kWh | 0.020434 | -0.098187 | Commercial |  | Annual | [5 empty] | 11 | 0.96 |  |  |  | 0 | 58.2273 | 0 | 0 | 0 | 0 | 0 | 0 | 0 | 0 | 0 | 0 | 2006 Qtr 1: 0; 2006 Qtr 2: 0; 2006 Qtr 3: 0; 2006 Qtr 4: 58.2273; 2007 Qtr 1: 0; 2007 Qtr 2: 0; 2007 Qtr 3: 0; 2007 Qtr 4: 0; 2008 Qtr 1: 0; 2008 Qtr 2: 0; 2008 Qtr 3: 0; 2008 Qtr 4: 0 | 58.2273
0 | 234148-Premium T8 with T12 40 Watt Baseline |  | 7 | Commercial | 01-ALC-AllCommercial-IntLight | 0 |  |  |  |  | 13.9591 | 13.1897 | 0 | 0 | 0 | 0.7694 | 64.9358 |  | kWh | 0.020124 | -0.10634 | Commercial |  | Annual | [5 empty] | 11 | 0.96 |  |  |  | 0 | 30.9333 | 0 | 0 | 0 | 0 | 0 | 0 | 0 | 0 | 0 | 0 | 2006 Qtr 1: 0; 2006 Qtr 2: 0; 2006 Qtr 3: 0; 2006 Qtr 4: 30.9333; 2007 Qtr 1: 0; 2007 Qtr 2: 0; 2007 Qtr 3: 0; 2007 Qtr 4: 0; 2008 Qtr 1: 0; 2008 Qtr 2: 0; 2008 Qtr 3: 0; 2008 Qtr 4: 0 | 30.9333
0 | 234148-Premium T8 with T12 40 Watt Baseline |  | 7 | Commercial | 01-ALC-AllCommercial-IntLight | 0 |  |  |  |  | 13.9591 | 13.1897 | 0 | 0 | 0 | 0.7694 | 105.9046 |  | kWh | 0.021267 | -0.17344 | Commercial |  | Annual | [5 empty] | 11 | 0.96 |  |  |  | 0 | 21.8353 | 0 | 0 | 0 | 0 | 0 | 0 | 0 | 0 | 0 | 0 | 2006 Qtr 1: 0; 2006 Qtr 2: 0; 2006 Qtr 3: 0; 2006 Qtr 4: 21.8353; 2007 Qtr 1: 0; 2007 Qtr 2: 0; 2007 Qtr 3: 0; 2007 Qtr 4: 0; 2008 Qtr 1: 0; 2008 Qtr 2: 0; 2008 Qtr 3: 0; 2008 Qtr 4: 0 | 21.8353
0 | 234148-Premium T8 with T12 40 Watt Baseline |  | 7 | Commercial | 01-ALC-AllCommercial-IntLight | 0 |  |  |  |  | 13.9591 | 13.1897 | 0 | 0 | 0 | 0.7694 | 69.1977 |  | kWh | 0.022275 | -0.11332 | Commercial |  | Annual | [5 empty] | 11 | 0.96 |  |  |  | 0 | 27.2941 | 0 | 0 | 0 | 0 | 0 | 0 | 0 | 0 | 0 | 0 | 2006 Qtr 1: 0; 2006 Qtr 2: 0; 2006 Qtr 3: 0; 2006 Qtr 4: 27.2941; 2007 Qtr 1: 0; 2007 Qtr 2: 0; 2007 Qtr 3: 0; 2007 Qtr 4: 0; 2008 Qtr 1: 0; 2008 Qtr 2: 0; 2008 Qtr 3: 0; 2008 Qtr 4: 0 | 27.2941
0 | 234084-Refrigeration -Cooler/Freezer Door Gaskets - Solid Doors: Cooler |  | 10 | Commercial | 01-ALC-AllCommercial-Refrig | 0 |  |  |  |  | 4 | 4 | 0 | 0 | 0 | 0 | 104.55 |  | kWh | 0.01195 | 0 | Commercial |  | Annual | [5 empty] | 4 | 0.96 |  |  |  | 0 | 54 | 0 | 0 | 0 | 0 | 0 | 0 | 0 | 0 | 0 | 0 | 2006 Qtr 1: 0; 2006 Qtr 2: 0; 2006 Qtr 3: 0; 2006 Qtr 4: 54; 2007 Qtr 1: 0; 2007 Qtr 2: 0; 2007 Qtr 3: 0; 2007 Qtr 4: 0; 2008 Qtr 1: 0; 2008 Qtr 2: 0; 2008 Qtr 3: 0; 2008 Qtr 4: 0 | 54
0 | 234148-Premium T8 with T12 40 Watt Baseline |  | 7 | Commercial | 01-ALC-AllCommercial-IntLight | 0 |  |  |  |  | 13.9591 | 13.1897 | 0 | 0 | 0 | 0.7694 | 60.8058 |  | kWh | 0.016483 | -0.099581 | Commercial |  | Annual | [5 empty] | 11 | 0.96 |  |  |  | 0 | 36.3921 | 0 | 0 | 0 | 0 | 0 | 0 | 0 | 0 | 0 | 0 | 2006 Qtr 1: 0; 2006 Qtr 2: 0; 2006 Qtr 3: 0; 2006 Qtr 4: 36.3921; 2007 Qtr 1: 0; 2007 Qtr 2: 0; 2007 Qtr 3: 0; 2007 Qtr 4: 0; 2008 Qtr 1: 0; 2008 Qtr 2: 0; 2008 Qtr 3: 0; 2008 Qtr 4: 0 | 36.3921
0 | 234148-Premium T8 with T12 40 Watt Baseline |  | System | Commercial | 01-ALC-AllCommercial-IntLight | 0 |  |  |  |  | 13.9591 | 13.1897 | 0 | 0 | 0 | 0.7694 | 83.0547 |  | kWh | 0.026694 | -0.13602 | Commercial |  | Annual | [5 empty] | 11 | 0.96 |  |  |  | 0 | 136.4703 | 0 | 0 | 0 | 0 | 0 | 0 | 0 | 0 | 0 | 0 | 2006 Qtr 1: 0; 2006 Qtr 2: 0; 2006 Qtr 3: 0; 2006 Qtr 4: 136.4703; 2007 Qtr 1: 0; 2007 Qtr 2: 0; 2007 Qtr 3: 0; 2007 Qtr 4: 0; 2008 Qtr 1: 0; 2008 Qtr 2: 0; 2008 Qtr 3: 0; 2008 Qtr 4: 0 | 136.4703
0 | 234084-Refrigeration -Cooler/Freezer Door Gaskets - Solid Doors: Cooler |  | 7 | Commercial | 01-ALC-AllCommercial-Refrig | 0 |  |  |  |  | 4 | 4 | 0 | 0 | 0 | 0 | 104.55 |  | kWh | 0.01195 | 0 | Commercial |  | Annual | [5 empty] | 4 | 0.96 |  |  |  | 0 | 98 | 0 | 0 | 0 | 0 | 0 | 0 | 0 | 0 | 0 | 0 | 2006 Qtr 1: 0; 2006 Qtr 2: 0; 2006 Qtr 3: 0; 2006 Qtr 4: 98; 2007 Qtr 1: 0; 2007 Qtr 2: 0; 2007 Qtr 3: 0; 2007 Qtr 4: 0; 2008 Qtr 1: 0; 2008 Qtr 2: 0; 2008 Qtr 3: 0; 2008 Qtr 4: 0 | 98
0 | 234148-Premium T8 with T12 40 Watt Baseline |  | 7 | Commercial | 23-RTL-Retail–SingleStorylarge-LIT_INT | 0 |  |  |  |  | 13.9591 | 13.1897 | 0 | 0 | 0 | 0.7694 | 76.7101 |  | kWh | 0.022922 | -0.10435 | Commercial |  | Annual | [5 empty] | 11 | 0.96 |  |  |  | 0 | 40.0313 | 0 | 0 | 0 | 0 | 0 | 0 | 0 | 0 | 0 | 0 | 2006 Qtr 1: 0; 2006 Qtr 2: 0; 2006 Qtr 3: 0; 2006 Qtr 4: 40.0313; 2007 Qtr 1: 0; 2007 Qtr 2: 0; 2007 Qtr 3: 0; 2007 Qtr 4: 0; 2008 Qtr 1: 0; 2008 Qtr 2: 0; 2008 Qtr 3: 0; 2008 Qtr 4: 0 | 40.0313
0 | 234148-Premium T8 with T12 40 Watt Baseline |  | System | Commercial | 01-ALC-AllCommercial-IntLight | 0 |  |  |  |  | 13.9591 | 13.1897 | 0 | 0 | 0 | 0.7694 | 74.8184 |  | kWh | 0.022603 | -0.12253 | Commercial |  | Annual | [5 empty] | 11 | 0.96 |  |  |  | 0 | 25.4745 | 0 | 0 | 0 | 0 | 0 | 0 | 0 | 0 | 0 | 0 | 2006 Qtr 1: 0; 2006 Qtr 2: 0; 2006 Qtr 3: 0; 2006 Qtr 4: 25.4745; 2007 Qtr 1: 0; 2007 Qtr 2: 0; 2007 Qtr 3: 0; 2007 Qtr 4: 0; 2008 Qtr 1: 0; 2008 Qtr 2: 0; 2008 Qtr 3: 0; 2008 Qtr 4: 0 | 25.4745
0 | 234053-Lighting-Remove 4 Ft Lamp (De-Lamp) | COFL00AVDEL01 | System | Commercial | 01-ALC-AllCommercial-IntLight | 0 |  |  |  |  | 28.2538 | 16.4871 | 0 | 0 | 0 | 11.7667 | 115.4744 |  | kWh | 0.034885 | -0.18911 | Commercial |  | Annual | [5 empty] | 11 | 0.96 |  |  |  | 0 | 16.3764 | 0 | 0 | 0 | 0 | 0 | 0 | 0 | 0 | 0 | 0 | 2006 Qtr 1: 0; 2006 Qtr 2: 0; 2006 Qtr 3: 0; 2006 Qtr 4: 16.3764; 2007 Qtr 1: 0; 2007 Qtr 2: 0; 2007 Qtr 3: 0; 2007 Qtr 4: 0; 2008 Qtr 1: 0; 2008 Qtr 2: 0; 2008 Qtr 3: 0; 2008 Qtr 4: 0 | 16.3764
0 | 234148-Premium T8 with T12 40 Watt Baseline |  | System | Commercial | 01-ALC-AllCommercial-IntLight | 0 |  |  |  |  | 13.9591 | 13.1897 | 0 | 0 | 0 | 0.7694 | 74.8184 |  | kWh | 0.022603 | -0.12253 | Commercial |  | Annual | [5 empty] | 11 | 0.96 |  |  |  | 0 | 76.4234 | 0 | 0 | 0 | 0 | 0 | 0 | 0 | 0 | 0 | 0 | 2006 Qtr 1: 0; 2006 Qtr 2: 0; 2006 Qtr 3: 0; 2006 Qtr 4: 76.4234; 2007 Qtr 1: 0; 2007 Qtr 2: 0; 2007 Qtr 3: 0; 2007 Qtr 4: 0; 2008 Qtr 1: 0; 2008 Qtr 2: 0; 2008 Qtr 3: 0; 2008 Qtr 4: 0 | 76.4234
0 | 234148-Premium T8 with T12 40 Watt Baseline |  | 7 | Commercial | 23-RTL-Retail–SingleStorylarge-LIT_INT | 0 |  |  |  |  | 13.9591 | 13.1897 | 0 | 0 | 0 | 0.7694 | 76.7101 |  | kWh | 0.022922 | -0.10435 | Commercial |  | Annual | [5 empty] | 11 | 0.96 |  |  |  | 0 | 43.6705 | 0 | 0 | 0 | 0 | 0 | 0 | 0 | 0 | 0 | 0 | 2006 Qtr 1: 0; 2006 Qtr 2: 0; 2006 Qtr 3: 0; 2006 Qtr 4: 43.6705; 2007 Qtr 1: 0; 2007 Qtr 2: 0; 2007 Qtr 3: 0; 2007 Qtr 4: 0; 2008 Qtr 1: 0; 2008 Qtr 2: 0; 2008 Qtr 3: 0; 2008 Qtr 4: 0 | 43.6705
0 | 234148-Premium T8 with T12 40 Watt Baseline |  | 7 | Commercial | 01-ALC-AllCommercial-IntLight | 0 |  |  |  |  | 13.9591 | 13.1897 | 0 | 0 | 0 | 0.7694 | 74.8184 |  | kWh | 0.022603 | -0.12253 | Commercial |  | Annual | [5 empty] | 11 | 0.96 |  |  |  | 0 | 133.7409 | 0 | 0 | 0 | 0 | 0 | 0 | 0 | 0 | 0 | 0 | 2006 Qtr 1: 0; 2006 Qtr 2: 0; 2006 Qtr 3: 0; 2006 Qtr 4: 133.7409; 2007 Qtr 1: 0; 2007 Qtr 2: 0; 2007 Qtr 3: 0; 2007 Qtr 4: 0; 2008 Qtr 1: 0; 2008 Qtr 2: 0; 2008 Qtr 3: 0; 2008 Qtr 4: 0 | 133.7409
0 | 234148-Premium T8 with T12 40 Watt Baseline |  | 7 | Commercial | 01-ALC-AllCommercial-IntLight | 0 |  |  |  |  | 13.9591 | 13.1897 | 0 | 0 | 0 | 0.7694 | 74.8184 |  | kWh | 0.022603 | -0.12253 | Commercial |  | Annual | [5 empty] | 11 | 0.96 |  |  |  | 0 | 178.3212 | 0 | 0 | 0 | 0 | 0 | 0 | 0 | 0 | 0 | 0 | 2006 Qtr 1: 0; 2006 Qtr 2: 0; 2006 Qtr 3: 0; 2006 Qtr 4: 178.3212; 2007 Qtr 1: 0; 2007 Qtr 2: 0; 2007 Qtr 3: 0; 2007 Qtr 4: 0; 2008 Qtr 1: 0; 2008 Qtr 2: 0; 2008 Qtr 3: 0; 2008 Qtr 4: 0 | 178.3212
0 | 234148-Premium T8 with T12 40 Watt Baseline |  | System | Commercial | 01-ALC-AllCommercial-IntLight | 0 |  |  |  |  | 13.9591 | 13.1897 | 0 | 0 | 0 | 0.7694 | 74.8184 |  | kWh | 0.022603 | -0.12253 | Commercial |  | Annual | [5 empty] | 11 | 0.96 |  |  |  | 0 | 21.8353 | 0 | 0 | 0 | 0 | 0 | 0 | 0 | 0 | 0 | 0 | 2006 Qtr 1: 0; 2006 Qtr 2: 0; 2006 Qtr 3: 0; 2006 Qtr 4: 21.8353; 2007 Qtr 1: 0; 2007 Qtr 2: 0; 2007 Qtr 3: 0; 2007 Qtr 4: 0; 2008 Qtr 1: 0; 2008 Qtr 2: 0; 2008 Qtr 3: 0; 2008 Qtr 4: 0 | 21.8353
0 | 234148-Premium T8 with T12 40 Watt Baseline |  | System | Commercial | 23-RTL-Retail–SingleStorylarge-LIT_INT | 0 |  |  |  |  | 13.9591 | 13.1897 | 0 | 0 | 0 | 0.7694 | 76.6848 |  | kWh | 0.022859 | -0.12407 | Commercial |  | Annual | [5 empty] | 11 | 0.96 |  |  |  | 0 | 57.3175 | 0 | 0 | 0 | 0 | 0 | 0 | 0 | 0 | 0 | 0 | 2006 Qtr 1: 0; 2006 Qtr 2: 0; 2006 Qtr 3: 0; 2006 Qtr 4: 57.3175; 2007 Qtr 1: 0; 2007 Qtr 2: 0; 2007 Qtr 3: 0; 2007 Qtr 4: 0; 2008 Qtr 1: 0; 2008 Qtr 2: 0; 2008 Qtr 3: 0; 2008 Qtr 4: 0 | 57.3175
0 | 234053-Lighting-Remove 4 Ft Lamp (De-Lamp) | COFL00AVDEL01 | System | Commercial | 23-RTL-Retail–SingleStorylarge-LIT_INT | 0 |  |  |  |  | 28.2538 | 16.4871 | 0 | 0 | 0 | 11.7667 | 118.3551 |  | kWh | 0.035281 | -0.19149 | Commercial |  | Annual | [5 empty] | 11 | 0.96 |  |  |  | 0 | 61.8665 | 0 | 0 | 0 | 0 | 0 | 0 | 0 | 0 | 0 | 0 | 2006 Qtr 1: 0; 2006 Qtr 2: 0; 2006 Qtr 3: 0; 2006 Qtr 4: 61.8665; 2007 Qtr 1: 0; 2007 Qtr 2: 0; 2007 Qtr 3: 0; 2007 Qtr 4: 0; 2008 Qtr 1: 0; 2008 Qtr 2: 0; 2008 Qtr 3: 0; 2008 Qtr 4: 0 | 61.8665
0 | 234148-Premium T8 with T12 40 Watt Baseline |  | 7 | Commercial | 01-ALC-AllCommercial-IntLight | 0 |  |  |  |  | 13.9591 | 13.1897 | 0 | 0 | 0 | 0.7694 | 64.9358 |  | kWh | 0.020124 | -0.10634 | Commercial |  | Annual | [5 empty] | 11 | 0.96 |  |  |  | 0 | 72.7842 | 0 | 0 | 0 | 0 | 0 | 0 | 0 | 0 | 0 | 0 | 2006 Qtr 1: 0; 2006 Qtr 2: 0; 2006 Qtr 3: 0; 2006 Qtr 4: 72.7842; 2007 Qtr 1: 0; 2007 Qtr 2: 0; 2007 Qtr 3: 0; 2007 Qtr 4: 0; 2008 Qtr 1: 0; 2008 Qtr 2: 0; 2008 Qtr 3: 0; 2008 Qtr 4: 0 | 72.7842
0 | 234148-Premium T8 with T12 40 Watt Baseline |  | 7 | Commercial | 01-ALC-AllCommercial-IntLight | 0 |  |  |  |  | 13.9591 | 13.1897 | 0 | 0 | 0 | 0.7694 | 83.0761 |  | kWh | 0.024245 | -0.13605 | Commercial |  | Annual | [5 empty] | 11 | 0.96 |  |  |  | 0 | 262.023 | 0 | 0 | 0 | 0 | 0 | 0 | 0 | 0 | 0 | 0 | 2006 Qtr 1: 0; 2006 Qtr 2: 0; 2006 Qtr 3: 0; 2006 Qtr 4: 262.023; 2007 Qtr 1: 0; 2007 Qtr 2: 0; 2007 Qtr 3: 0; 2007 Qtr 4: 0; 2008 Qtr 1: 0; 2008 Qtr 2: 0; 2008 Qtr 3: 0; 2008 Qtr 4: 0 | 262.023
0 | 234049-Lighting-LED Exit Sign New Sign | CALC00AVETS01 | 7 | Commercial | 02-ASM-Assembly-Exit | 0 |  |  |  |  | 65.3696 | 45 | 0 | 0 | 0 | 20.3696 | 351.311 |  | kWh | 0 | 0 | Commercial |  | Annual | [5 empty] | 16 | 0.96 |  |  |  | 0 | 5 | 0 | 0 | 0 | 0 | 0 | 0 | 0 | 0 | 0 | 0 | 2006 Qtr 1: 0; 2006 Qtr 2: 0; 2006 Qtr 3: 0; 2006 Qtr 4: 5; 2007 Qtr 1: 0; 2007 Qtr 2: 0; 2007 Qtr 3: 0; 2007 Qtr 4: 0; 2008 Qtr 1: 0; 2008 Qtr 2: 0; 2008 Qtr 3: 0; 2008 Qtr 4: 0 | 5
0 | 234148-Premium T8 with T12 40 Watt Baseline |  | 7 | Commercial | 14-MLI-Manufacturing–LightIndustry-LIGHT | 0 |  |  |  |  | 13.9591 | 13.1897 | 0 | 0 | 0 | 0.7694 | 64.9241 |  | kWh | 0.020063 | -0.083941 | Commercial |  | Annual | [5 empty] | 11 | 0.96 |  |  |  | 0 | 53.6783 | 0 | 0 | 0 | 0 | 0 | 0 | 0 | 0 | 0 | 0 | 2006 Qtr 1: 0; 2006 Qtr 2: 0; 2006 Qtr 3: 0; 2006 Qtr 4: 53.6783; 2007 Qtr 1: 0; 2007 Qtr 2: 0; 2007 Qtr 3: 0; 2007 Qtr 4: 0; 2008 Qtr 1: 0; 2008 Qtr 2: 0; 2008 Qtr 3: 0; 2008 Qtr 4: 0 | 53.6783
0 | 234053-Lighting-Remove 4 Ft Lamp (De-Lamp) | COFL00AVDEL01 | 7 | Commercial | 14-MLI-Manufacturing–LightIndustry-LIGHT | 0 |  |  |  |  | 28.2538 | 16.4871 | 0 | 0 | 0 | 11.7667 | 100.2037 |  | kWh | 0.030965 | -0.12955 | Commercial |  | Annual | [5 empty] | 11 | 0.96 |  |  |  | 0 | 32.7529 | 0 | 0 | 0 | 0 | 0 | 0 | 0 | 0 | 0 | 0 | 2006 Qtr 1: 0; 2006 Qtr 2: 0; 2006 Qtr 3: 0; 2006 Qtr 4: 32.7529; 2007 Qtr 1: 0; 2007 Qtr 2: 0; 2007 Qtr 3: 0; 2007 Qtr 4: 0; 2008 Qtr 1: 0; 2008 Qtr 2: 0; 2008 Qtr 3: 0; 2008 Qtr 4: 0 | 32.7529
0 | 234148-Premium T8 with T12 40 Watt Baseline |  | 7 | Commercial | 01-ALC-AllCommercial-IntLight | 0 |  |  |  |  | 13.9591 | 13.1897 | 0 | 0 | 0 | 0.7694 | 64.9358 |  | kWh | 0.020124 | -0.10634 | Commercial |  | Annual | [5 empty] | 11 | 0.96 |  |  |  | 0 | 47.3097 | 0 | 0 | 0 | 0 | 0 | 0 | 0 | 0 | 0 | 0 | 2006 Qtr 1: 0; 2006 Qtr 2: 0; 2006 Qtr 3: 0; 2006 Qtr 4: 47.3097; 2007 Qtr 1: 0; 2007 Qtr 2: 0; 2007 Qtr 3: 0; 2007 Qtr 4: 0; 2008 Qtr 1: 0; 2008 Qtr 2: 0; 2008 Qtr 3: 0; 2008 Qtr 4: 0 | 47.3097
0 | 234053-Lighting-Remove 4 Ft Lamp (De-Lamp) | COFL00AVDEL01 | 7 | Commercial | 01-ALC-AllCommercial-IntLight | 0 |  |  |  |  | 28.2538 | 16.4871 | 0 | 0 | 0 | 11.7667 | 100.2216 |  | kWh | 0.031059 | -0.16413 | Commercial |  | Annual | [5 empty] | 11 | 0.96 |  |  |  | 0 | 49.1293 | 0 | 0 | 0 | 0 | 0 | 0 | 0 | 0 | 0 | 0 | 2006 Qtr 1: 0; 2006 Qtr 2: 0; 2006 Qtr 3: 0; 2006 Qtr 4: 49.1293; 2007 Qtr 1: 0; 2007 Qtr 2: 0; 2007 Qtr 3: 0; 2007 Qtr 4: 0; 2008 Qtr 1: 0; 2008 Qtr 2: 0; 2008 Qtr 3: 0; 2008 Qtr 4: 0 | 49.1293
0 | 234148-Premium T8 with T12 40 Watt Baseline |  | 7 | Commercial | 01-ALC-AllCommercial-IntLight | 0 |  |  |  |  | 13.9591 | 13.1897 | 0 | 0 | 0 | 0.7694 | 87.3573 |  | kWh | 0.01583 | -0.14306 | Commercial |  | Annual | [5 empty] | 11 | 0.96 |  |  |  | 0 | 16.3764 | 0 | 0 | 0 | 0 | 0 | 0 | 0 | 0 | 0 | 0 | 2006 Qtr 1: 0; 2006 Qtr 2: 0; 2006 Qtr 3: 0; 2006 Qtr 4: 16.3764; 2007 Qtr 1: 0; 2007 Qtr 2: 0; 2007 Qtr 3: 0; 2007 Qtr 4: 0; 2008 Qtr 1: 0; 2008 Qtr 2: 0; 2008 Qtr 3: 0; 2008 Qtr 4: 0 | 16.3764
0 | 234053-Lighting-Remove 4 Ft Lamp (De-Lamp) | COFL00AVDEL01 | 7 | Commercial | 01-ALC-AllCommercial-IntLight | 0 |  |  |  |  | 28.2538 | 16.4871 | 0 | 0 | 0 | 11.7667 | 134.827 |  | kWh | 0.024432 | -0.2208 | Commercial |  | Annual | [5 empty] | 11 | 0.96 |  |  |  | 0 | 20.0156 | 0 | 0 | 0 | 0 | 0 | 0 | 0 | 0 | 0 | 0 | 2006 Qtr 1: 0; 2006 Qtr 2: 0; 2006 Qtr 3: 0; 2006 Qtr 4: 20.0156; 2007 Qtr 1: 0; 2007 Qtr 2: 0; 2007 Qtr 3: 0; 2007 Qtr 4: 0; 2008 Qtr 1: 0; 2008 Qtr 2: 0; 2008 Qtr 3: 0; 2008 Qtr 4: 0 | 20.0156
0 | 234049-Lighting-LED Exit Sign New Sign | CALC00AVETS01 | 7 | Commercial | 02-ASM-Assembly-Exit | 0 |  |  |  |  | 65.3696 | 45 | 0 | 0 | 0 | 20.3696 | 351.311 |  | kWh | 0 | 0 | Commercial |  | Annual | [5 empty] | 16 | 0.96 |  |  |  | 0 | 2 | 0 | 0 | 0 | 0 | 0 | 0 | 0 | 0 | 0 | 0 | 2006 Qtr 1: 0; 2006 Qtr 2: 0; 2006 Qtr 3: 0; 2006 Qtr 4: 2; 2007 Qtr 1: 0; 2007 Qtr 2: 0; 2007 Qtr 3: 0; 2007 Qtr 4: 0; 2008 Qtr 1: 0; 2008 Qtr 2: 0; 2008 Qtr 3: 0; 2008 Qtr 4: 0 | 2
0 | 234148-Premium T8 with T12 40 Watt Baseline |  | 7 | Commercial | 01-ALC-AllCommercial-IntLight | 0 |  |  |  |  | 13.9591 | 13.1897 | 0 | 0 | 0 | 0.7694 | 64.9358 |  | kWh | 0.020124 | -0.10634 | Commercial |  | Annual | [5 empty] | 11 | 0.96 |  |  |  | 0 | 66.4156 | 0 | 0 | 0 | 0 | 0 | 0 | 0 | 0 | 0 | 0 | 2006 Qtr 1: 0; 2006 Qtr 2: 0; 2006 Qtr 3: 0; 2006 Qtr 4: 66.4156; 2007 Qtr 1: 0; 2007 Qtr 2: 0; 2007 Qtr 3: 0; 2007 Qtr 4: 0; 2008 Qtr 1: 0; 2008 Qtr 2: 0; 2008 Qtr 3: 0; 2008 Qtr 4: 0 | 66.4156
0 | 234053-Lighting-Remove 4 Ft Lamp (De-Lamp) | COFL00AVDEL01 | 7 | Commercial | 01-ALC-AllCommercial-IntLight | 0 |  |  |  |  | 28.2538 | 16.4871 | 0 | 0 | 0 | 11.7667 | 100.2216 |  | kWh | 0.031059 | -0.16413 | Commercial |  | Annual | [5 empty] | 11 | 0.96 |  |  |  | 0 | 36.3921 | 0 | 0 | 0 | 0 | 0 | 0 | 0 | 0 | 0 | 0 | 2006 Qtr 1: 0; 2006 Qtr 2: 0; 2006 Qtr 3: 0; 2006 Qtr 4: 36.3921; 2007 Qtr 1: 0; 2007 Qtr 2: 0; 2007 Qtr 3: 0; 2007 Qtr 4: 0; 2008 Qtr 1: 0; 2008 Qtr 2: 0; 2008 Qtr 3: 0; 2008 Qtr 4: 0 | 36.3921
0 | 234148-Premium T8 with T12 40 Watt Baseline |  | 7 | Commercial | 01-ALC-AllCommercial-IntLight | 0 |  |  |  |  | 13.9591 | 13.1897 | 0 | 0 | 0 | 0.7694 | 64.9358 |  | kWh | 0.020124 | -0.10634 | Commercial |  | Annual | [5 empty] | 11 | 0.96 |  |  |  | 0 | 22.7451 | 0 | 0 | 0 | 0 | 0 | 0 | 0 | 0 | 0 | 0 | 2006 Qtr 1: 0; 2006 Qtr 2: 0; 2006 Qtr 3: 0; 2006 Qtr 4: 22.7451; 2007 Qtr 1: 0; 2007 Qtr 2: 0; 2007 Qtr 3: 0; 2007 Qtr 4: 0; 2008 Qtr 1: 0; 2008 Qtr 2: 0; 2008 Qtr 3: 0; 2008 Qtr 4: 0 | 22.7451
0 | 234053-Lighting-Remove 4 Ft Lamp (De-Lamp) | COFL00AVDEL01 | 7 | Commercial | 01-ALC-AllCommercial-IntLight | 0 |  |  |  |  | 28.2538 | 16.4871 | 0 | 0 | 0 | 11.7667 | 100.2216 |  | kWh | 0.031059 | -0.16413 | Commercial |  | Annual | [5 empty] | 11 | 0.96 |  |  |  | 0 | 13.647 | 0 | 0 | 0 | 0 | 0 | 0 | 0 | 0 | 0 | 0 | 2006 Qtr 1: 0; 2006 Qtr 2: 0; 2006 Qtr 3: 0; 2006 Qtr 4: 13.647; 2007 Qtr 1: 0; 2007 Qtr 2: 0; 2007 Qtr 3: 0; 2007 Qtr 4: 0; 2008 Qtr 1: 0; 2008 Qtr 2: 0; 2008 Qtr 3: 0; 2008 Qtr 4: 0 | 13.647
0 | 234148-Premium T8 with T12 40 Watt Baseline |  | 7 | Commercial | 14-MLI-Manufacturing–LightIndustry-LIGHT | 0 |  |  |  |  | 13.9591 | 13.1897 | 0 | 0 | 0 | 0.7694 | 64.9241 |  | kWh | 0.020063 | -0.083941 | Commercial |  | Annual | [5 empty] | 11 | 0.96 |  |  |  | 0 | 10.9176 | 0 | 0 | 0 | 0 | 0 | 0 | 0 | 0 | 0 | 0 | 2006 Qtr 1: 0; 2006 Qtr 2: 0; 2006 Qtr 3: 0; 2006 Qtr 4: 10.9176; 2007 Qtr 1: 0; 2007 Qtr 2: 0; 2007 Qtr 3: 0; 2007 Qtr 4: 0; 2008 Qtr 1: 0; 2008 Qtr 2: 0; 2008 Qtr 3: 0; 2008 Qtr 4: 0 | 10.9176
0 | 234053-Lighting-Remove 4 Ft Lamp (De-Lamp) | COFL00AVDEL01 | 7 | Commercial | 14-MLI-Manufacturing–LightIndustry-LIGHT | 0 |  |  |  |  | 28.2538 | 16.4871 | 0 | 0 | 0 | 11.7667 | 100.2037 |  | kWh | 0.030965 | -0.12955 | Commercial |  | Annual | [5 empty] | 11 | 0.96 |  |  |  | 0 | 5.4588 | 0 | 0 | 0 | 0 | 0 | 0 | 0 | 0 | 0 | 0 | 2006 Qtr 1: 0; 2006 Qtr 2: 0; 2006 Qtr 3: 0; 2006 Qtr 4: 5.4588; 2007 Qtr 1: 0; 2007 Qtr 2: 0; 2007 Qtr 3: 0; 2007 Qtr 4: 0; 2008 Qtr 1: 0; 2008 Qtr 2: 0; 2008 Qtr 3: 0; 2008 Qtr 4: 0 | 5.4588
0 | 234148-Premium T8 with T12 40 Watt Baseline |  | 10 | Commercial | 01-ALC-AllCommercial-IntLight | 0 |  |  |  |  | 13.9591 | 13.1897 | 0 | 0 | 0 | 0.7694 | 64.9358 |  | kWh | 0.020124 | -0.10634 | Commercial |  | Annual | [5 empty] | 11 | 0.96 |  |  |  | 0 | 96.439 | 0 | 0 | 0 | 0 | 0 | 0 | 0 | 0 | 0 | 0 | 2006 Qtr 1: 0; 2006 Qtr 2: 0; 2006 Qtr 3: 0; 2006 Qtr 4: 96.439; 2007 Qtr 1: 0; 2007 Qtr 2: 0; 2007 Qtr 3: 0; 2007 Qtr 4: 0; 2008 Qtr 1: 0; 2008 Qtr 2: 0; 2008 Qtr 3: 0; 2008 Qtr 4: 0 | 96.439
0 | 234053-Lighting-Remove 4 Ft Lamp (De-Lamp) | COFL00AVDEL01 | 10 | Commercial | 01-ALC-AllCommercial-IntLight | 0 |  |  |  |  | 28.2538 | 16.4871 | 0 | 0 | 0 | 11.7667 | 100.2216 |  | kWh | 0.031059 | -0.16413 | Commercial |  | Annual | [5 empty] | 11 | 0.96 |  |  |  | 0 | 110.9959 | 0 | 0 | 0 | 0 | 0 | 0 | 0 | 0 | 0 | 0 | 2006 Qtr 1: 0; 2006 Qtr 2: 0; 2006 Qtr 3: 0; 2006 Qtr 4: 110.9959; 2007 Qtr 1: 0; 2007 Qtr 2: 0; 2007 Qtr 3: 0; 2007 Qtr 4: 0; 2008 Qtr 1: 0; 2008 Qtr 2: 0; 2008 Qtr 3: 0; 2008 Qtr 4: 0 | 110.9959
0 | 234049-Lighting-LED Exit Sign New Sign | CALC00AVETS01 | 10 | Commercial | 02-ASM-Assembly-Exit | 0 |  |  |  |  | 65.3696 | 45 | 0 | 0 | 0 | 20.3696 | 351.311 |  | kWh | 0 | 0 | Commercial |  | Annual | [5 empty] | 16 | 0.96 |  |  |  | 0 | 3 | 0 | 0 | 0 | 0 | 0 | 0 | 0 | 0 | 0 | 0 | 2006 Qtr 1: 0; 2006 Qtr 2: 0; 2006 Qtr 3: 0; 2006 Qtr 4: 3; 2007 Qtr 1: 0; 2007 Qtr 2: 0; 2007 Qtr 3: 0; 2007 Qtr 4: 0; 2008 Qtr 1: 0; 2008 Qtr 2: 0; 2008 Qtr 3: 0; 2008 Qtr 4: 0 | 3
0 | 234148-Premium T8 with T12 40 Watt Baseline |  | 7 | Commercial | 14-MLI-Manufacturing–LightIndustry-LIGHT | 0 |  |  |  |  | 13.9591 | 13.1897 | 0 | 0 | 0 | 0.7694 | 64.9241 |  | kWh | 0.020063 | -0.083941 | Commercial |  | Annual | [5 empty] | 11 | 0.96 |  |  |  | 0 | 40.0313 | 0 | 0 | 0 | 0 | 0 | 0 | 0 | 0 | 0 | 0 | 2006 Qtr 1: 0; 2006 Qtr 2: 0; 2006 Qtr 3: 0; 2006 Qtr 4: 40.0313; 2007 Qtr 1: 0; 2007 Qtr 2: 0; 2007 Qtr 3: 0; 2007 Qtr 4: 0; 2008 Qtr 1: 0; 2008 Qtr 2: 0; 2008 Qtr 3: 0; 2008 Qtr 4: 0 | 40.0313
0 | 234148-Premium T8 with T12 40 Watt Baseline |  | 7 | Commercial | 14-MLI-Manufacturing–LightIndustry-LIGHT | 0 |  |  |  |  | 13.9591 | 13.1897 | 0 | 0 | 0 | 0.7694 | 64.9241 |  | kWh | 0.020063 | -0.083941 | Commercial |  | Annual | [5 empty] | 11 | 0.96 |  |  |  | 0 | 21.8353 | 0 | 0 | 0 | 0 | 0 | 0 | 0 | 0 | 0 | 0 | 2006 Qtr 1: 0; 2006 Qtr 2: 0; 2006 Qtr 3: 0; 2006 Qtr 4: 21.8353; 2007 Qtr 1: 0; 2007 Qtr 2: 0; 2007 Qtr 3: 0; 2007 Qtr 4: 0; 2008 Qtr 1: 0; 2008 Qtr 2: 0; 2008 Qtr 3: 0; 2008 Qtr 4: 0 | 21.8353
0 | 234148-Premium T8 with T12 40 Watt Baseline |  | 7 | Commercial | 01-ALC-AllCommercial-IntLight | 0 |  |  |  |  | 13.9591 | 13.1897 | 0 | 0 | 0 | 0.7694 | 64.9358 |  | kWh | 0.020124 | -0.10634 | Commercial |  | Annual | [5 empty] | 11 | 0.96 |  |  |  | 0 | 47.3097 | 0 | 0 | 0 | 0 | 0 | 0 | 0 | 0 | 0 | 0 | 2006 Qtr 1: 0; 2006 Qtr 2: 0; 2006 Qtr 3: 0; 2006 Qtr 4: 47.3097; 2007 Qtr 1: 0; 2007 Qtr 2: 0; 2007 Qtr 3: 0; 2007 Qtr 4: 0; 2008 Qtr 1: 0; 2008 Qtr 2: 0; 2008 Qtr 3: 0; 2008 Qtr 4: 0 | 47.3097
0 | 234053-Lighting-Remove 4 Ft Lamp (De-Lamp) | COFL00AVDEL01 | 7 | Commercial | 01-ALC-AllCommercial-IntLight | 0 |  |  |  |  | 28.2538 | 16.4871 | 0 | 0 | 0 | 11.7667 | 100.2216 |  | kWh | 0.031059 | -0.16413 | Commercial |  | Annual | [5 empty] | 11 | 0.96 |  |  |  | 0 | 21.8353 | 0 | 0 | 0 | 0 | 0 | 0 | 0 | 0 | 0 | 0 | 2006 Qtr 1: 0; 2006 Qtr 2: 0; 2006 Qtr 3: 0; 2006 Qtr 4: 21.8353; 2007 Qtr 1: 0; 2007 Qtr 2: 0; 2007 Qtr 3: 0; 2007 Qtr 4: 0; 2008 Qtr 1: 0; 2008 Qtr 2: 0; 2008 Qtr 3: 0; 2008 Qtr 4: 0 | 21.8353
0 | 234148-Premium T8 with T12 40 Watt Baseline |  | 10 | Commercial | 14-MLI-Manufacturing–LightIndustry-LIGHT | 0 |  |  |  |  | 13.9591 | 13.1897 | 0 | 0 | 0 | 0.7694 | 65.7677 |  | kWh | 0.020053 | -0.099718 | Commercial |  | Annual | [5 empty] | 11 | 0.96 |  |  |  | 0 | 35.4823 | 0 | 0 | 0 | 0 | 0 | 0 | 0 | 0 | 0 | 0 | 2006 Qtr 1: 0; 2006 Qtr 2: 0; 2006 Qtr 3: 0; 2006 Qtr 4: 35.4823; 2007 Qtr 1: 0; 2007 Qtr 2: 0; 2007 Qtr 3: 0; 2007 Qtr 4: 0; 2008 Qtr 1: 0; 2008 Qtr 2: 0; 2008 Qtr 3: 0; 2008 Qtr 4: 0 | 35.4823
0 | 234053-Lighting-Remove 4 Ft Lamp (De-Lamp) | COFL00AVDEL01 | 10 | Commercial | 14-MLI-Manufacturing–LightIndustry-LIGHT | 0 |  |  |  |  | 28.2538 | 16.4871 | 0 | 0 | 0 | 11.7667 | 101.5057 |  | kWh | 0.03095 | -0.1539 | Commercial |  | Annual | [5 empty] | 11 | 0.96 |  |  |  | 0 | 40.0313 | 0 | 0 | 0 | 0 | 0 | 0 | 0 | 0 | 0 | 0 | 2006 Qtr 1: 0; 2006 Qtr 2: 0; 2006 Qtr 3: 0; 2006 Qtr 4: 40.0313; 2007 Qtr 1: 0; 2007 Qtr 2: 0; 2007 Qtr 3: 0; 2007 Qtr 4: 0; 2008 Qtr 1: 0; 2008 Qtr 2: 0; 2008 Qtr 3: 0; 2008 Qtr 4: 0 | 40.0313
0 | 234148-Premium T8 with T12 40 Watt Baseline |  | 7 | Commercial | 01-ALC-AllCommercial-IntLight | 0 |  |  |  |  | 13.9591 | 13.1897 | 0 | 0 | 0 | 0.7694 | 59.9551 |  | kWh | 0.020434 | -0.098187 | Commercial |  | Annual | [5 empty] | 11 | 0.96 |  |  |  | 0 | 54.5881 | 0 | 0 | 0 | 0 | 0 | 0 | 0 | 0 | 0 | 0 | 2006 Qtr 1: 0; 2006 Qtr 2: 0; 2006 Qtr 3: 54.5881; 2006 Qtr 4: 0; 2007 Qtr 1: 0; 2007 Qtr 2: 0; 2007 Qtr 3: 0; 2007 Qtr 4: 0; 2008 Qtr 1: 0; 2008 Qtr 2: 0; 2008 Qtr 3: 0; 2008 Qtr 4: 0 | 54.5881
0 | 234148-Premium T8 with T12 40 Watt Baseline |  | 7 | Commercial | 01-ALC-AllCommercial-IntLight | 0 |  |  |  |  | 13.9591 | 13.1897 | 0 | 0 | 0 | 0.7694 | 59.9551 |  | kWh | 0.020434 | -0.098187 | Commercial |  | Annual | [5 empty] | 11 | 0.96 |  |  |  | 0 | 106.4469 | 0 | 0 | 0 | 0 | 0 | 0 | 0 | 0 | 0 | 0 | 2006 Qtr 1: 0; 2006 Qtr 2: 0; 2006 Qtr 3: 0; 2006 Qtr 4: 106.4469; 2007 Qtr 1: 0; 2007 Qtr 2: 0; 2007 Qtr 3: 0; 2007 Qtr 4: 0; 2008 Qtr 1: 0; 2008 Qtr 2: 0; 2008 Qtr 3: 0; 2008 Qtr 4: 0 | 106.4469
0 | 234148-Premium T8 with T12 40 Watt Baseline |  | 7 | Commercial | 01-ALC-AllCommercial-IntLight | 0 |  |  |  |  | 13.9591 | 13.1897 | 0 | 0 | 0 | 0.7694 | 74.8184 |  | kWh | 0.022603 | -0.12253 | Commercial |  | Annual | [5 empty] | 11 | 0.96 |  |  |  | 0 | 20.0156 | 0 | 0 | 0 | 0 | 0 | 0 | 0 | 0 | 0 | 0 | 2006 Qtr 1: 0; 2006 Qtr 2: 0; 2006 Qtr 3: 0; 2006 Qtr 4: 20.0156; 2007 Qtr 1: 0; 2007 Qtr 2: 0; 2007 Qtr 3: 0; 2007 Qtr 4: 0; 2008 Qtr 1: 0; 2008 Qtr 2: 0; 2008 Qtr 3: 0; 2008 Qtr 4: 0 | 20.0156
0 | 234053-Lighting-Remove 4 Ft Lamp (De-Lamp) | COFL00AVDEL01 | 7 | Commercial | 01-ALC-AllCommercial-IntLight | 0 |  |  |  |  | 28.2538 | 16.4871 | 0 | 0 | 0 | 11.7667 | 115.4744 |  | kWh | 0.034885 | -0.18911 | Commercial |  | Annual | [5 empty] | 11 | 0.96 |  |  |  | 0 | 10.0078 | 0 | 0 | 0 | 0 | 0 | 0 | 0 | 0 | 0 | 0 | 2006 Qtr 1: 0; 2006 Qtr 2: 0; 2006 Qtr 3: 0; 2006 Qtr 4: 10.0078; 2007 Qtr 1: 0; 2007 Qtr 2: 0; 2007 Qtr 3: 0; 2007 Qtr 4: 0; 2008 Qtr 1: 0; 2008 Qtr 2: 0; 2008 Qtr 3: 0; 2008 Qtr 4: 0 | 10.0078
0 | 234148-Premium T8 with T12 40 Watt Baseline |  | 7 | Commercial | 23-RTL-Retail–SingleStorylarge-LIT_INT | 0 |  |  |  |  | 13.9591 | 13.1897 | 0 | 0 | 0 | 0.7694 | 76.7101 |  | kWh | 0.022922 | -0.10435 | Commercial |  | Annual | [5 empty] | 11 | 0.96 |  |  |  | 0 | 80.0626 | 0 | 0 | 0 | 0 | 0 | 0 | 0 | 0 | 0 | 0 | 2006 Qtr 1: 0; 2006 Qtr 2: 0; 2006 Qtr 3: 0; 2006 Qtr 4: 80.0626; 2007 Qtr 1: 0; 2007 Qtr 2: 0; 2007 Qtr 3: 0; 2007 Qtr 4: 0; 2008 Qtr 1: 0; 2008 Qtr 2: 0; 2008 Qtr 3: 0; 2008 Qtr 4: 0 | 80.0626
0 | 234148-Premium T8 with T12 40 Watt Baseline |  | 7 | Commercial | 01-ALC-AllCommercial-IntLight | 0 |  |  |  |  | 13.9591 | 13.1897 | 0 | 0 | 0 | 0.7694 | 64.9358 |  | kWh | 0.020124 | -0.10634 | Commercial |  | Annual | [5 empty] | 11 | 0.96 |  |  |  | 0 | 167.4036 | 0 | 0 | 0 | 0 | 0 | 0 | 0 | 0 | 0 | 0 | 2006 Qtr 1: 0; 2006 Qtr 2: 0; 2006 Qtr 3: 0; 2006 Qtr 4: 167.4036; 2007 Qtr 1: 0; 2007 Qtr 2: 0; 2007 Qtr 3: 0; 2007 Qtr 4: 0; 2008 Qtr 1: 0; 2008 Qtr 2: 0; 2008 Qtr 3: 0; 2008 Qtr 4: 0 | 167.4036
0 | 234148-Premium T8 with T12 40 Watt Baseline |  | 7 | Commercial | 01-ALC-AllCommercial-IntLight | 0 |  |  |  |  | 13.9591 | 13.1897 | 0 | 0 | 0 | 0.7694 | 83.0547 |  | kWh | 0.026694 | -0.13602 | Commercial |  | Annual | [5 empty] | 11 | 0.96 |  |  |  | 0 | 7.2784 | 0 | 0 | 0 | 0 | 0 | 0 | 0 | 0 | 0 | 0 | 2006 Qtr 1: 0; 2006 Qtr 2: 0; 2006 Qtr 3: 0; 2006 Qtr 4: 7.2784; 2007 Qtr 1: 0; 2007 Qtr 2: 0; 2007 Qtr 3: 0; 2007 Qtr 4: 0; 2008 Qtr 1: 0; 2008 Qtr 2: 0; 2008 Qtr 3: 0; 2008 Qtr 4: 0 | 7.2784
0 | 234053-Lighting-Remove 4 Ft Lamp (De-Lamp) | COFL00AVDEL01 | 7 | Commercial | 01-ALC-AllCommercial-IntLight | 0 |  |  |  |  | 28.2538 | 16.4871 | 0 | 0 | 0 | 11.7667 | 128.1864 |  | kWh | 0.0412 | -0.20993 | Commercial |  | Annual | [5 empty] | 11 | 0.96 |  |  |  | 0 | 7.2784 | 0 | 0 | 0 | 0 | 0 | 0 | 0 | 0 | 0 | 0 | 2006 Qtr 1: 0; 2006 Qtr 2: 0; 2006 Qtr 3: 0; 2006 Qtr 4: 7.2784; 2007 Qtr 1: 0; 2007 Qtr 2: 0; 2007 Qtr 3: 0; 2007 Qtr 4: 0; 2008 Qtr 1: 0; 2008 Qtr 2: 0; 2008 Qtr 3: 0; 2008 Qtr 4: 0 | 7.2784
0 | 234148-Premium T8 with T12 40 Watt Baseline |  | 7 | Commercial | 23-RTL-Retail–SingleStorylarge-LIT_INT | 0 |  |  |  |  | 13.9591 | 13.1897 | 0 | 0 | 0 | 0.7694 | 76.7101 |  | kWh | 0.022922 | -0.10435 | Commercial |  | Annual | [5 empty] | 11 | 0.96 |  |  |  | 0 | 69.145 | 0 | 0 | 0 | 0 | 0 | 0 | 0 | 0 | 0 | 0 | 2006 Qtr 1: 0; 2006 Qtr 2: 0; 2006 Qtr 3: 0; 2006 Qtr 4: 69.145; 2007 Qtr 1: 0; 2007 Qtr 2: 0; 2007 Qtr 3: 0; 2007 Qtr 4: 0; 2008 Qtr 1: 0; 2008 Qtr 2: 0; 2008 Qtr 3: 0; 2008 Qtr 4: 0 | 69.145
0 | 234148-Premium T8 with T12 40 Watt Baseline |  | 7 | Commercial | 01-ALC-AllCommercial-IntLight | 0 |  |  |  |  | 13.9591 | 13.1897 | 0 | 0 | 0 | 0.7694 | 74.8184 |  | kWh | 0.022603 | -0.12253 | Commercial |  | Annual | [5 empty] | 11 | 0.96 |  |  |  | 0 | 11.8274 | 0 | 0 | 0 | 0 | 0 | 0 | 0 | 0 | 0 | 0 | 2006 Qtr 1: 0; 2006 Qtr 2: 0; 2006 Qtr 3: 0; 2006 Qtr 4: 11.8274; 2007 Qtr 1: 0; 2007 Qtr 2: 0; 2007 Qtr 3: 0; 2007 Qtr 4: 0; 2008 Qtr 1: 0; 2008 Qtr 2: 0; 2008 Qtr 3: 0; 2008 Qtr 4: 0 | 11.8274
0 | 234053-Lighting-Remove 4 Ft Lamp (De-Lamp) | COFL00AVDEL01 | 7 | Commercial | 01-ALC-AllCommercial-IntLight | 0 |  |  |  |  | 28.2538 | 16.4871 | 0 | 0 | 0 | 11.7667 | 115.4744 |  | kWh | 0.034885 | -0.18911 | Commercial |  | Annual | [5 empty] | 11 | 0.96 |  |  |  | 0 | 12.7372 | 0 | 0 | 0 | 0 | 0 | 0 | 0 | 0 | 0 | 0 | 2006 Qtr 1: 0; 2006 Qtr 2: 0; 2006 Qtr 3: 0; 2006 Qtr 4: 12.7372; 2007 Qtr 1: 0; 2007 Qtr 2: 0; 2007 Qtr 3: 0; 2007 Qtr 4: 0; 2008 Qtr 1: 0; 2008 Qtr 2: 0; 2008 Qtr 3: 0; 2008 Qtr 4: 0 | 12.7372
0 | 234148-Premium T8 with T12 40 Watt Baseline |  | 7 | Commercial | 14-MLI-Manufacturing–LightIndustry-LIGHT | 0 |  |  |  |  | 13.9591 | 13.1897 | 0 | 0 | 0 | 0.7694 | 64.9241 |  | kWh | 0.020063 | -0.083941 | Commercial |  | Annual | [5 empty] | 11 | 0.96 |  |  |  | 0 | 13.647 | 0 | 0 | 0 | 0 | 0 | 0 | 0 | 0 | 0 | 0 | 2006 Qtr 1: 0; 2006 Qtr 2: 0; 2006 Qtr 3: 0; 2006 Qtr 4: 13.647; 2007 Qtr 1: 0; 2007 Qtr 2: 0; 2007 Qtr 3: 0; 2007 Qtr 4: 0; 2008 Qtr 1: 0; 2008 Qtr 2: 0; 2008 Qtr 3: 0; 2008 Qtr 4: 0 | 13.647
0 | 234053-Lighting-Remove 4 Ft Lamp (De-Lamp) | COFL00AVDEL01 | 7 | Commercial | 14-MLI-Manufacturing–LightIndustry-LIGHT | 0 |  |  |  |  | 28.2538 | 16.4871 | 0 | 0 | 0 | 11.7667 | 100.2037 |  | kWh | 0.030965 | -0.12955 | Commercial |  | Annual | [5 empty] | 11 | 0.96 |  |  |  | 0 | 18.196 | 0 | 0 | 0 | 0 | 0 | 0 | 0 | 0 | 0 | 0 | 2006 Qtr 1: 0; 2006 Qtr 2: 0; 2006 Qtr 3: 0; 2006 Qtr 4: 18.196; 2007 Qtr 1: 0; 2007 Qtr 2: 0; 2007 Qtr 3: 0; 2007 Qtr 4: 0; 2008 Qtr 1: 0; 2008 Qtr 2: 0; 2008 Qtr 3: 0; 2008 Qtr 4: 0 | 18.196
0 | 234148-Premium T8 with T12 40 Watt Baseline |  | 7 | Commercial | 01-ALC-AllCommercial-IntLight | 0 |  |  |  |  | 13.9591 | 13.1897 | 0 | 0 | 0 | 0.7694 | 87.3573 |  | kWh | 0.01583 | -0.14306 | Commercial |  | Annual | [5 empty] | 11 | 0.96 |  |  |  | 0 | 113.7253 | 0 | 0 | 0 | 0 | 0 | 0 | 0 | 0 | 0 | 0 | 2006 Qtr 1: 0; 2006 Qtr 2: 0; 2006 Qtr 3: 113.7253; 2006 Qtr 4: 0; 2007 Qtr 1: 0; 2007 Qtr 2: 0; 2007 Qtr 3: 0; 2007 Qtr 4: 0; 2008 Qtr 1: 0; 2008 Qtr 2: 0; 2008 Qtr 3: 0; 2008 Qtr 4: 0 | 113.7253
0 | 234148-Premium T8 with T12 40 Watt Baseline |  | 7 | Commercial | 01-ALC-AllCommercial-IntLight | 0 |  |  |  |  | 13.9591 | 13.1897 | 0 | 0 | 0 | 0.7694 | 64.9358 |  | kWh | 0.020124 | -0.10634 | Commercial |  | Annual | [5 empty] | 11 | 0.96 |  |  |  | 0 | 117.3645 | 0 | 0 | 0 | 0 | 0 | 0 | 0 | 0 | 0 | 0 | 2006 Qtr 1: 0; 2006 Qtr 2: 0; 2006 Qtr 3: 0; 2006 Qtr 4: 117.3645; 2007 Qtr 1: 0; 2007 Qtr 2: 0; 2007 Qtr 3: 0; 2007 Qtr 4: 0; 2008 Qtr 1: 0; 2008 Qtr 2: 0; 2008 Qtr 3: 0; 2008 Qtr 4: 0 | 117.3645
0 | 234053-Lighting-Remove 4 Ft Lamp (De-Lamp) | COFL00AVDEL01 | 7 | Commercial | 01-ALC-AllCommercial-IntLight | 0 |  |  |  |  | 28.2538 | 16.4871 | 0 | 0 | 0 | 11.7667 | 100.2216 |  | kWh | 0.031059 | -0.16413 | Commercial |  | Annual | [5 empty] | 11 | 0.96 |  |  |  | 0 | 63.6862 | 0 | 0 | 0 | 0 | 0 | 0 | 0 | 0 | 0 | 0 | 2006 Qtr 1: 0; 2006 Qtr 2: 0; 2006 Qtr 3: 0; 2006 Qtr 4: 63.6862; 2007 Qtr 1: 0; 2007 Qtr 2: 0; 2007 Qtr 3: 0; 2007 Qtr 4: 0; 2008 Qtr 1: 0; 2008 Qtr 2: 0; 2008 Qtr 3: 0; 2008 Qtr 4: 0 | 63.6862
0 | 234148-Premium T8 with T12 40 Watt Baseline |  | 7 | Commercial | 01-ALC-AllCommercial-IntLight | 0 |  |  |  |  | 13.9591 | 13.1897 | 0 | 0 | 0 | 0.7694 | 83.0547 |  | kWh | 0.026694 | -0.13602 | Commercial |  | Annual | [5 empty] | 11 | 0.96 |  |  |  | 0 | 18.196 | 0 | 0 | 0 | 0 | 0 | 0 | 0 | 0 | 0 | 0 | 2006 Qtr 1: 0; 2006 Qtr 2: 0; 2006 Qtr 3: 0; 2006 Qtr 4: 18.196; 2007 Qtr 1: 0; 2007 Qtr 2: 0; 2007 Qtr 3: 0; 2007 Qtr 4: 0; 2008 Qtr 1: 0; 2008 Qtr 2: 0; 2008 Qtr 3: 0; 2008 Qtr 4: 0 | 18.196
0 | 234053-Lighting-Remove 4 Ft Lamp (De-Lamp) | COFL00AVDEL01 | 7 | Commercial | 01-ALC-AllCommercial-IntLight | 0 |  |  |  |  | 28.2538 | 16.4871 | 0 | 0 | 0 | 11.7667 | 128.1864 |  | kWh | 0.0412 | -0.20993 | Commercial |  | Annual | [5 empty] | 11 | 0.96 |  |  |  | 0 | 23.6549 | 0 | 0 | 0 | 0 | 0 | 0 | 0 | 0 | 0 | 0 | 2006 Qtr 1: 0; 2006 Qtr 2: 0; 2006 Qtr 3: 0; 2006 Qtr 4: 23.6549; 2007 Qtr 1: 0; 2007 Qtr 2: 0; 2007 Qtr 3: 0; 2007 Qtr 4: 0; 2008 Qtr 1: 0; 2008 Qtr 2: 0; 2008 Qtr 3: 0; 2008 Qtr 4: 0 | 23.6549
0 | 234148-Premium T8 with T12 40 Watt Baseline |  | 7 | Commercial | 01-ALC-AllCommercial-IntLight | 0 |  |  |  |  | 13.9591 | 13.1897 | 0 | 0 | 0 | 0.7694 | 64.9358 |  | kWh | 0.020124 | -0.10634 | Commercial |  | Annual | [5 empty] | 11 | 0.96 |  |  |  | 0 | 27.2941 | 0 | 0 | 0 | 0 | 0 | 0 | 0 | 0 | 0 | 0 | 2006 Qtr 1: 0; 2006 Qtr 2: 0; 2006 Qtr 3: 27.2941; 2006 Qtr 4: 0; 2007 Qtr 1: 0; 2007 Qtr 2: 0; 2007 Qtr 3: 0; 2007 Qtr 4: 0; 2008 Qtr 1: 0; 2008 Qtr 2: 0; 2008 Qtr 3: 0; 2008 Qtr 4: 0 | 27.2941
0 | 234148-Premium T8 with T12 40 Watt Baseline |  | 7 | Commercial | 14-MLI-Manufacturing–LightIndustry-LIGHT | 0 |  |  |  |  | 13.9591 | 13.1897 | 0 | 0 | 0 | 0.7694 | 64.9241 |  | kWh | 0.020063 | -0.083941 | Commercial |  | Annual | [5 empty] | 11 | 0.96 |  |  |  | 0 | 119.1841 | 0 | 0 | 0 | 0 | 0 | 0 | 0 | 0 | 0 | 0 | 2006 Qtr 1: 0; 2006 Qtr 2: 0; 2006 Qtr 3: 0; 2006 Qtr 4: 119.1841; 2007 Qtr 1: 0; 2007 Qtr 2: 0; 2007 Qtr 3: 0; 2007 Qtr 4: 0; 2008 Qtr 1: 0; 2008 Qtr 2: 0; 2008 Qtr 3: 0; 2008 Qtr 4: 0 | 119.1841
0 | 234053-Lighting-Remove 4 Ft Lamp (De-Lamp) | COFL00AVDEL01 | 7 | Commercial | 14-MLI-Manufacturing–LightIndustry-LIGHT | 0 |  |  |  |  | 28.2538 | 16.4871 | 0 | 0 | 0 | 11.7667 | 100.2037 |  | kWh | 0.030965 | -0.12955 | Commercial |  | Annual | [5 empty] | 11 | 0.96 |  |  |  | 0 | 140.1095 | 0 | 0 | 0 | 0 | 0 | 0 | 0 | 0 | 0 | 0 | 2006 Qtr 1: 0; 2006 Qtr 2: 0; 2006 Qtr 3: 0; 2006 Qtr 4: 140.1095; 2007 Qtr 1: 0; 2007 Qtr 2: 0; 2007 Qtr 3: 0; 2007 Qtr 4: 0; 2008 Qtr 1: 0; 2008 Qtr 2: 0; 2008 Qtr 3: 0; 2008 Qtr 4: 0 | 140.1095
0 | 234148-Premium T8 with T12 40 Watt Baseline |  | 7 | Commercial | 01-ALC-AllCommercial-IntLight | 0 |  |  |  |  | 13.9591 | 13.1897 | 0 | 0 | 0 | 0.7694 | 69.1977 |  | kWh | 0.022275 | -0.11332 | Commercial |  | Annual | [5 empty] | 11 | 0.96 |  |  |  | 0 | 90.0704 | 0 | 0 | 0 | 0 | 0 | 0 | 0 | 0 | 0 | 0 | 2006 Qtr 1: 0; 2006 Qtr 2: 0; 2006 Qtr 3: 0; 2006 Qtr 4: 90.0704; 2007 Qtr 1: 0; 2007 Qtr 2: 0; 2007 Qtr 3: 0; 2007 Qtr 4: 0; 2008 Qtr 1: 0; 2008 Qtr 2: 0; 2008 Qtr 3: 0; 2008 Qtr 4: 0 | 90.0704
0 | 234148-Premium T8 with T12 40 Watt Baseline |  | 7 | Commercial | 01-ALC-AllCommercial-IntLight | 0 |  |  |  |  | 13.9591 | 13.1897 | 0 | 0 | 0 | 0.7694 | 59.9551 |  | kWh | 0.020434 | -0.098187 | Commercial |  | Annual | [5 empty] | 11 | 0.96 |  |  |  | 0 | 58.2273 | 0 | 0 | 0 | 0 | 0 | 0 | 0 | 0 | 0 | 0 | 2006 Qtr 1: 0; 2006 Qtr 2: 0; 2006 Qtr 3: 0; 2006 Qtr 4: 58.2273; 2007 Qtr 1: 0; 2007 Qtr 2: 0; 2007 Qtr 3: 0; 2007 Qtr 4: 0; 2008 Qtr 1: 0; 2008 Qtr 2: 0; 2008 Qtr 3: 0; 2008 Qtr 4: 0 | 58.2273
0 | 234148-Premium T8 with T12 40 Watt Baseline |  | 7 | Commercial | 14-MLI-Manufacturing–LightIndustry-LIGHT | 0 |  |  |  |  | 13.9591 | 13.1897 | 0 | 0 | 0 | 0.7694 | 64.9241 |  | kWh | 0.020063 | -0.083941 | Commercial |  | Annual | [5 empty] | 11 | 0.96 |  |  |  | 0 | 210.1643 | 0 | 0 | 0 | 0 | 0 | 0 | 0 | 0 | 0 | 0 | 2006 Qtr 1: 0; 2006 Qtr 2: 0; 2006 Qtr 3: 0; 2006 Qtr 4: 210.1643; 2007 Qtr 1: 0; 2007 Qtr 2: 0; 2007 Qtr 3: 0; 2007 Qtr 4: 0; 2008 Qtr 1: 0; 2008 Qtr 2: 0; 2008 Qtr 3: 0; 2008 Qtr 4: 0 | 210.1643
0 | 234053-Lighting-Remove 4 Ft Lamp (De-Lamp) | COFL00AVDEL01 | 7 | Commercial | 14-MLI-Manufacturing–LightIndustry-LIGHT | 0 |  |  |  |  | 28.2538 | 16.4871 | 0 | 0 | 0 | 11.7667 | 100.2037 |  | kWh | 0.030965 | -0.12955 | Commercial |  | Annual | [5 empty] | 11 | 0.96 |  |  |  | 0 | 229.2701 | 0 | 0 | 0 | 0 | 0 | 0 | 0 | 0 | 0 | 0 | 2006 Qtr 1: 0; 2006 Qtr 2: 0; 2006 Qtr 3: 0; 2006 Qtr 4: 229.2701; 2007 Qtr 1: 0; 2007 Qtr 2: 0; 2007 Qtr 3: 0; 2007 Qtr 4: 0; 2008 Qtr 1: 0; 2008 Qtr 2: 0; 2008 Qtr 3: 0; 2008 Qtr 4: 0 | 229.2701
0 | 234148-Premium T8 with T12 40 Watt Baseline |  | 7 | Commercial | 18-OFS-Office–Small-IntLight | 0 |  |  |  |  | 13.9591 | 13.1897 | 0 | 0 | 0 | 0.7694 | 67.9198 |  | kWh | 0.020374 | -0.019752 | Commercial |  | Annual | [5 empty] | 11 | 0.96 |  |  |  | 0 | 35.4823 | 0 | 0 | 0 | 0 | 0 | 0 | 0 | 0 | 0 | 0 | 2006 Qtr 1: 0; 2006 Qtr 2: 0; 2006 Qtr 3: 0; 2006 Qtr 4: 35.4823; 2007 Qtr 1: 0; 2007 Qtr 2: 0; 2007 Qtr 3: 0; 2007 Qtr 4: 0; 2008 Qtr 1: 0; 2008 Qtr 2: 0; 2008 Qtr 3: 0; 2008 Qtr 4: 0 | 35.4823
0 | 234053-Lighting-Remove 4 Ft Lamp (De-Lamp) | COFL00AVDEL01 | 7 | Commercial | 18-OFS-Office–Small-IntLight | 0 |  |  |  |  | 28.2538 | 16.4871 | 0 | 0 | 0 | 11.7667 | 104.8272 |  | kWh | 0.031445 | -0.030485 | Commercial |  | Annual | [5 empty] | 11 | 0.96 |  |  |  | 0 | 40.0313 | 0 | 0 | 0 | 0 | 0 | 0 | 0 | 0 | 0 | 0 | 2006 Qtr 1: 0; 2006 Qtr 2: 0; 2006 Qtr 3: 0; 2006 Qtr 4: 40.0313; 2007 Qtr 1: 0; 2007 Qtr 2: 0; 2007 Qtr 3: 0; 2007 Qtr 4: 0; 2008 Qtr 1: 0; 2008 Qtr 2: 0; 2008 Qtr 3: 0; 2008 Qtr 4: 0 | 40.0313
0 | 234148-Premium T8 with T12 40 Watt Baseline |  | 7 | Commercial | 01-ALC-AllCommercial-IntLight | 0 |  |  |  |  | 13.9591 | 13.1897 | 0 | 0 | 0 | 0.7694 | 74.8184 |  | kWh | 0.022603 | -0.12253 | Commercial |  | Annual | [5 empty] | 11 | 0.96 |  |  |  | 0 | 50.9489 | 0 | 0 | 0 | 0 | 0 | 0 | 0 | 0 | 0 | 0 | 2006 Qtr 1: 0; 2006 Qtr 2: 0; 2006 Qtr 3: 0; 2006 Qtr 4: 50.9489; 2007 Qtr 1: 0; 2007 Qtr 2: 0; 2007 Qtr 3: 0; 2007 Qtr 4: 0; 2008 Qtr 1: 0; 2008 Qtr 2: 0; 2008 Qtr 3: 0; 2008 Qtr 4: 0 | 50.9489
0 | 234148-Premium T8 with T12 40 Watt Baseline |  | 7 | Commercial | 01-ALC-AllCommercial-IntLight | 0 |  |  |  |  | 13.9591 | 13.1897 | 0 | 0 | 0 | 0.7694 | 60.8058 |  | kWh | 0.016483 | -0.099581 | Commercial |  | Annual | [5 empty] | 11 | 0.96 |  |  |  | 0 | 102.8076 | 0 | 0 | 0 | 0 | 0 | 0 | 0 | 0 | 0 | 0 | 2006 Qtr 1: 0; 2006 Qtr 2: 0; 2006 Qtr 3: 0; 2006 Qtr 4: 102.8076; 2007 Qtr 1: 0; 2007 Qtr 2: 0; 2007 Qtr 3: 0; 2007 Qtr 4: 0; 2008 Qtr 1: 0; 2008 Qtr 2: 0; 2008 Qtr 3: 0; 2008 Qtr 4: 0 | 102.8076
0 | 234053-Lighting-Remove 4 Ft Lamp (De-Lamp) | COFL00AVDEL01 | 7 | Commercial | 01-ALC-AllCommercial-IntLight | 0 |  |  |  |  | 28.2538 | 16.4871 | 0 | 0 | 0 | 11.7667 | 93.8474 |  | kWh | 0.025439 | -0.15369 | Commercial |  | Annual | [5 empty] | 11 | 0.96 |  |  |  | 0 | 112.8155 | 0 | 0 | 0 | 0 | 0 | 0 | 0 | 0 | 0 | 0 | 2006 Qtr 1: 0; 2006 Qtr 2: 0; 2006 Qtr 3: 0; 2006 Qtr 4: 112.8155; 2007 Qtr 1: 0; 2007 Qtr 2: 0; 2007 Qtr 3: 0; 2007 Qtr 4: 0; 2008 Qtr 1: 0; 2008 Qtr 2: 0; 2008 Qtr 3: 0; 2008 Qtr 4: 0 | 112.8155
0 | 234148-Premium T8 with T12 40 Watt Baseline |  | 7 | Commercial | 01-ALC-AllCommercial-IntLight | 0 |  |  |  |  | 13.9591 | 13.1897 | 0 | 0 | 0 | 0.7694 | 63.1001 |  | kWh | 0.016266 | -0.10334 | Commercial |  | Annual | [5 empty] | 11 | 0.96 |  |  |  | 0 | 23.6549 | 0 | 0 | 0 | 0 | 0 | 0 | 0 | 0 | 0 | 0 | 2006 Qtr 1: 0; 2006 Qtr 2: 0; 2006 Qtr 3: 0; 2006 Qtr 4: 23.6549; 2007 Qtr 1: 0; 2007 Qtr 2: 0; 2007 Qtr 3: 0; 2007 Qtr 4: 0; 2008 Qtr 1: 0; 2008 Qtr 2: 0; 2008 Qtr 3: 0; 2008 Qtr 4: 0 | 23.6549
0 | 234053-Lighting-Remove 4 Ft Lamp (De-Lamp) | COFL00AVDEL01 | 7 | Commercial | 01-ALC-AllCommercial-IntLight | 0 |  |  |  |  | 28.2538 | 16.4871 | 0 | 0 | 0 | 11.7667 | 97.3885 |  | kWh | 0.025105 | -0.15949 | Commercial |  | Annual | [5 empty] | 11 | 0.96 |  |  |  | 0 | 25.4745 | 0 | 0 | 0 | 0 | 0 | 0 | 0 | 0 | 0 | 0 | 2006 Qtr 1: 0; 2006 Qtr 2: 0; 2006 Qtr 3: 0; 2006 Qtr 4: 25.4745; 2007 Qtr 1: 0; 2007 Qtr 2: 0; 2007 Qtr 3: 0; 2007 Qtr 4: 0; 2008 Qtr 1: 0; 2008 Qtr 2: 0; 2008 Qtr 3: 0; 2008 Qtr 4: 0 | 25.4745
0 | 234148-Premium T8 with T12 40 Watt Baseline |  | 7 | Commercial | 01-ALC-AllCommercial-IntLight | 0 |  |  |  |  | 13.9591 | 13.1897 | 0 | 0 | 0 | 0.7694 | 74.8184 |  | kWh | 0.022603 | -0.12253 | Commercial |  | Annual | [5 empty] | 11 | 0.96 |  |  |  | 0 | 25.4745 | 0 | 0 | 0 | 0 | 0 | 0 | 0 | 0 | 0 | 0 | 2006 Qtr 1: 0; 2006 Qtr 2: 0; 2006 Qtr 3: 0; 2006 Qtr 4: 25.4745; 2007 Qtr 1: 0; 2007 Qtr 2: 0; 2007 Qtr 3: 0; 2007 Qtr 4: 0; 2008 Qtr 1: 0; 2008 Qtr 2: 0; 2008 Qtr 3: 0; 2008 Qtr 4: 0 | 25.4745
0 | 234148-Premium T8 with T12 40 Watt Baseline |  | 7 | Commercial | 01-ALC-AllCommercial-IntLight | 0 |  |  |  |  | 13.9591 | 13.1897 | 0 | 0 | 0 | 0.7694 | 74.8184 |  | kWh | 0.022603 | -0.12253 | Commercial |  | Annual | [5 empty] | 11 | 0.96 |  |  |  | 0 | 10.9176 | 0 | 0 | 0 | 0 | 0 | 0 | 0 | 0 | 0 | 0 | 2006 Qtr 1: 0; 2006 Qtr 2: 0; 2006 Qtr 3: 0; 2006 Qtr 4: 10.9176; 2007 Qtr 1: 0; 2007 Qtr 2: 0; 2007 Qtr 3: 0; 2007 Qtr 4: 0; 2008 Qtr 1: 0; 2008 Qtr 2: 0; 2008 Qtr 3: 0; 2008 Qtr 4: 0 | 10.9176
0 | 234148-Premium T8 with T12 40 Watt Baseline |  | 10 | Commercial | 01-ALC-AllCommercial-IntLight | 0 |  |  |  |  | 13.9591 | 13.1897 | 0 | 0 | 0 | 0.7694 | 74.8184 |  | kWh | 0.022603 | -0.12253 | Commercial |  | Annual | [5 empty] | 11 | 0.96 |  |  |  | 0 | 192.8781 | 0 | 0 | 0 | 0 | 0 | 0 | 0 | 0 | 0 | 0 | 2006 Qtr 1: 0; 2006 Qtr 2: 0; 2006 Qtr 3: 0; 2006 Qtr 4: 192.8781; 2007 Qtr 1: 0; 2007 Qtr 2: 0; 2007 Qtr 3: 0; 2007 Qtr 4: 0; 2008 Qtr 1: 0; 2008 Qtr 2: 0; 2008 Qtr 3: 0; 2008 Qtr 4: 0 | 192.8781
0 | 234148-Premium T8 with T12 40 Watt Baseline |  | 10 | Commercial | 14-MLI-Manufacturing–LightIndustry-LIGHT | 0 |  |  |  |  | 13.9591 | 13.1897 | 0 | 0 | 0 | 0.7694 | 65.7677 |  | kWh | 0.020053 | -0.099718 | Commercial |  | Annual | [5 empty] | 11 | 0.96 |  |  |  | 0 | 43.6705 | 0 | 0 | 0 | 0 | 0 | 0 | 0 | 0 | 0 | 0 | 2006 Qtr 1: 0; 2006 Qtr 2: 0; 2006 Qtr 3: 0; 2006 Qtr 4: 43.6705; 2007 Qtr 1: 0; 2007 Qtr 2: 0; 2007 Qtr 3: 0; 2007 Qtr 4: 0; 2008 Qtr 1: 0; 2008 Qtr 2: 0; 2008 Qtr 3: 0; 2008 Qtr 4: 0 | 43.6705
0 | 234053-Lighting-Remove 4 Ft Lamp (De-Lamp) | COFL00AVDEL01 | 10 | Commercial | 14-MLI-Manufacturing–LightIndustry-LIGHT | 0 |  |  |  |  | 28.2538 | 16.4871 | 0 | 0 | 0 | 11.7667 | 101.5057 |  | kWh | 0.03095 | -0.1539 | Commercial |  | Annual | [5 empty] | 11 | 0.96 |  |  |  | 0 | 30.9333 | 0 | 0 | 0 | 0 | 0 | 0 | 0 | 0 | 0 | 0 | 2006 Qtr 1: 0; 2006 Qtr 2: 0; 2006 Qtr 3: 0; 2006 Qtr 4: 30.9333; 2007 Qtr 1: 0; 2007 Qtr 2: 0; 2007 Qtr 3: 0; 2007 Qtr 4: 0; 2008 Qtr 1: 0; 2008 Qtr 2: 0; 2008 Qtr 3: 0; 2008 Qtr 4: 0 | 30.9333
0 | 234049-Lighting-LED Exit Sign New Sign | CALC00AVETS01 | 10 | Commercial | 02-ASM-Assembly-Exit | 0 |  |  |  |  | 65.3696 | 45 | 0 | 0 | 0 | 20.3696 | 351.311 |  | kWh | 0 | 0 | Commercial |  | Annual | [5 empty] | 16 | 0.96 |  |  |  | 0 | 3 | 0 | 0 | 0 | 0 | 0 | 0 | 0 | 0 | 0 | 0 | 2006 Qtr 1: 0; 2006 Qtr 2: 0; 2006 Qtr 3: 0; 2006 Qtr 4: 3; 2007 Qtr 1: 0; 2007 Qtr 2: 0; 2007 Qtr 3: 0; 2007 Qtr 4: 0; 2008 Qtr 1: 0; 2008 Qtr 2: 0; 2008 Qtr 3: 0; 2008 Qtr 4: 0 | 3
0 | 234148-Premium T8 with T12 40 Watt Baseline |  | 7 | Commercial | 01-ALC-AllCommercial-IntLight | 0 |  |  |  |  | 13.9591 | 13.1897 | 0 | 0 | 0 | 0.7694 | 74.8184 |  | kWh | 0.022603 | -0.12253 | Commercial |  | Annual | [5 empty] | 11 | 0.96 |  |  |  | 0 | 47.3097 | 0 | 0 | 0 | 0 | 0 | 0 | 0 | 0 | 0 | 0 | 2006 Qtr 1: 0; 2006 Qtr 2: 0; 2006 Qtr 3: 0; 2006 Qtr 4: 47.3097; 2007 Qtr 1: 0; 2007 Qtr 2: 0; 2007 Qtr 3: 0; 2007 Qtr 4: 0; 2008 Qtr 1: 0; 2008 Qtr 2: 0; 2008 Qtr 3: 0; 2008 Qtr 4: 0 | 47.3097
0 | 234148-Premium T8 with T12 40 Watt Baseline |  | 10 | Commercial | 14-MLI-Manufacturing–LightIndustry-LIGHT | 0 |  |  |  |  | 13.9591 | 13.1897 | 0 | 0 | 0 | 0.7694 | 65.7677 |  | kWh | 0.020053 | -0.099718 | Commercial |  | Annual | [5 empty] | 11 | 0.96 |  |  |  | 0 | 152.8468 | 0 | 0 | 0 | 0 | 0 | 0 | 0 | 0 | 0 | 0 | 2006 Qtr 1: 0; 2006 Qtr 2: 0; 2006 Qtr 3: 0; 2006 Qtr 4: 152.8468; 2007 Qtr 1: 0; 2007 Qtr 2: 0; 2007 Qtr 3: 0; 2007 Qtr 4: 0; 2008 Qtr 1: 0; 2008 Qtr 2: 0; 2008 Qtr 3: 0; 2008 Qtr 4: 0 | 152.8468
0 | 234148-Premium T8 with T12 40 Watt Baseline |  | 10 | Commercial | 01-ALC-AllCommercial-IntLight | 0 |  |  |  |  | 13.9591 | 13.1897 | 0 | 0 | 0 | 0.7694 | 64.9358 |  | kWh | 0.020124 | -0.10634 | Commercial |  | Annual | [5 empty] | 11 | 0.96 |  |  |  | 0 | 17.2862 | 0 | 0 | 0 | 0 | 0 | 0 | 0 | 0 | 0 | 0 | 2006 Qtr 1: 0; 2006 Qtr 2: 0; 2006 Qtr 3: 0; 2006 Qtr 4: 17.2862; 2007 Qtr 1: 0; 2007 Qtr 2: 0; 2007 Qtr 3: 0; 2007 Qtr 4: 0; 2008 Qtr 1: 0; 2008 Qtr 2: 0; 2008 Qtr 3: 0; 2008 Qtr 4: 0 | 17.2862
0 | 234053-Lighting-Remove 4 Ft Lamp (De-Lamp) | COFL00AVDEL01 | 10 | Commercial | 01-ALC-AllCommercial-IntLight | 0 |  |  |  |  | 28.2538 | 16.4871 | 0 | 0 | 0 | 11.7667 | 100.2216 |  | kWh | 0.031059 | -0.16413 | Commercial |  | Annual | [5 empty] | 11 | 0.96 |  |  |  | 0 | 20.0156 | 0 | 0 | 0 | 0 | 0 | 0 | 0 | 0 | 0 | 0 | 2006 Qtr 1: 0; 2006 Qtr 2: 0; 2006 Qtr 3: 0; 2006 Qtr 4: 20.0156; 2007 Qtr 1: 0; 2007 Qtr 2: 0; 2007 Qtr 3: 0; 2007 Qtr 4: 0; 2008 Qtr 1: 0; 2008 Qtr 2: 0; 2008 Qtr 3: 0; 2008 Qtr 4: 0 | 20.0156
0 | 234148-Premium T8 with T12 40 Watt Baseline |  | 10 | Commercial | 14-MLI-Manufacturing–LightIndustry-LIGHT | 0 |  |  |  |  | 13.9591 | 13.1897 | 0 | 0 | 0 | 0.7694 | 65.7677 |  | kWh | 0.020053 | -0.099718 | Commercial |  | Annual | [5 empty] | 11 | 0.96 |  |  |  | 0 | 6.3686 | 0 | 0 | 0 | 0 | 0 | 0 | 0 | 0 | 0 | 0 | 2006 Qtr 1: 0; 2006 Qtr 2: 0; 2006 Qtr 3: 0; 2006 Qtr 4: 6.3686; 2007 Qtr 1: 0; 2007 Qtr 2: 0; 2007 Qtr 3: 0; 2007 Qtr 4: 0; 2008 Qtr 1: 0; 2008 Qtr 2: 0; 2008 Qtr 3: 0; 2008 Qtr 4: 0 | 6.3686
0 | 234053-Lighting-Remove 4 Ft Lamp (De-Lamp) | COFL00AVDEL01 | 10 | Commercial | 14-MLI-Manufacturing–LightIndustry-LIGHT | 0 |  |  |  |  | 28.2538 | 16.4871 | 0 | 0 | 0 | 11.7667 | 101.5057 |  | kWh | 0.03095 | -0.1539 | Commercial |  | Annual | [5 empty] | 11 | 0.96 |  |  |  | 0 | 7.2784 | 0 | 0 | 0 | 0 | 0 | 0 | 0 | 0 | 0 | 0 | 2006 Qtr 1: 0; 2006 Qtr 2: 0; 2006 Qtr 3: 0; 2006 Qtr 4: 7.2784; 2007 Qtr 1: 0; 2007 Qtr 2: 0; 2007 Qtr 3: 0; 2007 Qtr 4: 0; 2008 Qtr 1: 0; 2008 Qtr 2: 0; 2008 Qtr 3: 0; 2008 Qtr 4: 0 | 7.2784
0 | 234148-Premium T8 with T12 40 Watt Baseline |  | 10 | Commercial | 14-MLI-Manufacturing–LightIndustry-LIGHT | 0 |  |  |  |  | 13.9591 | 13.1897 | 0 | 0 | 0 | 0.7694 | 65.7677 |  | kWh | 0.020053 | -0.099718 | Commercial |  | Annual | [5 empty] | 11 | 0.96 |  |  |  | 0 | 15.4666 | 0 | 0 | 0 | 0 | 0 | 0 | 0 | 0 | 0 | 0 | 2006 Qtr 1: 0; 2006 Qtr 2: 0; 2006 Qtr 3: 0; 2006 Qtr 4: 15.4666; 2007 Qtr 1: 0; 2007 Qtr 2: 0; 2007 Qtr 3: 0; 2007 Qtr 4: 0; 2008 Qtr 1: 0; 2008 Qtr 2: 0; 2008 Qtr 3: 0; 2008 Qtr 4: 0 | 15.4666
0 | 234053-Lighting-Remove 4 Ft Lamp (De-Lamp) | COFL00AVDEL01 | 10 | Commercial | 14-MLI-Manufacturing–LightIndustry-LIGHT | 0 |  |  |  |  | 28.2538 | 16.4871 | 0 | 0 | 0 | 11.7667 | 101.5057 |  | kWh | 0.03095 | -0.1539 | Commercial |  | Annual | [5 empty] | 11 | 0.96 |  |  |  | 0 | 16.3764 | 0 | 0 | 0 | 0 | 0 | 0 | 0 | 0 | 0 | 0 | 2006 Qtr 1: 0; 2006 Qtr 2: 0; 2006 Qtr 3: 0; 2006 Qtr 4: 16.3764; 2007 Qtr 1: 0; 2007 Qtr 2: 0; 2007 Qtr 3: 0; 2007 Qtr 4: 0; 2008 Qtr 1: 0; 2008 Qtr 2: 0; 2008 Qtr 3: 0; 2008 Qtr 4: 0 | 16.3764
0 | 234148-Premium T8 with T12 40 Watt Baseline |  | 7 | Commercial | 01-ALC-AllCommercial-IntLight | 0 |  |  |  |  | 13.9591 | 13.1897 | 0 | 0 | 0 | 0.7694 | 64.9358 |  | kWh | 0.020124 | -0.10634 | Commercial |  | Annual | [5 empty] | 11 | 0.96 |  |  |  | 0 | 294.7759 | 0 | 0 | 0 | 0 | 0 | 0 | 0 | 0 | 0 | 0 | 2006 Qtr 1: 0; 2006 Qtr 2: 0; 2006 Qtr 3: 0; 2006 Qtr 4: 294.7759; 2007 Qtr 1: 0; 2007 Qtr 2: 0; 2007 Qtr 3: 0; 2007 Qtr 4: 0; 2008 Qtr 1: 0; 2008 Qtr 2: 0; 2008 Qtr 3: 0; 2008 Qtr 4: 0 | 294.7759
0 | 234053-Lighting-Remove 4 Ft Lamp (De-Lamp) | COFL00AVDEL01 | 7 | Commercial | 01-ALC-AllCommercial-IntLight | 0 |  |  |  |  | 28.2538 | 16.4871 | 0 | 0 | 0 | 11.7667 | 100.2216 |  | kWh | 0.031059 | -0.16413 | Commercial |  | Annual | [5 empty] | 11 | 0.96 |  |  |  | 0 | 278.3995 | 0 | 0 | 0 | 0 | 0 | 0 | 0 | 0 | 0 | 0 | 2006 Qtr 1: 0; 2006 Qtr 2: 0; 2006 Qtr 3: 0; 2006 Qtr 4: 278.3995; 2007 Qtr 1: 0; 2007 Qtr 2: 0; 2007 Qtr 3: 0; 2007 Qtr 4: 0; 2008 Qtr 1: 0; 2008 Qtr 2: 0; 2008 Qtr 3: 0; 2008 Qtr 4: 0 | 278.3995
0 | 234148-Premium T8 with T12 40 Watt Baseline |  | 7 | Commercial | 14-MLI-Manufacturing–LightIndustry-LIGHT | 0 |  |  |  |  | 13.9591 | 13.1897 | 0 | 0 | 0 | 0.7694 | 64.9241 |  | kWh | 0.020063 | -0.083941 | Commercial |  | Annual | [5 empty] | 11 | 0.96 |  |  |  | 0 | 3.6392 | 0 | 0 | 0 | 0 | 0 | 0 | 0 | 0 | 0 | 0 | 2006 Qtr 1: 0; 2006 Qtr 2: 0; 2006 Qtr 3: 0; 2006 Qtr 4: 3.6392; 2007 Qtr 1: 0; 2007 Qtr 2: 0; 2007 Qtr 3: 0; 2007 Qtr 4: 0; 2008 Qtr 1: 0; 2008 Qtr 2: 0; 2008 Qtr 3: 0; 2008 Qtr 4: 0 | 3.6392
0 | 234053-Lighting-Remove 4 Ft Lamp (De-Lamp) | COFL00AVDEL01 | 7 | Commercial | 14-MLI-Manufacturing–LightIndustry-LIGHT | 0 |  |  |  |  | 28.2538 | 16.4871 | 0 | 0 | 0 | 11.7667 | 100.2037 |  | kWh | 0.030965 | -0.12955 | Commercial |  | Annual | [5 empty] | 11 | 0.96 |  |  |  | 0 | 12.7372 | 0 | 0 | 0 | 0 | 0 | 0 | 0 | 0 | 0 | 0 | 2006 Qtr 1: 0; 2006 Qtr 2: 0; 2006 Qtr 3: 0; 2006 Qtr 4: 12.7372; 2007 Qtr 1: 0; 2007 Qtr 2: 0; 2007 Qtr 3: 0; 2007 Qtr 4: 0; 2008 Qtr 1: 0; 2008 Qtr 2: 0; 2008 Qtr 3: 0; 2008 Qtr 4: 0 | 12.7372
0 | 234148-Premium T8 with T12 40 Watt Baseline |  | 7 | Commercial | 01-ALC-AllCommercial-IntLight | 0 |  |  |  |  | 13.9591 | 13.1897 | 0 | 0 | 0 | 0.7694 | 87.3573 |  | kWh | 0.01583 | -0.14306 | Commercial |  | Annual | [5 empty] | 11 | 0.96 |  |  |  | 0 | 31.8431 | 0 | 0 | 0 | 0 | 0 | 0 | 0 | 0 | 0 | 0 | 2006 Qtr 1: 0; 2006 Qtr 2: 0; 2006 Qtr 3: 0; 2006 Qtr 4: 31.8431; 2007 Qtr 1: 0; 2007 Qtr 2: 0; 2007 Qtr 3: 0; 2007 Qtr 4: 0; 2008 Qtr 1: 0; 2008 Qtr 2: 0; 2008 Qtr 3: 0; 2008 Qtr 4: 0 | 31.8431
0 | 234053-Lighting-Remove 4 Ft Lamp (De-Lamp) | COFL00AVDEL01 | 7 | Commercial | 01-ALC-AllCommercial-IntLight | 0 |  |  |  |  | 28.2538 | 16.4871 | 0 | 0 | 0 | 11.7667 | 134.827 |  | kWh | 0.024432 | -0.2208 | Commercial |  | Annual | [5 empty] | 11 | 0.96 |  |  |  | 0 | 34.5725 | 0 | 0 | 0 | 0 | 0 | 0 | 0 | 0 | 0 | 0 | 2006 Qtr 1: 0; 2006 Qtr 2: 0; 2006 Qtr 3: 0; 2006 Qtr 4: 34.5725; 2007 Qtr 1: 0; 2007 Qtr 2: 0; 2007 Qtr 3: 0; 2007 Qtr 4: 0; 2008 Qtr 1: 0; 2008 Qtr 2: 0; 2008 Qtr 3: 0; 2008 Qtr 4: 0 | 34.5725
0 | 234148-Premium T8 with T12 40 Watt Baseline |  | 7 | Commercial | 01-ALC-AllCommercial-IntLight | 0 |  |  |  |  | 13.9591 | 13.1897 | 0 | 0 | 0 | 0.7694 | 64.9358 |  | kWh | 0.020124 | -0.10634 | Commercial |  | Annual | [5 empty] | 11 | 0.96 |  |  |  | 0 | 23.6549 | 0 | 0 | 0 | 0 | 0 | 0 | 0 | 0 | 0 | 0 | 2006 Qtr 1: 0; 2006 Qtr 2: 0; 2006 Qtr 3: 0; 2006 Qtr 4: 23.6549; 2007 Qtr 1: 0; 2007 Qtr 2: 0; 2007 Qtr 3: 0; 2007 Qtr 4: 0; 2008 Qtr 1: 0; 2008 Qtr 2: 0; 2008 Qtr 3: 0; 2008 Qtr 4: 0 | 23.6549
0 | 234053-Lighting-Remove 4 Ft Lamp (De-Lamp) | COFL00AVDEL01 | 7 | Commercial | 01-ALC-AllCommercial-IntLight | 0 |  |  |  |  | 28.2538 | 16.4871 | 0 | 0 | 0 | 11.7667 | 100.2216 |  | kWh | 0.031059 | -0.16413 | Commercial |  | Annual | [5 empty] | 11 | 0.96 |  |  |  | 0 | 25.4745 | 0 | 0 | 0 | 0 | 0 | 0 | 0 | 0 | 0 | 0 | 2006 Qtr 1: 0; 2006 Qtr 2: 0; 2006 Qtr 3: 0; 2006 Qtr 4: 25.4745; 2007 Qtr 1: 0; 2007 Qtr 2: 0; 2007 Qtr 3: 0; 2007 Qtr 4: 0; 2008 Qtr 1: 0; 2008 Qtr 2: 0; 2008 Qtr 3: 0; 2008 Qtr 4: 0 | 25.4745
0 | 234148-Premium T8 with T12 40 Watt Baseline |  | 7 | Commercial | 14-MLI-Manufacturing–LightIndustry-LIGHT | 0 |  |  |  |  | 13.9591 | 13.1897 | 0 | 0 | 0 | 0.7694 | 64.9241 |  | kWh | 0.020063 | -0.083941 | Commercial |  | Annual | [5 empty] | 11 | 0.96 |  |  |  | 0 | 40.9411 | 0 | 0 | 0 | 0 | 0 | 0 | 0 | 0 | 0 | 0 | 2006 Qtr 1: 0; 2006 Qtr 2: 0; 2006 Qtr 3: 0; 2006 Qtr 4: 40.9411; 2007 Qtr 1: 0; 2007 Qtr 2: 0; 2007 Qtr 3: 0; 2007 Qtr 4: 0; 2008 Qtr 1: 0; 2008 Qtr 2: 0; 2008 Qtr 3: 0; 2008 Qtr 4: 0 | 40.9411
0 | 234053-Lighting-Remove 4 Ft Lamp (De-Lamp) | COFL00AVDEL01 | 7 | Commercial | 14-MLI-Manufacturing–LightIndustry-LIGHT | 0 |  |  |  |  | 28.2538 | 16.4871 | 0 | 0 | 0 | 11.7667 | 100.2037 |  | kWh | 0.030965 | -0.12955 | Commercial |  | Annual | [5 empty] | 11 | 0.96 |  |  |  | 0 | 43.6705 | 0 | 0 | 0 | 0 | 0 | 0 | 0 | 0 | 0 | 0 | 2006 Qtr 1: 0; 2006 Qtr 2: 0; 2006 Qtr 3: 0; 2006 Qtr 4: 43.6705; 2007 Qtr 1: 0; 2007 Qtr 2: 0; 2007 Qtr 3: 0; 2007 Qtr 4: 0; 2008 Qtr 1: 0; 2008 Qtr 2: 0; 2008 Qtr 3: 0; 2008 Qtr 4: 0 | 43.6705
0 | 234148-Premium T8 with T12 40 Watt Baseline |  | 7 | Commercial | 01-ALC-AllCommercial-IntLight | 0 |  |  |  |  | 13.9591 | 13.1897 | 0 | 0 | 0 | 0.7694 | 36.1365 |  | kWh | 0.0083603 | -0.05918 | Commercial |  | Annual | [5 empty] | 11 | 0.96 |  |  |  | 0 | 39.1215 | 0 | 0 | 0 | 0 | 0 | 0 | 0 | 0 | 0 | 0 | 2006 Qtr 1: 0; 2006 Qtr 2: 0; 2006 Qtr 3: 0; 2006 Qtr 4: 39.1215; 2007 Qtr 1: 0; 2007 Qtr 2: 0; 2007 Qtr 3: 0; 2007 Qtr 4: 0; 2008 Qtr 1: 0; 2008 Qtr 2: 0; 2008 Qtr 3: 0; 2008 Qtr 4: 0 | 39.1215
0 | 234053-Lighting-Remove 4 Ft Lamp (De-Lamp) | COFL00AVDEL01 | 7 | Commercial | 01-ALC-AllCommercial-IntLight | 0 |  |  |  |  | 28.2538 | 16.4871 | 0 | 0 | 0 | 11.7667 | 55.7729 |  | kWh | 0.012903 | -0.091338 | Commercial |  | Annual | [5 empty] | 11 | 0.96 |  |  |  | 0 | 41.8509 | 0 | 0 | 0 | 0 | 0 | 0 | 0 | 0 | 0 | 0 | 2006 Qtr 1: 0; 2006 Qtr 2: 0; 2006 Qtr 3: 0; 2006 Qtr 4: 41.8509; 2007 Qtr 1: 0; 2007 Qtr 2: 0; 2007 Qtr 3: 0; 2007 Qtr 4: 0; 2008 Qtr 1: 0; 2008 Qtr 2: 0; 2008 Qtr 3: 0; 2008 Qtr 4: 0 | 41.8509
0 | 234049-Lighting-LED Exit Sign New Sign | CALC00AVETS01 | 7 | Commercial | 02-ASM-Assembly-Exit | 0 |  |  |  |  | 65.3696 | 45 | 0 | 0 | 0 | 20.3696 | 351.311 |  | kWh | 0 | 0 | Commercial |  | Annual | [5 empty] | 16 | 0.96 |  |  |  | 0 | 2 | 0 | 0 | 0 | 0 | 0 | 0 | 0 | 0 | 0 | 0 | 2006 Qtr 1: 0; 2006 Qtr 2: 0; 2006 Qtr 3: 0; 2006 Qtr 4: 2; 2007 Qtr 1: 0; 2007 Qtr 2: 0; 2007 Qtr 3: 0; 2007 Qtr 4: 0; 2008 Qtr 1: 0; 2008 Qtr 2: 0; 2008 Qtr 3: 0; 2008 Qtr 4: 0 | 2
0 | 234148-Premium T8 with T12 40 Watt Baseline |  | 7 | Commercial | 01-ALC-AllCommercial-IntLight | 0 |  |  |  |  | 13.9591 | 13.1897 | 0 | 0 | 0 | 0.7694 | 64.9358 |  | kWh | 0.020124 | -0.10634 | Commercial |  | Annual | [5 empty] | 11 | 0.96 |  |  |  | 0 | 20.0156 | 0 | 0 | 0 | 0 | 0 | 0 | 0 | 0 | 0 | 0 | 2006 Qtr 1: 0; 2006 Qtr 2: 0; 2006 Qtr 3: 0; 2006 Qtr 4: 20.0156; 2007 Qtr 1: 0; 2007 Qtr 2: 0; 2007 Qtr 3: 0; 2007 Qtr 4: 0; 2008 Qtr 1: 0; 2008 Qtr 2: 0; 2008 Qtr 3: 0; 2008 Qtr 4: 0 | 20.0156
0 | 234053-Lighting-Remove 4 Ft Lamp (De-Lamp) | COFL00AVDEL01 | 7 | Commercial | 01-ALC-AllCommercial-IntLight | 0 |  |  |  |  | 28.2538 | 16.4871 | 0 | 0 | 0 | 11.7667 | 100.2216 |  | kWh | 0.031059 | -0.16413 | Commercial |  | Annual | [5 empty] | 11 | 0.96 |  |  |  | 0 | 20.0156 | 0 | 0 | 0 | 0 | 0 | 0 | 0 | 0 | 0 | 0 | 2006 Qtr 1: 0; 2006 Qtr 2: 0; 2006 Qtr 3: 0; 2006 Qtr 4: 20.0156; 2007 Qtr 1: 0; 2007 Qtr 2: 0; 2007 Qtr 3: 0; 2007 Qtr 4: 0; 2008 Qtr 1: 0; 2008 Qtr 2: 0; 2008 Qtr 3: 0; 2008 Qtr 4: 0 | 20.0156
0 | 234148-Premium T8 with T12 40 Watt Baseline |  | 7 | Commercial | 01-ALC-AllCommercial-IntLight | 0 |  |  |  |  | 13.9591 | 13.1897 | 0 | 0 | 0 | 0.7694 | 64.9358 |  | kWh | 0.020124 | -0.10634 | Commercial |  | Annual | [5 empty] | 11 | 0.96 |  |  |  | 0 | 22.7451 | 0 | 0 | 0 | 0 | 0 | 0 | 0 | 0 | 0 | 0 | 2006 Qtr 1: 0; 2006 Qtr 2: 0; 2006 Qtr 3: 0; 2006 Qtr 4: 22.7451; 2007 Qtr 1: 0; 2007 Qtr 2: 0; 2007 Qtr 3: 0; 2007 Qtr 4: 0; 2008 Qtr 1: 0; 2008 Qtr 2: 0; 2008 Qtr 3: 0; 2008 Qtr 4: 0 | 22.7451
0 | 234053-Lighting-Remove 4 Ft Lamp (De-Lamp) | COFL00AVDEL01 | 7 | Commercial | 01-ALC-AllCommercial-IntLight | 0 |  |  |  |  | 28.2538 | 16.4871 | 0 | 0 | 0 | 11.7667 | 100.2216 |  | kWh | 0.031059 | -0.16413 | Commercial |  | Annual | [5 empty] | 11 | 0.96 |  |  |  | 0 | 22.7451 | 0 | 0 | 0 | 0 | 0 | 0 | 0 | 0 | 0 | 0 | 2006 Qtr 1: 0; 2006 Qtr 2: 0; 2006 Qtr 3: 0; 2006 Qtr 4: 22.7451; 2007 Qtr 1: 0; 2007 Qtr 2: 0; 2007 Qtr 3: 0; 2007 Qtr 4: 0; 2008 Qtr 1: 0; 2008 Qtr 2: 0; 2008 Qtr 3: 0; 2008 Qtr 4: 0 | 22.7451
0 | 234148-Premium T8 with T12 40 Watt Baseline |  | 7 | Commercial | 14-MLI-Manufacturing–LightIndustry-LIGHT | 0 |  |  |  |  | 13.9591 | 13.1897 | 0 | 0 | 0 | 0.7694 | 64.9241 |  | kWh | 0.020063 | -0.083941 | Commercial |  | Annual | [5 empty] | 11 | 0.96 |  |  |  | 0 | 17.2862 | 0 | 0 | 0 | 0 | 0 | 0 | 0 | 0 | 0 | 0 | 2006 Qtr 1: 0; 2006 Qtr 2: 0; 2006 Qtr 3: 0; 2006 Qtr 4: 17.2862; 2007 Qtr 1: 0; 2007 Qtr 2: 0; 2007 Qtr 3: 0; 2007 Qtr 4: 0; 2008 Qtr 1: 0; 2008 Qtr 2: 0; 2008 Qtr 3: 0; 2008 Qtr 4: 0 | 17.2862
0 | 234053-Lighting-Remove 4 Ft Lamp (De-Lamp) | COFL00AVDEL01 | 7 | Commercial | 14-MLI-Manufacturing–LightIndustry-LIGHT | 0 |  |  |  |  | 28.2538 | 16.4871 | 0 | 0 | 0 | 11.7667 | 100.2037 |  | kWh | 0.030965 | -0.12955 | Commercial |  | Annual | [5 empty] | 11 | 0.96 |  |  |  | 0 | 14.5568 | 0 | 0 | 0 | 0 | 0 | 0 | 0 | 0 | 0 | 0 | 2006 Qtr 1: 0; 2006 Qtr 2: 0; 2006 Qtr 3: 0; 2006 Qtr 4: 14.5568; 2007 Qtr 1: 0; 2007 Qtr 2: 0; 2007 Qtr 3: 0; 2007 Qtr 4: 0; 2008 Qtr 1: 0; 2008 Qtr 2: 0; 2008 Qtr 3: 0; 2008 Qtr 4: 0 | 14.5568
0 | 234148-Premium T8 with T12 40 Watt Baseline |  | 7 | Commercial | 01-ALC-AllCommercial-IntLight | 0 |  |  |  |  | 13.9591 | 13.1897 | 0 | 0 | 0 | 0.7694 | 64.9358 |  | kWh | 0.020124 | -0.10634 | Commercial |  | Annual | [5 empty] | 11 | 0.96 |  |  |  | 0 | 10.9176 | 0 | 0 | 0 | 0 | 0 | 0 | 0 | 0 | 0 | 0 | 2006 Qtr 1: 0; 2006 Qtr 2: 0; 2006 Qtr 3: 0; 2006 Qtr 4: 10.9176; 2007 Qtr 1: 0; 2007 Qtr 2: 0; 2007 Qtr 3: 0; 2007 Qtr 4: 0; 2008 Qtr 1: 0; 2008 Qtr 2: 0; 2008 Qtr 3: 0; 2008 Qtr 4: 0 | 10.9176
0 | 234053-Lighting-Remove 4 Ft Lamp (De-Lamp) | COFL00AVDEL01 | 7 | Commercial | 01-ALC-AllCommercial-IntLight | 0 |  |  |  |  | 28.2538 | 16.4871 | 0 | 0 | 0 | 11.7667 | 100.2216 |  | kWh | 0.031059 | -0.16413 | Commercial |  | Annual | [5 empty] | 11 | 0.96 |  |  |  | 0 | 12.7372 | 0 | 0 | 0 | 0 | 0 | 0 | 0 | 0 | 0 | 0 | 2006 Qtr 1: 0; 2006 Qtr 2: 0; 2006 Qtr 3: 0; 2006 Qtr 4: 12.7372; 2007 Qtr 1: 0; 2007 Qtr 2: 0; 2007 Qtr 3: 0; 2007 Qtr 4: 0; 2008 Qtr 1: 0; 2008 Qtr 2: 0; 2008 Qtr 3: 0; 2008 Qtr 4: 0 | 12.7372
0 | 234148-Premium T8 with T12 40 Watt Baseline |  | 7 | Commercial | 01-ALC-AllCommercial-IntLight | 0 |  |  |  |  | 13.9591 | 13.1897 | 0 | 0 | 0 | 0.7694 | 140.9367 |  | kWh | 0.027805 | -0.23081 | Commercial |  | Annual | [5 empty] | 11 | 0.96 |  |  |  | 0 | 36.3921 | 0 | 0 | 0 | 0 | 0 | 0 | 0 | 0 | 0 | 0 | 2006 Qtr 1: 0; 2006 Qtr 2: 0; 2006 Qtr 3: 0; 2006 Qtr 4: 36.3921; 2007 Qtr 1: 0; 2007 Qtr 2: 0; 2007 Qtr 3: 0; 2007 Qtr 4: 0; 2008 Qtr 1: 0; 2008 Qtr 2: 0; 2008 Qtr 3: 0; 2008 Qtr 4: 0 | 36.3921
0 | 234148-Premium T8 with T12 40 Watt Baseline |  | 10 | Commercial | 01-ALC-AllCommercial-IntLight | 0 |  |  |  |  | 13.9591 | 13.1897 | 0 | 0 | 0 | 0.7694 | 64.9358 |  | kWh | 0.020124 | -0.10634 | Commercial |  | Annual | [5 empty] | 11 | 0.96 |  |  |  | 0 | 27.2941 | 0 | 0 | 0 | 0 | 0 | 0 | 0 | 0 | 0 | 0 | 2006 Qtr 1: 0; 2006 Qtr 2: 0; 2006 Qtr 3: 0; 2006 Qtr 4: 27.2941; 2007 Qtr 1: 0; 2007 Qtr 2: 0; 2007 Qtr 3: 0; 2007 Qtr 4: 0; 2008 Qtr 1: 0; 2008 Qtr 2: 0; 2008 Qtr 3: 0; 2008 Qtr 4: 0 | 27.2941
0 | 234053-Lighting-Remove 4 Ft Lamp (De-Lamp) | COFL00AVDEL01 | 10 | Commercial | 01-ALC-AllCommercial-IntLight | 0 |  |  |  |  | 28.2538 | 16.4871 | 0 | 0 | 0 | 11.7667 | 100.2216 |  | kWh | 0.031059 | -0.16413 | Commercial |  | Annual | [5 empty] | 11 | 0.96 |  |  |  | 0 | 12.7372 | 0 | 0 | 0 | 0 | 0 | 0 | 0 | 0 | 0 | 0 | 2006 Qtr 1: 0; 2006 Qtr 2: 0; 2006 Qtr 3: 0; 2006 Qtr 4: 12.7372; 2007 Qtr 1: 0; 2007 Qtr 2: 0; 2007 Qtr 3: 0; 2007 Qtr 4: 0; 2008 Qtr 1: 0; 2008 Qtr 2: 0; 2008 Qtr 3: 0; 2008 Qtr 4: 0 | 12.7372
0 | 234148-Premium T8 with T12 40 Watt Baseline |  | 7 | Commercial | 23-RTL-Retail–SingleStorylarge-LIT_INT | 0 |  |  |  |  | 13.9591 | 13.1897 | 0 | 0 | 0 | 0.7694 | 76.7101 |  | kWh | 0.022922 | -0.10435 | Commercial |  | Annual | [5 empty] | 11 | 0.96 |  |  |  | 0 | 7.2784 | 0 | 0 | 0 | 0 | 0 | 0 | 0 | 0 | 0 | 0 | 2006 Qtr 1: 0; 2006 Qtr 2: 0; 2006 Qtr 3: 0; 2006 Qtr 4: 7.2784; 2007 Qtr 1: 0; 2007 Qtr 2: 0; 2007 Qtr 3: 0; 2007 Qtr 4: 0; 2008 Qtr 1: 0; 2008 Qtr 2: 0; 2008 Qtr 3: 0; 2008 Qtr 4: 0 | 7.2784
0 | 234053-Lighting-Remove 4 Ft Lamp (De-Lamp) | COFL00AVDEL01 | 7 | Commercial | 23-RTL-Retail–SingleStorylarge-LIT_INT | 0 |  |  |  |  | 28.2538 | 16.4871 | 0 | 0 | 0 | 11.7667 | 118.3941 |  | kWh | 0.035378 | -0.16106 | Commercial |  | Annual | [5 empty] | 11 | 0.96 |  |  |  | 0 | 7.2784 | 0 | 0 | 0 | 0 | 0 | 0 | 0 | 0 | 0 | 0 | 2006 Qtr 1: 0; 2006 Qtr 2: 0; 2006 Qtr 3: 0; 2006 Qtr 4: 7.2784; 2007 Qtr 1: 0; 2007 Qtr 2: 0; 2007 Qtr 3: 0; 2007 Qtr 4: 0; 2008 Qtr 1: 0; 2008 Qtr 2: 0; 2008 Qtr 3: 0; 2008 Qtr 4: 0 | 7.2784
0 | 234148-Premium T8 with T12 40 Watt Baseline |  | 7 | Commercial | 01-ALC-AllCommercial-IntLight | 0 |  |  |  |  | 13.9591 | 13.1897 | 0 | 0 | 0 | 0.7694 | 69.1977 |  | kWh | 0.022275 | -0.11332 | Commercial |  | Annual | [5 empty] | 11 | 0.96 |  |  |  | 0 | 36.3921 | 0 | 0 | 0 | 0 | 0 | 0 | 0 | 0 | 0 | 0 | 2006 Qtr 1: 0; 2006 Qtr 2: 0; 2006 Qtr 3: 0; 2006 Qtr 4: 36.3921; 2007 Qtr 1: 0; 2007 Qtr 2: 0; 2007 Qtr 3: 0; 2007 Qtr 4: 0; 2008 Qtr 1: 0; 2008 Qtr 2: 0; 2008 Qtr 3: 0; 2008 Qtr 4: 0 | 36.3921
0 | 234053-Lighting-Remove 4 Ft Lamp (De-Lamp) | COFL00AVDEL01 | 7 | Commercial | 01-ALC-AllCommercial-IntLight | 0 |  |  |  |  | 28.2538 | 16.4871 | 0 | 0 | 0 | 11.7667 | 106.7995 |  | kWh | 0.03438 | -0.1749 | Commercial |  | Annual | [5 empty] | 11 | 0.96 |  |  |  | 0 | 36.3921 | 0 | 0 | 0 | 0 | 0 | 0 | 0 | 0 | 0 | 0 | 2006 Qtr 1: 0; 2006 Qtr 2: 0; 2006 Qtr 3: 0; 2006 Qtr 4: 36.3921; 2007 Qtr 1: 0; 2007 Qtr 2: 0; 2007 Qtr 3: 0; 2007 Qtr 4: 0; 2008 Qtr 1: 0; 2008 Qtr 2: 0; 2008 Qtr 3: 0; 2008 Qtr 4: 0 | 36.3921
0 | 234148-Premium T8 with T12 40 Watt Baseline |  | 7 | Commercial | 01-ALC-AllCommercial-IntLight | 0 |  |  |  |  | 13.9591 | 13.1897 | 0 | 0 | 0 | 0.7694 | 87.3573 |  | kWh | 0.01583 | -0.14306 | Commercial |  | Annual | [5 empty] | 11 | 0.96 |  |  |  | 0 | 45.4901 | 0 | 0 | 0 | 0 | 0 | 0 | 0 | 0 | 0 | 0 | 2006 Qtr 1: 0; 2006 Qtr 2: 0; 2006 Qtr 3: 45.4901; 2006 Qtr 4: 0; 2007 Qtr 1: 0; 2007 Qtr 2: 0; 2007 Qtr 3: 0; 2007 Qtr 4: 0; 2008 Qtr 1: 0; 2008 Qtr 2: 0; 2008 Qtr 3: 0; 2008 Qtr 4: 0 | 45.4901
0 | 234053-Lighting-Remove 4 Ft Lamp (De-Lamp) | COFL00AVDEL01 | 7 | Commercial | 01-ALC-AllCommercial-IntLight | 0 |  |  |  |  | 28.2538 | 16.4871 | 0 | 0 | 0 | 11.7667 | 134.827 |  | kWh | 0.024432 | -0.2208 | Commercial |  | Annual | [5 empty] | 11 | 0.96 |  |  |  | 0 | 45.4901 | 0 | 0 | 0 | 0 | 0 | 0 | 0 | 0 | 0 | 0 | 2006 Qtr 1: 0; 2006 Qtr 2: 0; 2006 Qtr 3: 45.4901; 2006 Qtr 4: 0; 2007 Qtr 1: 0; 2007 Qtr 2: 0; 2007 Qtr 3: 0; 2007 Qtr 4: 0; 2008 Qtr 1: 0; 2008 Qtr 2: 0; 2008 Qtr 3: 0; 2008 Qtr 4: 0 | 45.4901
0 | 234049-Lighting-LED Exit Sign New Sign | CALC00AVETS01 | 7 | Commercial | 02-ASM-Assembly-Exit | 0 |  |  |  |  | 65.3696 | 45 | 0 | 0 | 0 | 20.3696 | 351.311 |  | kWh | 0 | 0 | Commercial |  | Annual | [5 empty] | 16 | 0.96 |  |  |  | 0 | 1 | 0 | 0 | 0 | 0 | 0 | 0 | 0 | 0 | 0 | 0 | 2006 Qtr 1: 0; 2006 Qtr 2: 0; 2006 Qtr 3: 1; 2006 Qtr 4: 0; 2007 Qtr 1: 0; 2007 Qtr 2: 0; 2007 Qtr 3: 0; 2007 Qtr 4: 0; 2008 Qtr 1: 0; 2008 Qtr 2: 0; 2008 Qtr 3: 0; 2008 Qtr 4: 0 | 1
0 | 234148-Premium T8 with T12 40 Watt Baseline |  | 7 | Commercial | 01-ALC-AllCommercial-IntLight | 0 |  |  |  |  | 13.9591 | 13.1897 | 0 | 0 | 0 | 0.7694 | 87.3573 |  | kWh | 0.01583 | -0.14306 | Commercial |  | Annual | [5 empty] | 11 | 0.96 |  |  |  | 0 | 56.4077 | 0 | 0 | 0 | 0 | 0 | 0 | 0 | 0 | 0 | 0 | 2006 Qtr 1: 0; 2006 Qtr 2: 0; 2006 Qtr 3: 56.4077; 2006 Qtr 4: 0; 2007 Qtr 1: 0; 2007 Qtr 2: 0; 2007 Qtr 3: 0; 2007 Qtr 4: 0; 2008 Qtr 1: 0; 2008 Qtr 2: 0; 2008 Qtr 3: 0; 2008 Qtr 4: 0 | 56.4077
0 | 234053-Lighting-Remove 4 Ft Lamp (De-Lamp) | COFL00AVDEL01 | 7 | Commercial | 01-ALC-AllCommercial-IntLight | 0 |  |  |  |  | 28.2538 | 16.4871 | 0 | 0 | 0 | 11.7667 | 134.827 |  | kWh | 0.024432 | -0.2208 | Commercial |  | Annual | [5 empty] | 11 | 0.96 |  |  |  | 0 | 56.4077 | 0 | 0 | 0 | 0 | 0 | 0 | 0 | 0 | 0 | 0 | 2006 Qtr 1: 0; 2006 Qtr 2: 0; 2006 Qtr 3: 56.4077; 2006 Qtr 4: 0; 2007 Qtr 1: 0; 2007 Qtr 2: 0; 2007 Qtr 3: 0; 2007 Qtr 4: 0; 2008 Qtr 1: 0; 2008 Qtr 2: 0; 2008 Qtr 3: 0; 2008 Qtr 4: 0 | 56.4077
0 | 234148-Premium T8 with T12 40 Watt Baseline |  | 7 | Commercial | 01-ALC-AllCommercial-IntLight | 0 |  |  |  |  | 13.9591 | 13.1897 | 0 | 0 | 0 | 0.7694 | 140.9367 |  | kWh | 0.027805 | -0.23081 | Commercial |  | Annual | [5 empty] | 11 | 0.96 |  |  |  | 0 | 15.4666 | 0 | 0 | 0 | 0 | 0 | 0 | 0 | 0 | 0 | 0 | 2006 Qtr 1: 0; 2006 Qtr 2: 0; 2006 Qtr 3: 0; 2006 Qtr 4: 15.4666; 2007 Qtr 1: 0; 2007 Qtr 2: 0; 2007 Qtr 3: 0; 2007 Qtr 4: 0; 2008 Qtr 1: 0; 2008 Qtr 2: 0; 2008 Qtr 3: 0; 2008 Qtr 4: 0 | 15.4666
0 | 234053-Lighting-Remove 4 Ft Lamp (De-Lamp) | COFL00AVDEL01 | 7 | Commercial | 01-ALC-AllCommercial-IntLight | 0 |  |  |  |  | 28.2538 | 16.4871 | 0 | 0 | 0 | 11.7667 | 217.5212 |  | kWh | 0.042914 | -0.35623 | Commercial |  | Annual | [5 empty] | 11 | 0.96 |  |  |  | 0 | 18.196 | 0 | 0 | 0 | 0 | 0 | 0 | 0 | 0 | 0 | 0 | 2006 Qtr 1: 0; 2006 Qtr 2: 0; 2006 Qtr 3: 0; 2006 Qtr 4: 18.196; 2007 Qtr 1: 0; 2007 Qtr 2: 0; 2007 Qtr 3: 0; 2007 Qtr 4: 0; 2008 Qtr 1: 0; 2008 Qtr 2: 0; 2008 Qtr 3: 0; 2008 Qtr 4: 0 | 18.196
0 | 234053-Lighting-Remove 4 Ft Lamp (De-Lamp) | COFL00AVDEL01 | 7 | Commercial | 01-ALC-AllCommercial-IntLight | 0 |  |  |  |  | 28.2538 | 16.4871 | 0 | 0 | 0 | 11.7667 | 100.2216 |  | kWh | 0.031059 | -0.16413 | Commercial |  | Annual | [5 empty] | 11 | 0.96 |  |  |  | 0 | 12.7372 | 0 | 0 | 0 | 0 | 0 | 0 | 0 | 0 | 0 | 0 | 2006 Qtr 1: 0; 2006 Qtr 2: 0; 2006 Qtr 3: 0; 2006 Qtr 4: 12.7372; 2007 Qtr 1: 0; 2007 Qtr 2: 0; 2007 Qtr 3: 0; 2007 Qtr 4: 0; 2008 Qtr 1: 0; 2008 Qtr 2: 0; 2008 Qtr 3: 0; 2008 Qtr 4: 0 | 12.7372
0 | 234148-Premium T8 with T12 40 Watt Baseline |  | 7 | Commercial | 01-ALC-AllCommercial-IntLight | 0 |  |  |  |  | 13.9591 | 13.1897 | 0 | 0 | 0 | 0.7694 | 64.9358 |  | kWh | 0.020124 | -0.10634 | Commercial |  | Annual | [5 empty] | 11 | 0.96 |  |  |  | 0 | 14.5568 | 0 | 0 | 0 | 0 | 0 | 0 | 0 | 0 | 0 | 0 | 2006 Qtr 1: 0; 2006 Qtr 2: 0; 2006 Qtr 3: 0; 2006 Qtr 4: 14.5568; 2007 Qtr 1: 0; 2007 Qtr 2: 0; 2007 Qtr 3: 0; 2007 Qtr 4: 0; 2008 Qtr 1: 0; 2008 Qtr 2: 0; 2008 Qtr 3: 0; 2008 Qtr 4: 0 | 14.5568
0 | 234148-Premium T8 with T12 40 Watt Baseline |  | 7 | Commercial | 01-ALC-AllCommercial-IntLight | 0 |  |  |  |  | 13.9591 | 13.1897 | 0 | 0 | 0 | 0.7694 | 74.8184 |  | kWh | 0.022603 | -0.12253 | Commercial |  | Annual | [5 empty] | 11 | 0.96 |  |  |  | 0 | 8.1882 | 0 | 0 | 0 | 0 | 0 | 0 | 0 | 0 | 0 | 0 | 2006 Qtr 1: 0; 2006 Qtr 2: 0; 2006 Qtr 3: 0; 2006 Qtr 4: 8.1882; 2007 Qtr 1: 0; 2007 Qtr 2: 0; 2007 Qtr 3: 0; 2007 Qtr 4: 0; 2008 Qtr 1: 0; 2008 Qtr 2: 0; 2008 Qtr 3: 0; 2008 Qtr 4: 0 | 8.1882
0 | 234053-Lighting-Remove 4 Ft Lamp (De-Lamp) | COFL00AVDEL01 | 7 | Commercial | 01-ALC-AllCommercial-IntLight | 0 |  |  |  |  | 28.2538 | 16.4871 | 0 | 0 | 0 | 11.7667 | 115.4744 |  | kWh | 0.034885 | -0.18911 | Commercial |  | Annual | [5 empty] | 11 | 0.96 |  |  |  | 0 | 9.098 | 0 | 0 | 0 | 0 | 0 | 0 | 0 | 0 | 0 | 0 | 2006 Qtr 1: 0; 2006 Qtr 2: 0; 2006 Qtr 3: 0; 2006 Qtr 4: 9.098; 2007 Qtr 1: 0; 2007 Qtr 2: 0; 2007 Qtr 3: 0; 2007 Qtr 4: 0; 2008 Qtr 1: 0; 2008 Qtr 2: 0; 2008 Qtr 3: 0; 2008 Qtr 4: 0 | 9.098
0 | 234148-Premium T8 with T12 40 Watt Baseline |  | 7 | Commercial | 01-ALC-AllCommercial-IntLight | 0 |  |  |  |  | 13.9591 | 13.1897 | 0 | 0 | 0 | 0.7694 | 74.8184 |  | kWh | 0.022603 | -0.12253 | Commercial |  | Annual | [5 empty] | 11 | 0.96 |  |  |  | 0 | 25.4745 | 0 | 0 | 0 | 0 | 0 | 0 | 0 | 0 | 0 | 0 | 2006 Qtr 1: 0; 2006 Qtr 2: 0; 2006 Qtr 3: 0; 2006 Qtr 4: 25.4745; 2007 Qtr 1: 0; 2007 Qtr 2: 0; 2007 Qtr 3: 0; 2007 Qtr 4: 0; 2008 Qtr 1: 0; 2008 Qtr 2: 0; 2008 Qtr 3: 0; 2008 Qtr 4: 0 | 25.4745
0 | 234148-Premium T8 with T12 40 Watt Baseline |  | 7 | Commercial | 01-ALC-AllCommercial-IntLight | 0 |  |  |  |  | 13.9591 | 13.1897 | 0 | 0 | 0 | 0.7694 | 36.1365 |  | kWh | 0.0083603 | -0.05918 | Commercial |  | Annual | [5 empty] | 11 | 0.96 |  |  |  | 0 | 47.3097 | 0 | 0 | 0 | 0 | 0 | 0 | 0 | 0 | 0 | 0 | 2006 Qtr 1: 0; 2006 Qtr 2: 0; 2006 Qtr 3: 0; 2006 Qtr 4: 47.3097; 2007 Qtr 1: 0; 2007 Qtr 2: 0; 2007 Qtr 3: 0; 2007 Qtr 4: 0; 2008 Qtr 1: 0; 2008 Qtr 2: 0; 2008 Qtr 3: 0; 2008 Qtr 4: 0 | 47.3097
0 | 234148-Premium T8 with T12 40 Watt Baseline |  | 7 | Commercial | 01-ALC-AllCommercial-IntLight | 0 |  |  |  |  | 13.9591 | 13.1897 | 0 | 0 | 0 | 0.7694 | 64.9358 |  | kWh | 0.020124 | -0.10634 | Commercial |  | Annual | [5 empty] | 11 | 0.96 |  |  |  | 0 | 26.3843 | 0 | 0 | 0 | 0 | 0 | 0 | 0 | 0 | 0 | 0 | 2006 Qtr 1: 0; 2006 Qtr 2: 0; 2006 Qtr 3: 0; 2006 Qtr 4: 26.3843; 2007 Qtr 1: 0; 2007 Qtr 2: 0; 2007 Qtr 3: 0; 2007 Qtr 4: 0; 2008 Qtr 1: 0; 2008 Qtr 2: 0; 2008 Qtr 3: 0; 2008 Qtr 4: 0 | 26.3843
0 | 234053-Lighting-Remove 4 Ft Lamp (De-Lamp) | COFL00AVDEL01 | 7 | Commercial | 01-ALC-AllCommercial-IntLight | 0 |  |  |  |  | 28.2538 | 16.4871 | 0 | 0 | 0 | 11.7667 | 100.2216 |  | kWh | 0.031059 | -0.16413 | Commercial |  | Annual | [5 empty] | 11 | 0.96 |  |  |  | 0 | 29.1137 | 0 | 0 | 0 | 0 | 0 | 0 | 0 | 0 | 0 | 0 | 2006 Qtr 1: 0; 2006 Qtr 2: 0; 2006 Qtr 3: 0; 2006 Qtr 4: 29.1137; 2007 Qtr 1: 0; 2007 Qtr 2: 0; 2007 Qtr 3: 0; 2007 Qtr 4: 0; 2008 Qtr 1: 0; 2008 Qtr 2: 0; 2008 Qtr 3: 0; 2008 Qtr 4: 0 | 29.1137
0 | 234148-Premium T8 with T12 40 Watt Baseline |  | 7 | Commercial | 01-ALC-AllCommercial-IntLight | 0 |  |  |  |  | 13.9591 | 13.1897 | 0 | 0 | 0 | 0.7694 | 59.9551 |  | kWh | 0.020434 | -0.098187 | Commercial |  | Annual | [5 empty] | 11 | 0.96 |  |  |  | 0 | 20.9254 | 0 | 0 | 0 | 0 | 0 | 0 | 0 | 0 | 0 | 0 | 2006 Qtr 1: 0; 2006 Qtr 2: 0; 2006 Qtr 3: 0; 2006 Qtr 4: 20.9254; 2007 Qtr 1: 0; 2007 Qtr 2: 0; 2007 Qtr 3: 0; 2007 Qtr 4: 0; 2008 Qtr 1: 0; 2008 Qtr 2: 0; 2008 Qtr 3: 0; 2008 Qtr 4: 0 | 20.9254
0 | 234053-Lighting-Remove 4 Ft Lamp (De-Lamp) | COFL00AVDEL01 | 7 | Commercial | 01-ALC-AllCommercial-IntLight | 0 |  |  |  |  | 28.2538 | 16.4871 | 0 | 0 | 0 | 11.7667 | 92.5345 |  | kWh | 0.031538 | -0.15154 | Commercial |  | Annual | [5 empty] | 11 | 0.96 |  |  |  | 0 | 21.8353 | 0 | 0 | 0 | 0 | 0 | 0 | 0 | 0 | 0 | 0 | 2006 Qtr 1: 0; 2006 Qtr 2: 0; 2006 Qtr 3: 0; 2006 Qtr 4: 21.8353; 2007 Qtr 1: 0; 2007 Qtr 2: 0; 2007 Qtr 3: 0; 2007 Qtr 4: 0; 2008 Qtr 1: 0; 2008 Qtr 2: 0; 2008 Qtr 3: 0; 2008 Qtr 4: 0 | 21.8353
0 | 234148-Premium T8 with T12 40 Watt Baseline |  | 10 | Commercial | 01-ALC-AllCommercial-IntLight | 0 |  |  |  |  | 13.9591 | 13.1897 | 0 | 0 | 0 | 0.7694 | 87.3573 |  | kWh | 0.01583 | -0.14306 | Commercial |  | Annual | [5 empty] | 11 | 0.96 |  |  |  | 0 | 18.196 | 0 | 0 | 0 | 0 | 0 | 0 | 0 | 0 | 0 | 0 | 2006 Qtr 1: 0; 2006 Qtr 2: 0; 2006 Qtr 3: 0; 2006 Qtr 4: 18.196; 2007 Qtr 1: 0; 2007 Qtr 2: 0; 2007 Qtr 3: 0; 2007 Qtr 4: 0; 2008 Qtr 1: 0; 2008 Qtr 2: 0; 2008 Qtr 3: 0; 2008 Qtr 4: 0 | 18.196
0 | 234053-Lighting-Remove 4 Ft Lamp (De-Lamp) | COFL00AVDEL01 | 10 | Commercial | 01-ALC-AllCommercial-IntLight | 0 |  |  |  |  | 28.2538 | 16.4871 | 0 | 0 | 0 | 11.7667 | 134.827 |  | kWh | 0.024432 | -0.2208 | Commercial |  | Annual | [5 empty] | 11 | 0.96 |  |  |  | 0 | 21.8353 | 0 | 0 | 0 | 0 | 0 | 0 | 0 | 0 | 0 | 0 | 2006 Qtr 1: 0; 2006 Qtr 2: 0; 2006 Qtr 3: 0; 2006 Qtr 4: 21.8353; 2007 Qtr 1: 0; 2007 Qtr 2: 0; 2007 Qtr 3: 0; 2007 Qtr 4: 0; 2008 Qtr 1: 0; 2008 Qtr 2: 0; 2008 Qtr 3: 0; 2008 Qtr 4: 0 | 21.8353
0 | 234148-Premium T8 with T12 40 Watt Baseline |  | 7 | Commercial | 01-ALC-AllCommercial-IntLight | 0 |  |  |  |  | 13.9591 | 13.1897 | 0 | 0 | 0 | 0.7694 | 64.9358 |  | kWh | 0.020124 | -0.10634 | Commercial |  | Annual | [5 empty] | 11 | 0.96 |  |  |  | 0 | 12.7372 | 0 | 0 | 0 | 0 | 0 | 0 | 0 | 0 | 0 | 0 | 2006 Qtr 1: 0; 2006 Qtr 2: 0; 2006 Qtr 3: 0; 2006 Qtr 4: 12.7372; 2007 Qtr 1: 0; 2007 Qtr 2: 0; 2007 Qtr 3: 0; 2007 Qtr 4: 0; 2008 Qtr 1: 0; 2008 Qtr 2: 0; 2008 Qtr 3: 0; 2008 Qtr 4: 0 | 12.7372
0 | 234053-Lighting-Remove 4 Ft Lamp (De-Lamp) | COFL00AVDEL01 | 7 | Commercial | 01-ALC-AllCommercial-IntLight | 0 |  |  |  |  | 28.2538 | 16.4871 | 0 | 0 | 0 | 11.7667 | 100.2216 |  | kWh | 0.031059 | -0.16413 | Commercial |  | Annual | [5 empty] | 11 | 0.96 |  |  |  | 0 | 14.5568 | 0 | 0 | 0 | 0 | 0 | 0 | 0 | 0 | 0 | 0 | 2006 Qtr 1: 0; 2006 Qtr 2: 0; 2006 Qtr 3: 0; 2006 Qtr 4: 14.5568; 2007 Qtr 1: 0; 2007 Qtr 2: 0; 2007 Qtr 3: 0; 2007 Qtr 4: 0; 2008 Qtr 1: 0; 2008 Qtr 2: 0; 2008 Qtr 3: 0; 2008 Qtr 4: 0 | 14.5568
0 | 234148-Premium T8 with T12 40 Watt Baseline |  | 10 | Commercial | 01-ALC-AllCommercial-IntLight | 0 |  |  |  |  | 13.9591 | 13.1897 | 0 | 0 | 0 | 0.7694 | 74.8184 |  | kWh | 0.022603 | -0.12253 | Commercial |  | Annual | [5 empty] | 11 | 0.96 |  |  |  | 0 | 28.2039 | 0 | 0 | 0 | 0 | 0 | 0 | 0 | 0 | 0 | 0 | 2006 Qtr 1: 0; 2006 Qtr 2: 0; 2006 Qtr 3: 0; 2006 Qtr 4: 28.2039; 2007 Qtr 1: 0; 2007 Qtr 2: 0; 2007 Qtr 3: 0; 2007 Qtr 4: 0; 2008 Qtr 1: 0; 2008 Qtr 2: 0; 2008 Qtr 3: 0; 2008 Qtr 4: 0 | 28.2039
0 | 234053-Lighting-Remove 4 Ft Lamp (De-Lamp) | COFL00AVDEL01 | 10 | Commercial | 01-ALC-AllCommercial-IntLight | 0 |  |  |  |  | 28.2538 | 16.4871 | 0 | 0 | 0 | 11.7667 | 115.4744 |  | kWh | 0.034885 | -0.18911 | Commercial |  | Annual | [5 empty] | 11 | 0.96 |  |  |  | 0 | 32.7529 | 0 | 0 | 0 | 0 | 0 | 0 | 0 | 0 | 0 | 0 | 2006 Qtr 1: 0; 2006 Qtr 2: 0; 2006 Qtr 3: 0; 2006 Qtr 4: 32.7529; 2007 Qtr 1: 0; 2007 Qtr 2: 0; 2007 Qtr 3: 0; 2007 Qtr 4: 0; 2008 Qtr 1: 0; 2008 Qtr 2: 0; 2008 Qtr 3: 0; 2008 Qtr 4: 0 | 32.7529
0 | 234148-Premium T8 with T12 40 Watt Baseline |  | 7 | Commercial | 01-ALC-AllCommercial-IntLight | 0 |  |  |  |  | 13.9591 | 13.1897 | 0 | 0 | 0 | 0.7694 | 105.9046 |  | kWh | 0.021267 | -0.17344 | Commercial |  | Annual | [5 empty] | 11 | 0.96 |  |  |  | 0 | 25.4745 | 0 | 0 | 0 | 0 | 0 | 0 | 0 | 0 | 0 | 0 | 2006 Qtr 1: 0; 2006 Qtr 2: 0; 2006 Qtr 3: 0; 2006 Qtr 4: 25.4745; 2007 Qtr 1: 0; 2007 Qtr 2: 0; 2007 Qtr 3: 0; 2007 Qtr 4: 0; 2008 Qtr 1: 0; 2008 Qtr 2: 0; 2008 Qtr 3: 0; 2008 Qtr 4: 0 | 25.4745
0 | 234053-Lighting-Remove 4 Ft Lamp (De-Lamp) | COFL00AVDEL01 | 7 | Commercial | 01-ALC-AllCommercial-IntLight | 0 |  |  |  |  | 28.2538 | 16.4871 | 0 | 0 | 0 | 11.7667 | 163.4528 |  | kWh | 0.032823 | -0.26768 | Commercial |  | Annual | [5 empty] | 11 | 0.96 |  |  |  | 0 | 27.2941 | 0 | 0 | 0 | 0 | 0 | 0 | 0 | 0 | 0 | 0 | 2006 Qtr 1: 0; 2006 Qtr 2: 0; 2006 Qtr 3: 0; 2006 Qtr 4: 27.2941; 2007 Qtr 1: 0; 2007 Qtr 2: 0; 2007 Qtr 3: 0; 2007 Qtr 4: 0; 2008 Qtr 1: 0; 2008 Qtr 2: 0; 2008 Qtr 3: 0; 2008 Qtr 4: 0 | 27.2941
0 | 234148-Premium T8 with T12 40 Watt Baseline |  | 7 | Commercial | 14-MLI-Manufacturing–LightIndustry-LIGHT | 0 |  |  |  |  | 13.9591 | 13.1897 | 0 | 0 | 0 | 0.7694 | 64.9241 |  | kWh | 0.020063 | -0.083941 | Commercial |  | Annual | [5 empty] | 11 | 0.96 |  |  |  | 0 | 11.8274 | 0 | 0 | 0 | 0 | 0 | 0 | 0 | 0 | 0 | 0 | 2006 Qtr 1: 0; 2006 Qtr 2: 0; 2006 Qtr 3: 0; 2006 Qtr 4: 11.8274; 2007 Qtr 1: 0; 2007 Qtr 2: 0; 2007 Qtr 3: 0; 2007 Qtr 4: 0; 2008 Qtr 1: 0; 2008 Qtr 2: 0; 2008 Qtr 3: 0; 2008 Qtr 4: 0 | 11.8274
0 | 234053-Lighting-Remove 4 Ft Lamp (De-Lamp) | COFL00AVDEL01 | 7 | Commercial | 14-MLI-Manufacturing–LightIndustry-LIGHT | 0 |  |  |  |  | 28.2538 | 16.4871 | 0 | 0 | 0 | 11.7667 | 100.2037 |  | kWh | 0.030965 | -0.12955 | Commercial |  | Annual | [5 empty] | 11 | 0.96 |  |  |  | 0 | 9.098 | 0 | 0 | 0 | 0 | 0 | 0 | 0 | 0 | 0 | 0 | 2006 Qtr 1: 0; 2006 Qtr 2: 0; 2006 Qtr 3: 0; 2006 Qtr 4: 9.098; 2007 Qtr 1: 0; 2007 Qtr 2: 0; 2007 Qtr 3: 0; 2007 Qtr 4: 0; 2008 Qtr 1: 0; 2008 Qtr 2: 0; 2008 Qtr 3: 0; 2008 Qtr 4: 0 | 9.098
0 | 234148-Premium T8 with T12 40 Watt Baseline |  | 7 | Commercial | 01-ALC-AllCommercial-IntLight | 0 |  |  |  |  | 13.9591 | 13.1897 | 0 | 0 | 0 | 0.7694 | 64.9358 |  | kWh | 0.020124 | -0.10634 | Commercial |  | Annual | [5 empty] | 11 | 0.96 |  |  |  | 0 | 23.6549 | 0 | 0 | 0 | 0 | 0 | 0 | 0 | 0 | 0 | 0 | 2006 Qtr 1: 0; 2006 Qtr 2: 0; 2006 Qtr 3: 0; 2006 Qtr 4: 23.6549; 2007 Qtr 1: 0; 2007 Qtr 2: 0; 2007 Qtr 3: 0; 2007 Qtr 4: 0; 2008 Qtr 1: 0; 2008 Qtr 2: 0; 2008 Qtr 3: 0; 2008 Qtr 4: 0 | 23.6549
0 | 234053-Lighting-Remove 4 Ft Lamp (De-Lamp) | COFL00AVDEL01 | 7 | Commercial | 01-ALC-AllCommercial-IntLight | 0 |  |  |  |  | 28.2538 | 16.4871 | 0 | 0 | 0 | 11.7667 | 100.2216 |  | kWh | 0.031059 | -0.16413 | Commercial |  | Annual | [5 empty] | 11 | 0.96 |  |  |  | 0 | 27.2941 | 0 | 0 | 0 | 0 | 0 | 0 | 0 | 0 | 0 | 0 | 2006 Qtr 1: 0; 2006 Qtr 2: 0; 2006 Qtr 3: 0; 2006 Qtr 4: 27.2941; 2007 Qtr 1: 0; 2007 Qtr 2: 0; 2007 Qtr 3: 0; 2007 Qtr 4: 0; 2008 Qtr 1: 0; 2008 Qtr 2: 0; 2008 Qtr 3: 0; 2008 Qtr 4: 0 | 27.2941
0 | 234148-Premium T8 with T12 40 Watt Baseline |  | 10 | Commercial | 14-MLI-Manufacturing–LightIndustry-LIGHT | 0 |  |  |  |  | 13.9591 | 13.1897 | 0 | 0 | 0 | 0.7694 | 65.7677 |  | kWh | 0.020053 | -0.099718 | Commercial |  | Annual | [5 empty] | 11 | 0.96 |  |  |  | 0 | 6.3686 | 0 | 0 | 0 | 0 | 0 | 0 | 0 | 0 | 0 | 0 | 2006 Qtr 1: 0; 2006 Qtr 2: 0; 2006 Qtr 3: 0; 2006 Qtr 4: 6.3686; 2007 Qtr 1: 0; 2007 Qtr 2: 0; 2007 Qtr 3: 0; 2007 Qtr 4: 0; 2008 Qtr 1: 0; 2008 Qtr 2: 0; 2008 Qtr 3: 0; 2008 Qtr 4: 0 | 6.3686
0 | 234053-Lighting-Remove 4 Ft Lamp (De-Lamp) | COFL00AVDEL01 | 10 | Commercial | 14-MLI-Manufacturing–LightIndustry-LIGHT | 0 |  |  |  |  | 28.2538 | 16.4871 | 0 | 0 | 0 | 11.7667 | 101.5057 |  | kWh | 0.03095 | -0.1539 | Commercial |  | Annual | [5 empty] | 11 | 0.96 |  |  |  | 0 | 7.2784 | 0 | 0 | 0 | 0 | 0 | 0 | 0 | 0 | 0 | 0 | 2006 Qtr 1: 0; 2006 Qtr 2: 0; 2006 Qtr 3: 0; 2006 Qtr 4: 7.2784; 2007 Qtr 1: 0; 2007 Qtr 2: 0; 2007 Qtr 3: 0; 2007 Qtr 4: 0; 2008 Qtr 1: 0; 2008 Qtr 2: 0; 2008 Qtr 3: 0; 2008 Qtr 4: 0 | 7.2784
0 | 234148-Premium T8 with T12 40 Watt Baseline |  | 10 | Commercial | 01-ALC-AllCommercial-IntLight | 0 |  |  |  |  | 13.9591 | 13.1897 | 0 | 0 | 0 | 0.7694 | 66.1788 |  | kWh | 0.023395 | -0.27316 | Commercial |  | Annual | [5 empty] | 11 | 0.96 |  |  |  | 0 | 7.2784 | 0 | 0 | 0 | 0 | 0 | 0 | 0 | 0 | 0 | 0 | 2006 Qtr 1: 0; 2006 Qtr 2: 0; 2006 Qtr 3: 0; 2006 Qtr 4: 7.2784; 2007 Qtr 1: 0; 2007 Qtr 2: 0; 2007 Qtr 3: 0; 2007 Qtr 4: 0; 2008 Qtr 1: 0; 2008 Qtr 2: 0; 2008 Qtr 3: 0; 2008 Qtr 4: 0 | 7.2784
0 | 234053-Lighting-Remove 4 Ft Lamp (De-Lamp) | COFL00AVDEL01 | 10 | Commercial | 01-ALC-AllCommercial-IntLight | 0 |  |  |  |  | 28.2538 | 16.4871 | 0 | 0 | 0 | 11.7667 | 102.1401 |  | kWh | 0.036108 | -0.42159 | Commercial |  | Annual | [5 empty] | 11 | 0.96 |  |  |  | 0 | 7.2784 | 0 | 0 | 0 | 0 | 0 | 0 | 0 | 0 | 0 | 0 | 2006 Qtr 1: 0; 2006 Qtr 2: 0; 2006 Qtr 3: 0; 2006 Qtr 4: 7.2784; 2007 Qtr 1: 0; 2007 Qtr 2: 0; 2007 Qtr 3: 0; 2007 Qtr 4: 0; 2008 Qtr 1: 0; 2008 Qtr 2: 0; 2008 Qtr 3: 0; 2008 Qtr 4: 0 | 7.2784
0 | 234148-Premium T8 with T12 40 Watt Baseline |  | 10 | Commercial | 01-ALC-AllCommercial-IntLight | 0 |  |  |  |  | 13.9591 | 13.1897 | 0 | 0 | 0 | 0.7694 | 69.1977 |  | kWh | 0.022275 | -0.11332 | Commercial |  | Annual | [5 empty] | 11 | 0.96 |  |  |  | 0 | 7.2784 | 0 | 0 | 0 | 0 | 0 | 0 | 0 | 0 | 0 | 0 | 2006 Qtr 1: 0; 2006 Qtr 2: 0; 2006 Qtr 3: 0; 2006 Qtr 4: 7.2784; 2007 Qtr 1: 0; 2007 Qtr 2: 0; 2007 Qtr 3: 0; 2007 Qtr 4: 0; 2008 Qtr 1: 0; 2008 Qtr 2: 0; 2008 Qtr 3: 0; 2008 Qtr 4: 0 | 7.2784
0 | 234053-Lighting-Remove 4 Ft Lamp (De-Lamp) | COFL00AVDEL01 | 10 | Commercial | 01-ALC-AllCommercial-IntLight | 0 |  |  |  |  | 28.2538 | 16.4871 | 0 | 0 | 0 | 11.7667 | 106.7995 |  | kWh | 0.03438 | -0.1749 | Commercial |  | Annual | [5 empty] | 11 | 0.96 |  |  |  | 0 | 7.2784 | 0 | 0 | 0 | 0 | 0 | 0 | 0 | 0 | 0 | 0 | 2006 Qtr 1: 0; 2006 Qtr 2: 0; 2006 Qtr 3: 0; 2006 Qtr 4: 7.2784; 2007 Qtr 1: 0; 2007 Qtr 2: 0; 2007 Qtr 3: 0; 2007 Qtr 4: 0; 2008 Qtr 1: 0; 2008 Qtr 2: 0; 2008 Qtr 3: 0; 2008 Qtr 4: 0 | 7.2784
0 | 234148-Premium T8 with T12 40 Watt Baseline |  | 10 | Commercial | 14-MLI-Manufacturing–LightIndustry-LIGHT | 0 |  |  |  |  | 13.9591 | 13.1897 | 0 | 0 | 0 | 0.7694 | 65.7677 |  | kWh | 0.020053 | -0.099718 | Commercial |  | Annual | [5 empty] | 11 | 0.96 |  |  |  | 0 | 10.0078 | 0 | 0 | 0 | 0 | 0 | 0 | 0 | 0 | 0 | 0 | 2006 Qtr 1: 0; 2006 Qtr 2: 0; 2006 Qtr 3: 0; 2006 Qtr 4: 10.0078; 2007 Qtr 1: 0; 2007 Qtr 2: 0; 2007 Qtr 3: 0; 2007 Qtr 4: 0; 2008 Qtr 1: 0; 2008 Qtr 2: 0; 2008 Qtr 3: 0; 2008 Qtr 4: 0 | 10.0078
0 | 234053-Lighting-Remove 4 Ft Lamp (De-Lamp) | COFL00AVDEL01 | 10 | Commercial | 14-MLI-Manufacturing–LightIndustry-LIGHT | 0 |  |  |  |  | 28.2538 | 16.4871 | 0 | 0 | 0 | 11.7667 | 101.5057 |  | kWh | 0.03095 | -0.1539 | Commercial |  | Annual | [5 empty] | 11 | 0.96 |  |  |  | 0 | 10.9176 | 0 | 0 | 0 | 0 | 0 | 0 | 0 | 0 | 0 | 0 | 2006 Qtr 1: 0; 2006 Qtr 2: 0; 2006 Qtr 3: 0; 2006 Qtr 4: 10.9176; 2007 Qtr 1: 0; 2007 Qtr 2: 0; 2007 Qtr 3: 0; 2007 Qtr 4: 0; 2008 Qtr 1: 0; 2008 Qtr 2: 0; 2008 Qtr 3: 0; 2008 Qtr 4: 0 | 10.9176
0 | 234148-Premium T8 with T12 40 Watt Baseline |  | 10 | Commercial | 14-MLI-Manufacturing–LightIndustry-LIGHT | 0 |  |  |  |  | 13.9591 | 13.1897 | 0 | 0 | 0 | 0.7694 | 65.7677 |  | kWh | 0.020053 | -0.099718 | Commercial |  | Annual | [5 empty] | 11 | 0.96 |  |  |  | 0 | 13.647 | 0 | 0 | 0 | 0 | 0 | 0 | 0 | 0 | 0 | 0 | 2006 Qtr 1: 0; 2006 Qtr 2: 0; 2006 Qtr 3: 0; 2006 Qtr 4: 13.647; 2007 Qtr 1: 0; 2007 Qtr 2: 0; 2007 Qtr 3: 0; 2007 Qtr 4: 0; 2008 Qtr 1: 0; 2008 Qtr 2: 0; 2008 Qtr 3: 0; 2008 Qtr 4: 0 | 13.647
0 | 234053-Lighting-Remove 4 Ft Lamp (De-Lamp) | COFL00AVDEL01 | 10 | Commercial | 14-MLI-Manufacturing–LightIndustry-LIGHT | 0 |  |  |  |  | 28.2538 | 16.4871 | 0 | 0 | 0 | 11.7667 | 101.5057 |  | kWh | 0.03095 | -0.1539 | Commercial |  | Annual | [5 empty] | 11 | 0.96 |  |  |  | 0 | 16.3764 | 0 | 0 | 0 | 0 | 0 | 0 | 0 | 0 | 0 | 0 | 2006 Qtr 1: 0; 2006 Qtr 2: 0; 2006 Qtr 3: 0; 2006 Qtr 4: 16.3764; 2007 Qtr 1: 0; 2007 Qtr 2: 0; 2007 Qtr 3: 0; 2007 Qtr 4: 0; 2008 Qtr 1: 0; 2008 Qtr 2: 0; 2008 Qtr 3: 0; 2008 Qtr 4: 0 | 16.3764
0 | 234148-Premium T8 with T12 40 Watt Baseline |  | 10 | Commercial | 14-MLI-Manufacturing–LightIndustry-LIGHT | 0 |  |  |  |  | 13.9591 | 13.1897 | 0 | 0 | 0 | 0.7694 | 65.7677 |  | kWh | 0.020053 | -0.099718 | Commercial |  | Annual | [5 empty] | 11 | 0.96 |  |  |  | 0 | 15.4666 | 0 | 0 | 0 | 0 | 0 | 0 | 0 | 0 | 0 | 0 | 2006 Qtr 1: 0; 2006 Qtr 2: 0; 2006 Qtr 3: 0; 2006 Qtr 4: 15.4666; 2007 Qtr 1: 0; 2007 Qtr 2: 0; 2007 Qtr 3: 0; 2007 Qtr 4: 0; 2008 Qtr 1: 0; 2008 Qtr 2: 0; 2008 Qtr 3: 0; 2008 Qtr 4: 0 | 15.4666
0 | 234053-Lighting-Remove 4 Ft Lamp (De-Lamp) | COFL00AVDEL01 | 10 | Commercial | 14-MLI-Manufacturing–LightIndustry-LIGHT | 0 |  |  |  |  | 28.2538 | 16.4871 | 0 | 0 | 0 | 11.7667 | 101.5057 |  | kWh | 0.03095 | -0.1539 | Commercial |  | Annual | [5 empty] | 11 | 0.96 |  |  |  | 0 | 16.3764 | 0 | 0 | 0 | 0 | 0 | 0 | 0 | 0 | 0 | 0 | 2006 Qtr 1: 0; 2006 Qtr 2: 0; 2006 Qtr 3: 0; 2006 Qtr 4: 16.3764; 2007 Qtr 1: 0; 2007 Qtr 2: 0; 2007 Qtr 3: 0; 2007 Qtr 4: 0; 2008 Qtr 1: 0; 2008 Qtr 2: 0; 2008 Qtr 3: 0; 2008 Qtr 4: 0 | 16.3764
0 | 234148-Premium T8 with T12 40 Watt Baseline |  | 7 | Commercial | 01-ALC-AllCommercial-IntLight | 0 |  |  |  |  | 13.9591 | 13.1897 | 0 | 0 | 0 | 0.7694 | 64.9358 |  | kWh | 0.020124 | -0.10634 | Commercial |  | Annual | [5 empty] | 11 | 0.96 |  |  |  | 0 | 16.3764 | 0 | 0 | 0 | 0 | 0 | 0 | 0 | 0 | 0 | 0 | 2006 Qtr 1: 0; 2006 Qtr 2: 0; 2006 Qtr 3: 0; 2006 Qtr 4: 16.3764; 2007 Qtr 1: 0; 2007 Qtr 2: 0; 2007 Qtr 3: 0; 2007 Qtr 4: 0; 2008 Qtr 1: 0; 2008 Qtr 2: 0; 2008 Qtr 3: 0; 2008 Qtr 4: 0 | 16.3764
0 | 234053-Lighting-Remove 4 Ft Lamp (De-Lamp) | COFL00AVDEL01 | 7 | Commercial | 01-ALC-AllCommercial-IntLight | 0 |  |  |  |  | 28.2538 | 16.4871 | 0 | 0 | 0 | 11.7667 | 100.2216 |  | kWh | 0.031059 | -0.16413 | Commercial |  | Annual | [5 empty] | 11 | 0.96 |  |  |  | 0 | 10.9176 | 0 | 0 | 0 | 0 | 0 | 0 | 0 | 0 | 0 | 0 | 2006 Qtr 1: 0; 2006 Qtr 2: 0; 2006 Qtr 3: 0; 2006 Qtr 4: 10.9176; 2007 Qtr 1: 0; 2007 Qtr 2: 0; 2007 Qtr 3: 0; 2007 Qtr 4: 0; 2008 Qtr 1: 0; 2008 Qtr 2: 0; 2008 Qtr 3: 0; 2008 Qtr 4: 0 | 10.9176
0 | 234148-Premium T8 with T12 40 Watt Baseline |  | 10 | Commercial | 14-MLI-Manufacturing–LightIndustry-LIGHT | 0 |  |  |  |  | 13.9591 | 13.1897 | 0 | 0 | 0 | 0.7694 | 65.7677 |  | kWh | 0.020053 | -0.099718 | Commercial |  | Annual | [5 empty] | 11 | 0.96 |  |  |  | 0 | 20.0156 | 0 | 0 | 0 | 0 | 0 | 0 | 0 | 0 | 0 | 0 | 2006 Qtr 1: 0; 2006 Qtr 2: 0; 2006 Qtr 3: 0; 2006 Qtr 4: 20.0156; 2007 Qtr 1: 0; 2007 Qtr 2: 0; 2007 Qtr 3: 0; 2007 Qtr 4: 0; 2008 Qtr 1: 0; 2008 Qtr 2: 0; 2008 Qtr 3: 0; 2008 Qtr 4: 0 | 20.0156
0 | 234053-Lighting-Remove 4 Ft Lamp (De-Lamp) | COFL00AVDEL01 | 10 | Commercial | 14-MLI-Manufacturing–LightIndustry-LIGHT | 0 |  |  |  |  | 28.2538 | 16.4871 | 0 | 0 | 0 | 11.7667 | 101.5057 |  | kWh | 0.03095 | -0.1539 | Commercial |  | Annual | [5 empty] | 11 | 0.96 |  |  |  | 0 | 21.8353 | 0 | 0 | 0 | 0 | 0 | 0 | 0 | 0 | 0 | 0 | 2006 Qtr 1: 0; 2006 Qtr 2: 0; 2006 Qtr 3: 0; 2006 Qtr 4: 21.8353; 2007 Qtr 1: 0; 2007 Qtr 2: 0; 2007 Qtr 3: 0; 2007 Qtr 4: 0; 2008 Qtr 1: 0; 2008 Qtr 2: 0; 2008 Qtr 3: 0; 2008 Qtr 4: 0 | 21.8353
0 | 234148-Premium T8 with T12 40 Watt Baseline |  | 10 | Commercial | 01-ALC-AllCommercial-IntLight | 0 |  |  |  |  | 13.9591 | 13.1897 | 0 | 0 | 0 | 0.7694 | 87.3573 |  | kWh | 0.01583 | -0.14306 | Commercial |  | Annual | [5 empty] | 11 | 0.96 |  |  |  | 0 | 26.3843 | 0 | 0 | 0 | 0 | 0 | 0 | 0 | 0 | 0 | 0 | 2006 Qtr 1: 0; 2006 Qtr 2: 0; 2006 Qtr 3: 0; 2006 Qtr 4: 26.3843; 2007 Qtr 1: 0; 2007 Qtr 2: 0; 2007 Qtr 3: 0; 2007 Qtr 4: 0; 2008 Qtr 1: 0; 2008 Qtr 2: 0; 2008 Qtr 3: 0; 2008 Qtr 4: 0 | 26.3843
0 | 234053-Lighting-Remove 4 Ft Lamp (De-Lamp) | COFL00AVDEL01 | 10 | Commercial | 01-ALC-AllCommercial-IntLight | 0 |  |  |  |  | 28.2538 | 16.4871 | 0 | 0 | 0 | 11.7667 | 134.827 |  | kWh | 0.024432 | -0.2208 | Commercial |  | Annual | [5 empty] | 11 | 0.96 |  |  |  | 0 | 29.1137 | 0 | 0 | 0 | 0 | 0 | 0 | 0 | 0 | 0 | 0 | 2006 Qtr 1: 0; 2006 Qtr 2: 0; 2006 Qtr 3: 0; 2006 Qtr 4: 29.1137; 2007 Qtr 1: 0; 2007 Qtr 2: 0; 2007 Qtr 3: 0; 2007 Qtr 4: 0; 2008 Qtr 1: 0; 2008 Qtr 2: 0; 2008 Qtr 3: 0; 2008 Qtr 4: 0 | 29.1137
0 | 234148-Premium T8 with T12 40 Watt Baseline |  | 10 | Commercial | 14-MLI-Manufacturing–LightIndustry-LIGHT | 0 |  |  |  |  | 13.9591 | 13.1897 | 0 | 0 | 0 | 0.7694 | 65.7677 |  | kWh | 0.020053 | -0.099718 | Commercial |  | Annual | [5 empty] | 11 | 0.96 |  |  |  | 0 | 3.6392 | 0 | 0 | 0 | 0 | 0 | 0 | 0 | 0 | 0 | 0 | 2006 Qtr 1: 0; 2006 Qtr 2: 0; 2006 Qtr 3: 0; 2006 Qtr 4: 3.6392; 2007 Qtr 1: 0; 2007 Qtr 2: 0; 2007 Qtr 3: 0; 2007 Qtr 4: 0; 2008 Qtr 1: 0; 2008 Qtr 2: 0; 2008 Qtr 3: 0; 2008 Qtr 4: 0 | 3.6392
0 | 234053-Lighting-Remove 4 Ft Lamp (De-Lamp) | COFL00AVDEL01 | 10 | Commercial | 14-MLI-Manufacturing–LightIndustry-LIGHT | 0 |  |  |  |  | 28.2538 | 16.4871 | 0 | 0 | 0 | 11.7667 | 101.5057 |  | kWh | 0.03095 | -0.1539 | Commercial |  | Annual | [5 empty] | 11 | 0.96 |  |  |  | 0 | 3.6392 | 0 | 0 | 0 | 0 | 0 | 0 | 0 | 0 | 0 | 0 | 2006 Qtr 1: 0; 2006 Qtr 2: 0; 2006 Qtr 3: 0; 2006 Qtr 4: 3.6392; 2007 Qtr 1: 0; 2007 Qtr 2: 0; 2007 Qtr 3: 0; 2007 Qtr 4: 0; 2008 Qtr 1: 0; 2008 Qtr 2: 0; 2008 Qtr 3: 0; 2008 Qtr 4: 0 | 3.6392
0 | 234148-Premium T8 with T12 40 Watt Baseline |  | 7 | Commercial | 14-MLI-Manufacturing–LightIndustry-LIGHT | 0 |  |  |  |  | 13.9591 | 13.1897 | 0 | 0 | 0 | 0.7694 | 64.9241 |  | kWh | 0.020063 | -0.083941 | Commercial |  | Annual | [5 empty] | 11 | 0.96 |  |  |  | 0 | 26.3843 | 0 | 0 | 0 | 0 | 0 | 0 | 0 | 0 | 0 | 0 | 2006 Qtr 1: 0; 2006 Qtr 2: 0; 2006 Qtr 3: 0; 2006 Qtr 4: 26.3843; 2007 Qtr 1: 0; 2007 Qtr 2: 0; 2007 Qtr 3: 0; 2007 Qtr 4: 0; 2008 Qtr 1: 0; 2008 Qtr 2: 0; 2008 Qtr 3: 0; 2008 Qtr 4: 0 | 26.3843
0 | 234053-Lighting-Remove 4 Ft Lamp (De-Lamp) | COFL00AVDEL01 | 7 | Commercial | 14-MLI-Manufacturing–LightIndustry-LIGHT | 0 |  |  |  |  | 28.2538 | 16.4871 | 0 | 0 | 0 | 11.7667 | 100.2037 |  | kWh | 0.030965 | -0.12955 | Commercial |  | Annual | [5 empty] | 11 | 0.96 |  |  |  | 0 | 20.0156 | 0 | 0 | 0 | 0 | 0 | 0 | 0 | 0 | 0 | 0 | 2006 Qtr 1: 0; 2006 Qtr 2: 0; 2006 Qtr 3: 0; 2006 Qtr 4: 20.0156; 2007 Qtr 1: 0; 2007 Qtr 2: 0; 2007 Qtr 3: 0; 2007 Qtr 4: 0; 2008 Qtr 1: 0; 2008 Qtr 2: 0; 2008 Qtr 3: 0; 2008 Qtr 4: 0 | 20.0156
0 | 234148-Premium T8 with T12 40 Watt Baseline |  | 7 | Commercial | 01-ALC-AllCommercial-IntLight | 0 |  |  |  |  | 13.9591 | 13.1897 | 0 | 0 | 0 | 0.7694 | 64.2493 |  | kWh | 0.023143 | -0.25029 | Commercial |  | Annual | [5 empty] | 11 | 0.96 |  |  |  | 0 | 38.2117 | 0 | 0 | 0 | 0 | 0 | 0 | 0 | 0 | 0 | 0 | 2006 Qtr 1: 0; 2006 Qtr 2: 0; 2006 Qtr 3: 0; 2006 Qtr 4: 38.2117; 2007 Qtr 1: 0; 2007 Qtr 2: 0; 2007 Qtr 3: 0; 2007 Qtr 4: 0; 2008 Qtr 1: 0; 2008 Qtr 2: 0; 2008 Qtr 3: 0; 2008 Qtr 4: 0 | 38.2117
0 | 234053-Lighting-Remove 4 Ft Lamp (De-Lamp) | COFL00AVDEL01 | 7 | Commercial | 01-ALC-AllCommercial-IntLight | 0 |  |  |  |  | 28.2538 | 16.4871 | 0 | 0 | 0 | 11.7667 | 99.1621 |  | kWh | 0.035719 | -0.3863 | Commercial |  | Annual | [5 empty] | 11 | 0.96 |  |  |  | 0 | 20.9254 | 0 | 0 | 0 | 0 | 0 | 0 | 0 | 0 | 0 | 0 | 2006 Qtr 1: 0; 2006 Qtr 2: 0; 2006 Qtr 3: 0; 2006 Qtr 4: 20.9254; 2007 Qtr 1: 0; 2007 Qtr 2: 0; 2007 Qtr 3: 0; 2007 Qtr 4: 0; 2008 Qtr 1: 0; 2008 Qtr 2: 0; 2008 Qtr 3: 0; 2008 Qtr 4: 0 | 20.9254
0 | 234148-Premium T8 with T12 40 Watt Baseline |  | 10 | Commercial | 14-MLI-Manufacturing–LightIndustry-LIGHT | 0 |  |  |  |  | 13.9591 | 13.1897 | 0 | 0 | 0 | 0.7694 | 65.7677 |  | kWh | 0.020053 | -0.099718 | Commercial |  | Annual | [5 empty] | 11 | 0.96 |  |  |  | 0 | 16.3764 | 0 | 0 | 0 | 0 | 0 | 0 | 0 | 0 | 0 | 0 | 2006 Qtr 1: 0; 2006 Qtr 2: 0; 2006 Qtr 3: 0; 2006 Qtr 4: 16.3764; 2007 Qtr 1: 0; 2007 Qtr 2: 0; 2007 Qtr 3: 0; 2007 Qtr 4: 0; 2008 Qtr 1: 0; 2008 Qtr 2: 0; 2008 Qtr 3: 0; 2008 Qtr 4: 0 | 16.3764
0 | 234053-Lighting-Remove 4 Ft Lamp (De-Lamp) | COFL00AVDEL01 | 10 | Commercial | 14-MLI-Manufacturing–LightIndustry-LIGHT | 0 |  |  |  |  | 28.2538 | 16.4871 | 0 | 0 | 0 | 11.7667 | 101.5057 |  | kWh | 0.03095 | -0.1539 | Commercial |  | Annual | [5 empty] | 11 | 0.96 |  |  |  | 0 | 13.647 | 0 | 0 | 0 | 0 | 0 | 0 | 0 | 0 | 0 | 0 | 2006 Qtr 1: 0; 2006 Qtr 2: 0; 2006 Qtr 3: 0; 2006 Qtr 4: 13.647; 2007 Qtr 1: 0; 2007 Qtr 2: 0; 2007 Qtr 3: 0; 2007 Qtr 4: 0; 2008 Qtr 1: 0; 2008 Qtr 2: 0; 2008 Qtr 3: 0; 2008 Qtr 4: 0 | 13.647
0 | 234148-Premium T8 with T12 40 Watt Baseline |  | 10 | Commercial | 14-MLI-Manufacturing–LightIndustry-LIGHT | 0 |  |  |  |  | 13.9591 | 13.1897 | 0 | 0 | 0 | 0.7694 | 65.7677 |  | kWh | 0.020053 | -0.099718 | Commercial |  | Annual | [5 empty] | 11 | 0.96 |  |  |  | 0 | 9.098 | 0 | 0 | 0 | 0 | 0 | 0 | 0 | 0 | 0 | 0 | 2006 Qtr 1: 0; 2006 Qtr 2: 0; 2006 Qtr 3: 0; 2006 Qtr 4: 9.098; 2007 Qtr 1: 0; 2007 Qtr 2: 0; 2007 Qtr 3: 0; 2007 Qtr 4: 0; 2008 Qtr 1: 0; 2008 Qtr 2: 0; 2008 Qtr 3: 0; 2008 Qtr 4: 0 | 9.098
0 | 234053-Lighting-Remove 4 Ft Lamp (De-Lamp) | COFL00AVDEL01 | 10 | Commercial | 14-MLI-Manufacturing–LightIndustry-LIGHT | 0 |  |  |  |  | 28.2538 | 16.4871 | 0 | 0 | 0 | 11.7667 | 101.5057 |  | kWh | 0.03095 | -0.1539 | Commercial |  | Annual | [5 empty] | 11 | 0.96 |  |  |  | 0 | 5.4588 | 0 | 0 | 0 | 0 | 0 | 0 | 0 | 0 | 0 | 0 | 2006 Qtr 1: 0; 2006 Qtr 2: 0; 2006 Qtr 3: 0; 2006 Qtr 4: 5.4588; 2007 Qtr 1: 0; 2007 Qtr 2: 0; 2007 Qtr 3: 0; 2007 Qtr 4: 0; 2008 Qtr 1: 0; 2008 Qtr 2: 0; 2008 Qtr 3: 0; 2008 Qtr 4: 0 | 5.4588
0 | 234148-Premium T8 with T12 40 Watt Baseline |  | 10 | Commercial | 14-MLI-Manufacturing–LightIndustry-LIGHT | 0 |  |  |  |  | 13.9591 | 13.1897 | 0 | 0 | 0 | 0.7694 | 65.7677 |  | kWh | 0.020053 | -0.099718 | Commercial |  | Annual | [5 empty] | 11 | 0.96 |  |  |  | 0 | 12.7372 | 0 | 0 | 0 | 0 | 0 | 0 | 0 | 0 | 0 | 0 | 2006 Qtr 1: 0; 2006 Qtr 2: 0; 2006 Qtr 3: 0; 2006 Qtr 4: 12.7372; 2007 Qtr 1: 0; 2007 Qtr 2: 0; 2007 Qtr 3: 0; 2007 Qtr 4: 0; 2008 Qtr 1: 0; 2008 Qtr 2: 0; 2008 Qtr 3: 0; 2008 Qtr 4: 0 | 12.7372
0 | 234053-Lighting-Remove 4 Ft Lamp (De-Lamp) | COFL00AVDEL01 | 10 | Commercial | 14-MLI-Manufacturing–LightIndustry-LIGHT | 0 |  |  |  |  | 28.2538 | 16.4871 | 0 | 0 | 0 | 11.7667 | 101.5057 |  | kWh | 0.03095 | -0.1539 | Commercial |  | Annual | [5 empty] | 11 | 0.96 |  |  |  | 0 | 16.3764 | 0 | 0 | 0 | 0 | 0 | 0 | 0 | 0 | 0 | 0 | 2006 Qtr 1: 0; 2006 Qtr 2: 0; 2006 Qtr 3: 0; 2006 Qtr 4: 16.3764; 2007 Qtr 1: 0; 2007 Qtr 2: 0; 2007 Qtr 3: 0; 2007 Qtr 4: 0; 2008 Qtr 1: 0; 2008 Qtr 2: 0; 2008 Qtr 3: 0; 2008 Qtr 4: 0 | 16.3764
0 | 234148-Premium T8 with T12 40 Watt Baseline |  | 10 | Commercial | 01-ALC-AllCommercial-IntLight | 0 |  |  |  |  | 13.9591 | 13.1897 | 0 | 0 | 0 | 0.7694 | 66.1788 |  | kWh | 0.023395 | -0.27316 | Commercial |  | Annual | [5 empty] | 11 | 0.96 |  |  |  | 0 | 11.8274 | 0 | 0 | 0 | 0 | 0 | 0 | 0 | 0 | 0 | 0 | 2006 Qtr 1: 0; 2006 Qtr 2: 0; 2006 Qtr 3: 0; 2006 Qtr 4: 11.8274; 2007 Qtr 1: 0; 2007 Qtr 2: 0; 2007 Qtr 3: 0; 2007 Qtr 4: 0; 2008 Qtr 1: 0; 2008 Qtr 2: 0; 2008 Qtr 3: 0; 2008 Qtr 4: 0 | 11.8274
0 | 234053-Lighting-Remove 4 Ft Lamp (De-Lamp) | COFL00AVDEL01 | 10 | Commercial | 01-ALC-AllCommercial-IntLight | 0 |  |  |  |  | 28.2538 | 16.4871 | 0 | 0 | 0 | 11.7667 | 102.1401 |  | kWh | 0.036108 | -0.42159 | Commercial |  | Annual | [5 empty] | 11 | 0.96 |  |  |  | 0 | 14.5568 | 0 | 0 | 0 | 0 | 0 | 0 | 0 | 0 | 0 | 0 | 2006 Qtr 1: 0; 2006 Qtr 2: 0; 2006 Qtr 3: 0; 2006 Qtr 4: 14.5568; 2007 Qtr 1: 0; 2007 Qtr 2: 0; 2007 Qtr 3: 0; 2007 Qtr 4: 0; 2008 Qtr 1: 0; 2008 Qtr 2: 0; 2008 Qtr 3: 0; 2008 Qtr 4: 0 | 14.5568
0 | 234148-Premium T8 with T12 40 Watt Baseline |  | 10 | Commercial | 01-ALC-AllCommercial-IntLight | 0 |  |  |  |  | 13.9591 | 13.1897 | 0 | 0 | 0 | 0.7694 | 69.1977 |  | kWh | 0.022275 | -0.11332 | Commercial |  | Annual | [5 empty] | 11 | 0.96 |  |  |  | 0 | 10.0078 | 0 | 0 | 0 | 0 | 0 | 0 | 0 | 0 | 0 | 0 | 2006 Qtr 1: 0; 2006 Qtr 2: 0; 2006 Qtr 3: 0; 2006 Qtr 4: 10.0078; 2007 Qtr 1: 0; 2007 Qtr 2: 0; 2007 Qtr 3: 0; 2007 Qtr 4: 0; 2008 Qtr 1: 0; 2008 Qtr 2: 0; 2008 Qtr 3: 0; 2008 Qtr 4: 0 | 10.0078
0 | 234053-Lighting-Remove 4 Ft Lamp (De-Lamp) | COFL00AVDEL01 | 10 | Commercial | 01-ALC-AllCommercial-IntLight | 0 |  |  |  |  | 28.2538 | 16.4871 | 0 | 0 | 0 | 11.7667 | 106.7995 |  | kWh | 0.03438 | -0.1749 | Commercial |  | Annual | [5 empty] | 11 | 0.96 |  |  |  | 0 | 7.2784 | 0 | 0 | 0 | 0 | 0 | 0 | 0 | 0 | 0 | 0 | 2006 Qtr 1: 0; 2006 Qtr 2: 0; 2006 Qtr 3: 0; 2006 Qtr 4: 7.2784; 2007 Qtr 1: 0; 2007 Qtr 2: 0; 2007 Qtr 3: 0; 2007 Qtr 4: 0; 2008 Qtr 1: 0; 2008 Qtr 2: 0; 2008 Qtr 3: 0; 2008 Qtr 4: 0 | 7.2784
0 | 234148-Premium T8 with T12 40 Watt Baseline |  | 10 | Commercial | 01-ALC-AllCommercial-IntLight | 0 |  |  |  |  | 13.9591 | 13.1897 | 0 | 0 | 0 | 0.7694 | 64.9358 |  | kWh | 0.020124 | -0.10634 | Commercial |  | Annual | [5 empty] | 11 | 0.96 |  |  |  | 0 | 9.098 | 0 | 0 | 0 | 0 | 0 | 0 | 0 | 0 | 0 | 0 | 2006 Qtr 1: 0; 2006 Qtr 2: 0; 2006 Qtr 3: 0; 2006 Qtr 4: 9.098; 2007 Qtr 1: 0; 2007 Qtr 2: 0; 2007 Qtr 3: 0; 2007 Qtr 4: 0; 2008 Qtr 1: 0; 2008 Qtr 2: 0; 2008 Qtr 3: 0; 2008 Qtr 4: 0 | 9.098
0 | 234053-Lighting-Remove 4 Ft Lamp (De-Lamp) | COFL00AVDEL01 | 10 | Commercial | 01-ALC-AllCommercial-IntLight | 0 |  |  |  |  | 28.2538 | 16.4871 | 0 | 0 | 0 | 11.7667 | 100.2216 |  | kWh | 0.031059 | -0.16413 | Commercial |  | Annual | [5 empty] | 11 | 0.96 |  |  |  | 0 | 10.9176 | 0 | 0 | 0 | 0 | 0 | 0 | 0 | 0 | 0 | 0 | 2006 Qtr 1: 0; 2006 Qtr 2: 0; 2006 Qtr 3: 0; 2006 Qtr 4: 10.9176; 2007 Qtr 1: 0; 2007 Qtr 2: 0; 2007 Qtr 3: 0; 2007 Qtr 4: 0; 2008 Qtr 1: 0; 2008 Qtr 2: 0; 2008 Qtr 3: 0; 2008 Qtr 4: 0 | 10.9176
0 | 234148-Premium T8 with T12 40 Watt Baseline |  | 10 | Commercial | 01-ALC-AllCommercial-IntLight | 0 |  |  |  |  | 13.9591 | 13.1897 | 0 | 0 | 0 | 0.7694 | 64.9358 |  | kWh | 0.020124 | -0.10634 | Commercial |  | Annual | [5 empty] | 11 | 0.96 |  |  |  | 0 | 14.5568 | 0 | 0 | 0 | 0 | 0 | 0 | 0 | 0 | 0 | 0 | 2006 Qtr 1: 0; 2006 Qtr 2: 0; 2006 Qtr 3: 0; 2006 Qtr 4: 14.5568; 2007 Qtr 1: 0; 2007 Qtr 2: 0; 2007 Qtr 3: 0; 2007 Qtr 4: 0; 2008 Qtr 1: 0; 2008 Qtr 2: 0; 2008 Qtr 3: 0; 2008 Qtr 4: 0 | 14.5568
0 | 234148-Premium T8 with T12 40 Watt Baseline |  | 10 | Commercial | 01-ALC-AllCommercial-IntLight | 0 |  |  |  |  | 13.9591 | 13.1897 | 0 | 0 | 0 | 0.7694 | 83.0547 |  | kWh | 0.026694 | -0.13602 | Commercial |  | Annual | [5 empty] | 11 | 0.96 |  |  |  | 0 | 10.0078 | 0 | 0 | 0 | 0 | 0 | 0 | 0 | 0 | 0 | 0 | 2006 Qtr 1: 0; 2006 Qtr 2: 0; 2006 Qtr 3: 0; 2006 Qtr 4: 10.0078; 2007 Qtr 1: 0; 2007 Qtr 2: 0; 2007 Qtr 3: 0; 2007 Qtr 4: 0; 2008 Qtr 1: 0; 2008 Qtr 2: 0; 2008 Qtr 3: 0; 2008 Qtr 4: 0 | 10.0078
0 | 234053-Lighting-Remove 4 Ft Lamp (De-Lamp) | COFL00AVDEL01 | 10 | Commercial | 01-ALC-AllCommercial-IntLight | 0 |  |  |  |  | 28.2538 | 16.4871 | 0 | 0 | 0 | 11.7667 | 128.1864 |  | kWh | 0.0412 | -0.20993 | Commercial |  | Annual | [5 empty] | 11 | 0.96 |  |  |  | 0 | 10.9176 | 0 | 0 | 0 | 0 | 0 | 0 | 0 | 0 | 0 | 0 | 2006 Qtr 1: 0; 2006 Qtr 2: 0; 2006 Qtr 3: 0; 2006 Qtr 4: 10.9176; 2007 Qtr 1: 0; 2007 Qtr 2: 0; 2007 Qtr 3: 0; 2007 Qtr 4: 0; 2008 Qtr 1: 0; 2008 Qtr 2: 0; 2008 Qtr 3: 0; 2008 Qtr 4: 0 | 10.9176
0 | 234148-Premium T8 with T12 40 Watt Baseline |  | 7 | Commercial | 23-RTL-Retail–SingleStorylarge-LIT_INT | 0 |  |  |  |  | 13.9591 | 13.1897 | 0 | 0 | 0 | 0.7694 | 76.7101 |  | kWh | 0.022922 | -0.10435 | Commercial |  | Annual | [5 empty] | 11 | 0.96 |  |  |  | 0 | 18.196 | 0 | 0 | 0 | 0 | 0 | 0 | 0 | 0 | 0 | 0 | 2006 Qtr 1: 0; 2006 Qtr 2: 0; 2006 Qtr 3: 0; 2006 Qtr 4: 18.196; 2007 Qtr 1: 0; 2007 Qtr 2: 0; 2007 Qtr 3: 0; 2007 Qtr 4: 0; 2008 Qtr 1: 0; 2008 Qtr 2: 0; 2008 Qtr 3: 0; 2008 Qtr 4: 0 | 18.196
0 | 234148-Premium T8 with T12 40 Watt Baseline |  | 7 | Commercial | 01-ALC-AllCommercial-IntLight | 0 |  |  |  |  | 13.9591 | 13.1897 | 0 | 0 | 0 | 0.7694 | 74.8184 |  | kWh | 0.022603 | -0.12253 | Commercial |  | Annual | [5 empty] | 11 | 0.96 |  |  |  | 0 | 21.8353 | 0 | 0 | 0 | 0 | 0 | 0 | 0 | 0 | 0 | 0 | 2006 Qtr 1: 0; 2006 Qtr 2: 0; 2006 Qtr 3: 0; 2006 Qtr 4: 21.8353; 2007 Qtr 1: 0; 2007 Qtr 2: 0; 2007 Qtr 3: 0; 2007 Qtr 4: 0; 2008 Qtr 1: 0; 2008 Qtr 2: 0; 2008 Qtr 3: 0; 2008 Qtr 4: 0 | 21.8353
0 | 234148-Premium T8 with T12 40 Watt Baseline |  | 7 | Commercial | 01-ALC-AllCommercial-IntLight | 0 |  |  |  |  | 13.9591 | 13.1897 | 0 | 0 | 0 | 0.7694 | 64.9358 |  | kWh | 0.020124 | -0.10634 | Commercial |  | Annual | [5 empty] | 11 | 0.96 |  |  |  | 0 | 32.7529 | 0 | 0 | 0 | 0 | 0 | 0 | 0 | 0 | 0 | 0 | 2006 Qtr 1: 0; 2006 Qtr 2: 0; 2006 Qtr 3: 0; 2006 Qtr 4: 32.7529; 2007 Qtr 1: 0; 2007 Qtr 2: 0; 2007 Qtr 3: 0; 2007 Qtr 4: 0; 2008 Qtr 1: 0; 2008 Qtr 2: 0; 2008 Qtr 3: 0; 2008 Qtr 4: 0 | 32.7529
0 | 234148-Premium T8 with T12 40 Watt Baseline |  | 10 | Commercial | 18-OFS-Office–Small-IntLight | 0 |  |  |  |  | 13.9591 | 13.1897 | 0 | 0 | 0 | 0.7694 | 78.6742 |  | kWh | 0.023272 | -0.042159 | Commercial |  | Annual | [5 empty] | 11 | 0.96 |  |  |  | 0 | 1.8196 | 0 | 0 | 0 | 0 | 0 | 0 | 0 | 0 | 0 | 0 | 2006 Qtr 1: 0; 2006 Qtr 2: 0; 2006 Qtr 3: 0; 2006 Qtr 4: 1.8196; 2007 Qtr 1: 0; 2007 Qtr 2: 0; 2007 Qtr 3: 0; 2007 Qtr 4: 0; 2008 Qtr 1: 0; 2008 Qtr 2: 0; 2008 Qtr 3: 0; 2008 Qtr 4: 0 | 1.8196
0 | 234053-Lighting-Remove 4 Ft Lamp (De-Lamp) | COFL00AVDEL01 | 10 | Commercial | 18-OFS-Office–Small-IntLight | 0 |  |  |  |  | 28.2538 | 16.4871 | 0 | 0 | 0 | 11.7667 | 121.4255 |  | kWh | 0.035918 | -0.065068 | Commercial |  | Annual | [5 empty] | 11 | 0.96 |  |  |  | 0 | 1.8196 | 0 | 0 | 0 | 0 | 0 | 0 | 0 | 0 | 0 | 0 | 2006 Qtr 1: 0; 2006 Qtr 2: 0; 2006 Qtr 3: 0; 2006 Qtr 4: 1.8196; 2007 Qtr 1: 0; 2007 Qtr 2: 0; 2007 Qtr 3: 0; 2007 Qtr 4: 0; 2008 Qtr 1: 0; 2008 Qtr 2: 0; 2008 Qtr 3: 0; 2008 Qtr 4: 0 | 1.8196
0 | 234148-Premium T8 with T12 40 Watt Baseline |  | 10 | Commercial | 14-MLI-Manufacturing–LightIndustry-LIGHT | 0 |  |  |  |  | 13.9591 | 13.1897 | 0 | 0 | 0 | 0.7694 | 65.7677 |  | kWh | 0.020053 | -0.099718 | Commercial |  | Annual | [5 empty] | 11 | 0.96 |  |  |  | 0 | 3.6392 | 0 | 0 | 0 | 0 | 0 | 0 | 0 | 0 | 0 | 0 | 2006 Qtr 1: 0; 2006 Qtr 2: 0; 2006 Qtr 3: 0; 2006 Qtr 4: 3.6392; 2007 Qtr 1: 0; 2007 Qtr 2: 0; 2007 Qtr 3: 0; 2007 Qtr 4: 0; 2008 Qtr 1: 0; 2008 Qtr 2: 0; 2008 Qtr 3: 0; 2008 Qtr 4: 0 | 3.6392
0 | 234053-Lighting-Remove 4 Ft Lamp (De-Lamp) | COFL00AVDEL01 | 10 | Commercial | 14-MLI-Manufacturing–LightIndustry-LIGHT | 0 |  |  |  |  | 28.2538 | 16.4871 | 0 | 0 | 0 | 11.7667 | 101.5057 |  | kWh | 0.03095 | -0.1539 | Commercial |  | Annual | [5 empty] | 11 | 0.96 |  |  |  | 0 | 3.6392 | 0 | 0 | 0 | 0 | 0 | 0 | 0 | 0 | 0 | 0 | 2006 Qtr 1: 0; 2006 Qtr 2: 0; 2006 Qtr 3: 0; 2006 Qtr 4: 3.6392; 2007 Qtr 1: 0; 2007 Qtr 2: 0; 2007 Qtr 3: 0; 2007 Qtr 4: 0; 2008 Qtr 1: 0; 2008 Qtr 2: 0; 2008 Qtr 3: 0; 2008 Qtr 4: 0 | 3.6392
0 | 234148-Premium T8 with T12 40 Watt Baseline |  | 10 | Commercial | 01-ALC-AllCommercial-IntLight | 0 |  |  |  |  | 13.9591 | 13.1897 | 0 | 0 | 0 | 0.7694 | 83.0547 |  | kWh | 0.026694 | -0.13602 | Commercial |  | Annual | [5 empty] | 11 | 0.96 |  |  |  | 0 | 5.4588 | 0 | 0 | 0 | 0 | 0 | 0 | 0 | 0 | 0 | 0 | 2006 Qtr 1: 0; 2006 Qtr 2: 0; 2006 Qtr 3: 0; 2006 Qtr 4: 5.4588; 2007 Qtr 1: 0; 2007 Qtr 2: 0; 2007 Qtr 3: 0; 2007 Qtr 4: 0; 2008 Qtr 1: 0; 2008 Qtr 2: 0; 2008 Qtr 3: 0; 2008 Qtr 4: 0 | 5.4588
0 | 234053-Lighting-Remove 4 Ft Lamp (De-Lamp) | COFL00AVDEL01 | 10 | Commercial | 01-ALC-AllCommercial-IntLight | 0 |  |  |  |  | 28.2538 | 16.4871 | 0 | 0 | 0 | 11.7667 | 128.1864 |  | kWh | 0.0412 | -0.20993 | Commercial |  | Annual | [5 empty] | 11 | 0.96 |  |  |  | 0 | 5.4588 | 0 | 0 | 0 | 0 | 0 | 0 | 0 | 0 | 0 | 0 | 2006 Qtr 1: 0; 2006 Qtr 2: 0; 2006 Qtr 3: 0; 2006 Qtr 4: 5.4588; 2007 Qtr 1: 0; 2007 Qtr 2: 0; 2007 Qtr 3: 0; 2007 Qtr 4: 0; 2008 Qtr 1: 0; 2008 Qtr 2: 0; 2008 Qtr 3: 0; 2008 Qtr 4: 0 | 5.4588
0 | 234148-Premium T8 with T12 40 Watt Baseline |  | 10 | Commercial | 01-ALC-AllCommercial-IntLight | 0 |  |  |  |  | 13.9591 | 13.1897 | 0 | 0 | 0 | 0.7694 | 69.1977 |  | kWh | 0.022275 | -0.11332 | Commercial |  | Annual | [5 empty] | 11 | 0.96 |  |  |  | 0 | 10.9176 | 0 | 0 | 0 | 0 | 0 | 0 | 0 | 0 | 0 | 0 | 2006 Qtr 1: 0; 2006 Qtr 2: 0; 2006 Qtr 3: 0; 2006 Qtr 4: 10.9176; 2007 Qtr 1: 0; 2007 Qtr 2: 0; 2007 Qtr 3: 0; 2007 Qtr 4: 0; 2008 Qtr 1: 0; 2008 Qtr 2: 0; 2008 Qtr 3: 0; 2008 Qtr 4: 0 | 10.9176
0 | 234053-Lighting-Remove 4 Ft Lamp (De-Lamp) | COFL00AVDEL01 | 10 | Commercial | 01-ALC-AllCommercial-IntLight | 0 |  |  |  |  | 28.2538 | 16.4871 | 0 | 0 | 0 | 11.7667 | 106.7995 |  | kWh | 0.03438 | -0.1749 | Commercial |  | Annual | [5 empty] | 11 | 0.96 |  |  |  | 0 | 12.7372 | 0 | 0 | 0 | 0 | 0 | 0 | 0 | 0 | 0 | 0 | 2006 Qtr 1: 0; 2006 Qtr 2: 0; 2006 Qtr 3: 0; 2006 Qtr 4: 12.7372; 2007 Qtr 1: 0; 2007 Qtr 2: 0; 2007 Qtr 3: 0; 2007 Qtr 4: 0; 2008 Qtr 1: 0; 2008 Qtr 2: 0; 2008 Qtr 3: 0; 2008 Qtr 4: 0 | 12.7372
0 | 234148-Premium T8 with T12 40 Watt Baseline |  | 10 | Commercial | 14-MLI-Manufacturing–LightIndustry-LIGHT | 0 |  |  |  |  | 13.9591 | 13.1897 | 0 | 0 | 0 | 0.7694 | 65.7677 |  | kWh | 0.020053 | -0.099718 | Commercial |  | Annual | [5 empty] | 11 | 0.96 |  |  |  | 0 | 186.5094 | 0 | 0 | 0 | 0 | 0 | 0 | 0 | 0 | 0 | 0 | 2006 Qtr 1: 0; 2006 Qtr 2: 0; 2006 Qtr 3: 0; 2006 Qtr 4: 186.5094; 2007 Qtr 1: 0; 2007 Qtr 2: 0; 2007 Qtr 3: 0; 2007 Qtr 4: 0; 2008 Qtr 1: 0; 2008 Qtr 2: 0; 2008 Qtr 3: 0; 2008 Qtr 4: 0 | 186.5094
0 | 234053-Lighting-Remove 4 Ft Lamp (De-Lamp) | COFL00AVDEL01 | 10 | Commercial | 14-MLI-Manufacturing–LightIndustry-LIGHT | 0 |  |  |  |  | 28.2538 | 16.4871 | 0 | 0 | 0 | 11.7667 | 101.5057 |  | kWh | 0.03095 | -0.1539 | Commercial |  | Annual | [5 empty] | 11 | 0.96 |  |  |  | 0 | 235.6388 | 0 | 0 | 0 | 0 | 0 | 0 | 0 | 0 | 0 | 0 | 2006 Qtr 1: 0; 2006 Qtr 2: 0; 2006 Qtr 3: 0; 2006 Qtr 4: 235.6388; 2007 Qtr 1: 0; 2007 Qtr 2: 0; 2007 Qtr 3: 0; 2007 Qtr 4: 0; 2008 Qtr 1: 0; 2008 Qtr 2: 0; 2008 Qtr 3: 0; 2008 Qtr 4: 0 | 235.6388
0 | 234049-Lighting-LED Exit Sign New Sign | CALC00AVETS01 | 10 | Commercial | 02-ASM-Assembly-Exit | 0 |  |  |  |  | 65.3696 | 45 | 0 | 0 | 0 | 20.3696 | 351.311 |  | kWh | 0 | 0 | Commercial |  | Annual | [5 empty] | 16 | 0.96 |  |  |  | 0 | 6 | 0 | 0 | 0 | 0 | 0 | 0 | 0 | 0 | 0 | 0 | 2006 Qtr 1: 0; 2006 Qtr 2: 0; 2006 Qtr 3: 0; 2006 Qtr 4: 6; 2007 Qtr 1: 0; 2007 Qtr 2: 0; 2007 Qtr 3: 0; 2007 Qtr 4: 0; 2008 Qtr 1: 0; 2008 Qtr 2: 0; 2008 Qtr 3: 0; 2008 Qtr 4: 0 | 6
0 | 234148-Premium T8 with T12 40 Watt Baseline |  | 10 | Commercial | 14-MLI-Manufacturing–LightIndustry-LIGHT | 0 |  |  |  |  | 13.9591 | 13.1897 | 0 | 0 | 0 | 0.7694 | 65.7677 |  | kWh | 0.020053 | -0.099718 | Commercial |  | Annual | [5 empty] | 11 | 0.96 |  |  |  | 0 | 32.7529 | 0 | 0 | 0 | 0 | 0 | 0 | 0 | 0 | 0 | 0 | 2006 Qtr 1: 0; 2006 Qtr 2: 0; 2006 Qtr 3: 0; 2006 Qtr 4: 32.7529; 2007 Qtr 1: 0; 2007 Qtr 2: 0; 2007 Qtr 3: 0; 2007 Qtr 4: 0; 2008 Qtr 1: 0; 2008 Qtr 2: 0; 2008 Qtr 3: 0; 2008 Qtr 4: 0 | 32.7529
0 | 234053-Lighting-Remove 4 Ft Lamp (De-Lamp) | COFL00AVDEL01 | 10 | Commercial | 14-MLI-Manufacturing–LightIndustry-LIGHT | 0 |  |  |  |  | 28.2538 | 16.4871 | 0 | 0 | 0 | 11.7667 | 101.5057 |  | kWh | 0.03095 | -0.1539 | Commercial |  | Annual | [5 empty] | 11 | 0.96 |  |  |  | 0 | 17.2862 | 0 | 0 | 0 | 0 | 0 | 0 | 0 | 0 | 0 | 0 | 2006 Qtr 1: 0; 2006 Qtr 2: 0; 2006 Qtr 3: 0; 2006 Qtr 4: 17.2862; 2007 Qtr 1: 0; 2007 Qtr 2: 0; 2007 Qtr 3: 0; 2007 Qtr 4: 0; 2008 Qtr 1: 0; 2008 Qtr 2: 0; 2008 Qtr 3: 0; 2008 Qtr 4: 0 | 17.2862
0 | 234148-Premium T8 with T12 40 Watt Baseline |  | 10 | Commercial | 01-ALC-AllCommercial-IntLight | 0 |  |  |  |  | 13.9591 | 13.1897 | 0 | 0 | 0 | 0.7694 | 71.6621 |  | kWh | 0.020478 | -0.11736 | Commercial |  | Annual | [5 empty] | 11 | 0.96 |  |  |  | 0 | 9.098 | 0 | 0 | 0 | 0 | 0 | 0 | 0 | 0 | 0 | 0 | 2006 Qtr 1: 0; 2006 Qtr 2: 0; 2006 Qtr 3: 0; 2006 Qtr 4: 9.098; 2007 Qtr 1: 0; 2007 Qtr 2: 0; 2007 Qtr 3: 0; 2007 Qtr 4: 0; 2008 Qtr 1: 0; 2008 Qtr 2: 0; 2008 Qtr 3: 0; 2008 Qtr 4: 0 | 9.098
0 | 234053-Lighting-Remove 4 Ft Lamp (De-Lamp) | COFL00AVDEL01 | 10 | Commercial | 01-ALC-AllCommercial-IntLight | 0 |  |  |  |  | 28.2538 | 16.4871 | 0 | 0 | 0 | 11.7667 | 110.603 |  | kWh | 0.031605 | -0.18113 | Commercial |  | Annual | [5 empty] | 11 | 0.96 |  |  |  | 0 | 8.1882 | 0 | 0 | 0 | 0 | 0 | 0 | 0 | 0 | 0 | 0 | 2006 Qtr 1: 0; 2006 Qtr 2: 0; 2006 Qtr 3: 0; 2006 Qtr 4: 8.1882; 2007 Qtr 1: 0; 2007 Qtr 2: 0; 2007 Qtr 3: 0; 2007 Qtr 4: 0; 2008 Qtr 1: 0; 2008 Qtr 2: 0; 2008 Qtr 3: 0; 2008 Qtr 4: 0 | 8.1882
0 | 234148-Premium T8 with T12 40 Watt Baseline |  | 7 | Commercial | 01-ALC-AllCommercial-IntLight | 0 |  |  |  |  | 13.9591 | 13.1897 | 0 | 0 | 0 | 0.7694 | 64.9358 |  | kWh | 0.020124 | -0.10634 | Commercial |  | Annual | [5 empty] | 11 | 0.96 |  |  |  | 0 | 32.7529 | 0 | 0 | 0 | 0 | 0 | 0 | 0 | 0 | 0 | 0 | 2006 Qtr 1: 0; 2006 Qtr 2: 0; 2006 Qtr 3: 0; 2006 Qtr 4: 32.7529; 2007 Qtr 1: 0; 2007 Qtr 2: 0; 2007 Qtr 3: 0; 2007 Qtr 4: 0; 2008 Qtr 1: 0; 2008 Qtr 2: 0; 2008 Qtr 3: 0; 2008 Qtr 4: 0 | 32.7529
0 | 234053-Lighting-Remove 4 Ft Lamp (De-Lamp) | COFL00AVDEL01 | 7 | Commercial | 01-ALC-AllCommercial-IntLight | 0 |  |  |  |  | 28.2538 | 16.4871 | 0 | 0 | 0 | 11.7667 | 100.2216 |  | kWh | 0.031059 | -0.16413 | Commercial |  | Annual | [5 empty] | 11 | 0.96 |  |  |  | 0 | 32.7529 | 0 | 0 | 0 | 0 | 0 | 0 | 0 | 0 | 0 | 0 | 2006 Qtr 1: 0; 2006 Qtr 2: 0; 2006 Qtr 3: 0; 2006 Qtr 4: 32.7529; 2007 Qtr 1: 0; 2007 Qtr 2: 0; 2007 Qtr 3: 0; 2007 Qtr 4: 0; 2008 Qtr 1: 0; 2008 Qtr 2: 0; 2008 Qtr 3: 0; 2008 Qtr 4: 0 | 32.7529
0 | 234148-Premium T8 with T12 40 Watt Baseline |  | 10 | Commercial | 01-ALC-AllCommercial-IntLight | 0 |  |  |  |  | 13.9591 | 13.1897 | 0 | 0 | 0 | 0.7694 | 64.9358 |  | kWh | 0.020124 | -0.10634 | Commercial |  | Annual | [5 empty] | 11 | 0.96 |  |  |  | 0 | 18.196 | 0 | 0 | 0 | 0 | 0 | 0 | 0 | 0 | 0 | 0 | 2006 Qtr 1: 0; 2006 Qtr 2: 0; 2006 Qtr 3: 0; 2006 Qtr 4: 18.196; 2007 Qtr 1: 0; 2007 Qtr 2: 0; 2007 Qtr 3: 0; 2007 Qtr 4: 0; 2008 Qtr 1: 0; 2008 Qtr 2: 0; 2008 Qtr 3: 0; 2008 Qtr 4: 0 | 18.196
0 | 234053-Lighting-Remove 4 Ft Lamp (De-Lamp) | COFL00AVDEL01 | 10 | Commercial | 01-ALC-AllCommercial-IntLight | 0 |  |  |  |  | 28.2538 | 16.4871 | 0 | 0 | 0 | 11.7667 | 100.2216 |  | kWh | 0.031059 | -0.16413 | Commercial |  | Annual | [5 empty] | 11 | 0.96 |  |  |  | 0 | 9.098 | 0 | 0 | 0 | 0 | 0 | 0 | 0 | 0 | 0 | 0 | 2006 Qtr 1: 0; 2006 Qtr 2: 0; 2006 Qtr 3: 0; 2006 Qtr 4: 9.098; 2007 Qtr 1: 0; 2007 Qtr 2: 0; 2007 Qtr 3: 0; 2007 Qtr 4: 0; 2008 Qtr 1: 0; 2008 Qtr 2: 0; 2008 Qtr 3: 0; 2008 Qtr 4: 0 | 9.098
0 | 234148-Premium T8 with T12 40 Watt Baseline |  | 7 | Commercial | 01-ALC-AllCommercial-IntLight | 0 |  |  |  |  | 13.9591 | 13.1897 | 0 | 0 | 0 | 0.7694 | 60.8058 |  | kWh | 0.016483 | -0.099581 | Commercial |  | Annual | [5 empty] | 11 | 0.96 |  |  |  | 0 | 27.2941 | 0 | 0 | 0 | 0 | 0 | 0 | 0 | 0 | 0 | 0 | 2006 Qtr 1: 0; 2006 Qtr 2: 0; 2006 Qtr 3: 0; 2006 Qtr 4: 27.2941; 2007 Qtr 1: 0; 2007 Qtr 2: 0; 2007 Qtr 3: 0; 2007 Qtr 4: 0; 2008 Qtr 1: 0; 2008 Qtr 2: 0; 2008 Qtr 3: 0; 2008 Qtr 4: 0 | 27.2941
0 | 234148-Premium T8 with T12 40 Watt Baseline |  | 7 | Commercial | 01-ALC-AllCommercial-IntLight | 0 |  |  |  |  | 13.9591 | 13.1897 | 0 | 0 | 0 | 0.7694 | 64.9358 |  | kWh | 0.020124 | -0.10634 | Commercial |  | Annual | [5 empty] | 11 | 0.96 |  |  |  | 0 | 40.9411 | 0 | 0 | 0 | 0 | 0 | 0 | 0 | 0 | 0 | 0 | 2006 Qtr 1: 0; 2006 Qtr 2: 0; 2006 Qtr 3: 0; 2006 Qtr 4: 40.9411; 2007 Qtr 1: 0; 2007 Qtr 2: 0; 2007 Qtr 3: 0; 2007 Qtr 4: 0; 2008 Qtr 1: 0; 2008 Qtr 2: 0; 2008 Qtr 3: 0; 2008 Qtr 4: 0 | 40.9411
0 | 234148-Premium T8 with T12 40 Watt Baseline |  | 7 | Commercial | 01-ALC-AllCommercial-IntLight | 0 |  |  |  |  | 13.9591 | 13.1897 | 0 | 0 | 0 | 0.7694 | 60.8058 |  | kWh | 0.016483 | -0.099581 | Commercial |  | Annual | [5 empty] | 11 | 0.96 |  |  |  | 0 | 21.8353 | 0 | 0 | 0 | 0 | 0 | 0 | 0 | 0 | 0 | 0 | 2006 Qtr 1: 0; 2006 Qtr 2: 0; 2006 Qtr 3: 0; 2006 Qtr 4: 21.8353; 2007 Qtr 1: 0; 2007 Qtr 2: 0; 2007 Qtr 3: 0; 2007 Qtr 4: 0; 2008 Qtr 1: 0; 2008 Qtr 2: 0; 2008 Qtr 3: 0; 2008 Qtr 4: 0 | 21.8353
0 | 234148-Premium T8 with T12 40 Watt Baseline |  | 7 | Commercial | 01-ALC-AllCommercial-IntLight | 0 |  |  |  |  | 13.9591 | 13.1897 | 0 | 0 | 0 | 0.7694 | 74.8184 |  | kWh | 0.022603 | -0.12253 | Commercial |  | Annual | [5 empty] | 11 | 0.96 |  |  |  | 0 | 72.7842 | 0 | 0 | 0 | 0 | 0 | 0 | 0 | 0 | 0 | 0 | 2006 Qtr 1: 0; 2006 Qtr 2: 0; 2006 Qtr 3: 0; 2006 Qtr 4: 72.7842; 2007 Qtr 1: 0; 2007 Qtr 2: 0; 2007 Qtr 3: 0; 2007 Qtr 4: 0; 2008 Qtr 1: 0; 2008 Qtr 2: 0; 2008 Qtr 3: 0; 2008 Qtr 4: 0 | 72.7842
0 | 234148-Premium T8 with T12 40 Watt Baseline |  | 7 | Commercial | 01-ALC-AllCommercial-IntLight | 0 |  |  |  |  | 13.9591 | 13.1897 | 0 | 0 | 0 | 0.7694 | 63.1001 |  | kWh | 0.016266 | -0.10334 | Commercial |  | Annual | [5 empty] | 11 | 0.96 |  |  |  | 0 | 36.3921 | 0 | 0 | 0 | 0 | 0 | 0 | 0 | 0 | 0 | 0 | 2006 Qtr 1: 0; 2006 Qtr 2: 0; 2006 Qtr 3: 0; 2006 Qtr 4: 36.3921; 2007 Qtr 1: 0; 2007 Qtr 2: 0; 2007 Qtr 3: 0; 2007 Qtr 4: 0; 2008 Qtr 1: 0; 2008 Qtr 2: 0; 2008 Qtr 3: 0; 2008 Qtr 4: 0 | 36.3921
0 | 234148-Premium T8 with T12 40 Watt Baseline |  | 7 | Commercial | 01-ALC-AllCommercial-IntLight | 0 |  |  |  |  | 13.9591 | 13.1897 | 0 | 0 | 0 | 0.7694 | 60.8058 |  | kWh | 0.016483 | -0.099581 | Commercial |  | Annual | [5 empty] | 11 | 0.96 |  |  |  | 0 | 43.6705 | 0 | 0 | 0 | 0 | 0 | 0 | 0 | 0 | 0 | 0 | 2006 Qtr 1: 0; 2006 Qtr 2: 0; 2006 Qtr 3: 0; 2006 Qtr 4: 43.6705; 2007 Qtr 1: 0; 2007 Qtr 2: 0; 2007 Qtr 3: 0; 2007 Qtr 4: 0; 2008 Qtr 1: 0; 2008 Qtr 2: 0; 2008 Qtr 3: 0; 2008 Qtr 4: 0 | 43.6705
0 | 234148-Premium T8 with T12 40 Watt Baseline |  | 7 | Commercial | 01-ALC-AllCommercial-IntLight | 0 |  |  |  |  | 13.9591 | 13.1897 | 0 | 0 | 0 | 0.7694 | 64.9358 |  | kWh | 0.020124 | -0.10634 | Commercial |  | Annual | [5 empty] | 11 | 0.96 |  |  |  | 0 | 43.6705 | 0 | 0 | 0 | 0 | 0 | 0 | 0 | 0 | 0 | 0 | 2006 Qtr 1: 0; 2006 Qtr 2: 0; 2006 Qtr 3: 0; 2006 Qtr 4: 43.6705; 2007 Qtr 1: 0; 2007 Qtr 2: 0; 2007 Qtr 3: 0; 2007 Qtr 4: 0; 2008 Qtr 1: 0; 2008 Qtr 2: 0; 2008 Qtr 3: 0; 2008 Qtr 4: 0 | 43.6705
0 | 234148-Premium T8 with T12 40 Watt Baseline |  | 7 | Commercial | 01-ALC-AllCommercial-IntLight | 0 |  |  |  |  | 13.9591 | 13.1897 | 0 | 0 | 0 | 0.7694 | 74.8184 |  | kWh | 0.022603 | -0.12253 | Commercial |  | Annual | [5 empty] | 11 | 0.96 |  |  |  | 0 | 29.1137 | 0 | 0 | 0 | 0 | 0 | 0 | 0 | 0 | 0 | 0 | 2006 Qtr 1: 0; 2006 Qtr 2: 0; 2006 Qtr 3: 0; 2006 Qtr 4: 29.1137; 2007 Qtr 1: 0; 2007 Qtr 2: 0; 2007 Qtr 3: 0; 2007 Qtr 4: 0; 2008 Qtr 1: 0; 2008 Qtr 2: 0; 2008 Qtr 3: 0; 2008 Qtr 4: 0 | 29.1137
0 | 234148-Premium T8 with T12 40 Watt Baseline |  | 7 | Commercial | 01-ALC-AllCommercial-IntLight | 0 |  |  |  |  | 13.9591 | 13.1897 | 0 | 0 | 0 | 0.7694 | 64.9358 |  | kWh | 0.020124 | -0.10634 | Commercial |  | Annual | [5 empty] | 11 | 0.96 |  |  |  | 0 | 35.4823 | 0 | 0 | 0 | 0 | 0 | 0 | 0 | 0 | 0 | 0 | 2006 Qtr 1: 0; 2006 Qtr 2: 0; 2006 Qtr 3: 0; 2006 Qtr 4: 35.4823; 2007 Qtr 1: 0; 2007 Qtr 2: 0; 2007 Qtr 3: 0; 2007 Qtr 4: 0; 2008 Qtr 1: 0; 2008 Qtr 2: 0; 2008 Qtr 3: 0; 2008 Qtr 4: 0 | 35.4823
0 | 234148-Premium T8 with T12 40 Watt Baseline |  | 7 | Commercial | 01-ALC-AllCommercial-IntLight | 0 |  |  |  |  | 13.9591 | 13.1897 | 0 | 0 | 0 | 0.7694 | 83.0547 |  | kWh | 0.026694 | -0.13602 | Commercial |  | Annual | [5 empty] | 11 | 0.96 |  |  |  | 0 | 76.4234 | 0 | 0 | 0 | 0 | 0 | 0 | 0 | 0 | 0 | 0 | 2006 Qtr 1: 0; 2006 Qtr 2: 0; 2006 Qtr 3: 0; 2006 Qtr 4: 76.4234; 2007 Qtr 1: 0; 2007 Qtr 2: 0; 2007 Qtr 3: 0; 2007 Qtr 4: 0; 2008 Qtr 1: 0; 2008 Qtr 2: 0; 2008 Qtr 3: 0; 2008 Qtr 4: 0 | 76.4234
0 | 234148-Premium T8 with T12 40 Watt Baseline |  | 7 | Commercial | 01-ALC-AllCommercial-IntLight | 0 |  |  |  |  | 13.9591 | 13.1897 | 0 | 0 | 0 | 0.7694 | 64.9358 |  | kWh | 0.020124 | -0.10634 | Commercial |  | Annual | [5 empty] | 11 | 0.96 |  |  |  | 0 | 32.7529 | 0 | 0 | 0 | 0 | 0 | 0 | 0 | 0 | 0 | 0 | 2006 Qtr 1: 0; 2006 Qtr 2: 0; 2006 Qtr 3: 0; 2006 Qtr 4: 32.7529; 2007 Qtr 1: 0; 2007 Qtr 2: 0; 2007 Qtr 3: 0; 2007 Qtr 4: 0; 2008 Qtr 1: 0; 2008 Qtr 2: 0; 2008 Qtr 3: 0; 2008 Qtr 4: 0 | 32.7529
0 | 234148-Premium T8 with T12 40 Watt Baseline |  | 7 | Commercial | 01-ALC-AllCommercial-IntLight | 0 |  |  |  |  | 13.9591 | 13.1897 | 0 | 0 | 0 | 0.7694 | 64.9358 |  | kWh | 0.020124 | -0.10634 | Commercial |  | Annual | [5 empty] | 11 | 0.96 |  |  |  | 0 | 50.9489 | 0 | 0 | 0 | 0 | 0 | 0 | 0 | 0 | 0 | 0 | 2006 Qtr 1: 0; 2006 Qtr 2: 0; 2006 Qtr 3: 0; 2006 Qtr 4: 50.9489; 2007 Qtr 1: 0; 2007 Qtr 2: 0; 2007 Qtr 3: 0; 2007 Qtr 4: 0; 2008 Qtr 1: 0; 2008 Qtr 2: 0; 2008 Qtr 3: 0; 2008 Qtr 4: 0 | 50.9489
0 | 234148-Premium T8 with T12 40 Watt Baseline |  | 7 | Commercial | 01-ALC-AllCommercial-IntLight | 0 |  |  |  |  | 13.9591 | 13.1897 | 0 | 0 | 0 | 0.7694 | 64.9358 |  | kWh | 0.020124 | -0.10634 | Commercial |  | Annual | [5 empty] | 11 | 0.96 |  |  |  | 0 | 276.5799 | 0 | 0 | 0 | 0 | 0 | 0 | 0 | 0 | 0 | 0 | 2006 Qtr 1: 0; 2006 Qtr 2: 0; 2006 Qtr 3: 0; 2006 Qtr 4: 276.5799; 2007 Qtr 1: 0; 2007 Qtr 2: 0; 2007 Qtr 3: 0; 2007 Qtr 4: 0; 2008 Qtr 1: 0; 2008 Qtr 2: 0; 2008 Qtr 3: 0; 2008 Qtr 4: 0 | 276.5799
0 | 234148-Premium T8 with T12 40 Watt Baseline |  | 7 | Commercial | 01-ALC-AllCommercial-IntLight | 0 |  |  |  |  | 13.9591 | 13.1897 | 0 | 0 | 0 | 0.7694 | 60.8058 |  | kWh | 0.016483 | -0.099581 | Commercial |  | Annual | [5 empty] | 11 | 0.96 |  |  |  | 0 | 32.7529 | 0 | 0 | 0 | 0 | 0 | 0 | 0 | 0 | 0 | 0 | 2006 Qtr 1: 0; 2006 Qtr 2: 0; 2006 Qtr 3: 0; 2006 Qtr 4: 32.7529; 2007 Qtr 1: 0; 2007 Qtr 2: 0; 2007 Qtr 3: 0; 2007 Qtr 4: 0; 2008 Qtr 1: 0; 2008 Qtr 2: 0; 2008 Qtr 3: 0; 2008 Qtr 4: 0 | 32.7529
0 | 234148-Premium T8 with T12 40 Watt Baseline |  | 7 | Commercial | 01-ALC-AllCommercial-IntLight | 0 |  |  |  |  | 13.9591 | 13.1897 | 0 | 0 | 0 | 0.7694 | 60.8058 |  | kWh | 0.016483 | -0.099581 | Commercial |  | Annual | [5 empty] | 11 | 0.96 |  |  |  | 0 | 76.4234 | 0 | 0 | 0 | 0 | 0 | 0 | 0 | 0 | 0 | 0 | 2006 Qtr 1: 0; 2006 Qtr 2: 0; 2006 Qtr 3: 0; 2006 Qtr 4: 76.4234; 2007 Qtr 1: 0; 2007 Qtr 2: 0; 2007 Qtr 3: 0; 2007 Qtr 4: 0; 2008 Qtr 1: 0; 2008 Qtr 2: 0; 2008 Qtr 3: 0; 2008 Qtr 4: 0 | 76.4234
0 | 234148-Premium T8 with T12 40 Watt Baseline |  | 7 | Commercial | 01-ALC-AllCommercial-IntLight | 0 |  |  |  |  | 13.9591 | 13.1897 | 0 | 0 | 0 | 0.7694 | 105.9046 |  | kWh | 0.021267 | -0.17344 | Commercial |  | Annual | [5 empty] | 11 | 0.96 |  |  |  | 0 | 50.9489 | 0 | 0 | 0 | 0 | 0 | 0 | 0 | 0 | 0 | 0 | 2006 Qtr 1: 0; 2006 Qtr 2: 0; 2006 Qtr 3: 0; 2006 Qtr 4: 50.9489; 2007 Qtr 1: 0; 2007 Qtr 2: 0; 2007 Qtr 3: 0; 2007 Qtr 4: 0; 2008 Qtr 1: 0; 2008 Qtr 2: 0; 2008 Qtr 3: 0; 2008 Qtr 4: 0 | 50.9489
0 | 234148-Premium T8 with T12 40 Watt Baseline |  | 10 | Commercial | 01-ALC-AllCommercial-IntLight | 0 |  |  |  |  | 13.9591 | 13.1897 | 0 | 0 | 0 | 0.7694 | 60.8058 |  | kWh | 0.016483 | -0.099581 | Commercial |  | Annual | [5 empty] | 11 | 0.96 |  |  |  | 0 | 43.6705 | 0 | 0 | 0 | 0 | 0 | 0 | 0 | 0 | 0 | 0 | 2006 Qtr 1: 0; 2006 Qtr 2: 0; 2006 Qtr 3: 0; 2006 Qtr 4: 43.6705; 2007 Qtr 1: 0; 2007 Qtr 2: 0; 2007 Qtr 3: 0; 2007 Qtr 4: 0; 2008 Qtr 1: 0; 2008 Qtr 2: 0; 2008 Qtr 3: 0; 2008 Qtr 4: 0 | 43.6705
0 | 234148-Premium T8 with T12 40 Watt Baseline |  | 7 | Commercial | 14-MLI-Manufacturing–LightIndustry-LIGHT | 0 |  |  |  |  | 13.9591 | 13.1897 | 0 | 0 | 0 | 0.7694 | 64.9241 |  | kWh | 0.020063 | -0.083941 | Commercial |  | Annual | [5 empty] | 11 | 0.96 |  |  |  | 0 | 283.8583 | 0 | 0 | 0 | 0 | 0 | 0 | 0 | 0 | 0 | 0 | 2006 Qtr 1: 0; 2006 Qtr 2: 0; 2006 Qtr 3: 0; 2006 Qtr 4: 283.8583; 2007 Qtr 1: 0; 2007 Qtr 2: 0; 2007 Qtr 3: 0; 2007 Qtr 4: 0; 2008 Qtr 1: 0; 2008 Qtr 2: 0; 2008 Qtr 3: 0; 2008 Qtr 4: 0 | 283.8583
0 | 234148-Premium T8 with T12 40 Watt Baseline |  | 7 | Commercial | 01-ALC-AllCommercial-IntLight | 0 |  |  |  |  | 13.9591 | 13.1897 | 0 | 0 | 0 | 0.7694 | 74.8184 |  | kWh | 0.022603 | -0.12253 | Commercial |  | Annual | [5 empty] | 11 | 0.96 |  |  |  | 0 | 120.0939 | 0 | 0 | 0 | 0 | 0 | 0 | 0 | 0 | 0 | 0 | 2006 Qtr 1: 0; 2006 Qtr 2: 0; 2006 Qtr 3: 0; 2006 Qtr 4: 120.0939; 2007 Qtr 1: 0; 2007 Qtr 2: 0; 2007 Qtr 3: 0; 2007 Qtr 4: 0; 2008 Qtr 1: 0; 2008 Qtr 2: 0; 2008 Qtr 3: 0; 2008 Qtr 4: 0 | 120.0939
0 | 234148-Premium T8 with T12 40 Watt Baseline |  | 7 | Commercial | 01-ALC-AllCommercial-IntLight | 0 |  |  |  |  | 13.9591 | 13.1897 | 0 | 0 | 0 | 0.7694 | 64.9358 |  | kWh | 0.020124 | -0.10634 | Commercial |  | Annual | [5 empty] | 11 | 0.96 |  |  |  | 0 | 30.9333 | 0 | 0 | 0 | 0 | 0 | 0 | 0 | 0 | 0 | 0 | 2006 Qtr 1: 0; 2006 Qtr 2: 0; 2006 Qtr 3: 0; 2006 Qtr 4: 30.9333; 2007 Qtr 1: 0; 2007 Qtr 2: 0; 2007 Qtr 3: 0; 2007 Qtr 4: 0; 2008 Qtr 1: 0; 2008 Qtr 2: 0; 2008 Qtr 3: 0; 2008 Qtr 4: 0 | 30.9333
0 | 234053-Lighting-Remove 4 Ft Lamp (De-Lamp) | COFL00AVDEL01 | 7 | Commercial | 01-ALC-AllCommercial-IntLight | 0 |  |  |  |  | 28.2538 | 16.4871 | 0 | 0 | 0 | 11.7667 | 100.2216 |  | kWh | 0.031059 | -0.16413 | Commercial |  | Annual | [5 empty] | 11 | 0.96 |  |  |  | 0 | 34.5725 | 0 | 0 | 0 | 0 | 0 | 0 | 0 | 0 | 0 | 0 | 2006 Qtr 1: 0; 2006 Qtr 2: 0; 2006 Qtr 3: 0; 2006 Qtr 4: 34.5725; 2007 Qtr 1: 0; 2007 Qtr 2: 0; 2007 Qtr 3: 0; 2007 Qtr 4: 0; 2008 Qtr 1: 0; 2008 Qtr 2: 0; 2008 Qtr 3: 0; 2008 Qtr 4: 0 | 34.5725
0 | 234148-Premium T8 with T12 40 Watt Baseline |  | 7 | Commercial | 01-ALC-AllCommercial-IntLight | 0 |  |  |  |  | 13.9591 | 13.1897 | 0 | 0 | 0 | 0.7694 | 74.8184 |  | kWh | 0.022603 | -0.12253 | Commercial |  | Annual | [5 empty] | 11 | 0.96 |  |  |  | 0 | 65.5058 | 0 | 0 | 0 | 0 | 0 | 0 | 0 | 0 | 0 | 0 | 2006 Qtr 1: 0; 2006 Qtr 2: 0; 2006 Qtr 3: 0; 2006 Qtr 4: 65.5058; 2007 Qtr 1: 0; 2007 Qtr 2: 0; 2007 Qtr 3: 0; 2007 Qtr 4: 0; 2008 Qtr 1: 0; 2008 Qtr 2: 0; 2008 Qtr 3: 0; 2008 Qtr 4: 0 | 65.5058
0 | 234148-Premium T8 with T12 40 Watt Baseline |  | 7 | Commercial | 01-ALC-AllCommercial-IntLight | 0 |  |  |  |  | 13.9591 | 13.1897 | 0 | 0 | 0 | 0.7694 | 74.8184 |  | kWh | 0.022603 | -0.12253 | Commercial |  | Annual | [5 empty] | 11 | 0.96 |  |  |  | 0 | 41.8509 | 0 | 0 | 0 | 0 | 0 | 0 | 0 | 0 | 0 | 0 | 2006 Qtr 1: 0; 2006 Qtr 2: 0; 2006 Qtr 3: 0; 2006 Qtr 4: 41.8509; 2007 Qtr 1: 0; 2007 Qtr 2: 0; 2007 Qtr 3: 0; 2007 Qtr 4: 0; 2008 Qtr 1: 0; 2008 Qtr 2: 0; 2008 Qtr 3: 0; 2008 Qtr 4: 0 | 41.8509
0 | 234053-Lighting-Remove 4 Ft Lamp (De-Lamp) | COFL00AVDEL01 | 7 | Commercial | 01-ALC-AllCommercial-IntLight | 0 |  |  |  |  | 28.2538 | 16.4871 | 0 | 0 | 0 | 11.7667 | 115.4744 |  | kWh | 0.034885 | -0.18911 | Commercial |  | Annual | [5 empty] | 11 | 0.96 |  |  |  | 0 | 45.4901 | 0 | 0 | 0 | 0 | 0 | 0 | 0 | 0 | 0 | 0 | 2006 Qtr 1: 0; 2006 Qtr 2: 0; 2006 Qtr 3: 0; 2006 Qtr 4: 45.4901; 2007 Qtr 1: 0; 2007 Qtr 2: 0; 2007 Qtr 3: 0; 2007 Qtr 4: 0; 2008 Qtr 1: 0; 2008 Qtr 2: 0; 2008 Qtr 3: 0; 2008 Qtr 4: 0 | 45.4901
0 | 234049-Lighting-LED Exit Sign New Sign | CALC00AVETS01 | 7 | Commercial | 02-ASM-Assembly-Exit | 0 |  |  |  |  | 65.3696 | 45 | 0 | 0 | 0 | 20.3696 | 351.311 |  | kWh | 0 | 0 | Commercial |  | Annual | [5 empty] | 16 | 0.96 |  |  |  | 0 | 2 | 0 | 0 | 0 | 0 | 0 | 0 | 0 | 0 | 0 | 0 | 2006 Qtr 1: 0; 2006 Qtr 2: 0; 2006 Qtr 3: 0; 2006 Qtr 4: 2; 2007 Qtr 1: 0; 2007 Qtr 2: 0; 2007 Qtr 3: 0; 2007 Qtr 4: 0; 2008 Qtr 1: 0; 2008 Qtr 2: 0; 2008 Qtr 3: 0; 2008 Qtr 4: 0 | 2
0 | 234148-Premium T8 with T12 40 Watt Baseline |  | 7 | Commercial | 01-ALC-AllCommercial-IntLight | 0 |  |  |  |  | 13.9591 | 13.1897 | 0 | 0 | 0 | 0.7694 | 87.3573 |  | kWh | 0.01583 | -0.14306 | Commercial |  | Annual | [5 empty] | 11 | 0.96 |  |  |  | 0 | 29.1137 | 0 | 0 | 0 | 0 | 0 | 0 | 0 | 0 | 0 | 0 | 2006 Qtr 1: 0; 2006 Qtr 2: 0; 2006 Qtr 3: 0; 2006 Qtr 4: 29.1137; 2007 Qtr 1: 0; 2007 Qtr 2: 0; 2007 Qtr 3: 0; 2007 Qtr 4: 0; 2008 Qtr 1: 0; 2008 Qtr 2: 0; 2008 Qtr 3: 0; 2008 Qtr 4: 0 | 29.1137
0 | 234148-Premium T8 with T12 40 Watt Baseline |  | 7 | Commercial | 01-ALC-AllCommercial-IntLight | 0 |  |  |  |  | 13.9591 | 13.1897 | 0 | 0 | 0 | 0.7694 | 83.0547 |  | kWh | 0.026694 | -0.13602 | Commercial |  | Annual | [5 empty] | 11 | 0.96 |  |  |  | 0 | 87.341 | 0 | 0 | 0 | 0 | 0 | 0 | 0 | 0 | 0 | 0 | 2006 Qtr 1: 0; 2006 Qtr 2: 0; 2006 Qtr 3: 0; 2006 Qtr 4: 87.341; 2007 Qtr 1: 0; 2007 Qtr 2: 0; 2007 Qtr 3: 0; 2007 Qtr 4: 0; 2008 Qtr 1: 0; 2008 Qtr 2: 0; 2008 Qtr 3: 0; 2008 Qtr 4: 0 | 87.341
0 | 234148-Premium T8 with T12 40 Watt Baseline |  | 10 | Commercial | 14-MLI-Manufacturing–LightIndustry-LIGHT | 0 |  |  |  |  | 13.9591 | 13.1897 | 0 | 0 | 0 | 0.7694 | 65.7677 |  | kWh | 0.020053 | -0.099718 | Commercial |  | Annual | [5 empty] | 11 | 0.96 |  |  |  | 0 | 21.8353 | 0 | 0 | 0 | 0 | 0 | 0 | 0 | 0 | 0 | 0 | 2006 Qtr 1: 0; 2006 Qtr 2: 0; 2006 Qtr 3: 0; 2006 Qtr 4: 21.8353; 2007 Qtr 1: 0; 2007 Qtr 2: 0; 2007 Qtr 3: 0; 2007 Qtr 4: 0; 2008 Qtr 1: 0; 2008 Qtr 2: 0; 2008 Qtr 3: 0; 2008 Qtr 4: 0 | 21.8353
0 | 234148-Premium T8 with T12 40 Watt Baseline |  | 10 | Commercial | 14-MLI-Manufacturing–LightIndustry-LIGHT | 0 |  |  |  |  | 13.9591 | 13.1897 | 0 | 0 | 0 | 0.7694 | 65.7677 |  | kWh | 0.020053 | -0.099718 | Commercial |  | Annual | [5 empty] | 11 | 0.96 |  |  |  | 0 | 32.7529 | 0 | 0 | 0 | 0 | 0 | 0 | 0 | 0 | 0 | 0 | 2006 Qtr 1: 0; 2006 Qtr 2: 0; 2006 Qtr 3: 0; 2006 Qtr 4: 32.7529; 2007 Qtr 1: 0; 2007 Qtr 2: 0; 2007 Qtr 3: 0; 2007 Qtr 4: 0; 2008 Qtr 1: 0; 2008 Qtr 2: 0; 2008 Qtr 3: 0; 2008 Qtr 4: 0 | 32.7529
0 | 234148-Premium T8 with T12 40 Watt Baseline |  | 7 | Commercial | 01-ALC-AllCommercial-IntLight | 0 |  |  |  |  | 13.9591 | 13.1897 | 0 | 0 | 0 | 0.7694 | 87.3573 |  | kWh | 0.01583 | -0.14306 | Commercial |  | Annual | [5 empty] | 11 | 0.96 |  |  |  | 0 | 36.3921 | 0 | 0 | 0 | 0 | 0 | 0 | 0 | 0 | 0 | 0 | 2006 Qtr 1: 0; 2006 Qtr 2: 0; 2006 Qtr 3: 0; 2006 Qtr 4: 36.3921; 2007 Qtr 1: 0; 2007 Qtr 2: 0; 2007 Qtr 3: 0; 2007 Qtr 4: 0; 2008 Qtr 1: 0; 2008 Qtr 2: 0; 2008 Qtr 3: 0; 2008 Qtr 4: 0 | 36.3921
0 | 234148-Premium T8 with T12 40 Watt Baseline |  | 10 | Commercial | 01-ALC-AllCommercial-IntLight | 0 |  |  |  |  | 13.9591 | 13.1897 | 0 | 0 | 0 | 0.7694 | 83.0547 |  | kWh | 0.026694 | -0.13602 | Commercial |  | Annual | [5 empty] | 11 | 0.96 |  |  |  | 0 | 32.7529 | 0 | 0 | 0 | 0 | 0 | 0 | 0 | 0 | 0 | 0 | 2006 Qtr 1: 0; 2006 Qtr 2: 0; 2006 Qtr 3: 0; 2006 Qtr 4: 32.7529; 2007 Qtr 1: 0; 2007 Qtr 2: 0; 2007 Qtr 3: 0; 2007 Qtr 4: 0; 2008 Qtr 1: 0; 2008 Qtr 2: 0; 2008 Qtr 3: 0; 2008 Qtr 4: 0 | 32.7529
0 | 234148-Premium T8 with T12 40 Watt Baseline |  | 10 | Commercial | 01-ALC-AllCommercial-IntLight | 0 |  |  |  |  | 13.9591 | 13.1897 | 0 | 0 | 0 | 0.7694 | 74.8184 |  | kWh | 0.022603 | -0.12253 | Commercial |  | Annual | [5 empty] | 11 | 0.96 |  |  |  | 0 | 18.196 | 0 | 0 | 0 | 0 | 0 | 0 | 0 | 0 | 0 | 0 | 2006 Qtr 1: 0; 2006 Qtr 2: 0; 2006 Qtr 3: 0; 2006 Qtr 4: 18.196; 2007 Qtr 1: 0; 2007 Qtr 2: 0; 2007 Qtr 3: 0; 2007 Qtr 4: 0; 2008 Qtr 1: 0; 2008 Qtr 2: 0; 2008 Qtr 3: 0; 2008 Qtr 4: 0 | 18.196
0 | 234148-Premium T8 with T12 40 Watt Baseline |  | 7 | Commercial | 01-ALC-AllCommercial-IntLight | 0 |  |  |  |  | 13.9591 | 13.1897 | 0 | 0 | 0 | 0.7694 | 59.9551 |  | kWh | 0.020434 | -0.098187 | Commercial |  | Annual | [5 empty] | 11 | 0.96 |  |  |  | 0 | 69.145 | 0 | 0 | 0 | 0 | 0 | 0 | 0 | 0 | 0 | 0 | 2006 Qtr 1: 0; 2006 Qtr 2: 0; 2006 Qtr 3: 0; 2006 Qtr 4: 69.145; 2007 Qtr 1: 0; 2007 Qtr 2: 0; 2007 Qtr 3: 0; 2007 Qtr 4: 0; 2008 Qtr 1: 0; 2008 Qtr 2: 0; 2008 Qtr 3: 0; 2008 Qtr 4: 0 | 69.145
0 | 234148-Premium T8 with T12 40 Watt Baseline |  | 10 | Commercial | 01-ALC-AllCommercial-IntLight | 0 |  |  |  |  | 13.9591 | 13.1897 | 0 | 0 | 0 | 0.7694 | 60.8058 |  | kWh | 0.016483 | -0.099581 | Commercial |  | Annual | [5 empty] | 11 | 0.96 |  |  |  | 0 | 10.9176 | 0 | 0 | 0 | 0 | 0 | 0 | 0 | 0 | 0 | 0 | 2006 Qtr 1: 0; 2006 Qtr 2: 0; 2006 Qtr 3: 0; 2006 Qtr 4: 10.9176; 2007 Qtr 1: 0; 2007 Qtr 2: 0; 2007 Qtr 3: 0; 2007 Qtr 4: 0; 2008 Qtr 1: 0; 2008 Qtr 2: 0; 2008 Qtr 3: 0; 2008 Qtr 4: 0 | 10.9176
0 | 234148-Premium T8 with T12 40 Watt Baseline |  | 10 | Commercial | 01-ALC-AllCommercial-IntLight | 0 |  |  |  |  | 13.9591 | 13.1897 | 0 | 0 | 0 | 0.7694 | 64.9358 |  | kWh | 0.020124 | -0.10634 | Commercial |  | Annual | [5 empty] | 11 | 0.96 |  |  |  | 0 | 47.3097 | 0 | 0 | 0 | 0 | 0 | 0 | 0 | 0 | 0 | 0 | 2006 Qtr 1: 0; 2006 Qtr 2: 0; 2006 Qtr 3: 0; 2006 Qtr 4: 47.3097; 2007 Qtr 1: 0; 2007 Qtr 2: 0; 2007 Qtr 3: 0; 2007 Qtr 4: 0; 2008 Qtr 1: 0; 2008 Qtr 2: 0; 2008 Qtr 3: 0; 2008 Qtr 4: 0 | 47.3097
0 | 234148-Premium T8 with T12 40 Watt Baseline |  | 7 | Commercial | 01-ALC-AllCommercial-IntLight | 0 |  |  |  |  | 13.9591 | 13.1897 | 0 | 0 | 0 | 0.7694 | 105.9046 |  | kWh | 0.021267 | -0.17344 | Commercial |  | Annual | [5 empty] | 11 | 0.96 |  |  |  | 0 | 29.1137 | 0 | 0 | 0 | 0 | 0 | 0 | 0 | 0 | 0 | 0 | 2006 Qtr 1: 0; 2006 Qtr 2: 0; 2006 Qtr 3: 0; 2006 Qtr 4: 29.1137; 2007 Qtr 1: 0; 2007 Qtr 2: 0; 2007 Qtr 3: 0; 2007 Qtr 4: 0; 2008 Qtr 1: 0; 2008 Qtr 2: 0; 2008 Qtr 3: 0; 2008 Qtr 4: 0 | 29.1137
0 | 234148-Premium T8 with T12 40 Watt Baseline |  | 7 | Commercial | 21-RSD-Restaurant–SitDown-LIT_INT | 0 |  |  |  |  | 13.9591 | 13.1897 | 0 | 0 | 0 | 0.7694 | 106.8638 |  | kWh | 0.021548 | -0.50255 | Commercial |  | Annual | [5 empty] | 11 | 0.96 |  |  |  | 0 | 69.145 | 0 | 0 | 0 | 0 | 0 | 0 | 0 | 0 | 0 | 0 | 2006 Qtr 1: 0; 2006 Qtr 2: 0; 2006 Qtr 3: 0; 2006 Qtr 4: 69.145; 2007 Qtr 1: 0; 2007 Qtr 2: 0; 2007 Qtr 3: 0; 2007 Qtr 4: 0; 2008 Qtr 1: 0; 2008 Qtr 2: 0; 2008 Qtr 3: 0; 2008 Qtr 4: 0 | 69.145
0 | 234174-Food Service - Ice Machine Air-Cooled 101-200 |  | 7 | Commercial | 01-ALC-AllCommercial-Refrig | 0 |  |  |  |  | 296 | 600 | 0 | 0 | 0 | -304 | 3613.5 |  | kWh | 0.4125 | 0 | Commercial |  | Annual | [5 empty] | 12 | 0.96 |  |  |  | 0 | 1 | 0 | 0 | 0 | 0 | 0 | 0 | 0 | 0 | 0 | 0 | 2006 Qtr 1: 0; 2006 Qtr 2: 0; 2006 Qtr 3: 0; 2006 Qtr 4: 1; 2007 Qtr 1: 0; 2007 Qtr 2: 0; 2007 Qtr 3: 0; 2007 Qtr 4: 0; 2008 Qtr 1: 0; 2008 Qtr 2: 0; 2008 Qtr 3: 0; 2008 Qtr 4: 0 | 1
0 | 234148-Premium T8 with T12 40 Watt Baseline |  | 7 | Commercial | 01-ALC-AllCommercial-IntLight | 0 |  |  |  |  | 13.9591 | 13.1897 | 0 | 0 | 0 | 0.7694 | 74.8184 |  | kWh | 0.022603 | -0.12253 | Commercial |  | Annual | [5 empty] | 11 | 0.96 |  |  |  | 0 | 21.8353 | 0 | 0 | 0 | 0 | 0 | 0 | 0 | 0 | 0 | 0 | 2006 Qtr 1: 0; 2006 Qtr 2: 0; 2006 Qtr 3: 0; 2006 Qtr 4: 21.8353; 2007 Qtr 1: 0; 2007 Qtr 2: 0; 2007 Qtr 3: 0; 2007 Qtr 4: 0; 2008 Qtr 1: 0; 2008 Qtr 2: 0; 2008 Qtr 3: 0; 2008 Qtr 4: 0 | 21.8353
0 | 234148-Premium T8 with T12 40 Watt Baseline |  | 7 | Commercial | 01-ALC-AllCommercial-IntLight | 0 |  |  |  |  | 13.9591 | 13.1897 | 0 | 0 | 0 | 0.7694 | 64.9358 |  | kWh | 0.020124 | -0.10634 | Commercial |  | Annual | [5 empty] | 11 | 0.96 |  |  |  | 0 | 47.3097 | 0 | 0 | 0 | 0 | 0 | 0 | 0 | 0 | 0 | 0 | 2006 Qtr 1: 0; 2006 Qtr 2: 0; 2006 Qtr 3: 0; 2006 Qtr 4: 47.3097; 2007 Qtr 1: 0; 2007 Qtr 2: 0; 2007 Qtr 3: 0; 2007 Qtr 4: 0; 2008 Qtr 1: 0; 2008 Qtr 2: 0; 2008 Qtr 3: 0; 2008 Qtr 4: 0 | 47.3097
0 | 234084-Refrigeration -Cooler/Freezer Door Gaskets - Solid Doors: Cooler |  | 7 | Commercial | 01-ALC-AllCommercial-Refrig | 0 |  |  |  |  | 4 | 4 | 0 | 0 | 0 | 0 | 104.55 |  | kWh | 0.01195 | 0 | Commercial |  | Annual | [5 empty] | 4 | 0.96 |  |  |  | 0 | 232 | 0 | 0 | 0 | 0 | 0 | 0 | 0 | 0 | 0 | 0 | 2006 Qtr 1: 0; 2006 Qtr 2: 0; 2006 Qtr 3: 0; 2006 Qtr 4: 232; 2007 Qtr 1: 0; 2007 Qtr 2: 0; 2007 Qtr 3: 0; 2007 Qtr 4: 0; 2008 Qtr 1: 0; 2008 Qtr 2: 0; 2008 Qtr 3: 0; 2008 Qtr 4: 0 | 232
0 | 234148-Premium T8 with T12 40 Watt Baseline |  | 7 | Commercial | 01-ALC-AllCommercial-IntLight | 0 |  |  |  |  | 13.9591 | 13.1897 | 0 | 0 | 0 | 0.7694 | 140.9367 |  | kWh | 0.027805 | -0.23081 | Commercial |  | Annual | [5 empty] | 11 | 0.96 |  |  |  | 0 | 116.4547 | 0 | 0 | 0 | 0 | 0 | 0 | 0 | 0 | 0 | 0 | 2006 Qtr 1: 0; 2006 Qtr 2: 0; 2006 Qtr 3: 0; 2006 Qtr 4: 116.4547; 2007 Qtr 1: 0; 2007 Qtr 2: 0; 2007 Qtr 3: 0; 2007 Qtr 4: 0; 2008 Qtr 1: 0; 2008 Qtr 2: 0; 2008 Qtr 3: 0; 2008 Qtr 4: 0 | 116.4547
0 | 234148-Premium T8 with T12 40 Watt Baseline |  | 7 | Commercial | 01-ALC-AllCommercial-IntLight | 0 |  |  |  |  | 13.9591 | 13.1897 | 0 | 0 | 0 | 0.7694 | 83.0547 |  | kWh | 0.026694 | -0.13602 | Commercial |  | Annual | [5 empty] | 11 | 0.96 |  |  |  | 0 | 109.1763 | 0 | 0 | 0 | 0 | 0 | 0 | 0 | 0 | 0 | 0 | 2006 Qtr 1: 0; 2006 Qtr 2: 0; 2006 Qtr 3: 0; 2006 Qtr 4: 109.1763; 2007 Qtr 1: 0; 2007 Qtr 2: 0; 2007 Qtr 3: 0; 2007 Qtr 4: 0; 2008 Qtr 1: 0; 2008 Qtr 2: 0; 2008 Qtr 3: 0; 2008 Qtr 4: 0 | 109.1763
0 | 234148-Premium T8 with T12 40 Watt Baseline |  | 7 | Commercial | 01-ALC-AllCommercial-IntLight | 0 |  |  |  |  | 13.9591 | 13.1897 | 0 | 0 | 0 | 0.7694 | 87.3573 |  | kWh | 0.01583 | -0.14306 | Commercial |  | Annual | [5 empty] | 11 | 0.96 |  |  |  | 0 | 27.2941 | 0 | 0 | 0 | 0 | 0 | 0 | 0 | 0 | 0 | 0 | 2006 Qtr 1: 0; 2006 Qtr 2: 0; 2006 Qtr 3: 0; 2006 Qtr 4: 27.2941; 2007 Qtr 1: 0; 2007 Qtr 2: 0; 2007 Qtr 3: 0; 2007 Qtr 4: 0; 2008 Qtr 1: 0; 2008 Qtr 2: 0; 2008 Qtr 3: 0; 2008 Qtr 4: 0 | 27.2941
0 | 234053-Lighting-Remove 4 Ft Lamp (De-Lamp) | COFL00AVDEL01 | 7 | Commercial | 01-ALC-AllCommercial-IntLight | 0 |  |  |  |  | 28.2538 | 16.4871 | 0 | 0 | 0 | 11.7667 | 134.827 |  | kWh | 0.024432 | -0.2208 | Commercial |  | Annual | [5 empty] | 11 | 0.96 |  |  |  | 0 | 27.2941 | 0 | 0 | 0 | 0 | 0 | 0 | 0 | 0 | 0 | 0 | 2006 Qtr 1: 0; 2006 Qtr 2: 0; 2006 Qtr 3: 0; 2006 Qtr 4: 27.2941; 2007 Qtr 1: 0; 2007 Qtr 2: 0; 2007 Qtr 3: 0; 2007 Qtr 4: 0; 2008 Qtr 1: 0; 2008 Qtr 2: 0; 2008 Qtr 3: 0; 2008 Qtr 4: 0 | 27.2941
0 | 234049-Lighting-LED Exit Sign New Sign | CALC00AVETS01 | 7 | Commercial | 02-ASM-Assembly-Exit | 0 |  |  |  |  | 65.3696 | 45 | 0 | 0 | 0 | 20.3696 | 351.311 |  | kWh | 0 | 0 | Commercial |  | Annual | [5 empty] | 16 | 0.96 |  |  |  | 0 | 1 | 0 | 0 | 0 | 0 | 0 | 0 | 0 | 0 | 0 | 0 | 2006 Qtr 1: 0; 2006 Qtr 2: 0; 2006 Qtr 3: 0; 2006 Qtr 4: 1; 2007 Qtr 1: 0; 2007 Qtr 2: 0; 2007 Qtr 3: 0; 2007 Qtr 4: 0; 2008 Qtr 1: 0; 2008 Qtr 2: 0; 2008 Qtr 3: 0; 2008 Qtr 4: 0 | 1
0 | 234148-Premium T8 with T12 40 Watt Baseline |  | 7 | Commercial | 01-ALC-AllCommercial-IntLight | 0 |  |  |  |  | 13.9591 | 13.1897 | 0 | 0 | 0 | 0.7694 | 64.9358 |  | kWh | 0.020124 | -0.10634 | Commercial |  | Annual | [5 empty] | 11 | 0.96 |  |  |  | 0 | 14.5568 | 0 | 0 | 0 | 0 | 0 | 0 | 0 | 0 | 0 | 0 | 2006 Qtr 1: 0; 2006 Qtr 2: 0; 2006 Qtr 3: 0; 2006 Qtr 4: 14.5568; 2007 Qtr 1: 0; 2007 Qtr 2: 0; 2007 Qtr 3: 0; 2007 Qtr 4: 0; 2008 Qtr 1: 0; 2008 Qtr 2: 0; 2008 Qtr 3: 0; 2008 Qtr 4: 0 | 14.5568
0 | 234053-Lighting-Remove 4 Ft Lamp (De-Lamp) | COFL00AVDEL01 | 7 | Commercial | 01-ALC-AllCommercial-IntLight | 0 |  |  |  |  | 28.2538 | 16.4871 | 0 | 0 | 0 | 11.7667 | 100.2216 |  | kWh | 0.031059 | -0.16413 | Commercial |  | Annual | [5 empty] | 11 | 0.96 |  |  |  | 0 | 14.5568 | 0 | 0 | 0 | 0 | 0 | 0 | 0 | 0 | 0 | 0 | 2006 Qtr 1: 0; 2006 Qtr 2: 0; 2006 Qtr 3: 0; 2006 Qtr 4: 14.5568; 2007 Qtr 1: 0; 2007 Qtr 2: 0; 2007 Qtr 3: 0; 2007 Qtr 4: 0; 2008 Qtr 1: 0; 2008 Qtr 2: 0; 2008 Qtr 3: 0; 2008 Qtr 4: 0 | 14.5568
0 | 234148-Premium T8 with T12 40 Watt Baseline |  | 7 | Commercial | 01-ALC-AllCommercial-IntLight | 0 |  |  |  |  | 13.9591 | 13.1897 | 0 | 0 | 0 | 0.7694 | 83.0547 |  | kWh | 0.026694 | -0.13602 | Commercial |  | Annual | [5 empty] | 11 | 0.96 |  |  |  | 0 | 152.8468 | 0 | 0 | 0 | 0 | 0 | 0 | 0 | 0 | 0 | 0 | 2006 Qtr 1: 0; 2006 Qtr 2: 0; 2006 Qtr 3: 0; 2006 Qtr 4: 152.8468; 2007 Qtr 1: 0; 2007 Qtr 2: 0; 2007 Qtr 3: 0; 2007 Qtr 4: 0; 2008 Qtr 1: 0; 2008 Qtr 2: 0; 2008 Qtr 3: 0; 2008 Qtr 4: 0 | 152.8468
0 | 234148-Premium T8 with T12 40 Watt Baseline |  | 7 | Commercial | 01-ALC-AllCommercial-IntLight | 0 |  |  |  |  | 13.9591 | 13.1897 | 0 | 0 | 0 | 0.7694 | 74.8184 |  | kWh | 0.022603 | -0.12253 | Commercial |  | Annual | [5 empty] | 11 | 0.96 |  |  |  | 0 | 32.7529 | 0 | 0 | 0 | 0 | 0 | 0 | 0 | 0 | 0 | 0 | 2006 Qtr 1: 0; 2006 Qtr 2: 0; 2006 Qtr 3: 0; 2006 Qtr 4: 32.7529; 2007 Qtr 1: 0; 2007 Qtr 2: 0; 2007 Qtr 3: 0; 2007 Qtr 4: 0; 2008 Qtr 1: 0; 2008 Qtr 2: 0; 2008 Qtr 3: 0; 2008 Qtr 4: 0 | 32.7529
0 | 234148-Premium T8 with T12 40 Watt Baseline |  | 7 | Commercial | 01-ALC-AllCommercial-IntLight | 0 |  |  |  |  | 13.9591 | 13.1897 | 0 | 0 | 0 | 0.7694 | 69.1977 |  | kWh | 0.022275 | -0.11332 | Commercial |  | Annual | [5 empty] | 11 | 0.96 |  |  |  | 0 | 385.7561 | 0 | 0 | 0 | 0 | 0 | 0 | 0 | 0 | 0 | 0 | 2006 Qtr 1: 0; 2006 Qtr 2: 0; 2006 Qtr 3: 0; 2006 Qtr 4: 385.7561; 2007 Qtr 1: 0; 2007 Qtr 2: 0; 2007 Qtr 3: 0; 2007 Qtr 4: 0; 2008 Qtr 1: 0; 2008 Qtr 2: 0; 2008 Qtr 3: 0; 2008 Qtr 4: 0 | 385.7561
0 | 234053-Lighting-Remove 4 Ft Lamp (De-Lamp) | COFL00AVDEL01 | 7 | Commercial | 01-ALC-AllCommercial-IntLight | 0 |  |  |  |  | 28.2538 | 16.4871 | 0 | 0 | 0 | 11.7667 | 106.7995 |  | kWh | 0.03438 | -0.1749 | Commercial |  | Annual | [5 empty] | 11 | 0.96 |  |  |  | 0 | 498.5716 | 0 | 0 | 0 | 0 | 0 | 0 | 0 | 0 | 0 | 0 | 2006 Qtr 1: 0; 2006 Qtr 2: 0; 2006 Qtr 3: 0; 2006 Qtr 4: 498.5716; 2007 Qtr 1: 0; 2007 Qtr 2: 0; 2007 Qtr 3: 0; 2007 Qtr 4: 0; 2008 Qtr 1: 0; 2008 Qtr 2: 0; 2008 Qtr 3: 0; 2008 Qtr 4: 0 | 498.5716
0 | 234148-Premium T8 with T12 40 Watt Baseline |  | 7 | Commercial | 14-MLI-Manufacturing–LightIndustry-LIGHT | 0 |  |  |  |  | 13.9591 | 13.1897 | 0 | 0 | 0 | 0.7694 | 64.9241 |  | kWh | 0.020063 | -0.083941 | Commercial |  | Annual | [5 empty] | 11 | 0.96 |  |  |  | 0 | 20.9254 | 0 | 0 | 0 | 0 | 0 | 0 | 0 | 0 | 0 | 0 | 2006 Qtr 1: 0; 2006 Qtr 2: 0; 2006 Qtr 3: 0; 2006 Qtr 4: 20.9254; 2007 Qtr 1: 0; 2007 Qtr 2: 0; 2007 Qtr 3: 0; 2007 Qtr 4: 0; 2008 Qtr 1: 0; 2008 Qtr 2: 0; 2008 Qtr 3: 0; 2008 Qtr 4: 0 | 20.9254
0 | 234053-Lighting-Remove 4 Ft Lamp (De-Lamp) | COFL00AVDEL01 | 7 | Commercial | 14-MLI-Manufacturing–LightIndustry-LIGHT | 0 |  |  |  |  | 28.2538 | 16.4871 | 0 | 0 | 0 | 11.7667 | 100.2037 |  | kWh | 0.030965 | -0.12955 | Commercial |  | Annual | [5 empty] | 11 | 0.96 |  |  |  | 0 | 25.4745 | 0 | 0 | 0 | 0 | 0 | 0 | 0 | 0 | 0 | 0 | 2006 Qtr 1: 0; 2006 Qtr 2: 0; 2006 Qtr 3: 0; 2006 Qtr 4: 25.4745; 2007 Qtr 1: 0; 2007 Qtr 2: 0; 2007 Qtr 3: 0; 2007 Qtr 4: 0; 2008 Qtr 1: 0; 2008 Qtr 2: 0; 2008 Qtr 3: 0; 2008 Qtr 4: 0 | 25.4745
0 | 234148-Premium T8 with T12 40 Watt Baseline |  | 7 | Commercial | 01-ALC-AllCommercial-IntLight | 0 |  |  |  |  | 13.9591 | 13.1897 | 0 | 0 | 0 | 0.7694 | 64.9358 |  | kWh | 0.020124 | -0.10634 | Commercial |  | Annual | [5 empty] | 11 | 0.96 |  |  |  | 0 | 39.1215 | 0 | 0 | 0 | 0 | 0 | 0 | 0 | 0 | 0 | 0 | 2006 Qtr 1: 0; 2006 Qtr 2: 0; 2006 Qtr 3: 0; 2006 Qtr 4: 39.1215; 2007 Qtr 1: 0; 2007 Qtr 2: 0; 2007 Qtr 3: 0; 2007 Qtr 4: 0; 2008 Qtr 1: 0; 2008 Qtr 2: 0; 2008 Qtr 3: 0; 2008 Qtr 4: 0 | 39.1215
0 | 234053-Lighting-Remove 4 Ft Lamp (De-Lamp) | COFL00AVDEL01 | 7 | Commercial | 01-ALC-AllCommercial-IntLight | 0 |  |  |  |  | 28.2538 | 16.4871 | 0 | 0 | 0 | 11.7667 | 100.2216 |  | kWh | 0.031059 | -0.16413 | Commercial |  | Annual | [5 empty] | 11 | 0.96 |  |  |  | 0 | 40.0313 | 0 | 0 | 0 | 0 | 0 | 0 | 0 | 0 | 0 | 0 | 2006 Qtr 1: 0; 2006 Qtr 2: 0; 2006 Qtr 3: 0; 2006 Qtr 4: 40.0313; 2007 Qtr 1: 0; 2007 Qtr 2: 0; 2007 Qtr 3: 0; 2007 Qtr 4: 0; 2008 Qtr 1: 0; 2008 Qtr 2: 0; 2008 Qtr 3: 0; 2008 Qtr 4: 0 | 40.0313
0 | 234148-Premium T8 with T12 40 Watt Baseline |  | 7 | Commercial | 01-ALC-AllCommercial-IntLight | 0 |  |  |  |  | 13.9591 | 13.1897 | 0 | 0 | 0 | 0.7694 | 74.8184 |  | kWh | 0.022603 | -0.12253 | Commercial |  | Annual | [5 empty] | 11 | 0.96 |  |  |  | 0 | 40.0313 | 0 | 0 | 0 | 0 | 0 | 0 | 0 | 0 | 0 | 0 | 2006 Qtr 1: 0; 2006 Qtr 2: 0; 2006 Qtr 3: 0; 2006 Qtr 4: 40.0313; 2007 Qtr 1: 0; 2007 Qtr 2: 0; 2007 Qtr 3: 0; 2007 Qtr 4: 0; 2008 Qtr 1: 0; 2008 Qtr 2: 0; 2008 Qtr 3: 0; 2008 Qtr 4: 0 | 40.0313
0 | 234148-Premium T8 with T12 40 Watt Baseline |  | 7 | Commercial | 14-MLI-Manufacturing–LightIndustry-LIGHT | 0 |  |  |  |  | 13.9591 | 13.1897 | 0 | 0 | 0 | 0.7694 | 64.9241 |  | kWh | 0.020063 | -0.083941 | Commercial |  | Annual | [5 empty] | 11 | 0.96 |  |  |  | 0 | 40.0313 | 0 | 0 | 0 | 0 | 0 | 0 | 0 | 0 | 0 | 0 | 2006 Qtr 1: 0; 2006 Qtr 2: 0; 2006 Qtr 3: 0; 2006 Qtr 4: 40.0313; 2007 Qtr 1: 0; 2007 Qtr 2: 0; 2007 Qtr 3: 0; 2007 Qtr 4: 0; 2008 Qtr 1: 0; 2008 Qtr 2: 0; 2008 Qtr 3: 0; 2008 Qtr 4: 0 | 40.0313
0 | 234148-Premium T8 with T12 40 Watt Baseline |  | 7 | Commercial | 01-ALC-AllCommercial-IntLight | 0 |  |  |  |  | 13.9591 | 13.1897 | 0 | 0 | 0 | 0.7694 | 64.9358 |  | kWh | 0.020124 | -0.10634 | Commercial |  | Annual | [5 empty] | 11 | 0.96 |  |  |  | 0 | 18.196 | 0 | 0 | 0 | 0 | 0 | 0 | 0 | 0 | 0 | 0 | 2006 Qtr 1: 0; 2006 Qtr 2: 0; 2006 Qtr 3: 0; 2006 Qtr 4: 18.196; 2007 Qtr 1: 0; 2007 Qtr 2: 0; 2007 Qtr 3: 0; 2007 Qtr 4: 0; 2008 Qtr 1: 0; 2008 Qtr 2: 0; 2008 Qtr 3: 0; 2008 Qtr 4: 0 | 18.196
0 | 234053-Lighting-Remove 4 Ft Lamp (De-Lamp) | COFL00AVDEL01 | 7 | Commercial | 01-ALC-AllCommercial-IntLight | 0 |  |  |  |  | 28.2538 | 16.4871 | 0 | 0 | 0 | 11.7667 | 100.2216 |  | kWh | 0.031059 | -0.16413 | Commercial |  | Annual | [5 empty] | 11 | 0.96 |  |  |  | 0 | 18.196 | 0 | 0 | 0 | 0 | 0 | 0 | 0 | 0 | 0 | 0 | 2006 Qtr 1: 0; 2006 Qtr 2: 0; 2006 Qtr 3: 0; 2006 Qtr 4: 18.196; 2007 Qtr 1: 0; 2007 Qtr 2: 0; 2007 Qtr 3: 0; 2007 Qtr 4: 0; 2008 Qtr 1: 0; 2008 Qtr 2: 0; 2008 Qtr 3: 0; 2008 Qtr 4: 0 | 18.196
0 | 234148-Premium T8 with T12 40 Watt Baseline |  | 7 | Commercial | 01-ALC-AllCommercial-IntLight | 0 |  |  |  |  | 13.9591 | 13.1897 | 0 | 0 | 0 | 0.7694 | 69.1977 |  | kWh | 0.022275 | -0.11332 | Commercial |  | Annual | [5 empty] | 11 | 0.96 |  |  |  | 0 | 38.2117 | 0 | 0 | 0 | 0 | 0 | 0 | 0 | 0 | 0 | 0 | 2006 Qtr 1: 0; 2006 Qtr 2: 0; 2006 Qtr 3: 0; 2006 Qtr 4: 38.2117; 2007 Qtr 1: 0; 2007 Qtr 2: 0; 2007 Qtr 3: 0; 2007 Qtr 4: 0; 2008 Qtr 1: 0; 2008 Qtr 2: 0; 2008 Qtr 3: 0; 2008 Qtr 4: 0 | 38.2117
0 | 234053-Lighting-Remove 4 Ft Lamp (De-Lamp) | COFL00AVDEL01 | 7 | Commercial | 01-ALC-AllCommercial-IntLight | 0 |  |  |  |  | 28.2538 | 16.4871 | 0 | 0 | 0 | 11.7667 | 106.7995 |  | kWh | 0.03438 | -0.1749 | Commercial |  | Annual | [5 empty] | 11 | 0.96 |  |  |  | 0 | 41.8509 | 0 | 0 | 0 | 0 | 0 | 0 | 0 | 0 | 0 | 0 | 2006 Qtr 1: 0; 2006 Qtr 2: 0; 2006 Qtr 3: 0; 2006 Qtr 4: 41.8509; 2007 Qtr 1: 0; 2007 Qtr 2: 0; 2007 Qtr 3: 0; 2007 Qtr 4: 0; 2008 Qtr 1: 0; 2008 Qtr 2: 0; 2008 Qtr 3: 0; 2008 Qtr 4: 0 | 41.8509
0 | 234148-Premium T8 with T12 40 Watt Baseline |  | 7 | Commercial | 01-ALC-AllCommercial-IntLight | 0 |  |  |  |  | 13.9591 | 13.1897 | 0 | 0 | 0 | 0.7694 | 69.1977 |  | kWh | 0.022275 | -0.11332 | Commercial |  | Annual | [5 empty] | 11 | 0.96 |  |  |  | 0 | 65.5058 | 0 | 0 | 0 | 0 | 0 | 0 | 0 | 0 | 0 | 0 | 2006 Qtr 1: 0; 2006 Qtr 2: 0; 2006 Qtr 3: 0; 2006 Qtr 4: 65.5058; 2007 Qtr 1: 0; 2007 Qtr 2: 0; 2007 Qtr 3: 0; 2007 Qtr 4: 0; 2008 Qtr 1: 0; 2008 Qtr 2: 0; 2008 Qtr 3: 0; 2008 Qtr 4: 0 | 65.5058
Do NOT enter program data in this row or below. The Spreadsheet will not evaluate any such data. | bar: 2009 Qtr 1; 2011 Qtr 2 to 2011 Qtr 4; 2013 Qtr 2 to 2013 Qtr 4; 2015 Qtr 2 to 2015 Qtr 4
Lists of Dimensions and their Labels
|  |  | Climate Zones | Sectors | End Use Validation List |  | Measure Types for Measure Life | Measure Types for NTGR | Gas Sector | Gas Savings Profile | Combustor Type
|  |  | 7 | Residential | 01-ALC-AllCommercial-Cooling |  | NONRESIDENTIAL MEASURES: |  | Residential | Summer Only | Large Boilers (>100 MMBtu/hr Heat Input):Uncontrolled
|  |  | 10 | Commercial | 01-ALC-AllCommercial-ExtLight |  | **************************************************************** | Appliance early retirement and replacement 0.80 | Commercial | Winter Only | Large Boilers (>100 MMBtu/hr Heat Input):Controlled Low NOx Burner
|  |  | 14 | Industrial | 01-ALC-AllCommercial-IntLight |  | Ballast – Dimmable: NR - 11 | California Home Energy Efficiency Rating System (CHEERS) | Core | Annual | Large Boilers (>100 MMBtu/hr Heat Input):Controlled – Flue Gas Recirculation
|  |  | 15 | Agricultural | 01-ALC-AllCommercial-OffEquip |  | Ballast – Electronic: NR - 11 | Residential Audits 0.72 |  |  | Small Boilers (<100 MMBtu/hr Heat Input):Uncontrolled
|  |  | System | Not Used | 01-ALC-AllCommercial-Refrig |  | Fluorescent Fixture – T8: C/I/A - 11 | Refrigerator Recycling 0.35 |  |  | Small Boilers (<100 MMBtu/hr Heat Input):Controlled Low NOx Burner
|  |  |  | Not Used | 01-ALC-AllCommercial-Vent/Fan |  | Fixture: T8 Lamp & Electronic Ballast: C/I/A - 11 | Freezer Recycling 0.54 |  |  | Small Boilers (<100 MMBtu/hr Heat Input):Controlled – Flue Gas Recirculation
|  |  |  | Not Used | 02-ASM-Assembly-Cooling |  | T8 Fixtures – 17 Watt Lamp, 2ft or 32-watt Lamp, 4ft 11 | Residential Contractor Program 0.89 |  |  | Residential Furnaces (<0.3):Uncontrolled
[5 empty] | 02-ASM-Assembly-Exit |  | T8 Lamps: C/I/A - 5 | Emerging Technologies 0.83
[5 empty] | 02-ASM-Assembly-ExtLight |  | High Efficiency Lighting (HID): NR - 16 | All other residential programs 0.80
[5 empty] | 02-ASM-Assembly-IntLight |  | High Output T5 Fixture: NR - 16 |  | Electric Rate | Gas Rate
[5 empty] | 03-BCR-BothResidentialandCommercial-COOL |  | Indoor or Outdoor Lighting System Modification: NR - 13.5 | Advanced water heating systems 1.00 | Residential | 0
[5 empty] | 03-BCR-BothResidentialandCommercial-LIT_INT |  | Lighting Controls: NR - 16 | Agricultural and Dairy Incentives 0.75 | Commercial | Residential
[5 empty] | 03-BCR-BothResidentialandCommercial-OFF_EQ |  | Daylighting Controls; NR - 16 | Coin Laundry and Dry Cleaner Education 0.70 | Not Used | Not Used
[5 empty] | 03-BCR-BothResidentialandCommercial-LIT_EXT |  | Lighting Power Density: NR - 11 | Commercial and agricultural information, tools, or design assistance services | Not Used
[5 empty] | 03-BCR-BothResidentialandCommercial-REFG |  | Exit Sign – CF Hardware Kit/LED/ Electro-Luminescent: NR - 16 | Comprehensive Space Conditioning 1.00 | Not Used
[5 empty] | 03-BCR-BothResidentialandCommercial-VENT |  | Occupancy Sensor: NR - 8 | Lodging Education 0.70
[5 empty] | 04-DMO-ResidentialMobileHome–DoubleWide-CL_DRY |  | Photocell: NR - 8 | Express Efficiency (rebates) 0.96
[5 empty] | 04-DMO-ResidentialMobileHome–DoubleWide-CL_WASH |  | Time Clock – Lighting: NR - 8 | Energy Management Services, including audits (for small and medium customers)
[5 empty] | 04-DMO-ResidentialMobileHome–DoubleWide-DSH_WASH |  | Induction Lamps: NR - 2 | Food Services Equipment Retrofit 1.00
[5 empty] | 04-DMO-ResidentialMobileHome–DoubleWide-FREEZ |  | Induction Fixture: NR - 16 | Industrial Information and Services 0.74
[5 empty] | 04-DMO-ResidentialMobileHome–DoubleWide-LIGHT |  | Delamp/reflectors: C/I - 11 | Large Standard Performance Contract 0.70
[5 empty] | 04-DMO-ResidentialMobileHome–DoubleWide-POOL_PMP |  | Optical Reflectors- new construction: Ind, NRNC - 12 | All other nonresidential programs 0.80
[5 empty] | 04-DMO-ResidentialMobileHome–DoubleWide-REFG |  | Optical Reflectors- retrofit: NR - 10 | New Construction
[5 empty] | 04-DMO-ResidentialMobileHome–DoubleWide-SP_COOL |  | HID fixture: Interior, >= 176 Watts lamp: Ind - 16 | Industrial and Agricultural Process 0.94
[5 empty] | 04-DMO-ResidentialMobileHome–DoubleWide-SP_HEAT |  | HID fixture: Interior, 251-400 Watt lamp: Com - 16 | Industrial new construction incentives 0.62
[5 empty] | 04-DMO-ResidentialMobileHome–DoubleWide-WAT_HEAT |  | CFL Fixture: Pin based CFL fixture: Com - 12.0 | Savings by Design 0.82
[5 empty] | 05-ECC-Education–CommunityCollege-COOL |  | Screw-in CFL: Education - Primary School: NR - 5.6 | All other new construction programs 0.80
[5 empty] | 05-ECC-Education–CommunityCollege-LIT_INT |  | Screw-in CFL: Education - Secondary School: NR - 3.5 | Large Standard Performance Contract 0.7011
[5 empty] | 05-ECC-Education–CommunityCollege-OFF_EQ |  | Screw-in CFL: Education - Community College: NR - 2.1 | Savings by Design 0.8212
[5 empty] | 05-ECC-Education–CommunityCollege-LIT_EXT |  | Screw-in CFL: Education - University: NR - 2.6 | Codes and Standards
[5 empty] | 05-ECC-Education–CommunityCollege-REFG |  | Screw-in CFL: Grocery: NR - 1.4
[5 empty] | 05-ECC-Education–CommunityCollege-VENT |  | Screw-in CFL: Health/Medical - Hospital: NR - 0.9
[5 empty] | 06-EPR-Education–PrimarySchool-COOL |  | Screw-in CFL: Health/Medical - Nursing Home: NR - 0.9
[5 empty] | 06-EPR-Education–PrimarySchool-LIT_INT |  | Screw-in CFL: Lodging - Hotel: NR - 0.9
[5 empty] | 06-EPR-Education–PrimarySchool-OFF_EQ |  | Screw-in CFL: Lodging - Motel: NR - 0.9
[5 empty] | 06-EPR-Education–PrimarySchool-LIT_EXT |  | Screw-in CFL: Lodging - Guest Rooms: NR - 7.0
[5 empty] | 06-EPR-Education–PrimarySchool-REFG |  | Screw-in CFL: Manufacturing - Light Industrial: NR - 2.8
[5 empty] | 06-EPR-Education–PrimarySchool-VENT |  | Screw-in CFL: Office - Large: NR - 2.9
[5 empty] | 07-ESE-Education–SecondarySchool-COOL |  | Screw-in CFL: Office - Small: NR - 3.2
[5 empty] | 07-ESE-Education–SecondarySchool-LIT_INT |  | Screw-in CFL: Restaurant - Sit-Down: NR - 2.3
[5 empty] | 07-ESE-Education–SecondarySchool-OFF_EQ |  | Screw-in CFL: Restaurant - Fast-Food: NR - 1.3
[5 empty] | 07-ESE-Education–SecondarySchool-LIT_EXT |  | Screw-in CFL: Retail - 3-Story Large: NR - 1.9
[5 empty] | 07-ESE-Education–SecondarySchool-REFG |  | Screw-in CFL: Retail - Single-Story Large: NR - 1.8
[5 empty] | 07-ESE-Education–SecondarySchool-VENT |  | Screw-in CFL: Retail - Small: NR - 2.1
[5 empty] | 08-EUN-Education–University-COOL |  | Screw-in CFL: Storage - Conditioned: NR - 2.8
[5 empty] | 08-EUN-Education–University-LIT_INT |  | Screw-in CFL: Storage - Unconditioned: NR - 2.8
[5 empty] | 08-EUN-Education–University-OFF_EQ |  | Screw-in CFL: Warehouse - Refrigerated: NR - 3.1
08-EUN-Education–University-LIT_EXT
[5 empty] | 08-EUN-Education–University-REFG |  | HVAC/Refrigeration – SPC: NR - 16
[5 empty] | 08-EUN-Education–University-VENT |  | Chiller – High Efficiency: NR - 20
[5 empty] | 09-GRO-Grocery-COOL |  | Chiller – Variable Speed Drive: NR - 20
[5 empty] | 09-GRO-Grocery-LIT_INT |  | Water Cooled Chillers: NR - 20
[5 empty] | 09-GRO-Grocery-OFF_EQ |  | Air Conditioners – High Efficiency: NR - 15
[5 empty] | 09-GRO-Grocery-LIT_EXT |  | Packaged HVAC Systems: NR - 15
[5 empty] | 09-GRO-Grocery-REFG |  | Install HVAC EMS: Com - 14
[5 empty] | 09-GRO-Grocery-VENT |  | AC Packaged Terminal Units: NR - 15
[5 empty] | 10-HSP-Health/Medical–Hospital-COOL |  | Evaporative Coolers: NR - 15
[5 empty] | 10-HSP-Health/Medical–Hospital-LIT_INT |  | Boiler – High Efficiency: NR - 20
[5 empty] | 10-HSP-Health/Medical–Hospital-OFF_EQ |  | Cooling Towers/Evaporative Condenser: NR - 15
[5 empty] | 10-HSP-Health/Medical–Hospital-LIT_EXT |  | Heat Pump – Split System: NR - 15
[5 empty] | 10-HSP-Health/Medical–Hospital-REFG |  | Heat Pump with Integrated Water Heating: NR - 10
[5 empty] | 10-HSP-Health/Medical–Hospital-VENT |  | Ground Source Heat Pump: NR - 15
[5 empty] | 11-HTL-Lodging–Hotel(GuestRooms)-COOL |  | Reduce Internal Load: NR - 15
[5 empty] | 11-HTL-Lodging–Hotel(GuestRooms)-LIT_INT |  | Insulation: NR - 20
[5 empty] | 11-HTL-Lodging–Hotel(GuestRooms)-OFF_EQ |  | Insulation Package: NR - 20
[5 empty] | 11-HTL-Lodging–Hotel(GuestRooms)-LIT_EXT |  | Reflective Window Film: NR - 10
[5 empty] | 11-HTL-Lodging–Hotel(GuestRooms)-REFG |  | Bypass/Delay Timer(lighting): NR - 8
[5 empty] | 11-HTL-Lodging–Hotel(GuestRooms)-VENT |  | Set-Back Thermostat: NR - 11
[5 empty] | 12-MBT-Manufacturing–Bio/Tech-AG_PUMP |  | Time Clock - HVAC: NR - 10
[5 empty] | 12-MBT-Manufacturing–Bio/Tech-COMP_AIR |  | HVAC/Space Heating/Efficiency (Gas): NR - 18
[5 empty] | 12-MBT-Manufacturing–Bio/Tech-COOL |  | Nonresidential Gas – AC: NR - 20
12-MBT-Manufacturing–Bio/Tech-LIGHT
[5 empty] | 12-MBT-Manufacturing–Bio/Tech-MOTOR |  | Adjustable speed drive, application unknown: Ag - 10
[5 empty] | 12-MBT-Manufacturing–Bio/Tech-PROC_OTH |  | Adjustable speed drive, application unknown: Com - 10
[5 empty] | 13-MFM-ResidentialMulti-family-CL_DRY |  | Adjustable Speed Drive: HVAC fan, 50 HP Max: Com - 10
[5 empty] | 13-MFM-ResidentialMulti-family-CL_WASH |  | Pump repair: Ag - 11
[5 empty] | 13-MFM-ResidentialMulti-family-DSH_WASH |  | Injection molding machines: Ind - 15
[5 empty] | 13-MFM-ResidentialMulti-family-FREEZ |  | Plastic extusion equipment: Ind - 15
[5 empty] | 13-MFM-ResidentialMulti-family-LIGHT |  | Process cooling: Ind - 15
[5 empty] | 13-MFM-ResidentialMulti-family-POOL_PMP |  | Process equipment insulation: Ind - 15
13-MFM-ResidentialMulti-family-REFG
[5 empty] | 13-MFM-ResidentialMulti-family-SP_COOL |  | Horizontal Clothes Washer: NR - 10
[5 empty] | 13-MFM-ResidentialMulti-family-SP_HEAT |  | Efficient Dishwashing: NR - 5
[5 empty] | 13-MFM-ResidentialMulti-family-WAT_HEAT |  | Water Heater Controls: NR - 15
[5 empty] | 14-MLI-Manufacturing–LightIndustry-AG_PUMP |  | Cooking measures , Assorted: Com - 12
[5 empty] | 14-MLI-Manufacturing–LightIndustry-COMP_AIR |  | Water Heater – Gas: NR - 15
[5 empty] | 14-MLI-Manufacturing–LightIndustry-COOL |  | Domestic Hot Water Boiler (Gas): NR - 20
14-MLI-Manufacturing–LightIndustry-LIGHT
[5 empty] | 14-MLI-Manufacturing–LightIndustry-MOTOR |  | Auto Closer for Cooler/Freezer: NR - 8
[5 empty] | 14-MLI-Manufacturing–LightIndustry-PROC_OTH |  | Door Gaskets: NR - 4
[5 empty] | 15-MTL-Lodging–Motel-COOL |  | Floating Head Pressure: NR - 16
[5 empty] | 15-MTL-Lodging–Motel-LIT_INT |  | Heatless Door: NR - 16
[5 empty] | 15-MTL-Lodging–Motel-OFF_EQ |  | Humidistat Control for Anti-Sweat Heater: NR - 12
[5 empty] | 15-MTL-Lodging–Motel-LIT_EXT |  | Insulation on Refrigeration Suction Line: NR - 11
[5 empty] | 15-MTL-Lodging–Motel-REFG |  | Night Covers for Display Cases: NR - 5
[5 empty] | 15-MTL-Lodging–Motel-VENT |  | PSC Evaporator Motor – Walkin/ Display: NR - 15
[5 empty] | 16-NRS-Health/Medical–Clinic-COOL |  | Refrigeration Case Doors – Glass/Acrylic: NR - 12
[5 empty] | 16-NRS-Health/Medical–Clinic-LIT_INT |  | Refrigerator Case with Doors: NR - 12
[5 empty] | 16-NRS-Health/Medical–Clinic-OFF_EQ |  | Refrigerator Condensate Evaporator – Elec/Non Elec: NR - 8
[5 empty] | 16-NRS-Health/Medical–Clinic-LIT_EXT |  | Strip Curtains for Walk-Ins: NR - 4
[5 empty] | 16-NRS-Health/Medical–Clinic-REFG |  | Ballast: Electronic, for display case: NR - 11
[5 empty] | 16-NRS-Health/Medical–Clinic-VENT |  | Defrost: NR - 16
[5 empty] | 17-OFL-Office–Large-Cooling |  | FHP & EFF Conditioner: NR - 16
[5 empty] | 17-OFL-Office–Large-ExtLight |  | High-efficiency Liquid Suction Heat Exchangers: NR - 16
[5 empty] | 17-OFL-Office–Large-IntLight |  | Night Shields on Refrigerator and Freezer Cases: NR - 5
[5 empty] | 17-OFL-Office–Large-OffEquip |  | Walk-in Refrigerator or Freezer: Evaporative Fan Controller: NR - 5
[5 empty] | 17-OFL-Office–Large-Refrig |  | Multiplec Refrigeration Systems/Supermarket Systems: NR - 10
17-OFL-Office–Large-Vent/Fan
[5 empty] | 18-OFS-Office–Small-Cooling |  | Kiln/Oven/Furnace: NR - 18
[5 empty] | 18-OFS-Office–Small-ExtLight |  | Thermal Night Curtains: NR - 5
[5 empty] | 18-OFS-Office–Small-IntLight |  | Custom Measures – SPC: NR - 15
[5 empty] | 18-OFS-Office–Small-OffEquip |  | Local Government Partnership: NR - 11
[5 empty] | 18-OFS-Office–Small-Refrig |  | Audits: NR - 3
[5 empty] | 18-OFS-Office–Small-Vent/Fan |  | Plug Load Sensor: NR - 10
[5 empty] | 19-RES-AllResidential-CL_DRY |  | Information: NR - 1
[5 empty] | 19-RES-AllResidential-CL_WASH |  | High Efficiency Motors: NR - 15
[5 empty] | 19-RES-AllResidential-DSH_WASH |  | Process Overhaul: NR - 20
[5 empty] | 19-RES-AllResidential-FREEZ |  | System Controls: NR - 15
19-RES-AllResidential-LIGHT
19-RES-AllResidential-POOL_PMP
[5 empty] | 19-RES-AllResidential-REFG |  | RESIDENTIAL MEASURES
[5 empty] | 19-RES-AllResidential-SP_COOL |  | ****************************************************************
[5 empty] | 19-RES-AllResidential-SP_HEAT |  | T8 Fixtures ; lamp or ballast: Res - 15
[5 empty] | 19-RES-AllResidential-WAT_HEAT |  | Pin based CFL Fixture: Res - 16
[5 empty] | 20-RFF-Restaurant–FastFood-Cooling |  | CFL: Indoor Screw in: Res - 9.4
[5 empty] | 20-RFF-Restaurant–FastFood-ExtLight |  | CFL: Outdoor Screw in: Res - 7
[5 empty] | 20-RFF-Restaurant–FastFood-IntLight |  | Torchiere: Res - 9
20-RFF-Restaurant–FastFood-OffEquip
[5 empty] | 20-RFF-Restaurant–FastFood-Refrig |  | Air Conditioners with SEER >= 11.0: Res - 18
[5 empty] | 20-RFF-Restaurant–FastFood-Vent/Fan |  | Central Air Conditioners: Res - 18
[5 empty] | 21-RSD-Restaurant–SitDown-COOL |  | Duct Testing: Res NC - 18
[5 empty] | 21-RSD-Restaurant–SitDown-LIT_INT |  | High Energy Efficiency Ducts: Res - 18
[5 empty] | 21-RSD-Restaurant–SitDown-OFF_EQ |  | Whole House Fan: Res - 15
[5 empty] | 21-RSD-Restaurant–SitDown-LIT_EXT |  | Evaporative Cooler: Res - 15
[5 empty] | 21-RSD-Restaurant–SitDown-PROC_OTH |  | Glazing - Low E Double / Low Shade Coefficient: Res - 20
[5 empty] | 21-RSD-Restaurant–SitDown-REFG |  | Heat Pump - Electric: Res - 15
[5 empty] | 21-RSD-Restaurant–SitDown-VENT |  | Insulation - Ceiling / Floor / Walls: Res - 20
[5 empty] | 22-RT3-Retail–3StoryLarge-COOL |  | A/C with Integrated Water Heating: Res - 10
[5 empty] | 22-RT3-Retail–3StoryLarge-LIT_INT |  | Programmable Thermostat: Res - 12
22-RT3-Retail–3StoryLarge-OFF_EQ
[5 empty] | 22-RT3-Retail–3StoryLarge-LIT_EXT |  | Audits: Res - 3
[5 empty] | 22-RT3-Retail–3StoryLarge-REFG |  | Gas Cooktops: Res - 20
[5 empty] | 22-RT3-Retail–3StoryLarge-VENT |  | Gas Dryer Stub: Res - 18
[5 empty] | 23-RTL-Retail–SingleStorylarge-COOL |  | Energy-Efficient Furnaces: Res - 18
23-RTL-Retail–SingleStorylarge-LIT_INT
[5 empty] | 23-RTL-Retail–SingleStorylarge-OFF_EQ |  | Refrigerator Recycling: Res - 10
[5 empty] | 23-RTL-Retail–SingleStorylarge-LIT_EXT |  | Refrigerator - Energy Efficient; 20% more efficient: Res - 18
[5 empty] | 23-RTL-Retail–SingleStorylarge-REFG |  | Refrigerators: Res - 18
23-RTL-Retail–SingleStorylarge-VENT
24-RTS-Retail–Small-COOL
[5 empty] | 24-RTS-Retail–Small-LIT_INT |  | GENERIC USEFUL LIVES:
[5 empty] | 24-RTS-Retail–Small-OFF_EQ |  | ****************************************************************
[5 empty] | 24-RTS-Retail–Small-LIT_EXT |  | 0.1
[5 empty] | 24-RTS-Retail–Small-REFG |  | 0.2
[5 empty] | 24-RTS-Retail–Small-VENT |  | 0.3
[5 empty] | 25-SCN-Storage–Conditioned-Cooling |  | 0.4
[5 empty] | 25-SCN-Storage–Conditioned-Exit |  | 0.5
[5 empty] | 25-SCN-Storage–Conditioned-ExtLight |  | 0.6
[5 empty] | 26-SFM-ResidentialSingleFamily-CL_DRY |  | 0.7
[5 empty] | 26-SFM-ResidentialSingleFamily-CL_WASH |  | 0.8
[5 empty] | 26-SFM-ResidentialSingleFamily-DSH_WASH |  | 0.9
[5 empty] | 26-SFM-ResidentialSingleFamily-FREEZ |  | 1
[5 empty] | 26-SFM-ResidentialSingleFamily-LIGHT |  | 1.1
[5 empty] | 26-SFM-ResidentialSingleFamily-POOL_PMP |  | 1.2
[5 empty] | 26-SFM-ResidentialSingleFamily-REFG |  | 1.3
[5 empty] | 26-SFM-ResidentialSingleFamily-SP_COOL |  | 1.4
[5 empty] | 26-SFM-ResidentialSingleFamily-SP_HEAT |  | 1.5
[5 empty] | 26-SFM-ResidentialSingleFamily-WAT_HEAT |  | 1.6
[5 empty] | 27-SMO-ResidentialMobileHome–SingleWide-CL_DRY |  | 1.7
[5 empty] | 27-SMO-ResidentialMobileHome–SingleWide-CL_WASH |  | 1.8
[5 empty] | 27-SMO-ResidentialMobileHome–SingleWide-DSH_WASH |  | 1.9
[5 empty] | 27-SMO-ResidentialMobileHome–SingleWide-FREEZ |  | 2
[5 empty] | 27-SMO-ResidentialMobileHome–SingleWide-LIGHT |  | 2.1
[5 empty] | 27-SMO-ResidentialMobileHome–SingleWide-POOL_PMP |  | 2.2
[5 empty] | 27-SMO-ResidentialMobileHome–SingleWide-REFG |  | 2.3
[5 empty] | 27-SMO-ResidentialMobileHome–SingleWide-SP_COOL |  | 2.4
[5 empty] | 27-SMO-ResidentialMobileHome–SingleWide-SP_HEAT |  | 2.5
[5 empty] | 27-SMO-ResidentialMobileHome–SingleWide-WAT_HEAT |  | 2.6
[5 empty] | 28-SUN-Storage–Unconditioned-Exit |  | 2.7
[5 empty] | 28-SUN-Storage–Unconditioned-ExtLight |  | 2.8
[5 empty] | 29-WRF-Storage–Refrigerated-Cooling |  | 2.9
[5 empty] | 29-WRF-Storage–Refrigerated-Exit |  | 3
[5 empty] | 29-WRF-Storage–Refrigerated-ExtLight |  | 3.1
[5 empty] | 30-S20-SIC20Food&KindredProducts-AG_PUMP |  | 3.2
[5 empty] | 30-S20-SIC20Food&KindredProducts-COMP_AIR |  | 3.3
[5 empty] | 30-S20-SIC20Food&KindredProducts-COOL |  | 3.4
[5 empty] | 30-S20-SIC20Food&KindredProducts-LIGHT |  | 3.5
[5 empty] | 30-S20-SIC20Food&KindredProducts-MOTOR |  | 3.6
[5 empty] | 30-S20-SIC20Food&KindredProducts-PROC_OTH |  | 3.7
[5 empty] | 31-S26-SIC26Paper&AlliedProducts-AG_PUMP |  | 3.8
[5 empty] | 31-S26-SIC26Paper&AlliedProducts-COMP_AIR |  | 3.9
[5 empty] | 31-S26-SIC26Paper&AlliedProducts-COOL |  | 4
[5 empty] | 31-S26-SIC26Paper&AlliedProducts-LIGHT |  | 4.1
[5 empty] | 31-S26-SIC26Paper&AlliedProducts-MOTOR |  | 4.2
[5 empty] | 31-S26-SIC26Paper&AlliedProducts-PROC_OTH |  | 4.3
[5 empty] | 32-S28-SIC28Chemicals&AlliedProducts-AG_PUMP |  | 4.4
[5 empty] | 32-S28-SIC28Chemicals&AlliedProducts-COMP_AIR |  | 4.5
[5 empty] | 32-S28-SIC28Chemicals&AlliedProducts-COOL |  | 4.6
[5 empty] | 32-S28-SIC28Chemicals&AlliedProducts-LIGHT |  | 4.7
[5 empty] | 32-S28-SIC28Chemicals&AlliedProducts-MOTOR |  | 4.8
[5 empty] | 32-S28-SIC28Chemicals&AlliedProducts-PROC_OTH |  | 4.9
[5 empty] | 33-S29-SIC29Petroleum&CoalProducts-AG_PUMP |  | 5
[5 empty] | 33-S29-SIC29Petroleum&CoalProducts-COMP_AIR |  | 5.1
[5 empty] | 33-S29-SIC29Petroleum&CoalProducts-COOL |  | 5.2
[5 empty] | 33-S29-SIC29Petroleum&CoalProducts-LIGHT |  | 5.3
[5 empty] | 33-S29-SIC29Petroleum&CoalProducts-MOTOR |  | 5.4
[5 empty] | 33-S29-SIC29Petroleum&CoalProducts-PROC_OTH |  | 5.5
[5 empty] | 34-S33-SIC33Metals-AG_PUMP |  | 5.6
[5 empty] | 34-S33-SIC33Metals-COMP_AIR |  | 5.7
[5 empty] | 34-S33-SIC33Metals-COOL |  | 5.8
[5 empty] | 34-S33-SIC33Metals-LIGHT |  | 5.9
[5 empty] | 34-S33-SIC33Metals-MOTOR |  | 6
[5 empty] | 34-S33-SIC33Metals-PROC_OTH |  | 6.1
[5 empty] | 35-OTI-OtherIndustrial-AG_PUMP |  | 6.2
[5 empty] | 35-OTI-OtherIndustrial-COMP_AIR |  | 6.3
[5 empty] | 35-OTI-OtherIndustrial-COOL |  | 6.4
[5 empty] | 35-OTI-OtherIndustrial-LIGHT |  | 6.5
[5 empty] | 35-OTI-OtherIndustrial-MOTOR |  | 6.6
[5 empty] | 35-OTI-OtherIndustrial-PROC_OTH |  | 6.7
[5 empty] | 36-GST-Lodging-GuestRooms-Cooling |  | 6.8
[5 empty] | 36-GST-Lodging-GuestRooms-ExtLight |  | 6.9
[5 empty] | 36-GST-Lodging-GuestRooms-IntLight |  | 7
[5 empty] | 36-GST-Lodging-GuestRooms-OffEquip |  | 7.1
[5 empty] | 36-GST-Lodging-GuestRooms-Refrig |  | 7.2
[5 empty] | 36-GST-Lodging-GuestRooms-Vent/Fan |  | 7.3
7.4
7.5
7.6
7.7
7.8
7.9
8
8.1
8.2
8.3
8.4
8.5
8.6
8.7
8.8
8.9
9
9.1
9.2
9.3
9.4
9.5
9.6
9.7
9.8
9.9
10
10.1
10.2
10.3
10.4
10.5
10.6
10.7
10.8
10.9
11
11.1
11.2
11.3
11.4
11.5
11.6
11.7
11.8
11.9
12
12.1
12.2
12.3
12.4
12.5
12.6
12.7
12.8
12.9
13
13.1
13.2
13.3
13.4
13.5
13.6
13.7
13.8
13.9
14
14.1
14.2
14.3
14.4
14.5
14.6
14.7
14.8
14.9
15
15.1
15.2
15.3
15.4
15.5
15.6
15.7
15.8
15.9
16
16.1
16.2
16.3
16.4
16.5
16.6
16.7
16.8
16.9
17
17.1
17.2
17.3
17.4
17.5
17.6
17.7
17.8
17.9
18
19
20