## Export
PROGRAM NAME | 0
BUDGET
Administrative Costs
Overhead and G&A | 0
Other Administrative Costs | 0
Marketing/Outreach | 0
Direct Implementation
Incentives and Rebates
User Input Incentive | 0
Direct Install Rebate | 602840
Direct Install Labor | 0
Direct Install Materials | 0
Activity | 0
Installation | 0
Hardware & Materials | 0
Rebate Processing & Inspection | 0
EM&V Costs | 0
Budget | 602840
Costs recovered from other sources | 0
Budget (plus other costs) | 602840
PROGRAM IMPACTS
Program Reductions for Measures installed through 2008
User Entered kW (kW) | 996.8322
Net Jul-Sept Peak (kW) | 695.1728
Net Dec-Feb Peak (kW) | 448.0836
Net NCP (kW) | 721.604
Net CEC (kW) | 0
Annual Net kWh | 3621277.3064
Lifecycle Net kWh | 39086956.8641
Annual Net Therms | -5361.1623
Lifecycle Net Therms | -58972.7857
Cost Effectiveness for all measures installed through 2012
TRC
Costs | 723783.8627
Electric Benefits | 2756250.3173
Gas Benefits | -36562.449
Net Benefits (NPV) | 1995904.0057
BC Ratio | 3.7576
PAC
Costs | 561282.7116
Electric Benefits | 2756250.3173
Gas Benefits | -36562.449
Net Benefits (NPV) | 2158405.1567
BC Ratio | 4.8455
Levelized Cost
Levelized Cost TRC ($/kWh )
Discounted kWh | 26014184.347
Cost | 0.0282
Benefits | 0.10595
Benefit-Cost | 0.077752
Levelized Cost PAC ($/kWh)
Discounted kWh | 26014184.347
Cost | 0.021872
Benefits | 0.10595
Benefit-Cost | 0.08408
Levelized Cost TRC ($/therm)
Discounted Therms | -39261.4922
Cost | 0.24973
Benefits | 0.93125
Benefit-Cost | 0.68153
Levelized Cost PAC ($/therm)
Discounted Therms | -39261.4922
Cost | 0.19628
Benefits | 0.93125
Benefit-Cost | 0.73497
Emission Annual Reductions (2006-2008) |  | Energy Division File sheet "Attachment II" Total Electricity and Gas Emission Reductions
Electric Annual CO2 (tons) - 2006 | 2078.9313 |  | 2006 | 2007 | 2008 | 2009 | 2010 | 2011 | 2012
2007 | 0 |  | Total | Total | Total | Total | Total | Total | Total
2008 | 0 | Annual CO2 Emission Reductions (tons) | 2047.5685 | 0 | 0 | 0 | 0 | 0 | 0
Electric Lifecycle CO2 (tons) - 2006 | 22463.6883 | Lifecycle CO2 Emission Reductions (tons) | 22118.6975 | 0 | 0 | 0 | 0 | 0 | 0
2007 | 0 | Annual NOx Emission Reductions (tons) | 0.25721 | 0 | 0 | 0 | 0 | 0 | 0
2008 | 0 | Lifecycle NOx Emission Reductions (tons) | 2.7771 | 0 | 0 | 0 | 0 | 0 | 0
Electric Annual NOX (tons) - 2006 | 0.28187 | Annual SO2 Emission Reductions (tons)
2007 | 0 | Lifecycle SO2 Emission Reductions (tons)
2008 | 0
Electric Lifecycle NOX (tons) - 2006 | 3.0483
2007 | 0
2008 | 0
Electric Annual SO2 (lbs) - 2006
2007
2008
Electric Lifecycle SO2 (lbs) - 2006
2007
2008
Gas Annual CO2 (tons) - 2006 | -31.3628
2007 | 0
2008 | 0
Gas Lifecycle CO2 (tons) - 2006 | -344.9908
2007 | 0
2008 | 0
Gas Annual NOX (tons) - 2006 | -0.024661
2007 | 0
2008 | 0
Gas Lifecycle NOX (tons) - 2006 | -0.27127
2007 | 0
2008 | 0
Gas Annual SO2 (lbs) - 2006
2007
2008
Gas Lifecycle SO2 (lbs) - 2006
2007
2008
Data below not currently used in Energy Division workbook
Levelized Cost RIM ($/therm)
Discounted Therms | -39261.4922
Cost | 0.19219
Benefits | 0.93125
Benefit-Cost | 0.73906
Levelized Cost RIM ($/kWh)
Discounted kWh | 26014184.347
Cost | 0.021866
Benefits | 0.10595
Benefit-Cost | 0.73906
RIM
Costs | 561282.7116
Electric Benefits | 2756250.3173
Gas Benefits | -36562.449
Net Benefits (NPV) | 2158405.1567
BC Ratio | 4.8455
Impacts for all programs installed trhough 2012
Net July-Sept Peak (kW)
Clothes Dryer | 0
Clothes Washer | 0
Consumer Electronics | 0
Cooking | 0
Dishwasher | 0
Net Dec-Feb Pk (kW)
Clothes Dryer | 0
Clothes Washer | 0
Consumer Electronics | 0
Cooking | 0
Dishwasher | 0
0
Clothes Dryer | 0
Clothes Washer | 0
Consumer Electronics | 0
Cooking | 0
Dishwasher | 0
Annual Net kWh
Clothes Dryer | 0
Clothes Washer | 0
Consumer Electronics | 0
Cooking | 0
Dishwasher | 0
Lifecycle Net kWh
Clothes Dryer | 0
Clothes Washer | 0
Consumer Electronics | 0
Cooking | 0
Dishwasher | 0
Annual Net Therms
Clothes Dryer | 0
Clothes Washer | 0
Consumer Electronics | 0
Cooking | 0
Dishwasher | 0
Lifecycle Net Therms
Clothes Dryer | 0
Clothes Washer | 0
Consumer Electronics | 0
Cooking | 0
Dishwasher | 0

## Output by Measure
0
0
SDG&E | [7 empty] | Levelized Benefits less Costs (TRC) |  |  |  | Levelized Benefits less Costs (PAC) |  |  |  | Benefit Cost Ratios
Net Impacts by Measure | [7 empty] | No Allocated Admin |  | w/ Allocated Admin |  | No Allocated Admin |  | w/ Allocated Admin |  | No Allocated Admin |  | w/ Allocated Admin
| Net Avg Jul-Sep (kW) | Net Dec-Feb Pk (kW) | Net User Entered kW | Annual kWh adj for Net to gross | Lifecycle kWh (Annual * Measure Life) | Annual Therms | Lifecycle Therms | Electric ($/kWh) | Gas ($/Th) | Electric ($/kWh) | Gas ($/Th) | Electric ($/kWh) | Gas ($/Th) | Electric ($/kWh) | Gas ($/Th) | TRC | PAC | TRC | PAC
Total or Average | 695.1728 | 448.0836 | 996.8322 | 3621277.3064 | 39086956.8641 | -5361.1623 | -58972.7857 | 0.077752 | 0.68153 | 0.077752 | 0.68153 | 0.08408 | 0.73497 | 0.08408 | 0.73497
234053-Lighting-Remove 4 Ft Lamp (De-Lamp) | 1.4408 | 0.92907 | 2.3422 | 7275.8181 | 80033.9993 | -11.9155 | -131.0702 | 0.07229 | 0.62747 | 0.07229 | 0.62747 | 0.086496 | 0.75079 | 0.086496 | 0.75079 | 3.0689 | 5.1715 | 3.0689 | 5.1715
234148-Premium T8 with T12 40 Watt Baseline | 1.0411 | 0.67136 | 1.5024 | 5257.5934 | 57833.5278 | -8.6103 | -94.7129 | 0.081126 | 0.70417 | 0.081126 | 0.70417 | 0.08251 | 0.71618 | 0.08251 | 0.71618 | 4.1076 | 4.3376 | 4.1076 | 4.3376
234053-Lighting-Remove 4 Ft Lamp (De-Lamp) | 1.4347 | 0.92516 | 2.0703 | 7245.1338 | 79696.472 | -11.8652 | -130.5174 | 0.073492 | 0.6379 | 0.073492 | 0.6379 | 0.087209 | 0.75697 | 0.087209 | 0.75697 | 3.1782 | 5.3557 | 3.1782 | 5.3557
234049-Lighting-LED Exit Sign New Sign | 0.23099 | 0.22949 | 0 | 2023.5516 | 32376.8254 | 0 | 0 | 0.075524 | 0 | 0.075524 | 0 | 0.081421 | 0 | 0.081421 | 0 | 4.8796 | 7.0001 | 4.8796 | 7.0001
234148-Premium T8 with T12 40 Watt Baseline | 3.7849 | 2.4406 | 5.9232 | 19113.147 | 210244.6175 | -31.3012 | -344.3137 | 0.078421 | 0.6807 | 0.078421 | 0.6807 | 0.079949 | 0.69396 | 0.079949 | 0.69396 | 3.722 | 3.9305 | 3.722 | 3.9305
234053-Lighting-Remove 4 Ft Lamp (De-Lamp) | 3.2415 | 2.0902 | 5.0728 | 16368.9695 | 180058.665 | -26.8072 | -294.8788 | 0.069997 | 0.60757 | 0.069997 | 0.60757 | 0.085135 | 0.73897 | 0.085135 | 0.73897 | 2.8799 | 4.853 | 2.8799 | 4.853
234148-Premium T8 with T12 40 Watt Baseline | 0.18231 | 0.10403 | 0.28037 | 907.2863 | 9980.1498 | -1.173 | -12.9035 | 0.074908 | 0.67268 | 0.074908 | 0.67268 | 0.076432 | 0.68637 | 0.076432 | 0.68637 | 3.6065 | 3.8085 | 3.6065 | 3.8085
234053-Lighting-Remove 4 Ft Lamp (De-Lamp) | 0.35173 | 0.20069 | 0.54091 | 1750.3779 | 19254.157 | -2.2631 | -24.894 | 0.066504 | 0.59721 | 0.066504 | 0.59721 | 0.081606 | 0.73283 | 0.081606 | 0.73283 | 2.7905 | 4.7024 | 2.7905 | 4.7024
234148-Premium T8 with T12 40 Watt Baseline | 0.6381 | 0.36409 | 0.98131 | 3175.5022 | 34930.5244 | -4.1057 | -45.1622 | 0.074908 | 0.67268 | 0.074908 | 0.67268 | 0.076432 | 0.68637 | 0.076432 | 0.68637 | 3.6065 | 3.8085 | 3.6065 | 3.8085
234053-Lighting-Remove 4 Ft Lamp (De-Lamp) | 1.0552 | 0.60208 | 1.6227 | 5251.1337 | 57762.471 | -6.7893 | -74.6819 | 0.066504 | 0.59721 | 0.066504 | 0.59721 | 0.081606 | 0.73283 | 0.081606 | 0.73283 | 2.7905 | 4.7024 | 2.7905 | 4.7024
234148-Premium T8 with T12 40 Watt Baseline | 0.1797 | 0.11588 | 0.28122 | 907.4491 | 9981.9403 | -1.4861 | -16.3472 | 0.078421 | 0.6807 | 0.078421 | 0.6807 | 0.079949 | 0.69396 | 0.079949 | 0.69396 | 3.722 | 3.9305 | 3.722 | 3.9305
234053-Lighting-Remove 4 Ft Lamp (De-Lamp) | 0.22535 | 0.14531 | 0.35265 | 1137.9498 | 12517.4473 | -1.8636 | -20.4996 | 0.069997 | 0.60757 | 0.069997 | 0.60757 | 0.085135 | 0.73897 | 0.085135 | 0.73897 | 2.8799 | 4.853 | 2.8799 | 4.853
234148-Premium T8 with T12 40 Watt Baseline | 0.21999 | 0.14185 | 0.33561 | 1110.9013 | 12219.914 | -1.8193 | -20.0123 | 0.082227 | 0.71373 | 0.082227 | 0.71373 | 0.083553 | 0.72524 | 0.083553 | 0.72524 | 4.2885 | 4.5287 | 4.2885 | 4.5287
234053-Lighting-Remove 4 Ft Lamp (De-Lamp) | 0.39945 | 0.25757 | 0.60938 | 2017.1304 | 22188.4343 | -3.3034 | -36.3376 | 0.074915 | 0.65026 | 0.074915 | 0.65026 | 0.088054 | 0.76431 | 0.088054 | 0.76431 | 3.3182 | 5.5916 | 3.3182 | 5.5916
234148-Premium T8 with T12 40 Watt Baseline | 0.27175 | 0.17523 | 0.41457 | 1372.2898 | 15095.1879 | -2.2474 | -24.7211 | 0.082227 | 0.71373 | 0.082227 | 0.71373 | 0.083553 | 0.72524 | 0.083553 | 0.72524 | 4.2885 | 4.5287 | 4.2885 | 4.5287
234053-Lighting-Remove 4 Ft Lamp (De-Lamp) | 0.43939 | 0.28333 | 0.67032 | 2218.8434 | 24407.2777 | -3.6338 | -39.9714 | 0.074915 | 0.65026 | 0.074915 | 0.65026 | 0.088054 | 0.76431 | 0.088054 | 0.76431 | 3.3182 | 5.5916 | 3.3182 | 5.5916
234148-Premium T8 with T12 40 Watt Baseline | 0.36463 | 0.20805 | 0.56075 | 1814.5727 | 19960.2997 | -2.3461 | -25.807 | 0.074908 | 0.67268 | 0.074908 | 0.67268 | 0.076432 | 0.68637 | 0.076432 | 0.68637 | 3.6065 | 3.8085 | 3.6065 | 3.8085
234053-Lighting-Remove 4 Ft Lamp (De-Lamp) | 0.63311 | 0.36125 | 0.97364 | 3150.6802 | 34657.4826 | -4.0736 | -44.8092 | 0.066504 | 0.59721 | 0.066504 | 0.59721 | 0.081606 | 0.73283 | 0.081606 | 0.73283 | 2.7905 | 4.7024 | 2.7905 | 4.7024
234148-Premium T8 with T12 40 Watt Baseline | 0.39881 | 0.22756 | 0.61332 | 1984.6889 | 21831.5778 | -2.566 | -28.2264 | 0.074908 | 0.67268 | 0.074908 | 0.67268 | 0.076432 | 0.68637 | 0.076432 | 0.68637 | 3.6065 | 3.8085 | 3.6065 | 3.8085
234053-Lighting-Remove 4 Ft Lamp (De-Lamp) | 0.70345 | 0.40139 | 1.0818 | 3500.7558 | 38508.314 | -4.5262 | -49.7879 | 0.066504 | 0.59721 | 0.066504 | 0.59721 | 0.081606 | 0.73283 | 0.081606 | 0.73283 | 2.7905 | 4.7024 | 2.7905 | 4.7024
234148-Premium T8 with T12 40 Watt Baseline | 0.14813 | 0.084522 | 0.2278 | 737.1702 | 8108.8717 | -0.9531 | -10.4841 | 0.074908 | 0.67268 | 0.074908 | 0.67268 | 0.076432 | 0.68637 | 0.076432 | 0.68637 | 3.6065 | 3.8085 | 3.6065 | 3.8085
234053-Lighting-Remove 4 Ft Lamp (De-Lamp) | 0.28138 | 0.16055 | 0.43273 | 1400.3023 | 15403.3256 | -1.8105 | -19.9152 | 0.066504 | 0.59721 | 0.066504 | 0.59721 | 0.081606 | 0.73283 | 0.081606 | 0.73283 | 2.7905 | 4.7024 | 2.7905 | 4.7024
234148-Premium T8 with T12 40 Watt Baseline | 2.0852 | 1.1898 | 3.2068 | 10377.0876 | 114147.9637 | -13.4167 | -147.5835 | 0.074908 | 0.67268 | 0.074908 | 0.67268 | 0.076432 | 0.68637 | 0.076432 | 0.68637 | 3.6065 | 3.8085 | 3.6065 | 3.8085
234053-Lighting-Remove 4 Ft Lamp (De-Lamp) | 1.829 | 1.0436 | 2.8127 | 9101.9651 | 100121.6164 | -11.7681 | -129.4487 | 0.066504 | 0.59721 | 0.066504 | 0.59721 | 0.081606 | 0.73283 | 0.081606 | 0.73283 | 2.7905 | 4.7024 | 2.7905 | 4.7024
234148-Premium T8 with T12 40 Watt Baseline | 0.43627 | 0.24893 | 0.65921 | 2171.1007 | 23882.1076 | -2.807 | -30.8775 | 0.078126 | 0.70158 | 0.078126 | 0.70158 | 0.07948 | 0.71374 | 0.07948 | 0.71374 | 4.0613 | 4.2887 | 4.0613 | 4.2887
234053-Lighting-Remove 4 Ft Lamp (De-Lamp) | 0.75255 | 0.4294 | 1.1371 | 3745.0884 | 41195.9729 | -4.8421 | -53.2629 | 0.070663 | 0.63456 | 0.070663 | 0.63456 | 0.084074 | 0.75499 | 0.084074 | 0.75499 | 3.1424 | 5.2953 | 3.1424 | 5.2953
234148-Premium T8 with T12 40 Watt Baseline | 0.28486 | 0.16254 | 0.43808 | 1417.6349 | 15593.9841 | -1.8329 | -20.1617 | 0.074908 | 0.67268 | 0.074908 | 0.67268 | 0.076432 | 0.68637 | 0.076432 | 0.68637 | 3.6065 | 3.8085 | 3.6065 | 3.8085
234053-Lighting-Remove 4 Ft Lamp (De-Lamp) | 0.22862 | 0.13045 | 0.35159 | 1137.7456 | 12515.202 | -1.471 | -16.1811 | 0.066504 | 0.59721 | 0.066504 | 0.59721 | 0.081606 | 0.73283 | 0.081606 | 0.73283 | 2.7905 | 4.7024 | 2.7905 | 4.7024
234148-Premium T8 with T12 40 Watt Baseline | 0.37528 | 0.24199 | 0.5725 | 1895.0669 | 20845.7356 | -3.1035 | -34.1387 | 0.082227 | 0.71373 | 0.082227 | 0.71373 | 0.083553 | 0.72524 | 0.083553 | 0.72524 | 4.2885 | 4.5287 | 4.2885 | 4.5287
234053-Lighting-Remove 4 Ft Lamp (De-Lamp) | 0.71901 | 0.46363 | 1.0969 | 3630.8347 | 39939.1817 | -5.9462 | -65.4077 | 0.074915 | 0.65026 | 0.074915 | 0.65026 | 0.088054 | 0.76431 | 0.088054 | 0.76431 | 3.3182 | 5.5916 | 3.3182 | 5.5916
234148-Premium T8 with T12 40 Watt Baseline | 0.10352 | 0.066755 | 0.15793 | 522.7771 | 5750.5478 | -0.85614 | -9.4176 | 0.082227 | 0.71373 | 0.082227 | 0.71373 | 0.083553 | 0.72524 | 0.083553 | 0.72524 | 4.2885 | 4.5287 | 4.2885 | 4.5287
234053-Lighting-Remove 4 Ft Lamp (De-Lamp) | 0.15978 | 0.10303 | 0.24375 | 806.8522 | 8875.3737 | -1.3214 | -14.535 | 0.074915 | 0.65026 | 0.074915 | 0.65026 | 0.088054 | 0.76431 | 0.088054 | 0.76431 | 3.3182 | 5.5916 | 3.3182 | 5.5916
234148-Premium T8 with T12 40 Watt Baseline | 1.0652 | 0.68686 | 1.7316 | 5378.9784 | 59168.7629 | -8.8091 | -96.8996 | 0.080196 | 0.6961 | 0.080196 | 0.6961 | 0.081629 | 0.70854 | 0.081629 | 0.70854 | 3.9663 | 4.1884 | 3.9663 | 4.1884
234053-Lighting-Remove 4 Ft Lamp (De-Lamp) | 1.7364 | 1.1197 | 2.8226 | 8768.2936 | 96451.2299 | -14.3597 | -157.9564 | 0.07229 | 0.62747 | 0.07229 | 0.62747 | 0.086496 | 0.75079 | 0.086496 | 0.75079 | 3.0689 | 5.1715 | 3.0689 | 5.1715
234148-Premium T8 with T12 40 Watt Baseline | 0.16756 | 0.10805 | 0.27238 | 846.1314 | 9307.4458 | -1.3857 | -15.2426 | 0.080196 | 0.6961 | 0.080196 | 0.6961 | 0.081629 | 0.70854 | 0.081629 | 0.70854 | 3.9663 | 4.1884 | 3.9663 | 4.1884
234053-Lighting-Remove 4 Ft Lamp (De-Lamp) | 0.29555 | 0.19058 | 0.48044 | 1492.4755 | 16417.2306 | -2.4442 | -26.8862 | 0.07229 | 0.62747 | 0.07229 | 0.62747 | 0.086496 | 0.75079 | 0.086496 | 0.75079 | 3.0689 | 5.1715 | 3.0689 | 5.1715
234053-Lighting-Remove 4 Ft Lamp (De-Lamp) | 0.44333 | 0.28587 | 0.72067 | 2238.7133 | 24625.8459 | -3.6663 | -40.3293 | 0.07229 | 0.62747 | 0.07229 | 0.62747 | 0.086496 | 0.75079 | 0.086496 | 0.75079 | 3.0689 | 5.1715 | 3.0689 | 5.1715
234148-Premium T8 with T12 40 Watt Baseline | 0.20346 | 0.1312 | 0.33075 | 1027.4453 | 11301.8985 | -1.6826 | -18.5089 | 0.080196 | 0.6961 | 0.080196 | 0.6961 | 0.081629 | 0.70854 | 0.081629 | 0.70854 | 3.9663 | 4.1884 | 3.9663 | 4.1884
234148-Premium T8 with T12 40 Watt Baseline | 0.46251 | 0.29824 | 0.54034 | 2335.5866 | 25691.4523 | -3.8249 | -42.0744 | 0.055601 | 0.48199 | 0.055601 | 0.48199 | 0.058346 | 0.50579 | 0.058346 | 0.50579 | 2.074 | 2.1902 | 2.074 | 2.1902
234053-Lighting-Remove 4 Ft Lamp (De-Lamp) | 0.30869 | 0.19905 | 0.36063 | 1558.8045 | 17146.8499 | -2.5528 | -28.0811 | 0.040462 | 0.35076 | 0.040462 | 0.35076 | 0.067665 | 0.58657 | 0.067665 | 0.58657 | 1.6047 | 2.7042 | 1.6047 | 2.7042
234148-Premium T8 with T12 40 Watt Baseline | 2.3701 | 1.3523 | 3.6449 | 11794.7225 | 129741.9479 | -15.2496 | -167.7452 | 0.074908 | 0.67268 | 0.074908 | 0.67268 | 0.076432 | 0.68637 | 0.076432 | 0.68637 | 3.6065 | 3.8085 | 3.6065 | 3.8085
234148-Premium T8 with T12 40 Watt Baseline | 1.6564 | 1.0681 | 2.5269 | 8364.4331 | 92008.7642 | -13.6983 | -150.6811 | 0.082227 | 0.71373 | 0.082227 | 0.71373 | 0.083553 | 0.72524 | 0.083553 | 0.72524 | 4.2885 | 4.5287 | 4.2885 | 4.5287
234148-Premium T8 with T12 40 Watt Baseline | 0.51762 | 0.33378 | 0.78966 | 2613.8853 | 28752.7388 | -4.2807 | -47.0878 | 0.082227 | 0.71373 | 0.082227 | 0.71373 | 0.083553 | 0.72524 | 0.083553 | 0.72524 | 4.2885 | 4.5287 | 4.2885 | 4.5287
234053-Lighting-Remove 4 Ft Lamp (De-Lamp) | 0.7989 | 0.51515 | 1.2188 | 4034.2608 | 44376.8686 | -6.6068 | -72.6752 | 0.074915 | 0.65026 | 0.074915 | 0.65026 | 0.088054 | 0.76431 | 0.088054 | 0.76431 | 3.3182 | 5.5916 | 3.3182 | 5.5916
234148-Premium T8 with T12 40 Watt Baseline | 0.22463 | 0.14484 | 0.35153 | 1134.3114 | 12477.4254 | -1.8576 | -20.4341 | 0.078421 | 0.6807 | 0.078421 | 0.6807 | 0.079949 | 0.69396 | 0.079949 | 0.69396 | 3.722 | 3.9305 | 3.722 | 3.9305
234053-Lighting-Remove 4 Ft Lamp (De-Lamp) | 0.34669 | 0.22355 | 0.54254 | 1750.6919 | 19257.6112 | -2.8671 | -31.5378 | 0.069997 | 0.60757 | 0.069997 | 0.60757 | 0.085135 | 0.73897 | 0.085135 | 0.73897 | 2.8799 | 4.853 | 2.8799 | 4.853
234148-Premium T8 with T12 40 Watt Baseline | 0.092341 | 0.052689 | 0.14012 | 459.5376 | 5054.9137 | -0.69676 | -7.6643 | 0.077081 | 0.68003 | 0.077081 | 0.68003 | 0.078588 | 0.69332 | 0.078588 | 0.69332 | 3.7121 | 3.92 | 3.7121 | 3.92
234053-Lighting-Remove 4 Ft Lamp (De-Lamp) | 0.14252 | 0.08132 | 0.21626 | 709.2486 | 7801.7348 | -1.0754 | -11.8291 | 0.06877 | 0.6067 | 0.06877 | 0.6067 | 0.083705 | 0.73846 | 0.083705 | 0.73846 | 2.8722 | 4.8401 | 2.8722 | 4.8401
234053-Lighting-Remove 4 Ft Lamp (De-Lamp) | 0.38228 | 0.2371 | 0.615 | 2064.8823 | 22713.705 | -4.4628 | -49.0905 | 0.074235 | 0.6521 | 0.074235 | 0.6521 | 0.087133 | 0.7654 | 0.087133 | 0.7654 | 3.3402 | 5.6286 | 3.3402 | 5.6286
234148-Premium T8 with T12 40 Watt Baseline | 0.24769 | 0.15362 | 0.39847 | 1337.8822 | 14716.7038 | -2.8915 | -31.8068 | 0.081413 | 0.71515 | 0.081413 | 0.71515 | 0.082715 | 0.72659 | 0.082715 | 0.72659 | 4.3169 | 4.5586 | 4.3169 | 4.5586
234148-Premium T8 with T12 40 Watt Baseline | 0.79008 | 0.50946 | 1.2823 | 3989.7467 | 43887.214 | -6.5339 | -71.8733 | 0.084706 | 0.73525 | 0.084706 | 0.73525 | 0.085901 | 0.74562 | 0.085901 | 0.74562 | 4.7606 | 5.0272 | 4.7606 | 5.0272
234053-Lighting-Remove 4 Ft Lamp (De-Lamp) | 1.3746 | 0.88638 | 2.231 | 6941.475 | 76356.2245 | -11.3679 | -125.0472 | 0.07812 | 0.67808 | 0.07812 | 0.67808 | 0.089956 | 0.78081 | 0.089956 | 0.78081 | 3.6835 | 6.2072 | 3.6835 | 6.2072
234148-Premium T8 with T12 40 Watt Baseline | 0.40433 | 0.26072 | 0.63275 | 2041.7605 | 22459.3657 | -3.3438 | -36.7813 | 0.07856 | 0.68102 | 0.07856 | 0.68102 | 0.080088 | 0.69427 | 0.080088 | 0.69427 | 3.7269 | 3.9356 | 3.7269 | 3.9356
234053-Lighting-Remove 4 Ft Lamp (De-Lamp) | 0.32935 | 0.21237 | 0.51542 | 1663.1573 | 18294.7307 | -2.7237 | -29.9609 | 0.070136 | 0.60799 | 0.070136 | 0.60799 | 0.085274 | 0.73922 | 0.085274 | 0.73922 | 2.8837 | 4.8594 | 2.8837 | 4.8594
234002-A/C-Reflective Window Film Coastal | 0.70731 | 0.28217 | 0.40186 | 2173.5168 | 21735.168 | 0 | 0 | 0.084277 | 0 | 0.084277 | 0 | 0.096474 | 0 | 0.096474 | 0 | 3.4159 | 5.2523 | 3.4159 | 5.2523
234148-Premium T8 with T12 40 Watt Baseline | 6.1098 | 3.9398 | 9.5615 | 30853.27 | 339385.97 | -50.5278 | -555.8062 | 0.07856 | 0.68102 | 0.07856 | 0.68102 | 0.080088 | 0.69427 | 0.080088 | 0.69427 | 3.7269 | 3.9356 | 3.7269 | 3.9356
234148-Premium T8 with T12 40 Watt Baseline | 2.6891 | 1.5344 | 4.1355 | 13382.4736 | 147207.2101 | -17.3024 | -190.3263 | 0.074908 | 0.67268 | 0.074908 | 0.67268 | 0.076432 | 0.68637 | 0.076432 | 0.68637 | 3.6065 | 3.8085 | 3.6065 | 3.8085
234053-Lighting-Remove 4 Ft Lamp (De-Lamp) | 4.9945 | 2.8498 | 7.6809 | 24855.3663 | 273409.0293 | -32.1359 | -353.4944 | 0.066504 | 0.59721 | 0.066504 | 0.59721 | 0.081606 | 0.73283 | 0.081606 | 0.73283 | 2.7905 | 4.7024 | 2.7905 | 4.7024
234148-Premium T8 with T12 40 Watt Baseline | 1.2534 | 0.71518 | 1.9276 | 6237.5936 | 68613.5301 | -8.0647 | -88.7114 | 0.074908 | 0.67268 | 0.074908 | 0.67268 | 0.076432 | 0.68637 | 0.076432 | 0.68637 | 3.6065 | 3.8085 | 3.6065 | 3.8085
234053-Lighting-Remove 4 Ft Lamp (De-Lamp) | 1.7586 | 1.0035 | 2.7045 | 8751.8895 | 96270.785 | -11.3154 | -124.4699 | 0.066504 | 0.59721 | 0.066504 | 0.59721 | 0.081606 | 0.73283 | 0.081606 | 0.73283 | 2.7905 | 4.7024 | 2.7905 | 4.7024
234148-Premium T8 with T12 40 Watt Baseline | 0.33694 | 0.21727 | 0.52729 | 1701.4671 | 18716.1381 | -2.7865 | -30.6511 | 0.078421 | 0.6807 | 0.078421 | 0.6807 | 0.079949 | 0.69396 | 0.079949 | 0.69396 | 3.722 | 3.9305 | 3.722 | 3.9305
234053-Lighting-Remove 4 Ft Lamp (De-Lamp) | 0.5547 | 0.35768 | 0.86807 | 2801.1071 | 30812.178 | -4.5873 | -50.4605 | 0.069997 | 0.60757 | 0.069997 | 0.60757 | 0.085135 | 0.73897 | 0.085135 | 0.73897 | 2.8799 | 4.853 | 2.8799 | 4.853
234148-Premium T8 with T12 40 Watt Baseline | 0.85358 | 0.55041 | 1.3358 | 4310.3833 | 47414.2164 | -7.059 | -77.6494 | 0.078421 | 0.6807 | 0.078421 | 0.6807 | 0.079949 | 0.69396 | 0.079949 | 0.69396 | 3.722 | 3.9305 | 3.722 | 3.9305
234053-Lighting-Remove 4 Ft Lamp (De-Lamp) | 1.5601 | 1.006 | 2.4414 | 7878.1137 | 86659.2505 | -12.9018 | -141.9203 | 0.069997 | 0.60757 | 0.069997 | 0.60757 | 0.085135 | 0.73897 | 0.085135 | 0.73897 | 2.8799 | 4.853 | 2.8799 | 4.853
234148-Premium T8 with T12 40 Watt Baseline | 0.36463 | 0.20805 | 0.56075 | 1814.5727 | 19960.2997 | -2.3461 | -25.807 | 0.074908 | 0.67268 | 0.074908 | 0.67268 | 0.076432 | 0.68637 | 0.076432 | 0.68637 | 3.6065 | 3.8085 | 3.6065 | 3.8085
234053-Lighting-Remove 4 Ft Lamp (De-Lamp) | 0.66828 | 0.38132 | 1.0277 | 3325.718 | 36582.8983 | -4.2999 | -47.2986 | 0.066504 | 0.59721 | 0.066504 | 0.59721 | 0.081606 | 0.73283 | 0.081606 | 0.73283 | 2.7905 | 4.7024 | 2.7905 | 4.7024
234148-Premium T8 with T12 40 Watt Baseline | 0.15559 | 0.10033 | 0.25292 | 785.6935 | 8642.6283 | -1.2867 | -14.1539 | 0.080196 | 0.6961 | 0.080196 | 0.6961 | 0.081629 | 0.70854 | 0.081629 | 0.70854 | 3.9663 | 4.1884 | 3.9663 | 4.1884
234053-Lighting-Remove 4 Ft Lamp (De-Lamp) | 0.1293 | 0.083379 | 0.21019 | 652.958 | 7182.5384 | -1.0693 | -11.7627 | 0.07229 | 0.62747 | 0.07229 | 0.62747 | 0.086496 | 0.75079 | 0.086496 | 0.75079 | 3.0689 | 5.1715 | 3.0689 | 5.1715
234148-Premium T8 with T12 40 Watt Baseline | 0.43086 | 0.27783 | 0.7004 | 2175.7666 | 23933.4322 | -3.5632 | -39.1953 | 0.080196 | 0.6961 | 0.080196 | 0.6961 | 0.081629 | 0.70854 | 0.081629 | 0.70854 | 3.9663 | 4.1884 | 3.9663 | 4.1884
234053-Lighting-Remove 4 Ft Lamp (De-Lamp) | 0.70194 | 0.45263 | 1.1411 | 3544.6293 | 38990.9227 | -5.805 | -63.8547 | 0.07229 | 0.62747 | 0.07229 | 0.62747 | 0.086496 | 0.75079 | 0.086496 | 0.75079 | 3.0689 | 5.1715 | 3.0689 | 5.1715
234148-Premium T8 with T12 40 Watt Baseline | 0.25068 | 0.14304 | 0.38551 | 1247.5187 | 13722.706 | -1.6129 | -17.7423 | 0.074908 | 0.67268 | 0.074908 | 0.67268 | 0.076432 | 0.68637 | 0.076432 | 0.68637 | 3.6065 | 3.8085 | 3.6065 | 3.8085
234053-Lighting-Remove 4 Ft Lamp (De-Lamp) | 0.3869 | 0.22076 | 0.595 | 1925.4157 | 21179.5727 | -2.4894 | -27.3834 | 0.066504 | 0.59721 | 0.066504 | 0.59721 | 0.081606 | 0.73283 | 0.081606 | 0.73283 | 2.7905 | 4.7024 | 2.7905 | 4.7024
234148-Premium T8 with T12 40 Watt Baseline | 0.57279 | 0.36935 | 0.89639 | 2892.4941 | 31817.4347 | -4.737 | -52.1068 | 0.078421 | 0.6807 | 0.078421 | 0.6807 | 0.079949 | 0.69396 | 0.079949 | 0.69396 | 3.722 | 3.9305 | 3.722 | 3.9305
234053-Lighting-Remove 4 Ft Lamp (De-Lamp) | 1.0054 | 0.6483 | 1.5734 | 5077.0066 | 55847.0726 | -8.3145 | -91.4597 | 0.069997 | 0.60757 | 0.069997 | 0.60757 | 0.085135 | 0.73897 | 0.085135 | 0.73897 | 2.8799 | 4.853 | 2.8799 | 4.853
234148-Premium T8 with T12 40 Watt Baseline | 0.36234 | 0.23364 | 0.55276 | 1829.7197 | 20126.9172 | -2.9965 | -32.9615 | 0.082227 | 0.71373 | 0.082227 | 0.71373 | 0.083553 | 0.72524 | 0.083553 | 0.72524 | 4.2885 | 4.5287 | 4.2885 | 4.5287
234053-Lighting-Remove 4 Ft Lamp (De-Lamp) | 0.59917 | 0.38636 | 0.91407 | 3025.6956 | 33282.6514 | -4.9551 | -54.5064 | 0.074915 | 0.65026 | 0.074915 | 0.65026 | 0.088054 | 0.76431 | 0.088054 | 0.76431 | 3.3182 | 5.5916 | 3.3182 | 5.5916
234148-Premium T8 with T12 40 Watt Baseline | 0.33694 | 0.21727 | 0.52729 | 1701.4671 | 18716.1381 | -2.7865 | -30.6511 | 0.078421 | 0.6807 | 0.078421 | 0.6807 | 0.079949 | 0.69396 | 0.079949 | 0.69396 | 3.722 | 3.9305 | 3.722 | 3.9305
234053-Lighting-Remove 4 Ft Lamp (De-Lamp) | 0.5547 | 0.35768 | 0.86807 | 2801.1071 | 30812.178 | -4.5873 | -50.4605 | 0.069997 | 0.60757 | 0.069997 | 0.60757 | 0.085135 | 0.73897 | 0.085135 | 0.73897 | 2.8799 | 4.853 | 2.8799 | 4.853
234148-Premium T8 with T12 40 Watt Baseline | 0.23586 | 0.15209 | 0.3691 | 1191.027 | 13101.2966 | -1.9505 | -21.4558 | 0.078421 | 0.6807 | 0.078421 | 0.6807 | 0.079949 | 0.69396 | 0.079949 | 0.69396 | 3.722 | 3.9305 | 3.722 | 3.9305
234053-Lighting-Remove 4 Ft Lamp (De-Lamp) | 0.32935 | 0.21237 | 0.51542 | 1663.1573 | 18294.7307 | -2.7237 | -29.9609 | 0.069997 | 0.60757 | 0.069997 | 0.60757 | 0.085135 | 0.73897 | 0.085135 | 0.73897 | 2.8799 | 4.853 | 2.8799 | 4.853
234148-Premium T8 with T12 40 Watt Baseline | 0.42679 | 0.2752 | 0.6679 | 2155.1917 | 23707.1082 | -3.5295 | -38.8247 | 0.078421 | 0.6807 | 0.078421 | 0.6807 | 0.079949 | 0.69396 | 0.079949 | 0.69396 | 3.722 | 3.9305 | 3.722 | 3.9305
234053-Lighting-Remove 4 Ft Lamp (De-Lamp) | 0.69337 | 0.4471 | 1.0851 | 3501.3839 | 38515.2225 | -5.7342 | -63.0757 | 0.069997 | 0.60757 | 0.069997 | 0.60757 | 0.085135 | 0.73897 | 0.085135 | 0.73897 | 2.8799 | 4.853 | 2.8799 | 4.853
234148-Premium T8 with T12 40 Watt Baseline | 0.55001 | 0.35466 | 0.64257 | 2777.4543 | 30551.9973 | -4.5486 | -50.0344 | 0.054504 | 0.47912 | 0.054504 | 0.47912 | 0.05725 | 0.50326 | 0.05725 | 0.50326 | 2.0526 | 2.1676 | 2.0526 | 2.1676
234053-Lighting-Remove 4 Ft Lamp (De-Lamp) | 1.0997 | 0.70911 | 1.2848 | 5553.2412 | 61085.6529 | -9.0944 | -100.0389 | 0.039362 | 0.34602 | 0.039362 | 0.34602 | 0.066571 | 0.5852 | 0.066571 | 0.5852 | 1.5882 | 2.6763 | 1.5882 | 2.6763
234049-Lighting-LED Exit Sign New Sign | 0.076997 | 0.076497 | 0 | 674.5172 | 10792.2751 | 0 | 0 | 0.074719 | 0 | 0.074719 | 0 | 0.080616 | 0 | 0.080616 | 0 | 4.8383 | 6.9407 | 4.8383 | 6.9407
234148-Premium T8 with T12 40 Watt Baseline | 0.31057 | 0.20027 | 0.4738 | 1568.3312 | 17251.6433 | -2.5684 | -28.2527 | 0.082227 | 0.71373 | 0.082227 | 0.71373 | 0.083553 | 0.72524 | 0.083553 | 0.72524 | 4.2885 | 4.5287 | 4.2885 | 4.5287
234053-Lighting-Remove 4 Ft Lamp (De-Lamp) | 0.47934 | 0.30909 | 0.73126 | 2420.5565 | 26626.1211 | -3.9641 | -43.6051 | 0.074915 | 0.65026 | 0.074915 | 0.65026 | 0.088054 | 0.76431 | 0.088054 | 0.76431 | 3.3182 | 5.5916 | 3.3182 | 5.5916
234148-Premium T8 with T12 40 Watt Baseline | 0.31448 | 0.20278 | 0.49214 | 1588.036 | 17468.3955 | -2.6007 | -28.6077 | 0.078421 | 0.6807 | 0.078421 | 0.6807 | 0.079949 | 0.69396 | 0.079949 | 0.69396 | 3.722 | 3.9305 | 3.722 | 3.9305
234053-Lighting-Remove 4 Ft Lamp (De-Lamp) | 0.48536 | 0.31297 | 0.75956 | 2450.9687 | 26960.6557 | -4.0139 | -44.153 | 0.069997 | 0.60757 | 0.069997 | 0.60757 | 0.085135 | 0.73897 | 0.085135 | 0.73897 | 2.8799 | 4.853 | 2.8799 | 4.853
234148-Premium T8 with T12 40 Watt Baseline | 0.22814 | 0.14711 | 0.39265 | 1152.0388 | 12672.4263 | -1.8867 | -20.7534 | 0.076028 | 0.65992 | 0.076028 | 0.65992 | 0.077683 | 0.67428 | 0.077683 | 0.67428 | 3.4366 | 3.629 | 3.4366 | 3.629
234053-Lighting-Remove 4 Ft Lamp (De-Lamp) | 0.3521 | 0.22705 | 0.60601 | 1778.0523 | 19558.575 | -2.9119 | -32.0307 | 0.066903 | 0.58072 | 0.066903 | 0.58072 | 0.0833 | 0.72304 | 0.0833 | 0.72304 | 2.659 | 4.4808 | 2.659 | 4.4808
234148-Premium T8 with T12 40 Watt Baseline | 0.68511 | 0.44177 | 1.0722 | 3459.6498 | 38056.1474 | -5.6658 | -62.3239 | 0.078421 | 0.6807 | 0.078421 | 0.6807 | 0.079949 | 0.69396 | 0.079949 | 0.69396 | 3.722 | 3.9305 | 3.722 | 3.9305
234053-Lighting-Remove 4 Ft Lamp (De-Lamp) | 0.58937 | 0.38004 | 0.92232 | 2976.1763 | 32737.9391 | -4.874 | -53.6143 | 0.069997 | 0.60757 | 0.069997 | 0.60757 | 0.085135 | 0.73897 | 0.085135 | 0.73897 | 2.8799 | 4.853 | 2.8799 | 4.853
234148-Premium T8 with T12 40 Watt Baseline | 3.5828 | 2.3103 | 5.6068 | 18092.2668 | 199014.9346 | -29.6294 | -325.9231 | 0.078421 | 0.6807 | 0.078421 | 0.6807 | 0.079949 | 0.69396 | 0.079949 | 0.69396 | 3.722 | 3.9305 | 3.722 | 3.9305
234053-Lighting-Remove 4 Ft Lamp (De-Lamp) | 3.2068 | 2.0679 | 5.0185 | 16193.9004 | 178132.9039 | -26.5205 | -291.725 | 0.069997 | 0.60757 | 0.069997 | 0.60757 | 0.085135 | 0.73897 | 0.085135 | 0.73897 | 2.8799 | 4.853 | 2.8799 | 4.853
234148-Premium T8 with T12 40 Watt Baseline | 0.36634 | 0.23623 | 0.37149 | 1849.963 | 20349.5927 | -3.0297 | -33.3262 | 0.089566 | 0.77743 | 0.089566 | 0.77743 | 0.090503 | 0.78556 | 0.090503 | 0.78556 | 6.0703 | 6.4103 | 6.0703 | 6.4103
234053-Lighting-Remove 4 Ft Lamp (De-Lamp) | 0.62196 | 0.40105 | 0.6307 | 3140.7485 | 34548.2331 | -5.1435 | -56.579 | 0.084401 | 0.7326 | 0.084401 | 0.7326 | 0.093683 | 0.81317 | 0.093683 | 0.81317 | 4.6968 | 7.9149 | 4.6968 | 7.9149
234148-Premium T8 with T12 40 Watt Baseline | 0.67388 | 0.43453 | 1.0546 | 3402.9342 | 37432.2761 | -5.5729 | -61.3022 | 0.078421 | 0.6807 | 0.078421 | 0.6807 | 0.079949 | 0.69396 | 0.079949 | 0.69396 | 3.722 | 3.9305 | 3.722 | 3.9305
234053-Lighting-Remove 4 Ft Lamp (De-Lamp) | 0.52003 | 0.33533 | 0.81382 | 2626.0379 | 28886.4168 | -4.3006 | -47.3068 | 0.069997 | 0.60757 | 0.069997 | 0.60757 | 0.085135 | 0.73897 | 0.085135 | 0.73897 | 2.8799 | 4.853 | 2.8799 | 4.853
234049-Lighting-LED Exit Sign New Sign | 0.038498 | 0.038248 | 0 | 337.2586 | 5396.1376 | 0 | 0 | 0.075524 | 0 | 0.075524 | 0 | 0.081421 | 0 | 0.081421 | 0 | 4.8796 | 7.0001 | 4.8796 | 7.0001
234148-Premium T8 with T12 40 Watt Baseline | 0.25832 | 0.16657 | 0.40425 | 1304.4581 | 14349.0392 | -2.1363 | -23.4992 | 0.078421 | 0.6807 | 0.078421 | 0.6807 | 0.079949 | 0.69396 | 0.079949 | 0.69396 | 3.722 | 3.9305 | 3.722 | 3.9305
234053-Lighting-Remove 4 Ft Lamp (De-Lamp) | 0.48536 | 0.31297 | 0.75956 | 2450.9687 | 26960.6557 | -4.0139 | -44.153 | 0.069997 | 0.60757 | 0.069997 | 0.60757 | 0.085135 | 0.73897 | 0.085135 | 0.73897 | 2.8799 | 4.853 | 2.8799 | 4.853
234148-Premium T8 with T12 40 Watt Baseline | 0.59842 | 0.38588 | 0.97278 | 3021.898 | 33240.878 | -4.9489 | -54.438 | 0.080196 | 0.6961 | 0.080196 | 0.6961 | 0.081629 | 0.70854 | 0.081629 | 0.70854 | 3.9663 | 4.1884 | 3.9663 | 4.1884
234053-Lighting-Remove 4 Ft Lamp (De-Lamp) | 0.4618 | 0.29778 | 0.75069 | 2331.993 | 25651.9228 | -3.8191 | -42.0097 | 0.07229 | 0.62747 | 0.07229 | 0.62747 | 0.086496 | 0.75079 | 0.086496 | 0.75079 | 3.0689 | 5.1715 | 3.0689 | 5.1715
234148-Premium T8 with T12 40 Watt Baseline | 0.13478 | 0.086907 | 0.21092 | 680.5868 | 7486.4552 | -1.1146 | -12.2604 | 0.078421 | 0.6807 | 0.078421 | 0.6807 | 0.079949 | 0.69396 | 0.079949 | 0.69396 | 3.722 | 3.9305 | 3.722 | 3.9305
234053-Lighting-Remove 4 Ft Lamp (De-Lamp) | 0.10401 | 0.067066 | 0.16276 | 525.2076 | 5777.2834 | -0.86012 | -9.4614 | 0.069997 | 0.60757 | 0.069997 | 0.60757 | 0.085135 | 0.73897 | 0.085135 | 0.73897 | 2.8799 | 4.853 | 2.8799 | 4.853
234148-Premium T8 with T12 40 Watt Baseline | 1.4389 | 0.89239 | 2.3224 | 7771.9309 | 85491.2399 | -10.5725 | -116.2972 | 0.080827 | 0.71539 | 0.080827 | 0.71539 | 0.082118 | 0.72681 | 0.082118 | 0.72681 | 4.3216 | 4.5636 | 4.3216 | 4.5636
234084-Refrigeration -Cooler/Freezer Door Gaskets - Solid Doors: Cooler | 0.21986 | 0.17015 | 0.21797 | 1906.992 | 7627.968 | 0 | 0 | 0.082012 | 0 | 0.082012 | 0 | 0.082012 | 0 | 0.082012 | 0 | 8.4103 | 8.4103 | 8.4103 | 8.4103
234148-Premium T8 with T12 40 Watt Baseline | 0.15529 | 0.10013 | 0.2369 | 784.1656 | 8625.8216 | -1.2842 | -14.1263 | 0.082227 | 0.71373 | 0.082227 | 0.71373 | 0.083553 | 0.72524 | 0.083553 | 0.72524 | 4.2885 | 4.5287 | 4.2885 | 4.5287
234148-Premium T8 with T12 40 Watt Baseline | 0.15724 | 0.10139 | 0.24607 | 794.018 | 8734.1978 | -1.3003 | -14.3038 | 0.078421 | 0.6807 | 0.078421 | 0.6807 | 0.079949 | 0.69396 | 0.079949 | 0.69396 | 3.722 | 3.9305 | 3.722 | 3.9305
234053-Lighting-Remove 4 Ft Lamp (De-Lamp) | 0.24268 | 0.15649 | 0.37978 | 1225.4844 | 13480.3279 | -2.007 | -22.0765 | 0.069997 | 0.60757 | 0.069997 | 0.60757 | 0.085135 | 0.73897 | 0.085135 | 0.73897 | 2.8799 | 4.853 | 2.8799 | 4.853
234148-Premium T8 with T12 40 Watt Baseline | 0.14813 | 0.084522 | 0.2278 | 737.1702 | 8108.8717 | -0.9531 | -10.4841 | 0.074908 | 0.67268 | 0.074908 | 0.67268 | 0.076432 | 0.68637 | 0.076432 | 0.68637 | 3.6065 | 3.8085 | 3.6065 | 3.8085
234053-Lighting-Remove 4 Ft Lamp (De-Lamp) | 0.24621 | 0.14049 | 0.37864 | 1225.2645 | 13477.9099 | -1.5842 | -17.4258 | 0.066504 | 0.59721 | 0.066504 | 0.59721 | 0.081606 | 0.73283 | 0.081606 | 0.73283 | 2.7905 | 4.7024 | 2.7905 | 4.7024
234148-Premium T8 with T12 40 Watt Baseline | 0.20216 | 0.13036 | 0.31637 | 1020.8803 | 11229.6828 | -1.6719 | -18.3906 | 0.078421 | 0.6807 | 0.078421 | 0.6807 | 0.079949 | 0.69396 | 0.079949 | 0.69396 | 3.722 | 3.9305 | 3.722 | 3.9305
234053-Lighting-Remove 4 Ft Lamp (De-Lamp) | 0.15601 | 0.1006 | 0.24414 | 787.8114 | 8665.9251 | -1.2902 | -14.192 | 0.069997 | 0.60757 | 0.069997 | 0.60757 | 0.085135 | 0.73897 | 0.085135 | 0.73897 | 2.8799 | 4.853 | 2.8799 | 4.853
234148-Premium T8 with T12 40 Watt Baseline | 0.6411 | 0.4134 | 0.65011 | 3237.4352 | 35611.7872 | -5.3019 | -58.3208 | 0.089566 | 0.77743 | 0.089566 | 0.77743 | 0.090503 | 0.78556 | 0.090503 | 0.78556 | 6.0703 | 6.4103 | 6.0703 | 6.4103
234053-Lighting-Remove 4 Ft Lamp (De-Lamp) | 1.0743 | 0.69273 | 1.0894 | 5424.9292 | 59674.2207 | -8.8843 | -97.7274 | 0.084401 | 0.7326 | 0.084401 | 0.7326 | 0.093683 | 0.81317 | 0.093683 | 0.81317 | 4.6968 | 7.9149 | 4.6968 | 7.9149
234148-Premium T8 with T12 40 Watt Baseline | 0.74126 | 0.47799 | 1.16 | 3743.2276 | 41175.5037 | -6.1302 | -67.4324 | 0.078421 | 0.6807 | 0.078421 | 0.6807 | 0.079949 | 0.69396 | 0.079949 | 0.69396 | 3.722 | 3.9305 | 3.722 | 3.9305
234053-Lighting-Remove 4 Ft Lamp (De-Lamp) | 0.6067 | 0.39122 | 0.94945 | 3063.7109 | 33700.8197 | -5.0174 | -55.1912 | 0.069997 | 0.60757 | 0.069997 | 0.60757 | 0.085135 | 0.73897 | 0.085135 | 0.73897 | 2.8799 | 4.853 | 2.8799 | 4.853
234049-Lighting-LED Exit Sign New Sign | 0.15399 | 0.15299 | 0 | 1349.0344 | 21584.5503 | 0 | 0 | 0.075524 | 0 | 0.075524 | 0 | 0.081421 | 0 | 0.081421 | 0 | 4.8796 | 7.0001 | 4.8796 | 7.0001
234148-Premium T8 with T12 40 Watt Baseline | 0.40693 | 0.2624 | 0.66149 | 2054.8906 | 22603.797 | -3.3653 | -37.0178 | 0.080196 | 0.6961 | 0.080196 | 0.6961 | 0.081629 | 0.70854 | 0.081629 | 0.70854 | 3.9663 | 4.1884 | 3.9663 | 4.1884
234003-A/C - Reflective Window Film Inland | 0.75567 | 0.34724 | 0.29366 | 1949.6736 | 19496.736 | 0 | 0 | 0.10029 | 0 | 0.10029 | 0 | 0.11022 | 0 | 0.11022 | 0 | 4.5288 | 6.9635 | 4.5288 | 6.9635
234148-Premium T8 with T12 40 Watt Baseline | 0.14362 | 0.09261 | 0.23347 | 725.2555 | 7977.8107 | -1.1877 | -13.0651 | 0.080196 | 0.6961 | 0.080196 | 0.6961 | 0.081629 | 0.70854 | 0.081629 | 0.70854 | 3.9663 | 4.1884 | 3.9663 | 4.1884
234053-Lighting-Remove 4 Ft Lamp (De-Lamp) | 0.18472 | 0.11911 | 0.30028 | 932.7972 | 10260.7691 | -1.5276 | -16.8039 | 0.07229 | 0.62747 | 0.07229 | 0.62747 | 0.086496 | 0.75079 | 0.086496 | 0.75079 | 3.0689 | 5.1715 | 3.0689 | 5.1715
234148-Premium T8 with T12 40 Watt Baseline | 0.23937 | 0.15435 | 0.38911 | 1208.7592 | 13296.3512 | -1.9796 | -21.7752 | 0.080196 | 0.6961 | 0.080196 | 0.6961 | 0.081629 | 0.70854 | 0.081629 | 0.70854 | 3.9663 | 4.1884 | 3.9663 | 4.1884
234053-Lighting-Remove 4 Ft Lamp (De-Lamp) | 0.3325 | 0.2144 | 0.5405 | 1679.0349 | 18469.3844 | -2.7497 | -30.247 | 0.07229 | 0.62747 | 0.07229 | 0.62747 | 0.086496 | 0.75079 | 0.086496 | 0.75079 | 3.0689 | 5.1715 | 3.0689 | 5.1715
234083-Refrigeration -Cooler/Freezer Door Gaskets - Glass Doors | 2.5458 | 1.9701 | 2.5238 | 22080.96 | 88323.84 | 0 | 0 | 0.082129 | 0 | 0.082129 | 0 | 0.082129 | 0 | 0.082129 | 0 | 8.4209 | 8.4208 | 8.4209 | 8.4208
234148-Premium T8 with T12 40 Watt Baseline | 0.11492 | 0.074104 | 0.18652 | 580.3268 | 6383.5948 | -0.95039 | -10.4543 | 0.084706 | 0.73525 | 0.084706 | 0.73525 | 0.085901 | 0.74562 | 0.085901 | 0.74562 | 4.7606 | 5.0272 | 4.7606 | 5.0272
234053-Lighting-Remove 4 Ft Lamp (De-Lamp) | 0.17737 | 0.11437 | 0.28788 | 895.6742 | 9852.4161 | -1.4668 | -16.1351 | 0.07812 | 0.67808 | 0.07812 | 0.67808 | 0.089956 | 0.78081 | 0.089956 | 0.78081 | 3.6835 | 6.2072 | 3.6835 | 6.2072
234148-Premium T8 with T12 40 Watt Baseline | 0.58071 | 0.37446 | 0.99946 | 2932.4623 | 32257.0852 | -4.8024 | -52.8268 | 0.076028 | 0.65992 | 0.076028 | 0.65992 | 0.077683 | 0.67428 | 0.077683 | 0.67428 | 3.4366 | 3.629 | 3.4366 | 3.629
234053-Lighting-Remove 4 Ft Lamp (De-Lamp) | 0.25608 | 0.16512 | 0.44073 | 1293.1289 | 14224.4182 | -2.1177 | -23.2951 | 0.066903 | 0.58072 | 0.066903 | 0.58072 | 0.0833 | 0.72304 | 0.0833 | 0.72304 | 2.659 | 4.4808 | 2.659 | 4.4808
234148-Premium T8 with T12 40 Watt Baseline | 0.22327 | 0.13847 | 0.36037 | 1205.9893 | 13265.8821 | -1.6406 | -18.0461 | 0.080827 | 0.71539 | 0.080827 | 0.71539 | 0.082118 | 0.72681 | 0.082118 | 0.72681 | 4.3216 | 4.5636 | 4.3216 | 4.5636
234053-Lighting-Remove 4 Ft Lamp (De-Lamp) | 0.30631 | 0.18997 | 0.49439 | 1654.506 | 18199.5665 | -2.2507 | -24.7576 | 0.073711 | 0.65241 | 0.073711 | 0.65241 | 0.086498 | 0.76558 | 0.086498 | 0.76558 | 3.3438 | 5.6347 | 3.3438 | 5.6347
234148-Premium T8 with T12 40 Watt Baseline | 0.46048 | 0.29693 | 0.72063 | 2325.3384 | 25578.722 | -3.8082 | -41.8898 | 0.078421 | 0.6807 | 0.078421 | 0.6807 | 0.079949 | 0.69396 | 0.079949 | 0.69396 | 3.722 | 3.9305 | 3.722 | 3.9305
234053-Lighting-Remove 4 Ft Lamp (De-Lamp) | 0.79738 | 0.51417 | 1.2479 | 4026.5914 | 44292.5058 | -6.5943 | -72.537 | 0.069997 | 0.60757 | 0.069997 | 0.60757 | 0.085135 | 0.73897 | 0.085135 | 0.73897 | 2.8799 | 4.853 | 2.8799 | 4.853
234148-Premium T8 with T12 40 Watt Baseline | 0.5391 | 0.34763 | 0.84366 | 2722.3474 | 29945.8209 | -4.4583 | -49.0417 | 0.078421 | 0.6807 | 0.078421 | 0.6807 | 0.079949 | 0.69396 | 0.079949 | 0.69396 | 3.722 | 3.9305 | 3.722 | 3.9305
234148-Premium T8 with T12 40 Watt Baseline | 0.11492 | 0.074104 | 0.18652 | 580.3268 | 6383.5948 | -0.95039 | -10.4543 | 0.084706 | 0.73525 | 0.084706 | 0.73525 | 0.085901 | 0.74562 | 0.085901 | 0.74562 | 4.7606 | 5.0272 | 4.7606 | 5.0272
234053-Lighting-Remove 4 Ft Lamp (De-Lamp) | 0.17737 | 0.11437 | 0.28788 | 895.6742 | 9852.4161 | -1.4668 | -16.1351 | 0.07812 | 0.67808 | 0.07812 | 0.67808 | 0.089956 | 0.78081 | 0.089956 | 0.78081 | 3.6835 | 6.2072 | 3.6835 | 6.2072
234148-Premium T8 with T12 40 Watt Baseline | 0.1797 | 0.11588 | 0.28122 | 907.4491 | 9981.9403 | -1.4861 | -16.3472 | 0.078421 | 0.6807 | 0.078421 | 0.6807 | 0.079949 | 0.69396 | 0.079949 | 0.69396 | 3.722 | 3.9305 | 3.722 | 3.9305
234053-Lighting-Remove 4 Ft Lamp (De-Lamp) | 0.15601 | 0.1006 | 0.24414 | 787.8114 | 8665.9251 | -1.2902 | -14.192 | 0.069997 | 0.60757 | 0.069997 | 0.60757 | 0.085135 | 0.73897 | 0.085135 | 0.73897 | 2.8799 | 4.853 | 2.8799 | 4.853
234148-Premium T8 with T12 40 Watt Baseline | 0.42704 | 0.27537 | 0.65147 | 2156.4554 | 23721.0095 | -3.5316 | -38.8475 | 0.082227 | 0.71373 | 0.082227 | 0.71373 | 0.083553 | 0.72524 | 0.083553 | 0.72524 | 4.2885 | 4.5287 | 4.2885 | 4.5287
234053-Lighting-Remove 4 Ft Lamp (De-Lamp) | 0.33953 | 0.21894 | 0.51797 | 1714.5608 | 18860.1691 | -2.8079 | -30.887 | 0.074915 | 0.65026 | 0.074915 | 0.65026 | 0.088054 | 0.76431 | 0.088054 | 0.76431 | 3.3182 | 5.5916 | 3.3182 | 5.5916
234148-Premium T8 with T12 40 Watt Baseline | 0.15802 | 0.10189 | 0.25647 | 797.9493 | 8777.4428 | -1.3068 | -14.3747 | 0.084706 | 0.73525 | 0.084706 | 0.73525 | 0.085901 | 0.74562 | 0.085901 | 0.74562 | 4.7606 | 5.0272 | 4.7606 | 5.0272
234053-Lighting-Remove 4 Ft Lamp (De-Lamp) | 0.35474 | 0.22874 | 0.57575 | 1791.3484 | 19704.8321 | -2.9337 | -32.2702 | 0.07812 | 0.67808 | 0.07812 | 0.67808 | 0.089956 | 0.78081 | 0.089956 | 0.78081 | 3.6835 | 6.2072 | 3.6835 | 6.2072
234148-Premium T8 with T12 40 Watt Baseline | 0.74126 | 0.47799 | 1.16 | 3743.2276 | 41175.5037 | -6.1302 | -67.4324 | 0.078421 | 0.6807 | 0.078421 | 0.6807 | 0.079949 | 0.69396 | 0.079949 | 0.69396 | 3.722 | 3.9305 | 3.722 | 3.9305
234053-Lighting-Remove 4 Ft Lamp (De-Lamp) | 1.2481 | 0.80479 | 1.9532 | 6302.4909 | 69327.4004 | -10.3215 | -113.5362 | 0.069997 | 0.60757 | 0.069997 | 0.60757 | 0.085135 | 0.73897 | 0.085135 | 0.73897 | 2.8799 | 4.853 | 2.8799 | 4.853
234148-Premium T8 with T12 40 Watt Baseline | 0.62895 | 0.40556 | 0.98427 | 3176.0719 | 34936.791 | -5.2014 | -57.2153 | 0.078421 | 0.6807 | 0.078421 | 0.6807 | 0.079949 | 0.69396 | 0.079949 | 0.69396 | 3.722 | 3.9305 | 3.722 | 3.9305
234053-Lighting-Remove 4 Ft Lamp (De-Lamp) | 1.2827 | 0.82714 | 2.0074 | 6477.5601 | 71253.1616 | -10.6082 | -116.69 | 0.069997 | 0.60757 | 0.069997 | 0.60757 | 0.085135 | 0.73897 | 0.085135 | 0.73897 | 2.8799 | 4.853 | 2.8799 | 4.853
234148-Premium T8 with T12 40 Watt Baseline | 0.40433 | 0.26072 | 0.63275 | 2041.7605 | 22459.3657 | -3.3438 | -36.7813 | 0.078421 | 0.6807 | 0.078421 | 0.6807 | 0.079949 | 0.69396 | 0.079949 | 0.69396 | 3.722 | 3.9305 | 3.722 | 3.9305
234053-Lighting-Remove 4 Ft Lamp (De-Lamp) | 0.62403 | 0.40239 | 0.97658 | 3151.2455 | 34663.7002 | -5.1607 | -56.7681 | 0.069997 | 0.60757 | 0.069997 | 0.60757 | 0.085135 | 0.73897 | 0.085135 | 0.73897 | 2.8799 | 4.853 | 2.8799 | 4.853
234148-Premium T8 with T12 40 Watt Baseline | 0.47555 | 0.31213 | 0.60224 | 2986.7481 | 32854.2289 | -14.0459 | -154.505 | 0.082694 | 0.76407 | 0.082694 | 0.76407 | 0.083651 | 0.77291 | 0.083651 | 0.77291 | 5.5836 | 5.8963 | 5.5836 | 5.8963
234053-Lighting-Remove 4 Ft Lamp (De-Lamp) | 0.73397 | 0.48173 | 0.9295 | 4609.7357 | 50707.0929 | -21.6784 | -238.4624 | 0.077418 | 0.71532 | 0.077418 | 0.71532 | 0.086899 | 0.80291 | 0.086899 | 0.80291 | 4.3202 | 7.2802 | 4.3202 | 7.2802
234049-Lighting-LED Exit Sign New Sign | 0.038498 | 0.038248 | 0 | 337.2586 | 5396.1376 | 0 | 0 | 0.075524 | 0 | 0.075524 | 0 | 0.081421 | 0 | 0.081421 | 0 | 4.8796 | 7.0001 | 4.8796 | 7.0001
234148-Premium T8 with T12 40 Watt Baseline | 3.3902 | 2.1861 | 5.5024 | 17119.6405 | 188316.0454 | -28.0365 | -308.4017 | 0.08468 | 0.7352 | 0.08468 | 0.7352 | 0.085874 | 0.74557 | 0.085874 | 0.74557 | 4.7594 | 5.0259 | 4.7594 | 5.0259
234148-Premium T8 with T12 40 Watt Baseline | 0.37331 | 0.24072 | 0.64251 | 1885.1543 | 20736.6976 | -3.0873 | -33.9601 | 0.076028 | 0.65992 | 0.076028 | 0.65992 | 0.077683 | 0.67428 | 0.077683 | 0.67428 | 3.4366 | 3.629 | 3.4366 | 3.629
234053-Lighting-Remove 4 Ft Lamp (De-Lamp) | 0.28808 | 0.18576 | 0.49582 | 1454.77 | 16002.4704 | -2.3825 | -26.207 | 0.066903 | 0.58072 | 0.066903 | 0.58072 | 0.0833 | 0.72304 | 0.0833 | 0.72304 | 2.659 | 4.4808 | 2.659 | 4.4808
234148-Premium T8 with T12 40 Watt Baseline | 0.47171 | 0.30417 | 0.7382 | 2382.0539 | 26202.5933 | -3.901 | -42.9115 | 0.078421 | 0.6807 | 0.078421 | 0.6807 | 0.079949 | 0.69396 | 0.079949 | 0.69396 | 3.722 | 3.9305 | 3.722 | 3.9305
234053-Lighting-Remove 4 Ft Lamp (De-Lamp) | 0.38135 | 0.24591 | 0.5968 | 1925.7611 | 21183.3724 | -3.1538 | -34.6916 | 0.069997 | 0.60757 | 0.069997 | 0.60757 | 0.085135 | 0.73897 | 0.085135 | 0.73897 | 2.8799 | 4.853 | 2.8799 | 4.853
234148-Premium T8 with T12 40 Watt Baseline | 1.0369 | 0.59165 | 1.5946 | 5160.1911 | 56762.1022 | -6.6717 | -73.3885 | 0.074908 | 0.67268 | 0.074908 | 0.67268 | 0.076432 | 0.68637 | 0.076432 | 0.68637 | 3.6065 | 3.8085 | 3.6065 | 3.8085
234053-Lighting-Remove 4 Ft Lamp (De-Lamp) | 1.0728 | 0.61211 | 1.6498 | 5338.6526 | 58725.1788 | -6.9024 | -75.9266 | 0.066504 | 0.59721 | 0.066504 | 0.59721 | 0.081606 | 0.73283 | 0.081606 | 0.73283 | 2.7905 | 4.7024 | 2.7905 | 4.7024
234148-Premium T8 with T12 40 Watt Baseline | 0.92096 | 0.59386 | 1.4413 | 4650.6767 | 51157.444 | -7.6163 | -83.7796 | 0.078421 | 0.6807 | 0.078421 | 0.6807 | 0.079949 | 0.69396 | 0.079949 | 0.69396 | 3.722 | 3.9305 | 3.722 | 3.9305
234053-Lighting-Remove 4 Ft Lamp (De-Lamp) | 1.5601 | 1.006 | 2.4414 | 7878.1137 | 86659.2505 | -12.9018 | -141.9203 | 0.069997 | 0.60757 | 0.069997 | 0.60757 | 0.085135 | 0.73897 | 0.085135 | 0.73897 | 2.8799 | 4.853 | 2.8799 | 4.853
234148-Premium T8 with T12 40 Watt Baseline | 0.49174 | 0.31709 | 0.75018 | 2483.1911 | 27315.1019 | -4.0667 | -44.7334 | 0.082227 | 0.71373 | 0.082227 | 0.71373 | 0.083553 | 0.72524 | 0.083553 | 0.72524 | 4.2885 | 4.5287 | 4.2885 | 4.5287
234053-Lighting-Remove 4 Ft Lamp (De-Lamp) | 0.37948 | 0.2447 | 0.57891 | 1916.2739 | 21079.0126 | -3.1382 | -34.5207 | 0.074915 | 0.65026 | 0.074915 | 0.65026 | 0.088054 | 0.76431 | 0.088054 | 0.76431 | 3.3182 | 5.5916 | 3.3182 | 5.5916
234148-Premium T8 with T12 40 Watt Baseline | 0.05746 | 0.037052 | 0.093261 | 290.1634 | 3191.7974 | -0.4752 | -5.2271 | 0.084845 | 0.7355 | 0.084845 | 0.7355 | 0.08604 | 0.74586 | 0.08604 | 0.74586 | 4.7668 | 5.0338 | 4.7668 | 5.0338
234053-Lighting-Remove 4 Ft Lamp (De-Lamp) | 0.44342 | 0.28593 | 0.71969 | 2239.1855 | 24631.0402 | -3.6671 | -40.3378 | 0.078259 | 0.67841 | 0.078259 | 0.67841 | 0.090095 | 0.78101 | 0.090095 | 0.78101 | 3.6883 | 6.2153 | 3.6883 | 6.2153
234148-Premium T8 with T12 40 Watt Baseline | 0.31448 | 0.20278 | 0.49214 | 1588.036 | 17468.3955 | -2.6007 | -28.6077 | 0.078421 | 0.6807 | 0.078421 | 0.6807 | 0.079949 | 0.69396 | 0.079949 | 0.69396 | 3.722 | 3.9305 | 3.722 | 3.9305
234053-Lighting-Remove 4 Ft Lamp (De-Lamp) | 0.90138 | 0.58124 | 1.4106 | 4551.799 | 50069.7892 | -7.4544 | -81.9984 | 0.069997 | 0.60757 | 0.069997 | 0.60757 | 0.085135 | 0.73897 | 0.085135 | 0.73897 | 2.8799 | 4.853 | 2.8799 | 4.853
234053-Lighting-Remove 4 Ft Lamp (De-Lamp) | 5.4603 | 3.5209 | 8.5451 | 27573.3979 | 303307.3769 | -45.1564 | -496.7209 | 0.069997 | 0.60757 | 0.069997 | 0.60757 | 0.085135 | 0.73897 | 0.085135 | 0.73897 | 2.8799 | 4.853 | 2.8799 | 4.853
234148-Premium T8 with T12 40 Watt Baseline | 3.4929 | 2.2523 | 5.4662 | 17638.5422 | 194023.9645 | -28.8863 | -317.7495 | 0.078421 | 0.6807 | 0.078421 | 0.6807 | 0.079949 | 0.69396 | 0.079949 | 0.69396 | 3.722 | 3.9305 | 3.722 | 3.9305
234148-Premium T8 with T12 40 Watt Baseline | 2.3401 | 1.509 | 2.3313 | 11817.1739 | 129988.913 | -19.3528 | -212.8805 | 0.093957 | 0.81555 | 0.093957 | 0.81555 | 0.094661 | 0.82166 | 0.094661 | 0.82166 | 8.0783 | 8.5307 | 8.0783 | 8.5307
234148-Premium T8 with T12 40 Watt Baseline | 0.75055 | 0.48398 | 1.145 | 3790.1338 | 41691.4713 | -6.207 | -68.2774 | 0.082227 | 0.71373 | 0.082227 | 0.71373 | 0.083553 | 0.72524 | 0.083553 | 0.72524 | 4.2885 | 4.5287 | 4.2885 | 4.5287
234053-Lighting-Remove 4 Ft Lamp (De-Lamp) | 0.5792 | 0.37348 | 0.8836 | 2924.8391 | 32173.2297 | -4.79 | -52.6895 | 0.074915 | 0.65026 | 0.074915 | 0.65026 | 0.088054 | 0.76431 | 0.088054 | 0.76431 | 3.3182 | 5.5916 | 3.3182 | 5.5916
234148-Premium T8 with T12 40 Watt Baseline | 0.29201 | 0.1883 | 0.45698 | 1474.6048 | 16220.653 | -2.4149 | -26.5643 | 0.078421 | 0.6807 | 0.078421 | 0.6807 | 0.079949 | 0.69396 | 0.079949 | 0.69396 | 3.722 | 3.9305 | 3.722 | 3.9305
234053-Lighting-Remove 4 Ft Lamp (De-Lamp) | 0.48536 | 0.31297 | 0.75956 | 2450.9687 | 26960.6557 | -4.0139 | -44.153 | 0.069997 | 0.60757 | 0.069997 | 0.60757 | 0.085135 | 0.73897 | 0.085135 | 0.73897 | 2.8799 | 4.853 | 2.8799 | 4.853
234148-Premium T8 with T12 40 Watt Baseline | 2.0476 | 1.3204 | 2.0399 | 10340.0272 | 113740.2989 | -16.9337 | -186.2704 | 0.093957 | 0.81555 | 0.093957 | 0.81555 | 0.094661 | 0.82166 | 0.094661 | 0.82166 | 8.0783 | 8.5307 | 8.0783 | 8.5307
234049-Lighting-LED Exit Sign New Sign | 0.1155 | 0.11475 | 0 | 1011.7758 | 16188.4127 | 0 | 0 | 0.075524 | 0 | 0.075524 | 0 | 0.081421 | 0 | 0.081421 | 0 | 4.8796 | 7.0001 | 4.8796 | 7.0001
234148-Premium T8 with T12 40 Watt Baseline | 2.4035 | 1.5498 | 3.7613 | 12137.1319 | 133508.4514 | -19.8768 | -218.6443 | 0.078421 | 0.6807 | 0.078421 | 0.6807 | 0.079949 | 0.69396 | 0.079949 | 0.69396 | 3.722 | 3.9305 | 3.722 | 3.9305
234053-Lighting-Remove 4 Ft Lamp (De-Lamp) | 3.6749 | 2.3697 | 5.751 | 18557.3345 | 204130.679 | -30.391 | -334.3011 | 0.069997 | 0.60757 | 0.069997 | 0.60757 | 0.085135 | 0.73897 | 0.085135 | 0.73897 | 2.8799 | 4.853 | 2.8799 | 4.853
234148-Premium T8 with T12 40 Watt Baseline | 0.23293 | 0.1502 | 0.35535 | 1176.2484 | 12938.7325 | -1.9263 | -21.1895 | 0.082227 | 0.71373 | 0.082227 | 0.71373 | 0.083553 | 0.72524 | 0.083553 | 0.72524 | 4.2885 | 4.5287 | 4.2885 | 4.5287
234053-Lighting-Remove 4 Ft Lamp (De-Lamp) | 0.39945 | 0.25757 | 0.60938 | 2017.1304 | 22188.4343 | -3.3034 | -36.3376 | 0.074915 | 0.65026 | 0.074915 | 0.65026 | 0.088054 | 0.76431 | 0.088054 | 0.76431 | 3.3182 | 5.5916 | 3.3182 | 5.5916
234148-Premium T8 with T12 40 Watt Baseline | 0.49418 | 0.31866 | 0.77336 | 2495.4851 | 27450.3358 | -4.0868 | -44.9549 | 0.078421 | 0.6807 | 0.078421 | 0.6807 | 0.079949 | 0.69396 | 0.079949 | 0.69396 | 3.722 | 3.9305 | 3.722 | 3.9305
234053-Lighting-Remove 4 Ft Lamp (De-Lamp) | 0.86671 | 0.55888 | 1.3564 | 4376.7298 | 48144.0281 | -7.1677 | -78.8446 | 0.069997 | 0.60757 | 0.069997 | 0.60757 | 0.085135 | 0.73897 | 0.085135 | 0.73897 | 2.8799 | 4.853 | 2.8799 | 4.853
234049-Lighting-LED Exit Sign New Sign | 0.038498 | 0.038248 | 0 | 337.2586 | 5396.1376 | 0 | 0 | 0.075524 | 0 | 0.075524 | 0 | 0.081421 | 0 | 0.081421 | 0 | 4.8796 | 7.0001 | 4.8796 | 7.0001
234148-Premium T8 with T12 40 Watt Baseline | 0.098224 | 0.063337 | 0.12786 | 496.0105 | 5456.115 | -0.81231 | -8.9354 | 0.077583 | 0.67342 | 0.077583 | 0.67342 | 0.079156 | 0.68707 | 0.079156 | 0.68707 | 3.6168 | 3.8194 | 3.6168 | 3.8194
234053-Lighting-Remove 4 Ft Lamp (De-Lamp) | 0.20213 | 0.13034 | 0.26312 | 1020.7209 | 11227.9298 | -1.6716 | -18.3878 | 0.068913 | 0.59817 | 0.068913 | 0.59817 | 0.084493 | 0.73339 | 0.084493 | 0.73339 | 2.7985 | 4.7158 | 2.7985 | 4.7158
234148-Premium T8 with T12 40 Watt Baseline | 1.7551 | 1.1317 | 1.7485 | 8862.8804 | 97491.6848 | -14.5146 | -159.6603 | 0.094096 | 0.8157 | 0.094096 | 0.8157 | 0.0948 | 0.8218 | 0.0948 | 0.8218 | 8.0889 | 8.5419 | 8.0889 | 8.5419
234148-Premium T8 with T12 40 Watt Baseline | 0.83339 | 0.53739 | 1.2282 | 4208.4496 | 46292.9452 | -6.8921 | -75.8131 | 0.084712 | 0.7353 | 0.084712 | 0.7353 | 0.085906 | 0.74566 | 0.085906 | 0.74566 | 4.7618 | 5.0285 | 4.7618 | 5.0285
234053-Lighting-Remove 4 Ft Lamp (De-Lamp) | 1.2863 | 0.82941 | 1.8956 | 6495.3052 | 71448.3569 | -10.6372 | -117.0097 | 0.078127 | 0.67814 | 0.078127 | 0.67814 | 0.08996 | 0.78085 | 0.08996 | 0.78085 | 3.6844 | 6.2088 | 3.6844 | 6.2088
234148-Premium T8 with T12 40 Watt Baseline | 0.23586 | 0.15209 | 0.3691 | 1191.027 | 13101.2966 | -1.9505 | -21.4558 | 0.078421 | 0.6807 | 0.078421 | 0.6807 | 0.079949 | 0.69396 | 0.079949 | 0.69396 | 3.722 | 3.9305 | 3.722 | 3.9305
234053-Lighting-Remove 4 Ft Lamp (De-Lamp) | 0.20801 | 0.13413 | 0.32553 | 1050.4152 | 11554.5667 | -1.7202 | -18.9227 | 0.069997 | 0.60757 | 0.069997 | 0.60757 | 0.085135 | 0.73897 | 0.085135 | 0.73897 | 2.8799 | 4.853 | 2.8799 | 4.853
234148-Premium T8 with T12 40 Watt Baseline | 0.87738 | 0.50063 | 1.3493 | 4366.3156 | 48029.4711 | -5.6453 | -62.098 | 0.074908 | 0.67268 | 0.074908 | 0.67268 | 0.076432 | 0.68637 | 0.076432 | 0.68637 | 3.6065 | 3.8085 | 3.6065 | 3.8085
234053-Lighting-Remove 4 Ft Lamp (De-Lamp) | 1.6179 | 0.92319 | 2.4882 | 8051.7384 | 88569.1222 | -10.4102 | -114.5123 | 0.066504 | 0.59721 | 0.066504 | 0.59721 | 0.081606 | 0.73283 | 0.081606 | 0.73283 | 2.7905 | 4.7024 | 2.7905 | 4.7024
234148-Premium T8 with T12 40 Watt Baseline | 0.5391 | 0.34763 | 0.84366 | 2722.3474 | 29945.8209 | -4.4583 | -49.0417 | 0.078395 | 0.68063 | 0.078395 | 0.68063 | 0.079922 | 0.6939 | 0.079922 | 0.6939 | 3.7211 | 3.9295 | 3.7211 | 3.9295
234053-Lighting-Remove 4 Ft Lamp (De-Lamp) | 0.41602 | 0.26826 | 0.65105 | 2100.8303 | 23109.1335 | -3.4405 | -37.8454 | 0.06997 | 0.60749 | 0.06997 | 0.60749 | 0.085109 | 0.73892 | 0.085109 | 0.73892 | 2.8792 | 4.8518 | 2.8792 | 4.8518
234049-Lighting-LED Exit Sign New Sign | 0.15399 | 0.15299 | 0 | 1349.0344 | 21584.5503 | 0 | 0 | 0.075524 | 0 | 0.075524 | 0 | 0.081421 | 0 | 0.081421 | 0 | 4.8796 | 7.0001 | 4.8796 | 7.0001
234179-Food Service - Ice Machine Air-Cooled 1001-1500 | 0.45449 | 0.35172 | 0.45 | 3942 | 47304 | 0 | 0 | 0.037992 | 0 | 0.037992 | 0 | 0.062026 | 0 | 0.062026 | 0 | 1.6967 | 3.034 | 1.6967 | 3.034
234148-Premium T8 with T12 40 Watt Baseline | 0.21931 | 0.12514 | 0.33278 | 1091.4018 | 12005.4201 | -1.6548 | -18.2027 | 0.077081 | 0.68003 | 0.077081 | 0.68003 | 0.078588 | 0.69332 | 0.078588 | 0.69332 | 3.7121 | 3.92 | 3.7121 | 3.92
234053-Lighting-Remove 4 Ft Lamp (De-Lamp) | 0.3563 | 0.2033 | 0.54065 | 1773.1215 | 19504.337 | -2.6884 | -29.5727 | 0.06877 | 0.6067 | 0.06877 | 0.6067 | 0.083705 | 0.73846 | 0.083705 | 0.73846 | 2.8722 | 4.8401 | 2.8722 | 4.8401
234148-Premium T8 with T12 40 Watt Baseline | 1.6248 | 0.92708 | 2.4224 | 8085.7022 | 88942.7247 | -12.2596 | -134.8558 | 0.079263 | 0.70861 | 0.079263 | 0.70861 | 0.080602 | 0.72058 | 0.080602 | 0.72058 | 4.14 | 4.3718 | 4.14 | 4.3718
234053-Lighting-Remove 4 Ft Lamp (De-Lamp) | 2.6481 | 1.511 | 3.9481 | 13178.2911 | 144961.2022 | -19.9811 | -219.7916 | 0.071881 | 0.64262 | 0.071881 | 0.64262 | 0.085146 | 0.76121 | 0.085146 | 0.76121 | 3.2033 | 5.398 | 3.2033 | 5.398
234148-Premium T8 with T12 40 Watt Baseline | 0.27527 | 0.1775 | 0.44748 | 1390.0731 | 15290.8039 | -2.2765 | -25.0415 | 0.080335 | 0.6964 | 0.080335 | 0.6964 | 0.081768 | 0.70883 | 0.081768 | 0.70883 | 3.9715 | 4.1939 | 3.9715 | 4.1939
234053-Lighting-Remove 4 Ft Lamp (De-Lamp) | 0.51722 | 0.33351 | 0.84078 | 2611.8321 | 28730.1536 | -4.2773 | -47.0508 | 0.072429 | 0.62787 | 0.072429 | 0.62787 | 0.086635 | 0.75102 | 0.086635 | 0.75102 | 3.0729 | 5.1783 | 3.0729 | 5.1783
234148-Premium T8 with T12 40 Watt Baseline | 1.4775 | 0.84303 | 2.2419 | 7352.6018 | 80878.6199 | -11.1481 | -122.629 | 0.07608 | 0.68016 | 0.07608 | 0.68016 | 0.077587 | 0.69363 | 0.077587 | 0.69363 | 3.6764 | 3.8823 | 3.6764 | 3.8823
234053-Lighting-Remove 4 Ft Lamp (De-Lamp) | 2.2803 | 1.3011 | 3.4601 | 11347.9779 | 124827.7568 | -17.2059 | -189.2651 | 0.067767 | 0.60584 | 0.067767 | 0.60584 | 0.082705 | 0.73938 | 0.082705 | 0.73938 | 2.8446 | 4.7935 | 2.8446 | 4.7935
234053-Lighting-Remove 4 Ft Lamp (De-Lamp) | 0.071259 | 0.04066 | 0.10813 | 354.6243 | 3900.8674 | -0.53768 | -5.9145 | 0.06877 | 0.6067 | 0.06877 | 0.6067 | 0.083705 | 0.73846 | 0.083705 | 0.73846 | 2.8722 | 4.8401 | 2.8722 | 4.8401
234148-Premium T8 with T12 40 Watt Baseline | 0.84612 | 0.5456 | 0.77427 | 4272.7314 | 47000.0457 | -6.9974 | -76.9711 | 0.085816 | 0.74488 | 0.085816 | 0.74488 | 0.086951 | 0.75474 | 0.086951 | 0.75474 | 5.0072 | 5.2876 | 5.0072 | 5.2876
234148-Premium T8 with T12 40 Watt Baseline | 0.54587 | 0.35199 | 0.88598 | 2756.5523 | 30322.0751 | -4.5144 | -49.6579 | 0.084845 | 0.7355 | 0.084845 | 0.7355 | 0.08604 | 0.74586 | 0.08604 | 0.74586 | 4.7668 | 5.0338 | 4.7668 | 5.0338
234053-Lighting-Remove 4 Ft Lamp (De-Lamp) | 0.79816 | 0.51467 | 1.2954 | 4030.5338 | 44335.8723 | -6.6007 | -72.608 | 0.078259 | 0.67841 | 0.078259 | 0.67841 | 0.090095 | 0.78101 | 0.090095 | 0.78101 | 3.6883 | 6.2153 | 3.6883 | 6.2153
234148-Premium T8 with T12 40 Watt Baseline | 1.0782 | 0.69525 | 1.6873 | 5444.6947 | 59891.6418 | -8.9167 | -98.0834 | 0.078421 | 0.6807 | 0.078421 | 0.6807 | 0.079949 | 0.69396 | 0.079949 | 0.69396 | 3.722 | 3.9305 | 3.722 | 3.9305
234148-Premium T8 with T12 40 Watt Baseline | 2.0111 | 1.2968 | 3.2641 | 10155.7189 | 111712.9083 | -16.6318 | -182.9502 | 0.084845 | 0.7355 | 0.084845 | 0.7355 | 0.08604 | 0.74586 | 0.08604 | 0.74586 | 4.7668 | 5.0338 | 4.7668 | 5.0338
234148-Premium T8 with T12 40 Watt Baseline | 3.4476 | 2.2231 | 5.5957 | 17409.8039 | 191507.8428 | -28.5117 | -313.6289 | 0.084706 | 0.73525 | 0.084706 | 0.73525 | 0.085901 | 0.74562 | 0.085901 | 0.74562 | 4.7606 | 5.0272 | 4.7606 | 5.0272
234148-Premium T8 with T12 40 Watt Baseline | 3.0227 | 1.9491 | 3.0113 | 15263.8496 | 167902.346 | -24.9973 | -274.9706 | 0.093957 | 0.81555 | 0.093957 | 0.81555 | 0.094661 | 0.82166 | 0.094661 | 0.82166 | 8.0783 | 8.5307 | 8.0783 | 8.5307
234148-Premium T8 with T12 40 Watt Baseline | 1.5529 | 1.0013 | 2.369 | 7841.656 | 86258.2164 | -12.8421 | -141.2635 | 0.082227 | 0.71373 | 0.082227 | 0.71373 | 0.083553 | 0.72524 | 0.083553 | 0.72524 | 4.2885 | 4.5287 | 4.2885 | 4.5287
234053-Lighting-Remove 4 Ft Lamp (De-Lamp) | 2.3967 | 1.5454 | 3.6563 | 12102.7823 | 133130.6057 | -19.8205 | -218.0255 | 0.074915 | 0.65026 | 0.074915 | 0.65026 | 0.088054 | 0.76431 | 0.088054 | 0.76431 | 3.3182 | 5.5916 | 3.3182 | 5.5916
234049-Lighting-LED Exit Sign New Sign | 0.076997 | 0.076497 | 0 | 674.5172 | 10792.2751 | 0 | 0 | 0.075524 | 0 | 0.075524 | 0 | 0.081421 | 0 | 0.081421 | 0 | 4.8796 | 7.0001 | 4.8796 | 7.0001
234148-Premium T8 with T12 40 Watt Baseline | 0.37212 | 0.23079 | 0.60061 | 2009.9821 | 22109.8034 | -2.7343 | -30.0769 | 0.080827 | 0.71539 | 0.080827 | 0.71539 | 0.082118 | 0.72681 | 0.082118 | 0.72681 | 4.3216 | 4.5636 | 4.3216 | 4.5636
234148-Premium T8 with T12 40 Watt Baseline | 0.56938 | 0.36715 | 0.86863 | 2875.2739 | 31628.0127 | -4.7088 | -51.7966 | 0.082227 | 0.71373 | 0.082227 | 0.71373 | 0.083553 | 0.72524 | 0.083553 | 0.72524 | 4.2885 | 4.5287 | 4.2885 | 4.5287
234053-Lighting-Remove 4 Ft Lamp (De-Lamp) | 1.0401 | 0.67066 | 1.6276 | 5252.0758 | 57772.8337 | -8.6012 | -94.6135 | 0.069997 | 0.60757 | 0.069997 | 0.60757 | 0.085135 | 0.73897 | 0.085135 | 0.73897 | 2.8799 | 4.853 | 2.8799 | 4.853
234148-Premium T8 with T12 40 Watt Baseline | 0.64018 | 0.41281 | 1.0018 | 3232.7875 | 35560.6623 | -5.2943 | -58.237 | 0.078421 | 0.6807 | 0.078421 | 0.6807 | 0.079949 | 0.69396 | 0.079949 | 0.69396 | 3.722 | 3.9305 | 3.722 | 3.9305
234053-Lighting-Remove 4 Ft Lamp (De-Lamp) | 0.79738 | 0.51417 | 1.2479 | 4026.5914 | 44292.5058 | -6.5943 | -72.537 | 0.069997 | 0.60757 | 0.069997 | 0.60757 | 0.085135 | 0.73897 | 0.085135 | 0.73897 | 2.8799 | 4.853 | 2.8799 | 4.853
234148-Premium T8 with T12 40 Watt Baseline | 0.51664 | 0.33314 | 0.80851 | 2608.9162 | 28698.0783 | -4.2726 | -46.9983 | 0.078421 | 0.6807 | 0.078421 | 0.6807 | 0.079949 | 0.69396 | 0.079949 | 0.69396 | 3.722 | 3.9305 | 3.722 | 3.9305
234053-Lighting-Remove 4 Ft Lamp (De-Lamp) | 0.46319 | 0.26429 | 0.70284 | 2305.058 | 25355.6381 | -3.495 | -38.4445 | 0.06877 | 0.6067 | 0.06877 | 0.6067 | 0.083705 | 0.73846 | 0.083705 | 0.73846 | 2.8722 | 4.8401 | 2.8722 | 4.8401
234148-Premium T8 with T12 40 Watt Baseline | 0.30011 | 0.17124 | 0.45539 | 1493.4972 | 16428.4697 | -2.2645 | -24.909 | 0.077081 | 0.68003 | 0.077081 | 0.68003 | 0.078588 | 0.69332 | 0.078588 | 0.69332 | 3.7121 | 3.92 | 3.7121 | 3.92
234148-Premium T8 with T12 40 Watt Baseline | 0.80231 | 0.51735 | 1.224 | 4051.5223 | 44566.7451 | -6.6351 | -72.9861 | 0.082227 | 0.71373 | 0.082227 | 0.71373 | 0.083553 | 0.72524 | 0.083553 | 0.72524 | 4.2885 | 4.5287 | 4.2885 | 4.5287
234148-Premium T8 with T12 40 Watt Baseline | 1.087 | 0.70093 | 1.6583 | 5489.1592 | 60380.7515 | -8.9895 | -98.8844 | 0.082227 | 0.71373 | 0.082227 | 0.71373 | 0.083553 | 0.72524 | 0.083553 | 0.72524 | 4.2885 | 4.5287 | 4.2885 | 4.5287
234148-Premium T8 with T12 40 Watt Baseline | 0.077643 | 0.050066 | 0.11845 | 392.0828 | 4312.9108 | -0.64211 | -7.0632 | 0.082227 | 0.71373 | 0.082227 | 0.71373 | 0.083553 | 0.72524 | 0.083553 | 0.72524 | 4.2885 | 4.5287 | 4.2885 | 4.5287
234148-Premium T8 with T12 40 Watt Baseline | 0.40116 | 0.25868 | 0.61199 | 2025.7611 | 22283.3726 | -3.3176 | -36.4931 | 0.0822 | 0.71367 | 0.0822 | 0.71367 | 0.083526 | 0.72518 | 0.083526 | 0.72518 | 4.2874 | 4.5275 | 4.2874 | 4.5275
234053-Lighting-Remove 4 Ft Lamp (De-Lamp) | 0.67906 | 0.43788 | 1.0359 | 3429.1217 | 37720.3383 | -5.6158 | -61.7739 | 0.074888 | 0.65019 | 0.074888 | 0.65019 | 0.088027 | 0.76426 | 0.088027 | 0.76426 | 3.3173 | 5.5902 | 3.3173 | 5.5902
234148-Premium T8 with T12 40 Watt Baseline | 0.69634 | 0.44902 | 1.0897 | 3516.3653 | 38680.0186 | -5.7587 | -63.3456 | 0.078421 | 0.6807 | 0.078421 | 0.6807 | 0.079949 | 0.69396 | 0.079949 | 0.69396 | 3.722 | 3.9305 | 3.722 | 3.9305
234053-Lighting-Remove 4 Ft Lamp (De-Lamp) | 0.39869 | 0.25708 | 0.62393 | 2013.2957 | 22146.2529 | -3.2971 | -36.2685 | 0.069997 | 0.60757 | 0.069997 | 0.60757 | 0.085135 | 0.73897 | 0.085135 | 0.73897 | 2.8799 | 4.853 | 2.8799 | 4.853
234049-Lighting-LED Exit Sign New Sign | 0.076997 | 0.076497 | 0 | 674.5172 | 10792.2751 | 0 | 0 | 0.075524 | 0 | 0.075524 | 0 | 0.081421 | 0 | 0.081421 | 0 | 4.8796 | 7.0001 | 4.8796 | 7.0001
234148-Premium T8 with T12 40 Watt Baseline | 0.20216 | 0.13036 | 0.31637 | 1020.8803 | 11229.6828 | -1.6719 | -18.3906 | 0.078421 | 0.6807 | 0.078421 | 0.6807 | 0.079949 | 0.69396 | 0.079949 | 0.69396 | 3.722 | 3.9305 | 3.722 | 3.9305
234053-Lighting-Remove 4 Ft Lamp (De-Lamp) | 0.38135 | 0.24591 | 0.5968 | 1925.7611 | 21183.3724 | -3.1538 | -34.6916 | 0.069997 | 0.60757 | 0.069997 | 0.60757 | 0.085135 | 0.73897 | 0.085135 | 0.73897 | 2.8799 | 4.853 | 2.8799 | 4.853
234148-Premium T8 with T12 40 Watt Baseline | 0.11471 | 0.071726 | 0.17795 | 593.2184 | 6525.4019 | -0.17252 | -1.8977 | 0.079171 | 0.69262 | 0.079171 | 0.69262 | 0.080614 | 0.70525 | 0.080614 | 0.70525 | 3.9084 | 4.1272 | 3.9084 | 4.1272
234053-Lighting-Remove 4 Ft Lamp (De-Lamp) | 0.24786 | 0.15498 | 0.3845 | 1281.7994 | 14099.793 | -0.37277 | -4.1004 | 0.07121 | 0.62298 | 0.07121 | 0.62298 | 0.085515 | 0.74812 | 0.085515 | 0.74812 | 3.024 | 5.096 | 3.024 | 5.096
234148-Premium T8 with T12 40 Watt Baseline | 0.4141 | 0.26702 | 0.63173 | 2091.1083 | 23002.191 | -3.4246 | -37.6703 | 0.082227 | 0.71373 | 0.082227 | 0.71373 | 0.083553 | 0.72524 | 0.083553 | 0.72524 | 4.2885 | 4.5287 | 4.2885 | 4.5287
234148-Premium T8 with T12 40 Watt Baseline | 0.72467 | 0.46729 | 1.1055 | 3659.4395 | 40253.8343 | -5.993 | -65.923 | 0.082227 | 0.71373 | 0.082227 | 0.71373 | 0.083553 | 0.72524 | 0.083553 | 0.72524 | 4.2885 | 4.5287 | 4.2885 | 4.5287
234148-Premium T8 with T12 40 Watt Baseline | 1.7238 | 1.1116 | 2.7978 | 8704.9019 | 95753.9214 | -14.2559 | -156.8144 | 0.084706 | 0.73525 | 0.084706 | 0.73525 | 0.085901 | 0.74562 | 0.085901 | 0.74562 | 4.7606 | 5.0272 | 4.7606 | 5.0272
234148-Premium T8 with T12 40 Watt Baseline | 0.58403 | 0.3766 | 0.91397 | 2949.2096 | 32441.306 | -4.8299 | -53.1285 | 0.078421 | 0.6807 | 0.078421 | 0.6807 | 0.079949 | 0.69396 | 0.079949 | 0.69396 | 3.722 | 3.9305 | 3.722 | 3.9305
234053-Lighting-Remove 4 Ft Lamp (De-Lamp) | 0.90138 | 0.58124 | 1.4106 | 4551.799 | 50069.7892 | -7.4544 | -81.9984 | 0.069997 | 0.60757 | 0.069997 | 0.60757 | 0.085135 | 0.73897 | 0.085135 | 0.73897 | 2.8799 | 4.853 | 2.8799 | 4.853
234148-Premium T8 with T12 40 Watt Baseline | 0.41061 | 0.23429 | 0.62043 | 2043.3889 | 22477.2777 | -2.6419 | -29.0612 | 0.078126 | 0.70158 | 0.078126 | 0.70158 | 0.07948 | 0.71374 | 0.07948 | 0.71374 | 4.0613 | 4.2887 | 4.0613 | 4.2887
234053-Lighting-Remove 4 Ft Lamp (De-Lamp) | 0.63373 | 0.3616 | 0.95758 | 3153.7587 | 34691.3456 | -4.0775 | -44.8529 | 0.070663 | 0.63456 | 0.070663 | 0.63456 | 0.084074 | 0.75499 | 0.084074 | 0.75499 | 3.1424 | 5.2953 | 3.1424 | 5.2953
234128-Refrigerator - Early Replacement | 0.11517 | 0.08913 | 0.13069 | 998.9539 | 5993.7234 | 0 | 0 | 0.038685 | 0 | 0.038685 | 0 | 0.038114 | 0 | 0.038114 | 0 | 1.7167 | 1.6988 | 1.7167 | 1.6988
234148-Premium T8 with T12 40 Watt Baseline | 0.11231 | 0.072422 | 0.17576 | 567.1557 | 6238.7127 | -0.92882 | -10.217 | 0.078421 | 0.6807 | 0.078421 | 0.6807 | 0.079949 | 0.69396 | 0.079949 | 0.69396 | 3.722 | 3.9305 | 3.722 | 3.9305
234053-Lighting-Remove 4 Ft Lamp (De-Lamp) | 0.17334 | 0.11178 | 0.27127 | 875.346 | 9628.8056 | -1.4335 | -15.7689 | 0.069997 | 0.60757 | 0.069997 | 0.60757 | 0.085135 | 0.73897 | 0.085135 | 0.73897 | 2.8799 | 4.853 | 2.8799 | 4.853
234148-Premium T8 with T12 40 Watt Baseline | 0.22463 | 0.14484 | 0.35153 | 1134.3114 | 12477.4254 | -1.8576 | -20.4341 | 0.078421 | 0.6807 | 0.078421 | 0.6807 | 0.079949 | 0.69396 | 0.079949 | 0.69396 | 3.722 | 3.9305 | 3.722 | 3.9305
234053-Lighting-Remove 4 Ft Lamp (De-Lamp) | 0.34669 | 0.22355 | 0.54254 | 1750.6919 | 19257.6112 | -2.8671 | -31.5378 | 0.069997 | 0.60757 | 0.069997 | 0.60757 | 0.085135 | 0.73897 | 0.085135 | 0.73897 | 2.8799 | 4.853 | 2.8799 | 4.853
234148-Premium T8 with T12 40 Watt Baseline | 0.23937 | 0.15435 | 0.38911 | 1208.7592 | 13296.3512 | -1.9796 | -21.7752 | 0.080196 | 0.6961 | 0.080196 | 0.6961 | 0.081629 | 0.70854 | 0.081629 | 0.70854 | 3.9663 | 4.1884 | 3.9663 | 4.1884
234053-Lighting-Remove 4 Ft Lamp (De-Lamp) | 0.36944 | 0.23822 | 0.60055 | 1865.5944 | 20521.5383 | -3.0552 | -33.6077 | 0.07229 | 0.62747 | 0.07229 | 0.62747 | 0.086496 | 0.75079 | 0.086496 | 0.75079 | 3.0689 | 5.1715 | 3.0689 | 5.1715
234148-Premium T8 with T12 40 Watt Baseline | 1.2941 | 0.83444 | 1.9742 | 6534.7134 | 71881.847 | -10.7018 | -117.7196 | 0.082227 | 0.71373 | 0.082227 | 0.71373 | 0.083553 | 0.72524 | 0.083553 | 0.72524 | 4.2885 | 4.5287 | 4.2885 | 4.5287
234148-Premium T8 with T12 40 Watt Baseline | 0.22463 | 0.14484 | 0.35153 | 1134.3114 | 12477.4254 | -1.8576 | -20.4341 | 0.078421 | 0.6807 | 0.078421 | 0.6807 | 0.079949 | 0.69396 | 0.079949 | 0.69396 | 3.722 | 3.9305 | 3.722 | 3.9305
234053-Lighting-Remove 4 Ft Lamp (De-Lamp) | 0.38135 | 0.24591 | 0.5968 | 1925.7611 | 21183.3724 | -3.1538 | -34.6916 | 0.069997 | 0.60757 | 0.069997 | 0.60757 | 0.085135 | 0.73897 | 0.085135 | 0.73897 | 2.8799 | 4.853 | 2.8799 | 4.853
234148-Premium T8 with T12 40 Watt Baseline | 0.23293 | 0.1502 | 0.35535 | 1176.2484 | 12938.7325 | -1.9263 | -21.1895 | 0.082227 | 0.71373 | 0.082227 | 0.71373 | 0.083553 | 0.72524 | 0.083553 | 0.72524 | 4.2885 | 4.5287 | 4.2885 | 4.5287
234148-Premium T8 with T12 40 Watt Baseline | 0.7188 | 0.4635 | 1.1249 | 3629.7965 | 39927.7612 | -5.9445 | -65.389 | 0.078421 | 0.6807 | 0.078421 | 0.6807 | 0.079949 | 0.69396 | 0.079949 | 0.69396 | 3.722 | 3.9305 | 3.722 | 3.9305
234053-Lighting-Remove 4 Ft Lamp (De-Lamp) | 0.97072 | 0.62595 | 1.5191 | 4901.9374 | 53921.3114 | -8.0278 | -88.3059 | 0.069997 | 0.60757 | 0.069997 | 0.60757 | 0.085135 | 0.73897 | 0.085135 | 0.73897 | 2.8799 | 4.853 | 2.8799 | 4.853
234148-Premium T8 with T12 40 Watt Baseline | 0.11231 | 0.072422 | 0.17576 | 567.1557 | 6238.7127 | -0.92882 | -10.217 | 0.078421 | 0.6807 | 0.078421 | 0.6807 | 0.079949 | 0.69396 | 0.079949 | 0.69396 | 3.722 | 3.9305 | 3.722 | 3.9305
234053-Lighting-Remove 4 Ft Lamp (De-Lamp) | 0.17334 | 0.11178 | 0.27127 | 875.346 | 9628.8056 | -1.4335 | -15.7689 | 0.069997 | 0.60757 | 0.069997 | 0.60757 | 0.085135 | 0.73897 | 0.085135 | 0.73897 | 2.8799 | 4.853 | 2.8799 | 4.853
234148-Premium T8 with T12 40 Watt Baseline | 0.31448 | 0.20278 | 0.49214 | 1588.036 | 17468.3955 | -2.6007 | -28.6077 | 0.077605 | 0.68132 | 0.077605 | 0.68132 | 0.079133 | 0.69473 | 0.079133 | 0.69473 | 3.6933 | 3.9001 | 3.6933 | 3.9001
234053-Lighting-Remove 4 Ft Lamp (De-Lamp) | 0.38135 | 0.24591 | 0.5968 | 1925.7611 | 21183.3724 | -3.1538 | -34.6916 | 0.069179 | 0.60734 | 0.069179 | 0.60734 | 0.08432 | 0.74027 | 0.08432 | 0.74027 | 2.8576 | 4.8155 | 2.8576 | 4.8155
234148-Premium T8 with T12 40 Watt Baseline | 1.4656 | 0.94507 | 2.1599 | 7401.0665 | 81411.7312 | -12.1206 | -133.3265 | 0.084712 | 0.7353 | 0.084712 | 0.7353 | 0.085906 | 0.74566 | 0.085906 | 0.74566 | 4.7618 | 5.0285 | 4.7618 | 5.0285
234053-Lighting-Remove 4 Ft Lamp (De-Lamp) | 1.4193 | 0.91521 | 2.0917 | 7167.2333 | 78839.5662 | -11.7376 | -129.1141 | 0.078127 | 0.67814 | 0.078127 | 0.67814 | 0.08996 | 0.78085 | 0.08996 | 0.78085 | 3.6844 | 6.2088 | 3.6844 | 6.2088
234148-Premium T8 with T12 40 Watt Baseline | 0.27347 | 0.15604 | 0.42056 | 1360.9295 | 14970.2248 | -1.7596 | -19.3552 | 0.074908 | 0.67268 | 0.074908 | 0.67268 | 0.076432 | 0.68637 | 0.076432 | 0.68637 | 3.6065 | 3.8085 | 3.6065 | 3.8085
234053-Lighting-Remove 4 Ft Lamp (De-Lamp) | 0.42207 | 0.24083 | 0.64909 | 2100.4535 | 23104.9884 | -2.7157 | -29.8728 | 0.066504 | 0.59721 | 0.066504 | 0.59721 | 0.081606 | 0.73283 | 0.081606 | 0.73283 | 2.7905 | 4.7024 | 2.7905 | 4.7024
234148-Premium T8 with T12 40 Watt Baseline | 1.1495 | 0.74123 | 1.6941 | 5804.758 | 63852.3382 | -9.5063 | -104.5698 | 0.084712 | 0.7353 | 0.084712 | 0.7353 | 0.085906 | 0.74566 | 0.085906 | 0.74566 | 4.7618 | 5.0285 | 4.7618 | 5.0285
234053-Lighting-Remove 4 Ft Lamp (De-Lamp) | 1.7741 | 1.144 | 2.6146 | 8959.0416 | 98549.4578 | -14.6721 | -161.3926 | 0.078127 | 0.67814 | 0.078127 | 0.67814 | 0.08996 | 0.78085 | 0.08996 | 0.78085 | 3.6844 | 6.2088 | 3.6844 | 6.2088
234148-Premium T8 with T12 40 Watt Baseline | 0.51728 | 0.33355 | 0.76233 | 2612.1411 | 28733.5522 | -4.2779 | -47.0564 | 0.084712 | 0.7353 | 0.084712 | 0.7353 | 0.085906 | 0.74566 | 0.085906 | 0.74566 | 4.7618 | 5.0285 | 4.7618 | 5.0285
234053-Lighting-Remove 4 Ft Lamp (De-Lamp) | 1.0201 | 0.65781 | 1.5034 | 5151.4489 | 56665.9382 | -8.4364 | -92.8008 | 0.078127 | 0.67814 | 0.078127 | 0.67814 | 0.08996 | 0.78085 | 0.08996 | 0.78085 | 3.6844 | 6.2088 | 3.6844 | 6.2088
234148-Premium T8 with T12 40 Watt Baseline | 0.15952 | 0.091023 | 0.24533 | 793.8756 | 8732.6311 | -1.0264 | -11.2905 | 0.074908 | 0.67268 | 0.074908 | 0.67268 | 0.076432 | 0.68637 | 0.076432 | 0.68637 | 3.6065 | 3.8085 | 3.6065 | 3.8085
234053-Lighting-Remove 4 Ft Lamp (De-Lamp) | 0.24621 | 0.14049 | 0.37864 | 1225.2645 | 13477.9099 | -1.5842 | -17.4258 | 0.066504 | 0.59721 | 0.066504 | 0.59721 | 0.081606 | 0.73283 | 0.081606 | 0.73283 | 2.7905 | 4.7024 | 2.7905 | 4.7024
234148-Premium T8 with T12 40 Watt Baseline | 0.47874 | 0.3087 | 0.77822 | 2417.5184 | 26592.7024 | -3.9591 | -43.5504 | 0.080196 | 0.6961 | 0.080196 | 0.6961 | 0.081629 | 0.70854 | 0.081629 | 0.70854 | 3.9663 | 4.1884 | 3.9663 | 4.1884
234053-Lighting-Remove 4 Ft Lamp (De-Lamp) | 0.73888 | 0.47645 | 1.2011 | 3731.1888 | 41043.0765 | -6.1105 | -67.2155 | 0.07229 | 0.62747 | 0.07229 | 0.62747 | 0.086496 | 0.75079 | 0.086496 | 0.75079 | 3.0689 | 5.1715 | 3.0689 | 5.1715
234148-Premium T8 with T12 40 Watt Baseline | 1.299 | 0.74119 | 1.9977 | 6464.4152 | 71108.5676 | -8.3579 | -91.9373 | 0.074908 | 0.67268 | 0.074908 | 0.67268 | 0.076432 | 0.68637 | 0.076432 | 0.68637 | 3.6065 | 3.8085 | 3.6065 | 3.8085
234053-Lighting-Remove 4 Ft Lamp (De-Lamp) | 1.1079 | 0.63218 | 1.7039 | 5513.6904 | 60650.5945 | -7.1287 | -78.416 | 0.066504 | 0.59721 | 0.066504 | 0.59721 | 0.081606 | 0.73283 | 0.081606 | 0.73283 | 2.7905 | 4.7024 | 2.7905 | 4.7024
234049-Lighting-LED Exit Sign New Sign | 0.038498 | 0.038248 | 0 | 337.2586 | 5396.1376 | 0 | 0 | 0.075524 | 0 | 0.075524 | 0 | 0.081421 | 0 | 0.081421 | 0 | 4.8796 | 7.0001 | 4.8796 | 7.0001
234148-Premium T8 with T12 40 Watt Baseline | 1.1007 | 0.70974 | 1.7225 | 5558.1258 | 61139.3843 | -9.1024 | -100.1268 | 0.078421 | 0.6807 | 0.078421 | 0.6807 | 0.079949 | 0.69396 | 0.079949 | 0.69396 | 3.722 | 3.9305 | 3.722 | 3.9305
234053-Lighting-Remove 4 Ft Lamp (De-Lamp) | 0.90138 | 0.58124 | 1.4106 | 4551.799 | 50069.7892 | -7.4544 | -81.9984 | 0.069997 | 0.60757 | 0.069997 | 0.60757 | 0.085135 | 0.73897 | 0.085135 | 0.73897 | 2.8799 | 4.853 | 2.8799 | 4.853
234049-Lighting-LED Exit Sign New Sign | 0.038498 | 0.038248 | 0 | 337.2586 | 5396.1376 | 0 | 0 | 0.075524 | 0 | 0.075524 | 0 | 0.081421 | 0 | 0.081421 | 0 | 4.8796 | 7.0001 | 4.8796 | 7.0001
234148-Premium T8 with T12 40 Watt Baseline | 0.90973 | 0.58662 | 1.4237 | 4593.9612 | 50533.5727 | -7.5234 | -82.7579 | 0.078421 | 0.6807 | 0.078421 | 0.6807 | 0.079949 | 0.69396 | 0.079949 | 0.69396 | 3.722 | 3.9305 | 3.722 | 3.9305
234053-Lighting-Remove 4 Ft Lamp (De-Lamp) | 1.5601 | 1.006 | 2.4414 | 7878.1137 | 86659.2505 | -12.9018 | -141.9203 | 0.069997 | 0.60757 | 0.069997 | 0.60757 | 0.085135 | 0.73897 | 0.085135 | 0.73897 | 2.8799 | 4.853 | 2.8799 | 4.853
234148-Premium T8 with T12 40 Watt Baseline | 1.1923 | 0.76883 | 1.9352 | 6020.8905 | 66229.7956 | -9.8603 | -108.4633 | 0.084706 | 0.73525 | 0.084706 | 0.73525 | 0.085901 | 0.74562 | 0.085901 | 0.74562 | 4.7606 | 5.0272 | 4.7606 | 5.0272
234053-Lighting-Remove 4 Ft Lamp (De-Lamp) | 2.0841 | 1.3439 | 3.3826 | 10524.1717 | 115765.8887 | -17.2352 | -189.5877 | 0.07812 | 0.67808 | 0.07812 | 0.67808 | 0.089956 | 0.78081 | 0.089956 | 0.78081 | 3.6835 | 6.2072 | 3.6835 | 6.2072
234049-Lighting-LED Exit Sign New Sign | 0.076997 | 0.076497 | 0 | 674.5172 | 10792.2751 | 0 | 0 | 0.075524 | 0 | 0.075524 | 0 | 0.081421 | 0 | 0.081421 | 0 | 4.8796 | 7.0001 | 4.8796 | 7.0001
234148-Premium T8 with T12 40 Watt Baseline | 1.2648 | 0.72169 | 1.9451 | 6294.299 | 69237.2895 | -8.138 | -89.5179 | 0.074908 | 0.67268 | 0.074908 | 0.67268 | 0.076432 | 0.68637 | 0.076432 | 0.68637 | 3.6065 | 3.8085 | 3.6065 | 3.8085
234053-Lighting-Remove 4 Ft Lamp (De-Lamp) | 2.0048 | 1.144 | 3.0832 | 9977.1541 | 109748.6949 | -12.8996 | -141.8957 | 0.066504 | 0.59721 | 0.066504 | 0.59721 | 0.081606 | 0.73283 | 0.081606 | 0.73283 | 2.7905 | 4.7024 | 2.7905 | 4.7024
234148-Premium T8 with T12 40 Watt Baseline | 0.3422 | 0.22066 | 0.58897 | 1728.0581 | 19008.6395 | -2.83 | -31.1301 | 0.076028 | 0.65992 | 0.076028 | 0.65992 | 0.077683 | 0.67428 | 0.077683 | 0.67428 | 3.4366 | 3.629 | 3.4366 | 3.629
234053-Lighting-Remove 4 Ft Lamp (De-Lamp) | 0.30409 | 0.19609 | 0.52337 | 1535.5906 | 16891.4966 | -2.5148 | -27.6629 | 0.066903 | 0.58072 | 0.066903 | 0.58072 | 0.0833 | 0.72304 | 0.0833 | 0.72304 | 2.659 | 4.4808 | 2.659 | 4.4808
234148-Premium T8 with T12 40 Watt Baseline | 0.96439 | 0.62187 | 1.6598 | 4869.982 | 53569.8022 | -7.9755 | -87.7303 | 0.076028 | 0.65992 | 0.076028 | 0.65992 | 0.077683 | 0.67428 | 0.077683 | 0.67428 | 3.4366 | 3.629 | 3.4366 | 3.629
234053-Lighting-Remove 4 Ft Lamp (De-Lamp) | 1.6005 | 1.032 | 2.7546 | 8082.0558 | 88902.6135 | -13.2358 | -145.5942 | 0.066903 | 0.58072 | 0.066903 | 0.58072 | 0.0833 | 0.72304 | 0.0833 | 0.72304 | 2.659 | 4.4808 | 2.659 | 4.4808
234049-Lighting-LED Exit Sign New Sign | 0.1155 | 0.11475 | 0 | 1011.7758 | 16188.4127 | 0 | 0 | 0.075524 | 0 | 0.075524 | 0 | 0.081421 | 0 | 0.081421 | 0 | 4.8796 | 7.0001 | 4.8796 | 7.0001
234148-Premium T8 with T12 40 Watt Baseline | 2.1222 | 1.3685 | 3.2376 | 10716.9299 | 117886.2291 | -17.5509 | -193.0601 | 0.082227 | 0.71373 | 0.082227 | 0.71373 | 0.083553 | 0.72524 | 0.083553 | 0.72524 | 4.2885 | 4.5287 | 4.2885 | 4.5287
234148-Premium T8 with T12 40 Watt Baseline | 0.22463 | 0.14484 | 0.35153 | 1134.3114 | 12477.4254 | -1.8576 | -20.4341 | 0.078421 | 0.6807 | 0.078421 | 0.6807 | 0.079949 | 0.69396 | 0.079949 | 0.69396 | 3.722 | 3.9305 | 3.722 | 3.9305
234148-Premium T8 with T12 40 Watt Baseline | 0.20216 | 0.13036 | 0.31637 | 1020.8803 | 11229.6828 | -1.6719 | -18.3906 | 0.078421 | 0.6807 | 0.078421 | 0.6807 | 0.079949 | 0.69396 | 0.079949 | 0.69396 | 3.722 | 3.9305 | 3.722 | 3.9305
234053-Lighting-Remove 4 Ft Lamp (De-Lamp) | 0.31202 | 0.2012 | 0.48829 | 1575.6227 | 17331.8501 | -2.5804 | -28.3841 | 0.069997 | 0.60757 | 0.069997 | 0.60757 | 0.085135 | 0.73897 | 0.085135 | 0.73897 | 2.8799 | 4.853 | 2.8799 | 4.853
234148-Premium T8 with T12 40 Watt Baseline | 0.31448 | 0.20278 | 0.49214 | 1588.036 | 17468.3955 | -2.6007 | -28.6077 | 0.078421 | 0.6807 | 0.078421 | 0.6807 | 0.079949 | 0.69396 | 0.079949 | 0.69396 | 3.722 | 3.9305 | 3.722 | 3.9305
234053-Lighting-Remove 4 Ft Lamp (De-Lamp) | 0.48536 | 0.31297 | 0.75956 | 2450.9687 | 26960.6557 | -4.0139 | -44.153 | 0.069997 | 0.60757 | 0.069997 | 0.60757 | 0.085135 | 0.73897 | 0.085135 | 0.73897 | 2.8799 | 4.853 | 2.8799 | 4.853
234148-Premium T8 with T12 40 Watt Baseline | 0.78004 | 0.50299 | 0.77711 | 3939.058 | 43329.6377 | -6.4509 | -70.9602 | 0.093957 | 0.81555 | 0.093957 | 0.81555 | 0.094661 | 0.82166 | 0.094661 | 0.82166 | 8.0783 | 8.5307 | 8.0783 | 8.5307
234148-Premium T8 with T12 40 Watt Baseline | 0.67291 | 0.43391 | 1.0266 | 3398.0509 | 37378.5604 | -5.5649 | -61.2142 | 0.082227 | 0.71373 | 0.082227 | 0.71373 | 0.083553 | 0.72524 | 0.083553 | 0.72524 | 4.2885 | 4.5287 | 4.2885 | 4.5287
234148-Premium T8 with T12 40 Watt Baseline | 1.0333 | 0.66628 | 1.617 | 5217.8324 | 57396.1567 | -8.5451 | -93.9966 | 0.078421 | 0.6807 | 0.078421 | 0.6807 | 0.079949 | 0.69396 | 0.079949 | 0.69396 | 3.722 | 3.9305 | 3.722 | 3.9305
234148-Premium T8 with T12 40 Watt Baseline | 0.2401 | 0.15482 | 0.31255 | 1212.47 | 13337.1701 | -1.9856 | -21.842 | 0.077583 | 0.67342 | 0.077583 | 0.67342 | 0.079156 | 0.68707 | 0.079156 | 0.68707 | 3.6168 | 3.8194 | 3.6168 | 3.8194
234053-Lighting-Remove 4 Ft Lamp (De-Lamp) | 0.37057 | 0.23896 | 0.48239 | 1871.3216 | 20584.5379 | -3.0646 | -33.7109 | 0.068913 | 0.59817 | 0.068913 | 0.59817 | 0.084493 | 0.73339 | 0.084493 | 0.73339 | 2.7985 | 4.7158 | 2.7985 | 4.7158
234148-Premium T8 with T12 40 Watt Baseline | 0.15724 | 0.10139 | 0.24607 | 794.018 | 8734.1978 | -1.3003 | -14.3038 | 0.078421 | 0.6807 | 0.078421 | 0.6807 | 0.079949 | 0.69396 | 0.079949 | 0.69396 | 3.722 | 3.9305 | 3.722 | 3.9305
234053-Lighting-Remove 4 Ft Lamp (De-Lamp) | 0.24268 | 0.15649 | 0.37978 | 1225.4844 | 13480.3279 | -2.007 | -22.0765 | 0.069997 | 0.60757 | 0.069997 | 0.60757 | 0.085135 | 0.73897 | 0.085135 | 0.73897 | 2.8799 | 4.853 | 2.8799 | 4.853
234148-Premium T8 with T12 40 Watt Baseline | 8.2743 | 5.3355 | 13.4296 | 41783.5293 | 459618.8227 | -68.4281 | -752.7093 | 0.084706 | 0.73525 | 0.084706 | 0.73525 | 0.085901 | 0.74562 | 0.085901 | 0.74562 | 4.7606 | 5.0272 | 4.7606 | 5.0272
234148-Premium T8 with T12 40 Watt Baseline | 0.30219 | 0.19486 | 0.27652 | 1525.9755 | 16785.7306 | -2.4991 | -27.4897 | 0.085816 | 0.74488 | 0.085816 | 0.74488 | 0.086951 | 0.75474 | 0.086951 | 0.75474 | 5.0072 | 5.2876 | 5.0072 | 5.2876
234148-Premium T8 with T12 40 Watt Baseline | 0.79742 | 0.5142 | 1.2479 | 4026.8055 | 44294.8601 | -6.5946 | -72.5409 | 0.078421 | 0.6807 | 0.078421 | 0.6807 | 0.079949 | 0.69396 | 0.079949 | 0.69396 | 3.722 | 3.9305 | 3.722 | 3.9305
234148-Premium T8 with T12 40 Watt Baseline | 2.1451 | 1.3832 | 2.1371 | 10832.4094 | 119156.5036 | -17.74 | -195.1404 | 0.093957 | 0.81555 | 0.093957 | 0.81555 | 0.094661 | 0.82166 | 0.094661 | 0.82166 | 8.0783 | 8.5307 | 8.0783 | 8.5307
234148-Premium T8 with T12 40 Watt Baseline | 0.70757 | 0.45626 | 1.1073 | 3573.0809 | 39303.8899 | -5.8516 | -64.3673 | 0.078421 | 0.6807 | 0.078421 | 0.6807 | 0.079949 | 0.69396 | 0.079949 | 0.69396 | 3.722 | 3.9305 | 3.722 | 3.9305
234148-Premium T8 with T12 40 Watt Baseline | 0.53751 | 0.3466 | 0.62797 | 2714.3303 | 29857.6337 | -4.4452 | -48.8973 | 0.055461 | 0.4814 | 0.055461 | 0.4814 | 0.058207 | 0.50523 | 0.058207 | 0.50523 | 2.0713 | 2.1873 | 2.0713 | 2.1873
234049-Lighting-LED Exit Sign New Sign | 0.1155 | 0.11475 | 0 | 1011.7758 | 16188.4127 | 0 | 0 | 0.075524 | 0 | 0.075524 | 0 | 0.081421 | 0 | 0.081421 | 0 | 4.8796 | 7.0001 | 4.8796 | 7.0001
234148-Premium T8 with T12 40 Watt Baseline | 1.4365 | 0.9263 | 2.3315 | 7254.085 | 79794.9345 | -11.8799 | -130.6787 | 0.084706 | 0.73525 | 0.084706 | 0.73525 | 0.085901 | 0.74562 | 0.085901 | 0.74562 | 4.7606 | 5.0272 | 4.7606 | 5.0272
234148-Premium T8 with T12 40 Watt Baseline | 0.31448 | 0.20278 | 0.49214 | 1588.036 | 17468.3955 | -2.6007 | -28.6077 | 0.078421 | 0.6807 | 0.078421 | 0.6807 | 0.079949 | 0.69396 | 0.079949 | 0.69396 | 3.722 | 3.9305 | 3.722 | 3.9305
234148-Premium T8 with T12 40 Watt Baseline | 1.0483 | 0.59815 | 1.6121 | 5216.8965 | 57385.8616 | -6.745 | -74.195 | 0.074908 | 0.67268 | 0.074908 | 0.67268 | 0.076432 | 0.68637 | 0.076432 | 0.68637 | 3.6065 | 3.8085 | 3.6065 | 3.8085
234148-Premium T8 with T12 40 Watt Baseline | 0.87604 | 0.56489 | 1.371 | 4423.8144 | 48661.9589 | -7.2448 | -79.6928 | 0.078421 | 0.6807 | 0.078421 | 0.6807 | 0.079949 | 0.69396 | 0.079949 | 0.69396 | 3.722 | 3.9305 | 3.722 | 3.9305
234148-Premium T8 with T12 40 Watt Baseline | 0.51276 | 0.29258 | 0.78855 | 2551.7429 | 28069.1714 | -3.2992 | -36.291 | 0.074908 | 0.67268 | 0.074908 | 0.67268 | 0.076432 | 0.68637 | 0.076432 | 0.68637 | 3.6065 | 3.8085 | 3.6065 | 3.8085
234148-Premium T8 with T12 40 Watt Baseline | 0.051762 | 0.033378 | 0.078966 | 261.3885 | 2875.2739 | -0.42807 | -4.7088 | 0.082227 | 0.71373 | 0.082227 | 0.71373 | 0.083553 | 0.72524 | 0.083553 | 0.72524 | 4.2885 | 4.5287 | 4.2885 | 4.5287
234148-Premium T8 with T12 40 Watt Baseline | 0.5391 | 0.34763 | 0.84366 | 2722.3474 | 29945.8209 | -4.4583 | -49.0417 | 0.078421 | 0.6807 | 0.078421 | 0.6807 | 0.079949 | 0.69396 | 0.079949 | 0.69396 | 3.722 | 3.9305 | 3.722 | 3.9305
234148-Premium T8 with T12 40 Watt Baseline | 0.8282 | 0.53404 | 1.2635 | 4182.2166 | 46004.3821 | -6.8491 | -75.3405 | 0.082227 | 0.71373 | 0.082227 | 0.71373 | 0.083553 | 0.72524 | 0.083553 | 0.72524 | 4.2885 | 4.5287 | 4.2885 | 4.5287
234148-Premium T8 with T12 40 Watt Baseline | 0.025881 | 0.016689 | 0.039483 | 130.6943 | 1437.6369 | -0.21404 | -2.3544 | 0.082227 | 0.71373 | 0.082227 | 0.71373 | 0.083553 | 0.72524 | 0.083553 | 0.72524 | 4.2885 | 4.5287 | 4.2885 | 4.5287
234049-Lighting-LED Exit Sign New Sign | 0.076997 | 0.076497 | 0 | 674.5172 | 10792.2751 | 0 | 0 | 0.075524 | 0 | 0.075524 | 0 | 0.081421 | 0 | 0.081421 | 0 | 4.8796 | 7.0001 | 4.8796 | 7.0001
234148-Premium T8 with T12 40 Watt Baseline | 1.3483 | 0.86941 | 1.4844 | 6808.5714 | 74894.2853 | -11.1503 | -122.653 | 0.055534 | 0.48141 | 0.055534 | 0.48141 | 0.058282 | 0.50524 | 0.058282 | 0.50524 | 2.0713 | 2.1873 | 2.0713 | 2.1873
234148-Premium T8 with T12 40 Watt Baseline | 1.5529 | 1.0013 | 2.369 | 7841.656 | 86258.2164 | -12.8421 | -141.2635 | 0.082366 | 0.71401 | 0.082366 | 0.71401 | 0.083692 | 0.7255 | 0.083692 | 0.7255 | 4.2941 | 4.5346 | 4.2941 | 4.5346
234148-Premium T8 with T12 40 Watt Baseline | 0.22463 | 0.14484 | 0.35153 | 1134.3114 | 12477.4254 | -1.8576 | -20.4341 | 0.078421 | 0.6807 | 0.078421 | 0.6807 | 0.079949 | 0.69396 | 0.079949 | 0.69396 | 3.722 | 3.9305 | 3.722 | 3.9305
234148-Premium T8 with T12 40 Watt Baseline | 0.24808 | 0.15386 | 0.40041 | 1339.9881 | 14739.869 | -1.8228 | -20.0512 | 0.079927 | 0.7162 | 0.079927 | 0.7162 | 0.081217 | 0.72777 | 0.081217 | 0.72777 | 4.2841 | 4.524 | 4.2841 | 4.524
234148-Premium T8 with T12 40 Watt Baseline | 1.1908 | 0.73853 | 1.922 | 6431.9428 | 70751.371 | -8.7496 | -96.2459 | 0.080827 | 0.71539 | 0.080827 | 0.71539 | 0.082118 | 0.72681 | 0.082118 | 0.72681 | 4.3216 | 4.5636 | 4.3216 | 4.5636
234148-Premium T8 with T12 40 Watt Baseline | 2.0476 | 1.3204 | 2.0399 | 10340.0272 | 113740.2989 | -16.9337 | -186.2704 | 0.093957 | 0.81555 | 0.093957 | 0.81555 | 0.094661 | 0.82166 | 0.094661 | 0.82166 | 8.0783 | 8.5307 | 8.0783 | 8.5307
234148-Premium T8 with T12 40 Watt Baseline | 0.70515 | 0.4547 | 1.2136 | 3560.8471 | 39169.3177 | -5.8315 | -64.1469 | 0.076028 | 0.65992 | 0.076028 | 0.65992 | 0.077683 | 0.67428 | 0.077683 | 0.67428 | 3.4366 | 3.629 | 3.4366 | 3.629
234148-Premium T8 with T12 40 Watt Baseline | 0.19501 | 0.12575 | 0.19428 | 984.7645 | 10832.4094 | -1.6127 | -17.74 | 0.093957 | 0.81555 | 0.093957 | 0.81555 | 0.094661 | 0.82166 | 0.094661 | 0.82166 | 8.0783 | 8.5307 | 8.0783 | 8.5307
234148-Premium T8 with T12 40 Watt Baseline | 1.9501 | 1.2575 | 1.9428 | 9847.6449 | 108324.0942 | -16.1273 | -177.4004 | 0.093957 | 0.81555 | 0.093957 | 0.81555 | 0.094661 | 0.82166 | 0.094661 | 0.82166 | 8.0783 | 8.5307 | 8.0783 | 8.5307
234148-Premium T8 with T12 40 Watt Baseline | 2.5351 | 1.6347 | 2.5256 | 12801.9384 | 140821.3225 | -20.9655 | -230.6205 | 0.093957 | 0.81555 | 0.093957 | 0.81555 | 0.094661 | 0.82166 | 0.094661 | 0.82166 | 8.0783 | 8.5307 | 8.0783 | 8.5307
234148-Premium T8 with T12 40 Watt Baseline | 1.1132 | 0.71782 | 1.4491 | 5621.4518 | 61835.9703 | -9.2061 | -101.2676 | 0.077583 | 0.67342 | 0.077583 | 0.67342 | 0.079156 | 0.68707 | 0.079156 | 0.68707 | 3.6168 | 3.8194 | 3.6168 | 3.8194
234148-Premium T8 with T12 40 Watt Baseline | 0.93172 | 0.6008 | 1.4214 | 4704.9936 | 51754.9298 | -7.7053 | -84.7581 | 0.082227 | 0.71373 | 0.082227 | 0.71373 | 0.083553 | 0.72524 | 0.083553 | 0.72524 | 4.2885 | 4.5287 | 4.2885 | 4.5287
234148-Premium T8 with T12 40 Watt Baseline | 2.5881 | 1.6689 | 3.9483 | 13069.4267 | 143763.694 | -21.4036 | -235.4392 | 0.082227 | 0.71373 | 0.082227 | 0.71373 | 0.083553 | 0.72524 | 0.083553 | 0.72524 | 4.2885 | 4.5287 | 4.2885 | 4.5287
234148-Premium T8 with T12 40 Watt Baseline | 0.67291 | 0.43391 | 1.0266 | 3398.0509 | 37378.5604 | -5.5649 | -61.2142 | 0.082227 | 0.71373 | 0.082227 | 0.71373 | 0.083553 | 0.72524 | 0.083553 | 0.72524 | 4.2885 | 4.5287 | 4.2885 | 4.5287
234148-Premium T8 with T12 40 Watt Baseline | 0.51762 | 0.33378 | 0.78966 | 2613.8853 | 28752.7388 | -4.2807 | -47.0878 | 0.082227 | 0.71373 | 0.082227 | 0.71373 | 0.083553 | 0.72524 | 0.083553 | 0.72524 | 4.2885 | 4.5287 | 4.2885 | 4.5287
234148-Premium T8 with T12 40 Watt Baseline | 0.87755 | 0.56587 | 0.87425 | 4431.4402 | 48745.8424 | -7.2573 | -79.8302 | 0.093957 | 0.81555 | 0.093957 | 0.81555 | 0.094661 | 0.82166 | 0.094661 | 0.82166 | 8.0783 | 8.5307 | 8.0783 | 8.5307
234148-Premium T8 with T12 40 Watt Baseline | 2.3401 | 1.509 | 2.3313 | 11817.1739 | 129988.913 | -19.3528 | -212.8805 | 0.093957 | 0.81555 | 0.093957 | 0.81555 | 0.094661 | 0.82166 | 0.094661 | 0.82166 | 8.0783 | 8.5307 | 8.0783 | 8.5307
234148-Premium T8 with T12 40 Watt Baseline | 0.67388 | 0.43453 | 1.0546 | 3402.9342 | 37432.2761 | -5.5729 | -61.3022 | 0.078421 | 0.6807 | 0.078421 | 0.6807 | 0.079949 | 0.69396 | 0.079949 | 0.69396 | 3.722 | 3.9305 | 3.722 | 3.9305
234148-Premium T8 with T12 40 Watt Baseline | 1.0939 | 0.62416 | 1.6822 | 5443.7181 | 59880.899 | -7.0383 | -77.4209 | 0.074908 | 0.67268 | 0.074908 | 0.67268 | 0.076432 | 0.68637 | 0.076432 | 0.68637 | 3.6065 | 3.8085 | 3.6065 | 3.8085
234148-Premium T8 with T12 40 Watt Baseline | 0.45578 | 0.26007 | 0.70093 | 2268.2159 | 24950.3746 | -2.9326 | -32.2587 | 0.074908 | 0.67268 | 0.074908 | 0.67268 | 0.076432 | 0.68637 | 0.076432 | 0.68637 | 3.6065 | 3.8085 | 3.6065 | 3.8085
234148-Premium T8 with T12 40 Watt Baseline | 1.0782 | 0.69525 | 1.6873 | 5444.6947 | 59891.6418 | -8.9167 | -98.0834 | 0.078421 | 0.6807 | 0.078421 | 0.6807 | 0.079949 | 0.69396 | 0.079949 | 0.69396 | 3.722 | 3.9305 | 3.722 | 3.9305
234148-Premium T8 with T12 40 Watt Baseline | 1.0939 | 0.62416 | 1.6822 | 5443.7181 | 59880.899 | -7.0383 | -77.4209 | 0.074908 | 0.67268 | 0.074908 | 0.67268 | 0.076432 | 0.68637 | 0.076432 | 0.68637 | 3.6065 | 3.8085 | 3.6065 | 3.8085
234128-Refrigerator - Early Replacement | 0.11517 | 0.08913 | 0.13069 | 998.9539 | 5993.7234 | 0 | 0 | 0.038685 | 0 | 0.038685 | 0 | 0.038114 | 0 | 0.038114 | 0 | 1.7167 | 1.6988 | 1.7167 | 1.6988
234148-Premium T8 with T12 40 Watt Baseline | 0.75722 | 0.48827 | 1.0365 | 3823.8032 | 42061.8347 | -6.2622 | -68.8839 | 0.075511 | 0.66378 | 0.075511 | 0.66378 | 0.077143 | 0.67813 | 0.077143 | 0.67813 | 3.4539 | 3.6473 | 3.4539 | 3.6473
234148-Premium T8 with T12 40 Watt Baseline | 0.18231 | 0.10403 | 0.28037 | 907.2863 | 9980.1498 | -1.173 | -12.9035 | 0.074908 | 0.67268 | 0.074908 | 0.67268 | 0.076432 | 0.68637 | 0.076432 | 0.68637 | 3.6065 | 3.8085 | 3.6065 | 3.8085
234148-Premium T8 with T12 40 Watt Baseline | 0.36234 | 0.23364 | 0.55276 | 1829.7197 | 20126.9172 | -2.9965 | -32.9615 | 0.082227 | 0.71373 | 0.082227 | 0.71373 | 0.083553 | 0.72524 | 0.083553 | 0.72524 | 4.2885 | 4.5287 | 4.2885 | 4.5287
234148-Premium T8 with T12 40 Watt Baseline | 0.1797 | 0.11588 | 0.28122 | 907.4491 | 9981.9403 | -1.4861 | -16.3472 | 0.078421 | 0.6807 | 0.078421 | 0.6807 | 0.079949 | 0.69396 | 0.079949 | 0.69396 | 3.722 | 3.9305 | 3.722 | 3.9305
234148-Premium T8 with T12 40 Watt Baseline | 0.56938 | 0.36715 | 0.86863 | 2875.2739 | 31628.0127 | -4.7088 | -51.7966 | 0.082366 | 0.71401 | 0.082366 | 0.71401 | 0.083692 | 0.7255 | 0.083692 | 0.7255 | 4.2941 | 4.5346 | 4.2941 | 4.5346
234128-Refrigerator - Early Replacement | 0.11517 | 0.08913 | 0.13069 | 998.9539 | 5993.7234 | 0 | 0 | 0.038685 | 0 | 0.038685 | 0 | 0.038114 | 0 | 0.038114 | 0 | 1.7167 | 1.6988 | 1.7167 | 1.6988
234148-Premium T8 with T12 40 Watt Baseline | 1.1701 | 0.75449 | 1.1657 | 5908.587 | 64994.4565 | -9.6764 | -106.4402 | 0.093957 | 0.81555 | 0.093957 | 0.81555 | 0.094661 | 0.82166 | 0.094661 | 0.82166 | 8.0783 | 8.5307 | 8.0783 | 8.5307
234148-Premium T8 with T12 40 Watt Baseline | 1.4652 | 0.94483 | 2.3782 | 7399.1667 | 81390.8332 | -12.1175 | -133.2923 | 0.084706 | 0.73525 | 0.084706 | 0.73525 | 0.085901 | 0.74562 | 0.085901 | 0.74562 | 4.7606 | 5.0272 | 4.7606 | 5.0272
234053-Lighting-Remove 4 Ft Lamp (De-Lamp) | 2.2614 | 1.4582 | 3.6704 | 11419.8459 | 125618.3048 | -18.7021 | -205.7228 | 0.07812 | 0.67808 | 0.07812 | 0.67808 | 0.089956 | 0.78081 | 0.089956 | 0.78081 | 3.6835 | 6.2072 | 3.6835 | 6.2072
234148-Premium T8 with T12 40 Watt Baseline | 0.58503 | 0.37724 | 0.58284 | 2954.2935 | 32497.2283 | -4.8382 | -53.2201 | 0.093957 | 0.81555 | 0.093957 | 0.81555 | 0.094661 | 0.82166 | 0.094661 | 0.82166 | 8.0783 | 8.5307 | 8.0783 | 8.5307
234148-Premium T8 with T12 40 Watt Baseline | 4.4819 | 2.8901 | 7.2743 | 22632.7451 | 248960.1956 | -37.0652 | -407.7175 | 0.084706 | 0.73525 | 0.084706 | 0.73525 | 0.085901 | 0.74562 | 0.085901 | 0.74562 | 4.7606 | 5.0272 | 4.7606 | 5.0272
234053-Lighting-Remove 4 Ft Lamp (De-Lamp) | 5.188 | 3.3454 | 8.4204 | 26198.47 | 288183.1699 | -42.9048 | -471.9523 | 0.07812 | 0.67808 | 0.07812 | 0.67808 | 0.089956 | 0.78081 | 0.089956 | 0.78081 | 3.6835 | 6.2072 | 3.6835 | 6.2072
234148-Premium T8 with T12 40 Watt Baseline | 1.7238 | 1.1116 | 2.7978 | 8704.9019 | 95753.9214 | -14.2559 | -156.8144 | 0.084706 | 0.73525 | 0.084706 | 0.73525 | 0.085901 | 0.74562 | 0.085901 | 0.74562 | 4.7606 | 5.0272 | 4.7606 | 5.0272
234053-Lighting-Remove 4 Ft Lamp (De-Lamp) | 1.3303 | 0.85779 | 2.1591 | 6717.5564 | 73893.1205 | -11.0012 | -121.0134 | 0.07812 | 0.67808 | 0.07812 | 0.67808 | 0.089956 | 0.78081 | 0.089956 | 0.78081 | 3.6835 | 6.2072 | 3.6835 | 6.2072
234148-Premium T8 with T12 40 Watt Baseline | 1.6951 | 1.093 | 2.7512 | 8559.8202 | 94158.0227 | -14.0183 | -154.2009 | 0.084706 | 0.73525 | 0.084706 | 0.73525 | 0.085901 | 0.74562 | 0.085901 | 0.74562 | 4.7606 | 5.0272 | 4.7606 | 5.0272
234053-Lighting-Remove 4 Ft Lamp (De-Lamp) | 1.3081 | 0.84349 | 2.1231 | 6605.5971 | 72661.5685 | -10.8179 | -118.9965 | 0.07812 | 0.67808 | 0.07812 | 0.67808 | 0.089956 | 0.78081 | 0.089956 | 0.78081 | 3.6835 | 6.2072 | 3.6835 | 6.2072
234148-Premium T8 with T12 40 Watt Baseline | 0.36262 | 0.23383 | 0.33183 | 1831.1706 | 20142.8767 | -2.9989 | -32.9876 | 0.084864 | 0.746 | 0.084864 | 0.746 | 0.086 | 0.75599 | 0.086 | 0.75599 | 4.9621 | 5.2399 | 4.9621 | 5.2399
234053-Lighting-Remove 4 Ft Lamp (De-Lamp) | 0.55967 | 0.36089 | 0.51214 | 2826.2218 | 31088.4399 | -4.6285 | -50.913 | 0.078601 | 0.69094 | 0.078601 | 0.69094 | 0.089856 | 0.78988 | 0.089856 | 0.78988 | 3.8393 | 6.4698 | 3.8393 | 6.4698
234148-Premium T8 with T12 40 Watt Baseline | 0.22463 | 0.14484 | 0.35153 | 1134.3114 | 12477.4254 | -1.8576 | -20.4341 | 0.078421 | 0.6807 | 0.078421 | 0.6807 | 0.079949 | 0.69396 | 0.079949 | 0.69396 | 3.722 | 3.9305 | 3.722 | 3.9305
234053-Lighting-Remove 4 Ft Lamp (De-Lamp) | 0.34669 | 0.22355 | 0.54254 | 1750.6919 | 19257.6112 | -2.8671 | -31.5378 | 0.069997 | 0.60757 | 0.069997 | 0.60757 | 0.085135 | 0.73897 | 0.085135 | 0.73897 | 2.8799 | 4.853 | 2.8799 | 4.853
234148-Premium T8 with T12 40 Watt Baseline | 1.3458 | 0.86782 | 2.0531 | 6796.1019 | 74757.1209 | -11.1299 | -122.4284 | 0.082227 | 0.71373 | 0.082227 | 0.71373 | 0.083553 | 0.72524 | 0.083553 | 0.72524 | 4.2885 | 4.5287 | 4.2885 | 4.5287
234148-Premium T8 with T12 40 Watt Baseline | 1.6046 | 1.0347 | 2.4479 | 8103.0446 | 89133.4903 | -13.2702 | -145.9723 | 0.082227 | 0.71373 | 0.082227 | 0.71373 | 0.083553 | 0.72524 | 0.083553 | 0.72524 | 4.2885 | 4.5287 | 4.2885 | 4.5287
234148-Premium T8 with T12 40 Watt Baseline | 0.57415 | 0.37023 | 0.52539 | 2899.3535 | 31892.8881 | -4.7482 | -52.2304 | 0.085816 | 0.74488 | 0.085816 | 0.74488 | 0.086951 | 0.75474 | 0.086951 | 0.75474 | 5.0072 | 5.2876 | 5.0072 | 5.2876
234148-Premium T8 with T12 40 Watt Baseline | 0.80865 | 0.52144 | 1.2655 | 4083.521 | 44918.7313 | -6.6875 | -73.5626 | 0.078421 | 0.6807 | 0.078421 | 0.6807 | 0.079949 | 0.69396 | 0.079949 | 0.69396 | 3.722 | 3.9305 | 3.722 | 3.9305
234053-Lighting-Remove 4 Ft Lamp (De-Lamp) | 0.97865 | 0.63106 | 1.493 | 4941.9695 | 54361.664 | -8.0934 | -89.0271 | 0.075054 | 0.65063 | 0.075054 | 0.65063 | 0.088193 | 0.76452 | 0.088193 | 0.76452 | 3.3225 | 5.5989 | 3.3225 | 5.5989
234148-Premium T8 with T12 40 Watt Baseline | 1.3458 | 0.86782 | 2.0531 | 6796.1019 | 74757.1209 | -11.1299 | -122.4284 | 0.082366 | 0.71401 | 0.082366 | 0.71401 | 0.083692 | 0.7255 | 0.083692 | 0.7255 | 4.2941 | 4.5346 | 4.2941 | 4.5346
234053-Lighting-Remove 4 Ft Lamp (De-Lamp) | 0.24268 | 0.15649 | 0.37978 | 1225.4844 | 13480.3279 | -2.007 | -22.0765 | 0.069997 | 0.60757 | 0.069997 | 0.60757 | 0.085135 | 0.73897 | 0.085135 | 0.73897 | 2.8799 | 4.853 | 2.8799 | 4.853
234148-Premium T8 with T12 40 Watt Baseline | 0.31448 | 0.20278 | 0.49214 | 1588.036 | 17468.3955 | -2.6007 | -28.6077 | 0.078421 | 0.6807 | 0.078421 | 0.6807 | 0.079949 | 0.69396 | 0.079949 | 0.69396 | 3.722 | 3.9305 | 3.722 | 3.9305
234148-Premium T8 with T12 40 Watt Baseline | 0.68254 | 0.44012 | 0.67998 | 3446.6757 | 37913.433 | -5.6446 | -62.0901 | 0.094096 | 0.8157 | 0.094096 | 0.8157 | 0.0948 | 0.8218 | 0.0948 | 0.8218 | 8.0889 | 8.5419 | 8.0889 | 8.5419
234053-Lighting-Remove 4 Ft Lamp (De-Lamp) | 1.0534 | 0.67928 | 1.0495 | 5319.5863 | 58515.4494 | -8.7118 | -95.8297 | 0.090214 | 0.78205 | 0.090214 | 0.78205 | 0.097189 | 0.84251 | 0.097189 | 0.84251 | 6.2587 | 10.5468 | 6.2587 | 10.5468
234148-Premium T8 with T12 40 Watt Baseline | 0.70389 | 0.45389 | 1.1424 | 3554.5016 | 39099.5179 | -5.8211 | -64.0326 | 0.084845 | 0.7355 | 0.084845 | 0.7355 | 0.08604 | 0.74586 | 0.08604 | 0.74586 | 4.7668 | 5.0338 | 4.7668 | 5.0338
234053-Lighting-Remove 4 Ft Lamp (De-Lamp) | 1.1529 | 0.74342 | 1.8712 | 5821.8822 | 64040.7044 | -9.5344 | -104.8783 | 0.078259 | 0.67841 | 0.078259 | 0.67841 | 0.090095 | 0.78101 | 0.090095 | 0.78101 | 3.6883 | 6.2153 | 3.6883 | 6.2153
234148-Premium T8 with T12 40 Watt Baseline | 0.50788 | 0.28979 | 0.77065 | 2527.4569 | 27802.0256 | -3.8322 | -42.1537 | 0.077081 | 0.68003 | 0.077081 | 0.68003 | 0.078588 | 0.69332 | 0.078588 | 0.69332 | 3.7121 | 3.92 | 3.7121 | 3.92
234053-Lighting-Remove 4 Ft Lamp (De-Lamp) | 0.78385 | 0.44726 | 1.1894 | 3900.8674 | 42909.5414 | -5.9145 | -65.0599 | 0.06877 | 0.6067 | 0.06877 | 0.6067 | 0.083705 | 0.73846 | 0.083705 | 0.73846 | 2.8722 | 4.8401 | 2.8722 | 4.8401
234148-Premium T8 with T12 40 Watt Baseline | 0.35913 | 0.23157 | 0.58288 | 1813.5212 | 19948.7336 | -2.97 | -32.6697 | 0.084845 | 0.7355 | 0.084845 | 0.7355 | 0.08604 | 0.74586 | 0.08604 | 0.74586 | 4.7668 | 5.0338 | 4.7668 | 5.0338
234053-Lighting-Remove 4 Ft Lamp (De-Lamp) | 0.39908 | 0.25734 | 0.64772 | 2015.2669 | 22167.9361 | -3.3004 | -36.304 | 0.078259 | 0.67841 | 0.078259 | 0.67841 | 0.090095 | 0.78101 | 0.090095 | 0.78101 | 3.6883 | 6.2153 | 3.6883 | 6.2153
234148-Premium T8 with T12 40 Watt Baseline | 0.092341 | 0.052689 | 0.14012 | 459.5376 | 5054.9137 | -0.69676 | -7.6643 | 0.077081 | 0.68003 | 0.077081 | 0.68003 | 0.078588 | 0.69332 | 0.078588 | 0.69332 | 3.7121 | 3.92 | 3.7121 | 3.92
234053-Lighting-Remove 4 Ft Lamp (De-Lamp) | 0.14252 | 0.08132 | 0.21626 | 709.2486 | 7801.7348 | -1.0754 | -11.8291 | 0.06877 | 0.6067 | 0.06877 | 0.6067 | 0.083705 | 0.73846 | 0.083705 | 0.73846 | 2.8722 | 4.8401 | 2.8722 | 4.8401
234148-Premium T8 with T12 40 Watt Baseline | 0.24769 | 0.15362 | 0.39847 | 1337.8822 | 14716.7038 | -2.8915 | -31.8068 | 0.080496 | 0.71593 | 0.080496 | 0.71593 | 0.081798 | 0.72751 | 0.081798 | 0.72751 | 4.2787 | 4.5183 | 4.2787 | 4.5183
234053-Lighting-Remove 4 Ft Lamp (De-Lamp) | 0.38228 | 0.2371 | 0.615 | 2064.8823 | 22713.705 | -4.4628 | -49.0905 | 0.073316 | 0.65208 | 0.073316 | 0.65208 | 0.086217 | 0.76682 | 0.086217 | 0.76682 | 3.3106 | 5.5789 | 3.3106 | 5.5789
234049-Lighting-LED Exit Sign New Sign | 0.038498 | 0.038248 | 0 | 337.2586 | 5396.1376 | 0 | 0 | 0.074719 | 0 | 0.074719 | 0 | 0.080616 | 0 | 0.080616 | 0 | 4.8383 | 6.9407 | 4.8383 | 6.9407
234128-Refrigerator - Early Replacement | 0.23035 | 0.17826 | 0.26137 | 1997.9078 | 11987.4468 | 0 | 0 | 0.038685 | 0 | 0.038685 | 0 | 0.038114 | 0 | 0.038114 | 0 | 1.7167 | 1.6988 | 1.7167 | 1.6988
234148-Premium T8 with T12 40 Watt Baseline | 0.20705 | 0.13351 | 0.31586 | 1045.5541 | 11501.0955 | -1.7123 | -18.8351 | 0.082227 | 0.71373 | 0.082227 | 0.71373 | 0.083553 | 0.72524 | 0.083553 | 0.72524 | 4.2885 | 4.5287 | 4.2885 | 4.5287
234053-Lighting-Remove 4 Ft Lamp (De-Lamp) | 0.31956 | 0.20606 | 0.4875 | 1613.7043 | 17750.7474 | -2.6427 | -29.0701 | 0.074915 | 0.65026 | 0.074915 | 0.65026 | 0.088054 | 0.76431 | 0.088054 | 0.76431 | 3.3182 | 5.5916 | 3.3182 | 5.5916
234148-Premium T8 with T12 40 Watt Baseline | 0.29626 | 0.16904 | 0.45561 | 1474.3403 | 16217.7435 | -1.9062 | -20.9682 | 0.074908 | 0.67268 | 0.074908 | 0.67268 | 0.076432 | 0.68637 | 0.076432 | 0.68637 | 3.6065 | 3.8085 | 3.6065 | 3.8085
234053-Lighting-Remove 4 Ft Lamp (De-Lamp) | 0.45724 | 0.2609 | 0.70318 | 2275.4913 | 25030.4041 | -2.942 | -32.3622 | 0.066504 | 0.59721 | 0.066504 | 0.59721 | 0.081606 | 0.73283 | 0.081606 | 0.73283 | 2.7905 | 4.7024 | 2.7905 | 4.7024
234148-Premium T8 with T12 40 Watt Baseline | 0.3594 | 0.23175 | 0.56244 | 1814.8982 | 19963.8806 | -2.9722 | -32.6945 | 0.078421 | 0.6807 | 0.078421 | 0.6807 | 0.079949 | 0.69396 | 0.079949 | 0.69396 | 3.722 | 3.9305 | 3.722 | 3.9305
234053-Lighting-Remove 4 Ft Lamp (De-Lamp) | 0.5547 | 0.35768 | 0.86807 | 2801.1071 | 30812.178 | -4.5873 | -50.4605 | 0.069997 | 0.60757 | 0.069997 | 0.60757 | 0.085135 | 0.73897 | 0.085135 | 0.73897 | 2.8799 | 4.853 | 2.8799 | 4.853
234049-Lighting-LED Exit Sign New Sign | 0.076997 | 0.076497 | 0 | 674.5172 | 10792.2751 | 0 | 0 | 0.075524 | 0 | 0.075524 | 0 | 0.081421 | 0 | 0.081421 | 0 | 4.8796 | 7.0001 | 4.8796 | 7.0001
234148-Premium T8 with T12 40 Watt Baseline | 0.25881 | 0.16689 | 0.39483 | 1306.9427 | 14376.3694 | -2.1404 | -23.5439 | 0.082227 | 0.71373 | 0.082227 | 0.71373 | 0.083553 | 0.72524 | 0.083553 | 0.72524 | 4.2885 | 4.5287 | 4.2885 | 4.5287
234053-Lighting-Remove 4 Ft Lamp (De-Lamp) | 0.39945 | 0.25757 | 0.60938 | 2017.1304 | 22188.4343 | -3.3034 | -36.3376 | 0.074915 | 0.65026 | 0.074915 | 0.65026 | 0.088054 | 0.76431 | 0.088054 | 0.76431 | 3.3182 | 5.5916 | 3.3182 | 5.5916
234083-Refrigeration -Cooler/Freezer Door Gaskets - Glass Doors | 6.1793 | 4.782 | 6.126 | 53596.512 | 214386.048 | 0 | 0 | 0.082122 | 0 | 0.082122 | 0 | 0.082122 | 0 | 0.082122 | 0 | 8.4203 | 8.4202 | 8.4203 | 8.4202
234148-Premium T8 with T12 40 Watt Baseline | 0.87996 | 0.56742 | 1.3424 | 4443.6051 | 48879.656 | -7.2772 | -80.0493 | 0.082227 | 0.71373 | 0.082227 | 0.71373 | 0.083553 | 0.72524 | 0.083553 | 0.72524 | 4.2885 | 4.5287 | 4.2885 | 4.5287
234053-Lighting-Remove 4 Ft Lamp (De-Lamp) | 0.48536 | 0.31297 | 0.75956 | 2450.9687 | 26960.6557 | -4.0139 | -44.153 | 0.069997 | 0.60757 | 0.069997 | 0.60757 | 0.085135 | 0.73897 | 0.085135 | 0.73897 | 2.8799 | 4.853 | 2.8799 | 4.853
234148-Premium T8 with T12 40 Watt Baseline | 0.31448 | 0.20278 | 0.49214 | 1588.036 | 17468.3955 | -2.6007 | -28.6077 | 0.078421 | 0.6807 | 0.078421 | 0.6807 | 0.079949 | 0.69396 | 0.079949 | 0.69396 | 3.722 | 3.9305 | 3.722 | 3.9305
234148-Premium T8 with T12 40 Watt Baseline | 0.44439 | 0.25357 | 0.68341 | 2211.5105 | 24326.6152 | -2.8593 | -31.4522 | 0.074908 | 0.67268 | 0.074908 | 0.67268 | 0.076432 | 0.68637 | 0.076432 | 0.68637 | 3.6065 | 3.8085 | 3.6065 | 3.8085
234148-Premium T8 with T12 40 Watt Baseline | 0.645 | 0.40004 | 1.0411 | 3483.969 | 38323.6593 | -4.7394 | -52.1332 | 0.080827 | 0.71539 | 0.080827 | 0.71539 | 0.082118 | 0.72681 | 0.082118 | 0.72681 | 4.3216 | 4.5636 | 4.3216 | 4.5636
234148-Premium T8 with T12 40 Watt Baseline | 0.73873 | 0.42151 | 1.121 | 3676.3009 | 40439.31 | -5.574 | -61.3145 | 0.077081 | 0.68003 | 0.077081 | 0.68003 | 0.078588 | 0.69332 | 0.078588 | 0.69332 | 3.7121 | 3.92 | 3.7121 | 3.92
234053-Lighting-Remove 4 Ft Lamp (De-Lamp) | 0.28504 | 0.16264 | 0.43252 | 1418.4972 | 15603.4696 | -2.1507 | -23.6581 | 0.06877 | 0.6067 | 0.06877 | 0.6067 | 0.083705 | 0.73846 | 0.083705 | 0.73846 | 2.8722 | 4.8401 | 2.8722 | 4.8401
234148-Premium T8 with T12 40 Watt Baseline | 0.14365 | 0.09263 | 0.23315 | 725.4085 | 7979.4934 | -1.188 | -13.0679 | 0.084845 | 0.7355 | 0.084845 | 0.7355 | 0.08604 | 0.74586 | 0.08604 | 0.74586 | 4.7668 | 5.0338 | 4.7668 | 5.0338
234053-Lighting-Remove 4 Ft Lamp (De-Lamp) | 0.35474 | 0.22874 | 0.57575 | 1791.3484 | 19704.8321 | -2.9337 | -32.2702 | 0.078259 | 0.67841 | 0.078259 | 0.67841 | 0.090095 | 0.78101 | 0.090095 | 0.78101 | 3.6883 | 6.2153 | 3.6883 | 6.2153
234148-Premium T8 with T12 40 Watt Baseline | 1.1129 | 0.71762 | 1.6978 | 5619.8535 | 61818.3884 | -9.2035 | -101.2388 | 0.082366 | 0.71401 | 0.082366 | 0.71401 | 0.083692 | 0.7255 | 0.083692 | 0.7255 | 4.2941 | 4.5346 | 4.2941 | 4.5346
234053-Lighting-Remove 4 Ft Lamp (De-Lamp) | 1.7176 | 1.1076 | 2.6203 | 8673.6607 | 95410.2674 | -14.2047 | -156.2516 | 0.075054 | 0.65063 | 0.075054 | 0.65063 | 0.088193 | 0.76452 | 0.088193 | 0.76452 | 3.3225 | 5.5989 | 3.3225 | 5.5989
234148-Premium T8 with T12 40 Watt Baseline | 0.46586 | 0.3004 | 0.71069 | 2352.4968 | 25877.4649 | -3.8526 | -42.379 | 0.082366 | 0.71401 | 0.082366 | 0.71401 | 0.083692 | 0.7255 | 0.083692 | 0.7255 | 4.2941 | 4.5346 | 4.2941 | 4.5346
234053-Lighting-Remove 4 Ft Lamp (De-Lamp) | 0.7989 | 0.51515 | 1.2188 | 4034.2608 | 44376.8686 | -6.6068 | -72.6752 | 0.075054 | 0.65063 | 0.075054 | 0.65063 | 0.088193 | 0.76452 | 0.088193 | 0.76452 | 3.3225 | 5.5989 | 3.3225 | 5.5989
234053-Lighting-Remove 4 Ft Lamp (De-Lamp) | 0.89074 | 0.50825 | 1.3516 | 4432.8039 | 48760.8425 | -6.7211 | -73.9317 | 0.06877 | 0.6067 | 0.06877 | 0.6067 | 0.083705 | 0.73846 | 0.083705 | 0.73846 | 2.8722 | 4.8401 | 2.8722 | 4.8401
234148-Premium T8 with T12 40 Watt Baseline | 0.72719 | 0.41493 | 1.1034 | 3618.8587 | 39807.4457 | -5.4869 | -60.3564 | 0.077081 | 0.68003 | 0.077081 | 0.68003 | 0.078588 | 0.69332 | 0.078588 | 0.69332 | 3.7121 | 3.92 | 3.7121 | 3.92
234148-Premium T8 with T12 40 Watt Baseline | 0.090584 | 0.058411 | 0.13819 | 457.4299 | 5031.7293 | -0.74912 | -8.2404 | 0.082227 | 0.71373 | 0.082227 | 0.71373 | 0.083553 | 0.72524 | 0.083553 | 0.72524 | 4.2885 | 4.5287 | 4.2885 | 4.5287
234053-Lighting-Remove 4 Ft Lamp (De-Lamp) | 0.27961 | 0.1803 | 0.42657 | 1411.9913 | 15531.904 | -2.3124 | -25.4363 | 0.074915 | 0.65026 | 0.074915 | 0.65026 | 0.088054 | 0.76431 | 0.088054 | 0.76431 | 3.3182 | 5.5916 | 3.3182 | 5.5916
234128-Refrigerator - Early Replacement | 0.11517 | 0.08913 | 0.13069 | 998.9539 | 5993.7234 | 0 | 0 | 0.038685 | 0 | 0.038685 | 0 | 0.038114 | 0 | 0.038114 | 0 | 1.7167 | 1.6988 | 1.7167 | 1.6988
234148-Premium T8 with T12 40 Watt Baseline | 0.31603 | 0.20379 | 0.51293 | 1595.8987 | 17554.8856 | -2.6136 | -28.7493 | 0.084706 | 0.73525 | 0.084706 | 0.73525 | 0.085901 | 0.74562 | 0.085901 | 0.74562 | 4.7606 | 5.0272 | 4.7606 | 5.0272
234053-Lighting-Remove 4 Ft Lamp (De-Lamp) | 0.93118 | 0.60045 | 1.5114 | 4702.2895 | 51725.1843 | -7.7009 | -84.7094 | 0.07812 | 0.67808 | 0.07812 | 0.67808 | 0.089956 | 0.78081 | 0.089956 | 0.78081 | 3.6835 | 6.2072 | 3.6835 | 6.2072
234148-Premium T8 with T12 40 Watt Baseline | 0.21543 | 0.13892 | 0.3502 | 1087.8833 | 11966.7161 | -1.7816 | -19.5977 | 0.080196 | 0.6961 | 0.080196 | 0.6961 | 0.081629 | 0.70854 | 0.081629 | 0.70854 | 3.9663 | 4.1884 | 3.9663 | 4.1884
234053-Lighting-Remove 4 Ft Lamp (De-Lamp) | 0.40638 | 0.26205 | 0.66061 | 2052.1538 | 22573.6921 | -3.3608 | -36.9685 | 0.07229 | 0.62747 | 0.07229 | 0.62747 | 0.086496 | 0.75079 | 0.086496 | 0.75079 | 3.0689 | 5.1715 | 3.0689 | 5.1715
234049-Lighting-LED Exit Sign New Sign | 0.038498 | 0.038248 | 0 | 337.2586 | 5396.1376 | 0 | 0 | 0.075524 | 0 | 0.075524 | 0 | 0.081421 | 0 | 0.081421 | 0 | 4.8796 | 7.0001 | 4.8796 | 7.0001
234148-Premium T8 with T12 40 Watt Baseline | 0.29824 | 0.18649 | 0.46266 | 1542.3677 | 16966.0451 | -0.44855 | -4.934 | 0.079171 | 0.69262 | 0.079171 | 0.69262 | 0.080614 | 0.70525 | 0.080614 | 0.70525 | 3.9084 | 4.1272 | 3.9084 | 4.1272
234053-Lighting-Remove 4 Ft Lamp (De-Lamp) | 0.46031 | 0.28782 | 0.71406 | 2380.4845 | 26185.3299 | -0.69228 | -7.6151 | 0.07121 | 0.62298 | 0.07121 | 0.62298 | 0.085515 | 0.74812 | 0.085515 | 0.74812 | 3.024 | 5.096 | 3.024 | 5.096
234148-Premium T8 with T12 40 Watt Baseline | 0.20705 | 0.13351 | 0.31586 | 1045.5541 | 11501.0955 | -1.7123 | -18.8351 | 0.082366 | 0.71401 | 0.082366 | 0.71401 | 0.083692 | 0.7255 | 0.083692 | 0.7255 | 4.2941 | 4.5346 | 4.2941 | 4.5346
234053-Lighting-Remove 4 Ft Lamp (De-Lamp) | 0.17334 | 0.11178 | 0.27127 | 875.346 | 9628.8056 | -1.4335 | -15.7689 | 0.069997 | 0.60757 | 0.069997 | 0.60757 | 0.085135 | 0.73897 | 0.085135 | 0.73897 | 2.8799 | 4.853 | 2.8799 | 4.853
234148-Premium T8 with T12 40 Watt Baseline | 0.51664 | 0.33314 | 0.80851 | 2608.9162 | 28698.0783 | -4.2726 | -46.9983 | 0.078421 | 0.6807 | 0.078421 | 0.6807 | 0.079949 | 0.69396 | 0.079949 | 0.69396 | 3.722 | 3.9305 | 3.722 | 3.9305
234148-Premium T8 with T12 40 Watt Baseline | 0.87604 | 0.56489 | 1.371 | 4423.8144 | 48661.9589 | -7.2448 | -79.6928 | 0.078421 | 0.6807 | 0.078421 | 0.6807 | 0.079949 | 0.69396 | 0.079949 | 0.69396 | 3.722 | 3.9305 | 3.722 | 3.9305
234053-Lighting-Remove 4 Ft Lamp (De-Lamp) | 0.67604 | 0.43593 | 1.058 | 3413.8493 | 37552.3419 | -5.5908 | -61.4988 | 0.069997 | 0.60757 | 0.069997 | 0.60757 | 0.085135 | 0.73897 | 0.085135 | 0.73897 | 2.8799 | 4.853 | 2.8799 | 4.853
234148-Premium T8 with T12 40 Watt Baseline | 0.49174 | 0.31709 | 0.75018 | 2483.1911 | 27315.1019 | -4.0667 | -44.7334 | 0.082227 | 0.71373 | 0.082227 | 0.71373 | 0.083553 | 0.72524 | 0.083553 | 0.72524 | 4.2885 | 4.5287 | 4.2885 | 4.5287
234053-Lighting-Remove 4 Ft Lamp (De-Lamp) | 0.75895 | 0.48939 | 1.1578 | 3832.5477 | 42158.0251 | -6.2765 | -69.0414 | 0.074915 | 0.65026 | 0.074915 | 0.65026 | 0.088054 | 0.76431 | 0.088054 | 0.76431 | 3.3182 | 5.5916 | 3.3182 | 5.5916
234148-Premium T8 with T12 40 Watt Baseline | 0.3594 | 0.23175 | 0.56244 | 1814.8982 | 19963.8806 | -2.9722 | -32.6945 | 0.077468 | 0.68099 | 0.077468 | 0.68099 | 0.078996 | 0.69442 | 0.078996 | 0.69442 | 3.6885 | 3.895 | 3.6885 | 3.895
234053-Lighting-Remove 4 Ft Lamp (De-Lamp) | 0.27735 | 0.17884 | 0.43404 | 1400.5535 | 15406.089 | -2.2937 | -25.2303 | 0.069042 | 0.60692 | 0.069042 | 0.60692 | 0.084184 | 0.74002 | 0.084184 | 0.74002 | 2.8539 | 4.8093 | 2.8539 | 4.8093
234053-Lighting-Remove 4 Ft Lamp (De-Lamp) | 0.39945 | 0.25757 | 0.60938 | 2017.1304 | 22188.4343 | -3.3034 | -36.3376 | 0.074915 | 0.65026 | 0.074915 | 0.65026 | 0.088054 | 0.76431 | 0.088054 | 0.76431 | 3.3182 | 5.5916 | 3.3182 | 5.5916
234148-Premium T8 with T12 40 Watt Baseline | 0.25881 | 0.16689 | 0.39483 | 1306.9427 | 14376.3694 | -2.1404 | -23.5439 | 0.082227 | 0.71373 | 0.082227 | 0.71373 | 0.083553 | 0.72524 | 0.083553 | 0.72524 | 4.2885 | 4.5287 | 4.2885 | 4.5287
234148-Premium T8 with T12 40 Watt Baseline | 0.20216 | 0.13036 | 0.31637 | 1020.8803 | 11229.6828 | -1.6719 | -18.3906 | 0.07856 | 0.68102 | 0.07856 | 0.68102 | 0.080088 | 0.69427 | 0.080088 | 0.69427 | 3.7269 | 3.9356 | 3.7269 | 3.9356
234053-Lighting-Remove 4 Ft Lamp (De-Lamp) | 0.31202 | 0.2012 | 0.48829 | 1575.6227 | 17331.8501 | -2.5804 | -28.3841 | 0.070136 | 0.60799 | 0.070136 | 0.60799 | 0.085274 | 0.73922 | 0.085274 | 0.73922 | 2.8837 | 4.8594 | 2.8837 | 4.8594
234148-Premium T8 with T12 40 Watt Baseline | 0.025001 | 0.016121 | 0.029208 | 126.2479 | 1388.7272 | -0.20675 | -2.2743 | 0.055601 | 0.48199 | 0.055601 | 0.48199 | 0.058346 | 0.50579 | 0.058346 | 0.50579 | 2.074 | 2.1902 | 2.074 | 2.1902
234148-Premium T8 with T12 40 Watt Baseline | 0.38786 | 0.2501 | 0.62951 | 1958.6029 | 21544.6323 | -3.2076 | -35.2832 | 0.084845 | 0.7355 | 0.084845 | 0.7355 | 0.08604 | 0.74586 | 0.08604 | 0.74586 | 4.7668 | 5.0338 | 4.7668 | 5.0338
234053-Lighting-Remove 4 Ft Lamp (De-Lamp) | 0.19954 | 0.12867 | 0.32386 | 1007.6335 | 11083.9681 | -1.6502 | -18.152 | 0.078259 | 0.67841 | 0.078259 | 0.67841 | 0.090095 | 0.78101 | 0.090095 | 0.78101 | 3.6883 | 6.2153 | 3.6883 | 6.2153
234148-Premium T8 with T12 40 Watt Baseline | 1.8634 | 1.2016 | 2.8428 | 9409.9872 | 103509.8597 | -15.4106 | -169.5162 | 0.082366 | 0.71401 | 0.082366 | 0.71401 | 0.083692 | 0.7255 | 0.083692 | 0.7255 | 4.2941 | 4.5346 | 4.2941 | 4.5346
234053-Lighting-Remove 4 Ft Lamp (De-Lamp) | 2.876 | 1.8545 | 4.3875 | 14523.3388 | 159756.7268 | -23.7846 | -261.6307 | 0.075054 | 0.65063 | 0.075054 | 0.65063 | 0.088193 | 0.76452 | 0.088193 | 0.76452 | 3.3225 | 5.5989 | 3.3225 | 5.5989
234148-Premium T8 with T12 40 Watt Baseline | 2.1569 | 1.3908 | 3.7123 | 10892.0028 | 119812.0308 | -17.8376 | -196.214 | 0.076167 | 0.66028 | 0.076167 | 0.66028 | 0.077822 | 0.67462 | 0.077822 | 0.67462 | 3.4411 | 3.6338 | 3.4411 | 3.6338
234053-Lighting-Remove 4 Ft Lamp (De-Lamp) | 3.329 | 2.1466 | 5.7295 | 16810.676 | 184917.4362 | -27.5305 | -302.8359 | 0.067043 | 0.58118 | 0.067043 | 0.58118 | 0.083439 | 0.72331 | 0.083439 | 0.72331 | 2.6625 | 4.4867 | 2.6625 | 4.4867
234148-Premium T8 with T12 40 Watt Baseline | 1.0999 | 0.70927 | 1.678 | 5554.5064 | 61099.57 | -9.0965 | -100.0616 | 0.082366 | 0.71401 | 0.082366 | 0.71401 | 0.083692 | 0.7255 | 0.083692 | 0.7255 | 4.2941 | 4.5346 | 4.2941 | 4.5346
234148-Premium T8 with T12 40 Watt Baseline | 1.1129 | 0.71762 | 1.6978 | 5619.8535 | 61818.3884 | -9.2035 | -101.2388 | 0.082366 | 0.71401 | 0.082366 | 0.71401 | 0.083692 | 0.7255 | 0.083692 | 0.7255 | 4.2941 | 4.5346 | 4.2941 | 4.5346
234053-Lighting-Remove 4 Ft Lamp (De-Lamp) | 2.0771 | 1.3394 | 3.1688 | 10489.078 | 115379.8583 | -17.1778 | -188.9555 | 0.075054 | 0.65063 | 0.075054 | 0.65063 | 0.088193 | 0.76452 | 0.088193 | 0.76452 | 3.3225 | 5.5989 | 3.3225 | 5.5989
234049-Lighting-LED Exit Sign New Sign | 0.15399 | 0.15299 | 0 | 1349.0344 | 21584.5503 | 0 | 0 | 0.075524 | 0 | 0.075524 | 0 | 0.081421 | 0 | 0.081421 | 0 | 4.8796 | 7.0001 | 4.8796 | 7.0001
234148-Premium T8 with T12 40 Watt Baseline | 0.24709 | 0.15933 | 0.38668 | 1247.7425 | 13725.1679 | -2.0434 | -22.4775 | 0.07856 | 0.68102 | 0.07856 | 0.68102 | 0.080088 | 0.69427 | 0.080088 | 0.69427 | 3.7269 | 3.9356 | 3.7269 | 3.9356
234053-Lighting-Remove 4 Ft Lamp (De-Lamp) | 0.41602 | 0.26826 | 0.65105 | 2100.8303 | 23109.1335 | -3.4405 | -37.8454 | 0.070136 | 0.60799 | 0.070136 | 0.60799 | 0.085274 | 0.73922 | 0.085274 | 0.73922 | 2.8837 | 4.8594 | 2.8837 | 4.8594
234049-Lighting-LED Exit Sign New Sign | 0.038498 | 0.038248 | 0 | 337.2586 | 5396.1376 | 0 | 0 | 0.075524 | 0 | 0.075524 | 0 | 0.081421 | 0 | 0.081421 | 0 | 4.8796 | 7.0001 | 4.8796 | 7.0001
234148-Premium T8 with T12 40 Watt Baseline | 0.31057 | 0.20027 | 0.4738 | 1568.3312 | 17251.6433 | -2.5684 | -28.2527 | 0.081274 | 0.71445 | 0.081274 | 0.71445 | 0.082601 | 0.72611 | 0.082601 | 0.72611 | 4.2498 | 4.4878 | 4.2498 | 4.4878
234053-Lighting-Remove 4 Ft Lamp (De-Lamp) | 0.31956 | 0.20606 | 0.4875 | 1613.7043 | 17750.7474 | -2.6427 | -29.0701 | 0.073961 | 0.65016 | 0.073961 | 0.65016 | 0.087103 | 0.76568 | 0.087103 | 0.76568 | 3.2882 | 5.5412 | 3.2882 | 5.5412
234148-Premium T8 with T12 40 Watt Baseline | 0.14601 | 0.094149 | 0.22849 | 737.3024 | 8110.3265 | -1.2075 | -13.2821 | 0.07856 | 0.68102 | 0.07856 | 0.68102 | 0.080088 | 0.69427 | 0.080088 | 0.69427 | 3.7269 | 3.9356 | 3.7269 | 3.9356
234053-Lighting-Remove 4 Ft Lamp (De-Lamp) | 0.27735 | 0.17884 | 0.43404 | 1400.5535 | 15406.089 | -2.2937 | -25.2303 | 0.070136 | 0.60799 | 0.070136 | 0.60799 | 0.085274 | 0.73922 | 0.085274 | 0.73922 | 2.8837 | 4.8594 | 2.8837 | 4.8594
234148-Premium T8 with T12 40 Watt Baseline | 0.13481 | 0.086927 | 0.23202 | 680.7502 | 7488.2519 | -1.1149 | -12.2634 | 0.076028 | 0.65992 | 0.076028 | 0.65992 | 0.077683 | 0.67428 | 0.077683 | 0.67428 | 3.4366 | 3.629 | 3.4366 | 3.629
234053-Lighting-Remove 4 Ft Lamp (De-Lamp) | 0.19206 | 0.12384 | 0.33055 | 969.8467 | 10668.3136 | -1.5883 | -17.4713 | 0.066903 | 0.58072 | 0.066903 | 0.58072 | 0.0833 | 0.72304 | 0.0833 | 0.72304 | 2.659 | 4.4808 | 2.659 | 4.4808
234148-Premium T8 with T12 40 Watt Baseline | 4.1219 | 2.6579 | 6.4505 | 20814.6141 | 228960.7555 | -34.0877 | -374.9648 | 0.078421 | 0.6807 | 0.078421 | 0.6807 | 0.079949 | 0.69396 | 0.079949 | 0.69396 | 3.722 | 3.9305 | 3.722 | 3.9305
234053-Lighting-Remove 4 Ft Lamp (De-Lamp) | 6.4137 | 4.1357 | 10.0371 | 32387.8007 | 356265.8078 | -53.0409 | -583.45 | 0.069997 | 0.60757 | 0.069997 | 0.60757 | 0.085135 | 0.73897 | 0.085135 | 0.73897 | 2.8799 | 4.853 | 2.8799 | 4.853
234148-Premium T8 with T12 40 Watt Baseline | 1.7599 | 1.1348 | 2.6848 | 8887.2102 | 97759.3119 | -14.5544 | -160.0986 | 0.081411 | 0.71473 | 0.081411 | 0.71473 | 0.082737 | 0.72638 | 0.082737 | 0.72638 | 4.2553 | 4.4936 | 4.2553 | 4.4936
234053-Lighting-Remove 4 Ft Lamp (De-Lamp) | 2.5165 | 1.6227 | 3.8391 | 12707.9215 | 139787.136 | -20.8115 | -228.9268 | 0.074098 | 0.65053 | 0.074098 | 0.65053 | 0.087239 | 0.7659 | 0.087239 | 0.7659 | 3.2925 | 5.5484 | 3.2925 | 5.5484
234148-Premium T8 with T12 40 Watt Baseline | 1.3163 | 0.8488 | 1.3114 | 6647.1603 | 73118.7636 | -10.8859 | -119.7453 | 0.093143 | 0.81773 | 0.093143 | 0.81773 | 0.093847 | 0.82391 | 0.093847 | 0.82391 | 8.0158 | 8.4647 | 8.0158 | 8.4647
234053-Lighting-Remove 4 Ft Lamp (De-Lamp) | 0.82769 | 0.53372 | 0.82458 | 4179.675 | 45976.4245 | -6.845 | -75.2947 | 0.089261 | 0.78365 | 0.089261 | 0.78365 | 0.096237 | 0.8449 | 0.096237 | 0.8449 | 6.2022 | 10.4516 | 6.2022 | 10.4516
234178-Food Service - Ice Machine Air-Cooled 501-1000 | 0.33329 | 0.25793 | 0.33 | 2890.8 | 34689.6 | 0 | 0 | 0.031153 | 0 | 0.031153 | 0 | 0.058497 | 0 | 0.058497 | 0 | 1.514 | 2.7585 | 1.514 | 2.7585
234148-Premium T8 with T12 40 Watt Baseline | 0.51714 | 0.33347 | 0.83935 | 2611.4706 | 28726.1764 | -4.2768 | -47.0443 | 0.084706 | 0.73525 | 0.084706 | 0.73525 | 0.085901 | 0.74562 | 0.085901 | 0.74562 | 4.7606 | 5.0272 | 4.7606 | 5.0272
234053-Lighting-Remove 4 Ft Lamp (De-Lamp) | 0.79816 | 0.51467 | 1.2954 | 4030.5338 | 44335.8723 | -6.6007 | -72.608 | 0.07812 | 0.67808 | 0.07812 | 0.67808 | 0.089956 | 0.78081 | 0.089956 | 0.78081 | 3.6835 | 6.2072 | 3.6835 | 6.2072
234148-Premium T8 with T12 40 Watt Baseline | 1.1129 | 0.71762 | 1.6978 | 5619.8535 | 61818.3884 | -9.2035 | -101.2388 | 0.082227 | 0.71373 | 0.082227 | 0.71373 | 0.083553 | 0.72524 | 0.083553 | 0.72524 | 4.2885 | 4.5287 | 4.2885 | 4.5287
234053-Lighting-Remove 4 Ft Lamp (De-Lamp) | 1.7176 | 1.1076 | 2.6203 | 8673.6607 | 95410.2674 | -14.2047 | -156.2516 | 0.074915 | 0.65026 | 0.074915 | 0.65026 | 0.088054 | 0.76431 | 0.088054 | 0.76431 | 3.3182 | 5.5916 | 3.3182 | 5.5916
234148-Premium T8 with T12 40 Watt Baseline | 0.56024 | 0.36126 | 0.90929 | 2829.0931 | 31120.0245 | -4.6332 | -50.9647 | 0.084706 | 0.73525 | 0.084706 | 0.73525 | 0.085901 | 0.74562 | 0.085901 | 0.74562 | 4.7606 | 5.0272 | 4.7606 | 5.0272
234053-Lighting-Remove 4 Ft Lamp (De-Lamp) | 0.88684 | 0.57186 | 1.4394 | 4478.3709 | 49262.0803 | -7.3341 | -80.6756 | 0.07812 | 0.67808 | 0.07812 | 0.67808 | 0.089956 | 0.78081 | 0.089956 | 0.78081 | 3.6835 | 6.2072 | 3.6835 | 6.2072
234148-Premium T8 with T12 40 Watt Baseline | 0.47171 | 0.30417 | 0.7382 | 2382.0539 | 26202.5933 | -3.901 | -42.9115 | 0.077468 | 0.68099 | 0.077468 | 0.68099 | 0.078996 | 0.69442 | 0.078996 | 0.69442 | 3.6885 | 3.895 | 3.6885 | 3.895
234053-Lighting-Remove 4 Ft Lamp (De-Lamp) | 0.72804 | 0.46946 | 1.1393 | 3676.4531 | 40440.9836 | -6.0209 | -66.2295 | 0.069042 | 0.60692 | 0.069042 | 0.60692 | 0.084184 | 0.74002 | 0.084184 | 0.74002 | 2.8539 | 4.8093 | 2.8539 | 4.8093
234148-Premium T8 with T12 40 Watt Baseline | 0.23293 | 0.1502 | 0.35535 | 1176.2484 | 12938.7325 | -1.9263 | -21.1895 | 0.081274 | 0.71445 | 0.081274 | 0.71445 | 0.082601 | 0.72611 | 0.082601 | 0.72611 | 4.2498 | 4.4878 | 4.2498 | 4.4878
234053-Lighting-Remove 4 Ft Lamp (De-Lamp) | 0.3595 | 0.23182 | 0.54844 | 1815.4174 | 19969.5909 | -2.9731 | -32.7038 | 0.073961 | 0.65016 | 0.073961 | 0.65016 | 0.087103 | 0.76568 | 0.087103 | 0.76568 | 3.2882 | 5.5412 | 3.2882 | 5.5412
234148-Premium T8 with T12 40 Watt Baseline | 0.5435 | 0.35047 | 0.82914 | 2744.5796 | 30190.3757 | -4.4947 | -49.4422 | 0.082366 | 0.71401 | 0.082366 | 0.71401 | 0.083692 | 0.7255 | 0.083692 | 0.7255 | 4.2941 | 4.5346 | 4.2941 | 4.5346
234053-Lighting-Remove 4 Ft Lamp (De-Lamp) | 0.87879 | 0.56666 | 1.3406 | 4437.6869 | 48814.5554 | -7.2675 | -79.9427 | 0.075054 | 0.65063 | 0.075054 | 0.65063 | 0.088193 | 0.76452 | 0.088193 | 0.76452 | 3.3225 | 5.5989 | 3.3225 | 5.5989
234148-Premium T8 with T12 40 Watt Baseline | 0.46839 | 0.30203 | 0.42861 | 2365.262 | 26017.8824 | -3.8735 | -42.609 | 0.085955 | 0.74512 | 0.085955 | 0.74512 | 0.08709 | 0.75497 | 0.08709 | 0.75497 | 5.0138 | 5.2946 | 5.0138 | 5.2946
234053-Lighting-Remove 4 Ft Lamp (De-Lamp) | 0.83951 | 0.54134 | 0.76821 | 4239.3327 | 46632.6599 | -6.9427 | -76.3695 | 0.079692 | 0.69084 | 0.079692 | 0.69084 | 0.090945 | 0.78839 | 0.090945 | 0.78839 | 3.8794 | 6.5373 | 3.8794 | 6.5373
234049-Lighting-LED Exit Sign New Sign | 0.038498 | 0.038248 | 0 | 337.2586 | 5396.1376 | 0 | 0 | 0.075524 | 0 | 0.075524 | 0 | 0.081421 | 0 | 0.081421 | 0 | 4.8796 | 7.0001 | 4.8796 | 7.0001
234148-Premium T8 with T12 40 Watt Baseline | 0.21153 | 0.1364 | 0.19357 | 1068.1829 | 11750.0114 | -1.7493 | -19.2428 | 0.085001 | 0.74625 | 0.085001 | 0.74625 | 0.086136 | 0.75622 | 0.086136 | 0.75622 | 4.9685 | 5.2467 | 4.9685 | 5.2467
234053-Lighting-Remove 4 Ft Lamp (De-Lamp) | 0.32647 | 0.21052 | 0.29875 | 1648.6294 | 18134.9233 | -2.6999 | -29.6992 | 0.078737 | 0.69126 | 0.078737 | 0.69126 | 0.089992 | 0.79007 | 0.089992 | 0.79007 | 3.8443 | 6.4782 | 3.8443 | 6.4782
234059-Motors - VFD - HVAC Fans (per Hp) | 2.8377 | 2.5873 | 0 | 21686.4 | 325296 | 0 | 0 | 0.068621 | 0 | 0.068621 | 0 | 0.082889 | 0 | 0.082889 | 0 | 3.3795 | 6.6888 | 3.3795 | 6.6888
234148-Premium T8 with T12 40 Watt Baseline | 0.17338 | 0.10753 | 0.27893 | 936.5175 | 10301.6926 | -2.0241 | -22.2648 | 0.081413 | 0.71515 | 0.081413 | 0.71515 | 0.082715 | 0.72659 | 0.082715 | 0.72659 | 4.3169 | 4.5586 | 4.3169 | 4.5586
234053-Lighting-Remove 4 Ft Lamp (De-Lamp) | 0.2676 | 0.16597 | 0.4305 | 1445.4176 | 15899.5935 | -3.1239 | -34.3633 | 0.074235 | 0.6521 | 0.074235 | 0.6521 | 0.087133 | 0.7654 | 0.087133 | 0.7654 | 3.3402 | 5.6286 | 3.3402 | 5.6286
234148-Premium T8 with T12 40 Watt Baseline | 0.8282 | 0.53404 | 1.2635 | 4182.2166 | 46004.3821 | -6.8491 | -75.3405 | 0.082227 | 0.71373 | 0.082227 | 0.71373 | 0.083553 | 0.72524 | 0.083553 | 0.72524 | 4.2885 | 4.5287 | 4.2885 | 4.5287
234053-Lighting-Remove 4 Ft Lamp (De-Lamp) | 0.61914 | 0.39924 | 0.94454 | 3126.5521 | 34392.0731 | -5.1203 | -56.3233 | 0.074915 | 0.65026 | 0.074915 | 0.65026 | 0.088054 | 0.76431 | 0.088054 | 0.76431 | 3.3182 | 5.5916 | 3.3182 | 5.5916
234059-Motors - VFD - HVAC Fans (per Hp) | 1.8918 | 1.7249 | 0 | 14457.6 | 216864 | 0 | 0 | 0.068621 | 0 | 0.068621 | 0 | 0.082889 | 0 | 0.082889 | 0 | 3.3795 | 6.6888 | 3.3795 | 6.6888
234148-Premium T8 with T12 40 Watt Baseline | 0.31551 | 0.20345 | 0.43189 | 1593.2513 | 17525.7644 | -2.6092 | -28.7016 | 0.076604 | 0.66406 | 0.076604 | 0.66406 | 0.078235 | 0.6782 | 0.078235 | 0.6782 | 3.4899 | 3.6853 | 3.4899 | 3.6853
234053-Lighting-Remove 4 Ft Lamp (De-Lamp) | 0.48695 | 0.314 | 0.66657 | 2459.0181 | 27049.1987 | -4.0271 | -44.298 | 0.067607 | 0.58607 | 0.067607 | 0.58607 | 0.083774 | 0.72621 | 0.083774 | 0.72621 | 2.7003 | 4.5503 | 2.7003 | 4.5503
234053-Lighting-Remove 4 Ft Lamp (De-Lamp) | 0.28504 | 0.16264 | 0.43252 | 1418.4972 | 15603.4696 | -2.1507 | -23.6581 | 0.06877 | 0.6067 | 0.06877 | 0.6067 | 0.083705 | 0.73846 | 0.083705 | 0.73846 | 2.8722 | 4.8401 | 2.8722 | 4.8401
234148-Premium T8 with T12 40 Watt Baseline | 0.18468 | 0.10538 | 0.28024 | 919.0752 | 10109.8275 | -1.3935 | -15.3286 | 0.077081 | 0.68003 | 0.077081 | 0.68003 | 0.078588 | 0.69332 | 0.078588 | 0.69332 | 3.7121 | 3.92 | 3.7121 | 3.92
234148-Premium T8 with T12 40 Watt Baseline | 0.28469 | 0.18358 | 0.43431 | 1437.6369 | 15814.0063 | -2.3544 | -25.8983 | 0.082227 | 0.71373 | 0.082227 | 0.71373 | 0.083553 | 0.72524 | 0.083553 | 0.72524 | 4.2885 | 4.5287 | 4.2885 | 4.5287
234053-Lighting-Remove 4 Ft Lamp (De-Lamp) | 0.2197 | 0.14167 | 0.33516 | 1109.4217 | 12203.6389 | -1.8169 | -19.9857 | 0.074915 | 0.65026 | 0.074915 | 0.65026 | 0.088054 | 0.76431 | 0.088054 | 0.76431 | 3.3182 | 5.5916 | 3.3182 | 5.5916
234053-Lighting-Remove 4 Ft Lamp (De-Lamp) | 0.95339 | 0.61477 | 1.492 | 4814.4028 | 52958.4309 | -7.8845 | -86.729 | 0.070136 | 0.60799 | 0.070136 | 0.60799 | 0.085274 | 0.73922 | 0.085274 | 0.73922 | 2.8837 | 4.8594 | 2.8837 | 4.8594
234148-Premium T8 with T12 40 Watt Baseline | 0.61772 | 0.39832 | 0.9667 | 3119.3563 | 34312.9198 | -5.1085 | -56.1936 | 0.07856 | 0.68102 | 0.07856 | 0.68102 | 0.080088 | 0.69427 | 0.080088 | 0.69427 | 3.7269 | 3.9356 | 3.7269 | 3.9356
234148-Premium T8 with T12 40 Watt Baseline | 0.49418 | 0.31866 | 0.77336 | 2495.4851 | 27450.3358 | -4.0868 | -44.9549 | 0.07856 | 0.68102 | 0.07856 | 0.68102 | 0.080088 | 0.69427 | 0.080088 | 0.69427 | 3.7269 | 3.9356 | 3.7269 | 3.9356
234053-Lighting-Remove 4 Ft Lamp (De-Lamp) | 0.76271 | 0.49181 | 1.1936 | 3851.5222 | 42366.7447 | -6.3076 | -69.3832 | 0.070136 | 0.60799 | 0.070136 | 0.60799 | 0.085274 | 0.73922 | 0.085274 | 0.73922 | 2.8837 | 4.8594 | 2.8837 | 4.8594
234148-Premium T8 with T12 40 Watt Baseline | 0.80231 | 0.51735 | 1.224 | 4051.5223 | 44566.7451 | -6.6351 | -72.9861 | 0.082366 | 0.71401 | 0.082366 | 0.71401 | 0.083692 | 0.7255 | 0.083692 | 0.7255 | 4.2941 | 4.5346 | 4.2941 | 4.5346
234053-Lighting-Remove 4 Ft Lamp (De-Lamp) | 0.65909 | 0.425 | 1.0055 | 3328.2651 | 36610.9166 | -5.4506 | -59.957 | 0.075054 | 0.65063 | 0.075054 | 0.65063 | 0.088193 | 0.76452 | 0.088193 | 0.76452 | 3.3225 | 5.5989 | 3.3225 | 5.5989
234049-Lighting-LED Exit Sign New Sign | 0.1155 | 0.11475 | 0 | 1011.7758 | 16188.4127 | 0 | 0 | 0.075524 | 0 | 0.075524 | 0 | 0.081421 | 0 | 0.081421 | 0 | 4.8796 | 7.0001 | 4.8796 | 7.0001
234148-Premium T8 with T12 40 Watt Baseline | 0.85358 | 0.55041 | 1.3358 | 4310.3833 | 47414.2164 | -7.059 | -77.6494 | 0.078421 | 0.6807 | 0.078421 | 0.6807 | 0.079949 | 0.69396 | 0.079949 | 0.69396 | 3.722 | 3.9305 | 3.722 | 3.9305
234053-Lighting-Remove 4 Ft Lamp (De-Lamp) | 1.3174 | 0.8495 | 2.0617 | 6652.6293 | 73178.9227 | -10.8949 | -119.8438 | 0.069997 | 0.60757 | 0.069997 | 0.60757 | 0.085135 | 0.73897 | 0.085135 | 0.73897 | 2.8799 | 4.853 | 2.8799 | 4.853
234148-Premium T8 with T12 40 Watt Baseline | 1.4601 | 0.94149 | 2.2849 | 7373.0241 | 81103.2649 | -12.0747 | -132.8213 | 0.077468 | 0.68099 | 0.077468 | 0.68099 | 0.078996 | 0.69442 | 0.078996 | 0.69442 | 3.6885 | 3.895 | 3.6885 | 3.895
234053-Lighting-Remove 4 Ft Lamp (De-Lamp) | 2.5308 | 1.6319 | 3.9606 | 12780.0511 | 140580.562 | -20.9297 | -230.2262 | 0.069042 | 0.60692 | 0.069042 | 0.60692 | 0.084184 | 0.74002 | 0.084184 | 0.74002 | 2.8539 | 4.8093 | 2.8539 | 4.8093
234049-Lighting-LED Exit Sign New Sign | 0.076997 | 0.076497 | 0 | 674.5172 | 10792.2751 | 0 | 0 | 0.074719 | 0 | 0.074719 | 0 | 0.080616 | 0 | 0.080616 | 0 | 4.8383 | 6.9407 | 4.8383 | 6.9407
234148-Premium T8 with T12 40 Watt Baseline | 0.91937 | 0.59283 | 1.4922 | 4642.6144 | 51068.7581 | -7.6031 | -83.6344 | 0.083755 | 0.73625 | 0.083755 | 0.73625 | 0.084949 | 0.74675 | 0.084949 | 0.74675 | 4.7177 | 4.9818 | 4.7177 | 4.9818
234053-Lighting-Remove 4 Ft Lamp (De-Lamp) | 1.4189 | 0.91497 | 2.303 | 7165.3935 | 78819.3285 | -11.7346 | -129.081 | 0.077167 | 0.67834 | 0.077167 | 0.67834 | 0.089005 | 0.7824 | 0.089005 | 0.7824 | 3.6502 | 6.1512 | 3.6502 | 6.1512
234049-Lighting-LED Exit Sign New Sign | 0.038498 | 0.038248 | 0 | 337.2586 | 5396.1376 | 0 | 0 | 0.074719 | 0 | 0.074719 | 0 | 0.080616 | 0 | 0.080616 | 0 | 4.8383 | 6.9407 | 4.8383 | 6.9407
234148-Premium T8 with T12 40 Watt Baseline | 0.69634 | 0.44902 | 1.0897 | 3516.3653 | 38680.0186 | -5.7587 | -63.3456 | 0.078421 | 0.6807 | 0.078421 | 0.6807 | 0.079949 | 0.69396 | 0.079949 | 0.69396 | 3.722 | 3.9305 | 3.722 | 3.9305
234053-Lighting-Remove 4 Ft Lamp (De-Lamp) | 1.0747 | 0.69301 | 1.6819 | 5427.145 | 59698.5948 | -8.8879 | -97.7673 | 0.069997 | 0.60757 | 0.069997 | 0.60757 | 0.085135 | 0.73897 | 0.085135 | 0.73897 | 2.8799 | 4.853 | 2.8799 | 4.853
234148-Premium T8 with T12 40 Watt Baseline | 0.42679 | 0.2752 | 0.6679 | 2155.1917 | 23707.1082 | -3.5295 | -38.8247 | 0.078421 | 0.6807 | 0.078421 | 0.6807 | 0.079949 | 0.69396 | 0.079949 | 0.69396 | 3.722 | 3.9305 | 3.722 | 3.9305
234053-Lighting-Remove 4 Ft Lamp (De-Lamp) | 0.6587 | 0.42475 | 1.0308 | 3326.3147 | 36589.4613 | -5.4474 | -59.9219 | 0.069997 | 0.60757 | 0.069997 | 0.60757 | 0.085135 | 0.73897 | 0.085135 | 0.73897 | 2.8799 | 4.853 | 2.8799 | 4.853
234148-Premium T8 with T12 40 Watt Baseline | 0.50541 | 0.3259 | 0.79093 | 2552.2006 | 28074.2071 | -4.1797 | -45.9766 | 0.078421 | 0.6807 | 0.078421 | 0.6807 | 0.079949 | 0.69396 | 0.079949 | 0.69396 | 3.722 | 3.9305 | 3.722 | 3.9305
234053-Lighting-Remove 4 Ft Lamp (De-Lamp) | 0.86671 | 0.55888 | 1.3564 | 4376.7298 | 48144.0281 | -7.1677 | -78.8446 | 0.069997 | 0.60757 | 0.069997 | 0.60757 | 0.085135 | 0.73897 | 0.085135 | 0.73897 | 2.8799 | 4.853 | 2.8799 | 4.853
234049-Lighting-LED Exit Sign New Sign | 0.076997 | 0.076497 | 0 | 674.5172 | 10792.2751 | 0 | 0 | 0.075524 | 0 | 0.075524 | 0 | 0.081421 | 0 | 0.081421 | 0 | 4.8796 | 7.0001 | 4.8796 | 7.0001
234148-Premium T8 with T12 40 Watt Baseline | 0.93172 | 0.6008 | 1.4214 | 4704.9936 | 51754.9298 | -7.7053 | -84.7581 | 0.081411 | 0.71473 | 0.081411 | 0.71473 | 0.082737 | 0.72638 | 0.082737 | 0.72638 | 4.2553 | 4.4936 | 4.2553 | 4.4936
234148-Premium T8 with T12 40 Watt Baseline | 0.62895 | 0.40556 | 0.98427 | 3176.0719 | 34936.791 | -5.2014 | -57.2153 | 0.078421 | 0.6807 | 0.078421 | 0.6807 | 0.079949 | 0.69396 | 0.079949 | 0.69396 | 3.722 | 3.9305 | 3.722 | 3.9305
234148-Premium T8 with T12 40 Watt Baseline | 0.80865 | 0.52144 | 1.2655 | 4083.521 | 44918.7313 | -6.6875 | -73.5626 | 0.077468 | 0.68099 | 0.077468 | 0.68099 | 0.078996 | 0.69442 | 0.078996 | 0.69442 | 3.6885 | 3.895 | 3.6885 | 3.895
234053-Lighting-Remove 4 Ft Lamp (De-Lamp) | 1.2481 | 0.80479 | 1.9532 | 6302.4909 | 69327.4004 | -10.3215 | -113.5362 | 0.069042 | 0.60692 | 0.069042 | 0.60692 | 0.084184 | 0.74002 | 0.084184 | 0.74002 | 2.8539 | 4.8093 | 2.8539 | 4.8093
234148-Premium T8 with T12 40 Watt Baseline | 0.051762 | 0.033378 | 0.078966 | 261.3885 | 2875.2739 | -0.42807 | -4.7088 | 0.082227 | 0.71373 | 0.082227 | 0.71373 | 0.083553 | 0.72524 | 0.083553 | 0.72524 | 4.2885 | 4.5287 | 4.2885 | 4.5287
234148-Premium T8 with T12 40 Watt Baseline | 0.29763 | 0.19192 | 0.45405 | 1502.9841 | 16532.8248 | -2.4614 | -27.0755 | 0.082227 | 0.71373 | 0.082227 | 0.71373 | 0.083553 | 0.72524 | 0.083553 | 0.72524 | 4.2885 | 4.5287 | 4.2885 | 4.5287
234053-Lighting-Remove 4 Ft Lamp (De-Lamp) | 0.55923 | 0.3606 | 0.85313 | 2823.9825 | 31063.808 | -4.6248 | -50.8726 | 0.074915 | 0.65026 | 0.074915 | 0.65026 | 0.088054 | 0.76431 | 0.088054 | 0.76431 | 3.3182 | 5.5916 | 3.3182 | 5.5916
234148-Premium T8 with T12 40 Watt Baseline | 2.2426 | 1.4461 | 2.2342 | 11324.7917 | 124572.7083 | -18.5464 | -204.0104 | 0.093931 | 0.81552 | 0.093931 | 0.81552 | 0.094634 | 0.82163 | 0.094634 | 0.82163 | 8.0763 | 8.5286 | 8.0763 | 8.5286
234148-Premium T8 with T12 40 Watt Baseline | 0.87996 | 0.56742 | 1.3424 | 4443.6051 | 48879.656 | -7.2772 | -80.0493 | 0.0822 | 0.71367 | 0.0822 | 0.71367 | 0.083526 | 0.72518 | 0.083526 | 0.72518 | 4.2874 | 4.5275 | 4.2874 | 4.5275
234059-Motors - VFD - HVAC Fans (per Hp) | 3.3106 | 3.0186 | 0 | 25300.8 | 379512 | 0 | 0 | 0.068971 | 0 | 0.068971 | 0 | 0.091631 | 0 | 0.091631 | 0 | 3.421 | 16.7219 | 3.421 | 16.7219
234148-Premium T8 with T12 40 Watt Baseline | 0.65141 | 0.42005 | 1.0194 | 3289.5031 | 36184.5336 | -5.3872 | -59.2587 | 0.078421 | 0.6807 | 0.078421 | 0.6807 | 0.079949 | 0.69396 | 0.079949 | 0.69396 | 3.722 | 3.9305 | 3.722 | 3.9305
234053-Lighting-Remove 4 Ft Lamp (De-Lamp) | 1.0054 | 0.6483 | 1.5734 | 5077.0066 | 55847.0726 | -8.3145 | -91.4597 | 0.069997 | 0.60757 | 0.069997 | 0.60757 | 0.085135 | 0.73897 | 0.085135 | 0.73897 | 2.8799 | 4.853 | 2.8799 | 4.853
234049-Lighting-LED Exit Sign New Sign | 0.038498 | 0.038248 | 0 | 337.2586 | 5396.1376 | 0 | 0 | 0.075524 | 0 | 0.075524 | 0 | 0.081421 | 0 | 0.081421 | 0 | 4.8796 | 7.0001 | 4.8796 | 7.0001
234053-Lighting-Remove 4 Ft Lamp (De-Lamp) | 0.13867 | 0.089421 | 0.21702 | 700.2768 | 7703.0445 | -1.1468 | -12.6151 | 0.069042 | 0.60692 | 0.069042 | 0.60692 | 0.084184 | 0.74002 | 0.084184 | 0.74002 | 2.8539 | 4.8093 | 2.8539 | 4.8093
234148-Premium T8 with T12 40 Watt Baseline | 0.08985 | 0.057938 | 0.14061 | 453.7246 | 4990.9701 | -0.74306 | -8.1736 | 0.077468 | 0.68099 | 0.077468 | 0.68099 | 0.078996 | 0.69442 | 0.078996 | 0.69442 | 3.6885 | 3.895 | 3.6885 | 3.895
234148-Premium T8 with T12 40 Watt Baseline | 0.29626 | 0.16904 | 0.45561 | 1474.3403 | 16217.7435 | -1.9062 | -20.9682 | 0.073942 | 0.67276 | 0.073942 | 0.67276 | 0.075466 | 0.68663 | 0.075466 | 0.68663 | 3.5725 | 3.7725 | 3.5725 | 3.7725
234053-Lighting-Remove 4 Ft Lamp (De-Lamp) | 0.45724 | 0.2609 | 0.70318 | 2275.4913 | 25030.4041 | -2.942 | -32.3622 | 0.065536 | 0.59629 | 0.065536 | 0.59629 | 0.08064 | 0.73371 | 0.08064 | 0.73371 | 2.7642 | 4.658 | 2.7642 | 4.658
234148-Premium T8 with T12 40 Watt Baseline | 0.67388 | 0.43453 | 1.0546 | 3402.9342 | 37432.2761 | -5.5729 | -61.3022 | 0.077468 | 0.68099 | 0.077468 | 0.68099 | 0.078996 | 0.69442 | 0.078996 | 0.69442 | 3.6885 | 3.895 | 3.6885 | 3.895
234053-Lighting-Remove 4 Ft Lamp (De-Lamp) | 1.0054 | 0.6483 | 1.5734 | 5077.0066 | 55847.0726 | -8.3145 | -91.4597 | 0.069042 | 0.60692 | 0.069042 | 0.60692 | 0.084184 | 0.74002 | 0.084184 | 0.74002 | 2.8539 | 4.8093 | 2.8539 | 4.8093
234148-Premium T8 with T12 40 Watt Baseline | 1.213 | 0.78216 | 1.8982 | 6125.2815 | 67378.097 | -10.0313 | -110.3439 | 0.078421 | 0.6807 | 0.078421 | 0.6807 | 0.079949 | 0.69396 | 0.079949 | 0.69396 | 3.722 | 3.9305 | 3.722 | 3.9305
234148-Premium T8 with T12 40 Watt Baseline | 0.84234 | 0.54317 | 1.3182 | 4253.6677 | 46790.3451 | -6.9662 | -76.6277 | 0.078421 | 0.6807 | 0.078421 | 0.6807 | 0.079949 | 0.69396 | 0.079949 | 0.69396 | 3.722 | 3.9305 | 3.722 | 3.9305
234053-Lighting-Remove 4 Ft Lamp (De-Lamp) | 1.4214 | 0.91656 | 2.2244 | 7177.8369 | 78956.206 | -11.755 | -129.3051 | 0.069997 | 0.60757 | 0.069997 | 0.60757 | 0.085135 | 0.73897 | 0.085135 | 0.73897 | 2.8799 | 4.853 | 2.8799 | 4.853
234148-Premium T8 with T12 40 Watt Baseline | 0.025881 | 0.016689 | 0.039483 | 130.6943 | 1437.6369 | -0.21404 | -2.3544 | 0.082227 | 0.71373 | 0.082227 | 0.71373 | 0.083553 | 0.72524 | 0.083553 | 0.72524 | 4.2885 | 4.5287 | 4.2885 | 4.5287
234148-Premium T8 with T12 40 Watt Baseline | 0.36234 | 0.23364 | 0.55276 | 1829.7197 | 20126.9172 | -2.9965 | -32.9615 | 0.082227 | 0.71373 | 0.082227 | 0.71373 | 0.083553 | 0.72524 | 0.083553 | 0.72524 | 4.2885 | 4.5287 | 4.2885 | 4.5287
234148-Premium T8 with T12 40 Watt Baseline | 1.3927 | 0.89803 | 2.1795 | 7032.7307 | 77360.0373 | -11.5174 | -126.6911 | 0.078395 | 0.68063 | 0.078395 | 0.68063 | 0.079922 | 0.6939 | 0.079922 | 0.6939 | 3.7211 | 3.9295 | 3.7211 | 3.9295
234148-Premium T8 with T12 40 Watt Baseline | 0.3594 | 0.23175 | 0.56244 | 1814.8982 | 19963.8806 | -2.9722 | -32.6945 | 0.078421 | 0.6807 | 0.078421 | 0.6807 | 0.079949 | 0.69396 | 0.079949 | 0.69396 | 3.722 | 3.9305 | 3.722 | 3.9305
234053-Lighting-Remove 4 Ft Lamp (De-Lamp) | 0.5547 | 0.35768 | 0.86807 | 2801.1071 | 30812.178 | -4.5873 | -50.4605 | 0.069997 | 0.60757 | 0.069997 | 0.60757 | 0.085135 | 0.73897 | 0.085135 | 0.73897 | 2.8799 | 4.853 | 2.8799 | 4.853
234148-Premium T8 with T12 40 Watt Baseline | 0.60333 | 0.38905 | 0.97924 | 3046.7157 | 33513.8725 | -4.9896 | -54.8851 | 0.084706 | 0.73525 | 0.084706 | 0.73525 | 0.085901 | 0.74562 | 0.085901 | 0.74562 | 4.7606 | 5.0272 | 4.7606 | 5.0272
234053-Lighting-Remove 4 Ft Lamp (De-Lamp) | 1.2416 | 0.8006 | 2.0151 | 6269.7193 | 68966.9124 | -10.2678 | -112.9458 | 0.07812 | 0.67808 | 0.07812 | 0.67808 | 0.089956 | 0.78081 | 0.089956 | 0.78081 | 3.6835 | 6.2072 | 3.6835 | 6.2072
234148-Premium T8 with T12 40 Watt Baseline | 1.4129 | 0.80621 | 2.1729 | 7031.4692 | 77346.1612 | -9.0911 | -100.002 | 0.074908 | 0.67268 | 0.074908 | 0.67268 | 0.076432 | 0.68637 | 0.076432 | 0.68637 | 3.6065 | 3.8085 | 3.6065 | 3.8085
234148-Premium T8 with T12 40 Watt Baseline | 1.3651 | 0.88024 | 1.36 | 6893.3514 | 75826.8659 | -11.2891 | -124.1803 | 0.093931 | 0.81552 | 0.093931 | 0.81552 | 0.094634 | 0.82163 | 0.094634 | 0.82163 | 8.0763 | 8.5286 | 8.0763 | 8.5286
234148-Premium T8 with T12 40 Watt Baseline | 0.13673 | 0.07802 | 0.21028 | 680.4648 | 7485.1124 | -0.87978 | -9.6776 | 0.074908 | 0.67268 | 0.074908 | 0.67268 | 0.076432 | 0.68637 | 0.076432 | 0.68637 | 3.6065 | 3.8085 | 3.6065 | 3.8085
234148-Premium T8 with T12 40 Watt Baseline | 1.3458 | 0.86782 | 2.0531 | 6796.1019 | 74757.1209 | -11.1299 | -122.4284 | 0.082366 | 0.71401 | 0.082366 | 0.71401 | 0.083692 | 0.7255 | 0.083692 | 0.7255 | 4.2941 | 4.5346 | 4.2941 | 4.5346
234148-Premium T8 with T12 40 Watt Baseline | 1.1492 | 0.74104 | 1.8652 | 5803.268 | 63835.9476 | -9.5039 | -104.543 | 0.084845 | 0.7355 | 0.084845 | 0.7355 | 0.08604 | 0.74586 | 0.08604 | 0.74586 | 4.7668 | 5.0338 | 4.7668 | 5.0338
234053-Lighting-Remove 4 Ft Lamp (De-Lamp) | 1.7737 | 1.1437 | 2.8788 | 8956.7419 | 98524.1606 | -14.6683 | -161.3512 | 0.078259 | 0.67841 | 0.078259 | 0.67841 | 0.090095 | 0.78101 | 0.090095 | 0.78101 | 3.6883 | 6.2153 | 3.6883 | 6.2153
234148-Premium T8 with T12 40 Watt Baseline | 8.734 | 5.6319 | 14.1756 | 44104.8365 | 485153.2017 | -72.2297 | -794.5265 | 0.084706 | 0.73525 | 0.084706 | 0.73525 | 0.085901 | 0.74562 | 0.085901 | 0.74562 | 4.7606 | 5.0272 | 4.7606 | 5.0272
234148-Premium T8 with T12 40 Watt Baseline | 0.46586 | 0.3004 | 0.71069 | 2352.4968 | 25877.4649 | -3.8526 | -42.379 | 0.082227 | 0.71373 | 0.082227 | 0.71373 | 0.083553 | 0.72524 | 0.083553 | 0.72524 | 4.2885 | 4.5287 | 4.2885 | 4.5287
234148-Premium T8 with T12 40 Watt Baseline | 0.31057 | 0.20027 | 0.4738 | 1568.3312 | 17251.6433 | -2.5684 | -28.2527 | 0.082227 | 0.71373 | 0.082227 | 0.71373 | 0.083553 | 0.72524 | 0.083553 | 0.72524 | 4.2885 | 4.5287 | 4.2885 | 4.5287
234148-Premium T8 with T12 40 Watt Baseline | 2.9747 | 1.9182 | 4.2925 | 15021.6955 | 165238.651 | -24.6008 | -270.6083 | 0.081126 | 0.70417 | 0.081126 | 0.70417 | 0.08251 | 0.71618 | 0.08251 | 0.71618 | 4.1076 | 4.3376 | 4.1076 | 4.3376
234148-Premium T8 with T12 40 Watt Baseline | 0.26955 | 0.17381 | 0.42183 | 1361.1737 | 14972.9104 | -2.2292 | -24.5209 | 0.078421 | 0.6807 | 0.078421 | 0.6807 | 0.079949 | 0.69396 | 0.079949 | 0.69396 | 3.722 | 3.9305 | 3.722 | 3.9305
234053-Lighting-Remove 4 Ft Lamp (De-Lamp) | 0.41602 | 0.26826 | 0.65105 | 2100.8303 | 23109.1335 | -3.4405 | -37.8454 | 0.069997 | 0.60757 | 0.069997 | 0.60757 | 0.085135 | 0.73897 | 0.085135 | 0.73897 | 2.8799 | 4.853 | 2.8799 | 4.853
234148-Premium T8 with T12 40 Watt Baseline | 3.7269 | 2.4032 | 5.6856 | 18819.9745 | 207019.7194 | -30.8211 | -339.0324 | 0.081274 | 0.71445 | 0.081274 | 0.71445 | 0.082601 | 0.72611 | 0.082601 | 0.72611 | 4.2498 | 4.4878 | 4.2498 | 4.4878
234148-Premium T8 with T12 40 Watt Baseline | 1.3405 | 0.86436 | 2.179 | 6769.0515 | 74459.5667 | -11.0856 | -121.9411 | 0.079243 | 0.69659 | 0.079243 | 0.69659 | 0.080677 | 0.7092 | 0.080677 | 0.7092 | 3.9306 | 4.1507 | 3.9306 | 4.1507
234053-Lighting-Remove 4 Ft Lamp (De-Lamp) | 1.0344 | 0.66703 | 1.6816 | 5223.6643 | 57460.3072 | -8.5547 | -94.1017 | 0.071336 | 0.62708 | 0.071336 | 0.62708 | 0.085545 | 0.75199 | 0.085545 | 0.75199 | 3.0412 | 5.1249 | 3.0412 | 5.1249
234148-Premium T8 with T12 40 Watt Baseline | 0.14601 | 0.094149 | 0.22849 | 737.3024 | 8110.3265 | -1.2075 | -13.2821 | 0.078421 | 0.6807 | 0.078421 | 0.6807 | 0.079949 | 0.69396 | 0.079949 | 0.69396 | 3.722 | 3.9305 | 3.722 | 3.9305
234053-Lighting-Remove 4 Ft Lamp (De-Lamp) | 0.31202 | 0.2012 | 0.48829 | 1575.6227 | 17331.8501 | -2.5804 | -28.3841 | 0.069997 | 0.60757 | 0.069997 | 0.60757 | 0.085135 | 0.73897 | 0.085135 | 0.73897 | 2.8799 | 4.853 | 2.8799 | 4.853
234148-Premium T8 with T12 40 Watt Baseline | 1.149 | 0.74088 | 1.8677 | 5802.0442 | 63822.4858 | -9.5019 | -104.5209 | 0.080196 | 0.6961 | 0.080196 | 0.6961 | 0.081629 | 0.70854 | 0.081629 | 0.70854 | 3.9663 | 4.1884 | 3.9663 | 4.1884
234148-Premium T8 with T12 40 Watt Baseline | 0.15529 | 0.10013 | 0.2369 | 784.1656 | 8625.8216 | -1.2842 | -14.1263 | 0.082227 | 0.71373 | 0.082227 | 0.71373 | 0.083553 | 0.72524 | 0.083553 | 0.72524 | 4.2885 | 4.5287 | 4.2885 | 4.5287
234053-Lighting-Remove 4 Ft Lamp (De-Lamp) | 0.23967 | 0.15454 | 0.36563 | 1210.2782 | 13313.0606 | -1.9821 | -21.8026 | 0.074915 | 0.65026 | 0.074915 | 0.65026 | 0.088054 | 0.76431 | 0.088054 | 0.76431 | 3.3182 | 5.5916 | 3.3182 | 5.5916
234049-Lighting-LED Exit Sign New Sign | 0.038498 | 0.038248 | 0 | 337.2586 | 5396.1376 | 0 | 0 | 0.075524 | 0 | 0.075524 | 0 | 0.081421 | 0 | 0.081421 | 0 | 4.8796 | 7.0001 | 4.8796 | 7.0001
234148-Premium T8 with T12 40 Watt Baseline | 2.2912 | 1.4774 | 3.5856 | 11569.9763 | 127269.7388 | -18.9479 | -208.4273 | 0.078421 | 0.6807 | 0.078421 | 0.6807 | 0.079949 | 0.69396 | 0.079949 | 0.69396 | 3.722 | 3.9305 | 3.722 | 3.9305
234148-Premium T8 with T12 40 Watt Baseline | 0.27347 | 0.15604 | 0.42056 | 1360.9295 | 14970.2248 | -1.7596 | -19.3552 | 0.074908 | 0.67268 | 0.074908 | 0.67268 | 0.076432 | 0.68637 | 0.076432 | 0.68637 | 3.6065 | 3.8085 | 3.6065 | 3.8085
234053-Lighting-Remove 4 Ft Lamp (De-Lamp) | 0.52759 | 0.30104 | 0.81136 | 2625.5669 | 28881.2355 | -3.3946 | -37.341 | 0.066504 | 0.59721 | 0.066504 | 0.59721 | 0.081606 | 0.73283 | 0.081606 | 0.73283 | 2.7905 | 4.7024 | 2.7905 | 4.7024
234049-Lighting-LED Exit Sign New Sign | 0.038498 | 0.038248 | 0 | 337.2586 | 5396.1376 | 0 | 0 | 0.075524 | 0 | 0.075524 | 0 | 0.081421 | 0 | 0.081421 | 0 | 4.8796 | 7.0001 | 4.8796 | 7.0001
234148-Premium T8 with T12 40 Watt Baseline | 0.92549 | 0.59678 | 1.2669 | 4673.5372 | 51408.909 | -7.6538 | -84.1914 | 0.076465 | 0.66371 | 0.076465 | 0.66371 | 0.078096 | 0.67787 | 0.078096 | 0.67787 | 3.4853 | 3.6805 | 3.4853 | 3.6805
234148-Premium T8 with T12 40 Watt Baseline | 2.6506 | 1.7092 | 4.148 | 13384.8745 | 147233.6194 | -21.9202 | -241.1218 | 0.078421 | 0.6807 | 0.078421 | 0.6807 | 0.079949 | 0.69396 | 0.079949 | 0.69396 | 3.722 | 3.9305 | 3.722 | 3.9305
234148-Premium T8 with T12 40 Watt Baseline | 0.58615 | 0.37797 | 0.59439 | 2959.9408 | 32559.3483 | -4.8474 | -53.3218 | 0.089566 | 0.77743 | 0.089566 | 0.77743 | 0.090503 | 0.78556 | 0.090503 | 0.78556 | 6.0703 | 6.4103 | 6.0703 | 6.4103
234148-Premium T8 with T12 40 Watt Baseline | 0.82041 | 0.46812 | 1.2617 | 4082.7886 | 44910.6743 | -5.2787 | -58.0657 | 0.074908 | 0.67268 | 0.074908 | 0.67268 | 0.076432 | 0.68637 | 0.076432 | 0.68637 | 3.6065 | 3.8085 | 3.6065 | 3.8085
234148-Premium T8 with T12 40 Watt Baseline | 1.6576 | 1.0689 | 1.6514 | 8370.4982 | 92075.4801 | -13.7082 | -150.7903 | 0.093957 | 0.81555 | 0.093957 | 0.81555 | 0.094661 | 0.82166 | 0.094661 | 0.82166 | 8.0783 | 8.5307 | 8.0783 | 8.5307
234148-Premium T8 with T12 40 Watt Baseline | 0.77643 | 0.50066 | 1.1845 | 3920.828 | 43129.1082 | -6.4211 | -70.6317 | 0.082227 | 0.71373 | 0.082227 | 0.71373 | 0.083553 | 0.72524 | 0.083553 | 0.72524 | 4.2885 | 4.5287 | 4.2885 | 4.5287
234148-Premium T8 with T12 40 Watt Baseline | 0.25881 | 0.16689 | 0.39483 | 1306.9427 | 14376.3694 | -2.1404 | -23.5439 | 0.082227 | 0.71373 | 0.082227 | 0.71373 | 0.083553 | 0.72524 | 0.083553 | 0.72524 | 4.2885 | 4.5287 | 4.2885 | 4.5287
234148-Premium T8 with T12 40 Watt Baseline | 1.5952 | 0.91023 | 2.4533 | 7938.7556 | 87326.3111 | -10.2641 | -112.9054 | 0.074908 | 0.67268 | 0.074908 | 0.67268 | 0.076432 | 0.68637 | 0.076432 | 0.68637 | 3.6065 | 3.8085 | 3.6065 | 3.8085
234148-Premium T8 with T12 40 Watt Baseline | 1.6046 | 1.0347 | 2.4479 | 8103.0446 | 89133.4903 | -13.2702 | -145.9723 | 0.082227 | 0.71373 | 0.082227 | 0.71373 | 0.083553 | 0.72524 | 0.083553 | 0.72524 | 4.2885 | 4.5287 | 4.2885 | 4.5287
234148-Premium T8 with T12 40 Watt Baseline | 0.76598 | 0.49392 | 1.2452 | 3868.0294 | 42548.3239 | -6.3346 | -69.6806 | 0.07938 | 0.6969 | 0.07938 | 0.6969 | 0.080813 | 0.70949 | 0.080813 | 0.70949 | 3.9357 | 4.156 | 3.9357 | 4.156
234053-Lighting-Remove 4 Ft Lamp (De-Lamp) | 1.1822 | 0.76232 | 1.9218 | 5969.902 | 65668.9225 | -9.7768 | -107.5448 | 0.071472 | 0.62748 | 0.071472 | 0.62748 | 0.085681 | 0.75222 | 0.085681 | 0.75222 | 3.0452 | 5.1315 | 3.0452 | 5.1315
234148-Premium T8 with T12 40 Watt Baseline | 1.1483 | 0.74046 | 1.0508 | 5798.7069 | 63785.7763 | -9.4964 | -104.4608 | 0.085816 | 0.74488 | 0.085816 | 0.74488 | 0.086951 | 0.75474 | 0.086951 | 0.75474 | 5.0072 | 5.2876 | 5.0072 | 5.2876
234148-Premium T8 with T12 40 Watt Baseline | 0.87996 | 0.56742 | 1.3424 | 4443.6051 | 48879.656 | -7.2772 | -80.0493 | 0.081274 | 0.71445 | 0.081274 | 0.71445 | 0.082601 | 0.72611 | 0.082601 | 0.72611 | 4.2498 | 4.4878 | 4.2498 | 4.4878
234148-Premium T8 with T12 40 Watt Baseline | 0.31057 | 0.20027 | 0.4738 | 1568.3312 | 17251.6433 | -2.5684 | -28.2527 | 0.082227 | 0.71373 | 0.082227 | 0.71373 | 0.083553 | 0.72524 | 0.083553 | 0.72524 | 4.2885 | 4.5287 | 4.2885 | 4.5287
234148-Premium T8 with T12 40 Watt Baseline | 1.8988 | 1.0834 | 2.9084 | 9449.3998 | 103943.3976 | -13.5026 | -148.5284 | 0.074983 | 0.67336 | 0.074983 | 0.67336 | 0.076503 | 0.68701 | 0.076503 | 0.68701 | 3.6159 | 3.8184 | 3.6159 | 3.8184
234053-Lighting-Remove 4 Ft Lamp (De-Lamp) | 2.7541 | 1.5714 | 4.2184 | 13705.6036 | 150761.6399 | -19.5844 | -215.4286 | 0.066601 | 0.59808 | 0.066601 | 0.59808 | 0.081663 | 0.73334 | 0.081663 | 0.73334 | 2.7978 | 4.7147 | 2.7978 | 4.7147
234049-Lighting-LED Exit Sign New Sign | 0.038498 | 0.038248 | 0 | 337.2586 | 5396.1376 | 0 | 0 | 0.075524 | 0 | 0.075524 | 0 | 0.081421 | 0 | 0.081421 | 0 | 4.8796 | 7.0001 | 4.8796 | 7.0001
234148-Premium T8 with T12 40 Watt Baseline | 1.8526 | 1.1946 | 1.8456 | 9355.2627 | 102907.8895 | -15.3209 | -168.5304 | 0.093957 | 0.81555 | 0.093957 | 0.81555 | 0.094661 | 0.82166 | 0.094661 | 0.82166 | 8.0783 | 8.5307 | 8.0783 | 8.5307
234148-Premium T8 with T12 40 Watt Baseline | 0.54905 | 0.31328 | 0.84098 | 2732.3566 | 30055.9222 | -3.9044 | -42.948 | 0.074983 | 0.67336 | 0.074983 | 0.67336 | 0.076503 | 0.68701 | 0.076503 | 0.68701 | 3.6159 | 3.8184 | 3.6159 | 3.8184
234053-Lighting-Remove 4 Ft Lamp (De-Lamp) | 0.70617 | 0.40293 | 1.0816 | 3514.2573 | 38656.8308 | -5.0216 | -55.2381 | 0.066601 | 0.59808 | 0.066601 | 0.59808 | 0.081663 | 0.73334 | 0.081663 | 0.73334 | 2.7978 | 4.7147 | 2.7978 | 4.7147
234148-Premium T8 with T12 40 Watt Baseline | 0.80445 | 0.51873 | 1.3057 | 4062.2876 | 44685.1633 | -6.6527 | -73.1801 | 0.084706 | 0.73525 | 0.084706 | 0.73525 | 0.085901 | 0.74562 | 0.085901 | 0.74562 | 4.7606 | 5.0272 | 4.7606 | 5.0272
234148-Premium T8 with T12 40 Watt Baseline | 0.4835 | 0.31177 | 0.44244 | 2441.5608 | 26857.169 | -3.9985 | -43.9835 | 0.085816 | 0.74488 | 0.085816 | 0.74488 | 0.086951 | 0.75474 | 0.086951 | 0.75474 | 5.0072 | 5.2876 | 5.0072 | 5.2876
234148-Premium T8 with T12 40 Watt Baseline | 1.1905 | 0.76769 | 1.8162 | 6011.9363 | 66131.2992 | -9.8456 | -108.302 | 0.082227 | 0.71373 | 0.082227 | 0.71373 | 0.083553 | 0.72524 | 0.083553 | 0.72524 | 4.2885 | 4.5287 | 4.2885 | 4.5287
234148-Premium T8 with T12 40 Watt Baseline | 0.67023 | 0.43218 | 1.0895 | 3384.5258 | 37229.7834 | -5.5428 | -60.9705 | 0.080196 | 0.6961 | 0.080196 | 0.6961 | 0.081629 | 0.70854 | 0.081629 | 0.70854 | 3.9663 | 4.1884 | 3.9663 | 4.1884
234148-Premium T8 with T12 40 Watt Baseline | 0.7188 | 0.4635 | 1.1249 | 3629.7965 | 39927.7612 | -5.9445 | -65.389 | 0.078421 | 0.6807 | 0.078421 | 0.6807 | 0.079949 | 0.69396 | 0.079949 | 0.69396 | 3.722 | 3.9305 | 3.722 | 3.9305
234053-Lighting-Remove 4 Ft Lamp (De-Lamp) | 1.2827 | 0.82714 | 2.0074 | 6477.5601 | 71253.1616 | -10.6082 | -116.69 | 0.069997 | 0.60757 | 0.069997 | 0.60757 | 0.085135 | 0.73897 | 0.085135 | 0.73897 | 2.8799 | 4.853 | 2.8799 | 4.853
234148-Premium T8 with T12 40 Watt Baseline | 0.044925 | 0.028969 | 0.070305 | 226.8623 | 2495.4851 | -0.37153 | -4.0868 | 0.078421 | 0.6807 | 0.078421 | 0.6807 | 0.079949 | 0.69396 | 0.079949 | 0.69396 | 3.722 | 3.9305 | 3.722 | 3.9305
234148-Premium T8 with T12 40 Watt Baseline | 2.174 | 1.4019 | 3.3166 | 10978.3185 | 120761.503 | -17.979 | -197.7689 | 0.082227 | 0.71373 | 0.082227 | 0.71373 | 0.083553 | 0.72524 | 0.083553 | 0.72524 | 4.2885 | 4.5287 | 4.2885 | 4.5287
234148-Premium T8 with T12 40 Watt Baseline | 2.0705 | 1.3351 | 3.1586 | 10455.5414 | 115010.9552 | -17.1228 | -188.3513 | 0.082227 | 0.71373 | 0.082227 | 0.71373 | 0.083553 | 0.72524 | 0.083553 | 0.72524 | 4.2885 | 4.5287 | 4.2885 | 4.5287
234148-Premium T8 with T12 40 Watt Baseline | 0.633 | 0.40817 | 0.82399 | 3196.5118 | 35161.6302 | -5.2349 | -57.5836 | 0.07663 | 0.67362 | 0.07663 | 0.67362 | 0.078203 | 0.68744 | 0.078203 | 0.68744 | 3.5842 | 3.7849 | 3.5842 | 3.7849
234053-Lighting-Remove 4 Ft Lamp (De-Lamp) | 0.48848 | 0.31499 | 0.63587 | 2466.7421 | 27134.1636 | -4.0397 | -44.4371 | 0.067959 | 0.59739 | 0.067959 | 0.59739 | 0.083541 | 0.73437 | 0.083541 | 0.73437 | 2.7732 | 4.6733 | 2.7732 | 4.6733
234148-Premium T8 with T12 40 Watt Baseline | 0.87996 | 0.56742 | 1.3424 | 4443.6051 | 48879.656 | -7.2772 | -80.0493 | 0.082227 | 0.71373 | 0.082227 | 0.71373 | 0.083553 | 0.72524 | 0.083553 | 0.72524 | 4.2885 | 4.5287 | 4.2885 | 4.5287
234148-Premium T8 with T12 40 Watt Baseline | 1.2579 | 0.81113 | 1.9685 | 6352.1438 | 69873.5821 | -10.4028 | -114.4307 | 0.078421 | 0.6807 | 0.078421 | 0.6807 | 0.079949 | 0.69396 | 0.079949 | 0.69396 | 3.722 | 3.9305 | 3.722 | 3.9305
234148-Premium T8 with T12 40 Watt Baseline | 1.1557 | 0.74523 | 2.1022 | 5836.0601 | 64196.661 | -22.7353 | -250.0883 | 0.076562 | 0.67302 | 0.076562 | 0.67302 | 0.078138 | 0.68688 | 0.078138 | 0.68688 | 3.576 | 3.7762 | 3.576 | 3.7762
234148-Premium T8 with T12 40 Watt Baseline | 0.46586 | 0.3004 | 0.71069 | 2352.4968 | 25877.4649 | -3.8526 | -42.379 | 0.082227 | 0.71373 | 0.082227 | 0.71373 | 0.083553 | 0.72524 | 0.083553 | 0.72524 | 4.2885 | 4.5287 | 4.2885 | 4.5287
234148-Premium T8 with T12 40 Watt Baseline | 1.1905 | 0.76769 | 1.8162 | 6011.9363 | 66131.2992 | -9.8456 | -108.302 | 0.082227 | 0.71373 | 0.082227 | 0.71373 | 0.083553 | 0.72524 | 0.083553 | 0.72524 | 4.2885 | 4.5287 | 4.2885 | 4.5287
234148-Premium T8 with T12 40 Watt Baseline | 1.3673 | 0.7802 | 2.1028 | 6804.6476 | 74851.1238 | -8.7978 | -96.7761 | 0.074908 | 0.67268 | 0.074908 | 0.67268 | 0.076432 | 0.68637 | 0.076432 | 0.68637 | 3.6065 | 3.8085 | 3.6065 | 3.8085
234148-Premium T8 with T12 40 Watt Baseline | 0.34924 | 0.2252 | 0.45462 | 1763.5927 | 19399.5201 | -2.8882 | -31.7702 | 0.07663 | 0.67362 | 0.07663 | 0.67362 | 0.078203 | 0.68744 | 0.078203 | 0.68744 | 3.5842 | 3.7849 | 3.5842 | 3.7849
234053-Lighting-Remove 4 Ft Lamp (De-Lamp) | 0.26951 | 0.17379 | 0.35083 | 1360.9612 | 14970.573 | -2.2288 | -24.517 | 0.067959 | 0.59739 | 0.067959 | 0.59739 | 0.083541 | 0.73437 | 0.083541 | 0.73437 | 2.7732 | 4.6733 | 2.7732 | 4.6733
234148-Premium T8 with T12 40 Watt Baseline | 0.30559 | 0.19705 | 0.39779 | 1543.1436 | 16974.5801 | -2.5272 | -27.799 | 0.07663 | 0.67362 | 0.07663 | 0.67362 | 0.078203 | 0.68744 | 0.078203 | 0.68744 | 3.5842 | 3.7849 | 3.5842 | 3.7849
234053-Lighting-Remove 4 Ft Lamp (De-Lamp) | 0.18529 | 0.11948 | 0.24119 | 935.6608 | 10292.269 | -1.5323 | -16.8555 | 0.067959 | 0.59739 | 0.067959 | 0.59739 | 0.083541 | 0.73437 | 0.083541 | 0.73437 | 2.7732 | 4.6733 | 2.7732 | 4.6733
234148-Premium T8 with T12 40 Watt Baseline | 1.2547 | 0.80909 | 2.1595 | 6336.2132 | 69698.3448 | -10.3767 | -114.1437 | 0.076028 | 0.65992 | 0.076028 | 0.65992 | 0.077683 | 0.67428 | 0.077683 | 0.67428 | 3.4366 | 3.629 | 3.4366 | 3.629
234053-Lighting-Remove 4 Ft Lamp (De-Lamp) | 2.1446 | 1.3829 | 3.6911 | 10829.9547 | 119129.5021 | -17.736 | -195.0962 | 0.066903 | 0.58072 | 0.066903 | 0.58072 | 0.0833 | 0.72304 | 0.0833 | 0.72304 | 2.659 | 4.4808 | 2.659 | 4.4808
234049-Lighting-LED Exit Sign New Sign | 0.076997 | 0.076497 | 0 | 674.5172 | 10792.2751 | 0 | 0 | 0.075524 | 0 | 0.075524 | 0 | 0.081421 | 0 | 0.081421 | 0 | 4.8796 | 7.0001 | 4.8796 | 7.0001
234148-Premium T8 with T12 40 Watt Baseline | 0.22463 | 0.14484 | 0.35153 | 1134.3114 | 12477.4254 | -1.8576 | -20.4341 | 0.078421 | 0.6807 | 0.078421 | 0.6807 | 0.079949 | 0.69396 | 0.079949 | 0.69396 | 3.722 | 3.9305 | 3.722 | 3.9305
234053-Lighting-Remove 4 Ft Lamp (De-Lamp) | 0.34669 | 0.22355 | 0.54254 | 1750.6919 | 19257.6112 | -2.8671 | -31.5378 | 0.069997 | 0.60757 | 0.069997 | 0.60757 | 0.085135 | 0.73897 | 0.085135 | 0.73897 | 2.8799 | 4.853 | 2.8799 | 4.853
234148-Premium T8 with T12 40 Watt Baseline | 0.28376 | 0.18297 | 0.36938 | 1432.9191 | 15762.1101 | -2.3467 | -25.8133 | 0.07663 | 0.67362 | 0.07663 | 0.67362 | 0.078203 | 0.68744 | 0.078203 | 0.68744 | 3.5842 | 3.7849 | 3.5842 | 3.7849
234053-Lighting-Remove 4 Ft Lamp (De-Lamp) | 0.20213 | 0.13034 | 0.26312 | 1020.7209 | 11227.9298 | -1.6716 | -18.3878 | 0.067959 | 0.59739 | 0.067959 | 0.59739 | 0.083541 | 0.73437 | 0.083541 | 0.73437 | 2.7732 | 4.6733 | 2.7732 | 4.6733
234148-Premium T8 with T12 40 Watt Baseline | 1.3458 | 0.86782 | 2.0531 | 6796.1019 | 74757.1209 | -11.1299 | -122.4284 | 0.082227 | 0.71373 | 0.082227 | 0.71373 | 0.083553 | 0.72524 | 0.083553 | 0.72524 | 4.2885 | 4.5287 | 4.2885 | 4.5287
234148-Premium T8 with T12 40 Watt Baseline | 1.6756 | 1.0805 | 2.7238 | 8461.3144 | 93074.4584 | -13.8569 | -152.4263 | 0.080196 | 0.6961 | 0.080196 | 0.6961 | 0.081629 | 0.70854 | 0.081629 | 0.70854 | 3.9663 | 4.1884 | 3.9663 | 4.1884
234148-Premium T8 with T12 40 Watt Baseline | 0.18231 | 0.10403 | 0.28037 | 907.2863 | 9980.1498 | -1.173 | -12.9035 | 0.074908 | 0.67268 | 0.074908 | 0.67268 | 0.076432 | 0.68637 | 0.076432 | 0.68637 | 3.6065 | 3.8085 | 3.6065 | 3.8085
234148-Premium T8 with T12 40 Watt Baseline | 0.4102 | 0.23406 | 0.63084 | 2041.3943 | 22455.3371 | -2.6393 | -29.0328 | 0.074908 | 0.67268 | 0.074908 | 0.67268 | 0.076432 | 0.68637 | 0.076432 | 0.68637 | 3.6065 | 3.8085 | 3.6065 | 3.8085
234148-Premium T8 with T12 40 Watt Baseline | 5.1678 | 3.3323 | 5.1484 | 26096.2591 | 287058.8496 | -42.7374 | -470.111 | 0.093957 | 0.81555 | 0.093957 | 0.81555 | 0.094661 | 0.82166 | 0.094661 | 0.82166 | 8.0783 | 8.5307 | 8.0783 | 8.5307
234148-Premium T8 with T12 40 Watt Baseline | 0.44925 | 0.28969 | 0.70305 | 2268.6228 | 24954.8507 | -3.7153 | -40.8681 | 0.077468 | 0.68099 | 0.077468 | 0.68099 | 0.078996 | 0.69442 | 0.078996 | 0.69442 | 3.6885 | 3.895 | 3.6885 | 3.895
234148-Premium T8 with T12 40 Watt Baseline | 1.3927 | 0.89803 | 2.1795 | 7032.7307 | 77360.0373 | -11.5174 | -126.6911 | 0.078421 | 0.6807 | 0.078421 | 0.6807 | 0.079949 | 0.69396 | 0.079949 | 0.69396 | 3.722 | 3.9305 | 3.722 | 3.9305
234148-Premium T8 with T12 40 Watt Baseline | 0.38186 | 0.24624 | 0.59759 | 1928.3294 | 21211.6231 | -3.158 | -34.7379 | 0.077468 | 0.68099 | 0.077468 | 0.68099 | 0.078996 | 0.69442 | 0.078996 | 0.69442 | 3.6885 | 3.895 | 3.6885 | 3.895
234053-Lighting-Remove 4 Ft Lamp (De-Lamp) | 0.58937 | 0.38004 | 0.92232 | 2976.1763 | 32737.9391 | -4.874 | -53.6143 | 0.069042 | 0.60692 | 0.069042 | 0.60692 | 0.084184 | 0.74002 | 0.084184 | 0.74002 | 2.8539 | 4.8093 | 2.8539 | 4.8093
234148-Premium T8 with T12 40 Watt Baseline | 1.6277 | 1.0496 | 2.646 | 8219.5626 | 90415.1882 | -13.461 | -148.0713 | 0.080196 | 0.6961 | 0.080196 | 0.6961 | 0.081629 | 0.70854 | 0.081629 | 0.70854 | 3.9663 | 4.1884 | 3.9663 | 4.1884
234148-Premium T8 with T12 40 Watt Baseline | 0.67388 | 0.43453 | 1.0546 | 3402.9342 | 37432.2761 | -5.5729 | -61.3022 | 0.078421 | 0.6807 | 0.078421 | 0.6807 | 0.079949 | 0.69396 | 0.079949 | 0.69396 | 3.722 | 3.9305 | 3.722 | 3.9305
234148-Premium T8 with T12 40 Watt Baseline | 1.6564 | 1.0681 | 2.5269 | 8364.4331 | 92008.7642 | -13.6983 | -150.6811 | 0.082227 | 0.71373 | 0.082227 | 0.71373 | 0.083553 | 0.72524 | 0.083553 | 0.72524 | 4.2885 | 4.5287 | 4.2885 | 4.5287
234148-Premium T8 with T12 40 Watt Baseline | 0.26955 | 0.17381 | 0.42183 | 1361.1737 | 14972.9104 | -2.2292 | -24.5209 | 0.078421 | 0.6807 | 0.078421 | 0.6807 | 0.079949 | 0.69396 | 0.079949 | 0.69396 | 3.722 | 3.9305 | 3.722 | 3.9305
234148-Premium T8 with T12 40 Watt Baseline | 0.47171 | 0.30417 | 0.7382 | 2382.0539 | 26202.5933 | -3.901 | -42.9115 | 0.077468 | 0.68099 | 0.077468 | 0.68099 | 0.078996 | 0.69442 | 0.078996 | 0.69442 | 3.6885 | 3.895 | 3.6885 | 3.895
234053-Lighting-Remove 4 Ft Lamp (De-Lamp) | 0.72804 | 0.46946 | 1.1393 | 3676.4531 | 40440.9836 | -6.0209 | -66.2295 | 0.069042 | 0.60692 | 0.069042 | 0.60692 | 0.084184 | 0.74002 | 0.084184 | 0.74002 | 2.8539 | 4.8093 | 2.8539 | 4.8093
234148-Premium T8 with T12 40 Watt Baseline | 0.77643 | 0.50066 | 1.1845 | 3920.828 | 43129.1082 | -6.4211 | -70.6317 | 0.082227 | 0.71373 | 0.082227 | 0.71373 | 0.083553 | 0.72524 | 0.083553 | 0.72524 | 4.2885 | 4.5287 | 4.2885 | 4.5287
234148-Premium T8 with T12 40 Watt Baseline | 0.4141 | 0.26702 | 0.63173 | 2091.1083 | 23002.191 | -3.4246 | -37.6703 | 0.082227 | 0.71373 | 0.082227 | 0.71373 | 0.083553 | 0.72524 | 0.083553 | 0.72524 | 4.2885 | 4.5287 | 4.2885 | 4.5287
234148-Premium T8 with T12 40 Watt Baseline | 0.25881 | 0.16689 | 0.39483 | 1306.9427 | 14376.3694 | -2.1404 | -23.5439 | 0.082227 | 0.71373 | 0.082227 | 0.71373 | 0.083553 | 0.72524 | 0.083553 | 0.72524 | 4.2885 | 4.5287 | 4.2885 | 4.5287
234148-Premium T8 with T12 40 Watt Baseline | 0.36234 | 0.23364 | 0.55276 | 1829.7197 | 20126.9172 | -2.9965 | -32.9615 | 0.082227 | 0.71373 | 0.082227 | 0.71373 | 0.083553 | 0.72524 | 0.083553 | 0.72524 | 4.2885 | 4.5287 | 4.2885 | 4.5287
234148-Premium T8 with T12 40 Watt Baseline | 0.80445 | 0.51873 | 1.3057 | 4062.2876 | 44685.1633 | -6.6527 | -73.1801 | 0.084706 | 0.73525 | 0.084706 | 0.73525 | 0.085901 | 0.74562 | 0.085901 | 0.74562 | 4.7606 | 5.0272 | 4.7606 | 5.0272
234148-Premium T8 with T12 40 Watt Baseline | 2.3446 | 1.5119 | 2.3776 | 11839.763 | 130237.3933 | -19.3898 | -213.2874 | 0.089566 | 0.77743 | 0.089566 | 0.77743 | 0.090503 | 0.78556 | 0.090503 | 0.78556 | 6.0703 | 6.4103 | 6.0703 | 6.4103
234148-Premium T8 with T12 40 Watt Baseline | 0.68952 | 0.44462 | 1.1191 | 3481.9608 | 38301.5686 | -5.7023 | -62.7258 | 0.084706 | 0.73525 | 0.084706 | 0.73525 | 0.085901 | 0.74562 | 0.085901 | 0.74562 | 4.7606 | 5.0272 | 4.7606 | 5.0272
234085-Refrigeration -Strip Curtains for Walk-ins | 3.088 | 2.3898 | 3.0528 | 26784 | 107136 | 0 | 0 | 0.089804 | 0 | 0.089804 | 0 | 0.089834 | 0 | 0.089834 | 0 | 48.3618 | 49.1356 | 48.3618 | 49.1356
234148-Premium T8 with T12 40 Watt Baseline | 0.39002 | 0.2515 | 0.38856 | 1969.529 | 21664.8188 | -3.2255 | -35.4801 | 0.093957 | 0.81555 | 0.093957 | 0.81555 | 0.094661 | 0.82166 | 0.094661 | 0.82166 | 8.0783 | 8.5307 | 8.0783 | 8.5307
234148-Premium T8 with T12 40 Watt Baseline | 1.3976 | 0.9012 | 2.1321 | 7057.4904 | 77632.3948 | -11.5579 | -127.1371 | 0.081274 | 0.71445 | 0.081274 | 0.71445 | 0.082601 | 0.72611 | 0.082601 | 0.72611 | 4.2498 | 4.4878 | 4.2498 | 4.4878
234148-Premium T8 with T12 40 Watt Baseline | 1.7551 | 1.1317 | 1.7485 | 8862.8804 | 97491.6848 | -14.5146 | -159.6603 | 0.093007 | 0.81758 | 0.093007 | 0.81758 | 0.093711 | 0.82377 | 0.093711 | 0.82377 | 8.0055 | 8.4538 | 8.0055 | 8.4538
234148-Premium T8 with T12 40 Watt Baseline | 1.0352 | 0.66755 | 1.5793 | 5227.7707 | 57505.4776 | -8.5614 | -94.1757 | 0.0822 | 0.71367 | 0.0822 | 0.71367 | 0.083526 | 0.72518 | 0.083526 | 0.72518 | 4.2874 | 4.5275 | 4.2874 | 4.5275
234053-Lighting-Remove 4 Ft Lamp (De-Lamp) | 1.5978 | 1.0303 | 2.4375 | 8068.5216 | 88753.7371 | -13.2137 | -145.3504 | 0.074888 | 0.65019 | 0.074888 | 0.65019 | 0.088027 | 0.76426 | 0.088027 | 0.76426 | 3.3173 | 5.5902 | 3.3173 | 5.5902
234148-Premium T8 with T12 40 Watt Baseline | 0.3594 | 0.23175 | 0.56244 | 1814.8982 | 19963.8806 | -2.9722 | -32.6945 | 0.077468 | 0.68099 | 0.077468 | 0.68099 | 0.078996 | 0.69442 | 0.078996 | 0.69442 | 3.6885 | 3.895 | 3.6885 | 3.895
234053-Lighting-Remove 4 Ft Lamp (De-Lamp) | 0.5547 | 0.35768 | 0.86807 | 2801.1071 | 30812.178 | -4.5873 | -50.4605 | 0.069042 | 0.60692 | 0.069042 | 0.60692 | 0.084184 | 0.74002 | 0.084184 | 0.74002 | 2.8539 | 4.8093 | 2.8539 | 4.8093
234148-Premium T8 with T12 40 Watt Baseline | 0.54952 | 0.35434 | 0.55724 | 2774.9445 | 30524.3891 | -4.5445 | -49.9892 | 0.089566 | 0.77743 | 0.089566 | 0.77743 | 0.090503 | 0.78556 | 0.090503 | 0.78556 | 6.0703 | 6.4103 | 6.0703 | 6.4103
234053-Lighting-Remove 4 Ft Lamp (De-Lamp) | 0.9612 | 0.61981 | 0.97471 | 4853.884 | 53392.7238 | -7.9491 | -87.4403 | 0.084401 | 0.7326 | 0.084401 | 0.7326 | 0.093683 | 0.81317 | 0.093683 | 0.81317 | 4.6968 | 7.9149 | 4.6968 | 7.9149
234049-Lighting-LED Exit Sign New Sign | 0.038498 | 0.038248 | 0 | 337.2586 | 5396.1376 | 0 | 0 | 0.075524 | 0 | 0.075524 | 0 | 0.081421 | 0 | 0.081421 | 0 | 4.8796 | 7.0001 | 4.8796 | 7.0001
234148-Premium T8 with T12 40 Watt Baseline | 1.3717 | 0.88451 | 2.0926 | 6926.7962 | 76194.7578 | -11.3439 | -124.7828 | 0.082227 | 0.71373 | 0.082227 | 0.71373 | 0.083553 | 0.72524 | 0.083553 | 0.72524 | 4.2885 | 4.5287 | 4.2885 | 4.5287
234053-Lighting-Remove 4 Ft Lamp (De-Lamp) | 1.3981 | 0.90151 | 2.1328 | 7059.9564 | 77659.52 | -11.562 | -127.1816 | 0.074915 | 0.65026 | 0.074915 | 0.65026 | 0.088054 | 0.76431 | 0.088054 | 0.76431 | 3.3182 | 5.5916 | 3.3182 | 5.5916
234148-Premium T8 with T12 40 Watt Baseline | 0.69417 | 0.44762 | 1.1284 | 3505.4017 | 38559.4185 | -5.7407 | -63.1481 | 0.080335 | 0.6964 | 0.080335 | 0.6964 | 0.081768 | 0.70883 | 0.081768 | 0.70883 | 3.9715 | 4.1939 | 3.9715 | 4.1939
234053-Lighting-Remove 4 Ft Lamp (De-Lamp) | 2.1243 | 1.3698 | 3.4532 | 10727.1677 | 117998.8451 | -17.5677 | -193.2445 | 0.072429 | 0.62787 | 0.072429 | 0.62787 | 0.086635 | 0.75102 | 0.086635 | 0.75102 | 3.0729 | 5.1783 | 3.0729 | 5.1783
234148-Premium T8 with T12 40 Watt Baseline | 0.80231 | 0.51735 | 1.224 | 4051.5223 | 44566.7451 | -6.6351 | -72.9861 | 0.081274 | 0.71445 | 0.081274 | 0.71445 | 0.082601 | 0.72611 | 0.082601 | 0.72611 | 4.2498 | 4.4878 | 4.2498 | 4.4878
234053-Lighting-Remove 4 Ft Lamp (De-Lamp) | 1.2383 | 0.79848 | 1.8891 | 6253.1042 | 68784.1463 | -10.2406 | -112.6465 | 0.073961 | 0.65016 | 0.073961 | 0.65016 | 0.087103 | 0.76568 | 0.087103 | 0.76568 | 3.2882 | 5.5412 | 3.2882 | 5.5412
234148-Premium T8 with T12 40 Watt Baseline | 1.9318 | 1.2457 | 3.0231 | 9755.078 | 107305.8582 | -15.9757 | -175.7328 | 0.078421 | 0.6807 | 0.078421 | 0.6807 | 0.079949 | 0.69396 | 0.079949 | 0.69396 | 3.722 | 3.9305 | 3.722 | 3.9305
234053-Lighting-Remove 4 Ft Lamp (De-Lamp) | 2.9815 | 1.9225 | 4.6659 | 15055.9506 | 165615.4566 | -24.6569 | -271.2254 | 0.069997 | 0.60757 | 0.069997 | 0.60757 | 0.085135 | 0.73897 | 0.085135 | 0.73897 | 2.8799 | 4.853 | 2.8799 | 4.853
234148-Premium T8 with T12 40 Watt Baseline | 0.30324 | 0.19554 | 0.47456 | 1531.3204 | 16844.5242 | -2.5078 | -27.586 | 0.078421 | 0.6807 | 0.078421 | 0.6807 | 0.079949 | 0.69396 | 0.079949 | 0.69396 | 3.722 | 3.9305 | 3.722 | 3.9305
234053-Lighting-Remove 4 Ft Lamp (De-Lamp) | 0.5547 | 0.35768 | 0.86807 | 2801.1071 | 30812.178 | -4.5873 | -50.4605 | 0.069997 | 0.60757 | 0.069997 | 0.60757 | 0.085135 | 0.73897 | 0.085135 | 0.73897 | 2.8799 | 4.853 | 2.8799 | 4.853
234148-Premium T8 with T12 40 Watt Baseline | 1.797 | 1.1588 | 2.8122 | 9074.4912 | 99819.403 | -14.8611 | -163.4724 | 0.078421 | 0.6807 | 0.078421 | 0.6807 | 0.079949 | 0.69396 | 0.079949 | 0.69396 | 3.722 | 3.9305 | 3.722 | 3.9305
234053-Lighting-Remove 4 Ft Lamp (De-Lamp) | 2.7735 | 1.7884 | 4.3404 | 14005.5354 | 154060.8898 | -22.9366 | -252.3027 | 0.069997 | 0.60757 | 0.069997 | 0.60757 | 0.085135 | 0.73897 | 0.085135 | 0.73897 | 2.8799 | 4.853 | 2.8799 | 4.853
234148-Premium T8 with T12 40 Watt Baseline | 0.54694 | 0.31208 | 0.84112 | 2721.859 | 29940.4495 | -3.5191 | -38.7104 | 0.074908 | 0.67268 | 0.074908 | 0.67268 | 0.076432 | 0.68637 | 0.076432 | 0.68637 | 3.6065 | 3.8085 | 3.6065 | 3.8085
234053-Lighting-Remove 4 Ft Lamp (De-Lamp) | 0.84414 | 0.48166 | 1.2982 | 4200.907 | 46209.9768 | -5.4314 | -59.7455 | 0.066504 | 0.59721 | 0.066504 | 0.59721 | 0.081606 | 0.73283 | 0.081606 | 0.73283 | 2.7905 | 4.7024 | 2.7905 | 4.7024
234148-Premium T8 with T12 40 Watt Baseline | 0.42446 | 0.2737 | 0.46731 | 2143.4391 | 23577.8306 | -3.5103 | -38.613 | 0.055394 | 0.48082 | 0.055394 | 0.48082 | 0.058143 | 0.50468 | 0.058143 | 0.50468 | 2.0686 | 2.1845 | 2.0686 | 2.1845
234049-Lighting-LED Exit Sign New Sign | 0.57748 | 0.57373 | 0 | 5058.879 | 80942.0636 | 0 | 0 | 0.075524 | 0 | 0.075524 | 0 | 0.081421 | 0 | 0.081421 | 0 | 4.8796 | 7.0001 | 4.8796 | 7.0001
234148-Premium T8 with T12 40 Watt Baseline | 0.72525 | 0.46766 | 0.66366 | 3662.3412 | 40285.7534 | -5.9977 | -65.9752 | 0.085816 | 0.74488 | 0.085816 | 0.74488 | 0.086951 | 0.75474 | 0.086951 | 0.75474 | 5.0072 | 5.2876 | 5.0072 | 5.2876
234148-Premium T8 with T12 40 Watt Baseline | 2.1939 | 1.4147 | 2.1856 | 11078.6005 | 121864.606 | -18.1432 | -199.5754 | 0.094096 | 0.8157 | 0.094096 | 0.8157 | 0.0948 | 0.8218 | 0.0948 | 0.8218 | 8.0889 | 8.5419 | 8.0889 | 8.5419
234053-Lighting-Remove 4 Ft Lamp (De-Lamp) | 2.9345 | 1.8923 | 2.9235 | 14818.8476 | 163007.3233 | -24.2686 | -266.9541 | 0.090214 | 0.78205 | 0.090214 | 0.78205 | 0.097189 | 0.84251 | 0.097189 | 0.84251 | 6.2587 | 10.5468 | 6.2587 | 10.5468
234148-Premium T8 with T12 40 Watt Baseline | 1.5558 | 1.0032 | 2.8299 | 7856.2347 | 86418.5821 | -30.6052 | -336.6574 | 0.077523 | 0.6729 | 0.077523 | 0.6729 | 0.079098 | 0.68657 | 0.079098 | 0.68657 | 3.6095 | 3.8116 | 3.6095 | 3.8116
234148-Premium T8 with T12 40 Watt Baseline | 3.7052 | 2.3892 | 3.6913 | 18710.5254 | 205815.779 | -30.6419 | -337.0607 | 0.093957 | 0.81555 | 0.093957 | 0.81555 | 0.094661 | 0.82166 | 0.094661 | 0.82166 | 8.0783 | 8.5307 | 8.0783 | 8.5307
234148-Premium T8 with T12 40 Watt Baseline | 1.2188 | 0.78593 | 1.2142 | 6154.7781 | 67702.5589 | -10.0796 | -110.8752 | 0.094096 | 0.8157 | 0.094096 | 0.8157 | 0.0948 | 0.8218 | 0.0948 | 0.8218 | 8.0889 | 8.5419 | 8.0889 | 8.5419
234148-Premium T8 with T12 40 Watt Baseline | 0.56251 | 0.36272 | 0.65718 | 2840.5783 | 31246.3609 | -4.652 | -51.1716 | 0.055461 | 0.4814 | 0.055461 | 0.4814 | 0.058207 | 0.50523 | 0.058207 | 0.50523 | 2.0713 | 2.1873 | 2.0713 | 2.1873
234148-Premium T8 with T12 40 Watt Baseline | 3.7203 | 2.3989 | 4.0958 | 18786.6137 | 206652.7503 | -30.7665 | -338.4314 | 0.055394 | 0.48082 | 0.055394 | 0.48082 | 0.058143 | 0.50468 | 0.058143 | 0.50468 | 2.0686 | 2.1845 | 2.0686 | 2.1845
234049-Lighting-LED Exit Sign New Sign | 0.69297 | 0.68847 | 0 | 6070.6548 | 97130.4763 | 0 | 0 | 0.075524 | 0 | 0.075524 | 0 | 0.081421 | 0 | 0.081421 | 0 | 4.8796 | 7.0001 | 4.8796 | 7.0001
234053-Lighting-Remove 4 Ft Lamp (De-Lamp) | 0.95867 | 0.61818 | 1.4625 | 4841.1129 | 53252.2423 | -7.9282 | -87.2102 | 0.073961 | 0.65016 | 0.073961 | 0.65016 | 0.087103 | 0.76568 | 0.087103 | 0.76568 | 3.2882 | 5.5412 | 3.2882 | 5.5412
234148-Premium T8 with T12 40 Watt Baseline | 0.62115 | 0.40053 | 0.94759 | 3136.6624 | 34503.2866 | -5.1369 | -56.5054 | 0.081274 | 0.71445 | 0.081274 | 0.71445 | 0.082601 | 0.72611 | 0.082601 | 0.72611 | 4.2498 | 4.4878 | 4.2498 | 4.4878
234148-Premium T8 with T12 40 Watt Baseline | 0.24709 | 0.15933 | 0.38668 | 1247.7425 | 13725.1679 | -2.0434 | -22.4775 | 0.078421 | 0.6807 | 0.078421 | 0.6807 | 0.079949 | 0.69396 | 0.079949 | 0.69396 | 3.722 | 3.9305 | 3.722 | 3.9305
234148-Premium T8 with T12 40 Watt Baseline | 1.3927 | 0.89803 | 2.1795 | 7032.7307 | 77360.0373 | -11.5174 | -126.6911 | 0.078421 | 0.6807 | 0.078421 | 0.6807 | 0.079949 | 0.69396 | 0.079949 | 0.69396 | 3.722 | 3.9305 | 3.722 | 3.9305
234148-Premium T8 with T12 40 Watt Baseline | 0.90656 | 0.58457 | 0.82957 | 4577.9265 | 50357.1918 | -7.4972 | -82.469 | 0.085816 | 0.74488 | 0.085816 | 0.74488 | 0.086951 | 0.75474 | 0.086951 | 0.75474 | 5.0072 | 5.2876 | 5.0072 | 5.2876
234049-Lighting-LED Exit Sign New Sign | 0.076997 | 0.076497 | 0 | 674.5172 | 10792.2751 | 0 | 0 | 0.075524 | 0 | 0.075524 | 0 | 0.081421 | 0 | 0.081421 | 0 | 4.8796 | 7.0001 | 4.8796 | 7.0001
234049-Lighting-LED Exit Sign New Sign | 0.076997 | 0.076497 | 0 | 674.5172 | 10792.2751 | 0 | 0 | 0.075524 | 0 | 0.075524 | 0 | 0.081421 | 0 | 0.081421 | 0 | 4.8796 | 7.0001 | 4.8796 | 7.0001
234148-Premium T8 with T12 40 Watt Baseline | 1.0894 | 0.70249 | 1.7049 | 5501.4103 | 60515.513 | -9.0096 | -99.1051 | 0.078421 | 0.6807 | 0.078421 | 0.6807 | 0.079949 | 0.69396 | 0.079949 | 0.69396 | 3.722 | 3.9305 | 3.722 | 3.9305
234053-Lighting-Remove 4 Ft Lamp (De-Lamp) | 1.8721 | 1.2072 | 2.9297 | 9453.7364 | 103991.1006 | -15.4822 | -170.3043 | 0.069997 | 0.60757 | 0.069997 | 0.60757 | 0.085135 | 0.73897 | 0.085135 | 0.73897 | 2.8799 | 4.853 | 2.8799 | 4.853
234148-Premium T8 with T12 40 Watt Baseline | 1.1483 | 0.74046 | 1.0508 | 5798.7069 | 63785.7763 | -9.4964 | -104.4608 | 0.085816 | 0.74488 | 0.085816 | 0.74488 | 0.086951 | 0.75474 | 0.086951 | 0.75474 | 5.0072 | 5.2876 | 5.0072 | 5.2876
234148-Premium T8 with T12 40 Watt Baseline | 3.4253 | 2.2087 | 3.4735 | 17297.1538 | 190268.6918 | -28.3272 | -311.5995 | 0.089566 | 0.77743 | 0.089566 | 0.77743 | 0.090503 | 0.78556 | 0.090503 | 0.78556 | 6.0703 | 6.4103 | 6.0703 | 6.4103
234049-Lighting-LED Exit Sign New Sign | 0.42348 | 0.42073 | 0 | 3709.8446 | 59357.5133 | 0 | 0 | 0.075524 | 0 | 0.075524 | 0 | 0.081421 | 0 | 0.081421 | 0 | 4.8796 | 7.0001 | 4.8796 | 7.0001
234148-Premium T8 with T12 40 Watt Baseline | 0.56938 | 0.36715 | 0.86863 | 2875.2739 | 31628.0127 | -4.7088 | -51.7966 | 0.082227 | 0.71373 | 0.082227 | 0.71373 | 0.083553 | 0.72524 | 0.083553 | 0.72524 | 4.2885 | 4.5287 | 4.2885 | 4.5287
234049-Lighting-LED Exit Sign New Sign | 0.038498 | 0.038248 | 0 | 337.2586 | 5396.1376 | 0 | 0 | 0.075524 | 0 | 0.075524 | 0 | 0.081421 | 0 | 0.081421 | 0 | 4.8796 | 7.0001 | 4.8796 | 7.0001
234148-Premium T8 with T12 40 Watt Baseline | 0.60649 | 0.39108 | 0.94912 | 3062.6408 | 33689.0485 | -5.0156 | -55.1719 | 0.077468 | 0.68099 | 0.077468 | 0.68099 | 0.078996 | 0.69442 | 0.078996 | 0.69442 | 3.6885 | 3.895 | 3.6885 | 3.895
234053-Lighting-Remove 4 Ft Lamp (De-Lamp) | 0.46803 | 0.3018 | 0.73243 | 2363.4341 | 25997.7752 | -3.8706 | -42.5761 | 0.069042 | 0.60692 | 0.069042 | 0.60692 | 0.084184 | 0.74002 | 0.084184 | 0.74002 | 2.8539 | 4.8093 | 2.8539 | 4.8093
234049-Lighting-LED Exit Sign New Sign | 0.038498 | 0.038248 | 0 | 337.2586 | 5396.1376 | 0 | 0 | 0.074719 | 0 | 0.074719 | 0 | 0.080616 | 0 | 0.080616 | 0 | 4.8383 | 6.9407 | 4.8383 | 6.9407
234148-Premium T8 with T12 40 Watt Baseline | 0.46586 | 0.3004 | 0.71069 | 2352.4968 | 25877.4649 | -3.8526 | -42.379 | 0.082227 | 0.71373 | 0.082227 | 0.71373 | 0.083553 | 0.72524 | 0.083553 | 0.72524 | 4.2885 | 4.5287 | 4.2885 | 4.5287
234148-Premium T8 with T12 40 Watt Baseline | 0.81525 | 0.5257 | 1.2437 | 4116.8694 | 45285.5636 | -6.7421 | -74.1633 | 0.081411 | 0.71473 | 0.081411 | 0.71473 | 0.082737 | 0.72638 | 0.082737 | 0.72638 | 4.2553 | 4.4936 | 4.2553 | 4.4936
234053-Lighting-Remove 4 Ft Lamp (De-Lamp) | 1.3581 | 0.87575 | 2.0719 | 6858.2433 | 75440.6766 | -11.2316 | -123.5478 | 0.074098 | 0.65053 | 0.074098 | 0.65053 | 0.087239 | 0.7659 | 0.087239 | 0.7659 | 3.2925 | 5.5484 | 3.2925 | 5.5484
234049-Lighting-LED Exit Sign New Sign | 0.1155 | 0.11475 | 0 | 1011.7758 | 16188.4127 | 0 | 0 | 0.074719 | 0 | 0.074719 | 0 | 0.080616 | 0 | 0.080616 | 0 | 4.8383 | 6.9407 | 4.8383 | 6.9407
234053-Lighting-Remove 4 Ft Lamp (De-Lamp) | 0.42207 | 0.24083 | 0.64909 | 2100.4535 | 23104.9884 | -2.7157 | -29.8728 | 0.066504 | 0.59721 | 0.066504 | 0.59721 | 0.081606 | 0.73283 | 0.081606 | 0.73283 | 2.7905 | 4.7024 | 2.7905 | 4.7024
234148-Premium T8 with T12 40 Watt Baseline | 0.27347 | 0.15604 | 0.42056 | 1360.9295 | 14970.2248 | -1.7596 | -19.3552 | 0.074908 | 0.67268 | 0.074908 | 0.67268 | 0.076432 | 0.68637 | 0.076432 | 0.68637 | 3.6065 | 3.8085 | 3.6065 | 3.8085
234148-Premium T8 with T12 40 Watt Baseline | 0.24709 | 0.15933 | 0.38668 | 1247.7425 | 13725.1679 | -2.0434 | -22.4775 | 0.078421 | 0.6807 | 0.078421 | 0.6807 | 0.079949 | 0.69396 | 0.079949 | 0.69396 | 3.722 | 3.9305 | 3.722 | 3.9305
234053-Lighting-Remove 4 Ft Lamp (De-Lamp) | 0.41602 | 0.26826 | 0.65105 | 2100.8303 | 23109.1335 | -3.4405 | -37.8454 | 0.069997 | 0.60757 | 0.069997 | 0.60757 | 0.085135 | 0.73897 | 0.085135 | 0.73897 | 2.8799 | 4.853 | 2.8799 | 4.853
234148-Premium T8 with T12 40 Watt Baseline | 0.1797 | 0.11588 | 0.28122 | 907.4491 | 9981.9403 | -1.4861 | -16.3472 | 0.078421 | 0.6807 | 0.078421 | 0.6807 | 0.079949 | 0.69396 | 0.079949 | 0.69396 | 3.722 | 3.9305 | 3.722 | 3.9305
234053-Lighting-Remove 4 Ft Lamp (De-Lamp) | 0.27735 | 0.17884 | 0.43404 | 1400.5535 | 15406.089 | -2.2937 | -25.2303 | 0.069997 | 0.60757 | 0.069997 | 0.60757 | 0.085135 | 0.73897 | 0.085135 | 0.73897 | 2.8799 | 4.853 | 2.8799 | 4.853
234148-Premium T8 with T12 40 Watt Baseline | 0.18117 | 0.11682 | 0.27638 | 914.8599 | 10063.4586 | -1.4982 | -16.4807 | 0.081274 | 0.71445 | 0.081274 | 0.71445 | 0.082601 | 0.72611 | 0.082601 | 0.72611 | 4.2498 | 4.4878 | 4.2498 | 4.4878
234053-Lighting-Remove 4 Ft Lamp (De-Lamp) | 0.27961 | 0.1803 | 0.42657 | 1411.9913 | 15531.904 | -2.3124 | -25.4363 | 0.073961 | 0.65016 | 0.073961 | 0.65016 | 0.087103 | 0.76568 | 0.087103 | 0.76568 | 3.2882 | 5.5412 | 3.2882 | 5.5412
234148-Premium T8 with T12 40 Watt Baseline | 0.22984 | 0.14821 | 0.37304 | 1160.6536 | 12767.1895 | -1.9008 | -20.9086 | 0.084706 | 0.73525 | 0.084706 | 0.73525 | 0.085901 | 0.74562 | 0.085901 | 0.74562 | 4.7606 | 5.0272 | 4.7606 | 5.0272
234148-Premium T8 with T12 40 Watt Baseline | 0.72467 | 0.46729 | 1.1055 | 3659.4395 | 40253.8343 | -5.993 | -65.923 | 0.082227 | 0.71373 | 0.082227 | 0.71373 | 0.083553 | 0.72524 | 0.083553 | 0.72524 | 4.2885 | 4.5287 | 4.2885 | 4.5287
234148-Premium T8 with T12 40 Watt Baseline | 0.5391 | 0.34763 | 0.84366 | 2722.3474 | 29945.8209 | -4.4583 | -49.0417 | 0.078421 | 0.6807 | 0.078421 | 0.6807 | 0.079949 | 0.69396 | 0.079949 | 0.69396 | 3.722 | 3.9305 | 3.722 | 3.9305
234053-Lighting-Remove 4 Ft Lamp (De-Lamp) | 0.83205 | 0.53652 | 1.3021 | 4201.6606 | 46218.267 | -6.881 | -75.6908 | 0.069997 | 0.60757 | 0.069997 | 0.60757 | 0.085135 | 0.73897 | 0.085135 | 0.73897 | 2.8799 | 4.853 | 2.8799 | 4.853
234148-Premium T8 with T12 40 Watt Baseline | 1.1375 | 0.73351 | 1.329 | 5744.2805 | 63187.0853 | -9.4073 | -103.4803 | 0.055461 | 0.4814 | 0.055461 | 0.4814 | 0.058207 | 0.50523 | 0.058207 | 0.50523 | 2.0713 | 2.1873 | 2.0713 | 2.1873
234053-Lighting-Remove 4 Ft Lamp (De-Lamp) | 1.7557 | 1.1321 | 2.0511 | 8865.7008 | 97522.7091 | -14.5192 | -159.7111 | 0.040322 | 0.35 | 0.040322 | 0.35 | 0.067526 | 0.58612 | 0.067526 | 0.58612 | 1.6026 | 2.7007 | 1.6026 | 2.7007
234148-Premium T8 with T12 40 Watt Baseline | 0.87923 | 0.56695 | 0.89158 | 4439.9111 | 48839.0225 | -7.2712 | -79.9828 | 0.089566 | 0.77743 | 0.089566 | 0.77743 | 0.090503 | 0.78556 | 0.090503 | 0.78556 | 6.0703 | 6.4103 | 6.0703 | 6.4103
234148-Premium T8 with T12 40 Watt Baseline | 1.4601 | 0.94149 | 2.2849 | 7373.0241 | 81103.2649 | -12.0747 | -132.8213 | 0.078421 | 0.6807 | 0.078421 | 0.6807 | 0.079949 | 0.69396 | 0.079949 | 0.69396 | 3.722 | 3.9305 | 3.722 | 3.9305
234053-Lighting-Remove 4 Ft Lamp (De-Lamp) | 2.2535 | 1.4531 | 3.5265 | 11379.4975 | 125174.473 | -18.636 | -204.9959 | 0.069997 | 0.60757 | 0.069997 | 0.60757 | 0.085135 | 0.73897 | 0.085135 | 0.73897 | 2.8799 | 4.853 | 2.8799 | 4.853
234049-Lighting-LED Exit Sign New Sign | 0.1155 | 0.11475 | 0 | 1011.7758 | 16188.4127 | 0 | 0 | 0.075524 | 0 | 0.075524 | 0 | 0.081421 | 0 | 0.081421 | 0 | 4.8796 | 7.0001 | 4.8796 | 7.0001
234148-Premium T8 with T12 40 Watt Baseline | 3.5304 | 2.2765 | 4.5512 | 17827.8563 | 196106.4195 | -29.1964 | -321.1599 | 0.080333 | 0.69639 | 0.080333 | 0.69639 | 0.081767 | 0.70882 | 0.081767 | 0.70882 | 3.9712 | 4.1936 | 3.9712 | 4.1936
234148-Premium T8 with T12 40 Watt Baseline | 0.4141 | 0.26702 | 0.63173 | 2091.1083 | 23002.191 | -3.4246 | -37.6703 | 0.082227 | 0.71373 | 0.082227 | 0.71373 | 0.083553 | 0.72524 | 0.083553 | 0.72524 | 4.2885 | 4.5287 | 4.2885 | 4.5287
234148-Premium T8 with T12 40 Watt Baseline | 0.46586 | 0.3004 | 0.71069 | 2352.4968 | 25877.4649 | -3.8526 | -42.379 | 0.081274 | 0.71445 | 0.081274 | 0.71445 | 0.082601 | 0.72611 | 0.082601 | 0.72611 | 4.2498 | 4.4878 | 4.2498 | 4.4878
234053-Lighting-Remove 4 Ft Lamp (De-Lamp) | 0.3595 | 0.23182 | 0.54844 | 1815.4174 | 19969.5909 | -2.9731 | -32.7038 | 0.073961 | 0.65016 | 0.073961 | 0.65016 | 0.087103 | 0.76568 | 0.087103 | 0.76568 | 3.2882 | 5.5412 | 3.2882 | 5.5412
234148-Premium T8 with T12 40 Watt Baseline | 0.87755 | 0.56587 | 0.87425 | 4431.4402 | 48745.8424 | -7.2573 | -79.8302 | 0.093007 | 0.81758 | 0.093007 | 0.81758 | 0.093711 | 0.82377 | 0.093711 | 0.82377 | 8.0055 | 8.4538 | 8.0055 | 8.4538
234148-Premium T8 with T12 40 Watt Baseline | 0.72467 | 0.46729 | 1.1055 | 3659.4395 | 40253.8343 | -5.993 | -65.923 | 0.082227 | 0.71373 | 0.082227 | 0.71373 | 0.083553 | 0.72524 | 0.083553 | 0.72524 | 4.2885 | 4.5287 | 4.2885 | 4.5287
234148-Premium T8 with T12 40 Watt Baseline | 0.8282 | 0.53404 | 1.2635 | 4182.2166 | 46004.3821 | -6.8491 | -75.3405 | 0.082227 | 0.71373 | 0.082227 | 0.71373 | 0.083553 | 0.72524 | 0.083553 | 0.72524 | 4.2885 | 4.5287 | 4.2885 | 4.5287
234148-Premium T8 with T12 40 Watt Baseline | 0.31057 | 0.20027 | 0.4738 | 1568.3312 | 17251.6433 | -2.5684 | -28.2527 | 0.082227 | 0.71373 | 0.082227 | 0.71373 | 0.083553 | 0.72524 | 0.083553 | 0.72524 | 4.2885 | 4.5287 | 4.2885 | 4.5287
234148-Premium T8 with T12 40 Watt Baseline | 0.15724 | 0.10139 | 0.24607 | 794.018 | 8734.1978 | -1.3003 | -14.3038 | 0.078421 | 0.6807 | 0.078421 | 0.6807 | 0.079949 | 0.69396 | 0.079949 | 0.69396 | 3.722 | 3.9305 | 3.722 | 3.9305
234053-Lighting-Remove 4 Ft Lamp (De-Lamp) | 0.27735 | 0.17884 | 0.43404 | 1400.5535 | 15406.089 | -2.2937 | -25.2303 | 0.069997 | 0.60757 | 0.069997 | 0.60757 | 0.085135 | 0.73897 | 0.085135 | 0.73897 | 2.8799 | 4.853 | 2.8799 | 4.853
234085-Refrigeration -Strip Curtains for Walk-ins | 4.2718 | 3.3058 | 4.223 | 37051.2 | 148204.8 | 0 | 0 | 0.091183 | 0 | 0.091183 | 0 | 0.091213 | 0 | 0.091213 | 0 | 49.0892 | 49.8746 | 49.0892 | 49.8746
234084-Refrigeration -Cooler/Freezer Door Gaskets - Solid Doors: Cooler | 0.39344 | 0.30447 | 0.39005 | 3412.512 | 13650.048 | 0 | 0 | 0.082012 | 0 | 0.082012 | 0 | 0.082012 | 0 | 0.082012 | 0 | 8.4103 | 8.4103 | 8.4103 | 8.4103
234083-Refrigeration -Cooler/Freezer Door Gaskets - Glass Doors | 2.3838 | 1.8448 | 2.3632 | 20675.808 | 82703.232 | 0 | 0 | 0.082012 | 0 | 0.082012 | 0 | 0.082012 | 0 | 0.082012 | 0 | 8.4104 | 8.4103 | 8.4104 | 8.4103
234148-Premium T8 with T12 40 Watt Baseline | 0.72925 | 0.41611 | 1.1215 | 3629.1454 | 39920.5993 | -4.6922 | -51.6139 | 0.074908 | 0.67268 | 0.074908 | 0.67268 | 0.076432 | 0.68637 | 0.076432 | 0.68637 | 3.6065 | 3.8085 | 3.6065 | 3.8085
234053-Lighting-Remove 4 Ft Lamp (De-Lamp) | 1.1255 | 0.64222 | 1.7309 | 5601.2093 | 61613.3024 | -7.2419 | -79.6607 | 0.066504 | 0.59721 | 0.066504 | 0.59721 | 0.081606 | 0.73283 | 0.081606 | 0.73283 | 2.7905 | 4.7024 | 2.7905 | 4.7024
234148-Premium T8 with T12 40 Watt Baseline | 0.28751 | 0.18539 | 0.33589 | 1451.8511 | 15970.3622 | -2.3777 | -26.1544 | 0.054504 | 0.47912 | 0.054504 | 0.47912 | 0.05725 | 0.50326 | 0.05725 | 0.50326 | 2.0526 | 2.1676 | 2.0526 | 2.1676
234053-Lighting-Remove 4 Ft Lamp (De-Lamp) | 0.24116 | 0.15551 | 0.28175 | 1217.816 | 13395.9765 | -1.9944 | -21.9383 | 0.039362 | 0.34602 | 0.039362 | 0.34602 | 0.066571 | 0.5852 | 0.066571 | 0.5852 | 1.5882 | 2.6763 | 1.5882 | 2.6763
234049-Lighting-LED Exit Sign New Sign | 0.038498 | 0.038248 | 0 | 337.2586 | 5396.1376 | 0 | 0 | 0.074719 | 0 | 0.074719 | 0 | 0.080616 | 0 | 0.080616 | 0 | 4.8383 | 6.9407 | 4.8383 | 6.9407
234148-Premium T8 with T12 40 Watt Baseline | 1.4813 | 0.84522 | 2.278 | 7371.7016 | 81088.7174 | -9.531 | -104.8408 | 0.073942 | 0.67276 | 0.073942 | 0.67276 | 0.075466 | 0.68663 | 0.075466 | 0.68663 | 3.5725 | 3.7725 | 3.5725 | 3.7725
234053-Lighting-Remove 4 Ft Lamp (De-Lamp) | 2.2862 | 1.3045 | 3.5159 | 11377.4564 | 125152.0205 | -14.7101 | -161.8108 | 0.065536 | 0.59629 | 0.065536 | 0.59629 | 0.08064 | 0.73371 | 0.08064 | 0.73371 | 2.7642 | 4.658 | 2.7642 | 4.658
234049-Lighting-LED Exit Sign New Sign | 0.1155 | 0.11475 | 0 | 1011.7758 | 16188.4127 | 0 | 0 | 0.074719 | 0 | 0.074719 | 0 | 0.080616 | 0 | 0.080616 | 0 | 4.8383 | 6.9407 | 4.8383 | 6.9407
234148-Premium T8 with T12 40 Watt Baseline | 0.62895 | 0.40556 | 0.98427 | 3176.0719 | 34936.791 | -5.2014 | -57.2153 | 0.077468 | 0.68099 | 0.077468 | 0.68099 | 0.078996 | 0.69442 | 0.078996 | 0.69442 | 3.6885 | 3.895 | 3.6885 | 3.895
234053-Lighting-Remove 4 Ft Lamp (De-Lamp) | 0.48536 | 0.31297 | 0.75956 | 2450.9687 | 26960.6557 | -4.0139 | -44.153 | 0.069042 | 0.60692 | 0.069042 | 0.60692 | 0.084184 | 0.74002 | 0.084184 | 0.74002 | 2.8539 | 4.8093 | 2.8539 | 4.8093
234148-Premium T8 with T12 40 Watt Baseline | 0.56938 | 0.36715 | 0.86863 | 2875.2739 | 31628.0127 | -4.7088 | -51.7966 | 0.081274 | 0.71445 | 0.081274 | 0.71445 | 0.082601 | 0.72611 | 0.082601 | 0.72611 | 4.2498 | 4.4878 | 4.2498 | 4.4878
234053-Lighting-Remove 4 Ft Lamp (De-Lamp) | 0.87879 | 0.56666 | 1.3406 | 4437.6869 | 48814.5554 | -7.2675 | -79.9427 | 0.073961 | 0.65016 | 0.073961 | 0.65016 | 0.087103 | 0.76568 | 0.087103 | 0.76568 | 3.2882 | 5.5412 | 3.2882 | 5.5412
234148-Premium T8 with T12 40 Watt Baseline | 0.11646 | 0.0751 | 0.17767 | 588.1242 | 6469.3662 | -0.96316 | -10.5948 | 0.082227 | 0.71373 | 0.082227 | 0.71373 | 0.083553 | 0.72524 | 0.083553 | 0.72524 | 4.2885 | 4.5287 | 4.2885 | 4.5287
234053-Lighting-Remove 4 Ft Lamp (De-Lamp) | 0.3595 | 0.23182 | 0.54844 | 1815.4174 | 19969.5909 | -2.9731 | -32.7038 | 0.074915 | 0.65026 | 0.074915 | 0.65026 | 0.088054 | 0.76431 | 0.088054 | 0.76431 | 3.3182 | 5.5916 | 3.3182 | 5.5916
234084-Refrigeration -Cooler/Freezer Door Gaskets - Solid Doors: Cooler | 0.19672 | 0.15224 | 0.19502 | 1706.256 | 6825.024 | 0 | 0 | 0.082122 | 0 | 0.082122 | 0 | 0.082122 | 0 | 0.082122 | 0 | 8.4202 | 8.4202 | 8.4202 | 8.4202
234083-Refrigeration -Cooler/Freezer Door Gaskets - Glass Doors | 0.34715 | 0.26865 | 0.34416 | 3011.04 | 12044.16 | 0 | 0 | 0.082122 | 0 | 0.082122 | 0 | 0.082122 | 0 | 0.082122 | 0 | 8.4203 | 8.4202 | 8.4203 | 8.4202
234148-Premium T8 with T12 40 Watt Baseline | 0.4141 | 0.26702 | 0.63173 | 2091.1083 | 23002.191 | -3.4246 | -37.6703 | 0.081274 | 0.71445 | 0.081274 | 0.71445 | 0.082601 | 0.72611 | 0.082601 | 0.72611 | 4.2498 | 4.4878 | 4.2498 | 4.4878
234053-Lighting-Remove 4 Ft Lamp (De-Lamp) | 0.63912 | 0.41212 | 0.97501 | 3227.4086 | 35501.4949 | -5.2855 | -58.1401 | 0.073961 | 0.65016 | 0.073961 | 0.65016 | 0.087103 | 0.76568 | 0.087103 | 0.76568 | 3.2882 | 5.5412 | 3.2882 | 5.5412
234148-Premium T8 with T12 40 Watt Baseline | 1.0027 | 0.57215 | 1.5421 | 4990.0749 | 54890.8241 | -6.4517 | -70.9691 | 0.074908 | 0.67268 | 0.074908 | 0.67268 | 0.076432 | 0.68637 | 0.076432 | 0.68637 | 3.6065 | 3.8085 | 3.6065 | 3.8085
234053-Lighting-Remove 4 Ft Lamp (De-Lamp) | 0.7738 | 0.44152 | 1.19 | 3850.8314 | 42359.1454 | -4.9788 | -54.7667 | 0.066504 | 0.59721 | 0.066504 | 0.59721 | 0.081606 | 0.73283 | 0.081606 | 0.73283 | 2.7905 | 4.7024 | 2.7905 | 4.7024
234148-Premium T8 with T12 40 Watt Baseline | 1.3651 | 0.88024 | 1.36 | 6893.3514 | 75826.8659 | -11.2891 | -124.1803 | 0.093957 | 0.81555 | 0.093957 | 0.81555 | 0.094661 | 0.82166 | 0.094661 | 0.82166 | 8.0783 | 8.5307 | 8.0783 | 8.5307
234053-Lighting-Remove 4 Ft Lamp (De-Lamp) | 1.8059 | 1.1645 | 1.7991 | 9119.2908 | 100312.1989 | -14.9345 | -164.2794 | 0.090076 | 0.78185 | 0.090076 | 0.78185 | 0.097051 | 0.8424 | 0.097051 | 0.8424 | 6.2505 | 10.533 | 6.2505 | 10.533
234148-Premium T8 with T12 40 Watt Baseline | 0.8985 | 0.57938 | 1.4061 | 4537.2456 | 49909.7015 | -7.4306 | -81.7362 | 0.077468 | 0.68099 | 0.077468 | 0.68099 | 0.078996 | 0.69442 | 0.078996 | 0.69442 | 3.6885 | 3.895 | 3.6885 | 3.895
234053-Lighting-Remove 4 Ft Lamp (De-Lamp) | 1.3867 | 0.89421 | 2.1702 | 7002.7677 | 77030.4449 | -11.4683 | -126.1513 | 0.069042 | 0.60692 | 0.069042 | 0.60692 | 0.084184 | 0.74002 | 0.084184 | 0.74002 | 2.8539 | 4.8093 | 2.8539 | 4.8093
234049-Lighting-LED Exit Sign New Sign | 0.038498 | 0.038248 | 0 | 337.2586 | 5396.1376 | 0 | 0 | 0.074719 | 0 | 0.074719 | 0 | 0.080616 | 0 | 0.080616 | 0 | 4.8383 | 6.9407 | 4.8383 | 6.9407
234148-Premium T8 with T12 40 Watt Baseline | 0.56156 | 0.36211 | 0.87882 | 2835.7785 | 31193.5634 | -4.6441 | -51.0851 | 0.07856 | 0.68102 | 0.07856 | 0.68102 | 0.080088 | 0.69427 | 0.080088 | 0.69427 | 3.7269 | 3.9356 | 3.7269 | 3.9356
234053-Lighting-Remove 4 Ft Lamp (De-Lamp) | 0.48536 | 0.31297 | 0.75956 | 2450.9687 | 26960.6557 | -4.0139 | -44.153 | 0.070136 | 0.60799 | 0.070136 | 0.60799 | 0.085274 | 0.73922 | 0.085274 | 0.73922 | 2.8837 | 4.8594 | 2.8837 | 4.8594
234148-Premium T8 with T12 40 Watt Baseline | 0.1797 | 0.11588 | 0.28122 | 907.4491 | 9981.9403 | -1.4861 | -16.3472 | 0.07856 | 0.68102 | 0.07856 | 0.68102 | 0.080088 | 0.69427 | 0.080088 | 0.69427 | 3.7269 | 3.9356 | 3.7269 | 3.9356
234053-Lighting-Remove 4 Ft Lamp (De-Lamp) | 0.38135 | 0.24591 | 0.5968 | 1925.7611 | 21183.3724 | -3.1538 | -34.6916 | 0.070136 | 0.60799 | 0.070136 | 0.60799 | 0.085274 | 0.73922 | 0.085274 | 0.73922 | 2.8837 | 4.8594 | 2.8837 | 4.8594
234148-Premium T8 with T12 40 Watt Baseline | 0.26955 | 0.17381 | 0.42183 | 1361.1737 | 14972.9104 | -2.2292 | -24.5209 | 0.07856 | 0.68102 | 0.07856 | 0.68102 | 0.080088 | 0.69427 | 0.080088 | 0.69427 | 3.7269 | 3.9356 | 3.7269 | 3.9356
234053-Lighting-Remove 4 Ft Lamp (De-Lamp) | 0.41602 | 0.26826 | 0.65105 | 2100.8303 | 23109.1335 | -3.4405 | -37.8454 | 0.070136 | 0.60799 | 0.070136 | 0.60799 | 0.085274 | 0.73922 | 0.085274 | 0.73922 | 2.8837 | 4.8594 | 2.8837 | 4.8594
234148-Premium T8 with T12 40 Watt Baseline | 1.5041 | 0.85822 | 2.3131 | 7485.1124 | 82336.2361 | -9.6776 | -106.4537 | 0.073942 | 0.67276 | 0.073942 | 0.67276 | 0.075466 | 0.68663 | 0.075466 | 0.68663 | 3.5725 | 3.7725 | 3.5725 | 3.7725
234053-Lighting-Remove 4 Ft Lamp (De-Lamp) | 1.8114 | 1.0336 | 2.7857 | 9014.4462 | 99158.9085 | -11.6549 | -128.204 | 0.065536 | 0.59629 | 0.065536 | 0.59629 | 0.08064 | 0.73371 | 0.08064 | 0.73371 | 2.7642 | 4.658 | 2.7642 | 4.658
234148-Premium T8 with T12 40 Watt Baseline | 7.0982 | 4.5771 | 11.1082 | 35844.2402 | 394286.6417 | -58.7015 | -645.716 | 0.07856 | 0.68102 | 0.07856 | 0.68102 | 0.080088 | 0.69427 | 0.080088 | 0.69427 | 3.7269 | 3.9356 | 3.7269 | 3.9356
234148-Premium T8 with T12 40 Watt Baseline | 0.13478 | 0.086907 | 0.21092 | 680.5868 | 7486.4552 | -1.1146 | -12.2604 | 0.07856 | 0.68102 | 0.07856 | 0.68102 | 0.080088 | 0.69427 | 0.080088 | 0.69427 | 3.7269 | 3.9356 | 3.7269 | 3.9356
234049-Lighting-LED Exit Sign New Sign | 0.23099 | 0.22949 | 0 | 2023.5516 | 32376.8254 | 0 | 0 | 0.075524 | 0 | 0.075524 | 0 | 0.081421 | 0 | 0.081421 | 0 | 4.8796 | 7.0001 | 4.8796 | 7.0001
234148-Premium T8 with T12 40 Watt Baseline | 1.8458 | 1.1902 | 3.1769 | 9321.0409 | 102531.4494 | -15.2649 | -167.9139 | 0.076167 | 0.66028 | 0.076167 | 0.66028 | 0.077822 | 0.67462 | 0.077822 | 0.67462 | 3.4411 | 3.6338 | 3.4411 | 3.6338
234148-Premium T8 with T12 40 Watt Baseline | 0.91937 | 0.59283 | 1.4922 | 4642.6144 | 51068.7581 | -7.6031 | -83.6344 | 0.083891 | 0.7365 | 0.083891 | 0.7365 | 0.085086 | 0.74699 | 0.085086 | 0.74699 | 4.7238 | 4.9883 | 4.7238 | 4.9883
234148-Premium T8 with T12 40 Watt Baseline | 4.0375 | 2.6035 | 6.1594 | 20388.3057 | 224271.3627 | -33.3896 | -367.2851 | 0.081274 | 0.71445 | 0.081274 | 0.71445 | 0.082601 | 0.72611 | 0.082601 | 0.72611 | 4.2498 | 4.4878 | 4.2498 | 4.4878
234148-Premium T8 with T12 40 Watt Baseline | 0.47171 | 0.30417 | 0.7382 | 2382.0539 | 26202.5933 | -3.901 | -42.9115 | 0.077468 | 0.68099 | 0.077468 | 0.68099 | 0.078996 | 0.69442 | 0.078996 | 0.69442 | 3.6885 | 3.895 | 3.6885 | 3.895
234053-Lighting-Remove 4 Ft Lamp (De-Lamp) | 0.72804 | 0.46946 | 1.1393 | 3676.4531 | 40440.9836 | -6.0209 | -66.2295 | 0.069042 | 0.60692 | 0.069042 | 0.60692 | 0.084184 | 0.74002 | 0.084184 | 0.74002 | 2.8539 | 4.8093 | 2.8539 | 4.8093
234148-Premium T8 with T12 40 Watt Baseline | 0.73129 | 0.47156 | 0.72854 | 3692.8668 | 40621.5353 | -6.0477 | -66.5251 | 0.093007 | 0.81758 | 0.093007 | 0.81758 | 0.093711 | 0.82377 | 0.093711 | 0.82377 | 8.0055 | 8.4538 | 8.0055 | 8.4538
234053-Lighting-Remove 4 Ft Lamp (De-Lamp) | 1.1287 | 0.7278 | 1.1244 | 5699.5568 | 62695.1243 | -9.3341 | -102.6747 | 0.089125 | 0.78345 | 0.089125 | 0.78345 | 0.096101 | 0.84478 | 0.096101 | 0.84478 | 6.1941 | 10.438 | 6.1941 | 10.438
234049-Lighting-LED Exit Sign New Sign | 0.076997 | 0.076497 | 0 | 674.5172 | 10792.2751 | 0 | 0 | 0.074719 | 0 | 0.074719 | 0 | 0.080616 | 0 | 0.080616 | 0 | 4.8383 | 6.9407 | 4.8383 | 6.9407
234148-Premium T8 with T12 40 Watt Baseline | 0.29626 | 0.16904 | 0.45561 | 1474.3403 | 16217.7435 | -1.9062 | -20.9682 | 0.074908 | 0.67268 | 0.074908 | 0.67268 | 0.076432 | 0.68637 | 0.076432 | 0.68637 | 3.6065 | 3.8085 | 3.6065 | 3.8085
234053-Lighting-Remove 4 Ft Lamp (De-Lamp) | 0.35173 | 0.20069 | 0.54091 | 1750.3779 | 19254.157 | -2.2631 | -24.894 | 0.066504 | 0.59721 | 0.066504 | 0.59721 | 0.081606 | 0.73283 | 0.081606 | 0.73283 | 2.7905 | 4.7024 | 2.7905 | 4.7024
234148-Premium T8 with T12 40 Watt Baseline | 1.7551 | 1.1317 | 1.7485 | 8862.8804 | 97491.6848 | -14.5146 | -159.6603 | 0.093957 | 0.81555 | 0.093957 | 0.81555 | 0.094661 | 0.82166 | 0.094661 | 0.82166 | 8.0783 | 8.5307 | 8.0783 | 8.5307
234053-Lighting-Remove 4 Ft Lamp (De-Lamp) | 2.7088 | 1.7467 | 2.6986 | 13678.9362 | 150468.2984 | -22.4017 | -246.4192 | 0.090076 | 0.78185 | 0.090076 | 0.78185 | 0.097051 | 0.8424 | 0.097051 | 0.8424 | 6.2505 | 10.533 | 6.2505 | 10.533
234148-Premium T8 with T12 40 Watt Baseline | 0.20216 | 0.13036 | 0.31637 | 1020.8803 | 11229.6828 | -1.6719 | -18.3906 | 0.078421 | 0.6807 | 0.078421 | 0.6807 | 0.079949 | 0.69396 | 0.079949 | 0.69396 | 3.722 | 3.9305 | 3.722 | 3.9305
234053-Lighting-Remove 4 Ft Lamp (De-Lamp) | 0.31202 | 0.2012 | 0.48829 | 1575.6227 | 17331.8501 | -2.5804 | -28.3841 | 0.069997 | 0.60757 | 0.069997 | 0.60757 | 0.085135 | 0.73897 | 0.085135 | 0.73897 | 2.8799 | 4.853 | 2.8799 | 4.853
234148-Premium T8 with T12 40 Watt Baseline | 0.90584 | 0.58411 | 1.3819 | 4574.2994 | 50317.2929 | -7.4912 | -82.4037 | 0.082227 | 0.71373 | 0.082227 | 0.71373 | 0.083553 | 0.72524 | 0.083553 | 0.72524 | 4.2885 | 4.5287 | 4.2885 | 4.5287
234053-Lighting-Remove 4 Ft Lamp (De-Lamp) | 1.3981 | 0.90151 | 2.1328 | 7059.9564 | 77659.52 | -11.562 | -127.1816 | 0.074915 | 0.65026 | 0.074915 | 0.65026 | 0.088054 | 0.76431 | 0.088054 | 0.76431 | 3.3182 | 5.5916 | 3.3182 | 5.5916
234148-Premium T8 with T12 40 Watt Baseline | 1.0343 | 0.66694 | 1.6787 | 5222.9412 | 57452.3528 | -8.5535 | -94.0887 | 0.083755 | 0.73625 | 0.083755 | 0.73625 | 0.084949 | 0.74675 | 0.084949 | 0.74675 | 4.7177 | 4.9818 | 4.7177 | 4.9818
234053-Lighting-Remove 4 Ft Lamp (De-Lamp) | 1.5963 | 1.0293 | 2.5909 | 8061.0677 | 88671.7446 | -13.2015 | -145.2161 | 0.077167 | 0.67834 | 0.077167 | 0.67834 | 0.089005 | 0.7824 | 0.089005 | 0.7824 | 3.6502 | 6.1512 | 3.6502 | 6.1512
234049-Lighting-LED Exit Sign New Sign | 0.038498 | 0.038248 | 0 | 337.2586 | 5396.1376 | 0 | 0 | 0.074719 | 0 | 0.074719 | 0 | 0.080616 | 0 | 0.080616 | 0 | 4.8383 | 6.9407 | 4.8383 | 6.9407
234148-Premium T8 with T12 40 Watt Baseline | 0.87604 | 0.56489 | 1.371 | 4423.8144 | 48661.9589 | -7.2448 | -79.6928 | 0.078421 | 0.6807 | 0.078421 | 0.6807 | 0.079949 | 0.69396 | 0.079949 | 0.69396 | 3.722 | 3.9305 | 3.722 | 3.9305
234053-Lighting-Remove 4 Ft Lamp (De-Lamp) | 1.3521 | 0.87185 | 2.1159 | 6827.6985 | 75104.6838 | -11.1816 | -122.9976 | 0.069997 | 0.60757 | 0.069997 | 0.60757 | 0.085135 | 0.73897 | 0.085135 | 0.73897 | 2.8799 | 4.853 | 2.8799 | 4.853
234148-Premium T8 with T12 40 Watt Baseline | 1.3651 | 0.88024 | 1.36 | 6893.3514 | 75826.8659 | -11.2891 | -124.1803 | 0.093957 | 0.81555 | 0.093957 | 0.81555 | 0.094661 | 0.82166 | 0.094661 | 0.82166 | 8.0783 | 8.5307 | 8.0783 | 8.5307
234148-Premium T8 with T12 40 Watt Baseline | 0.96589 | 0.62283 | 1.5116 | 4877.539 | 53652.9291 | -7.9879 | -87.8664 | 0.078421 | 0.6807 | 0.078421 | 0.6807 | 0.079949 | 0.69396 | 0.079949 | 0.69396 | 3.722 | 3.9305 | 3.722 | 3.9305
234053-Lighting-Remove 4 Ft Lamp (De-Lamp) | 1.4907 | 0.96127 | 2.3329 | 7527.9753 | 82807.7283 | -12.3284 | -135.6127 | 0.069997 | 0.60757 | 0.069997 | 0.60757 | 0.085135 | 0.73897 | 0.085135 | 0.73897 | 2.8799 | 4.853 | 2.8799 | 4.853
234148-Premium T8 with T12 40 Watt Baseline | 0.36262 | 0.23383 | 0.33183 | 1831.1706 | 20142.8767 | -2.9989 | -32.9876 | 0.085816 | 0.74488 | 0.085816 | 0.74488 | 0.086951 | 0.75474 | 0.086951 | 0.75474 | 5.0072 | 5.2876 | 5.0072 | 5.2876
234148-Premium T8 with T12 40 Watt Baseline | 0.43998 | 0.28371 | 0.67121 | 2221.8025 | 24439.828 | -3.6386 | -40.0247 | 0.082227 | 0.71373 | 0.082227 | 0.71373 | 0.083553 | 0.72524 | 0.083553 | 0.72524 | 4.2885 | 4.5287 | 4.2885 | 4.5287
234053-Lighting-Remove 4 Ft Lamp (De-Lamp) | 0.67906 | 0.43788 | 1.0359 | 3429.1217 | 37720.3383 | -5.6158 | -61.7739 | 0.074915 | 0.65026 | 0.074915 | 0.65026 | 0.088054 | 0.76431 | 0.088054 | 0.76431 | 3.3182 | 5.5916 | 3.3182 | 5.5916
234148-Premium T8 with T12 40 Watt Baseline | 0.24709 | 0.15933 | 0.38668 | 1247.7425 | 13725.1679 | -2.0434 | -22.4775 | 0.077468 | 0.68099 | 0.077468 | 0.68099 | 0.078996 | 0.69442 | 0.078996 | 0.69442 | 3.6885 | 3.895 | 3.6885 | 3.895
234053-Lighting-Remove 4 Ft Lamp (De-Lamp) | 0.43336 | 0.27944 | 0.67818 | 2188.3649 | 24072.014 | -3.5838 | -39.4223 | 0.069042 | 0.60692 | 0.069042 | 0.60692 | 0.084184 | 0.74002 | 0.084184 | 0.74002 | 2.8539 | 4.8093 | 2.8539 | 4.8093
234148-Premium T8 with T12 40 Watt Baseline | 0.87996 | 0.56742 | 1.3424 | 4443.6051 | 48879.656 | -7.2772 | -80.0493 | 0.082227 | 0.71373 | 0.082227 | 0.71373 | 0.083553 | 0.72524 | 0.083553 | 0.72524 | 4.2885 | 4.5287 | 4.2885 | 4.5287
234053-Lighting-Remove 4 Ft Lamp (De-Lamp) | 1.3581 | 0.87575 | 2.0719 | 6858.2433 | 75440.6766 | -11.2316 | -123.5478 | 0.074915 | 0.65026 | 0.074915 | 0.65026 | 0.088054 | 0.76431 | 0.088054 | 0.76431 | 3.3182 | 5.5916 | 3.3182 | 5.5916
234148-Premium T8 with T12 40 Watt Baseline | 0.34476 | 0.22231 | 0.55957 | 1740.9804 | 19150.7843 | -2.8512 | -31.3629 | 0.083755 | 0.73625 | 0.083755 | 0.73625 | 0.084949 | 0.74675 | 0.084949 | 0.74675 | 4.7177 | 4.9818 | 4.7177 | 4.9818
234053-Lighting-Remove 4 Ft Lamp (De-Lamp) | 0.53211 | 0.34312 | 0.86363 | 2687.0226 | 29557.2482 | -4.4005 | -48.4054 | 0.077167 | 0.67834 | 0.077167 | 0.67834 | 0.089005 | 0.7824 | 0.089005 | 0.7824 | 3.6502 | 6.1512 | 3.6502 | 6.1512
234148-Premium T8 with T12 40 Watt Baseline | 0.13673 | 0.07802 | 0.21028 | 680.4648 | 7485.1124 | -0.87978 | -9.6776 | 0.073942 | 0.67276 | 0.073942 | 0.67276 | 0.075466 | 0.68663 | 0.075466 | 0.68663 | 3.5725 | 3.7725 | 3.5725 | 3.7725
234053-Lighting-Remove 4 Ft Lamp (De-Lamp) | 0.21104 | 0.12042 | 0.32455 | 1050.2267 | 11552.4942 | -1.3579 | -14.9364 | 0.065536 | 0.59629 | 0.065536 | 0.59629 | 0.08064 | 0.73371 | 0.08064 | 0.73371 | 2.7642 | 4.658 | 2.7642 | 4.658
234148-Premium T8 with T12 40 Watt Baseline | 0.27347 | 0.15604 | 0.42056 | 1360.9295 | 14970.2248 | -1.7596 | -19.3552 | 0.074908 | 0.67268 | 0.074908 | 0.67268 | 0.076432 | 0.68637 | 0.076432 | 0.68637 | 3.6065 | 3.8085 | 3.6065 | 3.8085
234053-Lighting-Remove 4 Ft Lamp (De-Lamp) | 0.42207 | 0.24083 | 0.64909 | 2100.4535 | 23104.9884 | -2.7157 | -29.8728 | 0.066504 | 0.59721 | 0.066504 | 0.59721 | 0.081606 | 0.73283 | 0.081606 | 0.73283 | 2.7905 | 4.7024 | 2.7905 | 4.7024
234049-Lighting-LED Exit Sign New Sign | 0.038498 | 0.038248 | 0 | 337.2586 | 5396.1376 | 0 | 0 | 0.075524 | 0 | 0.075524 | 0 | 0.081421 | 0 | 0.081421 | 0 | 4.8796 | 7.0001 | 4.8796 | 7.0001
234148-Premium T8 with T12 40 Watt Baseline | 0.41295 | 0.25821 | 0.6406 | 2135.5861 | 23491.447 | -0.62106 | -6.8317 | 0.078237 | 0.69312 | 0.078237 | 0.69312 | 0.079681 | 0.70591 | 0.079681 | 0.70591 | 3.874 | 4.0909 | 3.874 | 4.0909
234053-Lighting-Remove 4 Ft Lamp (De-Lamp) | 0.38949 | 0.24354 | 0.60421 | 2014.2561 | 22156.8176 | -0.58578 | -6.4436 | 0.070276 | 0.62259 | 0.070276 | 0.62259 | 0.084581 | 0.74932 | 0.084581 | 0.74932 | 2.9974 | 5.0511 | 2.9974 | 5.0511
234148-Premium T8 with T12 40 Watt Baseline | 0.24175 | 0.15589 | 0.22122 | 1220.7804 | 13428.5845 | -1.9992 | -21.9917 | 0.085816 | 0.74488 | 0.085816 | 0.74488 | 0.086951 | 0.75474 | 0.086951 | 0.75474 | 5.0072 | 5.2876 | 5.0072 | 5.2876

## Output
Program Summary |  | Nominal | Present Value | [5 empty] | Avoided Cost Version
Proposer Name |  | 0 | [6 empty] | 2006-06-01
Program Name |  | 0 | [6 empty] | 2006-06-01
Total Program Budget ($) |  | 602840 | 561282.7116 | [5 empty] | Base Year
2006
Net Participant Cost ($) |  | 174321.5943 | 162501.1511 | [5 empty] | SDG&E Tool NTG 4f2 (800).xls
Program Impacts | [9 empty] | Program Impacts (Gross)
| Annual Net kWh | Lifecycle Net kWh | Annual Net Therms | Lifecycle Net Therms | Net Jul-Sept Pk (kW) | Net Dec-Feb Pk (kW) | Net CEC (kW) | User Entered kW |  |  | Annual Gross kWh | Lifecycle Gross kWh | Annual Gross Therms | Lifecycle Gross Therms | User Entered kW
2006-2008 | 3621277.3064 | 39086956.8641 | -5361.1623 | -58972.7857 | 695.1728 | 448.0836 | 0 | 996.8322 |  | 2006-2008 | 4155.9862 | 40715580.0667 | -6.8062 | -61429.9851 | 1038.3669
2009-2012 | 0 | 0 | 0 | 0 | 0 | 0 | 0 | 0 |  | 2009-2012 | 0 | 0 | 0 | 0 | 0
2013-2016 | 0 | 0 | 0 | 0 | 0 | 0 | 0 | 0 |  | 2013-2016 | 0 | 0 | 0 | 0 | 0
Cost Effectiveness (Lifecycle Present Value Dollars)
|  | Benefits |  |  | Benefit - Cost
| Cost | Electric | Gas | Incentives | NPV | B/C Ratio | Notes
Program TRC ($) | 723783.8627 | 2756250.3173 | -36562.449 | NA | 1995904.0057 | 3.7576 | *1
Program PAC ($) | 561282.7116 | 2756250.3173 | -36562.449 | NA | 2158405.1567 | 4.8455 | *1,2
Program RIM ($) | 561282.7116 | 2756250.3173 | -36562.449 | NA | 2158405.1567 | 4.8455 | *1
*1 B/C Ratio is an approximation because any supply cost increases are treated as negative benefits rather than as a cost as in the Standard Practice Manual
*2 PAC benefits include environmental costs. This is to be consistent with the TRC benefits, but is not strictly consistent with the Standard Practice Manual.
Levelized Cost and Benefit (All Measures Installed through 2012)
| Discounted Savings |  |  |  | Benefit - Cost
| kWh | Therms | Cost | Benefits | NPV
TRC ($/kWh ) | 26014184.347 |  | 0.0282 | 0.10595 | 0.077752
PAC ($/kWh) | 26014184.347 |  | 0.021872 | 0.10595 | 0.08408
RIM ($/kWh) | 26014184.347 |  | 0.021866 | 0.10595 | 0.084086
TRC ($/therm) |  | -39261.4922 | 0.24973 | 0.93125 | 0.68153
PAC ($/therm) |  | -39261.4922 | 0.19628 | 0.93125 | 0.73497
RIM ($/therm) |  | -39261.4922 | 0.19219 | 0.93125 | 0.73906
Emissions Reductions | [9 empty] | Emissions Reductions (Gross)
| Electric Reductions |  |  | Gas Reductions | [6 empty] | Electric Reductions |  |  | Gas Reductions
Annual Reductions | CO2 (tons) | NOX (lbs) | PM-10 (lbs) | CO2 (tons) | NOX (lbs) |  |  |  |  | Annual Reductions | CO2 (tons) | NOX (lbs) | PM-10 (lbs) | CO2 (tons) | NOX (lbs)
2006 | 2078.9313 | 563.7379 | 266.8355 | -31.3628 | -49.3227 | * annual reductions are the units |  |  |  | 2006 | 2165.5535 | 587.227 | 277.9536 | -32.6696 | -51.3778 | * annual reductions are the units
2007 | 0 | 0 | 0 | 0 | 0 | implemented in the year, times |  |  |  | 2007 | 0 | 0 | 0 | 0 | 0 | implemented in the year, times
2008 | 0 | 0 | 0 | 0 | 0 | the annual emission reduction |  |  |  | 2008 | 0 | 0 | 0 | 0 | 0 | the annual emission reduction
2009 | 0 | 0 | 0 | 0 | 0 | for the measure. |  |  |  | 2009 | 0 | 0 | 0 | 0 | 0 | for the measure.
2010 | 0 | 0 | 0 | 0 | 0 |  |  |  |  | 2010 | 0 | 0 | 0 | 0 | 0
2011 | 0 | 0 | 0 | 0 | 0 |  |  |  |  | 2011 | 0 | 0 | 0 | 0 | 0
2012 | 0 | 0 | 0 | 0 | 0 |  |  |  |  | 2012 | 0 | 0 | 0 | 0 | 0
2013 | 0 | 0 | 0 | 0 | 0 |  |  |  |  | 2013 | 0 | 0 | 0 | 0 | 0
2014 | 0 | 0 | 0 | 0 | 0 |  |  |  |  | 2014 | 0 | 0 | 0 | 0 | 0
2015 | 0 | 0 | 0 | 0 | 0 |  |  |  |  | 2015 | 0 | 0 | 0 | 0 | 0
2016 | 0 | 0 | 0 | 0 | 0 |  |  |  |  | 2016 | 0 | 0 | 0 | 0 | 0
Total Annual | 2078.9313 | 563.7379 | 266.8355 | -31.3628 | -49.3227 |  |  |  |  | Total Annual | 2165.5535 | 587.227 | 277.9536 | -32.6696 | -51.3778
Lifecycle Reductions | [9 empty] | Lifecycle Reductions
2006 | 22463.6883 | 6096.6646 | 2882.6031 | -344.9908 | -542.5496 |  |  |  |  | 2006 | 23399.6753 | 6350.6923 | 3002.7116 | -359.3654 | -565.1559
2007 | 0 | 0 | 0 | 0 | 0 |  |  |  |  | 2007 | 0 | 0 | 0 | 0 | 0
2008 | 0 | 0 | 0 | 0 | 0 |  |  |  |  | 2008 | 0 | 0 | 0 | 0 | 0
2009 | 0 | 0 | 0 | 0 | 0 |  |  |  |  | 2009 | 0 | 0 | 0 | 0 | 0
2010 | 0 | 0 | 0 | 0 | 0 |  |  |  |  | 2010 | 0 | 0 | 0 | 0 | 0
2011 | 0 | 0 | 0 | 0 | 0 |  |  |  |  | 2011 | 0 | 0 | 0 | 0 | 0
2012 | 0 | 0 | 0 | 0 | 0 |  |  |  |  | 2012 | 0 | 0 | 0 | 0 | 0
2013 | 0 | 0 | 0 | 0 | 0 |  |  |  |  | 2013 | 0 | 0 | 0 | 0 | 0
2014 | 0 | 0 | 0 | 0 | 0 |  |  |  |  | 2014 | 0 | 0 | 0 | 0 | 0
2015 | 0 | 0 | 0 | 0 | 0 |  |  |  |  | 2015 | 0 | 0 | 0 | 0 | 0
2016 | 0 | 0 | 0 | 0 | 0 |  |  |  |  | 2016 | 0 | 0 | 0 | 0 | 0
Total Lifecycle | 22463.6883 | 6096.6646 | 2882.6031 | -344.9908 | -542.5496 |  |  |  |  | Total Lifecycle | 23399.6753 | 6350.6923 | 3002.7116 | -359.3654 | -565.1559
Reductions based on total annual installations | [9 empty] | Reductions based on total annual installations (Gross)
| Annual Net kWh | Lifecycle Net kWh | Annual Net Therms | Lifecycle Net Therms | Net July-Sept Peak (kW) | Net Dec-Feb (kW) |  | User Entered kW | Net Annual NCP (kW) |  | Annual Gross kWh | Lifecycle Gross kWh | Annual Gross Therms | Lifecycle Gross Therms | User Entered kW
2006 | 3621277.3064 | 39086956.8641 | -5361.1623 | -58972.7857 | 695.1728 | 448.0836 |  | 996.8322 | 108.6298 | 2006 | 4155.9862 | 40715580.0667 | -6.8062 | -61429.9851 | 1038.3669
2007 | 0 | 0 | 0 | 0 | 0 | 0 |  | 0 | 612.9742 | 2007 | 0 | 0 | 0 | 0 | 0
2008 | 0 | 0 | 0 | 0 | 0 | 0 |  | 0 | 0 | 2008 | 0 | 0 | 0 | 0 | 0
2009 | 0 | 0 | 0 | 0 | 0 | 0 |  | 0 | 0 | 2009 | 0 | 0 | 0 | 0 | 0
2010 | 0 | 0 | 0 | 0 | 0 | 0 |  | 0 | 0 | 2010 | 0 | 0 | 0 | 0 | 0
2011 | 0 | 0 | 0 | 0 | 0 | 0 |  | 0 | -23.5382 | 2011 | 0 | 0 | 0 | 0 | 0
2012 | 0 | 0 | 0 | 0 | 0 | 0 |  | 0 | 0 | 2012 | 0 | 0 | 0 | 0 | 0
2013 | 0 | 0 | 0 | 0 | 0 | 0 |  | 0 | -0.82879 | 2013 | 0 | 0 | 0 | 0 | 0
2014 | 0 | 0 | 0 | 0 | 0 | 0 |  | 0 | 0 | 2014 | 0 | 0 | 0 | 0 | 0
2015 | 0 | 0 | 0 | 0 | 0 | 0 |  | 0 | 0 | 2015 | 0 | 0 | 0 | 0 | 0
2016 | 0 | 0 | 0 | 0 | 0 | 0 |  | 0 | 0 | 2016 | 0 | 0 | 0 | 0 | 0
Total | 3621277.3064 | 39086956.8641 | -5361.1623 | -58972.7857 | 695.1728 | 448.0836 |  | 996.8322 | 697.237 | Total | 4155.9862 | 40715580.0667 | -6.8062 | -61429.9851 | 1038.3669
Net Impacts by Sector (All Measures Installed through 2016)
| Annual Net kWh | Lifecycle Net kWh | Annual Net Therms | Lifecycle Net Therms | Net July-Sept Peak (kW) | Net Dec-Feb (kW) |  | User Entered kW | TRC Lifecycle Net Benefits* ($)
Total | 3621277.3064 | 39086956.8641 | -5361.1623 | -58972.7857 | 695.1728 | 448.0836 |  | 996.8322 | 1995904.0057
Residential | 0 | 0 | 0 | 0 | 0 | 0 |  | 0 | 0
Commercial | 3621277.3064 | 39086956.8641 | -5361.1623 | -58972.7857 | 695.1728 | 448.0836 |  | 996.8322 | 1995904.0057
Industrial | 0 | 0 | 0 | 0 | 0 | 0 |  | 0 | 0
Agricultural | 0 | 0 | 0 | 0 | 0 | 0 |  | 0 | 0
Not Used | 0 | 0 | 0 | 0 | 0 | 0 |  | 0 | 0
Not Used | 0 | 0 | 0 | 0 | 0 | 0 |  | 0 | 0
Not Used | 0 | 0 | 0 | 0 | 0 | 0 |  | 0 | 0
0 | 0 | 0 | 0 | 0 | 0 | 0 |  | 0 | 0
0 | 0 | 0 | 0 | 0 | 0 | 0 |  | 0 | 0
0 | 0 | 0 | 0 | 0 | 0 | 0 |  | 0 | 0
0 | 0 | 0 | 0 | 0 | 0 | 0 |  | 0 | 0
0 | 0 | 0 | 0 | 0 | 0 | 0 |  | 0 | 0
0 |  |  | 0 |  |  |  |  | 0 | 0
0 |  |  | 0 |  |  |  |  | 0 | 0
0 |  |  | 0 |  |  |  |  | 0 | 0
0 |  |  | 0 |  |  |  |  | 0 | 0
0 |  |  | 0 |  |  |  |  | 0 | 0
0 |  |  | 0 |  |  |  |  | 0 | 0
0 |  |  | 0 |  |  |  |  | 0 | 0
0 |  |  | 0 |  |  |  |  | 0 | 0
0 |  |  | 0 |  |  |  |  | 0 | 0
0 |  |  | 0 |  |  |  |  | 0 | 0
0 |  |  | 0 |  |  |  |  | 0 | 0
0 |  |  | 0 |  |  |  |  | 0 | 0
* Include program-level and admin costs allocated based to total gas and electric programs at the measure level.
Net Impacts by CPUC End Use Categories (All Measures Installed through 2016)
| Annual Net kWh | Lifecycle Net kWh | Annual Net Therms | Lifecycle Net Therms | Net July-Sept Peak (kW) | Net Dec-Feb Pk (kW) |  | User Entered kW | TRC Lifecycle Net Benefits* ($)
Total | 3621277.3064 | 39086956.8641 | -5361.1623 | -58972.7857 | 695.1728 | 448.0836 |  | 996.8322 | 1995904.0057
Clothes Dryer | 0 | 0 | 0 | 0 | 0 | 0 |  | 0 | 0
Clothes Washer | 0 | 0 | 0 | 0 | 0 | 0 |  | 0 | 0
Consumer Electronics | 0 | 0 | 0 | 0 | 0 | 0 |  | 0 | 0
Cooking | 0 | 0 | 0 | 0 | 0 | 0 |  | 0 | 0
Dishwasher | 0 | 0 | 0 | 0 | 0 | 0 |  | 0 | 0
Other Appliance | 0 | 0 | 0 | 0 | 0 | 0 |  | 0 | 0
Office Equipment | 9947.7122 | 109424.8347 | -2.893 | -31.8225 | 1.9236 | 1.2028 |  | 2.984 | 5422.7503
Building shell | 0 | 0 | 0 | 0 | 0 | 0 |  | 0 | 0
Space Cooling | 4123.1904 | 41231.904 | 0 | 0 | 1.463 | 0.62941 |  | 0.69552 | 2595.4993
Space Heating | 0 | 0 | 0 | 0 | 0 | 0 |  | 0 | 0
Ventilation | 61444.8 | 921672 | 0 | 0 | 8.0401 | 7.3308 |  | 0 | 37943.7382
Interior Lighting | 3317517.1482 | 36492688.63 | -5358.2694 | -58940.9632 | 657.4828 | 417.4629 |  | 972.1525 | 1867086.1581
Exterior Lighting | 0 | 0 | 0 | 0 | 0 | 0 |  | 0 | 0
Daylighting | 0 | 0 | 0 | 0 | 0 | 0 |  | 0 | 0
Motors | 0 | 0 | 0 | 0 | 0 | 0 |  | 0 | 0
Process | 0 | 0 | 0 | 0 | 0 | 0 |  | 0 | 0
Compressed Air | 0 | 0 | 0 | 0 | 0 | 0 |  | 0 | 0
Food Processor | 0 | 0 | 0 | 0 | 0 | 0 |  | 0 | 0
Refrigeration | 183051.8034 | 798857.0604 | 0 | 0 | 21.1046 | 16.3324 |  | 21.0003 | 51663.1552
Freezers | 0 | 0 | 0 | 0 | 0 | 0 |  | 0 | 0
Pumps | 0 | 0 | 0 | 0 | 0 | 0 |  | 0 | 0
Pool Pump | 0 | 0 | 0 | 0 | 0 | 0 |  | 0 | 0
Domestic Hot Water | 0 | 0 | 0 | 0 | 0 | 0 |  | 0 | 0
Water Heating | 0 | 0 | 0 | 0 | 0 | 0 |  | 0 | 0
Other and unspecified | 45192.6522 | 723082.435 | 0 | 0 | 5.1588 | 5.1253 | 0 | 0 | 31192.7046
* Include program-level and admin costs allocated based to total gas and electric programs at the measure level.
Net Impacts by Climate Zone (All Measures Installed through 2016)
| Annual Net kWh | Lifecycle Net kWh | Annual Net Therms | Lifecycle Net Therms | Net July-Sept Peak (kW) | Net dec-Feb Pk (kW) |  | User Entered kW | TRC Lifecycle Net Benefits* ($)
Total | 3621277.3064 | 39086956.8641 | -5361.1623 | -58972.7857 | 695.1728 | 448.0836 |  | 996.8322 | 1995904.0057
7 | 2866303.9096 | 31308665.0338 | -4286.4053 | -47150.4579 | 552.176 | 356.2141 |  | 793.4572 | 1590283.4256
10 | 631416.0544 | 6565296.319 | -917.4702 | -10092.1719 | 120.4116 | 77.3489 |  | 172.0238 | 341088.7287
14 | 22080.96 | 88323.84 | 0 | 0 | 2.5458 | 1.9701 |  | 2.5238 | 6063.2874
15 | 0 | 0 | 0 | 0 | 0 | 0 |  | 0 | 0
System | 101476.3824 | 1124671.6713 | -157.2869 | -1730.156 | 20.0394 | 12.5505 |  | 28.8273 | 58468.5639
0 | 0 | 0 | 0 | 0 | 0 | 0 |  | 0 | 0
0 | 0 | 0 | 0 | 0 | 0 | 0 |  | 0 | 0
0 | 0 | 0 | 0 | 0 | 0 | 0 |  | 0 | 0
0 | 0 | 0 | 0 | 0 | 0 | 0 |  | 0 | 0
0 | 0 | 0 | 0 | 0 | 0 | 0 |  | 0 | 0
0 | 0 | 0 | 0 | 0 | 0 | 0 |  | 0 | 0
* Include program-level and admin costs allocated based to total gas and electric programs at the measure level.
Persistent reductions in the summer (3rd Qtr) or winter (4th Qtr) of each year
| Net Juy-Sept Peak (kW) | Net Annual Dec-Feb (kW)
2006 | 0 | 448.0836
2007 | 695.1728 | 448.0836
2008 | 695.1728 | 448.0836
2009 | 695.1728 | 448.0836
2010 | 695.1728 | 432.8956
2011 | 675.547 | 432.8956
2012 | 675.547 | 432.3608
2013 | 674.856 | 432.3608
2014 | 674.856 | 432.3608
2015 | 674.856 | 432.3608
2016 | 674.856 | 431.7314
2017 | 673.393 | 13.0657
Monthly Impacts
First Year for Impact Table: | 2006
| Quarter | Monthly Five Hour Avg or TOU Peak | Net Monthly NCP (kW) |  | Monthly Net kWh | Monthly Net Therms
2006-01-01 | 1 | 0 | 0 |  | 0 | 0
2006-02-01 | 1 | 0 | 0 |  | 0 | 0
2006-03-01 | 1 | 0 | 0 |  | 0 | 0
2006-04-01 | 2 | 0 | 0 |  | 0 | 0
2006-05-01 | 2 | 0 | 0 |  | 0 | 0
2006-06-01 | 2 | 0 | 0 |  | 0 | 0
2006-07-01 | 3 | 0 | 0 |  | 0 | 0
2006-08-01 | 3 | 0 | 0 |  | 0 | 0
2006-09-01 | 3 | 0 | 0 |  | 0 | 0
2006-10-01 | 4 | 68.2008 | 108.6298 |  | 45951.2287 | -61.313
2006-11-01 | 4 | 68.2008 | 108.6298 |  | 45951.2287 | -61.313
2006-12-01 | 4 | 68.2008 | 108.6298 |  | 45951.2287 | -61.313
2007-01-01 | 5 | 448.0836 | 721.604 |  | 298217.9408 | -446.7635
2007-02-01 | 5 | 448.0836 | 721.604 |  | 298217.9408 | -446.7635
2007-03-01 | 5 | 448.0836 | 721.604 |  | 298217.9408 | -446.7635
2007-04-01 | 6 | 448.0836 | 721.604 |  | 298217.9408 | -446.7635
2007-05-01 | 6 | 695.1728 | 697.9185 |  | 306766.5078 | -446.7635
2007-06-01 | 6 | 695.1728 | 697.9185 |  | 306766.5078 | -446.7635
2007-07-01 | 7 | 695.1728 | 697.9185 |  | 306766.5078 | -446.7635
2007-08-01 | 7 | 695.1728 | 697.9185 |  | 306766.5078 | -446.7635
2007-09-01 | 7 | 695.1728 | 697.9185 |  | 306766.5078 | -446.7635
2007-10-01 | 8 | 448.0836 | 721.604 |  | 298217.9408 | -446.7635
2007-11-01 | 8 | 448.0836 | 721.604 |  | 298217.9408 | -446.7635
2007-12-01 | 8 | 448.0836 | 721.604 |  | 298217.9408 | -446.7635
2008-01-01 | 9 | 448.0836 | 721.604 |  | 298217.9408 | -446.7635
2008-02-01 | 9 | 448.0836 | 721.604 |  | 298217.9408 | -446.7635
2008-03-01 | 9 | 448.0836 | 721.604 |  | 298217.9408 | -446.7635
2008-04-01 | 10 | 448.0836 | 721.604 |  | 298217.9408 | -446.7635
2008-05-01 | 10 | 695.1728 | 697.9185 |  | 306766.5078 | -446.7635
2008-06-01 | 10 | 695.1728 | 697.9185 |  | 306766.5078 | -446.7635
2008-07-01 | 11 | 695.1728 | 697.9185 |  | 306766.5078 | -446.7635
2008-08-01 | 11 | 695.1728 | 697.9185 |  | 306766.5078 | -446.7635
2008-09-01 | 11 | 695.1728 | 697.9185 |  | 306766.5078 | -446.7635
2008-10-01 | 12 | 448.0836 | 721.604 |  | 298217.9408 | -446.7635
2008-11-01 | 12 | 448.0836 | 721.604 |  | 298217.9408 | -446.7635
2008-12-01 | 12 | 448.0836 | 721.604 |  | 298217.9408 | -446.7635
2009-01-01 | 13 | 448.0836 | 721.604 |  | 298217.9408 | -446.7635
2009-02-01 | 13 | 448.0836 | 721.604 |  | 298217.9408 | -446.7635
2009-03-01 | 13 | 448.0836 | 721.604 |  | 298217.9408 | -446.7635
2009-04-01 | 14 | 448.0836 | 721.604 |  | 298217.9408 | -446.7635
2009-05-01 | 14 | 695.1728 | 697.9185 |  | 306766.5078 | -446.7635
2009-06-01 | 14 | 695.1728 | 697.9185 |  | 306766.5078 | -446.7635
2009-07-01 | 15 | 695.1728 | 697.9185 |  | 306766.5078 | -446.7635
2009-08-01 | 15 | 695.1728 | 697.9185 |  | 306766.5078 | -446.7635
2009-09-01 | 15 | 695.1728 | 697.9185 |  | 306766.5078 | -446.7635
2009-10-01 | 16 | 448.0836 | 721.604 |  | 298217.9408 | -446.7635
2009-11-01 | 16 | 448.0836 | 721.604 |  | 298217.9408 | -446.7635
2009-12-01 | 16 | 448.0836 | 721.604 |  | 298217.9408 | -446.7635
2010-01-01 | 17 | 448.0836 | 721.604 |  | 298217.9408 | -446.7635
2010-02-01 | 17 | 448.0836 | 721.604 |  | 298217.9408 | -446.7635
2010-03-01 | 17 | 448.0836 | 721.604 |  | 298217.9408 | -446.7635
2010-04-01 | 18 | 448.0836 | 721.604 |  | 298217.9408 | -446.7635
2010-05-01 | 18 | 695.1728 | 697.9185 |  | 306766.5078 | -446.7635
2010-06-01 | 18 | 695.1728 | 697.9185 |  | 306766.5078 | -446.7635
2010-07-01 | 19 | 695.1728 | 697.9185 |  | 306766.5078 | -446.7635
2010-08-01 | 19 | 695.1728 | 697.9185 |  | 306766.5078 | -446.7635
2010-09-01 | 19 | 695.1728 | 697.9185 |  | 306766.5078 | -446.7635
2010-10-01 | 20 | 445.6939 | 717.9004 |  | 295993.7209 | -446.7635
2010-11-01 | 20 | 445.6939 | 717.9004 |  | 295993.7209 | -446.7635
2010-12-01 | 20 | 445.6939 | 717.9004 |  | 295993.7209 | -446.7635
2011-01-01 | 21 | 432.8956 | 698.0658 |  | 284081.9472 | -446.7635
2011-02-01 | 21 | 432.8956 | 698.0658 |  | 284081.9472 | -446.7635
2011-03-01 | 21 | 432.8956 | 698.0658 |  | 284081.9472 | -446.7635
2011-04-01 | 22 | 432.8956 | 698.0658 |  | 284081.9472 | -446.7635
2011-05-01 | 22 | 675.547 | 677.2777 |  | 292505.0338 | -446.7635
2011-06-01 | 22 | 675.547 | 677.2777 |  | 292505.0338 | -446.7635
2011-07-01 | 23 | 675.547 | 677.2777 |  | 292505.0338 | -446.7635
2011-08-01 | 23 | 675.547 | 677.2777 |  | 292505.0338 | -446.7635
2011-09-01 | 23 | 675.547 | 677.2777 |  | 292505.0338 | -446.7635
2011-10-01 | 24 | 432.8956 | 698.0658 |  | 284081.9472 | -446.7635
2011-11-01 | 24 | 432.8956 | 698.0658 |  | 284081.9472 | -446.7635
2011-12-01 | 24 | 432.8956 | 698.0658 |  | 284081.9472 | -446.7635
2012-01-01 | 25 | 432.8956 | 698.0658 |  | 284081.9472 | -446.7635
2012-02-01 | 25 | 432.8956 | 698.0658 |  | 284081.9472 | -446.7635
2012-03-01 | 25 | 432.8956 | 698.0658 |  | 284081.9472 | -446.7635
2012-04-01 | 26 | 432.8956 | 698.0658 |  | 284081.9472 | -446.7635
2012-05-01 | 26 | 675.547 | 677.2777 |  | 292505.0338 | -446.7635
2012-06-01 | 26 | 675.547 | 677.2777 |  | 292505.0338 | -446.7635
2012-07-01 | 27 | 675.547 | 677.2777 |  | 292505.0338 | -446.7635
2012-08-01 | 27 | 675.547 | 677.2777 |  | 292505.0338 | -446.7635
2012-09-01 | 27 | 675.547 | 677.2777 |  | 292505.0338 | -446.7635
2012-10-01 | 28 | 432.3608 | 697.237 |  | 283584.2113 | -446.7635
2012-11-01 | 28 | 432.3608 | 697.237 |  | 283584.2113 | -446.7635
2012-12-01 | 28 | 432.3608 | 697.237 |  | 283584.2113 | -446.7635
2013-01-01 | 29 | 432.3608 | 697.237 |  | 283584.2113 | -446.7635
2013-02-01 | 29 | 432.3608 | 697.237 |  | 283584.2113 | -446.7635
2013-03-01 | 29 | 432.3608 | 697.237 |  | 283584.2113 | -446.7635
2013-04-01 | 30 | 432.3608 | 697.237 |  | 283584.2113 | -446.7635
2013-05-01 | 30 | 674.856 | 676.551 |  | 292002.8797 | -446.7635
2013-06-01 | 30 | 674.856 | 676.551 |  | 292002.8797 | -446.7635
2013-07-01 | 31 | 674.856 | 676.551 |  | 292002.8797 | -446.7635
2013-08-01 | 31 | 674.856 | 676.551 |  | 292002.8797 | -446.7635
2013-09-01 | 31 | 674.856 | 676.551 |  | 292002.8797 | -446.7635
2013-10-01 | 32 | 432.3608 | 697.237 |  | 283584.2113 | -446.7635
2013-11-01 | 32 | 432.3608 | 697.237 |  | 283584.2113 | -446.7635
2013-12-01 | 32 | 432.3608 | 697.237 |  | 283584.2113 | -446.7635
2014-01-01 | 33 | 432.3608 | 697.237 |  | 283584.2113 | -446.7635
2014-02-01 | 33 | 432.3608 | 697.237 |  | 283584.2113 | -446.7635
2014-03-01 | 33 | 432.3608 | 697.237 |  | 283584.2113 | -446.7635
2014-04-01 | 34 | 432.3608 | 697.237 |  | 283584.2113 | -446.7635
2014-05-01 | 34 | 674.856 | 676.551 |  | 292002.8797 | -446.7635
2014-06-01 | 34 | 674.856 | 676.551 |  | 292002.8797 | -446.7635
2014-07-01 | 35 | 674.856 | 676.551 |  | 292002.8797 | -446.7635
2014-08-01 | 35 | 674.856 | 676.551 |  | 292002.8797 | -446.7635
2014-09-01 | 35 | 674.856 | 676.551 |  | 292002.8797 | -446.7635
2014-10-01 | 36 | 432.3608 | 697.237 |  | 283584.2113 | -446.7635
2014-11-01 | 36 | 432.3608 | 697.237 |  | 283584.2113 | -446.7635
2014-12-01 | 36 | 432.3608 | 697.237 |  | 283584.2113 | -446.7635
2015-01-01 | 37 | 432.3608 | 697.237 |  | 283584.2113 | -446.7635
2015-02-01 | 37 | 432.3608 | 697.237 |  | 283584.2113 | -446.7635
2015-03-01 | 37 | 432.3608 | 697.237 |  | 283584.2113 | -446.7635
2015-04-01 | 38 | 432.3608 | 697.237 |  | 283584.2113 | -446.7635
2015-05-01 | 38 | 674.856 | 676.551 |  | 292002.8797 | -446.7635
2015-06-01 | 38 | 674.856 | 676.551 |  | 292002.8797 | -446.7635
2015-07-01 | 39 | 674.856 | 676.551 |  | 292002.8797 | -446.7635
2015-08-01 | 39 | 674.856 | 676.551 |  | 292002.8797 | -446.7635
2015-09-01 | 39 | 674.856 | 676.551 |  | 292002.8797 | -446.7635
2015-10-01 | 40 | 432.3608 | 697.237 |  | 283584.2113 | -446.7635
2015-11-01 | 40 | 432.3608 | 697.237 |  | 283584.2113 | -446.7635
2015-12-01 | 40 | 432.3608 | 697.237 |  | 283584.2113 | -446.7635
2016-01-01 | 41 | 432.3608 | 697.237 |  | 283584.2113 | -446.7635
2016-02-01 | 41 | 432.3608 | 697.237 |  | 283584.2113 | -446.7635
2016-03-01 | 41 | 432.3608 | 697.237 |  | 283584.2113 | -446.7635
2016-04-01 | 42 | 432.3608 | 697.237 |  | 283584.2113 | -446.7635
2016-05-01 | 42 | 674.856 | 676.551 |  | 292002.8797 | -446.7635
2016-06-01 | 42 | 674.856 | 676.551 |  | 292002.8797 | -446.7635
2016-07-01 | 43 | 674.856 | 676.551 |  | 292002.8797 | -446.7635
2016-08-01 | 43 | 674.856 | 676.551 |  | 292002.8797 | -446.7635
2016-09-01 | 43 | 674.856 | 676.551 |  | 292002.8797 | -446.7635
2016-10-01 | 44 | 432.3608 | 697.237 |  | 283584.2113 | -446.7635
2016-11-01 | 44 | 432.3608 | 697.237 |  | 283584.2113 | -446.7635
2016-12-01 | 44 | 432.3608 | 697.237 |  | 283584.2113 | -446.7635

## Input
| SDG&E Tool NTG 4f2 (800).xls |  |  |  | Program Budget ($) |  |  | NPV Factor for lump-sum admin costs: | 100%
a. Administrative Costs
| Proposer General Information |  |  |  | a.i. Overhead and G&A |  | d. Incentives and Rebates ($) | Nominal | NPV
| Proposer Name |  |  |  | a.ii. Other Admin costs |  | d.i. User Input Incentive |  | 0 | Note: User Input Incentives are treated like Admin costs and are NOT adjusted by the net to gross ratio in the TRC test.
| Program Name |  |  |  | b. Marketing/Outreach |  | d.ii. Rebate | 602840 | 561282.7116
| Service Territory |  | SDG&E |  | c. Direct Implementation (non incentive) |  | d.iii. Direct Install Labor | 0 | 0
| First Year of Program Implementation |  |  | 2006 | c.i. Activity |  | d.iv. Direct Install Materials | 0 | 0
| Contact Information |  |  |  | c.ii. Installation |  | d.v. Upstream payments | 0 | 0
| Name |  |  |  | c.iii. Hardware & Materials |  | Subtotal Direct Install | 602840 | 561282.7116
| Address |  |  |  | c.iv. Rebate Processing and Inspection
| ZIP code |  |  |  | d. Total Incentives and Rebates | 602840
| Telephone |  |  |  | e. EM&V |  | f. Costs recovered from other sources |  | 0
| Email |  |  |  | Total | 602840 | Program Budget w/ Other Costs (a to f) | 602840 | 561282.7116
Quarterly Installation Schedule
| Program Inputs | [10 empty] | Transfer | Admin | Admin | Admin | Participant | [8 empty] | Placeholders, not currently used | [10 empty] | Annual Installation Schedule | [10 empty] | 2006 |  |  |  | 2007 |  |  |  | 2008 |  |  |  | 2009 |  |  |  | 2010 |  |  |  | 2011 |  |  |  | 2012 |  |  |  | 2013 |  |  |  | 2014 |  |  |  | 2015 |  |  |  | 2016
| Measure Name | DEER RunID | Climate Zone | Target sector | Measure Electric End Use Shape | CZ, Sector, Measure combination found? | Measure Type (To Look up Measure Life) | Program Type (To look up Net-to-gross Ratio) | Unit Definition (e.g. homes) | Program Type (NEW/ROB or Early Repl(RET)) | Gross Measure Cost ($/unit) | Rebate to end use customer or its assignee ($/unit) | Incentives to entities other than the end use customer or its assignee($/unit) | Direct Install Labor ($/unit) | Direct Install Material ($/unit) | Participant cost ($/unit) | Gross Unit Annual Electricity Savings (kwh/unit) | Electric Rate Schedule | Demand Scaler | User Entered kW Savings per unit (kW/unit) | Gross Unit Annual Gas Savings (therm/unit) | Gas Sector | Gas Rate Schedule | Gas Savings Profile | Avg remaining life on replaced units (yrs) | Early retrofit incremental kWh savings (kWh/unit) | Early retrofit incremental kW savings (kW/unit) | Early retrofit incremental Th savings (Th/unit) | Combustion Type | Effective Useful Life (years) | Net-to-Gross Ratio - kWh | Net-to-Gross Ratio - kW | Net-to-Gross Ratio - Therms | Net-to-Gross Ratio - Costs | % Eligible for TOU AC adjustment | 2006 | 2007 | 2008 | 2009 | 2010 | 2011 | 2012 | 2013 | 2014 | 2015 | 2016 | Qtr 1 | Qtr 2 | Qtr 3 | Qtr 4 | Qtr 1 | Qtr 2 | Qtr 3 | Qtr 4 | Qtr 1 | Qtr 2 | Qtr 3 | Qtr 4 | Qtr 1 | Qtr 2 | Qtr 3 | Qtr 4 | Qtr 1 | Qtr 2 | Qtr 3 | Qtr 4 | Qtr 1 | Qtr 2 | Qtr 3 | Qtr 4 | Qtr 1 | Qtr 2 | Qtr 3 | Qtr 4 | Qtr 1 | Qtr 2 | Qtr 3 | Qtr 4 | Qtr 1 | Qtr 2 | Qtr 3 | Qtr 4 | Qtr 1 | Qtr 2 | Qtr 3 | Qtr 4 | Qtr 1 | Qtr 2 | Qtr 3 | Qtr 4 | Total Number of Units | Comments
0 | 234053-Lighting-Remove 4 Ft Lamp (De-Lamp) | COFL00AVDEL01 | 7 | Commercial | 01-ALC-AllCommercial-IntLight | 0 |  |  |  |  | 28.2538 | 16.4871 | 0 | 0 | 0 | 11.7667 | 106.7995 |  | kWh | 0.03438 | -0.1749 | Commercial |  | Annual | [5 empty] | 11 | 0.96 |  |  |  | 0 | 70.9646 | 0 | 0 | 0 | 0 | 0 | 0 | 0 | 0 | 0 | 0 | 2006 Qtr 1: 0; 2006 Qtr 2: 0; 2006 Qtr 3: 0; 2006 Qtr 4: 70.9646; 2007 Qtr 1: 0; 2007 Qtr 2: 0; 2007 Qtr 3: 0; 2007 Qtr 4: 0; 2008 Qtr 1: 0; 2008 Qtr 2: 0; 2008 Qtr 3: 0; 2008 Qtr 4: 0 | 70.9646
0 | 234148-Premium T8 with T12 40 Watt Baseline |  | 7 | Commercial | 01-ALC-AllCommercial-IntLight | 0 |  |  |  |  | 13.9591 | 13.1897 | 0 | 0 | 0 | 0.7694 | 71.6621 |  | kWh | 0.020478 | -0.11736 | Commercial |  | Annual | [5 empty] | 11 | 0.96 |  |  |  | 0 | 76.4234 | 0 | 0 | 0 | 0 | 0 | 0 | 0 | 0 | 0 | 0 | 2006 Qtr 1: 0; 2006 Qtr 2: 0; 2006 Qtr 3: 0; 2006 Qtr 4: 76.4234; 2007 Qtr 1: 0; 2007 Qtr 2: 0; 2007 Qtr 3: 0; 2007 Qtr 4: 0; 2008 Qtr 1: 0; 2008 Qtr 2: 0; 2008 Qtr 3: 0; 2008 Qtr 4: 0 | 76.4234
0 | 234053-Lighting-Remove 4 Ft Lamp (De-Lamp) | COFL00AVDEL01 | 7 | Commercial | 01-ALC-AllCommercial-IntLight | 0 |  |  |  |  | 28.2538 | 16.4871 | 0 | 0 | 0 | 11.7667 | 110.603 |  | kWh | 0.031605 | -0.18113 | Commercial |  | Annual | [5 empty] | 11 | 0.96 |  |  |  | 0 | 68.2352 | 0 | 0 | 0 | 0 | 0 | 0 | 0 | 0 | 0 | 0 | 2006 Qtr 1: 0; 2006 Qtr 2: 0; 2006 Qtr 3: 0; 2006 Qtr 4: 68.2352; 2007 Qtr 1: 0; 2007 Qtr 2: 0; 2007 Qtr 3: 0; 2007 Qtr 4: 0; 2008 Qtr 1: 0; 2008 Qtr 2: 0; 2008 Qtr 3: 0; 2008 Qtr 4: 0 | 68.2352
0 | 234049-Lighting-LED Exit Sign New Sign | CALC00AVETS01 | 7 | Commercial | 02-ASM-Assembly-Exit | 0 |  |  |  |  | 65.3696 | 45 | 0 | 0 | 0 | 20.3696 | 351.311 |  | kWh | 0 | 0 | Commercial |  | Annual | [5 empty] | 16 | 0.96 |  |  |  | 0 | 6 | 0 | 0 | 0 | 0 | 0 | 0 | 0 | 0 | 0 | 0 | 2006 Qtr 1: 0; 2006 Qtr 2: 0; 2006 Qtr 3: 0; 2006 Qtr 4: 6; 2007 Qtr 1: 0; 2007 Qtr 2: 0; 2007 Qtr 3: 0; 2007 Qtr 4: 0; 2008 Qtr 1: 0; 2008 Qtr 2: 0; 2008 Qtr 3: 0; 2008 Qtr 4: 0 | 6
0 | 234148-Premium T8 with T12 40 Watt Baseline |  | 7 | Commercial | 01-ALC-AllCommercial-IntLight | 0 |  |  |  |  | 13.9591 | 13.1897 | 0 | 0 | 0 | 0.7694 | 64.9358 |  | kWh | 0.020124 | -0.10634 | Commercial |  | Annual | [5 empty] | 11 | 0.96 |  |  |  | 0 | 306.6033 | 0 | 0 | 0 | 0 | 0 | 0 | 0 | 0 | 0 | 0 | 2006 Qtr 1: 0; 2006 Qtr 2: 0; 2006 Qtr 3: 0; 2006 Qtr 4: 306.6033; 2007 Qtr 1: 0; 2007 Qtr 2: 0; 2007 Qtr 3: 0; 2007 Qtr 4: 0; 2008 Qtr 1: 0; 2008 Qtr 2: 0; 2008 Qtr 3: 0; 2008 Qtr 4: 0 | 306.6033
0 | 234053-Lighting-Remove 4 Ft Lamp (De-Lamp) | COFL00AVDEL01 | 7 | Commercial | 01-ALC-AllCommercial-IntLight | 0 |  |  |  |  | 28.2538 | 16.4871 | 0 | 0 | 0 | 11.7667 | 100.2216 |  | kWh | 0.031059 | -0.16413 | Commercial |  | Annual | [5 empty] | 11 | 0.96 |  |  |  | 0 | 170.133 | 0 | 0 | 0 | 0 | 0 | 0 | 0 | 0 | 0 | 0 | 2006 Qtr 1: 0; 2006 Qtr 2: 0; 2006 Qtr 3: 0; 2006 Qtr 4: 170.133; 2007 Qtr 1: 0; 2007 Qtr 2: 0; 2007 Qtr 3: 0; 2007 Qtr 4: 0; 2008 Qtr 1: 0; 2008 Qtr 2: 0; 2008 Qtr 3: 0; 2008 Qtr 4: 0 | 170.133
0 | 234148-Premium T8 with T12 40 Watt Baseline |  | 7 | Commercial | 14-MLI-Manufacturing–LightIndustry-LIGHT | 0 |  |  |  |  | 13.9591 | 13.1897 | 0 | 0 | 0 | 0.7694 | 64.9241 |  | kWh | 0.020063 | -0.083941 | Commercial |  | Annual | [5 empty] | 11 | 0.96 |  |  |  | 0 | 14.5568 | 0 | 0 | 0 | 0 | 0 | 0 | 0 | 0 | 0 | 0 | 2006 Qtr 1: 0; 2006 Qtr 2: 0; 2006 Qtr 3: 0; 2006 Qtr 4: 14.5568; 2007 Qtr 1: 0; 2007 Qtr 2: 0; 2007 Qtr 3: 0; 2007 Qtr 4: 0; 2008 Qtr 1: 0; 2008 Qtr 2: 0; 2008 Qtr 3: 0; 2008 Qtr 4: 0 | 14.5568
0 | 234053-Lighting-Remove 4 Ft Lamp (De-Lamp) | COFL00AVDEL01 | 7 | Commercial | 14-MLI-Manufacturing–LightIndustry-LIGHT | 0 |  |  |  |  | 28.2538 | 16.4871 | 0 | 0 | 0 | 11.7667 | 100.2037 |  | kWh | 0.030965 | -0.12955 | Commercial |  | Annual | [5 empty] | 11 | 0.96 |  |  |  | 0 | 18.196 | 0 | 0 | 0 | 0 | 0 | 0 | 0 | 0 | 0 | 0 | 2006 Qtr 1: 0; 2006 Qtr 2: 0; 2006 Qtr 3: 0; 2006 Qtr 4: 18.196; 2007 Qtr 1: 0; 2007 Qtr 2: 0; 2007 Qtr 3: 0; 2007 Qtr 4: 0; 2008 Qtr 1: 0; 2008 Qtr 2: 0; 2008 Qtr 3: 0; 2008 Qtr 4: 0 | 18.196
0 | 234148-Premium T8 with T12 40 Watt Baseline |  | 7 | Commercial | 14-MLI-Manufacturing–LightIndustry-LIGHT | 0 |  |  |  |  | 13.9591 | 13.1897 | 0 | 0 | 0 | 0.7694 | 64.9241 |  | kWh | 0.020063 | -0.083941 | Commercial |  | Annual | [5 empty] | 11 | 0.96 |  |  |  | 0 | 50.9489 | 0 | 0 | 0 | 0 | 0 | 0 | 0 | 0 | 0 | 0 | 2006 Qtr 1: 0; 2006 Qtr 2: 0; 2006 Qtr 3: 0; 2006 Qtr 4: 50.9489; 2007 Qtr 1: 0; 2007 Qtr 2: 0; 2007 Qtr 3: 0; 2007 Qtr 4: 0; 2008 Qtr 1: 0; 2008 Qtr 2: 0; 2008 Qtr 3: 0; 2008 Qtr 4: 0 | 50.9489
0 | 234053-Lighting-Remove 4 Ft Lamp (De-Lamp) | COFL00AVDEL01 | 7 | Commercial | 14-MLI-Manufacturing–LightIndustry-LIGHT | 0 |  |  |  |  | 28.2538 | 16.4871 | 0 | 0 | 0 | 11.7667 | 100.2037 |  | kWh | 0.030965 | -0.12955 | Commercial |  | Annual | [5 empty] | 11 | 0.96 |  |  |  | 0 | 54.5881 | 0 | 0 | 0 | 0 | 0 | 0 | 0 | 0 | 0 | 0 | 2006 Qtr 1: 0; 2006 Qtr 2: 0; 2006 Qtr 3: 0; 2006 Qtr 4: 54.5881; 2007 Qtr 1: 0; 2007 Qtr 2: 0; 2007 Qtr 3: 0; 2007 Qtr 4: 0; 2008 Qtr 1: 0; 2008 Qtr 2: 0; 2008 Qtr 3: 0; 2008 Qtr 4: 0 | 54.5881
0 | 234148-Premium T8 with T12 40 Watt Baseline |  | 7 | Commercial | 01-ALC-AllCommercial-IntLight | 0 |  |  |  |  | 13.9591 | 13.1897 | 0 | 0 | 0 | 0.7694 | 64.9358 |  | kWh | 0.020124 | -0.10634 | Commercial |  | Annual | [5 empty] | 11 | 0.96 |  |  |  | 0 | 14.5568 | 0 | 0 | 0 | 0 | 0 | 0 | 0 | 0 | 0 | 0 | 2006 Qtr 1: 0; 2006 Qtr 2: 0; 2006 Qtr 3: 0; 2006 Qtr 4: 14.5568; 2007 Qtr 1: 0; 2007 Qtr 2: 0; 2007 Qtr 3: 0; 2007 Qtr 4: 0; 2008 Qtr 1: 0; 2008 Qtr 2: 0; 2008 Qtr 3: 0; 2008 Qtr 4: 0 | 14.5568
0 | 234053-Lighting-Remove 4 Ft Lamp (De-Lamp) | COFL00AVDEL01 | 7 | Commercial | 01-ALC-AllCommercial-IntLight | 0 |  |  |  |  | 28.2538 | 16.4871 | 0 | 0 | 0 | 11.7667 | 100.2216 |  | kWh | 0.031059 | -0.16413 | Commercial |  | Annual | [5 empty] | 11 | 0.96 |  |  |  | 0 | 11.8274 | 0 | 0 | 0 | 0 | 0 | 0 | 0 | 0 | 0 | 0 | 2006 Qtr 1: 0; 2006 Qtr 2: 0; 2006 Qtr 3: 0; 2006 Qtr 4: 11.8274; 2007 Qtr 1: 0; 2007 Qtr 2: 0; 2007 Qtr 3: 0; 2007 Qtr 4: 0; 2008 Qtr 1: 0; 2008 Qtr 2: 0; 2008 Qtr 3: 0; 2008 Qtr 4: 0 | 11.8274
0 | 234148-Premium T8 with T12 40 Watt Baseline |  | 7 | Commercial | 01-ALC-AllCommercial-IntLight | 0 |  |  |  |  | 13.9591 | 13.1897 | 0 | 0 | 0 | 0.7694 | 74.8184 |  | kWh | 0.022603 | -0.12253 | Commercial |  | Annual | [5 empty] | 11 | 0.96 |  |  |  | 0 | 15.4666 | 0 | 0 | 0 | 0 | 0 | 0 | 0 | 0 | 0 | 0 | 2006 Qtr 1: 0; 2006 Qtr 2: 0; 2006 Qtr 3: 0; 2006 Qtr 4: 15.4666; 2007 Qtr 1: 0; 2007 Qtr 2: 0; 2007 Qtr 3: 0; 2007 Qtr 4: 0; 2008 Qtr 1: 0; 2008 Qtr 2: 0; 2008 Qtr 3: 0; 2008 Qtr 4: 0 | 15.4666
0 | 234053-Lighting-Remove 4 Ft Lamp (De-Lamp) | COFL00AVDEL01 | 7 | Commercial | 01-ALC-AllCommercial-IntLight | 0 |  |  |  |  | 28.2538 | 16.4871 | 0 | 0 | 0 | 11.7667 | 115.4744 |  | kWh | 0.034885 | -0.18911 | Commercial |  | Annual | [5 empty] | 11 | 0.96 |  |  |  | 0 | 18.196 | 0 | 0 | 0 | 0 | 0 | 0 | 0 | 0 | 0 | 0 | 2006 Qtr 1: 0; 2006 Qtr 2: 0; 2006 Qtr 3: 0; 2006 Qtr 4: 18.196; 2007 Qtr 1: 0; 2007 Qtr 2: 0; 2007 Qtr 3: 0; 2007 Qtr 4: 0; 2008 Qtr 1: 0; 2008 Qtr 2: 0; 2008 Qtr 3: 0; 2008 Qtr 4: 0 | 18.196
0 | 234148-Premium T8 with T12 40 Watt Baseline |  | 7 | Commercial | 01-ALC-AllCommercial-IntLight | 0 |  |  |  |  | 13.9591 | 13.1897 | 0 | 0 | 0 | 0.7694 | 74.8184 |  | kWh | 0.022603 | -0.12253 | Commercial |  | Annual | [5 empty] | 11 | 0.96 |  |  |  | 0 | 19.1058 | 0 | 0 | 0 | 0 | 0 | 0 | 0 | 0 | 0 | 0 | 2006 Qtr 1: 0; 2006 Qtr 2: 0; 2006 Qtr 3: 0; 2006 Qtr 4: 19.1058; 2007 Qtr 1: 0; 2007 Qtr 2: 0; 2007 Qtr 3: 0; 2007 Qtr 4: 0; 2008 Qtr 1: 0; 2008 Qtr 2: 0; 2008 Qtr 3: 0; 2008 Qtr 4: 0 | 19.1058
0 | 234053-Lighting-Remove 4 Ft Lamp (De-Lamp) | COFL00AVDEL01 | 7 | Commercial | 01-ALC-AllCommercial-IntLight | 0 |  |  |  |  | 28.2538 | 16.4871 | 0 | 0 | 0 | 11.7667 | 115.4744 |  | kWh | 0.034885 | -0.18911 | Commercial |  | Annual | [5 empty] | 11 | 0.96 |  |  |  | 0 | 20.0156 | 0 | 0 | 0 | 0 | 0 | 0 | 0 | 0 | 0 | 0 | 2006 Qtr 1: 0; 2006 Qtr 2: 0; 2006 Qtr 3: 0; 2006 Qtr 4: 20.0156; 2007 Qtr 1: 0; 2007 Qtr 2: 0; 2007 Qtr 3: 0; 2007 Qtr 4: 0; 2008 Qtr 1: 0; 2008 Qtr 2: 0; 2008 Qtr 3: 0; 2008 Qtr 4: 0 | 20.0156
0 | 234148-Premium T8 with T12 40 Watt Baseline |  | 7 | Commercial | 14-MLI-Manufacturing–LightIndustry-LIGHT | 0 |  |  |  |  | 13.9591 | 13.1897 | 0 | 0 | 0 | 0.7694 | 64.9241 |  | kWh | 0.020063 | -0.083941 | Commercial |  | Annual | [5 empty] | 11 | 0.96 |  |  |  | 0 | 29.1137 | 0 | 0 | 0 | 0 | 0 | 0 | 0 | 0 | 0 | 0 | 2006 Qtr 1: 0; 2006 Qtr 2: 0; 2006 Qtr 3: 0; 2006 Qtr 4: 29.1137; 2007 Qtr 1: 0; 2007 Qtr 2: 0; 2007 Qtr 3: 0; 2007 Qtr 4: 0; 2008 Qtr 1: 0; 2008 Qtr 2: 0; 2008 Qtr 3: 0; 2008 Qtr 4: 0 | 29.1137
0 | 234053-Lighting-Remove 4 Ft Lamp (De-Lamp) | COFL00AVDEL01 | 7 | Commercial | 14-MLI-Manufacturing–LightIndustry-LIGHT | 0 |  |  |  |  | 28.2538 | 16.4871 | 0 | 0 | 0 | 11.7667 | 100.2037 |  | kWh | 0.030965 | -0.12955 | Commercial |  | Annual | [5 empty] | 11 | 0.96 |  |  |  | 0 | 32.7529 | 0 | 0 | 0 | 0 | 0 | 0 | 0 | 0 | 0 | 0 | 2006 Qtr 1: 0; 2006 Qtr 2: 0; 2006 Qtr 3: 0; 2006 Qtr 4: 32.7529; 2007 Qtr 1: 0; 2007 Qtr 2: 0; 2007 Qtr 3: 0; 2007 Qtr 4: 0; 2008 Qtr 1: 0; 2008 Qtr 2: 0; 2008 Qtr 3: 0; 2008 Qtr 4: 0 | 32.7529
0 | 234148-Premium T8 with T12 40 Watt Baseline |  | 7 | Commercial | 14-MLI-Manufacturing–LightIndustry-LIGHT | 0 |  |  |  |  | 13.9591 | 13.1897 | 0 | 0 | 0 | 0.7694 | 64.9241 |  | kWh | 0.020063 | -0.083941 | Commercial |  | Annual | [5 empty] | 11 | 0.96 |  |  |  | 0 | 31.8431 | 0 | 0 | 0 | 0 | 0 | 0 | 0 | 0 | 0 | 0 | 2006 Qtr 1: 0; 2006 Qtr 2: 0; 2006 Qtr 3: 0; 2006 Qtr 4: 31.8431; 2007 Qtr 1: 0; 2007 Qtr 2: 0; 2007 Qtr 3: 0; 2007 Qtr 4: 0; 2008 Qtr 1: 0; 2008 Qtr 2: 0; 2008 Qtr 3: 0; 2008 Qtr 4: 0 | 31.8431
0 | 234053-Lighting-Remove 4 Ft Lamp (De-Lamp) | COFL00AVDEL01 | 7 | Commercial | 14-MLI-Manufacturing–LightIndustry-LIGHT | 0 |  |  |  |  | 28.2538 | 16.4871 | 0 | 0 | 0 | 11.7667 | 100.2037 |  | kWh | 0.030965 | -0.12955 | Commercial |  | Annual | [5 empty] | 11 | 0.96 |  |  |  | 0 | 36.3921 | 0 | 0 | 0 | 0 | 0 | 0 | 0 | 0 | 0 | 0 | 2006 Qtr 1: 0; 2006 Qtr 2: 0; 2006 Qtr 3: 0; 2006 Qtr 4: 36.3921; 2007 Qtr 1: 0; 2007 Qtr 2: 0; 2007 Qtr 3: 0; 2007 Qtr 4: 0; 2008 Qtr 1: 0; 2008 Qtr 2: 0; 2008 Qtr 3: 0; 2008 Qtr 4: 0 | 36.3921
0 | 234148-Premium T8 with T12 40 Watt Baseline |  | 7 | Commercial | 14-MLI-Manufacturing–LightIndustry-LIGHT | 0 |  |  |  |  | 13.9591 | 13.1897 | 0 | 0 | 0 | 0.7694 | 64.9241 |  | kWh | 0.020063 | -0.083941 | Commercial |  | Annual | [5 empty] | 11 | 0.96 |  |  |  | 0 | 11.8274 | 0 | 0 | 0 | 0 | 0 | 0 | 0 | 0 | 0 | 0 | 2006 Qtr 1: 0; 2006 Qtr 2: 0; 2006 Qtr 3: 0; 2006 Qtr 4: 11.8274; 2007 Qtr 1: 0; 2007 Qtr 2: 0; 2007 Qtr 3: 0; 2007 Qtr 4: 0; 2008 Qtr 1: 0; 2008 Qtr 2: 0; 2008 Qtr 3: 0; 2008 Qtr 4: 0 | 11.8274
0 | 234053-Lighting-Remove 4 Ft Lamp (De-Lamp) | COFL00AVDEL01 | 7 | Commercial | 14-MLI-Manufacturing–LightIndustry-LIGHT | 0 |  |  |  |  | 28.2538 | 16.4871 | 0 | 0 | 0 | 11.7667 | 100.2037 |  | kWh | 0.030965 | -0.12955 | Commercial |  | Annual | [5 empty] | 11 | 0.96 |  |  |  | 0 | 14.5568 | 0 | 0 | 0 | 0 | 0 | 0 | 0 | 0 | 0 | 0 | 2006 Qtr 1: 0; 2006 Qtr 2: 0; 2006 Qtr 3: 0; 2006 Qtr 4: 14.5568; 2007 Qtr 1: 0; 2007 Qtr 2: 0; 2007 Qtr 3: 0; 2007 Qtr 4: 0; 2008 Qtr 1: 0; 2008 Qtr 2: 0; 2008 Qtr 3: 0; 2008 Qtr 4: 0 | 14.5568
0 | 234148-Premium T8 with T12 40 Watt Baseline |  | 7 | Commercial | 14-MLI-Manufacturing–LightIndustry-LIGHT | 0 |  |  |  |  | 13.9591 | 13.1897 | 0 | 0 | 0 | 0.7694 | 64.9241 |  | kWh | 0.020063 | -0.083941 | Commercial |  | Annual | [5 empty] | 11 | 0.96 |  |  |  | 0 | 166.4938 | 0 | 0 | 0 | 0 | 0 | 0 | 0 | 0 | 0 | 0 | 2006 Qtr 1: 0; 2006 Qtr 2: 0; 2006 Qtr 3: 0; 2006 Qtr 4: 166.4938; 2007 Qtr 1: 0; 2007 Qtr 2: 0; 2007 Qtr 3: 0; 2007 Qtr 4: 0; 2008 Qtr 1: 0; 2008 Qtr 2: 0; 2008 Qtr 3: 0; 2008 Qtr 4: 0 | 166.4938
0 | 234053-Lighting-Remove 4 Ft Lamp (De-Lamp) | COFL00AVDEL01 | 7 | Commercial | 14-MLI-Manufacturing–LightIndustry-LIGHT | 0 |  |  |  |  | 28.2538 | 16.4871 | 0 | 0 | 0 | 11.7667 | 100.2037 |  | kWh | 0.030965 | -0.12955 | Commercial |  | Annual | [5 empty] | 11 | 0.96 |  |  |  | 0 | 94.6194 | 0 | 0 | 0 | 0 | 0 | 0 | 0 | 0 | 0 | 0 | 2006 Qtr 1: 0; 2006 Qtr 2: 0; 2006 Qtr 3: 0; 2006 Qtr 4: 94.6194; 2007 Qtr 1: 0; 2007 Qtr 2: 0; 2007 Qtr 3: 0; 2007 Qtr 4: 0; 2008 Qtr 1: 0; 2008 Qtr 2: 0; 2008 Qtr 3: 0; 2008 Qtr 4: 0 | 94.6194
0 | 234148-Premium T8 with T12 40 Watt Baseline |  | 7 | Commercial | 14-MLI-Manufacturing–LightIndustry-LIGHT | 0 |  |  |  |  | 13.9591 | 13.1897 | 0 | 0 | 0 | 0.7694 | 73.111 |  | kWh | 0.022199 | -0.094526 | Commercial |  | Annual | [5 empty] | 11 | 0.96 |  |  |  | 0 | 30.9333 | 0 | 0 | 0 | 0 | 0 | 0 | 0 | 0 | 0 | 0 | 2006 Qtr 1: 0; 2006 Qtr 2: 0; 2006 Qtr 3: 0; 2006 Qtr 4: 30.9333; 2007 Qtr 1: 0; 2007 Qtr 2: 0; 2007 Qtr 3: 0; 2007 Qtr 4: 0; 2008 Qtr 1: 0; 2008 Qtr 2: 0; 2008 Qtr 3: 0; 2008 Qtr 4: 0 | 30.9333
0 | 234053-Lighting-Remove 4 Ft Lamp (De-Lamp) | COFL00AVDEL01 | 7 | Commercial | 14-MLI-Manufacturing–LightIndustry-LIGHT | 0 |  |  |  |  | 28.2538 | 16.4871 | 0 | 0 | 0 | 11.7667 | 112.8393 |  | kWh | 0.034261 | -0.14589 | Commercial |  | Annual | [5 empty] | 11 | 0.96 |  |  |  | 0 | 34.5725 | 0 | 0 | 0 | 0 | 0 | 0 | 0 | 0 | 0 | 0 | 2006 Qtr 1: 0; 2006 Qtr 2: 0; 2006 Qtr 3: 0; 2006 Qtr 4: 34.5725; 2007 Qtr 1: 0; 2007 Qtr 2: 0; 2007 Qtr 3: 0; 2007 Qtr 4: 0; 2008 Qtr 1: 0; 2008 Qtr 2: 0; 2008 Qtr 3: 0; 2008 Qtr 4: 0 | 34.5725
0 | 234148-Premium T8 with T12 40 Watt Baseline |  | 7 | Commercial | 14-MLI-Manufacturing–LightIndustry-LIGHT | 0 |  |  |  |  | 13.9591 | 13.1897 | 0 | 0 | 0 | 0.7694 | 64.9241 |  | kWh | 0.020063 | -0.083941 | Commercial |  | Annual | [5 empty] | 11 | 0.96 |  |  |  | 0 | 22.7451 | 0 | 0 | 0 | 0 | 0 | 0 | 0 | 0 | 0 | 0 | 2006 Qtr 1: 0; 2006 Qtr 2: 0; 2006 Qtr 3: 0; 2006 Qtr 4: 22.7451; 2007 Qtr 1: 0; 2007 Qtr 2: 0; 2007 Qtr 3: 0; 2007 Qtr 4: 0; 2008 Qtr 1: 0; 2008 Qtr 2: 0; 2008 Qtr 3: 0; 2008 Qtr 4: 0 | 22.7451
0 | 234053-Lighting-Remove 4 Ft Lamp (De-Lamp) | COFL00AVDEL01 | 7 | Commercial | 14-MLI-Manufacturing–LightIndustry-LIGHT | 0 |  |  |  |  | 28.2538 | 16.4871 | 0 | 0 | 0 | 11.7667 | 100.2037 |  | kWh | 0.030965 | -0.12955 | Commercial |  | Annual | [5 empty] | 11 | 0.96 |  |  |  | 0 | 11.8274 | 0 | 0 | 0 | 0 | 0 | 0 | 0 | 0 | 0 | 0 | 2006 Qtr 1: 0; 2006 Qtr 2: 0; 2006 Qtr 3: 0; 2006 Qtr 4: 11.8274; 2007 Qtr 1: 0; 2007 Qtr 2: 0; 2007 Qtr 3: 0; 2007 Qtr 4: 0; 2008 Qtr 1: 0; 2008 Qtr 2: 0; 2008 Qtr 3: 0; 2008 Qtr 4: 0 | 11.8274
0 | 234148-Premium T8 with T12 40 Watt Baseline |  | 7 | Commercial | 01-ALC-AllCommercial-IntLight | 0 |  |  |  |  | 13.9591 | 13.1897 | 0 | 0 | 0 | 0.7694 | 74.8184 |  | kWh | 0.022603 | -0.12253 | Commercial |  | Annual | [5 empty] | 11 | 0.96 |  |  |  | 0 | 26.3843 | 0 | 0 | 0 | 0 | 0 | 0 | 0 | 0 | 0 | 0 | 2006 Qtr 1: 0; 2006 Qtr 2: 0; 2006 Qtr 3: 0; 2006 Qtr 4: 26.3843; 2007 Qtr 1: 0; 2007 Qtr 2: 0; 2007 Qtr 3: 0; 2007 Qtr 4: 0; 2008 Qtr 1: 0; 2008 Qtr 2: 0; 2008 Qtr 3: 0; 2008 Qtr 4: 0 | 26.3843
0 | 234053-Lighting-Remove 4 Ft Lamp (De-Lamp) | COFL00AVDEL01 | 7 | Commercial | 01-ALC-AllCommercial-IntLight | 0 |  |  |  |  | 28.2538 | 16.4871 | 0 | 0 | 0 | 11.7667 | 115.4744 |  | kWh | 0.034885 | -0.18911 | Commercial |  | Annual | [5 empty] | 11 | 0.96 |  |  |  | 0 | 32.7529 | 0 | 0 | 0 | 0 | 0 | 0 | 0 | 0 | 0 | 0 | 2006 Qtr 1: 0; 2006 Qtr 2: 0; 2006 Qtr 3: 0; 2006 Qtr 4: 32.7529; 2007 Qtr 1: 0; 2007 Qtr 2: 0; 2007 Qtr 3: 0; 2007 Qtr 4: 0; 2008 Qtr 1: 0; 2008 Qtr 2: 0; 2008 Qtr 3: 0; 2008 Qtr 4: 0 | 32.7529
0 | 234148-Premium T8 with T12 40 Watt Baseline |  | 7 | Commercial | 01-ALC-AllCommercial-IntLight | 0 |  |  |  |  | 13.9591 | 13.1897 | 0 | 0 | 0 | 0.7694 | 74.8184 |  | kWh | 0.022603 | -0.12253 | Commercial |  | Annual | [5 empty] | 11 | 0.96 |  |  |  | 0 | 7.2784 | 0 | 0 | 0 | 0 | 0 | 0 | 0 | 0 | 0 | 0 | 2006 Qtr 1: 0; 2006 Qtr 2: 0; 2006 Qtr 3: 0; 2006 Qtr 4: 7.2784; 2007 Qtr 1: 0; 2007 Qtr 2: 0; 2007 Qtr 3: 0; 2007 Qtr 4: 0; 2008 Qtr 1: 0; 2008 Qtr 2: 0; 2008 Qtr 3: 0; 2008 Qtr 4: 0 | 7.2784
0 | 234053-Lighting-Remove 4 Ft Lamp (De-Lamp) | COFL00AVDEL01 | 7 | Commercial | 01-ALC-AllCommercial-IntLight | 0 |  |  |  |  | 28.2538 | 16.4871 | 0 | 0 | 0 | 11.7667 | 115.4744 |  | kWh | 0.034885 | -0.18911 | Commercial |  | Annual | [5 empty] | 11 | 0.96 |  |  |  | 0 | 7.2784 | 0 | 0 | 0 | 0 | 0 | 0 | 0 | 0 | 0 | 0 | 2006 Qtr 1: 0; 2006 Qtr 2: 0; 2006 Qtr 3: 0; 2006 Qtr 4: 7.2784; 2007 Qtr 1: 0; 2007 Qtr 2: 0; 2007 Qtr 3: 0; 2007 Qtr 4: 0; 2008 Qtr 1: 0; 2008 Qtr 2: 0; 2008 Qtr 3: 0; 2008 Qtr 4: 0 | 7.2784
0 | 234148-Premium T8 with T12 40 Watt Baseline |  | 7 | Commercial | 01-ALC-AllCommercial-IntLight | 0 |  |  |  |  | 13.9591 | 13.1897 | 0 | 0 | 0 | 0.7694 | 69.1977 |  | kWh | 0.022275 | -0.11332 | Commercial |  | Annual | [5 empty] | 11 | 0.96 |  |  |  | 0 | 80.9724 | 0 | 0 | 0 | 0 | 0 | 0 | 0 | 0 | 0 | 0 | 2006 Qtr 1: 0; 2006 Qtr 2: 0; 2006 Qtr 3: 0; 2006 Qtr 4: 80.9724; 2007 Qtr 1: 0; 2007 Qtr 2: 0; 2007 Qtr 3: 0; 2007 Qtr 4: 0; 2008 Qtr 1: 0; 2008 Qtr 2: 0; 2008 Qtr 3: 0; 2008 Qtr 4: 0 | 80.9724
0 | 234053-Lighting-Remove 4 Ft Lamp (De-Lamp) | COFL00AVDEL01 | 7 | Commercial | 01-ALC-AllCommercial-IntLight | 0 |  |  |  |  | 28.2538 | 16.4871 | 0 | 0 | 0 | 11.7667 | 106.7995 |  | kWh | 0.03438 | -0.1749 | Commercial |  | Annual | [5 empty] | 11 | 0.96 |  |  |  | 0 | 85.5214 | 0 | 0 | 0 | 0 | 0 | 0 | 0 | 0 | 0 | 0 | 2006 Qtr 1: 0; 2006 Qtr 2: 0; 2006 Qtr 3: 0; 2006 Qtr 4: 85.5214; 2007 Qtr 1: 0; 2007 Qtr 2: 0; 2007 Qtr 3: 0; 2007 Qtr 4: 0; 2008 Qtr 1: 0; 2008 Qtr 2: 0; 2008 Qtr 3: 0; 2008 Qtr 4: 0 | 85.5214
0 | 234148-Premium T8 with T12 40 Watt Baseline |  | 7 | Commercial | 01-ALC-AllCommercial-IntLight | 0 |  |  |  |  | 13.9591 | 13.1897 | 0 | 0 | 0 | 0.7694 | 69.1977 |  | kWh | 0.022275 | -0.11332 | Commercial |  | Annual | [5 empty] | 11 | 0.96 |  |  |  | 0 | 12.7372 | 0 | 0 | 0 | 0 | 0 | 0 | 0 | 0 | 0 | 0 | 2006 Qtr 1: 0; 2006 Qtr 2: 0; 2006 Qtr 3: 0; 2006 Qtr 4: 12.7372; 2007 Qtr 1: 0; 2007 Qtr 2: 0; 2007 Qtr 3: 0; 2007 Qtr 4: 0; 2008 Qtr 1: 0; 2008 Qtr 2: 0; 2008 Qtr 3: 0; 2008 Qtr 4: 0 | 12.7372
0 | 234053-Lighting-Remove 4 Ft Lamp (De-Lamp) | COFL00AVDEL01 | 7 | Commercial | 01-ALC-AllCommercial-IntLight | 0 |  |  |  |  | 28.2538 | 16.4871 | 0 | 0 | 0 | 11.7667 | 106.7995 |  | kWh | 0.03438 | -0.1749 | Commercial |  | Annual | [5 empty] | 11 | 0.96 |  |  |  | 0 | 14.5568 | 0 | 0 | 0 | 0 | 0 | 0 | 0 | 0 | 0 | 0 | 2006 Qtr 1: 0; 2006 Qtr 2: 0; 2006 Qtr 3: 0; 2006 Qtr 4: 14.5568; 2007 Qtr 1: 0; 2007 Qtr 2: 0; 2007 Qtr 3: 0; 2007 Qtr 4: 0; 2008 Qtr 1: 0; 2008 Qtr 2: 0; 2008 Qtr 3: 0; 2008 Qtr 4: 0 | 14.5568
0 | 234053-Lighting-Remove 4 Ft Lamp (De-Lamp) | COFL00AVDEL01 | 7 | Commercial | 01-ALC-AllCommercial-IntLight | 0 |  |  |  |  | 28.2538 | 16.4871 | 0 | 0 | 0 | 11.7667 | 106.7995 |  | kWh | 0.03438 | -0.1749 | Commercial |  | Annual | [5 empty] | 11 | 0.96 |  |  |  | 0 | 21.8353 | 0 | 0 | 0 | 0 | 0 | 0 | 0 | 0 | 0 | 0 | 2006 Qtr 1: 0; 2006 Qtr 2: 0; 2006 Qtr 3: 0; 2006 Qtr 4: 21.8353; 2007 Qtr 1: 0; 2007 Qtr 2: 0; 2007 Qtr 3: 0; 2007 Qtr 4: 0; 2008 Qtr 1: 0; 2008 Qtr 2: 0; 2008 Qtr 3: 0; 2008 Qtr 4: 0 | 21.8353
0 | 234148-Premium T8 with T12 40 Watt Baseline |  | 7 | Commercial | 01-ALC-AllCommercial-IntLight | 0 |  |  |  |  | 13.9591 | 13.1897 | 0 | 0 | 0 | 0.7694 | 69.1977 |  | kWh | 0.022275 | -0.11332 | Commercial |  | Annual | [5 empty] | 11 | 0.96 |  |  |  | 0 | 15.4666 | 0 | 0 | 0 | 0 | 0 | 0 | 0 | 0 | 0 | 0 | 2006 Qtr 1: 0; 2006 Qtr 2: 0; 2006 Qtr 3: 0; 2006 Qtr 4: 15.4666; 2007 Qtr 1: 0; 2007 Qtr 2: 0; 2007 Qtr 3: 0; 2007 Qtr 4: 0; 2008 Qtr 1: 0; 2008 Qtr 2: 0; 2008 Qtr 3: 0; 2008 Qtr 4: 0 | 15.4666
0 | 234148-Premium T8 with T12 40 Watt Baseline |  | 10 | Commercial | 01-ALC-AllCommercial-IntLight | 0 |  |  |  |  | 13.9591 | 13.1897 | 0 | 0 | 0 | 0.7694 | 36.1365 |  | kWh | 0.0083603 | -0.05918 | Commercial |  | Annual | [5 empty] | 11 | 0.96 |  |  |  | 0 | 67.3254 | 0 | 0 | 0 | 0 | 0 | 0 | 0 | 0 | 0 | 0 | 2006 Qtr 1: 0; 2006 Qtr 2: 0; 2006 Qtr 3: 0; 2006 Qtr 4: 67.3254; 2007 Qtr 1: 0; 2007 Qtr 2: 0; 2007 Qtr 3: 0; 2007 Qtr 4: 0; 2008 Qtr 1: 0; 2008 Qtr 2: 0; 2008 Qtr 3: 0; 2008 Qtr 4: 0 | 67.3254
0 | 234053-Lighting-Remove 4 Ft Lamp (De-Lamp) | COFL00AVDEL01 | 10 | Commercial | 01-ALC-AllCommercial-IntLight | 0 |  |  |  |  | 28.2538 | 16.4871 | 0 | 0 | 0 | 11.7667 | 55.7729 |  | kWh | 0.012903 | -0.091338 | Commercial |  | Annual | [5 empty] | 11 | 0.96 |  |  |  | 0 | 29.1137 | 0 | 0 | 0 | 0 | 0 | 0 | 0 | 0 | 0 | 0 | 2006 Qtr 1: 0; 2006 Qtr 2: 0; 2006 Qtr 3: 0; 2006 Qtr 4: 29.1137; 2007 Qtr 1: 0; 2007 Qtr 2: 0; 2007 Qtr 3: 0; 2007 Qtr 4: 0; 2008 Qtr 1: 0; 2008 Qtr 2: 0; 2008 Qtr 3: 0; 2008 Qtr 4: 0 | 29.1137
0 | 234148-Premium T8 with T12 40 Watt Baseline |  | 7 | Commercial | 14-MLI-Manufacturing–LightIndustry-LIGHT | 0 |  |  |  |  | 13.9591 | 13.1897 | 0 | 0 | 0 | 0.7694 | 64.9241 |  | kWh | 0.020063 | -0.083941 | Commercial |  | Annual | [5 empty] | 11 | 0.96 |  |  |  | 0 | 189.2388 | 0 | 0 | 0 | 0 | 0 | 0 | 0 | 0 | 0 | 0 | 2006 Qtr 1: 0; 2006 Qtr 2: 0; 2006 Qtr 3: 0; 2006 Qtr 4: 189.2388; 2007 Qtr 1: 0; 2007 Qtr 2: 0; 2007 Qtr 3: 0; 2007 Qtr 4: 0; 2008 Qtr 1: 0; 2008 Qtr 2: 0; 2008 Qtr 3: 0; 2008 Qtr 4: 0 | 189.2388
0 | 234148-Premium T8 with T12 40 Watt Baseline |  | 7 | Commercial | 01-ALC-AllCommercial-IntLight | 0 |  |  |  |  | 13.9591 | 13.1897 | 0 | 0 | 0 | 0.7694 | 74.8184 |  | kWh | 0.022603 | -0.12253 | Commercial |  | Annual | [5 empty] | 11 | 0.96 |  |  |  | 0 | 116.4547 | 0 | 0 | 0 | 0 | 0 | 0 | 0 | 0 | 0 | 0 | 2006 Qtr 1: 0; 2006 Qtr 2: 0; 2006 Qtr 3: 0; 2006 Qtr 4: 116.4547; 2007 Qtr 1: 0; 2007 Qtr 2: 0; 2007 Qtr 3: 0; 2007 Qtr 4: 0; 2008 Qtr 1: 0; 2008 Qtr 2: 0; 2008 Qtr 3: 0; 2008 Qtr 4: 0 | 116.4547
0 | 234148-Premium T8 with T12 40 Watt Baseline |  | 7 | Commercial | 01-ALC-AllCommercial-IntLight | 0 |  |  |  |  | 13.9591 | 13.1897 | 0 | 0 | 0 | 0.7694 | 74.8184 |  | kWh | 0.022603 | -0.12253 | Commercial |  | Annual | [5 empty] | 11 | 0.96 |  |  |  | 0 | 36.3921 | 0 | 0 | 0 | 0 | 0 | 0 | 0 | 0 | 0 | 0 | 2006 Qtr 1: 0; 2006 Qtr 2: 0; 2006 Qtr 3: 0; 2006 Qtr 4: 36.3921; 2007 Qtr 1: 0; 2007 Qtr 2: 0; 2007 Qtr 3: 0; 2007 Qtr 4: 0; 2008 Qtr 1: 0; 2008 Qtr 2: 0; 2008 Qtr 3: 0; 2008 Qtr 4: 0 | 36.3921
0 | 234053-Lighting-Remove 4 Ft Lamp (De-Lamp) | COFL00AVDEL01 | 7 | Commercial | 01-ALC-AllCommercial-IntLight | 0 |  |  |  |  | 28.2538 | 16.4871 | 0 | 0 | 0 | 11.7667 | 115.4744 |  | kWh | 0.034885 | -0.18911 | Commercial |  | Annual | [5 empty] | 11 | 0.96 |  |  |  | 0 | 36.3921 | 0 | 0 | 0 | 0 | 0 | 0 | 0 | 0 | 0 | 0 | 2006 Qtr 1: 0; 2006 Qtr 2: 0; 2006 Qtr 3: 0; 2006 Qtr 4: 36.3921; 2007 Qtr 1: 0; 2007 Qtr 2: 0; 2007 Qtr 3: 0; 2007 Qtr 4: 0; 2008 Qtr 1: 0; 2008 Qtr 2: 0; 2008 Qtr 3: 0; 2008 Qtr 4: 0 | 36.3921
0 | 234148-Premium T8 with T12 40 Watt Baseline |  | 7 | Commercial | 01-ALC-AllCommercial-IntLight | 0 |  |  |  |  | 13.9591 | 13.1897 | 0 | 0 | 0 | 0.7694 | 64.9358 |  | kWh | 0.020124 | -0.10634 | Commercial |  | Annual | [5 empty] | 11 | 0.96 |  |  |  | 0 | 18.196 | 0 | 0 | 0 | 0 | 0 | 0 | 0 | 0 | 0 | 0 | 2006 Qtr 1: 0; 2006 Qtr 2: 0; 2006 Qtr 3: 0; 2006 Qtr 4: 18.196; 2007 Qtr 1: 0; 2007 Qtr 2: 0; 2007 Qtr 3: 0; 2007 Qtr 4: 0; 2008 Qtr 1: 0; 2008 Qtr 2: 0; 2008 Qtr 3: 0; 2008 Qtr 4: 0 | 18.196
0 | 234053-Lighting-Remove 4 Ft Lamp (De-Lamp) | COFL00AVDEL01 | 7 | Commercial | 01-ALC-AllCommercial-IntLight | 0 |  |  |  |  | 28.2538 | 16.4871 | 0 | 0 | 0 | 11.7667 | 100.2216 |  | kWh | 0.031059 | -0.16413 | Commercial |  | Annual | [5 empty] | 11 | 0.96 |  |  |  | 0 | 18.196 | 0 | 0 | 0 | 0 | 0 | 0 | 0 | 0 | 0 | 0 | 2006 Qtr 1: 0; 2006 Qtr 2: 0; 2006 Qtr 3: 0; 2006 Qtr 4: 18.196; 2007 Qtr 1: 0; 2007 Qtr 2: 0; 2007 Qtr 3: 0; 2007 Qtr 4: 0; 2008 Qtr 1: 0; 2008 Qtr 2: 0; 2008 Qtr 3: 0; 2008 Qtr 4: 0 | 18.196
0 | 234148-Premium T8 with T12 40 Watt Baseline |  | 10 | Commercial | 14-MLI-Manufacturing–LightIndustry-LIGHT | 0 |  |  |  |  | 13.9591 | 13.1897 | 0 | 0 | 0 | 0.7694 | 65.7677 |  | kWh | 0.020053 | -0.099718 | Commercial |  | Annual | [5 empty] | 11 | 0.96 |  |  |  | 0 | 7.2784 | 0 | 0 | 0 | 0 | 0 | 0 | 0 | 0 | 0 | 0 | 2006 Qtr 1: 0; 2006 Qtr 2: 0; 2006 Qtr 3: 0; 2006 Qtr 4: 7.2784; 2007 Qtr 1: 0; 2007 Qtr 2: 0; 2007 Qtr 3: 0; 2007 Qtr 4: 0; 2008 Qtr 1: 0; 2008 Qtr 2: 0; 2008 Qtr 3: 0; 2008 Qtr 4: 0 | 7.2784
0 | 234053-Lighting-Remove 4 Ft Lamp (De-Lamp) | COFL00AVDEL01 | 10 | Commercial | 14-MLI-Manufacturing–LightIndustry-LIGHT | 0 |  |  |  |  | 28.2538 | 16.4871 | 0 | 0 | 0 | 11.7667 | 101.5057 |  | kWh | 0.03095 | -0.1539 | Commercial |  | Annual | [5 empty] | 11 | 0.96 |  |  |  | 0 | 7.2784 | 0 | 0 | 0 | 0 | 0 | 0 | 0 | 0 | 0 | 0 | 2006 Qtr 1: 0; 2006 Qtr 2: 0; 2006 Qtr 3: 0; 2006 Qtr 4: 7.2784; 2007 Qtr 1: 0; 2007 Qtr 2: 0; 2007 Qtr 3: 0; 2007 Qtr 4: 0; 2008 Qtr 1: 0; 2008 Qtr 2: 0; 2008 Qtr 3: 0; 2008 Qtr 4: 0 | 7.2784
0 | 234053-Lighting-Remove 4 Ft Lamp (De-Lamp) | COFL00AVDEL01 | 10 | Commercial | 23-RTL-Retail–SingleStorylarge-LIT_INT | 0 |  |  |  |  | 28.2538 | 16.4871 | 0 | 0 | 0 | 11.7667 | 118.2081 |  | kWh | 0.035207 | -0.25548 | Commercial |  | Annual | [5 empty] | 11 | 0.96 |  |  |  | 0 | 18.196 | 0 | 0 | 0 | 0 | 0 | 0 | 0 | 0 | 0 | 0 | 2006 Qtr 1: 0; 2006 Qtr 2: 0; 2006 Qtr 3: 0; 2006 Qtr 4: 18.196; 2007 Qtr 1: 0; 2007 Qtr 2: 0; 2007 Qtr 3: 0; 2007 Qtr 4: 0; 2008 Qtr 1: 0; 2008 Qtr 2: 0; 2008 Qtr 3: 0; 2008 Qtr 4: 0 | 18.196
0 | 234148-Premium T8 with T12 40 Watt Baseline |  | 10 | Commercial | 23-RTL-Retail–SingleStorylarge-LIT_INT | 0 |  |  |  |  | 13.9591 | 13.1897 | 0 | 0 | 0 | 0.7694 | 76.5896 |  | kWh | 0.022811 | -0.16553 | Commercial |  | Annual | [5 empty] | 11 | 0.96 |  |  |  | 0 | 18.196 | 0 | 0 | 0 | 0 | 0 | 0 | 0 | 0 | 0 | 0 | 2006 Qtr 1: 0; 2006 Qtr 2: 0; 2006 Qtr 3: 0; 2006 Qtr 4: 18.196; 2007 Qtr 1: 0; 2007 Qtr 2: 0; 2007 Qtr 3: 0; 2007 Qtr 4: 0; 2008 Qtr 1: 0; 2008 Qtr 2: 0; 2008 Qtr 3: 0; 2008 Qtr 4: 0 | 18.196
0 | 234148-Premium T8 with T12 40 Watt Baseline |  | 7 | Commercial | 01-ALC-AllCommercial-IntLight | 0 |  |  |  |  | 13.9591 | 13.1897 | 0 | 0 | 0 | 0.7694 | 83.0547 |  | kWh | 0.026694 | -0.13602 | Commercial |  | Annual | [5 empty] | 11 | 0.96 |  |  |  | 0 | 50.0391 | 0 | 0 | 0 | 0 | 0 | 0 | 0 | 0 | 0 | 0 | 2006 Qtr 1: 0; 2006 Qtr 2: 0; 2006 Qtr 3: 0; 2006 Qtr 4: 50.0391; 2007 Qtr 1: 0; 2007 Qtr 2: 0; 2007 Qtr 3: 0; 2007 Qtr 4: 0; 2008 Qtr 1: 0; 2008 Qtr 2: 0; 2008 Qtr 3: 0; 2008 Qtr 4: 0 | 50.0391
0 | 234053-Lighting-Remove 4 Ft Lamp (De-Lamp) | COFL00AVDEL01 | 7 | Commercial | 01-ALC-AllCommercial-IntLight | 0 |  |  |  |  | 28.2538 | 16.4871 | 0 | 0 | 0 | 11.7667 | 128.1864 |  | kWh | 0.0412 | -0.20993 | Commercial |  | Annual | [5 empty] | 11 | 0.96 |  |  |  | 0 | 56.4077 | 0 | 0 | 0 | 0 | 0 | 0 | 0 | 0 | 0 | 0 | 2006 Qtr 1: 0; 2006 Qtr 2: 0; 2006 Qtr 3: 0; 2006 Qtr 4: 56.4077; 2007 Qtr 1: 0; 2007 Qtr 2: 0; 2007 Qtr 3: 0; 2007 Qtr 4: 0; 2008 Qtr 1: 0; 2008 Qtr 2: 0; 2008 Qtr 3: 0; 2008 Qtr 4: 0 | 56.4077
0 | 234148-Premium T8 with T12 40 Watt Baseline |  | 10 | Commercial | 01-ALC-AllCommercial-IntLight | 0 |  |  |  |  | 13.9591 | 13.1897 | 0 | 0 | 0 | 0.7694 | 64.9358 |  | kWh | 0.020124 | -0.10634 | Commercial |  | Annual | [5 empty] | 11 | 0.96 |  |  |  | 0 | 32.7529 | 0 | 0 | 0 | 0 | 0 | 0 | 0 | 0 | 0 | 0 | 2006 Qtr 1: 0; 2006 Qtr 2: 0; 2006 Qtr 3: 0; 2006 Qtr 4: 32.7529; 2007 Qtr 1: 0; 2007 Qtr 2: 0; 2007 Qtr 3: 0; 2007 Qtr 4: 0; 2008 Qtr 1: 0; 2008 Qtr 2: 0; 2008 Qtr 3: 0; 2008 Qtr 4: 0 | 32.7529
0 | 234053-Lighting-Remove 4 Ft Lamp (De-Lamp) | COFL00AVDEL01 | 10 | Commercial | 01-ALC-AllCommercial-IntLight | 0 |  |  |  |  | 28.2538 | 16.4871 | 0 | 0 | 0 | 11.7667 | 100.2216 |  | kWh | 0.031059 | -0.16413 | Commercial |  | Annual | [5 empty] | 11 | 0.96 |  |  |  | 0 | 17.2862 | 0 | 0 | 0 | 0 | 0 | 0 | 0 | 0 | 0 | 0 | 2006 Qtr 1: 0; 2006 Qtr 2: 0; 2006 Qtr 3: 0; 2006 Qtr 4: 17.2862; 2007 Qtr 1: 0; 2007 Qtr 2: 0; 2007 Qtr 3: 0; 2007 Qtr 4: 0; 2008 Qtr 1: 0; 2008 Qtr 2: 0; 2008 Qtr 3: 0; 2008 Qtr 4: 0 | 17.2862
0 | 234002-A/C-Reflective Window Film Coastal |  | 10 | Commercial | 01-ALC-AllCommercial-Cooling | 0 |  |  |  |  | 3.12 | 2 | 0 | 0 | 0 | 1.12 | 12.44 |  | kWh | 0.0023 | 0 | Commercial |  | Annual | [5 empty] | 10 | 0.96 |  |  |  | 0 | 182 | 0 | 0 | 0 | 0 | 0 | 0 | 0 | 0 | 0 | 0 | 2006 Qtr 1: 0; 2006 Qtr 2: 0; 2006 Qtr 3: 0; 2006 Qtr 4: 182; 2007 Qtr 1: 0; 2007 Qtr 2: 0; 2007 Qtr 3: 0; 2007 Qtr 4: 0; 2008 Qtr 1: 0; 2008 Qtr 2: 0; 2008 Qtr 3: 0; 2008 Qtr 4: 0 | 182
0 | 234148-Premium T8 with T12 40 Watt Baseline |  | 10 | Commercial | 01-ALC-AllCommercial-IntLight | 0 |  |  |  |  | 13.9591 | 13.1897 | 0 | 0 | 0 | 0.7694 | 64.9358 |  | kWh | 0.020124 | -0.10634 | Commercial |  | Annual | [5 empty] | 11 | 0.96 |  |  |  | 0 | 494.9324 | 0 | 0 | 0 | 0 | 0 | 0 | 0 | 0 | 0 | 0 | 2006 Qtr 1: 0; 2006 Qtr 2: 0; 2006 Qtr 3: 0; 2006 Qtr 4: 494.9324; 2007 Qtr 1: 0; 2007 Qtr 2: 0; 2007 Qtr 3: 0; 2007 Qtr 4: 0; 2008 Qtr 1: 0; 2008 Qtr 2: 0; 2008 Qtr 3: 0; 2008 Qtr 4: 0 | 494.9324
0 | 234148-Premium T8 with T12 40 Watt Baseline |  | 7 | Commercial | 14-MLI-Manufacturing–LightIndustry-LIGHT | 0 |  |  |  |  | 13.9591 | 13.1897 | 0 | 0 | 0 | 0.7694 | 64.9241 |  | kWh | 0.020063 | -0.083941 | Commercial |  | Annual | [5 empty] | 11 | 0.96 |  |  |  | 0 | 214.7133 | 0 | 0 | 0 | 0 | 0 | 0 | 0 | 0 | 0 | 0 | 2006 Qtr 1: 0; 2006 Qtr 2: 0; 2006 Qtr 3: 0; 2006 Qtr 4: 214.7133; 2007 Qtr 1: 0; 2007 Qtr 2: 0; 2007 Qtr 3: 0; 2007 Qtr 4: 0; 2008 Qtr 1: 0; 2008 Qtr 2: 0; 2008 Qtr 3: 0; 2008 Qtr 4: 0 | 214.7133
0 | 234053-Lighting-Remove 4 Ft Lamp (De-Lamp) | COFL00AVDEL01 | 7 | Commercial | 14-MLI-Manufacturing–LightIndustry-LIGHT | 0 |  |  |  |  | 28.2538 | 16.4871 | 0 | 0 | 0 | 11.7667 | 100.2037 |  | kWh | 0.030965 | -0.12955 | Commercial |  | Annual | [5 empty] | 11 | 0.96 |  |  |  | 0 | 258.3838 | 0 | 0 | 0 | 0 | 0 | 0 | 0 | 0 | 0 | 0 | 2006 Qtr 1: 0; 2006 Qtr 2: 0; 2006 Qtr 3: 0; 2006 Qtr 4: 258.3838; 2007 Qtr 1: 0; 2007 Qtr 2: 0; 2007 Qtr 3: 0; 2007 Qtr 4: 0; 2008 Qtr 1: 0; 2008 Qtr 2: 0; 2008 Qtr 3: 0; 2008 Qtr 4: 0 | 258.3838
0 | 234148-Premium T8 with T12 40 Watt Baseline |  | 7 | Commercial | 14-MLI-Manufacturing–LightIndustry-LIGHT | 0 |  |  |  |  | 13.9591 | 13.1897 | 0 | 0 | 0 | 0.7694 | 64.9241 |  | kWh | 0.020063 | -0.083941 | Commercial |  | Annual | [5 empty] | 11 | 0.96 |  |  |  | 0 | 100.0782 | 0 | 0 | 0 | 0 | 0 | 0 | 0 | 0 | 0 | 0 | 2006 Qtr 1: 0; 2006 Qtr 2: 0; 2006 Qtr 3: 0; 2006 Qtr 4: 100.0782; 2007 Qtr 1: 0; 2007 Qtr 2: 0; 2007 Qtr 3: 0; 2007 Qtr 4: 0; 2008 Qtr 1: 0; 2008 Qtr 2: 0; 2008 Qtr 3: 0; 2008 Qtr 4: 0 | 100.0782
0 | 234053-Lighting-Remove 4 Ft Lamp (De-Lamp) | COFL00AVDEL01 | 7 | Commercial | 14-MLI-Manufacturing–LightIndustry-LIGHT | 0 |  |  |  |  | 28.2538 | 16.4871 | 0 | 0 | 0 | 11.7667 | 100.2037 |  | kWh | 0.030965 | -0.12955 | Commercial |  | Annual | [5 empty] | 11 | 0.96 |  |  |  | 0 | 90.9802 | 0 | 0 | 0 | 0 | 0 | 0 | 0 | 0 | 0 | 0 | 2006 Qtr 1: 0; 2006 Qtr 2: 0; 2006 Qtr 3: 0; 2006 Qtr 4: 90.9802; 2007 Qtr 1: 0; 2007 Qtr 2: 0; 2007 Qtr 3: 0; 2007 Qtr 4: 0; 2008 Qtr 1: 0; 2008 Qtr 2: 0; 2008 Qtr 3: 0; 2008 Qtr 4: 0 | 90.9802
0 | 234148-Premium T8 with T12 40 Watt Baseline |  | 7 | Commercial | 01-ALC-AllCommercial-IntLight | 0 |  |  |  |  | 13.9591 | 13.1897 | 0 | 0 | 0 | 0.7694 | 64.9358 |  | kWh | 0.020124 | -0.10634 | Commercial |  | Annual | [5 empty] | 11 | 0.96 |  |  |  | 0 | 27.2941 | 0 | 0 | 0 | 0 | 0 | 0 | 0 | 0 | 0 | 0 | 2006 Qtr 1: 0; 2006 Qtr 2: 0; 2006 Qtr 3: 0; 2006 Qtr 4: 27.2941; 2007 Qtr 1: 0; 2007 Qtr 2: 0; 2007 Qtr 3: 0; 2007 Qtr 4: 0; 2008 Qtr 1: 0; 2008 Qtr 2: 0; 2008 Qtr 3: 0; 2008 Qtr 4: 0 | 27.2941
0 | 234053-Lighting-Remove 4 Ft Lamp (De-Lamp) | COFL00AVDEL01 | 7 | Commercial | 01-ALC-AllCommercial-IntLight | 0 |  |  |  |  | 28.2538 | 16.4871 | 0 | 0 | 0 | 11.7667 | 100.2216 |  | kWh | 0.031059 | -0.16413 | Commercial |  | Annual | [5 empty] | 11 | 0.96 |  |  |  | 0 | 29.1137 | 0 | 0 | 0 | 0 | 0 | 0 | 0 | 0 | 0 | 0 | 2006 Qtr 1: 0; 2006 Qtr 2: 0; 2006 Qtr 3: 0; 2006 Qtr 4: 29.1137; 2007 Qtr 1: 0; 2007 Qtr 2: 0; 2007 Qtr 3: 0; 2007 Qtr 4: 0; 2008 Qtr 1: 0; 2008 Qtr 2: 0; 2008 Qtr 3: 0; 2008 Qtr 4: 0 | 29.1137
0 | 234148-Premium T8 with T12 40 Watt Baseline |  | 7 | Commercial | 01-ALC-AllCommercial-IntLight | 0 |  |  |  |  | 13.9591 | 13.1897 | 0 | 0 | 0 | 0.7694 | 64.9358 |  | kWh | 0.020124 | -0.10634 | Commercial |  | Annual | [5 empty] | 11 | 0.96 |  |  |  | 0 | 69.145 | 0 | 0 | 0 | 0 | 0 | 0 | 0 | 0 | 0 | 0 | 2006 Qtr 1: 0; 2006 Qtr 2: 0; 2006 Qtr 3: 0; 2006 Qtr 4: 69.145; 2007 Qtr 1: 0; 2007 Qtr 2: 0; 2007 Qtr 3: 0; 2007 Qtr 4: 0; 2008 Qtr 1: 0; 2008 Qtr 2: 0; 2008 Qtr 3: 0; 2008 Qtr 4: 0 | 69.145
0 | 234053-Lighting-Remove 4 Ft Lamp (De-Lamp) | COFL00AVDEL01 | 7 | Commercial | 01-ALC-AllCommercial-IntLight | 0 |  |  |  |  | 28.2538 | 16.4871 | 0 | 0 | 0 | 11.7667 | 100.2216 |  | kWh | 0.031059 | -0.16413 | Commercial |  | Annual | [5 empty] | 11 | 0.96 |  |  |  | 0 | 81.8822 | 0 | 0 | 0 | 0 | 0 | 0 | 0 | 0 | 0 | 0 | 2006 Qtr 1: 0; 2006 Qtr 2: 0; 2006 Qtr 3: 0; 2006 Qtr 4: 81.8822; 2007 Qtr 1: 0; 2007 Qtr 2: 0; 2007 Qtr 3: 0; 2007 Qtr 4: 0; 2008 Qtr 1: 0; 2008 Qtr 2: 0; 2008 Qtr 3: 0; 2008 Qtr 4: 0 | 81.8822
0 | 234148-Premium T8 with T12 40 Watt Baseline |  | 7 | Commercial | 14-MLI-Manufacturing–LightIndustry-LIGHT | 0 |  |  |  |  | 13.9591 | 13.1897 | 0 | 0 | 0 | 0.7694 | 64.9241 |  | kWh | 0.020063 | -0.083941 | Commercial |  | Annual | [5 empty] | 11 | 0.96 |  |  |  | 0 | 29.1137 | 0 | 0 | 0 | 0 | 0 | 0 | 0 | 0 | 0 | 0 | 2006 Qtr 1: 0; 2006 Qtr 2: 0; 2006 Qtr 3: 0; 2006 Qtr 4: 29.1137; 2007 Qtr 1: 0; 2007 Qtr 2: 0; 2007 Qtr 3: 0; 2007 Qtr 4: 0; 2008 Qtr 1: 0; 2008 Qtr 2: 0; 2008 Qtr 3: 0; 2008 Qtr 4: 0 | 29.1137
0 | 234053-Lighting-Remove 4 Ft Lamp (De-Lamp) | COFL00AVDEL01 | 7 | Commercial | 14-MLI-Manufacturing–LightIndustry-LIGHT | 0 |  |  |  |  | 28.2538 | 16.4871 | 0 | 0 | 0 | 11.7667 | 100.2037 |  | kWh | 0.030965 | -0.12955 | Commercial |  | Annual | [5 empty] | 11 | 0.96 |  |  |  | 0 | 34.5725 | 0 | 0 | 0 | 0 | 0 | 0 | 0 | 0 | 0 | 0 | 2006 Qtr 1: 0; 2006 Qtr 2: 0; 2006 Qtr 3: 0; 2006 Qtr 4: 34.5725; 2007 Qtr 1: 0; 2007 Qtr 2: 0; 2007 Qtr 3: 0; 2007 Qtr 4: 0; 2008 Qtr 1: 0; 2008 Qtr 2: 0; 2008 Qtr 3: 0; 2008 Qtr 4: 0 | 34.5725
0 | 234148-Premium T8 with T12 40 Watt Baseline |  | 7 | Commercial | 01-ALC-AllCommercial-IntLight | 0 |  |  |  |  | 13.9591 | 13.1897 | 0 | 0 | 0 | 0.7694 | 69.1977 |  | kWh | 0.022275 | -0.11332 | Commercial |  | Annual | [5 empty] | 11 | 0.96 |  |  |  | 0 | 11.8274 | 0 | 0 | 0 | 0 | 0 | 0 | 0 | 0 | 0 | 0 | 2006 Qtr 1: 0; 2006 Qtr 2: 0; 2006 Qtr 3: 0; 2006 Qtr 4: 11.8274; 2007 Qtr 1: 0; 2007 Qtr 2: 0; 2007 Qtr 3: 0; 2007 Qtr 4: 0; 2008 Qtr 1: 0; 2008 Qtr 2: 0; 2008 Qtr 3: 0; 2008 Qtr 4: 0 | 11.8274
0 | 234053-Lighting-Remove 4 Ft Lamp (De-Lamp) | COFL00AVDEL01 | 7 | Commercial | 01-ALC-AllCommercial-IntLight | 0 |  |  |  |  | 28.2538 | 16.4871 | 0 | 0 | 0 | 11.7667 | 106.7995 |  | kWh | 0.03438 | -0.1749 | Commercial |  | Annual | [5 empty] | 11 | 0.96 |  |  |  | 0 | 6.3686 | 0 | 0 | 0 | 0 | 0 | 0 | 0 | 0 | 0 | 0 | 2006 Qtr 1: 0; 2006 Qtr 2: 0; 2006 Qtr 3: 0; 2006 Qtr 4: 6.3686; 2007 Qtr 1: 0; 2007 Qtr 2: 0; 2007 Qtr 3: 0; 2007 Qtr 4: 0; 2008 Qtr 1: 0; 2008 Qtr 2: 0; 2008 Qtr 3: 0; 2008 Qtr 4: 0 | 6.3686
0 | 234148-Premium T8 with T12 40 Watt Baseline |  | 7 | Commercial | 01-ALC-AllCommercial-IntLight | 0 |  |  |  |  | 13.9591 | 13.1897 | 0 | 0 | 0 | 0.7694 | 69.1977 |  | kWh | 0.022275 | -0.11332 | Commercial |  | Annual | [5 empty] | 11 | 0.96 |  |  |  | 0 | 32.7529 | 0 | 0 | 0 | 0 | 0 | 0 | 0 | 0 | 0 | 0 | 2006 Qtr 1: 0; 2006 Qtr 2: 0; 2006 Qtr 3: 0; 2006 Qtr 4: 32.7529; 2007 Qtr 1: 0; 2007 Qtr 2: 0; 2007 Qtr 3: 0; 2007 Qtr 4: 0; 2008 Qtr 1: 0; 2008 Qtr 2: 0; 2008 Qtr 3: 0; 2008 Qtr 4: 0 | 32.7529
0 | 234053-Lighting-Remove 4 Ft Lamp (De-Lamp) | COFL00AVDEL01 | 7 | Commercial | 01-ALC-AllCommercial-IntLight | 0 |  |  |  |  | 28.2538 | 16.4871 | 0 | 0 | 0 | 11.7667 | 106.7995 |  | kWh | 0.03438 | -0.1749 | Commercial |  | Annual | [5 empty] | 11 | 0.96 |  |  |  | 0 | 34.5725 | 0 | 0 | 0 | 0 | 0 | 0 | 0 | 0 | 0 | 0 | 2006 Qtr 1: 0; 2006 Qtr 2: 0; 2006 Qtr 3: 0; 2006 Qtr 4: 34.5725; 2007 Qtr 1: 0; 2007 Qtr 2: 0; 2007 Qtr 3: 0; 2007 Qtr 4: 0; 2008 Qtr 1: 0; 2008 Qtr 2: 0; 2008 Qtr 3: 0; 2008 Qtr 4: 0 | 34.5725
0 | 234148-Premium T8 with T12 40 Watt Baseline |  | 7 | Commercial | 14-MLI-Manufacturing–LightIndustry-LIGHT | 0 |  |  |  |  | 13.9591 | 13.1897 | 0 | 0 | 0 | 0.7694 | 64.9241 |  | kWh | 0.020063 | -0.083941 | Commercial |  | Annual | [5 empty] | 11 | 0.96 |  |  |  | 0 | 20.0156 | 0 | 0 | 0 | 0 | 0 | 0 | 0 | 0 | 0 | 0 | 2006 Qtr 1: 0; 2006 Qtr 2: 0; 2006 Qtr 3: 0; 2006 Qtr 4: 20.0156; 2007 Qtr 1: 0; 2007 Qtr 2: 0; 2007 Qtr 3: 0; 2007 Qtr 4: 0; 2008 Qtr 1: 0; 2008 Qtr 2: 0; 2008 Qtr 3: 0; 2008 Qtr 4: 0 | 20.0156
0 | 234053-Lighting-Remove 4 Ft Lamp (De-Lamp) | COFL00AVDEL01 | 7 | Commercial | 14-MLI-Manufacturing–LightIndustry-LIGHT | 0 |  |  |  |  | 28.2538 | 16.4871 | 0 | 0 | 0 | 11.7667 | 100.2037 |  | kWh | 0.030965 | -0.12955 | Commercial |  | Annual | [5 empty] | 11 | 0.96 |  |  |  | 0 | 20.0156 | 0 | 0 | 0 | 0 | 0 | 0 | 0 | 0 | 0 | 0 | 2006 Qtr 1: 0; 2006 Qtr 2: 0; 2006 Qtr 3: 0; 2006 Qtr 4: 20.0156; 2007 Qtr 1: 0; 2007 Qtr 2: 0; 2007 Qtr 3: 0; 2007 Qtr 4: 0; 2008 Qtr 1: 0; 2008 Qtr 2: 0; 2008 Qtr 3: 0; 2008 Qtr 4: 0 | 20.0156
0 | 234148-Premium T8 with T12 40 Watt Baseline |  | 7 | Commercial | 01-ALC-AllCommercial-IntLight | 0 |  |  |  |  | 13.9591 | 13.1897 | 0 | 0 | 0 | 0.7694 | 64.9358 |  | kWh | 0.020124 | -0.10634 | Commercial |  | Annual | [5 empty] | 11 | 0.96 |  |  |  | 0 | 46.3999 | 0 | 0 | 0 | 0 | 0 | 0 | 0 | 0 | 0 | 0 | 2006 Qtr 1: 0; 2006 Qtr 2: 0; 2006 Qtr 3: 0; 2006 Qtr 4: 46.3999; 2007 Qtr 1: 0; 2007 Qtr 2: 0; 2007 Qtr 3: 0; 2007 Qtr 4: 0; 2008 Qtr 1: 0; 2008 Qtr 2: 0; 2008 Qtr 3: 0; 2008 Qtr 4: 0 | 46.3999
0 | 234053-Lighting-Remove 4 Ft Lamp (De-Lamp) | COFL00AVDEL01 | 7 | Commercial | 01-ALC-AllCommercial-IntLight | 0 |  |  |  |  | 28.2538 | 16.4871 | 0 | 0 | 0 | 11.7667 | 100.2216 |  | kWh | 0.031059 | -0.16413 | Commercial |  | Annual | [5 empty] | 11 | 0.96 |  |  |  | 0 | 52.7685 | 0 | 0 | 0 | 0 | 0 | 0 | 0 | 0 | 0 | 0 | 2006 Qtr 1: 0; 2006 Qtr 2: 0; 2006 Qtr 3: 0; 2006 Qtr 4: 52.7685; 2007 Qtr 1: 0; 2007 Qtr 2: 0; 2007 Qtr 3: 0; 2007 Qtr 4: 0; 2008 Qtr 1: 0; 2008 Qtr 2: 0; 2008 Qtr 3: 0; 2008 Qtr 4: 0 | 52.7685
0 | 234148-Premium T8 with T12 40 Watt Baseline |  | 7 | Commercial | 01-ALC-AllCommercial-IntLight | 0 |  |  |  |  | 13.9591 | 13.1897 | 0 | 0 | 0 | 0.7694 | 74.8184 |  | kWh | 0.022603 | -0.12253 | Commercial |  | Annual | [5 empty] | 11 | 0.96 |  |  |  | 0 | 25.4745 | 0 | 0 | 0 | 0 | 0 | 0 | 0 | 0 | 0 | 0 | 2006 Qtr 1: 0; 2006 Qtr 2: 0; 2006 Qtr 3: 0; 2006 Qtr 4: 25.4745; 2007 Qtr 1: 0; 2007 Qtr 2: 0; 2007 Qtr 3: 0; 2007 Qtr 4: 0; 2008 Qtr 1: 0; 2008 Qtr 2: 0; 2008 Qtr 3: 0; 2008 Qtr 4: 0 | 25.4745
0 | 234053-Lighting-Remove 4 Ft Lamp (De-Lamp) | COFL00AVDEL01 | 7 | Commercial | 01-ALC-AllCommercial-IntLight | 0 |  |  |  |  | 28.2538 | 16.4871 | 0 | 0 | 0 | 11.7667 | 115.4744 |  | kWh | 0.034885 | -0.18911 | Commercial |  | Annual | [5 empty] | 11 | 0.96 |  |  |  | 0 | 27.2941 | 0 | 0 | 0 | 0 | 0 | 0 | 0 | 0 | 0 | 0 | 2006 Qtr 1: 0; 2006 Qtr 2: 0; 2006 Qtr 3: 0; 2006 Qtr 4: 27.2941; 2007 Qtr 1: 0; 2007 Qtr 2: 0; 2007 Qtr 3: 0; 2007 Qtr 4: 0; 2008 Qtr 1: 0; 2008 Qtr 2: 0; 2008 Qtr 3: 0; 2008 Qtr 4: 0 | 27.2941
0 | 234148-Premium T8 with T12 40 Watt Baseline |  | 7 | Commercial | 01-ALC-AllCommercial-IntLight | 0 |  |  |  |  | 13.9591 | 13.1897 | 0 | 0 | 0 | 0.7694 | 64.9358 |  | kWh | 0.020124 | -0.10634 | Commercial |  | Annual | [5 empty] | 11 | 0.96 |  |  |  | 0 | 27.2941 | 0 | 0 | 0 | 0 | 0 | 0 | 0 | 0 | 0 | 0 | 2006 Qtr 1: 0; 2006 Qtr 2: 0; 2006 Qtr 3: 0; 2006 Qtr 4: 27.2941; 2007 Qtr 1: 0; 2007 Qtr 2: 0; 2007 Qtr 3: 0; 2007 Qtr 4: 0; 2008 Qtr 1: 0; 2008 Qtr 2: 0; 2008 Qtr 3: 0; 2008 Qtr 4: 0 | 27.2941
0 | 234053-Lighting-Remove 4 Ft Lamp (De-Lamp) | COFL00AVDEL01 | 7 | Commercial | 01-ALC-AllCommercial-IntLight | 0 |  |  |  |  | 28.2538 | 16.4871 | 0 | 0 | 0 | 11.7667 | 100.2216 |  | kWh | 0.031059 | -0.16413 | Commercial |  | Annual | [5 empty] | 11 | 0.96 |  |  |  | 0 | 29.1137 | 0 | 0 | 0 | 0 | 0 | 0 | 0 | 0 | 0 | 0 | 2006 Qtr 1: 0; 2006 Qtr 2: 0; 2006 Qtr 3: 0; 2006 Qtr 4: 29.1137; 2007 Qtr 1: 0; 2007 Qtr 2: 0; 2007 Qtr 3: 0; 2007 Qtr 4: 0; 2008 Qtr 1: 0; 2008 Qtr 2: 0; 2008 Qtr 3: 0; 2008 Qtr 4: 0 | 29.1137
0 | 234148-Premium T8 with T12 40 Watt Baseline |  | 7 | Commercial | 01-ALC-AllCommercial-IntLight | 0 |  |  |  |  | 13.9591 | 13.1897 | 0 | 0 | 0 | 0.7694 | 64.9358 |  | kWh | 0.020124 | -0.10634 | Commercial |  | Annual | [5 empty] | 11 | 0.96 |  |  |  | 0 | 19.1058 | 0 | 0 | 0 | 0 | 0 | 0 | 0 | 0 | 0 | 0 | 2006 Qtr 1: 0; 2006 Qtr 2: 0; 2006 Qtr 3: 0; 2006 Qtr 4: 19.1058; 2007 Qtr 1: 0; 2007 Qtr 2: 0; 2007 Qtr 3: 0; 2007 Qtr 4: 0; 2008 Qtr 1: 0; 2008 Qtr 2: 0; 2008 Qtr 3: 0; 2008 Qtr 4: 0 | 19.1058
0 | 234053-Lighting-Remove 4 Ft Lamp (De-Lamp) | COFL00AVDEL01 | 7 | Commercial | 01-ALC-AllCommercial-IntLight | 0 |  |  |  |  | 28.2538 | 16.4871 | 0 | 0 | 0 | 11.7667 | 100.2216 |  | kWh | 0.031059 | -0.16413 | Commercial |  | Annual | [5 empty] | 11 | 0.96 |  |  |  | 0 | 17.2862 | 0 | 0 | 0 | 0 | 0 | 0 | 0 | 0 | 0 | 0 | 2006 Qtr 1: 0; 2006 Qtr 2: 0; 2006 Qtr 3: 0; 2006 Qtr 4: 17.2862; 2007 Qtr 1: 0; 2007 Qtr 2: 0; 2007 Qtr 3: 0; 2007 Qtr 4: 0; 2008 Qtr 1: 0; 2008 Qtr 2: 0; 2008 Qtr 3: 0; 2008 Qtr 4: 0 | 17.2862
0 | 234148-Premium T8 with T12 40 Watt Baseline |  | 7 | Commercial | 01-ALC-AllCommercial-IntLight | 0 |  |  |  |  | 13.9591 | 13.1897 | 0 | 0 | 0 | 0.7694 | 64.9358 |  | kWh | 0.020124 | -0.10634 | Commercial |  | Annual | [5 empty] | 11 | 0.96 |  |  |  | 0 | 34.5725 | 0 | 0 | 0 | 0 | 0 | 0 | 0 | 0 | 0 | 0 | 2006 Qtr 1: 0; 2006 Qtr 2: 0; 2006 Qtr 3: 0; 2006 Qtr 4: 34.5725; 2007 Qtr 1: 0; 2007 Qtr 2: 0; 2007 Qtr 3: 0; 2007 Qtr 4: 0; 2008 Qtr 1: 0; 2008 Qtr 2: 0; 2008 Qtr 3: 0; 2008 Qtr 4: 0 | 34.5725
0 | 234053-Lighting-Remove 4 Ft Lamp (De-Lamp) | COFL00AVDEL01 | 7 | Commercial | 01-ALC-AllCommercial-IntLight | 0 |  |  |  |  | 28.2538 | 16.4871 | 0 | 0 | 0 | 11.7667 | 100.2216 |  | kWh | 0.031059 | -0.16413 | Commercial |  | Annual | [5 empty] | 11 | 0.96 |  |  |  | 0 | 36.3921 | 0 | 0 | 0 | 0 | 0 | 0 | 0 | 0 | 0 | 0 | 2006 Qtr 1: 0; 2006 Qtr 2: 0; 2006 Qtr 3: 0; 2006 Qtr 4: 36.3921; 2007 Qtr 1: 0; 2007 Qtr 2: 0; 2007 Qtr 3: 0; 2007 Qtr 4: 0; 2008 Qtr 1: 0; 2008 Qtr 2: 0; 2008 Qtr 3: 0; 2008 Qtr 4: 0 | 36.3921
0 | 234148-Premium T8 with T12 40 Watt Baseline |  | 7 | Commercial | 01-ALC-AllCommercial-IntLight | 0 |  |  |  |  | 13.9591 | 13.1897 | 0 | 0 | 0 | 0.7694 | 36.1365 |  | kWh | 0.0083603 | -0.05918 | Commercial |  | Annual | [5 empty] | 11 | 0.96 |  |  |  | 0 | 80.0626 | 0 | 0 | 0 | 0 | 0 | 0 | 0 | 0 | 0 | 0 | 2006 Qtr 1: 0; 2006 Qtr 2: 0; 2006 Qtr 3: 80.0626; 2006 Qtr 4: 0; 2007 Qtr 1: 0; 2007 Qtr 2: 0; 2007 Qtr 3: 0; 2007 Qtr 4: 0; 2008 Qtr 1: 0; 2008 Qtr 2: 0; 2008 Qtr 3: 0; 2008 Qtr 4: 0 | 80.0626
0 | 234053-Lighting-Remove 4 Ft Lamp (De-Lamp) | COFL00AVDEL01 | 7 | Commercial | 01-ALC-AllCommercial-IntLight | 0 |  |  |  |  | 28.2538 | 16.4871 | 0 | 0 | 0 | 11.7667 | 55.7729 |  | kWh | 0.012903 | -0.091338 | Commercial |  | Annual | [5 empty] | 11 | 0.96 |  |  |  | 0 | 103.7174 | 0 | 0 | 0 | 0 | 0 | 0 | 0 | 0 | 0 | 0 | 2006 Qtr 1: 0; 2006 Qtr 2: 0; 2006 Qtr 3: 103.7174; 2006 Qtr 4: 0; 2007 Qtr 1: 0; 2007 Qtr 2: 0; 2007 Qtr 3: 0; 2007 Qtr 4: 0; 2008 Qtr 1: 0; 2008 Qtr 2: 0; 2008 Qtr 3: 0; 2008 Qtr 4: 0 | 103.7174
0 | 234049-Lighting-LED Exit Sign New Sign | CALC00AVETS01 | 7 | Commercial | 02-ASM-Assembly-Exit | 0 |  |  |  |  | 65.3696 | 45 | 0 | 0 | 0 | 20.3696 | 351.311 |  | kWh | 0 | 0 | Commercial |  | Annual | [5 empty] | 16 | 0.96 |  |  |  | 0 | 2 | 0 | 0 | 0 | 0 | 0 | 0 | 0 | 0 | 0 | 0 | 2006 Qtr 1: 0; 2006 Qtr 2: 0; 2006 Qtr 3: 2; 2006 Qtr 4: 0; 2007 Qtr 1: 0; 2007 Qtr 2: 0; 2007 Qtr 3: 0; 2007 Qtr 4: 0; 2008 Qtr 1: 0; 2008 Qtr 2: 0; 2008 Qtr 3: 0; 2008 Qtr 4: 0 | 2
0 | 234148-Premium T8 with T12 40 Watt Baseline |  | 7 | Commercial | 01-ALC-AllCommercial-IntLight | 0 |  |  |  |  | 13.9591 | 13.1897 | 0 | 0 | 0 | 0.7694 | 74.8184 |  | kWh | 0.022603 | -0.12253 | Commercial |  | Annual | [5 empty] | 11 | 0.96 |  |  |  | 0 | 21.8353 | 0 | 0 | 0 | 0 | 0 | 0 | 0 | 0 | 0 | 0 | 2006 Qtr 1: 0; 2006 Qtr 2: 0; 2006 Qtr 3: 0; 2006 Qtr 4: 21.8353; 2007 Qtr 1: 0; 2007 Qtr 2: 0; 2007 Qtr 3: 0; 2007 Qtr 4: 0; 2008 Qtr 1: 0; 2008 Qtr 2: 0; 2008 Qtr 3: 0; 2008 Qtr 4: 0 | 21.8353
0 | 234053-Lighting-Remove 4 Ft Lamp (De-Lamp) | COFL00AVDEL01 | 7 | Commercial | 01-ALC-AllCommercial-IntLight | 0 |  |  |  |  | 28.2538 | 16.4871 | 0 | 0 | 0 | 11.7667 | 115.4744 |  | kWh | 0.034885 | -0.18911 | Commercial |  | Annual | [5 empty] | 11 | 0.96 |  |  |  | 0 | 21.8353 | 0 | 0 | 0 | 0 | 0 | 0 | 0 | 0 | 0 | 0 | 2006 Qtr 1: 0; 2006 Qtr 2: 0; 2006 Qtr 3: 0; 2006 Qtr 4: 21.8353; 2007 Qtr 1: 0; 2007 Qtr 2: 0; 2007 Qtr 3: 0; 2007 Qtr 4: 0; 2008 Qtr 1: 0; 2008 Qtr 2: 0; 2008 Qtr 3: 0; 2008 Qtr 4: 0 | 21.8353
0 | 234148-Premium T8 with T12 40 Watt Baseline |  | 7 | Commercial | 01-ALC-AllCommercial-IntLight | 0 |  |  |  |  | 13.9591 | 13.1897 | 0 | 0 | 0 | 0.7694 | 64.9358 |  | kWh | 0.020124 | -0.10634 | Commercial |  | Annual | [5 empty] | 11 | 0.96 |  |  |  | 0 | 25.4745 | 0 | 0 | 0 | 0 | 0 | 0 | 0 | 0 | 0 | 0 | 2006 Qtr 1: 0; 2006 Qtr 2: 0; 2006 Qtr 3: 0; 2006 Qtr 4: 25.4745; 2007 Qtr 1: 0; 2007 Qtr 2: 0; 2007 Qtr 3: 0; 2007 Qtr 4: 0; 2008 Qtr 1: 0; 2008 Qtr 2: 0; 2008 Qtr 3: 0; 2008 Qtr 4: 0 | 25.4745
0 | 234053-Lighting-Remove 4 Ft Lamp (De-Lamp) | COFL00AVDEL01 | 7 | Commercial | 01-ALC-AllCommercial-IntLight | 0 |  |  |  |  | 28.2538 | 16.4871 | 0 | 0 | 0 | 11.7667 | 100.2216 |  | kWh | 0.031059 | -0.16413 | Commercial |  | Annual | [5 empty] | 11 | 0.96 |  |  |  | 0 | 25.4745 | 0 | 0 | 0 | 0 | 0 | 0 | 0 | 0 | 0 | 0 | 2006 Qtr 1: 0; 2006 Qtr 2: 0; 2006 Qtr 3: 0; 2006 Qtr 4: 25.4745; 2007 Qtr 1: 0; 2007 Qtr 2: 0; 2007 Qtr 3: 0; 2007 Qtr 4: 0; 2008 Qtr 1: 0; 2008 Qtr 2: 0; 2008 Qtr 3: 0; 2008 Qtr 4: 0 | 25.4745
0 | 234148-Premium T8 with T12 40 Watt Baseline |  | 7 | Commercial | 01-ALC-AllCommercial-IntLight | 0 |  |  |  |  | 13.9591 | 13.1897 | 0 | 0 | 0 | 0.7694 | 59.9551 |  | kWh | 0.020434 | -0.098187 | Commercial |  | Annual | [5 empty] | 11 | 0.96 |  |  |  | 0 | 20.0156 | 0 | 0 | 0 | 0 | 0 | 0 | 0 | 0 | 0 | 0 | 2006 Qtr 1: 0; 2006 Qtr 2: 0; 2006 Qtr 3: 0; 2006 Qtr 4: 20.0156; 2007 Qtr 1: 0; 2007 Qtr 2: 0; 2007 Qtr 3: 0; 2007 Qtr 4: 0; 2008 Qtr 1: 0; 2008 Qtr 2: 0; 2008 Qtr 3: 0; 2008 Qtr 4: 0 | 20.0156
0 | 234053-Lighting-Remove 4 Ft Lamp (De-Lamp) | COFL00AVDEL01 | 7 | Commercial | 01-ALC-AllCommercial-IntLight | 0 |  |  |  |  | 28.2538 | 16.4871 | 0 | 0 | 0 | 11.7667 | 92.5345 |  | kWh | 0.031538 | -0.15154 | Commercial |  | Annual | [5 empty] | 11 | 0.96 |  |  |  | 0 | 20.0156 | 0 | 0 | 0 | 0 | 0 | 0 | 0 | 0 | 0 | 0 | 2006 Qtr 1: 0; 2006 Qtr 2: 0; 2006 Qtr 3: 0; 2006 Qtr 4: 20.0156; 2007 Qtr 1: 0; 2007 Qtr 2: 0; 2007 Qtr 3: 0; 2007 Qtr 4: 0; 2008 Qtr 1: 0; 2008 Qtr 2: 0; 2008 Qtr 3: 0; 2008 Qtr 4: 0 | 20.0156
0 | 234148-Premium T8 with T12 40 Watt Baseline |  | 7 | Commercial | 01-ALC-AllCommercial-IntLight | 0 |  |  |  |  | 13.9591 | 13.1897 | 0 | 0 | 0 | 0.7694 | 64.9358 |  | kWh | 0.020124 | -0.10634 | Commercial |  | Annual | [5 empty] | 11 | 0.96 |  |  |  | 0 | 55.4979 | 0 | 0 | 0 | 0 | 0 | 0 | 0 | 0 | 0 | 0 | 2006 Qtr 1: 0; 2006 Qtr 2: 0; 2006 Qtr 3: 0; 2006 Qtr 4: 55.4979; 2007 Qtr 1: 0; 2007 Qtr 2: 0; 2007 Qtr 3: 0; 2007 Qtr 4: 0; 2008 Qtr 1: 0; 2008 Qtr 2: 0; 2008 Qtr 3: 0; 2008 Qtr 4: 0 | 55.4979
0 | 234053-Lighting-Remove 4 Ft Lamp (De-Lamp) | COFL00AVDEL01 | 7 | Commercial | 01-ALC-AllCommercial-IntLight | 0 |  |  |  |  | 28.2538 | 16.4871 | 0 | 0 | 0 | 11.7667 | 100.2216 |  | kWh | 0.031059 | -0.16413 | Commercial |  | Annual | [5 empty] | 11 | 0.96 |  |  |  | 0 | 30.9333 | 0 | 0 | 0 | 0 | 0 | 0 | 0 | 0 | 0 | 0 | 2006 Qtr 1: 0; 2006 Qtr 2: 0; 2006 Qtr 3: 0; 2006 Qtr 4: 30.9333; 2007 Qtr 1: 0; 2007 Qtr 2: 0; 2007 Qtr 3: 0; 2007 Qtr 4: 0; 2008 Qtr 1: 0; 2008 Qtr 2: 0; 2008 Qtr 3: 0; 2008 Qtr 4: 0 | 30.9333
0 | 234148-Premium T8 with T12 40 Watt Baseline |  | 7 | Commercial | 01-ALC-AllCommercial-IntLight | 0 |  |  |  |  | 13.9591 | 13.1897 | 0 | 0 | 0 | 0.7694 | 64.9358 |  | kWh | 0.020124 | -0.10634 | Commercial |  | Annual | [5 empty] | 11 | 0.96 |  |  |  | 0 | 290.2269 | 0 | 0 | 0 | 0 | 0 | 0 | 0 | 0 | 0 | 0 | 2006 Qtr 1: 0; 2006 Qtr 2: 0; 2006 Qtr 3: 0; 2006 Qtr 4: 290.2269; 2007 Qtr 1: 0; 2007 Qtr 2: 0; 2007 Qtr 3: 0; 2007 Qtr 4: 0; 2008 Qtr 1: 0; 2008 Qtr 2: 0; 2008 Qtr 3: 0; 2008 Qtr 4: 0 | 290.2269
0 | 234053-Lighting-Remove 4 Ft Lamp (De-Lamp) | COFL00AVDEL01 | 7 | Commercial | 01-ALC-AllCommercial-IntLight | 0 |  |  |  |  | 28.2538 | 16.4871 | 0 | 0 | 0 | 11.7667 | 100.2216 |  | kWh | 0.031059 | -0.16413 | Commercial |  | Annual | [5 empty] | 11 | 0.96 |  |  |  | 0 | 168.3134 | 0 | 0 | 0 | 0 | 0 | 0 | 0 | 0 | 0 | 0 | 2006 Qtr 1: 0; 2006 Qtr 2: 0; 2006 Qtr 3: 0; 2006 Qtr 4: 168.3134; 2007 Qtr 1: 0; 2007 Qtr 2: 0; 2007 Qtr 3: 0; 2007 Qtr 4: 0; 2008 Qtr 1: 0; 2008 Qtr 2: 0; 2008 Qtr 3: 0; 2008 Qtr 4: 0 | 168.3134
0 | 234148-Premium T8 with T12 40 Watt Baseline |  | 7 | Commercial | 01-ALC-AllCommercial-IntLight | 0 |  |  |  |  | 13.9591 | 13.1897 | 0 | 0 | 0 | 0.7694 | 105.9046 |  | kWh | 0.021267 | -0.17344 | Commercial |  | Annual | [5 empty] | 11 | 0.96 |  |  |  | 0 | 18.196 | 0 | 0 | 0 | 0 | 0 | 0 | 0 | 0 | 0 | 0 | 2006 Qtr 1: 0; 2006 Qtr 2: 0; 2006 Qtr 3: 0; 2006 Qtr 4: 18.196; 2007 Qtr 1: 0; 2007 Qtr 2: 0; 2007 Qtr 3: 0; 2007 Qtr 4: 0; 2008 Qtr 1: 0; 2008 Qtr 2: 0; 2008 Qtr 3: 0; 2008 Qtr 4: 0 | 18.196
0 | 234053-Lighting-Remove 4 Ft Lamp (De-Lamp) | COFL00AVDEL01 | 7 | Commercial | 01-ALC-AllCommercial-IntLight | 0 |  |  |  |  | 28.2538 | 16.4871 | 0 | 0 | 0 | 11.7667 | 163.4528 |  | kWh | 0.032823 | -0.26768 | Commercial |  | Annual | [5 empty] | 11 | 0.96 |  |  |  | 0 | 20.0156 | 0 | 0 | 0 | 0 | 0 | 0 | 0 | 0 | 0 | 0 | 2006 Qtr 1: 0; 2006 Qtr 2: 0; 2006 Qtr 3: 0; 2006 Qtr 4: 20.0156; 2007 Qtr 1: 0; 2007 Qtr 2: 0; 2007 Qtr 3: 0; 2007 Qtr 4: 0; 2008 Qtr 1: 0; 2008 Qtr 2: 0; 2008 Qtr 3: 0; 2008 Qtr 4: 0 | 20.0156
0 | 234148-Premium T8 with T12 40 Watt Baseline |  | 7 | Commercial | 01-ALC-AllCommercial-IntLight | 0 |  |  |  |  | 13.9591 | 13.1897 | 0 | 0 | 0 | 0.7694 | 64.9358 |  | kWh | 0.020124 | -0.10634 | Commercial |  | Annual | [5 empty] | 11 | 0.96 |  |  |  | 0 | 54.5881 | 0 | 0 | 0 | 0 | 0 | 0 | 0 | 0 | 0 | 0 | 2006 Qtr 1: 0; 2006 Qtr 2: 0; 2006 Qtr 3: 0; 2006 Qtr 4: 54.5881; 2007 Qtr 1: 0; 2007 Qtr 2: 0; 2007 Qtr 3: 0; 2007 Qtr 4: 0; 2008 Qtr 1: 0; 2008 Qtr 2: 0; 2008 Qtr 3: 0; 2008 Qtr 4: 0 | 54.5881
0 | 234053-Lighting-Remove 4 Ft Lamp (De-Lamp) | COFL00AVDEL01 | 7 | Commercial | 01-ALC-AllCommercial-IntLight | 0 |  |  |  |  | 28.2538 | 16.4871 | 0 | 0 | 0 | 11.7667 | 100.2216 |  | kWh | 0.031059 | -0.16413 | Commercial |  | Annual | [5 empty] | 11 | 0.96 |  |  |  | 0 | 27.2941 | 0 | 0 | 0 | 0 | 0 | 0 | 0 | 0 | 0 | 0 | 2006 Qtr 1: 0; 2006 Qtr 2: 0; 2006 Qtr 3: 0; 2006 Qtr 4: 27.2941; 2007 Qtr 1: 0; 2007 Qtr 2: 0; 2007 Qtr 3: 0; 2007 Qtr 4: 0; 2008 Qtr 1: 0; 2008 Qtr 2: 0; 2008 Qtr 3: 0; 2008 Qtr 4: 0 | 27.2941
0 | 234049-Lighting-LED Exit Sign New Sign | CALC00AVETS01 | 7 | Commercial | 02-ASM-Assembly-Exit | 0 |  |  |  |  | 65.3696 | 45 | 0 | 0 | 0 | 20.3696 | 351.311 |  | kWh | 0 | 0 | Commercial |  | Annual | [5 empty] | 16 | 0.96 |  |  |  | 0 | 1 | 0 | 0 | 0 | 0 | 0 | 0 | 0 | 0 | 0 | 0 | 2006 Qtr 1: 0; 2006 Qtr 2: 0; 2006 Qtr 3: 0; 2006 Qtr 4: 1; 2007 Qtr 1: 0; 2007 Qtr 2: 0; 2007 Qtr 3: 0; 2007 Qtr 4: 0; 2008 Qtr 1: 0; 2008 Qtr 2: 0; 2008 Qtr 3: 0; 2008 Qtr 4: 0 | 1
0 | 234148-Premium T8 with T12 40 Watt Baseline |  | 7 | Commercial | 01-ALC-AllCommercial-IntLight | 0 |  |  |  |  | 13.9591 | 13.1897 | 0 | 0 | 0 | 0.7694 | 64.9358 |  | kWh | 0.020124 | -0.10634 | Commercial |  | Annual | [5 empty] | 11 | 0.96 |  |  |  | 0 | 20.9254 | 0 | 0 | 0 | 0 | 0 | 0 | 0 | 0 | 0 | 0 | 2006 Qtr 1: 0; 2006 Qtr 2: 0; 2006 Qtr 3: 0; 2006 Qtr 4: 20.9254; 2007 Qtr 1: 0; 2007 Qtr 2: 0; 2007 Qtr 3: 0; 2007 Qtr 4: 0; 2008 Qtr 1: 0; 2008 Qtr 2: 0; 2008 Qtr 3: 0; 2008 Qtr 4: 0 | 20.9254
0 | 234053-Lighting-Remove 4 Ft Lamp (De-Lamp) | COFL00AVDEL01 | 7 | Commercial | 01-ALC-AllCommercial-IntLight | 0 |  |  |  |  | 28.2538 | 16.4871 | 0 | 0 | 0 | 11.7667 | 100.2216 |  | kWh | 0.031059 | -0.16413 | Commercial |  | Annual | [5 empty] | 11 | 0.96 |  |  |  | 0 | 25.4745 | 0 | 0 | 0 | 0 | 0 | 0 | 0 | 0 | 0 | 0 | 2006 Qtr 1: 0; 2006 Qtr 2: 0; 2006 Qtr 3: 0; 2006 Qtr 4: 25.4745; 2007 Qtr 1: 0; 2007 Qtr 2: 0; 2007 Qtr 3: 0; 2007 Qtr 4: 0; 2008 Qtr 1: 0; 2008 Qtr 2: 0; 2008 Qtr 3: 0; 2008 Qtr 4: 0 | 25.4745
0 | 234148-Premium T8 with T12 40 Watt Baseline |  | 7 | Commercial | 01-ALC-AllCommercial-IntLight | 0 |  |  |  |  | 13.9591 | 13.1897 | 0 | 0 | 0 | 0.7694 | 69.1977 |  | kWh | 0.022275 | -0.11332 | Commercial |  | Annual | [5 empty] | 11 | 0.96 |  |  |  | 0 | 45.4901 | 0 | 0 | 0 | 0 | 0 | 0 | 0 | 0 | 0 | 0 | 2006 Qtr 1: 0; 2006 Qtr 2: 0; 2006 Qtr 3: 0; 2006 Qtr 4: 45.4901; 2007 Qtr 1: 0; 2007 Qtr 2: 0; 2007 Qtr 3: 0; 2007 Qtr 4: 0; 2008 Qtr 1: 0; 2008 Qtr 2: 0; 2008 Qtr 3: 0; 2008 Qtr 4: 0 | 45.4901
0 | 234053-Lighting-Remove 4 Ft Lamp (De-Lamp) | COFL00AVDEL01 | 7 | Commercial | 01-ALC-AllCommercial-IntLight | 0 |  |  |  |  | 28.2538 | 16.4871 | 0 | 0 | 0 | 11.7667 | 106.7995 |  | kWh | 0.03438 | -0.1749 | Commercial |  | Annual | [5 empty] | 11 | 0.96 |  |  |  | 0 | 22.7451 | 0 | 0 | 0 | 0 | 0 | 0 | 0 | 0 | 0 | 0 | 2006 Qtr 1: 0; 2006 Qtr 2: 0; 2006 Qtr 3: 0; 2006 Qtr 4: 22.7451; 2007 Qtr 1: 0; 2007 Qtr 2: 0; 2007 Qtr 3: 0; 2007 Qtr 4: 0; 2008 Qtr 1: 0; 2008 Qtr 2: 0; 2008 Qtr 3: 0; 2008 Qtr 4: 0 | 22.7451
0 | 234148-Premium T8 with T12 40 Watt Baseline |  | 7 | Commercial | 01-ALC-AllCommercial-IntLight | 0 |  |  |  |  | 13.9591 | 13.1897 | 0 | 0 | 0 | 0.7694 | 64.9358 |  | kWh | 0.020124 | -0.10634 | Commercial |  | Annual | [5 empty] | 11 | 0.96 |  |  |  | 0 | 10.9176 | 0 | 0 | 0 | 0 | 0 | 0 | 0 | 0 | 0 | 0 | 2006 Qtr 1: 0; 2006 Qtr 2: 0; 2006 Qtr 3: 0; 2006 Qtr 4: 10.9176; 2007 Qtr 1: 0; 2007 Qtr 2: 0; 2007 Qtr 3: 0; 2007 Qtr 4: 0; 2008 Qtr 1: 0; 2008 Qtr 2: 0; 2008 Qtr 3: 0; 2008 Qtr 4: 0 | 10.9176
0 | 234053-Lighting-Remove 4 Ft Lamp (De-Lamp) | COFL00AVDEL01 | 7 | Commercial | 01-ALC-AllCommercial-IntLight | 0 |  |  |  |  | 28.2538 | 16.4871 | 0 | 0 | 0 | 11.7667 | 100.2216 |  | kWh | 0.031059 | -0.16413 | Commercial |  | Annual | [5 empty] | 11 | 0.96 |  |  |  | 0 | 5.4588 | 0 | 0 | 0 | 0 | 0 | 0 | 0 | 0 | 0 | 0 | 2006 Qtr 1: 0; 2006 Qtr 2: 0; 2006 Qtr 3: 0; 2006 Qtr 4: 5.4588; 2007 Qtr 1: 0; 2007 Qtr 2: 0; 2007 Qtr 3: 0; 2007 Qtr 4: 0; 2008 Qtr 1: 0; 2008 Qtr 2: 0; 2008 Qtr 3: 0; 2008 Qtr 4: 0 | 5.4588
0 | 234148-Premium T8 with T12 40 Watt Baseline |  | 7 | Commercial | 23-RTL-Retail–SingleStorylarge-LIT_INT | 0 |  |  |  |  | 13.9591 | 13.1897 | 0 | 0 | 0 | 0.7694 | 76.7101 |  | kWh | 0.022922 | -0.10435 | Commercial |  | Annual | [5 empty] | 11 | 0.96 |  |  |  | 0 | 105.5371 | 0 | 0 | 0 | 0 | 0 | 0 | 0 | 0 | 0 | 0 | 2006 Qtr 1: 0; 2006 Qtr 2: 0; 2006 Qtr 3: 0; 2006 Qtr 4: 105.5371; 2007 Qtr 1: 0; 2007 Qtr 2: 0; 2007 Qtr 3: 0; 2007 Qtr 4: 0; 2008 Qtr 1: 0; 2008 Qtr 2: 0; 2008 Qtr 3: 0; 2008 Qtr 4: 0 | 105.5371
0 | 234084-Refrigeration -Cooler/Freezer Door Gaskets - Solid Doors: Cooler |  | 7 | Commercial | 01-ALC-AllCommercial-Refrig | 0 |  |  |  |  | 4 | 4 | 0 | 0 | 0 | 0 | 104.55 |  | kWh | 0.01195 | 0 | Commercial |  | Annual | [5 empty] | 4 | 0.96 |  |  |  | 0 | 19 | 0 | 0 | 0 | 0 | 0 | 0 | 0 | 0 | 0 | 0 | 2006 Qtr 1: 0; 2006 Qtr 2: 0; 2006 Qtr 3: 0; 2006 Qtr 4: 19; 2007 Qtr 1: 0; 2007 Qtr 2: 0; 2007 Qtr 3: 0; 2007 Qtr 4: 0; 2008 Qtr 1: 0; 2008 Qtr 2: 0; 2008 Qtr 3: 0; 2008 Qtr 4: 0 | 19
0 | 234148-Premium T8 with T12 40 Watt Baseline |  | 7 | Commercial | 01-ALC-AllCommercial-IntLight | 0 |  |  |  |  | 13.9591 | 13.1897 | 0 | 0 | 0 | 0.7694 | 74.8184 |  | kWh | 0.022603 | -0.12253 | Commercial |  | Annual | [5 empty] | 11 | 0.96 |  |  |  | 0 | 10.9176 | 0 | 0 | 0 | 0 | 0 | 0 | 0 | 0 | 0 | 0 | 2006 Qtr 1: 0; 2006 Qtr 2: 0; 2006 Qtr 3: 0; 2006 Qtr 4: 10.9176; 2007 Qtr 1: 0; 2007 Qtr 2: 0; 2007 Qtr 3: 0; 2007 Qtr 4: 0; 2008 Qtr 1: 0; 2008 Qtr 2: 0; 2008 Qtr 3: 0; 2008 Qtr 4: 0 | 10.9176
0 | 234148-Premium T8 with T12 40 Watt Baseline |  | 7 | Commercial | 01-ALC-AllCommercial-IntLight | 0 |  |  |  |  | 13.9591 | 13.1897 | 0 | 0 | 0 | 0.7694 | 64.9358 |  | kWh | 0.020124 | -0.10634 | Commercial |  | Annual | [5 empty] | 11 | 0.96 |  |  |  | 0 | 12.7372 | 0 | 0 | 0 | 0 | 0 | 0 | 0 | 0 | 0 | 0 | 2006 Qtr 1: 0; 2006 Qtr 2: 0; 2006 Qtr 3: 0; 2006 Qtr 4: 12.7372; 2007 Qtr 1: 0; 2007 Qtr 2: 0; 2007 Qtr 3: 0; 2007 Qtr 4: 0; 2008 Qtr 1: 0; 2008 Qtr 2: 0; 2008 Qtr 3: 0; 2008 Qtr 4: 0 | 12.7372
0 | 234053-Lighting-Remove 4 Ft Lamp (De-Lamp) | COFL00AVDEL01 | 7 | Commercial | 01-ALC-AllCommercial-IntLight | 0 |  |  |  |  | 28.2538 | 16.4871 | 0 | 0 | 0 | 11.7667 | 100.2216 |  | kWh | 0.031059 | -0.16413 | Commercial |  | Annual | [5 empty] | 11 | 0.96 |  |  |  | 0 | 12.7372 | 0 | 0 | 0 | 0 | 0 | 0 | 0 | 0 | 0 | 0 | 2006 Qtr 1: 0; 2006 Qtr 2: 0; 2006 Qtr 3: 0; 2006 Qtr 4: 12.7372; 2007 Qtr 1: 0; 2007 Qtr 2: 0; 2007 Qtr 3: 0; 2007 Qtr 4: 0; 2008 Qtr 1: 0; 2008 Qtr 2: 0; 2008 Qtr 3: 0; 2008 Qtr 4: 0 | 12.7372
0 | 234148-Premium T8 with T12 40 Watt Baseline |  | 7 | Commercial | 14-MLI-Manufacturing–LightIndustry-LIGHT | 0 |  |  |  |  | 13.9591 | 13.1897 | 0 | 0 | 0 | 0.7694 | 64.9241 |  | kWh | 0.020063 | -0.083941 | Commercial |  | Annual | [5 empty] | 11 | 0.96 |  |  |  | 0 | 11.8274 | 0 | 0 | 0 | 0 | 0 | 0 | 0 | 0 | 0 | 0 | 2006 Qtr 1: 0; 2006 Qtr 2: 0; 2006 Qtr 3: 0; 2006 Qtr 4: 11.8274; 2007 Qtr 1: 0; 2007 Qtr 2: 0; 2007 Qtr 3: 0; 2007 Qtr 4: 0; 2008 Qtr 1: 0; 2008 Qtr 2: 0; 2008 Qtr 3: 0; 2008 Qtr 4: 0 | 11.8274
0 | 234053-Lighting-Remove 4 Ft Lamp (De-Lamp) | COFL00AVDEL01 | 7 | Commercial | 14-MLI-Manufacturing–LightIndustry-LIGHT | 0 |  |  |  |  | 28.2538 | 16.4871 | 0 | 0 | 0 | 11.7667 | 100.2037 |  | kWh | 0.030965 | -0.12955 | Commercial |  | Annual | [5 empty] | 11 | 0.96 |  |  |  | 0 | 12.7372 | 0 | 0 | 0 | 0 | 0 | 0 | 0 | 0 | 0 | 0 | 2006 Qtr 1: 0; 2006 Qtr 2: 0; 2006 Qtr 3: 0; 2006 Qtr 4: 12.7372; 2007 Qtr 1: 0; 2007 Qtr 2: 0; 2007 Qtr 3: 0; 2007 Qtr 4: 0; 2008 Qtr 1: 0; 2008 Qtr 2: 0; 2008 Qtr 3: 0; 2008 Qtr 4: 0 | 12.7372
0 | 234148-Premium T8 with T12 40 Watt Baseline |  | 7 | Commercial | 01-ALC-AllCommercial-IntLight | 0 |  |  |  |  | 13.9591 | 13.1897 | 0 | 0 | 0 | 0.7694 | 64.9358 |  | kWh | 0.020124 | -0.10634 | Commercial |  | Annual | [5 empty] | 11 | 0.96 |  |  |  | 0 | 16.3764 | 0 | 0 | 0 | 0 | 0 | 0 | 0 | 0 | 0 | 0 | 2006 Qtr 1: 0; 2006 Qtr 2: 0; 2006 Qtr 3: 0; 2006 Qtr 4: 16.3764; 2007 Qtr 1: 0; 2007 Qtr 2: 0; 2007 Qtr 3: 0; 2007 Qtr 4: 0; 2008 Qtr 1: 0; 2008 Qtr 2: 0; 2008 Qtr 3: 0; 2008 Qtr 4: 0 | 16.3764
0 | 234053-Lighting-Remove 4 Ft Lamp (De-Lamp) | COFL00AVDEL01 | 7 | Commercial | 01-ALC-AllCommercial-IntLight | 0 |  |  |  |  | 28.2538 | 16.4871 | 0 | 0 | 0 | 11.7667 | 100.2216 |  | kWh | 0.031059 | -0.16413 | Commercial |  | Annual | [5 empty] | 11 | 0.96 |  |  |  | 0 | 8.1882 | 0 | 0 | 0 | 0 | 0 | 0 | 0 | 0 | 0 | 0 | 2006 Qtr 1: 0; 2006 Qtr 2: 0; 2006 Qtr 3: 0; 2006 Qtr 4: 8.1882; 2007 Qtr 1: 0; 2007 Qtr 2: 0; 2007 Qtr 3: 0; 2007 Qtr 4: 0; 2008 Qtr 1: 0; 2008 Qtr 2: 0; 2008 Qtr 3: 0; 2008 Qtr 4: 0 | 8.1882
0 | 234148-Premium T8 with T12 40 Watt Baseline |  | 7 | Commercial | 01-ALC-AllCommercial-IntLight | 0 |  |  |  |  | 13.9591 | 13.1897 | 0 | 0 | 0 | 0.7694 | 105.9046 |  | kWh | 0.021267 | -0.17344 | Commercial |  | Annual | [5 empty] | 11 | 0.96 |  |  |  | 0 | 31.8431 | 0 | 0 | 0 | 0 | 0 | 0 | 0 | 0 | 0 | 0 | 2006 Qtr 1: 0; 2006 Qtr 2: 0; 2006 Qtr 3: 0; 2006 Qtr 4: 31.8431; 2007 Qtr 1: 0; 2007 Qtr 2: 0; 2007 Qtr 3: 0; 2007 Qtr 4: 0; 2008 Qtr 1: 0; 2008 Qtr 2: 0; 2008 Qtr 3: 0; 2008 Qtr 4: 0 | 31.8431
0 | 234053-Lighting-Remove 4 Ft Lamp (De-Lamp) | COFL00AVDEL01 | 7 | Commercial | 01-ALC-AllCommercial-IntLight | 0 |  |  |  |  | 28.2538 | 16.4871 | 0 | 0 | 0 | 11.7667 | 163.4528 |  | kWh | 0.032823 | -0.26768 | Commercial |  | Annual | [5 empty] | 11 | 0.96 |  |  |  | 0 | 34.5725 | 0 | 0 | 0 | 0 | 0 | 0 | 0 | 0 | 0 | 0 | 2006 Qtr 1: 0; 2006 Qtr 2: 0; 2006 Qtr 3: 0; 2006 Qtr 4: 34.5725; 2007 Qtr 1: 0; 2007 Qtr 2: 0; 2007 Qtr 3: 0; 2007 Qtr 4: 0; 2008 Qtr 1: 0; 2008 Qtr 2: 0; 2008 Qtr 3: 0; 2008 Qtr 4: 0 | 34.5725
0 | 234148-Premium T8 with T12 40 Watt Baseline |  | 7 | Commercial | 01-ALC-AllCommercial-IntLight | 0 |  |  |  |  | 13.9591 | 13.1897 | 0 | 0 | 0 | 0.7694 | 64.9358 |  | kWh | 0.020124 | -0.10634 | Commercial |  | Annual | [5 empty] | 11 | 0.96 |  |  |  | 0 | 60.0469 | 0 | 0 | 0 | 0 | 0 | 0 | 0 | 0 | 0 | 0 | 2006 Qtr 1: 0; 2006 Qtr 2: 0; 2006 Qtr 3: 0; 2006 Qtr 4: 60.0469; 2007 Qtr 1: 0; 2007 Qtr 2: 0; 2007 Qtr 3: 0; 2007 Qtr 4: 0; 2008 Qtr 1: 0; 2008 Qtr 2: 0; 2008 Qtr 3: 0; 2008 Qtr 4: 0 | 60.0469
0 | 234053-Lighting-Remove 4 Ft Lamp (De-Lamp) | COFL00AVDEL01 | 7 | Commercial | 01-ALC-AllCommercial-IntLight | 0 |  |  |  |  | 28.2538 | 16.4871 | 0 | 0 | 0 | 11.7667 | 100.2216 |  | kWh | 0.031059 | -0.16413 | Commercial |  | Annual | [5 empty] | 11 | 0.96 |  |  |  | 0 | 31.8431 | 0 | 0 | 0 | 0 | 0 | 0 | 0 | 0 | 0 | 0 | 2006 Qtr 1: 0; 2006 Qtr 2: 0; 2006 Qtr 3: 0; 2006 Qtr 4: 31.8431; 2007 Qtr 1: 0; 2007 Qtr 2: 0; 2007 Qtr 3: 0; 2007 Qtr 4: 0; 2008 Qtr 1: 0; 2008 Qtr 2: 0; 2008 Qtr 3: 0; 2008 Qtr 4: 0 | 31.8431
0 | 234049-Lighting-LED Exit Sign New Sign | CALC00AVETS01 | 7 | Commercial | 02-ASM-Assembly-Exit | 0 |  |  |  |  | 65.3696 | 45 | 0 | 0 | 0 | 20.3696 | 351.311 |  | kWh | 0 | 0 | Commercial |  | Annual | [5 empty] | 16 | 0.96 |  |  |  | 0 | 4 | 0 | 0 | 0 | 0 | 0 | 0 | 0 | 0 | 0 | 0 | 2006 Qtr 1: 0; 2006 Qtr 2: 0; 2006 Qtr 3: 0; 2006 Qtr 4: 4; 2007 Qtr 1: 0; 2007 Qtr 2: 0; 2007 Qtr 3: 0; 2007 Qtr 4: 0; 2008 Qtr 1: 0; 2008 Qtr 2: 0; 2008 Qtr 3: 0; 2008 Qtr 4: 0 | 4
0 | 234148-Premium T8 with T12 40 Watt Baseline |  | 7 | Commercial | 01-ALC-AllCommercial-IntLight | 0 |  |  |  |  | 13.9591 | 13.1897 | 0 | 0 | 0 | 0.7694 | 69.1977 |  | kWh | 0.022275 | -0.11332 | Commercial |  | Annual | [5 empty] | 11 | 0.96 |  |  |  | 0 | 30.9333 | 0 | 0 | 0 | 0 | 0 | 0 | 0 | 0 | 0 | 0 | 2006 Qtr 1: 0; 2006 Qtr 2: 0; 2006 Qtr 3: 0; 2006 Qtr 4: 30.9333; 2007 Qtr 1: 0; 2007 Qtr 2: 0; 2007 Qtr 3: 0; 2007 Qtr 4: 0; 2008 Qtr 1: 0; 2008 Qtr 2: 0; 2008 Qtr 3: 0; 2008 Qtr 4: 0 | 30.9333
0 | 234003-A/C - Reflective Window Film Inland |  | 10 | Commercial | 18-OFS-Office–Small-Cooling | 0 |  |  |  |  | 3.12 | 2 | 0 | 0 | 0 | 1.12 | 15.27 |  | kWh | 0.0023 | 0 | Commercial |  | Annual | [5 empty] | 10 | 0.96 |  |  |  | 0 | 133 | 0 | 0 | 0 | 0 | 0 | 0 | 0 | 0 | 0 | 0 | 2006 Qtr 1: 0; 2006 Qtr 2: 0; 2006 Qtr 3: 0; 2006 Qtr 4: 133; 2007 Qtr 1: 0; 2007 Qtr 2: 0; 2007 Qtr 3: 0; 2007 Qtr 4: 0; 2008 Qtr 1: 0; 2008 Qtr 2: 0; 2008 Qtr 3: 0; 2008 Qtr 4: 0 | 133
0 | 234148-Premium T8 with T12 40 Watt Baseline |  | 7 | Commercial | 01-ALC-AllCommercial-IntLight | 0 |  |  |  |  | 13.9591 | 13.1897 | 0 | 0 | 0 | 0.7694 | 69.1977 |  | kWh | 0.022275 | -0.11332 | Commercial |  | Annual | [5 empty] | 11 | 0.96 |  |  |  | 0 | 10.9176 | 0 | 0 | 0 | 0 | 0 | 0 | 0 | 0 | 0 | 0 | 2006 Qtr 1: 0; 2006 Qtr 2: 0; 2006 Qtr 3: 0; 2006 Qtr 4: 10.9176; 2007 Qtr 1: 0; 2007 Qtr 2: 0; 2007 Qtr 3: 0; 2007 Qtr 4: 0; 2008 Qtr 1: 0; 2008 Qtr 2: 0; 2008 Qtr 3: 0; 2008 Qtr 4: 0 | 10.9176
0 | 234053-Lighting-Remove 4 Ft Lamp (De-Lamp) | COFL00AVDEL01 | 7 | Commercial | 01-ALC-AllCommercial-IntLight | 0 |  |  |  |  | 28.2538 | 16.4871 | 0 | 0 | 0 | 11.7667 | 106.7995 |  | kWh | 0.03438 | -0.1749 | Commercial |  | Annual | [5 empty] | 11 | 0.96 |  |  |  | 0 | 9.098 | 0 | 0 | 0 | 0 | 0 | 0 | 0 | 0 | 0 | 0 | 2006 Qtr 1: 0; 2006 Qtr 2: 0; 2006 Qtr 3: 0; 2006 Qtr 4: 9.098; 2007 Qtr 1: 0; 2007 Qtr 2: 0; 2007 Qtr 3: 0; 2007 Qtr 4: 0; 2008 Qtr 1: 0; 2008 Qtr 2: 0; 2008 Qtr 3: 0; 2008 Qtr 4: 0 | 9.098
0 | 234148-Premium T8 with T12 40 Watt Baseline |  | 7 | Commercial | 01-ALC-AllCommercial-IntLight | 0 |  |  |  |  | 13.9591 | 13.1897 | 0 | 0 | 0 | 0.7694 | 69.1977 |  | kWh | 0.022275 | -0.11332 | Commercial |  | Annual | [5 empty] | 11 | 0.96 |  |  |  | 0 | 18.196 | 0 | 0 | 0 | 0 | 0 | 0 | 0 | 0 | 0 | 0 | 2006 Qtr 1: 0; 2006 Qtr 2: 0; 2006 Qtr 3: 0; 2006 Qtr 4: 18.196; 2007 Qtr 1: 0; 2007 Qtr 2: 0; 2007 Qtr 3: 0; 2007 Qtr 4: 0; 2008 Qtr 1: 0; 2008 Qtr 2: 0; 2008 Qtr 3: 0; 2008 Qtr 4: 0 | 18.196
0 | 234053-Lighting-Remove 4 Ft Lamp (De-Lamp) | COFL00AVDEL01 | 7 | Commercial | 01-ALC-AllCommercial-IntLight | 0 |  |  |  |  | 28.2538 | 16.4871 | 0 | 0 | 0 | 11.7667 | 106.7995 |  | kWh | 0.03438 | -0.1749 | Commercial |  | Annual | [5 empty] | 11 | 0.96 |  |  |  | 0 | 16.3764 | 0 | 0 | 0 | 0 | 0 | 0 | 0 | 0 | 0 | 0 | 2006 Qtr 1: 0; 2006 Qtr 2: 0; 2006 Qtr 3: 0; 2006 Qtr 4: 16.3764; 2007 Qtr 1: 0; 2007 Qtr 2: 0; 2007 Qtr 3: 0; 2007 Qtr 4: 0; 2008 Qtr 1: 0; 2008 Qtr 2: 0; 2008 Qtr 3: 0; 2008 Qtr 4: 0 | 16.3764
0 | 234083-Refrigeration -Cooler/Freezer Door Gaskets - Glass Doors |  | 14 | Commercial | 01-ALC-AllCommercial-Refrig | 0 |  |  |  |  | 3.9999 | 4 | 0 | 0 | 0 | -5.535e-05 | 104.55 |  | kWh | 0.01195 | 0 | Commercial |  | Annual | [5 empty] | 4 | 0.96 |  |  |  | 0 | 220 | 0 | 0 | 0 | 0 | 0 | 0 | 0 | 0 | 0 | 0 | 2006 Qtr 1: 0; 2006 Qtr 2: 0; 2006 Qtr 3: 0; 2006 Qtr 4: 220; 2007 Qtr 1: 0; 2007 Qtr 2: 0; 2007 Qtr 3: 0; 2007 Qtr 4: 0; 2008 Qtr 1: 0; 2008 Qtr 2: 0; 2008 Qtr 3: 0; 2008 Qtr 4: 0 | 220
0 | 234148-Premium T8 with T12 40 Watt Baseline |  | 7 | Commercial | 01-ALC-AllCommercial-IntLight | 0 |  |  |  |  | 13.9591 | 13.1897 | 0 | 0 | 0 | 0.7694 | 83.0547 |  | kWh | 0.026694 | -0.13602 | Commercial |  | Annual | [5 empty] | 11 | 0.96 |  |  |  | 0 | 7.2784 | 0 | 0 | 0 | 0 | 0 | 0 | 0 | 0 | 0 | 0 | 2006 Qtr 1: 0; 2006 Qtr 2: 0; 2006 Qtr 3: 0; 2006 Qtr 4: 7.2784; 2007 Qtr 1: 0; 2007 Qtr 2: 0; 2007 Qtr 3: 0; 2007 Qtr 4: 0; 2008 Qtr 1: 0; 2008 Qtr 2: 0; 2008 Qtr 3: 0; 2008 Qtr 4: 0 | 7.2784
0 | 234053-Lighting-Remove 4 Ft Lamp (De-Lamp) | COFL00AVDEL01 | 7 | Commercial | 01-ALC-AllCommercial-IntLight | 0 |  |  |  |  | 28.2538 | 16.4871 | 0 | 0 | 0 | 11.7667 | 128.1864 |  | kWh | 0.0412 | -0.20993 | Commercial |  | Annual | [5 empty] | 11 | 0.96 |  |  |  | 0 | 7.2784 | 0 | 0 | 0 | 0 | 0 | 0 | 0 | 0 | 0 | 0 | 2006 Qtr 1: 0; 2006 Qtr 2: 0; 2006 Qtr 3: 0; 2006 Qtr 4: 7.2784; 2007 Qtr 1: 0; 2007 Qtr 2: 0; 2007 Qtr 3: 0; 2007 Qtr 4: 0; 2008 Qtr 1: 0; 2008 Qtr 2: 0; 2008 Qtr 3: 0; 2008 Qtr 4: 0 | 7.2784
0 | 234148-Premium T8 with T12 40 Watt Baseline |  | 7 | Commercial | 01-ALC-AllCommercial-IntLight | 0 |  |  |  |  | 13.9591 | 13.1897 | 0 | 0 | 0 | 0.7694 | 59.9551 |  | kWh | 0.020434 | -0.098187 | Commercial |  | Annual | [5 empty] | 11 | 0.96 |  |  |  | 0 | 50.9489 | 0 | 0 | 0 | 0 | 0 | 0 | 0 | 0 | 0 | 0 | 2006 Qtr 1: 0; 2006 Qtr 2: 0; 2006 Qtr 3: 0; 2006 Qtr 4: 50.9489; 2007 Qtr 1: 0; 2007 Qtr 2: 0; 2007 Qtr 3: 0; 2007 Qtr 4: 0; 2008 Qtr 1: 0; 2008 Qtr 2: 0; 2008 Qtr 3: 0; 2008 Qtr 4: 0 | 50.9489
0 | 234053-Lighting-Remove 4 Ft Lamp (De-Lamp) | COFL00AVDEL01 | 7 | Commercial | 01-ALC-AllCommercial-IntLight | 0 |  |  |  |  | 28.2538 | 16.4871 | 0 | 0 | 0 | 11.7667 | 92.5345 |  | kWh | 0.031538 | -0.15154 | Commercial |  | Annual | [5 empty] | 11 | 0.96 |  |  |  | 0 | 14.5568 | 0 | 0 | 0 | 0 | 0 | 0 | 0 | 0 | 0 | 0 | 2006 Qtr 1: 0; 2006 Qtr 2: 0; 2006 Qtr 3: 0; 2006 Qtr 4: 14.5568; 2007 Qtr 1: 0; 2007 Qtr 2: 0; 2007 Qtr 3: 0; 2007 Qtr 4: 0; 2008 Qtr 1: 0; 2008 Qtr 2: 0; 2008 Qtr 3: 0; 2008 Qtr 4: 0 | 14.5568
0 | 234148-Premium T8 with T12 40 Watt Baseline |  | 7 | Commercial | 23-RTL-Retail–SingleStorylarge-LIT_INT | 0 |  |  |  |  | 13.9591 | 13.1897 | 0 | 0 | 0 | 0.7694 | 76.7101 |  | kWh | 0.022922 | -0.10435 | Commercial |  | Annual | [5 empty] | 11 | 0.96 |  |  |  | 0 | 16.3764 | 0 | 0 | 0 | 0 | 0 | 0 | 0 | 0 | 0 | 0 | 2006 Qtr 1: 0; 2006 Qtr 2: 0; 2006 Qtr 3: 0; 2006 Qtr 4: 16.3764; 2007 Qtr 1: 0; 2007 Qtr 2: 0; 2007 Qtr 3: 0; 2007 Qtr 4: 0; 2008 Qtr 1: 0; 2008 Qtr 2: 0; 2008 Qtr 3: 0; 2008 Qtr 4: 0 | 16.3764
0 | 234053-Lighting-Remove 4 Ft Lamp (De-Lamp) | COFL00AVDEL01 | 7 | Commercial | 23-RTL-Retail–SingleStorylarge-LIT_INT | 0 |  |  |  |  | 28.2538 | 16.4871 | 0 | 0 | 0 | 11.7667 | 118.3941 |  | kWh | 0.035378 | -0.16106 | Commercial |  | Annual | [5 empty] | 11 | 0.96 |  |  |  | 0 | 14.5568 | 0 | 0 | 0 | 0 | 0 | 0 | 0 | 0 | 0 | 0 | 2006 Qtr 1: 0; 2006 Qtr 2: 0; 2006 Qtr 3: 0; 2006 Qtr 4: 14.5568; 2007 Qtr 1: 0; 2007 Qtr 2: 0; 2007 Qtr 3: 0; 2007 Qtr 4: 0; 2008 Qtr 1: 0; 2008 Qtr 2: 0; 2008 Qtr 3: 0; 2008 Qtr 4: 0 | 14.5568
0 | 234148-Premium T8 with T12 40 Watt Baseline |  | 7 | Commercial | 01-ALC-AllCommercial-IntLight | 0 |  |  |  |  | 13.9591 | 13.1897 | 0 | 0 | 0 | 0.7694 | 64.9358 |  | kWh | 0.020124 | -0.10634 | Commercial |  | Annual | [5 empty] | 11 | 0.96 |  |  |  | 0 | 37.3019 | 0 | 0 | 0 | 0 | 0 | 0 | 0 | 0 | 0 | 0 | 2006 Qtr 1: 0; 2006 Qtr 2: 0; 2006 Qtr 3: 0; 2006 Qtr 4: 37.3019; 2007 Qtr 1: 0; 2007 Qtr 2: 0; 2007 Qtr 3: 0; 2007 Qtr 4: 0; 2008 Qtr 1: 0; 2008 Qtr 2: 0; 2008 Qtr 3: 0; 2008 Qtr 4: 0 | 37.3019
0 | 234053-Lighting-Remove 4 Ft Lamp (De-Lamp) | COFL00AVDEL01 | 7 | Commercial | 01-ALC-AllCommercial-IntLight | 0 |  |  |  |  | 28.2538 | 16.4871 | 0 | 0 | 0 | 11.7667 | 100.2216 |  | kWh | 0.031059 | -0.16413 | Commercial |  | Annual | [5 empty] | 11 | 0.96 |  |  |  | 0 | 41.8509 | 0 | 0 | 0 | 0 | 0 | 0 | 0 | 0 | 0 | 0 | 2006 Qtr 1: 0; 2006 Qtr 2: 0; 2006 Qtr 3: 0; 2006 Qtr 4: 41.8509; 2007 Qtr 1: 0; 2007 Qtr 2: 0; 2007 Qtr 3: 0; 2007 Qtr 4: 0; 2008 Qtr 1: 0; 2008 Qtr 2: 0; 2008 Qtr 3: 0; 2008 Qtr 4: 0 | 41.8509
0 | 234148-Premium T8 with T12 40 Watt Baseline |  | 7 | Commercial | 01-ALC-AllCommercial-IntLight | 0 |  |  |  |  | 13.9591 | 13.1897 | 0 | 0 | 0 | 0.7694 | 64.9358 |  | kWh | 0.020124 | -0.10634 | Commercial |  | Annual | [5 empty] | 11 | 0.96 |  |  |  | 0 | 43.6705 | 0 | 0 | 0 | 0 | 0 | 0 | 0 | 0 | 0 | 0 | 2006 Qtr 1: 0; 2006 Qtr 2: 0; 2006 Qtr 3: 0; 2006 Qtr 4: 43.6705; 2007 Qtr 1: 0; 2007 Qtr 2: 0; 2007 Qtr 3: 0; 2007 Qtr 4: 0; 2008 Qtr 1: 0; 2008 Qtr 2: 0; 2008 Qtr 3: 0; 2008 Qtr 4: 0 | 43.6705
0 | 234148-Premium T8 with T12 40 Watt Baseline |  | 7 | Commercial | 01-ALC-AllCommercial-IntLight | 0 |  |  |  |  | 13.9591 | 13.1897 | 0 | 0 | 0 | 0.7694 | 83.0547 |  | kWh | 0.026694 | -0.13602 | Commercial |  | Annual | [5 empty] | 11 | 0.96 |  |  |  | 0 | 7.2784 | 0 | 0 | 0 | 0 | 0 | 0 | 0 | 0 | 0 | 0 | 2006 Qtr 1: 0; 2006 Qtr 2: 0; 2006 Qtr 3: 0; 2006 Qtr 4: 7.2784; 2007 Qtr 1: 0; 2007 Qtr 2: 0; 2007 Qtr 3: 0; 2007 Qtr 4: 0; 2008 Qtr 1: 0; 2008 Qtr 2: 0; 2008 Qtr 3: 0; 2008 Qtr 4: 0 | 7.2784
0 | 234053-Lighting-Remove 4 Ft Lamp (De-Lamp) | COFL00AVDEL01 | 7 | Commercial | 01-ALC-AllCommercial-IntLight | 0 |  |  |  |  | 28.2538 | 16.4871 | 0 | 0 | 0 | 11.7667 | 128.1864 |  | kWh | 0.0412 | -0.20993 | Commercial |  | Annual | [5 empty] | 11 | 0.96 |  |  |  | 0 | 7.2784 | 0 | 0 | 0 | 0 | 0 | 0 | 0 | 0 | 0 | 0 | 2006 Qtr 1: 0; 2006 Qtr 2: 0; 2006 Qtr 3: 0; 2006 Qtr 4: 7.2784; 2007 Qtr 1: 0; 2007 Qtr 2: 0; 2007 Qtr 3: 0; 2007 Qtr 4: 0; 2008 Qtr 1: 0; 2008 Qtr 2: 0; 2008 Qtr 3: 0; 2008 Qtr 4: 0 | 7.2784
0 | 234148-Premium T8 with T12 40 Watt Baseline |  | 7 | Commercial | 01-ALC-AllCommercial-IntLight | 0 |  |  |  |  | 13.9591 | 13.1897 | 0 | 0 | 0 | 0.7694 | 64.9358 |  | kWh | 0.020124 | -0.10634 | Commercial |  | Annual | [5 empty] | 11 | 0.96 |  |  |  | 0 | 14.5568 | 0 | 0 | 0 | 0 | 0 | 0 | 0 | 0 | 0 | 0 | 2006 Qtr 1: 0; 2006 Qtr 2: 0; 2006 Qtr 3: 0; 2006 Qtr 4: 14.5568; 2007 Qtr 1: 0; 2007 Qtr 2: 0; 2007 Qtr 3: 0; 2007 Qtr 4: 0; 2008 Qtr 1: 0; 2008 Qtr 2: 0; 2008 Qtr 3: 0; 2008 Qtr 4: 0 | 14.5568
0 | 234053-Lighting-Remove 4 Ft Lamp (De-Lamp) | COFL00AVDEL01 | 7 | Commercial | 01-ALC-AllCommercial-IntLight | 0 |  |  |  |  | 28.2538 | 16.4871 | 0 | 0 | 0 | 11.7667 | 100.2216 |  | kWh | 0.031059 | -0.16413 | Commercial |  | Annual | [5 empty] | 11 | 0.96 |  |  |  | 0 | 8.1882 | 0 | 0 | 0 | 0 | 0 | 0 | 0 | 0 | 0 | 0 | 2006 Qtr 1: 0; 2006 Qtr 2: 0; 2006 Qtr 3: 0; 2006 Qtr 4: 8.1882; 2007 Qtr 1: 0; 2007 Qtr 2: 0; 2007 Qtr 3: 0; 2007 Qtr 4: 0; 2008 Qtr 1: 0; 2008 Qtr 2: 0; 2008 Qtr 3: 0; 2008 Qtr 4: 0 | 8.1882
0 | 234148-Premium T8 with T12 40 Watt Baseline |  | 7 | Commercial | 01-ALC-AllCommercial-IntLight | 0 |  |  |  |  | 13.9591 | 13.1897 | 0 | 0 | 0 | 0.7694 | 74.8184 |  | kWh | 0.022603 | -0.12253 | Commercial |  | Annual | [5 empty] | 11 | 0.96 |  |  |  | 0 | 30.0235 | 0 | 0 | 0 | 0 | 0 | 0 | 0 | 0 | 0 | 0 | 2006 Qtr 1: 0; 2006 Qtr 2: 0; 2006 Qtr 3: 0; 2006 Qtr 4: 30.0235; 2007 Qtr 1: 0; 2007 Qtr 2: 0; 2007 Qtr 3: 0; 2007 Qtr 4: 0; 2008 Qtr 1: 0; 2008 Qtr 2: 0; 2008 Qtr 3: 0; 2008 Qtr 4: 0 | 30.0235
0 | 234053-Lighting-Remove 4 Ft Lamp (De-Lamp) | COFL00AVDEL01 | 7 | Commercial | 01-ALC-AllCommercial-IntLight | 0 |  |  |  |  | 28.2538 | 16.4871 | 0 | 0 | 0 | 11.7667 | 115.4744 |  | kWh | 0.034885 | -0.18911 | Commercial |  | Annual | [5 empty] | 11 | 0.96 |  |  |  | 0 | 15.4666 | 0 | 0 | 0 | 0 | 0 | 0 | 0 | 0 | 0 | 0 | 2006 Qtr 1: 0; 2006 Qtr 2: 0; 2006 Qtr 3: 0; 2006 Qtr 4: 15.4666; 2007 Qtr 1: 0; 2007 Qtr 2: 0; 2007 Qtr 3: 0; 2007 Qtr 4: 0; 2008 Qtr 1: 0; 2008 Qtr 2: 0; 2008 Qtr 3: 0; 2008 Qtr 4: 0 | 15.4666
0 | 234148-Premium T8 with T12 40 Watt Baseline |  | 7 | Commercial | 01-ALC-AllCommercial-IntLight | 0 |  |  |  |  | 13.9591 | 13.1897 | 0 | 0 | 0 | 0.7694 | 83.0547 |  | kWh | 0.026694 | -0.13602 | Commercial |  | Annual | [5 empty] | 11 | 0.96 |  |  |  | 0 | 10.0078 | 0 | 0 | 0 | 0 | 0 | 0 | 0 | 0 | 0 | 0 | 2006 Qtr 1: 0; 2006 Qtr 2: 0; 2006 Qtr 3: 0; 2006 Qtr 4: 10.0078; 2007 Qtr 1: 0; 2007 Qtr 2: 0; 2007 Qtr 3: 0; 2007 Qtr 4: 0; 2008 Qtr 1: 0; 2008 Qtr 2: 0; 2008 Qtr 3: 0; 2008 Qtr 4: 0 | 10.0078
0 | 234053-Lighting-Remove 4 Ft Lamp (De-Lamp) | COFL00AVDEL01 | 7 | Commercial | 01-ALC-AllCommercial-IntLight | 0 |  |  |  |  | 28.2538 | 16.4871 | 0 | 0 | 0 | 11.7667 | 128.1864 |  | kWh | 0.0412 | -0.20993 | Commercial |  | Annual | [5 empty] | 11 | 0.96 |  |  |  | 0 | 14.5568 | 0 | 0 | 0 | 0 | 0 | 0 | 0 | 0 | 0 | 0 | 2006 Qtr 1: 0; 2006 Qtr 2: 0; 2006 Qtr 3: 0; 2006 Qtr 4: 14.5568; 2007 Qtr 1: 0; 2007 Qtr 2: 0; 2007 Qtr 3: 0; 2007 Qtr 4: 0; 2008 Qtr 1: 0; 2008 Qtr 2: 0; 2008 Qtr 3: 0; 2008 Qtr 4: 0 | 14.5568
0 | 234148-Premium T8 with T12 40 Watt Baseline |  | 7 | Commercial | 01-ALC-AllCommercial-IntLight | 0 |  |  |  |  | 13.9591 | 13.1897 | 0 | 0 | 0 | 0.7694 | 64.9358 |  | kWh | 0.020124 | -0.10634 | Commercial |  | Annual | [5 empty] | 11 | 0.96 |  |  |  | 0 | 60.0469 | 0 | 0 | 0 | 0 | 0 | 0 | 0 | 0 | 0 | 0 | 2006 Qtr 1: 0; 2006 Qtr 2: 0; 2006 Qtr 3: 0; 2006 Qtr 4: 60.0469; 2007 Qtr 1: 0; 2007 Qtr 2: 0; 2007 Qtr 3: 0; 2007 Qtr 4: 0; 2008 Qtr 1: 0; 2008 Qtr 2: 0; 2008 Qtr 3: 0; 2008 Qtr 4: 0 | 60.0469
0 | 234053-Lighting-Remove 4 Ft Lamp (De-Lamp) | COFL00AVDEL01 | 7 | Commercial | 01-ALC-AllCommercial-IntLight | 0 |  |  |  |  | 28.2538 | 16.4871 | 0 | 0 | 0 | 11.7667 | 100.2216 |  | kWh | 0.031059 | -0.16413 | Commercial |  | Annual | [5 empty] | 11 | 0.96 |  |  |  | 0 | 65.5058 | 0 | 0 | 0 | 0 | 0 | 0 | 0 | 0 | 0 | 0 | 2006 Qtr 1: 0; 2006 Qtr 2: 0; 2006 Qtr 3: 0; 2006 Qtr 4: 65.5058; 2007 Qtr 1: 0; 2007 Qtr 2: 0; 2007 Qtr 3: 0; 2007 Qtr 4: 0; 2008 Qtr 1: 0; 2008 Qtr 2: 0; 2008 Qtr 3: 0; 2008 Qtr 4: 0 | 65.5058
0 | 234148-Premium T8 with T12 40 Watt Baseline |  | 7 | Commercial | 01-ALC-AllCommercial-IntLight | 0 |  |  |  |  | 13.9591 | 13.1897 | 0 | 0 | 0 | 0.7694 | 64.9358 |  | kWh | 0.020124 | -0.10634 | Commercial |  | Annual | [5 empty] | 11 | 0.96 |  |  |  | 0 | 50.9489 | 0 | 0 | 0 | 0 | 0 | 0 | 0 | 0 | 0 | 0 | 2006 Qtr 1: 0; 2006 Qtr 2: 0; 2006 Qtr 3: 0; 2006 Qtr 4: 50.9489; 2007 Qtr 1: 0; 2007 Qtr 2: 0; 2007 Qtr 3: 0; 2007 Qtr 4: 0; 2008 Qtr 1: 0; 2008 Qtr 2: 0; 2008 Qtr 3: 0; 2008 Qtr 4: 0 | 50.9489
0 | 234053-Lighting-Remove 4 Ft Lamp (De-Lamp) | COFL00AVDEL01 | 7 | Commercial | 01-ALC-AllCommercial-IntLight | 0 |  |  |  |  | 28.2538 | 16.4871 | 0 | 0 | 0 | 11.7667 | 100.2216 |  | kWh | 0.031059 | -0.16413 | Commercial |  | Annual | [5 empty] | 11 | 0.96 |  |  |  | 0 | 67.3254 | 0 | 0 | 0 | 0 | 0 | 0 | 0 | 0 | 0 | 0 | 2006 Qtr 1: 0; 2006 Qtr 2: 0; 2006 Qtr 3: 0; 2006 Qtr 4: 67.3254; 2007 Qtr 1: 0; 2007 Qtr 2: 0; 2007 Qtr 3: 0; 2007 Qtr 4: 0; 2008 Qtr 1: 0; 2008 Qtr 2: 0; 2008 Qtr 3: 0; 2008 Qtr 4: 0 | 67.3254
0 | 234148-Premium T8 with T12 40 Watt Baseline |  | 7 | Commercial | 01-ALC-AllCommercial-IntLight | 0 |  |  |  |  | 13.9591 | 13.1897 | 0 | 0 | 0 | 0.7694 | 64.9358 |  | kWh | 0.020124 | -0.10634 | Commercial |  | Annual | [5 empty] | 11 | 0.96 |  |  |  | 0 | 32.7529 | 0 | 0 | 0 | 0 | 0 | 0 | 0 | 0 | 0 | 0 | 2006 Qtr 1: 0; 2006 Qtr 2: 0; 2006 Qtr 3: 0; 2006 Qtr 4: 32.7529; 2007 Qtr 1: 0; 2007 Qtr 2: 0; 2007 Qtr 3: 0; 2007 Qtr 4: 0; 2008 Qtr 1: 0; 2008 Qtr 2: 0; 2008 Qtr 3: 0; 2008 Qtr 4: 0 | 32.7529
0 | 234053-Lighting-Remove 4 Ft Lamp (De-Lamp) | COFL00AVDEL01 | 7 | Commercial | 01-ALC-AllCommercial-IntLight | 0 |  |  |  |  | 28.2538 | 16.4871 | 0 | 0 | 0 | 11.7667 | 100.2216 |  | kWh | 0.031059 | -0.16413 | Commercial |  | Annual | [5 empty] | 11 | 0.96 |  |  |  | 0 | 32.7529 | 0 | 0 | 0 | 0 | 0 | 0 | 0 | 0 | 0 | 0 | 2006 Qtr 1: 0; 2006 Qtr 2: 0; 2006 Qtr 3: 0; 2006 Qtr 4: 32.7529; 2007 Qtr 1: 0; 2007 Qtr 2: 0; 2007 Qtr 3: 0; 2007 Qtr 4: 0; 2008 Qtr 1: 0; 2008 Qtr 2: 0; 2008 Qtr 3: 0; 2008 Qtr 4: 0 | 32.7529
0 | 234148-Premium T8 with T12 40 Watt Baseline |  | 7 | Commercial | 21-RSD-Restaurant–SitDown-LIT_INT | 0 |  |  |  |  | 13.9591 | 13.1897 | 0 | 0 | 0 | 0.7694 | 106.8638 |  | kWh | 0.021548 | -0.50255 | Commercial |  | Annual | [5 empty] | 11 | 0.96 |  |  |  | 0 | 29.1137 | 0 | 0 | 0 | 0 | 0 | 0 | 0 | 0 | 0 | 0 | 2006 Qtr 1: 0; 2006 Qtr 2: 0; 2006 Qtr 3: 0; 2006 Qtr 4: 29.1137; 2007 Qtr 1: 0; 2007 Qtr 2: 0; 2007 Qtr 3: 0; 2007 Qtr 4: 0; 2008 Qtr 1: 0; 2008 Qtr 2: 0; 2008 Qtr 3: 0; 2008 Qtr 4: 0 | 29.1137
0 | 234053-Lighting-Remove 4 Ft Lamp (De-Lamp) | COFL00AVDEL01 | 7 | Commercial | 21-RSD-Restaurant–SitDown-LIT_INT | 0 |  |  |  |  | 28.2538 | 16.4871 | 0 | 0 | 0 | 11.7667 | 164.9331 |  | kWh | 0.033257 | -0.77564 | Commercial |  | Annual | [5 empty] | 11 | 0.96 |  |  |  | 0 | 29.1137 | 0 | 0 | 0 | 0 | 0 | 0 | 0 | 0 | 0 | 0 | 2006 Qtr 1: 0; 2006 Qtr 2: 0; 2006 Qtr 3: 0; 2006 Qtr 4: 29.1137; 2007 Qtr 1: 0; 2007 Qtr 2: 0; 2007 Qtr 3: 0; 2007 Qtr 4: 0; 2008 Qtr 1: 0; 2008 Qtr 2: 0; 2008 Qtr 3: 0; 2008 Qtr 4: 0 | 29.1137
0 | 234049-Lighting-LED Exit Sign New Sign | CALC00AVETS01 | 7 | Commercial | 02-ASM-Assembly-Exit | 0 |  |  |  |  | 65.3696 | 45 | 0 | 0 | 0 | 20.3696 | 351.311 |  | kWh | 0 | 0 | Commercial |  | Annual | [5 empty] | 16 | 0.96 |  |  |  | 0 | 1 | 0 | 0 | 0 | 0 | 0 | 0 | 0 | 0 | 0 | 0 | 2006 Qtr 1: 0; 2006 Qtr 2: 0; 2006 Qtr 3: 0; 2006 Qtr 4: 1; 2007 Qtr 1: 0; 2007 Qtr 2: 0; 2007 Qtr 3: 0; 2007 Qtr 4: 0; 2008 Qtr 1: 0; 2008 Qtr 2: 0; 2008 Qtr 3: 0; 2008 Qtr 4: 0 | 1
0 | 234148-Premium T8 with T12 40 Watt Baseline |  | System | Commercial | 01-ALC-AllCommercial-IntLight | 0 |  |  |  |  | 13.9591 | 13.1897 | 0 | 0 | 0 | 0.7694 | 83.0547 |  | kWh | 0.026694 | -0.13602 | Commercial |  | Annual | [5 empty] | 11 | 0.96 |  |  |  | 0 | 214.7133 | 0 | 0 | 0 | 0 | 0 | 0 | 0 | 0 | 0 | 0 | 2006 Qtr 1: 0; 2006 Qtr 2: 0; 2006 Qtr 3: 0; 2006 Qtr 4: 214.7133; 2007 Qtr 1: 0; 2007 Qtr 2: 0; 2007 Qtr 3: 0; 2007 Qtr 4: 0; 2008 Qtr 1: 0; 2008 Qtr 2: 0; 2008 Qtr 3: 0; 2008 Qtr 4: 0 | 214.7133
0 | 234148-Premium T8 with T12 40 Watt Baseline |  | 7 | Commercial | 01-ALC-AllCommercial-IntLight | 0 |  |  |  |  | 13.9591 | 13.1897 | 0 | 0 | 0 | 0.7694 | 59.9551 |  | kWh | 0.020434 | -0.098187 | Commercial |  | Annual | [5 empty] | 11 | 0.96 |  |  |  | 0 | 32.7529 | 0 | 0 | 0 | 0 | 0 | 0 | 0 | 0 | 0 | 0 | 2006 Qtr 1: 0; 2006 Qtr 2: 0; 2006 Qtr 3: 0; 2006 Qtr 4: 32.7529; 2007 Qtr 1: 0; 2007 Qtr 2: 0; 2007 Qtr 3: 0; 2007 Qtr 4: 0; 2008 Qtr 1: 0; 2008 Qtr 2: 0; 2008 Qtr 3: 0; 2008 Qtr 4: 0 | 32.7529
0 | 234053-Lighting-Remove 4 Ft Lamp (De-Lamp) | COFL00AVDEL01 | 7 | Commercial | 01-ALC-AllCommercial-IntLight | 0 |  |  |  |  | 28.2538 | 16.4871 | 0 | 0 | 0 | 11.7667 | 92.5345 |  | kWh | 0.031538 | -0.15154 | Commercial |  | Annual | [5 empty] | 11 | 0.96 |  |  |  | 0 | 16.3764 | 0 | 0 | 0 | 0 | 0 | 0 | 0 | 0 | 0 | 0 | 2006 Qtr 1: 0; 2006 Qtr 2: 0; 2006 Qtr 3: 0; 2006 Qtr 4: 16.3764; 2007 Qtr 1: 0; 2007 Qtr 2: 0; 2007 Qtr 3: 0; 2007 Qtr 4: 0; 2008 Qtr 1: 0; 2008 Qtr 2: 0; 2008 Qtr 3: 0; 2008 Qtr 4: 0 | 16.3764
0 | 234148-Premium T8 with T12 40 Watt Baseline |  | 7 | Commercial | 01-ALC-AllCommercial-IntLight | 0 |  |  |  |  | 13.9591 | 13.1897 | 0 | 0 | 0 | 0.7694 | 64.9358 |  | kWh | 0.020124 | -0.10634 | Commercial |  | Annual | [5 empty] | 11 | 0.96 |  |  |  | 0 | 38.2117 | 0 | 0 | 0 | 0 | 0 | 0 | 0 | 0 | 0 | 0 | 2006 Qtr 1: 0; 2006 Qtr 2: 0; 2006 Qtr 3: 0; 2006 Qtr 4: 38.2117; 2007 Qtr 1: 0; 2007 Qtr 2: 0; 2007 Qtr 3: 0; 2007 Qtr 4: 0; 2008 Qtr 1: 0; 2008 Qtr 2: 0; 2008 Qtr 3: 0; 2008 Qtr 4: 0 | 38.2117
0 | 234053-Lighting-Remove 4 Ft Lamp (De-Lamp) | COFL00AVDEL01 | 7 | Commercial | 01-ALC-AllCommercial-IntLight | 0 |  |  |  |  | 28.2538 | 16.4871 | 0 | 0 | 0 | 11.7667 | 100.2216 |  | kWh | 0.031059 | -0.16413 | Commercial |  | Annual | [5 empty] | 11 | 0.96 |  |  |  | 0 | 20.0156 | 0 | 0 | 0 | 0 | 0 | 0 | 0 | 0 | 0 | 0 | 2006 Qtr 1: 0; 2006 Qtr 2: 0; 2006 Qtr 3: 0; 2006 Qtr 4: 20.0156; 2007 Qtr 1: 0; 2007 Qtr 2: 0; 2007 Qtr 3: 0; 2007 Qtr 4: 0; 2008 Qtr 1: 0; 2008 Qtr 2: 0; 2008 Qtr 3: 0; 2008 Qtr 4: 0 | 20.0156
0 | 234148-Premium T8 with T12 40 Watt Baseline |  | 7 | Commercial | 14-MLI-Manufacturing–LightIndustry-LIGHT | 0 |  |  |  |  | 13.9591 | 13.1897 | 0 | 0 | 0 | 0.7694 | 64.9241 |  | kWh | 0.020063 | -0.083941 | Commercial |  | Annual | [5 empty] | 11 | 0.96 |  |  |  | 0 | 82.792 | 0 | 0 | 0 | 0 | 0 | 0 | 0 | 0 | 0 | 0 | 2006 Qtr 1: 0; 2006 Qtr 2: 0; 2006 Qtr 3: 0; 2006 Qtr 4: 82.792; 2007 Qtr 1: 0; 2007 Qtr 2: 0; 2007 Qtr 3: 0; 2007 Qtr 4: 0; 2008 Qtr 1: 0; 2008 Qtr 2: 0; 2008 Qtr 3: 0; 2008 Qtr 4: 0 | 82.792
0 | 234053-Lighting-Remove 4 Ft Lamp (De-Lamp) | COFL00AVDEL01 | 7 | Commercial | 14-MLI-Manufacturing–LightIndustry-LIGHT | 0 |  |  |  |  | 28.2538 | 16.4871 | 0 | 0 | 0 | 11.7667 | 100.2037 |  | kWh | 0.030965 | -0.12955 | Commercial |  | Annual | [5 empty] | 11 | 0.96 |  |  |  | 0 | 55.4979 | 0 | 0 | 0 | 0 | 0 | 0 | 0 | 0 | 0 | 0 | 2006 Qtr 1: 0; 2006 Qtr 2: 0; 2006 Qtr 3: 0; 2006 Qtr 4: 55.4979; 2007 Qtr 1: 0; 2007 Qtr 2: 0; 2007 Qtr 3: 0; 2007 Qtr 4: 0; 2008 Qtr 1: 0; 2008 Qtr 2: 0; 2008 Qtr 3: 0; 2008 Qtr 4: 0 | 55.4979
0 | 234148-Premium T8 with T12 40 Watt Baseline |  | 7 | Commercial | 01-ALC-AllCommercial-IntLight | 0 |  |  |  |  | 13.9591 | 13.1897 | 0 | 0 | 0 | 0.7694 | 64.9358 |  | kWh | 0.020124 | -0.10634 | Commercial |  | Annual | [5 empty] | 11 | 0.96 |  |  |  | 0 | 74.6038 | 0 | 0 | 0 | 0 | 0 | 0 | 0 | 0 | 0 | 0 | 2006 Qtr 1: 0; 2006 Qtr 2: 0; 2006 Qtr 3: 0; 2006 Qtr 4: 74.6038; 2007 Qtr 1: 0; 2007 Qtr 2: 0; 2007 Qtr 3: 0; 2007 Qtr 4: 0; 2008 Qtr 1: 0; 2008 Qtr 2: 0; 2008 Qtr 3: 0; 2008 Qtr 4: 0 | 74.6038
0 | 234053-Lighting-Remove 4 Ft Lamp (De-Lamp) | COFL00AVDEL01 | 7 | Commercial | 01-ALC-AllCommercial-IntLight | 0 |  |  |  |  | 28.2538 | 16.4871 | 0 | 0 | 0 | 11.7667 | 100.2216 |  | kWh | 0.031059 | -0.16413 | Commercial |  | Annual | [5 empty] | 11 | 0.96 |  |  |  | 0 | 81.8822 | 0 | 0 | 0 | 0 | 0 | 0 | 0 | 0 | 0 | 0 | 2006 Qtr 1: 0; 2006 Qtr 2: 0; 2006 Qtr 3: 0; 2006 Qtr 4: 81.8822; 2007 Qtr 1: 0; 2007 Qtr 2: 0; 2007 Qtr 3: 0; 2007 Qtr 4: 0; 2008 Qtr 1: 0; 2008 Qtr 2: 0; 2008 Qtr 3: 0; 2008 Qtr 4: 0 | 81.8822
0 | 234148-Premium T8 with T12 40 Watt Baseline |  | 7 | Commercial | 01-ALC-AllCommercial-IntLight | 0 |  |  |  |  | 13.9591 | 13.1897 | 0 | 0 | 0 | 0.7694 | 74.8184 |  | kWh | 0.022603 | -0.12253 | Commercial |  | Annual | [5 empty] | 11 | 0.96 |  |  |  | 0 | 34.5725 | 0 | 0 | 0 | 0 | 0 | 0 | 0 | 0 | 0 | 0 | 2006 Qtr 1: 0; 2006 Qtr 2: 0; 2006 Qtr 3: 0; 2006 Qtr 4: 34.5725; 2007 Qtr 1: 0; 2007 Qtr 2: 0; 2007 Qtr 3: 0; 2007 Qtr 4: 0; 2008 Qtr 1: 0; 2008 Qtr 2: 0; 2008 Qtr 3: 0; 2008 Qtr 4: 0 | 34.5725
0 | 234053-Lighting-Remove 4 Ft Lamp (De-Lamp) | COFL00AVDEL01 | 7 | Commercial | 01-ALC-AllCommercial-IntLight | 0 |  |  |  |  | 28.2538 | 16.4871 | 0 | 0 | 0 | 11.7667 | 115.4744 |  | kWh | 0.034885 | -0.18911 | Commercial |  | Annual | [5 empty] | 11 | 0.96 |  |  |  | 0 | 17.2862 | 0 | 0 | 0 | 0 | 0 | 0 | 0 | 0 | 0 | 0 | 2006 Qtr 1: 0; 2006 Qtr 2: 0; 2006 Qtr 3: 0; 2006 Qtr 4: 17.2862; 2007 Qtr 1: 0; 2007 Qtr 2: 0; 2007 Qtr 3: 0; 2007 Qtr 4: 0; 2008 Qtr 1: 0; 2008 Qtr 2: 0; 2008 Qtr 3: 0; 2008 Qtr 4: 0 | 17.2862
0 | 234148-Premium T8 with T12 40 Watt Baseline |  | 10 | Commercial | 01-ALC-AllCommercial-IntLight | 0 |  |  |  |  | 13.9591 | 13.1897 | 0 | 0 | 0 | 0.7694 | 83.0547 |  | kWh | 0.026694 | -0.13602 | Commercial |  | Annual | [5 empty] | 11 | 0.96 |  |  |  | 0 | 3.6392 | 0 | 0 | 0 | 0 | 0 | 0 | 0 | 0 | 0 | 0 | 2006 Qtr 1: 0; 2006 Qtr 2: 0; 2006 Qtr 3: 0; 2006 Qtr 4: 3.6392; 2007 Qtr 1: 0; 2007 Qtr 2: 0; 2007 Qtr 3: 0; 2007 Qtr 4: 0; 2008 Qtr 1: 0; 2008 Qtr 2: 0; 2008 Qtr 3: 0; 2008 Qtr 4: 0 | 3.6392
0 | 234053-Lighting-Remove 4 Ft Lamp (De-Lamp) | COFL00AVDEL01 | 10 | Commercial | 01-ALC-AllCommercial-IntLight | 0 |  |  |  |  | 28.2538 | 16.4871 | 0 | 0 | 0 | 11.7667 | 128.1864 |  | kWh | 0.0412 | -0.20993 | Commercial |  | Annual | [5 empty] | 11 | 0.96 |  |  |  | 0 | 18.196 | 0 | 0 | 0 | 0 | 0 | 0 | 0 | 0 | 0 | 0 | 2006 Qtr 1: 0; 2006 Qtr 2: 0; 2006 Qtr 3: 0; 2006 Qtr 4: 18.196; 2007 Qtr 1: 0; 2007 Qtr 2: 0; 2007 Qtr 3: 0; 2007 Qtr 4: 0; 2008 Qtr 1: 0; 2008 Qtr 2: 0; 2008 Qtr 3: 0; 2008 Qtr 4: 0 | 18.196
0 | 234148-Premium T8 with T12 40 Watt Baseline |  | 7 | Commercial | 01-ALC-AllCommercial-IntLight | 0 |  |  |  |  | 13.9591 | 13.1897 | 0 | 0 | 0 | 0.7694 | 64.9358 |  | kWh | 0.020124 | -0.10634 | Commercial |  | Annual | [5 empty] | 11 | 0.96 |  |  |  | 0 | 25.4745 | 0 | 0 | 0 | 0 | 0 | 0 | 0 | 0 | 0 | 0 | 2006 Qtr 1: 0; 2006 Qtr 2: 0; 2006 Qtr 3: 0; 2006 Qtr 4: 25.4745; 2007 Qtr 1: 0; 2007 Qtr 2: 0; 2007 Qtr 3: 0; 2007 Qtr 4: 0; 2008 Qtr 1: 0; 2008 Qtr 2: 0; 2008 Qtr 3: 0; 2008 Qtr 4: 0 | 25.4745
0 | 234053-Lighting-Remove 4 Ft Lamp (De-Lamp) | COFL00AVDEL01 | 7 | Commercial | 01-ALC-AllCommercial-IntLight | 0 |  |  |  |  | 28.2538 | 16.4871 | 0 | 0 | 0 | 11.7667 | 100.2216 |  | kWh | 0.031059 | -0.16413 | Commercial |  | Annual | [5 empty] | 11 | 0.96 |  |  |  | 0 | 47.3097 | 0 | 0 | 0 | 0 | 0 | 0 | 0 | 0 | 0 | 0 | 2006 Qtr 1: 0; 2006 Qtr 2: 0; 2006 Qtr 3: 0; 2006 Qtr 4: 47.3097; 2007 Qtr 1: 0; 2007 Qtr 2: 0; 2007 Qtr 3: 0; 2007 Qtr 4: 0; 2008 Qtr 1: 0; 2008 Qtr 2: 0; 2008 Qtr 3: 0; 2008 Qtr 4: 0 | 47.3097
0 | 234053-Lighting-Remove 4 Ft Lamp (De-Lamp) | COFL00AVDEL01 | 7 | Commercial | 01-ALC-AllCommercial-IntLight | 0 |  |  |  |  | 28.2538 | 16.4871 | 0 | 0 | 0 | 11.7667 | 100.2216 |  | kWh | 0.031059 | -0.16413 | Commercial |  | Annual | [5 empty] | 11 | 0.96 |  |  |  | 0 | 286.5877 | 0 | 0 | 0 | 0 | 0 | 0 | 0 | 0 | 0 | 0 | 2006 Qtr 1: 0; 2006 Qtr 2: 0; 2006 Qtr 3: 0; 2006 Qtr 4: 286.5877; 2007 Qtr 1: 0; 2007 Qtr 2: 0; 2007 Qtr 3: 0; 2007 Qtr 4: 0; 2008 Qtr 1: 0; 2008 Qtr 2: 0; 2008 Qtr 3: 0; 2008 Qtr 4: 0 | 286.5877
0 | 234148-Premium T8 with T12 40 Watt Baseline |  | 7 | Commercial | 01-ALC-AllCommercial-IntLight | 0 |  |  |  |  | 13.9591 | 13.1897 | 0 | 0 | 0 | 0.7694 | 64.9358 |  | kWh | 0.020124 | -0.10634 | Commercial |  | Annual | [5 empty] | 11 | 0.96 |  |  |  | 0 | 282.9485 | 0 | 0 | 0 | 0 | 0 | 0 | 0 | 0 | 0 | 0 | 2006 Qtr 1: 0; 2006 Qtr 2: 0; 2006 Qtr 3: 0; 2006 Qtr 4: 282.9485; 2007 Qtr 1: 0; 2007 Qtr 2: 0; 2007 Qtr 3: 0; 2007 Qtr 4: 0; 2008 Qtr 1: 0; 2008 Qtr 2: 0; 2008 Qtr 3: 0; 2008 Qtr 4: 0 | 282.9485
0 | 234148-Premium T8 with T12 40 Watt Baseline |  | 7 | Commercial | 01-ALC-AllCommercial-IntLight | 0 |  |  |  |  | 13.9591 | 13.1897 | 0 | 0 | 0 | 0.7694 | 140.9367 |  | kWh | 0.027805 | -0.23081 | Commercial |  | Annual | [5 empty] | 11 | 0.96 |  |  |  | 0 | 87.341 | 0 | 0 | 0 | 0 | 0 | 0 | 0 | 0 | 0 | 0 | 2006 Qtr 1: 0; 2006 Qtr 2: 0; 2006 Qtr 3: 0; 2006 Qtr 4: 87.341; 2007 Qtr 1: 0; 2007 Qtr 2: 0; 2007 Qtr 3: 0; 2007 Qtr 4: 0; 2008 Qtr 1: 0; 2008 Qtr 2: 0; 2008 Qtr 3: 0; 2008 Qtr 4: 0 | 87.341
0 | 234148-Premium T8 with T12 40 Watt Baseline |  | 7 | Commercial | 01-ALC-AllCommercial-IntLight | 0 |  |  |  |  | 13.9591 | 13.1897 | 0 | 0 | 0 | 0.7694 | 74.8184 |  | kWh | 0.022603 | -0.12253 | Commercial |  | Annual | [5 empty] | 11 | 0.96 |  |  |  | 0 | 52.7685 | 0 | 0 | 0 | 0 | 0 | 0 | 0 | 0 | 0 | 0 | 2006 Qtr 1: 0; 2006 Qtr 2: 0; 2006 Qtr 3: 0; 2006 Qtr 4: 52.7685; 2007 Qtr 1: 0; 2007 Qtr 2: 0; 2007 Qtr 3: 0; 2007 Qtr 4: 0; 2008 Qtr 1: 0; 2008 Qtr 2: 0; 2008 Qtr 3: 0; 2008 Qtr 4: 0 | 52.7685
0 | 234053-Lighting-Remove 4 Ft Lamp (De-Lamp) | COFL00AVDEL01 | 7 | Commercial | 01-ALC-AllCommercial-IntLight | 0 |  |  |  |  | 28.2538 | 16.4871 | 0 | 0 | 0 | 11.7667 | 115.4744 |  | kWh | 0.034885 | -0.18911 | Commercial |  | Annual | [5 empty] | 11 | 0.96 |  |  |  | 0 | 26.3843 | 0 | 0 | 0 | 0 | 0 | 0 | 0 | 0 | 0 | 0 | 2006 Qtr 1: 0; 2006 Qtr 2: 0; 2006 Qtr 3: 0; 2006 Qtr 4: 26.3843; 2007 Qtr 1: 0; 2007 Qtr 2: 0; 2007 Qtr 3: 0; 2007 Qtr 4: 0; 2008 Qtr 1: 0; 2008 Qtr 2: 0; 2008 Qtr 3: 0; 2008 Qtr 4: 0 | 26.3843
0 | 234148-Premium T8 with T12 40 Watt Baseline |  | 7 | Commercial | 01-ALC-AllCommercial-IntLight | 0 |  |  |  |  | 13.9591 | 13.1897 | 0 | 0 | 0 | 0.7694 | 64.9358 |  | kWh | 0.020124 | -0.10634 | Commercial |  | Annual | [5 empty] | 11 | 0.96 |  |  |  | 0 | 23.6549 | 0 | 0 | 0 | 0 | 0 | 0 | 0 | 0 | 0 | 0 | 2006 Qtr 1: 0; 2006 Qtr 2: 0; 2006 Qtr 3: 0; 2006 Qtr 4: 23.6549; 2007 Qtr 1: 0; 2007 Qtr 2: 0; 2007 Qtr 3: 0; 2007 Qtr 4: 0; 2008 Qtr 1: 0; 2008 Qtr 2: 0; 2008 Qtr 3: 0; 2008 Qtr 4: 0 | 23.6549
0 | 234053-Lighting-Remove 4 Ft Lamp (De-Lamp) | COFL00AVDEL01 | 7 | Commercial | 01-ALC-AllCommercial-IntLight | 0 |  |  |  |  | 28.2538 | 16.4871 | 0 | 0 | 0 | 11.7667 | 100.2216 |  | kWh | 0.031059 | -0.16413 | Commercial |  | Annual | [5 empty] | 11 | 0.96 |  |  |  | 0 | 25.4745 | 0 | 0 | 0 | 0 | 0 | 0 | 0 | 0 | 0 | 0 | 2006 Qtr 1: 0; 2006 Qtr 2: 0; 2006 Qtr 3: 0; 2006 Qtr 4: 25.4745; 2007 Qtr 1: 0; 2007 Qtr 2: 0; 2007 Qtr 3: 0; 2007 Qtr 4: 0; 2008 Qtr 1: 0; 2008 Qtr 2: 0; 2008 Qtr 3: 0; 2008 Qtr 4: 0 | 25.4745
0 | 234148-Premium T8 with T12 40 Watt Baseline |  | 7 | Commercial | 01-ALC-AllCommercial-IntLight | 0 |  |  |  |  | 13.9591 | 13.1897 | 0 | 0 | 0 | 0.7694 | 140.9367 |  | kWh | 0.027805 | -0.23081 | Commercial |  | Annual | [5 empty] | 11 | 0.96 |  |  |  | 0 | 76.4234 | 0 | 0 | 0 | 0 | 0 | 0 | 0 | 0 | 0 | 0 | 2006 Qtr 1: 0; 2006 Qtr 2: 0; 2006 Qtr 3: 0; 2006 Qtr 4: 76.4234; 2007 Qtr 1: 0; 2007 Qtr 2: 0; 2007 Qtr 3: 0; 2007 Qtr 4: 0; 2008 Qtr 1: 0; 2008 Qtr 2: 0; 2008 Qtr 3: 0; 2008 Qtr 4: 0 | 76.4234
0 | 234049-Lighting-LED Exit Sign New Sign | CALC00AVETS01 | 7 | Commercial | 02-ASM-Assembly-Exit | 0 |  |  |  |  | 65.3696 | 45 | 0 | 0 | 0 | 20.3696 | 351.311 |  | kWh | 0 | 0 | Commercial |  | Annual | [5 empty] | 16 | 0.96 |  |  |  | 0 | 3 | 0 | 0 | 0 | 0 | 0 | 0 | 0 | 0 | 0 | 0 | 2006 Qtr 1: 0; 2006 Qtr 2: 0; 2006 Qtr 3: 0; 2006 Qtr 4: 3; 2007 Qtr 1: 0; 2007 Qtr 2: 0; 2007 Qtr 3: 0; 2007 Qtr 4: 0; 2008 Qtr 1: 0; 2008 Qtr 2: 0; 2008 Qtr 3: 0; 2008 Qtr 4: 0 | 3
0 | 234148-Premium T8 with T12 40 Watt Baseline |  | 7 | Commercial | 01-ALC-AllCommercial-IntLight | 0 |  |  |  |  | 13.9591 | 13.1897 | 0 | 0 | 0 | 0.7694 | 64.9358 |  | kWh | 0.020124 | -0.10634 | Commercial |  | Annual | [5 empty] | 11 | 0.96 |  |  |  | 0 | 194.6977 | 0 | 0 | 0 | 0 | 0 | 0 | 0 | 0 | 0 | 0 | 2006 Qtr 1: 0; 2006 Qtr 2: 0; 2006 Qtr 3: 0; 2006 Qtr 4: 194.6977; 2007 Qtr 1: 0; 2007 Qtr 2: 0; 2007 Qtr 3: 0; 2007 Qtr 4: 0; 2008 Qtr 1: 0; 2008 Qtr 2: 0; 2008 Qtr 3: 0; 2008 Qtr 4: 0 | 194.6977
0 | 234053-Lighting-Remove 4 Ft Lamp (De-Lamp) | COFL00AVDEL01 | 7 | Commercial | 01-ALC-AllCommercial-IntLight | 0 |  |  |  |  | 28.2538 | 16.4871 | 0 | 0 | 0 | 11.7667 | 100.2216 |  | kWh | 0.031059 | -0.16413 | Commercial |  | Annual | [5 empty] | 11 | 0.96 |  |  |  | 0 | 192.8781 | 0 | 0 | 0 | 0 | 0 | 0 | 0 | 0 | 0 | 0 | 2006 Qtr 1: 0; 2006 Qtr 2: 0; 2006 Qtr 3: 0; 2006 Qtr 4: 192.8781; 2007 Qtr 1: 0; 2007 Qtr 2: 0; 2007 Qtr 3: 0; 2007 Qtr 4: 0; 2008 Qtr 1: 0; 2008 Qtr 2: 0; 2008 Qtr 3: 0; 2008 Qtr 4: 0 | 192.8781
0 | 234148-Premium T8 with T12 40 Watt Baseline |  | 7 | Commercial | 01-ALC-AllCommercial-IntLight | 0 |  |  |  |  | 13.9591 | 13.1897 | 0 | 0 | 0 | 0.7694 | 74.8184 |  | kWh | 0.022603 | -0.12253 | Commercial |  | Annual | [5 empty] | 11 | 0.96 |  |  |  | 0 | 16.3764 | 0 | 0 | 0 | 0 | 0 | 0 | 0 | 0 | 0 | 0 | 2006 Qtr 1: 0; 2006 Qtr 2: 0; 2006 Qtr 3: 0; 2006 Qtr 4: 16.3764; 2007 Qtr 1: 0; 2007 Qtr 2: 0; 2007 Qtr 3: 0; 2007 Qtr 4: 0; 2008 Qtr 1: 0; 2008 Qtr 2: 0; 2008 Qtr 3: 0; 2008 Qtr 4: 0 | 16.3764
0 | 234053-Lighting-Remove 4 Ft Lamp (De-Lamp) | COFL00AVDEL01 | 7 | Commercial | 01-ALC-AllCommercial-IntLight | 0 |  |  |  |  | 28.2538 | 16.4871 | 0 | 0 | 0 | 11.7667 | 115.4744 |  | kWh | 0.034885 | -0.18911 | Commercial |  | Annual | [5 empty] | 11 | 0.96 |  |  |  | 0 | 18.196 | 0 | 0 | 0 | 0 | 0 | 0 | 0 | 0 | 0 | 0 | 2006 Qtr 1: 0; 2006 Qtr 2: 0; 2006 Qtr 3: 0; 2006 Qtr 4: 18.196; 2007 Qtr 1: 0; 2007 Qtr 2: 0; 2007 Qtr 3: 0; 2007 Qtr 4: 0; 2008 Qtr 1: 0; 2008 Qtr 2: 0; 2008 Qtr 3: 0; 2008 Qtr 4: 0 | 18.196
0 | 234148-Premium T8 with T12 40 Watt Baseline |  | 7 | Commercial | 01-ALC-AllCommercial-IntLight | 0 |  |  |  |  | 13.9591 | 13.1897 | 0 | 0 | 0 | 0.7694 | 64.9358 |  | kWh | 0.020124 | -0.10634 | Commercial |  | Annual | [5 empty] | 11 | 0.96 |  |  |  | 0 | 40.0313 | 0 | 0 | 0 | 0 | 0 | 0 | 0 | 0 | 0 | 0 | 2006 Qtr 1: 0; 2006 Qtr 2: 0; 2006 Qtr 3: 0; 2006 Qtr 4: 40.0313; 2007 Qtr 1: 0; 2007 Qtr 2: 0; 2007 Qtr 3: 0; 2007 Qtr 4: 0; 2008 Qtr 1: 0; 2008 Qtr 2: 0; 2008 Qtr 3: 0; 2008 Qtr 4: 0 | 40.0313
0 | 234053-Lighting-Remove 4 Ft Lamp (De-Lamp) | COFL00AVDEL01 | 7 | Commercial | 01-ALC-AllCommercial-IntLight | 0 |  |  |  |  | 28.2538 | 16.4871 | 0 | 0 | 0 | 11.7667 | 100.2216 |  | kWh | 0.031059 | -0.16413 | Commercial |  | Annual | [5 empty] | 11 | 0.96 |  |  |  | 0 | 45.4901 | 0 | 0 | 0 | 0 | 0 | 0 | 0 | 0 | 0 | 0 | 2006 Qtr 1: 0; 2006 Qtr 2: 0; 2006 Qtr 3: 0; 2006 Qtr 4: 45.4901; 2007 Qtr 1: 0; 2007 Qtr 2: 0; 2007 Qtr 3: 0; 2007 Qtr 4: 0; 2008 Qtr 1: 0; 2008 Qtr 2: 0; 2008 Qtr 3: 0; 2008 Qtr 4: 0 | 45.4901
0 | 234049-Lighting-LED Exit Sign New Sign | CALC00AVETS01 | 7 | Commercial | 02-ASM-Assembly-Exit | 0 |  |  |  |  | 65.3696 | 45 | 0 | 0 | 0 | 20.3696 | 351.311 |  | kWh | 0 | 0 | Commercial |  | Annual | [5 empty] | 16 | 0.96 |  |  |  | 0 | 1 | 0 | 0 | 0 | 0 | 0 | 0 | 0 | 0 | 0 | 0 | 2006 Qtr 1: 0; 2006 Qtr 2: 0; 2006 Qtr 3: 0; 2006 Qtr 4: 1; 2007 Qtr 1: 0; 2007 Qtr 2: 0; 2007 Qtr 3: 0; 2007 Qtr 4: 0; 2008 Qtr 1: 0; 2008 Qtr 2: 0; 2008 Qtr 3: 0; 2008 Qtr 4: 0 | 1
0 | 234148-Premium T8 with T12 40 Watt Baseline |  | 7 | Commercial | 01-ALC-AllCommercial-IntLight | 0 |  |  |  |  | 13.9591 | 13.1897 | 0 | 0 | 0 | 0.7694 | 63.1001 |  | kWh | 0.016266 | -0.10334 | Commercial |  | Annual | [5 empty] | 11 | 0.96 |  |  |  | 0 | 8.1882 | 0 | 0 | 0 | 0 | 0 | 0 | 0 | 0 | 0 | 0 | 2006 Qtr 1: 0; 2006 Qtr 2: 0; 2006 Qtr 3: 0; 2006 Qtr 4: 8.1882; 2007 Qtr 1: 0; 2007 Qtr 2: 0; 2007 Qtr 3: 0; 2007 Qtr 4: 0; 2008 Qtr 1: 0; 2008 Qtr 2: 0; 2008 Qtr 3: 0; 2008 Qtr 4: 0 | 8.1882
0 | 234053-Lighting-Remove 4 Ft Lamp (De-Lamp) | COFL00AVDEL01 | 7 | Commercial | 01-ALC-AllCommercial-IntLight | 0 |  |  |  |  | 28.2538 | 16.4871 | 0 | 0 | 0 | 11.7667 | 97.3885 |  | kWh | 0.025105 | -0.15949 | Commercial |  | Annual | [5 empty] | 11 | 0.96 |  |  |  | 0 | 10.9176 | 0 | 0 | 0 | 0 | 0 | 0 | 0 | 0 | 0 | 0 | 2006 Qtr 1: 0; 2006 Qtr 2: 0; 2006 Qtr 3: 0; 2006 Qtr 4: 10.9176; 2007 Qtr 1: 0; 2007 Qtr 2: 0; 2007 Qtr 3: 0; 2007 Qtr 4: 0; 2008 Qtr 1: 0; 2008 Qtr 2: 0; 2008 Qtr 3: 0; 2008 Qtr 4: 0 | 10.9176
0 | 234148-Premium T8 with T12 40 Watt Baseline |  | 10 | Commercial | 01-ALC-AllCommercial-IntLight | 0 |  |  |  |  | 13.9591 | 13.1897 | 0 | 0 | 0 | 0.7694 | 140.9367 |  | kWh | 0.027805 | -0.23081 | Commercial |  | Annual | [5 empty] | 11 | 0.96 |  |  |  | 0 | 65.5058 | 0 | 0 | 0 | 0 | 0 | 0 | 0 | 0 | 0 | 0 | 2006 Qtr 1: 0; 2006 Qtr 2: 0; 2006 Qtr 3: 0; 2006 Qtr 4: 65.5058; 2007 Qtr 1: 0; 2007 Qtr 2: 0; 2007 Qtr 3: 0; 2007 Qtr 4: 0; 2008 Qtr 1: 0; 2008 Qtr 2: 0; 2008 Qtr 3: 0; 2008 Qtr 4: 0 | 65.5058
0 | 234148-Premium T8 with T12 40 Watt Baseline |  | 7 | Commercial | 01-ALC-AllCommercial-IntLight | 0 |  |  |  |  | 13.9591 | 13.1897 | 0 | 0 | 0 | 0.7694 | 83.0761 |  | kWh | 0.024245 | -0.13605 | Commercial |  | Annual | [5 empty] | 11 | 0.96 |  |  |  | 0 | 52.7685 | 0 | 0 | 0 | 0 | 0 | 0 | 0 | 0 | 0 | 0 | 2006 Qtr 1: 0; 2006 Qtr 2: 0; 2006 Qtr 3: 0; 2006 Qtr 4: 52.7685; 2007 Qtr 1: 0; 2007 Qtr 2: 0; 2007 Qtr 3: 0; 2007 Qtr 4: 0; 2008 Qtr 1: 0; 2008 Qtr 2: 0; 2008 Qtr 3: 0; 2008 Qtr 4: 0 | 52.7685
0 | 234053-Lighting-Remove 4 Ft Lamp (De-Lamp) | COFL00AVDEL01 | 7 | Commercial | 01-ALC-AllCommercial-IntLight | 0 |  |  |  |  | 28.2538 | 16.4871 | 0 | 0 | 0 | 11.7667 | 128.2193 |  | kWh | 0.037419 | -0.20998 | Commercial |  | Annual | [5 empty] | 11 | 0.96 |  |  |  | 0 | 52.7685 | 0 | 0 | 0 | 0 | 0 | 0 | 0 | 0 | 0 | 0 | 2006 Qtr 1: 0; 2006 Qtr 2: 0; 2006 Qtr 3: 0; 2006 Qtr 4: 52.7685; 2007 Qtr 1: 0; 2007 Qtr 2: 0; 2007 Qtr 3: 0; 2007 Qtr 4: 0; 2008 Qtr 1: 0; 2008 Qtr 2: 0; 2008 Qtr 3: 0; 2008 Qtr 4: 0 | 52.7685
0 | 234148-Premium T8 with T12 40 Watt Baseline |  | 7 | Commercial | 01-ALC-AllCommercial-IntLight | 0 |  |  |  |  | 13.9591 | 13.1897 | 0 | 0 | 0 | 0.7694 | 64.9358 |  | kWh | 0.020124 | -0.10634 | Commercial |  | Annual | [5 empty] | 11 | 0.96 |  |  |  | 0 | 19.1058 | 0 | 0 | 0 | 0 | 0 | 0 | 0 | 0 | 0 | 0 | 2006 Qtr 1: 0; 2006 Qtr 2: 0; 2006 Qtr 3: 0; 2006 Qtr 4: 19.1058; 2007 Qtr 1: 0; 2007 Qtr 2: 0; 2007 Qtr 3: 0; 2007 Qtr 4: 0; 2008 Qtr 1: 0; 2008 Qtr 2: 0; 2008 Qtr 3: 0; 2008 Qtr 4: 0 | 19.1058
0 | 234053-Lighting-Remove 4 Ft Lamp (De-Lamp) | COFL00AVDEL01 | 7 | Commercial | 01-ALC-AllCommercial-IntLight | 0 |  |  |  |  | 28.2538 | 16.4871 | 0 | 0 | 0 | 11.7667 | 100.2216 |  | kWh | 0.031059 | -0.16413 | Commercial |  | Annual | [5 empty] | 11 | 0.96 |  |  |  | 0 | 10.9176 | 0 | 0 | 0 | 0 | 0 | 0 | 0 | 0 | 0 | 0 | 2006 Qtr 1: 0; 2006 Qtr 2: 0; 2006 Qtr 3: 0; 2006 Qtr 4: 10.9176; 2007 Qtr 1: 0; 2007 Qtr 2: 0; 2007 Qtr 3: 0; 2007 Qtr 4: 0; 2008 Qtr 1: 0; 2008 Qtr 2: 0; 2008 Qtr 3: 0; 2008 Qtr 4: 0 | 10.9176
0 | 234148-Premium T8 with T12 40 Watt Baseline |  | 7 | Commercial | 14-MLI-Manufacturing–LightIndustry-LIGHT | 0 |  |  |  |  | 13.9591 | 13.1897 | 0 | 0 | 0 | 0.7694 | 64.9241 |  | kWh | 0.020063 | -0.083941 | Commercial |  | Annual | [5 empty] | 11 | 0.96 |  |  |  | 0 | 70.0548 | 0 | 0 | 0 | 0 | 0 | 0 | 0 | 0 | 0 | 0 | 2006 Qtr 1: 0; 2006 Qtr 2: 0; 2006 Qtr 3: 0; 2006 Qtr 4: 70.0548; 2007 Qtr 1: 0; 2007 Qtr 2: 0; 2007 Qtr 3: 0; 2007 Qtr 4: 0; 2008 Qtr 1: 0; 2008 Qtr 2: 0; 2008 Qtr 3: 0; 2008 Qtr 4: 0 | 70.0548
0 | 234053-Lighting-Remove 4 Ft Lamp (De-Lamp) | COFL00AVDEL01 | 7 | Commercial | 14-MLI-Manufacturing–LightIndustry-LIGHT | 0 |  |  |  |  | 28.2538 | 16.4871 | 0 | 0 | 0 | 11.7667 | 100.2037 |  | kWh | 0.030965 | -0.12955 | Commercial |  | Annual | [5 empty] | 11 | 0.96 |  |  |  | 0 | 83.7018 | 0 | 0 | 0 | 0 | 0 | 0 | 0 | 0 | 0 | 0 | 2006 Qtr 1: 0; 2006 Qtr 2: 0; 2006 Qtr 3: 0; 2006 Qtr 4: 83.7018; 2007 Qtr 1: 0; 2007 Qtr 2: 0; 2007 Qtr 3: 0; 2007 Qtr 4: 0; 2008 Qtr 1: 0; 2008 Qtr 2: 0; 2008 Qtr 3: 0; 2008 Qtr 4: 0 | 83.7018
0 | 234148-Premium T8 with T12 40 Watt Baseline |  | System | Commercial | 01-ALC-AllCommercial-IntLight | 0 |  |  |  |  | 13.9591 | 13.1897 | 0 | 0 | 0 | 0.7694 | 64.9358 |  | kWh | 0.020124 | -0.10634 | Commercial |  | Annual | [5 empty] | 11 | 0.96 |  |  |  | 0 | 43.6705 | 0 | 0 | 0 | 0 | 0 | 0 | 0 | 0 | 0 | 0 | 2006 Qtr 1: 0; 2006 Qtr 2: 0; 2006 Qtr 3: 0; 2006 Qtr 4: 43.6705; 2007 Qtr 1: 0; 2007 Qtr 2: 0; 2007 Qtr 3: 0; 2007 Qtr 4: 0; 2008 Qtr 1: 0; 2008 Qtr 2: 0; 2008 Qtr 3: 0; 2008 Qtr 4: 0 | 43.6705
0 | 234053-Lighting-Remove 4 Ft Lamp (De-Lamp) | COFL00AVDEL01 | System | Commercial | 01-ALC-AllCommercial-IntLight | 0 |  |  |  |  | 28.2538 | 16.4871 | 0 | 0 | 0 | 11.7667 | 100.2216 |  | kWh | 0.031059 | -0.16413 | Commercial |  | Annual | [5 empty] | 11 | 0.96 |  |  |  | 0 | 21.8353 | 0 | 0 | 0 | 0 | 0 | 0 | 0 | 0 | 0 | 0 | 2006 Qtr 1: 0; 2006 Qtr 2: 0; 2006 Qtr 3: 0; 2006 Qtr 4: 21.8353; 2007 Qtr 1: 0; 2007 Qtr 2: 0; 2007 Qtr 3: 0; 2007 Qtr 4: 0; 2008 Qtr 1: 0; 2008 Qtr 2: 0; 2008 Qtr 3: 0; 2008 Qtr 4: 0 | 21.8353
0 | 234049-Lighting-LED Exit Sign New Sign | CALC00AVETS01 | System | Commercial | 02-ASM-Assembly-Exit | 0 |  |  |  |  | 65.3696 | 45 | 0 | 0 | 0 | 20.3696 | 351.311 |  | kWh | 0 | 0 | Commercial |  | Annual | [5 empty] | 16 | 0.96 |  |  |  | 0 | 4 | 0 | 0 | 0 | 0 | 0 | 0 | 0 | 0 | 0 | 0 | 2006 Qtr 1: 0; 2006 Qtr 2: 0; 2006 Qtr 3: 0; 2006 Qtr 4: 4; 2007 Qtr 1: 0; 2007 Qtr 2: 0; 2007 Qtr 3: 0; 2007 Qtr 4: 0; 2008 Qtr 1: 0; 2008 Qtr 2: 0; 2008 Qtr 3: 0; 2008 Qtr 4: 0 | 4
0 | 234179-Food Service - Ice Machine Air-Cooled 1001-1500 |  | 7 | Commercial | 01-ALC-AllCommercial-Refrig | 0 |  |  |  |  | 1821 | 1000 | 0 | 0 | 0 | 821 | 4106.25 |  | kWh | 0.46875 | 0 | Commercial |  | Annual | [5 empty] | 12 | 0.96 |  |  |  | 0 | 1 | 0 | 0 | 0 | 0 | 0 | 0 | 0 | 0 | 0 | 0 | 2006 Qtr 1: 0; 2006 Qtr 2: 0; 2006 Qtr 3: 0; 2006 Qtr 4: 1; 2007 Qtr 1: 0; 2007 Qtr 2: 0; 2007 Qtr 3: 0; 2007 Qtr 4: 0; 2008 Qtr 1: 0; 2008 Qtr 2: 0; 2008 Qtr 3: 0; 2008 Qtr 4: 0 | 1
0 | 234148-Premium T8 with T12 40 Watt Baseline |  | 10 | Commercial | 14-MLI-Manufacturing–LightIndustry-LIGHT | 0 |  |  |  |  | 13.9591 | 13.1897 | 0 | 0 | 0 | 0.7694 | 65.7677 |  | kWh | 0.020053 | -0.099718 | Commercial |  | Annual | [5 empty] | 11 | 0.96 |  |  |  | 0 | 17.2862 | 0 | 0 | 0 | 0 | 0 | 0 | 0 | 0 | 0 | 0 | 2006 Qtr 1: 0; 2006 Qtr 2: 0; 2006 Qtr 3: 0; 2006 Qtr 4: 17.2862; 2007 Qtr 1: 0; 2007 Qtr 2: 0; 2007 Qtr 3: 0; 2007 Qtr 4: 0; 2008 Qtr 1: 0; 2008 Qtr 2: 0; 2008 Qtr 3: 0; 2008 Qtr 4: 0 | 17.2862
0 | 234053-Lighting-Remove 4 Ft Lamp (De-Lamp) | COFL00AVDEL01 | 10 | Commercial | 14-MLI-Manufacturing–LightIndustry-LIGHT | 0 |  |  |  |  | 28.2538 | 16.4871 | 0 | 0 | 0 | 11.7667 | 101.5057 |  | kWh | 0.03095 | -0.1539 | Commercial |  | Annual | [5 empty] | 11 | 0.96 |  |  |  | 0 | 18.196 | 0 | 0 | 0 | 0 | 0 | 0 | 0 | 0 | 0 | 0 | 2006 Qtr 1: 0; 2006 Qtr 2: 0; 2006 Qtr 3: 0; 2006 Qtr 4: 18.196; 2007 Qtr 1: 0; 2007 Qtr 2: 0; 2007 Qtr 3: 0; 2007 Qtr 4: 0; 2008 Qtr 1: 0; 2008 Qtr 2: 0; 2008 Qtr 3: 0; 2008 Qtr 4: 0 | 18.196
0 | 234148-Premium T8 with T12 40 Watt Baseline |  | 10 | Commercial | 14-MLI-Manufacturing–LightIndustry-LIGHT | 0 |  |  |  |  | 13.9591 | 13.1897 | 0 | 0 | 0 | 0.7694 | 74.061 |  | kWh | 0.022188 | -0.11229 | Commercial |  | Annual | [5 empty] | 11 | 0.96 |  |  |  | 0 | 113.7253 | 0 | 0 | 0 | 0 | 0 | 0 | 0 | 0 | 0 | 0 | 2006 Qtr 1: 0; 2006 Qtr 2: 0; 2006 Qtr 3: 113.7253; 2006 Qtr 4: 0; 2007 Qtr 1: 0; 2007 Qtr 2: 0; 2007 Qtr 3: 0; 2007 Qtr 4: 0; 2008 Qtr 1: 0; 2008 Qtr 2: 0; 2008 Qtr 3: 0; 2008 Qtr 4: 0 | 113.7253
0 | 234053-Lighting-Remove 4 Ft Lamp (De-Lamp) | COFL00AVDEL01 | 10 | Commercial | 14-MLI-Manufacturing–LightIndustry-LIGHT | 0 |  |  |  |  | 28.2538 | 16.4871 | 0 | 0 | 0 | 11.7667 | 114.3055 |  | kWh | 0.034245 | -0.17331 | Commercial |  | Annual | [5 empty] | 11 | 0.96 |  |  |  | 0 | 120.0939 | 0 | 0 | 0 | 0 | 0 | 0 | 0 | 0 | 0 | 0 | 2006 Qtr 1: 0; 2006 Qtr 2: 0; 2006 Qtr 3: 120.0939; 2006 Qtr 4: 0; 2007 Qtr 1: 0; 2007 Qtr 2: 0; 2007 Qtr 3: 0; 2007 Qtr 4: 0; 2008 Qtr 1: 0; 2008 Qtr 2: 0; 2008 Qtr 3: 0; 2008 Qtr 4: 0 | 120.0939
0 | 234148-Premium T8 with T12 40 Watt Baseline |  | 10 | Commercial | 01-ALC-AllCommercial-IntLight | 0 |  |  |  |  | 13.9591 | 13.1897 | 0 | 0 | 0 | 0.7694 | 69.1977 |  | kWh | 0.022275 | -0.11332 | Commercial |  | Annual | [5 empty] | 11 | 0.96 |  |  |  | 0 | 20.9254 | 0 | 0 | 0 | 0 | 0 | 0 | 0 | 0 | 0 | 0 | 2006 Qtr 1: 0; 2006 Qtr 2: 0; 2006 Qtr 3: 0; 2006 Qtr 4: 20.9254; 2007 Qtr 1: 0; 2007 Qtr 2: 0; 2007 Qtr 3: 0; 2007 Qtr 4: 0; 2008 Qtr 1: 0; 2008 Qtr 2: 0; 2008 Qtr 3: 0; 2008 Qtr 4: 0 | 20.9254
0 | 234053-Lighting-Remove 4 Ft Lamp (De-Lamp) | COFL00AVDEL01 | 10 | Commercial | 01-ALC-AllCommercial-IntLight | 0 |  |  |  |  | 28.2538 | 16.4871 | 0 | 0 | 0 | 11.7667 | 106.7995 |  | kWh | 0.03438 | -0.1749 | Commercial |  | Annual | [5 empty] | 11 | 0.96 |  |  |  | 0 | 25.4745 | 0 | 0 | 0 | 0 | 0 | 0 | 0 | 0 | 0 | 0 | 2006 Qtr 1: 0; 2006 Qtr 2: 0; 2006 Qtr 3: 0; 2006 Qtr 4: 25.4745; 2007 Qtr 1: 0; 2007 Qtr 2: 0; 2007 Qtr 3: 0; 2007 Qtr 4: 0; 2008 Qtr 1: 0; 2008 Qtr 2: 0; 2008 Qtr 3: 0; 2008 Qtr 4: 0 | 25.4745
0 | 234148-Premium T8 with T12 40 Watt Baseline |  | 10 | Commercial | 14-MLI-Manufacturing–LightIndustry-LIGHT | 0 |  |  |  |  | 13.9591 | 13.1897 | 0 | 0 | 0 | 0.7694 | 65.7677 |  | kWh | 0.020053 | -0.099718 | Commercial |  | Annual | [5 empty] | 11 | 0.96 |  |  |  | 0 | 116.4547 | 0 | 0 | 0 | 0 | 0 | 0 | 0 | 0 | 0 | 0 | 2006 Qtr 1: 0; 2006 Qtr 2: 0; 2006 Qtr 3: 116.4547; 2006 Qtr 4: 0; 2007 Qtr 1: 0; 2007 Qtr 2: 0; 2007 Qtr 3: 0; 2007 Qtr 4: 0; 2008 Qtr 1: 0; 2008 Qtr 2: 0; 2008 Qtr 3: 0; 2008 Qtr 4: 0 | 116.4547
0 | 234053-Lighting-Remove 4 Ft Lamp (De-Lamp) | COFL00AVDEL01 | 10 | Commercial | 14-MLI-Manufacturing–LightIndustry-LIGHT | 0 |  |  |  |  | 28.2538 | 16.4871 | 0 | 0 | 0 | 11.7667 | 101.5057 |  | kWh | 0.03095 | -0.1539 | Commercial |  | Annual | [5 empty] | 11 | 0.96 |  |  |  | 0 | 116.4547 | 0 | 0 | 0 | 0 | 0 | 0 | 0 | 0 | 0 | 0 | 2006 Qtr 1: 0; 2006 Qtr 2: 0; 2006 Qtr 3: 116.4547; 2006 Qtr 4: 0; 2007 Qtr 1: 0; 2007 Qtr 2: 0; 2007 Qtr 3: 0; 2007 Qtr 4: 0; 2008 Qtr 1: 0; 2008 Qtr 2: 0; 2008 Qtr 3: 0; 2008 Qtr 4: 0 | 116.4547
0 | 234053-Lighting-Remove 4 Ft Lamp (De-Lamp) | COFL00AVDEL01 | 10 | Commercial | 14-MLI-Manufacturing–LightIndustry-LIGHT | 0 |  |  |  |  | 28.2538 | 16.4871 | 0 | 0 | 0 | 11.7667 | 101.5057 |  | kWh | 0.03095 | -0.1539 | Commercial |  | Annual | [5 empty] | 11 | 0.96 |  |  |  | 0 | 3.6392 | 0 | 0 | 0 | 0 | 0 | 0 | 0 | 0 | 0 | 0 | 2006 Qtr 1: 0; 2006 Qtr 2: 0; 2006 Qtr 3: 0; 2006 Qtr 4: 3.6392; 2007 Qtr 1: 0; 2007 Qtr 2: 0; 2007 Qtr 3: 0; 2007 Qtr 4: 0; 2008 Qtr 1: 0; 2008 Qtr 2: 0; 2008 Qtr 3: 0; 2008 Qtr 4: 0 | 3.6392
0 | 234148-Premium T8 with T12 40 Watt Baseline |  | 7 | Commercial | 01-ALC-AllCommercial-IntLight | 0 |  |  |  |  | 13.9591 | 13.1897 | 0 | 0 | 0 | 0.7694 | 87.3573 |  | kWh | 0.01583 | -0.14306 | Commercial |  | Annual | [5 empty] | 11 | 0.96 |  |  |  | 0 | 50.9489 | 0 | 0 | 0 | 0 | 0 | 0 | 0 | 0 | 0 | 0 | 2006 Qtr 1: 0; 2006 Qtr 2: 0; 2006 Qtr 3: 0; 2006 Qtr 4: 50.9489; 2007 Qtr 1: 0; 2007 Qtr 2: 0; 2007 Qtr 3: 0; 2007 Qtr 4: 0; 2008 Qtr 1: 0; 2008 Qtr 2: 0; 2008 Qtr 3: 0; 2008 Qtr 4: 0 | 50.9489
0 | 234148-Premium T8 with T12 40 Watt Baseline |  | 10 | Commercial | 01-ALC-AllCommercial-IntLight | 0 |  |  |  |  | 13.9591 | 13.1897 | 0 | 0 | 0 | 0.7694 | 83.0547 |  | kWh | 0.026694 | -0.13602 | Commercial |  | Annual | [5 empty] | 11 | 0.96 |  |  |  | 0 | 34.5725 | 0 | 0 | 0 | 0 | 0 | 0 | 0 | 0 | 0 | 0 | 2006 Qtr 1: 0; 2006 Qtr 2: 0; 2006 Qtr 3: 0; 2006 Qtr 4: 34.5725; 2007 Qtr 1: 0; 2007 Qtr 2: 0; 2007 Qtr 3: 0; 2007 Qtr 4: 0; 2008 Qtr 1: 0; 2008 Qtr 2: 0; 2008 Qtr 3: 0; 2008 Qtr 4: 0 | 34.5725
0 | 234053-Lighting-Remove 4 Ft Lamp (De-Lamp) | COFL00AVDEL01 | 10 | Commercial | 01-ALC-AllCommercial-IntLight | 0 |  |  |  |  | 28.2538 | 16.4871 | 0 | 0 | 0 | 11.7667 | 128.1864 |  | kWh | 0.0412 | -0.20993 | Commercial |  | Annual | [5 empty] | 11 | 0.96 |  |  |  | 0 | 32.7529 | 0 | 0 | 0 | 0 | 0 | 0 | 0 | 0 | 0 | 0 | 2006 Qtr 1: 0; 2006 Qtr 2: 0; 2006 Qtr 3: 0; 2006 Qtr 4: 32.7529; 2007 Qtr 1: 0; 2007 Qtr 2: 0; 2007 Qtr 3: 0; 2007 Qtr 4: 0; 2008 Qtr 1: 0; 2008 Qtr 2: 0; 2008 Qtr 3: 0; 2008 Qtr 4: 0 | 32.7529
0 | 234148-Premium T8 with T12 40 Watt Baseline |  | 7 | Commercial | 01-ALC-AllCommercial-IntLight | 0 |  |  |  |  | 13.9591 | 13.1897 | 0 | 0 | 0 | 0.7694 | 64.9358 |  | kWh | 0.020124 | -0.10634 | Commercial |  | Annual | [5 empty] | 11 | 0.96 |  |  |  | 0 | 87.341 | 0 | 0 | 0 | 0 | 0 | 0 | 0 | 0 | 0 | 0 | 2006 Qtr 1: 0; 2006 Qtr 2: 0; 2006 Qtr 3: 0; 2006 Qtr 4: 87.341; 2007 Qtr 1: 0; 2007 Qtr 2: 0; 2007 Qtr 3: 0; 2007 Qtr 4: 0; 2008 Qtr 1: 0; 2008 Qtr 2: 0; 2008 Qtr 3: 0; 2008 Qtr 4: 0 | 87.341
0 | 234148-Premium T8 with T12 40 Watt Baseline |  | 10 | Commercial | 01-ALC-AllCommercial-IntLight | 0 |  |  |  |  | 13.9591 | 13.1897 | 0 | 0 | 0 | 0.7694 | 83.0547 |  | kWh | 0.026694 | -0.13602 | Commercial |  | Annual | [5 empty] | 11 | 0.96 |  |  |  | 0 | 127.3723 | 0 | 0 | 0 | 0 | 0 | 0 | 0 | 0 | 0 | 0 | 2006 Qtr 1: 0; 2006 Qtr 2: 0; 2006 Qtr 3: 0; 2006 Qtr 4: 127.3723; 2007 Qtr 1: 0; 2007 Qtr 2: 0; 2007 Qtr 3: 0; 2007 Qtr 4: 0; 2008 Qtr 1: 0; 2008 Qtr 2: 0; 2008 Qtr 3: 0; 2008 Qtr 4: 0 | 127.3723
0 | 234148-Premium T8 with T12 40 Watt Baseline |  | 7 | Commercial | 01-ALC-AllCommercial-IntLight | 0 |  |  |  |  | 13.9591 | 13.1897 | 0 | 0 | 0 | 0.7694 | 83.0547 |  | kWh | 0.026694 | -0.13602 | Commercial |  | Annual | [5 empty] | 11 | 0.96 |  |  |  | 0 | 218.3525 | 0 | 0 | 0 | 0 | 0 | 0 | 0 | 0 | 0 | 0 | 2006 Qtr 1: 0; 2006 Qtr 2: 0; 2006 Qtr 3: 0; 2006 Qtr 4: 218.3525; 2007 Qtr 1: 0; 2007 Qtr 2: 0; 2007 Qtr 3: 0; 2007 Qtr 4: 0; 2008 Qtr 1: 0; 2008 Qtr 2: 0; 2008 Qtr 3: 0; 2008 Qtr 4: 0 | 218.3525
0 | 234148-Premium T8 with T12 40 Watt Baseline |  | 7 | Commercial | 01-ALC-AllCommercial-IntLight | 0 |  |  |  |  | 13.9591 | 13.1897 | 0 | 0 | 0 | 0.7694 | 140.9367 |  | kWh | 0.027805 | -0.23081 | Commercial |  | Annual | [5 empty] | 11 | 0.96 |  |  |  | 0 | 112.8155 | 0 | 0 | 0 | 0 | 0 | 0 | 0 | 0 | 0 | 0 | 2006 Qtr 1: 0; 2006 Qtr 2: 0; 2006 Qtr 3: 0; 2006 Qtr 4: 112.8155; 2007 Qtr 1: 0; 2007 Qtr 2: 0; 2007 Qtr 3: 0; 2007 Qtr 4: 0; 2008 Qtr 1: 0; 2008 Qtr 2: 0; 2008 Qtr 3: 0; 2008 Qtr 4: 0 | 112.8155
0 | 234148-Premium T8 with T12 40 Watt Baseline |  | 7 | Commercial | 01-ALC-AllCommercial-IntLight | 0 |  |  |  |  | 13.9591 | 13.1897 | 0 | 0 | 0 | 0.7694 | 74.8184 |  | kWh | 0.022603 | -0.12253 | Commercial |  | Annual | [5 empty] | 11 | 0.96 |  |  |  | 0 | 109.1763 | 0 | 0 | 0 | 0 | 0 | 0 | 0 | 0 | 0 | 0 | 2006 Qtr 1: 0; 2006 Qtr 2: 0; 2006 Qtr 3: 0; 2006 Qtr 4: 109.1763; 2007 Qtr 1: 0; 2007 Qtr 2: 0; 2007 Qtr 3: 0; 2007 Qtr 4: 0; 2008 Qtr 1: 0; 2008 Qtr 2: 0; 2008 Qtr 3: 0; 2008 Qtr 4: 0 | 109.1763
0 | 234053-Lighting-Remove 4 Ft Lamp (De-Lamp) | COFL00AVDEL01 | 7 | Commercial | 01-ALC-AllCommercial-IntLight | 0 |  |  |  |  | 28.2538 | 16.4871 | 0 | 0 | 0 | 11.7667 | 115.4744 |  | kWh | 0.034885 | -0.18911 | Commercial |  | Annual | [5 empty] | 11 | 0.96 |  |  |  | 0 | 109.1763 | 0 | 0 | 0 | 0 | 0 | 0 | 0 | 0 | 0 | 0 | 2006 Qtr 1: 0; 2006 Qtr 2: 0; 2006 Qtr 3: 0; 2006 Qtr 4: 109.1763; 2007 Qtr 1: 0; 2007 Qtr 2: 0; 2007 Qtr 3: 0; 2007 Qtr 4: 0; 2008 Qtr 1: 0; 2008 Qtr 2: 0; 2008 Qtr 3: 0; 2008 Qtr 4: 0 | 109.1763
0 | 234049-Lighting-LED Exit Sign New Sign | CALC00AVETS01 | 7 | Commercial | 02-ASM-Assembly-Exit | 0 |  |  |  |  | 65.3696 | 45 | 0 | 0 | 0 | 20.3696 | 351.311 |  | kWh | 0 | 0 | Commercial |  | Annual | [5 empty] | 16 | 0.96 |  |  |  | 0 | 2 | 0 | 0 | 0 | 0 | 0 | 0 | 0 | 0 | 0 | 0 | 2006 Qtr 1: 0; 2006 Qtr 2: 0; 2006 Qtr 3: 0; 2006 Qtr 4: 2; 2007 Qtr 1: 0; 2007 Qtr 2: 0; 2007 Qtr 3: 0; 2007 Qtr 4: 0; 2008 Qtr 1: 0; 2008 Qtr 2: 0; 2008 Qtr 3: 0; 2008 Qtr 4: 0 | 2
0 | 234148-Premium T8 with T12 40 Watt Baseline |  | 7 | Commercial | 23-RTL-Retail–SingleStorylarge-LIT_INT | 0 |  |  |  |  | 13.9591 | 13.1897 | 0 | 0 | 0 | 0.7694 | 76.7101 |  | kWh | 0.022922 | -0.10435 | Commercial |  | Annual | [5 empty] | 11 | 0.96 |  |  |  | 0 | 27.2941 | 0 | 0 | 0 | 0 | 0 | 0 | 0 | 0 | 0 | 0 | 2006 Qtr 1: 0; 2006 Qtr 2: 0; 2006 Qtr 3: 0; 2006 Qtr 4: 27.2941; 2007 Qtr 1: 0; 2007 Qtr 2: 0; 2007 Qtr 3: 0; 2007 Qtr 4: 0; 2008 Qtr 1: 0; 2008 Qtr 2: 0; 2008 Qtr 3: 0; 2008 Qtr 4: 0 | 27.2941
0 | 234148-Premium T8 with T12 40 Watt Baseline |  | 7 | Commercial | 01-ALC-AllCommercial-IntLight | 0 |  |  |  |  | 13.9591 | 13.1897 | 0 | 0 | 0 | 0.7694 | 74.8184 |  | kWh | 0.022603 | -0.12253 | Commercial |  | Annual | [5 empty] | 11 | 0.96 |  |  |  | 0 | 40.0313 | 0 | 0 | 0 | 0 | 0 | 0 | 0 | 0 | 0 | 0 | 2006 Qtr 1: 0; 2006 Qtr 2: 0; 2006 Qtr 3: 0; 2006 Qtr 4: 40.0313; 2007 Qtr 1: 0; 2007 Qtr 2: 0; 2007 Qtr 3: 0; 2007 Qtr 4: 0; 2008 Qtr 1: 0; 2008 Qtr 2: 0; 2008 Qtr 3: 0; 2008 Qtr 4: 0 | 40.0313
0 | 234053-Lighting-Remove 4 Ft Lamp (De-Lamp) | COFL00AVDEL01 | 7 | Commercial | 01-ALC-AllCommercial-IntLight | 0 |  |  |  |  | 28.2538 | 16.4871 | 0 | 0 | 0 | 11.7667 | 100.2216 |  | kWh | 0.031059 | -0.16413 | Commercial |  | Annual | [5 empty] | 11 | 0.96 |  |  |  | 0 | 54.5881 | 0 | 0 | 0 | 0 | 0 | 0 | 0 | 0 | 0 | 0 | 2006 Qtr 1: 0; 2006 Qtr 2: 0; 2006 Qtr 3: 0; 2006 Qtr 4: 54.5881; 2007 Qtr 1: 0; 2007 Qtr 2: 0; 2007 Qtr 3: 0; 2007 Qtr 4: 0; 2008 Qtr 1: 0; 2008 Qtr 2: 0; 2008 Qtr 3: 0; 2008 Qtr 4: 0 | 54.5881
0 | 234148-Premium T8 with T12 40 Watt Baseline |  | 7 | Commercial | 01-ALC-AllCommercial-IntLight | 0 |  |  |  |  | 13.9591 | 13.1897 | 0 | 0 | 0 | 0.7694 | 64.9358 |  | kWh | 0.020124 | -0.10634 | Commercial |  | Annual | [5 empty] | 11 | 0.96 |  |  |  | 0 | 51.8587 | 0 | 0 | 0 | 0 | 0 | 0 | 0 | 0 | 0 | 0 | 2006 Qtr 1: 0; 2006 Qtr 2: 0; 2006 Qtr 3: 0; 2006 Qtr 4: 51.8587; 2007 Qtr 1: 0; 2007 Qtr 2: 0; 2007 Qtr 3: 0; 2007 Qtr 4: 0; 2008 Qtr 1: 0; 2008 Qtr 2: 0; 2008 Qtr 3: 0; 2008 Qtr 4: 0 | 51.8587
0 | 234053-Lighting-Remove 4 Ft Lamp (De-Lamp) | COFL00AVDEL01 | 7 | Commercial | 01-ALC-AllCommercial-IntLight | 0 |  |  |  |  | 28.2538 | 16.4871 | 0 | 0 | 0 | 11.7667 | 100.2216 |  | kWh | 0.031059 | -0.16413 | Commercial |  | Annual | [5 empty] | 11 | 0.96 |  |  |  | 0 | 41.8509 | 0 | 0 | 0 | 0 | 0 | 0 | 0 | 0 | 0 | 0 | 2006 Qtr 1: 0; 2006 Qtr 2: 0; 2006 Qtr 3: 0; 2006 Qtr 4: 41.8509; 2007 Qtr 1: 0; 2007 Qtr 2: 0; 2007 Qtr 3: 0; 2007 Qtr 4: 0; 2008 Qtr 1: 0; 2008 Qtr 2: 0; 2008 Qtr 3: 0; 2008 Qtr 4: 0 | 41.8509
0 | 234148-Premium T8 with T12 40 Watt Baseline |  | 7 | Commercial | 01-ALC-AllCommercial-IntLight | 0 |  |  |  |  | 13.9591 | 13.1897 | 0 | 0 | 0 | 0.7694 | 64.9358 |  | kWh | 0.020124 | -0.10634 | Commercial |  | Annual | [5 empty] | 11 | 0.96 |  |  |  | 0 | 41.8509 | 0 | 0 | 0 | 0 | 0 | 0 | 0 | 0 | 0 | 0 | 2006 Qtr 1: 0; 2006 Qtr 2: 0; 2006 Qtr 3: 0; 2006 Qtr 4: 41.8509; 2007 Qtr 1: 0; 2007 Qtr 2: 0; 2007 Qtr 3: 0; 2007 Qtr 4: 0; 2008 Qtr 1: 0; 2008 Qtr 2: 0; 2008 Qtr 3: 0; 2008 Qtr 4: 0 | 41.8509
0 | 234053-Lighting-Remove 4 Ft Lamp (De-Lamp) | COFL00AVDEL01 | 10 | Commercial | 14-MLI-Manufacturing–LightIndustry-LIGHT | 0 |  |  |  |  | 28.2538 | 16.4871 | 0 | 0 | 0 | 11.7667 | 101.5057 |  | kWh | 0.03095 | -0.1539 | Commercial |  | Annual | [5 empty] | 11 | 0.96 |  |  |  | 0 | 23.6549 | 0 | 0 | 0 | 0 | 0 | 0 | 0 | 0 | 0 | 0 | 2006 Qtr 1: 0; 2006 Qtr 2: 0; 2006 Qtr 3: 0; 2006 Qtr 4: 23.6549; 2007 Qtr 1: 0; 2007 Qtr 2: 0; 2007 Qtr 3: 0; 2007 Qtr 4: 0; 2008 Qtr 1: 0; 2008 Qtr 2: 0; 2008 Qtr 3: 0; 2008 Qtr 4: 0 | 23.6549
0 | 234148-Premium T8 with T12 40 Watt Baseline |  | 10 | Commercial | 14-MLI-Manufacturing–LightIndustry-LIGHT | 0 |  |  |  |  | 13.9591 | 13.1897 | 0 | 0 | 0 | 0.7694 | 65.7677 |  | kWh | 0.020053 | -0.099718 | Commercial |  | Annual | [5 empty] | 11 | 0.96 |  |  |  | 0 | 23.6549 | 0 | 0 | 0 | 0 | 0 | 0 | 0 | 0 | 0 | 0 | 2006 Qtr 1: 0; 2006 Qtr 2: 0; 2006 Qtr 3: 0; 2006 Qtr 4: 23.6549; 2007 Qtr 1: 0; 2007 Qtr 2: 0; 2007 Qtr 3: 0; 2007 Qtr 4: 0; 2008 Qtr 1: 0; 2008 Qtr 2: 0; 2008 Qtr 3: 0; 2008 Qtr 4: 0 | 23.6549
0 | 234148-Premium T8 with T12 40 Watt Baseline |  | 7 | Commercial | 01-ALC-AllCommercial-IntLight | 0 |  |  |  |  | 13.9591 | 13.1897 | 0 | 0 | 0 | 0.7694 | 74.8184 |  | kWh | 0.022603 | -0.12253 | Commercial |  | Annual | [5 empty] | 11 | 0.96 |  |  |  | 0 | 56.4077 | 0 | 0 | 0 | 0 | 0 | 0 | 0 | 0 | 0 | 0 | 2006 Qtr 1: 0; 2006 Qtr 2: 0; 2006 Qtr 3: 0; 2006 Qtr 4: 56.4077; 2007 Qtr 1: 0; 2007 Qtr 2: 0; 2007 Qtr 3: 0; 2007 Qtr 4: 0; 2008 Qtr 1: 0; 2008 Qtr 2: 0; 2008 Qtr 3: 0; 2008 Qtr 4: 0 | 56.4077
0 | 234148-Premium T8 with T12 40 Watt Baseline |  | 7 | Commercial | 01-ALC-AllCommercial-IntLight | 0 |  |  |  |  | 13.9591 | 13.1897 | 0 | 0 | 0 | 0.7694 | 74.8184 |  | kWh | 0.022603 | -0.12253 | Commercial |  | Annual | [5 empty] | 11 | 0.96 |  |  |  | 0 | 76.4234 | 0 | 0 | 0 | 0 | 0 | 0 | 0 | 0 | 0 | 0 | 2006 Qtr 1: 0; 2006 Qtr 2: 0; 2006 Qtr 3: 0; 2006 Qtr 4: 76.4234; 2007 Qtr 1: 0; 2007 Qtr 2: 0; 2007 Qtr 3: 0; 2007 Qtr 4: 0; 2008 Qtr 1: 0; 2008 Qtr 2: 0; 2008 Qtr 3: 0; 2008 Qtr 4: 0 | 76.4234
0 | 234148-Premium T8 with T12 40 Watt Baseline |  | 7 | Commercial | 01-ALC-AllCommercial-IntLight | 0 |  |  |  |  | 13.9591 | 13.1897 | 0 | 0 | 0 | 0.7694 | 74.8184 |  | kWh | 0.022603 | -0.12253 | Commercial |  | Annual | [5 empty] | 11 | 0.96 |  |  |  | 0 | 5.4588 | 0 | 0 | 0 | 0 | 0 | 0 | 0 | 0 | 0 | 0 | 2006 Qtr 1: 0; 2006 Qtr 2: 0; 2006 Qtr 3: 0; 2006 Qtr 4: 5.4588; 2007 Qtr 1: 0; 2007 Qtr 2: 0; 2007 Qtr 3: 0; 2007 Qtr 4: 0; 2008 Qtr 1: 0; 2008 Qtr 2: 0; 2008 Qtr 3: 0; 2008 Qtr 4: 0 | 5.4588
0 | 234148-Premium T8 with T12 40 Watt Baseline |  | System | Commercial | 01-ALC-AllCommercial-IntLight | 0 |  |  |  |  | 13.9591 | 13.1897 | 0 | 0 | 0 | 0.7694 | 74.8184 |  | kWh | 0.022603 | -0.12253 | Commercial |  | Annual | [5 empty] | 11 | 0.96 |  |  |  | 0 | 28.2039 | 0 | 0 | 0 | 0 | 0 | 0 | 0 | 0 | 0 | 0 | 2006 Qtr 1: 0; 2006 Qtr 2: 0; 2006 Qtr 3: 0; 2006 Qtr 4: 28.2039; 2007 Qtr 1: 0; 2007 Qtr 2: 0; 2007 Qtr 3: 0; 2007 Qtr 4: 0; 2008 Qtr 1: 0; 2008 Qtr 2: 0; 2008 Qtr 3: 0; 2008 Qtr 4: 0 | 28.2039
0 | 234053-Lighting-Remove 4 Ft Lamp (De-Lamp) | COFL00AVDEL01 | System | Commercial | 01-ALC-AllCommercial-IntLight | 0 |  |  |  |  | 28.2538 | 16.4871 | 0 | 0 | 0 | 11.7667 | 115.4744 |  | kWh | 0.034885 | -0.18911 | Commercial |  | Annual | [5 empty] | 11 | 0.96 |  |  |  | 0 | 30.9333 | 0 | 0 | 0 | 0 | 0 | 0 | 0 | 0 | 0 | 0 | 2006 Qtr 1: 0; 2006 Qtr 2: 0; 2006 Qtr 3: 0; 2006 Qtr 4: 30.9333; 2007 Qtr 1: 0; 2007 Qtr 2: 0; 2007 Qtr 3: 0; 2007 Qtr 4: 0; 2008 Qtr 1: 0; 2008 Qtr 2: 0; 2008 Qtr 3: 0; 2008 Qtr 4: 0 | 30.9333
0 | 234148-Premium T8 with T12 40 Watt Baseline |  | 7 | Commercial | 01-ALC-AllCommercial-IntLight | 0 |  |  |  |  | 13.9591 | 13.1897 | 0 | 0 | 0 | 0.7694 | 64.9358 |  | kWh | 0.020124 | -0.10634 | Commercial |  | Annual | [5 empty] | 11 | 0.96 |  |  |  | 0 | 56.4077 | 0 | 0 | 0 | 0 | 0 | 0 | 0 | 0 | 0 | 0 | 2006 Qtr 1: 0; 2006 Qtr 2: 0; 2006 Qtr 3: 0; 2006 Qtr 4: 56.4077; 2007 Qtr 1: 0; 2007 Qtr 2: 0; 2007 Qtr 3: 0; 2007 Qtr 4: 0; 2008 Qtr 1: 0; 2008 Qtr 2: 0; 2008 Qtr 3: 0; 2008 Qtr 4: 0 | 56.4077
0 | 234053-Lighting-Remove 4 Ft Lamp (De-Lamp) | COFL00AVDEL01 | 7 | Commercial | 01-ALC-AllCommercial-IntLight | 0 |  |  |  |  | 28.2538 | 16.4871 | 0 | 0 | 0 | 11.7667 | 100.2216 |  | kWh | 0.031059 | -0.16413 | Commercial |  | Annual | [5 empty] | 11 | 0.96 |  |  |  | 0 | 20.9254 | 0 | 0 | 0 | 0 | 0 | 0 | 0 | 0 | 0 | 0 | 2006 Qtr 1: 0; 2006 Qtr 2: 0; 2006 Qtr 3: 0; 2006 Qtr 4: 20.9254; 2007 Qtr 1: 0; 2007 Qtr 2: 0; 2007 Qtr 3: 0; 2007 Qtr 4: 0; 2008 Qtr 1: 0; 2008 Qtr 2: 0; 2008 Qtr 3: 0; 2008 Qtr 4: 0 | 20.9254
0 | 234049-Lighting-LED Exit Sign New Sign | CALC00AVETS01 | 7 | Commercial | 02-ASM-Assembly-Exit | 0 |  |  |  |  | 65.3696 | 45 | 0 | 0 | 0 | 20.3696 | 351.311 |  | kWh | 0 | 0 | Commercial |  | Annual | [5 empty] | 16 | 0.96 |  |  |  | 0 | 2 | 0 | 0 | 0 | 0 | 0 | 0 | 0 | 0 | 0 | 0 | 2006 Qtr 1: 0; 2006 Qtr 2: 0; 2006 Qtr 3: 0; 2006 Qtr 4: 2; 2007 Qtr 1: 0; 2007 Qtr 2: 0; 2007 Qtr 3: 0; 2007 Qtr 4: 0; 2008 Qtr 1: 0; 2008 Qtr 2: 0; 2008 Qtr 3: 0; 2008 Qtr 4: 0 | 2
0 | 234148-Premium T8 with T12 40 Watt Baseline |  | 7 | Commercial | 01-ALC-AllCommercial-IntLight | 0 |  |  |  |  | 13.9591 | 13.1897 | 0 | 0 | 0 | 0.7694 | 64.9358 |  | kWh | 0.020124 | -0.10634 | Commercial |  | Annual | [5 empty] | 11 | 0.96 |  |  |  | 0 | 16.3764 | 0 | 0 | 0 | 0 | 0 | 0 | 0 | 0 | 0 | 0 | 2006 Qtr 1: 0; 2006 Qtr 2: 0; 2006 Qtr 3: 0; 2006 Qtr 4: 16.3764; 2007 Qtr 1: 0; 2007 Qtr 2: 0; 2007 Qtr 3: 0; 2007 Qtr 4: 0; 2008 Qtr 1: 0; 2008 Qtr 2: 0; 2008 Qtr 3: 0; 2008 Qtr 4: 0 | 16.3764
0 | 234053-Lighting-Remove 4 Ft Lamp (De-Lamp) | COFL00AVDEL01 | 7 | Commercial | 01-ALC-AllCommercial-IntLight | 0 |  |  |  |  | 28.2538 | 16.4871 | 0 | 0 | 0 | 11.7667 | 100.2216 |  | kWh | 0.031059 | -0.16413 | Commercial |  | Annual | [5 empty] | 11 | 0.96 |  |  |  | 0 | 20.0156 | 0 | 0 | 0 | 0 | 0 | 0 | 0 | 0 | 0 | 0 | 2006 Qtr 1: 0; 2006 Qtr 2: 0; 2006 Qtr 3: 0; 2006 Qtr 4: 20.0156; 2007 Qtr 1: 0; 2007 Qtr 2: 0; 2007 Qtr 3: 0; 2007 Qtr 4: 0; 2008 Qtr 1: 0; 2008 Qtr 2: 0; 2008 Qtr 3: 0; 2008 Qtr 4: 0 | 20.0156
0 | 234148-Premium T8 with T12 40 Watt Baseline |  | 7 | Commercial | 18-OFS-Office–Small-IntLight | 0 |  |  |  |  | 13.9591 | 13.1897 | 0 | 0 | 0 | 0.7694 | 67.9198 |  | kWh | 0.020374 | -0.019752 | Commercial |  | Annual | [5 empty] | 11 | 0.96 |  |  |  | 0 | 9.098 | 0 | 0 | 0 | 0 | 0 | 0 | 0 | 0 | 0 | 0 | 2006 Qtr 1: 0; 2006 Qtr 2: 0; 2006 Qtr 3: 0; 2006 Qtr 4: 9.098; 2007 Qtr 1: 0; 2007 Qtr 2: 0; 2007 Qtr 3: 0; 2007 Qtr 4: 0; 2008 Qtr 1: 0; 2008 Qtr 2: 0; 2008 Qtr 3: 0; 2008 Qtr 4: 0 | 9.098
0 | 234053-Lighting-Remove 4 Ft Lamp (De-Lamp) | COFL00AVDEL01 | 7 | Commercial | 18-OFS-Office–Small-IntLight | 0 |  |  |  |  | 28.2538 | 16.4871 | 0 | 0 | 0 | 11.7667 | 104.8272 |  | kWh | 0.031445 | -0.030485 | Commercial |  | Annual | [5 empty] | 11 | 0.96 |  |  |  | 0 | 12.7372 | 0 | 0 | 0 | 0 | 0 | 0 | 0 | 0 | 0 | 0 | 2006 Qtr 1: 0; 2006 Qtr 2: 0; 2006 Qtr 3: 0; 2006 Qtr 4: 12.7372; 2007 Qtr 1: 0; 2007 Qtr 2: 0; 2007 Qtr 3: 0; 2007 Qtr 4: 0; 2008 Qtr 1: 0; 2008 Qtr 2: 0; 2008 Qtr 3: 0; 2008 Qtr 4: 0 | 12.7372
0 | 234148-Premium T8 with T12 40 Watt Baseline |  | 7 | Commercial | 01-ALC-AllCommercial-IntLight | 0 |  |  |  |  | 13.9591 | 13.1897 | 0 | 0 | 0 | 0.7694 | 74.8184 |  | kWh | 0.022603 | -0.12253 | Commercial |  | Annual | [5 empty] | 11 | 0.96 |  |  |  | 0 | 29.1137 | 0 | 0 | 0 | 0 | 0 | 0 | 0 | 0 | 0 | 0 | 2006 Qtr 1: 0; 2006 Qtr 2: 0; 2006 Qtr 3: 0; 2006 Qtr 4: 29.1137; 2007 Qtr 1: 0; 2007 Qtr 2: 0; 2007 Qtr 3: 0; 2007 Qtr 4: 0; 2008 Qtr 1: 0; 2008 Qtr 2: 0; 2008 Qtr 3: 0; 2008 Qtr 4: 0 | 29.1137
0 | 234148-Premium T8 with T12 40 Watt Baseline |  | 7 | Commercial | 01-ALC-AllCommercial-IntLight | 0 |  |  |  |  | 13.9591 | 13.1897 | 0 | 0 | 0 | 0.7694 | 74.8184 |  | kWh | 0.022603 | -0.12253 | Commercial |  | Annual | [5 empty] | 11 | 0.96 |  |  |  | 0 | 50.9489 | 0 | 0 | 0 | 0 | 0 | 0 | 0 | 0 | 0 | 0 | 2006 Qtr 1: 0; 2006 Qtr 2: 0; 2006 Qtr 3: 0; 2006 Qtr 4: 50.9489; 2007 Qtr 1: 0; 2007 Qtr 2: 0; 2007 Qtr 3: 0; 2007 Qtr 4: 0; 2008 Qtr 1: 0; 2008 Qtr 2: 0; 2008 Qtr 3: 0; 2008 Qtr 4: 0 | 50.9489
0 | 234148-Premium T8 with T12 40 Watt Baseline |  | 7 | Commercial | 01-ALC-AllCommercial-IntLight | 0 |  |  |  |  | 13.9591 | 13.1897 | 0 | 0 | 0 | 0.7694 | 83.0547 |  | kWh | 0.026694 | -0.13602 | Commercial |  | Annual | [5 empty] | 11 | 0.96 |  |  |  | 0 | 109.1763 | 0 | 0 | 0 | 0 | 0 | 0 | 0 | 0 | 0 | 0 | 2006 Qtr 1: 0; 2006 Qtr 2: 0; 2006 Qtr 3: 0; 2006 Qtr 4: 109.1763; 2007 Qtr 1: 0; 2007 Qtr 2: 0; 2007 Qtr 3: 0; 2007 Qtr 4: 0; 2008 Qtr 1: 0; 2008 Qtr 2: 0; 2008 Qtr 3: 0; 2008 Qtr 4: 0 | 109.1763
0 | 234148-Premium T8 with T12 40 Watt Baseline |  | 7 | Commercial | 01-ALC-AllCommercial-IntLight | 0 |  |  |  |  | 13.9591 | 13.1897 | 0 | 0 | 0 | 0.7694 | 64.9358 |  | kWh | 0.020124 | -0.10634 | Commercial |  | Annual | [5 empty] | 11 | 0.96 |  |  |  | 0 | 47.3097 | 0 | 0 | 0 | 0 | 0 | 0 | 0 | 0 | 0 | 0 | 2006 Qtr 1: 0; 2006 Qtr 2: 0; 2006 Qtr 3: 0; 2006 Qtr 4: 47.3097; 2007 Qtr 1: 0; 2007 Qtr 2: 0; 2007 Qtr 3: 0; 2007 Qtr 4: 0; 2008 Qtr 1: 0; 2008 Qtr 2: 0; 2008 Qtr 3: 0; 2008 Qtr 4: 0 | 47.3097
0 | 234053-Lighting-Remove 4 Ft Lamp (De-Lamp) | COFL00AVDEL01 | 7 | Commercial | 01-ALC-AllCommercial-IntLight | 0 |  |  |  |  | 28.2538 | 16.4871 | 0 | 0 | 0 | 11.7667 | 100.2216 |  | kWh | 0.031059 | -0.16413 | Commercial |  | Annual | [5 empty] | 11 | 0.96 |  |  |  | 0 | 47.3097 | 0 | 0 | 0 | 0 | 0 | 0 | 0 | 0 | 0 | 0 | 2006 Qtr 1: 0; 2006 Qtr 2: 0; 2006 Qtr 3: 0; 2006 Qtr 4: 47.3097; 2007 Qtr 1: 0; 2007 Qtr 2: 0; 2007 Qtr 3: 0; 2007 Qtr 4: 0; 2008 Qtr 1: 0; 2008 Qtr 2: 0; 2008 Qtr 3: 0; 2008 Qtr 4: 0 | 47.3097
0 | 234148-Premium T8 with T12 40 Watt Baseline |  | 7 | Commercial | 14-MLI-Manufacturing–LightIndustry-LIGHT | 0 |  |  |  |  | 13.9591 | 13.1897 | 0 | 0 | 0 | 0.7694 | 73.111 |  | kWh | 0.022199 | -0.094526 | Commercial |  | Annual | [5 empty] | 11 | 0.96 |  |  |  | 0 | 29.1137 | 0 | 0 | 0 | 0 | 0 | 0 | 0 | 0 | 0 | 0 | 2006 Qtr 1: 0; 2006 Qtr 2: 0; 2006 Qtr 3: 0; 2006 Qtr 4: 29.1137; 2007 Qtr 1: 0; 2007 Qtr 2: 0; 2007 Qtr 3: 0; 2007 Qtr 4: 0; 2008 Qtr 1: 0; 2008 Qtr 2: 0; 2008 Qtr 3: 0; 2008 Qtr 4: 0 | 29.1137
0 | 234053-Lighting-Remove 4 Ft Lamp (De-Lamp) | COFL00AVDEL01 | 7 | Commercial | 14-MLI-Manufacturing–LightIndustry-LIGHT | 0 |  |  |  |  | 28.2538 | 16.4871 | 0 | 0 | 0 | 11.7667 | 112.8393 |  | kWh | 0.034261 | -0.14589 | Commercial |  | Annual | [5 empty] | 11 | 0.96 |  |  |  | 0 | 29.1137 | 0 | 0 | 0 | 0 | 0 | 0 | 0 | 0 | 0 | 0 | 2006 Qtr 1: 0; 2006 Qtr 2: 0; 2006 Qtr 3: 0; 2006 Qtr 4: 29.1137; 2007 Qtr 1: 0; 2007 Qtr 2: 0; 2007 Qtr 3: 0; 2007 Qtr 4: 0; 2008 Qtr 1: 0; 2008 Qtr 2: 0; 2008 Qtr 3: 0; 2008 Qtr 4: 0 | 29.1137
0 | 234128-Refrigerator - Early Replacement |  | 7 | Commercial | 01-ALC-AllCommercial-Refrig | 0 |  |  |  |  | 272 | 275 | 0 | 0 | 0 | -3 | 1040.577 |  | kWh | 0.13613 | 0 | Commercial |  | Annual | [5 empty] | 6 | 0.96 |  |  |  | 0 | 1 | 0 | 0 | 0 | 0 | 0 | 0 | 0 | 0 | 0 | 0 | 2006 Qtr 1: 0; 2006 Qtr 2: 0; 2006 Qtr 3: 1; 2006 Qtr 4: 0; 2007 Qtr 1: 0; 2007 Qtr 2: 0; 2007 Qtr 3: 0; 2007 Qtr 4: 0; 2008 Qtr 1: 0; 2008 Qtr 2: 0; 2008 Qtr 3: 0; 2008 Qtr 4: 0 | 1
0 | 234148-Premium T8 with T12 40 Watt Baseline |  | 7 | Commercial | 01-ALC-AllCommercial-IntLight | 0 |  |  |  |  | 13.9591 | 13.1897 | 0 | 0 | 0 | 0.7694 | 64.9358 |  | kWh | 0.020124 | -0.10634 | Commercial |  | Annual | [5 empty] | 11 | 0.96 |  |  |  | 0 | 9.098 | 0 | 0 | 0 | 0 | 0 | 0 | 0 | 0 | 0 | 0 | 2006 Qtr 1: 0; 2006 Qtr 2: 0; 2006 Qtr 3: 0; 2006 Qtr 4: 9.098; 2007 Qtr 1: 0; 2007 Qtr 2: 0; 2007 Qtr 3: 0; 2007 Qtr 4: 0; 2008 Qtr 1: 0; 2008 Qtr 2: 0; 2008 Qtr 3: 0; 2008 Qtr 4: 0 | 9.098
0 | 234053-Lighting-Remove 4 Ft Lamp (De-Lamp) | COFL00AVDEL01 | 7 | Commercial | 01-ALC-AllCommercial-IntLight | 0 |  |  |  |  | 28.2538 | 16.4871 | 0 | 0 | 0 | 11.7667 | 100.2216 |  | kWh | 0.031059 | -0.16413 | Commercial |  | Annual | [5 empty] | 11 | 0.96 |  |  |  | 0 | 9.098 | 0 | 0 | 0 | 0 | 0 | 0 | 0 | 0 | 0 | 0 | 2006 Qtr 1: 0; 2006 Qtr 2: 0; 2006 Qtr 3: 0; 2006 Qtr 4: 9.098; 2007 Qtr 1: 0; 2007 Qtr 2: 0; 2007 Qtr 3: 0; 2007 Qtr 4: 0; 2008 Qtr 1: 0; 2008 Qtr 2: 0; 2008 Qtr 3: 0; 2008 Qtr 4: 0 | 9.098
0 | 234148-Premium T8 with T12 40 Watt Baseline |  | 7 | Commercial | 01-ALC-AllCommercial-IntLight | 0 |  |  |  |  | 13.9591 | 13.1897 | 0 | 0 | 0 | 0.7694 | 64.9358 |  | kWh | 0.020124 | -0.10634 | Commercial |  | Annual | [5 empty] | 11 | 0.96 |  |  |  | 0 | 18.196 | 0 | 0 | 0 | 0 | 0 | 0 | 0 | 0 | 0 | 0 | 2006 Qtr 1: 0; 2006 Qtr 2: 0; 2006 Qtr 3: 0; 2006 Qtr 4: 18.196; 2007 Qtr 1: 0; 2007 Qtr 2: 0; 2007 Qtr 3: 0; 2007 Qtr 4: 0; 2008 Qtr 1: 0; 2008 Qtr 2: 0; 2008 Qtr 3: 0; 2008 Qtr 4: 0 | 18.196
0 | 234053-Lighting-Remove 4 Ft Lamp (De-Lamp) | COFL00AVDEL01 | 7 | Commercial | 01-ALC-AllCommercial-IntLight | 0 |  |  |  |  | 28.2538 | 16.4871 | 0 | 0 | 0 | 11.7667 | 100.2216 |  | kWh | 0.031059 | -0.16413 | Commercial |  | Annual | [5 empty] | 11 | 0.96 |  |  |  | 0 | 18.196 | 0 | 0 | 0 | 0 | 0 | 0 | 0 | 0 | 0 | 0 | 2006 Qtr 1: 0; 2006 Qtr 2: 0; 2006 Qtr 3: 0; 2006 Qtr 4: 18.196; 2007 Qtr 1: 0; 2007 Qtr 2: 0; 2007 Qtr 3: 0; 2007 Qtr 4: 0; 2008 Qtr 1: 0; 2008 Qtr 2: 0; 2008 Qtr 3: 0; 2008 Qtr 4: 0 | 18.196
0 | 234148-Premium T8 with T12 40 Watt Baseline |  | 7 | Commercial | 01-ALC-AllCommercial-IntLight | 0 |  |  |  |  | 13.9591 | 13.1897 | 0 | 0 | 0 | 0.7694 | 69.1977 |  | kWh | 0.022275 | -0.11332 | Commercial |  | Annual | [5 empty] | 11 | 0.96 |  |  |  | 0 | 18.196 | 0 | 0 | 0 | 0 | 0 | 0 | 0 | 0 | 0 | 0 | 2006 Qtr 1: 0; 2006 Qtr 2: 0; 2006 Qtr 3: 0; 2006 Qtr 4: 18.196; 2007 Qtr 1: 0; 2007 Qtr 2: 0; 2007 Qtr 3: 0; 2007 Qtr 4: 0; 2008 Qtr 1: 0; 2008 Qtr 2: 0; 2008 Qtr 3: 0; 2008 Qtr 4: 0 | 18.196
0 | 234053-Lighting-Remove 4 Ft Lamp (De-Lamp) | COFL00AVDEL01 | 7 | Commercial | 01-ALC-AllCommercial-IntLight | 0 |  |  |  |  | 28.2538 | 16.4871 | 0 | 0 | 0 | 11.7667 | 106.7995 |  | kWh | 0.03438 | -0.1749 | Commercial |  | Annual | [5 empty] | 11 | 0.96 |  |  |  | 0 | 18.196 | 0 | 0 | 0 | 0 | 0 | 0 | 0 | 0 | 0 | 0 | 2006 Qtr 1: 0; 2006 Qtr 2: 0; 2006 Qtr 3: 0; 2006 Qtr 4: 18.196; 2007 Qtr 1: 0; 2007 Qtr 2: 0; 2007 Qtr 3: 0; 2007 Qtr 4: 0; 2008 Qtr 1: 0; 2008 Qtr 2: 0; 2008 Qtr 3: 0; 2008 Qtr 4: 0 | 18.196
0 | 234148-Premium T8 with T12 40 Watt Baseline |  | 7 | Commercial | 01-ALC-AllCommercial-IntLight | 0 |  |  |  |  | 13.9591 | 13.1897 | 0 | 0 | 0 | 0.7694 | 74.8184 |  | kWh | 0.022603 | -0.12253 | Commercial |  | Annual | [5 empty] | 11 | 0.96 |  |  |  | 0 | 90.9802 | 0 | 0 | 0 | 0 | 0 | 0 | 0 | 0 | 0 | 0 | 2006 Qtr 1: 0; 2006 Qtr 2: 0; 2006 Qtr 3: 0; 2006 Qtr 4: 90.9802; 2007 Qtr 1: 0; 2007 Qtr 2: 0; 2007 Qtr 3: 0; 2007 Qtr 4: 0; 2008 Qtr 1: 0; 2008 Qtr 2: 0; 2008 Qtr 3: 0; 2008 Qtr 4: 0 | 90.9802
0 | 234148-Premium T8 with T12 40 Watt Baseline |  | 7 | Commercial | 01-ALC-AllCommercial-IntLight | 0 |  |  |  |  | 13.9591 | 13.1897 | 0 | 0 | 0 | 0.7694 | 64.9358 |  | kWh | 0.020124 | -0.10634 | Commercial |  | Annual | [5 empty] | 11 | 0.96 |  |  |  | 0 | 18.196 | 0 | 0 | 0 | 0 | 0 | 0 | 0 | 0 | 0 | 0 | 2006 Qtr 1: 0; 2006 Qtr 2: 0; 2006 Qtr 3: 0; 2006 Qtr 4: 18.196; 2007 Qtr 1: 0; 2007 Qtr 2: 0; 2007 Qtr 3: 0; 2007 Qtr 4: 0; 2008 Qtr 1: 0; 2008 Qtr 2: 0; 2008 Qtr 3: 0; 2008 Qtr 4: 0 | 18.196
0 | 234053-Lighting-Remove 4 Ft Lamp (De-Lamp) | COFL00AVDEL01 | 7 | Commercial | 01-ALC-AllCommercial-IntLight | 0 |  |  |  |  | 28.2538 | 16.4871 | 0 | 0 | 0 | 11.7667 | 100.2216 |  | kWh | 0.031059 | -0.16413 | Commercial |  | Annual | [5 empty] | 11 | 0.96 |  |  |  | 0 | 20.0156 | 0 | 0 | 0 | 0 | 0 | 0 | 0 | 0 | 0 | 0 | 2006 Qtr 1: 0; 2006 Qtr 2: 0; 2006 Qtr 3: 0; 2006 Qtr 4: 20.0156; 2007 Qtr 1: 0; 2007 Qtr 2: 0; 2007 Qtr 3: 0; 2007 Qtr 4: 0; 2008 Qtr 1: 0; 2008 Qtr 2: 0; 2008 Qtr 3: 0; 2008 Qtr 4: 0 | 20.0156
0 | 234148-Premium T8 with T12 40 Watt Baseline |  | 7 | Commercial | 01-ALC-AllCommercial-IntLight | 0 |  |  |  |  | 13.9591 | 13.1897 | 0 | 0 | 0 | 0.7694 | 74.8184 |  | kWh | 0.022603 | -0.12253 | Commercial |  | Annual | [5 empty] | 11 | 0.96 |  |  |  | 0 | 16.3764 | 0 | 0 | 0 | 0 | 0 | 0 | 0 | 0 | 0 | 0 | 2006 Qtr 1: 0; 2006 Qtr 2: 0; 2006 Qtr 3: 0; 2006 Qtr 4: 16.3764; 2007 Qtr 1: 0; 2007 Qtr 2: 0; 2007 Qtr 3: 0; 2007 Qtr 4: 0; 2008 Qtr 1: 0; 2008 Qtr 2: 0; 2008 Qtr 3: 0; 2008 Qtr 4: 0 | 16.3764
0 | 234148-Premium T8 with T12 40 Watt Baseline |  | 7 | Commercial | 01-ALC-AllCommercial-IntLight | 0 |  |  |  |  | 13.9591 | 13.1897 | 0 | 0 | 0 | 0.7694 | 64.9358 |  | kWh | 0.020124 | -0.10634 | Commercial |  | Annual | [5 empty] | 11 | 0.96 |  |  |  | 0 | 58.2273 | 0 | 0 | 0 | 0 | 0 | 0 | 0 | 0 | 0 | 0 | 2006 Qtr 1: 0; 2006 Qtr 2: 0; 2006 Qtr 3: 0; 2006 Qtr 4: 58.2273; 2007 Qtr 1: 0; 2007 Qtr 2: 0; 2007 Qtr 3: 0; 2007 Qtr 4: 0; 2008 Qtr 1: 0; 2008 Qtr 2: 0; 2008 Qtr 3: 0; 2008 Qtr 4: 0 | 58.2273
0 | 234053-Lighting-Remove 4 Ft Lamp (De-Lamp) | COFL00AVDEL01 | 7 | Commercial | 01-ALC-AllCommercial-IntLight | 0 |  |  |  |  | 28.2538 | 16.4871 | 0 | 0 | 0 | 11.7667 | 100.2216 |  | kWh | 0.031059 | -0.16413 | Commercial |  | Annual | [5 empty] | 11 | 0.96 |  |  |  | 0 | 50.9489 | 0 | 0 | 0 | 0 | 0 | 0 | 0 | 0 | 0 | 0 | 2006 Qtr 1: 0; 2006 Qtr 2: 0; 2006 Qtr 3: 0; 2006 Qtr 4: 50.9489; 2007 Qtr 1: 0; 2007 Qtr 2: 0; 2007 Qtr 3: 0; 2007 Qtr 4: 0; 2008 Qtr 1: 0; 2008 Qtr 2: 0; 2008 Qtr 3: 0; 2008 Qtr 4: 0 | 50.9489
0 | 234148-Premium T8 with T12 40 Watt Baseline |  | 7 | Commercial | 01-ALC-AllCommercial-IntLight | 0 |  |  |  |  | 13.9591 | 13.1897 | 0 | 0 | 0 | 0.7694 | 64.9358 |  | kWh | 0.020124 | -0.10634 | Commercial |  | Annual | [5 empty] | 11 | 0.96 |  |  |  | 0 | 9.098 | 0 | 0 | 0 | 0 | 0 | 0 | 0 | 0 | 0 | 0 | 2006 Qtr 1: 0; 2006 Qtr 2: 0; 2006 Qtr 3: 0; 2006 Qtr 4: 9.098; 2007 Qtr 1: 0; 2007 Qtr 2: 0; 2007 Qtr 3: 0; 2007 Qtr 4: 0; 2008 Qtr 1: 0; 2008 Qtr 2: 0; 2008 Qtr 3: 0; 2008 Qtr 4: 0 | 9.098
0 | 234053-Lighting-Remove 4 Ft Lamp (De-Lamp) | COFL00AVDEL01 | 7 | Commercial | 01-ALC-AllCommercial-IntLight | 0 |  |  |  |  | 28.2538 | 16.4871 | 0 | 0 | 0 | 11.7667 | 100.2216 |  | kWh | 0.031059 | -0.16413 | Commercial |  | Annual | [5 empty] | 11 | 0.96 |  |  |  | 0 | 9.098 | 0 | 0 | 0 | 0 | 0 | 0 | 0 | 0 | 0 | 0 | 2006 Qtr 1: 0; 2006 Qtr 2: 0; 2006 Qtr 3: 0; 2006 Qtr 4: 9.098; 2007 Qtr 1: 0; 2007 Qtr 2: 0; 2007 Qtr 3: 0; 2007 Qtr 4: 0; 2008 Qtr 1: 0; 2008 Qtr 2: 0; 2008 Qtr 3: 0; 2008 Qtr 4: 0 | 9.098
0 | 234148-Premium T8 with T12 40 Watt Baseline |  | 10 | Commercial | 01-ALC-AllCommercial-IntLight | 0 |  |  |  |  | 13.9591 | 13.1897 | 0 | 0 | 0 | 0.7694 | 64.9358 |  | kWh | 0.020124 | -0.10634 | Commercial |  | Annual | [5 empty] | 11 | 0.96 |  |  |  | 0 | 25.4745 | 0 | 0 | 0 | 0 | 0 | 0 | 0 | 0 | 0 | 0 | 2006 Qtr 1: 0; 2006 Qtr 2: 0; 2006 Qtr 3: 25.4745; 2006 Qtr 4: 0; 2007 Qtr 1: 0; 2007 Qtr 2: 0; 2007 Qtr 3: 0; 2007 Qtr 4: 0; 2008 Qtr 1: 0; 2008 Qtr 2: 0; 2008 Qtr 3: 0; 2008 Qtr 4: 0 | 25.4745
0 | 234053-Lighting-Remove 4 Ft Lamp (De-Lamp) | COFL00AVDEL01 | 10 | Commercial | 01-ALC-AllCommercial-IntLight | 0 |  |  |  |  | 28.2538 | 16.4871 | 0 | 0 | 0 | 11.7667 | 100.2216 |  | kWh | 0.031059 | -0.16413 | Commercial |  | Annual | [5 empty] | 11 | 0.96 |  |  |  | 0 | 20.0156 | 0 | 0 | 0 | 0 | 0 | 0 | 0 | 0 | 0 | 0 | 2006 Qtr 1: 0; 2006 Qtr 2: 0; 2006 Qtr 3: 20.0156; 2006 Qtr 4: 0; 2007 Qtr 1: 0; 2007 Qtr 2: 0; 2007 Qtr 3: 0; 2007 Qtr 4: 0; 2008 Qtr 1: 0; 2008 Qtr 2: 0; 2008 Qtr 3: 0; 2008 Qtr 4: 0 | 20.0156
0 | 234148-Premium T8 with T12 40 Watt Baseline |  | 7 | Commercial | 01-ALC-AllCommercial-IntLight | 0 |  |  |  |  | 13.9591 | 13.1897 | 0 | 0 | 0 | 0.7694 | 83.0761 |  | kWh | 0.024245 | -0.13605 | Commercial |  | Annual | [5 empty] | 11 | 0.96 |  |  |  | 0 | 92.7998 | 0 | 0 | 0 | 0 | 0 | 0 | 0 | 0 | 0 | 0 | 2006 Qtr 1: 0; 2006 Qtr 2: 0; 2006 Qtr 3: 0; 2006 Qtr 4: 92.7998; 2007 Qtr 1: 0; 2007 Qtr 2: 0; 2007 Qtr 3: 0; 2007 Qtr 4: 0; 2008 Qtr 1: 0; 2008 Qtr 2: 0; 2008 Qtr 3: 0; 2008 Qtr 4: 0 | 92.7998
0 | 234053-Lighting-Remove 4 Ft Lamp (De-Lamp) | COFL00AVDEL01 | 7 | Commercial | 01-ALC-AllCommercial-IntLight | 0 |  |  |  |  | 28.2538 | 16.4871 | 0 | 0 | 0 | 11.7667 | 128.2193 |  | kWh | 0.037419 | -0.20998 | Commercial |  | Annual | [5 empty] | 11 | 0.96 |  |  |  | 0 | 58.2273 | 0 | 0 | 0 | 0 | 0 | 0 | 0 | 0 | 0 | 0 | 2006 Qtr 1: 0; 2006 Qtr 2: 0; 2006 Qtr 3: 0; 2006 Qtr 4: 58.2273; 2007 Qtr 1: 0; 2007 Qtr 2: 0; 2007 Qtr 3: 0; 2007 Qtr 4: 0; 2008 Qtr 1: 0; 2008 Qtr 2: 0; 2008 Qtr 3: 0; 2008 Qtr 4: 0 | 58.2273
0 | 234148-Premium T8 with T12 40 Watt Baseline |  | 7 | Commercial | 14-MLI-Manufacturing–LightIndustry-LIGHT | 0 |  |  |  |  | 13.9591 | 13.1897 | 0 | 0 | 0 | 0.7694 | 64.9241 |  | kWh | 0.020063 | -0.083941 | Commercial |  | Annual | [5 empty] | 11 | 0.96 |  |  |  | 0 | 21.8353 | 0 | 0 | 0 | 0 | 0 | 0 | 0 | 0 | 0 | 0 | 2006 Qtr 1: 0; 2006 Qtr 2: 0; 2006 Qtr 3: 0; 2006 Qtr 4: 21.8353; 2007 Qtr 1: 0; 2007 Qtr 2: 0; 2007 Qtr 3: 0; 2007 Qtr 4: 0; 2008 Qtr 1: 0; 2008 Qtr 2: 0; 2008 Qtr 3: 0; 2008 Qtr 4: 0 | 21.8353
0 | 234053-Lighting-Remove 4 Ft Lamp (De-Lamp) | COFL00AVDEL01 | 7 | Commercial | 14-MLI-Manufacturing–LightIndustry-LIGHT | 0 |  |  |  |  | 28.2538 | 16.4871 | 0 | 0 | 0 | 11.7667 | 100.2037 |  | kWh | 0.030965 | -0.12955 | Commercial |  | Annual | [5 empty] | 11 | 0.96 |  |  |  | 0 | 21.8353 | 0 | 0 | 0 | 0 | 0 | 0 | 0 | 0 | 0 | 0 | 2006 Qtr 1: 0; 2006 Qtr 2: 0; 2006 Qtr 3: 0; 2006 Qtr 4: 21.8353; 2007 Qtr 1: 0; 2007 Qtr 2: 0; 2007 Qtr 3: 0; 2007 Qtr 4: 0; 2008 Qtr 1: 0; 2008 Qtr 2: 0; 2008 Qtr 3: 0; 2008 Qtr 4: 0 | 21.8353
0 | 234148-Premium T8 with T12 40 Watt Baseline |  | 7 | Commercial | 01-ALC-AllCommercial-IntLight | 0 |  |  |  |  | 13.9591 | 13.1897 | 0 | 0 | 0 | 0.7694 | 83.0761 |  | kWh | 0.024245 | -0.13605 | Commercial |  | Annual | [5 empty] | 11 | 0.96 |  |  |  | 0 | 72.7842 | 0 | 0 | 0 | 0 | 0 | 0 | 0 | 0 | 0 | 0 | 2006 Qtr 1: 0; 2006 Qtr 2: 0; 2006 Qtr 3: 0; 2006 Qtr 4: 72.7842; 2007 Qtr 1: 0; 2007 Qtr 2: 0; 2007 Qtr 3: 0; 2007 Qtr 4: 0; 2008 Qtr 1: 0; 2008 Qtr 2: 0; 2008 Qtr 3: 0; 2008 Qtr 4: 0 | 72.7842
0 | 234053-Lighting-Remove 4 Ft Lamp (De-Lamp) | COFL00AVDEL01 | 7 | Commercial | 01-ALC-AllCommercial-IntLight | 0 |  |  |  |  | 28.2538 | 16.4871 | 0 | 0 | 0 | 11.7667 | 128.2193 |  | kWh | 0.037419 | -0.20998 | Commercial |  | Annual | [5 empty] | 11 | 0.96 |  |  |  | 0 | 72.7842 | 0 | 0 | 0 | 0 | 0 | 0 | 0 | 0 | 0 | 0 | 2006 Qtr 1: 0; 2006 Qtr 2: 0; 2006 Qtr 3: 0; 2006 Qtr 4: 72.7842; 2007 Qtr 1: 0; 2007 Qtr 2: 0; 2007 Qtr 3: 0; 2007 Qtr 4: 0; 2008 Qtr 1: 0; 2008 Qtr 2: 0; 2008 Qtr 3: 0; 2008 Qtr 4: 0 | 72.7842
0 | 234148-Premium T8 with T12 40 Watt Baseline |  | 7 | Commercial | 01-ALC-AllCommercial-IntLight | 0 |  |  |  |  | 13.9591 | 13.1897 | 0 | 0 | 0 | 0.7694 | 83.0761 |  | kWh | 0.024245 | -0.13605 | Commercial |  | Annual | [5 empty] | 11 | 0.96 |  |  |  | 0 | 32.7529 | 0 | 0 | 0 | 0 | 0 | 0 | 0 | 0 | 0 | 0 | 2006 Qtr 1: 0; 2006 Qtr 2: 0; 2006 Qtr 3: 0; 2006 Qtr 4: 32.7529; 2007 Qtr 1: 0; 2007 Qtr 2: 0; 2007 Qtr 3: 0; 2007 Qtr 4: 0; 2008 Qtr 1: 0; 2008 Qtr 2: 0; 2008 Qtr 3: 0; 2008 Qtr 4: 0 | 32.7529
0 | 234053-Lighting-Remove 4 Ft Lamp (De-Lamp) | COFL00AVDEL01 | 7 | Commercial | 01-ALC-AllCommercial-IntLight | 0 |  |  |  |  | 28.2538 | 16.4871 | 0 | 0 | 0 | 11.7667 | 128.2193 |  | kWh | 0.037419 | -0.20998 | Commercial |  | Annual | [5 empty] | 11 | 0.96 |  |  |  | 0 | 41.8509 | 0 | 0 | 0 | 0 | 0 | 0 | 0 | 0 | 0 | 0 | 2006 Qtr 1: 0; 2006 Qtr 2: 0; 2006 Qtr 3: 0; 2006 Qtr 4: 41.8509; 2007 Qtr 1: 0; 2007 Qtr 2: 0; 2007 Qtr 3: 0; 2007 Qtr 4: 0; 2008 Qtr 1: 0; 2008 Qtr 2: 0; 2008 Qtr 3: 0; 2008 Qtr 4: 0 | 41.8509
0 | 234148-Premium T8 with T12 40 Watt Baseline |  | 7 | Commercial | 14-MLI-Manufacturing–LightIndustry-LIGHT | 0 |  |  |  |  | 13.9591 | 13.1897 | 0 | 0 | 0 | 0.7694 | 64.9241 |  | kWh | 0.020063 | -0.083941 | Commercial |  | Annual | [5 empty] | 11 | 0.96 |  |  |  | 0 | 12.7372 | 0 | 0 | 0 | 0 | 0 | 0 | 0 | 0 | 0 | 0 | 2006 Qtr 1: 0; 2006 Qtr 2: 0; 2006 Qtr 3: 0; 2006 Qtr 4: 12.7372; 2007 Qtr 1: 0; 2007 Qtr 2: 0; 2007 Qtr 3: 0; 2007 Qtr 4: 0; 2008 Qtr 1: 0; 2008 Qtr 2: 0; 2008 Qtr 3: 0; 2008 Qtr 4: 0 | 12.7372
0 | 234053-Lighting-Remove 4 Ft Lamp (De-Lamp) | COFL00AVDEL01 | 7 | Commercial | 14-MLI-Manufacturing–LightIndustry-LIGHT | 0 |  |  |  |  | 28.2538 | 16.4871 | 0 | 0 | 0 | 11.7667 | 100.2037 |  | kWh | 0.030965 | -0.12955 | Commercial |  | Annual | [5 empty] | 11 | 0.96 |  |  |  | 0 | 12.7372 | 0 | 0 | 0 | 0 | 0 | 0 | 0 | 0 | 0 | 0 | 2006 Qtr 1: 0; 2006 Qtr 2: 0; 2006 Qtr 3: 0; 2006 Qtr 4: 12.7372; 2007 Qtr 1: 0; 2007 Qtr 2: 0; 2007 Qtr 3: 0; 2007 Qtr 4: 0; 2008 Qtr 1: 0; 2008 Qtr 2: 0; 2008 Qtr 3: 0; 2008 Qtr 4: 0 | 12.7372
0 | 234148-Premium T8 with T12 40 Watt Baseline |  | 7 | Commercial | 01-ALC-AllCommercial-IntLight | 0 |  |  |  |  | 13.9591 | 13.1897 | 0 | 0 | 0 | 0.7694 | 69.1977 |  | kWh | 0.022275 | -0.11332 | Commercial |  | Annual | [5 empty] | 11 | 0.96 |  |  |  | 0 | 36.3921 | 0 | 0 | 0 | 0 | 0 | 0 | 0 | 0 | 0 | 0 | 2006 Qtr 1: 0; 2006 Qtr 2: 0; 2006 Qtr 3: 0; 2006 Qtr 4: 36.3921; 2007 Qtr 1: 0; 2007 Qtr 2: 0; 2007 Qtr 3: 0; 2007 Qtr 4: 0; 2008 Qtr 1: 0; 2008 Qtr 2: 0; 2008 Qtr 3: 0; 2008 Qtr 4: 0 | 36.3921
0 | 234053-Lighting-Remove 4 Ft Lamp (De-Lamp) | COFL00AVDEL01 | 7 | Commercial | 01-ALC-AllCommercial-IntLight | 0 |  |  |  |  | 28.2538 | 16.4871 | 0 | 0 | 0 | 11.7667 | 106.7995 |  | kWh | 0.03438 | -0.1749 | Commercial |  | Annual | [5 empty] | 11 | 0.96 |  |  |  | 0 | 36.3921 | 0 | 0 | 0 | 0 | 0 | 0 | 0 | 0 | 0 | 0 | 2006 Qtr 1: 0; 2006 Qtr 2: 0; 2006 Qtr 3: 0; 2006 Qtr 4: 36.3921; 2007 Qtr 1: 0; 2007 Qtr 2: 0; 2007 Qtr 3: 0; 2007 Qtr 4: 0; 2008 Qtr 1: 0; 2008 Qtr 2: 0; 2008 Qtr 3: 0; 2008 Qtr 4: 0 | 36.3921
0 | 234148-Premium T8 with T12 40 Watt Baseline |  | 7 | Commercial | 14-MLI-Manufacturing–LightIndustry-LIGHT | 0 |  |  |  |  | 13.9591 | 13.1897 | 0 | 0 | 0 | 0.7694 | 64.9241 |  | kWh | 0.020063 | -0.083941 | Commercial |  | Annual | [5 empty] | 11 | 0.96 |  |  |  | 0 | 103.7174 | 0 | 0 | 0 | 0 | 0 | 0 | 0 | 0 | 0 | 0 | 2006 Qtr 1: 0; 2006 Qtr 2: 0; 2006 Qtr 3: 0; 2006 Qtr 4: 103.7174; 2007 Qtr 1: 0; 2007 Qtr 2: 0; 2007 Qtr 3: 0; 2007 Qtr 4: 0; 2008 Qtr 1: 0; 2008 Qtr 2: 0; 2008 Qtr 3: 0; 2008 Qtr 4: 0 | 103.7174
0 | 234053-Lighting-Remove 4 Ft Lamp (De-Lamp) | COFL00AVDEL01 | 7 | Commercial | 14-MLI-Manufacturing–LightIndustry-LIGHT | 0 |  |  |  |  | 28.2538 | 16.4871 | 0 | 0 | 0 | 11.7667 | 100.2037 |  | kWh | 0.030965 | -0.12955 | Commercial |  | Annual | [5 empty] | 11 | 0.96 |  |  |  | 0 | 57.3175 | 0 | 0 | 0 | 0 | 0 | 0 | 0 | 0 | 0 | 0 | 2006 Qtr 1: 0; 2006 Qtr 2: 0; 2006 Qtr 3: 0; 2006 Qtr 4: 57.3175; 2007 Qtr 1: 0; 2007 Qtr 2: 0; 2007 Qtr 3: 0; 2007 Qtr 4: 0; 2008 Qtr 1: 0; 2008 Qtr 2: 0; 2008 Qtr 3: 0; 2008 Qtr 4: 0 | 57.3175
0 | 234049-Lighting-LED Exit Sign New Sign | CALC00AVETS01 | 7 | Commercial | 02-ASM-Assembly-Exit | 0 |  |  |  |  | 65.3696 | 45 | 0 | 0 | 0 | 20.3696 | 351.311 |  | kWh | 0 | 0 | Commercial |  | Annual | [5 empty] | 16 | 0.96 |  |  |  | 0 | 1 | 0 | 0 | 0 | 0 | 0 | 0 | 0 | 0 | 0 | 0 | 2006 Qtr 1: 0; 2006 Qtr 2: 0; 2006 Qtr 3: 0; 2006 Qtr 4: 1; 2007 Qtr 1: 0; 2007 Qtr 2: 0; 2007 Qtr 3: 0; 2007 Qtr 4: 0; 2008 Qtr 1: 0; 2008 Qtr 2: 0; 2008 Qtr 3: 0; 2008 Qtr 4: 0 | 1
0 | 234148-Premium T8 with T12 40 Watt Baseline |  | 7 | Commercial | 01-ALC-AllCommercial-IntLight | 0 |  |  |  |  | 13.9591 | 13.1897 | 0 | 0 | 0 | 0.7694 | 64.9358 |  | kWh | 0.020124 | -0.10634 | Commercial |  | Annual | [5 empty] | 11 | 0.96 |  |  |  | 0 | 89.1606 | 0 | 0 | 0 | 0 | 0 | 0 | 0 | 0 | 0 | 0 | 2006 Qtr 1: 0; 2006 Qtr 2: 0; 2006 Qtr 3: 0; 2006 Qtr 4: 89.1606; 2007 Qtr 1: 0; 2007 Qtr 2: 0; 2007 Qtr 3: 0; 2007 Qtr 4: 0; 2008 Qtr 1: 0; 2008 Qtr 2: 0; 2008 Qtr 3: 0; 2008 Qtr 4: 0 | 89.1606
0 | 234053-Lighting-Remove 4 Ft Lamp (De-Lamp) | COFL00AVDEL01 | 7 | Commercial | 01-ALC-AllCommercial-IntLight | 0 |  |  |  |  | 28.2538 | 16.4871 | 0 | 0 | 0 | 11.7667 | 100.2216 |  | kWh | 0.031059 | -0.16413 | Commercial |  | Annual | [5 empty] | 11 | 0.96 |  |  |  | 0 | 47.3097 | 0 | 0 | 0 | 0 | 0 | 0 | 0 | 0 | 0 | 0 | 2006 Qtr 1: 0; 2006 Qtr 2: 0; 2006 Qtr 3: 0; 2006 Qtr 4: 47.3097; 2007 Qtr 1: 0; 2007 Qtr 2: 0; 2007 Qtr 3: 0; 2007 Qtr 4: 0; 2008 Qtr 1: 0; 2008 Qtr 2: 0; 2008 Qtr 3: 0; 2008 Qtr 4: 0 | 47.3097
0 | 234049-Lighting-LED Exit Sign New Sign | CALC00AVETS01 | 7 | Commercial | 02-ASM-Assembly-Exit | 0 |  |  |  |  | 65.3696 | 45 | 0 | 0 | 0 | 20.3696 | 351.311 |  | kWh | 0 | 0 | Commercial |  | Annual | [5 empty] | 16 | 0.96 |  |  |  | 0 | 1 | 0 | 0 | 0 | 0 | 0 | 0 | 0 | 0 | 0 | 0 | 2006 Qtr 1: 0; 2006 Qtr 2: 0; 2006 Qtr 3: 0; 2006 Qtr 4: 1; 2007 Qtr 1: 0; 2007 Qtr 2: 0; 2007 Qtr 3: 0; 2007 Qtr 4: 0; 2008 Qtr 1: 0; 2008 Qtr 2: 0; 2008 Qtr 3: 0; 2008 Qtr 4: 0 | 1
0 | 234148-Premium T8 with T12 40 Watt Baseline |  | 7 | Commercial | 01-ALC-AllCommercial-IntLight | 0 |  |  |  |  | 13.9591 | 13.1897 | 0 | 0 | 0 | 0.7694 | 64.9358 |  | kWh | 0.020124 | -0.10634 | Commercial |  | Annual | [5 empty] | 11 | 0.96 |  |  |  | 0 | 73.694 | 0 | 0 | 0 | 0 | 0 | 0 | 0 | 0 | 0 | 0 | 2006 Qtr 1: 0; 2006 Qtr 2: 0; 2006 Qtr 3: 0; 2006 Qtr 4: 73.694; 2007 Qtr 1: 0; 2007 Qtr 2: 0; 2007 Qtr 3: 0; 2007 Qtr 4: 0; 2008 Qtr 1: 0; 2008 Qtr 2: 0; 2008 Qtr 3: 0; 2008 Qtr 4: 0 | 73.694
0 | 234053-Lighting-Remove 4 Ft Lamp (De-Lamp) | COFL00AVDEL01 | 7 | Commercial | 01-ALC-AllCommercial-IntLight | 0 |  |  |  |  | 28.2538 | 16.4871 | 0 | 0 | 0 | 11.7667 | 100.2216 |  | kWh | 0.031059 | -0.16413 | Commercial |  | Annual | [5 empty] | 11 | 0.96 |  |  |  | 0 | 81.8822 | 0 | 0 | 0 | 0 | 0 | 0 | 0 | 0 | 0 | 0 | 2006 Qtr 1: 0; 2006 Qtr 2: 0; 2006 Qtr 3: 0; 2006 Qtr 4: 81.8822; 2007 Qtr 1: 0; 2007 Qtr 2: 0; 2007 Qtr 3: 0; 2007 Qtr 4: 0; 2008 Qtr 1: 0; 2008 Qtr 2: 0; 2008 Qtr 3: 0; 2008 Qtr 4: 0 | 81.8822
0 | 234148-Premium T8 with T12 40 Watt Baseline |  | 7 | Commercial | 01-ALC-AllCommercial-IntLight | 0 |  |  |  |  | 13.9591 | 13.1897 | 0 | 0 | 0 | 0.7694 | 83.0547 |  | kWh | 0.026694 | -0.13602 | Commercial |  | Annual | [5 empty] | 11 | 0.96 |  |  |  | 0 | 75.5136 | 0 | 0 | 0 | 0 | 0 | 0 | 0 | 0 | 0 | 0 | 2006 Qtr 1: 0; 2006 Qtr 2: 0; 2006 Qtr 3: 0; 2006 Qtr 4: 75.5136; 2007 Qtr 1: 0; 2007 Qtr 2: 0; 2007 Qtr 3: 0; 2007 Qtr 4: 0; 2008 Qtr 1: 0; 2008 Qtr 2: 0; 2008 Qtr 3: 0; 2008 Qtr 4: 0 | 75.5136
0 | 234053-Lighting-Remove 4 Ft Lamp (De-Lamp) | COFL00AVDEL01 | 7 | Commercial | 01-ALC-AllCommercial-IntLight | 0 |  |  |  |  | 28.2538 | 16.4871 | 0 | 0 | 0 | 11.7667 | 128.1864 |  | kWh | 0.0412 | -0.20993 | Commercial |  | Annual | [5 empty] | 11 | 0.96 |  |  |  | 0 | 85.5214 | 0 | 0 | 0 | 0 | 0 | 0 | 0 | 0 | 0 | 0 | 2006 Qtr 1: 0; 2006 Qtr 2: 0; 2006 Qtr 3: 0; 2006 Qtr 4: 85.5214; 2007 Qtr 1: 0; 2007 Qtr 2: 0; 2007 Qtr 3: 0; 2007 Qtr 4: 0; 2008 Qtr 1: 0; 2008 Qtr 2: 0; 2008 Qtr 3: 0; 2008 Qtr 4: 0 | 85.5214
0 | 234049-Lighting-LED Exit Sign New Sign | CALC00AVETS01 | 7 | Commercial | 02-ASM-Assembly-Exit | 0 |  |  |  |  | 65.3696 | 45 | 0 | 0 | 0 | 20.3696 | 351.311 |  | kWh | 0 | 0 | Commercial |  | Annual | [5 empty] | 16 | 0.96 |  |  |  | 0 | 2 | 0 | 0 | 0 | 0 | 0 | 0 | 0 | 0 | 0 | 0 | 2006 Qtr 1: 0; 2006 Qtr 2: 0; 2006 Qtr 3: 0; 2006 Qtr 4: 2; 2007 Qtr 1: 0; 2007 Qtr 2: 0; 2007 Qtr 3: 0; 2007 Qtr 4: 0; 2008 Qtr 1: 0; 2008 Qtr 2: 0; 2008 Qtr 3: 0; 2008 Qtr 4: 0 | 2
0 | 234148-Premium T8 with T12 40 Watt Baseline |  | 7 | Commercial | 14-MLI-Manufacturing–LightIndustry-LIGHT | 0 |  |  |  |  | 13.9591 | 13.1897 | 0 | 0 | 0 | 0.7694 | 64.9241 |  | kWh | 0.020063 | -0.083941 | Commercial |  | Annual | [5 empty] | 11 | 0.96 |  |  |  | 0 | 100.988 | 0 | 0 | 0 | 0 | 0 | 0 | 0 | 0 | 0 | 0 | 2006 Qtr 1: 0; 2006 Qtr 2: 0; 2006 Qtr 3: 0; 2006 Qtr 4: 100.988; 2007 Qtr 1: 0; 2007 Qtr 2: 0; 2007 Qtr 3: 0; 2007 Qtr 4: 0; 2008 Qtr 1: 0; 2008 Qtr 2: 0; 2008 Qtr 3: 0; 2008 Qtr 4: 0 | 100.988
0 | 234053-Lighting-Remove 4 Ft Lamp (De-Lamp) | COFL00AVDEL01 | 7 | Commercial | 14-MLI-Manufacturing–LightIndustry-LIGHT | 0 |  |  |  |  | 28.2538 | 16.4871 | 0 | 0 | 0 | 11.7667 | 100.2037 |  | kWh | 0.030965 | -0.12955 | Commercial |  | Annual | [5 empty] | 11 | 0.96 |  |  |  | 0 | 103.7174 | 0 | 0 | 0 | 0 | 0 | 0 | 0 | 0 | 0 | 0 | 2006 Qtr 1: 0; 2006 Qtr 2: 0; 2006 Qtr 3: 0; 2006 Qtr 4: 103.7174; 2007 Qtr 1: 0; 2007 Qtr 2: 0; 2007 Qtr 3: 0; 2007 Qtr 4: 0; 2008 Qtr 1: 0; 2008 Qtr 2: 0; 2008 Qtr 3: 0; 2008 Qtr 4: 0 | 103.7174
0 | 234148-Premium T8 with T12 40 Watt Baseline |  | 7 | Commercial | 01-ALC-AllCommercial-IntLight | 0 |  |  |  |  | 13.9591 | 13.1897 | 0 | 0 | 0 | 0.7694 | 59.9551 |  | kWh | 0.020434 | -0.098187 | Commercial |  | Annual | [5 empty] | 11 | 0.96 |  |  |  | 0 | 30.0235 | 0 | 0 | 0 | 0 | 0 | 0 | 0 | 0 | 0 | 0 | 2006 Qtr 1: 0; 2006 Qtr 2: 0; 2006 Qtr 3: 0; 2006 Qtr 4: 30.0235; 2007 Qtr 1: 0; 2007 Qtr 2: 0; 2007 Qtr 3: 0; 2007 Qtr 4: 0; 2008 Qtr 1: 0; 2008 Qtr 2: 0; 2008 Qtr 3: 0; 2008 Qtr 4: 0 | 30.0235
0 | 234053-Lighting-Remove 4 Ft Lamp (De-Lamp) | COFL00AVDEL01 | 7 | Commercial | 01-ALC-AllCommercial-IntLight | 0 |  |  |  |  | 28.2538 | 16.4871 | 0 | 0 | 0 | 11.7667 | 92.5345 |  | kWh | 0.031538 | -0.15154 | Commercial |  | Annual | [5 empty] | 11 | 0.96 |  |  |  | 0 | 17.2862 | 0 | 0 | 0 | 0 | 0 | 0 | 0 | 0 | 0 | 0 | 2006 Qtr 1: 0; 2006 Qtr 2: 0; 2006 Qtr 3: 0; 2006 Qtr 4: 17.2862; 2007 Qtr 1: 0; 2007 Qtr 2: 0; 2007 Qtr 3: 0; 2007 Qtr 4: 0; 2008 Qtr 1: 0; 2008 Qtr 2: 0; 2008 Qtr 3: 0; 2008 Qtr 4: 0 | 17.2862
0 | 234148-Premium T8 with T12 40 Watt Baseline |  | 7 | Commercial | 01-ALC-AllCommercial-IntLight | 0 |  |  |  |  | 13.9591 | 13.1897 | 0 | 0 | 0 | 0.7694 | 59.9551 |  | kWh | 0.020434 | -0.098187 | Commercial |  | Annual | [5 empty] | 11 | 0.96 |  |  |  | 0 | 84.6116 | 0 | 0 | 0 | 0 | 0 | 0 | 0 | 0 | 0 | 0 | 2006 Qtr 1: 0; 2006 Qtr 2: 0; 2006 Qtr 3: 0; 2006 Qtr 4: 84.6116; 2007 Qtr 1: 0; 2007 Qtr 2: 0; 2007 Qtr 3: 0; 2007 Qtr 4: 0; 2008 Qtr 1: 0; 2008 Qtr 2: 0; 2008 Qtr 3: 0; 2008 Qtr 4: 0 | 84.6116
0 | 234053-Lighting-Remove 4 Ft Lamp (De-Lamp) | COFL00AVDEL01 | 7 | Commercial | 01-ALC-AllCommercial-IntLight | 0 |  |  |  |  | 28.2538 | 16.4871 | 0 | 0 | 0 | 11.7667 | 92.5345 |  | kWh | 0.031538 | -0.15154 | Commercial |  | Annual | [5 empty] | 11 | 0.96 |  |  |  | 0 | 90.9802 | 0 | 0 | 0 | 0 | 0 | 0 | 0 | 0 | 0 | 0 | 2006 Qtr 1: 0; 2006 Qtr 2: 0; 2006 Qtr 3: 0; 2006 Qtr 4: 90.9802; 2007 Qtr 1: 0; 2007 Qtr 2: 0; 2007 Qtr 3: 0; 2007 Qtr 4: 0; 2008 Qtr 1: 0; 2008 Qtr 2: 0; 2008 Qtr 3: 0; 2008 Qtr 4: 0 | 90.9802
0 | 234049-Lighting-LED Exit Sign New Sign | CALC00AVETS01 | 7 | Commercial | 02-ASM-Assembly-Exit | 0 |  |  |  |  | 65.3696 | 45 | 0 | 0 | 0 | 20.3696 | 351.311 |  | kWh | 0 | 0 | Commercial |  | Annual | [5 empty] | 16 | 0.96 |  |  |  | 0 | 3 | 0 | 0 | 0 | 0 | 0 | 0 | 0 | 0 | 0 | 0 | 2006 Qtr 1: 0; 2006 Qtr 2: 0; 2006 Qtr 3: 0; 2006 Qtr 4: 3; 2007 Qtr 1: 0; 2007 Qtr 2: 0; 2007 Qtr 3: 0; 2007 Qtr 4: 0; 2008 Qtr 1: 0; 2008 Qtr 2: 0; 2008 Qtr 3: 0; 2008 Qtr 4: 0 | 3
0 | 234148-Premium T8 with T12 40 Watt Baseline |  | 7 | Commercial | 01-ALC-AllCommercial-IntLight | 0 |  |  |  |  | 13.9591 | 13.1897 | 0 | 0 | 0 | 0.7694 | 74.8184 |  | kWh | 0.022603 | -0.12253 | Commercial |  | Annual | [5 empty] | 11 | 0.96 |  |  |  | 0 | 149.2076 | 0 | 0 | 0 | 0 | 0 | 0 | 0 | 0 | 0 | 0 | 2006 Qtr 1: 0; 2006 Qtr 2: 0; 2006 Qtr 3: 0; 2006 Qtr 4: 149.2076; 2007 Qtr 1: 0; 2007 Qtr 2: 0; 2007 Qtr 3: 0; 2007 Qtr 4: 0; 2008 Qtr 1: 0; 2008 Qtr 2: 0; 2008 Qtr 3: 0; 2008 Qtr 4: 0 | 149.2076
0 | 234148-Premium T8 with T12 40 Watt Baseline |  | 7 | Commercial | 01-ALC-AllCommercial-IntLight | 0 |  |  |  |  | 13.9591 | 13.1897 | 0 | 0 | 0 | 0.7694 | 64.9358 |  | kWh | 0.020124 | -0.10634 | Commercial |  | Annual | [5 empty] | 11 | 0.96 |  |  |  | 0 | 18.196 | 0 | 0 | 0 | 0 | 0 | 0 | 0 | 0 | 0 | 0 | 2006 Qtr 1: 0; 2006 Qtr 2: 0; 2006 Qtr 3: 0; 2006 Qtr 4: 18.196; 2007 Qtr 1: 0; 2007 Qtr 2: 0; 2007 Qtr 3: 0; 2007 Qtr 4: 0; 2008 Qtr 1: 0; 2008 Qtr 2: 0; 2008 Qtr 3: 0; 2008 Qtr 4: 0 | 18.196
0 | 234148-Premium T8 with T12 40 Watt Baseline |  | 7 | Commercial | 01-ALC-AllCommercial-IntLight | 0 |  |  |  |  | 13.9591 | 13.1897 | 0 | 0 | 0 | 0.7694 | 64.9358 |  | kWh | 0.020124 | -0.10634 | Commercial |  | Annual | [5 empty] | 11 | 0.96 |  |  |  | 0 | 16.3764 | 0 | 0 | 0 | 0 | 0 | 0 | 0 | 0 | 0 | 0 | 2006 Qtr 1: 0; 2006 Qtr 2: 0; 2006 Qtr 3: 0; 2006 Qtr 4: 16.3764; 2007 Qtr 1: 0; 2007 Qtr 2: 0; 2007 Qtr 3: 0; 2007 Qtr 4: 0; 2008 Qtr 1: 0; 2008 Qtr 2: 0; 2008 Qtr 3: 0; 2008 Qtr 4: 0 | 16.3764
0 | 234053-Lighting-Remove 4 Ft Lamp (De-Lamp) | COFL00AVDEL01 | 7 | Commercial | 01-ALC-AllCommercial-IntLight | 0 |  |  |  |  | 28.2538 | 16.4871 | 0 | 0 | 0 | 11.7667 | 100.2216 |  | kWh | 0.031059 | -0.16413 | Commercial |  | Annual | [5 empty] | 11 | 0.96 |  |  |  | 0 | 16.3764 | 0 | 0 | 0 | 0 | 0 | 0 | 0 | 0 | 0 | 0 | 2006 Qtr 1: 0; 2006 Qtr 2: 0; 2006 Qtr 3: 0; 2006 Qtr 4: 16.3764; 2007 Qtr 1: 0; 2007 Qtr 2: 0; 2007 Qtr 3: 0; 2007 Qtr 4: 0; 2008 Qtr 1: 0; 2008 Qtr 2: 0; 2008 Qtr 3: 0; 2008 Qtr 4: 0 | 16.3764
0 | 234148-Premium T8 with T12 40 Watt Baseline |  | 7 | Commercial | 01-ALC-AllCommercial-IntLight | 0 |  |  |  |  | 13.9591 | 13.1897 | 0 | 0 | 0 | 0.7694 | 64.9358 |  | kWh | 0.020124 | -0.10634 | Commercial |  | Annual | [5 empty] | 11 | 0.96 |  |  |  | 0 | 25.4745 | 0 | 0 | 0 | 0 | 0 | 0 | 0 | 0 | 0 | 0 | 2006 Qtr 1: 0; 2006 Qtr 2: 0; 2006 Qtr 3: 0; 2006 Qtr 4: 25.4745; 2007 Qtr 1: 0; 2007 Qtr 2: 0; 2007 Qtr 3: 0; 2007 Qtr 4: 0; 2008 Qtr 1: 0; 2008 Qtr 2: 0; 2008 Qtr 3: 0; 2008 Qtr 4: 0 | 25.4745
0 | 234053-Lighting-Remove 4 Ft Lamp (De-Lamp) | COFL00AVDEL01 | 7 | Commercial | 01-ALC-AllCommercial-IntLight | 0 |  |  |  |  | 28.2538 | 16.4871 | 0 | 0 | 0 | 11.7667 | 100.2216 |  | kWh | 0.031059 | -0.16413 | Commercial |  | Annual | [5 empty] | 11 | 0.96 |  |  |  | 0 | 25.4745 | 0 | 0 | 0 | 0 | 0 | 0 | 0 | 0 | 0 | 0 | 2006 Qtr 1: 0; 2006 Qtr 2: 0; 2006 Qtr 3: 0; 2006 Qtr 4: 25.4745; 2007 Qtr 1: 0; 2007 Qtr 2: 0; 2007 Qtr 3: 0; 2007 Qtr 4: 0; 2008 Qtr 1: 0; 2008 Qtr 2: 0; 2008 Qtr 3: 0; 2008 Qtr 4: 0 | 25.4745
0 | 234148-Premium T8 with T12 40 Watt Baseline |  | 7 | Commercial | 01-ALC-AllCommercial-IntLight | 0 |  |  |  |  | 13.9591 | 13.1897 | 0 | 0 | 0 | 0.7694 | 140.9367 |  | kWh | 0.027805 | -0.23081 | Commercial |  | Annual | [5 empty] | 11 | 0.96 |  |  |  | 0 | 29.1137 | 0 | 0 | 0 | 0 | 0 | 0 | 0 | 0 | 0 | 0 | 2006 Qtr 1: 0; 2006 Qtr 2: 0; 2006 Qtr 3: 0; 2006 Qtr 4: 29.1137; 2007 Qtr 1: 0; 2007 Qtr 2: 0; 2007 Qtr 3: 0; 2007 Qtr 4: 0; 2008 Qtr 1: 0; 2008 Qtr 2: 0; 2008 Qtr 3: 0; 2008 Qtr 4: 0 | 29.1137
0 | 234148-Premium T8 with T12 40 Watt Baseline |  | 7 | Commercial | 01-ALC-AllCommercial-IntLight | 0 |  |  |  |  | 13.9591 | 13.1897 | 0 | 0 | 0 | 0.7694 | 74.8184 |  | kWh | 0.022603 | -0.12253 | Commercial |  | Annual | [5 empty] | 11 | 0.96 |  |  |  | 0 | 47.3097 | 0 | 0 | 0 | 0 | 0 | 0 | 0 | 0 | 0 | 0 | 2006 Qtr 1: 0; 2006 Qtr 2: 0; 2006 Qtr 3: 0; 2006 Qtr 4: 47.3097; 2007 Qtr 1: 0; 2007 Qtr 2: 0; 2007 Qtr 3: 0; 2007 Qtr 4: 0; 2008 Qtr 1: 0; 2008 Qtr 2: 0; 2008 Qtr 3: 0; 2008 Qtr 4: 0 | 47.3097
0 | 234148-Premium T8 with T12 40 Watt Baseline |  | 7 | Commercial | 01-ALC-AllCommercial-IntLight | 0 |  |  |  |  | 13.9591 | 13.1897 | 0 | 0 | 0 | 0.7694 | 64.9358 |  | kWh | 0.020124 | -0.10634 | Commercial |  | Annual | [5 empty] | 11 | 0.96 |  |  |  | 0 | 83.7018 | 0 | 0 | 0 | 0 | 0 | 0 | 0 | 0 | 0 | 0 | 2006 Qtr 1: 0; 2006 Qtr 2: 0; 2006 Qtr 3: 0; 2006 Qtr 4: 83.7018; 2007 Qtr 1: 0; 2007 Qtr 2: 0; 2007 Qtr 3: 0; 2007 Qtr 4: 0; 2008 Qtr 1: 0; 2008 Qtr 2: 0; 2008 Qtr 3: 0; 2008 Qtr 4: 0 | 83.7018
0 | 234148-Premium T8 with T12 40 Watt Baseline |  | 7 | Commercial | 01-ALC-AllCommercial-IntLight | 0 |  |  |  |  | 13.9591 | 13.1897 | 0 | 0 | 0 | 0.7694 | 63.1001 |  | kWh | 0.016266 | -0.10334 | Commercial |  | Annual | [5 empty] | 11 | 0.96 |  |  |  | 0 | 20.0156 | 0 | 0 | 0 | 0 | 0 | 0 | 0 | 0 | 0 | 0 | 2006 Qtr 1: 0; 2006 Qtr 2: 0; 2006 Qtr 3: 0; 2006 Qtr 4: 20.0156; 2007 Qtr 1: 0; 2007 Qtr 2: 0; 2007 Qtr 3: 0; 2007 Qtr 4: 0; 2008 Qtr 1: 0; 2008 Qtr 2: 0; 2008 Qtr 3: 0; 2008 Qtr 4: 0 | 20.0156
0 | 234053-Lighting-Remove 4 Ft Lamp (De-Lamp) | COFL00AVDEL01 | 7 | Commercial | 01-ALC-AllCommercial-IntLight | 0 |  |  |  |  | 28.2538 | 16.4871 | 0 | 0 | 0 | 11.7667 | 97.3885 |  | kWh | 0.025105 | -0.15949 | Commercial |  | Annual | [5 empty] | 11 | 0.96 |  |  |  | 0 | 20.0156 | 0 | 0 | 0 | 0 | 0 | 0 | 0 | 0 | 0 | 0 | 2006 Qtr 1: 0; 2006 Qtr 2: 0; 2006 Qtr 3: 0; 2006 Qtr 4: 20.0156; 2007 Qtr 1: 0; 2007 Qtr 2: 0; 2007 Qtr 3: 0; 2007 Qtr 4: 0; 2008 Qtr 1: 0; 2008 Qtr 2: 0; 2008 Qtr 3: 0; 2008 Qtr 4: 0 | 20.0156
0 | 234148-Premium T8 with T12 40 Watt Baseline |  | 7 | Commercial | 01-ALC-AllCommercial-IntLight | 0 |  |  |  |  | 13.9591 | 13.1897 | 0 | 0 | 0 | 0.7694 | 64.9358 |  | kWh | 0.020124 | -0.10634 | Commercial |  | Annual | [5 empty] | 11 | 0.96 |  |  |  | 0 | 12.7372 | 0 | 0 | 0 | 0 | 0 | 0 | 0 | 0 | 0 | 0 | 2006 Qtr 1: 0; 2006 Qtr 2: 0; 2006 Qtr 3: 0; 2006 Qtr 4: 12.7372; 2007 Qtr 1: 0; 2007 Qtr 2: 0; 2007 Qtr 3: 0; 2007 Qtr 4: 0; 2008 Qtr 1: 0; 2008 Qtr 2: 0; 2008 Qtr 3: 0; 2008 Qtr 4: 0 | 12.7372
0 | 234053-Lighting-Remove 4 Ft Lamp (De-Lamp) | COFL00AVDEL01 | 7 | Commercial | 01-ALC-AllCommercial-IntLight | 0 |  |  |  |  | 28.2538 | 16.4871 | 0 | 0 | 0 | 11.7667 | 100.2216 |  | kWh | 0.031059 | -0.16413 | Commercial |  | Annual | [5 empty] | 11 | 0.96 |  |  |  | 0 | 12.7372 | 0 | 0 | 0 | 0 | 0 | 0 | 0 | 0 | 0 | 0 | 2006 Qtr 1: 0; 2006 Qtr 2: 0; 2006 Qtr 3: 0; 2006 Qtr 4: 12.7372; 2007 Qtr 1: 0; 2007 Qtr 2: 0; 2007 Qtr 3: 0; 2007 Qtr 4: 0; 2008 Qtr 1: 0; 2008 Qtr 2: 0; 2008 Qtr 3: 0; 2008 Qtr 4: 0 | 12.7372
0 | 234148-Premium T8 with T12 40 Watt Baseline |  | 7 | Commercial | 01-ALC-AllCommercial-IntLight | 0 |  |  |  |  | 13.9591 | 13.1897 | 0 | 0 | 0 | 0.7694 | 83.0547 |  | kWh | 0.026694 | -0.13602 | Commercial |  | Annual | [5 empty] | 11 | 0.96 |  |  |  | 0 | 524.046 | 0 | 0 | 0 | 0 | 0 | 0 | 0 | 0 | 0 | 0 | 2006 Qtr 1: 0; 2006 Qtr 2: 0; 2006 Qtr 3: 0; 2006 Qtr 4: 524.046; 2007 Qtr 1: 0; 2007 Qtr 2: 0; 2007 Qtr 3: 0; 2007 Qtr 4: 0; 2008 Qtr 1: 0; 2008 Qtr 2: 0; 2008 Qtr 3: 0; 2008 Qtr 4: 0 | 524.046
0 | 234148-Premium T8 with T12 40 Watt Baseline |  | 7 | Commercial | 01-ALC-AllCommercial-IntLight | 0 |  |  |  |  | 13.9591 | 13.1897 | 0 | 0 | 0 | 0.7694 | 87.3573 |  | kWh | 0.01583 | -0.14306 | Commercial |  | Annual | [5 empty] | 11 | 0.96 |  |  |  | 0 | 18.196 | 0 | 0 | 0 | 0 | 0 | 0 | 0 | 0 | 0 | 0 | 2006 Qtr 1: 0; 2006 Qtr 2: 0; 2006 Qtr 3: 0; 2006 Qtr 4: 18.196; 2007 Qtr 1: 0; 2007 Qtr 2: 0; 2007 Qtr 3: 0; 2007 Qtr 4: 0; 2008 Qtr 1: 0; 2008 Qtr 2: 0; 2008 Qtr 3: 0; 2008 Qtr 4: 0 | 18.196
0 | 234148-Premium T8 with T12 40 Watt Baseline |  | 7 | Commercial | 01-ALC-AllCommercial-IntLight | 0 |  |  |  |  | 13.9591 | 13.1897 | 0 | 0 | 0 | 0.7694 | 64.9358 |  | kWh | 0.020124 | -0.10634 | Commercial |  | Annual | [5 empty] | 11 | 0.96 |  |  |  | 0 | 64.596 | 0 | 0 | 0 | 0 | 0 | 0 | 0 | 0 | 0 | 0 | 2006 Qtr 1: 0; 2006 Qtr 2: 0; 2006 Qtr 3: 0; 2006 Qtr 4: 64.596; 2007 Qtr 1: 0; 2007 Qtr 2: 0; 2007 Qtr 3: 0; 2007 Qtr 4: 0; 2008 Qtr 1: 0; 2008 Qtr 2: 0; 2008 Qtr 3: 0; 2008 Qtr 4: 0 | 64.596
0 | 234148-Premium T8 with T12 40 Watt Baseline |  | 7 | Commercial | 01-ALC-AllCommercial-IntLight | 0 |  |  |  |  | 13.9591 | 13.1897 | 0 | 0 | 0 | 0.7694 | 140.9367 |  | kWh | 0.027805 | -0.23081 | Commercial |  | Annual | [5 empty] | 11 | 0.96 |  |  |  | 0 | 80.0626 | 0 | 0 | 0 | 0 | 0 | 0 | 0 | 0 | 0 | 0 | 2006 Qtr 1: 0; 2006 Qtr 2: 0; 2006 Qtr 3: 0; 2006 Qtr 4: 80.0626; 2007 Qtr 1: 0; 2007 Qtr 2: 0; 2007 Qtr 3: 0; 2007 Qtr 4: 0; 2008 Qtr 1: 0; 2008 Qtr 2: 0; 2008 Qtr 3: 0; 2008 Qtr 4: 0 | 80.0626
0 | 234148-Premium T8 with T12 40 Watt Baseline |  | 7 | Commercial | 01-ALC-AllCommercial-IntLight | 0 |  |  |  |  | 13.9591 | 13.1897 | 0 | 0 | 0 | 0.7694 | 64.9358 |  | kWh | 0.020124 | -0.10634 | Commercial |  | Annual | [5 empty] | 11 | 0.96 |  |  |  | 0 | 57.3175 | 0 | 0 | 0 | 0 | 0 | 0 | 0 | 0 | 0 | 0 | 2006 Qtr 1: 0; 2006 Qtr 2: 0; 2006 Qtr 3: 0; 2006 Qtr 4: 57.3175; 2007 Qtr 1: 0; 2007 Qtr 2: 0; 2007 Qtr 3: 0; 2007 Qtr 4: 0; 2008 Qtr 1: 0; 2008 Qtr 2: 0; 2008 Qtr 3: 0; 2008 Qtr 4: 0 | 57.3175
0 | 234148-Premium T8 with T12 40 Watt Baseline |  | 7 | Commercial | 01-ALC-AllCommercial-IntLight | 0 |  |  |  |  | 13.9591 | 13.1897 | 0 | 0 | 0 | 0.7694 | 36.1365 |  | kWh | 0.0083603 | -0.05918 | Commercial |  | Annual | [5 empty] | 11 | 0.96 |  |  |  | 0 | 78.243 | 0 | 0 | 0 | 0 | 0 | 0 | 0 | 0 | 0 | 0 | 2006 Qtr 1: 0; 2006 Qtr 2: 0; 2006 Qtr 3: 0; 2006 Qtr 4: 78.243; 2007 Qtr 1: 0; 2007 Qtr 2: 0; 2007 Qtr 3: 0; 2007 Qtr 4: 0; 2008 Qtr 1: 0; 2008 Qtr 2: 0; 2008 Qtr 3: 0; 2008 Qtr 4: 0 | 78.243
0 | 234049-Lighting-LED Exit Sign New Sign | CALC00AVETS01 | 7 | Commercial | 02-ASM-Assembly-Exit | 0 |  |  |  |  | 65.3696 | 45 | 0 | 0 | 0 | 20.3696 | 351.311 |  | kWh | 0 | 0 | Commercial |  | Annual | [5 empty] | 16 | 0.96 |  |  |  | 0 | 3 | 0 | 0 | 0 | 0 | 0 | 0 | 0 | 0 | 0 | 0 | 2006 Qtr 1: 0; 2006 Qtr 2: 0; 2006 Qtr 3: 0; 2006 Qtr 4: 3; 2007 Qtr 1: 0; 2007 Qtr 2: 0; 2007 Qtr 3: 0; 2007 Qtr 4: 0; 2008 Qtr 1: 0; 2008 Qtr 2: 0; 2008 Qtr 3: 0; 2008 Qtr 4: 0 | 3
0 | 234148-Premium T8 with T12 40 Watt Baseline |  | 7 | Commercial | 01-ALC-AllCommercial-IntLight | 0 |  |  |  |  | 13.9591 | 13.1897 | 0 | 0 | 0 | 0.7694 | 83.0547 |  | kWh | 0.026694 | -0.13602 | Commercial |  | Annual | [5 empty] | 11 | 0.96 |  |  |  | 0 | 90.9802 | 0 | 0 | 0 | 0 | 0 | 0 | 0 | 0 | 0 | 0 | 2006 Qtr 1: 0; 2006 Qtr 2: 0; 2006 Qtr 3: 0; 2006 Qtr 4: 90.9802; 2007 Qtr 1: 0; 2007 Qtr 2: 0; 2007 Qtr 3: 0; 2007 Qtr 4: 0; 2008 Qtr 1: 0; 2008 Qtr 2: 0; 2008 Qtr 3: 0; 2008 Qtr 4: 0 | 90.9802
0 | 234148-Premium T8 with T12 40 Watt Baseline |  | 7 | Commercial | 01-ALC-AllCommercial-IntLight | 0 |  |  |  |  | 13.9591 | 13.1897 | 0 | 0 | 0 | 0.7694 | 64.9358 |  | kWh | 0.020124 | -0.10634 | Commercial |  | Annual | [5 empty] | 11 | 0.96 |  |  |  | 0 | 25.4745 | 0 | 0 | 0 | 0 | 0 | 0 | 0 | 0 | 0 | 0 | 2006 Qtr 1: 0; 2006 Qtr 2: 0; 2006 Qtr 3: 0; 2006 Qtr 4: 25.4745; 2007 Qtr 1: 0; 2007 Qtr 2: 0; 2007 Qtr 3: 0; 2007 Qtr 4: 0; 2008 Qtr 1: 0; 2008 Qtr 2: 0; 2008 Qtr 3: 0; 2008 Qtr 4: 0 | 25.4745
0 | 234148-Premium T8 with T12 40 Watt Baseline |  | 7 | Commercial | 14-MLI-Manufacturing–LightIndustry-LIGHT | 0 |  |  |  |  | 13.9591 | 13.1897 | 0 | 0 | 0 | 0.7694 | 64.9241 |  | kWh | 0.020063 | -0.083941 | Commercial |  | Annual | [5 empty] | 11 | 0.96 |  |  |  | 0 | 83.7018 | 0 | 0 | 0 | 0 | 0 | 0 | 0 | 0 | 0 | 0 | 2006 Qtr 1: 0; 2006 Qtr 2: 0; 2006 Qtr 3: 0; 2006 Qtr 4: 83.7018; 2007 Qtr 1: 0; 2007 Qtr 2: 0; 2007 Qtr 3: 0; 2007 Qtr 4: 0; 2008 Qtr 1: 0; 2008 Qtr 2: 0; 2008 Qtr 3: 0; 2008 Qtr 4: 0 | 83.7018
0 | 234148-Premium T8 with T12 40 Watt Baseline |  | 7 | Commercial | 01-ALC-AllCommercial-IntLight | 0 |  |  |  |  | 13.9591 | 13.1897 | 0 | 0 | 0 | 0.7694 | 64.9358 |  | kWh | 0.020124 | -0.10634 | Commercial |  | Annual | [5 empty] | 11 | 0.96 |  |  |  | 0 | 70.9646 | 0 | 0 | 0 | 0 | 0 | 0 | 0 | 0 | 0 | 0 | 2006 Qtr 1: 0; 2006 Qtr 2: 0; 2006 Qtr 3: 0; 2006 Qtr 4: 70.9646; 2007 Qtr 1: 0; 2007 Qtr 2: 0; 2007 Qtr 3: 0; 2007 Qtr 4: 0; 2008 Qtr 1: 0; 2008 Qtr 2: 0; 2008 Qtr 3: 0; 2008 Qtr 4: 0 | 70.9646
0 | 234148-Premium T8 with T12 40 Watt Baseline |  | 7 | Commercial | 14-MLI-Manufacturing–LightIndustry-LIGHT | 0 |  |  |  |  | 13.9591 | 13.1897 | 0 | 0 | 0 | 0.7694 | 64.9241 |  | kWh | 0.020063 | -0.083941 | Commercial |  | Annual | [5 empty] | 11 | 0.96 |  |  |  | 0 | 40.9411 | 0 | 0 | 0 | 0 | 0 | 0 | 0 | 0 | 0 | 0 | 2006 Qtr 1: 0; 2006 Qtr 2: 0; 2006 Qtr 3: 0; 2006 Qtr 4: 40.9411; 2007 Qtr 1: 0; 2007 Qtr 2: 0; 2007 Qtr 3: 0; 2007 Qtr 4: 0; 2008 Qtr 1: 0; 2008 Qtr 2: 0; 2008 Qtr 3: 0; 2008 Qtr 4: 0 | 40.9411
0 | 234148-Premium T8 with T12 40 Watt Baseline |  | 7 | Commercial | 01-ALC-AllCommercial-IntLight | 0 |  |  |  |  | 13.9591 | 13.1897 | 0 | 0 | 0 | 0.7694 | 74.8184 |  | kWh | 0.022603 | -0.12253 | Commercial |  | Annual | [5 empty] | 11 | 0.96 |  |  |  | 0 | 3.6392 | 0 | 0 | 0 | 0 | 0 | 0 | 0 | 0 | 0 | 0 | 2006 Qtr 1: 0; 2006 Qtr 2: 0; 2006 Qtr 3: 0; 2006 Qtr 4: 3.6392; 2007 Qtr 1: 0; 2007 Qtr 2: 0; 2007 Qtr 3: 0; 2007 Qtr 4: 0; 2008 Qtr 1: 0; 2008 Qtr 2: 0; 2008 Qtr 3: 0; 2008 Qtr 4: 0 | 3.6392
0 | 234148-Premium T8 with T12 40 Watt Baseline |  | 7 | Commercial | 01-ALC-AllCommercial-IntLight | 0 |  |  |  |  | 13.9591 | 13.1897 | 0 | 0 | 0 | 0.7694 | 64.9358 |  | kWh | 0.020124 | -0.10634 | Commercial |  | Annual | [5 empty] | 11 | 0.96 |  |  |  | 0 | 43.6705 | 0 | 0 | 0 | 0 | 0 | 0 | 0 | 0 | 0 | 0 | 2006 Qtr 1: 0; 2006 Qtr 2: 0; 2006 Qtr 3: 0; 2006 Qtr 4: 43.6705; 2007 Qtr 1: 0; 2007 Qtr 2: 0; 2007 Qtr 3: 0; 2007 Qtr 4: 0; 2008 Qtr 1: 0; 2008 Qtr 2: 0; 2008 Qtr 3: 0; 2008 Qtr 4: 0 | 43.6705
0 | 234148-Premium T8 with T12 40 Watt Baseline |  | 7 | Commercial | 01-ALC-AllCommercial-IntLight | 0 |  |  |  |  | 13.9591 | 13.1897 | 0 | 0 | 0 | 0.7694 | 74.8184 |  | kWh | 0.022603 | -0.12253 | Commercial |  | Annual | [5 empty] | 11 | 0.96 |  |  |  | 0 | 58.2273 | 0 | 0 | 0 | 0 | 0 | 0 | 0 | 0 | 0 | 0 | 2006 Qtr 1: 0; 2006 Qtr 2: 0; 2006 Qtr 3: 0; 2006 Qtr 4: 58.2273; 2007 Qtr 1: 0; 2007 Qtr 2: 0; 2007 Qtr 3: 0; 2007 Qtr 4: 0; 2008 Qtr 1: 0; 2008 Qtr 2: 0; 2008 Qtr 3: 0; 2008 Qtr 4: 0 | 58.2273
0 | 234148-Premium T8 with T12 40 Watt Baseline |  | 7 | Commercial | 01-ALC-AllCommercial-IntLight | 0 |  |  |  |  | 13.9591 | 13.1897 | 0 | 0 | 0 | 0.7694 | 74.8184 |  | kWh | 0.022603 | -0.12253 | Commercial |  | Annual | [5 empty] | 11 | 0.96 |  |  |  | 0 | 1.8196 | 0 | 0 | 0 | 0 | 0 | 0 | 0 | 0 | 0 | 0 | 2006 Qtr 1: 0; 2006 Qtr 2: 0; 2006 Qtr 3: 0; 2006 Qtr 4: 1.8196; 2007 Qtr 1: 0; 2007 Qtr 2: 0; 2007 Qtr 3: 0; 2007 Qtr 4: 0; 2008 Qtr 1: 0; 2008 Qtr 2: 0; 2008 Qtr 3: 0; 2008 Qtr 4: 0 | 1.8196
0 | 234049-Lighting-LED Exit Sign New Sign | CALC00AVETS01 | 7 | Commercial | 02-ASM-Assembly-Exit | 0 |  |  |  |  | 65.3696 | 45 | 0 | 0 | 0 | 20.3696 | 351.311 |  | kWh | 0 | 0 | Commercial |  | Annual | [5 empty] | 16 | 0.96 |  |  |  | 0 | 2 | 0 | 0 | 0 | 0 | 0 | 0 | 0 | 0 | 0 | 0 | 2006 Qtr 1: 0; 2006 Qtr 2: 0; 2006 Qtr 3: 0; 2006 Qtr 4: 2; 2007 Qtr 1: 0; 2007 Qtr 2: 0; 2007 Qtr 3: 0; 2007 Qtr 4: 0; 2008 Qtr 1: 0; 2008 Qtr 2: 0; 2008 Qtr 3: 0; 2008 Qtr 4: 0 | 2
0 | 234148-Premium T8 with T12 40 Watt Baseline |  | 10 | Commercial | 01-ALC-AllCommercial-IntLight | 0 |  |  |  |  | 13.9591 | 13.1897 | 0 | 0 | 0 | 0.7694 | 36.0898 |  | kWh | 0.0078682 | -0.059104 | Commercial |  | Annual | [5 empty] | 11 | 0.96 |  |  |  | 0 | 196.5173 | 0 | 0 | 0 | 0 | 0 | 0 | 0 | 0 | 0 | 0 | 2006 Qtr 1: 0; 2006 Qtr 2: 0; 2006 Qtr 3: 0; 2006 Qtr 4: 196.5173; 2007 Qtr 1: 0; 2007 Qtr 2: 0; 2007 Qtr 3: 0; 2007 Qtr 4: 0; 2008 Qtr 1: 0; 2008 Qtr 2: 0; 2008 Qtr 3: 0; 2008 Qtr 4: 0 | 196.5173
0 | 234148-Premium T8 with T12 40 Watt Baseline |  | 10 | Commercial | 01-ALC-AllCommercial-IntLight | 0 |  |  |  |  | 13.9591 | 13.1897 | 0 | 0 | 0 | 0.7694 | 74.8184 |  | kWh | 0.022603 | -0.12253 | Commercial |  | Annual | [5 empty] | 11 | 0.96 |  |  |  | 0 | 109.1763 | 0 | 0 | 0 | 0 | 0 | 0 | 0 | 0 | 0 | 0 | 2006 Qtr 1: 0; 2006 Qtr 2: 0; 2006 Qtr 3: 0; 2006 Qtr 4: 109.1763; 2007 Qtr 1: 0; 2007 Qtr 2: 0; 2007 Qtr 3: 0; 2007 Qtr 4: 0; 2008 Qtr 1: 0; 2008 Qtr 2: 0; 2008 Qtr 3: 0; 2008 Qtr 4: 0 | 109.1763
0 | 234148-Premium T8 with T12 40 Watt Baseline |  | 7 | Commercial | 01-ALC-AllCommercial-IntLight | 0 |  |  |  |  | 13.9591 | 13.1897 | 0 | 0 | 0 | 0.7694 | 64.9358 |  | kWh | 0.020124 | -0.10634 | Commercial |  | Annual | [5 empty] | 11 | 0.96 |  |  |  | 0 | 18.196 | 0 | 0 | 0 | 0 | 0 | 0 | 0 | 0 | 0 | 0 | 2006 Qtr 1: 0; 2006 Qtr 2: 0; 2006 Qtr 3: 0; 2006 Qtr 4: 18.196; 2007 Qtr 1: 0; 2007 Qtr 2: 0; 2007 Qtr 3: 0; 2007 Qtr 4: 0; 2008 Qtr 1: 0; 2008 Qtr 2: 0; 2008 Qtr 3: 0; 2008 Qtr 4: 0 | 18.196
0 | 234148-Premium T8 with T12 40 Watt Baseline |  | 7 | Commercial | 23-RTL-Retail–SingleStorylarge-LIT_INT | 0 |  |  |  |  | 13.9591 | 13.1897 | 0 | 0 | 0 | 0.7694 | 76.7101 |  | kWh | 0.022922 | -0.10435 | Commercial |  | Annual | [5 empty] | 11 | 0.96 |  |  |  | 0 | 18.196 | 0 | 0 | 0 | 0 | 0 | 0 | 0 | 0 | 0 | 0 | 2006 Qtr 1: 0; 2006 Qtr 2: 0; 2006 Qtr 3: 18.196; 2006 Qtr 4: 0; 2007 Qtr 1: 0; 2007 Qtr 2: 0; 2007 Qtr 3: 0; 2007 Qtr 4: 0; 2008 Qtr 1: 0; 2008 Qtr 2: 0; 2008 Qtr 3: 0; 2008 Qtr 4: 0 | 18.196
0 | 234148-Premium T8 with T12 40 Watt Baseline |  | 7 | Commercial | 23-RTL-Retail–SingleStorylarge-LIT_INT | 0 |  |  |  |  | 13.9591 | 13.1897 | 0 | 0 | 0 | 0.7694 | 76.7101 |  | kWh | 0.022922 | -0.10435 | Commercial |  | Annual | [5 empty] | 11 | 0.96 |  |  |  | 0 | 87.341 | 0 | 0 | 0 | 0 | 0 | 0 | 0 | 0 | 0 | 0 | 2006 Qtr 1: 0; 2006 Qtr 2: 0; 2006 Qtr 3: 0; 2006 Qtr 4: 87.341; 2007 Qtr 1: 0; 2007 Qtr 2: 0; 2007 Qtr 3: 0; 2007 Qtr 4: 0; 2008 Qtr 1: 0; 2008 Qtr 2: 0; 2008 Qtr 3: 0; 2008 Qtr 4: 0 | 87.341
0 | 234148-Premium T8 with T12 40 Watt Baseline |  | 7 | Commercial | 01-ALC-AllCommercial-IntLight | 0 |  |  |  |  | 13.9591 | 13.1897 | 0 | 0 | 0 | 0.7694 | 140.9367 |  | kWh | 0.027805 | -0.23081 | Commercial |  | Annual | [5 empty] | 11 | 0.96 |  |  |  | 0 | 76.4234 | 0 | 0 | 0 | 0 | 0 | 0 | 0 | 0 | 0 | 0 | 2006 Qtr 1: 0; 2006 Qtr 2: 0; 2006 Qtr 3: 0; 2006 Qtr 4: 76.4234; 2007 Qtr 1: 0; 2007 Qtr 2: 0; 2007 Qtr 3: 0; 2007 Qtr 4: 0; 2008 Qtr 1: 0; 2008 Qtr 2: 0; 2008 Qtr 3: 0; 2008 Qtr 4: 0 | 76.4234
0 | 234148-Premium T8 with T12 40 Watt Baseline |  | 7 | Commercial | 01-ALC-AllCommercial-IntLight | 0 |  |  |  |  | 13.9591 | 13.1897 | 0 | 0 | 0 | 0.7694 | 59.9551 |  | kWh | 0.020434 | -0.098187 | Commercial |  | Annual | [5 empty] | 11 | 0.96 |  |  |  | 0 | 61.8665 | 0 | 0 | 0 | 0 | 0 | 0 | 0 | 0 | 0 | 0 | 2006 Qtr 1: 0; 2006 Qtr 2: 0; 2006 Qtr 3: 0; 2006 Qtr 4: 61.8665; 2007 Qtr 1: 0; 2007 Qtr 2: 0; 2007 Qtr 3: 0; 2007 Qtr 4: 0; 2008 Qtr 1: 0; 2008 Qtr 2: 0; 2008 Qtr 3: 0; 2008 Qtr 4: 0 | 61.8665
0 | 234148-Premium T8 with T12 40 Watt Baseline |  | 7 | Commercial | 01-ALC-AllCommercial-IntLight | 0 |  |  |  |  | 13.9591 | 13.1897 | 0 | 0 | 0 | 0.7694 | 140.9367 |  | kWh | 0.027805 | -0.23081 | Commercial |  | Annual | [5 empty] | 11 | 0.96 |  |  |  | 0 | 7.2784 | 0 | 0 | 0 | 0 | 0 | 0 | 0 | 0 | 0 | 0 | 2006 Qtr 1: 0; 2006 Qtr 2: 0; 2006 Qtr 3: 0; 2006 Qtr 4: 7.2784; 2007 Qtr 1: 0; 2007 Qtr 2: 0; 2007 Qtr 3: 0; 2007 Qtr 4: 0; 2008 Qtr 1: 0; 2008 Qtr 2: 0; 2008 Qtr 3: 0; 2008 Qtr 4: 0 | 7.2784
0 | 234148-Premium T8 with T12 40 Watt Baseline |  | 7 | Commercial | 01-ALC-AllCommercial-IntLight | 0 |  |  |  |  | 13.9591 | 13.1897 | 0 | 0 | 0 | 0.7694 | 140.9367 |  | kWh | 0.027805 | -0.23081 | Commercial |  | Annual | [5 empty] | 11 | 0.96 |  |  |  | 0 | 72.7842 | 0 | 0 | 0 | 0 | 0 | 0 | 0 | 0 | 0 | 0 | 2006 Qtr 1: 0; 2006 Qtr 2: 0; 2006 Qtr 3: 0; 2006 Qtr 4: 72.7842; 2007 Qtr 1: 0; 2007 Qtr 2: 0; 2007 Qtr 3: 0; 2007 Qtr 4: 0; 2008 Qtr 1: 0; 2008 Qtr 2: 0; 2008 Qtr 3: 0; 2008 Qtr 4: 0 | 72.7842
0 | 234148-Premium T8 with T12 40 Watt Baseline |  | 7 | Commercial | 01-ALC-AllCommercial-IntLight | 0 |  |  |  |  | 13.9591 | 13.1897 | 0 | 0 | 0 | 0.7694 | 140.9367 |  | kWh | 0.027805 | -0.23081 | Commercial |  | Annual | [5 empty] | 11 | 0.96 |  |  |  | 0 | 94.6194 | 0 | 0 | 0 | 0 | 0 | 0 | 0 | 0 | 0 | 0 | 2006 Qtr 1: 0; 2006 Qtr 2: 0; 2006 Qtr 3: 0; 2006 Qtr 4: 94.6194; 2007 Qtr 1: 0; 2007 Qtr 2: 0; 2007 Qtr 3: 0; 2007 Qtr 4: 0; 2008 Qtr 1: 0; 2008 Qtr 2: 0; 2008 Qtr 3: 0; 2008 Qtr 4: 0 | 94.6194
0 | 234148-Premium T8 with T12 40 Watt Baseline |  | 7 | Commercial | 01-ALC-AllCommercial-IntLight | 0 |  |  |  |  | 13.9591 | 13.1897 | 0 | 0 | 0 | 0.7694 | 63.1001 |  | kWh | 0.016266 | -0.10334 | Commercial |  | Annual | [5 empty] | 11 | 0.96 |  |  |  | 0 | 92.7998 | 0 | 0 | 0 | 0 | 0 | 0 | 0 | 0 | 0 | 0 | 2006 Qtr 1: 0; 2006 Qtr 2: 0; 2006 Qtr 3: 0; 2006 Qtr 4: 92.7998; 2007 Qtr 1: 0; 2007 Qtr 2: 0; 2007 Qtr 3: 0; 2007 Qtr 4: 0; 2008 Qtr 1: 0; 2008 Qtr 2: 0; 2008 Qtr 3: 0; 2008 Qtr 4: 0 | 92.7998
0 | 234148-Premium T8 with T12 40 Watt Baseline |  | 7 | Commercial | 01-ALC-AllCommercial-IntLight | 0 |  |  |  |  | 13.9591 | 13.1897 | 0 | 0 | 0 | 0.7694 | 74.8184 |  | kWh | 0.022603 | -0.12253 | Commercial |  | Annual | [5 empty] | 11 | 0.96 |  |  |  | 0 | 65.5058 | 0 | 0 | 0 | 0 | 0 | 0 | 0 | 0 | 0 | 0 | 2006 Qtr 1: 0; 2006 Qtr 2: 0; 2006 Qtr 3: 0; 2006 Qtr 4: 65.5058; 2007 Qtr 1: 0; 2007 Qtr 2: 0; 2007 Qtr 3: 0; 2007 Qtr 4: 0; 2008 Qtr 1: 0; 2008 Qtr 2: 0; 2008 Qtr 3: 0; 2008 Qtr 4: 0 | 65.5058
0 | 234148-Premium T8 with T12 40 Watt Baseline |  | 7 | Commercial | 01-ALC-AllCommercial-IntLight | 0 |  |  |  |  | 13.9591 | 13.1897 | 0 | 0 | 0 | 0.7694 | 74.8184 |  | kWh | 0.022603 | -0.12253 | Commercial |  | Annual | [5 empty] | 11 | 0.96 |  |  |  | 0 | 181.9604 | 0 | 0 | 0 | 0 | 0 | 0 | 0 | 0 | 0 | 0 | 2006 Qtr 1: 0; 2006 Qtr 2: 0; 2006 Qtr 3: 0; 2006 Qtr 4: 181.9604; 2007 Qtr 1: 0; 2007 Qtr 2: 0; 2007 Qtr 3: 0; 2007 Qtr 4: 0; 2008 Qtr 1: 0; 2008 Qtr 2: 0; 2008 Qtr 3: 0; 2008 Qtr 4: 0 | 181.9604
0 | 234148-Premium T8 with T12 40 Watt Baseline |  | 7 | Commercial | 01-ALC-AllCommercial-IntLight | 0 |  |  |  |  | 13.9591 | 13.1897 | 0 | 0 | 0 | 0.7694 | 74.8184 |  | kWh | 0.022603 | -0.12253 | Commercial |  | Annual | [5 empty] | 11 | 0.96 |  |  |  | 0 | 47.3097 | 0 | 0 | 0 | 0 | 0 | 0 | 0 | 0 | 0 | 0 | 2006 Qtr 1: 0; 2006 Qtr 2: 0; 2006 Qtr 3: 0; 2006 Qtr 4: 47.3097; 2007 Qtr 1: 0; 2007 Qtr 2: 0; 2007 Qtr 3: 0; 2007 Qtr 4: 0; 2008 Qtr 1: 0; 2008 Qtr 2: 0; 2008 Qtr 3: 0; 2008 Qtr 4: 0 | 47.3097
0 | 234148-Premium T8 with T12 40 Watt Baseline |  | 7 | Commercial | 01-ALC-AllCommercial-IntLight | 0 |  |  |  |  | 13.9591 | 13.1897 | 0 | 0 | 0 | 0.7694 | 74.8184 |  | kWh | 0.022603 | -0.12253 | Commercial |  | Annual | [5 empty] | 11 | 0.96 |  |  |  | 0 | 36.3921 | 0 | 0 | 0 | 0 | 0 | 0 | 0 | 0 | 0 | 0 | 2006 Qtr 1: 0; 2006 Qtr 2: 0; 2006 Qtr 3: 0; 2006 Qtr 4: 36.3921; 2007 Qtr 1: 0; 2007 Qtr 2: 0; 2007 Qtr 3: 0; 2007 Qtr 4: 0; 2008 Qtr 1: 0; 2008 Qtr 2: 0; 2008 Qtr 3: 0; 2008 Qtr 4: 0 | 36.3921
0 | 234148-Premium T8 with T12 40 Watt Baseline |  | 7 | Commercial | 01-ALC-AllCommercial-IntLight | 0 |  |  |  |  | 13.9591 | 13.1897 | 0 | 0 | 0 | 0.7694 | 140.9367 |  | kWh | 0.027805 | -0.23081 | Commercial |  | Annual | [5 empty] | 11 | 0.96 |  |  |  | 0 | 32.7529 | 0 | 0 | 0 | 0 | 0 | 0 | 0 | 0 | 0 | 0 | 2006 Qtr 1: 0; 2006 Qtr 2: 0; 2006 Qtr 3: 0; 2006 Qtr 4: 32.7529; 2007 Qtr 1: 0; 2007 Qtr 2: 0; 2007 Qtr 3: 0; 2007 Qtr 4: 0; 2008 Qtr 1: 0; 2008 Qtr 2: 0; 2008 Qtr 3: 0; 2008 Qtr 4: 0 | 32.7529
0 | 234148-Premium T8 with T12 40 Watt Baseline |  | 7 | Commercial | 01-ALC-AllCommercial-IntLight | 0 |  |  |  |  | 13.9591 | 13.1897 | 0 | 0 | 0 | 0.7694 | 140.9367 |  | kWh | 0.027805 | -0.23081 | Commercial |  | Annual | [5 empty] | 11 | 0.96 |  |  |  | 0 | 87.341 | 0 | 0 | 0 | 0 | 0 | 0 | 0 | 0 | 0 | 0 | 2006 Qtr 1: 0; 2006 Qtr 2: 0; 2006 Qtr 3: 0; 2006 Qtr 4: 87.341; 2007 Qtr 1: 0; 2007 Qtr 2: 0; 2007 Qtr 3: 0; 2007 Qtr 4: 0; 2008 Qtr 1: 0; 2008 Qtr 2: 0; 2008 Qtr 3: 0; 2008 Qtr 4: 0 | 87.341
0 | 234148-Premium T8 with T12 40 Watt Baseline |  | 7 | Commercial | 01-ALC-AllCommercial-IntLight | 0 |  |  |  |  | 13.9591 | 13.1897 | 0 | 0 | 0 | 0.7694 | 64.9358 |  | kWh | 0.020124 | -0.10634 | Commercial |  | Annual | [5 empty] | 11 | 0.96 |  |  |  | 0 | 54.5881 | 0 | 0 | 0 | 0 | 0 | 0 | 0 | 0 | 0 | 0 | 2006 Qtr 1: 0; 2006 Qtr 2: 0; 2006 Qtr 3: 0; 2006 Qtr 4: 54.5881; 2007 Qtr 1: 0; 2007 Qtr 2: 0; 2007 Qtr 3: 0; 2007 Qtr 4: 0; 2008 Qtr 1: 0; 2008 Qtr 2: 0; 2008 Qtr 3: 0; 2008 Qtr 4: 0 | 54.5881
0 | 234148-Premium T8 with T12 40 Watt Baseline |  | 7 | Commercial | 14-MLI-Manufacturing–LightIndustry-LIGHT | 0 |  |  |  |  | 13.9591 | 13.1897 | 0 | 0 | 0 | 0.7694 | 64.9241 |  | kWh | 0.020063 | -0.083941 | Commercial |  | Annual | [5 empty] | 11 | 0.96 |  |  |  | 0 | 87.341 | 0 | 0 | 0 | 0 | 0 | 0 | 0 | 0 | 0 | 0 | 2006 Qtr 1: 0; 2006 Qtr 2: 0; 2006 Qtr 3: 0; 2006 Qtr 4: 87.341; 2007 Qtr 1: 0; 2007 Qtr 2: 0; 2007 Qtr 3: 0; 2007 Qtr 4: 0; 2008 Qtr 1: 0; 2008 Qtr 2: 0; 2008 Qtr 3: 0; 2008 Qtr 4: 0 | 87.341
0 | 234148-Premium T8 with T12 40 Watt Baseline |  | 7 | Commercial | 14-MLI-Manufacturing–LightIndustry-LIGHT | 0 |  |  |  |  | 13.9591 | 13.1897 | 0 | 0 | 0 | 0.7694 | 64.9241 |  | kWh | 0.020063 | -0.083941 | Commercial |  | Annual | [5 empty] | 11 | 0.96 |  |  |  | 0 | 36.3921 | 0 | 0 | 0 | 0 | 0 | 0 | 0 | 0 | 0 | 0 | 2006 Qtr 1: 0; 2006 Qtr 2: 0; 2006 Qtr 3: 0; 2006 Qtr 4: 36.3921; 2007 Qtr 1: 0; 2007 Qtr 2: 0; 2007 Qtr 3: 0; 2007 Qtr 4: 0; 2008 Qtr 1: 0; 2008 Qtr 2: 0; 2008 Qtr 3: 0; 2008 Qtr 4: 0 | 36.3921
0 | 234148-Premium T8 with T12 40 Watt Baseline |  | 7 | Commercial | 01-ALC-AllCommercial-IntLight | 0 |  |  |  |  | 13.9591 | 13.1897 | 0 | 0 | 0 | 0.7694 | 64.9358 |  | kWh | 0.020124 | -0.10634 | Commercial |  | Annual | [5 empty] | 11 | 0.96 |  |  |  | 0 | 87.341 | 0 | 0 | 0 | 0 | 0 | 0 | 0 | 0 | 0 | 0 | 2006 Qtr 1: 0; 2006 Qtr 2: 0; 2006 Qtr 3: 0; 2006 Qtr 4: 87.341; 2007 Qtr 1: 0; 2007 Qtr 2: 0; 2007 Qtr 3: 0; 2007 Qtr 4: 0; 2008 Qtr 1: 0; 2008 Qtr 2: 0; 2008 Qtr 3: 0; 2008 Qtr 4: 0 | 87.341
0 | 234148-Premium T8 with T12 40 Watt Baseline |  | 7 | Commercial | 14-MLI-Manufacturing–LightIndustry-LIGHT | 0 |  |  |  |  | 13.9591 | 13.1897 | 0 | 0 | 0 | 0.7694 | 64.9241 |  | kWh | 0.020063 | -0.083941 | Commercial |  | Annual | [5 empty] | 11 | 0.96 |  |  |  | 0 | 87.341 | 0 | 0 | 0 | 0 | 0 | 0 | 0 | 0 | 0 | 0 | 2006 Qtr 1: 0; 2006 Qtr 2: 0; 2006 Qtr 3: 0; 2006 Qtr 4: 87.341; 2007 Qtr 1: 0; 2007 Qtr 2: 0; 2007 Qtr 3: 0; 2007 Qtr 4: 0; 2008 Qtr 1: 0; 2008 Qtr 2: 0; 2008 Qtr 3: 0; 2008 Qtr 4: 0 | 87.341
0 | 234128-Refrigerator - Early Replacement |  | 7 | Commercial | 01-ALC-AllCommercial-Refrig | 0 |  |  |  |  | 272 | 275 | 0 | 0 | 0 | -3 | 1040.577 |  | kWh | 0.13613 | 0 | Commercial |  | Annual | [5 empty] | 6 | 0.96 |  |  |  | 0 | 1 | 0 | 0 | 0 | 0 | 0 | 0 | 0 | 0 | 0 | 0 | 2006 Qtr 1: 0; 2006 Qtr 2: 0; 2006 Qtr 3: 1; 2006 Qtr 4: 0; 2007 Qtr 1: 0; 2007 Qtr 2: 0; 2007 Qtr 3: 0; 2007 Qtr 4: 0; 2008 Qtr 1: 0; 2008 Qtr 2: 0; 2008 Qtr 3: 0; 2008 Qtr 4: 0 | 1
0 | 234148-Premium T8 with T12 40 Watt Baseline |  | 7 | Commercial | 01-ALC-AllCommercial-IntLight | 0 |  |  |  |  | 13.9591 | 13.1897 | 0 | 0 | 0 | 0.7694 | 60.8058 |  | kWh | 0.016483 | -0.099581 | Commercial |  | Annual | [5 empty] | 11 | 0.96 |  |  |  | 0 | 65.5058 | 0 | 0 | 0 | 0 | 0 | 0 | 0 | 0 | 0 | 0 | 2006 Qtr 1: 0; 2006 Qtr 2: 0; 2006 Qtr 3: 65.5058; 2006 Qtr 4: 0; 2007 Qtr 1: 0; 2007 Qtr 2: 0; 2007 Qtr 3: 0; 2007 Qtr 4: 0; 2008 Qtr 1: 0; 2008 Qtr 2: 0; 2008 Qtr 3: 0; 2008 Qtr 4: 0 | 65.5058
0 | 234148-Premium T8 with T12 40 Watt Baseline |  | 7 | Commercial | 14-MLI-Manufacturing–LightIndustry-LIGHT | 0 |  |  |  |  | 13.9591 | 13.1897 | 0 | 0 | 0 | 0.7694 | 64.9241 |  | kWh | 0.020063 | -0.083941 | Commercial |  | Annual | [5 empty] | 11 | 0.96 |  |  |  | 0 | 14.5568 | 0 | 0 | 0 | 0 | 0 | 0 | 0 | 0 | 0 | 0 | 2006 Qtr 1: 0; 2006 Qtr 2: 0; 2006 Qtr 3: 0; 2006 Qtr 4: 14.5568; 2007 Qtr 1: 0; 2007 Qtr 2: 0; 2007 Qtr 3: 0; 2007 Qtr 4: 0; 2008 Qtr 1: 0; 2008 Qtr 2: 0; 2008 Qtr 3: 0; 2008 Qtr 4: 0 | 14.5568
0 | 234148-Premium T8 with T12 40 Watt Baseline |  | 7 | Commercial | 01-ALC-AllCommercial-IntLight | 0 |  |  |  |  | 13.9591 | 13.1897 | 0 | 0 | 0 | 0.7694 | 74.8184 |  | kWh | 0.022603 | -0.12253 | Commercial |  | Annual | [5 empty] | 11 | 0.96 |  |  |  | 0 | 25.4745 | 0 | 0 | 0 | 0 | 0 | 0 | 0 | 0 | 0 | 0 | 2006 Qtr 1: 0; 2006 Qtr 2: 0; 2006 Qtr 3: 0; 2006 Qtr 4: 25.4745; 2007 Qtr 1: 0; 2007 Qtr 2: 0; 2007 Qtr 3: 0; 2007 Qtr 4: 0; 2008 Qtr 1: 0; 2008 Qtr 2: 0; 2008 Qtr 3: 0; 2008 Qtr 4: 0 | 25.4745
0 | 234148-Premium T8 with T12 40 Watt Baseline |  | 7 | Commercial | 01-ALC-AllCommercial-IntLight | 0 |  |  |  |  | 13.9591 | 13.1897 | 0 | 0 | 0 | 0.7694 | 64.9358 |  | kWh | 0.020124 | -0.10634 | Commercial |  | Annual | [5 empty] | 11 | 0.96 |  |  |  | 0 | 14.5568 | 0 | 0 | 0 | 0 | 0 | 0 | 0 | 0 | 0 | 0 | 2006 Qtr 1: 0; 2006 Qtr 2: 0; 2006 Qtr 3: 0; 2006 Qtr 4: 14.5568; 2007 Qtr 1: 0; 2007 Qtr 2: 0; 2007 Qtr 3: 0; 2007 Qtr 4: 0; 2008 Qtr 1: 0; 2008 Qtr 2: 0; 2008 Qtr 3: 0; 2008 Qtr 4: 0 | 14.5568
0 | 234148-Premium T8 with T12 40 Watt Baseline |  | 10 | Commercial | 01-ALC-AllCommercial-IntLight | 0 |  |  |  |  | 13.9591 | 13.1897 | 0 | 0 | 0 | 0.7694 | 74.8184 |  | kWh | 0.022603 | -0.12253 | Commercial |  | Annual | [5 empty] | 11 | 0.96 |  |  |  | 0 | 40.0313 | 0 | 0 | 0 | 0 | 0 | 0 | 0 | 0 | 0 | 0 | 2006 Qtr 1: 0; 2006 Qtr 2: 0; 2006 Qtr 3: 0; 2006 Qtr 4: 40.0313; 2007 Qtr 1: 0; 2007 Qtr 2: 0; 2007 Qtr 3: 0; 2007 Qtr 4: 0; 2008 Qtr 1: 0; 2008 Qtr 2: 0; 2008 Qtr 3: 0; 2008 Qtr 4: 0 | 40.0313
0 | 234128-Refrigerator - Early Replacement |  | 7 | Commercial | 01-ALC-AllCommercial-Refrig | 0 |  |  |  |  | 272 | 275 | 0 | 0 | 0 | -3 | 1040.577 |  | kWh | 0.13613 | 0 | Commercial |  | Annual | [5 empty] | 6 | 0.96 |  |  |  | 0 | 1 | 0 | 0 | 0 | 0 | 0 | 0 | 0 | 0 | 0 | 0 | 2006 Qtr 1: 0; 2006 Qtr 2: 0; 2006 Qtr 3: 1; 2006 Qtr 4: 0; 2007 Qtr 1: 0; 2007 Qtr 2: 0; 2007 Qtr 3: 0; 2007 Qtr 4: 0; 2008 Qtr 1: 0; 2008 Qtr 2: 0; 2008 Qtr 3: 0; 2008 Qtr 4: 0 | 1
0 | 234148-Premium T8 with T12 40 Watt Baseline |  | 7 | Commercial | 01-ALC-AllCommercial-IntLight | 0 |  |  |  |  | 13.9591 | 13.1897 | 0 | 0 | 0 | 0.7694 | 140.9367 |  | kWh | 0.027805 | -0.23081 | Commercial |  | Annual | [5 empty] | 11 | 0.96 |  |  |  | 0 | 43.6705 | 0 | 0 | 0 | 0 | 0 | 0 | 0 | 0 | 0 | 0 | 2006 Qtr 1: 0; 2006 Qtr 2: 0; 2006 Qtr 3: 0; 2006 Qtr 4: 43.6705; 2007 Qtr 1: 0; 2007 Qtr 2: 0; 2007 Qtr 3: 0; 2007 Qtr 4: 0; 2008 Qtr 1: 0; 2008 Qtr 2: 0; 2008 Qtr 3: 0; 2008 Qtr 4: 0 | 43.6705
0 | 234148-Premium T8 with T12 40 Watt Baseline |  | 7 | Commercial | 01-ALC-AllCommercial-IntLight | 0 |  |  |  |  | 13.9591 | 13.1897 | 0 | 0 | 0 | 0.7694 | 83.0547 |  | kWh | 0.026694 | -0.13602 | Commercial |  | Annual | [5 empty] | 11 | 0.96 |  |  |  | 0 | 92.7998 | 0 | 0 | 0 | 0 | 0 | 0 | 0 | 0 | 0 | 0 | 2006 Qtr 1: 0; 2006 Qtr 2: 0; 2006 Qtr 3: 0; 2006 Qtr 4: 92.7998; 2007 Qtr 1: 0; 2007 Qtr 2: 0; 2007 Qtr 3: 0; 2007 Qtr 4: 0; 2008 Qtr 1: 0; 2008 Qtr 2: 0; 2008 Qtr 3: 0; 2008 Qtr 4: 0 | 92.7998
0 | 234053-Lighting-Remove 4 Ft Lamp (De-Lamp) | COFL00AVDEL01 | 7 | Commercial | 01-ALC-AllCommercial-IntLight | 0 |  |  |  |  | 28.2538 | 16.4871 | 0 | 0 | 0 | 11.7667 | 128.1864 |  | kWh | 0.0412 | -0.20993 | Commercial |  | Annual | [5 empty] | 11 | 0.96 |  |  |  | 0 | 92.7998 | 0 | 0 | 0 | 0 | 0 | 0 | 0 | 0 | 0 | 0 | 2006 Qtr 1: 0; 2006 Qtr 2: 0; 2006 Qtr 3: 0; 2006 Qtr 4: 92.7998; 2007 Qtr 1: 0; 2007 Qtr 2: 0; 2007 Qtr 3: 0; 2007 Qtr 4: 0; 2008 Qtr 1: 0; 2008 Qtr 2: 0; 2008 Qtr 3: 0; 2008 Qtr 4: 0 | 92.7998
0 | 234148-Premium T8 with T12 40 Watt Baseline |  | 7 | Commercial | 01-ALC-AllCommercial-IntLight | 0 |  |  |  |  | 13.9591 | 13.1897 | 0 | 0 | 0 | 0.7694 | 140.9367 |  | kWh | 0.027805 | -0.23081 | Commercial |  | Annual | [5 empty] | 11 | 0.96 |  |  |  | 0 | 21.8353 | 0 | 0 | 0 | 0 | 0 | 0 | 0 | 0 | 0 | 0 | 2006 Qtr 1: 0; 2006 Qtr 2: 0; 2006 Qtr 3: 0; 2006 Qtr 4: 21.8353; 2007 Qtr 1: 0; 2007 Qtr 2: 0; 2007 Qtr 3: 0; 2007 Qtr 4: 0; 2008 Qtr 1: 0; 2008 Qtr 2: 0; 2008 Qtr 3: 0; 2008 Qtr 4: 0 | 21.8353
0 | 234148-Premium T8 with T12 40 Watt Baseline |  | 7 | Commercial | 01-ALC-AllCommercial-IntLight | 0 |  |  |  |  | 13.9591 | 13.1897 | 0 | 0 | 0 | 0.7694 | 83.0547 |  | kWh | 0.026694 | -0.13602 | Commercial |  | Annual | [5 empty] | 11 | 0.96 |  |  |  | 0 | 283.8583 | 0 | 0 | 0 | 0 | 0 | 0 | 0 | 0 | 0 | 0 | 2006 Qtr 1: 0; 2006 Qtr 2: 0; 2006 Qtr 3: 0; 2006 Qtr 4: 283.8583; 2007 Qtr 1: 0; 2007 Qtr 2: 0; 2007 Qtr 3: 0; 2007 Qtr 4: 0; 2008 Qtr 1: 0; 2008 Qtr 2: 0; 2008 Qtr 3: 0; 2008 Qtr 4: 0 | 283.8583
0 | 234053-Lighting-Remove 4 Ft Lamp (De-Lamp) | COFL00AVDEL01 | 7 | Commercial | 01-ALC-AllCommercial-IntLight | 0 |  |  |  |  | 28.2538 | 16.4871 | 0 | 0 | 0 | 11.7667 | 128.1864 |  | kWh | 0.0412 | -0.20993 | Commercial |  | Annual | [5 empty] | 11 | 0.96 |  |  |  | 0 | 212.8937 | 0 | 0 | 0 | 0 | 0 | 0 | 0 | 0 | 0 | 0 | 2006 Qtr 1: 0; 2006 Qtr 2: 0; 2006 Qtr 3: 0; 2006 Qtr 4: 212.8937; 2007 Qtr 1: 0; 2007 Qtr 2: 0; 2007 Qtr 3: 0; 2007 Qtr 4: 0; 2008 Qtr 1: 0; 2008 Qtr 2: 0; 2008 Qtr 3: 0; 2008 Qtr 4: 0 | 212.8937
0 | 234148-Premium T8 with T12 40 Watt Baseline |  | 7 | Commercial | 01-ALC-AllCommercial-IntLight | 0 |  |  |  |  | 13.9591 | 13.1897 | 0 | 0 | 0 | 0.7694 | 83.0547 |  | kWh | 0.026694 | -0.13602 | Commercial |  | Annual | [5 empty] | 11 | 0.96 |  |  |  | 0 | 109.1763 | 0 | 0 | 0 | 0 | 0 | 0 | 0 | 0 | 0 | 0 | 2006 Qtr 1: 0; 2006 Qtr 2: 0; 2006 Qtr 3: 0; 2006 Qtr 4: 109.1763; 2007 Qtr 1: 0; 2007 Qtr 2: 0; 2007 Qtr 3: 0; 2007 Qtr 4: 0; 2008 Qtr 1: 0; 2008 Qtr 2: 0; 2008 Qtr 3: 0; 2008 Qtr 4: 0 | 109.1763
0 | 234053-Lighting-Remove 4 Ft Lamp (De-Lamp) | COFL00AVDEL01 | 7 | Commercial | 01-ALC-AllCommercial-IntLight | 0 |  |  |  |  | 28.2538 | 16.4871 | 0 | 0 | 0 | 11.7667 | 128.1864 |  | kWh | 0.0412 | -0.20993 | Commercial |  | Annual | [5 empty] | 11 | 0.96 |  |  |  | 0 | 54.5881 | 0 | 0 | 0 | 0 | 0 | 0 | 0 | 0 | 0 | 0 | 2006 Qtr 1: 0; 2006 Qtr 2: 0; 2006 Qtr 3: 0; 2006 Qtr 4: 54.5881; 2007 Qtr 1: 0; 2007 Qtr 2: 0; 2007 Qtr 3: 0; 2007 Qtr 4: 0; 2008 Qtr 1: 0; 2008 Qtr 2: 0; 2008 Qtr 3: 0; 2008 Qtr 4: 0 | 54.5881
0 | 234148-Premium T8 with T12 40 Watt Baseline |  | 7 | Commercial | 01-ALC-AllCommercial-IntLight | 0 |  |  |  |  | 13.9591 | 13.1897 | 0 | 0 | 0 | 0.7694 | 83.0547 |  | kWh | 0.026694 | -0.13602 | Commercial |  | Annual | [5 empty] | 11 | 0.96 |  |  |  | 0 | 107.3567 | 0 | 0 | 0 | 0 | 0 | 0 | 0 | 0 | 0 | 0 | 2006 Qtr 1: 0; 2006 Qtr 2: 0; 2006 Qtr 3: 0; 2006 Qtr 4: 107.3567; 2007 Qtr 1: 0; 2007 Qtr 2: 0; 2007 Qtr 3: 0; 2007 Qtr 4: 0; 2008 Qtr 1: 0; 2008 Qtr 2: 0; 2008 Qtr 3: 0; 2008 Qtr 4: 0 | 107.3567
0 | 234053-Lighting-Remove 4 Ft Lamp (De-Lamp) | COFL00AVDEL01 | 7 | Commercial | 01-ALC-AllCommercial-IntLight | 0 |  |  |  |  | 28.2538 | 16.4871 | 0 | 0 | 0 | 11.7667 | 128.1864 |  | kWh | 0.0412 | -0.20993 | Commercial |  | Annual | [5 empty] | 11 | 0.96 |  |  |  | 0 | 53.6783 | 0 | 0 | 0 | 0 | 0 | 0 | 0 | 0 | 0 | 0 | 2006 Qtr 1: 0; 2006 Qtr 2: 0; 2006 Qtr 3: 0; 2006 Qtr 4: 53.6783; 2007 Qtr 1: 0; 2007 Qtr 2: 0; 2007 Qtr 3: 0; 2007 Qtr 4: 0; 2008 Qtr 1: 0; 2008 Qtr 2: 0; 2008 Qtr 3: 0; 2008 Qtr 4: 0 | 53.6783
0 | 234148-Premium T8 with T12 40 Watt Baseline |  | 7 | Commercial | 01-ALC-AllCommercial-IntLight | 0 |  |  |  |  | 13.9591 | 13.1897 | 0 | 0 | 0 | 0.7694 | 87.3573 |  | kWh | 0.01583 | -0.14306 | Commercial |  | Annual | [5 empty] | 11 | 0.96 |  |  |  | 0 | 21.8353 | 0 | 0 | 0 | 0 | 0 | 0 | 0 | 0 | 0 | 0 | 2006 Qtr 1: 0; 2006 Qtr 2: 0; 2006 Qtr 3: 21.8353; 2006 Qtr 4: 0; 2007 Qtr 1: 0; 2007 Qtr 2: 0; 2007 Qtr 3: 0; 2007 Qtr 4: 0; 2008 Qtr 1: 0; 2008 Qtr 2: 0; 2008 Qtr 3: 0; 2008 Qtr 4: 0 | 21.8353
0 | 234053-Lighting-Remove 4 Ft Lamp (De-Lamp) | COFL00AVDEL01 | 7 | Commercial | 01-ALC-AllCommercial-IntLight | 0 |  |  |  |  | 28.2538 | 16.4871 | 0 | 0 | 0 | 11.7667 | 134.827 |  | kWh | 0.024432 | -0.2208 | Commercial |  | Annual | [5 empty] | 11 | 0.96 |  |  |  | 0 | 21.8353 | 0 | 0 | 0 | 0 | 0 | 0 | 0 | 0 | 0 | 0 | 2006 Qtr 1: 0; 2006 Qtr 2: 0; 2006 Qtr 3: 21.8353; 2006 Qtr 4: 0; 2007 Qtr 1: 0; 2007 Qtr 2: 0; 2007 Qtr 3: 0; 2007 Qtr 4: 0; 2008 Qtr 1: 0; 2008 Qtr 2: 0; 2008 Qtr 3: 0; 2008 Qtr 4: 0 | 21.8353
0 | 234148-Premium T8 with T12 40 Watt Baseline |  | 7 | Commercial | 01-ALC-AllCommercial-IntLight | 0 |  |  |  |  | 13.9591 | 13.1897 | 0 | 0 | 0 | 0.7694 | 64.9358 |  | kWh | 0.020124 | -0.10634 | Commercial |  | Annual | [5 empty] | 11 | 0.96 |  |  |  | 0 | 18.196 | 0 | 0 | 0 | 0 | 0 | 0 | 0 | 0 | 0 | 0 | 2006 Qtr 1: 0; 2006 Qtr 2: 0; 2006 Qtr 3: 0; 2006 Qtr 4: 18.196; 2007 Qtr 1: 0; 2007 Qtr 2: 0; 2007 Qtr 3: 0; 2007 Qtr 4: 0; 2008 Qtr 1: 0; 2008 Qtr 2: 0; 2008 Qtr 3: 0; 2008 Qtr 4: 0 | 18.196
0 | 234053-Lighting-Remove 4 Ft Lamp (De-Lamp) | COFL00AVDEL01 | 7 | Commercial | 01-ALC-AllCommercial-IntLight | 0 |  |  |  |  | 28.2538 | 16.4871 | 0 | 0 | 0 | 11.7667 | 100.2216 |  | kWh | 0.031059 | -0.16413 | Commercial |  | Annual | [5 empty] | 11 | 0.96 |  |  |  | 0 | 18.196 | 0 | 0 | 0 | 0 | 0 | 0 | 0 | 0 | 0 | 0 | 2006 Qtr 1: 0; 2006 Qtr 2: 0; 2006 Qtr 3: 0; 2006 Qtr 4: 18.196; 2007 Qtr 1: 0; 2007 Qtr 2: 0; 2007 Qtr 3: 0; 2007 Qtr 4: 0; 2008 Qtr 1: 0; 2008 Qtr 2: 0; 2008 Qtr 3: 0; 2008 Qtr 4: 0 | 18.196
0 | 234148-Premium T8 with T12 40 Watt Baseline |  | 7 | Commercial | 01-ALC-AllCommercial-IntLight | 0 |  |  |  |  | 13.9591 | 13.1897 | 0 | 0 | 0 | 0.7694 | 74.8184 |  | kWh | 0.022603 | -0.12253 | Commercial |  | Annual | [5 empty] | 11 | 0.96 |  |  |  | 0 | 94.6194 | 0 | 0 | 0 | 0 | 0 | 0 | 0 | 0 | 0 | 0 | 2006 Qtr 1: 0; 2006 Qtr 2: 0; 2006 Qtr 3: 0; 2006 Qtr 4: 94.6194; 2007 Qtr 1: 0; 2007 Qtr 2: 0; 2007 Qtr 3: 0; 2007 Qtr 4: 0; 2008 Qtr 1: 0; 2008 Qtr 2: 0; 2008 Qtr 3: 0; 2008 Qtr 4: 0 | 94.6194
0 | 234148-Premium T8 with T12 40 Watt Baseline |  | 7 | Commercial | 01-ALC-AllCommercial-IntLight | 0 |  |  |  |  | 13.9591 | 13.1897 | 0 | 0 | 0 | 0.7694 | 74.8184 |  | kWh | 0.022603 | -0.12253 | Commercial |  | Annual | [5 empty] | 11 | 0.96 |  |  |  | 0 | 112.8155 | 0 | 0 | 0 | 0 | 0 | 0 | 0 | 0 | 0 | 0 | 2006 Qtr 1: 0; 2006 Qtr 2: 0; 2006 Qtr 3: 0; 2006 Qtr 4: 112.8155; 2007 Qtr 1: 0; 2007 Qtr 2: 0; 2007 Qtr 3: 0; 2007 Qtr 4: 0; 2008 Qtr 1: 0; 2008 Qtr 2: 0; 2008 Qtr 3: 0; 2008 Qtr 4: 0 | 112.8155
0 | 234148-Premium T8 with T12 40 Watt Baseline |  | 7 | Commercial | 01-ALC-AllCommercial-IntLight | 0 |  |  |  |  | 13.9591 | 13.1897 | 0 | 0 | 0 | 0.7694 | 87.3573 |  | kWh | 0.01583 | -0.14306 | Commercial |  | Annual | [5 empty] | 11 | 0.96 |  |  |  | 0 | 34.5725 | 0 | 0 | 0 | 0 | 0 | 0 | 0 | 0 | 0 | 0 | 2006 Qtr 1: 0; 2006 Qtr 2: 0; 2006 Qtr 3: 0; 2006 Qtr 4: 34.5725; 2007 Qtr 1: 0; 2007 Qtr 2: 0; 2007 Qtr 3: 0; 2007 Qtr 4: 0; 2008 Qtr 1: 0; 2008 Qtr 2: 0; 2008 Qtr 3: 0; 2008 Qtr 4: 0 | 34.5725
0 | 234148-Premium T8 with T12 40 Watt Baseline |  | 7 | Commercial | 01-ALC-AllCommercial-IntLight | 0 |  |  |  |  | 13.9591 | 13.1897 | 0 | 0 | 0 | 0.7694 | 64.9358 |  | kWh | 0.020124 | -0.10634 | Commercial |  | Annual | [5 empty] | 11 | 0.96 |  |  |  | 0 | 65.5058 | 0 | 0 | 0 | 0 | 0 | 0 | 0 | 0 | 0 | 0 | 2006 Qtr 1: 0; 2006 Qtr 2: 0; 2006 Qtr 3: 0; 2006 Qtr 4: 65.5058; 2007 Qtr 1: 0; 2007 Qtr 2: 0; 2007 Qtr 3: 0; 2007 Qtr 4: 0; 2008 Qtr 1: 0; 2008 Qtr 2: 0; 2008 Qtr 3: 0; 2008 Qtr 4: 0 | 65.5058
0 | 234053-Lighting-Remove 4 Ft Lamp (De-Lamp) | COFL00AVDEL01 | 10 | Commercial | 01-ALC-AllCommercial-IntLight | 0 |  |  |  |  | 28.2538 | 16.4871 | 0 | 0 | 0 | 11.7667 | 115.4744 |  | kWh | 0.034885 | -0.18911 | Commercial |  | Annual | [5 empty] | 11 | 0.96 |  |  |  | 0 | 44.5803 | 0 | 0 | 0 | 0 | 0 | 0 | 0 | 0 | 0 | 0 | 2006 Qtr 1: 0; 2006 Qtr 2: 0; 2006 Qtr 3: 0; 2006 Qtr 4: 44.5803; 2007 Qtr 1: 0; 2007 Qtr 2: 0; 2007 Qtr 3: 0; 2007 Qtr 4: 0; 2008 Qtr 1: 0; 2008 Qtr 2: 0; 2008 Qtr 3: 0; 2008 Qtr 4: 0 | 44.5803
0 | 234148-Premium T8 with T12 40 Watt Baseline |  | 10 | Commercial | 01-ALC-AllCommercial-IntLight | 0 |  |  |  |  | 13.9591 | 13.1897 | 0 | 0 | 0 | 0.7694 | 74.8184 |  | kWh | 0.022603 | -0.12253 | Commercial |  | Annual | [5 empty] | 11 | 0.96 |  |  |  | 0 | 94.6194 | 0 | 0 | 0 | 0 | 0 | 0 | 0 | 0 | 0 | 0 | 2006 Qtr 1: 0; 2006 Qtr 2: 0; 2006 Qtr 3: 0; 2006 Qtr 4: 94.6194; 2007 Qtr 1: 0; 2007 Qtr 2: 0; 2007 Qtr 3: 0; 2007 Qtr 4: 0; 2008 Qtr 1: 0; 2008 Qtr 2: 0; 2008 Qtr 3: 0; 2008 Qtr 4: 0 | 94.6194
0 | 234053-Lighting-Remove 4 Ft Lamp (De-Lamp) | COFL00AVDEL01 | 7 | Commercial | 01-ALC-AllCommercial-IntLight | 0 |  |  |  |  | 28.2538 | 16.4871 | 0 | 0 | 0 | 11.7667 | 100.2216 |  | kWh | 0.031059 | -0.16413 | Commercial |  | Annual | [5 empty] | 11 | 0.96 |  |  |  | 0 | 12.7372 | 0 | 0 | 0 | 0 | 0 | 0 | 0 | 0 | 0 | 0 | 2006 Qtr 1: 0; 2006 Qtr 2: 0; 2006 Qtr 3: 0; 2006 Qtr 4: 12.7372; 2007 Qtr 1: 0; 2007 Qtr 2: 0; 2007 Qtr 3: 0; 2007 Qtr 4: 0; 2008 Qtr 1: 0; 2008 Qtr 2: 0; 2008 Qtr 3: 0; 2008 Qtr 4: 0 | 12.7372
0 | 234148-Premium T8 with T12 40 Watt Baseline |  | 7 | Commercial | 01-ALC-AllCommercial-IntLight | 0 |  |  |  |  | 13.9591 | 13.1897 | 0 | 0 | 0 | 0.7694 | 64.9358 |  | kWh | 0.020124 | -0.10634 | Commercial |  | Annual | [5 empty] | 11 | 0.96 |  |  |  | 0 | 25.4745 | 0 | 0 | 0 | 0 | 0 | 0 | 0 | 0 | 0 | 0 | 2006 Qtr 1: 0; 2006 Qtr 2: 0; 2006 Qtr 3: 0; 2006 Qtr 4: 25.4745; 2007 Qtr 1: 0; 2007 Qtr 2: 0; 2007 Qtr 3: 0; 2007 Qtr 4: 0; 2008 Qtr 1: 0; 2008 Qtr 2: 0; 2008 Qtr 3: 0; 2008 Qtr 4: 0 | 25.4745
0 | 234148-Premium T8 with T12 40 Watt Baseline |  | 10 | Commercial | 01-ALC-AllCommercial-IntLight | 0 |  |  |  |  | 13.9591 | 13.1897 | 0 | 0 | 0 | 0.7694 | 140.9367 |  | kWh | 0.027805 | -0.23081 | Commercial |  | Annual | [5 empty] | 11 | 0.96 |  |  |  | 0 | 25.4745 | 0 | 0 | 0 | 0 | 0 | 0 | 0 | 0 | 0 | 0 | 2006 Qtr 1: 0; 2006 Qtr 2: 0; 2006 Qtr 3: 0; 2006 Qtr 4: 25.4745; 2007 Qtr 1: 0; 2007 Qtr 2: 0; 2007 Qtr 3: 0; 2007 Qtr 4: 0; 2008 Qtr 1: 0; 2008 Qtr 2: 0; 2008 Qtr 3: 0; 2008 Qtr 4: 0 | 25.4745
0 | 234053-Lighting-Remove 4 Ft Lamp (De-Lamp) | COFL00AVDEL01 | 10 | Commercial | 01-ALC-AllCommercial-IntLight | 0 |  |  |  |  | 28.2538 | 16.4871 | 0 | 0 | 0 | 11.7667 | 217.5212 |  | kWh | 0.042914 | -0.35623 | Commercial |  | Annual | [5 empty] | 11 | 0.96 |  |  |  | 0 | 25.4745 | 0 | 0 | 0 | 0 | 0 | 0 | 0 | 0 | 0 | 0 | 2006 Qtr 1: 0; 2006 Qtr 2: 0; 2006 Qtr 3: 0; 2006 Qtr 4: 25.4745; 2007 Qtr 1: 0; 2007 Qtr 2: 0; 2007 Qtr 3: 0; 2007 Qtr 4: 0; 2008 Qtr 1: 0; 2008 Qtr 2: 0; 2008 Qtr 3: 0; 2008 Qtr 4: 0 | 25.4745
0 | 234148-Premium T8 with T12 40 Watt Baseline |  | 10 | Commercial | 01-ALC-AllCommercial-IntLight | 0 |  |  |  |  | 13.9591 | 13.1897 | 0 | 0 | 0 | 0.7694 | 83.0547 |  | kWh | 0.026694 | -0.13602 | Commercial |  | Annual | [5 empty] | 11 | 0.96 |  |  |  | 0 | 44.5803 | 0 | 0 | 0 | 0 | 0 | 0 | 0 | 0 | 0 | 0 | 2006 Qtr 1: 0; 2006 Qtr 2: 0; 2006 Qtr 3: 0; 2006 Qtr 4: 44.5803; 2007 Qtr 1: 0; 2007 Qtr 2: 0; 2007 Qtr 3: 0; 2007 Qtr 4: 0; 2008 Qtr 1: 0; 2008 Qtr 2: 0; 2008 Qtr 3: 0; 2008 Qtr 4: 0 | 44.5803
0 | 234053-Lighting-Remove 4 Ft Lamp (De-Lamp) | COFL00AVDEL01 | 10 | Commercial | 01-ALC-AllCommercial-IntLight | 0 |  |  |  |  | 28.2538 | 16.4871 | 0 | 0 | 0 | 11.7667 | 128.1864 |  | kWh | 0.0412 | -0.20993 | Commercial |  | Annual | [5 empty] | 11 | 0.96 |  |  |  | 0 | 47.3097 | 0 | 0 | 0 | 0 | 0 | 0 | 0 | 0 | 0 | 0 | 2006 Qtr 1: 0; 2006 Qtr 2: 0; 2006 Qtr 3: 0; 2006 Qtr 4: 47.3097; 2007 Qtr 1: 0; 2007 Qtr 2: 0; 2007 Qtr 3: 0; 2007 Qtr 4: 0; 2008 Qtr 1: 0; 2008 Qtr 2: 0; 2008 Qtr 3: 0; 2008 Qtr 4: 0 | 47.3097
0 | 234148-Premium T8 with T12 40 Watt Baseline |  | 10 | Commercial | 14-MLI-Manufacturing–LightIndustry-LIGHT | 0 |  |  |  |  | 13.9591 | 13.1897 | 0 | 0 | 0 | 0.7694 | 65.7677 |  | kWh | 0.020053 | -0.099718 | Commercial |  | Annual | [5 empty] | 11 | 0.96 |  |  |  | 0 | 40.0313 | 0 | 0 | 0 | 0 | 0 | 0 | 0 | 0 | 0 | 0 | 2006 Qtr 1: 0; 2006 Qtr 2: 0; 2006 Qtr 3: 0; 2006 Qtr 4: 40.0313; 2007 Qtr 1: 0; 2007 Qtr 2: 0; 2007 Qtr 3: 0; 2007 Qtr 4: 0; 2008 Qtr 1: 0; 2008 Qtr 2: 0; 2008 Qtr 3: 0; 2008 Qtr 4: 0 | 40.0313
0 | 234053-Lighting-Remove 4 Ft Lamp (De-Lamp) | COFL00AVDEL01 | 10 | Commercial | 14-MLI-Manufacturing–LightIndustry-LIGHT | 0 |  |  |  |  | 28.2538 | 16.4871 | 0 | 0 | 0 | 11.7667 | 101.5057 |  | kWh | 0.03095 | -0.1539 | Commercial |  | Annual | [5 empty] | 11 | 0.96 |  |  |  | 0 | 40.0313 | 0 | 0 | 0 | 0 | 0 | 0 | 0 | 0 | 0 | 0 | 2006 Qtr 1: 0; 2006 Qtr 2: 0; 2006 Qtr 3: 0; 2006 Qtr 4: 40.0313; 2007 Qtr 1: 0; 2007 Qtr 2: 0; 2007 Qtr 3: 0; 2007 Qtr 4: 0; 2008 Qtr 1: 0; 2008 Qtr 2: 0; 2008 Qtr 3: 0; 2008 Qtr 4: 0 | 40.0313
0 | 234148-Premium T8 with T12 40 Watt Baseline |  | 10 | Commercial | 01-ALC-AllCommercial-IntLight | 0 |  |  |  |  | 13.9591 | 13.1897 | 0 | 0 | 0 | 0.7694 | 83.0547 |  | kWh | 0.026694 | -0.13602 | Commercial |  | Annual | [5 empty] | 11 | 0.96 |  |  |  | 0 | 22.7451 | 0 | 0 | 0 | 0 | 0 | 0 | 0 | 0 | 0 | 0 | 2006 Qtr 1: 0; 2006 Qtr 2: 0; 2006 Qtr 3: 0; 2006 Qtr 4: 22.7451; 2007 Qtr 1: 0; 2007 Qtr 2: 0; 2007 Qtr 3: 0; 2007 Qtr 4: 0; 2008 Qtr 1: 0; 2008 Qtr 2: 0; 2008 Qtr 3: 0; 2008 Qtr 4: 0 | 22.7451
0 | 234053-Lighting-Remove 4 Ft Lamp (De-Lamp) | COFL00AVDEL01 | 10 | Commercial | 01-ALC-AllCommercial-IntLight | 0 |  |  |  |  | 28.2538 | 16.4871 | 0 | 0 | 0 | 11.7667 | 128.1864 |  | kWh | 0.0412 | -0.20993 | Commercial |  | Annual | [5 empty] | 11 | 0.96 |  |  |  | 0 | 16.3764 | 0 | 0 | 0 | 0 | 0 | 0 | 0 | 0 | 0 | 0 | 2006 Qtr 1: 0; 2006 Qtr 2: 0; 2006 Qtr 3: 0; 2006 Qtr 4: 16.3764; 2007 Qtr 1: 0; 2007 Qtr 2: 0; 2007 Qtr 3: 0; 2007 Qtr 4: 0; 2008 Qtr 1: 0; 2008 Qtr 2: 0; 2008 Qtr 3: 0; 2008 Qtr 4: 0 | 16.3764
0 | 234148-Premium T8 with T12 40 Watt Baseline |  | 10 | Commercial | 14-MLI-Manufacturing–LightIndustry-LIGHT | 0 |  |  |  |  | 13.9591 | 13.1897 | 0 | 0 | 0 | 0.7694 | 65.7677 |  | kWh | 0.020053 | -0.099718 | Commercial |  | Annual | [5 empty] | 11 | 0.96 |  |  |  | 0 | 7.2784 | 0 | 0 | 0 | 0 | 0 | 0 | 0 | 0 | 0 | 0 | 2006 Qtr 1: 0; 2006 Qtr 2: 0; 2006 Qtr 3: 0; 2006 Qtr 4: 7.2784; 2007 Qtr 1: 0; 2007 Qtr 2: 0; 2007 Qtr 3: 0; 2007 Qtr 4: 0; 2008 Qtr 1: 0; 2008 Qtr 2: 0; 2008 Qtr 3: 0; 2008 Qtr 4: 0 | 7.2784
0 | 234053-Lighting-Remove 4 Ft Lamp (De-Lamp) | COFL00AVDEL01 | 10 | Commercial | 14-MLI-Manufacturing–LightIndustry-LIGHT | 0 |  |  |  |  | 28.2538 | 16.4871 | 0 | 0 | 0 | 11.7667 | 101.5057 |  | kWh | 0.03095 | -0.1539 | Commercial |  | Annual | [5 empty] | 11 | 0.96 |  |  |  | 0 | 7.2784 | 0 | 0 | 0 | 0 | 0 | 0 | 0 | 0 | 0 | 0 | 2006 Qtr 1: 0; 2006 Qtr 2: 0; 2006 Qtr 3: 0; 2006 Qtr 4: 7.2784; 2007 Qtr 1: 0; 2007 Qtr 2: 0; 2007 Qtr 3: 0; 2007 Qtr 4: 0; 2008 Qtr 1: 0; 2008 Qtr 2: 0; 2008 Qtr 3: 0; 2008 Qtr 4: 0 | 7.2784
0 | 234148-Premium T8 with T12 40 Watt Baseline |  | 10 | Commercial | 23-RTL-Retail–SingleStorylarge-LIT_INT | 0 |  |  |  |  | 13.9591 | 13.1897 | 0 | 0 | 0 | 0.7694 | 76.5896 |  | kWh | 0.022811 | -0.16553 | Commercial |  | Annual | [5 empty] | 11 | 0.96 |  |  |  | 0 | 18.196 | 0 | 0 | 0 | 0 | 0 | 0 | 0 | 0 | 0 | 0 | 2006 Qtr 1: 0; 2006 Qtr 2: 0; 2006 Qtr 3: 18.196; 2006 Qtr 4: 0; 2007 Qtr 1: 0; 2007 Qtr 2: 0; 2007 Qtr 3: 0; 2007 Qtr 4: 0; 2008 Qtr 1: 0; 2008 Qtr 2: 0; 2008 Qtr 3: 0; 2008 Qtr 4: 0 | 18.196
0 | 234053-Lighting-Remove 4 Ft Lamp (De-Lamp) | COFL00AVDEL01 | 10 | Commercial | 23-RTL-Retail–SingleStorylarge-LIT_INT | 0 |  |  |  |  | 28.2538 | 16.4871 | 0 | 0 | 0 | 11.7667 | 118.2081 |  | kWh | 0.035207 | -0.25548 | Commercial |  | Annual | [5 empty] | 11 | 0.96 |  |  |  | 0 | 18.196 | 0 | 0 | 0 | 0 | 0 | 0 | 0 | 0 | 0 | 0 | 2006 Qtr 1: 0; 2006 Qtr 2: 0; 2006 Qtr 3: 18.196; 2006 Qtr 4: 0; 2007 Qtr 1: 0; 2007 Qtr 2: 0; 2007 Qtr 3: 0; 2007 Qtr 4: 0; 2008 Qtr 1: 0; 2008 Qtr 2: 0; 2008 Qtr 3: 0; 2008 Qtr 4: 0 | 18.196
0 | 234049-Lighting-LED Exit Sign New Sign | CALC00AVETS01 | 10 | Commercial | 02-ASM-Assembly-Exit | 0 |  |  |  |  | 65.3696 | 45 | 0 | 0 | 0 | 20.3696 | 351.311 |  | kWh | 0 | 0 | Commercial |  | Annual | [5 empty] | 16 | 0.96 |  |  |  | 0 | 1 | 0 | 0 | 0 | 0 | 0 | 0 | 0 | 0 | 0 | 0 | 2006 Qtr 1: 0; 2006 Qtr 2: 0; 2006 Qtr 3: 1; 2006 Qtr 4: 0; 2007 Qtr 1: 0; 2007 Qtr 2: 0; 2007 Qtr 3: 0; 2007 Qtr 4: 0; 2008 Qtr 1: 0; 2008 Qtr 2: 0; 2008 Qtr 3: 0; 2008 Qtr 4: 0 | 1
0 | 234128-Refrigerator - Early Replacement |  | 7 | Commercial | 01-ALC-AllCommercial-Refrig | 0 |  |  |  |  | 272 | 275 | 0 | 0 | 0 | -3 | 1040.577 |  | kWh | 0.13613 | 0 | Commercial |  | Annual | [5 empty] | 6 | 0.96 |  |  |  | 0 | 2 | 0 | 0 | 0 | 0 | 0 | 0 | 0 | 0 | 0 | 0 | 2006 Qtr 1: 0; 2006 Qtr 2: 0; 2006 Qtr 3: 2; 2006 Qtr 4: 0; 2007 Qtr 1: 0; 2007 Qtr 2: 0; 2007 Qtr 3: 0; 2007 Qtr 4: 0; 2008 Qtr 1: 0; 2008 Qtr 2: 0; 2008 Qtr 3: 0; 2008 Qtr 4: 0 | 2
0 | 234148-Premium T8 with T12 40 Watt Baseline |  | 7 | Commercial | 01-ALC-AllCommercial-IntLight | 0 |  |  |  |  | 13.9591 | 13.1897 | 0 | 0 | 0 | 0.7694 | 74.8184 |  | kWh | 0.022603 | -0.12253 | Commercial |  | Annual | [5 empty] | 11 | 0.96 |  |  |  | 0 | 14.5568 | 0 | 0 | 0 | 0 | 0 | 0 | 0 | 0 | 0 | 0 | 2006 Qtr 1: 0; 2006 Qtr 2: 0; 2006 Qtr 3: 0; 2006 Qtr 4: 14.5568; 2007 Qtr 1: 0; 2007 Qtr 2: 0; 2007 Qtr 3: 0; 2007 Qtr 4: 0; 2008 Qtr 1: 0; 2008 Qtr 2: 0; 2008 Qtr 3: 0; 2008 Qtr 4: 0 | 14.5568
0 | 234053-Lighting-Remove 4 Ft Lamp (De-Lamp) | COFL00AVDEL01 | 7 | Commercial | 01-ALC-AllCommercial-IntLight | 0 |  |  |  |  | 28.2538 | 16.4871 | 0 | 0 | 0 | 11.7667 | 115.4744 |  | kWh | 0.034885 | -0.18911 | Commercial |  | Annual | [5 empty] | 11 | 0.96 |  |  |  | 0 | 14.5568 | 0 | 0 | 0 | 0 | 0 | 0 | 0 | 0 | 0 | 0 | 2006 Qtr 1: 0; 2006 Qtr 2: 0; 2006 Qtr 3: 0; 2006 Qtr 4: 14.5568; 2007 Qtr 1: 0; 2007 Qtr 2: 0; 2007 Qtr 3: 0; 2007 Qtr 4: 0; 2008 Qtr 1: 0; 2008 Qtr 2: 0; 2008 Qtr 3: 0; 2008 Qtr 4: 0 | 14.5568
0 | 234148-Premium T8 with T12 40 Watt Baseline |  | 7 | Commercial | 14-MLI-Manufacturing–LightIndustry-LIGHT | 0 |  |  |  |  | 13.9591 | 13.1897 | 0 | 0 | 0 | 0.7694 | 64.9241 |  | kWh | 0.020063 | -0.083941 | Commercial |  | Annual | [5 empty] | 11 | 0.96 |  |  |  | 0 | 23.6549 | 0 | 0 | 0 | 0 | 0 | 0 | 0 | 0 | 0 | 0 | 2006 Qtr 1: 0; 2006 Qtr 2: 0; 2006 Qtr 3: 0; 2006 Qtr 4: 23.6549; 2007 Qtr 1: 0; 2007 Qtr 2: 0; 2007 Qtr 3: 0; 2007 Qtr 4: 0; 2008 Qtr 1: 0; 2008 Qtr 2: 0; 2008 Qtr 3: 0; 2008 Qtr 4: 0 | 23.6549
0 | 234053-Lighting-Remove 4 Ft Lamp (De-Lamp) | COFL00AVDEL01 | 7 | Commercial | 14-MLI-Manufacturing–LightIndustry-LIGHT | 0 |  |  |  |  | 28.2538 | 16.4871 | 0 | 0 | 0 | 11.7667 | 100.2037 |  | kWh | 0.030965 | -0.12955 | Commercial |  | Annual | [5 empty] | 11 | 0.96 |  |  |  | 0 | 23.6549 | 0 | 0 | 0 | 0 | 0 | 0 | 0 | 0 | 0 | 0 | 2006 Qtr 1: 0; 2006 Qtr 2: 0; 2006 Qtr 3: 0; 2006 Qtr 4: 23.6549; 2007 Qtr 1: 0; 2007 Qtr 2: 0; 2007 Qtr 3: 0; 2007 Qtr 4: 0; 2008 Qtr 1: 0; 2008 Qtr 2: 0; 2008 Qtr 3: 0; 2008 Qtr 4: 0 | 23.6549
0 | 234148-Premium T8 with T12 40 Watt Baseline |  | 7 | Commercial | 01-ALC-AllCommercial-IntLight | 0 |  |  |  |  | 13.9591 | 13.1897 | 0 | 0 | 0 | 0.7694 | 64.9358 |  | kWh | 0.020124 | -0.10634 | Commercial |  | Annual | [5 empty] | 11 | 0.96 |  |  |  | 0 | 29.1137 | 0 | 0 | 0 | 0 | 0 | 0 | 0 | 0 | 0 | 0 | 2006 Qtr 1: 0; 2006 Qtr 2: 0; 2006 Qtr 3: 0; 2006 Qtr 4: 29.1137; 2007 Qtr 1: 0; 2007 Qtr 2: 0; 2007 Qtr 3: 0; 2007 Qtr 4: 0; 2008 Qtr 1: 0; 2008 Qtr 2: 0; 2008 Qtr 3: 0; 2008 Qtr 4: 0 | 29.1137
0 | 234053-Lighting-Remove 4 Ft Lamp (De-Lamp) | COFL00AVDEL01 | 7 | Commercial | 01-ALC-AllCommercial-IntLight | 0 |  |  |  |  | 28.2538 | 16.4871 | 0 | 0 | 0 | 11.7667 | 100.2216 |  | kWh | 0.031059 | -0.16413 | Commercial |  | Annual | [5 empty] | 11 | 0.96 |  |  |  | 0 | 29.1137 | 0 | 0 | 0 | 0 | 0 | 0 | 0 | 0 | 0 | 0 | 2006 Qtr 1: 0; 2006 Qtr 2: 0; 2006 Qtr 3: 0; 2006 Qtr 4: 29.1137; 2007 Qtr 1: 0; 2007 Qtr 2: 0; 2007 Qtr 3: 0; 2007 Qtr 4: 0; 2008 Qtr 1: 0; 2008 Qtr 2: 0; 2008 Qtr 3: 0; 2008 Qtr 4: 0 | 29.1137
0 | 234049-Lighting-LED Exit Sign New Sign | CALC00AVETS01 | 7 | Commercial | 02-ASM-Assembly-Exit | 0 |  |  |  |  | 65.3696 | 45 | 0 | 0 | 0 | 20.3696 | 351.311 |  | kWh | 0 | 0 | Commercial |  | Annual | [5 empty] | 16 | 0.96 |  |  |  | 0 | 2 | 0 | 0 | 0 | 0 | 0 | 0 | 0 | 0 | 0 | 0 | 2006 Qtr 1: 0; 2006 Qtr 2: 0; 2006 Qtr 3: 0; 2006 Qtr 4: 2; 2007 Qtr 1: 0; 2007 Qtr 2: 0; 2007 Qtr 3: 0; 2007 Qtr 4: 0; 2008 Qtr 1: 0; 2008 Qtr 2: 0; 2008 Qtr 3: 0; 2008 Qtr 4: 0 | 2
0 | 234148-Premium T8 with T12 40 Watt Baseline |  | 7 | Commercial | 01-ALC-AllCommercial-IntLight | 0 |  |  |  |  | 13.9591 | 13.1897 | 0 | 0 | 0 | 0.7694 | 74.8184 |  | kWh | 0.022603 | -0.12253 | Commercial |  | Annual | [5 empty] | 11 | 0.96 |  |  |  | 0 | 18.196 | 0 | 0 | 0 | 0 | 0 | 0 | 0 | 0 | 0 | 0 | 2006 Qtr 1: 0; 2006 Qtr 2: 0; 2006 Qtr 3: 0; 2006 Qtr 4: 18.196; 2007 Qtr 1: 0; 2007 Qtr 2: 0; 2007 Qtr 3: 0; 2007 Qtr 4: 0; 2008 Qtr 1: 0; 2008 Qtr 2: 0; 2008 Qtr 3: 0; 2008 Qtr 4: 0 | 18.196
0 | 234053-Lighting-Remove 4 Ft Lamp (De-Lamp) | COFL00AVDEL01 | 7 | Commercial | 01-ALC-AllCommercial-IntLight | 0 |  |  |  |  | 28.2538 | 16.4871 | 0 | 0 | 0 | 11.7667 | 115.4744 |  | kWh | 0.034885 | -0.18911 | Commercial |  | Annual | [5 empty] | 11 | 0.96 |  |  |  | 0 | 18.196 | 0 | 0 | 0 | 0 | 0 | 0 | 0 | 0 | 0 | 0 | 2006 Qtr 1: 0; 2006 Qtr 2: 0; 2006 Qtr 3: 0; 2006 Qtr 4: 18.196; 2007 Qtr 1: 0; 2007 Qtr 2: 0; 2007 Qtr 3: 0; 2007 Qtr 4: 0; 2008 Qtr 1: 0; 2008 Qtr 2: 0; 2008 Qtr 3: 0; 2008 Qtr 4: 0 | 18.196
0 | 234083-Refrigeration -Cooler/Freezer Door Gaskets - Glass Doors |  | 10 | Commercial | 01-ALC-AllCommercial-Refrig | 0 |  |  |  |  | 3.9999 | 4 | 0 | 0 | 0 | -5.535e-05 | 104.55 |  | kWh | 0.01195 | 0 | Commercial |  | Annual | [5 empty] | 4 | 0.96 |  |  |  | 0 | 534 | 0 | 0 | 0 | 0 | 0 | 0 | 0 | 0 | 0 | 0 | 2006 Qtr 1: 0; 2006 Qtr 2: 0; 2006 Qtr 3: 0; 2006 Qtr 4: 534; 2007 Qtr 1: 0; 2007 Qtr 2: 0; 2007 Qtr 3: 0; 2007 Qtr 4: 0; 2008 Qtr 1: 0; 2008 Qtr 2: 0; 2008 Qtr 3: 0; 2008 Qtr 4: 0 | 534
0 | 234148-Premium T8 with T12 40 Watt Baseline |  | 7 | Commercial | 01-ALC-AllCommercial-IntLight | 0 |  |  |  |  | 13.9591 | 13.1897 | 0 | 0 | 0 | 0.7694 | 74.8184 |  | kWh | 0.022603 | -0.12253 | Commercial |  | Annual | [5 empty] | 11 | 0.96 |  |  |  | 0 | 61.8665 | 0 | 0 | 0 | 0 | 0 | 0 | 0 | 0 | 0 | 0 | 2006 Qtr 1: 0; 2006 Qtr 2: 0; 2006 Qtr 3: 0; 2006 Qtr 4: 61.8665; 2007 Qtr 1: 0; 2007 Qtr 2: 0; 2007 Qtr 3: 0; 2007 Qtr 4: 0; 2008 Qtr 1: 0; 2008 Qtr 2: 0; 2008 Qtr 3: 0; 2008 Qtr 4: 0 | 61.8665
0 | 234053-Lighting-Remove 4 Ft Lamp (De-Lamp) | COFL00AVDEL01 | 7 | Commercial | 01-ALC-AllCommercial-IntLight | 0 |  |  |  |  | 28.2538 | 16.4871 | 0 | 0 | 0 | 11.7667 | 100.2216 |  | kWh | 0.031059 | -0.16413 | Commercial |  | Annual | [5 empty] | 11 | 0.96 |  |  |  | 0 | 25.4745 | 0 | 0 | 0 | 0 | 0 | 0 | 0 | 0 | 0 | 0 | 2006 Qtr 1: 0; 2006 Qtr 2: 0; 2006 Qtr 3: 0; 2006 Qtr 4: 25.4745; 2007 Qtr 1: 0; 2007 Qtr 2: 0; 2007 Qtr 3: 0; 2007 Qtr 4: 0; 2008 Qtr 1: 0; 2008 Qtr 2: 0; 2008 Qtr 3: 0; 2008 Qtr 4: 0 | 25.4745
0 | 234148-Premium T8 with T12 40 Watt Baseline |  | 7 | Commercial | 01-ALC-AllCommercial-IntLight | 0 |  |  |  |  | 13.9591 | 13.1897 | 0 | 0 | 0 | 0.7694 | 64.9358 |  | kWh | 0.020124 | -0.10634 | Commercial |  | Annual | [5 empty] | 11 | 0.96 |  |  |  | 0 | 25.4745 | 0 | 0 | 0 | 0 | 0 | 0 | 0 | 0 | 0 | 0 | 2006 Qtr 1: 0; 2006 Qtr 2: 0; 2006 Qtr 3: 0; 2006 Qtr 4: 25.4745; 2007 Qtr 1: 0; 2007 Qtr 2: 0; 2007 Qtr 3: 0; 2007 Qtr 4: 0; 2008 Qtr 1: 0; 2008 Qtr 2: 0; 2008 Qtr 3: 0; 2008 Qtr 4: 0 | 25.4745
0 | 234148-Premium T8 with T12 40 Watt Baseline |  | 7 | Commercial | 14-MLI-Manufacturing–LightIndustry-LIGHT | 0 |  |  |  |  | 13.9591 | 13.1897 | 0 | 0 | 0 | 0.7694 | 64.9241 |  | kWh | 0.020063 | -0.083941 | Commercial |  | Annual | [5 empty] | 11 | 0.96 |  |  |  | 0 | 35.4823 | 0 | 0 | 0 | 0 | 0 | 0 | 0 | 0 | 0 | 0 | 2006 Qtr 1: 0; 2006 Qtr 2: 0; 2006 Qtr 3: 0; 2006 Qtr 4: 35.4823; 2007 Qtr 1: 0; 2007 Qtr 2: 0; 2007 Qtr 3: 0; 2007 Qtr 4: 0; 2008 Qtr 1: 0; 2008 Qtr 2: 0; 2008 Qtr 3: 0; 2008 Qtr 4: 0 | 35.4823
0 | 234148-Premium T8 with T12 40 Watt Baseline |  | 7 | Commercial | 23-RTL-Retail–SingleStorylarge-LIT_INT | 0 |  |  |  |  | 13.9591 | 13.1897 | 0 | 0 | 0 | 0.7694 | 76.7101 |  | kWh | 0.022922 | -0.10435 | Commercial |  | Annual | [5 empty] | 11 | 0.96 |  |  |  | 0 | 47.3097 | 0 | 0 | 0 | 0 | 0 | 0 | 0 | 0 | 0 | 0 | 2006 Qtr 1: 0; 2006 Qtr 2: 0; 2006 Qtr 3: 0; 2006 Qtr 4: 47.3097; 2007 Qtr 1: 0; 2007 Qtr 2: 0; 2007 Qtr 3: 0; 2007 Qtr 4: 0; 2008 Qtr 1: 0; 2008 Qtr 2: 0; 2008 Qtr 3: 0; 2008 Qtr 4: 0 | 47.3097
0 | 234148-Premium T8 with T12 40 Watt Baseline |  | 10 | Commercial | 14-MLI-Manufacturing–LightIndustry-LIGHT | 0 |  |  |  |  | 13.9591 | 13.1897 | 0 | 0 | 0 | 0.7694 | 65.7677 |  | kWh | 0.020053 | -0.099718 | Commercial |  | Annual | [5 empty] | 11 | 0.96 |  |  |  | 0 | 58.2273 | 0 | 0 | 0 | 0 | 0 | 0 | 0 | 0 | 0 | 0 | 2006 Qtr 1: 0; 2006 Qtr 2: 0; 2006 Qtr 3: 0; 2006 Qtr 4: 58.2273; 2007 Qtr 1: 0; 2007 Qtr 2: 0; 2007 Qtr 3: 0; 2007 Qtr 4: 0; 2008 Qtr 1: 0; 2008 Qtr 2: 0; 2008 Qtr 3: 0; 2008 Qtr 4: 0 | 58.2273
0 | 234053-Lighting-Remove 4 Ft Lamp (De-Lamp) | COFL00AVDEL01 | 10 | Commercial | 14-MLI-Manufacturing–LightIndustry-LIGHT | 0 |  |  |  |  | 28.2538 | 16.4871 | 0 | 0 | 0 | 11.7667 | 101.5057 |  | kWh | 0.03095 | -0.1539 | Commercial |  | Annual | [5 empty] | 11 | 0.96 |  |  |  | 0 | 14.5568 | 0 | 0 | 0 | 0 | 0 | 0 | 0 | 0 | 0 | 0 | 2006 Qtr 1: 0; 2006 Qtr 2: 0; 2006 Qtr 3: 0; 2006 Qtr 4: 14.5568; 2007 Qtr 1: 0; 2007 Qtr 2: 0; 2007 Qtr 3: 0; 2007 Qtr 4: 0; 2008 Qtr 1: 0; 2008 Qtr 2: 0; 2008 Qtr 3: 0; 2008 Qtr 4: 0 | 14.5568
0 | 234148-Premium T8 with T12 40 Watt Baseline |  | 10 | Commercial | 01-ALC-AllCommercial-IntLight | 0 |  |  |  |  | 13.9591 | 13.1897 | 0 | 0 | 0 | 0.7694 | 83.0547 |  | kWh | 0.026694 | -0.13602 | Commercial |  | Annual | [5 empty] | 11 | 0.96 |  |  |  | 0 | 9.098 | 0 | 0 | 0 | 0 | 0 | 0 | 0 | 0 | 0 | 0 | 2006 Qtr 1: 0; 2006 Qtr 2: 0; 2006 Qtr 3: 0; 2006 Qtr 4: 9.098; 2007 Qtr 1: 0; 2007 Qtr 2: 0; 2007 Qtr 3: 0; 2007 Qtr 4: 0; 2008 Qtr 1: 0; 2008 Qtr 2: 0; 2008 Qtr 3: 0; 2008 Qtr 4: 0 | 9.098
0 | 234053-Lighting-Remove 4 Ft Lamp (De-Lamp) | COFL00AVDEL01 | 10 | Commercial | 01-ALC-AllCommercial-IntLight | 0 |  |  |  |  | 28.2538 | 16.4871 | 0 | 0 | 0 | 11.7667 | 128.1864 |  | kWh | 0.0412 | -0.20993 | Commercial |  | Annual | [5 empty] | 11 | 0.96 |  |  |  | 0 | 14.5568 | 0 | 0 | 0 | 0 | 0 | 0 | 0 | 0 | 0 | 0 | 2006 Qtr 1: 0; 2006 Qtr 2: 0; 2006 Qtr 3: 0; 2006 Qtr 4: 14.5568; 2007 Qtr 1: 0; 2007 Qtr 2: 0; 2007 Qtr 3: 0; 2007 Qtr 4: 0; 2008 Qtr 1: 0; 2008 Qtr 2: 0; 2008 Qtr 3: 0; 2008 Qtr 4: 0 | 14.5568
0 | 234148-Premium T8 with T12 40 Watt Baseline |  | 10 | Commercial | 01-ALC-AllCommercial-IntLight | 0 |  |  |  |  | 13.9591 | 13.1897 | 0 | 0 | 0 | 0.7694 | 74.8184 |  | kWh | 0.022603 | -0.12253 | Commercial |  | Annual | [5 empty] | 11 | 0.96 |  |  |  | 0 | 78.243 | 0 | 0 | 0 | 0 | 0 | 0 | 0 | 0 | 0 | 0 | 2006 Qtr 1: 0; 2006 Qtr 2: 0; 2006 Qtr 3: 0; 2006 Qtr 4: 78.243; 2007 Qtr 1: 0; 2007 Qtr 2: 0; 2007 Qtr 3: 0; 2007 Qtr 4: 0; 2008 Qtr 1: 0; 2008 Qtr 2: 0; 2008 Qtr 3: 0; 2008 Qtr 4: 0 | 78.243
0 | 234053-Lighting-Remove 4 Ft Lamp (De-Lamp) | COFL00AVDEL01 | 10 | Commercial | 01-ALC-AllCommercial-IntLight | 0 |  |  |  |  | 28.2538 | 16.4871 | 0 | 0 | 0 | 11.7667 | 115.4744 |  | kWh | 0.034885 | -0.18911 | Commercial |  | Annual | [5 empty] | 11 | 0.96 |  |  |  | 0 | 78.243 | 0 | 0 | 0 | 0 | 0 | 0 | 0 | 0 | 0 | 0 | 2006 Qtr 1: 0; 2006 Qtr 2: 0; 2006 Qtr 3: 0; 2006 Qtr 4: 78.243; 2007 Qtr 1: 0; 2007 Qtr 2: 0; 2007 Qtr 3: 0; 2007 Qtr 4: 0; 2008 Qtr 1: 0; 2008 Qtr 2: 0; 2008 Qtr 3: 0; 2008 Qtr 4: 0 | 78.243
0 | 234148-Premium T8 with T12 40 Watt Baseline |  | 10 | Commercial | 01-ALC-AllCommercial-IntLight | 0 |  |  |  |  | 13.9591 | 13.1897 | 0 | 0 | 0 | 0.7694 | 74.8184 |  | kWh | 0.022603 | -0.12253 | Commercial |  | Annual | [5 empty] | 11 | 0.96 |  |  |  | 0 | 32.7529 | 0 | 0 | 0 | 0 | 0 | 0 | 0 | 0 | 0 | 0 | 2006 Qtr 1: 0; 2006 Qtr 2: 0; 2006 Qtr 3: 0; 2006 Qtr 4: 32.7529; 2007 Qtr 1: 0; 2007 Qtr 2: 0; 2007 Qtr 3: 0; 2007 Qtr 4: 0; 2008 Qtr 1: 0; 2008 Qtr 2: 0; 2008 Qtr 3: 0; 2008 Qtr 4: 0 | 32.7529
0 | 234053-Lighting-Remove 4 Ft Lamp (De-Lamp) | COFL00AVDEL01 | 10 | Commercial | 01-ALC-AllCommercial-IntLight | 0 |  |  |  |  | 28.2538 | 16.4871 | 0 | 0 | 0 | 11.7667 | 115.4744 |  | kWh | 0.034885 | -0.18911 | Commercial |  | Annual | [5 empty] | 11 | 0.96 |  |  |  | 0 | 36.3921 | 0 | 0 | 0 | 0 | 0 | 0 | 0 | 0 | 0 | 0 | 2006 Qtr 1: 0; 2006 Qtr 2: 0; 2006 Qtr 3: 0; 2006 Qtr 4: 36.3921; 2007 Qtr 1: 0; 2007 Qtr 2: 0; 2007 Qtr 3: 0; 2007 Qtr 4: 0; 2008 Qtr 1: 0; 2008 Qtr 2: 0; 2008 Qtr 3: 0; 2008 Qtr 4: 0 | 36.3921
0 | 234053-Lighting-Remove 4 Ft Lamp (De-Lamp) | COFL00AVDEL01 | 10 | Commercial | 14-MLI-Manufacturing–LightIndustry-LIGHT | 0 |  |  |  |  | 28.2538 | 16.4871 | 0 | 0 | 0 | 11.7667 | 101.5057 |  | kWh | 0.03095 | -0.1539 | Commercial |  | Annual | [5 empty] | 11 | 0.96 |  |  |  | 0 | 45.4901 | 0 | 0 | 0 | 0 | 0 | 0 | 0 | 0 | 0 | 0 | 2006 Qtr 1: 0; 2006 Qtr 2: 0; 2006 Qtr 3: 0; 2006 Qtr 4: 45.4901; 2007 Qtr 1: 0; 2007 Qtr 2: 0; 2007 Qtr 3: 0; 2007 Qtr 4: 0; 2008 Qtr 1: 0; 2008 Qtr 2: 0; 2008 Qtr 3: 0; 2008 Qtr 4: 0 | 45.4901
0 | 234148-Premium T8 with T12 40 Watt Baseline |  | 10 | Commercial | 14-MLI-Manufacturing–LightIndustry-LIGHT | 0 |  |  |  |  | 13.9591 | 13.1897 | 0 | 0 | 0 | 0.7694 | 65.7677 |  | kWh | 0.020053 | -0.099718 | Commercial |  | Annual | [5 empty] | 11 | 0.96 |  |  |  | 0 | 57.3175 | 0 | 0 | 0 | 0 | 0 | 0 | 0 | 0 | 0 | 0 | 2006 Qtr 1: 0; 2006 Qtr 2: 0; 2006 Qtr 3: 0; 2006 Qtr 4: 57.3175; 2007 Qtr 1: 0; 2007 Qtr 2: 0; 2007 Qtr 3: 0; 2007 Qtr 4: 0; 2008 Qtr 1: 0; 2008 Qtr 2: 0; 2008 Qtr 3: 0; 2008 Qtr 4: 0 | 57.3175
0 | 234148-Premium T8 with T12 40 Watt Baseline |  | 7 | Commercial | 01-ALC-AllCommercial-IntLight | 0 |  |  |  |  | 13.9591 | 13.1897 | 0 | 0 | 0 | 0.7694 | 74.8184 |  | kWh | 0.022603 | -0.12253 | Commercial |  | Annual | [5 empty] | 11 | 0.96 |  |  |  | 0 | 6.3686 | 0 | 0 | 0 | 0 | 0 | 0 | 0 | 0 | 0 | 0 | 2006 Qtr 1: 0; 2006 Qtr 2: 0; 2006 Qtr 3: 0; 2006 Qtr 4: 6.3686; 2007 Qtr 1: 0; 2007 Qtr 2: 0; 2007 Qtr 3: 0; 2007 Qtr 4: 0; 2008 Qtr 1: 0; 2008 Qtr 2: 0; 2008 Qtr 3: 0; 2008 Qtr 4: 0 | 6.3686
0 | 234053-Lighting-Remove 4 Ft Lamp (De-Lamp) | COFL00AVDEL01 | 7 | Commercial | 01-ALC-AllCommercial-IntLight | 0 |  |  |  |  | 28.2538 | 16.4871 | 0 | 0 | 0 | 11.7667 | 115.4744 |  | kWh | 0.034885 | -0.18911 | Commercial |  | Annual | [5 empty] | 11 | 0.96 |  |  |  | 0 | 12.7372 | 0 | 0 | 0 | 0 | 0 | 0 | 0 | 0 | 0 | 0 | 2006 Qtr 1: 0; 2006 Qtr 2: 0; 2006 Qtr 3: 0; 2006 Qtr 4: 12.7372; 2007 Qtr 1: 0; 2007 Qtr 2: 0; 2007 Qtr 3: 0; 2007 Qtr 4: 0; 2008 Qtr 1: 0; 2008 Qtr 2: 0; 2008 Qtr 3: 0; 2008 Qtr 4: 0 | 12.7372
0 | 234128-Refrigerator - Early Replacement |  | 7 | Commercial | 01-ALC-AllCommercial-Refrig | 0 |  |  |  |  | 272 | 275 | 0 | 0 | 0 | -3 | 1040.577 |  | kWh | 0.13613 | 0 | Commercial |  | Annual | [5 empty] | 6 | 0.96 |  |  |  | 0 | 1 | 0 | 0 | 0 | 0 | 0 | 0 | 0 | 0 | 0 | 0 | 2006 Qtr 1: 0; 2006 Qtr 2: 0; 2006 Qtr 3: 1; 2006 Qtr 4: 0; 2007 Qtr 1: 0; 2007 Qtr 2: 0; 2007 Qtr 3: 0; 2007 Qtr 4: 0; 2008 Qtr 1: 0; 2008 Qtr 2: 0; 2008 Qtr 3: 0; 2008 Qtr 4: 0 | 1
0 | 234148-Premium T8 with T12 40 Watt Baseline |  | 7 | Commercial | 01-ALC-AllCommercial-IntLight | 0 |  |  |  |  | 13.9591 | 13.1897 | 0 | 0 | 0 | 0.7694 | 83.0547 |  | kWh | 0.026694 | -0.13602 | Commercial |  | Annual | [5 empty] | 11 | 0.96 |  |  |  | 0 | 20.0156 | 0 | 0 | 0 | 0 | 0 | 0 | 0 | 0 | 0 | 0 | 2006 Qtr 1: 0; 2006 Qtr 2: 0; 2006 Qtr 3: 0; 2006 Qtr 4: 20.0156; 2007 Qtr 1: 0; 2007 Qtr 2: 0; 2007 Qtr 3: 0; 2007 Qtr 4: 0; 2008 Qtr 1: 0; 2008 Qtr 2: 0; 2008 Qtr 3: 0; 2008 Qtr 4: 0 | 20.0156
0 | 234053-Lighting-Remove 4 Ft Lamp (De-Lamp) | COFL00AVDEL01 | 7 | Commercial | 01-ALC-AllCommercial-IntLight | 0 |  |  |  |  | 28.2538 | 16.4871 | 0 | 0 | 0 | 11.7667 | 128.1864 |  | kWh | 0.0412 | -0.20993 | Commercial |  | Annual | [5 empty] | 11 | 0.96 |  |  |  | 0 | 38.2117 | 0 | 0 | 0 | 0 | 0 | 0 | 0 | 0 | 0 | 0 | 2006 Qtr 1: 0; 2006 Qtr 2: 0; 2006 Qtr 3: 0; 2006 Qtr 4: 38.2117; 2007 Qtr 1: 0; 2007 Qtr 2: 0; 2007 Qtr 3: 0; 2007 Qtr 4: 0; 2008 Qtr 1: 0; 2008 Qtr 2: 0; 2008 Qtr 3: 0; 2008 Qtr 4: 0 | 38.2117
0 | 234148-Premium T8 with T12 40 Watt Baseline |  | 7 | Commercial | 01-ALC-AllCommercial-IntLight | 0 |  |  |  |  | 13.9591 | 13.1897 | 0 | 0 | 0 | 0.7694 | 69.1977 |  | kWh | 0.022275 | -0.11332 | Commercial |  | Annual | [5 empty] | 11 | 0.96 |  |  |  | 0 | 16.3764 | 0 | 0 | 0 | 0 | 0 | 0 | 0 | 0 | 0 | 0 | 2006 Qtr 1: 0; 2006 Qtr 2: 0; 2006 Qtr 3: 0; 2006 Qtr 4: 16.3764; 2007 Qtr 1: 0; 2007 Qtr 2: 0; 2007 Qtr 3: 0; 2007 Qtr 4: 0; 2008 Qtr 1: 0; 2008 Qtr 2: 0; 2008 Qtr 3: 0; 2008 Qtr 4: 0 | 16.3764
0 | 234053-Lighting-Remove 4 Ft Lamp (De-Lamp) | COFL00AVDEL01 | 7 | Commercial | 01-ALC-AllCommercial-IntLight | 0 |  |  |  |  | 28.2538 | 16.4871 | 0 | 0 | 0 | 11.7667 | 106.7995 |  | kWh | 0.03438 | -0.1749 | Commercial |  | Annual | [5 empty] | 11 | 0.96 |  |  |  | 0 | 20.0156 | 0 | 0 | 0 | 0 | 0 | 0 | 0 | 0 | 0 | 0 | 2006 Qtr 1: 0; 2006 Qtr 2: 0; 2006 Qtr 3: 0; 2006 Qtr 4: 20.0156; 2007 Qtr 1: 0; 2007 Qtr 2: 0; 2007 Qtr 3: 0; 2007 Qtr 4: 0; 2008 Qtr 1: 0; 2008 Qtr 2: 0; 2008 Qtr 3: 0; 2008 Qtr 4: 0 | 20.0156
0 | 234049-Lighting-LED Exit Sign New Sign | CALC00AVETS01 | 7 | Commercial | 02-ASM-Assembly-Exit | 0 |  |  |  |  | 65.3696 | 45 | 0 | 0 | 0 | 20.3696 | 351.311 |  | kWh | 0 | 0 | Commercial |  | Annual | [5 empty] | 16 | 0.96 |  |  |  | 0 | 1 | 0 | 0 | 0 | 0 | 0 | 0 | 0 | 0 | 0 | 0 | 2006 Qtr 1: 0; 2006 Qtr 2: 0; 2006 Qtr 3: 0; 2006 Qtr 4: 1; 2007 Qtr 1: 0; 2007 Qtr 2: 0; 2007 Qtr 3: 0; 2007 Qtr 4: 0; 2008 Qtr 1: 0; 2008 Qtr 2: 0; 2008 Qtr 3: 0; 2008 Qtr 4: 0 | 1
0 | 234148-Premium T8 with T12 40 Watt Baseline |  | 7 | Commercial | 18-OFS-Office–Small-IntLight | 0 |  |  |  |  | 13.9591 | 13.1897 | 0 | 0 | 0 | 0.7694 | 67.9198 |  | kWh | 0.020374 | -0.019752 | Commercial |  | Annual | [5 empty] | 11 | 0.96 |  |  |  | 0 | 23.6549 | 0 | 0 | 0 | 0 | 0 | 0 | 0 | 0 | 0 | 0 | 2006 Qtr 1: 0; 2006 Qtr 2: 0; 2006 Qtr 3: 0; 2006 Qtr 4: 23.6549; 2007 Qtr 1: 0; 2007 Qtr 2: 0; 2007 Qtr 3: 0; 2007 Qtr 4: 0; 2008 Qtr 1: 0; 2008 Qtr 2: 0; 2008 Qtr 3: 0; 2008 Qtr 4: 0 | 23.6549
0 | 234053-Lighting-Remove 4 Ft Lamp (De-Lamp) | COFL00AVDEL01 | 7 | Commercial | 18-OFS-Office–Small-IntLight | 0 |  |  |  |  | 28.2538 | 16.4871 | 0 | 0 | 0 | 11.7667 | 104.8272 |  | kWh | 0.031445 | -0.030485 | Commercial |  | Annual | [5 empty] | 11 | 0.96 |  |  |  | 0 | 23.6549 | 0 | 0 | 0 | 0 | 0 | 0 | 0 | 0 | 0 | 0 | 2006 Qtr 1: 0; 2006 Qtr 2: 0; 2006 Qtr 3: 0; 2006 Qtr 4: 23.6549; 2007 Qtr 1: 0; 2007 Qtr 2: 0; 2007 Qtr 3: 0; 2007 Qtr 4: 0; 2008 Qtr 1: 0; 2008 Qtr 2: 0; 2008 Qtr 3: 0; 2008 Qtr 4: 0 | 23.6549
0 | 234148-Premium T8 with T12 40 Watt Baseline |  | 10 | Commercial | 01-ALC-AllCommercial-IntLight | 0 |  |  |  |  | 13.9591 | 13.1897 | 0 | 0 | 0 | 0.7694 | 74.8184 |  | kWh | 0.022603 | -0.12253 | Commercial |  | Annual | [5 empty] | 11 | 0.96 |  |  |  | 0 | 14.5568 | 0 | 0 | 0 | 0 | 0 | 0 | 0 | 0 | 0 | 0 | 2006 Qtr 1: 0; 2006 Qtr 2: 0; 2006 Qtr 3: 0; 2006 Qtr 4: 14.5568; 2007 Qtr 1: 0; 2007 Qtr 2: 0; 2007 Qtr 3: 0; 2007 Qtr 4: 0; 2008 Qtr 1: 0; 2008 Qtr 2: 0; 2008 Qtr 3: 0; 2008 Qtr 4: 0 | 14.5568
0 | 234053-Lighting-Remove 4 Ft Lamp (De-Lamp) | COFL00AVDEL01 | 7 | Commercial | 01-ALC-AllCommercial-IntLight | 0 |  |  |  |  | 28.2538 | 16.4871 | 0 | 0 | 0 | 11.7667 | 100.2216 |  | kWh | 0.031059 | -0.16413 | Commercial |  | Annual | [5 empty] | 11 | 0.96 |  |  |  | 0 | 9.098 | 0 | 0 | 0 | 0 | 0 | 0 | 0 | 0 | 0 | 0 | 2006 Qtr 1: 0; 2006 Qtr 2: 0; 2006 Qtr 3: 0; 2006 Qtr 4: 9.098; 2007 Qtr 1: 0; 2007 Qtr 2: 0; 2007 Qtr 3: 0; 2007 Qtr 4: 0; 2008 Qtr 1: 0; 2008 Qtr 2: 0; 2008 Qtr 3: 0; 2008 Qtr 4: 0 | 9.098
0 | 234148-Premium T8 with T12 40 Watt Baseline |  | 7 | Commercial | 01-ALC-AllCommercial-IntLight | 0 |  |  |  |  | 13.9591 | 13.1897 | 0 | 0 | 0 | 0.7694 | 64.9358 |  | kWh | 0.020124 | -0.10634 | Commercial |  | Annual | [5 empty] | 11 | 0.96 |  |  |  | 0 | 41.8509 | 0 | 0 | 0 | 0 | 0 | 0 | 0 | 0 | 0 | 0 | 2006 Qtr 1: 0; 2006 Qtr 2: 0; 2006 Qtr 3: 0; 2006 Qtr 4: 41.8509; 2007 Qtr 1: 0; 2007 Qtr 2: 0; 2007 Qtr 3: 0; 2007 Qtr 4: 0; 2008 Qtr 1: 0; 2008 Qtr 2: 0; 2008 Qtr 3: 0; 2008 Qtr 4: 0 | 41.8509
0 | 234148-Premium T8 with T12 40 Watt Baseline |  | 7 | Commercial | 01-ALC-AllCommercial-IntLight | 0 |  |  |  |  | 13.9591 | 13.1897 | 0 | 0 | 0 | 0.7694 | 64.9358 |  | kWh | 0.020124 | -0.10634 | Commercial |  | Annual | [5 empty] | 11 | 0.96 |  |  |  | 0 | 70.9646 | 0 | 0 | 0 | 0 | 0 | 0 | 0 | 0 | 0 | 0 | 2006 Qtr 1: 0; 2006 Qtr 2: 0; 2006 Qtr 3: 0; 2006 Qtr 4: 70.9646; 2007 Qtr 1: 0; 2007 Qtr 2: 0; 2007 Qtr 3: 0; 2007 Qtr 4: 0; 2008 Qtr 1: 0; 2008 Qtr 2: 0; 2008 Qtr 3: 0; 2008 Qtr 4: 0 | 70.9646
0 | 234053-Lighting-Remove 4 Ft Lamp (De-Lamp) | COFL00AVDEL01 | 7 | Commercial | 01-ALC-AllCommercial-IntLight | 0 |  |  |  |  | 28.2538 | 16.4871 | 0 | 0 | 0 | 11.7667 | 100.2216 |  | kWh | 0.031059 | -0.16413 | Commercial |  | Annual | [5 empty] | 11 | 0.96 |  |  |  | 0 | 35.4823 | 0 | 0 | 0 | 0 | 0 | 0 | 0 | 0 | 0 | 0 | 2006 Qtr 1: 0; 2006 Qtr 2: 0; 2006 Qtr 3: 0; 2006 Qtr 4: 35.4823; 2007 Qtr 1: 0; 2007 Qtr 2: 0; 2007 Qtr 3: 0; 2007 Qtr 4: 0; 2008 Qtr 1: 0; 2008 Qtr 2: 0; 2008 Qtr 3: 0; 2008 Qtr 4: 0 | 35.4823
0 | 234148-Premium T8 with T12 40 Watt Baseline |  | 7 | Commercial | 01-ALC-AllCommercial-IntLight | 0 |  |  |  |  | 13.9591 | 13.1897 | 0 | 0 | 0 | 0.7694 | 74.8184 |  | kWh | 0.022603 | -0.12253 | Commercial |  | Annual | [5 empty] | 11 | 0.96 |  |  |  | 0 | 34.5725 | 0 | 0 | 0 | 0 | 0 | 0 | 0 | 0 | 0 | 0 | 2006 Qtr 1: 0; 2006 Qtr 2: 0; 2006 Qtr 3: 0; 2006 Qtr 4: 34.5725; 2007 Qtr 1: 0; 2007 Qtr 2: 0; 2007 Qtr 3: 0; 2007 Qtr 4: 0; 2008 Qtr 1: 0; 2008 Qtr 2: 0; 2008 Qtr 3: 0; 2008 Qtr 4: 0 | 34.5725
0 | 234053-Lighting-Remove 4 Ft Lamp (De-Lamp) | COFL00AVDEL01 | 7 | Commercial | 01-ALC-AllCommercial-IntLight | 0 |  |  |  |  | 28.2538 | 16.4871 | 0 | 0 | 0 | 11.7667 | 115.4744 |  | kWh | 0.034885 | -0.18911 | Commercial |  | Annual | [5 empty] | 11 | 0.96 |  |  |  | 0 | 34.5725 | 0 | 0 | 0 | 0 | 0 | 0 | 0 | 0 | 0 | 0 | 2006 Qtr 1: 0; 2006 Qtr 2: 0; 2006 Qtr 3: 0; 2006 Qtr 4: 34.5725; 2007 Qtr 1: 0; 2007 Qtr 2: 0; 2007 Qtr 3: 0; 2007 Qtr 4: 0; 2008 Qtr 1: 0; 2008 Qtr 2: 0; 2008 Qtr 3: 0; 2008 Qtr 4: 0 | 34.5725
0 | 234148-Premium T8 with T12 40 Watt Baseline |  | 7 | Commercial | 01-ALC-AllCommercial-IntLight | 0 |  |  |  |  | 13.9591 | 13.1897 | 0 | 0 | 0 | 0.7694 | 64.9358 |  | kWh | 0.020124 | -0.10634 | Commercial |  | Annual | [5 empty] | 11 | 0.96 |  |  |  | 0 | 29.1137 | 0 | 0 | 0 | 0 | 0 | 0 | 0 | 0 | 0 | 0 | 2006 Qtr 1: 0; 2006 Qtr 2: 0; 2006 Qtr 3: 29.1137; 2006 Qtr 4: 0; 2007 Qtr 1: 0; 2007 Qtr 2: 0; 2007 Qtr 3: 0; 2007 Qtr 4: 0; 2008 Qtr 1: 0; 2008 Qtr 2: 0; 2008 Qtr 3: 0; 2008 Qtr 4: 0 | 29.1137
0 | 234053-Lighting-Remove 4 Ft Lamp (De-Lamp) | COFL00AVDEL01 | 7 | Commercial | 01-ALC-AllCommercial-IntLight | 0 |  |  |  |  | 28.2538 | 16.4871 | 0 | 0 | 0 | 11.7667 | 100.2216 |  | kWh | 0.031059 | -0.16413 | Commercial |  | Annual | [5 empty] | 11 | 0.96 |  |  |  | 0 | 14.5568 | 0 | 0 | 0 | 0 | 0 | 0 | 0 | 0 | 0 | 0 | 2006 Qtr 1: 0; 2006 Qtr 2: 0; 2006 Qtr 3: 14.5568; 2006 Qtr 4: 0; 2007 Qtr 1: 0; 2007 Qtr 2: 0; 2007 Qtr 3: 0; 2007 Qtr 4: 0; 2008 Qtr 1: 0; 2008 Qtr 2: 0; 2008 Qtr 3: 0; 2008 Qtr 4: 0 | 14.5568
0 | 234053-Lighting-Remove 4 Ft Lamp (De-Lamp) | COFL00AVDEL01 | 7 | Commercial | 01-ALC-AllCommercial-IntLight | 0 |  |  |  |  | 28.2538 | 16.4871 | 0 | 0 | 0 | 11.7667 | 115.4744 |  | kWh | 0.034885 | -0.18911 | Commercial |  | Annual | [5 empty] | 11 | 0.96 |  |  |  | 0 | 18.196 | 0 | 0 | 0 | 0 | 0 | 0 | 0 | 0 | 0 | 0 | 2006 Qtr 1: 0; 2006 Qtr 2: 0; 2006 Qtr 3: 0; 2006 Qtr 4: 18.196; 2007 Qtr 1: 0; 2007 Qtr 2: 0; 2007 Qtr 3: 0; 2007 Qtr 4: 0; 2008 Qtr 1: 0; 2008 Qtr 2: 0; 2008 Qtr 3: 0; 2008 Qtr 4: 0 | 18.196
0 | 234148-Premium T8 with T12 40 Watt Baseline |  | 7 | Commercial | 01-ALC-AllCommercial-IntLight | 0 |  |  |  |  | 13.9591 | 13.1897 | 0 | 0 | 0 | 0.7694 | 74.8184 |  | kWh | 0.022603 | -0.12253 | Commercial |  | Annual | [5 empty] | 11 | 0.96 |  |  |  | 0 | 18.196 | 0 | 0 | 0 | 0 | 0 | 0 | 0 | 0 | 0 | 0 | 2006 Qtr 1: 0; 2006 Qtr 2: 0; 2006 Qtr 3: 0; 2006 Qtr 4: 18.196; 2007 Qtr 1: 0; 2007 Qtr 2: 0; 2007 Qtr 3: 0; 2007 Qtr 4: 0; 2008 Qtr 1: 0; 2008 Qtr 2: 0; 2008 Qtr 3: 0; 2008 Qtr 4: 0 | 18.196
0 | 234148-Premium T8 with T12 40 Watt Baseline |  | 10 | Commercial | 01-ALC-AllCommercial-IntLight | 0 |  |  |  |  | 13.9591 | 13.1897 | 0 | 0 | 0 | 0.7694 | 64.9358 |  | kWh | 0.020124 | -0.10634 | Commercial |  | Annual | [5 empty] | 11 | 0.96 |  |  |  | 0 | 16.3764 | 0 | 0 | 0 | 0 | 0 | 0 | 0 | 0 | 0 | 0 | 2006 Qtr 1: 0; 2006 Qtr 2: 0; 2006 Qtr 3: 0; 2006 Qtr 4: 16.3764; 2007 Qtr 1: 0; 2007 Qtr 2: 0; 2007 Qtr 3: 0; 2007 Qtr 4: 0; 2008 Qtr 1: 0; 2008 Qtr 2: 0; 2008 Qtr 3: 0; 2008 Qtr 4: 0 | 16.3764
0 | 234053-Lighting-Remove 4 Ft Lamp (De-Lamp) | COFL00AVDEL01 | 10 | Commercial | 01-ALC-AllCommercial-IntLight | 0 |  |  |  |  | 28.2538 | 16.4871 | 0 | 0 | 0 | 11.7667 | 100.2216 |  | kWh | 0.031059 | -0.16413 | Commercial |  | Annual | [5 empty] | 11 | 0.96 |  |  |  | 0 | 16.3764 | 0 | 0 | 0 | 0 | 0 | 0 | 0 | 0 | 0 | 0 | 2006 Qtr 1: 0; 2006 Qtr 2: 0; 2006 Qtr 3: 0; 2006 Qtr 4: 16.3764; 2007 Qtr 1: 0; 2007 Qtr 2: 0; 2007 Qtr 3: 0; 2007 Qtr 4: 0; 2008 Qtr 1: 0; 2008 Qtr 2: 0; 2008 Qtr 3: 0; 2008 Qtr 4: 0 | 16.3764
0 | 234148-Premium T8 with T12 40 Watt Baseline |  | 10 | Commercial | 01-ALC-AllCommercial-IntLight | 0 |  |  |  |  | 13.9591 | 13.1897 | 0 | 0 | 0 | 0.7694 | 36.1365 |  | kWh | 0.0083603 | -0.05918 | Commercial |  | Annual | [5 empty] | 11 | 0.96 |  |  |  | 0 | 3.6392 | 0 | 0 | 0 | 0 | 0 | 0 | 0 | 0 | 0 | 0 | 2006 Qtr 1: 0; 2006 Qtr 2: 0; 2006 Qtr 3: 0; 2006 Qtr 4: 3.6392; 2007 Qtr 1: 0; 2007 Qtr 2: 0; 2007 Qtr 3: 0; 2007 Qtr 4: 0; 2008 Qtr 1: 0; 2008 Qtr 2: 0; 2008 Qtr 3: 0; 2008 Qtr 4: 0 | 3.6392
0 | 234148-Premium T8 with T12 40 Watt Baseline |  | 10 | Commercial | 01-ALC-AllCommercial-IntLight | 0 |  |  |  |  | 13.9591 | 13.1897 | 0 | 0 | 0 | 0.7694 | 83.0547 |  | kWh | 0.026694 | -0.13602 | Commercial |  | Annual | [5 empty] | 11 | 0.96 |  |  |  | 0 | 24.5647 | 0 | 0 | 0 | 0 | 0 | 0 | 0 | 0 | 0 | 0 | 2006 Qtr 1: 0; 2006 Qtr 2: 0; 2006 Qtr 3: 0; 2006 Qtr 4: 24.5647; 2007 Qtr 1: 0; 2007 Qtr 2: 0; 2007 Qtr 3: 0; 2007 Qtr 4: 0; 2008 Qtr 1: 0; 2008 Qtr 2: 0; 2008 Qtr 3: 0; 2008 Qtr 4: 0 | 24.5647
0 | 234053-Lighting-Remove 4 Ft Lamp (De-Lamp) | COFL00AVDEL01 | 10 | Commercial | 01-ALC-AllCommercial-IntLight | 0 |  |  |  |  | 28.2538 | 16.4871 | 0 | 0 | 0 | 11.7667 | 128.1864 |  | kWh | 0.0412 | -0.20993 | Commercial |  | Annual | [5 empty] | 11 | 0.96 |  |  |  | 0 | 8.1882 | 0 | 0 | 0 | 0 | 0 | 0 | 0 | 0 | 0 | 0 | 2006 Qtr 1: 0; 2006 Qtr 2: 0; 2006 Qtr 3: 0; 2006 Qtr 4: 8.1882; 2007 Qtr 1: 0; 2007 Qtr 2: 0; 2007 Qtr 3: 0; 2007 Qtr 4: 0; 2008 Qtr 1: 0; 2008 Qtr 2: 0; 2008 Qtr 3: 0; 2008 Qtr 4: 0 | 8.1882
0 | 234148-Premium T8 with T12 40 Watt Baseline |  | 10 | Commercial | 01-ALC-AllCommercial-IntLight | 0 |  |  |  |  | 13.9591 | 13.1897 | 0 | 0 | 0 | 0.7694 | 74.8184 |  | kWh | 0.022603 | -0.12253 | Commercial |  | Annual | [5 empty] | 11 | 0.96 |  |  |  | 0 | 131.0115 | 0 | 0 | 0 | 0 | 0 | 0 | 0 | 0 | 0 | 0 | 2006 Qtr 1: 0; 2006 Qtr 2: 0; 2006 Qtr 3: 0; 2006 Qtr 4: 131.0115; 2007 Qtr 1: 0; 2007 Qtr 2: 0; 2007 Qtr 3: 0; 2007 Qtr 4: 0; 2008 Qtr 1: 0; 2008 Qtr 2: 0; 2008 Qtr 3: 0; 2008 Qtr 4: 0 | 131.0115
0 | 234053-Lighting-Remove 4 Ft Lamp (De-Lamp) | COFL00AVDEL01 | 10 | Commercial | 01-ALC-AllCommercial-IntLight | 0 |  |  |  |  | 28.2538 | 16.4871 | 0 | 0 | 0 | 11.7667 | 115.4744 |  | kWh | 0.034885 | -0.18911 | Commercial |  | Annual | [5 empty] | 11 | 0.96 |  |  |  | 0 | 131.0115 | 0 | 0 | 0 | 0 | 0 | 0 | 0 | 0 | 0 | 0 | 2006 Qtr 1: 0; 2006 Qtr 2: 0; 2006 Qtr 3: 0; 2006 Qtr 4: 131.0115; 2007 Qtr 1: 0; 2007 Qtr 2: 0; 2007 Qtr 3: 0; 2007 Qtr 4: 0; 2008 Qtr 1: 0; 2008 Qtr 2: 0; 2008 Qtr 3: 0; 2008 Qtr 4: 0 | 131.0115
0 | 234148-Premium T8 with T12 40 Watt Baseline |  | 10 | Commercial | 01-ALC-AllCommercial-IntLight | 0 |  |  |  |  | 13.9591 | 13.1897 | 0 | 0 | 0 | 0.7694 | 59.9551 |  | kWh | 0.020434 | -0.098187 | Commercial |  | Annual | [5 empty] | 11 | 0.96 |  |  |  | 0 | 189.2388 | 0 | 0 | 0 | 0 | 0 | 0 | 0 | 0 | 0 | 0 | 2006 Qtr 1: 0; 2006 Qtr 2: 0; 2006 Qtr 3: 0; 2006 Qtr 4: 189.2388; 2007 Qtr 1: 0; 2007 Qtr 2: 0; 2007 Qtr 3: 0; 2007 Qtr 4: 0; 2008 Qtr 1: 0; 2008 Qtr 2: 0; 2008 Qtr 3: 0; 2008 Qtr 4: 0 | 189.2388
0 | 234053-Lighting-Remove 4 Ft Lamp (De-Lamp) | COFL00AVDEL01 | 10 | Commercial | 01-ALC-AllCommercial-IntLight | 0 |  |  |  |  | 28.2538 | 16.4871 | 0 | 0 | 0 | 11.7667 | 92.5345 |  | kWh | 0.031538 | -0.15154 | Commercial |  | Annual | [5 empty] | 11 | 0.96 |  |  |  | 0 | 189.2388 | 0 | 0 | 0 | 0 | 0 | 0 | 0 | 0 | 0 | 0 | 2006 Qtr 1: 0; 2006 Qtr 2: 0; 2006 Qtr 3: 0; 2006 Qtr 4: 189.2388; 2007 Qtr 1: 0; 2007 Qtr 2: 0; 2007 Qtr 3: 0; 2007 Qtr 4: 0; 2008 Qtr 1: 0; 2008 Qtr 2: 0; 2008 Qtr 3: 0; 2008 Qtr 4: 0 | 189.2388
0 | 234148-Premium T8 with T12 40 Watt Baseline |  | 10 | Commercial | 01-ALC-AllCommercial-IntLight | 0 |  |  |  |  | 13.9591 | 13.1897 | 0 | 0 | 0 | 0.7694 | 74.8184 |  | kWh | 0.022603 | -0.12253 | Commercial |  | Annual | [5 empty] | 11 | 0.96 |  |  |  | 0 | 77.3332 | 0 | 0 | 0 | 0 | 0 | 0 | 0 | 0 | 0 | 0 | 2006 Qtr 1: 0; 2006 Qtr 2: 0; 2006 Qtr 3: 0; 2006 Qtr 4: 77.3332; 2007 Qtr 1: 0; 2007 Qtr 2: 0; 2007 Qtr 3: 0; 2007 Qtr 4: 0; 2008 Qtr 1: 0; 2008 Qtr 2: 0; 2008 Qtr 3: 0; 2008 Qtr 4: 0 | 77.3332
0 | 234148-Premium T8 with T12 40 Watt Baseline |  | 10 | Commercial | 01-ALC-AllCommercial-IntLight | 0 |  |  |  |  | 13.9591 | 13.1897 | 0 | 0 | 0 | 0.7694 | 74.8184 |  | kWh | 0.022603 | -0.12253 | Commercial |  | Annual | [5 empty] | 11 | 0.96 |  |  |  | 0 | 78.243 | 0 | 0 | 0 | 0 | 0 | 0 | 0 | 0 | 0 | 0 | 2006 Qtr 1: 0; 2006 Qtr 2: 0; 2006 Qtr 3: 0; 2006 Qtr 4: 78.243; 2007 Qtr 1: 0; 2007 Qtr 2: 0; 2007 Qtr 3: 0; 2007 Qtr 4: 0; 2008 Qtr 1: 0; 2008 Qtr 2: 0; 2008 Qtr 3: 0; 2008 Qtr 4: 0 | 78.243
0 | 234053-Lighting-Remove 4 Ft Lamp (De-Lamp) | COFL00AVDEL01 | 10 | Commercial | 01-ALC-AllCommercial-IntLight | 0 |  |  |  |  | 28.2538 | 16.4871 | 0 | 0 | 0 | 11.7667 | 115.4744 |  | kWh | 0.034885 | -0.18911 | Commercial |  | Annual | [5 empty] | 11 | 0.96 |  |  |  | 0 | 94.6194 | 0 | 0 | 0 | 0 | 0 | 0 | 0 | 0 | 0 | 0 | 2006 Qtr 1: 0; 2006 Qtr 2: 0; 2006 Qtr 3: 0; 2006 Qtr 4: 94.6194; 2007 Qtr 1: 0; 2007 Qtr 2: 0; 2007 Qtr 3: 0; 2007 Qtr 4: 0; 2008 Qtr 1: 0; 2008 Qtr 2: 0; 2008 Qtr 3: 0; 2008 Qtr 4: 0 | 94.6194
0 | 234049-Lighting-LED Exit Sign New Sign | CALC00AVETS01 | 10 | Commercial | 02-ASM-Assembly-Exit | 0 |  |  |  |  | 65.3696 | 45 | 0 | 0 | 0 | 20.3696 | 351.311 |  | kWh | 0 | 0 | Commercial |  | Annual | [5 empty] | 16 | 0.96 |  |  |  | 0 | 4 | 0 | 0 | 0 | 0 | 0 | 0 | 0 | 0 | 0 | 0 | 2006 Qtr 1: 0; 2006 Qtr 2: 0; 2006 Qtr 3: 0; 2006 Qtr 4: 4; 2007 Qtr 1: 0; 2007 Qtr 2: 0; 2007 Qtr 3: 0; 2007 Qtr 4: 0; 2008 Qtr 1: 0; 2008 Qtr 2: 0; 2008 Qtr 3: 0; 2008 Qtr 4: 0 | 4
0 | 234148-Premium T8 with T12 40 Watt Baseline |  | 10 | Commercial | 01-ALC-AllCommercial-IntLight | 0 |  |  |  |  | 13.9591 | 13.1897 | 0 | 0 | 0 | 0.7694 | 64.9358 |  | kWh | 0.020124 | -0.10634 | Commercial |  | Annual | [5 empty] | 11 | 0.96 |  |  |  | 0 | 20.0156 | 0 | 0 | 0 | 0 | 0 | 0 | 0 | 0 | 0 | 0 | 2006 Qtr 1: 0; 2006 Qtr 2: 0; 2006 Qtr 3: 0; 2006 Qtr 4: 20.0156; 2007 Qtr 1: 0; 2007 Qtr 2: 0; 2007 Qtr 3: 0; 2007 Qtr 4: 0; 2008 Qtr 1: 0; 2008 Qtr 2: 0; 2008 Qtr 3: 0; 2008 Qtr 4: 0 | 20.0156
0 | 234053-Lighting-Remove 4 Ft Lamp (De-Lamp) | COFL00AVDEL01 | 10 | Commercial | 01-ALC-AllCommercial-IntLight | 0 |  |  |  |  | 28.2538 | 16.4871 | 0 | 0 | 0 | 11.7667 | 100.2216 |  | kWh | 0.031059 | -0.16413 | Commercial |  | Annual | [5 empty] | 11 | 0.96 |  |  |  | 0 | 21.8353 | 0 | 0 | 0 | 0 | 0 | 0 | 0 | 0 | 0 | 0 | 2006 Qtr 1: 0; 2006 Qtr 2: 0; 2006 Qtr 3: 0; 2006 Qtr 4: 21.8353; 2007 Qtr 1: 0; 2007 Qtr 2: 0; 2007 Qtr 3: 0; 2007 Qtr 4: 0; 2008 Qtr 1: 0; 2008 Qtr 2: 0; 2008 Qtr 3: 0; 2008 Qtr 4: 0 | 21.8353
0 | 234049-Lighting-LED Exit Sign New Sign | CALC00AVETS01 | 10 | Commercial | 02-ASM-Assembly-Exit | 0 |  |  |  |  | 65.3696 | 45 | 0 | 0 | 0 | 20.3696 | 351.311 |  | kWh | 0 | 0 | Commercial |  | Annual | [5 empty] | 16 | 0.96 |  |  |  | 0 | 1 | 0 | 0 | 0 | 0 | 0 | 0 | 0 | 0 | 0 | 0 | 2006 Qtr 1: 0; 2006 Qtr 2: 0; 2006 Qtr 3: 0; 2006 Qtr 4: 1; 2007 Qtr 1: 0; 2007 Qtr 2: 0; 2007 Qtr 3: 0; 2007 Qtr 4: 0; 2008 Qtr 1: 0; 2008 Qtr 2: 0; 2008 Qtr 3: 0; 2008 Qtr 4: 0 | 1
0 | 234148-Premium T8 with T12 40 Watt Baseline |  | 7 | Commercial | 01-ALC-AllCommercial-IntLight | 0 |  |  |  |  | 13.9591 | 13.1897 | 0 | 0 | 0 | 0.7694 | 74.8184 |  | kWh | 0.022603 | -0.12253 | Commercial |  | Annual | [5 empty] | 11 | 0.96 |  |  |  | 0 | 21.8353 | 0 | 0 | 0 | 0 | 0 | 0 | 0 | 0 | 0 | 0 | 2006 Qtr 1: 0; 2006 Qtr 2: 0; 2006 Qtr 3: 21.8353; 2006 Qtr 4: 0; 2007 Qtr 1: 0; 2007 Qtr 2: 0; 2007 Qtr 3: 0; 2007 Qtr 4: 0; 2008 Qtr 1: 0; 2008 Qtr 2: 0; 2008 Qtr 3: 0; 2008 Qtr 4: 0 | 21.8353
0 | 234053-Lighting-Remove 4 Ft Lamp (De-Lamp) | COFL00AVDEL01 | 7 | Commercial | 01-ALC-AllCommercial-IntLight | 0 |  |  |  |  | 28.2538 | 16.4871 | 0 | 0 | 0 | 11.7667 | 115.4744 |  | kWh | 0.034885 | -0.18911 | Commercial |  | Annual | [5 empty] | 11 | 0.96 |  |  |  | 0 | 14.5568 | 0 | 0 | 0 | 0 | 0 | 0 | 0 | 0 | 0 | 0 | 2006 Qtr 1: 0; 2006 Qtr 2: 0; 2006 Qtr 3: 14.5568; 2006 Qtr 4: 0; 2007 Qtr 1: 0; 2007 Qtr 2: 0; 2007 Qtr 3: 0; 2007 Qtr 4: 0; 2008 Qtr 1: 0; 2008 Qtr 2: 0; 2008 Qtr 3: 0; 2008 Qtr 4: 0 | 14.5568
0 | 234148-Premium T8 with T12 40 Watt Baseline |  | 10 | Commercial | 01-ALC-AllCommercial-IntLight | 0 |  |  |  |  | 13.9591 | 13.1897 | 0 | 0 | 0 | 0.7694 | 64.9358 |  | kWh | 0.020124 | -0.10634 | Commercial |  | Annual | [5 empty] | 11 | 0.96 |  |  |  | 0 | 11.8274 | 0 | 0 | 0 | 0 | 0 | 0 | 0 | 0 | 0 | 0 | 2006 Qtr 1: 0; 2006 Qtr 2: 0; 2006 Qtr 3: 0; 2006 Qtr 4: 11.8274; 2007 Qtr 1: 0; 2007 Qtr 2: 0; 2007 Qtr 3: 0; 2007 Qtr 4: 0; 2008 Qtr 1: 0; 2008 Qtr 2: 0; 2008 Qtr 3: 0; 2008 Qtr 4: 0 | 11.8274
0 | 234053-Lighting-Remove 4 Ft Lamp (De-Lamp) | COFL00AVDEL01 | 10 | Commercial | 01-ALC-AllCommercial-IntLight | 0 |  |  |  |  | 28.2538 | 16.4871 | 0 | 0 | 0 | 11.7667 | 100.2216 |  | kWh | 0.031059 | -0.16413 | Commercial |  | Annual | [5 empty] | 11 | 0.96 |  |  |  | 0 | 14.5568 | 0 | 0 | 0 | 0 | 0 | 0 | 0 | 0 | 0 | 0 | 2006 Qtr 1: 0; 2006 Qtr 2: 0; 2006 Qtr 3: 0; 2006 Qtr 4: 14.5568; 2007 Qtr 1: 0; 2007 Qtr 2: 0; 2007 Qtr 3: 0; 2007 Qtr 4: 0; 2008 Qtr 1: 0; 2008 Qtr 2: 0; 2008 Qtr 3: 0; 2008 Qtr 4: 0 | 14.5568
0 | 234148-Premium T8 with T12 40 Watt Baseline |  | 7 | Commercial | 01-ALC-AllCommercial-IntLight | 0 |  |  |  |  | 13.9591 | 13.1897 | 0 | 0 | 0 | 0.7694 | 59.9551 |  | kWh | 0.020434 | -0.098187 | Commercial |  | Annual | [5 empty] | 11 | 0.96 |  |  |  | 0 | 11.8274 | 0 | 0 | 0 | 0 | 0 | 0 | 0 | 0 | 0 | 0 | 2006 Qtr 1: 0; 2006 Qtr 2: 0; 2006 Qtr 3: 0; 2006 Qtr 4: 11.8274; 2007 Qtr 1: 0; 2007 Qtr 2: 0; 2007 Qtr 3: 0; 2007 Qtr 4: 0; 2008 Qtr 1: 0; 2008 Qtr 2: 0; 2008 Qtr 3: 0; 2008 Qtr 4: 0 | 11.8274
0 | 234053-Lighting-Remove 4 Ft Lamp (De-Lamp) | COFL00AVDEL01 | 7 | Commercial | 01-ALC-AllCommercial-IntLight | 0 |  |  |  |  | 28.2538 | 16.4871 | 0 | 0 | 0 | 11.7667 | 92.5345 |  | kWh | 0.031538 | -0.15154 | Commercial |  | Annual | [5 empty] | 11 | 0.96 |  |  |  | 0 | 10.9176 | 0 | 0 | 0 | 0 | 0 | 0 | 0 | 0 | 0 | 0 | 2006 Qtr 1: 0; 2006 Qtr 2: 0; 2006 Qtr 3: 0; 2006 Qtr 4: 10.9176; 2007 Qtr 1: 0; 2007 Qtr 2: 0; 2007 Qtr 3: 0; 2007 Qtr 4: 0; 2008 Qtr 1: 0; 2008 Qtr 2: 0; 2008 Qtr 3: 0; 2008 Qtr 4: 0 | 10.9176
0 | 234148-Premium T8 with T12 40 Watt Baseline |  | 7 | Commercial | 01-ALC-AllCommercial-IntLight | 0 |  |  |  |  | 13.9591 | 13.1897 | 0 | 0 | 0 | 0.7694 | 64.9358 |  | kWh | 0.020124 | -0.10634 | Commercial |  | Annual | [5 empty] | 11 | 0.96 |  |  |  | 0 | 333.8974 | 0 | 0 | 0 | 0 | 0 | 0 | 0 | 0 | 0 | 0 | 2006 Qtr 1: 0; 2006 Qtr 2: 0; 2006 Qtr 3: 0; 2006 Qtr 4: 333.8974; 2007 Qtr 1: 0; 2007 Qtr 2: 0; 2007 Qtr 3: 0; 2007 Qtr 4: 0; 2008 Qtr 1: 0; 2008 Qtr 2: 0; 2008 Qtr 3: 0; 2008 Qtr 4: 0 | 333.8974
0 | 234053-Lighting-Remove 4 Ft Lamp (De-Lamp) | COFL00AVDEL01 | 7 | Commercial | 01-ALC-AllCommercial-IntLight | 0 |  |  |  |  | 28.2538 | 16.4871 | 0 | 0 | 0 | 11.7667 | 100.2216 |  | kWh | 0.031059 | -0.16413 | Commercial |  | Annual | [5 empty] | 11 | 0.96 |  |  |  | 0 | 336.6268 | 0 | 0 | 0 | 0 | 0 | 0 | 0 | 0 | 0 | 0 | 2006 Qtr 1: 0; 2006 Qtr 2: 0; 2006 Qtr 3: 0; 2006 Qtr 4: 336.6268; 2007 Qtr 1: 0; 2007 Qtr 2: 0; 2007 Qtr 3: 0; 2007 Qtr 4: 0; 2008 Qtr 1: 0; 2008 Qtr 2: 0; 2008 Qtr 3: 0; 2008 Qtr 4: 0 | 336.6268
0 | 234148-Premium T8 with T12 40 Watt Baseline |  | 10 | Commercial | 01-ALC-AllCommercial-IntLight | 0 |  |  |  |  | 13.9591 | 13.1897 | 0 | 0 | 0 | 0.7694 | 74.8184 |  | kWh | 0.022603 | -0.12253 | Commercial |  | Annual | [5 empty] | 11 | 0.96 |  |  |  | 0 | 123.7331 | 0 | 0 | 0 | 0 | 0 | 0 | 0 | 0 | 0 | 0 | 2006 Qtr 1: 0; 2006 Qtr 2: 0; 2006 Qtr 3: 123.7331; 2006 Qtr 4: 0; 2007 Qtr 1: 0; 2007 Qtr 2: 0; 2007 Qtr 3: 0; 2007 Qtr 4: 0; 2008 Qtr 1: 0; 2008 Qtr 2: 0; 2008 Qtr 3: 0; 2008 Qtr 4: 0 | 123.7331
0 | 234053-Lighting-Remove 4 Ft Lamp (De-Lamp) | COFL00AVDEL01 | 10 | Commercial | 01-ALC-AllCommercial-IntLight | 0 |  |  |  |  | 28.2538 | 16.4871 | 0 | 0 | 0 | 11.7667 | 115.4744 |  | kWh | 0.034885 | -0.18911 | Commercial |  | Annual | [5 empty] | 11 | 0.96 |  |  |  | 0 | 114.6351 | 0 | 0 | 0 | 0 | 0 | 0 | 0 | 0 | 0 | 0 | 2006 Qtr 1: 0; 2006 Qtr 2: 0; 2006 Qtr 3: 114.6351; 2006 Qtr 4: 0; 2007 Qtr 1: 0; 2007 Qtr 2: 0; 2007 Qtr 3: 0; 2007 Qtr 4: 0; 2008 Qtr 1: 0; 2008 Qtr 2: 0; 2008 Qtr 3: 0; 2008 Qtr 4: 0 | 114.6351
0 | 234148-Premium T8 with T12 40 Watt Baseline |  | 10 | Commercial | 01-ALC-AllCommercial-IntLight | 0 |  |  |  |  | 13.9591 | 13.1897 | 0 | 0 | 0 | 0.7694 | 140.9367 |  | kWh | 0.027805 | -0.23081 | Commercial |  | Annual | [5 empty] | 11 | 0.96 |  |  |  | 0 | 49.1293 | 0 | 0 | 0 | 0 | 0 | 0 | 0 | 0 | 0 | 0 | 2006 Qtr 1: 0; 2006 Qtr 2: 0; 2006 Qtr 3: 49.1293; 2006 Qtr 4: 0; 2007 Qtr 1: 0; 2007 Qtr 2: 0; 2007 Qtr 3: 0; 2007 Qtr 4: 0; 2008 Qtr 1: 0; 2008 Qtr 2: 0; 2008 Qtr 3: 0; 2008 Qtr 4: 0 | 49.1293
0 | 234053-Lighting-Remove 4 Ft Lamp (De-Lamp) | COFL00AVDEL01 | 10 | Commercial | 01-ALC-AllCommercial-IntLight | 0 |  |  |  |  | 28.2538 | 16.4871 | 0 | 0 | 0 | 11.7667 | 217.5212 |  | kWh | 0.042914 | -0.35623 | Commercial |  | Annual | [5 empty] | 11 | 0.96 |  |  |  | 0 | 20.0156 | 0 | 0 | 0 | 0 | 0 | 0 | 0 | 0 | 0 | 0 | 2006 Qtr 1: 0; 2006 Qtr 2: 0; 2006 Qtr 3: 20.0156; 2006 Qtr 4: 0; 2007 Qtr 1: 0; 2007 Qtr 2: 0; 2007 Qtr 3: 0; 2007 Qtr 4: 0; 2008 Qtr 1: 0; 2008 Qtr 2: 0; 2008 Qtr 3: 0; 2008 Qtr 4: 0 | 20.0156
0 | 234178-Food Service - Ice Machine Air-Cooled 501-1000 |  | 7 | Commercial | 01-ALC-AllCommercial-Refrig | 0 |  |  |  |  | 1485 | 800 | 0 | 0 | 0 | 685 | 3011.25 |  | kWh | 0.34375 | 0 | Commercial |  | Annual | [5 empty] | 12 | 0.96 |  |  |  | 0 | 1 | 0 | 0 | 0 | 0 | 0 | 0 | 0 | 0 | 0 | 0 | 2006 Qtr 1: 0; 2006 Qtr 2: 0; 2006 Qtr 3: 1; 2006 Qtr 4: 0; 2007 Qtr 1: 0; 2007 Qtr 2: 0; 2007 Qtr 3: 0; 2007 Qtr 4: 0; 2008 Qtr 1: 0; 2008 Qtr 2: 0; 2008 Qtr 3: 0; 2008 Qtr 4: 0 | 1
0 | 234148-Premium T8 with T12 40 Watt Baseline |  | 7 | Commercial | 01-ALC-AllCommercial-IntLight | 0 |  |  |  |  | 13.9591 | 13.1897 | 0 | 0 | 0 | 0.7694 | 83.0547 |  | kWh | 0.026694 | -0.13602 | Commercial |  | Annual | [5 empty] | 11 | 0.96 |  |  |  | 0 | 32.7529 | 0 | 0 | 0 | 0 | 0 | 0 | 0 | 0 | 0 | 0 | 2006 Qtr 1: 0; 2006 Qtr 2: 0; 2006 Qtr 3: 0; 2006 Qtr 4: 32.7529; 2007 Qtr 1: 0; 2007 Qtr 2: 0; 2007 Qtr 3: 0; 2007 Qtr 4: 0; 2008 Qtr 1: 0; 2008 Qtr 2: 0; 2008 Qtr 3: 0; 2008 Qtr 4: 0 | 32.7529
0 | 234053-Lighting-Remove 4 Ft Lamp (De-Lamp) | COFL00AVDEL01 | 7 | Commercial | 01-ALC-AllCommercial-IntLight | 0 |  |  |  |  | 28.2538 | 16.4871 | 0 | 0 | 0 | 11.7667 | 128.1864 |  | kWh | 0.0412 | -0.20993 | Commercial |  | Annual | [5 empty] | 11 | 0.96 |  |  |  | 0 | 32.7529 | 0 | 0 | 0 | 0 | 0 | 0 | 0 | 0 | 0 | 0 | 2006 Qtr 1: 0; 2006 Qtr 2: 0; 2006 Qtr 3: 0; 2006 Qtr 4: 32.7529; 2007 Qtr 1: 0; 2007 Qtr 2: 0; 2007 Qtr 3: 0; 2007 Qtr 4: 0; 2008 Qtr 1: 0; 2008 Qtr 2: 0; 2008 Qtr 3: 0; 2008 Qtr 4: 0 | 32.7529
0 | 234148-Premium T8 with T12 40 Watt Baseline |  | 7 | Commercial | 01-ALC-AllCommercial-IntLight | 0 |  |  |  |  | 13.9591 | 13.1897 | 0 | 0 | 0 | 0.7694 | 74.8184 |  | kWh | 0.022603 | -0.12253 | Commercial |  | Annual | [5 empty] | 11 | 0.96 |  |  |  | 0 | 78.243 | 0 | 0 | 0 | 0 | 0 | 0 | 0 | 0 | 0 | 0 | 2006 Qtr 1: 0; 2006 Qtr 2: 0; 2006 Qtr 3: 0; 2006 Qtr 4: 78.243; 2007 Qtr 1: 0; 2007 Qtr 2: 0; 2007 Qtr 3: 0; 2007 Qtr 4: 0; 2008 Qtr 1: 0; 2008 Qtr 2: 0; 2008 Qtr 3: 0; 2008 Qtr 4: 0 | 78.243
0 | 234053-Lighting-Remove 4 Ft Lamp (De-Lamp) | COFL00AVDEL01 | 7 | Commercial | 01-ALC-AllCommercial-IntLight | 0 |  |  |  |  | 28.2538 | 16.4871 | 0 | 0 | 0 | 11.7667 | 115.4744 |  | kWh | 0.034885 | -0.18911 | Commercial |  | Annual | [5 empty] | 11 | 0.96 |  |  |  | 0 | 78.243 | 0 | 0 | 0 | 0 | 0 | 0 | 0 | 0 | 0 | 0 | 2006 Qtr 1: 0; 2006 Qtr 2: 0; 2006 Qtr 3: 0; 2006 Qtr 4: 78.243; 2007 Qtr 1: 0; 2007 Qtr 2: 0; 2007 Qtr 3: 0; 2007 Qtr 4: 0; 2008 Qtr 1: 0; 2008 Qtr 2: 0; 2008 Qtr 3: 0; 2008 Qtr 4: 0 | 78.243
0 | 234148-Premium T8 with T12 40 Watt Baseline |  | 7 | Commercial | 01-ALC-AllCommercial-IntLight | 0 |  |  |  |  | 13.9591 | 13.1897 | 0 | 0 | 0 | 0.7694 | 83.0547 |  | kWh | 0.026694 | -0.13602 | Commercial |  | Annual | [5 empty] | 11 | 0.96 |  |  |  | 0 | 35.4823 | 0 | 0 | 0 | 0 | 0 | 0 | 0 | 0 | 0 | 0 | 2006 Qtr 1: 0; 2006 Qtr 2: 0; 2006 Qtr 3: 0; 2006 Qtr 4: 35.4823; 2007 Qtr 1: 0; 2007 Qtr 2: 0; 2007 Qtr 3: 0; 2007 Qtr 4: 0; 2008 Qtr 1: 0; 2008 Qtr 2: 0; 2008 Qtr 3: 0; 2008 Qtr 4: 0 | 35.4823
0 | 234053-Lighting-Remove 4 Ft Lamp (De-Lamp) | COFL00AVDEL01 | 7 | Commercial | 01-ALC-AllCommercial-IntLight | 0 |  |  |  |  | 28.2538 | 16.4871 | 0 | 0 | 0 | 11.7667 | 128.1864 |  | kWh | 0.0412 | -0.20993 | Commercial |  | Annual | [5 empty] | 11 | 0.96 |  |  |  | 0 | 36.3921 | 0 | 0 | 0 | 0 | 0 | 0 | 0 | 0 | 0 | 0 | 2006 Qtr 1: 0; 2006 Qtr 2: 0; 2006 Qtr 3: 0; 2006 Qtr 4: 36.3921; 2007 Qtr 1: 0; 2007 Qtr 2: 0; 2007 Qtr 3: 0; 2007 Qtr 4: 0; 2008 Qtr 1: 0; 2008 Qtr 2: 0; 2008 Qtr 3: 0; 2008 Qtr 4: 0 | 36.3921
0 | 234148-Premium T8 with T12 40 Watt Baseline |  | 7 | Commercial | 01-ALC-AllCommercial-IntLight | 0 |  |  |  |  | 13.9591 | 13.1897 | 0 | 0 | 0 | 0.7694 | 64.9358 |  | kWh | 0.020124 | -0.10634 | Commercial |  | Annual | [5 empty] | 11 | 0.96 |  |  |  | 0 | 38.2117 | 0 | 0 | 0 | 0 | 0 | 0 | 0 | 0 | 0 | 0 | 2006 Qtr 1: 0; 2006 Qtr 2: 0; 2006 Qtr 3: 38.2117; 2006 Qtr 4: 0; 2007 Qtr 1: 0; 2007 Qtr 2: 0; 2007 Qtr 3: 0; 2007 Qtr 4: 0; 2008 Qtr 1: 0; 2008 Qtr 2: 0; 2008 Qtr 3: 0; 2008 Qtr 4: 0 | 38.2117
0 | 234053-Lighting-Remove 4 Ft Lamp (De-Lamp) | COFL00AVDEL01 | 7 | Commercial | 01-ALC-AllCommercial-IntLight | 0 |  |  |  |  | 28.2538 | 16.4871 | 0 | 0 | 0 | 11.7667 | 100.2216 |  | kWh | 0.031059 | -0.16413 | Commercial |  | Annual | [5 empty] | 11 | 0.96 |  |  |  | 0 | 38.2117 | 0 | 0 | 0 | 0 | 0 | 0 | 0 | 0 | 0 | 0 | 2006 Qtr 1: 0; 2006 Qtr 2: 0; 2006 Qtr 3: 38.2117; 2006 Qtr 4: 0; 2007 Qtr 1: 0; 2007 Qtr 2: 0; 2007 Qtr 3: 0; 2007 Qtr 4: 0; 2008 Qtr 1: 0; 2008 Qtr 2: 0; 2008 Qtr 3: 0; 2008 Qtr 4: 0 | 38.2117
0 | 234148-Premium T8 with T12 40 Watt Baseline |  | 7 | Commercial | 01-ALC-AllCommercial-IntLight | 0 |  |  |  |  | 13.9591 | 13.1897 | 0 | 0 | 0 | 0.7694 | 74.8184 |  | kWh | 0.022603 | -0.12253 | Commercial |  | Annual | [5 empty] | 11 | 0.96 |  |  |  | 0 | 16.3764 | 0 | 0 | 0 | 0 | 0 | 0 | 0 | 0 | 0 | 0 | 2006 Qtr 1: 0; 2006 Qtr 2: 0; 2006 Qtr 3: 16.3764; 2006 Qtr 4: 0; 2007 Qtr 1: 0; 2007 Qtr 2: 0; 2007 Qtr 3: 0; 2007 Qtr 4: 0; 2008 Qtr 1: 0; 2008 Qtr 2: 0; 2008 Qtr 3: 0; 2008 Qtr 4: 0 | 16.3764
0 | 234053-Lighting-Remove 4 Ft Lamp (De-Lamp) | COFL00AVDEL01 | 7 | Commercial | 01-ALC-AllCommercial-IntLight | 0 |  |  |  |  | 28.2538 | 16.4871 | 0 | 0 | 0 | 11.7667 | 115.4744 |  | kWh | 0.034885 | -0.18911 | Commercial |  | Annual | [5 empty] | 11 | 0.96 |  |  |  | 0 | 16.3764 | 0 | 0 | 0 | 0 | 0 | 0 | 0 | 0 | 0 | 0 | 2006 Qtr 1: 0; 2006 Qtr 2: 0; 2006 Qtr 3: 16.3764; 2006 Qtr 4: 0; 2007 Qtr 1: 0; 2007 Qtr 2: 0; 2007 Qtr 3: 0; 2007 Qtr 4: 0; 2008 Qtr 1: 0; 2008 Qtr 2: 0; 2008 Qtr 3: 0; 2008 Qtr 4: 0 | 16.3764
0 | 234148-Premium T8 with T12 40 Watt Baseline |  | 10 | Commercial | 01-ALC-AllCommercial-IntLight | 0 |  |  |  |  | 13.9591 | 13.1897 | 0 | 0 | 0 | 0.7694 | 74.8184 |  | kWh | 0.022603 | -0.12253 | Commercial |  | Annual | [5 empty] | 11 | 0.96 |  |  |  | 0 | 38.2117 | 0 | 0 | 0 | 0 | 0 | 0 | 0 | 0 | 0 | 0 | 2006 Qtr 1: 0; 2006 Qtr 2: 0; 2006 Qtr 3: 0; 2006 Qtr 4: 38.2117; 2007 Qtr 1: 0; 2007 Qtr 2: 0; 2007 Qtr 3: 0; 2007 Qtr 4: 0; 2008 Qtr 1: 0; 2008 Qtr 2: 0; 2008 Qtr 3: 0; 2008 Qtr 4: 0 | 38.2117
0 | 234053-Lighting-Remove 4 Ft Lamp (De-Lamp) | COFL00AVDEL01 | 10 | Commercial | 01-ALC-AllCommercial-IntLight | 0 |  |  |  |  | 28.2538 | 16.4871 | 0 | 0 | 0 | 11.7667 | 115.4744 |  | kWh | 0.034885 | -0.18911 | Commercial |  | Annual | [5 empty] | 11 | 0.96 |  |  |  | 0 | 40.0313 | 0 | 0 | 0 | 0 | 0 | 0 | 0 | 0 | 0 | 0 | 2006 Qtr 1: 0; 2006 Qtr 2: 0; 2006 Qtr 3: 0; 2006 Qtr 4: 40.0313; 2007 Qtr 1: 0; 2007 Qtr 2: 0; 2007 Qtr 3: 0; 2007 Qtr 4: 0; 2008 Qtr 1: 0; 2008 Qtr 2: 0; 2008 Qtr 3: 0; 2008 Qtr 4: 0 | 40.0313
0 | 234148-Premium T8 with T12 40 Watt Baseline |  | 10 | Commercial | 01-ALC-AllCommercial-IntLight | 0 |  |  |  |  | 13.9591 | 13.1897 | 0 | 0 | 0 | 0.7694 | 87.3573 |  | kWh | 0.01583 | -0.14306 | Commercial |  | Annual | [5 empty] | 11 | 0.96 |  |  |  | 0 | 28.2039 | 0 | 0 | 0 | 0 | 0 | 0 | 0 | 0 | 0 | 0 | 2006 Qtr 1: 0; 2006 Qtr 2: 0; 2006 Qtr 3: 0; 2006 Qtr 4: 28.2039; 2007 Qtr 1: 0; 2007 Qtr 2: 0; 2007 Qtr 3: 0; 2007 Qtr 4: 0; 2008 Qtr 1: 0; 2008 Qtr 2: 0; 2008 Qtr 3: 0; 2008 Qtr 4: 0 | 28.2039
0 | 234053-Lighting-Remove 4 Ft Lamp (De-Lamp) | COFL00AVDEL01 | 10 | Commercial | 01-ALC-AllCommercial-IntLight | 0 |  |  |  |  | 28.2538 | 16.4871 | 0 | 0 | 0 | 11.7667 | 134.827 |  | kWh | 0.024432 | -0.2208 | Commercial |  | Annual | [5 empty] | 11 | 0.96 |  |  |  | 0 | 32.7529 | 0 | 0 | 0 | 0 | 0 | 0 | 0 | 0 | 0 | 0 | 2006 Qtr 1: 0; 2006 Qtr 2: 0; 2006 Qtr 3: 0; 2006 Qtr 4: 32.7529; 2007 Qtr 1: 0; 2007 Qtr 2: 0; 2007 Qtr 3: 0; 2007 Qtr 4: 0; 2008 Qtr 1: 0; 2008 Qtr 2: 0; 2008 Qtr 3: 0; 2008 Qtr 4: 0 | 32.7529
0 | 234049-Lighting-LED Exit Sign New Sign | CALC00AVETS01 | 10 | Commercial | 02-ASM-Assembly-Exit | 0 |  |  |  |  | 65.3696 | 45 | 0 | 0 | 0 | 20.3696 | 351.311 |  | kWh | 0 | 0 | Commercial |  | Annual | [5 empty] | 16 | 0.96 |  |  |  | 0 | 1 | 0 | 0 | 0 | 0 | 0 | 0 | 0 | 0 | 0 | 0 | 2006 Qtr 1: 0; 2006 Qtr 2: 0; 2006 Qtr 3: 0; 2006 Qtr 4: 1; 2007 Qtr 1: 0; 2007 Qtr 2: 0; 2007 Qtr 3: 0; 2007 Qtr 4: 0; 2008 Qtr 1: 0; 2008 Qtr 2: 0; 2008 Qtr 3: 0; 2008 Qtr 4: 0 | 1
0 | 234148-Premium T8 with T12 40 Watt Baseline |  | 10 | Commercial | 01-ALC-AllCommercial-IntLight | 0 |  |  |  |  | 13.9591 | 13.1897 | 0 | 0 | 0 | 0.7694 | 87.3573 |  | kWh | 0.01583 | -0.14306 | Commercial |  | Annual | [5 empty] | 11 | 0.96 |  |  |  | 0 | 12.7372 | 0 | 0 | 0 | 0 | 0 | 0 | 0 | 0 | 0 | 0 | 2006 Qtr 1: 0; 2006 Qtr 2: 0; 2006 Qtr 3: 12.7372; 2006 Qtr 4: 0; 2007 Qtr 1: 0; 2007 Qtr 2: 0; 2007 Qtr 3: 0; 2007 Qtr 4: 0; 2008 Qtr 1: 0; 2008 Qtr 2: 0; 2008 Qtr 3: 0; 2008 Qtr 4: 0 | 12.7372
0 | 234053-Lighting-Remove 4 Ft Lamp (De-Lamp) | COFL00AVDEL01 | 10 | Commercial | 01-ALC-AllCommercial-IntLight | 0 |  |  |  |  | 28.2538 | 16.4871 | 0 | 0 | 0 | 11.7667 | 134.827 |  | kWh | 0.024432 | -0.2208 | Commercial |  | Annual | [5 empty] | 11 | 0.96 |  |  |  | 0 | 12.7372 | 0 | 0 | 0 | 0 | 0 | 0 | 0 | 0 | 0 | 0 | 2006 Qtr 1: 0; 2006 Qtr 2: 0; 2006 Qtr 3: 12.7372; 2006 Qtr 4: 0; 2007 Qtr 1: 0; 2007 Qtr 2: 0; 2007 Qtr 3: 0; 2007 Qtr 4: 0; 2008 Qtr 1: 0; 2008 Qtr 2: 0; 2008 Qtr 3: 0; 2008 Qtr 4: 0 | 12.7372
0 | 234059-Motors - VFD - HVAC Fans (per Hp) |  | 7 | Commercial | 01-ALC-AllCommercial-Vent/Fan | 0 |  |  |  |  | 202 | 100 | 0 | 0 | 0 | 102 | 753 |  | kWh | 0 | 0 | Commercial |  | Annual | [5 empty] | 15 | 0.96 |  |  |  | 0 | 30 | 0 | 0 | 0 | 0 | 0 | 0 | 0 | 0 | 0 | 0 | 2006 Qtr 1: 0; 2006 Qtr 2: 0; 2006 Qtr 3: 30; 2006 Qtr 4: 0; 2007 Qtr 1: 0; 2007 Qtr 2: 0; 2007 Qtr 3: 0; 2007 Qtr 4: 0; 2008 Qtr 1: 0; 2008 Qtr 2: 0; 2008 Qtr 3: 0; 2008 Qtr 4: 0 | 30
0 | 234148-Premium T8 with T12 40 Watt Baseline |  | 10 | Commercial | 23-RTL-Retail–SingleStorylarge-LIT_INT | 0 |  |  |  |  | 13.9591 | 13.1897 | 0 | 0 | 0 | 0.7694 | 76.5896 |  | kWh | 0.022811 | -0.16553 | Commercial |  | Annual | [5 empty] | 11 | 0.96 |  |  |  | 0 | 12.7372 | 0 | 0 | 0 | 0 | 0 | 0 | 0 | 0 | 0 | 0 | 2006 Qtr 1: 0; 2006 Qtr 2: 0; 2006 Qtr 3: 0; 2006 Qtr 4: 12.7372; 2007 Qtr 1: 0; 2007 Qtr 2: 0; 2007 Qtr 3: 0; 2007 Qtr 4: 0; 2008 Qtr 1: 0; 2008 Qtr 2: 0; 2008 Qtr 3: 0; 2008 Qtr 4: 0 | 12.7372
0 | 234053-Lighting-Remove 4 Ft Lamp (De-Lamp) | COFL00AVDEL01 | 10 | Commercial | 23-RTL-Retail–SingleStorylarge-LIT_INT | 0 |  |  |  |  | 28.2538 | 16.4871 | 0 | 0 | 0 | 11.7667 | 118.2081 |  | kWh | 0.035207 | -0.25548 | Commercial |  | Annual | [5 empty] | 11 | 0.96 |  |  |  | 0 | 12.7372 | 0 | 0 | 0 | 0 | 0 | 0 | 0 | 0 | 0 | 0 | 2006 Qtr 1: 0; 2006 Qtr 2: 0; 2006 Qtr 3: 0; 2006 Qtr 4: 12.7372; 2007 Qtr 1: 0; 2007 Qtr 2: 0; 2007 Qtr 3: 0; 2007 Qtr 4: 0; 2008 Qtr 1: 0; 2008 Qtr 2: 0; 2008 Qtr 3: 0; 2008 Qtr 4: 0 | 12.7372
0 | 234148-Premium T8 with T12 40 Watt Baseline |  | 7 | Commercial | 01-ALC-AllCommercial-IntLight | 0 |  |  |  |  | 13.9591 | 13.1897 | 0 | 0 | 0 | 0.7694 | 74.8184 |  | kWh | 0.022603 | -0.12253 | Commercial |  | Annual | [5 empty] | 11 | 0.96 |  |  |  | 0 | 58.2273 | 0 | 0 | 0 | 0 | 0 | 0 | 0 | 0 | 0 | 0 | 2006 Qtr 1: 0; 2006 Qtr 2: 0; 2006 Qtr 3: 0; 2006 Qtr 4: 58.2273; 2007 Qtr 1: 0; 2007 Qtr 2: 0; 2007 Qtr 3: 0; 2007 Qtr 4: 0; 2008 Qtr 1: 0; 2008 Qtr 2: 0; 2008 Qtr 3: 0; 2008 Qtr 4: 0 | 58.2273
0 | 234053-Lighting-Remove 4 Ft Lamp (De-Lamp) | COFL00AVDEL01 | 7 | Commercial | 01-ALC-AllCommercial-IntLight | 0 |  |  |  |  | 28.2538 | 16.4871 | 0 | 0 | 0 | 11.7667 | 115.4744 |  | kWh | 0.034885 | -0.18911 | Commercial |  | Annual | [5 empty] | 11 | 0.96 |  |  |  | 0 | 28.2039 | 0 | 0 | 0 | 0 | 0 | 0 | 0 | 0 | 0 | 0 | 2006 Qtr 1: 0; 2006 Qtr 2: 0; 2006 Qtr 3: 0; 2006 Qtr 4: 28.2039; 2007 Qtr 1: 0; 2007 Qtr 2: 0; 2007 Qtr 3: 0; 2007 Qtr 4: 0; 2008 Qtr 1: 0; 2008 Qtr 2: 0; 2008 Qtr 3: 0; 2008 Qtr 4: 0 | 28.2039
0 | 234059-Motors - VFD - HVAC Fans (per Hp) |  | 7 | Commercial | 01-ALC-AllCommercial-Vent/Fan | 0 |  |  |  |  | 202 | 100 | 0 | 0 | 0 | 102 | 753 |  | kWh | 0 | 0 | Commercial |  | Annual | [5 empty] | 15 | 0.96 |  |  |  | 0 | 20 | 0 | 0 | 0 | 0 | 0 | 0 | 0 | 0 | 0 | 0 | 2006 Qtr 1: 0; 2006 Qtr 2: 0; 2006 Qtr 3: 20; 2006 Qtr 4: 0; 2007 Qtr 1: 0; 2007 Qtr 2: 0; 2007 Qtr 3: 0; 2007 Qtr 4: 0; 2008 Qtr 1: 0; 2008 Qtr 2: 0; 2008 Qtr 3: 0; 2008 Qtr 4: 0 | 20
0 | 234148-Premium T8 with T12 40 Watt Baseline |  | 10 | Commercial | 01-ALC-AllCommercial-IntLight | 0 |  |  |  |  | 13.9591 | 13.1897 | 0 | 0 | 0 | 0.7694 | 60.8058 |  | kWh | 0.016483 | -0.099581 | Commercial |  | Annual | [5 empty] | 11 | 0.96 |  |  |  | 0 | 27.2941 | 0 | 0 | 0 | 0 | 0 | 0 | 0 | 0 | 0 | 0 | 2006 Qtr 1: 0; 2006 Qtr 2: 0; 2006 Qtr 3: 0; 2006 Qtr 4: 27.2941; 2007 Qtr 1: 0; 2007 Qtr 2: 0; 2007 Qtr 3: 0; 2007 Qtr 4: 0; 2008 Qtr 1: 0; 2008 Qtr 2: 0; 2008 Qtr 3: 0; 2008 Qtr 4: 0 | 27.2941
0 | 234053-Lighting-Remove 4 Ft Lamp (De-Lamp) | COFL00AVDEL01 | 10 | Commercial | 01-ALC-AllCommercial-IntLight | 0 |  |  |  |  | 28.2538 | 16.4871 | 0 | 0 | 0 | 11.7667 | 93.8474 |  | kWh | 0.025439 | -0.15369 | Commercial |  | Annual | [5 empty] | 11 | 0.96 |  |  |  | 0 | 27.2941 | 0 | 0 | 0 | 0 | 0 | 0 | 0 | 0 | 0 | 0 | 2006 Qtr 1: 0; 2006 Qtr 2: 0; 2006 Qtr 3: 0; 2006 Qtr 4: 27.2941; 2007 Qtr 1: 0; 2007 Qtr 2: 0; 2007 Qtr 3: 0; 2007 Qtr 4: 0; 2008 Qtr 1: 0; 2008 Qtr 2: 0; 2008 Qtr 3: 0; 2008 Qtr 4: 0 | 27.2941
0 | 234053-Lighting-Remove 4 Ft Lamp (De-Lamp) | COFL00AVDEL01 | 10 | Commercial | 14-MLI-Manufacturing–LightIndustry-LIGHT | 0 |  |  |  |  | 28.2538 | 16.4871 | 0 | 0 | 0 | 11.7667 | 101.5057 |  | kWh | 0.03095 | -0.1539 | Commercial |  | Annual | [5 empty] | 11 | 0.96 |  |  |  | 0 | 14.5568 | 0 | 0 | 0 | 0 | 0 | 0 | 0 | 0 | 0 | 0 | 2006 Qtr 1: 0; 2006 Qtr 2: 0; 2006 Qtr 3: 0; 2006 Qtr 4: 14.5568; 2007 Qtr 1: 0; 2007 Qtr 2: 0; 2007 Qtr 3: 0; 2007 Qtr 4: 0; 2008 Qtr 1: 0; 2008 Qtr 2: 0; 2008 Qtr 3: 0; 2008 Qtr 4: 0 | 14.5568
0 | 234148-Premium T8 with T12 40 Watt Baseline |  | 10 | Commercial | 14-MLI-Manufacturing–LightIndustry-LIGHT | 0 |  |  |  |  | 13.9591 | 13.1897 | 0 | 0 | 0 | 0.7694 | 65.7677 |  | kWh | 0.020053 | -0.099718 | Commercial |  | Annual | [5 empty] | 11 | 0.96 |  |  |  | 0 | 14.5568 | 0 | 0 | 0 | 0 | 0 | 0 | 0 | 0 | 0 | 0 | 2006 Qtr 1: 0; 2006 Qtr 2: 0; 2006 Qtr 3: 0; 2006 Qtr 4: 14.5568; 2007 Qtr 1: 0; 2007 Qtr 2: 0; 2007 Qtr 3: 0; 2007 Qtr 4: 0; 2008 Qtr 1: 0; 2008 Qtr 2: 0; 2008 Qtr 3: 0; 2008 Qtr 4: 0 | 14.5568
0 | 234148-Premium T8 with T12 40 Watt Baseline |  | 7 | Commercial | 01-ALC-AllCommercial-IntLight | 0 |  |  |  |  | 13.9591 | 13.1897 | 0 | 0 | 0 | 0.7694 | 74.8184 |  | kWh | 0.022603 | -0.12253 | Commercial |  | Annual | [5 empty] | 11 | 0.96 |  |  |  | 0 | 20.0156 | 0 | 0 | 0 | 0 | 0 | 0 | 0 | 0 | 0 | 0 | 2006 Qtr 1: 0; 2006 Qtr 2: 0; 2006 Qtr 3: 0; 2006 Qtr 4: 20.0156; 2007 Qtr 1: 0; 2007 Qtr 2: 0; 2007 Qtr 3: 0; 2007 Qtr 4: 0; 2008 Qtr 1: 0; 2008 Qtr 2: 0; 2008 Qtr 3: 0; 2008 Qtr 4: 0 | 20.0156
0 | 234053-Lighting-Remove 4 Ft Lamp (De-Lamp) | COFL00AVDEL01 | 7 | Commercial | 01-ALC-AllCommercial-IntLight | 0 |  |  |  |  | 28.2538 | 16.4871 | 0 | 0 | 0 | 11.7667 | 115.4744 |  | kWh | 0.034885 | -0.18911 | Commercial |  | Annual | [5 empty] | 11 | 0.96 |  |  |  | 0 | 10.0078 | 0 | 0 | 0 | 0 | 0 | 0 | 0 | 0 | 0 | 0 | 2006 Qtr 1: 0; 2006 Qtr 2: 0; 2006 Qtr 3: 0; 2006 Qtr 4: 10.0078; 2007 Qtr 1: 0; 2007 Qtr 2: 0; 2007 Qtr 3: 0; 2007 Qtr 4: 0; 2008 Qtr 1: 0; 2008 Qtr 2: 0; 2008 Qtr 3: 0; 2008 Qtr 4: 0 | 10.0078
0 | 234053-Lighting-Remove 4 Ft Lamp (De-Lamp) | COFL00AVDEL01 | 10 | Commercial | 01-ALC-AllCommercial-IntLight | 0 |  |  |  |  | 28.2538 | 16.4871 | 0 | 0 | 0 | 11.7667 | 100.2216 |  | kWh | 0.031059 | -0.16413 | Commercial |  | Annual | [5 empty] | 11 | 0.96 |  |  |  | 0 | 50.0391 | 0 | 0 | 0 | 0 | 0 | 0 | 0 | 0 | 0 | 0 | 2006 Qtr 1: 0; 2006 Qtr 2: 0; 2006 Qtr 3: 0; 2006 Qtr 4: 50.0391; 2007 Qtr 1: 0; 2007 Qtr 2: 0; 2007 Qtr 3: 0; 2007 Qtr 4: 0; 2008 Qtr 1: 0; 2008 Qtr 2: 0; 2008 Qtr 3: 0; 2008 Qtr 4: 0 | 50.0391
0 | 234148-Premium T8 with T12 40 Watt Baseline |  | 10 | Commercial | 01-ALC-AllCommercial-IntLight | 0 |  |  |  |  | 13.9591 | 13.1897 | 0 | 0 | 0 | 0.7694 | 64.9358 |  | kWh | 0.020124 | -0.10634 | Commercial |  | Annual | [5 empty] | 11 | 0.96 |  |  |  | 0 | 50.0391 | 0 | 0 | 0 | 0 | 0 | 0 | 0 | 0 | 0 | 0 | 2006 Qtr 1: 0; 2006 Qtr 2: 0; 2006 Qtr 3: 0; 2006 Qtr 4: 50.0391; 2007 Qtr 1: 0; 2007 Qtr 2: 0; 2007 Qtr 3: 0; 2007 Qtr 4: 0; 2008 Qtr 1: 0; 2008 Qtr 2: 0; 2008 Qtr 3: 0; 2008 Qtr 4: 0 | 50.0391
0 | 234148-Premium T8 with T12 40 Watt Baseline |  | 10 | Commercial | 01-ALC-AllCommercial-IntLight | 0 |  |  |  |  | 13.9591 | 13.1897 | 0 | 0 | 0 | 0.7694 | 64.9358 |  | kWh | 0.020124 | -0.10634 | Commercial |  | Annual | [5 empty] | 11 | 0.96 |  |  |  | 0 | 40.0313 | 0 | 0 | 0 | 0 | 0 | 0 | 0 | 0 | 0 | 0 | 2006 Qtr 1: 0; 2006 Qtr 2: 0; 2006 Qtr 3: 0; 2006 Qtr 4: 40.0313; 2007 Qtr 1: 0; 2007 Qtr 2: 0; 2007 Qtr 3: 0; 2007 Qtr 4: 0; 2008 Qtr 1: 0; 2008 Qtr 2: 0; 2008 Qtr 3: 0; 2008 Qtr 4: 0 | 40.0313
0 | 234053-Lighting-Remove 4 Ft Lamp (De-Lamp) | COFL00AVDEL01 | 10 | Commercial | 01-ALC-AllCommercial-IntLight | 0 |  |  |  |  | 28.2538 | 16.4871 | 0 | 0 | 0 | 11.7667 | 100.2216 |  | kWh | 0.031059 | -0.16413 | Commercial |  | Annual | [5 empty] | 11 | 0.96 |  |  |  | 0 | 40.0313 | 0 | 0 | 0 | 0 | 0 | 0 | 0 | 0 | 0 | 0 | 2006 Qtr 1: 0; 2006 Qtr 2: 0; 2006 Qtr 3: 0; 2006 Qtr 4: 40.0313; 2007 Qtr 1: 0; 2007 Qtr 2: 0; 2007 Qtr 3: 0; 2007 Qtr 4: 0; 2008 Qtr 1: 0; 2008 Qtr 2: 0; 2008 Qtr 3: 0; 2008 Qtr 4: 0 | 40.0313
0 | 234148-Premium T8 with T12 40 Watt Baseline |  | 10 | Commercial | 01-ALC-AllCommercial-IntLight | 0 |  |  |  |  | 13.9591 | 13.1897 | 0 | 0 | 0 | 0.7694 | 74.8184 |  | kWh | 0.022603 | -0.12253 | Commercial |  | Annual | [5 empty] | 11 | 0.96 |  |  |  | 0 | 56.4077 | 0 | 0 | 0 | 0 | 0 | 0 | 0 | 0 | 0 | 0 | 2006 Qtr 1: 0; 2006 Qtr 2: 0; 2006 Qtr 3: 0; 2006 Qtr 4: 56.4077; 2007 Qtr 1: 0; 2007 Qtr 2: 0; 2007 Qtr 3: 0; 2007 Qtr 4: 0; 2008 Qtr 1: 0; 2008 Qtr 2: 0; 2008 Qtr 3: 0; 2008 Qtr 4: 0 | 56.4077
0 | 234053-Lighting-Remove 4 Ft Lamp (De-Lamp) | COFL00AVDEL01 | 10 | Commercial | 01-ALC-AllCommercial-IntLight | 0 |  |  |  |  | 28.2538 | 16.4871 | 0 | 0 | 0 | 11.7667 | 115.4744 |  | kWh | 0.034885 | -0.18911 | Commercial |  | Annual | [5 empty] | 11 | 0.96 |  |  |  | 0 | 30.0235 | 0 | 0 | 0 | 0 | 0 | 0 | 0 | 0 | 0 | 0 | 2006 Qtr 1: 0; 2006 Qtr 2: 0; 2006 Qtr 3: 0; 2006 Qtr 4: 30.0235; 2007 Qtr 1: 0; 2007 Qtr 2: 0; 2007 Qtr 3: 0; 2007 Qtr 4: 0; 2008 Qtr 1: 0; 2008 Qtr 2: 0; 2008 Qtr 3: 0; 2008 Qtr 4: 0 | 30.0235
0 | 234049-Lighting-LED Exit Sign New Sign | CALC00AVETS01 | 10 | Commercial | 02-ASM-Assembly-Exit | 0 |  |  |  |  | 65.3696 | 45 | 0 | 0 | 0 | 20.3696 | 351.311 |  | kWh | 0 | 0 | Commercial |  | Annual | [5 empty] | 16 | 0.96 |  |  |  | 0 | 3 | 0 | 0 | 0 | 0 | 0 | 0 | 0 | 0 | 0 | 0 | 2006 Qtr 1: 0; 2006 Qtr 2: 0; 2006 Qtr 3: 0; 2006 Qtr 4: 3; 2007 Qtr 1: 0; 2007 Qtr 2: 0; 2007 Qtr 3: 0; 2007 Qtr 4: 0; 2008 Qtr 1: 0; 2008 Qtr 2: 0; 2008 Qtr 3: 0; 2008 Qtr 4: 0 | 3
0 | 234148-Premium T8 with T12 40 Watt Baseline |  | 7 | Commercial | 01-ALC-AllCommercial-IntLight | 0 |  |  |  |  | 13.9591 | 13.1897 | 0 | 0 | 0 | 0.7694 | 64.9358 |  | kWh | 0.020124 | -0.10634 | Commercial |  | Annual | [5 empty] | 11 | 0.96 |  |  |  | 0 | 69.145 | 0 | 0 | 0 | 0 | 0 | 0 | 0 | 0 | 0 | 0 | 2006 Qtr 1: 0; 2006 Qtr 2: 0; 2006 Qtr 3: 0; 2006 Qtr 4: 69.145; 2007 Qtr 1: 0; 2007 Qtr 2: 0; 2007 Qtr 3: 0; 2007 Qtr 4: 0; 2008 Qtr 1: 0; 2008 Qtr 2: 0; 2008 Qtr 3: 0; 2008 Qtr 4: 0 | 69.145
0 | 234053-Lighting-Remove 4 Ft Lamp (De-Lamp) | COFL00AVDEL01 | 7 | Commercial | 01-ALC-AllCommercial-IntLight | 0 |  |  |  |  | 28.2538 | 16.4871 | 0 | 0 | 0 | 11.7667 | 100.2216 |  | kWh | 0.031059 | -0.16413 | Commercial |  | Annual | [5 empty] | 11 | 0.96 |  |  |  | 0 | 69.145 | 0 | 0 | 0 | 0 | 0 | 0 | 0 | 0 | 0 | 0 | 2006 Qtr 1: 0; 2006 Qtr 2: 0; 2006 Qtr 3: 0; 2006 Qtr 4: 69.145; 2007 Qtr 1: 0; 2007 Qtr 2: 0; 2007 Qtr 3: 0; 2007 Qtr 4: 0; 2008 Qtr 1: 0; 2008 Qtr 2: 0; 2008 Qtr 3: 0; 2008 Qtr 4: 0 | 69.145
0 | 234148-Premium T8 with T12 40 Watt Baseline |  | 7 | Commercial | 01-ALC-AllCommercial-IntLight | 0 |  |  |  |  | 13.9591 | 13.1897 | 0 | 0 | 0 | 0.7694 | 64.9358 |  | kWh | 0.020124 | -0.10634 | Commercial |  | Annual | [5 empty] | 11 | 0.96 |  |  |  | 0 | 118.2743 | 0 | 0 | 0 | 0 | 0 | 0 | 0 | 0 | 0 | 0 | 2006 Qtr 1: 0; 2006 Qtr 2: 0; 2006 Qtr 3: 118.2743; 2006 Qtr 4: 0; 2007 Qtr 1: 0; 2007 Qtr 2: 0; 2007 Qtr 3: 0; 2007 Qtr 4: 0; 2008 Qtr 1: 0; 2008 Qtr 2: 0; 2008 Qtr 3: 0; 2008 Qtr 4: 0 | 118.2743
0 | 234053-Lighting-Remove 4 Ft Lamp (De-Lamp) | COFL00AVDEL01 | 7 | Commercial | 01-ALC-AllCommercial-IntLight | 0 |  |  |  |  | 28.2538 | 16.4871 | 0 | 0 | 0 | 11.7667 | 100.2216 |  | kWh | 0.031059 | -0.16413 | Commercial |  | Annual | [5 empty] | 11 | 0.96 |  |  |  | 0 | 132.8311 | 0 | 0 | 0 | 0 | 0 | 0 | 0 | 0 | 0 | 0 | 2006 Qtr 1: 0; 2006 Qtr 2: 0; 2006 Qtr 3: 132.8311; 2006 Qtr 4: 0; 2007 Qtr 1: 0; 2007 Qtr 2: 0; 2007 Qtr 3: 0; 2007 Qtr 4: 0; 2008 Qtr 1: 0; 2008 Qtr 2: 0; 2008 Qtr 3: 0; 2008 Qtr 4: 0 | 132.8311
0 | 234049-Lighting-LED Exit Sign New Sign | CALC00AVETS01 | 7 | Commercial | 02-ASM-Assembly-Exit | 0 |  |  |  |  | 65.3696 | 45 | 0 | 0 | 0 | 20.3696 | 351.311 |  | kWh | 0 | 0 | Commercial |  | Annual | [5 empty] | 16 | 0.96 |  |  |  | 0 | 2 | 0 | 0 | 0 | 0 | 0 | 0 | 0 | 0 | 0 | 0 | 2006 Qtr 1: 0; 2006 Qtr 2: 0; 2006 Qtr 3: 2; 2006 Qtr 4: 0; 2007 Qtr 1: 0; 2007 Qtr 2: 0; 2007 Qtr 3: 0; 2007 Qtr 4: 0; 2008 Qtr 1: 0; 2008 Qtr 2: 0; 2008 Qtr 3: 0; 2008 Qtr 4: 0 | 2
0 | 234148-Premium T8 with T12 40 Watt Baseline |  | 7 | Commercial | 01-ALC-AllCommercial-IntLight | 0 |  |  |  |  | 13.9591 | 13.1897 | 0 | 0 | 0 | 0.7694 | 83.0547 |  | kWh | 0.026694 | -0.13602 | Commercial |  | Annual | [5 empty] | 11 | 0.96 |  |  |  | 0 | 58.2273 | 0 | 0 | 0 | 0 | 0 | 0 | 0 | 0 | 0 | 0 | 2006 Qtr 1: 0; 2006 Qtr 2: 0; 2006 Qtr 3: 58.2273; 2006 Qtr 4: 0; 2007 Qtr 1: 0; 2007 Qtr 2: 0; 2007 Qtr 3: 0; 2007 Qtr 4: 0; 2008 Qtr 1: 0; 2008 Qtr 2: 0; 2008 Qtr 3: 0; 2008 Qtr 4: 0 | 58.2273
0 | 234053-Lighting-Remove 4 Ft Lamp (De-Lamp) | COFL00AVDEL01 | 7 | Commercial | 01-ALC-AllCommercial-IntLight | 0 |  |  |  |  | 28.2538 | 16.4871 | 0 | 0 | 0 | 11.7667 | 128.1864 |  | kWh | 0.0412 | -0.20993 | Commercial |  | Annual | [5 empty] | 11 | 0.96 |  |  |  | 0 | 58.2273 | 0 | 0 | 0 | 0 | 0 | 0 | 0 | 0 | 0 | 0 | 2006 Qtr 1: 0; 2006 Qtr 2: 0; 2006 Qtr 3: 58.2273; 2006 Qtr 4: 0; 2007 Qtr 1: 0; 2007 Qtr 2: 0; 2007 Qtr 3: 0; 2007 Qtr 4: 0; 2008 Qtr 1: 0; 2008 Qtr 2: 0; 2008 Qtr 3: 0; 2008 Qtr 4: 0 | 58.2273
0 | 234049-Lighting-LED Exit Sign New Sign | CALC00AVETS01 | 7 | Commercial | 02-ASM-Assembly-Exit | 0 |  |  |  |  | 65.3696 | 45 | 0 | 0 | 0 | 20.3696 | 351.311 |  | kWh | 0 | 0 | Commercial |  | Annual | [5 empty] | 16 | 0.96 |  |  |  | 0 | 1 | 0 | 0 | 0 | 0 | 0 | 0 | 0 | 0 | 0 | 0 | 2006 Qtr 1: 0; 2006 Qtr 2: 0; 2006 Qtr 3: 1; 2006 Qtr 4: 0; 2007 Qtr 1: 0; 2007 Qtr 2: 0; 2007 Qtr 3: 0; 2007 Qtr 4: 0; 2008 Qtr 1: 0; 2008 Qtr 2: 0; 2008 Qtr 3: 0; 2008 Qtr 4: 0 | 1
0 | 234148-Premium T8 with T12 40 Watt Baseline |  | 7 | Commercial | 01-ALC-AllCommercial-IntLight | 0 |  |  |  |  | 13.9591 | 13.1897 | 0 | 0 | 0 | 0.7694 | 64.9358 |  | kWh | 0.020124 | -0.10634 | Commercial |  | Annual | [5 empty] | 11 | 0.96 |  |  |  | 0 | 56.4077 | 0 | 0 | 0 | 0 | 0 | 0 | 0 | 0 | 0 | 0 | 2006 Qtr 1: 0; 2006 Qtr 2: 0; 2006 Qtr 3: 0; 2006 Qtr 4: 56.4077; 2007 Qtr 1: 0; 2007 Qtr 2: 0; 2007 Qtr 3: 0; 2007 Qtr 4: 0; 2008 Qtr 1: 0; 2008 Qtr 2: 0; 2008 Qtr 3: 0; 2008 Qtr 4: 0 | 56.4077
0 | 234053-Lighting-Remove 4 Ft Lamp (De-Lamp) | COFL00AVDEL01 | 7 | Commercial | 01-ALC-AllCommercial-IntLight | 0 |  |  |  |  | 28.2538 | 16.4871 | 0 | 0 | 0 | 11.7667 | 100.2216 |  | kWh | 0.031059 | -0.16413 | Commercial |  | Annual | [5 empty] | 11 | 0.96 |  |  |  | 0 | 56.4077 | 0 | 0 | 0 | 0 | 0 | 0 | 0 | 0 | 0 | 0 | 2006 Qtr 1: 0; 2006 Qtr 2: 0; 2006 Qtr 3: 0; 2006 Qtr 4: 56.4077; 2007 Qtr 1: 0; 2007 Qtr 2: 0; 2007 Qtr 3: 0; 2007 Qtr 4: 0; 2008 Qtr 1: 0; 2008 Qtr 2: 0; 2008 Qtr 3: 0; 2008 Qtr 4: 0 | 56.4077
0 | 234148-Premium T8 with T12 40 Watt Baseline |  | 7 | Commercial | 01-ALC-AllCommercial-IntLight | 0 |  |  |  |  | 13.9591 | 13.1897 | 0 | 0 | 0 | 0.7694 | 64.9358 |  | kWh | 0.020124 | -0.10634 | Commercial |  | Annual | [5 empty] | 11 | 0.96 |  |  |  | 0 | 34.5725 | 0 | 0 | 0 | 0 | 0 | 0 | 0 | 0 | 0 | 0 | 2006 Qtr 1: 0; 2006 Qtr 2: 0; 2006 Qtr 3: 0; 2006 Qtr 4: 34.5725; 2007 Qtr 1: 0; 2007 Qtr 2: 0; 2007 Qtr 3: 0; 2007 Qtr 4: 0; 2008 Qtr 1: 0; 2008 Qtr 2: 0; 2008 Qtr 3: 0; 2008 Qtr 4: 0 | 34.5725
0 | 234053-Lighting-Remove 4 Ft Lamp (De-Lamp) | COFL00AVDEL01 | 7 | Commercial | 01-ALC-AllCommercial-IntLight | 0 |  |  |  |  | 28.2538 | 16.4871 | 0 | 0 | 0 | 11.7667 | 100.2216 |  | kWh | 0.031059 | -0.16413 | Commercial |  | Annual | [5 empty] | 11 | 0.96 |  |  |  | 0 | 34.5725 | 0 | 0 | 0 | 0 | 0 | 0 | 0 | 0 | 0 | 0 | 2006 Qtr 1: 0; 2006 Qtr 2: 0; 2006 Qtr 3: 0; 2006 Qtr 4: 34.5725; 2007 Qtr 1: 0; 2007 Qtr 2: 0; 2007 Qtr 3: 0; 2007 Qtr 4: 0; 2008 Qtr 1: 0; 2008 Qtr 2: 0; 2008 Qtr 3: 0; 2008 Qtr 4: 0 | 34.5725
0 | 234148-Premium T8 with T12 40 Watt Baseline |  | 7 | Commercial | 01-ALC-AllCommercial-IntLight | 0 |  |  |  |  | 13.9591 | 13.1897 | 0 | 0 | 0 | 0.7694 | 64.9358 |  | kWh | 0.020124 | -0.10634 | Commercial |  | Annual | [5 empty] | 11 | 0.96 |  |  |  | 0 | 40.9411 | 0 | 0 | 0 | 0 | 0 | 0 | 0 | 0 | 0 | 0 | 2006 Qtr 1: 0; 2006 Qtr 2: 0; 2006 Qtr 3: 0; 2006 Qtr 4: 40.9411; 2007 Qtr 1: 0; 2007 Qtr 2: 0; 2007 Qtr 3: 0; 2007 Qtr 4: 0; 2008 Qtr 1: 0; 2008 Qtr 2: 0; 2008 Qtr 3: 0; 2008 Qtr 4: 0 | 40.9411
0 | 234053-Lighting-Remove 4 Ft Lamp (De-Lamp) | COFL00AVDEL01 | 7 | Commercial | 01-ALC-AllCommercial-IntLight | 0 |  |  |  |  | 28.2538 | 16.4871 | 0 | 0 | 0 | 11.7667 | 100.2216 |  | kWh | 0.031059 | -0.16413 | Commercial |  | Annual | [5 empty] | 11 | 0.96 |  |  |  | 0 | 45.4901 | 0 | 0 | 0 | 0 | 0 | 0 | 0 | 0 | 0 | 0 | 2006 Qtr 1: 0; 2006 Qtr 2: 0; 2006 Qtr 3: 0; 2006 Qtr 4: 45.4901; 2007 Qtr 1: 0; 2007 Qtr 2: 0; 2007 Qtr 3: 0; 2007 Qtr 4: 0; 2008 Qtr 1: 0; 2008 Qtr 2: 0; 2008 Qtr 3: 0; 2008 Qtr 4: 0 | 45.4901
0 | 234049-Lighting-LED Exit Sign New Sign | CALC00AVETS01 | 7 | Commercial | 02-ASM-Assembly-Exit | 0 |  |  |  |  | 65.3696 | 45 | 0 | 0 | 0 | 20.3696 | 351.311 |  | kWh | 0 | 0 | Commercial |  | Annual | [5 empty] | 16 | 0.96 |  |  |  | 0 | 2 | 0 | 0 | 0 | 0 | 0 | 0 | 0 | 0 | 0 | 0 | 2006 Qtr 1: 0; 2006 Qtr 2: 0; 2006 Qtr 3: 0; 2006 Qtr 4: 2; 2007 Qtr 1: 0; 2007 Qtr 2: 0; 2007 Qtr 3: 0; 2007 Qtr 4: 0; 2008 Qtr 1: 0; 2008 Qtr 2: 0; 2008 Qtr 3: 0; 2008 Qtr 4: 0 | 2
0 | 234148-Premium T8 with T12 40 Watt Baseline |  | 10 | Commercial | 01-ALC-AllCommercial-IntLight | 0 |  |  |  |  | 13.9591 | 13.1897 | 0 | 0 | 0 | 0.7694 | 74.8184 |  | kWh | 0.022603 | -0.12253 | Commercial |  | Annual | [5 empty] | 11 | 0.96 |  |  |  | 0 | 65.5058 | 0 | 0 | 0 | 0 | 0 | 0 | 0 | 0 | 0 | 0 | 2006 Qtr 1: 0; 2006 Qtr 2: 0; 2006 Qtr 3: 65.5058; 2006 Qtr 4: 0; 2007 Qtr 1: 0; 2007 Qtr 2: 0; 2007 Qtr 3: 0; 2007 Qtr 4: 0; 2008 Qtr 1: 0; 2008 Qtr 2: 0; 2008 Qtr 3: 0; 2008 Qtr 4: 0 | 65.5058
0 | 234148-Premium T8 with T12 40 Watt Baseline |  | 7 | Commercial | 01-ALC-AllCommercial-IntLight | 0 |  |  |  |  | 13.9591 | 13.1897 | 0 | 0 | 0 | 0.7694 | 64.9358 |  | kWh | 0.020124 | -0.10634 | Commercial |  | Annual | [5 empty] | 11 | 0.96 |  |  |  | 0 | 50.9489 | 0 | 0 | 0 | 0 | 0 | 0 | 0 | 0 | 0 | 0 | 2006 Qtr 1: 0; 2006 Qtr 2: 0; 2006 Qtr 3: 0; 2006 Qtr 4: 50.9489; 2007 Qtr 1: 0; 2007 Qtr 2: 0; 2007 Qtr 3: 0; 2007 Qtr 4: 0; 2008 Qtr 1: 0; 2008 Qtr 2: 0; 2008 Qtr 3: 0; 2008 Qtr 4: 0 | 50.9489
0 | 234148-Premium T8 with T12 40 Watt Baseline |  | 7 | Commercial | 01-ALC-AllCommercial-IntLight | 0 |  |  |  |  | 13.9591 | 13.1897 | 0 | 0 | 0 | 0.7694 | 64.9358 |  | kWh | 0.020124 | -0.10634 | Commercial |  | Annual | [5 empty] | 11 | 0.96 |  |  |  | 0 | 65.5058 | 0 | 0 | 0 | 0 | 0 | 0 | 0 | 0 | 0 | 0 | 2006 Qtr 1: 0; 2006 Qtr 2: 0; 2006 Qtr 3: 65.5058; 2006 Qtr 4: 0; 2007 Qtr 1: 0; 2007 Qtr 2: 0; 2007 Qtr 3: 0; 2007 Qtr 4: 0; 2008 Qtr 1: 0; 2008 Qtr 2: 0; 2008 Qtr 3: 0; 2008 Qtr 4: 0 | 65.5058
0 | 234053-Lighting-Remove 4 Ft Lamp (De-Lamp) | COFL00AVDEL01 | 7 | Commercial | 01-ALC-AllCommercial-IntLight | 0 |  |  |  |  | 28.2538 | 16.4871 | 0 | 0 | 0 | 11.7667 | 100.2216 |  | kWh | 0.031059 | -0.16413 | Commercial |  | Annual | [5 empty] | 11 | 0.96 |  |  |  | 0 | 65.5058 | 0 | 0 | 0 | 0 | 0 | 0 | 0 | 0 | 0 | 0 | 2006 Qtr 1: 0; 2006 Qtr 2: 0; 2006 Qtr 3: 65.5058; 2006 Qtr 4: 0; 2007 Qtr 1: 0; 2007 Qtr 2: 0; 2007 Qtr 3: 0; 2007 Qtr 4: 0; 2008 Qtr 1: 0; 2008 Qtr 2: 0; 2008 Qtr 3: 0; 2008 Qtr 4: 0 | 65.5058
0 | 234148-Premium T8 with T12 40 Watt Baseline |  | 7 | Commercial | 01-ALC-AllCommercial-IntLight | 0 |  |  |  |  | 13.9591 | 13.1897 | 0 | 0 | 0 | 0.7694 | 74.8184 |  | kWh | 0.022603 | -0.12253 | Commercial |  | Annual | [5 empty] | 11 | 0.96 |  |  |  | 0 | 3.6392 | 0 | 0 | 0 | 0 | 0 | 0 | 0 | 0 | 0 | 0 | 2006 Qtr 1: 0; 2006 Qtr 2: 0; 2006 Qtr 3: 0; 2006 Qtr 4: 3.6392; 2007 Qtr 1: 0; 2007 Qtr 2: 0; 2007 Qtr 3: 0; 2007 Qtr 4: 0; 2008 Qtr 1: 0; 2008 Qtr 2: 0; 2008 Qtr 3: 0; 2008 Qtr 4: 0 | 3.6392
0 | 234148-Premium T8 with T12 40 Watt Baseline |  | 7 | Commercial | 01-ALC-AllCommercial-IntLight | 0 |  |  |  |  | 13.9591 | 13.1897 | 0 | 0 | 0 | 0.7694 | 74.8184 |  | kWh | 0.022603 | -0.12253 | Commercial |  | Annual | [5 empty] | 11 | 0.96 |  |  |  | 0 | 20.9254 | 0 | 0 | 0 | 0 | 0 | 0 | 0 | 0 | 0 | 0 | 2006 Qtr 1: 0; 2006 Qtr 2: 0; 2006 Qtr 3: 0; 2006 Qtr 4: 20.9254; 2007 Qtr 1: 0; 2007 Qtr 2: 0; 2007 Qtr 3: 0; 2007 Qtr 4: 0; 2008 Qtr 1: 0; 2008 Qtr 2: 0; 2008 Qtr 3: 0; 2008 Qtr 4: 0 | 20.9254
0 | 234053-Lighting-Remove 4 Ft Lamp (De-Lamp) | COFL00AVDEL01 | 7 | Commercial | 01-ALC-AllCommercial-IntLight | 0 |  |  |  |  | 28.2538 | 16.4871 | 0 | 0 | 0 | 11.7667 | 115.4744 |  | kWh | 0.034885 | -0.18911 | Commercial |  | Annual | [5 empty] | 11 | 0.96 |  |  |  | 0 | 25.4745 | 0 | 0 | 0 | 0 | 0 | 0 | 0 | 0 | 0 | 0 | 2006 Qtr 1: 0; 2006 Qtr 2: 0; 2006 Qtr 3: 0; 2006 Qtr 4: 25.4745; 2007 Qtr 1: 0; 2007 Qtr 2: 0; 2007 Qtr 3: 0; 2007 Qtr 4: 0; 2008 Qtr 1: 0; 2008 Qtr 2: 0; 2008 Qtr 3: 0; 2008 Qtr 4: 0 | 25.4745
0 | 234148-Premium T8 with T12 40 Watt Baseline |  | System | Commercial | 01-ALC-AllCommercial-IntLight | 0 |  |  |  |  | 13.9591 | 13.1897 | 0 | 0 | 0 | 0.7694 | 140.9367 |  | kWh | 0.027805 | -0.23081 | Commercial |  | Annual | [5 empty] | 11 | 0.96 |  |  |  | 0 | 83.7018 | 0 | 0 | 0 | 0 | 0 | 0 | 0 | 0 | 0 | 0 | 2006 Qtr 1: 0; 2006 Qtr 2: 0; 2006 Qtr 3: 0; 2006 Qtr 4: 83.7018; 2007 Qtr 1: 0; 2007 Qtr 2: 0; 2007 Qtr 3: 0; 2007 Qtr 4: 0; 2008 Qtr 1: 0; 2008 Qtr 2: 0; 2008 Qtr 3: 0; 2008 Qtr 4: 0 | 83.7018
0 | 234148-Premium T8 with T12 40 Watt Baseline |  | System | Commercial | 01-ALC-AllCommercial-IntLight | 0 |  |  |  |  | 13.9591 | 13.1897 | 0 | 0 | 0 | 0.7694 | 74.8184 |  | kWh | 0.022603 | -0.12253 | Commercial |  | Annual | [5 empty] | 11 | 0.96 |  |  |  | 0 | 61.8665 | 0 | 0 | 0 | 0 | 0 | 0 | 0 | 0 | 0 | 0 | 2006 Qtr 1: 0; 2006 Qtr 2: 0; 2006 Qtr 3: 0; 2006 Qtr 4: 61.8665; 2007 Qtr 1: 0; 2007 Qtr 2: 0; 2007 Qtr 3: 0; 2007 Qtr 4: 0; 2008 Qtr 1: 0; 2008 Qtr 2: 0; 2008 Qtr 3: 0; 2008 Qtr 4: 0 | 61.8665
0 | 234059-Motors - VFD - HVAC Fans (per Hp) |  | 7 | Commercial | 01-ALC-AllCommercial-Vent/Fan | 0 |  |  |  |  | 202 | 40 | 0 | 0 | 0 | 162 | 753 |  | kWh | 0 | 0 | Commercial |  | Annual | [5 empty] | 15 | 0.96 |  |  |  | 0 | 35 | 0 | 0 | 0 | 0 | 0 | 0 | 0 | 0 | 0 | 0 | 2006 Qtr 1: 0; 2006 Qtr 2: 0; 2006 Qtr 3: 35; 2006 Qtr 4: 0; 2007 Qtr 1: 0; 2007 Qtr 2: 0; 2007 Qtr 3: 0; 2007 Qtr 4: 0; 2008 Qtr 1: 0; 2008 Qtr 2: 0; 2008 Qtr 3: 0; 2008 Qtr 4: 0 | 35
0 | 234148-Premium T8 with T12 40 Watt Baseline |  | 7 | Commercial | 01-ALC-AllCommercial-IntLight | 0 |  |  |  |  | 13.9591 | 13.1897 | 0 | 0 | 0 | 0.7694 | 64.9358 |  | kWh | 0.020124 | -0.10634 | Commercial |  | Annual | [5 empty] | 11 | 0.96 |  |  |  | 0 | 52.7685 | 0 | 0 | 0 | 0 | 0 | 0 | 0 | 0 | 0 | 0 | 2006 Qtr 1: 0; 2006 Qtr 2: 0; 2006 Qtr 3: 0; 2006 Qtr 4: 52.7685; 2007 Qtr 1: 0; 2007 Qtr 2: 0; 2007 Qtr 3: 0; 2007 Qtr 4: 0; 2008 Qtr 1: 0; 2008 Qtr 2: 0; 2008 Qtr 3: 0; 2008 Qtr 4: 0 | 52.7685
0 | 234053-Lighting-Remove 4 Ft Lamp (De-Lamp) | COFL00AVDEL01 | 7 | Commercial | 01-ALC-AllCommercial-IntLight | 0 |  |  |  |  | 28.2538 | 16.4871 | 0 | 0 | 0 | 11.7667 | 100.2216 |  | kWh | 0.031059 | -0.16413 | Commercial |  | Annual | [5 empty] | 11 | 0.96 |  |  |  | 0 | 52.7685 | 0 | 0 | 0 | 0 | 0 | 0 | 0 | 0 | 0 | 0 | 2006 Qtr 1: 0; 2006 Qtr 2: 0; 2006 Qtr 3: 0; 2006 Qtr 4: 52.7685; 2007 Qtr 1: 0; 2007 Qtr 2: 0; 2007 Qtr 3: 0; 2007 Qtr 4: 0; 2008 Qtr 1: 0; 2008 Qtr 2: 0; 2008 Qtr 3: 0; 2008 Qtr 4: 0 | 52.7685
0 | 234049-Lighting-LED Exit Sign New Sign | CALC00AVETS01 | 7 | Commercial | 02-ASM-Assembly-Exit | 0 |  |  |  |  | 65.3696 | 45 | 0 | 0 | 0 | 20.3696 | 351.311 |  | kWh | 0 | 0 | Commercial |  | Annual | [5 empty] | 16 | 0.96 |  |  |  | 0 | 1 | 0 | 0 | 0 | 0 | 0 | 0 | 0 | 0 | 0 | 0 | 2006 Qtr 1: 0; 2006 Qtr 2: 0; 2006 Qtr 3: 0; 2006 Qtr 4: 1; 2007 Qtr 1: 0; 2007 Qtr 2: 0; 2007 Qtr 3: 0; 2007 Qtr 4: 0; 2008 Qtr 1: 0; 2008 Qtr 2: 0; 2008 Qtr 3: 0; 2008 Qtr 4: 0 | 1
0 | 234053-Lighting-Remove 4 Ft Lamp (De-Lamp) | COFL00AVDEL01 | 7 | Commercial | 01-ALC-AllCommercial-IntLight | 0 |  |  |  |  | 28.2538 | 16.4871 | 0 | 0 | 0 | 11.7667 | 100.2216 |  | kWh | 0.031059 | -0.16413 | Commercial |  | Annual | [5 empty] | 11 | 0.96 |  |  |  | 0 | 7.2784 | 0 | 0 | 0 | 0 | 0 | 0 | 0 | 0 | 0 | 0 | 2006 Qtr 1: 0; 2006 Qtr 2: 0; 2006 Qtr 3: 7.2784; 2006 Qtr 4: 0; 2007 Qtr 1: 0; 2007 Qtr 2: 0; 2007 Qtr 3: 0; 2007 Qtr 4: 0; 2008 Qtr 1: 0; 2008 Qtr 2: 0; 2008 Qtr 3: 0; 2008 Qtr 4: 0 | 7.2784
0 | 234148-Premium T8 with T12 40 Watt Baseline |  | 7 | Commercial | 01-ALC-AllCommercial-IntLight | 0 |  |  |  |  | 13.9591 | 13.1897 | 0 | 0 | 0 | 0.7694 | 64.9358 |  | kWh | 0.020124 | -0.10634 | Commercial |  | Annual | [5 empty] | 11 | 0.96 |  |  |  | 0 | 7.2784 | 0 | 0 | 0 | 0 | 0 | 0 | 0 | 0 | 0 | 0 | 2006 Qtr 1: 0; 2006 Qtr 2: 0; 2006 Qtr 3: 7.2784; 2006 Qtr 4: 0; 2007 Qtr 1: 0; 2007 Qtr 2: 0; 2007 Qtr 3: 0; 2007 Qtr 4: 0; 2008 Qtr 1: 0; 2008 Qtr 2: 0; 2008 Qtr 3: 0; 2008 Qtr 4: 0 | 7.2784
0 | 234148-Premium T8 with T12 40 Watt Baseline |  | 7 | Commercial | 14-MLI-Manufacturing–LightIndustry-LIGHT | 0 |  |  |  |  | 13.9591 | 13.1897 | 0 | 0 | 0 | 0.7694 | 64.9241 |  | kWh | 0.020063 | -0.083941 | Commercial |  | Annual | [5 empty] | 11 | 0.96 |  |  |  | 0 | 23.6549 | 0 | 0 | 0 | 0 | 0 | 0 | 0 | 0 | 0 | 0 | 2006 Qtr 1: 0; 2006 Qtr 2: 0; 2006 Qtr 3: 23.6549; 2006 Qtr 4: 0; 2007 Qtr 1: 0; 2007 Qtr 2: 0; 2007 Qtr 3: 0; 2007 Qtr 4: 0; 2008 Qtr 1: 0; 2008 Qtr 2: 0; 2008 Qtr 3: 0; 2008 Qtr 4: 0 | 23.6549
0 | 234053-Lighting-Remove 4 Ft Lamp (De-Lamp) | COFL00AVDEL01 | 7 | Commercial | 14-MLI-Manufacturing–LightIndustry-LIGHT | 0 |  |  |  |  | 28.2538 | 16.4871 | 0 | 0 | 0 | 11.7667 | 100.2037 |  | kWh | 0.030965 | -0.12955 | Commercial |  | Annual | [5 empty] | 11 | 0.96 |  |  |  | 0 | 23.6549 | 0 | 0 | 0 | 0 | 0 | 0 | 0 | 0 | 0 | 0 | 2006 Qtr 1: 0; 2006 Qtr 2: 0; 2006 Qtr 3: 23.6549; 2006 Qtr 4: 0; 2007 Qtr 1: 0; 2007 Qtr 2: 0; 2007 Qtr 3: 0; 2007 Qtr 4: 0; 2008 Qtr 1: 0; 2008 Qtr 2: 0; 2008 Qtr 3: 0; 2008 Qtr 4: 0 | 23.6549
0 | 234148-Premium T8 with T12 40 Watt Baseline |  | 7 | Commercial | 01-ALC-AllCommercial-IntLight | 0 |  |  |  |  | 13.9591 | 13.1897 | 0 | 0 | 0 | 0.7694 | 64.9358 |  | kWh | 0.020124 | -0.10634 | Commercial |  | Annual | [5 empty] | 11 | 0.96 |  |  |  | 0 | 54.5881 | 0 | 0 | 0 | 0 | 0 | 0 | 0 | 0 | 0 | 0 | 2006 Qtr 1: 0; 2006 Qtr 2: 0; 2006 Qtr 3: 54.5881; 2006 Qtr 4: 0; 2007 Qtr 1: 0; 2007 Qtr 2: 0; 2007 Qtr 3: 0; 2007 Qtr 4: 0; 2008 Qtr 1: 0; 2008 Qtr 2: 0; 2008 Qtr 3: 0; 2008 Qtr 4: 0 | 54.5881
0 | 234053-Lighting-Remove 4 Ft Lamp (De-Lamp) | COFL00AVDEL01 | 7 | Commercial | 01-ALC-AllCommercial-IntLight | 0 |  |  |  |  | 28.2538 | 16.4871 | 0 | 0 | 0 | 11.7667 | 100.2216 |  | kWh | 0.031059 | -0.16413 | Commercial |  | Annual | [5 empty] | 11 | 0.96 |  |  |  | 0 | 52.7685 | 0 | 0 | 0 | 0 | 0 | 0 | 0 | 0 | 0 | 0 | 2006 Qtr 1: 0; 2006 Qtr 2: 0; 2006 Qtr 3: 52.7685; 2006 Qtr 4: 0; 2007 Qtr 1: 0; 2007 Qtr 2: 0; 2007 Qtr 3: 0; 2007 Qtr 4: 0; 2008 Qtr 1: 0; 2008 Qtr 2: 0; 2008 Qtr 3: 0; 2008 Qtr 4: 0 | 52.7685
0 | 234148-Premium T8 with T12 40 Watt Baseline |  | 7 | Commercial | 01-ALC-AllCommercial-IntLight | 0 |  |  |  |  | 13.9591 | 13.1897 | 0 | 0 | 0 | 0.7694 | 64.9358 |  | kWh | 0.020124 | -0.10634 | Commercial |  | Annual | [5 empty] | 11 | 0.96 |  |  |  | 0 | 98.2586 | 0 | 0 | 0 | 0 | 0 | 0 | 0 | 0 | 0 | 0 | 2006 Qtr 1: 0; 2006 Qtr 2: 0; 2006 Qtr 3: 0; 2006 Qtr 4: 98.2586; 2007 Qtr 1: 0; 2007 Qtr 2: 0; 2007 Qtr 3: 0; 2007 Qtr 4: 0; 2008 Qtr 1: 0; 2008 Qtr 2: 0; 2008 Qtr 3: 0; 2008 Qtr 4: 0 | 98.2586
0 | 234148-Premium T8 with T12 40 Watt Baseline |  | 7 | Commercial | 01-ALC-AllCommercial-IntLight | 0 |  |  |  |  | 13.9591 | 13.1897 | 0 | 0 | 0 | 0.7694 | 64.9358 |  | kWh | 0.020124 | -0.10634 | Commercial |  | Annual | [5 empty] | 11 | 0.96 |  |  |  | 0 | 68.2352 | 0 | 0 | 0 | 0 | 0 | 0 | 0 | 0 | 0 | 0 | 2006 Qtr 1: 0; 2006 Qtr 2: 0; 2006 Qtr 3: 0; 2006 Qtr 4: 68.2352; 2007 Qtr 1: 0; 2007 Qtr 2: 0; 2007 Qtr 3: 0; 2007 Qtr 4: 0; 2008 Qtr 1: 0; 2008 Qtr 2: 0; 2008 Qtr 3: 0; 2008 Qtr 4: 0 | 68.2352
0 | 234053-Lighting-Remove 4 Ft Lamp (De-Lamp) | COFL00AVDEL01 | 7 | Commercial | 01-ALC-AllCommercial-IntLight | 0 |  |  |  |  | 28.2538 | 16.4871 | 0 | 0 | 0 | 11.7667 | 100.2216 |  | kWh | 0.031059 | -0.16413 | Commercial |  | Annual | [5 empty] | 11 | 0.96 |  |  |  | 0 | 74.6038 | 0 | 0 | 0 | 0 | 0 | 0 | 0 | 0 | 0 | 0 | 2006 Qtr 1: 0; 2006 Qtr 2: 0; 2006 Qtr 3: 0; 2006 Qtr 4: 74.6038; 2007 Qtr 1: 0; 2007 Qtr 2: 0; 2007 Qtr 3: 0; 2007 Qtr 4: 0; 2008 Qtr 1: 0; 2008 Qtr 2: 0; 2008 Qtr 3: 0; 2008 Qtr 4: 0 | 74.6038
0 | 234148-Premium T8 with T12 40 Watt Baseline |  | 7 | Commercial | 01-ALC-AllCommercial-IntLight | 0 |  |  |  |  | 13.9591 | 13.1897 | 0 | 0 | 0 | 0.7694 | 74.8184 |  | kWh | 0.022603 | -0.12253 | Commercial |  | Annual | [5 empty] | 11 | 0.96 |  |  |  | 0 | 1.8196 | 0 | 0 | 0 | 0 | 0 | 0 | 0 | 0 | 0 | 0 | 2006 Qtr 1: 0; 2006 Qtr 2: 0; 2006 Qtr 3: 0; 2006 Qtr 4: 1.8196; 2007 Qtr 1: 0; 2007 Qtr 2: 0; 2007 Qtr 3: 0; 2007 Qtr 4: 0; 2008 Qtr 1: 0; 2008 Qtr 2: 0; 2008 Qtr 3: 0; 2008 Qtr 4: 0 | 1.8196
0 | 234148-Premium T8 with T12 40 Watt Baseline |  | 7 | Commercial | 01-ALC-AllCommercial-IntLight | 0 |  |  |  |  | 13.9591 | 13.1897 | 0 | 0 | 0 | 0.7694 | 74.8184 |  | kWh | 0.022603 | -0.12253 | Commercial |  | Annual | [5 empty] | 11 | 0.96 |  |  |  | 0 | 25.4745 | 0 | 0 | 0 | 0 | 0 | 0 | 0 | 0 | 0 | 0 | 2006 Qtr 1: 0; 2006 Qtr 2: 0; 2006 Qtr 3: 0; 2006 Qtr 4: 25.4745; 2007 Qtr 1: 0; 2007 Qtr 2: 0; 2007 Qtr 3: 0; 2007 Qtr 4: 0; 2008 Qtr 1: 0; 2008 Qtr 2: 0; 2008 Qtr 3: 0; 2008 Qtr 4: 0 | 25.4745
0 | 234148-Premium T8 with T12 40 Watt Baseline |  | System | Commercial | 01-ALC-AllCommercial-IntLight | 0 |  |  |  |  | 13.9591 | 13.1897 | 0 | 0 | 0 | 0.7694 | 64.9358 |  | kWh | 0.020124 | -0.10634 | Commercial |  | Annual | [5 empty] | 11 | 0.96 |  |  |  | 0 | 112.8155 | 0 | 0 | 0 | 0 | 0 | 0 | 0 | 0 | 0 | 0 | 2006 Qtr 1: 0; 2006 Qtr 2: 0; 2006 Qtr 3: 0; 2006 Qtr 4: 112.8155; 2007 Qtr 1: 0; 2007 Qtr 2: 0; 2007 Qtr 3: 0; 2007 Qtr 4: 0; 2008 Qtr 1: 0; 2008 Qtr 2: 0; 2008 Qtr 3: 0; 2008 Qtr 4: 0 | 112.8155
0 | 234148-Premium T8 with T12 40 Watt Baseline |  | 7 | Commercial | 01-ALC-AllCommercial-IntLight | 0 |  |  |  |  | 13.9591 | 13.1897 | 0 | 0 | 0 | 0.7694 | 64.9358 |  | kWh | 0.020124 | -0.10634 | Commercial |  | Annual | [5 empty] | 11 | 0.96 |  |  |  | 0 | 29.1137 | 0 | 0 | 0 | 0 | 0 | 0 | 0 | 0 | 0 | 0 | 2006 Qtr 1: 0; 2006 Qtr 2: 0; 2006 Qtr 3: 0; 2006 Qtr 4: 29.1137; 2007 Qtr 1: 0; 2007 Qtr 2: 0; 2007 Qtr 3: 0; 2007 Qtr 4: 0; 2008 Qtr 1: 0; 2008 Qtr 2: 0; 2008 Qtr 3: 0; 2008 Qtr 4: 0 | 29.1137
0 | 234053-Lighting-Remove 4 Ft Lamp (De-Lamp) | COFL00AVDEL01 | 7 | Commercial | 01-ALC-AllCommercial-IntLight | 0 |  |  |  |  | 28.2538 | 16.4871 | 0 | 0 | 0 | 11.7667 | 100.2216 |  | kWh | 0.031059 | -0.16413 | Commercial |  | Annual | [5 empty] | 11 | 0.96 |  |  |  | 0 | 29.1137 | 0 | 0 | 0 | 0 | 0 | 0 | 0 | 0 | 0 | 0 | 2006 Qtr 1: 0; 2006 Qtr 2: 0; 2006 Qtr 3: 0; 2006 Qtr 4: 29.1137; 2007 Qtr 1: 0; 2007 Qtr 2: 0; 2007 Qtr 3: 0; 2007 Qtr 4: 0; 2008 Qtr 1: 0; 2008 Qtr 2: 0; 2008 Qtr 3: 0; 2008 Qtr 4: 0 | 29.1137
0 | 234148-Premium T8 with T12 40 Watt Baseline |  | 7 | Commercial | 01-ALC-AllCommercial-IntLight | 0 |  |  |  |  | 13.9591 | 13.1897 | 0 | 0 | 0 | 0.7694 | 83.0547 |  | kWh | 0.026694 | -0.13602 | Commercial |  | Annual | [5 empty] | 11 | 0.96 |  |  |  | 0 | 38.2117 | 0 | 0 | 0 | 0 | 0 | 0 | 0 | 0 | 0 | 0 | 2006 Qtr 1: 0; 2006 Qtr 2: 0; 2006 Qtr 3: 0; 2006 Qtr 4: 38.2117; 2007 Qtr 1: 0; 2007 Qtr 2: 0; 2007 Qtr 3: 0; 2007 Qtr 4: 0; 2008 Qtr 1: 0; 2008 Qtr 2: 0; 2008 Qtr 3: 0; 2008 Qtr 4: 0 | 38.2117
0 | 234053-Lighting-Remove 4 Ft Lamp (De-Lamp) | COFL00AVDEL01 | 7 | Commercial | 01-ALC-AllCommercial-IntLight | 0 |  |  |  |  | 28.2538 | 16.4871 | 0 | 0 | 0 | 11.7667 | 128.1864 |  | kWh | 0.0412 | -0.20993 | Commercial |  | Annual | [5 empty] | 11 | 0.96 |  |  |  | 0 | 50.9489 | 0 | 0 | 0 | 0 | 0 | 0 | 0 | 0 | 0 | 0 | 2006 Qtr 1: 0; 2006 Qtr 2: 0; 2006 Qtr 3: 0; 2006 Qtr 4: 50.9489; 2007 Qtr 1: 0; 2007 Qtr 2: 0; 2007 Qtr 3: 0; 2007 Qtr 4: 0; 2008 Qtr 1: 0; 2008 Qtr 2: 0; 2008 Qtr 3: 0; 2008 Qtr 4: 0 | 50.9489
0 | 234148-Premium T8 with T12 40 Watt Baseline |  | 7 | Commercial | 14-MLI-Manufacturing–LightIndustry-LIGHT | 0 |  |  |  |  | 13.9591 | 13.1897 | 0 | 0 | 0 | 0.7694 | 64.9241 |  | kWh | 0.020063 | -0.083941 | Commercial |  | Annual | [5 empty] | 11 | 0.96 |  |  |  | 0 | 112.8155 | 0 | 0 | 0 | 0 | 0 | 0 | 0 | 0 | 0 | 0 | 2006 Qtr 1: 0; 2006 Qtr 2: 0; 2006 Qtr 3: 0; 2006 Qtr 4: 112.8155; 2007 Qtr 1: 0; 2007 Qtr 2: 0; 2007 Qtr 3: 0; 2007 Qtr 4: 0; 2008 Qtr 1: 0; 2008 Qtr 2: 0; 2008 Qtr 3: 0; 2008 Qtr 4: 0 | 112.8155
0 | 234148-Premium T8 with T12 40 Watt Baseline |  | System | Commercial | 01-ALC-AllCommercial-IntLight | 0 |  |  |  |  | 13.9591 | 13.1897 | 0 | 0 | 0 | 0.7694 | 140.9367 |  | kWh | 0.027805 | -0.23081 | Commercial |  | Annual | [5 empty] | 11 | 0.96 |  |  |  | 0 | 50.9489 | 0 | 0 | 0 | 0 | 0 | 0 | 0 | 0 | 0 | 0 | 2006 Qtr 1: 0; 2006 Qtr 2: 0; 2006 Qtr 3: 0; 2006 Qtr 4: 50.9489; 2007 Qtr 1: 0; 2007 Qtr 2: 0; 2007 Qtr 3: 0; 2007 Qtr 4: 0; 2008 Qtr 1: 0; 2008 Qtr 2: 0; 2008 Qtr 3: 0; 2008 Qtr 4: 0 | 50.9489
0 | 234148-Premium T8 with T12 40 Watt Baseline |  | 7 | Commercial | 14-MLI-Manufacturing–LightIndustry-LIGHT | 0 |  |  |  |  | 13.9591 | 13.1897 | 0 | 0 | 0 | 0.7694 | 64.9241 |  | kWh | 0.020063 | -0.083941 | Commercial |  | Annual | [5 empty] | 11 | 0.96 |  |  |  | 0 | 10.9176 | 0 | 0 | 0 | 0 | 0 | 0 | 0 | 0 | 0 | 0 | 2006 Qtr 1: 0; 2006 Qtr 2: 0; 2006 Qtr 3: 0; 2006 Qtr 4: 10.9176; 2007 Qtr 1: 0; 2007 Qtr 2: 0; 2007 Qtr 3: 0; 2007 Qtr 4: 0; 2008 Qtr 1: 0; 2008 Qtr 2: 0; 2008 Qtr 3: 0; 2008 Qtr 4: 0 | 10.9176
0 | 234148-Premium T8 with T12 40 Watt Baseline |  | 10 | Commercial | 01-ALC-AllCommercial-IntLight | 0 |  |  |  |  | 13.9591 | 13.1897 | 0 | 0 | 0 | 0.7694 | 74.8184 |  | kWh | 0.022603 | -0.12253 | Commercial |  | Annual | [5 empty] | 11 | 0.96 |  |  |  | 0 | 94.6194 | 0 | 0 | 0 | 0 | 0 | 0 | 0 | 0 | 0 | 0 | 2006 Qtr 1: 0; 2006 Qtr 2: 0; 2006 Qtr 3: 0; 2006 Qtr 4: 94.6194; 2007 Qtr 1: 0; 2007 Qtr 2: 0; 2007 Qtr 3: 0; 2007 Qtr 4: 0; 2008 Qtr 1: 0; 2008 Qtr 2: 0; 2008 Qtr 3: 0; 2008 Qtr 4: 0 | 94.6194
0 | 234148-Premium T8 with T12 40 Watt Baseline |  | 10 | Commercial | 01-ALC-AllCommercial-IntLight | 0 |  |  |  |  | 13.9591 | 13.1897 | 0 | 0 | 0 | 0.7694 | 83.0547 |  | kWh | 0.026694 | -0.13602 | Commercial |  | Annual | [5 empty] | 11 | 0.96 |  |  |  | 0 | 72.7842 | 0 | 0 | 0 | 0 | 0 | 0 | 0 | 0 | 0 | 0 | 2006 Qtr 1: 0; 2006 Qtr 2: 0; 2006 Qtr 3: 0; 2006 Qtr 4: 72.7842; 2007 Qtr 1: 0; 2007 Qtr 2: 0; 2007 Qtr 3: 0; 2007 Qtr 4: 0; 2008 Qtr 1: 0; 2008 Qtr 2: 0; 2008 Qtr 3: 0; 2008 Qtr 4: 0 | 72.7842
0 | 234053-Lighting-Remove 4 Ft Lamp (De-Lamp) | COFL00AVDEL01 | 10 | Commercial | 01-ALC-AllCommercial-IntLight | 0 |  |  |  |  | 28.2538 | 16.4871 | 0 | 0 | 0 | 11.7667 | 128.1864 |  | kWh | 0.0412 | -0.20993 | Commercial |  | Annual | [5 empty] | 11 | 0.96 |  |  |  | 0 | 72.7842 | 0 | 0 | 0 | 0 | 0 | 0 | 0 | 0 | 0 | 0 | 2006 Qtr 1: 0; 2006 Qtr 2: 0; 2006 Qtr 3: 0; 2006 Qtr 4: 72.7842; 2007 Qtr 1: 0; 2007 Qtr 2: 0; 2007 Qtr 3: 0; 2007 Qtr 4: 0; 2008 Qtr 1: 0; 2008 Qtr 2: 0; 2008 Qtr 3: 0; 2008 Qtr 4: 0 | 72.7842
0 | 234148-Premium T8 with T12 40 Watt Baseline |  | 7 | Commercial | 01-ALC-AllCommercial-IntLight | 0 |  |  |  |  | 13.9591 | 13.1897 | 0 | 0 | 0 | 0.7694 | 83.0547 |  | kWh | 0.026694 | -0.13602 | Commercial |  | Annual | [5 empty] | 11 | 0.96 |  |  |  | 0 | 553.1597 | 0 | 0 | 0 | 0 | 0 | 0 | 0 | 0 | 0 | 0 | 2006 Qtr 1: 0; 2006 Qtr 2: 0; 2006 Qtr 3: 0; 2006 Qtr 4: 553.1597; 2007 Qtr 1: 0; 2007 Qtr 2: 0; 2007 Qtr 3: 0; 2007 Qtr 4: 0; 2008 Qtr 1: 0; 2008 Qtr 2: 0; 2008 Qtr 3: 0; 2008 Qtr 4: 0 | 553.1597
0 | 234148-Premium T8 with T12 40 Watt Baseline |  | 7 | Commercial | 01-ALC-AllCommercial-IntLight | 0 |  |  |  |  | 13.9591 | 13.1897 | 0 | 0 | 0 | 0.7694 | 74.8184 |  | kWh | 0.022603 | -0.12253 | Commercial |  | Annual | [5 empty] | 11 | 0.96 |  |  |  | 0 | 32.7529 | 0 | 0 | 0 | 0 | 0 | 0 | 0 | 0 | 0 | 0 | 2006 Qtr 1: 0; 2006 Qtr 2: 0; 2006 Qtr 3: 0; 2006 Qtr 4: 32.7529; 2007 Qtr 1: 0; 2007 Qtr 2: 0; 2007 Qtr 3: 0; 2007 Qtr 4: 0; 2008 Qtr 1: 0; 2008 Qtr 2: 0; 2008 Qtr 3: 0; 2008 Qtr 4: 0 | 32.7529
0 | 234148-Premium T8 with T12 40 Watt Baseline |  | 7 | Commercial | 01-ALC-AllCommercial-IntLight | 0 |  |  |  |  | 13.9591 | 13.1897 | 0 | 0 | 0 | 0.7694 | 74.8184 |  | kWh | 0.022603 | -0.12253 | Commercial |  | Annual | [5 empty] | 11 | 0.96 |  |  |  | 0 | 21.8353 | 0 | 0 | 0 | 0 | 0 | 0 | 0 | 0 | 0 | 0 | 2006 Qtr 1: 0; 2006 Qtr 2: 0; 2006 Qtr 3: 0; 2006 Qtr 4: 21.8353; 2007 Qtr 1: 0; 2007 Qtr 2: 0; 2007 Qtr 3: 0; 2007 Qtr 4: 0; 2008 Qtr 1: 0; 2008 Qtr 2: 0; 2008 Qtr 3: 0; 2008 Qtr 4: 0 | 21.8353
0 | 234148-Premium T8 with T12 40 Watt Baseline |  | 7 | Commercial | 01-ALC-AllCommercial-IntLight | 0 |  |  |  |  | 13.9591 | 13.1897 | 0 | 0 | 0 | 0.7694 | 71.6621 |  | kWh | 0.020478 | -0.11736 | Commercial |  | Annual | [5 empty] | 11 | 0.96 |  |  |  | 0 | 218.3525 | 0 | 0 | 0 | 0 | 0 | 0 | 0 | 0 | 0 | 0 | 2006 Qtr 1: 0; 2006 Qtr 2: 0; 2006 Qtr 3: 0; 2006 Qtr 4: 218.3525; 2007 Qtr 1: 0; 2007 Qtr 2: 0; 2007 Qtr 3: 0; 2007 Qtr 4: 0; 2008 Qtr 1: 0; 2008 Qtr 2: 0; 2008 Qtr 3: 0; 2008 Qtr 4: 0 | 218.3525
0 | 234148-Premium T8 with T12 40 Watt Baseline |  | 7 | Commercial | 01-ALC-AllCommercial-IntLight | 0 |  |  |  |  | 13.9591 | 13.1897 | 0 | 0 | 0 | 0.7694 | 64.9358 |  | kWh | 0.020124 | -0.10634 | Commercial |  | Annual | [5 empty] | 11 | 0.96 |  |  |  | 0 | 21.8353 | 0 | 0 | 0 | 0 | 0 | 0 | 0 | 0 | 0 | 0 | 2006 Qtr 1: 0; 2006 Qtr 2: 0; 2006 Qtr 3: 0; 2006 Qtr 4: 21.8353; 2007 Qtr 1: 0; 2007 Qtr 2: 0; 2007 Qtr 3: 0; 2007 Qtr 4: 0; 2008 Qtr 1: 0; 2008 Qtr 2: 0; 2008 Qtr 3: 0; 2008 Qtr 4: 0 | 21.8353
0 | 234053-Lighting-Remove 4 Ft Lamp (De-Lamp) | COFL00AVDEL01 | 7 | Commercial | 01-ALC-AllCommercial-IntLight | 0 |  |  |  |  | 28.2538 | 16.4871 | 0 | 0 | 0 | 11.7667 | 100.2216 |  | kWh | 0.031059 | -0.16413 | Commercial |  | Annual | [5 empty] | 11 | 0.96 |  |  |  | 0 | 21.8353 | 0 | 0 | 0 | 0 | 0 | 0 | 0 | 0 | 0 | 0 | 2006 Qtr 1: 0; 2006 Qtr 2: 0; 2006 Qtr 3: 0; 2006 Qtr 4: 21.8353; 2007 Qtr 1: 0; 2007 Qtr 2: 0; 2007 Qtr 3: 0; 2007 Qtr 4: 0; 2008 Qtr 1: 0; 2008 Qtr 2: 0; 2008 Qtr 3: 0; 2008 Qtr 4: 0 | 21.8353
0 | 234148-Premium T8 with T12 40 Watt Baseline |  | 7 | Commercial | 01-ALC-AllCommercial-IntLight | 0 |  |  |  |  | 13.9591 | 13.1897 | 0 | 0 | 0 | 0.7694 | 74.8184 |  | kWh | 0.022603 | -0.12253 | Commercial |  | Annual | [5 empty] | 11 | 0.96 |  |  |  | 0 | 262.023 | 0 | 0 | 0 | 0 | 0 | 0 | 0 | 0 | 0 | 0 | 2006 Qtr 1: 0; 2006 Qtr 2: 0; 2006 Qtr 3: 262.023; 2006 Qtr 4: 0; 2007 Qtr 1: 0; 2007 Qtr 2: 0; 2007 Qtr 3: 0; 2007 Qtr 4: 0; 2008 Qtr 1: 0; 2008 Qtr 2: 0; 2008 Qtr 3: 0; 2008 Qtr 4: 0 | 262.023
0 | 234148-Premium T8 with T12 40 Watt Baseline |  | 7 | Commercial | 01-ALC-AllCommercial-IntLight | 0 |  |  |  |  | 13.9591 | 13.1897 | 0 | 0 | 0 | 0.7694 | 69.1977 |  | kWh | 0.022275 | -0.11332 | Commercial |  | Annual | [5 empty] | 11 | 0.96 |  |  |  | 0 | 101.8978 | 0 | 0 | 0 | 0 | 0 | 0 | 0 | 0 | 0 | 0 | 2006 Qtr 1: 0; 2006 Qtr 2: 0; 2006 Qtr 3: 101.8978; 2006 Qtr 4: 0; 2007 Qtr 1: 0; 2007 Qtr 2: 0; 2007 Qtr 3: 0; 2007 Qtr 4: 0; 2008 Qtr 1: 0; 2008 Qtr 2: 0; 2008 Qtr 3: 0; 2008 Qtr 4: 0 | 101.8978
0 | 234053-Lighting-Remove 4 Ft Lamp (De-Lamp) | COFL00AVDEL01 | 7 | Commercial | 01-ALC-AllCommercial-IntLight | 0 |  |  |  |  | 28.2538 | 16.4871 | 0 | 0 | 0 | 11.7667 | 106.7995 |  | kWh | 0.03438 | -0.1749 | Commercial |  | Annual | [5 empty] | 11 | 0.96 |  |  |  | 0 | 50.9489 | 0 | 0 | 0 | 0 | 0 | 0 | 0 | 0 | 0 | 0 | 2006 Qtr 1: 0; 2006 Qtr 2: 0; 2006 Qtr 3: 50.9489; 2006 Qtr 4: 0; 2007 Qtr 1: 0; 2007 Qtr 2: 0; 2007 Qtr 3: 0; 2007 Qtr 4: 0; 2008 Qtr 1: 0; 2008 Qtr 2: 0; 2008 Qtr 3: 0; 2008 Qtr 4: 0 | 50.9489
0 | 234148-Premium T8 with T12 40 Watt Baseline |  | 7 | Commercial | 01-ALC-AllCommercial-IntLight | 0 |  |  |  |  | 13.9591 | 13.1897 | 0 | 0 | 0 | 0.7694 | 64.9358 |  | kWh | 0.020124 | -0.10634 | Commercial |  | Annual | [5 empty] | 11 | 0.96 |  |  |  | 0 | 11.8274 | 0 | 0 | 0 | 0 | 0 | 0 | 0 | 0 | 0 | 0 | 2006 Qtr 1: 0; 2006 Qtr 2: 0; 2006 Qtr 3: 0; 2006 Qtr 4: 11.8274; 2007 Qtr 1: 0; 2007 Qtr 2: 0; 2007 Qtr 3: 0; 2007 Qtr 4: 0; 2008 Qtr 1: 0; 2008 Qtr 2: 0; 2008 Qtr 3: 0; 2008 Qtr 4: 0 | 11.8274
0 | 234053-Lighting-Remove 4 Ft Lamp (De-Lamp) | COFL00AVDEL01 | 7 | Commercial | 01-ALC-AllCommercial-IntLight | 0 |  |  |  |  | 28.2538 | 16.4871 | 0 | 0 | 0 | 11.7667 | 100.2216 |  | kWh | 0.031059 | -0.16413 | Commercial |  | Annual | [5 empty] | 11 | 0.96 |  |  |  | 0 | 16.3764 | 0 | 0 | 0 | 0 | 0 | 0 | 0 | 0 | 0 | 0 | 2006 Qtr 1: 0; 2006 Qtr 2: 0; 2006 Qtr 3: 0; 2006 Qtr 4: 16.3764; 2007 Qtr 1: 0; 2007 Qtr 2: 0; 2007 Qtr 3: 0; 2007 Qtr 4: 0; 2008 Qtr 1: 0; 2008 Qtr 2: 0; 2008 Qtr 3: 0; 2008 Qtr 4: 0 | 16.3764
0 | 234148-Premium T8 with T12 40 Watt Baseline |  | 7 | Commercial | 01-ALC-AllCommercial-IntLight | 0 |  |  |  |  | 13.9591 | 13.1897 | 0 | 0 | 0 | 0.7694 | 69.1977 |  | kWh | 0.022275 | -0.11332 | Commercial |  | Annual | [5 empty] | 11 | 0.96 |  |  |  | 0 | 87.341 | 0 | 0 | 0 | 0 | 0 | 0 | 0 | 0 | 0 | 0 | 2006 Qtr 1: 0; 2006 Qtr 2: 0; 2006 Qtr 3: 0; 2006 Qtr 4: 87.341; 2007 Qtr 1: 0; 2007 Qtr 2: 0; 2007 Qtr 3: 0; 2007 Qtr 4: 0; 2008 Qtr 1: 0; 2008 Qtr 2: 0; 2008 Qtr 3: 0; 2008 Qtr 4: 0 | 87.341
0 | 234148-Premium T8 with T12 40 Watt Baseline |  | 7 | Commercial | 01-ALC-AllCommercial-IntLight | 0 |  |  |  |  | 13.9591 | 13.1897 | 0 | 0 | 0 | 0.7694 | 74.8184 |  | kWh | 0.022603 | -0.12253 | Commercial |  | Annual | [5 empty] | 11 | 0.96 |  |  |  | 0 | 10.9176 | 0 | 0 | 0 | 0 | 0 | 0 | 0 | 0 | 0 | 0 | 2006 Qtr 1: 0; 2006 Qtr 2: 0; 2006 Qtr 3: 0; 2006 Qtr 4: 10.9176; 2007 Qtr 1: 0; 2007 Qtr 2: 0; 2007 Qtr 3: 0; 2007 Qtr 4: 0; 2008 Qtr 1: 0; 2008 Qtr 2: 0; 2008 Qtr 3: 0; 2008 Qtr 4: 0 | 10.9176
0 | 234053-Lighting-Remove 4 Ft Lamp (De-Lamp) | COFL00AVDEL01 | 7 | Commercial | 01-ALC-AllCommercial-IntLight | 0 |  |  |  |  | 28.2538 | 16.4871 | 0 | 0 | 0 | 11.7667 | 115.4744 |  | kWh | 0.034885 | -0.18911 | Commercial |  | Annual | [5 empty] | 11 | 0.96 |  |  |  | 0 | 10.9176 | 0 | 0 | 0 | 0 | 0 | 0 | 0 | 0 | 0 | 0 | 2006 Qtr 1: 0; 2006 Qtr 2: 0; 2006 Qtr 3: 0; 2006 Qtr 4: 10.9176; 2007 Qtr 1: 0; 2007 Qtr 2: 0; 2007 Qtr 3: 0; 2007 Qtr 4: 0; 2008 Qtr 1: 0; 2008 Qtr 2: 0; 2008 Qtr 3: 0; 2008 Qtr 4: 0 | 10.9176
0 | 234049-Lighting-LED Exit Sign New Sign | CALC00AVETS01 | 7 | Commercial | 02-ASM-Assembly-Exit | 0 |  |  |  |  | 65.3696 | 45 | 0 | 0 | 0 | 20.3696 | 351.311 |  | kWh | 0 | 0 | Commercial |  | Annual | [5 empty] | 16 | 0.96 |  |  |  | 0 | 1 | 0 | 0 | 0 | 0 | 0 | 0 | 0 | 0 | 0 | 0 | 2006 Qtr 1: 0; 2006 Qtr 2: 0; 2006 Qtr 3: 0; 2006 Qtr 4: 1; 2007 Qtr 1: 0; 2007 Qtr 2: 0; 2007 Qtr 3: 0; 2007 Qtr 4: 0; 2008 Qtr 1: 0; 2008 Qtr 2: 0; 2008 Qtr 3: 0; 2008 Qtr 4: 0 | 1
0 | 234148-Premium T8 with T12 40 Watt Baseline |  | 7 | Commercial | 01-ALC-AllCommercial-IntLight | 0 |  |  |  |  | 13.9591 | 13.1897 | 0 | 0 | 0 | 0.7694 | 64.9358 |  | kWh | 0.020124 | -0.10634 | Commercial |  | Annual | [5 empty] | 11 | 0.96 |  |  |  | 0 | 185.5996 | 0 | 0 | 0 | 0 | 0 | 0 | 0 | 0 | 0 | 0 | 2006 Qtr 1: 0; 2006 Qtr 2: 0; 2006 Qtr 3: 0; 2006 Qtr 4: 185.5996; 2007 Qtr 1: 0; 2007 Qtr 2: 0; 2007 Qtr 3: 0; 2007 Qtr 4: 0; 2008 Qtr 1: 0; 2008 Qtr 2: 0; 2008 Qtr 3: 0; 2008 Qtr 4: 0 | 185.5996
0 | 234148-Premium T8 with T12 40 Watt Baseline |  | 7 | Commercial | 14-MLI-Manufacturing–LightIndustry-LIGHT | 0 |  |  |  |  | 13.9591 | 13.1897 | 0 | 0 | 0 | 0.7694 | 64.9241 |  | kWh | 0.020063 | -0.083941 | Commercial |  | Annual | [5 empty] | 11 | 0.96 |  |  |  | 0 | 21.8353 | 0 | 0 | 0 | 0 | 0 | 0 | 0 | 0 | 0 | 0 | 2006 Qtr 1: 0; 2006 Qtr 2: 0; 2006 Qtr 3: 0; 2006 Qtr 4: 21.8353; 2007 Qtr 1: 0; 2007 Qtr 2: 0; 2007 Qtr 3: 0; 2007 Qtr 4: 0; 2008 Qtr 1: 0; 2008 Qtr 2: 0; 2008 Qtr 3: 0; 2008 Qtr 4: 0 | 21.8353
0 | 234053-Lighting-Remove 4 Ft Lamp (De-Lamp) | COFL00AVDEL01 | 7 | Commercial | 14-MLI-Manufacturing–LightIndustry-LIGHT | 0 |  |  |  |  | 28.2538 | 16.4871 | 0 | 0 | 0 | 11.7667 | 100.2037 |  | kWh | 0.030965 | -0.12955 | Commercial |  | Annual | [5 empty] | 11 | 0.96 |  |  |  | 0 | 27.2941 | 0 | 0 | 0 | 0 | 0 | 0 | 0 | 0 | 0 | 0 | 2006 Qtr 1: 0; 2006 Qtr 2: 0; 2006 Qtr 3: 0; 2006 Qtr 4: 27.2941; 2007 Qtr 1: 0; 2007 Qtr 2: 0; 2007 Qtr 3: 0; 2007 Qtr 4: 0; 2008 Qtr 1: 0; 2008 Qtr 2: 0; 2008 Qtr 3: 0; 2008 Qtr 4: 0 | 27.2941
0 | 234049-Lighting-LED Exit Sign New Sign | CALC00AVETS01 | 7 | Commercial | 02-ASM-Assembly-Exit | 0 |  |  |  |  | 65.3696 | 45 | 0 | 0 | 0 | 20.3696 | 351.311 |  | kWh | 0 | 0 | Commercial |  | Annual | [5 empty] | 16 | 0.96 |  |  |  | 0 | 1 | 0 | 0 | 0 | 0 | 0 | 0 | 0 | 0 | 0 | 0 | 2006 Qtr 1: 0; 2006 Qtr 2: 0; 2006 Qtr 3: 0; 2006 Qtr 4: 1; 2007 Qtr 1: 0; 2007 Qtr 2: 0; 2007 Qtr 3: 0; 2007 Qtr 4: 0; 2008 Qtr 1: 0; 2008 Qtr 2: 0; 2008 Qtr 3: 0; 2008 Qtr 4: 0 | 1
0 | 234148-Premium T8 with T12 40 Watt Baseline |  | 7 | Commercial | 01-ALC-AllCommercial-IntLight | 0 |  |  |  |  | 13.9591 | 13.1897 | 0 | 0 | 0 | 0.7694 | 60.8058 |  | kWh | 0.016483 | -0.099581 | Commercial |  | Annual | [5 empty] | 11 | 0.96 |  |  |  | 0 | 80.0626 | 0 | 0 | 0 | 0 | 0 | 0 | 0 | 0 | 0 | 0 | 2006 Qtr 1: 0; 2006 Qtr 2: 0; 2006 Qtr 3: 0; 2006 Qtr 4: 80.0626; 2007 Qtr 1: 0; 2007 Qtr 2: 0; 2007 Qtr 3: 0; 2007 Qtr 4: 0; 2008 Qtr 1: 0; 2008 Qtr 2: 0; 2008 Qtr 3: 0; 2008 Qtr 4: 0 | 80.0626
0 | 234148-Premium T8 with T12 40 Watt Baseline |  | 7 | Commercial | 01-ALC-AllCommercial-IntLight | 0 |  |  |  |  | 13.9591 | 13.1897 | 0 | 0 | 0 | 0.7694 | 64.9358 |  | kWh | 0.020124 | -0.10634 | Commercial |  | Annual | [5 empty] | 11 | 0.96 |  |  |  | 0 | 214.7133 | 0 | 0 | 0 | 0 | 0 | 0 | 0 | 0 | 0 | 0 | 2006 Qtr 1: 0; 2006 Qtr 2: 0; 2006 Qtr 3: 0; 2006 Qtr 4: 214.7133; 2007 Qtr 1: 0; 2007 Qtr 2: 0; 2007 Qtr 3: 0; 2007 Qtr 4: 0; 2008 Qtr 1: 0; 2008 Qtr 2: 0; 2008 Qtr 3: 0; 2008 Qtr 4: 0 | 214.7133
0 | 234148-Premium T8 with T12 40 Watt Baseline |  | 7 | Commercial | 01-ALC-AllCommercial-IntLight | 0 |  |  |  |  | 13.9591 | 13.1897 | 0 | 0 | 0 | 0.7694 | 105.9046 |  | kWh | 0.021267 | -0.17344 | Commercial |  | Annual | [5 empty] | 11 | 0.96 |  |  |  | 0 | 29.1137 | 0 | 0 | 0 | 0 | 0 | 0 | 0 | 0 | 0 | 0 | 2006 Qtr 1: 0; 2006 Qtr 2: 0; 2006 Qtr 3: 0; 2006 Qtr 4: 29.1137; 2007 Qtr 1: 0; 2007 Qtr 2: 0; 2007 Qtr 3: 0; 2007 Qtr 4: 0; 2008 Qtr 1: 0; 2008 Qtr 2: 0; 2008 Qtr 3: 0; 2008 Qtr 4: 0 | 29.1137
0 | 234148-Premium T8 with T12 40 Watt Baseline |  | 7 | Commercial | 14-MLI-Manufacturing–LightIndustry-LIGHT | 0 |  |  |  |  | 13.9591 | 13.1897 | 0 | 0 | 0 | 0.7694 | 64.9241 |  | kWh | 0.020063 | -0.083941 | Commercial |  | Annual | [5 empty] | 11 | 0.96 |  |  |  | 0 | 65.5058 | 0 | 0 | 0 | 0 | 0 | 0 | 0 | 0 | 0 | 0 | 2006 Qtr 1: 0; 2006 Qtr 2: 0; 2006 Qtr 3: 0; 2006 Qtr 4: 65.5058; 2007 Qtr 1: 0; 2007 Qtr 2: 0; 2007 Qtr 3: 0; 2007 Qtr 4: 0; 2008 Qtr 1: 0; 2008 Qtr 2: 0; 2008 Qtr 3: 0; 2008 Qtr 4: 0 | 65.5058
0 | 234148-Premium T8 with T12 40 Watt Baseline |  | 7 | Commercial | 01-ALC-AllCommercial-IntLight | 0 |  |  |  |  | 13.9591 | 13.1897 | 0 | 0 | 0 | 0.7694 | 140.9367 |  | kWh | 0.027805 | -0.23081 | Commercial |  | Annual | [5 empty] | 11 | 0.96 |  |  |  | 0 | 61.8665 | 0 | 0 | 0 | 0 | 0 | 0 | 0 | 0 | 0 | 0 | 2006 Qtr 1: 0; 2006 Qtr 2: 0; 2006 Qtr 3: 0; 2006 Qtr 4: 61.8665; 2007 Qtr 1: 0; 2007 Qtr 2: 0; 2007 Qtr 3: 0; 2007 Qtr 4: 0; 2008 Qtr 1: 0; 2008 Qtr 2: 0; 2008 Qtr 3: 0; 2008 Qtr 4: 0 | 61.8665
0 | 234148-Premium T8 with T12 40 Watt Baseline |  | 7 | Commercial | 01-ALC-AllCommercial-IntLight | 0 |  |  |  |  | 13.9591 | 13.1897 | 0 | 0 | 0 | 0.7694 | 74.8184 |  | kWh | 0.022603 | -0.12253 | Commercial |  | Annual | [5 empty] | 11 | 0.96 |  |  |  | 0 | 54.5881 | 0 | 0 | 0 | 0 | 0 | 0 | 0 | 0 | 0 | 0 | 2006 Qtr 1: 0; 2006 Qtr 2: 0; 2006 Qtr 3: 0; 2006 Qtr 4: 54.5881; 2007 Qtr 1: 0; 2007 Qtr 2: 0; 2007 Qtr 3: 0; 2007 Qtr 4: 0; 2008 Qtr 1: 0; 2008 Qtr 2: 0; 2008 Qtr 3: 0; 2008 Qtr 4: 0 | 54.5881
0 | 234148-Premium T8 with T12 40 Watt Baseline |  | 7 | Commercial | 01-ALC-AllCommercial-IntLight | 0 |  |  |  |  | 13.9591 | 13.1897 | 0 | 0 | 0 | 0.7694 | 74.8184 |  | kWh | 0.022603 | -0.12253 | Commercial |  | Annual | [5 empty] | 11 | 0.96 |  |  |  | 0 | 18.196 | 0 | 0 | 0 | 0 | 0 | 0 | 0 | 0 | 0 | 0 | 2006 Qtr 1: 0; 2006 Qtr 2: 0; 2006 Qtr 3: 0; 2006 Qtr 4: 18.196; 2007 Qtr 1: 0; 2007 Qtr 2: 0; 2007 Qtr 3: 0; 2007 Qtr 4: 0; 2008 Qtr 1: 0; 2008 Qtr 2: 0; 2008 Qtr 3: 0; 2008 Qtr 4: 0 | 18.196
0 | 234148-Premium T8 with T12 40 Watt Baseline |  | 7 | Commercial | 14-MLI-Manufacturing–LightIndustry-LIGHT | 0 |  |  |  |  | 13.9591 | 13.1897 | 0 | 0 | 0 | 0.7694 | 64.9241 |  | kWh | 0.020063 | -0.083941 | Commercial |  | Annual | [5 empty] | 11 | 0.96 |  |  |  | 0 | 127.3723 | 0 | 0 | 0 | 0 | 0 | 0 | 0 | 0 | 0 | 0 | 2006 Qtr 1: 0; 2006 Qtr 2: 0; 2006 Qtr 3: 0; 2006 Qtr 4: 127.3723; 2007 Qtr 1: 0; 2007 Qtr 2: 0; 2007 Qtr 3: 0; 2007 Qtr 4: 0; 2008 Qtr 1: 0; 2008 Qtr 2: 0; 2008 Qtr 3: 0; 2008 Qtr 4: 0 | 127.3723
0 | 234148-Premium T8 with T12 40 Watt Baseline |  | 7 | Commercial | 01-ALC-AllCommercial-IntLight | 0 |  |  |  |  | 13.9591 | 13.1897 | 0 | 0 | 0 | 0.7694 | 74.8184 |  | kWh | 0.022603 | -0.12253 | Commercial |  | Annual | [5 empty] | 11 | 0.96 |  |  |  | 0 | 112.8155 | 0 | 0 | 0 | 0 | 0 | 0 | 0 | 0 | 0 | 0 | 2006 Qtr 1: 0; 2006 Qtr 2: 0; 2006 Qtr 3: 0; 2006 Qtr 4: 112.8155; 2007 Qtr 1: 0; 2007 Qtr 2: 0; 2007 Qtr 3: 0; 2007 Qtr 4: 0; 2008 Qtr 1: 0; 2008 Qtr 2: 0; 2008 Qtr 3: 0; 2008 Qtr 4: 0 | 112.8155
0 | 234148-Premium T8 with T12 40 Watt Baseline |  | 10 | Commercial | 01-ALC-AllCommercial-IntLight | 0 |  |  |  |  | 13.9591 | 13.1897 | 0 | 0 | 0 | 0.7694 | 69.1977 |  | kWh | 0.022275 | -0.11332 | Commercial |  | Annual | [5 empty] | 11 | 0.96 |  |  |  | 0 | 58.2273 | 0 | 0 | 0 | 0 | 0 | 0 | 0 | 0 | 0 | 0 | 2006 Qtr 1: 0; 2006 Qtr 2: 0; 2006 Qtr 3: 58.2273; 2006 Qtr 4: 0; 2007 Qtr 1: 0; 2007 Qtr 2: 0; 2007 Qtr 3: 0; 2007 Qtr 4: 0; 2008 Qtr 1: 0; 2008 Qtr 2: 0; 2008 Qtr 3: 0; 2008 Qtr 4: 0 | 58.2273
0 | 234053-Lighting-Remove 4 Ft Lamp (De-Lamp) | COFL00AVDEL01 | 10 | Commercial | 01-ALC-AllCommercial-IntLight | 0 |  |  |  |  | 28.2538 | 16.4871 | 0 | 0 | 0 | 11.7667 | 106.7995 |  | kWh | 0.03438 | -0.1749 | Commercial |  | Annual | [5 empty] | 11 | 0.96 |  |  |  | 0 | 58.2273 | 0 | 0 | 0 | 0 | 0 | 0 | 0 | 0 | 0 | 0 | 2006 Qtr 1: 0; 2006 Qtr 2: 0; 2006 Qtr 3: 58.2273; 2006 Qtr 4: 0; 2007 Qtr 1: 0; 2007 Qtr 2: 0; 2007 Qtr 3: 0; 2007 Qtr 4: 0; 2008 Qtr 1: 0; 2008 Qtr 2: 0; 2008 Qtr 3: 0; 2008 Qtr 4: 0 | 58.2273
0 | 234148-Premium T8 with T12 40 Watt Baseline |  | 7 | Commercial | 01-ALC-AllCommercial-IntLight | 0 |  |  |  |  | 13.9591 | 13.1897 | 0 | 0 | 0 | 0.7694 | 87.3573 |  | kWh | 0.01583 | -0.14306 | Commercial |  | Annual | [5 empty] | 11 | 0.96 |  |  |  | 0 | 69.145 | 0 | 0 | 0 | 0 | 0 | 0 | 0 | 0 | 0 | 0 | 2006 Qtr 1: 0; 2006 Qtr 2: 0; 2006 Qtr 3: 0; 2006 Qtr 4: 69.145; 2007 Qtr 1: 0; 2007 Qtr 2: 0; 2007 Qtr 3: 0; 2007 Qtr 4: 0; 2008 Qtr 1: 0; 2008 Qtr 2: 0; 2008 Qtr 3: 0; 2008 Qtr 4: 0 | 69.145
0 | 234148-Premium T8 with T12 40 Watt Baseline |  | 7 | Commercial | 01-ALC-AllCommercial-IntLight | 0 |  |  |  |  | 13.9591 | 13.1897 | 0 | 0 | 0 | 0.7694 | 74.8184 |  | kWh | 0.022603 | -0.12253 | Commercial |  | Annual | [5 empty] | 11 | 0.96 |  |  |  | 0 | 61.8665 | 0 | 0 | 0 | 0 | 0 | 0 | 0 | 0 | 0 | 0 | 2006 Qtr 1: 0; 2006 Qtr 2: 0; 2006 Qtr 3: 61.8665; 2006 Qtr 4: 0; 2007 Qtr 1: 0; 2007 Qtr 2: 0; 2007 Qtr 3: 0; 2007 Qtr 4: 0; 2008 Qtr 1: 0; 2008 Qtr 2: 0; 2008 Qtr 3: 0; 2008 Qtr 4: 0 | 61.8665
0 | 234148-Premium T8 with T12 40 Watt Baseline |  | 7 | Commercial | 01-ALC-AllCommercial-IntLight | 0 |  |  |  |  | 13.9591 | 13.1897 | 0 | 0 | 0 | 0.7694 | 74.8184 |  | kWh | 0.022603 | -0.12253 | Commercial |  | Annual | [5 empty] | 11 | 0.96 |  |  |  | 0 | 21.8353 | 0 | 0 | 0 | 0 | 0 | 0 | 0 | 0 | 0 | 0 | 2006 Qtr 1: 0; 2006 Qtr 2: 0; 2006 Qtr 3: 0; 2006 Qtr 4: 21.8353; 2007 Qtr 1: 0; 2007 Qtr 2: 0; 2007 Qtr 3: 0; 2007 Qtr 4: 0; 2008 Qtr 1: 0; 2008 Qtr 2: 0; 2008 Qtr 3: 0; 2008 Qtr 4: 0 | 21.8353
0 | 234148-Premium T8 with T12 40 Watt Baseline |  | System | Commercial | 14-MLI-Manufacturing–LightIndustry-LIGHT | 0 |  |  |  |  | 13.9591 | 13.1897 | 0 | 0 | 0 | 0.7694 | 65.1745 |  | kWh | 0.02006 | -0.09313 | Commercial |  | Annual | [5 empty] | 11 | 0.96 |  |  |  | 0 | 151.0272 | 0 | 0 | 0 | 0 | 0 | 0 | 0 | 0 | 0 | 0 | 2006 Qtr 1: 0; 2006 Qtr 2: 0; 2006 Qtr 3: 0; 2006 Qtr 4: 151.0272; 2007 Qtr 1: 0; 2007 Qtr 2: 0; 2007 Qtr 3: 0; 2007 Qtr 4: 0; 2008 Qtr 1: 0; 2008 Qtr 2: 0; 2008 Qtr 3: 0; 2008 Qtr 4: 0 | 151.0272
0 | 234053-Lighting-Remove 4 Ft Lamp (De-Lamp) | COFL00AVDEL01 | System | Commercial | 14-MLI-Manufacturing–LightIndustry-LIGHT | 0 |  |  |  |  | 28.2538 | 16.4871 | 0 | 0 | 0 | 11.7667 | 100.5901 |  | kWh | 0.03096 | -0.14374 | Commercial |  | Annual | [5 empty] | 11 | 0.96 |  |  |  | 0 | 141.9291 | 0 | 0 | 0 | 0 | 0 | 0 | 0 | 0 | 0 | 0 | 2006 Qtr 1: 0; 2006 Qtr 2: 0; 2006 Qtr 3: 0; 2006 Qtr 4: 141.9291; 2007 Qtr 1: 0; 2007 Qtr 2: 0; 2007 Qtr 3: 0; 2007 Qtr 4: 0; 2008 Qtr 1: 0; 2008 Qtr 2: 0; 2008 Qtr 3: 0; 2008 Qtr 4: 0 | 141.9291
0 | 234049-Lighting-LED Exit Sign New Sign | CALC00AVETS01 | System | Commercial | 02-ASM-Assembly-Exit | 0 |  |  |  |  | 65.3696 | 45 | 0 | 0 | 0 | 20.3696 | 351.311 |  | kWh | 0 | 0 | Commercial |  | Annual | [5 empty] | 16 | 0.96 |  |  |  | 0 | 1 | 0 | 0 | 0 | 0 | 0 | 0 | 0 | 0 | 0 | 0 | 2006 Qtr 1: 0; 2006 Qtr 2: 0; 2006 Qtr 3: 0; 2006 Qtr 4: 1; 2007 Qtr 1: 0; 2007 Qtr 2: 0; 2007 Qtr 3: 0; 2007 Qtr 4: 0; 2008 Qtr 1: 0; 2008 Qtr 2: 0; 2008 Qtr 3: 0; 2008 Qtr 4: 0 | 1
0 | 234148-Premium T8 with T12 40 Watt Baseline |  | 7 | Commercial | 01-ALC-AllCommercial-IntLight | 0 |  |  |  |  | 13.9591 | 13.1897 | 0 | 0 | 0 | 0.7694 | 140.9367 |  | kWh | 0.027805 | -0.23081 | Commercial |  | Annual | [5 empty] | 11 | 0.96 |  |  |  | 0 | 69.145 | 0 | 0 | 0 | 0 | 0 | 0 | 0 | 0 | 0 | 0 | 2006 Qtr 1: 0; 2006 Qtr 2: 0; 2006 Qtr 3: 0; 2006 Qtr 4: 69.145; 2007 Qtr 1: 0; 2007 Qtr 2: 0; 2007 Qtr 3: 0; 2007 Qtr 4: 0; 2008 Qtr 1: 0; 2008 Qtr 2: 0; 2008 Qtr 3: 0; 2008 Qtr 4: 0 | 69.145
0 | 234148-Premium T8 with T12 40 Watt Baseline |  | System | Commercial | 14-MLI-Manufacturing–LightIndustry-LIGHT | 0 |  |  |  |  | 13.9591 | 13.1897 | 0 | 0 | 0 | 0.7694 | 65.1745 |  | kWh | 0.02006 | -0.09313 | Commercial |  | Annual | [5 empty] | 11 | 0.96 |  |  |  | 0 | 43.6705 | 0 | 0 | 0 | 0 | 0 | 0 | 0 | 0 | 0 | 0 | 2006 Qtr 1: 0; 2006 Qtr 2: 0; 2006 Qtr 3: 0; 2006 Qtr 4: 43.6705; 2007 Qtr 1: 0; 2007 Qtr 2: 0; 2007 Qtr 3: 0; 2007 Qtr 4: 0; 2008 Qtr 1: 0; 2008 Qtr 2: 0; 2008 Qtr 3: 0; 2008 Qtr 4: 0 | 43.6705
0 | 234053-Lighting-Remove 4 Ft Lamp (De-Lamp) | COFL00AVDEL01 | System | Commercial | 14-MLI-Manufacturing–LightIndustry-LIGHT | 0 |  |  |  |  | 28.2538 | 16.4871 | 0 | 0 | 0 | 11.7667 | 100.5901 |  | kWh | 0.03096 | -0.14374 | Commercial |  | Annual | [5 empty] | 11 | 0.96 |  |  |  | 0 | 36.3921 | 0 | 0 | 0 | 0 | 0 | 0 | 0 | 0 | 0 | 0 | 2006 Qtr 1: 0; 2006 Qtr 2: 0; 2006 Qtr 3: 0; 2006 Qtr 4: 36.3921; 2007 Qtr 1: 0; 2007 Qtr 2: 0; 2007 Qtr 3: 0; 2007 Qtr 4: 0; 2008 Qtr 1: 0; 2008 Qtr 2: 0; 2008 Qtr 3: 0; 2008 Qtr 4: 0 | 36.3921
0 | 234148-Premium T8 with T12 40 Watt Baseline |  | 7 | Commercial | 01-ALC-AllCommercial-IntLight | 0 |  |  |  |  | 13.9591 | 13.1897 | 0 | 0 | 0 | 0.7694 | 83.0547 |  | kWh | 0.026694 | -0.13602 | Commercial |  | Annual | [5 empty] | 11 | 0.96 |  |  |  | 0 | 50.9489 | 0 | 0 | 0 | 0 | 0 | 0 | 0 | 0 | 0 | 0 | 2006 Qtr 1: 0; 2006 Qtr 2: 0; 2006 Qtr 3: 0; 2006 Qtr 4: 50.9489; 2007 Qtr 1: 0; 2007 Qtr 2: 0; 2007 Qtr 3: 0; 2007 Qtr 4: 0; 2008 Qtr 1: 0; 2008 Qtr 2: 0; 2008 Qtr 3: 0; 2008 Qtr 4: 0 | 50.9489
0 | 234148-Premium T8 with T12 40 Watt Baseline |  | 7 | Commercial | 01-ALC-AllCommercial-IntLight | 0 |  |  |  |  | 13.9591 | 13.1897 | 0 | 0 | 0 | 0.7694 | 87.3573 |  | kWh | 0.01583 | -0.14306 | Commercial |  | Annual | [5 empty] | 11 | 0.96 |  |  |  | 0 | 29.1137 | 0 | 0 | 0 | 0 | 0 | 0 | 0 | 0 | 0 | 0 | 2006 Qtr 1: 0; 2006 Qtr 2: 0; 2006 Qtr 3: 0; 2006 Qtr 4: 29.1137; 2007 Qtr 1: 0; 2007 Qtr 2: 0; 2007 Qtr 3: 0; 2007 Qtr 4: 0; 2008 Qtr 1: 0; 2008 Qtr 2: 0; 2008 Qtr 3: 0; 2008 Qtr 4: 0 | 29.1137
0 | 234148-Premium T8 with T12 40 Watt Baseline |  | 7 | Commercial | 01-ALC-AllCommercial-IntLight | 0 |  |  |  |  | 13.9591 | 13.1897 | 0 | 0 | 0 | 0.7694 | 74.8184 |  | kWh | 0.022603 | -0.12253 | Commercial |  | Annual | [5 empty] | 11 | 0.96 |  |  |  | 0 | 83.7018 | 0 | 0 | 0 | 0 | 0 | 0 | 0 | 0 | 0 | 0 | 2006 Qtr 1: 0; 2006 Qtr 2: 0; 2006 Qtr 3: 0; 2006 Qtr 4: 83.7018; 2007 Qtr 1: 0; 2007 Qtr 2: 0; 2007 Qtr 3: 0; 2007 Qtr 4: 0; 2008 Qtr 1: 0; 2008 Qtr 2: 0; 2008 Qtr 3: 0; 2008 Qtr 4: 0 | 83.7018
0 | 234148-Premium T8 with T12 40 Watt Baseline |  | 7 | Commercial | 01-ALC-AllCommercial-IntLight | 0 |  |  |  |  | 13.9591 | 13.1897 | 0 | 0 | 0 | 0.7694 | 69.1977 |  | kWh | 0.022275 | -0.11332 | Commercial |  | Annual | [5 empty] | 11 | 0.96 |  |  |  | 0 | 50.9489 | 0 | 0 | 0 | 0 | 0 | 0 | 0 | 0 | 0 | 0 | 2006 Qtr 1: 0; 2006 Qtr 2: 0; 2006 Qtr 3: 0; 2006 Qtr 4: 50.9489; 2007 Qtr 1: 0; 2007 Qtr 2: 0; 2007 Qtr 3: 0; 2007 Qtr 4: 0; 2008 Qtr 1: 0; 2008 Qtr 2: 0; 2008 Qtr 3: 0; 2008 Qtr 4: 0 | 50.9489
0 | 234148-Premium T8 with T12 40 Watt Baseline |  | 7 | Commercial | 01-ALC-AllCommercial-IntLight | 0 |  |  |  |  | 13.9591 | 13.1897 | 0 | 0 | 0 | 0.7694 | 64.9358 |  | kWh | 0.020124 | -0.10634 | Commercial |  | Annual | [5 empty] | 11 | 0.96 |  |  |  | 0 | 58.2273 | 0 | 0 | 0 | 0 | 0 | 0 | 0 | 0 | 0 | 0 | 2006 Qtr 1: 0; 2006 Qtr 2: 0; 2006 Qtr 3: 0; 2006 Qtr 4: 58.2273; 2007 Qtr 1: 0; 2007 Qtr 2: 0; 2007 Qtr 3: 0; 2007 Qtr 4: 0; 2008 Qtr 1: 0; 2008 Qtr 2: 0; 2008 Qtr 3: 0; 2008 Qtr 4: 0 | 58.2273
0 | 234053-Lighting-Remove 4 Ft Lamp (De-Lamp) | COFL00AVDEL01 | 7 | Commercial | 01-ALC-AllCommercial-IntLight | 0 |  |  |  |  | 28.2538 | 16.4871 | 0 | 0 | 0 | 11.7667 | 100.2216 |  | kWh | 0.031059 | -0.16413 | Commercial |  | Annual | [5 empty] | 11 | 0.96 |  |  |  | 0 | 67.3254 | 0 | 0 | 0 | 0 | 0 | 0 | 0 | 0 | 0 | 0 | 2006 Qtr 1: 0; 2006 Qtr 2: 0; 2006 Qtr 3: 0; 2006 Qtr 4: 67.3254; 2007 Qtr 1: 0; 2007 Qtr 2: 0; 2007 Qtr 3: 0; 2007 Qtr 4: 0; 2008 Qtr 1: 0; 2008 Qtr 2: 0; 2008 Qtr 3: 0; 2008 Qtr 4: 0 | 67.3254
0 | 234148-Premium T8 with T12 40 Watt Baseline |  | 7 | Commercial | 01-ALC-AllCommercial-IntLight | 0 |  |  |  |  | 13.9591 | 13.1897 | 0 | 0 | 0 | 0.7694 | 64.9358 |  | kWh | 0.020124 | -0.10634 | Commercial |  | Annual | [5 empty] | 11 | 0.96 |  |  |  | 0 | 3.6392 | 0 | 0 | 0 | 0 | 0 | 0 | 0 | 0 | 0 | 0 | 2006 Qtr 1: 0; 2006 Qtr 2: 0; 2006 Qtr 3: 0; 2006 Qtr 4: 3.6392; 2007 Qtr 1: 0; 2007 Qtr 2: 0; 2007 Qtr 3: 0; 2007 Qtr 4: 0; 2008 Qtr 1: 0; 2008 Qtr 2: 0; 2008 Qtr 3: 0; 2008 Qtr 4: 0 | 3.6392
0 | 234148-Premium T8 with T12 40 Watt Baseline |  | 7 | Commercial | 01-ALC-AllCommercial-IntLight | 0 |  |  |  |  | 13.9591 | 13.1897 | 0 | 0 | 0 | 0.7694 | 74.8184 |  | kWh | 0.022603 | -0.12253 | Commercial |  | Annual | [5 empty] | 11 | 0.96 |  |  |  | 0 | 152.8468 | 0 | 0 | 0 | 0 | 0 | 0 | 0 | 0 | 0 | 0 | 2006 Qtr 1: 0; 2006 Qtr 2: 0; 2006 Qtr 3: 0; 2006 Qtr 4: 152.8468; 2007 Qtr 1: 0; 2007 Qtr 2: 0; 2007 Qtr 3: 0; 2007 Qtr 4: 0; 2008 Qtr 1: 0; 2008 Qtr 2: 0; 2008 Qtr 3: 0; 2008 Qtr 4: 0 | 152.8468
0 | 234148-Premium T8 with T12 40 Watt Baseline |  | 7 | Commercial | 01-ALC-AllCommercial-IntLight | 0 |  |  |  |  | 13.9591 | 13.1897 | 0 | 0 | 0 | 0.7694 | 74.8184 |  | kWh | 0.022603 | -0.12253 | Commercial |  | Annual | [5 empty] | 11 | 0.96 |  |  |  | 0 | 145.5683 | 0 | 0 | 0 | 0 | 0 | 0 | 0 | 0 | 0 | 0 | 2006 Qtr 1: 0; 2006 Qtr 2: 0; 2006 Qtr 3: 0; 2006 Qtr 4: 145.5683; 2007 Qtr 1: 0; 2007 Qtr 2: 0; 2007 Qtr 3: 0; 2007 Qtr 4: 0; 2008 Qtr 1: 0; 2008 Qtr 2: 0; 2008 Qtr 3: 0; 2008 Qtr 4: 0 | 145.5683
0 | 234148-Premium T8 with T12 40 Watt Baseline |  | 7 | Commercial | 01-ALC-AllCommercial-IntLight | 0 |  |  |  |  | 13.9591 | 13.1897 | 0 | 0 | 0 | 0.7694 | 63.1001 |  | kWh | 0.016266 | -0.10334 | Commercial |  | Annual | [5 empty] | 11 | 0.96 |  |  |  | 0 | 52.7685 | 0 | 0 | 0 | 0 | 0 | 0 | 0 | 0 | 0 | 0 | 2006 Qtr 1: 0; 2006 Qtr 2: 0; 2006 Qtr 3: 52.7685; 2006 Qtr 4: 0; 2007 Qtr 1: 0; 2007 Qtr 2: 0; 2007 Qtr 3: 0; 2007 Qtr 4: 0; 2008 Qtr 1: 0; 2008 Qtr 2: 0; 2008 Qtr 3: 0; 2008 Qtr 4: 0 | 52.7685
0 | 234053-Lighting-Remove 4 Ft Lamp (De-Lamp) | COFL00AVDEL01 | 7 | Commercial | 01-ALC-AllCommercial-IntLight | 0 |  |  |  |  | 28.2538 | 16.4871 | 0 | 0 | 0 | 11.7667 | 97.3885 |  | kWh | 0.025105 | -0.15949 | Commercial |  | Annual | [5 empty] | 11 | 0.96 |  |  |  | 0 | 26.3843 | 0 | 0 | 0 | 0 | 0 | 0 | 0 | 0 | 0 | 0 | 2006 Qtr 1: 0; 2006 Qtr 2: 0; 2006 Qtr 3: 26.3843; 2006 Qtr 4: 0; 2007 Qtr 1: 0; 2007 Qtr 2: 0; 2007 Qtr 3: 0; 2007 Qtr 4: 0; 2008 Qtr 1: 0; 2008 Qtr 2: 0; 2008 Qtr 3: 0; 2008 Qtr 4: 0 | 26.3843
0 | 234148-Premium T8 with T12 40 Watt Baseline |  | 7 | Commercial | 01-ALC-AllCommercial-IntLight | 0 |  |  |  |  | 13.9591 | 13.1897 | 0 | 0 | 0 | 0.7694 | 74.8184 |  | kWh | 0.022603 | -0.12253 | Commercial |  | Annual | [5 empty] | 11 | 0.96 |  |  |  | 0 | 61.8665 | 0 | 0 | 0 | 0 | 0 | 0 | 0 | 0 | 0 | 0 | 2006 Qtr 1: 0; 2006 Qtr 2: 0; 2006 Qtr 3: 0; 2006 Qtr 4: 61.8665; 2007 Qtr 1: 0; 2007 Qtr 2: 0; 2007 Qtr 3: 0; 2007 Qtr 4: 0; 2008 Qtr 1: 0; 2008 Qtr 2: 0; 2008 Qtr 3: 0; 2008 Qtr 4: 0 | 61.8665
0 | 234148-Premium T8 with T12 40 Watt Baseline |  | 7 | Commercial | 01-ALC-AllCommercial-IntLight | 0 |  |  |  |  | 13.9591 | 13.1897 | 0 | 0 | 0 | 0.7694 | 64.9358 |  | kWh | 0.020124 | -0.10634 | Commercial |  | Annual | [5 empty] | 11 | 0.96 |  |  |  | 0 | 101.8978 | 0 | 0 | 0 | 0 | 0 | 0 | 0 | 0 | 0 | 0 | 2006 Qtr 1: 0; 2006 Qtr 2: 0; 2006 Qtr 3: 0; 2006 Qtr 4: 101.8978; 2007 Qtr 1: 0; 2007 Qtr 2: 0; 2007 Qtr 3: 0; 2007 Qtr 4: 0; 2008 Qtr 1: 0; 2008 Qtr 2: 0; 2008 Qtr 3: 0; 2008 Qtr 4: 0 | 101.8978
0 | 234148-Premium T8 with T12 40 Watt Baseline |  | 7 | Commercial | 01-ALC-AllCommercial-IntLight | 0 |  |  |  |  | 13.9591 | 13.1897 | 0 | 0 | 0 | 0.7694 | 64.2493 |  | kWh | 0.023143 | -0.25029 | Commercial |  | Annual | [5 empty] | 11 | 0.96 |  |  |  | 0 | 94.6194 | 0 | 0 | 0 | 0 | 0 | 0 | 0 | 0 | 0 | 0 | 2006 Qtr 1: 0; 2006 Qtr 2: 0; 2006 Qtr 3: 94.6194; 2006 Qtr 4: 0; 2007 Qtr 1: 0; 2007 Qtr 2: 0; 2007 Qtr 3: 0; 2007 Qtr 4: 0; 2008 Qtr 1: 0; 2008 Qtr 2: 0; 2008 Qtr 3: 0; 2008 Qtr 4: 0 | 94.6194
0 | 234148-Premium T8 with T12 40 Watt Baseline |  | 7 | Commercial | 01-ALC-AllCommercial-IntLight | 0 |  |  |  |  | 13.9591 | 13.1897 | 0 | 0 | 0 | 0.7694 | 74.8184 |  | kWh | 0.022603 | -0.12253 | Commercial |  | Annual | [5 empty] | 11 | 0.96 |  |  |  | 0 | 32.7529 | 0 | 0 | 0 | 0 | 0 | 0 | 0 | 0 | 0 | 0 | 2006 Qtr 1: 0; 2006 Qtr 2: 0; 2006 Qtr 3: 0; 2006 Qtr 4: 32.7529; 2007 Qtr 1: 0; 2007 Qtr 2: 0; 2007 Qtr 3: 0; 2007 Qtr 4: 0; 2008 Qtr 1: 0; 2008 Qtr 2: 0; 2008 Qtr 3: 0; 2008 Qtr 4: 0 | 32.7529
0 | 234148-Premium T8 with T12 40 Watt Baseline |  | 7 | Commercial | 01-ALC-AllCommercial-IntLight | 0 |  |  |  |  | 13.9591 | 13.1897 | 0 | 0 | 0 | 0.7694 | 74.8184 |  | kWh | 0.022603 | -0.12253 | Commercial |  | Annual | [5 empty] | 11 | 0.96 |  |  |  | 0 | 83.7018 | 0 | 0 | 0 | 0 | 0 | 0 | 0 | 0 | 0 | 0 | 2006 Qtr 1: 0; 2006 Qtr 2: 0; 2006 Qtr 3: 0; 2006 Qtr 4: 83.7018; 2007 Qtr 1: 0; 2007 Qtr 2: 0; 2007 Qtr 3: 0; 2007 Qtr 4: 0; 2008 Qtr 1: 0; 2008 Qtr 2: 0; 2008 Qtr 3: 0; 2008 Qtr 4: 0 | 83.7018
0 | 234148-Premium T8 with T12 40 Watt Baseline |  | 7 | Commercial | 14-MLI-Manufacturing–LightIndustry-LIGHT | 0 |  |  |  |  | 13.9591 | 13.1897 | 0 | 0 | 0 | 0.7694 | 64.9241 |  | kWh | 0.020063 | -0.083941 | Commercial |  | Annual | [5 empty] | 11 | 0.96 |  |  |  | 0 | 109.1763 | 0 | 0 | 0 | 0 | 0 | 0 | 0 | 0 | 0 | 0 | 2006 Qtr 1: 0; 2006 Qtr 2: 0; 2006 Qtr 3: 0; 2006 Qtr 4: 109.1763; 2007 Qtr 1: 0; 2007 Qtr 2: 0; 2007 Qtr 3: 0; 2007 Qtr 4: 0; 2008 Qtr 1: 0; 2008 Qtr 2: 0; 2008 Qtr 3: 0; 2008 Qtr 4: 0 | 109.1763
0 | 234148-Premium T8 with T12 40 Watt Baseline |  | 7 | Commercial | 01-ALC-AllCommercial-IntLight | 0 |  |  |  |  | 13.9591 | 13.1897 | 0 | 0 | 0 | 0.7694 | 63.1001 |  | kWh | 0.016266 | -0.10334 | Commercial |  | Annual | [5 empty] | 11 | 0.96 |  |  |  | 0 | 29.1137 | 0 | 0 | 0 | 0 | 0 | 0 | 0 | 0 | 0 | 0 | 2006 Qtr 1: 0; 2006 Qtr 2: 0; 2006 Qtr 3: 29.1137; 2006 Qtr 4: 0; 2007 Qtr 1: 0; 2007 Qtr 2: 0; 2007 Qtr 3: 0; 2007 Qtr 4: 0; 2008 Qtr 1: 0; 2008 Qtr 2: 0; 2008 Qtr 3: 0; 2008 Qtr 4: 0 | 29.1137
0 | 234053-Lighting-Remove 4 Ft Lamp (De-Lamp) | COFL00AVDEL01 | 7 | Commercial | 01-ALC-AllCommercial-IntLight | 0 |  |  |  |  | 28.2538 | 16.4871 | 0 | 0 | 0 | 11.7667 | 97.3885 |  | kWh | 0.025105 | -0.15949 | Commercial |  | Annual | [5 empty] | 11 | 0.96 |  |  |  | 0 | 14.5568 | 0 | 0 | 0 | 0 | 0 | 0 | 0 | 0 | 0 | 0 | 2006 Qtr 1: 0; 2006 Qtr 2: 0; 2006 Qtr 3: 14.5568; 2006 Qtr 4: 0; 2007 Qtr 1: 0; 2007 Qtr 2: 0; 2007 Qtr 3: 0; 2007 Qtr 4: 0; 2008 Qtr 1: 0; 2008 Qtr 2: 0; 2008 Qtr 3: 0; 2008 Qtr 4: 0 | 14.5568
0 | 234148-Premium T8 with T12 40 Watt Baseline |  | 7 | Commercial | 01-ALC-AllCommercial-IntLight | 0 |  |  |  |  | 13.9591 | 13.1897 | 0 | 0 | 0 | 0.7694 | 63.1001 |  | kWh | 0.016266 | -0.10334 | Commercial |  | Annual | [5 empty] | 11 | 0.96 |  |  |  | 0 | 25.4745 | 0 | 0 | 0 | 0 | 0 | 0 | 0 | 0 | 0 | 0 | 2006 Qtr 1: 0; 2006 Qtr 2: 0; 2006 Qtr 3: 25.4745; 2006 Qtr 4: 0; 2007 Qtr 1: 0; 2007 Qtr 2: 0; 2007 Qtr 3: 0; 2007 Qtr 4: 0; 2008 Qtr 1: 0; 2008 Qtr 2: 0; 2008 Qtr 3: 0; 2008 Qtr 4: 0 | 25.4745
0 | 234053-Lighting-Remove 4 Ft Lamp (De-Lamp) | COFL00AVDEL01 | 7 | Commercial | 01-ALC-AllCommercial-IntLight | 0 |  |  |  |  | 28.2538 | 16.4871 | 0 | 0 | 0 | 11.7667 | 97.3885 |  | kWh | 0.025105 | -0.15949 | Commercial |  | Annual | [5 empty] | 11 | 0.96 |  |  |  | 0 | 10.0078 | 0 | 0 | 0 | 0 | 0 | 0 | 0 | 0 | 0 | 0 | 2006 Qtr 1: 0; 2006 Qtr 2: 0; 2006 Qtr 3: 10.0078; 2006 Qtr 4: 0; 2007 Qtr 1: 0; 2007 Qtr 2: 0; 2007 Qtr 3: 0; 2007 Qtr 4: 0; 2008 Qtr 1: 0; 2008 Qtr 2: 0; 2008 Qtr 3: 0; 2008 Qtr 4: 0 | 10.0078
0 | 234148-Premium T8 with T12 40 Watt Baseline |  | 7 | Commercial | 01-ALC-AllCommercial-IntLight | 0 |  |  |  |  | 13.9591 | 13.1897 | 0 | 0 | 0 | 0.7694 | 59.9551 |  | kWh | 0.020434 | -0.098187 | Commercial |  | Annual | [5 empty] | 11 | 0.96 |  |  |  | 0 | 110.0861 | 0 | 0 | 0 | 0 | 0 | 0 | 0 | 0 | 0 | 0 | 2006 Qtr 1: 0; 2006 Qtr 2: 0; 2006 Qtr 3: 0; 2006 Qtr 4: 110.0861; 2007 Qtr 1: 0; 2007 Qtr 2: 0; 2007 Qtr 3: 0; 2007 Qtr 4: 0; 2008 Qtr 1: 0; 2008 Qtr 2: 0; 2008 Qtr 3: 0; 2008 Qtr 4: 0 | 110.0861
0 | 234053-Lighting-Remove 4 Ft Lamp (De-Lamp) | COFL00AVDEL01 | 7 | Commercial | 01-ALC-AllCommercial-IntLight | 0 |  |  |  |  | 28.2538 | 16.4871 | 0 | 0 | 0 | 11.7667 | 92.5345 |  | kWh | 0.031538 | -0.15154 | Commercial |  | Annual | [5 empty] | 11 | 0.96 |  |  |  | 0 | 121.9135 | 0 | 0 | 0 | 0 | 0 | 0 | 0 | 0 | 0 | 0 | 2006 Qtr 1: 0; 2006 Qtr 2: 0; 2006 Qtr 3: 0; 2006 Qtr 4: 121.9135; 2007 Qtr 1: 0; 2007 Qtr 2: 0; 2007 Qtr 3: 0; 2007 Qtr 4: 0; 2008 Qtr 1: 0; 2008 Qtr 2: 0; 2008 Qtr 3: 0; 2008 Qtr 4: 0 | 121.9135
0 | 234049-Lighting-LED Exit Sign New Sign | CALC00AVETS01 | 7 | Commercial | 02-ASM-Assembly-Exit | 0 |  |  |  |  | 65.3696 | 45 | 0 | 0 | 0 | 20.3696 | 351.311 |  | kWh | 0 | 0 | Commercial |  | Annual | [5 empty] | 16 | 0.96 |  |  |  | 0 | 2 | 0 | 0 | 0 | 0 | 0 | 0 | 0 | 0 | 0 | 0 | 2006 Qtr 1: 0; 2006 Qtr 2: 0; 2006 Qtr 3: 0; 2006 Qtr 4: 2; 2007 Qtr 1: 0; 2007 Qtr 2: 0; 2007 Qtr 3: 0; 2007 Qtr 4: 0; 2008 Qtr 1: 0; 2008 Qtr 2: 0; 2008 Qtr 3: 0; 2008 Qtr 4: 0 | 2
0 | 234148-Premium T8 with T12 40 Watt Baseline |  | 7 | Commercial | 01-ALC-AllCommercial-IntLight | 0 |  |  |  |  | 13.9591 | 13.1897 | 0 | 0 | 0 | 0.7694 | 64.9358 |  | kWh | 0.020124 | -0.10634 | Commercial |  | Annual | [5 empty] | 11 | 0.96 |  |  |  | 0 | 18.196 | 0 | 0 | 0 | 0 | 0 | 0 | 0 | 0 | 0 | 0 | 2006 Qtr 1: 0; 2006 Qtr 2: 0; 2006 Qtr 3: 0; 2006 Qtr 4: 18.196; 2007 Qtr 1: 0; 2007 Qtr 2: 0; 2007 Qtr 3: 0; 2007 Qtr 4: 0; 2008 Qtr 1: 0; 2008 Qtr 2: 0; 2008 Qtr 3: 0; 2008 Qtr 4: 0 | 18.196
0 | 234053-Lighting-Remove 4 Ft Lamp (De-Lamp) | COFL00AVDEL01 | 7 | Commercial | 01-ALC-AllCommercial-IntLight | 0 |  |  |  |  | 28.2538 | 16.4871 | 0 | 0 | 0 | 11.7667 | 100.2216 |  | kWh | 0.031059 | -0.16413 | Commercial |  | Annual | [5 empty] | 11 | 0.96 |  |  |  | 0 | 18.196 | 0 | 0 | 0 | 0 | 0 | 0 | 0 | 0 | 0 | 0 | 2006 Qtr 1: 0; 2006 Qtr 2: 0; 2006 Qtr 3: 0; 2006 Qtr 4: 18.196; 2007 Qtr 1: 0; 2007 Qtr 2: 0; 2007 Qtr 3: 0; 2007 Qtr 4: 0; 2008 Qtr 1: 0; 2008 Qtr 2: 0; 2008 Qtr 3: 0; 2008 Qtr 4: 0 | 18.196
0 | 234148-Premium T8 with T12 40 Watt Baseline |  | 7 | Commercial | 01-ALC-AllCommercial-IntLight | 0 |  |  |  |  | 13.9591 | 13.1897 | 0 | 0 | 0 | 0.7694 | 63.1001 |  | kWh | 0.016266 | -0.10334 | Commercial |  | Annual | [5 empty] | 11 | 0.96 |  |  |  | 0 | 23.6549 | 0 | 0 | 0 | 0 | 0 | 0 | 0 | 0 | 0 | 0 | 2006 Qtr 1: 0; 2006 Qtr 2: 0; 2006 Qtr 3: 23.6549; 2006 Qtr 4: 0; 2007 Qtr 1: 0; 2007 Qtr 2: 0; 2007 Qtr 3: 0; 2007 Qtr 4: 0; 2008 Qtr 1: 0; 2008 Qtr 2: 0; 2008 Qtr 3: 0; 2008 Qtr 4: 0 | 23.6549
0 | 234053-Lighting-Remove 4 Ft Lamp (De-Lamp) | COFL00AVDEL01 | 7 | Commercial | 01-ALC-AllCommercial-IntLight | 0 |  |  |  |  | 28.2538 | 16.4871 | 0 | 0 | 0 | 11.7667 | 97.3885 |  | kWh | 0.025105 | -0.15949 | Commercial |  | Annual | [5 empty] | 11 | 0.96 |  |  |  | 0 | 10.9176 | 0 | 0 | 0 | 0 | 0 | 0 | 0 | 0 | 0 | 0 | 2006 Qtr 1: 0; 2006 Qtr 2: 0; 2006 Qtr 3: 10.9176; 2006 Qtr 4: 0; 2007 Qtr 1: 0; 2007 Qtr 2: 0; 2007 Qtr 3: 0; 2007 Qtr 4: 0; 2008 Qtr 1: 0; 2008 Qtr 2: 0; 2008 Qtr 3: 0; 2008 Qtr 4: 0 | 10.9176
0 | 234148-Premium T8 with T12 40 Watt Baseline |  | 7 | Commercial | 01-ALC-AllCommercial-IntLight | 0 |  |  |  |  | 13.9591 | 13.1897 | 0 | 0 | 0 | 0.7694 | 74.8184 |  | kWh | 0.022603 | -0.12253 | Commercial |  | Annual | [5 empty] | 11 | 0.96 |  |  |  | 0 | 94.6194 | 0 | 0 | 0 | 0 | 0 | 0 | 0 | 0 | 0 | 0 | 2006 Qtr 1: 0; 2006 Qtr 2: 0; 2006 Qtr 3: 0; 2006 Qtr 4: 94.6194; 2007 Qtr 1: 0; 2007 Qtr 2: 0; 2007 Qtr 3: 0; 2007 Qtr 4: 0; 2008 Qtr 1: 0; 2008 Qtr 2: 0; 2008 Qtr 3: 0; 2008 Qtr 4: 0 | 94.6194
0 | 234148-Premium T8 with T12 40 Watt Baseline |  | 7 | Commercial | 01-ALC-AllCommercial-IntLight | 0 |  |  |  |  | 13.9591 | 13.1897 | 0 | 0 | 0 | 0.7694 | 69.1977 |  | kWh | 0.022275 | -0.11332 | Commercial |  | Annual | [5 empty] | 11 | 0.96 |  |  |  | 0 | 127.3723 | 0 | 0 | 0 | 0 | 0 | 0 | 0 | 0 | 0 | 0 | 2006 Qtr 1: 0; 2006 Qtr 2: 0; 2006 Qtr 3: 0; 2006 Qtr 4: 127.3723; 2007 Qtr 1: 0; 2007 Qtr 2: 0; 2007 Qtr 3: 0; 2007 Qtr 4: 0; 2008 Qtr 1: 0; 2008 Qtr 2: 0; 2008 Qtr 3: 0; 2008 Qtr 4: 0 | 127.3723
0 | 234148-Premium T8 with T12 40 Watt Baseline |  | 7 | Commercial | 14-MLI-Manufacturing–LightIndustry-LIGHT | 0 |  |  |  |  | 13.9591 | 13.1897 | 0 | 0 | 0 | 0.7694 | 64.9241 |  | kWh | 0.020063 | -0.083941 | Commercial |  | Annual | [5 empty] | 11 | 0.96 |  |  |  | 0 | 14.5568 | 0 | 0 | 0 | 0 | 0 | 0 | 0 | 0 | 0 | 0 | 2006 Qtr 1: 0; 2006 Qtr 2: 0; 2006 Qtr 3: 0; 2006 Qtr 4: 14.5568; 2007 Qtr 1: 0; 2007 Qtr 2: 0; 2007 Qtr 3: 0; 2007 Qtr 4: 0; 2008 Qtr 1: 0; 2008 Qtr 2: 0; 2008 Qtr 3: 0; 2008 Qtr 4: 0 | 14.5568
0 | 234148-Premium T8 with T12 40 Watt Baseline |  | 7 | Commercial | 14-MLI-Manufacturing–LightIndustry-LIGHT | 0 |  |  |  |  | 13.9591 | 13.1897 | 0 | 0 | 0 | 0.7694 | 64.9241 |  | kWh | 0.020063 | -0.083941 | Commercial |  | Annual | [5 empty] | 11 | 0.96 |  |  |  | 0 | 32.7529 | 0 | 0 | 0 | 0 | 0 | 0 | 0 | 0 | 0 | 0 | 2006 Qtr 1: 0; 2006 Qtr 2: 0; 2006 Qtr 3: 0; 2006 Qtr 4: 32.7529; 2007 Qtr 1: 0; 2007 Qtr 2: 0; 2007 Qtr 3: 0; 2007 Qtr 4: 0; 2008 Qtr 1: 0; 2008 Qtr 2: 0; 2008 Qtr 3: 0; 2008 Qtr 4: 0 | 32.7529
0 | 234148-Premium T8 with T12 40 Watt Baseline |  | 7 | Commercial | 01-ALC-AllCommercial-IntLight | 0 |  |  |  |  | 13.9591 | 13.1897 | 0 | 0 | 0 | 0.7694 | 140.9367 |  | kWh | 0.027805 | -0.23081 | Commercial |  | Annual | [5 empty] | 11 | 0.96 |  |  |  | 0 | 192.8781 | 0 | 0 | 0 | 0 | 0 | 0 | 0 | 0 | 0 | 0 | 2006 Qtr 1: 0; 2006 Qtr 2: 0; 2006 Qtr 3: 0; 2006 Qtr 4: 192.8781; 2007 Qtr 1: 0; 2007 Qtr 2: 0; 2007 Qtr 3: 0; 2007 Qtr 4: 0; 2008 Qtr 1: 0; 2008 Qtr 2: 0; 2008 Qtr 3: 0; 2008 Qtr 4: 0 | 192.8781
0 | 234148-Premium T8 with T12 40 Watt Baseline |  | 7 | Commercial | 01-ALC-AllCommercial-IntLight | 0 |  |  |  |  | 13.9591 | 13.1897 | 0 | 0 | 0 | 0.7694 | 64.9358 |  | kWh | 0.020124 | -0.10634 | Commercial |  | Annual | [5 empty] | 11 | 0.96 |  |  |  | 0 | 36.3921 | 0 | 0 | 0 | 0 | 0 | 0 | 0 | 0 | 0 | 0 | 2006 Qtr 1: 0; 2006 Qtr 2: 0; 2006 Qtr 3: 36.3921; 2006 Qtr 4: 0; 2007 Qtr 1: 0; 2007 Qtr 2: 0; 2007 Qtr 3: 0; 2007 Qtr 4: 0; 2008 Qtr 1: 0; 2008 Qtr 2: 0; 2008 Qtr 3: 0; 2008 Qtr 4: 0 | 36.3921
0 | 234148-Premium T8 with T12 40 Watt Baseline |  | 7 | Commercial | 01-ALC-AllCommercial-IntLight | 0 |  |  |  |  | 13.9591 | 13.1897 | 0 | 0 | 0 | 0.7694 | 64.9358 |  | kWh | 0.020124 | -0.10634 | Commercial |  | Annual | [5 empty] | 11 | 0.96 |  |  |  | 0 | 112.8155 | 0 | 0 | 0 | 0 | 0 | 0 | 0 | 0 | 0 | 0 | 2006 Qtr 1: 0; 2006 Qtr 2: 0; 2006 Qtr 3: 0; 2006 Qtr 4: 112.8155; 2007 Qtr 1: 0; 2007 Qtr 2: 0; 2007 Qtr 3: 0; 2007 Qtr 4: 0; 2008 Qtr 1: 0; 2008 Qtr 2: 0; 2008 Qtr 3: 0; 2008 Qtr 4: 0 | 112.8155
0 | 234148-Premium T8 with T12 40 Watt Baseline |  | 7 | Commercial | 01-ALC-AllCommercial-IntLight | 0 |  |  |  |  | 13.9591 | 13.1897 | 0 | 0 | 0 | 0.7694 | 64.9358 |  | kWh | 0.020124 | -0.10634 | Commercial |  | Annual | [5 empty] | 11 | 0.96 |  |  |  | 0 | 30.9333 | 0 | 0 | 0 | 0 | 0 | 0 | 0 | 0 | 0 | 0 | 2006 Qtr 1: 0; 2006 Qtr 2: 0; 2006 Qtr 3: 30.9333; 2006 Qtr 4: 0; 2007 Qtr 1: 0; 2007 Qtr 2: 0; 2007 Qtr 3: 0; 2007 Qtr 4: 0; 2008 Qtr 1: 0; 2008 Qtr 2: 0; 2008 Qtr 3: 0; 2008 Qtr 4: 0 | 30.9333
0 | 234053-Lighting-Remove 4 Ft Lamp (De-Lamp) | COFL00AVDEL01 | 7 | Commercial | 01-ALC-AllCommercial-IntLight | 0 |  |  |  |  | 28.2538 | 16.4871 | 0 | 0 | 0 | 11.7667 | 100.2216 |  | kWh | 0.031059 | -0.16413 | Commercial |  | Annual | [5 empty] | 11 | 0.96 |  |  |  | 0 | 30.9333 | 0 | 0 | 0 | 0 | 0 | 0 | 0 | 0 | 0 | 0 | 2006 Qtr 1: 0; 2006 Qtr 2: 0; 2006 Qtr 3: 30.9333; 2006 Qtr 4: 0; 2007 Qtr 1: 0; 2007 Qtr 2: 0; 2007 Qtr 3: 0; 2007 Qtr 4: 0; 2008 Qtr 1: 0; 2008 Qtr 2: 0; 2008 Qtr 3: 0; 2008 Qtr 4: 0 | 30.9333
0 | 234148-Premium T8 with T12 40 Watt Baseline |  | 7 | Commercial | 01-ALC-AllCommercial-IntLight | 0 |  |  |  |  | 13.9591 | 13.1897 | 0 | 0 | 0 | 0.7694 | 69.1977 |  | kWh | 0.022275 | -0.11332 | Commercial |  | Annual | [5 empty] | 11 | 0.96 |  |  |  | 0 | 123.7331 | 0 | 0 | 0 | 0 | 0 | 0 | 0 | 0 | 0 | 0 | 2006 Qtr 1: 0; 2006 Qtr 2: 0; 2006 Qtr 3: 0; 2006 Qtr 4: 123.7331; 2007 Qtr 1: 0; 2007 Qtr 2: 0; 2007 Qtr 3: 0; 2007 Qtr 4: 0; 2008 Qtr 1: 0; 2008 Qtr 2: 0; 2008 Qtr 3: 0; 2008 Qtr 4: 0 | 123.7331
0 | 234148-Premium T8 with T12 40 Watt Baseline |  | 7 | Commercial | 01-ALC-AllCommercial-IntLight | 0 |  |  |  |  | 13.9591 | 13.1897 | 0 | 0 | 0 | 0.7694 | 64.9358 |  | kWh | 0.020124 | -0.10634 | Commercial |  | Annual | [5 empty] | 11 | 0.96 |  |  |  | 0 | 54.5881 | 0 | 0 | 0 | 0 | 0 | 0 | 0 | 0 | 0 | 0 | 2006 Qtr 1: 0; 2006 Qtr 2: 0; 2006 Qtr 3: 0; 2006 Qtr 4: 54.5881; 2007 Qtr 1: 0; 2007 Qtr 2: 0; 2007 Qtr 3: 0; 2007 Qtr 4: 0; 2008 Qtr 1: 0; 2008 Qtr 2: 0; 2008 Qtr 3: 0; 2008 Qtr 4: 0 | 54.5881
0 | 234148-Premium T8 with T12 40 Watt Baseline |  | 7 | Commercial | 01-ALC-AllCommercial-IntLight | 0 |  |  |  |  | 13.9591 | 13.1897 | 0 | 0 | 0 | 0.7694 | 74.8184 |  | kWh | 0.022603 | -0.12253 | Commercial |  | Annual | [5 empty] | 11 | 0.96 |  |  |  | 0 | 116.4547 | 0 | 0 | 0 | 0 | 0 | 0 | 0 | 0 | 0 | 0 | 2006 Qtr 1: 0; 2006 Qtr 2: 0; 2006 Qtr 3: 0; 2006 Qtr 4: 116.4547; 2007 Qtr 1: 0; 2007 Qtr 2: 0; 2007 Qtr 3: 0; 2007 Qtr 4: 0; 2008 Qtr 1: 0; 2008 Qtr 2: 0; 2008 Qtr 3: 0; 2008 Qtr 4: 0 | 116.4547
0 | 234148-Premium T8 with T12 40 Watt Baseline |  | 7 | Commercial | 01-ALC-AllCommercial-IntLight | 0 |  |  |  |  | 13.9591 | 13.1897 | 0 | 0 | 0 | 0.7694 | 64.9358 |  | kWh | 0.020124 | -0.10634 | Commercial |  | Annual | [5 empty] | 11 | 0.96 |  |  |  | 0 | 21.8353 | 0 | 0 | 0 | 0 | 0 | 0 | 0 | 0 | 0 | 0 | 2006 Qtr 1: 0; 2006 Qtr 2: 0; 2006 Qtr 3: 0; 2006 Qtr 4: 21.8353; 2007 Qtr 1: 0; 2007 Qtr 2: 0; 2007 Qtr 3: 0; 2007 Qtr 4: 0; 2008 Qtr 1: 0; 2008 Qtr 2: 0; 2008 Qtr 3: 0; 2008 Qtr 4: 0 | 21.8353
0 | 234148-Premium T8 with T12 40 Watt Baseline |  | 7 | Commercial | 01-ALC-AllCommercial-IntLight | 0 |  |  |  |  | 13.9591 | 13.1897 | 0 | 0 | 0 | 0.7694 | 64.9358 |  | kWh | 0.020124 | -0.10634 | Commercial |  | Annual | [5 empty] | 11 | 0.96 |  |  |  | 0 | 38.2117 | 0 | 0 | 0 | 0 | 0 | 0 | 0 | 0 | 0 | 0 | 2006 Qtr 1: 0; 2006 Qtr 2: 0; 2006 Qtr 3: 38.2117; 2006 Qtr 4: 0; 2007 Qtr 1: 0; 2007 Qtr 2: 0; 2007 Qtr 3: 0; 2007 Qtr 4: 0; 2008 Qtr 1: 0; 2008 Qtr 2: 0; 2008 Qtr 3: 0; 2008 Qtr 4: 0 | 38.2117
0 | 234053-Lighting-Remove 4 Ft Lamp (De-Lamp) | COFL00AVDEL01 | 7 | Commercial | 01-ALC-AllCommercial-IntLight | 0 |  |  |  |  | 28.2538 | 16.4871 | 0 | 0 | 0 | 11.7667 | 100.2216 |  | kWh | 0.031059 | -0.16413 | Commercial |  | Annual | [5 empty] | 11 | 0.96 |  |  |  | 0 | 38.2117 | 0 | 0 | 0 | 0 | 0 | 0 | 0 | 0 | 0 | 0 | 2006 Qtr 1: 0; 2006 Qtr 2: 0; 2006 Qtr 3: 38.2117; 2006 Qtr 4: 0; 2007 Qtr 1: 0; 2007 Qtr 2: 0; 2007 Qtr 3: 0; 2007 Qtr 4: 0; 2008 Qtr 1: 0; 2008 Qtr 2: 0; 2008 Qtr 3: 0; 2008 Qtr 4: 0 | 38.2117
0 | 234148-Premium T8 with T12 40 Watt Baseline |  | 7 | Commercial | 01-ALC-AllCommercial-IntLight | 0 |  |  |  |  | 13.9591 | 13.1897 | 0 | 0 | 0 | 0.7694 | 74.8184 |  | kWh | 0.022603 | -0.12253 | Commercial |  | Annual | [5 empty] | 11 | 0.96 |  |  |  | 0 | 54.5881 | 0 | 0 | 0 | 0 | 0 | 0 | 0 | 0 | 0 | 0 | 2006 Qtr 1: 0; 2006 Qtr 2: 0; 2006 Qtr 3: 0; 2006 Qtr 4: 54.5881; 2007 Qtr 1: 0; 2007 Qtr 2: 0; 2007 Qtr 3: 0; 2007 Qtr 4: 0; 2008 Qtr 1: 0; 2008 Qtr 2: 0; 2008 Qtr 3: 0; 2008 Qtr 4: 0 | 54.5881
0 | 234148-Premium T8 with T12 40 Watt Baseline |  | 7 | Commercial | 01-ALC-AllCommercial-IntLight | 0 |  |  |  |  | 13.9591 | 13.1897 | 0 | 0 | 0 | 0.7694 | 74.8184 |  | kWh | 0.022603 | -0.12253 | Commercial |  | Annual | [5 empty] | 11 | 0.96 |  |  |  | 0 | 29.1137 | 0 | 0 | 0 | 0 | 0 | 0 | 0 | 0 | 0 | 0 | 2006 Qtr 1: 0; 2006 Qtr 2: 0; 2006 Qtr 3: 0; 2006 Qtr 4: 29.1137; 2007 Qtr 1: 0; 2007 Qtr 2: 0; 2007 Qtr 3: 0; 2007 Qtr 4: 0; 2008 Qtr 1: 0; 2008 Qtr 2: 0; 2008 Qtr 3: 0; 2008 Qtr 4: 0 | 29.1137
0 | 234148-Premium T8 with T12 40 Watt Baseline |  | 7 | Commercial | 01-ALC-AllCommercial-IntLight | 0 |  |  |  |  | 13.9591 | 13.1897 | 0 | 0 | 0 | 0.7694 | 74.8184 |  | kWh | 0.022603 | -0.12253 | Commercial |  | Annual | [5 empty] | 11 | 0.96 |  |  |  | 0 | 18.196 | 0 | 0 | 0 | 0 | 0 | 0 | 0 | 0 | 0 | 0 | 2006 Qtr 1: 0; 2006 Qtr 2: 0; 2006 Qtr 3: 0; 2006 Qtr 4: 18.196; 2007 Qtr 1: 0; 2007 Qtr 2: 0; 2007 Qtr 3: 0; 2007 Qtr 4: 0; 2008 Qtr 1: 0; 2008 Qtr 2: 0; 2008 Qtr 3: 0; 2008 Qtr 4: 0 | 18.196
0 | 234148-Premium T8 with T12 40 Watt Baseline |  | 7 | Commercial | 01-ALC-AllCommercial-IntLight | 0 |  |  |  |  | 13.9591 | 13.1897 | 0 | 0 | 0 | 0.7694 | 74.8184 |  | kWh | 0.022603 | -0.12253 | Commercial |  | Annual | [5 empty] | 11 | 0.96 |  |  |  | 0 | 25.4745 | 0 | 0 | 0 | 0 | 0 | 0 | 0 | 0 | 0 | 0 | 2006 Qtr 1: 0; 2006 Qtr 2: 0; 2006 Qtr 3: 0; 2006 Qtr 4: 25.4745; 2007 Qtr 1: 0; 2007 Qtr 2: 0; 2007 Qtr 3: 0; 2007 Qtr 4: 0; 2008 Qtr 1: 0; 2008 Qtr 2: 0; 2008 Qtr 3: 0; 2008 Qtr 4: 0 | 25.4745
0 | 234148-Premium T8 with T12 40 Watt Baseline |  | 7 | Commercial | 01-ALC-AllCommercial-IntLight | 0 |  |  |  |  | 13.9591 | 13.1897 | 0 | 0 | 0 | 0.7694 | 83.0547 |  | kWh | 0.026694 | -0.13602 | Commercial |  | Annual | [5 empty] | 11 | 0.96 |  |  |  | 0 | 50.9489 | 0 | 0 | 0 | 0 | 0 | 0 | 0 | 0 | 0 | 0 | 2006 Qtr 1: 0; 2006 Qtr 2: 0; 2006 Qtr 3: 0; 2006 Qtr 4: 50.9489; 2007 Qtr 1: 0; 2007 Qtr 2: 0; 2007 Qtr 3: 0; 2007 Qtr 4: 0; 2008 Qtr 1: 0; 2008 Qtr 2: 0; 2008 Qtr 3: 0; 2008 Qtr 4: 0 | 50.9489
0 | 234148-Premium T8 with T12 40 Watt Baseline |  | 7 | Commercial | 01-ALC-AllCommercial-IntLight | 0 |  |  |  |  | 13.9591 | 13.1897 | 0 | 0 | 0 | 0.7694 | 105.9046 |  | kWh | 0.021267 | -0.17344 | Commercial |  | Annual | [5 empty] | 11 | 0.96 |  |  |  | 0 | 116.4547 | 0 | 0 | 0 | 0 | 0 | 0 | 0 | 0 | 0 | 0 | 2006 Qtr 1: 0; 2006 Qtr 2: 0; 2006 Qtr 3: 0; 2006 Qtr 4: 116.4547; 2007 Qtr 1: 0; 2007 Qtr 2: 0; 2007 Qtr 3: 0; 2007 Qtr 4: 0; 2008 Qtr 1: 0; 2008 Qtr 2: 0; 2008 Qtr 3: 0; 2008 Qtr 4: 0 | 116.4547
0 | 234148-Premium T8 with T12 40 Watt Baseline |  | 7 | Commercial | 01-ALC-AllCommercial-IntLight | 0 |  |  |  |  | 13.9591 | 13.1897 | 0 | 0 | 0 | 0.7694 | 83.0547 |  | kWh | 0.026694 | -0.13602 | Commercial |  | Annual | [5 empty] | 11 | 0.96 |  |  |  | 0 | 43.6705 | 0 | 0 | 0 | 0 | 0 | 0 | 0 | 0 | 0 | 0 | 2006 Qtr 1: 0; 2006 Qtr 2: 0; 2006 Qtr 3: 0; 2006 Qtr 4: 43.6705; 2007 Qtr 1: 0; 2007 Qtr 2: 0; 2007 Qtr 3: 0; 2007 Qtr 4: 0; 2008 Qtr 1: 0; 2008 Qtr 2: 0; 2008 Qtr 3: 0; 2008 Qtr 4: 0 | 43.6705
0 | 234085-Refrigeration -Strip Curtains for Walk-ins |  | 7 | Commercial | 01-ALC-AllCommercial-Refrig | 0 |  |  |  |  | 3.05 | 3 | 0 | 0 | 0 | 0.05 | 465 |  | kWh | 0.053 | 0 | Commercial |  | Annual | [5 empty] | 4 | 0.96 |  |  |  | 0 | 60 | 0 | 0 | 0 | 0 | 0 | 0 | 0 | 0 | 0 | 0 | 2006 Qtr 1: 0; 2006 Qtr 2: 0; 2006 Qtr 3: 60; 2006 Qtr 4: 0; 2007 Qtr 1: 0; 2007 Qtr 2: 0; 2007 Qtr 3: 0; 2007 Qtr 4: 0; 2008 Qtr 1: 0; 2008 Qtr 2: 0; 2008 Qtr 3: 0; 2008 Qtr 4: 0 | 60
0 | 234148-Premium T8 with T12 40 Watt Baseline |  | 7 | Commercial | 01-ALC-AllCommercial-IntLight | 0 |  |  |  |  | 13.9591 | 13.1897 | 0 | 0 | 0 | 0.7694 | 140.9367 |  | kWh | 0.027805 | -0.23081 | Commercial |  | Annual | [5 empty] | 11 | 0.96 |  |  |  | 0 | 14.5568 | 0 | 0 | 0 | 0 | 0 | 0 | 0 | 0 | 0 | 0 | 2006 Qtr 1: 0; 2006 Qtr 2: 0; 2006 Qtr 3: 0; 2006 Qtr 4: 14.5568; 2007 Qtr 1: 0; 2007 Qtr 2: 0; 2007 Qtr 3: 0; 2007 Qtr 4: 0; 2008 Qtr 1: 0; 2008 Qtr 2: 0; 2008 Qtr 3: 0; 2008 Qtr 4: 0 | 14.5568
0 | 234148-Premium T8 with T12 40 Watt Baseline |  | 7 | Commercial | 01-ALC-AllCommercial-IntLight | 0 |  |  |  |  | 13.9591 | 13.1897 | 0 | 0 | 0 | 0.7694 | 74.8184 |  | kWh | 0.022603 | -0.12253 | Commercial |  | Annual | [5 empty] | 11 | 0.96 |  |  |  | 0 | 98.2586 | 0 | 0 | 0 | 0 | 0 | 0 | 0 | 0 | 0 | 0 | 2006 Qtr 1: 0; 2006 Qtr 2: 0; 2006 Qtr 3: 98.2586; 2006 Qtr 4: 0; 2007 Qtr 1: 0; 2007 Qtr 2: 0; 2007 Qtr 3: 0; 2007 Qtr 4: 0; 2008 Qtr 1: 0; 2008 Qtr 2: 0; 2008 Qtr 3: 0; 2008 Qtr 4: 0 | 98.2586
0 | 234148-Premium T8 with T12 40 Watt Baseline |  | 7 | Commercial | 01-ALC-AllCommercial-IntLight | 0 |  |  |  |  | 13.9591 | 13.1897 | 0 | 0 | 0 | 0.7694 | 140.9367 |  | kWh | 0.027805 | -0.23081 | Commercial |  | Annual | [5 empty] | 11 | 0.96 |  |  |  | 0 | 65.5058 | 0 | 0 | 0 | 0 | 0 | 0 | 0 | 0 | 0 | 0 | 2006 Qtr 1: 0; 2006 Qtr 2: 0; 2006 Qtr 3: 65.5058; 2006 Qtr 4: 0; 2007 Qtr 1: 0; 2007 Qtr 2: 0; 2007 Qtr 3: 0; 2007 Qtr 4: 0; 2008 Qtr 1: 0; 2008 Qtr 2: 0; 2008 Qtr 3: 0; 2008 Qtr 4: 0 | 65.5058
0 | 234148-Premium T8 with T12 40 Watt Baseline |  | System | Commercial | 01-ALC-AllCommercial-IntLight | 0 |  |  |  |  | 13.9591 | 13.1897 | 0 | 0 | 0 | 0.7694 | 74.8184 |  | kWh | 0.022603 | -0.12253 | Commercial |  | Annual | [5 empty] | 11 | 0.96 |  |  |  | 0 | 72.7842 | 0 | 0 | 0 | 0 | 0 | 0 | 0 | 0 | 0 | 0 | 2006 Qtr 1: 0; 2006 Qtr 2: 0; 2006 Qtr 3: 0; 2006 Qtr 4: 72.7842; 2007 Qtr 1: 0; 2007 Qtr 2: 0; 2007 Qtr 3: 0; 2007 Qtr 4: 0; 2008 Qtr 1: 0; 2008 Qtr 2: 0; 2008 Qtr 3: 0; 2008 Qtr 4: 0 | 72.7842
0 | 234053-Lighting-Remove 4 Ft Lamp (De-Lamp) | COFL00AVDEL01 | System | Commercial | 01-ALC-AllCommercial-IntLight | 0 |  |  |  |  | 28.2538 | 16.4871 | 0 | 0 | 0 | 11.7667 | 115.4744 |  | kWh | 0.034885 | -0.18911 | Commercial |  | Annual | [5 empty] | 11 | 0.96 |  |  |  | 0 | 72.7842 | 0 | 0 | 0 | 0 | 0 | 0 | 0 | 0 | 0 | 0 | 2006 Qtr 1: 0; 2006 Qtr 2: 0; 2006 Qtr 3: 0; 2006 Qtr 4: 72.7842; 2007 Qtr 1: 0; 2007 Qtr 2: 0; 2007 Qtr 3: 0; 2007 Qtr 4: 0; 2008 Qtr 1: 0; 2008 Qtr 2: 0; 2008 Qtr 3: 0; 2008 Qtr 4: 0 | 72.7842
0 | 234148-Premium T8 with T12 40 Watt Baseline |  | 7 | Commercial | 01-ALC-AllCommercial-IntLight | 0 |  |  |  |  | 13.9591 | 13.1897 | 0 | 0 | 0 | 0.7694 | 64.9358 |  | kWh | 0.020124 | -0.10634 | Commercial |  | Annual | [5 empty] | 11 | 0.96 |  |  |  | 0 | 29.1137 | 0 | 0 | 0 | 0 | 0 | 0 | 0 | 0 | 0 | 0 | 2006 Qtr 1: 0; 2006 Qtr 2: 0; 2006 Qtr 3: 29.1137; 2006 Qtr 4: 0; 2007 Qtr 1: 0; 2007 Qtr 2: 0; 2007 Qtr 3: 0; 2007 Qtr 4: 0; 2008 Qtr 1: 0; 2008 Qtr 2: 0; 2008 Qtr 3: 0; 2008 Qtr 4: 0 | 29.1137
0 | 234053-Lighting-Remove 4 Ft Lamp (De-Lamp) | COFL00AVDEL01 | 7 | Commercial | 01-ALC-AllCommercial-IntLight | 0 |  |  |  |  | 28.2538 | 16.4871 | 0 | 0 | 0 | 11.7667 | 100.2216 |  | kWh | 0.031059 | -0.16413 | Commercial |  | Annual | [5 empty] | 11 | 0.96 |  |  |  | 0 | 29.1137 | 0 | 0 | 0 | 0 | 0 | 0 | 0 | 0 | 0 | 0 | 2006 Qtr 1: 0; 2006 Qtr 2: 0; 2006 Qtr 3: 29.1137; 2006 Qtr 4: 0; 2007 Qtr 1: 0; 2007 Qtr 2: 0; 2007 Qtr 3: 0; 2007 Qtr 4: 0; 2008 Qtr 1: 0; 2008 Qtr 2: 0; 2008 Qtr 3: 0; 2008 Qtr 4: 0 | 29.1137
0 | 234148-Premium T8 with T12 40 Watt Baseline |  | 7 | Commercial | 01-ALC-AllCommercial-IntLight | 0 |  |  |  |  | 13.9591 | 13.1897 | 0 | 0 | 0 | 0.7694 | 105.9046 |  | kWh | 0.021267 | -0.17344 | Commercial |  | Annual | [5 empty] | 11 | 0.96 |  |  |  | 0 | 27.2941 | 0 | 0 | 0 | 0 | 0 | 0 | 0 | 0 | 0 | 0 | 2006 Qtr 1: 0; 2006 Qtr 2: 0; 2006 Qtr 3: 0; 2006 Qtr 4: 27.2941; 2007 Qtr 1: 0; 2007 Qtr 2: 0; 2007 Qtr 3: 0; 2007 Qtr 4: 0; 2008 Qtr 1: 0; 2008 Qtr 2: 0; 2008 Qtr 3: 0; 2008 Qtr 4: 0 | 27.2941
0 | 234053-Lighting-Remove 4 Ft Lamp (De-Lamp) | COFL00AVDEL01 | 7 | Commercial | 01-ALC-AllCommercial-IntLight | 0 |  |  |  |  | 28.2538 | 16.4871 | 0 | 0 | 0 | 11.7667 | 163.4528 |  | kWh | 0.032823 | -0.26768 | Commercial |  | Annual | [5 empty] | 11 | 0.96 |  |  |  | 0 | 30.9333 | 0 | 0 | 0 | 0 | 0 | 0 | 0 | 0 | 0 | 0 | 2006 Qtr 1: 0; 2006 Qtr 2: 0; 2006 Qtr 3: 0; 2006 Qtr 4: 30.9333; 2007 Qtr 1: 0; 2007 Qtr 2: 0; 2007 Qtr 3: 0; 2007 Qtr 4: 0; 2008 Qtr 1: 0; 2008 Qtr 2: 0; 2008 Qtr 3: 0; 2008 Qtr 4: 0 | 30.9333
0 | 234049-Lighting-LED Exit Sign New Sign | CALC00AVETS01 | 7 | Commercial | 02-ASM-Assembly-Exit | 0 |  |  |  |  | 65.3696 | 45 | 0 | 0 | 0 | 20.3696 | 351.311 |  | kWh | 0 | 0 | Commercial |  | Annual | [5 empty] | 16 | 0.96 |  |  |  | 0 | 1 | 0 | 0 | 0 | 0 | 0 | 0 | 0 | 0 | 0 | 0 | 2006 Qtr 1: 0; 2006 Qtr 2: 0; 2006 Qtr 3: 0; 2006 Qtr 4: 1; 2007 Qtr 1: 0; 2007 Qtr 2: 0; 2007 Qtr 3: 0; 2007 Qtr 4: 0; 2008 Qtr 1: 0; 2008 Qtr 2: 0; 2008 Qtr 3: 0; 2008 Qtr 4: 0 | 1
0 | 234148-Premium T8 with T12 40 Watt Baseline |  | 7 | Commercial | 01-ALC-AllCommercial-IntLight | 0 |  |  |  |  | 13.9591 | 13.1897 | 0 | 0 | 0 | 0.7694 | 74.8184 |  | kWh | 0.022603 | -0.12253 | Commercial |  | Annual | [5 empty] | 11 | 0.96 |  |  |  | 0 | 96.439 | 0 | 0 | 0 | 0 | 0 | 0 | 0 | 0 | 0 | 0 | 2006 Qtr 1: 0; 2006 Qtr 2: 0; 2006 Qtr 3: 0; 2006 Qtr 4: 96.439; 2007 Qtr 1: 0; 2007 Qtr 2: 0; 2007 Qtr 3: 0; 2007 Qtr 4: 0; 2008 Qtr 1: 0; 2008 Qtr 2: 0; 2008 Qtr 3: 0; 2008 Qtr 4: 0 | 96.439
0 | 234053-Lighting-Remove 4 Ft Lamp (De-Lamp) | COFL00AVDEL01 | 7 | Commercial | 01-ALC-AllCommercial-IntLight | 0 |  |  |  |  | 28.2538 | 16.4871 | 0 | 0 | 0 | 11.7667 | 115.4744 |  | kWh | 0.034885 | -0.18911 | Commercial |  | Annual | [5 empty] | 11 | 0.96 |  |  |  | 0 | 63.6862 | 0 | 0 | 0 | 0 | 0 | 0 | 0 | 0 | 0 | 0 | 2006 Qtr 1: 0; 2006 Qtr 2: 0; 2006 Qtr 3: 0; 2006 Qtr 4: 63.6862; 2007 Qtr 1: 0; 2007 Qtr 2: 0; 2007 Qtr 3: 0; 2007 Qtr 4: 0; 2008 Qtr 1: 0; 2008 Qtr 2: 0; 2008 Qtr 3: 0; 2008 Qtr 4: 0 | 63.6862
0 | 234148-Premium T8 with T12 40 Watt Baseline |  | 10 | Commercial | 01-ALC-AllCommercial-IntLight | 0 |  |  |  |  | 13.9591 | 13.1897 | 0 | 0 | 0 | 0.7694 | 69.1977 |  | kWh | 0.022275 | -0.11332 | Commercial |  | Annual | [5 empty] | 11 | 0.96 |  |  |  | 0 | 52.7685 | 0 | 0 | 0 | 0 | 0 | 0 | 0 | 0 | 0 | 0 | 2006 Qtr 1: 0; 2006 Qtr 2: 0; 2006 Qtr 3: 0; 2006 Qtr 4: 52.7685; 2007 Qtr 1: 0; 2007 Qtr 2: 0; 2007 Qtr 3: 0; 2007 Qtr 4: 0; 2008 Qtr 1: 0; 2008 Qtr 2: 0; 2008 Qtr 3: 0; 2008 Qtr 4: 0 | 52.7685
0 | 234053-Lighting-Remove 4 Ft Lamp (De-Lamp) | COFL00AVDEL01 | 10 | Commercial | 01-ALC-AllCommercial-IntLight | 0 |  |  |  |  | 28.2538 | 16.4871 | 0 | 0 | 0 | 11.7667 | 106.7995 |  | kWh | 0.03438 | -0.1749 | Commercial |  | Annual | [5 empty] | 11 | 0.96 |  |  |  | 0 | 104.6272 | 0 | 0 | 0 | 0 | 0 | 0 | 0 | 0 | 0 | 0 | 2006 Qtr 1: 0; 2006 Qtr 2: 0; 2006 Qtr 3: 0; 2006 Qtr 4: 104.6272; 2007 Qtr 1: 0; 2007 Qtr 2: 0; 2007 Qtr 3: 0; 2007 Qtr 4: 0; 2008 Qtr 1: 0; 2008 Qtr 2: 0; 2008 Qtr 3: 0; 2008 Qtr 4: 0 | 104.6272
0 | 234148-Premium T8 with T12 40 Watt Baseline |  | 7 | Commercial | 01-ALC-AllCommercial-IntLight | 0 |  |  |  |  | 13.9591 | 13.1897 | 0 | 0 | 0 | 0.7694 | 74.8184 |  | kWh | 0.022603 | -0.12253 | Commercial |  | Annual | [5 empty] | 11 | 0.96 |  |  |  | 0 | 56.4077 | 0 | 0 | 0 | 0 | 0 | 0 | 0 | 0 | 0 | 0 | 2006 Qtr 1: 0; 2006 Qtr 2: 0; 2006 Qtr 3: 56.4077; 2006 Qtr 4: 0; 2007 Qtr 1: 0; 2007 Qtr 2: 0; 2007 Qtr 3: 0; 2007 Qtr 4: 0; 2008 Qtr 1: 0; 2008 Qtr 2: 0; 2008 Qtr 3: 0; 2008 Qtr 4: 0 | 56.4077
0 | 234053-Lighting-Remove 4 Ft Lamp (De-Lamp) | COFL00AVDEL01 | 7 | Commercial | 01-ALC-AllCommercial-IntLight | 0 |  |  |  |  | 28.2538 | 16.4871 | 0 | 0 | 0 | 11.7667 | 115.4744 |  | kWh | 0.034885 | -0.18911 | Commercial |  | Annual | [5 empty] | 11 | 0.96 |  |  |  | 0 | 56.4077 | 0 | 0 | 0 | 0 | 0 | 0 | 0 | 0 | 0 | 0 | 2006 Qtr 1: 0; 2006 Qtr 2: 0; 2006 Qtr 3: 56.4077; 2006 Qtr 4: 0; 2007 Qtr 1: 0; 2007 Qtr 2: 0; 2007 Qtr 3: 0; 2007 Qtr 4: 0; 2008 Qtr 1: 0; 2008 Qtr 2: 0; 2008 Qtr 3: 0; 2008 Qtr 4: 0 | 56.4077
0 | 234148-Premium T8 with T12 40 Watt Baseline |  | 7 | Commercial | 01-ALC-AllCommercial-IntLight | 0 |  |  |  |  | 13.9591 | 13.1897 | 0 | 0 | 0 | 0.7694 | 64.9358 |  | kWh | 0.020124 | -0.10634 | Commercial |  | Annual | [5 empty] | 11 | 0.96 |  |  |  | 0 | 156.486 | 0 | 0 | 0 | 0 | 0 | 0 | 0 | 0 | 0 | 0 | 2006 Qtr 1: 0; 2006 Qtr 2: 0; 2006 Qtr 3: 0; 2006 Qtr 4: 156.486; 2007 Qtr 1: 0; 2007 Qtr 2: 0; 2007 Qtr 3: 0; 2007 Qtr 4: 0; 2008 Qtr 1: 0; 2008 Qtr 2: 0; 2008 Qtr 3: 0; 2008 Qtr 4: 0 | 156.486
0 | 234053-Lighting-Remove 4 Ft Lamp (De-Lamp) | COFL00AVDEL01 | 7 | Commercial | 01-ALC-AllCommercial-IntLight | 0 |  |  |  |  | 28.2538 | 16.4871 | 0 | 0 | 0 | 11.7667 | 100.2216 |  | kWh | 0.031059 | -0.16413 | Commercial |  | Annual | [5 empty] | 11 | 0.96 |  |  |  | 0 | 156.486 | 0 | 0 | 0 | 0 | 0 | 0 | 0 | 0 | 0 | 0 | 2006 Qtr 1: 0; 2006 Qtr 2: 0; 2006 Qtr 3: 0; 2006 Qtr 4: 156.486; 2007 Qtr 1: 0; 2007 Qtr 2: 0; 2007 Qtr 3: 0; 2007 Qtr 4: 0; 2008 Qtr 1: 0; 2008 Qtr 2: 0; 2008 Qtr 3: 0; 2008 Qtr 4: 0 | 156.486
0 | 234148-Premium T8 with T12 40 Watt Baseline |  | 7 | Commercial | 01-ALC-AllCommercial-IntLight | 0 |  |  |  |  | 13.9591 | 13.1897 | 0 | 0 | 0 | 0.7694 | 64.9358 |  | kWh | 0.020124 | -0.10634 | Commercial |  | Annual | [5 empty] | 11 | 0.96 |  |  |  | 0 | 24.5647 | 0 | 0 | 0 | 0 | 0 | 0 | 0 | 0 | 0 | 0 | 2006 Qtr 1: 0; 2006 Qtr 2: 0; 2006 Qtr 3: 0; 2006 Qtr 4: 24.5647; 2007 Qtr 1: 0; 2007 Qtr 2: 0; 2007 Qtr 3: 0; 2007 Qtr 4: 0; 2008 Qtr 1: 0; 2008 Qtr 2: 0; 2008 Qtr 3: 0; 2008 Qtr 4: 0 | 24.5647
0 | 234053-Lighting-Remove 4 Ft Lamp (De-Lamp) | COFL00AVDEL01 | 7 | Commercial | 01-ALC-AllCommercial-IntLight | 0 |  |  |  |  | 28.2538 | 16.4871 | 0 | 0 | 0 | 11.7667 | 100.2216 |  | kWh | 0.031059 | -0.16413 | Commercial |  | Annual | [5 empty] | 11 | 0.96 |  |  |  | 0 | 29.1137 | 0 | 0 | 0 | 0 | 0 | 0 | 0 | 0 | 0 | 0 | 2006 Qtr 1: 0; 2006 Qtr 2: 0; 2006 Qtr 3: 0; 2006 Qtr 4: 29.1137; 2007 Qtr 1: 0; 2007 Qtr 2: 0; 2007 Qtr 3: 0; 2007 Qtr 4: 0; 2008 Qtr 1: 0; 2008 Qtr 2: 0; 2008 Qtr 3: 0; 2008 Qtr 4: 0 | 29.1137
0 | 234148-Premium T8 with T12 40 Watt Baseline |  | 7 | Commercial | 01-ALC-AllCommercial-IntLight | 0 |  |  |  |  | 13.9591 | 13.1897 | 0 | 0 | 0 | 0.7694 | 64.9358 |  | kWh | 0.020124 | -0.10634 | Commercial |  | Annual | [5 empty] | 11 | 0.96 |  |  |  | 0 | 145.5683 | 0 | 0 | 0 | 0 | 0 | 0 | 0 | 0 | 0 | 0 | 2006 Qtr 1: 0; 2006 Qtr 2: 0; 2006 Qtr 3: 0; 2006 Qtr 4: 145.5683; 2007 Qtr 1: 0; 2007 Qtr 2: 0; 2007 Qtr 3: 0; 2007 Qtr 4: 0; 2008 Qtr 1: 0; 2008 Qtr 2: 0; 2008 Qtr 3: 0; 2008 Qtr 4: 0 | 145.5683
0 | 234053-Lighting-Remove 4 Ft Lamp (De-Lamp) | COFL00AVDEL01 | 7 | Commercial | 01-ALC-AllCommercial-IntLight | 0 |  |  |  |  | 28.2538 | 16.4871 | 0 | 0 | 0 | 11.7667 | 100.2216 |  | kWh | 0.031059 | -0.16413 | Commercial |  | Annual | [5 empty] | 11 | 0.96 |  |  |  | 0 | 145.5683 | 0 | 0 | 0 | 0 | 0 | 0 | 0 | 0 | 0 | 0 | 2006 Qtr 1: 0; 2006 Qtr 2: 0; 2006 Qtr 3: 0; 2006 Qtr 4: 145.5683; 2007 Qtr 1: 0; 2007 Qtr 2: 0; 2007 Qtr 3: 0; 2007 Qtr 4: 0; 2008 Qtr 1: 0; 2008 Qtr 2: 0; 2008 Qtr 3: 0; 2008 Qtr 4: 0 | 145.5683
0 | 234148-Premium T8 with T12 40 Watt Baseline |  | 7 | Commercial | 14-MLI-Manufacturing–LightIndustry-LIGHT | 0 |  |  |  |  | 13.9591 | 13.1897 | 0 | 0 | 0 | 0.7694 | 64.9241 |  | kWh | 0.020063 | -0.083941 | Commercial |  | Annual | [5 empty] | 11 | 0.96 |  |  |  | 0 | 43.6705 | 0 | 0 | 0 | 0 | 0 | 0 | 0 | 0 | 0 | 0 | 2006 Qtr 1: 0; 2006 Qtr 2: 0; 2006 Qtr 3: 0; 2006 Qtr 4: 43.6705; 2007 Qtr 1: 0; 2007 Qtr 2: 0; 2007 Qtr 3: 0; 2007 Qtr 4: 0; 2008 Qtr 1: 0; 2008 Qtr 2: 0; 2008 Qtr 3: 0; 2008 Qtr 4: 0 | 43.6705
0 | 234053-Lighting-Remove 4 Ft Lamp (De-Lamp) | COFL00AVDEL01 | 7 | Commercial | 14-MLI-Manufacturing–LightIndustry-LIGHT | 0 |  |  |  |  | 28.2538 | 16.4871 | 0 | 0 | 0 | 11.7667 | 100.2037 |  | kWh | 0.030965 | -0.12955 | Commercial |  | Annual | [5 empty] | 11 | 0.96 |  |  |  | 0 | 43.6705 | 0 | 0 | 0 | 0 | 0 | 0 | 0 | 0 | 0 | 0 | 2006 Qtr 1: 0; 2006 Qtr 2: 0; 2006 Qtr 3: 0; 2006 Qtr 4: 43.6705; 2007 Qtr 1: 0; 2007 Qtr 2: 0; 2007 Qtr 3: 0; 2007 Qtr 4: 0; 2008 Qtr 1: 0; 2008 Qtr 2: 0; 2008 Qtr 3: 0; 2008 Qtr 4: 0 | 43.6705
0 | 234148-Premium T8 with T12 40 Watt Baseline |  | 7 | Commercial | 01-ALC-AllCommercial-IntLight | 0 |  |  |  |  | 13.9591 | 13.1897 | 0 | 0 | 0 | 0.7694 | 36.0898 |  | kWh | 0.0078682 | -0.059104 | Commercial |  | Annual | [5 empty] | 11 | 0.96 |  |  |  | 0 | 61.8665 | 0 | 0 | 0 | 0 | 0 | 0 | 0 | 0 | 0 | 0 | 2006 Qtr 1: 0; 2006 Qtr 2: 0; 2006 Qtr 3: 0; 2006 Qtr 4: 61.8665; 2007 Qtr 1: 0; 2007 Qtr 2: 0; 2007 Qtr 3: 0; 2007 Qtr 4: 0; 2008 Qtr 1: 0; 2008 Qtr 2: 0; 2008 Qtr 3: 0; 2008 Qtr 4: 0 | 61.8665
0 | 234049-Lighting-LED Exit Sign New Sign | CALC00AVETS01 | 7 | Commercial | 02-ASM-Assembly-Exit | 0 |  |  |  |  | 65.3696 | 45 | 0 | 0 | 0 | 20.3696 | 351.311 |  | kWh | 0 | 0 | Commercial |  | Annual | [5 empty] | 16 | 0.96 |  |  |  | 0 | 15 | 0 | 0 | 0 | 0 | 0 | 0 | 0 | 0 | 0 | 0 | 2006 Qtr 1: 0; 2006 Qtr 2: 0; 2006 Qtr 3: 0; 2006 Qtr 4: 15; 2007 Qtr 1: 0; 2007 Qtr 2: 0; 2007 Qtr 3: 0; 2007 Qtr 4: 0; 2008 Qtr 1: 0; 2008 Qtr 2: 0; 2008 Qtr 3: 0; 2008 Qtr 4: 0 | 15
0 | 234148-Premium T8 with T12 40 Watt Baseline |  | 7 | Commercial | 01-ALC-AllCommercial-IntLight | 0 |  |  |  |  | 13.9591 | 13.1897 | 0 | 0 | 0 | 0.7694 | 87.3573 |  | kWh | 0.01583 | -0.14306 | Commercial |  | Annual | [5 empty] | 11 | 0.96 |  |  |  | 0 | 43.6705 | 0 | 0 | 0 | 0 | 0 | 0 | 0 | 0 | 0 | 0 | 2006 Qtr 1: 0; 2006 Qtr 2: 0; 2006 Qtr 3: 0; 2006 Qtr 4: 43.6705; 2007 Qtr 1: 0; 2007 Qtr 2: 0; 2007 Qtr 3: 0; 2007 Qtr 4: 0; 2008 Qtr 1: 0; 2008 Qtr 2: 0; 2008 Qtr 3: 0; 2008 Qtr 4: 0 | 43.6705
0 | 234148-Premium T8 with T12 40 Watt Baseline |  | 10 | Commercial | 01-ALC-AllCommercial-IntLight | 0 |  |  |  |  | 13.9591 | 13.1897 | 0 | 0 | 0 | 0.7694 | 140.9367 |  | kWh | 0.027805 | -0.23081 | Commercial |  | Annual | [5 empty] | 11 | 0.96 |  |  |  | 0 | 81.8822 | 0 | 0 | 0 | 0 | 0 | 0 | 0 | 0 | 0 | 0 | 2006 Qtr 1: 0; 2006 Qtr 2: 0; 2006 Qtr 3: 0; 2006 Qtr 4: 81.8822; 2007 Qtr 1: 0; 2007 Qtr 2: 0; 2007 Qtr 3: 0; 2007 Qtr 4: 0; 2008 Qtr 1: 0; 2008 Qtr 2: 0; 2008 Qtr 3: 0; 2008 Qtr 4: 0 | 81.8822
0 | 234053-Lighting-Remove 4 Ft Lamp (De-Lamp) | COFL00AVDEL01 | 10 | Commercial | 01-ALC-AllCommercial-IntLight | 0 |  |  |  |  | 28.2538 | 16.4871 | 0 | 0 | 0 | 11.7667 | 217.5212 |  | kWh | 0.042914 | -0.35623 | Commercial |  | Annual | [5 empty] | 11 | 0.96 |  |  |  | 0 | 70.9646 | 0 | 0 | 0 | 0 | 0 | 0 | 0 | 0 | 0 | 0 | 2006 Qtr 1: 0; 2006 Qtr 2: 0; 2006 Qtr 3: 0; 2006 Qtr 4: 70.9646; 2007 Qtr 1: 0; 2007 Qtr 2: 0; 2007 Qtr 3: 0; 2007 Qtr 4: 0; 2008 Qtr 1: 0; 2008 Qtr 2: 0; 2008 Qtr 3: 0; 2008 Qtr 4: 0 | 70.9646
0 | 234148-Premium T8 with T12 40 Watt Baseline |  | 7 | Commercial | 01-ALC-AllCommercial-IntLight | 0 |  |  |  |  | 13.9591 | 13.1897 | 0 | 0 | 0 | 0.7694 | 64.2493 |  | kWh | 0.023143 | -0.25029 | Commercial |  | Annual | [5 empty] | 11 | 0.96 |  |  |  | 0 | 127.3723 | 0 | 0 | 0 | 0 | 0 | 0 | 0 | 0 | 0 | 0 | 2006 Qtr 1: 0; 2006 Qtr 2: 0; 2006 Qtr 3: 0; 2006 Qtr 4: 127.3723; 2007 Qtr 1: 0; 2007 Qtr 2: 0; 2007 Qtr 3: 0; 2007 Qtr 4: 0; 2008 Qtr 1: 0; 2008 Qtr 2: 0; 2008 Qtr 3: 0; 2008 Qtr 4: 0 | 127.3723
0 | 234148-Premium T8 with T12 40 Watt Baseline |  | 7 | Commercial | 01-ALC-AllCommercial-IntLight | 0 |  |  |  |  | 13.9591 | 13.1897 | 0 | 0 | 0 | 0.7694 | 140.9367 |  | kWh | 0.027805 | -0.23081 | Commercial |  | Annual | [5 empty] | 11 | 0.96 |  |  |  | 0 | 138.2899 | 0 | 0 | 0 | 0 | 0 | 0 | 0 | 0 | 0 | 0 | 2006 Qtr 1: 0; 2006 Qtr 2: 0; 2006 Qtr 3: 0; 2006 Qtr 4: 138.2899; 2007 Qtr 1: 0; 2007 Qtr 2: 0; 2007 Qtr 3: 0; 2007 Qtr 4: 0; 2008 Qtr 1: 0; 2008 Qtr 2: 0; 2008 Qtr 3: 0; 2008 Qtr 4: 0 | 138.2899
0 | 234148-Premium T8 with T12 40 Watt Baseline |  | 10 | Commercial | 01-ALC-AllCommercial-IntLight | 0 |  |  |  |  | 13.9591 | 13.1897 | 0 | 0 | 0 | 0.7694 | 140.9367 |  | kWh | 0.027805 | -0.23081 | Commercial |  | Annual | [5 empty] | 11 | 0.96 |  |  |  | 0 | 45.4901 | 0 | 0 | 0 | 0 | 0 | 0 | 0 | 0 | 0 | 0 | 2006 Qtr 1: 0; 2006 Qtr 2: 0; 2006 Qtr 3: 0; 2006 Qtr 4: 45.4901; 2007 Qtr 1: 0; 2007 Qtr 2: 0; 2007 Qtr 3: 0; 2007 Qtr 4: 0; 2008 Qtr 1: 0; 2008 Qtr 2: 0; 2008 Qtr 3: 0; 2008 Qtr 4: 0 | 45.4901
0 | 234148-Premium T8 with T12 40 Watt Baseline |  | 7 | Commercial | 01-ALC-AllCommercial-IntLight | 0 |  |  |  |  | 13.9591 | 13.1897 | 0 | 0 | 0 | 0.7694 | 36.1365 |  | kWh | 0.0083603 | -0.05918 | Commercial |  | Annual | [5 empty] | 11 | 0.96 |  |  |  | 0 | 81.8822 | 0 | 0 | 0 | 0 | 0 | 0 | 0 | 0 | 0 | 0 | 2006 Qtr 1: 0; 2006 Qtr 2: 0; 2006 Qtr 3: 0; 2006 Qtr 4: 81.8822; 2007 Qtr 1: 0; 2007 Qtr 2: 0; 2007 Qtr 3: 0; 2007 Qtr 4: 0; 2008 Qtr 1: 0; 2008 Qtr 2: 0; 2008 Qtr 3: 0; 2008 Qtr 4: 0 | 81.8822
0 | 234148-Premium T8 with T12 40 Watt Baseline |  | 7 | Commercial | 01-ALC-AllCommercial-IntLight | 0 |  |  |  |  | 13.9591 | 13.1897 | 0 | 0 | 0 | 0.7694 | 36.0898 |  | kWh | 0.0078682 | -0.059104 | Commercial |  | Annual | [5 empty] | 11 | 0.96 |  |  |  | 0 | 542.2421 | 0 | 0 | 0 | 0 | 0 | 0 | 0 | 0 | 0 | 0 | 2006 Qtr 1: 0; 2006 Qtr 2: 0; 2006 Qtr 3: 0; 2006 Qtr 4: 542.2421; 2007 Qtr 1: 0; 2007 Qtr 2: 0; 2007 Qtr 3: 0; 2007 Qtr 4: 0; 2008 Qtr 1: 0; 2008 Qtr 2: 0; 2008 Qtr 3: 0; 2008 Qtr 4: 0 | 542.2421
0 | 234049-Lighting-LED Exit Sign New Sign | CALC00AVETS01 | 7 | Commercial | 02-ASM-Assembly-Exit | 0 |  |  |  |  | 65.3696 | 45 | 0 | 0 | 0 | 20.3696 | 351.311 |  | kWh | 0 | 0 | Commercial |  | Annual | [5 empty] | 16 | 0.96 |  |  |  | 0 | 18 | 0 | 0 | 0 | 0 | 0 | 0 | 0 | 0 | 0 | 0 | 2006 Qtr 1: 0; 2006 Qtr 2: 0; 2006 Qtr 3: 0; 2006 Qtr 4: 18; 2007 Qtr 1: 0; 2007 Qtr 2: 0; 2007 Qtr 3: 0; 2007 Qtr 4: 0; 2008 Qtr 1: 0; 2008 Qtr 2: 0; 2008 Qtr 3: 0; 2008 Qtr 4: 0 | 18
0 | 234053-Lighting-Remove 4 Ft Lamp (De-Lamp) | COFL00AVDEL01 | 7 | Commercial | 01-ALC-AllCommercial-IntLight | 0 |  |  |  |  | 28.2538 | 16.4871 | 0 | 0 | 0 | 11.7667 | 115.4744 |  | kWh | 0.034885 | -0.18911 | Commercial |  | Annual | [5 empty] | 11 | 0.96 |  |  |  | 0 | 43.6705 | 0 | 0 | 0 | 0 | 0 | 0 | 0 | 0 | 0 | 0 | 2006 Qtr 1: 0; 2006 Qtr 2: 0; 2006 Qtr 3: 43.6705; 2006 Qtr 4: 0; 2007 Qtr 1: 0; 2007 Qtr 2: 0; 2007 Qtr 3: 0; 2007 Qtr 4: 0; 2008 Qtr 1: 0; 2008 Qtr 2: 0; 2008 Qtr 3: 0; 2008 Qtr 4: 0 | 43.6705
0 | 234148-Premium T8 with T12 40 Watt Baseline |  | 7 | Commercial | 01-ALC-AllCommercial-IntLight | 0 |  |  |  |  | 13.9591 | 13.1897 | 0 | 0 | 0 | 0.7694 | 74.8184 |  | kWh | 0.022603 | -0.12253 | Commercial |  | Annual | [5 empty] | 11 | 0.96 |  |  |  | 0 | 43.6705 | 0 | 0 | 0 | 0 | 0 | 0 | 0 | 0 | 0 | 0 | 2006 Qtr 1: 0; 2006 Qtr 2: 0; 2006 Qtr 3: 43.6705; 2006 Qtr 4: 0; 2007 Qtr 1: 0; 2007 Qtr 2: 0; 2007 Qtr 3: 0; 2007 Qtr 4: 0; 2008 Qtr 1: 0; 2008 Qtr 2: 0; 2008 Qtr 3: 0; 2008 Qtr 4: 0 | 43.6705
0 | 234148-Premium T8 with T12 40 Watt Baseline |  | 7 | Commercial | 01-ALC-AllCommercial-IntLight | 0 |  |  |  |  | 13.9591 | 13.1897 | 0 | 0 | 0 | 0.7694 | 64.9358 |  | kWh | 0.020124 | -0.10634 | Commercial |  | Annual | [5 empty] | 11 | 0.96 |  |  |  | 0 | 20.0156 | 0 | 0 | 0 | 0 | 0 | 0 | 0 | 0 | 0 | 0 | 2006 Qtr 1: 0; 2006 Qtr 2: 0; 2006 Qtr 3: 0; 2006 Qtr 4: 20.0156; 2007 Qtr 1: 0; 2007 Qtr 2: 0; 2007 Qtr 3: 0; 2007 Qtr 4: 0; 2008 Qtr 1: 0; 2008 Qtr 2: 0; 2008 Qtr 3: 0; 2008 Qtr 4: 0 | 20.0156
0 | 234148-Premium T8 with T12 40 Watt Baseline |  | 7 | Commercial | 01-ALC-AllCommercial-IntLight | 0 |  |  |  |  | 13.9591 | 13.1897 | 0 | 0 | 0 | 0.7694 | 64.9358 |  | kWh | 0.020124 | -0.10634 | Commercial |  | Annual | [5 empty] | 11 | 0.96 |  |  |  | 0 | 112.8155 | 0 | 0 | 0 | 0 | 0 | 0 | 0 | 0 | 0 | 0 | 2006 Qtr 1: 0; 2006 Qtr 2: 0; 2006 Qtr 3: 0; 2006 Qtr 4: 112.8155; 2007 Qtr 1: 0; 2007 Qtr 2: 0; 2007 Qtr 3: 0; 2007 Qtr 4: 0; 2008 Qtr 1: 0; 2008 Qtr 2: 0; 2008 Qtr 3: 0; 2008 Qtr 4: 0 | 112.8155
0 | 234148-Premium T8 with T12 40 Watt Baseline |  | 7 | Commercial | 01-ALC-AllCommercial-IntLight | 0 |  |  |  |  | 13.9591 | 13.1897 | 0 | 0 | 0 | 0.7694 | 87.3573 |  | kWh | 0.01583 | -0.14306 | Commercial |  | Annual | [5 empty] | 11 | 0.96 |  |  |  | 0 | 54.5881 | 0 | 0 | 0 | 0 | 0 | 0 | 0 | 0 | 0 | 0 | 2006 Qtr 1: 0; 2006 Qtr 2: 0; 2006 Qtr 3: 0; 2006 Qtr 4: 54.5881; 2007 Qtr 1: 0; 2007 Qtr 2: 0; 2007 Qtr 3: 0; 2007 Qtr 4: 0; 2008 Qtr 1: 0; 2008 Qtr 2: 0; 2008 Qtr 3: 0; 2008 Qtr 4: 0 | 54.5881
0 | 234049-Lighting-LED Exit Sign New Sign | CALC00AVETS01 | 7 | Commercial | 02-ASM-Assembly-Exit | 0 |  |  |  |  | 65.3696 | 45 | 0 | 0 | 0 | 20.3696 | 351.311 |  | kWh | 0 | 0 | Commercial |  | Annual | [5 empty] | 16 | 0.96 |  |  |  | 0 | 2 | 0 | 0 | 0 | 0 | 0 | 0 | 0 | 0 | 0 | 0 | 2006 Qtr 1: 0; 2006 Qtr 2: 0; 2006 Qtr 3: 0; 2006 Qtr 4: 2; 2007 Qtr 1: 0; 2007 Qtr 2: 0; 2007 Qtr 3: 0; 2007 Qtr 4: 0; 2008 Qtr 1: 0; 2008 Qtr 2: 0; 2008 Qtr 3: 0; 2008 Qtr 4: 0 | 2
0 | 234049-Lighting-LED Exit Sign New Sign | CALC00AVETS01 | 7 | Commercial | 02-ASM-Assembly-Exit | 0 |  |  |  |  | 65.3696 | 45 | 0 | 0 | 0 | 20.3696 | 351.311 |  | kWh | 0 | 0 | Commercial |  | Annual | [5 empty] | 16 | 0.96 |  |  |  | 0 | 2 | 0 | 0 | 0 | 0 | 0 | 0 | 0 | 0 | 0 | 0 | 2006 Qtr 1: 0; 2006 Qtr 2: 0; 2006 Qtr 3: 0; 2006 Qtr 4: 2; 2007 Qtr 1: 0; 2007 Qtr 2: 0; 2007 Qtr 3: 0; 2007 Qtr 4: 0; 2008 Qtr 1: 0; 2008 Qtr 2: 0; 2008 Qtr 3: 0; 2008 Qtr 4: 0 | 2
0 | 234148-Premium T8 with T12 40 Watt Baseline |  | 7 | Commercial | 01-ALC-AllCommercial-IntLight | 0 |  |  |  |  | 13.9591 | 13.1897 | 0 | 0 | 0 | 0.7694 | 64.9358 |  | kWh | 0.020124 | -0.10634 | Commercial |  | Annual | [5 empty] | 11 | 0.96 |  |  |  | 0 | 88.2508 | 0 | 0 | 0 | 0 | 0 | 0 | 0 | 0 | 0 | 0 | 2006 Qtr 1: 0; 2006 Qtr 2: 0; 2006 Qtr 3: 0; 2006 Qtr 4: 88.2508; 2007 Qtr 1: 0; 2007 Qtr 2: 0; 2007 Qtr 3: 0; 2007 Qtr 4: 0; 2008 Qtr 1: 0; 2008 Qtr 2: 0; 2008 Qtr 3: 0; 2008 Qtr 4: 0 | 88.2508
0 | 234053-Lighting-Remove 4 Ft Lamp (De-Lamp) | COFL00AVDEL01 | 7 | Commercial | 01-ALC-AllCommercial-IntLight | 0 |  |  |  |  | 28.2538 | 16.4871 | 0 | 0 | 0 | 11.7667 | 100.2216 |  | kWh | 0.031059 | -0.16413 | Commercial |  | Annual | [5 empty] | 11 | 0.96 |  |  |  | 0 | 98.2586 | 0 | 0 | 0 | 0 | 0 | 0 | 0 | 0 | 0 | 0 | 2006 Qtr 1: 0; 2006 Qtr 2: 0; 2006 Qtr 3: 0; 2006 Qtr 4: 98.2586; 2007 Qtr 1: 0; 2007 Qtr 2: 0; 2007 Qtr 3: 0; 2007 Qtr 4: 0; 2008 Qtr 1: 0; 2008 Qtr 2: 0; 2008 Qtr 3: 0; 2008 Qtr 4: 0 | 98.2586
0 | 234148-Premium T8 with T12 40 Watt Baseline |  | 7 | Commercial | 01-ALC-AllCommercial-IntLight | 0 |  |  |  |  | 13.9591 | 13.1897 | 0 | 0 | 0 | 0.7694 | 87.3573 |  | kWh | 0.01583 | -0.14306 | Commercial |  | Annual | [5 empty] | 11 | 0.96 |  |  |  | 0 | 69.145 | 0 | 0 | 0 | 0 | 0 | 0 | 0 | 0 | 0 | 0 | 2006 Qtr 1: 0; 2006 Qtr 2: 0; 2006 Qtr 3: 0; 2006 Qtr 4: 69.145; 2007 Qtr 1: 0; 2007 Qtr 2: 0; 2007 Qtr 3: 0; 2007 Qtr 4: 0; 2008 Qtr 1: 0; 2008 Qtr 2: 0; 2008 Qtr 3: 0; 2008 Qtr 4: 0 | 69.145
0 | 234148-Premium T8 with T12 40 Watt Baseline |  | 7 | Commercial | 01-ALC-AllCommercial-IntLight | 0 |  |  |  |  | 13.9591 | 13.1897 | 0 | 0 | 0 | 0.7694 | 105.9046 |  | kWh | 0.021267 | -0.17344 | Commercial |  | Annual | [5 empty] | 11 | 0.96 |  |  |  | 0 | 170.133 | 0 | 0 | 0 | 0 | 0 | 0 | 0 | 0 | 0 | 0 | 2006 Qtr 1: 0; 2006 Qtr 2: 0; 2006 Qtr 3: 0; 2006 Qtr 4: 170.133; 2007 Qtr 1: 0; 2007 Qtr 2: 0; 2007 Qtr 3: 0; 2007 Qtr 4: 0; 2008 Qtr 1: 0; 2008 Qtr 2: 0; 2008 Qtr 3: 0; 2008 Qtr 4: 0 | 170.133
0 | 234049-Lighting-LED Exit Sign New Sign | CALC00AVETS01 | 7 | Commercial | 02-ASM-Assembly-Exit | 0 |  |  |  |  | 65.3696 | 45 | 0 | 0 | 0 | 20.3696 | 351.311 |  | kWh | 0 | 0 | Commercial |  | Annual | [5 empty] | 16 | 0.96 |  |  |  | 0 | 11 | 0 | 0 | 0 | 0 | 0 | 0 | 0 | 0 | 0 | 0 | 2006 Qtr 1: 0; 2006 Qtr 2: 0; 2006 Qtr 3: 0; 2006 Qtr 4: 11; 2007 Qtr 1: 0; 2007 Qtr 2: 0; 2007 Qtr 3: 0; 2007 Qtr 4: 0; 2008 Qtr 1: 0; 2008 Qtr 2: 0; 2008 Qtr 3: 0; 2008 Qtr 4: 0 | 11
0 | 234148-Premium T8 with T12 40 Watt Baseline |  | 7 | Commercial | 01-ALC-AllCommercial-IntLight | 0 |  |  |  |  | 13.9591 | 13.1897 | 0 | 0 | 0 | 0.7694 | 74.8184 |  | kWh | 0.022603 | -0.12253 | Commercial |  | Annual | [5 empty] | 11 | 0.96 |  |  |  | 0 | 40.0313 | 0 | 0 | 0 | 0 | 0 | 0 | 0 | 0 | 0 | 0 | 2006 Qtr 1: 0; 2006 Qtr 2: 0; 2006 Qtr 3: 0; 2006 Qtr 4: 40.0313; 2007 Qtr 1: 0; 2007 Qtr 2: 0; 2007 Qtr 3: 0; 2007 Qtr 4: 0; 2008 Qtr 1: 0; 2008 Qtr 2: 0; 2008 Qtr 3: 0; 2008 Qtr 4: 0 | 40.0313
0 | 234049-Lighting-LED Exit Sign New Sign | CALC00AVETS01 | 7 | Commercial | 02-ASM-Assembly-Exit | 0 |  |  |  |  | 65.3696 | 45 | 0 | 0 | 0 | 20.3696 | 351.311 |  | kWh | 0 | 0 | Commercial |  | Annual | [5 empty] | 16 | 0.96 |  |  |  | 0 | 1 | 0 | 0 | 0 | 0 | 0 | 0 | 0 | 0 | 0 | 0 | 2006 Qtr 1: 0; 2006 Qtr 2: 0; 2006 Qtr 3: 0; 2006 Qtr 4: 1; 2007 Qtr 1: 0; 2007 Qtr 2: 0; 2007 Qtr 3: 0; 2007 Qtr 4: 0; 2008 Qtr 1: 0; 2008 Qtr 2: 0; 2008 Qtr 3: 0; 2008 Qtr 4: 0 | 1
0 | 234148-Premium T8 with T12 40 Watt Baseline |  | 7 | Commercial | 01-ALC-AllCommercial-IntLight | 0 |  |  |  |  | 13.9591 | 13.1897 | 0 | 0 | 0 | 0.7694 | 64.9358 |  | kWh | 0.020124 | -0.10634 | Commercial |  | Annual | [5 empty] | 11 | 0.96 |  |  |  | 0 | 49.1293 | 0 | 0 | 0 | 0 | 0 | 0 | 0 | 0 | 0 | 0 | 2006 Qtr 1: 0; 2006 Qtr 2: 0; 2006 Qtr 3: 49.1293; 2006 Qtr 4: 0; 2007 Qtr 1: 0; 2007 Qtr 2: 0; 2007 Qtr 3: 0; 2007 Qtr 4: 0; 2008 Qtr 1: 0; 2008 Qtr 2: 0; 2008 Qtr 3: 0; 2008 Qtr 4: 0 | 49.1293
0 | 234053-Lighting-Remove 4 Ft Lamp (De-Lamp) | COFL00AVDEL01 | 7 | Commercial | 01-ALC-AllCommercial-IntLight | 0 |  |  |  |  | 28.2538 | 16.4871 | 0 | 0 | 0 | 11.7667 | 100.2216 |  | kWh | 0.031059 | -0.16413 | Commercial |  | Annual | [5 empty] | 11 | 0.96 |  |  |  | 0 | 24.5647 | 0 | 0 | 0 | 0 | 0 | 0 | 0 | 0 | 0 | 0 | 2006 Qtr 1: 0; 2006 Qtr 2: 0; 2006 Qtr 3: 24.5647; 2006 Qtr 4: 0; 2007 Qtr 1: 0; 2007 Qtr 2: 0; 2007 Qtr 3: 0; 2007 Qtr 4: 0; 2008 Qtr 1: 0; 2008 Qtr 2: 0; 2008 Qtr 3: 0; 2008 Qtr 4: 0 | 24.5647
0 | 234049-Lighting-LED Exit Sign New Sign | CALC00AVETS01 | 7 | Commercial | 02-ASM-Assembly-Exit | 0 |  |  |  |  | 65.3696 | 45 | 0 | 0 | 0 | 20.3696 | 351.311 |  | kWh | 0 | 0 | Commercial |  | Annual | [5 empty] | 16 | 0.96 |  |  |  | 0 | 1 | 0 | 0 | 0 | 0 | 0 | 0 | 0 | 0 | 0 | 0 | 2006 Qtr 1: 0; 2006 Qtr 2: 0; 2006 Qtr 3: 1; 2006 Qtr 4: 0; 2007 Qtr 1: 0; 2007 Qtr 2: 0; 2007 Qtr 3: 0; 2007 Qtr 4: 0; 2008 Qtr 1: 0; 2008 Qtr 2: 0; 2008 Qtr 3: 0; 2008 Qtr 4: 0 | 1
0 | 234148-Premium T8 with T12 40 Watt Baseline |  | 7 | Commercial | 01-ALC-AllCommercial-IntLight | 0 |  |  |  |  | 13.9591 | 13.1897 | 0 | 0 | 0 | 0.7694 | 74.8184 |  | kWh | 0.022603 | -0.12253 | Commercial |  | Annual | [5 empty] | 11 | 0.96 |  |  |  | 0 | 32.7529 | 0 | 0 | 0 | 0 | 0 | 0 | 0 | 0 | 0 | 0 | 2006 Qtr 1: 0; 2006 Qtr 2: 0; 2006 Qtr 3: 0; 2006 Qtr 4: 32.7529; 2007 Qtr 1: 0; 2007 Qtr 2: 0; 2007 Qtr 3: 0; 2007 Qtr 4: 0; 2008 Qtr 1: 0; 2008 Qtr 2: 0; 2008 Qtr 3: 0; 2008 Qtr 4: 0 | 32.7529
0 | 234148-Premium T8 with T12 40 Watt Baseline |  | 10 | Commercial | 01-ALC-AllCommercial-IntLight | 0 |  |  |  |  | 13.9591 | 13.1897 | 0 | 0 | 0 | 0.7694 | 74.8184 |  | kWh | 0.022603 | -0.12253 | Commercial |  | Annual | [5 empty] | 11 | 0.96 |  |  |  | 0 | 57.3175 | 0 | 0 | 0 | 0 | 0 | 0 | 0 | 0 | 0 | 0 | 2006 Qtr 1: 0; 2006 Qtr 2: 0; 2006 Qtr 3: 57.3175; 2006 Qtr 4: 0; 2007 Qtr 1: 0; 2007 Qtr 2: 0; 2007 Qtr 3: 0; 2007 Qtr 4: 0; 2008 Qtr 1: 0; 2008 Qtr 2: 0; 2008 Qtr 3: 0; 2008 Qtr 4: 0 | 57.3175
0 | 234053-Lighting-Remove 4 Ft Lamp (De-Lamp) | COFL00AVDEL01 | 10 | Commercial | 01-ALC-AllCommercial-IntLight | 0 |  |  |  |  | 28.2538 | 16.4871 | 0 | 0 | 0 | 11.7667 | 115.4744 |  | kWh | 0.034885 | -0.18911 | Commercial |  | Annual | [5 empty] | 11 | 0.96 |  |  |  | 0 | 61.8665 | 0 | 0 | 0 | 0 | 0 | 0 | 0 | 0 | 0 | 0 | 2006 Qtr 1: 0; 2006 Qtr 2: 0; 2006 Qtr 3: 61.8665; 2006 Qtr 4: 0; 2007 Qtr 1: 0; 2007 Qtr 2: 0; 2007 Qtr 3: 0; 2007 Qtr 4: 0; 2008 Qtr 1: 0; 2008 Qtr 2: 0; 2008 Qtr 3: 0; 2008 Qtr 4: 0 | 61.8665
0 | 234049-Lighting-LED Exit Sign New Sign | CALC00AVETS01 | 10 | Commercial | 02-ASM-Assembly-Exit | 0 |  |  |  |  | 65.3696 | 45 | 0 | 0 | 0 | 20.3696 | 351.311 |  | kWh | 0 | 0 | Commercial |  | Annual | [5 empty] | 16 | 0.96 |  |  |  | 0 | 3 | 0 | 0 | 0 | 0 | 0 | 0 | 0 | 0 | 0 | 0 | 2006 Qtr 1: 0; 2006 Qtr 2: 0; 2006 Qtr 3: 3; 2006 Qtr 4: 0; 2007 Qtr 1: 0; 2007 Qtr 2: 0; 2007 Qtr 3: 0; 2007 Qtr 4: 0; 2008 Qtr 1: 0; 2008 Qtr 2: 0; 2008 Qtr 3: 0; 2008 Qtr 4: 0 | 3
0 | 234053-Lighting-Remove 4 Ft Lamp (De-Lamp) | COFL00AVDEL01 | 7 | Commercial | 14-MLI-Manufacturing–LightIndustry-LIGHT | 0 |  |  |  |  | 28.2538 | 16.4871 | 0 | 0 | 0 | 11.7667 | 100.2037 |  | kWh | 0.030965 | -0.12955 | Commercial |  | Annual | [5 empty] | 11 | 0.96 |  |  |  | 0 | 21.8353 | 0 | 0 | 0 | 0 | 0 | 0 | 0 | 0 | 0 | 0 | 2006 Qtr 1: 0; 2006 Qtr 2: 0; 2006 Qtr 3: 0; 2006 Qtr 4: 21.8353; 2007 Qtr 1: 0; 2007 Qtr 2: 0; 2007 Qtr 3: 0; 2007 Qtr 4: 0; 2008 Qtr 1: 0; 2008 Qtr 2: 0; 2008 Qtr 3: 0; 2008 Qtr 4: 0 | 21.8353
0 | 234148-Premium T8 with T12 40 Watt Baseline |  | 7 | Commercial | 14-MLI-Manufacturing–LightIndustry-LIGHT | 0 |  |  |  |  | 13.9591 | 13.1897 | 0 | 0 | 0 | 0.7694 | 64.9241 |  | kWh | 0.020063 | -0.083941 | Commercial |  | Annual | [5 empty] | 11 | 0.96 |  |  |  | 0 | 21.8353 | 0 | 0 | 0 | 0 | 0 | 0 | 0 | 0 | 0 | 0 | 2006 Qtr 1: 0; 2006 Qtr 2: 0; 2006 Qtr 3: 0; 2006 Qtr 4: 21.8353; 2007 Qtr 1: 0; 2007 Qtr 2: 0; 2007 Qtr 3: 0; 2007 Qtr 4: 0; 2008 Qtr 1: 0; 2008 Qtr 2: 0; 2008 Qtr 3: 0; 2008 Qtr 4: 0 | 21.8353
0 | 234148-Premium T8 with T12 40 Watt Baseline |  | 7 | Commercial | 01-ALC-AllCommercial-IntLight | 0 |  |  |  |  | 13.9591 | 13.1897 | 0 | 0 | 0 | 0.7694 | 64.9358 |  | kWh | 0.020124 | -0.10634 | Commercial |  | Annual | [5 empty] | 11 | 0.96 |  |  |  | 0 | 20.0156 | 0 | 0 | 0 | 0 | 0 | 0 | 0 | 0 | 0 | 0 | 2006 Qtr 1: 0; 2006 Qtr 2: 0; 2006 Qtr 3: 0; 2006 Qtr 4: 20.0156; 2007 Qtr 1: 0; 2007 Qtr 2: 0; 2007 Qtr 3: 0; 2007 Qtr 4: 0; 2008 Qtr 1: 0; 2008 Qtr 2: 0; 2008 Qtr 3: 0; 2008 Qtr 4: 0 | 20.0156
0 | 234053-Lighting-Remove 4 Ft Lamp (De-Lamp) | COFL00AVDEL01 | 7 | Commercial | 01-ALC-AllCommercial-IntLight | 0 |  |  |  |  | 28.2538 | 16.4871 | 0 | 0 | 0 | 11.7667 | 100.2216 |  | kWh | 0.031059 | -0.16413 | Commercial |  | Annual | [5 empty] | 11 | 0.96 |  |  |  | 0 | 21.8353 | 0 | 0 | 0 | 0 | 0 | 0 | 0 | 0 | 0 | 0 | 2006 Qtr 1: 0; 2006 Qtr 2: 0; 2006 Qtr 3: 0; 2006 Qtr 4: 21.8353; 2007 Qtr 1: 0; 2007 Qtr 2: 0; 2007 Qtr 3: 0; 2007 Qtr 4: 0; 2008 Qtr 1: 0; 2008 Qtr 2: 0; 2008 Qtr 3: 0; 2008 Qtr 4: 0 | 21.8353
0 | 234148-Premium T8 with T12 40 Watt Baseline |  | 7 | Commercial | 01-ALC-AllCommercial-IntLight | 0 |  |  |  |  | 13.9591 | 13.1897 | 0 | 0 | 0 | 0.7694 | 64.9358 |  | kWh | 0.020124 | -0.10634 | Commercial |  | Annual | [5 empty] | 11 | 0.96 |  |  |  | 0 | 14.5568 | 0 | 0 | 0 | 0 | 0 | 0 | 0 | 0 | 0 | 0 | 2006 Qtr 1: 0; 2006 Qtr 2: 0; 2006 Qtr 3: 0; 2006 Qtr 4: 14.5568; 2007 Qtr 1: 0; 2007 Qtr 2: 0; 2007 Qtr 3: 0; 2007 Qtr 4: 0; 2008 Qtr 1: 0; 2008 Qtr 2: 0; 2008 Qtr 3: 0; 2008 Qtr 4: 0 | 14.5568
0 | 234053-Lighting-Remove 4 Ft Lamp (De-Lamp) | COFL00AVDEL01 | 7 | Commercial | 01-ALC-AllCommercial-IntLight | 0 |  |  |  |  | 28.2538 | 16.4871 | 0 | 0 | 0 | 11.7667 | 100.2216 |  | kWh | 0.031059 | -0.16413 | Commercial |  | Annual | [5 empty] | 11 | 0.96 |  |  |  | 0 | 14.5568 | 0 | 0 | 0 | 0 | 0 | 0 | 0 | 0 | 0 | 0 | 2006 Qtr 1: 0; 2006 Qtr 2: 0; 2006 Qtr 3: 0; 2006 Qtr 4: 14.5568; 2007 Qtr 1: 0; 2007 Qtr 2: 0; 2007 Qtr 3: 0; 2007 Qtr 4: 0; 2008 Qtr 1: 0; 2008 Qtr 2: 0; 2008 Qtr 3: 0; 2008 Qtr 4: 0 | 14.5568
0 | 234148-Premium T8 with T12 40 Watt Baseline |  | 7 | Commercial | 01-ALC-AllCommercial-IntLight | 0 |  |  |  |  | 13.9591 | 13.1897 | 0 | 0 | 0 | 0.7694 | 74.8184 |  | kWh | 0.022603 | -0.12253 | Commercial |  | Annual | [5 empty] | 11 | 0.96 |  |  |  | 0 | 12.7372 | 0 | 0 | 0 | 0 | 0 | 0 | 0 | 0 | 0 | 0 | 2006 Qtr 1: 0; 2006 Qtr 2: 0; 2006 Qtr 3: 12.7372; 2006 Qtr 4: 0; 2007 Qtr 1: 0; 2007 Qtr 2: 0; 2007 Qtr 3: 0; 2007 Qtr 4: 0; 2008 Qtr 1: 0; 2008 Qtr 2: 0; 2008 Qtr 3: 0; 2008 Qtr 4: 0 | 12.7372
0 | 234053-Lighting-Remove 4 Ft Lamp (De-Lamp) | COFL00AVDEL01 | 7 | Commercial | 01-ALC-AllCommercial-IntLight | 0 |  |  |  |  | 28.2538 | 16.4871 | 0 | 0 | 0 | 11.7667 | 115.4744 |  | kWh | 0.034885 | -0.18911 | Commercial |  | Annual | [5 empty] | 11 | 0.96 |  |  |  | 0 | 12.7372 | 0 | 0 | 0 | 0 | 0 | 0 | 0 | 0 | 0 | 0 | 2006 Qtr 1: 0; 2006 Qtr 2: 0; 2006 Qtr 3: 12.7372; 2006 Qtr 4: 0; 2007 Qtr 1: 0; 2007 Qtr 2: 0; 2007 Qtr 3: 0; 2007 Qtr 4: 0; 2008 Qtr 1: 0; 2008 Qtr 2: 0; 2008 Qtr 3: 0; 2008 Qtr 4: 0 | 12.7372
0 | 234148-Premium T8 with T12 40 Watt Baseline |  | 7 | Commercial | 01-ALC-AllCommercial-IntLight | 0 |  |  |  |  | 13.9591 | 13.1897 | 0 | 0 | 0 | 0.7694 | 83.0547 |  | kWh | 0.026694 | -0.13602 | Commercial |  | Annual | [5 empty] | 11 | 0.96 |  |  |  | 0 | 14.5568 | 0 | 0 | 0 | 0 | 0 | 0 | 0 | 0 | 0 | 0 | 2006 Qtr 1: 0; 2006 Qtr 2: 0; 2006 Qtr 3: 0; 2006 Qtr 4: 14.5568; 2007 Qtr 1: 0; 2007 Qtr 2: 0; 2007 Qtr 3: 0; 2007 Qtr 4: 0; 2008 Qtr 1: 0; 2008 Qtr 2: 0; 2008 Qtr 3: 0; 2008 Qtr 4: 0 | 14.5568
0 | 234148-Premium T8 with T12 40 Watt Baseline |  | 7 | Commercial | 01-ALC-AllCommercial-IntLight | 0 |  |  |  |  | 13.9591 | 13.1897 | 0 | 0 | 0 | 0.7694 | 74.8184 |  | kWh | 0.022603 | -0.12253 | Commercial |  | Annual | [5 empty] | 11 | 0.96 |  |  |  | 0 | 50.9489 | 0 | 0 | 0 | 0 | 0 | 0 | 0 | 0 | 0 | 0 | 2006 Qtr 1: 0; 2006 Qtr 2: 0; 2006 Qtr 3: 0; 2006 Qtr 4: 50.9489; 2007 Qtr 1: 0; 2007 Qtr 2: 0; 2007 Qtr 3: 0; 2007 Qtr 4: 0; 2008 Qtr 1: 0; 2008 Qtr 2: 0; 2008 Qtr 3: 0; 2008 Qtr 4: 0 | 50.9489
0 | 234148-Premium T8 with T12 40 Watt Baseline |  | 7 | Commercial | 01-ALC-AllCommercial-IntLight | 0 |  |  |  |  | 13.9591 | 13.1897 | 0 | 0 | 0 | 0.7694 | 64.9358 |  | kWh | 0.020124 | -0.10634 | Commercial |  | Annual | [5 empty] | 11 | 0.96 |  |  |  | 0 | 43.6705 | 0 | 0 | 0 | 0 | 0 | 0 | 0 | 0 | 0 | 0 | 2006 Qtr 1: 0; 2006 Qtr 2: 0; 2006 Qtr 3: 0; 2006 Qtr 4: 43.6705; 2007 Qtr 1: 0; 2007 Qtr 2: 0; 2007 Qtr 3: 0; 2007 Qtr 4: 0; 2008 Qtr 1: 0; 2008 Qtr 2: 0; 2008 Qtr 3: 0; 2008 Qtr 4: 0 | 43.6705
0 | 234053-Lighting-Remove 4 Ft Lamp (De-Lamp) | COFL00AVDEL01 | 7 | Commercial | 01-ALC-AllCommercial-IntLight | 0 |  |  |  |  | 28.2538 | 16.4871 | 0 | 0 | 0 | 11.7667 | 100.2216 |  | kWh | 0.031059 | -0.16413 | Commercial |  | Annual | [5 empty] | 11 | 0.96 |  |  |  | 0 | 43.6705 | 0 | 0 | 0 | 0 | 0 | 0 | 0 | 0 | 0 | 0 | 2006 Qtr 1: 0; 2006 Qtr 2: 0; 2006 Qtr 3: 0; 2006 Qtr 4: 43.6705; 2007 Qtr 1: 0; 2007 Qtr 2: 0; 2007 Qtr 3: 0; 2007 Qtr 4: 0; 2008 Qtr 1: 0; 2008 Qtr 2: 0; 2008 Qtr 3: 0; 2008 Qtr 4: 0 | 43.6705
0 | 234148-Premium T8 with T12 40 Watt Baseline |  | 7 | Commercial | 01-ALC-AllCommercial-IntLight | 0 |  |  |  |  | 13.9591 | 13.1897 | 0 | 0 | 0 | 0.7694 | 36.1365 |  | kWh | 0.0083603 | -0.05918 | Commercial |  | Annual | [5 empty] | 11 | 0.96 |  |  |  | 0 | 165.584 | 0 | 0 | 0 | 0 | 0 | 0 | 0 | 0 | 0 | 0 | 2006 Qtr 1: 0; 2006 Qtr 2: 0; 2006 Qtr 3: 0; 2006 Qtr 4: 165.584; 2007 Qtr 1: 0; 2007 Qtr 2: 0; 2007 Qtr 3: 0; 2007 Qtr 4: 0; 2008 Qtr 1: 0; 2008 Qtr 2: 0; 2008 Qtr 3: 0; 2008 Qtr 4: 0 | 165.584
0 | 234053-Lighting-Remove 4 Ft Lamp (De-Lamp) | COFL00AVDEL01 | 7 | Commercial | 01-ALC-AllCommercial-IntLight | 0 |  |  |  |  | 28.2538 | 16.4871 | 0 | 0 | 0 | 11.7667 | 55.7729 |  | kWh | 0.012903 | -0.091338 | Commercial |  | Annual | [5 empty] | 11 | 0.96 |  |  |  | 0 | 165.584 | 0 | 0 | 0 | 0 | 0 | 0 | 0 | 0 | 0 | 0 | 2006 Qtr 1: 0; 2006 Qtr 2: 0; 2006 Qtr 3: 0; 2006 Qtr 4: 165.584; 2007 Qtr 1: 0; 2007 Qtr 2: 0; 2007 Qtr 3: 0; 2007 Qtr 4: 0; 2008 Qtr 1: 0; 2008 Qtr 2: 0; 2008 Qtr 3: 0; 2008 Qtr 4: 0 | 165.584
0 | 234148-Premium T8 with T12 40 Watt Baseline |  | 7 | Commercial | 01-ALC-AllCommercial-IntLight | 0 |  |  |  |  | 13.9591 | 13.1897 | 0 | 0 | 0 | 0.7694 | 105.9046 |  | kWh | 0.021267 | -0.17344 | Commercial |  | Annual | [5 empty] | 11 | 0.96 |  |  |  | 0 | 43.6705 | 0 | 0 | 0 | 0 | 0 | 0 | 0 | 0 | 0 | 0 | 2006 Qtr 1: 0; 2006 Qtr 2: 0; 2006 Qtr 3: 0; 2006 Qtr 4: 43.6705; 2007 Qtr 1: 0; 2007 Qtr 2: 0; 2007 Qtr 3: 0; 2007 Qtr 4: 0; 2008 Qtr 1: 0; 2008 Qtr 2: 0; 2008 Qtr 3: 0; 2008 Qtr 4: 0 | 43.6705
0 | 234148-Premium T8 with T12 40 Watt Baseline |  | 7 | Commercial | 01-ALC-AllCommercial-IntLight | 0 |  |  |  |  | 13.9591 | 13.1897 | 0 | 0 | 0 | 0.7694 | 64.9358 |  | kWh | 0.020124 | -0.10634 | Commercial |  | Annual | [5 empty] | 11 | 0.96 |  |  |  | 0 | 118.2743 | 0 | 0 | 0 | 0 | 0 | 0 | 0 | 0 | 0 | 0 | 2006 Qtr 1: 0; 2006 Qtr 2: 0; 2006 Qtr 3: 0; 2006 Qtr 4: 118.2743; 2007 Qtr 1: 0; 2007 Qtr 2: 0; 2007 Qtr 3: 0; 2007 Qtr 4: 0; 2008 Qtr 1: 0; 2008 Qtr 2: 0; 2008 Qtr 3: 0; 2008 Qtr 4: 0 | 118.2743
0 | 234053-Lighting-Remove 4 Ft Lamp (De-Lamp) | COFL00AVDEL01 | 7 | Commercial | 01-ALC-AllCommercial-IntLight | 0 |  |  |  |  | 28.2538 | 16.4871 | 0 | 0 | 0 | 11.7667 | 100.2216 |  | kWh | 0.031059 | -0.16413 | Commercial |  | Annual | [5 empty] | 11 | 0.96 |  |  |  | 0 | 118.2743 | 0 | 0 | 0 | 0 | 0 | 0 | 0 | 0 | 0 | 0 | 2006 Qtr 1: 0; 2006 Qtr 2: 0; 2006 Qtr 3: 0; 2006 Qtr 4: 118.2743; 2007 Qtr 1: 0; 2007 Qtr 2: 0; 2007 Qtr 3: 0; 2007 Qtr 4: 0; 2008 Qtr 1: 0; 2008 Qtr 2: 0; 2008 Qtr 3: 0; 2008 Qtr 4: 0 | 118.2743
0 | 234049-Lighting-LED Exit Sign New Sign | CALC00AVETS01 | 7 | Commercial | 02-ASM-Assembly-Exit | 0 |  |  |  |  | 65.3696 | 45 | 0 | 0 | 0 | 20.3696 | 351.311 |  | kWh | 0 | 0 | Commercial |  | Annual | [5 empty] | 16 | 0.96 |  |  |  | 0 | 3 | 0 | 0 | 0 | 0 | 0 | 0 | 0 | 0 | 0 | 0 | 2006 Qtr 1: 0; 2006 Qtr 2: 0; 2006 Qtr 3: 0; 2006 Qtr 4: 3; 2007 Qtr 1: 0; 2007 Qtr 2: 0; 2007 Qtr 3: 0; 2007 Qtr 4: 0; 2008 Qtr 1: 0; 2008 Qtr 2: 0; 2008 Qtr 3: 0; 2008 Qtr 4: 0 | 3
0 | 234148-Premium T8 with T12 40 Watt Baseline |  | 10 | Commercial | 01-ALC-AllCommercial-IntLight | 0 |  |  |  |  | 13.9591 | 13.1897 | 0 | 0 | 0 | 0.7694 | 69.1925 |  | kWh | 0.017664 | -0.11332 | Commercial |  | Annual | [5 empty] | 11 | 0.96 |  |  |  | 0 | 268.3916 | 0 | 0 | 0 | 0 | 0 | 0 | 0 | 0 | 0 | 0 | 2006 Qtr 1: 0; 2006 Qtr 2: 0; 2006 Qtr 3: 0; 2006 Qtr 4: 268.3916; 2007 Qtr 1: 0; 2007 Qtr 2: 0; 2007 Qtr 3: 0; 2007 Qtr 4: 0; 2008 Qtr 1: 0; 2008 Qtr 2: 0; 2008 Qtr 3: 0; 2008 Qtr 4: 0 | 268.3916
0 | 234148-Premium T8 with T12 40 Watt Baseline |  | 7 | Commercial | 01-ALC-AllCommercial-IntLight | 0 |  |  |  |  | 13.9591 | 13.1897 | 0 | 0 | 0 | 0.7694 | 74.8184 |  | kWh | 0.022603 | -0.12253 | Commercial |  | Annual | [5 empty] | 11 | 0.96 |  |  |  | 0 | 29.1137 | 0 | 0 | 0 | 0 | 0 | 0 | 0 | 0 | 0 | 0 | 2006 Qtr 1: 0; 2006 Qtr 2: 0; 2006 Qtr 3: 0; 2006 Qtr 4: 29.1137; 2007 Qtr 1: 0; 2007 Qtr 2: 0; 2007 Qtr 3: 0; 2007 Qtr 4: 0; 2008 Qtr 1: 0; 2008 Qtr 2: 0; 2008 Qtr 3: 0; 2008 Qtr 4: 0 | 29.1137
0 | 234148-Premium T8 with T12 40 Watt Baseline |  | 7 | Commercial | 01-ALC-AllCommercial-IntLight | 0 |  |  |  |  | 13.9591 | 13.1897 | 0 | 0 | 0 | 0.7694 | 74.8184 |  | kWh | 0.022603 | -0.12253 | Commercial |  | Annual | [5 empty] | 11 | 0.96 |  |  |  | 0 | 32.7529 | 0 | 0 | 0 | 0 | 0 | 0 | 0 | 0 | 0 | 0 | 2006 Qtr 1: 0; 2006 Qtr 2: 0; 2006 Qtr 3: 32.7529; 2006 Qtr 4: 0; 2007 Qtr 1: 0; 2007 Qtr 2: 0; 2007 Qtr 3: 0; 2007 Qtr 4: 0; 2008 Qtr 1: 0; 2008 Qtr 2: 0; 2008 Qtr 3: 0; 2008 Qtr 4: 0 | 32.7529
0 | 234053-Lighting-Remove 4 Ft Lamp (De-Lamp) | COFL00AVDEL01 | 7 | Commercial | 01-ALC-AllCommercial-IntLight | 0 |  |  |  |  | 28.2538 | 16.4871 | 0 | 0 | 0 | 11.7667 | 115.4744 |  | kWh | 0.034885 | -0.18911 | Commercial |  | Annual | [5 empty] | 11 | 0.96 |  |  |  | 0 | 16.3764 | 0 | 0 | 0 | 0 | 0 | 0 | 0 | 0 | 0 | 0 | 2006 Qtr 1: 0; 2006 Qtr 2: 0; 2006 Qtr 3: 16.3764; 2006 Qtr 4: 0; 2007 Qtr 1: 0; 2007 Qtr 2: 0; 2007 Qtr 3: 0; 2007 Qtr 4: 0; 2008 Qtr 1: 0; 2008 Qtr 2: 0; 2008 Qtr 3: 0; 2008 Qtr 4: 0 | 16.3764
0 | 234148-Premium T8 with T12 40 Watt Baseline |  | 7 | Commercial | 01-ALC-AllCommercial-IntLight | 0 |  |  |  |  | 13.9591 | 13.1897 | 0 | 0 | 0 | 0.7694 | 140.9367 |  | kWh | 0.027805 | -0.23081 | Commercial |  | Annual | [5 empty] | 11 | 0.96 |  |  |  | 0 | 32.7529 | 0 | 0 | 0 | 0 | 0 | 0 | 0 | 0 | 0 | 0 | 2006 Qtr 1: 0; 2006 Qtr 2: 0; 2006 Qtr 3: 32.7529; 2006 Qtr 4: 0; 2007 Qtr 1: 0; 2007 Qtr 2: 0; 2007 Qtr 3: 0; 2007 Qtr 4: 0; 2008 Qtr 1: 0; 2008 Qtr 2: 0; 2008 Qtr 3: 0; 2008 Qtr 4: 0 | 32.7529
0 | 234148-Premium T8 with T12 40 Watt Baseline |  | 7 | Commercial | 01-ALC-AllCommercial-IntLight | 0 |  |  |  |  | 13.9591 | 13.1897 | 0 | 0 | 0 | 0.7694 | 74.8184 |  | kWh | 0.022603 | -0.12253 | Commercial |  | Annual | [5 empty] | 11 | 0.96 |  |  |  | 0 | 50.9489 | 0 | 0 | 0 | 0 | 0 | 0 | 0 | 0 | 0 | 0 | 2006 Qtr 1: 0; 2006 Qtr 2: 0; 2006 Qtr 3: 0; 2006 Qtr 4: 50.9489; 2007 Qtr 1: 0; 2007 Qtr 2: 0; 2007 Qtr 3: 0; 2007 Qtr 4: 0; 2008 Qtr 1: 0; 2008 Qtr 2: 0; 2008 Qtr 3: 0; 2008 Qtr 4: 0 | 50.9489
0 | 234148-Premium T8 with T12 40 Watt Baseline |  | 7 | Commercial | 01-ALC-AllCommercial-IntLight | 0 |  |  |  |  | 13.9591 | 13.1897 | 0 | 0 | 0 | 0.7694 | 74.8184 |  | kWh | 0.022603 | -0.12253 | Commercial |  | Annual | [5 empty] | 11 | 0.96 |  |  |  | 0 | 58.2273 | 0 | 0 | 0 | 0 | 0 | 0 | 0 | 0 | 0 | 0 | 2006 Qtr 1: 0; 2006 Qtr 2: 0; 2006 Qtr 3: 0; 2006 Qtr 4: 58.2273; 2007 Qtr 1: 0; 2007 Qtr 2: 0; 2007 Qtr 3: 0; 2007 Qtr 4: 0; 2008 Qtr 1: 0; 2008 Qtr 2: 0; 2008 Qtr 3: 0; 2008 Qtr 4: 0 | 58.2273
0 | 234148-Premium T8 with T12 40 Watt Baseline |  | 7 | Commercial | 01-ALC-AllCommercial-IntLight | 0 |  |  |  |  | 13.9591 | 13.1897 | 0 | 0 | 0 | 0.7694 | 74.8184 |  | kWh | 0.022603 | -0.12253 | Commercial |  | Annual | [5 empty] | 11 | 0.96 |  |  |  | 0 | 21.8353 | 0 | 0 | 0 | 0 | 0 | 0 | 0 | 0 | 0 | 0 | 2006 Qtr 1: 0; 2006 Qtr 2: 0; 2006 Qtr 3: 0; 2006 Qtr 4: 21.8353; 2007 Qtr 1: 0; 2007 Qtr 2: 0; 2007 Qtr 3: 0; 2007 Qtr 4: 0; 2008 Qtr 1: 0; 2008 Qtr 2: 0; 2008 Qtr 3: 0; 2008 Qtr 4: 0 | 21.8353
0 | 234148-Premium T8 with T12 40 Watt Baseline |  | 7 | Commercial | 01-ALC-AllCommercial-IntLight | 0 |  |  |  |  | 13.9591 | 13.1897 | 0 | 0 | 0 | 0.7694 | 64.9358 |  | kWh | 0.020124 | -0.10634 | Commercial |  | Annual | [5 empty] | 11 | 0.96 |  |  |  | 0 | 12.7372 | 0 | 0 | 0 | 0 | 0 | 0 | 0 | 0 | 0 | 0 | 2006 Qtr 1: 0; 2006 Qtr 2: 0; 2006 Qtr 3: 0; 2006 Qtr 4: 12.7372; 2007 Qtr 1: 0; 2007 Qtr 2: 0; 2007 Qtr 3: 0; 2007 Qtr 4: 0; 2008 Qtr 1: 0; 2008 Qtr 2: 0; 2008 Qtr 3: 0; 2008 Qtr 4: 0 | 12.7372
0 | 234053-Lighting-Remove 4 Ft Lamp (De-Lamp) | COFL00AVDEL01 | 7 | Commercial | 01-ALC-AllCommercial-IntLight | 0 |  |  |  |  | 28.2538 | 16.4871 | 0 | 0 | 0 | 11.7667 | 100.2216 |  | kWh | 0.031059 | -0.16413 | Commercial |  | Annual | [5 empty] | 11 | 0.96 |  |  |  | 0 | 14.5568 | 0 | 0 | 0 | 0 | 0 | 0 | 0 | 0 | 0 | 0 | 2006 Qtr 1: 0; 2006 Qtr 2: 0; 2006 Qtr 3: 0; 2006 Qtr 4: 14.5568; 2007 Qtr 1: 0; 2007 Qtr 2: 0; 2007 Qtr 3: 0; 2007 Qtr 4: 0; 2008 Qtr 1: 0; 2008 Qtr 2: 0; 2008 Qtr 3: 0; 2008 Qtr 4: 0 | 14.5568
0 | 234085-Refrigeration -Strip Curtains for Walk-ins |  | 7 | Commercial | 01-ALC-AllCommercial-Refrig | 0 |  |  |  |  | 3.05 | 3 | 0 | 0 | 0 | 0.05 | 465 |  | kWh | 0.053 | 0 | Commercial |  | Annual | [5 empty] | 4 | 0.96 |  |  |  | 0 | 83 | 0 | 0 | 0 | 0 | 0 | 0 | 0 | 0 | 0 | 0 | 2006 Qtr 1: 0; 2006 Qtr 2: 0; 2006 Qtr 3: 0; 2006 Qtr 4: 83; 2007 Qtr 1: 0; 2007 Qtr 2: 0; 2007 Qtr 3: 0; 2007 Qtr 4: 0; 2008 Qtr 1: 0; 2008 Qtr 2: 0; 2008 Qtr 3: 0; 2008 Qtr 4: 0 | 83
0 | 234084-Refrigeration -Cooler/Freezer Door Gaskets - Solid Doors: Cooler |  | 7 | Commercial | 01-ALC-AllCommercial-Refrig | 0 |  |  |  |  | 4 | 4 | 0 | 0 | 0 | 0 | 104.55 |  | kWh | 0.01195 | 0 | Commercial |  | Annual | [5 empty] | 4 | 0.96 |  |  |  | 0 | 34 | 0 | 0 | 0 | 0 | 0 | 0 | 0 | 0 | 0 | 0 | 2006 Qtr 1: 0; 2006 Qtr 2: 0; 2006 Qtr 3: 0; 2006 Qtr 4: 34; 2007 Qtr 1: 0; 2007 Qtr 2: 0; 2007 Qtr 3: 0; 2007 Qtr 4: 0; 2008 Qtr 1: 0; 2008 Qtr 2: 0; 2008 Qtr 3: 0; 2008 Qtr 4: 0 | 34
0 | 234083-Refrigeration -Cooler/Freezer Door Gaskets - Glass Doors |  | 7 | Commercial | 01-ALC-AllCommercial-Refrig | 0 |  |  |  |  | 3.9999 | 4 | 0 | 0 | 0 | -5.535e-05 | 104.55 |  | kWh | 0.01195 | 0 | Commercial |  | Annual | [5 empty] | 4 | 0.96 |  |  |  | 0 | 206 | 0 | 0 | 0 | 0 | 0 | 0 | 0 | 0 | 0 | 0 | 2006 Qtr 1: 0; 2006 Qtr 2: 0; 2006 Qtr 3: 0; 2006 Qtr 4: 206; 2007 Qtr 1: 0; 2007 Qtr 2: 0; 2007 Qtr 3: 0; 2007 Qtr 4: 0; 2008 Qtr 1: 0; 2008 Qtr 2: 0; 2008 Qtr 3: 0; 2008 Qtr 4: 0 | 206
0 | 234148-Premium T8 with T12 40 Watt Baseline |  | 7 | Commercial | 14-MLI-Manufacturing–LightIndustry-LIGHT | 0 |  |  |  |  | 13.9591 | 13.1897 | 0 | 0 | 0 | 0.7694 | 64.9241 |  | kWh | 0.020063 | -0.083941 | Commercial |  | Annual | [5 empty] | 11 | 0.96 |  |  |  | 0 | 58.2273 | 0 | 0 | 0 | 0 | 0 | 0 | 0 | 0 | 0 | 0 | 2006 Qtr 1: 0; 2006 Qtr 2: 0; 2006 Qtr 3: 0; 2006 Qtr 4: 58.2273; 2007 Qtr 1: 0; 2007 Qtr 2: 0; 2007 Qtr 3: 0; 2007 Qtr 4: 0; 2008 Qtr 1: 0; 2008 Qtr 2: 0; 2008 Qtr 3: 0; 2008 Qtr 4: 0 | 58.2273
0 | 234053-Lighting-Remove 4 Ft Lamp (De-Lamp) | COFL00AVDEL01 | 7 | Commercial | 14-MLI-Manufacturing–LightIndustry-LIGHT | 0 |  |  |  |  | 28.2538 | 16.4871 | 0 | 0 | 0 | 11.7667 | 100.2037 |  | kWh | 0.030965 | -0.12955 | Commercial |  | Annual | [5 empty] | 11 | 0.96 |  |  |  | 0 | 58.2273 | 0 | 0 | 0 | 0 | 0 | 0 | 0 | 0 | 0 | 0 | 2006 Qtr 1: 0; 2006 Qtr 2: 0; 2006 Qtr 3: 0; 2006 Qtr 4: 58.2273; 2007 Qtr 1: 0; 2007 Qtr 2: 0; 2007 Qtr 3: 0; 2007 Qtr 4: 0; 2008 Qtr 1: 0; 2008 Qtr 2: 0; 2008 Qtr 3: 0; 2008 Qtr 4: 0 | 58.2273
0 | 234148-Premium T8 with T12 40 Watt Baseline |  | 7 | Commercial | 01-ALC-AllCommercial-IntLight | 0 |  |  |  |  | 13.9591 | 13.1897 | 0 | 0 | 0 | 0.7694 | 36.1365 |  | kWh | 0.0083603 | -0.05918 | Commercial |  | Annual | [5 empty] | 11 | 0.96 |  |  |  | 0 | 41.8509 | 0 | 0 | 0 | 0 | 0 | 0 | 0 | 0 | 0 | 0 | 2006 Qtr 1: 0; 2006 Qtr 2: 0; 2006 Qtr 3: 41.8509; 2006 Qtr 4: 0; 2007 Qtr 1: 0; 2007 Qtr 2: 0; 2007 Qtr 3: 0; 2007 Qtr 4: 0; 2008 Qtr 1: 0; 2008 Qtr 2: 0; 2008 Qtr 3: 0; 2008 Qtr 4: 0 | 41.8509
0 | 234053-Lighting-Remove 4 Ft Lamp (De-Lamp) | COFL00AVDEL01 | 7 | Commercial | 01-ALC-AllCommercial-IntLight | 0 |  |  |  |  | 28.2538 | 16.4871 | 0 | 0 | 0 | 11.7667 | 55.7729 |  | kWh | 0.012903 | -0.091338 | Commercial |  | Annual | [5 empty] | 11 | 0.96 |  |  |  | 0 | 22.7451 | 0 | 0 | 0 | 0 | 0 | 0 | 0 | 0 | 0 | 0 | 2006 Qtr 1: 0; 2006 Qtr 2: 0; 2006 Qtr 3: 22.7451; 2006 Qtr 4: 0; 2007 Qtr 1: 0; 2007 Qtr 2: 0; 2007 Qtr 3: 0; 2007 Qtr 4: 0; 2008 Qtr 1: 0; 2008 Qtr 2: 0; 2008 Qtr 3: 0; 2008 Qtr 4: 0 | 22.7451
0 | 234049-Lighting-LED Exit Sign New Sign | CALC00AVETS01 | 7 | Commercial | 02-ASM-Assembly-Exit | 0 |  |  |  |  | 65.3696 | 45 | 0 | 0 | 0 | 20.3696 | 351.311 |  | kWh | 0 | 0 | Commercial |  | Annual | [5 empty] | 16 | 0.96 |  |  |  | 0 | 1 | 0 | 0 | 0 | 0 | 0 | 0 | 0 | 0 | 0 | 0 | 2006 Qtr 1: 0; 2006 Qtr 2: 0; 2006 Qtr 3: 1; 2006 Qtr 4: 0; 2007 Qtr 1: 0; 2007 Qtr 2: 0; 2007 Qtr 3: 0; 2007 Qtr 4: 0; 2008 Qtr 1: 0; 2008 Qtr 2: 0; 2008 Qtr 3: 0; 2008 Qtr 4: 0 | 1
0 | 234148-Premium T8 with T12 40 Watt Baseline |  | 7 | Commercial | 14-MLI-Manufacturing–LightIndustry-LIGHT | 0 |  |  |  |  | 13.9591 | 13.1897 | 0 | 0 | 0 | 0.7694 | 64.9241 |  | kWh | 0.020063 | -0.083941 | Commercial |  | Annual | [5 empty] | 11 | 0.96 |  |  |  | 0 | 118.2743 | 0 | 0 | 0 | 0 | 0 | 0 | 0 | 0 | 0 | 0 | 2006 Qtr 1: 0; 2006 Qtr 2: 0; 2006 Qtr 3: 118.2743; 2006 Qtr 4: 0; 2007 Qtr 1: 0; 2007 Qtr 2: 0; 2007 Qtr 3: 0; 2007 Qtr 4: 0; 2008 Qtr 1: 0; 2008 Qtr 2: 0; 2008 Qtr 3: 0; 2008 Qtr 4: 0 | 118.2743
0 | 234053-Lighting-Remove 4 Ft Lamp (De-Lamp) | COFL00AVDEL01 | 7 | Commercial | 14-MLI-Manufacturing–LightIndustry-LIGHT | 0 |  |  |  |  | 28.2538 | 16.4871 | 0 | 0 | 0 | 11.7667 | 100.2037 |  | kWh | 0.030965 | -0.12955 | Commercial |  | Annual | [5 empty] | 11 | 0.96 |  |  |  | 0 | 118.2743 | 0 | 0 | 0 | 0 | 0 | 0 | 0 | 0 | 0 | 0 | 2006 Qtr 1: 0; 2006 Qtr 2: 0; 2006 Qtr 3: 118.2743; 2006 Qtr 4: 0; 2007 Qtr 1: 0; 2007 Qtr 2: 0; 2007 Qtr 3: 0; 2007 Qtr 4: 0; 2008 Qtr 1: 0; 2008 Qtr 2: 0; 2008 Qtr 3: 0; 2008 Qtr 4: 0 | 118.2743
0 | 234049-Lighting-LED Exit Sign New Sign | CALC00AVETS01 | 7 | Commercial | 02-ASM-Assembly-Exit | 0 |  |  |  |  | 65.3696 | 45 | 0 | 0 | 0 | 20.3696 | 351.311 |  | kWh | 0 | 0 | Commercial |  | Annual | [5 empty] | 16 | 0.96 |  |  |  | 0 | 3 | 0 | 0 | 0 | 0 | 0 | 0 | 0 | 0 | 0 | 0 | 2006 Qtr 1: 0; 2006 Qtr 2: 0; 2006 Qtr 3: 3; 2006 Qtr 4: 0; 2007 Qtr 1: 0; 2007 Qtr 2: 0; 2007 Qtr 3: 0; 2007 Qtr 4: 0; 2008 Qtr 1: 0; 2008 Qtr 2: 0; 2008 Qtr 3: 0; 2008 Qtr 4: 0 | 3
0 | 234148-Premium T8 with T12 40 Watt Baseline |  | 7 | Commercial | 01-ALC-AllCommercial-IntLight | 0 |  |  |  |  | 13.9591 | 13.1897 | 0 | 0 | 0 | 0.7694 | 64.9358 |  | kWh | 0.020124 | -0.10634 | Commercial |  | Annual | [5 empty] | 11 | 0.96 |  |  |  | 0 | 50.9489 | 0 | 0 | 0 | 0 | 0 | 0 | 0 | 0 | 0 | 0 | 2006 Qtr 1: 0; 2006 Qtr 2: 0; 2006 Qtr 3: 50.9489; 2006 Qtr 4: 0; 2007 Qtr 1: 0; 2007 Qtr 2: 0; 2007 Qtr 3: 0; 2007 Qtr 4: 0; 2008 Qtr 1: 0; 2008 Qtr 2: 0; 2008 Qtr 3: 0; 2008 Qtr 4: 0 | 50.9489
0 | 234053-Lighting-Remove 4 Ft Lamp (De-Lamp) | COFL00AVDEL01 | 7 | Commercial | 01-ALC-AllCommercial-IntLight | 0 |  |  |  |  | 28.2538 | 16.4871 | 0 | 0 | 0 | 11.7667 | 100.2216 |  | kWh | 0.031059 | -0.16413 | Commercial |  | Annual | [5 empty] | 11 | 0.96 |  |  |  | 0 | 25.4745 | 0 | 0 | 0 | 0 | 0 | 0 | 0 | 0 | 0 | 0 | 2006 Qtr 1: 0; 2006 Qtr 2: 0; 2006 Qtr 3: 25.4745; 2006 Qtr 4: 0; 2007 Qtr 1: 0; 2007 Qtr 2: 0; 2007 Qtr 3: 0; 2007 Qtr 4: 0; 2008 Qtr 1: 0; 2008 Qtr 2: 0; 2008 Qtr 3: 0; 2008 Qtr 4: 0 | 25.4745
0 | 234148-Premium T8 with T12 40 Watt Baseline |  | 7 | Commercial | 01-ALC-AllCommercial-IntLight | 0 |  |  |  |  | 13.9591 | 13.1897 | 0 | 0 | 0 | 0.7694 | 74.8184 |  | kWh | 0.022603 | -0.12253 | Commercial |  | Annual | [5 empty] | 11 | 0.96 |  |  |  | 0 | 40.0313 | 0 | 0 | 0 | 0 | 0 | 0 | 0 | 0 | 0 | 0 | 2006 Qtr 1: 0; 2006 Qtr 2: 0; 2006 Qtr 3: 40.0313; 2006 Qtr 4: 0; 2007 Qtr 1: 0; 2007 Qtr 2: 0; 2007 Qtr 3: 0; 2007 Qtr 4: 0; 2008 Qtr 1: 0; 2008 Qtr 2: 0; 2008 Qtr 3: 0; 2008 Qtr 4: 0 | 40.0313
0 | 234053-Lighting-Remove 4 Ft Lamp (De-Lamp) | COFL00AVDEL01 | 7 | Commercial | 01-ALC-AllCommercial-IntLight | 0 |  |  |  |  | 28.2538 | 16.4871 | 0 | 0 | 0 | 11.7667 | 115.4744 |  | kWh | 0.034885 | -0.18911 | Commercial |  | Annual | [5 empty] | 11 | 0.96 |  |  |  | 0 | 40.0313 | 0 | 0 | 0 | 0 | 0 | 0 | 0 | 0 | 0 | 0 | 2006 Qtr 1: 0; 2006 Qtr 2: 0; 2006 Qtr 3: 40.0313; 2006 Qtr 4: 0; 2007 Qtr 1: 0; 2007 Qtr 2: 0; 2007 Qtr 3: 0; 2007 Qtr 4: 0; 2008 Qtr 1: 0; 2008 Qtr 2: 0; 2008 Qtr 3: 0; 2008 Qtr 4: 0 | 40.0313
0 | 234148-Premium T8 with T12 40 Watt Baseline |  | 7 | Commercial | 01-ALC-AllCommercial-IntLight | 0 |  |  |  |  | 13.9591 | 13.1897 | 0 | 0 | 0 | 0.7694 | 74.8184 |  | kWh | 0.022603 | -0.12253 | Commercial |  | Annual | [5 empty] | 11 | 0.96 |  |  |  | 0 | 8.1882 | 0 | 0 | 0 | 0 | 0 | 0 | 0 | 0 | 0 | 0 | 2006 Qtr 1: 0; 2006 Qtr 2: 0; 2006 Qtr 3: 0; 2006 Qtr 4: 8.1882; 2007 Qtr 1: 0; 2007 Qtr 2: 0; 2007 Qtr 3: 0; 2007 Qtr 4: 0; 2008 Qtr 1: 0; 2008 Qtr 2: 0; 2008 Qtr 3: 0; 2008 Qtr 4: 0 | 8.1882
0 | 234053-Lighting-Remove 4 Ft Lamp (De-Lamp) | COFL00AVDEL01 | 7 | Commercial | 01-ALC-AllCommercial-IntLight | 0 |  |  |  |  | 28.2538 | 16.4871 | 0 | 0 | 0 | 11.7667 | 115.4744 |  | kWh | 0.034885 | -0.18911 | Commercial |  | Annual | [5 empty] | 11 | 0.96 |  |  |  | 0 | 16.3764 | 0 | 0 | 0 | 0 | 0 | 0 | 0 | 0 | 0 | 0 | 2006 Qtr 1: 0; 2006 Qtr 2: 0; 2006 Qtr 3: 0; 2006 Qtr 4: 16.3764; 2007 Qtr 1: 0; 2007 Qtr 2: 0; 2007 Qtr 3: 0; 2007 Qtr 4: 0; 2008 Qtr 1: 0; 2008 Qtr 2: 0; 2008 Qtr 3: 0; 2008 Qtr 4: 0 | 16.3764
0 | 234084-Refrigeration -Cooler/Freezer Door Gaskets - Solid Doors: Cooler |  | 10 | Commercial | 01-ALC-AllCommercial-Refrig | 0 |  |  |  |  | 4 | 4 | 0 | 0 | 0 | 0 | 104.55 |  | kWh | 0.01195 | 0 | Commercial |  | Annual | [5 empty] | 4 | 0.96 |  |  |  | 0 | 17 | 0 | 0 | 0 | 0 | 0 | 0 | 0 | 0 | 0 | 0 | 2006 Qtr 1: 0; 2006 Qtr 2: 0; 2006 Qtr 3: 0; 2006 Qtr 4: 17; 2007 Qtr 1: 0; 2007 Qtr 2: 0; 2007 Qtr 3: 0; 2007 Qtr 4: 0; 2008 Qtr 1: 0; 2008 Qtr 2: 0; 2008 Qtr 3: 0; 2008 Qtr 4: 0 | 17
0 | 234083-Refrigeration -Cooler/Freezer Door Gaskets - Glass Doors |  | 10 | Commercial | 01-ALC-AllCommercial-Refrig | 0 |  |  |  |  | 3.9999 | 4 | 0 | 0 | 0 | -5.535e-05 | 104.55 |  | kWh | 0.01195 | 0 | Commercial |  | Annual | [5 empty] | 4 | 0.96 |  |  |  | 0 | 30 | 0 | 0 | 0 | 0 | 0 | 0 | 0 | 0 | 0 | 0 | 2006 Qtr 1: 0; 2006 Qtr 2: 0; 2006 Qtr 3: 0; 2006 Qtr 4: 30; 2007 Qtr 1: 0; 2007 Qtr 2: 0; 2007 Qtr 3: 0; 2007 Qtr 4: 0; 2008 Qtr 1: 0; 2008 Qtr 2: 0; 2008 Qtr 3: 0; 2008 Qtr 4: 0 | 30
0 | 234148-Premium T8 with T12 40 Watt Baseline |  | 7 | Commercial | 01-ALC-AllCommercial-IntLight | 0 |  |  |  |  | 13.9591 | 13.1897 | 0 | 0 | 0 | 0.7694 | 74.8184 |  | kWh | 0.022603 | -0.12253 | Commercial |  | Annual | [5 empty] | 11 | 0.96 |  |  |  | 0 | 29.1137 | 0 | 0 | 0 | 0 | 0 | 0 | 0 | 0 | 0 | 0 | 2006 Qtr 1: 0; 2006 Qtr 2: 0; 2006 Qtr 3: 29.1137; 2006 Qtr 4: 0; 2007 Qtr 1: 0; 2007 Qtr 2: 0; 2007 Qtr 3: 0; 2007 Qtr 4: 0; 2008 Qtr 1: 0; 2008 Qtr 2: 0; 2008 Qtr 3: 0; 2008 Qtr 4: 0 | 29.1137
0 | 234053-Lighting-Remove 4 Ft Lamp (De-Lamp) | COFL00AVDEL01 | 7 | Commercial | 01-ALC-AllCommercial-IntLight | 0 |  |  |  |  | 28.2538 | 16.4871 | 0 | 0 | 0 | 11.7667 | 115.4744 |  | kWh | 0.034885 | -0.18911 | Commercial |  | Annual | [5 empty] | 11 | 0.96 |  |  |  | 0 | 29.1137 | 0 | 0 | 0 | 0 | 0 | 0 | 0 | 0 | 0 | 0 | 2006 Qtr 1: 0; 2006 Qtr 2: 0; 2006 Qtr 3: 29.1137; 2006 Qtr 4: 0; 2007 Qtr 1: 0; 2007 Qtr 2: 0; 2007 Qtr 3: 0; 2007 Qtr 4: 0; 2008 Qtr 1: 0; 2008 Qtr 2: 0; 2008 Qtr 3: 0; 2008 Qtr 4: 0 | 29.1137
0 | 234148-Premium T8 with T12 40 Watt Baseline |  | 7 | Commercial | 14-MLI-Manufacturing–LightIndustry-LIGHT | 0 |  |  |  |  | 13.9591 | 13.1897 | 0 | 0 | 0 | 0.7694 | 64.9241 |  | kWh | 0.020063 | -0.083941 | Commercial |  | Annual | [5 empty] | 11 | 0.96 |  |  |  | 0 | 80.0626 | 0 | 0 | 0 | 0 | 0 | 0 | 0 | 0 | 0 | 0 | 2006 Qtr 1: 0; 2006 Qtr 2: 0; 2006 Qtr 3: 0; 2006 Qtr 4: 80.0626; 2007 Qtr 1: 0; 2007 Qtr 2: 0; 2007 Qtr 3: 0; 2007 Qtr 4: 0; 2008 Qtr 1: 0; 2008 Qtr 2: 0; 2008 Qtr 3: 0; 2008 Qtr 4: 0 | 80.0626
0 | 234053-Lighting-Remove 4 Ft Lamp (De-Lamp) | COFL00AVDEL01 | 7 | Commercial | 14-MLI-Manufacturing–LightIndustry-LIGHT | 0 |  |  |  |  | 28.2538 | 16.4871 | 0 | 0 | 0 | 11.7667 | 100.2037 |  | kWh | 0.030965 | -0.12955 | Commercial |  | Annual | [5 empty] | 11 | 0.96 |  |  |  | 0 | 40.0313 | 0 | 0 | 0 | 0 | 0 | 0 | 0 | 0 | 0 | 0 | 2006 Qtr 1: 0; 2006 Qtr 2: 0; 2006 Qtr 3: 0; 2006 Qtr 4: 40.0313; 2007 Qtr 1: 0; 2007 Qtr 2: 0; 2007 Qtr 3: 0; 2007 Qtr 4: 0; 2008 Qtr 1: 0; 2008 Qtr 2: 0; 2008 Qtr 3: 0; 2008 Qtr 4: 0 | 40.0313
0 | 234148-Premium T8 with T12 40 Watt Baseline |  | 7 | Commercial | 01-ALC-AllCommercial-IntLight | 0 |  |  |  |  | 13.9591 | 13.1897 | 0 | 0 | 0 | 0.7694 | 140.9367 |  | kWh | 0.027805 | -0.23081 | Commercial |  | Annual | [5 empty] | 11 | 0.96 |  |  |  | 0 | 50.9489 | 0 | 0 | 0 | 0 | 0 | 0 | 0 | 0 | 0 | 0 | 2006 Qtr 1: 0; 2006 Qtr 2: 0; 2006 Qtr 3: 0; 2006 Qtr 4: 50.9489; 2007 Qtr 1: 0; 2007 Qtr 2: 0; 2007 Qtr 3: 0; 2007 Qtr 4: 0; 2008 Qtr 1: 0; 2008 Qtr 2: 0; 2008 Qtr 3: 0; 2008 Qtr 4: 0 | 50.9489
0 | 234053-Lighting-Remove 4 Ft Lamp (De-Lamp) | COFL00AVDEL01 | 7 | Commercial | 01-ALC-AllCommercial-IntLight | 0 |  |  |  |  | 28.2538 | 16.4871 | 0 | 0 | 0 | 11.7667 | 217.5212 |  | kWh | 0.042914 | -0.35623 | Commercial |  | Annual | [5 empty] | 11 | 0.96 |  |  |  | 0 | 43.6705 | 0 | 0 | 0 | 0 | 0 | 0 | 0 | 0 | 0 | 0 | 2006 Qtr 1: 0; 2006 Qtr 2: 0; 2006 Qtr 3: 0; 2006 Qtr 4: 43.6705; 2007 Qtr 1: 0; 2007 Qtr 2: 0; 2007 Qtr 3: 0; 2007 Qtr 4: 0; 2008 Qtr 1: 0; 2008 Qtr 2: 0; 2008 Qtr 3: 0; 2008 Qtr 4: 0 | 43.6705
0 | 234148-Premium T8 with T12 40 Watt Baseline |  | 7 | Commercial | 01-ALC-AllCommercial-IntLight | 0 |  |  |  |  | 13.9591 | 13.1897 | 0 | 0 | 0 | 0.7694 | 64.9358 |  | kWh | 0.020124 | -0.10634 | Commercial |  | Annual | [5 empty] | 11 | 0.96 |  |  |  | 0 | 72.7842 | 0 | 0 | 0 | 0 | 0 | 0 | 0 | 0 | 0 | 0 | 2006 Qtr 1: 0; 2006 Qtr 2: 0; 2006 Qtr 3: 72.7842; 2006 Qtr 4: 0; 2007 Qtr 1: 0; 2007 Qtr 2: 0; 2007 Qtr 3: 0; 2007 Qtr 4: 0; 2008 Qtr 1: 0; 2008 Qtr 2: 0; 2008 Qtr 3: 0; 2008 Qtr 4: 0 | 72.7842
0 | 234053-Lighting-Remove 4 Ft Lamp (De-Lamp) | COFL00AVDEL01 | 7 | Commercial | 01-ALC-AllCommercial-IntLight | 0 |  |  |  |  | 28.2538 | 16.4871 | 0 | 0 | 0 | 11.7667 | 100.2216 |  | kWh | 0.031059 | -0.16413 | Commercial |  | Annual | [5 empty] | 11 | 0.96 |  |  |  | 0 | 72.7842 | 0 | 0 | 0 | 0 | 0 | 0 | 0 | 0 | 0 | 0 | 2006 Qtr 1: 0; 2006 Qtr 2: 0; 2006 Qtr 3: 72.7842; 2006 Qtr 4: 0; 2007 Qtr 1: 0; 2007 Qtr 2: 0; 2007 Qtr 3: 0; 2007 Qtr 4: 0; 2008 Qtr 1: 0; 2008 Qtr 2: 0; 2008 Qtr 3: 0; 2008 Qtr 4: 0 | 72.7842
0 | 234049-Lighting-LED Exit Sign New Sign | CALC00AVETS01 | 7 | Commercial | 02-ASM-Assembly-Exit | 0 |  |  |  |  | 65.3696 | 45 | 0 | 0 | 0 | 20.3696 | 351.311 |  | kWh | 0 | 0 | Commercial |  | Annual | [5 empty] | 16 | 0.96 |  |  |  | 0 | 1 | 0 | 0 | 0 | 0 | 0 | 0 | 0 | 0 | 0 | 0 | 2006 Qtr 1: 0; 2006 Qtr 2: 0; 2006 Qtr 3: 1; 2006 Qtr 4: 0; 2007 Qtr 1: 0; 2007 Qtr 2: 0; 2007 Qtr 3: 0; 2007 Qtr 4: 0; 2008 Qtr 1: 0; 2008 Qtr 2: 0; 2008 Qtr 3: 0; 2008 Qtr 4: 0 | 1
0 | 234148-Premium T8 with T12 40 Watt Baseline |  | 10 | Commercial | 01-ALC-AllCommercial-IntLight | 0 |  |  |  |  | 13.9591 | 13.1897 | 0 | 0 | 0 | 0.7694 | 64.9358 |  | kWh | 0.020124 | -0.10634 | Commercial |  | Annual | [5 empty] | 11 | 0.96 |  |  |  | 0 | 45.4901 | 0 | 0 | 0 | 0 | 0 | 0 | 0 | 0 | 0 | 0 | 2006 Qtr 1: 0; 2006 Qtr 2: 0; 2006 Qtr 3: 0; 2006 Qtr 4: 45.4901; 2007 Qtr 1: 0; 2007 Qtr 2: 0; 2007 Qtr 3: 0; 2007 Qtr 4: 0; 2008 Qtr 1: 0; 2008 Qtr 2: 0; 2008 Qtr 3: 0; 2008 Qtr 4: 0 | 45.4901
0 | 234053-Lighting-Remove 4 Ft Lamp (De-Lamp) | COFL00AVDEL01 | 10 | Commercial | 01-ALC-AllCommercial-IntLight | 0 |  |  |  |  | 28.2538 | 16.4871 | 0 | 0 | 0 | 11.7667 | 100.2216 |  | kWh | 0.031059 | -0.16413 | Commercial |  | Annual | [5 empty] | 11 | 0.96 |  |  |  | 0 | 25.4745 | 0 | 0 | 0 | 0 | 0 | 0 | 0 | 0 | 0 | 0 | 2006 Qtr 1: 0; 2006 Qtr 2: 0; 2006 Qtr 3: 0; 2006 Qtr 4: 25.4745; 2007 Qtr 1: 0; 2007 Qtr 2: 0; 2007 Qtr 3: 0; 2007 Qtr 4: 0; 2008 Qtr 1: 0; 2008 Qtr 2: 0; 2008 Qtr 3: 0; 2008 Qtr 4: 0 | 25.4745
0 | 234148-Premium T8 with T12 40 Watt Baseline |  | 10 | Commercial | 01-ALC-AllCommercial-IntLight | 0 |  |  |  |  | 13.9591 | 13.1897 | 0 | 0 | 0 | 0.7694 | 64.9358 |  | kWh | 0.020124 | -0.10634 | Commercial |  | Annual | [5 empty] | 11 | 0.96 |  |  |  | 0 | 14.5568 | 0 | 0 | 0 | 0 | 0 | 0 | 0 | 0 | 0 | 0 | 2006 Qtr 1: 0; 2006 Qtr 2: 0; 2006 Qtr 3: 0; 2006 Qtr 4: 14.5568; 2007 Qtr 1: 0; 2007 Qtr 2: 0; 2007 Qtr 3: 0; 2007 Qtr 4: 0; 2008 Qtr 1: 0; 2008 Qtr 2: 0; 2008 Qtr 3: 0; 2008 Qtr 4: 0 | 14.5568
0 | 234053-Lighting-Remove 4 Ft Lamp (De-Lamp) | COFL00AVDEL01 | 10 | Commercial | 01-ALC-AllCommercial-IntLight | 0 |  |  |  |  | 28.2538 | 16.4871 | 0 | 0 | 0 | 11.7667 | 100.2216 |  | kWh | 0.031059 | -0.16413 | Commercial |  | Annual | [5 empty] | 11 | 0.96 |  |  |  | 0 | 20.0156 | 0 | 0 | 0 | 0 | 0 | 0 | 0 | 0 | 0 | 0 | 2006 Qtr 1: 0; 2006 Qtr 2: 0; 2006 Qtr 3: 0; 2006 Qtr 4: 20.0156; 2007 Qtr 1: 0; 2007 Qtr 2: 0; 2007 Qtr 3: 0; 2007 Qtr 4: 0; 2008 Qtr 1: 0; 2008 Qtr 2: 0; 2008 Qtr 3: 0; 2008 Qtr 4: 0 | 20.0156
0 | 234148-Premium T8 with T12 40 Watt Baseline |  | 10 | Commercial | 01-ALC-AllCommercial-IntLight | 0 |  |  |  |  | 13.9591 | 13.1897 | 0 | 0 | 0 | 0.7694 | 64.9358 |  | kWh | 0.020124 | -0.10634 | Commercial |  | Annual | [5 empty] | 11 | 0.96 |  |  |  | 0 | 21.8353 | 0 | 0 | 0 | 0 | 0 | 0 | 0 | 0 | 0 | 0 | 2006 Qtr 1: 0; 2006 Qtr 2: 0; 2006 Qtr 3: 0; 2006 Qtr 4: 21.8353; 2007 Qtr 1: 0; 2007 Qtr 2: 0; 2007 Qtr 3: 0; 2007 Qtr 4: 0; 2008 Qtr 1: 0; 2008 Qtr 2: 0; 2008 Qtr 3: 0; 2008 Qtr 4: 0 | 21.8353
0 | 234053-Lighting-Remove 4 Ft Lamp (De-Lamp) | COFL00AVDEL01 | 10 | Commercial | 01-ALC-AllCommercial-IntLight | 0 |  |  |  |  | 28.2538 | 16.4871 | 0 | 0 | 0 | 11.7667 | 100.2216 |  | kWh | 0.031059 | -0.16413 | Commercial |  | Annual | [5 empty] | 11 | 0.96 |  |  |  | 0 | 21.8353 | 0 | 0 | 0 | 0 | 0 | 0 | 0 | 0 | 0 | 0 | 2006 Qtr 1: 0; 2006 Qtr 2: 0; 2006 Qtr 3: 0; 2006 Qtr 4: 21.8353; 2007 Qtr 1: 0; 2007 Qtr 2: 0; 2007 Qtr 3: 0; 2007 Qtr 4: 0; 2008 Qtr 1: 0; 2008 Qtr 2: 0; 2008 Qtr 3: 0; 2008 Qtr 4: 0 | 21.8353
0 | 234148-Premium T8 with T12 40 Watt Baseline |  | 7 | Commercial | 14-MLI-Manufacturing–LightIndustry-LIGHT | 0 |  |  |  |  | 13.9591 | 13.1897 | 0 | 0 | 0 | 0.7694 | 64.9241 |  | kWh | 0.020063 | -0.083941 | Commercial |  | Annual | [5 empty] | 11 | 0.96 |  |  |  | 0 | 120.0939 | 0 | 0 | 0 | 0 | 0 | 0 | 0 | 0 | 0 | 0 | 2006 Qtr 1: 0; 2006 Qtr 2: 0; 2006 Qtr 3: 120.0939; 2006 Qtr 4: 0; 2007 Qtr 1: 0; 2007 Qtr 2: 0; 2007 Qtr 3: 0; 2007 Qtr 4: 0; 2008 Qtr 1: 0; 2008 Qtr 2: 0; 2008 Qtr 3: 0; 2008 Qtr 4: 0 | 120.0939
0 | 234053-Lighting-Remove 4 Ft Lamp (De-Lamp) | COFL00AVDEL01 | 7 | Commercial | 14-MLI-Manufacturing–LightIndustry-LIGHT | 0 |  |  |  |  | 28.2538 | 16.4871 | 0 | 0 | 0 | 11.7667 | 100.2037 |  | kWh | 0.030965 | -0.12955 | Commercial |  | Annual | [5 empty] | 11 | 0.96 |  |  |  | 0 | 93.7096 | 0 | 0 | 0 | 0 | 0 | 0 | 0 | 0 | 0 | 0 | 2006 Qtr 1: 0; 2006 Qtr 2: 0; 2006 Qtr 3: 93.7096; 2006 Qtr 4: 0; 2007 Qtr 1: 0; 2007 Qtr 2: 0; 2007 Qtr 3: 0; 2007 Qtr 4: 0; 2008 Qtr 1: 0; 2008 Qtr 2: 0; 2008 Qtr 3: 0; 2008 Qtr 4: 0 | 93.7096
0 | 234148-Premium T8 with T12 40 Watt Baseline |  | 10 | Commercial | 01-ALC-AllCommercial-IntLight | 0 |  |  |  |  | 13.9591 | 13.1897 | 0 | 0 | 0 | 0.7694 | 64.9358 |  | kWh | 0.020124 | -0.10634 | Commercial |  | Annual | [5 empty] | 11 | 0.96 |  |  |  | 0 | 574.995 | 0 | 0 | 0 | 0 | 0 | 0 | 0 | 0 | 0 | 0 | 2006 Qtr 1: 0; 2006 Qtr 2: 0; 2006 Qtr 3: 0; 2006 Qtr 4: 574.995; 2007 Qtr 1: 0; 2007 Qtr 2: 0; 2007 Qtr 3: 0; 2007 Qtr 4: 0; 2008 Qtr 1: 0; 2008 Qtr 2: 0; 2008 Qtr 3: 0; 2008 Qtr 4: 0 | 574.995
0 | 234148-Premium T8 with T12 40 Watt Baseline |  | 10 | Commercial | 01-ALC-AllCommercial-IntLight | 0 |  |  |  |  | 13.9591 | 13.1897 | 0 | 0 | 0 | 0.7694 | 64.9358 |  | kWh | 0.020124 | -0.10634 | Commercial |  | Annual | [5 empty] | 11 | 0.96 |  |  |  | 0 | 10.9176 | 0 | 0 | 0 | 0 | 0 | 0 | 0 | 0 | 0 | 0 | 2006 Qtr 1: 0; 2006 Qtr 2: 0; 2006 Qtr 3: 0; 2006 Qtr 4: 10.9176; 2007 Qtr 1: 0; 2007 Qtr 2: 0; 2007 Qtr 3: 0; 2007 Qtr 4: 0; 2008 Qtr 1: 0; 2008 Qtr 2: 0; 2008 Qtr 3: 0; 2008 Qtr 4: 0 | 10.9176
0 | 234049-Lighting-LED Exit Sign New Sign | CALC00AVETS01 | 10 | Commercial | 02-ASM-Assembly-Exit | 0 |  |  |  |  | 65.3696 | 45 | 0 | 0 | 0 | 20.3696 | 351.311 |  | kWh | 0 | 0 | Commercial |  | Annual | [5 empty] | 16 | 0.96 |  |  |  | 0 | 6 | 0 | 0 | 0 | 0 | 0 | 0 | 0 | 0 | 0 | 0 | 2006 Qtr 1: 0; 2006 Qtr 2: 0; 2006 Qtr 3: 0; 2006 Qtr 4: 6; 2007 Qtr 1: 0; 2007 Qtr 2: 0; 2007 Qtr 3: 0; 2007 Qtr 4: 0; 2008 Qtr 1: 0; 2008 Qtr 2: 0; 2008 Qtr 3: 0; 2008 Qtr 4: 0 | 6
0 | 234148-Premium T8 with T12 40 Watt Baseline |  | 10 | Commercial | 01-ALC-AllCommercial-IntLight | 0 |  |  |  |  | 13.9591 | 13.1897 | 0 | 0 | 0 | 0.7694 | 59.9551 |  | kWh | 0.020434 | -0.098187 | Commercial |  | Annual | [5 empty] | 11 | 0.96 |  |  |  | 0 | 161.9448 | 0 | 0 | 0 | 0 | 0 | 0 | 0 | 0 | 0 | 0 | 2006 Qtr 1: 0; 2006 Qtr 2: 0; 2006 Qtr 3: 0; 2006 Qtr 4: 161.9448; 2007 Qtr 1: 0; 2007 Qtr 2: 0; 2007 Qtr 3: 0; 2007 Qtr 4: 0; 2008 Qtr 1: 0; 2008 Qtr 2: 0; 2008 Qtr 3: 0; 2008 Qtr 4: 0 | 161.9448
0 | 234148-Premium T8 with T12 40 Watt Baseline |  | 10 | Commercial | 01-ALC-AllCommercial-IntLight | 0 |  |  |  |  | 13.9591 | 13.1897 | 0 | 0 | 0 | 0.7694 | 83.0547 |  | kWh | 0.026694 | -0.13602 | Commercial |  | Annual | [5 empty] | 11 | 0.96 |  |  |  | 0 | 58.2273 | 0 | 0 | 0 | 0 | 0 | 0 | 0 | 0 | 0 | 0 | 2006 Qtr 1: 0; 2006 Qtr 2: 0; 2006 Qtr 3: 58.2273; 2006 Qtr 4: 0; 2007 Qtr 1: 0; 2007 Qtr 2: 0; 2007 Qtr 3: 0; 2007 Qtr 4: 0; 2008 Qtr 1: 0; 2008 Qtr 2: 0; 2008 Qtr 3: 0; 2008 Qtr 4: 0 | 58.2273
0 | 234148-Premium T8 with T12 40 Watt Baseline |  | 7 | Commercial | 01-ALC-AllCommercial-IntLight | 0 |  |  |  |  | 13.9591 | 13.1897 | 0 | 0 | 0 | 0.7694 | 74.8184 |  | kWh | 0.022603 | -0.12253 | Commercial |  | Annual | [5 empty] | 11 | 0.96 |  |  |  | 0 | 283.8583 | 0 | 0 | 0 | 0 | 0 | 0 | 0 | 0 | 0 | 0 | 2006 Qtr 1: 0; 2006 Qtr 2: 0; 2006 Qtr 3: 283.8583; 2006 Qtr 4: 0; 2007 Qtr 1: 0; 2007 Qtr 2: 0; 2007 Qtr 3: 0; 2007 Qtr 4: 0; 2008 Qtr 1: 0; 2008 Qtr 2: 0; 2008 Qtr 3: 0; 2008 Qtr 4: 0 | 283.8583
0 | 234148-Premium T8 with T12 40 Watt Baseline |  | 7 | Commercial | 01-ALC-AllCommercial-IntLight | 0 |  |  |  |  | 13.9591 | 13.1897 | 0 | 0 | 0 | 0.7694 | 64.9358 |  | kWh | 0.020124 | -0.10634 | Commercial |  | Annual | [5 empty] | 11 | 0.96 |  |  |  | 0 | 38.2117 | 0 | 0 | 0 | 0 | 0 | 0 | 0 | 0 | 0 | 0 | 2006 Qtr 1: 0; 2006 Qtr 2: 0; 2006 Qtr 3: 38.2117; 2006 Qtr 4: 0; 2007 Qtr 1: 0; 2007 Qtr 2: 0; 2007 Qtr 3: 0; 2007 Qtr 4: 0; 2008 Qtr 1: 0; 2008 Qtr 2: 0; 2008 Qtr 3: 0; 2008 Qtr 4: 0 | 38.2117
0 | 234053-Lighting-Remove 4 Ft Lamp (De-Lamp) | COFL00AVDEL01 | 7 | Commercial | 01-ALC-AllCommercial-IntLight | 0 |  |  |  |  | 28.2538 | 16.4871 | 0 | 0 | 0 | 11.7667 | 100.2216 |  | kWh | 0.031059 | -0.16413 | Commercial |  | Annual | [5 empty] | 11 | 0.96 |  |  |  | 0 | 38.2117 | 0 | 0 | 0 | 0 | 0 | 0 | 0 | 0 | 0 | 0 | 2006 Qtr 1: 0; 2006 Qtr 2: 0; 2006 Qtr 3: 38.2117; 2006 Qtr 4: 0; 2007 Qtr 1: 0; 2007 Qtr 2: 0; 2007 Qtr 3: 0; 2007 Qtr 4: 0; 2008 Qtr 1: 0; 2008 Qtr 2: 0; 2008 Qtr 3: 0; 2008 Qtr 4: 0 | 38.2117
0 | 234148-Premium T8 with T12 40 Watt Baseline |  | 7 | Commercial | 01-ALC-AllCommercial-IntLight | 0 |  |  |  |  | 13.9591 | 13.1897 | 0 | 0 | 0 | 0.7694 | 140.9367 |  | kWh | 0.027805 | -0.23081 | Commercial |  | Annual | [5 empty] | 11 | 0.96 |  |  |  | 0 | 27.2941 | 0 | 0 | 0 | 0 | 0 | 0 | 0 | 0 | 0 | 0 | 2006 Qtr 1: 0; 2006 Qtr 2: 0; 2006 Qtr 3: 27.2941; 2006 Qtr 4: 0; 2007 Qtr 1: 0; 2007 Qtr 2: 0; 2007 Qtr 3: 0; 2007 Qtr 4: 0; 2008 Qtr 1: 0; 2008 Qtr 2: 0; 2008 Qtr 3: 0; 2008 Qtr 4: 0 | 27.2941
0 | 234053-Lighting-Remove 4 Ft Lamp (De-Lamp) | COFL00AVDEL01 | 7 | Commercial | 01-ALC-AllCommercial-IntLight | 0 |  |  |  |  | 28.2538 | 16.4871 | 0 | 0 | 0 | 11.7667 | 217.5212 |  | kWh | 0.042914 | -0.35623 | Commercial |  | Annual | [5 empty] | 11 | 0.96 |  |  |  | 0 | 27.2941 | 0 | 0 | 0 | 0 | 0 | 0 | 0 | 0 | 0 | 0 | 2006 Qtr 1: 0; 2006 Qtr 2: 0; 2006 Qtr 3: 27.2941; 2006 Qtr 4: 0; 2007 Qtr 1: 0; 2007 Qtr 2: 0; 2007 Qtr 3: 0; 2007 Qtr 4: 0; 2008 Qtr 1: 0; 2008 Qtr 2: 0; 2008 Qtr 3: 0; 2008 Qtr 4: 0 | 27.2941
0 | 234049-Lighting-LED Exit Sign New Sign | CALC00AVETS01 | 7 | Commercial | 02-ASM-Assembly-Exit | 0 |  |  |  |  | 65.3696 | 45 | 0 | 0 | 0 | 20.3696 | 351.311 |  | kWh | 0 | 0 | Commercial |  | Annual | [5 empty] | 16 | 0.96 |  |  |  | 0 | 2 | 0 | 0 | 0 | 0 | 0 | 0 | 0 | 0 | 0 | 0 | 2006 Qtr 1: 0; 2006 Qtr 2: 0; 2006 Qtr 3: 2; 2006 Qtr 4: 0; 2007 Qtr 1: 0; 2007 Qtr 2: 0; 2007 Qtr 3: 0; 2007 Qtr 4: 0; 2008 Qtr 1: 0; 2008 Qtr 2: 0; 2008 Qtr 3: 0; 2008 Qtr 4: 0 | 2
0 | 234148-Premium T8 with T12 40 Watt Baseline |  | 7 | Commercial | 14-MLI-Manufacturing–LightIndustry-LIGHT | 0 |  |  |  |  | 13.9591 | 13.1897 | 0 | 0 | 0 | 0.7694 | 64.9241 |  | kWh | 0.020063 | -0.083941 | Commercial |  | Annual | [5 empty] | 11 | 0.96 |  |  |  | 0 | 23.6549 | 0 | 0 | 0 | 0 | 0 | 0 | 0 | 0 | 0 | 0 | 2006 Qtr 1: 0; 2006 Qtr 2: 0; 2006 Qtr 3: 0; 2006 Qtr 4: 23.6549; 2007 Qtr 1: 0; 2007 Qtr 2: 0; 2007 Qtr 3: 0; 2007 Qtr 4: 0; 2008 Qtr 1: 0; 2008 Qtr 2: 0; 2008 Qtr 3: 0; 2008 Qtr 4: 0 | 23.6549
0 | 234053-Lighting-Remove 4 Ft Lamp (De-Lamp) | COFL00AVDEL01 | 7 | Commercial | 14-MLI-Manufacturing–LightIndustry-LIGHT | 0 |  |  |  |  | 28.2538 | 16.4871 | 0 | 0 | 0 | 11.7667 | 100.2037 |  | kWh | 0.030965 | -0.12955 | Commercial |  | Annual | [5 empty] | 11 | 0.96 |  |  |  | 0 | 18.196 | 0 | 0 | 0 | 0 | 0 | 0 | 0 | 0 | 0 | 0 | 2006 Qtr 1: 0; 2006 Qtr 2: 0; 2006 Qtr 3: 0; 2006 Qtr 4: 18.196; 2007 Qtr 1: 0; 2007 Qtr 2: 0; 2007 Qtr 3: 0; 2007 Qtr 4: 0; 2008 Qtr 1: 0; 2008 Qtr 2: 0; 2008 Qtr 3: 0; 2008 Qtr 4: 0 | 18.196
0 | 234148-Premium T8 with T12 40 Watt Baseline |  | 7 | Commercial | 01-ALC-AllCommercial-IntLight | 0 |  |  |  |  | 13.9591 | 13.1897 | 0 | 0 | 0 | 0.7694 | 140.9367 |  | kWh | 0.027805 | -0.23081 | Commercial |  | Annual | [5 empty] | 11 | 0.96 |  |  |  | 0 | 65.5058 | 0 | 0 | 0 | 0 | 0 | 0 | 0 | 0 | 0 | 0 | 2006 Qtr 1: 0; 2006 Qtr 2: 0; 2006 Qtr 3: 0; 2006 Qtr 4: 65.5058; 2007 Qtr 1: 0; 2007 Qtr 2: 0; 2007 Qtr 3: 0; 2007 Qtr 4: 0; 2008 Qtr 1: 0; 2008 Qtr 2: 0; 2008 Qtr 3: 0; 2008 Qtr 4: 0 | 65.5058
0 | 234053-Lighting-Remove 4 Ft Lamp (De-Lamp) | COFL00AVDEL01 | 7 | Commercial | 01-ALC-AllCommercial-IntLight | 0 |  |  |  |  | 28.2538 | 16.4871 | 0 | 0 | 0 | 11.7667 | 217.5212 |  | kWh | 0.042914 | -0.35623 | Commercial |  | Annual | [5 empty] | 11 | 0.96 |  |  |  | 0 | 65.5058 | 0 | 0 | 0 | 0 | 0 | 0 | 0 | 0 | 0 | 0 | 2006 Qtr 1: 0; 2006 Qtr 2: 0; 2006 Qtr 3: 0; 2006 Qtr 4: 65.5058; 2007 Qtr 1: 0; 2007 Qtr 2: 0; 2007 Qtr 3: 0; 2007 Qtr 4: 0; 2008 Qtr 1: 0; 2008 Qtr 2: 0; 2008 Qtr 3: 0; 2008 Qtr 4: 0 | 65.5058
0 | 234148-Premium T8 with T12 40 Watt Baseline |  | 7 | Commercial | 01-ALC-AllCommercial-IntLight | 0 |  |  |  |  | 13.9591 | 13.1897 | 0 | 0 | 0 | 0.7694 | 64.9358 |  | kWh | 0.020124 | -0.10634 | Commercial |  | Annual | [5 empty] | 11 | 0.96 |  |  |  | 0 | 16.3764 | 0 | 0 | 0 | 0 | 0 | 0 | 0 | 0 | 0 | 0 | 2006 Qtr 1: 0; 2006 Qtr 2: 0; 2006 Qtr 3: 0; 2006 Qtr 4: 16.3764; 2007 Qtr 1: 0; 2007 Qtr 2: 0; 2007 Qtr 3: 0; 2007 Qtr 4: 0; 2008 Qtr 1: 0; 2008 Qtr 2: 0; 2008 Qtr 3: 0; 2008 Qtr 4: 0 | 16.3764
0 | 234053-Lighting-Remove 4 Ft Lamp (De-Lamp) | COFL00AVDEL01 | 7 | Commercial | 01-ALC-AllCommercial-IntLight | 0 |  |  |  |  | 28.2538 | 16.4871 | 0 | 0 | 0 | 11.7667 | 100.2216 |  | kWh | 0.031059 | -0.16413 | Commercial |  | Annual | [5 empty] | 11 | 0.96 |  |  |  | 0 | 16.3764 | 0 | 0 | 0 | 0 | 0 | 0 | 0 | 0 | 0 | 0 | 2006 Qtr 1: 0; 2006 Qtr 2: 0; 2006 Qtr 3: 0; 2006 Qtr 4: 16.3764; 2007 Qtr 1: 0; 2007 Qtr 2: 0; 2007 Qtr 3: 0; 2007 Qtr 4: 0; 2008 Qtr 1: 0; 2008 Qtr 2: 0; 2008 Qtr 3: 0; 2008 Qtr 4: 0 | 16.3764
0 | 234148-Premium T8 with T12 40 Watt Baseline |  | 7 | Commercial | 01-ALC-AllCommercial-IntLight | 0 |  |  |  |  | 13.9591 | 13.1897 | 0 | 0 | 0 | 0.7694 | 74.8184 |  | kWh | 0.022603 | -0.12253 | Commercial |  | Annual | [5 empty] | 11 | 0.96 |  |  |  | 0 | 63.6862 | 0 | 0 | 0 | 0 | 0 | 0 | 0 | 0 | 0 | 0 | 2006 Qtr 1: 0; 2006 Qtr 2: 0; 2006 Qtr 3: 0; 2006 Qtr 4: 63.6862; 2007 Qtr 1: 0; 2007 Qtr 2: 0; 2007 Qtr 3: 0; 2007 Qtr 4: 0; 2008 Qtr 1: 0; 2008 Qtr 2: 0; 2008 Qtr 3: 0; 2008 Qtr 4: 0 | 63.6862
0 | 234053-Lighting-Remove 4 Ft Lamp (De-Lamp) | COFL00AVDEL01 | 7 | Commercial | 01-ALC-AllCommercial-IntLight | 0 |  |  |  |  | 28.2538 | 16.4871 | 0 | 0 | 0 | 11.7667 | 115.4744 |  | kWh | 0.034885 | -0.18911 | Commercial |  | Annual | [5 empty] | 11 | 0.96 |  |  |  | 0 | 63.6862 | 0 | 0 | 0 | 0 | 0 | 0 | 0 | 0 | 0 | 0 | 2006 Qtr 1: 0; 2006 Qtr 2: 0; 2006 Qtr 3: 0; 2006 Qtr 4: 63.6862; 2007 Qtr 1: 0; 2007 Qtr 2: 0; 2007 Qtr 3: 0; 2007 Qtr 4: 0; 2008 Qtr 1: 0; 2008 Qtr 2: 0; 2008 Qtr 3: 0; 2008 Qtr 4: 0 | 63.6862
0 | 234148-Premium T8 with T12 40 Watt Baseline |  | 7 | Commercial | 01-ALC-AllCommercial-IntLight | 0 |  |  |  |  | 13.9591 | 13.1897 | 0 | 0 | 0 | 0.7694 | 83.0547 |  | kWh | 0.026694 | -0.13602 | Commercial |  | Annual | [5 empty] | 11 | 0.96 |  |  |  | 0 | 65.5058 | 0 | 0 | 0 | 0 | 0 | 0 | 0 | 0 | 0 | 0 | 2006 Qtr 1: 0; 2006 Qtr 2: 0; 2006 Qtr 3: 65.5058; 2006 Qtr 4: 0; 2007 Qtr 1: 0; 2007 Qtr 2: 0; 2007 Qtr 3: 0; 2007 Qtr 4: 0; 2008 Qtr 1: 0; 2008 Qtr 2: 0; 2008 Qtr 3: 0; 2008 Qtr 4: 0 | 65.5058
0 | 234053-Lighting-Remove 4 Ft Lamp (De-Lamp) | COFL00AVDEL01 | 7 | Commercial | 01-ALC-AllCommercial-IntLight | 0 |  |  |  |  | 28.2538 | 16.4871 | 0 | 0 | 0 | 11.7667 | 128.1864 |  | kWh | 0.0412 | -0.20993 | Commercial |  | Annual | [5 empty] | 11 | 0.96 |  |  |  | 0 | 65.5058 | 0 | 0 | 0 | 0 | 0 | 0 | 0 | 0 | 0 | 0 | 2006 Qtr 1: 0; 2006 Qtr 2: 0; 2006 Qtr 3: 65.5058; 2006 Qtr 4: 0; 2007 Qtr 1: 0; 2007 Qtr 2: 0; 2007 Qtr 3: 0; 2007 Qtr 4: 0; 2008 Qtr 1: 0; 2008 Qtr 2: 0; 2008 Qtr 3: 0; 2008 Qtr 4: 0 | 65.5058
0 | 234049-Lighting-LED Exit Sign New Sign | CALC00AVETS01 | 7 | Commercial | 02-ASM-Assembly-Exit | 0 |  |  |  |  | 65.3696 | 45 | 0 | 0 | 0 | 20.3696 | 351.311 |  | kWh | 0 | 0 | Commercial |  | Annual | [5 empty] | 16 | 0.96 |  |  |  | 0 | 1 | 0 | 0 | 0 | 0 | 0 | 0 | 0 | 0 | 0 | 0 | 2006 Qtr 1: 0; 2006 Qtr 2: 0; 2006 Qtr 3: 1; 2006 Qtr 4: 0; 2007 Qtr 1: 0; 2007 Qtr 2: 0; 2007 Qtr 3: 0; 2007 Qtr 4: 0; 2008 Qtr 1: 0; 2008 Qtr 2: 0; 2008 Qtr 3: 0; 2008 Qtr 4: 0 | 1
0 | 234148-Premium T8 with T12 40 Watt Baseline |  | 7 | Commercial | 01-ALC-AllCommercial-IntLight | 0 |  |  |  |  | 13.9591 | 13.1897 | 0 | 0 | 0 | 0.7694 | 64.9358 |  | kWh | 0.020124 | -0.10634 | Commercial |  | Annual | [5 empty] | 11 | 0.96 |  |  |  | 0 | 70.9646 | 0 | 0 | 0 | 0 | 0 | 0 | 0 | 0 | 0 | 0 | 2006 Qtr 1: 0; 2006 Qtr 2: 0; 2006 Qtr 3: 0; 2006 Qtr 4: 70.9646; 2007 Qtr 1: 0; 2007 Qtr 2: 0; 2007 Qtr 3: 0; 2007 Qtr 4: 0; 2008 Qtr 1: 0; 2008 Qtr 2: 0; 2008 Qtr 3: 0; 2008 Qtr 4: 0 | 70.9646
0 | 234053-Lighting-Remove 4 Ft Lamp (De-Lamp) | COFL00AVDEL01 | 7 | Commercial | 01-ALC-AllCommercial-IntLight | 0 |  |  |  |  | 28.2538 | 16.4871 | 0 | 0 | 0 | 11.7667 | 100.2216 |  | kWh | 0.031059 | -0.16413 | Commercial |  | Annual | [5 empty] | 11 | 0.96 |  |  |  | 0 | 70.9646 | 0 | 0 | 0 | 0 | 0 | 0 | 0 | 0 | 0 | 0 | 2006 Qtr 1: 0; 2006 Qtr 2: 0; 2006 Qtr 3: 0; 2006 Qtr 4: 70.9646; 2007 Qtr 1: 0; 2007 Qtr 2: 0; 2007 Qtr 3: 0; 2007 Qtr 4: 0; 2008 Qtr 1: 0; 2008 Qtr 2: 0; 2008 Qtr 3: 0; 2008 Qtr 4: 0 | 70.9646
0 | 234148-Premium T8 with T12 40 Watt Baseline |  | 7 | Commercial | 01-ALC-AllCommercial-IntLight | 0 |  |  |  |  | 13.9591 | 13.1897 | 0 | 0 | 0 | 0.7694 | 140.9367 |  | kWh | 0.027805 | -0.23081 | Commercial |  | Annual | [5 empty] | 11 | 0.96 |  |  |  | 0 | 50.9489 | 0 | 0 | 0 | 0 | 0 | 0 | 0 | 0 | 0 | 0 | 2006 Qtr 1: 0; 2006 Qtr 2: 0; 2006 Qtr 3: 0; 2006 Qtr 4: 50.9489; 2007 Qtr 1: 0; 2007 Qtr 2: 0; 2007 Qtr 3: 0; 2007 Qtr 4: 0; 2008 Qtr 1: 0; 2008 Qtr 2: 0; 2008 Qtr 3: 0; 2008 Qtr 4: 0 | 50.9489
0 | 234148-Premium T8 with T12 40 Watt Baseline |  | 7 | Commercial | 01-ALC-AllCommercial-IntLight | 0 |  |  |  |  | 13.9591 | 13.1897 | 0 | 0 | 0 | 0.7694 | 64.9358 |  | kWh | 0.020124 | -0.10634 | Commercial |  | Annual | [5 empty] | 11 | 0.96 |  |  |  | 0 | 78.243 | 0 | 0 | 0 | 0 | 0 | 0 | 0 | 0 | 0 | 0 | 2006 Qtr 1: 0; 2006 Qtr 2: 0; 2006 Qtr 3: 0; 2006 Qtr 4: 78.243; 2007 Qtr 1: 0; 2007 Qtr 2: 0; 2007 Qtr 3: 0; 2007 Qtr 4: 0; 2008 Qtr 1: 0; 2008 Qtr 2: 0; 2008 Qtr 3: 0; 2008 Qtr 4: 0 | 78.243
0 | 234053-Lighting-Remove 4 Ft Lamp (De-Lamp) | COFL00AVDEL01 | 7 | Commercial | 01-ALC-AllCommercial-IntLight | 0 |  |  |  |  | 28.2538 | 16.4871 | 0 | 0 | 0 | 11.7667 | 100.2216 |  | kWh | 0.031059 | -0.16413 | Commercial |  | Annual | [5 empty] | 11 | 0.96 |  |  |  | 0 | 78.243 | 0 | 0 | 0 | 0 | 0 | 0 | 0 | 0 | 0 | 0 | 2006 Qtr 1: 0; 2006 Qtr 2: 0; 2006 Qtr 3: 0; 2006 Qtr 4: 78.243; 2007 Qtr 1: 0; 2007 Qtr 2: 0; 2007 Qtr 3: 0; 2007 Qtr 4: 0; 2008 Qtr 1: 0; 2008 Qtr 2: 0; 2008 Qtr 3: 0; 2008 Qtr 4: 0 | 78.243
0 | 234148-Premium T8 with T12 40 Watt Baseline |  | 7 | Commercial | 01-ALC-AllCommercial-IntLight | 0 |  |  |  |  | 13.9591 | 13.1897 | 0 | 0 | 0 | 0.7694 | 87.3573 |  | kWh | 0.01583 | -0.14306 | Commercial |  | Annual | [5 empty] | 11 | 0.96 |  |  |  | 0 | 21.8353 | 0 | 0 | 0 | 0 | 0 | 0 | 0 | 0 | 0 | 0 | 2006 Qtr 1: 0; 2006 Qtr 2: 0; 2006 Qtr 3: 0; 2006 Qtr 4: 21.8353; 2007 Qtr 1: 0; 2007 Qtr 2: 0; 2007 Qtr 3: 0; 2007 Qtr 4: 0; 2008 Qtr 1: 0; 2008 Qtr 2: 0; 2008 Qtr 3: 0; 2008 Qtr 4: 0 | 21.8353
0 | 234148-Premium T8 with T12 40 Watt Baseline |  | 7 | Commercial | 01-ALC-AllCommercial-IntLight | 0 |  |  |  |  | 13.9591 | 13.1897 | 0 | 0 | 0 | 0.7694 | 74.8184 |  | kWh | 0.022603 | -0.12253 | Commercial |  | Annual | [5 empty] | 11 | 0.96 |  |  |  | 0 | 30.9333 | 0 | 0 | 0 | 0 | 0 | 0 | 0 | 0 | 0 | 0 | 2006 Qtr 1: 0; 2006 Qtr 2: 0; 2006 Qtr 3: 0; 2006 Qtr 4: 30.9333; 2007 Qtr 1: 0; 2007 Qtr 2: 0; 2007 Qtr 3: 0; 2007 Qtr 4: 0; 2008 Qtr 1: 0; 2008 Qtr 2: 0; 2008 Qtr 3: 0; 2008 Qtr 4: 0 | 30.9333
0 | 234053-Lighting-Remove 4 Ft Lamp (De-Lamp) | COFL00AVDEL01 | 7 | Commercial | 01-ALC-AllCommercial-IntLight | 0 |  |  |  |  | 28.2538 | 16.4871 | 0 | 0 | 0 | 11.7667 | 115.4744 |  | kWh | 0.034885 | -0.18911 | Commercial |  | Annual | [5 empty] | 11 | 0.96 |  |  |  | 0 | 30.9333 | 0 | 0 | 0 | 0 | 0 | 0 | 0 | 0 | 0 | 0 | 2006 Qtr 1: 0; 2006 Qtr 2: 0; 2006 Qtr 3: 0; 2006 Qtr 4: 30.9333; 2007 Qtr 1: 0; 2007 Qtr 2: 0; 2007 Qtr 3: 0; 2007 Qtr 4: 0; 2008 Qtr 1: 0; 2008 Qtr 2: 0; 2008 Qtr 3: 0; 2008 Qtr 4: 0 | 30.9333
0 | 234148-Premium T8 with T12 40 Watt Baseline |  | 7 | Commercial | 01-ALC-AllCommercial-IntLight | 0 |  |  |  |  | 13.9591 | 13.1897 | 0 | 0 | 0 | 0.7694 | 64.9358 |  | kWh | 0.020124 | -0.10634 | Commercial |  | Annual | [5 empty] | 11 | 0.96 |  |  |  | 0 | 20.0156 | 0 | 0 | 0 | 0 | 0 | 0 | 0 | 0 | 0 | 0 | 2006 Qtr 1: 0; 2006 Qtr 2: 0; 2006 Qtr 3: 20.0156; 2006 Qtr 4: 0; 2007 Qtr 1: 0; 2007 Qtr 2: 0; 2007 Qtr 3: 0; 2007 Qtr 4: 0; 2008 Qtr 1: 0; 2008 Qtr 2: 0; 2008 Qtr 3: 0; 2008 Qtr 4: 0 | 20.0156
0 | 234053-Lighting-Remove 4 Ft Lamp (De-Lamp) | COFL00AVDEL01 | 7 | Commercial | 01-ALC-AllCommercial-IntLight | 0 |  |  |  |  | 28.2538 | 16.4871 | 0 | 0 | 0 | 11.7667 | 100.2216 |  | kWh | 0.031059 | -0.16413 | Commercial |  | Annual | [5 empty] | 11 | 0.96 |  |  |  | 0 | 22.7451 | 0 | 0 | 0 | 0 | 0 | 0 | 0 | 0 | 0 | 0 | 2006 Qtr 1: 0; 2006 Qtr 2: 0; 2006 Qtr 3: 22.7451; 2006 Qtr 4: 0; 2007 Qtr 1: 0; 2007 Qtr 2: 0; 2007 Qtr 3: 0; 2007 Qtr 4: 0; 2008 Qtr 1: 0; 2008 Qtr 2: 0; 2008 Qtr 3: 0; 2008 Qtr 4: 0 | 22.7451
0 | 234148-Premium T8 with T12 40 Watt Baseline |  | 7 | Commercial | 01-ALC-AllCommercial-IntLight | 0 |  |  |  |  | 13.9591 | 13.1897 | 0 | 0 | 0 | 0.7694 | 74.8184 |  | kWh | 0.022603 | -0.12253 | Commercial |  | Annual | [5 empty] | 11 | 0.96 |  |  |  | 0 | 61.8665 | 0 | 0 | 0 | 0 | 0 | 0 | 0 | 0 | 0 | 0 | 2006 Qtr 1: 0; 2006 Qtr 2: 0; 2006 Qtr 3: 0; 2006 Qtr 4: 61.8665; 2007 Qtr 1: 0; 2007 Qtr 2: 0; 2007 Qtr 3: 0; 2007 Qtr 4: 0; 2008 Qtr 1: 0; 2008 Qtr 2: 0; 2008 Qtr 3: 0; 2008 Qtr 4: 0 | 61.8665
0 | 234053-Lighting-Remove 4 Ft Lamp (De-Lamp) | COFL00AVDEL01 | 7 | Commercial | 01-ALC-AllCommercial-IntLight | 0 |  |  |  |  | 28.2538 | 16.4871 | 0 | 0 | 0 | 11.7667 | 115.4744 |  | kWh | 0.034885 | -0.18911 | Commercial |  | Annual | [5 empty] | 11 | 0.96 |  |  |  | 0 | 61.8665 | 0 | 0 | 0 | 0 | 0 | 0 | 0 | 0 | 0 | 0 | 2006 Qtr 1: 0; 2006 Qtr 2: 0; 2006 Qtr 3: 0; 2006 Qtr 4: 61.8665; 2007 Qtr 1: 0; 2007 Qtr 2: 0; 2007 Qtr 3: 0; 2007 Qtr 4: 0; 2008 Qtr 1: 0; 2008 Qtr 2: 0; 2008 Qtr 3: 0; 2008 Qtr 4: 0 | 61.8665
0 | 234148-Premium T8 with T12 40 Watt Baseline |  | 7 | Commercial | 01-ALC-AllCommercial-IntLight | 0 |  |  |  |  | 13.9591 | 13.1897 | 0 | 0 | 0 | 0.7694 | 83.0547 |  | kWh | 0.026694 | -0.13602 | Commercial |  | Annual | [5 empty] | 11 | 0.96 |  |  |  | 0 | 21.8353 | 0 | 0 | 0 | 0 | 0 | 0 | 0 | 0 | 0 | 0 | 2006 Qtr 1: 0; 2006 Qtr 2: 0; 2006 Qtr 3: 21.8353; 2006 Qtr 4: 0; 2007 Qtr 1: 0; 2007 Qtr 2: 0; 2007 Qtr 3: 0; 2007 Qtr 4: 0; 2008 Qtr 1: 0; 2008 Qtr 2: 0; 2008 Qtr 3: 0; 2008 Qtr 4: 0 | 21.8353
0 | 234053-Lighting-Remove 4 Ft Lamp (De-Lamp) | COFL00AVDEL01 | 7 | Commercial | 01-ALC-AllCommercial-IntLight | 0 |  |  |  |  | 28.2538 | 16.4871 | 0 | 0 | 0 | 11.7667 | 128.1864 |  | kWh | 0.0412 | -0.20993 | Commercial |  | Annual | [5 empty] | 11 | 0.96 |  |  |  | 0 | 21.8353 | 0 | 0 | 0 | 0 | 0 | 0 | 0 | 0 | 0 | 0 | 2006 Qtr 1: 0; 2006 Qtr 2: 0; 2006 Qtr 3: 21.8353; 2006 Qtr 4: 0; 2007 Qtr 1: 0; 2007 Qtr 2: 0; 2007 Qtr 3: 0; 2007 Qtr 4: 0; 2008 Qtr 1: 0; 2008 Qtr 2: 0; 2008 Qtr 3: 0; 2008 Qtr 4: 0 | 21.8353
0 | 234148-Premium T8 with T12 40 Watt Baseline |  | 7 | Commercial | 14-MLI-Manufacturing–LightIndustry-LIGHT | 0 |  |  |  |  | 13.9591 | 13.1897 | 0 | 0 | 0 | 0.7694 | 64.9241 |  | kWh | 0.020063 | -0.083941 | Commercial |  | Annual | [5 empty] | 11 | 0.96 |  |  |  | 0 | 10.9176 | 0 | 0 | 0 | 0 | 0 | 0 | 0 | 0 | 0 | 0 | 2006 Qtr 1: 0; 2006 Qtr 2: 0; 2006 Qtr 3: 10.9176; 2006 Qtr 4: 0; 2007 Qtr 1: 0; 2007 Qtr 2: 0; 2007 Qtr 3: 0; 2007 Qtr 4: 0; 2008 Qtr 1: 0; 2008 Qtr 2: 0; 2008 Qtr 3: 0; 2008 Qtr 4: 0 | 10.9176
0 | 234053-Lighting-Remove 4 Ft Lamp (De-Lamp) | COFL00AVDEL01 | 7 | Commercial | 14-MLI-Manufacturing–LightIndustry-LIGHT | 0 |  |  |  |  | 28.2538 | 16.4871 | 0 | 0 | 0 | 11.7667 | 100.2037 |  | kWh | 0.030965 | -0.12955 | Commercial |  | Annual | [5 empty] | 11 | 0.96 |  |  |  | 0 | 10.9176 | 0 | 0 | 0 | 0 | 0 | 0 | 0 | 0 | 0 | 0 | 2006 Qtr 1: 0; 2006 Qtr 2: 0; 2006 Qtr 3: 10.9176; 2006 Qtr 4: 0; 2007 Qtr 1: 0; 2007 Qtr 2: 0; 2007 Qtr 3: 0; 2007 Qtr 4: 0; 2008 Qtr 1: 0; 2008 Qtr 2: 0; 2008 Qtr 3: 0; 2008 Qtr 4: 0 | 10.9176
0 | 234148-Premium T8 with T12 40 Watt Baseline |  | 7 | Commercial | 14-MLI-Manufacturing–LightIndustry-LIGHT | 0 |  |  |  |  | 13.9591 | 13.1897 | 0 | 0 | 0 | 0.7694 | 64.9241 |  | kWh | 0.020063 | -0.083941 | Commercial |  | Annual | [5 empty] | 11 | 0.96 |  |  |  | 0 | 21.8353 | 0 | 0 | 0 | 0 | 0 | 0 | 0 | 0 | 0 | 0 | 2006 Qtr 1: 0; 2006 Qtr 2: 0; 2006 Qtr 3: 0; 2006 Qtr 4: 21.8353; 2007 Qtr 1: 0; 2007 Qtr 2: 0; 2007 Qtr 3: 0; 2007 Qtr 4: 0; 2008 Qtr 1: 0; 2008 Qtr 2: 0; 2008 Qtr 3: 0; 2008 Qtr 4: 0 | 21.8353
0 | 234053-Lighting-Remove 4 Ft Lamp (De-Lamp) | COFL00AVDEL01 | 7 | Commercial | 14-MLI-Manufacturing–LightIndustry-LIGHT | 0 |  |  |  |  | 28.2538 | 16.4871 | 0 | 0 | 0 | 11.7667 | 100.2037 |  | kWh | 0.030965 | -0.12955 | Commercial |  | Annual | [5 empty] | 11 | 0.96 |  |  |  | 0 | 21.8353 | 0 | 0 | 0 | 0 | 0 | 0 | 0 | 0 | 0 | 0 | 2006 Qtr 1: 0; 2006 Qtr 2: 0; 2006 Qtr 3: 0; 2006 Qtr 4: 21.8353; 2007 Qtr 1: 0; 2007 Qtr 2: 0; 2007 Qtr 3: 0; 2007 Qtr 4: 0; 2008 Qtr 1: 0; 2008 Qtr 2: 0; 2008 Qtr 3: 0; 2008 Qtr 4: 0 | 21.8353
0 | 234049-Lighting-LED Exit Sign New Sign | CALC00AVETS01 | 7 | Commercial | 02-ASM-Assembly-Exit | 0 |  |  |  |  | 65.3696 | 45 | 0 | 0 | 0 | 20.3696 | 351.311 |  | kWh | 0 | 0 | Commercial |  | Annual | [5 empty] | 16 | 0.96 |  |  |  | 0 | 1 | 0 | 0 | 0 | 0 | 0 | 0 | 0 | 0 | 0 | 0 | 2006 Qtr 1: 0; 2006 Qtr 2: 0; 2006 Qtr 3: 0; 2006 Qtr 4: 1; 2007 Qtr 1: 0; 2007 Qtr 2: 0; 2007 Qtr 3: 0; 2007 Qtr 4: 0; 2008 Qtr 1: 0; 2008 Qtr 2: 0; 2008 Qtr 3: 0; 2008 Qtr 4: 0 | 1
0 | 234148-Premium T8 with T12 40 Watt Baseline |  | 7 | Commercial | 18-OFS-Office–Small-IntLight | 0 |  |  |  |  | 13.9591 | 13.1897 | 0 | 0 | 0 | 0.7694 | 67.9198 |  | kWh | 0.020374 | -0.019752 | Commercial |  | Annual | [5 empty] | 11 | 0.96 |  |  |  | 0 | 32.7529 | 0 | 0 | 0 | 0 | 0 | 0 | 0 | 0 | 0 | 0 | 2006 Qtr 1: 0; 2006 Qtr 2: 0; 2006 Qtr 3: 32.7529; 2006 Qtr 4: 0; 2007 Qtr 1: 0; 2007 Qtr 2: 0; 2007 Qtr 3: 0; 2007 Qtr 4: 0; 2008 Qtr 1: 0; 2008 Qtr 2: 0; 2008 Qtr 3: 0; 2008 Qtr 4: 0 | 32.7529
0 | 234053-Lighting-Remove 4 Ft Lamp (De-Lamp) | COFL00AVDEL01 | 7 | Commercial | 18-OFS-Office–Small-IntLight | 0 |  |  |  |  | 28.2538 | 16.4871 | 0 | 0 | 0 | 11.7667 | 104.8272 |  | kWh | 0.031445 | -0.030485 | Commercial |  | Annual | [5 empty] | 11 | 0.96 |  |  |  | 0 | 20.0156 | 0 | 0 | 0 | 0 | 0 | 0 | 0 | 0 | 0 | 0 | 2006 Qtr 1: 0; 2006 Qtr 2: 0; 2006 Qtr 3: 20.0156; 2006 Qtr 4: 0; 2007 Qtr 1: 0; 2007 Qtr 2: 0; 2007 Qtr 3: 0; 2007 Qtr 4: 0; 2008 Qtr 1: 0; 2008 Qtr 2: 0; 2008 Qtr 3: 0; 2008 Qtr 4: 0 | 20.0156
0 | 234148-Premium T8 with T12 40 Watt Baseline |  | 7 | Commercial | 01-ALC-AllCommercial-IntLight | 0 |  |  |  |  | 13.9591 | 13.1897 | 0 | 0 | 0 | 0.7694 | 87.3573 |  | kWh | 0.01583 | -0.14306 | Commercial |  | Annual | [5 empty] | 11 | 0.96 |  |  |  | 0 | 14.5568 | 0 | 0 | 0 | 0 | 0 | 0 | 0 | 0 | 0 | 0 | 2006 Qtr 1: 0; 2006 Qtr 2: 0; 2006 Qtr 3: 0; 2006 Qtr 4: 14.5568; 2007 Qtr 1: 0; 2007 Qtr 2: 0; 2007 Qtr 3: 0; 2007 Qtr 4: 0; 2008 Qtr 1: 0; 2008 Qtr 2: 0; 2008 Qtr 3: 0; 2008 Qtr 4: 0 | 14.5568
Do NOT enter program data in this row or below. The Spreadsheet will not evaluate any such data. | bar: 2009 Qtr 1; 2011 Qtr 2 to 2011 Qtr 4; 2013 Qtr 2 to 2013 Qtr 4; 2015 Qtr 2 to 2015 Qtr 4
Lists of Dimensions and their Labels
|  |  | Climate Zones | Sectors | End Use Validation List |  | Measure Types for Measure Life | Measure Types for NTGR | Gas Sector | Gas Savings Profile | Combustor Type
|  |  | 7 | Residential | 01-ALC-AllCommercial-Cooling |  | NONRESIDENTIAL MEASURES: |  | Residential | Summer Only | Large Boilers (>100 MMBtu/hr Heat Input):Uncontrolled
|  |  | 10 | Commercial | 01-ALC-AllCommercial-ExtLight |  | **************************************************************** | Appliance early retirement and replacement 0.80 | Commercial | Winter Only | Large Boilers (>100 MMBtu/hr Heat Input):Controlled Low NOx Burner
|  |  | 14 | Industrial | 01-ALC-AllCommercial-IntLight |  | Ballast – Dimmable: NR - 11 | California Home Energy Efficiency Rating System (CHEERS) | Core | Annual | Large Boilers (>100 MMBtu/hr Heat Input):Controlled – Flue Gas Recirculation
|  |  | 15 | Agricultural | 01-ALC-AllCommercial-OffEquip |  | Ballast – Electronic: NR - 11 | Residential Audits 0.72 |  |  | Small Boilers (<100 MMBtu/hr Heat Input):Uncontrolled
|  |  | System | Not Used | 01-ALC-AllCommercial-Refrig |  | Fluorescent Fixture – T8: C/I/A - 11 | Refrigerator Recycling 0.35 |  |  | Small Boilers (<100 MMBtu/hr Heat Input):Controlled Low NOx Burner
|  |  |  | Not Used | 01-ALC-AllCommercial-Vent/Fan |  | Fixture: T8 Lamp & Electronic Ballast: C/I/A - 11 | Freezer Recycling 0.54 |  |  | Small Boilers (<100 MMBtu/hr Heat Input):Controlled – Flue Gas Recirculation
|  |  |  | Not Used | 02-ASM-Assembly-Cooling |  | T8 Fixtures – 17 Watt Lamp, 2ft or 32-watt Lamp, 4ft 11 | Residential Contractor Program 0.89 |  |  | Residential Furnaces (<0.3):Uncontrolled
[5 empty] | 02-ASM-Assembly-Exit |  | T8 Lamps: C/I/A - 5 | Emerging Technologies 0.83
[5 empty] | 02-ASM-Assembly-ExtLight |  | High Efficiency Lighting (HID): NR - 16 | All other residential programs 0.80
[5 empty] | 02-ASM-Assembly-IntLight |  | High Output T5 Fixture: NR - 16 |  | Electric Rate | Gas Rate
[5 empty] | 03-BCR-BothResidentialandCommercial-COOL |  | Indoor or Outdoor Lighting System Modification: NR - 13.5 | Advanced water heating systems 1.00 | Residential | 0
[5 empty] | 03-BCR-BothResidentialandCommercial-LIT_INT |  | Lighting Controls: NR - 16 | Agricultural and Dairy Incentives 0.75 | Commercial | Residential
[5 empty] | 03-BCR-BothResidentialandCommercial-OFF_EQ |  | Daylighting Controls; NR - 16 | Coin Laundry and Dry Cleaner Education 0.70 | Not Used | Not Used
[5 empty] | 03-BCR-BothResidentialandCommercial-LIT_EXT |  | Lighting Power Density: NR - 11 | Commercial and agricultural information, tools, or design assistance services | Not Used
[5 empty] | 03-BCR-BothResidentialandCommercial-REFG |  | Exit Sign – CF Hardware Kit/LED/ Electro-Luminescent: NR - 16 | Comprehensive Space Conditioning 1.00 | Not Used
[5 empty] | 03-BCR-BothResidentialandCommercial-VENT |  | Occupancy Sensor: NR - 8 | Lodging Education 0.70
[5 empty] | 04-DMO-ResidentialMobileHome–DoubleWide-CL_DRY |  | Photocell: NR - 8 | Express Efficiency (rebates) 0.96
[5 empty] | 04-DMO-ResidentialMobileHome–DoubleWide-CL_WASH |  | Time Clock – Lighting: NR - 8 | Energy Management Services, including audits (for small and medium customers)
[5 empty] | 04-DMO-ResidentialMobileHome–DoubleWide-DSH_WASH |  | Induction Lamps: NR - 2 | Food Services Equipment Retrofit 1.00
[5 empty] | 04-DMO-ResidentialMobileHome–DoubleWide-FREEZ |  | Induction Fixture: NR - 16 | Industrial Information and Services 0.74
[5 empty] | 04-DMO-ResidentialMobileHome–DoubleWide-LIGHT |  | Delamp/reflectors: C/I - 11 | Large Standard Performance Contract 0.70
[5 empty] | 04-DMO-ResidentialMobileHome–DoubleWide-POOL_PMP |  | Optical Reflectors- new construction: Ind, NRNC - 12 | All other nonresidential programs 0.80
[5 empty] | 04-DMO-ResidentialMobileHome–DoubleWide-REFG |  | Optical Reflectors- retrofit: NR - 10 | New Construction
[5 empty] | 04-DMO-ResidentialMobileHome–DoubleWide-SP_COOL |  | HID fixture: Interior, >= 176 Watts lamp: Ind - 16 | Industrial and Agricultural Process 0.94
[5 empty] | 04-DMO-ResidentialMobileHome–DoubleWide-SP_HEAT |  | HID fixture: Interior, 251-400 Watt lamp: Com - 16 | Industrial new construction incentives 0.62
[5 empty] | 04-DMO-ResidentialMobileHome–DoubleWide-WAT_HEAT |  | CFL Fixture: Pin based CFL fixture: Com - 12.0 | Savings by Design 0.82
[5 empty] | 05-ECC-Education–CommunityCollege-COOL |  | Screw-in CFL: Education - Primary School: NR - 5.6 | All other new construction programs 0.80
[5 empty] | 05-ECC-Education–CommunityCollege-LIT_INT |  | Screw-in CFL: Education - Secondary School: NR - 3.5 | Large Standard Performance Contract 0.7011
[5 empty] | 05-ECC-Education–CommunityCollege-OFF_EQ |  | Screw-in CFL: Education - Community College: NR - 2.1 | Savings by Design 0.8212
[5 empty] | 05-ECC-Education–CommunityCollege-LIT_EXT |  | Screw-in CFL: Education - University: NR - 2.6 | Codes and Standards
[5 empty] | 05-ECC-Education–CommunityCollege-REFG |  | Screw-in CFL: Grocery: NR - 1.4
[5 empty] | 05-ECC-Education–CommunityCollege-VENT |  | Screw-in CFL: Health/Medical - Hospital: NR - 0.9
[5 empty] | 06-EPR-Education–PrimarySchool-COOL |  | Screw-in CFL: Health/Medical - Nursing Home: NR - 0.9
[5 empty] | 06-EPR-Education–PrimarySchool-LIT_INT |  | Screw-in CFL: Lodging - Hotel: NR - 0.9
[5 empty] | 06-EPR-Education–PrimarySchool-OFF_EQ |  | Screw-in CFL: Lodging - Motel: NR - 0.9
[5 empty] | 06-EPR-Education–PrimarySchool-LIT_EXT |  | Screw-in CFL: Lodging - Guest Rooms: NR - 7.0
[5 empty] | 06-EPR-Education–PrimarySchool-REFG |  | Screw-in CFL: Manufacturing - Light Industrial: NR - 2.8
[5 empty] | 06-EPR-Education–PrimarySchool-VENT |  | Screw-in CFL: Office - Large: NR - 2.9
[5 empty] | 07-ESE-Education–SecondarySchool-COOL |  | Screw-in CFL: Office - Small: NR - 3.2
[5 empty] | 07-ESE-Education–SecondarySchool-LIT_INT |  | Screw-in CFL: Restaurant - Sit-Down: NR - 2.3
[5 empty] | 07-ESE-Education–SecondarySchool-OFF_EQ |  | Screw-in CFL: Restaurant - Fast-Food: NR - 1.3
[5 empty] | 07-ESE-Education–SecondarySchool-LIT_EXT |  | Screw-in CFL: Retail - 3-Story Large: NR - 1.9
[5 empty] | 07-ESE-Education–SecondarySchool-REFG |  | Screw-in CFL: Retail - Single-Story Large: NR - 1.8
[5 empty] | 07-ESE-Education–SecondarySchool-VENT |  | Screw-in CFL: Retail - Small: NR - 2.1
[5 empty] | 08-EUN-Education–University-COOL |  | Screw-in CFL: Storage - Conditioned: NR - 2.8
[5 empty] | 08-EUN-Education–University-LIT_INT |  | Screw-in CFL: Storage - Unconditioned: NR - 2.8
[5 empty] | 08-EUN-Education–University-OFF_EQ |  | Screw-in CFL: Warehouse - Refrigerated: NR - 3.1
08-EUN-Education–University-LIT_EXT
[5 empty] | 08-EUN-Education–University-REFG |  | HVAC/Refrigeration – SPC: NR - 16
[5 empty] | 08-EUN-Education–University-VENT |  | Chiller – High Efficiency: NR - 20
[5 empty] | 09-GRO-Grocery-COOL |  | Chiller – Variable Speed Drive: NR - 20
[5 empty] | 09-GRO-Grocery-LIT_INT |  | Water Cooled Chillers: NR - 20
[5 empty] | 09-GRO-Grocery-OFF_EQ |  | Air Conditioners – High Efficiency: NR - 15
[5 empty] | 09-GRO-Grocery-LIT_EXT |  | Packaged HVAC Systems: NR - 15
[5 empty] | 09-GRO-Grocery-REFG |  | Install HVAC EMS: Com - 14
[5 empty] | 09-GRO-Grocery-VENT |  | AC Packaged Terminal Units: NR - 15
[5 empty] | 10-HSP-Health/Medical–Hospital-COOL |  | Evaporative Coolers: NR - 15
[5 empty] | 10-HSP-Health/Medical–Hospital-LIT_INT |  | Boiler – High Efficiency: NR - 20
[5 empty] | 10-HSP-Health/Medical–Hospital-OFF_EQ |  | Cooling Towers/Evaporative Condenser: NR - 15
[5 empty] | 10-HSP-Health/Medical–Hospital-LIT_EXT |  | Heat Pump – Split System: NR - 15
[5 empty] | 10-HSP-Health/Medical–Hospital-REFG |  | Heat Pump with Integrated Water Heating: NR - 10
[5 empty] | 10-HSP-Health/Medical–Hospital-VENT |  | Ground Source Heat Pump: NR - 15
[5 empty] | 11-HTL-Lodging–Hotel(GuestRooms)-COOL |  | Reduce Internal Load: NR - 15
[5 empty] | 11-HTL-Lodging–Hotel(GuestRooms)-LIT_INT |  | Insulation: NR - 20
[5 empty] | 11-HTL-Lodging–Hotel(GuestRooms)-OFF_EQ |  | Insulation Package: NR - 20
[5 empty] | 11-HTL-Lodging–Hotel(GuestRooms)-LIT_EXT |  | Reflective Window Film: NR - 10
[5 empty] | 11-HTL-Lodging–Hotel(GuestRooms)-REFG |  | Bypass/Delay Timer(lighting): NR - 8
[5 empty] | 11-HTL-Lodging–Hotel(GuestRooms)-VENT |  | Set-Back Thermostat: NR - 11
[5 empty] | 12-MBT-Manufacturing–Bio/Tech-AG_PUMP |  | Time Clock - HVAC: NR - 10
[5 empty] | 12-MBT-Manufacturing–Bio/Tech-COMP_AIR |  | HVAC/Space Heating/Efficiency (Gas): NR - 18
[5 empty] | 12-MBT-Manufacturing–Bio/Tech-COOL |  | Nonresidential Gas – AC: NR - 20
12-MBT-Manufacturing–Bio/Tech-LIGHT
[5 empty] | 12-MBT-Manufacturing–Bio/Tech-MOTOR |  | Adjustable speed drive, application unknown: Ag - 10
[5 empty] | 12-MBT-Manufacturing–Bio/Tech-PROC_OTH |  | Adjustable speed drive, application unknown: Com - 10
[5 empty] | 13-MFM-ResidentialMulti-family-CL_DRY |  | Adjustable Speed Drive: HVAC fan, 50 HP Max: Com - 10
[5 empty] | 13-MFM-ResidentialMulti-family-CL_WASH |  | Pump repair: Ag - 11
[5 empty] | 13-MFM-ResidentialMulti-family-DSH_WASH |  | Injection molding machines: Ind - 15
[5 empty] | 13-MFM-ResidentialMulti-family-FREEZ |  | Plastic extusion equipment: Ind - 15
[5 empty] | 13-MFM-ResidentialMulti-family-LIGHT |  | Process cooling: Ind - 15
[5 empty] | 13-MFM-ResidentialMulti-family-POOL_PMP |  | Process equipment insulation: Ind - 15
13-MFM-ResidentialMulti-family-REFG
[5 empty] | 13-MFM-ResidentialMulti-family-SP_COOL |  | Horizontal Clothes Washer: NR - 10
[5 empty] | 13-MFM-ResidentialMulti-family-SP_HEAT |  | Efficient Dishwashing: NR - 5
[5 empty] | 13-MFM-ResidentialMulti-family-WAT_HEAT |  | Water Heater Controls: NR - 15
[5 empty] | 14-MLI-Manufacturing–LightIndustry-AG_PUMP |  | Cooking measures , Assorted: Com - 12
[5 empty] | 14-MLI-Manufacturing–LightIndustry-COMP_AIR |  | Water Heater – Gas: NR - 15
[5 empty] | 14-MLI-Manufacturing–LightIndustry-COOL |  | Domestic Hot Water Boiler (Gas): NR - 20
14-MLI-Manufacturing–LightIndustry-LIGHT
[5 empty] | 14-MLI-Manufacturing–LightIndustry-MOTOR |  | Auto Closer for Cooler/Freezer: NR - 8
[5 empty] | 14-MLI-Manufacturing–LightIndustry-PROC_OTH |  | Door Gaskets: NR - 4
[5 empty] | 15-MTL-Lodging–Motel-COOL |  | Floating Head Pressure: NR - 16
[5 empty] | 15-MTL-Lodging–Motel-LIT_INT |  | Heatless Door: NR - 16
[5 empty] | 15-MTL-Lodging–Motel-OFF_EQ |  | Humidistat Control for Anti-Sweat Heater: NR - 12
[5 empty] | 15-MTL-Lodging–Motel-LIT_EXT |  | Insulation on Refrigeration Suction Line: NR - 11
[5 empty] | 15-MTL-Lodging–Motel-REFG |  | Night Covers for Display Cases: NR - 5
[5 empty] | 15-MTL-Lodging–Motel-VENT |  | PSC Evaporator Motor – Walkin/ Display: NR - 15
[5 empty] | 16-NRS-Health/Medical–Clinic-COOL |  | Refrigeration Case Doors – Glass/Acrylic: NR - 12
[5 empty] | 16-NRS-Health/Medical–Clinic-LIT_INT |  | Refrigerator Case with Doors: NR - 12
[5 empty] | 16-NRS-Health/Medical–Clinic-OFF_EQ |  | Refrigerator Condensate Evaporator – Elec/Non Elec: NR - 8
[5 empty] | 16-NRS-Health/Medical–Clinic-LIT_EXT |  | Strip Curtains for Walk-Ins: NR - 4
[5 empty] | 16-NRS-Health/Medical–Clinic-REFG |  | Ballast: Electronic, for display case: NR - 11
[5 empty] | 16-NRS-Health/Medical–Clinic-VENT |  | Defrost: NR - 16
[5 empty] | 17-OFL-Office–Large-Cooling |  | FHP & EFF Conditioner: NR - 16
[5 empty] | 17-OFL-Office–Large-ExtLight |  | High-efficiency Liquid Suction Heat Exchangers: NR - 16
[5 empty] | 17-OFL-Office–Large-IntLight |  | Night Shields on Refrigerator and Freezer Cases: NR - 5
[5 empty] | 17-OFL-Office–Large-OffEquip |  | Walk-in Refrigerator or Freezer: Evaporative Fan Controller: NR - 5
[5 empty] | 17-OFL-Office–Large-Refrig |  | Multiplec Refrigeration Systems/Supermarket Systems: NR - 10
17-OFL-Office–Large-Vent/Fan
[5 empty] | 18-OFS-Office–Small-Cooling |  | Kiln/Oven/Furnace: NR - 18
[5 empty] | 18-OFS-Office–Small-ExtLight |  | Thermal Night Curtains: NR - 5
[5 empty] | 18-OFS-Office–Small-IntLight |  | Custom Measures – SPC: NR - 15
[5 empty] | 18-OFS-Office–Small-OffEquip |  | Local Government Partnership: NR - 11
[5 empty] | 18-OFS-Office–Small-Refrig |  | Audits: NR - 3
[5 empty] | 18-OFS-Office–Small-Vent/Fan |  | Plug Load Sensor: NR - 10
[5 empty] | 19-RES-AllResidential-CL_DRY |  | Information: NR - 1
[5 empty] | 19-RES-AllResidential-CL_WASH |  | High Efficiency Motors: NR - 15
[5 empty] | 19-RES-AllResidential-DSH_WASH |  | Process Overhaul: NR - 20
[5 empty] | 19-RES-AllResidential-FREEZ |  | System Controls: NR - 15
19-RES-AllResidential-LIGHT
19-RES-AllResidential-POOL_PMP
[5 empty] | 19-RES-AllResidential-REFG |  | RESIDENTIAL MEASURES
[5 empty] | 19-RES-AllResidential-SP_COOL |  | ****************************************************************
[5 empty] | 19-RES-AllResidential-SP_HEAT |  | T8 Fixtures ; lamp or ballast: Res - 15
[5 empty] | 19-RES-AllResidential-WAT_HEAT |  | Pin based CFL Fixture: Res - 16
[5 empty] | 20-RFF-Restaurant–FastFood-Cooling |  | CFL: Indoor Screw in: Res - 9.4
[5 empty] | 20-RFF-Restaurant–FastFood-ExtLight |  | CFL: Outdoor Screw in: Res - 7
[5 empty] | 20-RFF-Restaurant–FastFood-IntLight |  | Torchiere: Res - 9
20-RFF-Restaurant–FastFood-OffEquip
[5 empty] | 20-RFF-Restaurant–FastFood-Refrig |  | Air Conditioners with SEER >= 11.0: Res - 18
[5 empty] | 20-RFF-Restaurant–FastFood-Vent/Fan |  | Central Air Conditioners: Res - 18
[5 empty] | 21-RSD-Restaurant–SitDown-COOL |  | Duct Testing: Res NC - 18
[5 empty] | 21-RSD-Restaurant–SitDown-LIT_INT |  | High Energy Efficiency Ducts: Res - 18
[5 empty] | 21-RSD-Restaurant–SitDown-OFF_EQ |  | Whole House Fan: Res - 15
[5 empty] | 21-RSD-Restaurant–SitDown-LIT_EXT |  | Evaporative Cooler: Res - 15
[5 empty] | 21-RSD-Restaurant–SitDown-PROC_OTH |  | Glazing - Low E Double / Low Shade Coefficient: Res - 20
[5 empty] | 21-RSD-Restaurant–SitDown-REFG |  | Heat Pump - Electric: Res - 15
[5 empty] | 21-RSD-Restaurant–SitDown-VENT |  | Insulation - Ceiling / Floor / Walls: Res - 20
[5 empty] | 22-RT3-Retail–3StoryLarge-COOL |  | A/C with Integrated Water Heating: Res - 10
[5 empty] | 22-RT3-Retail–3StoryLarge-LIT_INT |  | Programmable Thermostat: Res - 12
22-RT3-Retail–3StoryLarge-OFF_EQ
[5 empty] | 22-RT3-Retail–3StoryLarge-LIT_EXT |  | Audits: Res - 3
[5 empty] | 22-RT3-Retail–3StoryLarge-REFG |  | Gas Cooktops: Res - 20
[5 empty] | 22-RT3-Retail–3StoryLarge-VENT |  | Gas Dryer Stub: Res - 18
[5 empty] | 23-RTL-Retail–SingleStorylarge-COOL |  | Energy-Efficient Furnaces: Res - 18
23-RTL-Retail–SingleStorylarge-LIT_INT
[5 empty] | 23-RTL-Retail–SingleStorylarge-OFF_EQ |  | Refrigerator Recycling: Res - 10
[5 empty] | 23-RTL-Retail–SingleStorylarge-LIT_EXT |  | Refrigerator - Energy Efficient; 20% more efficient: Res - 18
[5 empty] | 23-RTL-Retail–SingleStorylarge-REFG |  | Refrigerators: Res - 18
23-RTL-Retail–SingleStorylarge-VENT
24-RTS-Retail–Small-COOL
[5 empty] | 24-RTS-Retail–Small-LIT_INT |  | GENERIC USEFUL LIVES:
[5 empty] | 24-RTS-Retail–Small-OFF_EQ |  | ****************************************************************
[5 empty] | 24-RTS-Retail–Small-LIT_EXT |  | 0.1
[5 empty] | 24-RTS-Retail–Small-REFG |  | 0.2
[5 empty] | 24-RTS-Retail–Small-VENT |  | 0.3
[5 empty] | 25-SCN-Storage–Conditioned-Cooling |  | 0.4
[5 empty] | 25-SCN-Storage–Conditioned-Exit |  | 0.5
[5 empty] | 25-SCN-Storage–Conditioned-ExtLight |  | 0.6
[5 empty] | 26-SFM-ResidentialSingleFamily-CL_DRY |  | 0.7
[5 empty] | 26-SFM-ResidentialSingleFamily-CL_WASH |  | 0.8
[5 empty] | 26-SFM-ResidentialSingleFamily-DSH_WASH |  | 0.9
[5 empty] | 26-SFM-ResidentialSingleFamily-FREEZ |  | 1
[5 empty] | 26-SFM-ResidentialSingleFamily-LIGHT |  | 1.1
[5 empty] | 26-SFM-ResidentialSingleFamily-POOL_PMP |  | 1.2
[5 empty] | 26-SFM-ResidentialSingleFamily-REFG |  | 1.3
[5 empty] | 26-SFM-ResidentialSingleFamily-SP_COOL |  | 1.4
[5 empty] | 26-SFM-ResidentialSingleFamily-SP_HEAT |  | 1.5
[5 empty] | 26-SFM-ResidentialSingleFamily-WAT_HEAT |  | 1.6
[5 empty] | 27-SMO-ResidentialMobileHome–SingleWide-CL_DRY |  | 1.7
[5 empty] | 27-SMO-ResidentialMobileHome–SingleWide-CL_WASH |  | 1.8
[5 empty] | 27-SMO-ResidentialMobileHome–SingleWide-DSH_WASH |  | 1.9
[5 empty] | 27-SMO-ResidentialMobileHome–SingleWide-FREEZ |  | 2
[5 empty] | 27-SMO-ResidentialMobileHome–SingleWide-LIGHT |  | 2.1
[5 empty] | 27-SMO-ResidentialMobileHome–SingleWide-POOL_PMP |  | 2.2
[5 empty] | 27-SMO-ResidentialMobileHome–SingleWide-REFG |  | 2.3
[5 empty] | 27-SMO-ResidentialMobileHome–SingleWide-SP_COOL |  | 2.4
[5 empty] | 27-SMO-ResidentialMobileHome–SingleWide-SP_HEAT |  | 2.5
[5 empty] | 27-SMO-ResidentialMobileHome–SingleWide-WAT_HEAT |  | 2.6
[5 empty] | 28-SUN-Storage–Unconditioned-Exit |  | 2.7
[5 empty] | 28-SUN-Storage–Unconditioned-ExtLight |  | 2.8
[5 empty] | 29-WRF-Storage–Refrigerated-Cooling |  | 2.9
[5 empty] | 29-WRF-Storage–Refrigerated-Exit |  | 3
[5 empty] | 29-WRF-Storage–Refrigerated-ExtLight |  | 3.1
[5 empty] | 30-S20-SIC20Food&KindredProducts-AG_PUMP |  | 3.2
[5 empty] | 30-S20-SIC20Food&KindredProducts-COMP_AIR |  | 3.3
[5 empty] | 30-S20-SIC20Food&KindredProducts-COOL |  | 3.4
[5 empty] | 30-S20-SIC20Food&KindredProducts-LIGHT |  | 3.5
[5 empty] | 30-S20-SIC20Food&KindredProducts-MOTOR |  | 3.6
[5 empty] | 30-S20-SIC20Food&KindredProducts-PROC_OTH |  | 3.7
[5 empty] | 31-S26-SIC26Paper&AlliedProducts-AG_PUMP |  | 3.8
[5 empty] | 31-S26-SIC26Paper&AlliedProducts-COMP_AIR |  | 3.9
[5 empty] | 31-S26-SIC26Paper&AlliedProducts-COOL |  | 4
[5 empty] | 31-S26-SIC26Paper&AlliedProducts-LIGHT |  | 4.1
[5 empty] | 31-S26-SIC26Paper&AlliedProducts-MOTOR |  | 4.2
[5 empty] | 31-S26-SIC26Paper&AlliedProducts-PROC_OTH |  | 4.3
[5 empty] | 32-S28-SIC28Chemicals&AlliedProducts-AG_PUMP |  | 4.4
[5 empty] | 32-S28-SIC28Chemicals&AlliedProducts-COMP_AIR |  | 4.5
[5 empty] | 32-S28-SIC28Chemicals&AlliedProducts-COOL |  | 4.6
[5 empty] | 32-S28-SIC28Chemicals&AlliedProducts-LIGHT |  | 4.7
[5 empty] | 32-S28-SIC28Chemicals&AlliedProducts-MOTOR |  | 4.8
[5 empty] | 32-S28-SIC28Chemicals&AlliedProducts-PROC_OTH |  | 4.9
[5 empty] | 33-S29-SIC29Petroleum&CoalProducts-AG_PUMP |  | 5
[5 empty] | 33-S29-SIC29Petroleum&CoalProducts-COMP_AIR |  | 5.1
[5 empty] | 33-S29-SIC29Petroleum&CoalProducts-COOL |  | 5.2
[5 empty] | 33-S29-SIC29Petroleum&CoalProducts-LIGHT |  | 5.3
[5 empty] | 33-S29-SIC29Petroleum&CoalProducts-MOTOR |  | 5.4
[5 empty] | 33-S29-SIC29Petroleum&CoalProducts-PROC_OTH |  | 5.5
[5 empty] | 34-S33-SIC33Metals-AG_PUMP |  | 5.6
[5 empty] | 34-S33-SIC33Metals-COMP_AIR |  | 5.7
[5 empty] | 34-S33-SIC33Metals-COOL |  | 5.8
[5 empty] | 34-S33-SIC33Metals-LIGHT |  | 5.9
[5 empty] | 34-S33-SIC33Metals-MOTOR |  | 6
[5 empty] | 34-S33-SIC33Metals-PROC_OTH |  | 6.1
[5 empty] | 35-OTI-OtherIndustrial-AG_PUMP |  | 6.2
[5 empty] | 35-OTI-OtherIndustrial-COMP_AIR |  | 6.3
[5 empty] | 35-OTI-OtherIndustrial-COOL |  | 6.4
[5 empty] | 35-OTI-OtherIndustrial-LIGHT |  | 6.5
[5 empty] | 35-OTI-OtherIndustrial-MOTOR |  | 6.6
[5 empty] | 35-OTI-OtherIndustrial-PROC_OTH |  | 6.7
[5 empty] | 36-GST-Lodging-GuestRooms-Cooling |  | 6.8
[5 empty] | 36-GST-Lodging-GuestRooms-ExtLight |  | 6.9
[5 empty] | 36-GST-Lodging-GuestRooms-IntLight |  | 7
[5 empty] | 36-GST-Lodging-GuestRooms-OffEquip |  | 7.1
[5 empty] | 36-GST-Lodging-GuestRooms-Refrig |  | 7.2
[5 empty] | 36-GST-Lodging-GuestRooms-Vent/Fan |  | 7.3
7.4
7.5
7.6
7.7
7.8
7.9
8
8.1
8.2
8.3
8.4
8.5
8.6
8.7
8.8
8.9
9
9.1
9.2
9.3
9.4
9.5
9.6
9.7
9.8
9.9
10
10.1
10.2
10.3
10.4
10.5
10.6
10.7
10.8
10.9
11
11.1
11.2
11.3
11.4
11.5
11.6
11.7
11.8
11.9
12
12.1
12.2
12.3
12.4
12.5
12.6
12.7
12.8
12.9
13
13.1
13.2
13.3
13.4
13.5
13.6
13.7
13.8
13.9
14
14.1
14.2
14.3
14.4
14.5
14.6
14.7
14.8
14.9
15
15.1
15.2
15.3
15.4
15.5
15.6
15.7
15.8
15.9
16
16.1
16.2
16.3
16.4
16.5
16.6
16.7
16.8
16.9
17
17.1
17.2
17.3
17.4
17.5
17.6
17.7
17.8
17.9
18
19
20