## Export
PROGRAM NAME | 0
BUDGET
Administrative Costs
Overhead and G&A | 0
Other Administrative Costs | 0
Marketing/Outreach | 0
Direct Implementation
Incentives and Rebates
User Input Incentive | 0
Direct Install Rebate | 474145.75
Direct Install Labor | 0
Direct Install Materials | 0
Activity | 0
Installation | 0
Hardware & Materials | 0
Rebate Processing & Inspection | 0
EM&V Costs | 0
Budget | 474145.75
Costs recovered from other sources | 0
Budget (plus other costs) | 474145.75
PROGRAM IMPACTS
Program Reductions for Measures installed through 2008
User Entered kW (kW) | 580.096
Net Jul-Sept Peak (kW) | 470.1271
Net Dec-Feb Peak (kW) | 301.1315
Net NCP (kW) | 401.7904
Net CEC (kW) | 0
Annual Net kWh | 2452590.6653
Lifecycle Net kWh | 25305573.0952
Annual Net Therms | 726.8749
Lifecycle Net Therms | 12114.8248
Cost Effectiveness for all measures installed through 2012
TRC
Costs | 811148.146
Electric Benefits | 1745754.3522
Gas Benefits | 7169.741
Net Benefits (NPV) | 941775.9473
BC Ratio | 2.161
PAC
Costs | 427591.1994
Electric Benefits | 1745754.3522
Gas Benefits | 7169.741
Net Benefits (NPV) | 1325332.8939
BC Ratio | 4.0995
Levelized Cost
Levelized Cost TRC ($/kWh )
Discounted kWh | 16417336.3362
Cost | 0.038052
Benefits | 0.10634
Benefit-Cost | 0.068284
Levelized Cost PAC ($/kWh)
Discounted kWh | 16417336.3362
Cost | 0.025954
Benefits | 0.10634
Benefit-Cost | 0.080382
Levelized Cost TRC ($/therm)
Discounted Therms | 7633.8177
Cost | 24.4223
Benefits | 0.93921
Benefit-Cost | -23.4831
Levelized Cost PAC ($/therm)
Discounted Therms | 7633.8177
Cost | 0.19538
Benefits | 0.93921
Benefit-Cost | 0.74383
Emission Annual Reductions (2006-2008) |  | Energy Division File sheet "Attachment II" Total Electricity and Gas Emission Reductions
Electric Annual CO2 (tons) - 2006 | 1019.6764 |  | 2006 | 2007 | 2008 | 2009 | 2010 | 2011 | 2012
2007 | 0 |  | Total | Total | Total | Total | Total | Total | Total
2008 | 389.7563 | Annual CO2 Emission Reductions (tons) | 1027.2741 | 0 | 386.4108 | 0 | 0 | 0 | 0
Electric Lifecycle CO2 (tons) - 2006 | 10939.4407 | Lifecycle CO2 Emission Reductions (tons) | 11045.436 | 0 | 3583.7333 | 0 | 0 | 0 | 0
2007 | 0 | Annual NOx Emission Reductions (tons) | 0.14422 | 0 | 0.050369 | 0 | 0 | 0 | 0
2008 | 3618.8569 | Lifecycle NOx Emission Reductions (tons) | 1.5683 | 0 | 0.46462 | 0 | 0 | 0 | 0
Electric Annual NOX (tons) - 2006 | 0.13825 | Annual SO2 Emission Reductions (tons)
2007 | 0 | Lifecycle SO2 Emission Reductions (tons)
2008 | 0.052999
Electric Lifecycle NOX (tons) - 2006 | 1.4849
2007 | 0
2008 | 0.49224
Electric Annual SO2 (lbs) - 2006
2007
2008
Electric Lifecycle SO2 (lbs) - 2006
2007
2008
Gas Annual CO2 (tons) - 2006 | 7.5977
2007 | 0
2008 | -3.3455
Gas Lifecycle CO2 (tons) - 2006 | 105.9953
2007 | 0
2008 | -35.1236
Gas Annual NOX (tons) - 2006 | 0.0059743
2007 | 0
2008 | -0.0026307
Gas Lifecycle NOX (tons) - 2006 | 0.083347
2007 | 0
2008 | -0.027619
Gas Annual SO2 (lbs) - 2006
2007
2008
Gas Lifecycle SO2 (lbs) - 2006
2007
2008
Data below not currently used in Energy Division workbook
Levelized Cost RIM ($/therm)
Discounted Therms | 7633.8177
Cost | 0.2291
Benefits | 0.93921
Benefit-Cost | 0.71011
Levelized Cost RIM ($/kWh)
Discounted kWh | 16417336.3362
Cost | 0.025939
Benefits | 0.10634
Benefit-Cost | 0.71011
RIM
Costs | 427591.1994
Electric Benefits | 1745754.3522
Gas Benefits | 7169.741
Net Benefits (NPV) | 1325332.8939
BC Ratio | 4.0995
Impacts for all programs installed trhough 2012
Net July-Sept Peak (kW)
Clothes Dryer | 0
Clothes Washer | 0
Consumer Electronics | 0
Cooking | 0
Dishwasher | 0
Net Dec-Feb Pk (kW)
Clothes Dryer | 0
Clothes Washer | 0
Consumer Electronics | 0
Cooking | 0
Dishwasher | 0
0
Clothes Dryer | 0
Clothes Washer | 0
Consumer Electronics | 0
Cooking | 0
Dishwasher | 0
Annual Net kWh
Clothes Dryer | 0
Clothes Washer | 0
Consumer Electronics | 0
Cooking | 0
Dishwasher | 0
Lifecycle Net kWh
Clothes Dryer | 0
Clothes Washer | 0
Consumer Electronics | 0
Cooking | 0
Dishwasher | 0
Annual Net Therms
Clothes Dryer | 0
Clothes Washer | 0
Consumer Electronics | 0
Cooking | 0
Dishwasher | 0
Lifecycle Net Therms
Clothes Dryer | 0
Clothes Washer | 0
Consumer Electronics | 0
Cooking | 0
Dishwasher | 0

## Output by Measure
0
0
SDG&E | [7 empty] | Levelized Benefits less Costs (TRC) |  |  |  | Levelized Benefits less Costs (PAC) |  |  |  | Benefit Cost Ratios
Net Impacts by Measure | [7 empty] | No Allocated Admin |  | w/ Allocated Admin |  | No Allocated Admin |  | w/ Allocated Admin |  | No Allocated Admin |  | w/ Allocated Admin
| Net Avg Jul-Sep (kW) | Net Dec-Feb Pk (kW) | Net User Entered kW | Annual kWh adj for Net to gross | Lifecycle kWh (Annual * Measure Life) | Annual Therms | Lifecycle Therms | Electric ($/kWh) | Gas ($/Th) | Electric ($/kWh) | Gas ($/Th) | Electric ($/kWh) | Gas ($/Th) | Electric ($/kWh) | Gas ($/Th) | TRC | PAC | TRC | PAC
Total or Average | 470.1271 | 301.1315 | 580.096 | 2452590.6653 | 25305573.0952 | 726.8749 | 12114.8248 | 0.068284 | -23.4831 | 0.068284 | -23.4831 | 0.080382 | 0.74383 | 0.080382 | 0.74383
234330-Premium T8 with T12 40 Watt Baseline - Tr1 | 0.29417 | 0.18969 | 0.29307 | 1485.5079 | 16340.5874 | -2.4328 | -26.7607 | 0.078633 | 0.68253 | 0.078633 | 0.68253 | 0.080149 | 0.69569 | 0.080149 | 0.69569 | 3.7496 | 3.9595 | 3.7496 | 3.9595
234330-Premium T8 with T12 40 Watt Baseline - Tr1 | 0.063466 | 0.036213 | 0.097602 | 315.8384 | 3474.222 | -0.40835 | -4.4919 | 0.04173 | 0.37474 | 0.04173 | 0.37474 | 0.045013 | 0.40422 | 0.045013 | 0.40422 | 1.674 | 1.7677 | 1.674 | 1.7677
234207-Lighting-8 Ft T-8 with Elec Ballast-Tr1 | 0.026315 | 0.015015 | 0.040469 | 130.9574 | 1440.5311 | -0.16932 | -1.8625 | -0.084872 | -0.76216 | -0.084872 | -0.76216 | -0.014196 | -0.12748 | -0.014196 | -0.12748 | 0.5498 | 0.87954 | 0.5498 | 0.87954
234330-Premium T8 with T12 40 Watt Baseline - Tr1 | 0.12221 | 0.078806 | 0.19867 | 617.1514 | 6788.6654 | -1.0107 | -11.1177 | 0.048985 | 0.42519 | 0.048985 | 0.42519 | 0.052073 | 0.45199 | 0.052073 | 0.45199 | 1.841 | 1.9441 | 1.841 | 1.9441
234330-Premium T8 with T12 40 Watt Baseline - Tr1 | 0.17272 | 0.10712 | 0.27877 | 932.9351 | 10262.2861 | -1.2691 | -13.9602 | 0.052735 | 0.46675 | 0.052735 | 0.46675 | 0.055514 | 0.49135 | 0.055514 | 0.49135 | 2.0059 | 2.1182 | 2.0059 | 2.1182
234148-Premium T8 with T12 40 Watt Baseline | 1.711 | 1.1033 | 2.9448 | 8640.2907 | 95043.1975 | -14.15 | -155.6505 | 0.076028 | 0.65992 | 0.076028 | 0.65992 | 0.077683 | 0.67428 | 0.077683 | 0.67428 | 3.4366 | 3.629 | 3.4366 | 3.629
234148-Premium T8 with T12 40 Watt Baseline | 1.3688 | 0.88265 | 2.3559 | 6912.2325 | 76034.558 | -11.32 | -124.5204 | 0.076028 | 0.65992 | 0.076028 | 0.65992 | 0.077683 | 0.67428 | 0.077683 | 0.67428 | 3.4366 | 3.629 | 3.4366 | 3.629
234332-Premium T8 with T12 40 Watt Baseline - Tr3 | 0.21445 | 0.13829 | 0.33561 | 1082.9464 | 11912.4099 | -1.7735 | -19.5087 | 0.041472 | 0.35998 | 0.041472 | 0.35998 | 0.060081 | 0.5215 | 0.060081 | 0.5215 | 1.6307 | 2.2742 | 1.6307 | 2.2742
234305-Lighting-Remove 4 Ft Lamp (De-Lamp) - Tr3 | 0.76271 | 0.49181 | 1.1936 | 3851.5222 | 42366.7447 | -6.3076 | -69.3832 | 0.070409 | 0.61115 | 0.070409 | 0.61115 | 0.095447 | 0.82847 | 0.095447 | 0.82847 | 2.9121 | 9.0994 | 2.9121 | 9.0994
234049-Lighting-LED Exit Sign New Sign | 0.076997 | 0.076497 | 0 | 674.5172 | 10792.2751 | 0 | 0 | 0.075524 | 0 | 0.075524 | 0 | 0.081421 | 0 | 0.081421 | 0 | 4.8796 | 7.0001 | 4.8796 | 7.0001
234332-Premium T8 with T12 40 Watt Baseline - Tr3 | 0.038992 | 0.025143 | 0.06102 | 196.8993 | 2165.8927 | -0.32246 | -3.547 | 0.041996 | 0.36452 | 0.041996 | 0.36452 | 0.073178 | 0.63518 | 0.073178 | 0.63518 | 1.6438 | 3.1489 | 1.6438 | 3.1489
234305-Lighting-Remove 4 Ft Lamp (De-Lamp) - Tr3 | 0.13867 | 0.089421 | 0.21702 | 700.2768 | 7703.0445 | -1.1468 | -12.6151 | 0.070409 | 0.61115 | 0.070409 | 0.61115 | 0.095447 | 0.82847 | 0.095447 | 0.82847 | 2.9121 | 9.0994 | 2.9121 | 9.0994
234331-Premium T8 with T12 40 Watt Baseline - Tr2 | 0.29686 | 0.18562 | 0.46051 | 1535.2043 | 16887.2478 | -0.44646 | -4.9111 | 0.050129 | 0.43855 | 0.050129 | 0.43855 | 0.066051 | 0.57784 | 0.066051 | 0.57784 | 1.891 | 2.6373 | 1.891 | 2.6373
234304-Lighting-Remove 4 Ft Lamp (De-Lamp) - Tr2 | 0.95602 | 0.59779 | 1.4831 | 4944.0833 | 54384.916 | -1.4378 | -15.816 | 0.071419 | 0.6248 | 0.071419 | 0.6248 | 0.090734 | 0.79378 | 0.090734 | 0.79378 | 3.0421 | 6.7946 | 3.0421 | 6.7946
234330-Premium T8 with T12 40 Watt Baseline - Tr1 | 0.68473 | 0.44153 | 1.0446 | 3457.7264 | 38034.9909 | -5.6627 | -62.2892 | 0.0535 | 0.46378 | 0.0535 | 0.46378 | 0.056356 | 0.48854 | 0.056356 | 0.48854 | 1.9931 | 2.1047 | 1.9931 | 2.1047
234330-Premium T8 with T12 40 Watt Baseline - Tr1 | 1.0862 | 0.70039 | 1.0821 | 5484.9524 | 60334.4766 | -8.9826 | -98.8087 | 0.078633 | 0.68253 | 0.078633 | 0.68253 | 0.080149 | 0.69569 | 0.080149 | 0.69569 | 3.7496 | 3.9595 | 3.7496 | 3.9595
234331-Premium T8 with T12 40 Watt Baseline - Tr2 | 0.099227 | 0.063984 | 0.15138 | 501.0769 | 5511.8458 | -0.8206 | -9.0266 | 0.055551 | 0.48218 | 0.055551 | 0.48218 | 0.070175 | 0.60912 | 0.070175 | 0.60912 | 2.0749 | 2.8938 | 2.0749 | 2.8938
234304-Lighting-Remove 4 Ft Lamp (De-Lamp) - Tr2 | 0.31956 | 0.20606 | 0.4875 | 1613.7043 | 17750.7474 | -2.6427 | -29.0701 | 0.075107 | 0.65192 | 0.075107 | 0.65192 | 0.092848 | 0.80592 | 0.092848 | 0.80592 | 3.338 | 7.4555 | 3.338 | 7.4555
234330-Premium T8 with T12 40 Watt Baseline - Tr1 | 0.14415 | 0.092954 | 0.21991 | 727.9424 | 8007.3665 | -1.1921 | -13.1135 | 0.053361 | 0.46317 | 0.053361 | 0.46317 | 0.056217 | 0.48796 | 0.056217 | 0.48796 | 1.9905 | 2.102 | 1.9905 | 2.102
234303-Lighting-Remove 4 Ft Lamp (De-Lamp) - Tr1 | 0.47934 | 0.30909 | 0.73126 | 2420.5565 | 26626.1211 | -3.9641 | -43.6051 | 0.074917 | 0.65028 | 0.074917 | 0.65028 | 0.088054 | 0.76431 | 0.088054 | 0.76431 | 3.3184 | 5.5916 | 3.3184 | 5.5916
234331-Premium T8 with T12 40 Watt Baseline - Tr2 | 0.076451 | 0.043623 | 0.11757 | 380.4611 | 4185.0723 | -0.4919 | -5.4109 | 0.044248 | 0.39735 | 0.044248 | 0.39735 | 0.061057 | 0.5483 | 0.061057 | 0.5483 | 1.7449 | 2.4336 | 1.7449 | 2.4336
234304-Lighting-Remove 4 Ft Lamp (De-Lamp) - Tr2 | 0.24621 | 0.14049 | 0.37864 | 1225.2645 | 13477.9099 | -1.5842 | -17.4258 | 0.066724 | 0.59919 | 0.066724 | 0.59919 | 0.087116 | 0.78231 | 0.087116 | 0.78231 | 2.8071 | 6.2698 | 2.8071 | 6.2698
234331-Premium T8 with T12 40 Watt Baseline - Tr2 | 0.29488 | 0.16826 | 0.45349 | 1467.4929 | 16142.4216 | -1.8973 | -20.8708 | 0.044248 | 0.39735 | 0.044248 | 0.39735 | 0.061057 | 0.5483 | 0.061057 | 0.5483 | 1.7449 | 2.4336 | 1.7449 | 2.4336
234304-Lighting-Remove 4 Ft Lamp (De-Lamp) - Tr2 | 0.94966 | 0.54187 | 1.4605 | 4726.0204 | 51986.2239 | -6.1103 | -67.2137 | 0.066724 | 0.59919 | 0.066724 | 0.59919 | 0.087116 | 0.78231 | 0.087116 | 0.78231 | 2.8071 | 6.2698 | 2.8071 | 6.2698
234331-Premium T8 with T12 40 Watt Baseline - Tr2 | 0.64168 | 0.36614 | 0.97369 | 3193.3529 | 35126.8817 | -4.8418 | -53.2597 | 0.04676 | 0.41253 | 0.04676 | 0.41253 | 0.063383 | 0.55918 | 0.063383 | 0.55918 | 1.796 | 2.5048 | 1.796 | 2.5048
234304-Lighting-Remove 4 Ft Lamp (De-Lamp) - Tr2 | 2.0665 | 1.1791 | 3.1358 | 10284.105 | 113125.1546 | -15.5929 | -171.5215 | 0.068988 | 0.60863 | 0.068988 | 0.60863 | 0.089154 | 0.78654 | 0.089154 | 0.78654 | 2.8893 | 6.4534 | 2.8893 | 6.4534
234331-Premium T8 with T12 40 Watt Baseline - Tr2 | 0.13644 | 0.087978 | 0.20814 | 688.9807 | 7578.7879 | -1.1283 | -12.4116 | 0.055551 | 0.48218 | 0.055551 | 0.48218 | 0.070175 | 0.60912 | 0.070175 | 0.60912 | 2.0749 | 2.8938 | 2.0749 | 2.8938
234304-Lighting-Remove 4 Ft Lamp (De-Lamp) - Tr2 | 0.43939 | 0.28333 | 0.67032 | 2218.8434 | 24407.2777 | -3.6338 | -39.9714 | 0.075107 | 0.65192 | 0.075107 | 0.65192 | 0.092848 | 0.80592 | 0.092848 | 0.80592 | 3.338 | 7.4555 | 3.338 | 7.4555
234331-Premium T8 with T12 40 Watt Baseline - Tr2 | 0.049697 | 0.032046 | 0.085533 | 250.9587 | 2760.5457 | -0.41099 | -4.5209 | 0.042739 | 0.37097 | 0.042739 | 0.37097 | 0.060989 | 0.52938 | 0.060989 | 0.52938 | 1.6627 | 2.3189 | 1.6627 | 2.3189
234304-Lighting-Remove 4 Ft Lamp (De-Lamp) - Tr2 | 0.16005 | 0.1032 | 0.27546 | 808.2056 | 8890.2614 | -1.3236 | -14.5594 | 0.067143 | 0.5828 | 0.067143 | 0.5828 | 0.089283 | 0.77497 | 0.089283 | 0.77497 | 2.6749 | 5.9744 | 2.6749 | 5.9744
234331-Premium T8 with T12 40 Watt Baseline - Tr2 | 0.28679 | 0.18493 | 0.4662 | 1448.2304 | 15930.534 | -2.3717 | -26.0891 | 0.051353 | 0.44574 | 0.051353 | 0.44574 | 0.067166 | 0.58299 | 0.067166 | 0.58299 | 1.919 | 2.6764 | 1.919 | 2.6764
234304-Lighting-Remove 4 Ft Lamp (De-Lamp) - Tr2 | 0.25861 | 0.16676 | 0.42039 | 1305.9161 | 14365.0768 | -2.1387 | -23.5254 | 0.072497 | 0.62927 | 0.072497 | 0.62927 | 0.09168 | 0.79578 | 0.09168 | 0.79578 | 3.0872 | 6.8954 | 3.0872 | 6.8954
234331-Premium T8 with T12 40 Watt Baseline - Tr2 | 0.22607 | 0.14577 | 0.35378 | 1141.5881 | 12557.4692 | -1.8696 | -20.5651 | 0.047686 | 0.41391 | 0.047686 | 0.41391 | 0.064536 | 0.56017 | 0.064536 | 0.56017 | 1.8008 | 2.5116 | 1.8008 | 2.5116
234304-Lighting-Remove 4 Ft Lamp (De-Lamp) - Tr2 | 0.72804 | 0.46946 | 1.1393 | 3676.4531 | 40440.9836 | -6.0209 | -66.2295 | 0.070218 | 0.60949 | 0.070218 | 0.60949 | 0.090659 | 0.78692 | 0.090659 | 0.78692 | 2.8971 | 6.4707 | 2.8971 | 6.4707
234331-Premium T8 with T12 40 Watt Baseline - Tr2 | 0.10765 | 0.069416 | 0.16847 | 543.6134 | 5979.7473 | -0.89027 | -9.7929 | 0.047686 | 0.41391 | 0.047686 | 0.41391 | 0.064536 | 0.56017 | 0.064536 | 0.56017 | 1.8008 | 2.5116 | 1.8008 | 2.5116
234304-Lighting-Remove 4 Ft Lamp (De-Lamp) - Tr2 | 0.34669 | 0.22355 | 0.54254 | 1750.6919 | 19257.6112 | -2.8671 | -31.5378 | 0.070218 | 0.60949 | 0.070218 | 0.60949 | 0.090659 | 0.78692 | 0.090659 | 0.78692 | 2.8971 | 6.4707 | 2.8971 | 6.4707
234331-Premium T8 with T12 40 Watt Baseline - Tr2 | 0.17224 | 0.11107 | 0.26955 | 869.7814 | 9567.5956 | -1.4244 | -15.6687 | 0.047686 | 0.41391 | 0.047686 | 0.41391 | 0.064536 | 0.56017 | 0.064536 | 0.56017 | 1.8008 | 2.5116 | 1.8008 | 2.5116
234304-Lighting-Remove 4 Ft Lamp (De-Lamp) - Tr2 | 0.5547 | 0.35768 | 0.86807 | 2801.1071 | 30812.178 | -4.5873 | -50.4605 | 0.070218 | 0.60949 | 0.070218 | 0.60949 | 0.090659 | 0.78692 | 0.090659 | 0.78692 | 2.8971 | 6.4707 | 2.8971 | 6.4707
234331-Premium T8 with T12 40 Watt Baseline - Tr2 | 0.10765 | 0.069416 | 0.16847 | 543.6134 | 5979.7473 | -0.89027 | -9.7929 | 0.047686 | 0.41391 | 0.047686 | 0.41391 | 0.064536 | 0.56017 | 0.064536 | 0.56017 | 1.8008 | 2.5116 | 1.8008 | 2.5116
234304-Lighting-Remove 4 Ft Lamp (De-Lamp) - Tr2 | 0.34669 | 0.22355 | 0.54254 | 1750.6919 | 19257.6112 | -2.8671 | -31.5378 | 0.070218 | 0.60949 | 0.070218 | 0.60949 | 0.090659 | 0.78692 | 0.090659 | 0.78692 | 2.8971 | 6.4707 | 2.8971 | 6.4707
234331-Premium T8 with T12 40 Watt Baseline - Tr2 | 0.10765 | 0.069416 | 0.16847 | 543.6134 | 5979.7473 | -0.89027 | -9.7929 | 0.047686 | 0.41391 | 0.047686 | 0.41391 | 0.064536 | 0.56017 | 0.064536 | 0.56017 | 1.8008 | 2.5116 | 1.8008 | 2.5116
234304-Lighting-Remove 4 Ft Lamp (De-Lamp) - Tr2 | 0.34669 | 0.22355 | 0.54254 | 1750.6919 | 19257.6112 | -2.8671 | -31.5378 | 0.070218 | 0.60949 | 0.070218 | 0.60949 | 0.090659 | 0.78692 | 0.090659 | 0.78692 | 2.8971 | 6.4707 | 2.8971 | 6.4707
234331-Premium T8 with T12 40 Watt Baseline - Tr2 | 0.079515 | 0.051273 | 0.13685 | 401.5339 | 4416.8731 | -0.65758 | -7.2334 | 0.042739 | 0.37097 | 0.042739 | 0.37097 | 0.060989 | 0.52938 | 0.060989 | 0.52938 | 1.6627 | 2.3189 | 1.6627 | 2.3189
234304-Lighting-Remove 4 Ft Lamp (De-Lamp) - Tr2 | 0.25608 | 0.16512 | 0.44073 | 1293.1289 | 14224.4182 | -2.1177 | -23.2951 | 0.067143 | 0.5828 | 0.067143 | 0.5828 | 0.089283 | 0.77497 | 0.089283 | 0.77497 | 2.6749 | 5.9744 | 2.6749 | 5.9744
234330-Premium T8 with T12 40 Watt Baseline - Tr1 | 0.21623 | 0.13943 | 0.32987 | 1091.9136 | 12011.0498 | -1.7882 | -19.6703 | 0.053334 | 0.46305 | 0.053334 | 0.46305 | 0.05619 | 0.48785 | 0.05619 | 0.48785 | 1.99 | 2.1015 | 1.99 | 2.1015
234330-Premium T8 with T12 40 Watt Baseline - Tr1 | 0.036038 | 0.023238 | 0.054978 | 181.9856 | 2001.8416 | -0.29803 | -3.2784 | 0.053361 | 0.46317 | 0.053361 | 0.46317 | 0.056217 | 0.48796 | 0.056217 | 0.48796 | 1.9905 | 2.102 | 1.9905 | 2.102
234049-Lighting-LED Exit Sign New Sign | 0.076997 | 0.076497 | 0 | 674.5172 | 10792.2751 | 0 | 0 | 0.075524 | 0 | 0.075524 | 0 | 0.081421 | 0 | 0.081421 | 0 | 4.8796 | 7.0001 | 4.8796 | 7.0001
234330-Premium T8 with T12 40 Watt Baseline - Tr1 | 0.055551 | 0.035821 | 0.090303 | 280.5234 | 3085.757 | -0.45941 | -5.0535 | 0.049125 | 0.42585 | 0.049125 | 0.42585 | 0.052213 | 0.45262 | 0.052213 | 0.45262 | 1.8434 | 1.9466 | 1.8434 | 1.9466
234330-Premium T8 with T12 40 Watt Baseline - Tr1 | 0.12013 | 0.077461 | 0.18326 | 606.6187 | 6672.8054 | -0.99345 | -10.9279 | 0.053361 | 0.46317 | 0.053361 | 0.46317 | 0.056217 | 0.48796 | 0.056217 | 0.48796 | 1.9905 | 2.102 | 1.9905 | 2.102
234303-Lighting-Remove 4 Ft Lamp (De-Lamp) - Tr1 | 0.39945 | 0.25757 | 0.60938 | 2017.1304 | 22188.4343 | -3.3034 | -36.3376 | 0.074917 | 0.65028 | 0.074917 | 0.65028 | 0.088054 | 0.76431 | 0.088054 | 0.76431 | 3.3184 | 5.5916 | 3.3184 | 5.5916
234332-Premium T8 with T12 40 Watt Baseline - Tr3 | 0.14961 | 0.096475 | 0.24283 | 755.5198 | 8310.7177 | -1.2373 | -13.6103 | 0.056227 | 0.48805 | 0.056227 | 0.48805 | 0.080607 | 0.69967 | 0.080607 | 0.69967 | 2.1024 | 4.0276 | 2.1024 | 4.0276
234305-Lighting-Remove 4 Ft Lamp (De-Lamp) - Tr3 | 0.53211 | 0.34312 | 0.86363 | 2687.0226 | 29557.2482 | -4.4005 | -48.4054 | 0.078442 | 0.68087 | 0.078442 | 0.68087 | 0.098018 | 0.85079 | 0.098018 | 0.85079 | 3.7247 | 11.6384 | 3.7247 | 11.6384
234331-Premium T8 with T12 40 Watt Baseline - Tr2 | 0.30812 | 0.19868 | 0.53031 | 1555.9439 | 17115.3833 | -2.5481 | -28.0295 | 0.042739 | 0.37097 | 0.042739 | 0.37097 | 0.060989 | 0.52938 | 0.060989 | 0.52938 | 1.6627 | 2.3189 | 1.6627 | 2.3189
234304-Lighting-Remove 4 Ft Lamp (De-Lamp) - Tr2 | 0.99229 | 0.63986 | 1.7078 | 5010.8746 | 55119.6204 | -8.2062 | -90.2684 | 0.067143 | 0.5828 | 0.067143 | 0.5828 | 0.089283 | 0.77497 | 0.089283 | 0.77497 | 2.6749 | 5.9744 | 2.6749 | 5.9744
234331-Premium T8 with T12 40 Watt Baseline - Tr2 | 0.089454 | 0.057682 | 0.15396 | 451.7257 | 4968.9823 | -0.73978 | -8.1376 | 0.042739 | 0.37097 | 0.042739 | 0.37097 | 0.060989 | 0.52938 | 0.060989 | 0.52938 | 1.6627 | 2.3189 | 1.6627 | 2.3189
234304-Lighting-Remove 4 Ft Lamp (De-Lamp) - Tr2 | 0.28808 | 0.18576 | 0.49582 | 1454.77 | 16002.4704 | -2.3825 | -26.207 | 0.067143 | 0.5828 | 0.067143 | 0.5828 | 0.089283 | 0.77497 | 0.089283 | 0.77497 | 2.6749 | 5.9744 | 2.6749 | 5.9744
234126-Refrigeration - Efficient Evap Fan Motor Electronically Commutated Motor (ECM) | 0.064399 | 0.049837 | 0.076056 | 558.5712 | 8378.568 | -0.55336 | -8.3004 | 0.081676 | 0.82439 | 0.081676 | 0.82439 | -0.049255 | -0.49715 | -0.049255 | -0.49715 | 7.8506 | 0.6552 | 7.8506 | 0.6552
234330-Premium T8 with T12 40 Watt Baseline - Tr1 | 0.32321 | 0.20841 | 0.5058 | 1632.1243 | 17953.3671 | -2.6729 | -29.4019 | 0.045302 | 0.39271 | 0.045302 | 0.39271 | 0.048592 | 0.42124 | 0.048592 | 0.42124 | 1.7299 | 1.8267 | 1.7299 | 1.8267
234303-Lighting-Remove 4 Ft Lamp (De-Lamp) - Tr1 | 0.69337 | 0.4471 | 1.0851 | 3501.3839 | 38515.2225 | -5.7342 | -63.0757 | 0.070138 | 0.60801 | 0.070138 | 0.60801 | 0.085274 | 0.73922 | 0.085274 | 0.73922 | 2.8839 | 4.8594 | 2.8839 | 4.8594
234003-A/C - Reflective Window Film Inland | 0.40071 | 0.15986 | 0.18547 | 1231.3728 | 12313.728 | 0 | 0 | 0.091593 | 0 | 0.091593 | 0 | 0.10153 | 0 | 0.10153 | 0 | 4.2229 | 6.4931 | 4.2229 | 6.4931
234331-Premium T8 with T12 40 Watt Baseline - Tr2 | 0.20921 | 0.13491 | 0.27234 | 1056.4919 | 11621.4106 | -1.7302 | -19.0322 | 0.045953 | 0.39887 | 0.045953 | 0.39887 | 0.063294 | 0.54939 | 0.063294 | 0.54939 | 1.7499 | 2.4406 | 1.7499 | 2.4406
234304-Lighting-Remove 4 Ft Lamp (De-Lamp) - Tr2 | 0.67377 | 0.43446 | 0.87706 | 3402.403 | 37426.4326 | -5.5721 | -61.2926 | 0.069141 | 0.60014 | 0.069141 | 0.60014 | 0.090177 | 0.78274 | 0.090177 | 0.78274 | 2.8152 | 6.2878 | 2.8152 | 6.2878
234331-Premium T8 with T12 40 Watt Baseline - Tr2 | 0.16148 | 0.10412 | 0.2527 | 815.4201 | 8969.6209 | -1.3354 | -14.6894 | 0.047686 | 0.41391 | 0.047686 | 0.41391 | 0.064536 | 0.56017 | 0.064536 | 0.56017 | 1.8008 | 2.5116 | 1.8008 | 2.5116
234304-Lighting-Remove 4 Ft Lamp (De-Lamp) - Tr2 | 0.52003 | 0.33533 | 0.81382 | 2626.0379 | 28886.4168 | -4.3006 | -47.3068 | 0.070218 | 0.60949 | 0.070218 | 0.60949 | 0.090659 | 0.78692 | 0.090659 | 0.78692 | 2.8971 | 6.4707 | 2.8971 | 6.4707
234148-Premium T8 with T12 40 Watt Baseline | 0.091157 | 0.052013 | 0.14019 | 453.6432 | 4990.0749 | -0.58652 | -6.4517 | 0.074908 | 0.67268 | 0.074908 | 0.67268 | 0.076432 | 0.68637 | 0.076432 | 0.68637 | 3.6065 | 3.8085 | 3.6065 | 3.8085
234053-Lighting-Remove 4 Ft Lamp (De-Lamp) | 0.14069 | 0.080277 | 0.21636 | 700.1512 | 7701.6628 | -0.90524 | -9.9576 | 0.066504 | 0.59721 | 0.066504 | 0.59721 | 0.081606 | 0.73283 | 0.081606 | 0.73283 | 2.7905 | 4.7024 | 2.7905 | 4.7024
234148-Premium T8 with T12 40 Watt Baseline | 0.091157 | 0.052013 | 0.14019 | 453.6432 | 4990.0749 | -0.58652 | -6.4517 | 0.074908 | 0.67268 | 0.074908 | 0.67268 | 0.076432 | 0.68637 | 0.076432 | 0.68637 | 3.6065 | 3.8085 | 3.6065 | 3.8085
234053-Lighting-Remove 4 Ft Lamp (De-Lamp) | 0.14069 | 0.080277 | 0.21636 | 700.1512 | 7701.6628 | -0.90524 | -9.9576 | 0.066504 | 0.59721 | 0.066504 | 0.59721 | 0.081606 | 0.73283 | 0.081606 | 0.73283 | 2.7905 | 4.7024 | 2.7905 | 4.7024
234331-Premium T8 with T12 40 Watt Baseline - Tr2 | 0.12403 | 0.07998 | 0.18922 | 626.3461 | 6889.8072 | -1.0258 | -11.2833 | 0.055551 | 0.48218 | 0.055551 | 0.48218 | 0.070175 | 0.60912 | 0.070175 | 0.60912 | 2.0749 | 2.8938 | 2.0749 | 2.8938
234304-Lighting-Remove 4 Ft Lamp (De-Lamp) - Tr2 | 0.39945 | 0.25757 | 0.60938 | 2017.1304 | 22188.4343 | -3.3034 | -36.3376 | 0.075107 | 0.65192 | 0.075107 | 0.65192 | 0.092848 | 0.80592 | 0.092848 | 0.80592 | 3.338 | 7.4555 | 3.338 | 7.4555
234330-Premium T8 with T12 40 Watt Baseline - Tr1 | 0.18103 | 0.11673 | 0.18035 | 914.1587 | 10055.7461 | -1.4971 | -16.4681 | 0.078772 | 0.68286 | 0.078772 | 0.68286 | 0.080288 | 0.696 | 0.080288 | 0.696 | 3.7545 | 3.9647 | 3.7545 | 3.9647
234303-Lighting-Remove 4 Ft Lamp (De-Lamp) - Tr1 | 0.60196 | 0.38816 | 0.5997 | 3039.7636 | 33437.3996 | -4.9782 | -54.7598 | 0.090216 | 0.78206 | 0.090216 | 0.78206 | 0.097189 | 0.84251 | 0.097189 | 0.84251 | 6.2591 | 10.5468 | 6.2591 | 10.5468
234330-Premium T8 with T12 40 Watt Baseline - Tr1 | 0.18234 | 0.11758 | 0.16685 | 920.7679 | 10128.4465 | -1.5079 | -16.5872 | 0.061232 | 0.53081 | 0.061232 | 0.53081 | 0.063679 | 0.55201 | 0.063679 | 0.55201 | 2.3272 | 2.4575 | 2.3272 | 2.4575
234303-Lighting-Remove 4 Ft Lamp (De-Lamp) - Tr1 | 0.60631 | 0.39096 | 0.55482 | 3061.7403 | 33679.1432 | -5.0142 | -55.1557 | 0.079694 | 0.69085 | 0.079694 | 0.69085 | 0.090945 | 0.78839 | 0.090945 | 0.78839 | 3.8796 | 6.5373 | 3.8796 | 6.5373
234331-Premium T8 with T12 40 Watt Baseline - Tr2 | 0.18692 | 0.12053 | 0.18621 | 943.8875 | 10382.7622 | -1.5458 | -17.0037 | 0.079935 | 0.69294 | 0.079935 | 0.69294 | 0.087698 | 0.76024 | 0.087698 | 0.76024 | 3.9136 | 5.4582 | 3.9136 | 5.4582
234304-Lighting-Remove 4 Ft Lamp (De-Lamp) - Tr2 | 0.60196 | 0.38816 | 0.5997 | 3039.7636 | 33437.3996 | -4.9782 | -54.7598 | 0.090316 | 0.78293 | 0.090316 | 0.78293 | 0.099734 | 0.86458 | 0.099734 | 0.86458 | 6.2961 | 14.0624 | 6.2961 | 14.0624
234331-Premium T8 with T12 40 Watt Baseline - Tr2 | 0.28915 | 0.18645 | 0.4693 | 1460.1241 | 16061.3653 | -2.3912 | -26.3034 | 0.060815 | 0.52719 | 0.060815 | 0.52719 | 0.073989 | 0.6414 | 0.073989 | 0.6414 | 2.3063 | 3.2166 | 2.3063 | 3.2166
234304-Lighting-Remove 4 Ft Lamp (De-Lamp) - Tr2 | 0.93118 | 0.60045 | 1.5114 | 4702.2895 | 51725.1843 | -7.7009 | -84.7094 | 0.078431 | 0.6799 | 0.078431 | 0.6799 | 0.094413 | 0.81845 | 0.094413 | 0.81845 | 3.7103 | 8.2871 | 3.7103 | 8.2871
234331-Premium T8 with T12 40 Watt Baseline - Tr2 | 0.31602 | 0.20378 | 0.32047 | 1595.8549 | 17554.4034 | -2.6135 | -28.7485 | 0.07086 | 0.61427 | 0.07086 | 0.61427 | 0.081191 | 0.70383 | 0.081191 | 0.70383 | 2.9408 | 4.1015 | 2.9408 | 4.1015
234304-Lighting-Remove 4 Ft Lamp (De-Lamp) - Tr2 | 1.0177 | 0.65627 | 1.032 | 5139.4066 | 56533.4723 | -8.4167 | -92.5838 | 0.084675 | 0.73403 | 0.084675 | 0.73403 | 0.097209 | 0.84268 | 0.097209 | 0.84268 | 4.7311 | 10.567 | 4.7311 | 10.567
234330-Premium T8 with T12 40 Watt Baseline - Tr1 | 0.76882 | 0.49575 | 1.1729 | 3882.3595 | 42705.9547 | -6.3581 | -69.9388 | 0.053361 | 0.46317 | 0.053361 | 0.46317 | 0.056217 | 0.48796 | 0.056217 | 0.48796 | 1.9905 | 2.102 | 1.9905 | 2.102
234303-Lighting-Remove 4 Ft Lamp (De-Lamp) - Tr1 | 2.5565 | 1.6485 | 3.9 | 12909.6345 | 142005.9794 | -21.1419 | -232.5606 | 0.074917 | 0.65028 | 0.074917 | 0.65028 | 0.088054 | 0.76431 | 0.088054 | 0.76431 | 3.3184 | 5.5916 | 3.3184 | 5.5916
234331-Premium T8 with T12 40 Watt Baseline - Tr2 | 0.20653 | 0.13318 | 0.33521 | 1042.9458 | 11472.4038 | -1.708 | -18.7881 | 0.060676 | 0.52666 | 0.060676 | 0.52666 | 0.07385 | 0.64102 | 0.07385 | 0.64102 | 2.3033 | 3.2123 | 2.3033 | 3.2123
234084-Refrigeration -Cooler/Freezer Door Gaskets - Solid Doors: Cooler | 1.8978 | 1.4686 | 1.8814 | 16460.352 | 65841.408 | 0 | 0 | 0.082012 | 0 | 0.082012 | 0 | 0.082012 | 0 | 0.082012 | 0 | 8.4103 | 8.4103 | 8.4103 | 8.4103
234083-Refrigeration -Cooler/Freezer Door Gaskets - Glass Doors | 0.10415 | 0.080596 | 0.10325 | 903.312 | 3613.248 | 0 | 0 | 0.082012 | 0 | 0.082012 | 0 | 0.082012 | 0 | 0.082012 | 0 | 8.4104 | 8.4103 | 8.4104 | 8.4103
234330-Premium T8 with T12 40 Watt Baseline - Tr1 | 0.20852 | 0.13446 | 0.32632 | 1052.9834 | 11582.8175 | -1.7245 | -18.969 | 0.04575 | 0.39711 | 0.04575 | 0.39711 | 0.063147 | 0.54812 | 0.063147 | 0.54812 | 1.7441 | 2.4324 | 1.7441 | 2.4324
234303-Lighting-Remove 4 Ft Lamp (De-Lamp) - Tr1 | 0.69337 | 0.4471 | 1.0851 | 3501.3839 | 38515.2225 | -5.7342 | -63.0757 | 0.07022 | 0.60951 | 0.07022 | 0.60951 | 0.090659 | 0.78692 | 0.090659 | 0.78692 | 2.8973 | 6.4707 | 2.8973 | 6.4707
234330-Premium T8 with T12 40 Watt Baseline - Tr1 | 0.10668 | 0.068791 | 0.17315 | 538.7185 | 5925.9031 | -0.88225 | -9.7047 | 0.058703 | 0.50954 | 0.058703 | 0.50954 | 0.061276 | 0.53187 | 0.061276 | 0.53187 | 2.2097 | 2.3334 | 2.2097 | 2.3334
234303-Lighting-Remove 4 Ft Lamp (De-Lamp) - Tr1 | 0.35474 | 0.22874 | 0.57575 | 1791.3484 | 19704.8321 | -2.9337 | -32.2702 | 0.078122 | 0.67809 | 0.078122 | 0.67809 | 0.089956 | 0.78081 | 0.089956 | 0.78081 | 3.6837 | 6.2072 | 3.6837 | 6.2072
234328-Premium T8 with T12 34Watt Baseline - Tr2 | 0.79339 | 0.5116 | 1.2416 | 4006.4735 | 44071.2081 | -6.5613 | -72.1746 | 0.043302 | 0.37538 | 0.043302 | 0.37538 | 0.075187 | 0.65178 | 0.075187 | 0.65178 | 1.6759 | 3.3362 | 1.6759 | 3.3362
234304-Lighting-Remove 4 Ft Lamp (De-Lamp) - Tr2 | 2.7735 | 1.7884 | 4.3404 | 14005.5354 | 154060.8898 | -22.9366 | -252.3027 | 0.070357 | 0.60991 | 0.070357 | 0.60991 | 0.090798 | 0.78711 | 0.090798 | 0.78711 | 2.9009 | 6.4792 | 2.9009 | 6.4792
234330-Premium T8 with T12 40 Watt Baseline - Tr1 | 0.6336 | 0.40856 | 0.63122 | 3199.5556 | 35195.1114 | -5.2399 | -57.6384 | 0.078772 | 0.68286 | 0.078772 | 0.68286 | 0.080288 | 0.696 | 0.080288 | 0.696 | 3.7545 | 3.9647 | 3.7545 | 3.9647
234330-Premium T8 with T12 40 Watt Baseline - Tr1 | 0.12623 | 0.081399 | 0.11551 | 637.4547 | 7012.0014 | -1.0439 | -11.4834 | 0.061232 | 0.53081 | 0.061232 | 0.53081 | 0.063679 | 0.55201 | 0.063679 | 0.55201 | 2.3272 | 2.4575 | 2.3272 | 2.4575
234303-Lighting-Remove 4 Ft Lamp (De-Lamp) - Tr1 | 0.41975 | 0.27067 | 0.38411 | 2119.6664 | 23316.3299 | -3.4713 | -38.1847 | 0.079694 | 0.69085 | 0.079694 | 0.69085 | 0.090945 | 0.78839 | 0.090945 | 0.78839 | 3.8796 | 6.5373 | 3.8796 | 6.5373
234331-Premium T8 with T12 40 Watt Baseline - Tr2 | 0.32249 | 0.20795 | 0.49197 | 1628.4999 | 17913.4988 | -2.667 | -29.3366 | 0.055551 | 0.48218 | 0.055551 | 0.48218 | 0.070175 | 0.60912 | 0.070175 | 0.60912 | 2.0749 | 2.8938 | 2.0749 | 2.8938
234304-Lighting-Remove 4 Ft Lamp (De-Lamp) - Tr2 | 1.0386 | 0.66969 | 1.5844 | 5244.539 | 57689.9291 | -8.5889 | -94.4777 | 0.075107 | 0.65192 | 0.075107 | 0.65192 | 0.092848 | 0.80592 | 0.092848 | 0.80592 | 3.338 | 7.4555 | 3.338 | 7.4555
234330-Premium T8 with T12 40 Watt Baseline - Tr1 | 0.3168 | 0.20428 | 0.31561 | 1599.7778 | 17597.5557 | -2.6199 | -28.8192 | 0.078633 | 0.68253 | 0.078633 | 0.68253 | 0.080149 | 0.69569 | 0.080149 | 0.69569 | 3.7496 | 3.9595 | 3.7496 | 3.9595
234330-Premium T8 with T12 40 Watt Baseline - Tr1 | 0.10811 | 0.069715 | 0.16493 | 545.9568 | 6005.5249 | -0.8941 | -9.8351 | 0.053361 | 0.46317 | 0.053361 | 0.46317 | 0.056217 | 0.48796 | 0.056217 | 0.48796 | 1.9905 | 2.102 | 1.9905 | 2.102
234303-Lighting-Remove 4 Ft Lamp (De-Lamp) - Tr1 | 0.3595 | 0.23182 | 0.54844 | 1815.4174 | 19969.5909 | -2.9731 | -32.7038 | 0.074917 | 0.65028 | 0.074917 | 0.65028 | 0.088054 | 0.76431 | 0.088054 | 0.76431 | 3.3184 | 5.5916 | 3.3184 | 5.5916
234330-Premium T8 with T12 40 Watt Baseline - Tr1 | 0.25227 | 0.16267 | 0.38485 | 1273.8992 | 14012.8914 | -2.0862 | -22.9487 | 0.053361 | 0.46317 | 0.053361 | 0.46317 | 0.056217 | 0.48796 | 0.056217 | 0.48796 | 1.9905 | 2.102 | 1.9905 | 2.102
234303-Lighting-Remove 4 Ft Lamp (De-Lamp) - Tr1 | 0.83884 | 0.54091 | 1.2797 | 4235.9738 | 46595.712 | -6.9372 | -76.3089 | 0.074917 | 0.65028 | 0.074917 | 0.65028 | 0.088054 | 0.76431 | 0.088054 | 0.76431 | 3.3184 | 5.5916 | 3.3184 | 5.5916
234330-Premium T8 with T12 40 Watt Baseline - Tr1 | 0.12623 | 0.081399 | 0.11551 | 637.4547 | 7012.0014 | -1.0439 | -11.4834 | 0.061093 | 0.53029 | 0.061093 | 0.53029 | 0.063539 | 0.55152 | 0.063539 | 0.55152 | 2.3241 | 2.4543 | 2.3241 | 2.4543
234303-Lighting-Remove 4 Ft Lamp (De-Lamp) - Tr1 | 0.41975 | 0.27067 | 0.38411 | 2119.6664 | 23316.3299 | -3.4713 | -38.1847 | 0.079555 | 0.69054 | 0.079555 | 0.69054 | 0.090807 | 0.7882 | 0.090807 | 0.7882 | 3.8746 | 6.5287 | 3.8746 | 6.5287
234331-Premium T8 with T12 40 Watt Baseline - Tr2 | 0.2409 | 0.15534 | 0.39161 | 1216.5135 | 13381.6486 | -1.9923 | -21.9149 | 0.051353 | 0.44574 | 0.051353 | 0.44574 | 0.067166 | 0.58299 | 0.067166 | 0.58299 | 1.919 | 2.6764 | 1.919 | 2.6764
234304-Lighting-Remove 4 Ft Lamp (De-Lamp) - Tr2 | 0.77582 | 0.50027 | 1.2612 | 3917.7482 | 43095.2304 | -6.416 | -70.5763 | 0.072497 | 0.62927 | 0.072497 | 0.62927 | 0.09168 | 0.79578 | 0.09168 | 0.79578 | 3.0872 | 6.8954 | 3.0872 | 6.8954
234208-Lighting-8 Ft T-8 with Elec Ballast-Tr2 | 0.14886 | 0.095989 | 0.24198 | 751.7114 | 8268.8252 | -1.2311 | -13.5417 | -0.067294 | -0.58411 | -0.067294 | -0.58411 | 0.024896 | 0.21609 | 0.024896 | 0.21609 | 0.61442 | 1.3024 | 0.61442 | 1.3024
234307-Lighting-Remove 8 Ft Lamp (De-Lamp) - Tr2 | 0.97554 | 0.62905 | 1.5858 | 4926.2639 | 54188.903 | -8.0677 | -88.7442 | 0.085902 | 0.74563 | 0.085902 | 0.74563 | 0.094667 | 0.82171 | 0.094667 | 0.82171 | 5.0275 | 8.5349 | 5.0275 | 8.5349
234126-Refrigeration - Efficient Evap Fan Motor Electronically Commutated Motor (ECM) | 0.03864 | 0.029902 | 0.045634 | 335.1427 | 5027.1408 | -0.33201 | -4.9802 | 0.081676 | 0.82439 | 0.081676 | 0.82439 | -0.049255 | -0.49715 | -0.049255 | -0.49715 | 7.8506 | 0.6552 | 7.8506 | 0.6552
234126-Refrigeration - Efficient Evap Fan Motor Electronically Commutated Motor (ECM) | 0.1288 | 0.099675 | 0.15211 | 1117.1424 | 16757.136 | -1.1067 | -16.6007 | 0.081676 | 0.82439 | 0.081676 | 0.82439 | -0.049255 | -0.49715 | -0.049255 | -0.49715 | 7.8506 | 0.6552 | 7.8506 | 0.6552
234331-Premium T8 with T12 40 Watt Baseline - Tr2 | 0.1529 | 0.087245 | 0.23514 | 760.9222 | 8370.1445 | -0.98381 | -10.8219 | 0.044248 | 0.39735 | 0.044248 | 0.39735 | 0.061057 | 0.5483 | 0.061057 | 0.5483 | 1.7449 | 2.4336 | 1.7449 | 2.4336
234304-Lighting-Remove 4 Ft Lamp (De-Lamp) - Tr2 | 0.49242 | 0.28097 | 0.75727 | 2450.5291 | 26955.8198 | -3.1683 | -34.8516 | 0.066724 | 0.59919 | 0.066724 | 0.59919 | 0.087116 | 0.78231 | 0.087116 | 0.78231 | 2.8071 | 6.2698 | 2.8071 | 6.2698
234208-Lighting-8 Ft T-8 with Elec Ballast-Tr2 | 0.088577 | 0.050541 | 0.13622 | 440.8042 | 4848.8464 | -0.56992 | -6.2691 | -0.081875 | -0.73525 | -0.081875 | -0.73525 | 0.016123 | 0.14479 | 0.016123 | 0.14479 | 0.55868 | 1.1842 | 0.55868 | 1.1842
234307-Lighting-Remove 8 Ft Lamp (De-Lamp) - Tr2 | 0.58048 | 0.33122 | 0.8927 | 2888.7655 | 31776.4205 | -3.7349 | -41.0842 | 0.080974 | 0.72716 | 0.080974 | 0.72716 | 0.090292 | 0.81083 | 0.090292 | 0.81083 | 4.5714 | 7.7606 | 4.5714 | 7.7606
234328-Premium T8 with T12 34Watt Baseline - Tr2 | 0.05494 | 0.035427 | 0.094558 | 277.4378 | 3051.8159 | -0.45435 | -4.9979 | 0.03784 | 0.32845 | 0.03784 | 0.32845 | 0.072374 | 0.6282 | 0.072374 | 0.6282 | 1.5453 | 3.0763 | 1.5453 | 3.0763
234304-Lighting-Remove 4 Ft Lamp (De-Lamp) - Tr2 | 0.19206 | 0.12384 | 0.33055 | 969.8467 | 10668.3136 | -1.5883 | -17.4713 | 0.067143 | 0.5828 | 0.067143 | 0.5828 | 0.089283 | 0.77497 | 0.089283 | 0.77497 | 2.6749 | 5.9744 | 2.6749 | 5.9744
234331-Premium T8 with T12 40 Watt Baseline - Tr2 | 0.12619 | 0.081369 | 0.20513 | 637.2214 | 7009.435 | -1.0436 | -11.4792 | 0.051353 | 0.44574 | 0.051353 | 0.44574 | 0.067166 | 0.58299 | 0.067166 | 0.58299 | 1.919 | 2.6764 | 1.919 | 2.6764
234304-Lighting-Remove 4 Ft Lamp (De-Lamp) - Tr2 | 0.40638 | 0.26205 | 0.66061 | 2052.1538 | 22573.6921 | -3.3608 | -36.9685 | 0.072497 | 0.62927 | 0.072497 | 0.62927 | 0.09168 | 0.79578 | 0.09168 | 0.79578 | 3.0872 | 6.8954 | 3.0872 | 6.8954
234332-Premium T8 with T12 40 Watt Baseline - Tr3 | 0.23395 | 0.15086 | 0.36612 | 1181.396 | 12995.3562 | -1.9348 | -21.2823 | 0.041996 | 0.36452 | 0.041996 | 0.36452 | 0.073178 | 0.63518 | 0.073178 | 0.63518 | 1.6438 | 3.1489 | 1.6438 | 3.1489
234305-Lighting-Remove 4 Ft Lamp (De-Lamp) - Tr3 | 0.83205 | 0.53652 | 1.3021 | 4201.6606 | 46218.267 | -6.881 | -75.6908 | 0.070409 | 0.61115 | 0.070409 | 0.61115 | 0.095447 | 0.82847 | 0.095447 | 0.82847 | 2.9121 | 9.0994 | 2.9121 | 9.0994
234331-Premium T8 with T12 40 Watt Baseline - Tr2 | 0.19879 | 0.12818 | 0.34213 | 1003.8348 | 11042.1828 | -1.644 | -18.0836 | 0.042739 | 0.37097 | 0.042739 | 0.37097 | 0.060989 | 0.52938 | 0.060989 | 0.52938 | 1.6627 | 2.3189 | 1.6627 | 2.3189
234307-Lighting-Remove 8 Ft Lamp (De-Lamp) - Tr2 | 0.52827 | 0.34064 | 0.90921 | 2667.6712 | 29344.3834 | -4.3688 | -48.0568 | 0.082614 | 0.71709 | 0.082614 | 0.71709 | 0.092731 | 0.8049 | 0.092731 | 0.8049 | 4.356 | 7.395 | 4.356 | 7.395
234084-Refrigeration -Cooler/Freezer Door Gaskets - Solid Doors: Cooler | 0.21986 | 0.17015 | 0.21797 | 1906.992 | 7627.968 | 0 | 0 | 0.082122 | 0 | 0.082122 | 0 | 0.082122 | 0 | 0.082122 | 0 | 8.4202 | 8.4202 | 8.4202 | 8.4202
234331-Premium T8 with T12 40 Watt Baseline - Tr2 | 0.22607 | 0.14577 | 0.35378 | 1141.5881 | 12557.4692 | -1.8696 | -20.5651 | 0.047116 | 0.40897 | 0.047116 | 0.40897 | 0.050304 | 0.43664 | 0.050304 | 0.43664 | 1.7838 | 1.8837 | 1.7838 | 1.8837
234304-Lighting-Remove 4 Ft Lamp (De-Lamp) - Tr2 | 0.034669 | 0.022355 | 0.054254 | 175.0692 | 1925.7611 | -0.28671 | -3.1538 | 0.070218 | 0.60949 | 0.070218 | 0.60949 | 0.090659 | 0.78692 | 0.090659 | 0.78692 | 2.8971 | 6.4707 | 2.8971 | 6.4707
234331-Premium T8 with T12 40 Watt Baseline - Tr2 | 0.27287 | 0.17596 | 0.41629 | 1377.9614 | 15157.5759 | -2.2567 | -24.8233 | 0.055551 | 0.48218 | 0.055551 | 0.48218 | 0.070175 | 0.60912 | 0.070175 | 0.60912 | 2.0749 | 2.8938 | 2.0749 | 2.8938
234331-Premium T8 with T12 40 Watt Baseline - Tr2 | 0.16148 | 0.10412 | 0.2527 | 815.4201 | 8969.6209 | -1.3354 | -14.6894 | 0.047686 | 0.41391 | 0.047686 | 0.41391 | 0.064536 | 0.56017 | 0.064536 | 0.56017 | 1.8008 | 2.5116 | 1.8008 | 2.5116
234304-Lighting-Remove 4 Ft Lamp (De-Lamp) - Tr2 | 0.52003 | 0.33533 | 0.81382 | 2626.0379 | 28886.4168 | -4.3006 | -47.3068 | 0.070218 | 0.60949 | 0.070218 | 0.60949 | 0.090659 | 0.78692 | 0.090659 | 0.78692 | 2.8971 | 6.4707 | 2.8971 | 6.4707
234331-Premium T8 with T12 40 Watt Baseline - Tr2 | 0.055075 | 0.035514 | 0.08939 | 278.1189 | 3059.3077 | -0.45547 | -5.0102 | 0.060676 | 0.52666 | 0.060676 | 0.52666 | 0.07385 | 0.64102 | 0.07385 | 0.64102 | 2.3033 | 3.2123 | 2.3033 | 3.2123
234304-Lighting-Remove 4 Ft Lamp (De-Lamp) - Tr2 | 0.17737 | 0.11437 | 0.28788 | 895.6742 | 9852.4161 | -1.4668 | -16.1351 | 0.078292 | 0.67958 | 0.078292 | 0.67958 | 0.094275 | 0.8183 | 0.094275 | 0.8183 | 3.7054 | 8.2762 | 3.7054 | 8.2762
234331-Premium T8 with T12 40 Watt Baseline - Tr2 | 0.16523 | 0.10654 | 0.26817 | 834.3566 | 9177.923 | -1.3664 | -15.0305 | 0.060676 | 0.52666 | 0.060676 | 0.52666 | 0.07385 | 0.64102 | 0.07385 | 0.64102 | 2.3033 | 3.2123 | 2.3033 | 3.2123
234304-Lighting-Remove 4 Ft Lamp (De-Lamp) - Tr2 | 0.53211 | 0.34312 | 0.86363 | 2687.0226 | 29557.2482 | -4.4005 | -48.4054 | 0.078292 | 0.67958 | 0.078292 | 0.67958 | 0.094275 | 0.8183 | 0.094275 | 0.8183 | 3.7054 | 8.2762 | 3.7054 | 8.2762
234332-Premium T8 with T12 40 Watt Baseline - Tr3 | 0.10723 | 0.069143 | 0.1678 | 541.4732 | 5956.2049 | -0.88676 | -9.7544 | 0.041996 | 0.36452 | 0.041996 | 0.36452 | 0.073178 | 0.63518 | 0.073178 | 0.63518 | 1.6438 | 3.1489 | 1.6438 | 3.1489
234305-Lighting-Remove 4 Ft Lamp (De-Lamp) - Tr3 | 0.38135 | 0.24591 | 0.5968 | 1925.7611 | 21183.3724 | -3.1538 | -34.6916 | 0.070409 | 0.61115 | 0.070409 | 0.61115 | 0.095447 | 0.82847 | 0.095447 | 0.82847 | 2.9121 | 9.0994 | 2.9121 | 9.0994
234003-A/C - Reflective Window Film Inland | 1.7173 | 0.68511 | 0.79488 | 5277.312 | 52773.12 | 0 | 0 | 0.090742 | 0 | 0.090742 | 0 | 0.10068 | 0 | 0.10068 | 0 | 4.193 | 6.4471 | 4.193 | 6.4471
234331-Premium T8 with T12 40 Watt Baseline - Tr2 | 0.08612 | 0.055533 | 0.13477 | 434.8907 | 4783.7978 | -0.71221 | -7.8343 | 0.047686 | 0.41391 | 0.047686 | 0.41391 | 0.064536 | 0.56017 | 0.064536 | 0.56017 | 1.8008 | 2.5116 | 1.8008 | 2.5116
234304-Lighting-Remove 4 Ft Lamp (De-Lamp) - Tr2 | 0.27735 | 0.17884 | 0.43404 | 1400.5535 | 15406.089 | -2.2937 | -25.2303 | 0.070218 | 0.60949 | 0.070218 | 0.60949 | 0.090659 | 0.78692 | 0.090659 | 0.78692 | 2.8971 | 6.4707 | 2.8971 | 6.4707
234330-Premium T8 with T12 40 Watt Baseline - Tr1 | 1.0099 | 0.65119 | 0.92411 | 5099.6374 | 56096.0114 | -8.3516 | -91.8674 | 0.061093 | 0.53029 | 0.061093 | 0.53029 | 0.063539 | 0.55152 | 0.063539 | 0.55152 | 2.3241 | 2.4543 | 2.3241 | 2.4543
234303-Lighting-Remove 4 Ft Lamp (De-Lamp) - Tr1 | 3.358 | 2.1653 | 3.0729 | 16957.3309 | 186530.6395 | -27.7707 | -305.4778 | 0.079555 | 0.69054 | 0.079555 | 0.69054 | 0.090807 | 0.7882 | 0.090807 | 0.7882 | 3.8746 | 6.5287 | 3.8746 | 6.5287
234330-Premium T8 with T12 40 Watt Baseline - Tr1 | 0.43246 | 0.27886 | 0.65974 | 2183.8272 | 24022.0995 | -3.5764 | -39.3406 | 0.053361 | 0.46317 | 0.053361 | 0.46317 | 0.056217 | 0.48796 | 0.056217 | 0.48796 | 1.9905 | 2.102 | 1.9905 | 2.102
234303-Lighting-Remove 4 Ft Lamp (De-Lamp) - Tr1 | 0.15978 | 0.10303 | 0.24375 | 806.8522 | 8875.3737 | -1.3214 | -14.535 | 0.074917 | 0.65028 | 0.074917 | 0.65028 | 0.088054 | 0.76431 | 0.088054 | 0.76431 | 3.3184 | 5.5916 | 3.3184 | 5.5916
234330-Premium T8 with T12 40 Watt Baseline - Tr1 | 0.24025 | 0.15492 | 0.36652 | 1213.2373 | 13345.6108 | -1.9869 | -21.8559 | 0.053871 | 0.4676 | 0.053871 | 0.4676 | 0.06897 | 0.59866 | 0.06897 | 0.59866 | 2.0096 | 2.8026 | 2.0096 | 2.8026
234303-Lighting-Remove 4 Ft Lamp (De-Lamp) - Tr1 | 0.31956 | 0.20606 | 0.4875 | 1613.7043 | 17750.7474 | -2.6427 | -29.0701 | 0.075109 | 0.65194 | 0.075109 | 0.65194 | 0.092848 | 0.80592 | 0.092848 | 0.80592 | 3.3382 | 7.4555 | 3.3382 | 7.4555
234331-Premium T8 with T12 40 Watt Baseline - Tr2 | 0.28244 | 0.18212 | 0.36766 | 1426.264 | 15688.9043 | -2.3358 | -25.6934 | 0.045953 | 0.39887 | 0.045953 | 0.39887 | 0.063294 | 0.54939 | 0.063294 | 0.54939 | 1.7499 | 2.4406 | 1.7499 | 2.4406
234304-Lighting-Remove 4 Ft Lamp (De-Lamp) - Tr2 | 0.90959 | 0.58653 | 1.184 | 4593.244 | 50525.684 | -7.5223 | -82.745 | 0.069141 | 0.60014 | 0.069141 | 0.60014 | 0.090177 | 0.78274 | 0.090177 | 0.78274 | 2.8152 | 6.2878 | 2.8152 | 6.2878
234083-Refrigeration -Cooler/Freezer Door Gaskets - Glass Doors | 3.2517 | 2.5164 | 3.2236 | 28203.408 | 112813.632 | 0 | 0 | 0.082012 | 0 | 0.082012 | 0 | 0.082012 | 0 | 0.082012 | 0 | 8.4104 | 8.4103 | 8.4104 | 8.4103
234116-Refrigeration -Cooler/Freezer Door Gaskets - Solid Doors: Freezer | 0.27772 | 0.21492 | 0.27533 | 2408.832 | 9635.328 | 0 | 0 | 0.082012 | 0 | 0.082012 | 0 | 0.082012 | 0 | 0.082012 | 0 | 8.4103 | 8.4103 | 8.4103 | 8.4103
234330-Premium T8 with T12 40 Watt Baseline - Tr1 | 0.22213 | 0.12675 | 0.34161 | 1105.4343 | 12159.7769 | -1.4292 | -15.7215 | 0.04173 | 0.37474 | 0.04173 | 0.37474 | 0.045013 | 0.40422 | 0.045013 | 0.40422 | 1.674 | 1.7677 | 1.674 | 1.7677
234303-Lighting-Remove 4 Ft Lamp (De-Lamp) - Tr1 | 0.73863 | 0.42146 | 1.1359 | 3675.7936 | 40433.7297 | -4.7525 | -52.2773 | 0.066507 | 0.59724 | 0.066507 | 0.59724 | 0.081606 | 0.73283 | 0.081606 | 0.73283 | 2.7907 | 4.7024 | 2.7907 | 4.7024
234331-Premium T8 with T12 40 Watt Baseline - Tr2 | 0.2476 | 0.15966 | 0.38747 | 1250.3108 | 13753.4187 | -2.0476 | -22.5237 | 0.047686 | 0.41391 | 0.047686 | 0.41391 | 0.064536 | 0.56017 | 0.064536 | 0.56017 | 1.8008 | 2.5116 | 1.8008 | 2.5116
234304-Lighting-Remove 4 Ft Lamp (De-Lamp) - Tr2 | 0.79738 | 0.51417 | 1.2479 | 4026.5914 | 44292.5058 | -6.5943 | -72.537 | 0.070218 | 0.60949 | 0.070218 | 0.60949 | 0.090659 | 0.78692 | 0.090659 | 0.78692 | 2.8971 | 6.4707 | 2.8971 | 6.4707
234331-Premium T8 with T12 40 Watt Baseline - Tr2 | 0.10922 | 0.062318 | 0.16796 | 543.5159 | 5978.6747 | -0.70272 | -7.7299 | 0.044248 | 0.39735 | 0.044248 | 0.39735 | 0.061057 | 0.5483 | 0.061057 | 0.5483 | 1.7449 | 2.4336 | 1.7449 | 2.4336
234304-Lighting-Remove 4 Ft Lamp (De-Lamp) - Tr2 | 0.15828 | 0.090312 | 0.24341 | 787.6701 | 8664.3706 | -1.0184 | -11.2023 | 0.066724 | 0.59919 | 0.066724 | 0.59919 | 0.087116 | 0.78231 | 0.087116 | 0.78231 | 2.8071 | 6.2698 | 2.8071 | 6.2698
234208-Lighting-8 Ft T-8 with Elec Ballast-Tr2 | 0.017715 | 0.010108 | 0.027244 | 88.1608 | 969.7693 | -0.11398 | -1.2538 | -0.081875 | -0.73525 | -0.081875 | -0.73525 | 0.016123 | 0.14479 | 0.016123 | 0.14479 | 0.55868 | 1.1842 | 0.55868 | 1.1842
234331-Premium T8 with T12 40 Watt Baseline - Tr2 | 0.44652 | 0.28793 | 0.68119 | 2254.846 | 24803.306 | -3.6927 | -40.6199 | 0.055551 | 0.48218 | 0.055551 | 0.48218 | 0.070175 | 0.60912 | 0.070175 | 0.60912 | 2.0749 | 2.8938 | 2.0749 | 2.8938
234304-Lighting-Remove 4 Ft Lamp (De-Lamp) - Tr2 | 0.07989 | 0.051515 | 0.12188 | 403.4261 | 4437.6869 | -0.66068 | -7.2675 | 0.075107 | 0.65192 | 0.075107 | 0.65192 | 0.092848 | 0.80592 | 0.092848 | 0.80592 | 3.338 | 7.4555 | 3.338 | 7.4555
234330-Premium T8 with T12 40 Watt Baseline - Tr1 | 0.24025 | 0.15492 | 0.36652 | 1213.2373 | 13345.6108 | -1.9869 | -21.8559 | 0.053871 | 0.4676 | 0.053871 | 0.4676 | 0.06897 | 0.59866 | 0.06897 | 0.59866 | 2.0096 | 2.8026 | 2.0096 | 2.8026
234331-Premium T8 with T12 40 Watt Baseline - Tr2 | 0.7318 | 0.47188 | 1.1164 | 3695.4421 | 40649.8626 | -6.052 | -66.5715 | 0.055551 | 0.48218 | 0.055551 | 0.48218 | 0.070175 | 0.60912 | 0.070175 | 0.60912 | 2.0749 | 2.8938 | 2.0749 | 2.8938
234304-Lighting-Remove 4 Ft Lamp (De-Lamp) - Tr2 | 0.11983 | 0.077272 | 0.18281 | 605.1391 | 6656.5303 | -0.99103 | -10.9013 | 0.075107 | 0.65192 | 0.075107 | 0.65192 | 0.092848 | 0.80592 | 0.092848 | 0.80592 | 3.338 | 7.4555 | 3.338 | 7.4555
234330-Premium T8 with T12 40 Watt Baseline - Tr1 | 1.3962 | 0.79669 | 2.1472 | 6948.4439 | 76432.8834 | -8.9837 | -98.8212 | 0.04173 | 0.37474 | 0.04173 | 0.37474 | 0.045013 | 0.40422 | 0.045013 | 0.40422 | 1.674 | 1.7677 | 1.674 | 1.7677
234303-Lighting-Remove 4 Ft Lamp (De-Lamp) - Tr1 | 4.6428 | 2.6491 | 7.14 | 23104.9884 | 254154.8723 | -29.8728 | -328.6005 | 0.066507 | 0.59724 | 0.066507 | 0.59724 | 0.081606 | 0.73283 | 0.081606 | 0.73283 | 2.7907 | 4.7024 | 2.7907 | 4.7024
234330-Premium T8 with T12 40 Watt Baseline - Tr1 | 0.26065 | 0.16807 | 0.4079 | 1316.2293 | 14478.5219 | -2.1556 | -23.7112 | 0.045302 | 0.39271 | 0.045302 | 0.39271 | 0.048592 | 0.42124 | 0.048592 | 0.42124 | 1.7299 | 1.8267 | 1.7299 | 1.8267
234303-Lighting-Remove 4 Ft Lamp (De-Lamp) - Tr1 | 0.86671 | 0.55888 | 1.3564 | 4376.7298 | 48144.0281 | -7.1677 | -78.8446 | 0.070138 | 0.60801 | 0.070138 | 0.60801 | 0.085274 | 0.73922 | 0.085274 | 0.73922 | 2.8839 | 4.8594 | 2.8839 | 4.8594
234331-Premium T8 with T12 40 Watt Baseline - Tr2 | 0.29066 | 0.18742 | 0.45486 | 1467.7561 | 16145.3176 | -2.4037 | -26.4409 | 0.047825 | 0.41459 | 0.047825 | 0.41459 | 0.064675 | 0.56065 | 0.064675 | 0.56065 | 1.8032 | 2.5148 | 1.8032 | 2.5148
234304-Lighting-Remove 4 Ft Lamp (De-Lamp) - Tr2 | 0.93605 | 0.60359 | 1.4649 | 4726.8682 | 51995.5503 | -7.7411 | -85.1522 | 0.070357 | 0.60991 | 0.070357 | 0.60991 | 0.090798 | 0.78711 | 0.090798 | 0.78711 | 2.9009 | 6.4792 | 2.9009 | 6.4792
234331-Premium T8 with T12 40 Watt Baseline - Tr2 | 0.27287 | 0.17596 | 0.41629 | 1377.9614 | 15157.5759 | -2.2567 | -24.8233 | 0.055551 | 0.48218 | 0.055551 | 0.48218 | 0.070175 | 0.60912 | 0.070175 | 0.60912 | 2.0749 | 2.8938 | 2.0749 | 2.8938
234304-Lighting-Remove 4 Ft Lamp (De-Lamp) - Tr2 | 0.87879 | 0.56666 | 1.3406 | 4437.6869 | 48814.5554 | -7.2675 | -79.9427 | 0.075107 | 0.65192 | 0.075107 | 0.65192 | 0.092848 | 0.80592 | 0.092848 | 0.80592 | 3.338 | 7.4555 | 3.338 | 7.4555
234330-Premium T8 with T12 40 Watt Baseline - Tr1 | 0.26665 | 0.17194 | 0.43346 | 1346.5121 | 14811.6335 | -2.2052 | -24.2567 | 0.048985 | 0.42519 | 0.048985 | 0.42519 | 0.052073 | 0.45199 | 0.052073 | 0.45199 | 1.841 | 1.9441 | 1.841 | 1.9441
234303-Lighting-Remove 4 Ft Lamp (De-Lamp) - Tr1 | 0.88665 | 0.57174 | 1.4413 | 4477.4265 | 49251.6919 | -7.3326 | -80.6586 | 0.072292 | 0.6275 | 0.072292 | 0.6275 | 0.086496 | 0.75079 | 0.086496 | 0.75079 | 3.0691 | 5.1715 | 3.0691 | 5.1715
234331-Premium T8 with T12 40 Watt Baseline - Tr2 | 0.19914 | 0.11363 | 0.30218 | 991.0406 | 10901.4461 | -1.5026 | -16.5289 | 0.04676 | 0.41253 | 0.04676 | 0.41253 | 0.063383 | 0.55918 | 0.063383 | 0.55918 | 1.796 | 2.5048 | 1.796 | 2.5048
234304-Lighting-Remove 4 Ft Lamp (De-Lamp) - Tr2 | 0.32067 | 0.18297 | 0.48658 | 1595.8094 | 17553.9033 | -2.4196 | -26.6154 | 0.068988 | 0.60863 | 0.068988 | 0.60863 | 0.089154 | 0.78654 | 0.089154 | 0.78654 | 2.8893 | 6.4534 | 2.8893 | 6.4534
234332-Premium T8 with T12 40 Watt Baseline - Tr3 | 0.6336 | 0.40856 | 0.8168 | 3199.55 | 35195.0504 | -5.2398 | -57.6383 | 0.046009 | 0.39936 | 0.046009 | 0.39936 | 0.075273 | 0.65337 | 0.075273 | 0.65337 | 1.7515 | 3.3554 | 1.7515 | 3.3554
234308-Lighting-Remove 8 Ft Lamp (De-Lamp) - Tr3 | 1.7071 | 1.1008 | 2.2006 | 8620.313 | 94823.443 | -14.1173 | -155.2906 | 0.086039 | 0.74682 | 0.086039 | 0.74682 | 0.098226 | 0.8526 | 0.098226 | 0.8526 | 5.06 | 11.9083 | 5.06 | 11.9083
234330-Premium T8 with T12 40 Watt Baseline - Tr1 | 0.12221 | 0.078806 | 0.19867 | 617.1514 | 6788.6654 | -1.0107 | -11.1177 | 0.049125 | 0.42585 | 0.049125 | 0.42585 | 0.052213 | 0.45262 | 0.052213 | 0.45262 | 1.8434 | 1.9466 | 1.8434 | 1.9466
234303-Lighting-Remove 4 Ft Lamp (De-Lamp) - Tr1 | 0.40638 | 0.26205 | 0.66061 | 2052.1538 | 22573.6921 | -3.3608 | -36.9685 | 0.072432 | 0.62789 | 0.072432 | 0.62789 | 0.086635 | 0.75102 | 0.086635 | 0.75102 | 3.0731 | 5.1783 | 3.0731 | 5.1783
234331-Premium T8 with T12 40 Watt Baseline - Tr2 | 0.4406 | 0.28411 | 0.71512 | 2224.951 | 24474.4614 | -3.6438 | -40.0814 | 0.060815 | 0.52719 | 0.060815 | 0.52719 | 0.073989 | 0.6414 | 0.073989 | 0.6414 | 2.3063 | 3.2166 | 2.3063 | 3.2166
234304-Lighting-Remove 4 Ft Lamp (De-Lamp) - Tr2 | 1.1972 | 0.77201 | 1.9432 | 6045.8008 | 66503.8084 | -9.9011 | -108.9121 | 0.078431 | 0.6799 | 0.078431 | 0.6799 | 0.094413 | 0.81845 | 0.094413 | 0.81845 | 3.7103 | 8.2871 | 3.7103 | 8.2871
234330-Premium T8 with T12 40 Watt Baseline - Tr1 | 0.30857 | 0.19897 | 0.28237 | 1558.2225 | 17140.4479 | -2.5519 | -28.0706 | 0.061093 | 0.53029 | 0.061093 | 0.53029 | 0.063539 | 0.55152 | 0.063539 | 0.55152 | 2.3241 | 2.4543 | 2.3241 | 2.4543
234303-Lighting-Remove 4 Ft Lamp (De-Lamp) - Tr1 | 1.0261 | 0.66163 | 0.93893 | 5181.4067 | 56995.4732 | -8.4855 | -93.3404 | 0.079555 | 0.69054 | 0.079555 | 0.69054 | 0.090807 | 0.7882 | 0.090807 | 0.7882 | 3.8746 | 6.5287 | 3.8746 | 6.5287
234330-Premium T8 with T12 40 Watt Baseline - Tr1 | 0.12511 | 0.080676 | 0.19579 | 631.79 | 6949.6905 | -1.0347 | -11.3814 | 0.045162 | 0.39201 | 0.045162 | 0.39201 | 0.048453 | 0.42057 | 0.048453 | 0.42057 | 1.7276 | 1.8243 | 1.7276 | 1.8243
234303-Lighting-Remove 4 Ft Lamp (De-Lamp) - Tr1 | 0.41602 | 0.26826 | 0.65105 | 2100.8303 | 23109.1335 | -3.4405 | -37.8454 | 0.069999 | 0.60759 | 0.069999 | 0.60759 | 0.085135 | 0.73897 | 0.085135 | 0.73897 | 2.8801 | 4.853 | 2.8801 | 4.853
234331-Premium T8 with T12 40 Watt Baseline - Tr2 | 0.28528 | 0.18395 | 0.43521 | 1440.5961 | 15846.5566 | -2.3592 | -25.9516 | 0.05569 | 0.48277 | 0.05569 | 0.48277 | 0.070315 | 0.60954 | 0.070315 | 0.60954 | 2.0776 | 2.8976 | 2.0776 | 2.8976
234304-Lighting-Remove 4 Ft Lamp (De-Lamp) - Tr2 | 0.11983 | 0.077272 | 0.18281 | 605.1391 | 6656.5303 | -0.99103 | -10.9013 | 0.075246 | 0.65229 | 0.075246 | 0.65229 | 0.092987 | 0.80608 | 0.092987 | 0.80608 | 3.3424 | 7.4652 | 3.3424 | 7.4652
234307-Lighting-Remove 8 Ft Lamp (De-Lamp) - Tr2 | 0.65924 | 0.42509 | 1.0057 | 3329.0049 | 36619.0541 | -5.4519 | -59.9704 | 0.087644 | 0.75976 | 0.087644 | 0.75976 | 0.09575 | 0.83003 | 0.09575 | 0.83003 | 5.443 | 9.2403 | 5.443 | 9.2403
234330-Premium T8 with T12 40 Watt Baseline - Tr1 | 0.10426 | 0.06723 | 0.16316 | 526.4917 | 5791.4088 | -0.86223 | -9.4845 | 0.04624 | 0.40136 | 0.04624 | 0.40136 | 0.075393 | 0.65441 | 0.075393 | 0.65441 | 1.7581 | 3.368 | 1.7581 | 3.368
234303-Lighting-Remove 4 Ft Lamp (De-Lamp) - Tr1 | 0.34669 | 0.22355 | 0.54254 | 1750.6919 | 19257.6112 | -2.8671 | -31.5378 | 0.070412 | 0.61117 | 0.070412 | 0.61117 | 0.095447 | 0.82847 | 0.095447 | 0.82847 | 2.9124 | 9.0994 | 2.9124 | 9.0994
234330-Premium T8 with T12 40 Watt Baseline - Tr1 | 0.12623 | 0.081399 | 0.11551 | 637.4547 | 7012.0014 | -1.0439 | -11.4834 | 0.061093 | 0.53029 | 0.061093 | 0.53029 | 0.063539 | 0.55152 | 0.063539 | 0.55152 | 2.3241 | 2.4543 | 2.3241 | 2.4543
234303-Lighting-Remove 4 Ft Lamp (De-Lamp) - Tr1 | 0.41975 | 0.27067 | 0.38411 | 2119.6664 | 23316.3299 | -3.4713 | -38.1847 | 0.079555 | 0.69054 | 0.079555 | 0.69054 | 0.090807 | 0.7882 | 0.090807 | 0.7882 | 3.8746 | 6.5287 | 3.8746 | 6.5287
234330-Premium T8 with T12 40 Watt Baseline - Tr1 | 0.19253 | 0.12415 | 0.33136 | 972.218 | 10694.3975 | -1.5922 | -17.514 | 0.040006 | 0.34725 | 0.040006 | 0.34725 | 0.04357 | 0.37819 | 0.04357 | 0.37819 | 1.5951 | 1.6844 | 1.5951 | 1.6844
234303-Lighting-Remove 4 Ft Lamp (De-Lamp) - Tr1 | 0.64019 | 0.41281 | 1.1018 | 3232.8223 | 35561.0454 | -5.2943 | -58.2377 | 0.066906 | 0.58074 | 0.066906 | 0.58074 | 0.0833 | 0.72304 | 0.0833 | 0.72304 | 2.6592 | 4.4808 | 2.6592 | 4.4808
234331-Premium T8 with T12 40 Watt Baseline - Tr2 | 0.15903 | 0.10255 | 0.27371 | 803.0678 | 8833.7462 | -1.3152 | -14.4669 | 0.042739 | 0.37097 | 0.042739 | 0.37097 | 0.060989 | 0.52938 | 0.060989 | 0.52938 | 1.6627 | 2.3189 | 1.6627 | 2.3189
234304-Lighting-Remove 4 Ft Lamp (De-Lamp) - Tr2 | 0.3521 | 0.22705 | 0.60601 | 1778.0523 | 19558.575 | -2.9119 | -32.0307 | 0.067143 | 0.5828 | 0.067143 | 0.5828 | 0.089283 | 0.77497 | 0.089283 | 0.77497 | 2.6749 | 5.9744 | 2.6749 | 5.9744
234330-Premium T8 with T12 40 Watt Baseline - Tr1 | 0.73278 | 0.47251 | 1.1179 | 3700.3739 | 40704.1131 | -6.06 | -66.6604 | 0.053361 | 0.46317 | 0.053361 | 0.46317 | 0.056217 | 0.48796 | 0.056217 | 0.48796 | 1.9905 | 2.102 | 1.9905 | 2.102
234303-Lighting-Remove 4 Ft Lamp (De-Lamp) - Tr1 | 2.3967 | 1.5454 | 3.6563 | 12102.7823 | 133130.6057 | -19.8205 | -218.0255 | 0.074917 | 0.65028 | 0.074917 | 0.65028 | 0.088054 | 0.76431 | 0.088054 | 0.76431 | 3.3184 | 5.5916 | 3.3184 | 5.5916
234049-Lighting-LED Exit Sign New Sign | 0.038498 | 0.038248 | 0 | 337.2586 | 5396.1376 | 0 | 0 | 0.075524 | 0 | 0.075524 | 0 | 0.081421 | 0 | 0.081421 | 0 | 4.8796 | 7.0001 | 4.8796 | 7.0001
234330-Premium T8 with T12 40 Watt Baseline - Tr1 | 0.29617 | 0.16899 | 0.45547 | 1473.9124 | 16213.0359 | -1.9056 | -20.9621 | 0.04173 | 0.37474 | 0.04173 | 0.37474 | 0.045013 | 0.40422 | 0.045013 | 0.40422 | 1.674 | 1.7677 | 1.674 | 1.7677
234303-Lighting-Remove 4 Ft Lamp (De-Lamp) - Tr1 | 0.98484 | 0.56194 | 1.5145 | 4901.0581 | 53911.6396 | -6.3366 | -69.7031 | 0.066507 | 0.59724 | 0.066507 | 0.59724 | 0.081606 | 0.73283 | 0.081606 | 0.73283 | 2.7907 | 4.7024 | 2.7907 | 4.7024
234330-Premium T8 with T12 40 Watt Baseline - Tr1 | 0.49252 | 0.31759 | 0.75137 | 2487.1366 | 27358.5022 | -4.0731 | -44.8045 | 0.053361 | 0.46317 | 0.053361 | 0.46317 | 0.056217 | 0.48796 | 0.056217 | 0.48796 | 1.9905 | 2.102 | 1.9905 | 2.102
234303-Lighting-Remove 4 Ft Lamp (De-Lamp) - Tr1 | 1.6377 | 1.0561 | 2.4985 | 8270.2346 | 90972.5806 | -13.544 | -148.9841 | 0.074917 | 0.65028 | 0.074917 | 0.65028 | 0.088054 | 0.76431 | 0.088054 | 0.76431 | 3.3184 | 5.5916 | 3.3184 | 5.5916
234049-Lighting-LED Exit Sign New Sign | 0.038498 | 0.038248 | 0 | 337.2586 | 5396.1376 | 0 | 0 | 0.075524 | 0 | 0.075524 | 0 | 0.081421 | 0 | 0.081421 | 0 | 4.8796 | 7.0001 | 4.8796 | 7.0001
234330-Premium T8 with T12 40 Watt Baseline - Tr1 | 0.16818 | 0.10845 | 0.25657 | 849.2661 | 9341.9276 | -1.3908 | -15.2991 | 0.053361 | 0.46317 | 0.053361 | 0.46317 | 0.056217 | 0.48796 | 0.056217 | 0.48796 | 1.9905 | 2.102 | 1.9905 | 2.102
234303-Lighting-Remove 4 Ft Lamp (De-Lamp) - Tr1 | 0.55923 | 0.3606 | 0.85313 | 2823.9825 | 31063.808 | -4.6248 | -50.8726 | 0.074917 | 0.65028 | 0.074917 | 0.65028 | 0.088054 | 0.76431 | 0.088054 | 0.76431 | 3.3184 | 5.5916 | 3.3184 | 5.5916
234049-Lighting-LED Exit Sign New Sign | 0.038498 | 0.038248 | 0 | 337.2586 | 5396.1376 | 0 | 0 | 0.075524 | 0 | 0.075524 | 0 | 0.081421 | 0 | 0.081421 | 0 | 4.8796 | 7.0001 | 4.8796 | 7.0001
234331-Premium T8 with T12 40 Watt Baseline - Tr2 | 0.39691 | 0.25594 | 0.60551 | 2004.3076 | 22047.3831 | -3.2824 | -36.1066 | 0.05569 | 0.48277 | 0.05569 | 0.48277 | 0.070315 | 0.60954 | 0.070315 | 0.60954 | 2.0776 | 2.8976 | 2.0776 | 2.8976
234304-Lighting-Remove 4 Ft Lamp (De-Lamp) - Tr2 | 0.23967 | 0.15454 | 0.36563 | 1210.2782 | 13313.0606 | -1.9821 | -21.8026 | 0.075246 | 0.65229 | 0.075246 | 0.65229 | 0.092987 | 0.80608 | 0.092987 | 0.80608 | 3.3424 | 7.4652 | 3.3424 | 7.4652
234307-Lighting-Remove 8 Ft Lamp (De-Lamp) - Tr2 | 0.79108 | 0.51011 | 1.2068 | 3994.8059 | 43942.865 | -6.5422 | -71.9644 | 0.087644 | 0.75976 | 0.087644 | 0.75976 | 0.09575 | 0.83003 | 0.09575 | 0.83003 | 5.443 | 9.2403 | 5.443 | 9.2403
234174-Food Service - Ice Machine Air-Cooled 101-200 | 0.39995 | 0.30951 | 0.396 | 3468.96 | 41627.52 | 0 | 0 | 0.08195 | 0 | 0.08195 | 0 | 0.071837 | 0 | 0.071837 | 0 | 8.6744 | 4.4552 | 8.6744 | 4.4552
234126-Refrigeration - Efficient Evap Fan Motor Electronically Commutated Motor (ECM) | 0.11592 | 0.089707 | 0.1369 | 1005.4282 | 15081.4224 | -0.99604 | -14.9407 | 0.081676 | 0.82439 | 0.081676 | 0.82439 | -0.049255 | -0.49715 | -0.049255 | -0.49715 | 7.8506 | 0.6552 | 7.8506 | 0.6552
234330-Premium T8 with T12 40 Watt Baseline - Tr1 | 1.7869 | 1.1522 | 2.9002 | 9023.5342 | 99258.8763 | -14.7777 | -162.5544 | 0.058703 | 0.50954 | 0.058703 | 0.50954 | 0.061276 | 0.53187 | 0.061276 | 0.53187 | 2.2097 | 2.3334 | 2.2097 | 2.3334
234207-Lighting-8 Ft T-8 with Elec Ballast-Tr1 | 0.055292 | 0.035654 | 0.089742 | 279.2138 | 3071.3522 | -0.45726 | -5.0299 | -0.040524 | -0.35174 | -0.040524 | -0.35174 | 0.01487 | 0.12907 | 0.01487 | 0.12907 | 0.72574 | 1.161 | 0.72574 | 1.161
234332-Premium T8 with T12 40 Watt Baseline - Tr3 | 0.53404 | 0.30472 | 0.82128 | 2657.6643 | 29234.3068 | -3.4361 | -37.7975 | 0.038572 | 0.34638 | 0.038572 | 0.34638 | 0.069678 | 0.62571 | 0.069678 | 0.62571 | 1.5927 | 3.0512 | 1.5927 | 3.0512
234308-Lighting-Remove 8 Ft Lamp (De-Lamp) - Tr3 | 1.5673 | 0.89429 | 2.4103 | 7799.6668 | 85796.3353 | -10.0843 | -110.9273 | 0.081121 | 0.72848 | 0.081121 | 0.72848 | 0.094076 | 0.84481 | 0.094076 | 0.84481 | 4.6013 | 10.8288 | 4.6013 | 10.8288
234002-A/C-Reflective Window Film Coastal | 2.2929 | 0.91472 | 1.3027 | 7046.016 | 70460.16 | 0 | 0 | 0.084277 | 0 | 0.084277 | 0 | 0.096474 | 0 | 0.096474 | 0 | 3.4159 | 5.2523 | 3.4159 | 5.2523
234207-Lighting-8 Ft T-8 with Elec Ballast-Tr1 | 0.45975 | 0.29646 | 0.45802 | 2321.6287 | 25537.9162 | -3.8021 | -41.823 | 0.020132 | 0.17478 | 0.020132 | 0.17478 | 0.052775 | 0.4582 | 0.052775 | 0.4582 | 1.2312 | 1.9696 | 1.2312 | 1.9696
234331-Premium T8 with T12 40 Watt Baseline - Tr2 | 0.39691 | 0.25594 | 0.60551 | 2004.3076 | 22047.3831 | -3.2824 | -36.1066 | 0.055551 | 0.48218 | 0.055551 | 0.48218 | 0.070175 | 0.60912 | 0.070175 | 0.60912 | 2.0749 | 2.8938 | 2.0749 | 2.8938
234304-Lighting-Remove 4 Ft Lamp (De-Lamp) - Tr2 | 1.2782 | 0.82424 | 1.95 | 6454.8172 | 71002.9897 | -10.5709 | -116.2803 | 0.075107 | 0.65192 | 0.075107 | 0.65192 | 0.092848 | 0.80592 | 0.092848 | 0.80592 | 3.338 | 7.4555 | 3.338 | 7.4555
234331-Premium T8 with T12 40 Watt Baseline - Tr2 | 0.44652 | 0.28793 | 0.68119 | 2254.846 | 24803.306 | -3.6927 | -40.6199 | 0.055551 | 0.48218 | 0.055551 | 0.48218 | 0.070175 | 0.60912 | 0.070175 | 0.60912 | 2.0749 | 2.8938 | 2.0749 | 2.8938
234331-Premium T8 with T12 40 Watt Baseline - Tr2 | 0.43412 | 0.27993 | 0.66227 | 2192.2114 | 24114.3253 | -3.5901 | -39.4916 | 0.055551 | 0.48218 | 0.055551 | 0.48218 | 0.070175 | 0.60912 | 0.070175 | 0.60912 | 2.0749 | 2.8938 | 2.0749 | 2.8938
234304-Lighting-Remove 4 Ft Lamp (De-Lamp) - Tr2 | 0.27961 | 0.1803 | 0.42657 | 1411.9913 | 15531.904 | -2.3124 | -25.4363 | 0.075107 | 0.65192 | 0.075107 | 0.65192 | 0.092848 | 0.80592 | 0.092848 | 0.80592 | 3.338 | 7.4555 | 3.338 | 7.4555
234331-Premium T8 with T12 40 Watt Baseline - Tr2 | 0.27287 | 0.17596 | 0.41629 | 1377.9614 | 15157.5759 | -2.2567 | -24.8233 | 0.055551 | 0.48218 | 0.055551 | 0.48218 | 0.070175 | 0.60912 | 0.070175 | 0.60912 | 2.0749 | 2.8938 | 2.0749 | 2.8938
234304-Lighting-Remove 4 Ft Lamp (De-Lamp) - Tr2 | 0.39945 | 0.25757 | 0.60938 | 2017.1304 | 22188.4343 | -3.3034 | -36.3376 | 0.075107 | 0.65192 | 0.075107 | 0.65192 | 0.092848 | 0.80592 | 0.092848 | 0.80592 | 3.338 | 7.4555 | 3.338 | 7.4555
234331-Premium T8 with T12 40 Watt Baseline - Tr2 | 0.19845 | 0.12797 | 0.30275 | 1002.1538 | 11023.6916 | -1.6412 | -18.0533 | 0.055551 | 0.48218 | 0.055551 | 0.48218 | 0.070175 | 0.60912 | 0.070175 | 0.60912 | 2.0749 | 2.8938 | 2.0749 | 2.8938
234331-Premium T8 with T12 40 Watt Baseline - Tr2 | 0.29768 | 0.19195 | 0.45413 | 1503.2307 | 16535.5373 | -2.4618 | -27.0799 | 0.055551 | 0.48218 | 0.055551 | 0.48218 | 0.070175 | 0.60912 | 0.070175 | 0.60912 | 2.0749 | 2.8938 | 2.0749 | 2.8938
234304-Lighting-Remove 4 Ft Lamp (De-Lamp) - Tr2 | 0.15978 | 0.10303 | 0.24375 | 806.8522 | 8875.3737 | -1.3214 | -14.535 | 0.075107 | 0.65192 | 0.075107 | 0.65192 | 0.092848 | 0.80592 | 0.092848 | 0.80592 | 3.338 | 7.4555 | 3.338 | 7.4555
234331-Premium T8 with T12 40 Watt Baseline - Tr2 | 0.17365 | 0.11197 | 0.26491 | 876.8846 | 9645.7301 | -1.4361 | -15.7966 | 0.055551 | 0.48218 | 0.055551 | 0.48218 | 0.070175 | 0.60912 | 0.070175 | 0.60912 | 2.0749 | 2.8938 | 2.0749 | 2.8938
234304-Lighting-Remove 4 Ft Lamp (De-Lamp) - Tr2 | 0.55923 | 0.3606 | 0.85313 | 2823.9825 | 31063.808 | -4.6248 | -50.8726 | 0.075107 | 0.65192 | 0.075107 | 0.65192 | 0.092848 | 0.80592 | 0.092848 | 0.80592 | 3.338 | 7.4555 | 3.338 | 7.4555
234332-Premium T8 with T12 40 Watt Baseline - Tr3 | 0.13647 | 0.088 | 0.21357 | 689.1477 | 7580.6245 | -1.1286 | -12.4146 | 0.041996 | 0.36452 | 0.041996 | 0.36452 | 0.073178 | 0.63518 | 0.073178 | 0.63518 | 1.6438 | 3.1489 | 1.6438 | 3.1489
234305-Lighting-Remove 4 Ft Lamp (De-Lamp) - Tr3 | 0.48536 | 0.31297 | 0.75956 | 2450.9687 | 26960.6557 | -4.0139 | -44.153 | 0.070409 | 0.61115 | 0.070409 | 0.61115 | 0.095447 | 0.82847 | 0.095447 | 0.82847 | 2.9121 | 9.0994 | 2.9121 | 9.0994
234083-Refrigeration -Cooler/Freezer Door Gaskets - Glass Doors | 0.41658 | 0.32239 | 0.41299 | 3613.248 | 14452.992 | 0 | 0 | 0.082129 | 0 | 0.082129 | 0 | 0.082129 | 0 | 0.082129 | 0 | 8.4209 | 8.4208 | 8.4209 | 8.4208
234330-Premium T8 with T12 40 Watt Baseline - Tr1 | 0.29617 | 0.16899 | 0.45547 | 1473.9124 | 16213.0359 | -1.9056 | -20.9621 | 0.04173 | 0.37474 | 0.04173 | 0.37474 | 0.045013 | 0.40422 | 0.045013 | 0.40422 | 1.674 | 1.7677 | 1.674 | 1.7677
234303-Lighting-Remove 4 Ft Lamp (De-Lamp) - Tr1 | 0.98484 | 0.56194 | 1.5145 | 4901.0581 | 53911.6396 | -6.3366 | -69.7031 | 0.066507 | 0.59724 | 0.066507 | 0.59724 | 0.081606 | 0.73283 | 0.081606 | 0.73283 | 2.7907 | 4.7024 | 2.7907 | 4.7024
234330-Premium T8 with T12 40 Watt Baseline - Tr1 | 1.9623 | 1.2654 | 2.6862 | 9909.4219 | 109003.6413 | -16.2285 | -178.5133 | 0.040946 | 0.35541 | 0.040946 | 0.35541 | 0.044461 | 0.38592 | 0.044461 | 0.38592 | 1.6177 | 1.7083 | 1.6177 | 1.7083
234303-Lighting-Remove 4 Ft Lamp (De-Lamp) - Tr1 | 5.9408 | 3.8308 | 8.1322 | 30000.0204 | 330000.2242 | -49.1305 | -540.4353 | 0.06747 | 0.58564 | 0.06747 | 0.58564 | 0.083635 | 0.72595 | 0.083635 | 0.72595 | 2.6969 | 4.5444 | 2.6969 | 4.5444
234261-Lighting-Interior 176-250w Mer Vap Base HID - Tr1 | 1.9064 | 1.2293 | 1.4637 | 9627.1419 | 154034.2702 | 0 | 0 | 0.085422 | 0 | 0.085422 | 0 | 0.10059 | 0 | 0.10059 | 0 | 4.616 | 12.9027 | 4.616 | 12.9027
234126-Refrigeration - Efficient Evap Fan Motor Electronically Commutated Motor (ECM) | 0.077279 | 0.059805 | 0.091267 | 670.2854 | 10054.2816 | -0.66403 | -9.9604 | 0.081676 | 0.82439 | 0.081676 | 0.82439 | -0.049255 | -0.49715 | -0.049255 | -0.49715 | 7.8506 | 0.6552 | 7.8506 | 0.6552
234331-Premium T8 with T12 40 Watt Baseline - Tr2 | 0.024807 | 0.015996 | 0.037844 | 125.2692 | 1377.9614 | -0.20515 | -2.2567 | 0.05569 | 0.48277 | 0.05569 | 0.48277 | 0.070315 | 0.60954 | 0.070315 | 0.60954 | 2.0776 | 2.8976 | 2.0776 | 2.8976
234208-Lighting-8 Ft T-8 with Elec Ballast-Tr2 | 0.030178 | 0.01946 | 0.046039 | 152.3944 | 1676.3389 | -0.24957 | -2.7453 | -0.054041 | -0.46847 | -0.054041 | -0.46847 | 0.031221 | 0.27065 | 0.031221 | 0.27065 | 0.6652 | 1.41 | 0.6652 | 1.41
234331-Premium T8 with T12 40 Watt Baseline - Tr2 | 1.1659 | 0.75182 | 1.7787 | 5887.6534 | 64764.1879 | -9.6421 | -106.0631 | 0.05569 | 0.48277 | 0.05569 | 0.48277 | 0.070315 | 0.60954 | 0.070315 | 0.60954 | 2.0776 | 2.8976 | 2.0776 | 2.8976
234304-Lighting-Remove 4 Ft Lamp (De-Lamp) - Tr2 | 0.07989 | 0.051515 | 0.12188 | 403.4261 | 4437.6869 | -0.66068 | -7.2675 | 0.075246 | 0.65229 | 0.075246 | 0.65229 | 0.092987 | 0.80608 | 0.092987 | 0.80608 | 3.3424 | 7.4652 | 3.3424 | 7.4652
234331-Premium T8 with T12 40 Watt Baseline - Tr2 | 0.28396 | 0.16203 | 0.43669 | 1413.1413 | 15544.5541 | -1.8271 | -20.0978 | 0.044248 | 0.39735 | 0.044248 | 0.39735 | 0.061057 | 0.5483 | 0.061057 | 0.5483 | 1.7449 | 2.4336 | 1.7449 | 2.4336
234304-Lighting-Remove 4 Ft Lamp (De-Lamp) - Tr2 | 0.21104 | 0.12042 | 0.32455 | 1050.2267 | 11552.4942 | -1.3579 | -14.9364 | 0.066724 | 0.59919 | 0.066724 | 0.59919 | 0.087116 | 0.78231 | 0.087116 | 0.78231 | 2.8071 | 6.2698 | 2.8071 | 6.2698
234330-Premium T8 with T12 40 Watt Baseline - Tr1 | 0.66662 | 0.42985 | 1.0836 | 3366.2803 | 37029.0837 | -5.5129 | -60.6418 | 0.048985 | 0.42519 | 0.048985 | 0.42519 | 0.052073 | 0.45199 | 0.052073 | 0.45199 | 1.841 | 1.9441 | 1.841 | 1.9441
234303-Lighting-Remove 4 Ft Lamp (De-Lamp) - Tr1 | 2.2166 | 1.4293 | 3.6033 | 11193.5663 | 123129.2296 | -18.3315 | -201.6465 | 0.072292 | 0.6275 | 0.072292 | 0.6275 | 0.086496 | 0.75079 | 0.086496 | 0.75079 | 3.0691 | 5.1715 | 3.0691 | 5.1715
234330-Premium T8 with T12 40 Watt Baseline - Tr1 | 0.33848 | 0.19314 | 0.52054 | 1684.4713 | 18529.1838 | -2.1779 | -23.9566 | 0.04173 | 0.37474 | 0.04173 | 0.37474 | 0.045013 | 0.40422 | 0.045013 | 0.40422 | 1.674 | 1.7677 | 1.674 | 1.7677
234303-Lighting-Remove 4 Ft Lamp (De-Lamp) - Tr1 | 1.1255 | 0.64222 | 1.7309 | 5601.2093 | 61613.3024 | -7.2419 | -79.6607 | 0.066507 | 0.59724 | 0.066507 | 0.59724 | 0.081606 | 0.73283 | 0.081606 | 0.73283 | 2.7907 | 4.7024 | 2.7907 | 4.7024
234331-Premium T8 with T12 40 Watt Baseline - Tr2 | 0.52322 | 0.33738 | 0.8492 | 2642.1294 | 29063.4229 | -4.327 | -47.5966 | 0.060676 | 0.52666 | 0.060676 | 0.52666 | 0.07385 | 0.64102 | 0.07385 | 0.64102 | 2.3033 | 3.2123 | 2.3033 | 3.2123
234304-Lighting-Remove 4 Ft Lamp (De-Lamp) - Tr2 | 1.685 | 1.0865 | 2.7348 | 8508.9048 | 93597.9526 | -13.9349 | -153.2836 | 0.078292 | 0.67958 | 0.078292 | 0.67958 | 0.094275 | 0.8183 | 0.094275 | 0.8183 | 3.7054 | 8.2762 | 3.7054 | 8.2762
234330-Premium T8 with T12 40 Watt Baseline - Tr1 | 0.12002 | 0.07739 | 0.19479 | 606.0583 | 6666.6409 | -0.99253 | -10.9178 | 0.058703 | 0.50954 | 0.058703 | 0.50954 | 0.061276 | 0.53187 | 0.061276 | 0.53187 | 2.2097 | 2.3334 | 2.2097 | 2.3334
234303-Lighting-Remove 4 Ft Lamp (De-Lamp) - Tr1 | 0.39908 | 0.25734 | 0.64772 | 2015.2669 | 22167.9361 | -3.3004 | -36.304 | 0.078122 | 0.67809 | 0.078122 | 0.67809 | 0.089956 | 0.78081 | 0.089956 | 0.78081 | 3.6837 | 6.2072 | 3.6837 | 6.2072
234330-Premium T8 with T12 40 Watt Baseline - Tr1 | 0.33943 | 0.21887 | 0.33815 | 1714.0476 | 18854.5239 | -2.8071 | -30.8777 | 0.078633 | 0.68253 | 0.078633 | 0.68253 | 0.080149 | 0.69569 | 0.080149 | 0.69569 | 3.7496 | 3.9595 | 3.7496 | 3.9595
234303-Lighting-Remove 4 Ft Lamp (De-Lamp) - Tr1 | 1.1287 | 0.7278 | 1.1244 | 5699.5568 | 62695.1243 | -9.3341 | -102.6747 | 0.090077 | 0.78186 | 0.090077 | 0.78186 | 0.097051 | 0.8424 | 0.097051 | 0.8424 | 6.251 | 10.533 | 6.251 | 10.533
234331-Premium T8 with T12 40 Watt Baseline - Tr2 | 0.06459 | 0.04165 | 0.10108 | 326.168 | 3587.8484 | -0.53416 | -5.8758 | 0.047686 | 0.41391 | 0.047686 | 0.41391 | 0.064536 | 0.56017 | 0.064536 | 0.56017 | 1.8008 | 2.5116 | 1.8008 | 2.5116
234304-Lighting-Remove 4 Ft Lamp (De-Lamp) - Tr2 | 0.20801 | 0.13413 | 0.32553 | 1050.4152 | 11554.5667 | -1.7202 | -18.9227 | 0.070218 | 0.60949 | 0.070218 | 0.60949 | 0.090659 | 0.78692 | 0.090659 | 0.78692 | 2.8971 | 6.4707 | 2.8971 | 6.4707
234330-Premium T8 with T12 40 Watt Baseline - Tr1 | 0.11221 | 0.072355 | 0.10268 | 566.6264 | 6232.8902 | -0.92795 | -10.2075 | 0.061232 | 0.53081 | 0.061232 | 0.53081 | 0.063679 | 0.55201 | 0.063679 | 0.55201 | 2.3272 | 2.4575 | 2.3272 | 2.4575
234303-Lighting-Remove 4 Ft Lamp (De-Lamp) - Tr1 | 0.37311 | 0.24059 | 0.34143 | 1884.1479 | 20725.6266 | -3.0856 | -33.942 | 0.079694 | 0.69085 | 0.079694 | 0.69085 | 0.090945 | 0.78839 | 0.090945 | 0.78839 | 3.8796 | 6.5373 | 3.8796 | 6.5373
234331-Premium T8 with T12 40 Watt Baseline - Tr2 | 0.16148 | 0.10412 | 0.2527 | 815.4201 | 8969.6209 | -1.3354 | -14.6894 | 0.047686 | 0.41391 | 0.047686 | 0.41391 | 0.064536 | 0.56017 | 0.064536 | 0.56017 | 1.8008 | 2.5116 | 1.8008 | 2.5116
234304-Lighting-Remove 4 Ft Lamp (De-Lamp) - Tr2 | 0.52003 | 0.33533 | 0.81382 | 2626.0379 | 28886.4168 | -4.3006 | -47.3068 | 0.070218 | 0.60949 | 0.070218 | 0.60949 | 0.090659 | 0.78692 | 0.090659 | 0.78692 | 2.8971 | 6.4707 | 2.8971 | 6.4707
234295-Lighting-Occupancy Sensor-Wallbox Lghtng Snsr-Tr2 | 0.040637 | 0.026204 | 0.16913 | 205.2086 | 1641.6691 | 0 | 0 | 0.075827 | 0 | 0.075827 | 0 | 0.084951 | 0 | 0.084951 | 0 | 3.3451 | 4.6599 | 3.3451 | 4.6599
234126-Refrigeration - Efficient Evap Fan Motor Electronically Commutated Motor (ECM) | 0.03864 | 0.029902 | 0.045634 | 335.1427 | 5027.1408 | -0.33201 | -4.9802 | 0.081785 | 0.82453 | 0.081785 | 0.82453 | -0.049145 | -0.49546 | -0.049145 | -0.49546 | 7.8599 | 0.65597 | 7.8599 | 0.65597
234331-Premium T8 with T12 40 Watt Baseline - Tr2 | 0.086824 | 0.055986 | 0.13245 | 438.4423 | 4822.8651 | -0.71803 | -7.8983 | 0.055551 | 0.48218 | 0.055551 | 0.48218 | 0.070175 | 0.60912 | 0.070175 | 0.60912 | 2.0749 | 2.8938 | 2.0749 | 2.8938
234304-Lighting-Remove 4 Ft Lamp (De-Lamp) - Tr2 | 0.27961 | 0.1803 | 0.42657 | 1411.9913 | 15531.904 | -2.3124 | -25.4363 | 0.075107 | 0.65192 | 0.075107 | 0.65192 | 0.092848 | 0.80592 | 0.092848 | 0.80592 | 3.338 | 7.4555 | 3.338 | 7.4555
234331-Premium T8 with T12 40 Watt Baseline - Tr2 | 0.17365 | 0.11197 | 0.26491 | 876.8846 | 9645.7301 | -1.4361 | -15.7966 | 0.055551 | 0.48218 | 0.055551 | 0.48218 | 0.070175 | 0.60912 | 0.070175 | 0.60912 | 2.0749 | 2.8938 | 2.0749 | 2.8938
234330-Premium T8 with T12 40 Watt Baseline - Tr1 | 0.5646 | 0.36407 | 0.86133 | 2851.1078 | 31362.1855 | -4.6692 | -51.3613 | 0.053361 | 0.46317 | 0.053361 | 0.46317 | 0.056217 | 0.48796 | 0.056217 | 0.48796 | 1.9905 | 2.102 | 1.9905 | 2.102
234331-Premium T8 with T12 40 Watt Baseline - Tr2 | 1.6 | 1.0317 | 2.4409 | 8079.8648 | 88878.5132 | -13.2322 | -145.5547 | 0.055551 | 0.48218 | 0.055551 | 0.48218 | 0.070175 | 0.60912 | 0.070175 | 0.60912 | 2.0749 | 2.8938 | 2.0749 | 2.8938
234331-Premium T8 with T12 40 Watt Baseline - Tr2 | 1.29 | 0.8318 | 1.9679 | 6513.9996 | 71653.9951 | -10.6679 | -117.3464 | 0.055551 | 0.48218 | 0.055551 | 0.48218 | 0.070175 | 0.60912 | 0.070175 | 0.60912 | 2.0749 | 2.8938 | 2.0749 | 2.8938
234208-Lighting-8 Ft T-8 with Elec Ballast-Tr2 | 0.10059 | 0.064866 | 0.15346 | 507.9815 | 5587.7964 | -0.83191 | -9.151 | -0.054182 | -0.4703 | -0.054182 | -0.4703 | 0.031081 | 0.26978 | 0.031081 | 0.26978 | 0.66433 | 1.4082 | 0.66433 | 1.4082
234208-Lighting-8 Ft T-8 with Elec Ballast-Tr2 | 0.18984 | 0.12241 | 0.30811 | 958.6342 | 10544.9759 | -1.5699 | -17.2693 | -0.038175 | -0.33136 | -0.038175 | -0.33136 | 0.038633 | 0.33533 | 0.038633 | 0.33533 | 0.73746 | 1.5632 | 0.73746 | 1.5632
234307-Lighting-Remove 8 Ft Lamp (De-Lamp) - Tr2 | 1.2441 | 0.80221 | 2.0192 | 6282.3113 | 69105.4244 | -10.2884 | -113.1727 | 0.089461 | 0.77652 | 0.089461 | 0.77652 | 0.096764 | 0.8399 | 0.096764 | 0.8399 | 6.0343 | 10.2441 | 6.0343 | 10.2441
234331-Premium T8 with T12 40 Watt Baseline - Tr2 | 0.12619 | 0.081369 | 0.20513 | 637.2214 | 7009.435 | -1.0436 | -11.4792 | 0.051353 | 0.44574 | 0.051353 | 0.44574 | 0.067166 | 0.58299 | 0.067166 | 0.58299 | 1.919 | 2.6764 | 1.919 | 2.6764
234304-Lighting-Remove 4 Ft Lamp (De-Lamp) - Tr2 | 0.40638 | 0.26205 | 0.66061 | 2052.1538 | 22573.6921 | -3.3608 | -36.9685 | 0.072497 | 0.62927 | 0.072497 | 0.62927 | 0.09168 | 0.79578 | 0.09168 | 0.79578 | 3.0872 | 6.8954 | 3.0872 | 6.8954
234331-Premium T8 with T12 40 Watt Baseline - Tr2 | 0.076451 | 0.043623 | 0.11757 | 380.4611 | 4185.0723 | -0.4919 | -5.4109 | 0.044248 | 0.39735 | 0.044248 | 0.39735 | 0.061057 | 0.5483 | 0.061057 | 0.5483 | 1.7449 | 2.4336 | 1.7449 | 2.4336
234304-Lighting-Remove 4 Ft Lamp (De-Lamp) - Tr2 | 0.24621 | 0.14049 | 0.37864 | 1225.2645 | 13477.9099 | -1.5842 | -17.4258 | 0.066724 | 0.59919 | 0.066724 | 0.59919 | 0.087116 | 0.78231 | 0.087116 | 0.78231 | 2.8071 | 6.2698 | 2.8071 | 6.2698
234330-Premium T8 with T12 40 Watt Baseline - Tr1 | 0.12623 | 0.081399 | 0.11551 | 637.4547 | 7012.0014 | -1.0439 | -11.4834 | 0.061093 | 0.53029 | 0.061093 | 0.53029 | 0.063539 | 0.55152 | 0.063539 | 0.55152 | 2.3241 | 2.4543 | 2.3241 | 2.4543
234303-Lighting-Remove 4 Ft Lamp (De-Lamp) - Tr1 | 0.41975 | 0.27067 | 0.38411 | 2119.6664 | 23316.3299 | -3.4713 | -38.1847 | 0.079555 | 0.69054 | 0.079555 | 0.69054 | 0.090807 | 0.7882 | 0.090807 | 0.7882 | 3.8746 | 6.5287 | 3.8746 | 6.5287
234330-Premium T8 with T12 40 Watt Baseline - Tr1 | 0.12623 | 0.081399 | 0.11551 | 637.4547 | 7012.0014 | -1.0439 | -11.4834 | 0.061093 | 0.53029 | 0.061093 | 0.53029 | 0.063539 | 0.55152 | 0.063539 | 0.55152 | 2.3241 | 2.4543 | 2.3241 | 2.4543
234303-Lighting-Remove 4 Ft Lamp (De-Lamp) - Tr1 | 0.41975 | 0.27067 | 0.38411 | 2119.6664 | 23316.3299 | -3.4713 | -38.1847 | 0.079555 | 0.69054 | 0.079555 | 0.69054 | 0.090807 | 0.7882 | 0.090807 | 0.7882 | 3.8746 | 6.5287 | 3.8746 | 6.5287
234332-Premium T8 with T12 40 Watt Baseline - Tr3 | 0.31193 | 0.20114 | 0.48816 | 1575.1947 | 17327.1416 | -2.5797 | -28.3763 | 0.041996 | 0.36452 | 0.041996 | 0.36452 | 0.073178 | 0.63518 | 0.073178 | 0.63518 | 1.6438 | 3.1489 | 1.6438 | 3.1489
234305-Lighting-Remove 4 Ft Lamp (De-Lamp) - Tr3 | 0.48536 | 0.31297 | 0.75956 | 2450.9687 | 26960.6557 | -4.0139 | -44.153 | 0.070409 | 0.61115 | 0.070409 | 0.61115 | 0.095447 | 0.82847 | 0.095447 | 0.82847 | 2.9121 | 9.0994 | 2.9121 | 9.0994
234308-Lighting-Remove 8 Ft Lamp (De-Lamp) - Tr3 | 0.51494 | 0.33205 | 0.80586 | 2600.3554 | 28603.9091 | -4.2586 | -46.8441 | 0.08465 | 0.73476 | 0.08465 | 0.73476 | 0.097636 | 0.84748 | 0.097636 | 0.84748 | 4.7487 | 11.1757 | 4.7487 | 11.1757
234330-Premium T8 with T12 40 Watt Baseline - Tr1 | 0.27206 | 0.17543 | 0.27589 | 1373.8593 | 15112.4522 | -2.2499 | -24.7494 | 0.069312 | 0.60085 | 0.069312 | 0.60085 | 0.07133 | 0.61835 | 0.07133 | 0.61835 | 2.8213 | 2.9792 | 2.8213 | 2.9792
234303-Lighting-Remove 4 Ft Lamp (De-Lamp) - Tr1 | 0.56541 | 0.36459 | 0.57336 | 2855.2259 | 31407.4846 | -4.676 | -51.4355 | 0.084541 | 0.73287 | 0.084541 | 0.73287 | 0.093822 | 0.81332 | 0.093822 | 0.81332 | 4.7033 | 7.9252 | 4.7033 | 7.9252
234049-Lighting-LED Exit Sign New Sign | 0.076997 | 0.076497 | 0 | 674.5172 | 10792.2751 | 0 | 0 | 0.075524 | 0 | 0.075524 | 0 | 0.081421 | 0 | 0.081421 | 0 | 4.8796 | 7.0001 | 4.8796 | 7.0001
234331-Premium T8 with T12 40 Watt Baseline - Tr2 | 0.03721 | 0.023994 | 0.056766 | 187.9038 | 2066.9422 | -0.30773 | -3.385 | 0.055551 | 0.48218 | 0.055551 | 0.48218 | 0.070175 | 0.60912 | 0.070175 | 0.60912 | 2.0749 | 2.8938 | 2.0749 | 2.8938
234304-Lighting-Remove 4 Ft Lamp (De-Lamp) - Tr2 | 0.11983 | 0.077272 | 0.18281 | 605.1391 | 6656.5303 | -0.99103 | -10.9013 | 0.075107 | 0.65192 | 0.075107 | 0.65192 | 0.092848 | 0.80592 | 0.092848 | 0.80592 | 3.338 | 7.4555 | 3.338 | 7.4555
234331-Premium T8 with T12 40 Watt Baseline - Tr2 | 0.33489 | 0.21595 | 0.5109 | 1691.1345 | 18602.4795 | -2.7695 | -30.4649 | 0.055551 | 0.48218 | 0.055551 | 0.48218 | 0.070175 | 0.60912 | 0.070175 | 0.60912 | 2.0749 | 2.8938 | 2.0749 | 2.8938
234304-Lighting-Remove 4 Ft Lamp (De-Lamp) - Tr2 | 1.0785 | 0.69545 | 1.6453 | 5446.2521 | 59908.7726 | -8.9192 | -98.1115 | 0.075107 | 0.65192 | 0.075107 | 0.65192 | 0.092848 | 0.80592 | 0.092848 | 0.80592 | 3.338 | 7.4555 | 3.338 | 7.4555
234330-Premium T8 with T12 40 Watt Baseline - Tr1 | 0.22141 | 0.14277 | 0.38106 | 1118.0506 | 12298.5571 | -1.831 | -20.1411 | 0.040006 | 0.34725 | 0.040006 | 0.34725 | 0.04357 | 0.37819 | 0.04357 | 0.37819 | 1.5951 | 1.6844 | 1.5951 | 1.6844
234303-Lighting-Remove 4 Ft Lamp (De-Lamp) - Tr1 | 0.54416 | 0.35089 | 0.93656 | 2747.899 | 30226.8886 | -4.5002 | -49.502 | 0.066906 | 0.58074 | 0.066906 | 0.58074 | 0.0833 | 0.72304 | 0.0833 | 0.72304 | 2.6592 | 4.4808 | 2.6592 | 4.4808
234330-Premium T8 with T12 40 Watt Baseline - Tr1 | 0.11469 | 0.073953 | 0.17948 | 579.1409 | 6370.5496 | -0.94845 | -10.4329 | 0.045302 | 0.39271 | 0.045302 | 0.39271 | 0.048592 | 0.42124 | 0.048592 | 0.42124 | 1.7299 | 1.8267 | 1.7299 | 1.8267
234303-Lighting-Remove 4 Ft Lamp (De-Lamp) - Tr1 | 0.38135 | 0.24591 | 0.5968 | 1925.7611 | 21183.3724 | -3.1538 | -34.6916 | 0.070138 | 0.60801 | 0.070138 | 0.60801 | 0.085274 | 0.73922 | 0.085274 | 0.73922 | 2.8839 | 4.8594 | 2.8839 | 4.8594
234331-Premium T8 with T12 40 Watt Baseline - Tr2 | 0.16148 | 0.10412 | 0.2527 | 815.4201 | 8969.6209 | -1.3354 | -14.6894 | 0.047686 | 0.41391 | 0.047686 | 0.41391 | 0.064536 | 0.56017 | 0.064536 | 0.56017 | 1.8008 | 2.5116 | 1.8008 | 2.5116
234304-Lighting-Remove 4 Ft Lamp (De-Lamp) - Tr2 | 0.52003 | 0.33533 | 0.81382 | 2626.0379 | 28886.4168 | -4.3006 | -47.3068 | 0.070218 | 0.60949 | 0.070218 | 0.60949 | 0.090659 | 0.78692 | 0.090659 | 0.78692 | 2.8971 | 6.4707 | 2.8971 | 6.4707
234208-Lighting-8 Ft T-8 with Elec Ballast-Tr2 | 0.20119 | 0.12973 | 0.30692 | 1015.963 | 11175.5928 | -1.6638 | -18.3021 | -0.054182 | -0.4703 | -0.054182 | -0.4703 | 0.031081 | 0.26978 | 0.031081 | 0.26978 | 0.66433 | 1.4082 | 0.66433 | 1.4082
234208-Lighting-8 Ft T-8 with Elec Ballast-Tr2 | 0.23137 | 0.14919 | 0.35296 | 1168.3574 | 12851.9317 | -1.9134 | -21.0474 | -0.054182 | -0.4703 | -0.054182 | -0.4703 | 0.031081 | 0.26978 | 0.031081 | 0.26978 | 0.66433 | 1.4082 | 0.66433 | 1.4082
234331-Premium T8 with T12 40 Watt Baseline - Tr2 | 0.18301 | 0.11801 | 0.28639 | 924.1428 | 10165.5703 | -1.5135 | -16.648 | 0.047686 | 0.41391 | 0.047686 | 0.41391 | 0.064536 | 0.56017 | 0.064536 | 0.56017 | 1.8008 | 2.5116 | 1.8008 | 2.5116
234304-Lighting-Remove 4 Ft Lamp (De-Lamp) - Tr2 | 0.58937 | 0.38004 | 0.92232 | 2976.1763 | 32737.9391 | -4.874 | -53.6143 | 0.070218 | 0.60949 | 0.070218 | 0.60949 | 0.090659 | 0.78692 | 0.090659 | 0.78692 | 2.8971 | 6.4707 | 2.8971 | 6.4707
234330-Premium T8 with T12 40 Watt Baseline - Tr1 | 0.10426 | 0.06723 | 0.16316 | 526.4917 | 5791.4088 | -0.86223 | -9.4845 | 0.045302 | 0.39271 | 0.045302 | 0.39271 | 0.048592 | 0.42124 | 0.048592 | 0.42124 | 1.7299 | 1.8267 | 1.7299 | 1.8267
234303-Lighting-Remove 4 Ft Lamp (De-Lamp) - Tr1 | 0.34669 | 0.22355 | 0.54254 | 1750.6919 | 19257.6112 | -2.8671 | -31.5378 | 0.070138 | 0.60801 | 0.070138 | 0.60801 | 0.085274 | 0.73922 | 0.085274 | 0.73922 | 2.8839 | 4.8594 | 2.8839 | 4.8594
234330-Premium T8 with T12 40 Watt Baseline - Tr1 | 0.10426 | 0.06723 | 0.16316 | 526.4917 | 5791.4088 | -0.86223 | -9.4845 | 0.045302 | 0.39271 | 0.045302 | 0.39271 | 0.048592 | 0.42124 | 0.048592 | 0.42124 | 1.7299 | 1.8267 | 1.7299 | 1.8267
234303-Lighting-Remove 4 Ft Lamp (De-Lamp) - Tr1 | 0.34669 | 0.22355 | 0.54254 | 1750.6919 | 19257.6112 | -2.8671 | -31.5378 | 0.070138 | 0.60801 | 0.070138 | 0.60801 | 0.085274 | 0.73922 | 0.085274 | 0.73922 | 2.8839 | 4.8594 | 2.8839 | 4.8594
234330-Premium T8 with T12 40 Watt Baseline - Tr1 | 0.11469 | 0.073953 | 0.17948 | 579.1409 | 6370.5496 | -0.94845 | -10.4329 | 0.045302 | 0.39271 | 0.045302 | 0.39271 | 0.048592 | 0.42124 | 0.048592 | 0.42124 | 1.7299 | 1.8267 | 1.7299 | 1.8267
234303-Lighting-Remove 4 Ft Lamp (De-Lamp) - Tr1 | 0.38135 | 0.24591 | 0.5968 | 1925.7611 | 21183.3724 | -3.1538 | -34.6916 | 0.070138 | 0.60801 | 0.070138 | 0.60801 | 0.085274 | 0.73922 | 0.085274 | 0.73922 | 2.8839 | 4.8594 | 2.8839 | 4.8594
234330-Premium T8 with T12 40 Watt Baseline - Tr1 | 0.10426 | 0.06723 | 0.16316 | 526.4917 | 5791.4088 | -0.86223 | -9.4845 | 0.045302 | 0.39271 | 0.045302 | 0.39271 | 0.048592 | 0.42124 | 0.048592 | 0.42124 | 1.7299 | 1.8267 | 1.7299 | 1.8267
234303-Lighting-Remove 4 Ft Lamp (De-Lamp) - Tr1 | 0.34669 | 0.22355 | 0.54254 | 1750.6919 | 19257.6112 | -2.8671 | -31.5378 | 0.070138 | 0.60801 | 0.070138 | 0.60801 | 0.085274 | 0.73922 | 0.085274 | 0.73922 | 2.8839 | 4.8594 | 2.8839 | 4.8594
234332-Premium T8 with T12 40 Watt Baseline - Tr3 | 0.47765 | 0.308 | 0.74749 | 2412.0169 | 26532.1856 | -3.9501 | -43.4513 | 0.041996 | 0.36452 | 0.041996 | 0.36452 | 0.073178 | 0.63518 | 0.073178 | 0.63518 | 1.6438 | 3.1489 | 1.6438 | 3.1489
234305-Lighting-Remove 4 Ft Lamp (De-Lamp) - Tr3 | 1.6988 | 1.0954 | 2.6585 | 8578.3905 | 94362.295 | -14.0487 | -154.5354 | 0.070409 | 0.61115 | 0.070409 | 0.61115 | 0.095447 | 0.82847 | 0.095447 | 0.82847 | 2.9121 | 9.0994 | 2.9121 | 9.0994
234331-Premium T8 with T12 40 Watt Baseline - Tr2 | 0.099227 | 0.063984 | 0.15138 | 501.0769 | 5511.8458 | -0.8206 | -9.0266 | 0.055551 | 0.48218 | 0.055551 | 0.48218 | 0.070175 | 0.60912 | 0.070175 | 0.60912 | 2.0749 | 2.8938 | 2.0749 | 2.8938
234304-Lighting-Remove 4 Ft Lamp (De-Lamp) - Tr2 | 0.07989 | 0.051515 | 0.12188 | 403.4261 | 4437.6869 | -0.66068 | -7.2675 | 0.075107 | 0.65192 | 0.075107 | 0.65192 | 0.092848 | 0.80592 | 0.092848 | 0.80592 | 3.338 | 7.4555 | 3.338 | 7.4555
234330-Premium T8 with T12 40 Watt Baseline - Tr1 | 0.26428 | 0.17041 | 0.40317 | 1334.5611 | 14680.1719 | -2.1856 | -24.0414 | 0.053361 | 0.46317 | 0.053361 | 0.46317 | 0.056217 | 0.48796 | 0.056217 | 0.48796 | 1.9905 | 2.102 | 1.9905 | 2.102
234208-Lighting-8 Ft T-8 with Elec Ballast-Tr2 | 0.080476 | 0.051893 | 0.12277 | 406.3852 | 4470.2371 | -0.66553 | -7.3208 | -0.054182 | -0.4703 | -0.054182 | -0.4703 | 0.031081 | 0.26978 | 0.031081 | 0.26978 | 0.66433 | 1.4082 | 0.66433 | 1.4082
234307-Lighting-Remove 8 Ft Lamp (De-Lamp) - Tr2 | 0.52739 | 0.34007 | 0.80456 | 2663.2039 | 29295.2433 | -4.3615 | -47.9763 | 0.087505 | 0.75954 | 0.087505 | 0.75954 | 0.095611 | 0.8299 | 0.095611 | 0.8299 | 5.4359 | 9.2282 | 5.4359 | 9.2282
234331-Premium T8 with T12 40 Watt Baseline - Tr2 | 0.099227 | 0.063984 | 0.15138 | 501.0769 | 5511.8458 | -0.8206 | -9.0266 | 0.055551 | 0.48218 | 0.055551 | 0.48218 | 0.070175 | 0.60912 | 0.070175 | 0.60912 | 2.0749 | 2.8938 | 2.0749 | 2.8938
234304-Lighting-Remove 4 Ft Lamp (De-Lamp) - Tr2 | 0.31956 | 0.20606 | 0.4875 | 1613.7043 | 17750.7474 | -2.6427 | -29.0701 | 0.075107 | 0.65192 | 0.075107 | 0.65192 | 0.092848 | 0.80592 | 0.092848 | 0.80592 | 3.338 | 7.4555 | 3.338 | 7.4555
234331-Premium T8 with T12 40 Watt Baseline - Tr2 | 0.22326 | 0.14396 | 0.3406 | 1127.423 | 12401.653 | -1.8464 | -20.31 | 0.055551 | 0.48218 | 0.055551 | 0.48218 | 0.070175 | 0.60912 | 0.070175 | 0.60912 | 2.0749 | 2.8938 | 2.0749 | 2.8938
234330-Premium T8 with T12 40 Watt Baseline - Tr1 | 0.37338 | 0.24077 | 0.60602 | 1885.5146 | 20740.6607 | -3.0879 | -33.9666 | 0.058703 | 0.50954 | 0.058703 | 0.50954 | 0.061276 | 0.53187 | 0.061276 | 0.53187 | 2.2097 | 2.3334 | 2.2097 | 2.3334
234303-Lighting-Remove 4 Ft Lamp (De-Lamp) - Tr1 | 1.0642 | 0.68623 | 1.7273 | 5374.0451 | 59114.4964 | -8.801 | -96.8107 | 0.078122 | 0.67809 | 0.078122 | 0.67809 | 0.089956 | 0.78081 | 0.089956 | 0.78081 | 3.6837 | 6.2072 | 3.6837 | 6.2072
234331-Premium T8 with T12 40 Watt Baseline - Tr2 | 0.65667 | 0.42344 | 1.0276 | 3316.0417 | 36476.4582 | -5.4306 | -59.7368 | 0.047686 | 0.41391 | 0.047686 | 0.41391 | 0.064536 | 0.56017 | 0.064536 | 0.56017 | 1.8008 | 2.5116 | 1.8008 | 2.5116
234304-Lighting-Remove 4 Ft Lamp (De-Lamp) - Tr2 | 1.9414 | 1.2519 | 3.0382 | 9803.8748 | 107842.6229 | -16.0556 | -176.6119 | 0.070218 | 0.60949 | 0.070218 | 0.60949 | 0.090659 | 0.78692 | 0.090659 | 0.78692 | 2.8971 | 6.4707 | 2.8971 | 6.4707
234307-Lighting-Remove 8 Ft Lamp (De-Lamp) - Tr2 | 0.11443 | 0.073789 | 0.17908 | 577.8567 | 6356.4242 | -0.94635 | -10.4098 | 0.084503 | 0.73348 | 0.084503 | 0.73348 | 0.093843 | 0.81455 | 0.093843 | 0.81455 | 4.7179 | 8.0093 | 4.7179 | 8.0093
234208-Lighting-8 Ft T-8 with Elec Ballast-Tr2 | 0.085434 | 0.05509 | 0.086635 | 431.4253 | 4745.6786 | -0.70654 | -7.7719 | -0.0066621 | -0.057752 | -0.0066621 | -0.057752 | 0.053573 | 0.46441 | 0.053573 | 0.46441 | 0.94158 | 1.9958 | 0.94158 | 1.9958
234304-Lighting-Remove 4 Ft Lamp (De-Lamp) - Tr2 | 0.73504 | 0.47397 | 0.74537 | 3711.7936 | 40829.73 | -6.0787 | -66.8661 | 0.084675 | 0.73403 | 0.084675 | 0.73403 | 0.097209 | 0.84268 | 0.097209 | 0.84268 | 4.7311 | 10.567 | 4.7311 | 10.567
234331-Premium T8 with T12 40 Watt Baseline - Tr2 | 0.42136 | 0.27171 | 0.42729 | 2127.8065 | 23405.8712 | -3.4847 | -38.3314 | 0.07086 | 0.61427 | 0.07086 | 0.61427 | 0.081191 | 0.70383 | 0.081191 | 0.70383 | 2.9408 | 4.1015 | 2.9408 | 4.1015
234208-Lighting-8 Ft T-8 with Elec Ballast-Tr2 | 0.014239 | 0.0091817 | 0.014439 | 71.9042 | 790.9464 | -0.11776 | -1.2953 | -0.0066621 | -0.057752 | -0.0066621 | -0.057752 | 0.053573 | 0.46441 | 0.053573 | 0.46441 | 0.94158 | 1.9958 | 0.94158 | 1.9958
234331-Premium T8 with T12 40 Watt Baseline - Tr2 | 0.03721 | 0.023994 | 0.056766 | 187.9038 | 2066.9422 | -0.30773 | -3.385 | 0.05569 | 0.48277 | 0.05569 | 0.48277 | 0.070315 | 0.60954 | 0.070315 | 0.60954 | 2.0776 | 2.8976 | 2.0776 | 2.8976
234304-Lighting-Remove 4 Ft Lamp (De-Lamp) - Tr2 | 0.11983 | 0.077272 | 0.18281 | 605.1391 | 6656.5303 | -0.99103 | -10.9013 | 0.075246 | 0.65229 | 0.075246 | 0.65229 | 0.092987 | 0.80608 | 0.092987 | 0.80608 | 3.3424 | 7.4652 | 3.3424 | 7.4652
234208-Lighting-8 Ft T-8 with Elec Ballast-Tr2 | 0.060357 | 0.03892 | 0.092077 | 304.7889 | 3352.6778 | -0.49915 | -5.4906 | -0.054041 | -0.46847 | -0.054041 | -0.46847 | 0.031221 | 0.27065 | 0.031221 | 0.27065 | 0.6652 | 1.41 | 0.6652 | 1.41
234173-Food Service - Combination Oven-Gas | 0 | 0 | 0 | 0 | 0 | 773.76 | 9285.12 | 0 | -5.579 | 0 | -5.579 | 0 | 0.69885 | 0 | 0.69885 | 0.14313 | 3.999 | 0.14313 | 3.999
234173-Food Service - Combination Oven-Gas | 0 | 0 | 0 | 0 | 0 | 773.76 | 9285.12 | 0 | -5.579 | 0 | -5.579 | 0 | 0.69885 | 0 | 0.69885 | 0.14313 | 3.999 | 0.14313 | 3.999
234173-Food Service - Combination Oven-Gas | 0 | 0 | 0 | 0 | 0 | 773.76 | 9285.12 | 0 | -5.579 | 0 | -5.579 | 0 | 0.69885 | 0 | 0.69885 | 0.14313 | 3.999 | 0.14313 | 3.999
234173-Food Service - Combination Oven-Gas | 0 | 0 | 0 | 0 | 0 | 773.76 | 9285.12 | 0 | -5.579 | 0 | -5.579 | 0 | 0.69885 | 0 | 0.69885 | 0.14313 | 3.999 | 0.14313 | 3.999
234173-Food Service - Combination Oven-Gas | 0 | 0 | 0 | 0 | 0 | 773.76 | 9285.12 | 0 | -5.579 | 0 | -5.579 | 0 | 0.69885 | 0 | 0.69885 | 0.14313 | 3.999 | 0.14313 | 3.999
234330-Premium T8 with T12 40 Watt Baseline - Tr1 | 0.50493 | 0.3256 | 0.46205 | 2549.8187 | 28048.0057 | -4.1758 | -45.9337 | 0.061232 | 0.53081 | 0.061232 | 0.53081 | 0.063679 | 0.55201 | 0.063679 | 0.55201 | 2.3272 | 2.4575 | 2.3272 | 2.4575
234083-Refrigeration -Cooler/Freezer Door Gaskets - Glass Doors | 2.1871 | 1.6925 | 2.1682 | 18969.552 | 75878.208 | 0 | 0 | 0.082012 | 0 | 0.082012 | 0 | 0.082012 | 0 | 0.082012 | 0 | 8.4104 | 8.4103 | 8.4104 | 8.4103
234331-Premium T8 with T12 40 Watt Baseline - Tr2 | 1.0726 | 0.69164 | 1.7436 | 5416.3816 | 59580.1971 | -8.8703 | -97.5734 | 0.051353 | 0.44574 | 0.051353 | 0.44574 | 0.067166 | 0.58299 | 0.067166 | 0.58299 | 1.919 | 2.6764 | 1.919 | 2.6764
234304-Lighting-Remove 4 Ft Lamp (De-Lamp) - Tr2 | 1.1637 | 0.75041 | 1.8917 | 5876.6223 | 64642.8456 | -9.624 | -105.8644 | 0.072497 | 0.62927 | 0.072497 | 0.62927 | 0.09168 | 0.79578 | 0.09168 | 0.79578 | 3.0872 | 6.8954 | 3.0872 | 6.8954
234049-Lighting-LED Exit Sign New Sign | 0.076997 | 0.076497 | 0 | 674.5172 | 10792.2751 | 0 | 0 | 0.075524 | 0 | 0.075524 | 0 | 0.081421 | 0 | 0.081421 | 0 | 4.8796 | 7.0001 | 4.8796 | 7.0001
234330-Premium T8 with T12 40 Watt Baseline - Tr1 | 0.39109 | 0.25218 | 0.39659 | 1974.9227 | 21724.1501 | -3.2343 | -35.5772 | 0.069312 | 0.60085 | 0.069312 | 0.60085 | 0.07133 | 0.61835 | 0.07133 | 0.61835 | 2.8213 | 2.9792 | 2.8213 | 2.9792
234303-Lighting-Remove 4 Ft Lamp (De-Lamp) - Tr1 | 1.1308 | 0.72919 | 1.1467 | 5710.4517 | 62814.9692 | -9.3519 | -102.8709 | 0.084541 | 0.73287 | 0.084541 | 0.73287 | 0.093822 | 0.81332 | 0.093822 | 0.81332 | 4.7033 | 7.9252 | 4.7033 | 7.9252
234330-Premium T8 with T12 40 Watt Baseline - Tr1 | 0.30857 | 0.19897 | 0.28237 | 1558.2225 | 17140.4479 | -2.5519 | -28.0706 | 0.061232 | 0.53081 | 0.061232 | 0.53081 | 0.063679 | 0.55201 | 0.063679 | 0.55201 | 2.3272 | 2.4575 | 2.3272 | 2.4575
234303-Lighting-Remove 4 Ft Lamp (De-Lamp) - Tr1 | 1.0261 | 0.66163 | 0.93893 | 5181.4067 | 56995.4732 | -8.4855 | -93.3404 | 0.079694 | 0.69085 | 0.079694 | 0.69085 | 0.090945 | 0.78839 | 0.090945 | 0.78839 | 3.8796 | 6.5373 | 3.8796 | 6.5373
234331-Premium T8 with T12 40 Watt Baseline - Tr2 | 0.20454 | 0.13189 | 0.32009 | 1032.8654 | 11361.5198 | -1.6915 | -18.6066 | 0.047686 | 0.41391 | 0.047686 | 0.41391 | 0.064536 | 0.56017 | 0.064536 | 0.56017 | 1.8008 | 2.5116 | 1.8008 | 2.5116
234304-Lighting-Remove 4 Ft Lamp (De-Lamp) - Tr2 | 0.6587 | 0.42475 | 1.0308 | 3326.3147 | 36589.4613 | -5.4474 | -59.9219 | 0.070218 | 0.60949 | 0.070218 | 0.60949 | 0.090659 | 0.78692 | 0.090659 | 0.78692 | 2.8971 | 6.4707 | 2.8971 | 6.4707
234331-Premium T8 with T12 40 Watt Baseline - Tr2 | 0.19377 | 0.12495 | 0.30324 | 978.5041 | 10763.5451 | -1.6025 | -17.6273 | 0.047686 | 0.41391 | 0.047686 | 0.41391 | 0.064536 | 0.56017 | 0.064536 | 0.56017 | 1.8008 | 2.5116 | 1.8008 | 2.5116
234304-Lighting-Remove 4 Ft Lamp (De-Lamp) - Tr2 | 0.62403 | 0.40239 | 0.97658 | 3151.2455 | 34663.7002 | -5.1607 | -56.7681 | 0.070218 | 0.60949 | 0.070218 | 0.60949 | 0.090659 | 0.78692 | 0.090659 | 0.78692 | 2.8971 | 6.4707 | 2.8971 | 6.4707
234084-Refrigeration -Cooler/Freezer Door Gaskets - Solid Doors: Cooler | 0.20829 | 0.16119 | 0.2065 | 1806.624 | 7226.496 | 0 | 0 | 0.082012 | 0 | 0.082012 | 0 | 0.082012 | 0 | 0.082012 | 0 | 8.4103 | 8.4103 | 8.4103 | 8.4103
234126-Refrigeration - Efficient Evap Fan Motor Electronically Commutated Motor (ECM) | 0.1288 | 0.099675 | 0.15211 | 1117.1424 | 16757.136 | -1.1067 | -16.6007 | 0.081676 | 0.82439 | 0.081676 | 0.82439 | -0.049255 | -0.49715 | -0.049255 | -0.49715 | 7.8506 | 0.6552 | 7.8506 | 0.6552
234126-Refrigeration - Efficient Evap Fan Motor Electronically Commutated Motor (ECM) | 0.02576 | 0.019935 | 0.030422 | 223.4285 | 3351.4272 | -0.22134 | -3.3201 | 0.081676 | 0.82439 | 0.081676 | 0.82439 | -0.049255 | -0.49715 | -0.049255 | -0.49715 | 7.8506 | 0.6552 | 7.8506 | 0.6552
234059-Motors - VFD - HVAC Fans (per Hp) | 1.8918 | 1.7249 | 0 | 14457.6 | 216864 | 0 | 0 | 0.069477 | 0 | 0.069477 | 0 | 0.083744 | 0 | 0.083744 | 0 | 3.4092 | 6.7475 | 3.4092 | 6.7475
234308-Lighting-Remove 8 Ft Lamp (De-Lamp) - Tr3 | 5.2739 | 3.4007 | 8.0456 | 26632.0394 | 292952.4331 | -43.6148 | -479.7628 | 0.087633 | 0.76065 | 0.087633 | 0.76065 | 0.098904 | 0.85848 | 0.098904 | 0.85848 | 5.4714 | 12.8766 | 5.4714 | 12.8766
234329-Premium T8 with T12 34Watt Baseline - Tr3 | 2.0158 | 1.2998 | 3.0752 | 10179.3573 | 111972.93 | -16.6705 | -183.376 | 0.057122 | 0.49582 | 0.057122 | 0.49582 | 0.090004 | 0.78123 | 0.090004 | 0.78123 | 2.14 | 6.2245 | 2.14 | 6.2245
234126-Refrigeration - Efficient Evap Fan Motor Electronically Commutated Motor (ECM) | 0.1288 | 0.099675 | 0.15211 | 1117.1424 | 16757.136 | -1.1067 | -16.6007 | 0.081676 | 0.82439 | 0.081676 | 0.82439 | -0.049255 | -0.49715 | -0.049255 | -0.49715 | 7.8506 | 0.6552 | 7.8506 | 0.6552
234207-Lighting-8 Ft T-8 with Elec Ballast-Tr1 | 0.29612 | 0.19094 | 0.30028 | 1495.3286 | 16448.6142 | -2.4489 | -26.9376 | -0.0086443 | -0.075032 | -0.0086443 | -0.075032 | 0.034798 | 0.30204 | 0.034798 | 0.30204 | 0.9254 | 1.4804 | 0.9254 | 1.4804
234332-Premium T8 with T12 40 Watt Baseline - Tr3 | 0.10723 | 0.069143 | 0.1678 | 541.4732 | 5956.2049 | -0.88676 | -9.7544 | 0.041996 | 0.36452 | 0.041996 | 0.36452 | 0.073178 | 0.63518 | 0.073178 | 0.63518 | 1.6438 | 3.1489 | 1.6438 | 3.1489
234305-Lighting-Remove 4 Ft Lamp (De-Lamp) - Tr3 | 0.38135 | 0.24591 | 0.5968 | 1925.7611 | 21183.3724 | -3.1538 | -34.6916 | 0.070409 | 0.61115 | 0.070409 | 0.61115 | 0.095447 | 0.82847 | 0.095447 | 0.82847 | 2.9121 | 9.0994 | 2.9121 | 9.0994
234331-Premium T8 with T12 40 Watt Baseline - Tr2 | 0.50239 | 0.28666 | 0.77261 | 2500.173 | 27501.9035 | -3.2325 | -35.5576 | 0.044248 | 0.39735 | 0.044248 | 0.39735 | 0.061057 | 0.5483 | 0.061057 | 0.5483 | 1.7449 | 2.4336 | 1.7449 | 2.4336
234304-Lighting-Remove 4 Ft Lamp (De-Lamp) - Tr2 | 1.6179 | 0.92319 | 2.4882 | 8051.7384 | 88569.1222 | -10.4102 | -114.5123 | 0.066724 | 0.59919 | 0.066724 | 0.59919 | 0.087116 | 0.78231 | 0.087116 | 0.78231 | 2.8071 | 6.2698 | 2.8071 | 6.2698
234331-Premium T8 with T12 40 Watt Baseline - Tr2 | 0.070563 | 0.045501 | 0.09659 | 356.3271 | 3919.5986 | -0.58355 | -6.4191 | 0.043641 | 0.3788 | 0.043641 | 0.3788 | 0.061636 | 0.535 | 0.061636 | 0.535 | 1.6863 | 2.3518 | 1.6863 | 2.3518
234304-Lighting-Remove 4 Ft Lamp (De-Lamp) - Tr2 | 0.22725 | 0.14653 | 0.31107 | 1147.5418 | 12622.9594 | -1.8793 | -20.6724 | 0.067704 | 0.58766 | 0.067704 | 0.58766 | 0.089534 | 0.77715 | 0.089534 | 0.77715 | 2.7128 | 6.0592 | 2.7128 | 6.0592
234331-Premium T8 with T12 40 Watt Baseline - Tr2 | 0.38451 | 0.24794 | 0.58658 | 1941.6729 | 21358.4024 | -3.1798 | -34.9783 | 0.055551 | 0.48218 | 0.055551 | 0.48218 | 0.070175 | 0.60912 | 0.070175 | 0.60912 | 2.0749 | 2.8938 | 2.0749 | 2.8938
234304-Lighting-Remove 4 Ft Lamp (De-Lamp) - Tr2 | 1.2383 | 0.79848 | 1.8891 | 6253.1042 | 68784.1463 | -10.2406 | -112.6465 | 0.075107 | 0.65192 | 0.075107 | 0.65192 | 0.092848 | 0.80592 | 0.092848 | 0.80592 | 3.338 | 7.4555 | 3.338 | 7.4555
234330-Premium T8 with T12 40 Watt Baseline - Tr1 | 0.18234 | 0.11758 | 0.16685 | 920.7679 | 10128.4465 | -1.5079 | -16.5872 | 0.061093 | 0.53029 | 0.061093 | 0.53029 | 0.063539 | 0.55152 | 0.063539 | 0.55152 | 2.3241 | 2.4543 | 2.3241 | 2.4543
234303-Lighting-Remove 4 Ft Lamp (De-Lamp) - Tr1 | 0.60631 | 0.39096 | 0.55482 | 3061.7403 | 33679.1432 | -5.0142 | -55.1557 | 0.079555 | 0.69054 | 0.079555 | 0.69054 | 0.090807 | 0.7882 | 0.090807 | 0.7882 | 3.8746 | 6.5287 | 3.8746 | 6.5287
234330-Premium T8 with T12 40 Watt Baseline - Tr1 | 0.84089 | 0.54223 | 1.2828 | 4246.3307 | 46709.6379 | -6.9541 | -76.4955 | 0.0535 | 0.46378 | 0.0535 | 0.46378 | 0.056356 | 0.48854 | 0.056356 | 0.48854 | 1.9931 | 2.1047 | 1.9931 | 2.1047
234303-Lighting-Remove 4 Ft Lamp (De-Lamp) - Tr1 | 0.31956 | 0.20606 | 0.4875 | 1613.7043 | 17750.7474 | -2.6427 | -29.0701 | 0.075056 | 0.65065 | 0.075056 | 0.65065 | 0.088193 | 0.76452 | 0.088193 | 0.76452 | 3.3228 | 5.5989 | 3.3228 | 5.5989
234330-Premium T8 with T12 40 Watt Baseline - Tr1 | 0.77152 | 0.4975 | 1.2074 | 3896.0386 | 42856.4248 | -6.3805 | -70.1852 | 0.045302 | 0.39271 | 0.045302 | 0.39271 | 0.048592 | 0.42124 | 0.048592 | 0.42124 | 1.7299 | 1.8267 | 1.7299 | 1.8267
234331-Premium T8 with T12 40 Watt Baseline - Tr2 | 0.11163 | 0.071982 | 0.1703 | 563.7115 | 6200.8265 | -0.92318 | -10.155 | 0.055551 | 0.48218 | 0.055551 | 0.48218 | 0.070175 | 0.60912 | 0.070175 | 0.60912 | 2.0749 | 2.8938 | 2.0749 | 2.8938
234304-Lighting-Remove 4 Ft Lamp (De-Lamp) - Tr2 | 0.3595 | 0.23182 | 0.54844 | 1815.4174 | 19969.5909 | -2.9731 | -32.7038 | 0.075107 | 0.65192 | 0.075107 | 0.65192 | 0.092848 | 0.80592 | 0.092848 | 0.80592 | 3.338 | 7.4555 | 3.338 | 7.4555
234330-Premium T8 with T12 40 Watt Baseline - Tr1 | 0.4286 | 0.24456 | 0.65036 | 2132.9482 | 23462.4298 | -3.234 | -35.574 | 0.04485 | 0.39568 | 0.04485 | 0.39568 | 0.062013 | 0.54709 | 0.062013 | 0.54709 | 1.7395 | 2.426 | 1.7395 | 2.426
234148-Premium T8 with T12 40 Watt Baseline | 5.0727 | 3.271 | 7.7387 | 25616.0764 | 281776.8403 | -41.951 | -461.4608 | 0.082366 | 0.71401 | 0.082366 | 0.71401 | 0.083692 | 0.7255 | 0.083692 | 0.7255 | 4.2941 | 4.5346 | 4.2941 | 4.5346
234084-Refrigeration -Cooler/Freezer Door Gaskets - Solid Doors: Cooler | 2.2681 | 1.7552 | 2.2485 | 19672.128 | 78688.512 | 0 | 0 | 0.082012 | 0 | 0.082012 | 0 | 0.082012 | 0 | 0.082012 | 0 | 8.4103 | 8.4103 | 8.4103 | 8.4103
234331-Premium T8 with T12 40 Watt Baseline - Tr2 | 0.35047 | 0.22599 | 0.34915 | 1769.789 | 19467.6792 | -2.8984 | -31.8819 | 0.079796 | 0.69263 | 0.079796 | 0.69263 | 0.08756 | 0.76001 | 0.08756 | 0.76001 | 3.9085 | 5.4511 | 3.9085 | 5.4511
234304-Lighting-Remove 4 Ft Lamp (De-Lamp) - Tr2 | 1.1287 | 0.7278 | 1.1244 | 5699.5568 | 62695.1243 | -9.3341 | -102.6747 | 0.090177 | 0.78274 | 0.090177 | 0.78274 | 0.099596 | 0.86449 | 0.099596 | 0.86449 | 6.2878 | 14.044 | 6.2878 | 14.044
234331-Premium T8 with T12 40 Watt Baseline - Tr2 | 0.19845 | 0.12797 | 0.30275 | 1002.1538 | 11023.6916 | -1.6412 | -18.0533 | 0.05569 | 0.48277 | 0.05569 | 0.48277 | 0.070315 | 0.60954 | 0.070315 | 0.60954 | 2.0776 | 2.8976 | 2.0776 | 2.8976
234331-Premium T8 with T12 40 Watt Baseline - Tr2 | 0.24807 | 0.15996 | 0.37844 | 1252.6922 | 13779.6144 | -2.0515 | -22.5666 | 0.055551 | 0.48218 | 0.055551 | 0.48218 | 0.070175 | 0.60912 | 0.070175 | 0.60912 | 2.0749 | 2.8938 | 2.0749 | 2.8938
234304-Lighting-Remove 4 Ft Lamp (De-Lamp) - Tr2 | 0.59917 | 0.38636 | 0.91407 | 3025.6956 | 33282.6514 | -4.9551 | -54.5064 | 0.075107 | 0.65192 | 0.075107 | 0.65192 | 0.092848 | 0.80592 | 0.092848 | 0.80592 | 3.338 | 7.4555 | 3.338 | 7.4555
234307-Lighting-Remove 8 Ft Lamp (De-Lamp) - Tr2 | 0.032962 | 0.021255 | 0.050285 | 166.4502 | 1830.9527 | -0.27259 | -2.9985 | 0.087505 | 0.75954 | 0.087505 | 0.75954 | 0.095611 | 0.8299 | 0.095611 | 0.8299 | 5.4359 | 9.2282 | 5.4359 | 9.2282
234331-Premium T8 with T12 40 Watt Baseline - Tr2 | 0.062017 | 0.03999 | 0.09461 | 313.1731 | 3444.9036 | -0.51288 | -5.6417 | 0.055551 | 0.48218 | 0.055551 | 0.48218 | 0.070175 | 0.60912 | 0.070175 | 0.60912 | 2.0749 | 2.8938 | 2.0749 | 2.8938
234304-Lighting-Remove 4 Ft Lamp (De-Lamp) - Tr2 | 0.19972 | 0.12879 | 0.30469 | 1008.5652 | 11094.2171 | -1.6517 | -18.1688 | 0.075107 | 0.65192 | 0.075107 | 0.65192 | 0.092848 | 0.80592 | 0.092848 | 0.80592 | 3.338 | 7.4555 | 3.338 | 7.4555
234331-Premium T8 with T12 40 Watt Baseline - Tr2 | 0.022943 | 0.014794 | 0.037296 | 115.8584 | 1274.4427 | -0.18974 | -2.0871 | 0.051353 | 0.44574 | 0.051353 | 0.44574 | 0.067166 | 0.58299 | 0.067166 | 0.58299 | 1.919 | 2.6764 | 1.919 | 2.6764
234304-Lighting-Remove 4 Ft Lamp (De-Lamp) - Tr2 | 0.073888 | 0.047645 | 0.12011 | 373.1189 | 4104.3077 | -0.61105 | -6.7215 | 0.072497 | 0.62927 | 0.072497 | 0.62927 | 0.09168 | 0.79578 | 0.09168 | 0.79578 | 3.0872 | 6.8954 | 3.0872 | 6.8954
234331-Premium T8 with T12 40 Watt Baseline - Tr2 | 0.091773 | 0.059177 | 0.14918 | 463.4337 | 5097.7709 | -0.75896 | -8.3485 | 0.051353 | 0.44574 | 0.051353 | 0.44574 | 0.067166 | 0.58299 | 0.067166 | 0.58299 | 1.919 | 2.6764 | 1.919 | 2.6764
234304-Lighting-Remove 4 Ft Lamp (De-Lamp) - Tr2 | 0.29555 | 0.19058 | 0.48044 | 1492.4755 | 16417.2306 | -2.4442 | -26.8862 | 0.072497 | 0.62927 | 0.072497 | 0.62927 | 0.09168 | 0.79578 | 0.09168 | 0.79578 | 3.0872 | 6.8954 | 3.0872 | 6.8954
234331-Premium T8 with T12 40 Watt Baseline - Tr2 | 0.2512 | 0.14333 | 0.38631 | 1250.0865 | 13750.9517 | -1.6163 | -17.7788 | 0.044248 | 0.39735 | 0.044248 | 0.39735 | 0.061057 | 0.5483 | 0.061057 | 0.5483 | 1.7449 | 2.4336 | 1.7449 | 2.4336
234304-Lighting-Remove 4 Ft Lamp (De-Lamp) - Tr2 | 0.10552 | 0.060208 | 0.16227 | 525.1134 | 5776.2471 | -0.67893 | -7.4682 | 0.066724 | 0.59919 | 0.066724 | 0.59919 | 0.087116 | 0.78231 | 0.087116 | 0.78231 | 2.8071 | 6.2698 | 2.8071 | 6.2698
234307-Lighting-Remove 8 Ft Lamp (De-Lamp) - Tr2 | 0.46438 | 0.26497 | 0.71416 | 2311.0124 | 25421.1364 | -2.9879 | -32.8673 | 0.080974 | 0.72716 | 0.080974 | 0.72716 | 0.090292 | 0.81083 | 0.090292 | 0.81083 | 4.5714 | 7.7606 | 4.5714 | 7.7606
234331-Premium T8 with T12 40 Watt Baseline - Tr2 | 0.02153 | 0.013883 | 0.033693 | 108.7227 | 1195.9495 | -0.17805 | -1.9586 | 0.047686 | 0.41391 | 0.047686 | 0.41391 | 0.064536 | 0.56017 | 0.064536 | 0.56017 | 1.8008 | 2.5116 | 1.8008 | 2.5116
234304-Lighting-Remove 4 Ft Lamp (De-Lamp) - Tr2 | 0.069337 | 0.04471 | 0.10851 | 350.1384 | 3851.5222 | -0.57342 | -6.3076 | 0.070218 | 0.60949 | 0.070218 | 0.60949 | 0.090659 | 0.78692 | 0.090659 | 0.78692 | 2.8971 | 6.4707 | 2.8971 | 6.4707
234331-Premium T8 with T12 40 Watt Baseline - Tr2 | 0.083686 | 0.053963 | 0.10894 | 422.5967 | 4648.5642 | -0.69208 | -7.6129 | 0.045953 | 0.39887 | 0.045953 | 0.39887 | 0.063294 | 0.54939 | 0.063294 | 0.54939 | 1.7499 | 2.4406 | 1.7499 | 2.4406
234304-Lighting-Remove 4 Ft Lamp (De-Lamp) - Tr2 | 0.26951 | 0.17379 | 0.35083 | 1360.9612 | 14970.573 | -2.2288 | -24.517 | 0.069141 | 0.60014 | 0.069141 | 0.60014 | 0.090177 | 0.78274 | 0.090177 | 0.78274 | 2.8152 | 6.2878 | 2.8152 | 6.2878
234331-Premium T8 with T12 40 Watt Baseline - Tr2 | 0.14482 | 0.093384 | 0.13252 | 731.3166 | 8044.4822 | -1.1977 | -13.1743 | 0.062969 | 0.54657 | 0.062969 | 0.54657 | 0.075494 | 0.65529 | 0.075494 | 0.65529 | 2.4226 | 3.3788 | 2.4226 | 3.3788
234304-Lighting-Remove 4 Ft Lamp (De-Lamp) - Tr2 | 0.46639 | 0.30074 | 0.42679 | 2355.1848 | 25907.0333 | -3.857 | -42.4275 | 0.079718 | 0.69195 | 0.079718 | 0.69195 | 0.094913 | 0.82384 | 0.094913 | 0.82384 | 3.8974 | 8.705 | 3.8974 | 8.705
234332-Premium T8 with T12 40 Watt Baseline - Tr3 | 0.68238 | 0.38936 | 1.0494 | 3395.9043 | 37354.9476 | -4.3906 | -48.2967 | 0.038572 | 0.34638 | 0.038572 | 0.34638 | 0.069678 | 0.62571 | 0.069678 | 0.62571 | 1.5927 | 3.0512 | 1.5927 | 3.0512
234305-Lighting-Remove 4 Ft Lamp (De-Lamp) - Tr3 | 2.04 | 1.164 | 3.1373 | 10152.1919 | 111674.1106 | -13.1259 | -144.385 | 0.066915 | 0.60091 | 0.066915 | 0.60091 | 0.091892 | 0.8252 | 0.091892 | 0.8252 | 2.8217 | 8.8169 | 2.8217 | 8.8169
234331-Premium T8 with T12 40 Watt Baseline - Tr2 | 0.27538 | 0.17757 | 0.44695 | 1390.5944 | 15296.5384 | -2.2774 | -25.0509 | 0.060676 | 0.52666 | 0.060676 | 0.52666 | 0.07385 | 0.64102 | 0.07385 | 0.64102 | 2.3033 | 3.2123 | 2.3033 | 3.2123
234304-Lighting-Remove 4 Ft Lamp (De-Lamp) - Tr2 | 0.88684 | 0.57186 | 1.4394 | 4478.3709 | 49262.0803 | -7.3341 | -80.6756 | 0.078292 | 0.67958 | 0.078292 | 0.67958 | 0.094275 | 0.8183 | 0.094275 | 0.8183 | 3.7054 | 8.2762 | 3.7054 | 8.2762
234331-Premium T8 with T12 40 Watt Baseline - Tr2 | 0.26212 | 0.14956 | 0.4031 | 1304.4381 | 14348.8192 | -1.6865 | -18.5518 | 0.044248 | 0.39735 | 0.044248 | 0.39735 | 0.061057 | 0.5483 | 0.061057 | 0.5483 | 1.7449 | 2.4336 | 1.7449 | 2.4336
234304-Lighting-Remove 4 Ft Lamp (De-Lamp) - Tr2 | 0.84414 | 0.48166 | 1.2982 | 4200.907 | 46209.9768 | -5.4314 | -59.7455 | 0.066724 | 0.59919 | 0.066724 | 0.59919 | 0.087116 | 0.78231 | 0.087116 | 0.78231 | 2.8071 | 6.2698 | 2.8071 | 6.2698
234331-Premium T8 with T12 40 Watt Baseline - Tr2 | 0.2512 | 0.14333 | 0.38631 | 1250.0865 | 13750.9517 | -1.6163 | -17.7788 | 0.044248 | 0.39735 | 0.044248 | 0.39735 | 0.061057 | 0.5483 | 0.061057 | 0.5483 | 1.7449 | 2.4336 | 1.7449 | 2.4336
234304-Lighting-Remove 4 Ft Lamp (De-Lamp) - Tr2 | 0.80897 | 0.46159 | 1.2441 | 4025.8692 | 44284.5611 | -5.2051 | -57.2561 | 0.066724 | 0.59919 | 0.066724 | 0.59919 | 0.087116 | 0.78231 | 0.087116 | 0.78231 | 2.8071 | 6.2698 | 2.8071 | 6.2698
234126-Refrigeration - Efficient Evap Fan Motor Electronically Commutated Motor (ECM) | 0.03864 | 0.029902 | 0.045634 | 335.1427 | 5027.1408 | -0.33201 | -4.9802 | 0.081676 | 0.82439 | 0.081676 | 0.82439 | -0.049255 | -0.49715 | -0.049255 | -0.49715 | 7.8506 | 0.6552 | 7.8506 | 0.6552
234002-A/C-Reflective Window Film Coastal | 0.5674 | 0.22635 | 0.32237 | 1743.5904 | 17435.904 | 0 | 0 | 0.085128 | 0 | 0.085128 | 0 | 0.097325 | 0 | 0.097325 | 0 | 3.4403 | 5.2898 | 3.4403 | 5.2898
234330-Premium T8 with T12 40 Watt Baseline - Tr1 | 0.97843 | 0.55828 | 1.5047 | 4869.1747 | 53560.9221 | -6.2954 | -69.2497 | 0.04173 | 0.37474 | 0.04173 | 0.37474 | 0.045013 | 0.40422 | 0.045013 | 0.40422 | 1.674 | 1.7677 | 1.674 | 1.7677
234207-Lighting-8 Ft T-8 with Elec Ballast-Tr1 | 0.017543 | 0.01001 | 0.026979 | 87.3049 | 960.354 | -0.11288 | -1.2417 | -0.084872 | -0.76216 | -0.084872 | -0.76216 | -0.014196 | -0.12748 | -0.014196 | -0.12748 | 0.5498 | 0.87954 | 0.5498 | 0.87954
234331-Premium T8 with T12 40 Watt Baseline - Tr2 | 0.71049 | 0.45815 | 1.1119 | 3587.8484 | 39466.3319 | -5.8758 | -64.6333 | 0.047686 | 0.41391 | 0.047686 | 0.41391 | 0.064536 | 0.56017 | 0.064536 | 0.56017 | 1.8008 | 2.5116 | 1.8008 | 2.5116
234208-Lighting-8 Ft T-8 with Elec Ballast-Tr2 | 0.0087307 | 0.0056298 | 0.013663 | 44.0883 | 484.9716 | -0.072203 | -0.79423 | -0.078748 | -0.68353 | -0.078748 | -0.68353 | 0.019492 | 0.16919 | 0.019492 | 0.16919 | 0.57658 | 1.2222 | 0.57658 | 1.2222
234330-Premium T8 with T12 40 Watt Baseline - Tr1 | 0.68328 | 0.4406 | 1.1107 | 3450.4373 | 37954.8108 | -5.6507 | -62.1579 | 0.048985 | 0.42519 | 0.048985 | 0.42519 | 0.052073 | 0.45199 | 0.052073 | 0.45199 | 1.841 | 1.9441 | 1.841 | 1.9441
234148-Premium T8 with T12 40 Watt Baseline | 0.38186 | 0.24624 | 0.59759 | 1928.3294 | 21211.6231 | -3.158 | -34.7379 | 0.07856 | 0.68102 | 0.07856 | 0.68102 | 0.080088 | 0.69427 | 0.080088 | 0.69427 | 3.7269 | 3.9356 | 3.7269 | 3.9356
234053-Lighting-Remove 4 Ft Lamp (De-Lamp) | 0.29468 | 0.19002 | 0.46116 | 1488.0881 | 16368.9695 | -2.437 | -26.8072 | 0.070136 | 0.60799 | 0.070136 | 0.60799 | 0.085274 | 0.73922 | 0.085274 | 0.73922 | 2.8837 | 4.8594 | 2.8837 | 4.8594
234331-Premium T8 with T12 40 Watt Baseline - Tr2 | 0.13034 | 0.084046 | 0.11927 | 658.1849 | 7240.034 | -1.0779 | -11.8569 | 0.063108 | 0.54707 | 0.063108 | 0.54707 | 0.075633 | 0.65565 | 0.075633 | 0.65565 | 2.4258 | 3.3832 | 2.4258 | 3.3832
234304-Lighting-Remove 4 Ft Lamp (De-Lamp) - Tr2 | 0.41975 | 0.27067 | 0.38411 | 2119.6664 | 23316.3299 | -3.4713 | -38.1847 | 0.079857 | 0.69226 | 0.079857 | 0.69226 | 0.095051 | 0.82398 | 0.095051 | 0.82398 | 3.9025 | 8.7164 | 3.9025 | 8.7164
234330-Premium T8 with T12 40 Watt Baseline - Tr1 | 0.4934 | 0.31816 | 0.80081 | 2491.5729 | 27407.3017 | -4.0804 | -44.8844 | 0.058842 | 0.51009 | 0.058842 | 0.51009 | 0.061415 | 0.53239 | 0.061415 | 0.53239 | 2.2126 | 2.3364 | 2.2126 | 2.3364
234126-Refrigeration - Efficient Evap Fan Motor Electronically Commutated Motor (ECM) | 0.03864 | 0.029902 | 0.045634 | 335.1427 | 5027.1408 | -0.33201 | -4.9802 | 0.081676 | 0.82439 | 0.081676 | 0.82439 | -0.049255 | -0.49715 | -0.049255 | -0.49715 | 7.8506 | 0.6552 | 7.8506 | 0.6552
234331-Premium T8 with T12 40 Watt Baseline - Tr2 | 0.10765 | 0.069416 | 0.16847 | 543.6134 | 5979.7473 | -0.89027 | -9.7929 | 0.047686 | 0.41391 | 0.047686 | 0.41391 | 0.064536 | 0.56017 | 0.064536 | 0.56017 | 1.8008 | 2.5116 | 1.8008 | 2.5116
234304-Lighting-Remove 4 Ft Lamp (De-Lamp) - Tr2 | 0.34669 | 0.22355 | 0.54254 | 1750.6919 | 19257.6112 | -2.8671 | -31.5378 | 0.070218 | 0.60949 | 0.070218 | 0.60949 | 0.090659 | 0.78692 | 0.090659 | 0.78692 | 2.8971 | 6.4707 | 2.8971 | 6.4707
234330-Premium T8 with T12 40 Watt Baseline - Tr1 | 0.34406 | 0.22186 | 0.53843 | 1737.4226 | 19111.6489 | -2.8453 | -31.2988 | 0.045162 | 0.39201 | 0.045162 | 0.39201 | 0.048453 | 0.42057 | 0.048453 | 0.42057 | 1.7276 | 1.8243 | 1.7276 | 1.8243
234303-Lighting-Remove 4 Ft Lamp (De-Lamp) - Tr1 | 1.1441 | 0.73772 | 1.7904 | 5777.2834 | 63550.1171 | -9.4614 | -104.0749 | 0.069999 | 0.60759 | 0.069999 | 0.60759 | 0.085135 | 0.73897 | 0.085135 | 0.73897 | 2.8801 | 4.853 | 2.8801 | 4.853
234331-Premium T8 with T12 40 Watt Baseline - Tr2 | 0.47133 | 0.30393 | 0.71904 | 2380.1152 | 26181.2674 | -3.8979 | -42.8766 | 0.055551 | 0.48218 | 0.055551 | 0.48218 | 0.070175 | 0.60912 | 0.070175 | 0.60912 | 2.0749 | 2.8938 | 2.0749 | 2.8938
234304-Lighting-Remove 4 Ft Lamp (De-Lamp) - Tr2 | 0.39945 | 0.25757 | 0.60938 | 2017.1304 | 22188.4343 | -3.3034 | -36.3376 | 0.075107 | 0.65192 | 0.075107 | 0.65192 | 0.092848 | 0.80592 | 0.092848 | 0.80592 | 3.338 | 7.4555 | 3.338 | 7.4555
234331-Premium T8 with T12 40 Watt Baseline - Tr2 | 0.2203 | 0.14206 | 0.35756 | 1112.4755 | 12237.2307 | -1.8219 | -20.0407 | 0.060676 | 0.52666 | 0.060676 | 0.52666 | 0.07385 | 0.64102 | 0.07385 | 0.64102 | 2.3033 | 3.2123 | 2.3033 | 3.2123
234304-Lighting-Remove 4 Ft Lamp (De-Lamp) - Tr2 | 0.70947 | 0.45749 | 1.1515 | 3582.6968 | 39409.6643 | -5.8673 | -64.5405 | 0.078292 | 0.67958 | 0.078292 | 0.67958 | 0.094275 | 0.8183 | 0.094275 | 0.8183 | 3.7054 | 8.2762 | 3.7054 | 8.2762
234330-Premium T8 with T12 40 Watt Baseline - Tr1 | 0.21895 | 0.14118 | 0.34264 | 1105.6326 | 12161.9584 | -1.8107 | -19.9174 | 0.045162 | 0.39201 | 0.045162 | 0.39201 | 0.048453 | 0.42057 | 0.048453 | 0.42057 | 1.7276 | 1.8243 | 1.7276 | 1.8243
234303-Lighting-Remove 4 Ft Lamp (De-Lamp) - Tr1 | 0.38135 | 0.24591 | 0.5968 | 1925.7611 | 21183.3724 | -3.1538 | -34.6916 | 0.069999 | 0.60759 | 0.069999 | 0.60759 | 0.085135 | 0.73897 | 0.085135 | 0.73897 | 2.8801 | 4.853 | 2.8801 | 4.853
234207-Lighting-8 Ft T-8 with Elec Ballast-Tr1 | 0.077814 | 0.050176 | 0.12177 | 392.9426 | 4322.3685 | -0.64351 | -7.0787 | -0.081752 | -0.7096 | -0.081752 | -0.7096 | -0.010902 | -0.094625 | -0.010902 | -0.094625 | 0.56741 | 0.90772 | 0.56741 | 0.90772
234330-Premium T8 with T12 40 Watt Baseline - Tr1 | 0.44447 | 0.28661 | 0.67807 | 2244.4891 | 24689.3801 | -3.6758 | -40.4333 | 0.0535 | 0.46378 | 0.0535 | 0.46378 | 0.056356 | 0.48854 | 0.056356 | 0.48854 | 1.9931 | 2.1047 | 1.9931 | 2.1047
234303-Lighting-Remove 4 Ft Lamp (De-Lamp) - Tr1 | 0.039945 | 0.025757 | 0.060938 | 201.713 | 2218.8434 | -0.33034 | -3.6338 | 0.075056 | 0.65065 | 0.075056 | 0.65065 | 0.088193 | 0.76452 | 0.088193 | 0.76452 | 3.3228 | 5.5989 | 3.3228 | 5.5989
234331-Premium T8 with T12 40 Watt Baseline - Tr2 | 0.062017 | 0.03999 | 0.09461 | 313.1731 | 3444.9036 | -0.51288 | -5.6417 | 0.055551 | 0.48218 | 0.055551 | 0.48218 | 0.070175 | 0.60912 | 0.070175 | 0.60912 | 2.0749 | 2.8938 | 2.0749 | 2.8938
234304-Lighting-Remove 4 Ft Lamp (De-Lamp) - Tr2 | 0.19972 | 0.12879 | 0.30469 | 1008.5652 | 11094.2171 | -1.6517 | -18.1688 | 0.075107 | 0.65192 | 0.075107 | 0.65192 | 0.092848 | 0.80592 | 0.092848 | 0.80592 | 3.338 | 7.4555 | 3.338 | 7.4555
234330-Premium T8 with T12 40 Watt Baseline - Tr1 | 0.42045 | 0.27111 | 0.64141 | 2123.1654 | 23354.819 | -3.4771 | -38.2478 | 0.053871 | 0.4676 | 0.053871 | 0.4676 | 0.06897 | 0.59866 | 0.06897 | 0.59866 | 2.0096 | 2.8026 | 2.0096 | 2.8026
234331-Premium T8 with T12 40 Watt Baseline - Tr2 | 0.59208 | 0.38179 | 0.92657 | 2989.8736 | 32888.6099 | -4.8965 | -53.8611 | 0.047686 | 0.41391 | 0.047686 | 0.41391 | 0.064536 | 0.56017 | 0.064536 | 0.56017 | 1.8008 | 2.5116 | 1.8008 | 2.5116
234304-Lighting-Remove 4 Ft Lamp (De-Lamp) - Tr2 | 1.9068 | 1.2295 | 2.984 | 9628.8056 | 105916.8618 | -15.7689 | -173.4581 | 0.070218 | 0.60949 | 0.070218 | 0.60949 | 0.090659 | 0.78692 | 0.090659 | 0.78692 | 2.8971 | 6.4707 | 2.8971 | 6.4707
234331-Premium T8 with T12 40 Watt Baseline - Tr2 | 1.2272 | 0.79134 | 1.9205 | 6197.1926 | 68169.1187 | -10.149 | -111.6393 | 0.047686 | 0.41391 | 0.047686 | 0.41391 | 0.064536 | 0.56017 | 0.064536 | 0.56017 | 1.8008 | 2.5116 | 1.8008 | 2.5116
234304-Lighting-Remove 4 Ft Lamp (De-Lamp) - Tr2 | 3.9522 | 2.5485 | 6.185 | 19957.888 | 219536.768 | -32.6847 | -359.5313 | 0.070218 | 0.60949 | 0.070218 | 0.60949 | 0.090659 | 0.78692 | 0.090659 | 0.78692 | 2.8971 | 6.4707 | 2.8971 | 6.4707
234330-Premium T8 with T12 40 Watt Baseline - Tr1 | 0.16682 | 0.10757 | 0.26106 | 842.3867 | 9266.254 | -1.3796 | -15.1752 | 0.045302 | 0.39271 | 0.045302 | 0.39271 | 0.048592 | 0.42124 | 0.048592 | 0.42124 | 1.7299 | 1.8267 | 1.7299 | 1.8267
234303-Lighting-Remove 4 Ft Lamp (De-Lamp) - Tr1 | 0.45069 | 0.29062 | 0.70531 | 2275.8995 | 25034.8946 | -3.7272 | -40.9992 | 0.070138 | 0.60801 | 0.070138 | 0.60801 | 0.085274 | 0.73922 | 0.085274 | 0.73922 | 2.8839 | 4.8594 | 2.8839 | 4.8594
234331-Premium T8 with T12 40 Watt Baseline - Tr2 | 1.3422 | 0.86547 | 2.1818 | 6777.7181 | 74554.8991 | -11.0997 | -122.0972 | 0.051353 | 0.44574 | 0.051353 | 0.44574 | 0.067166 | 0.58299 | 0.067166 | 0.58299 | 1.919 | 2.6764 | 1.919 | 2.6764
234304-Lighting-Remove 4 Ft Lamp (De-Lamp) - Tr2 | 4.3224 | 2.7872 | 7.0265 | 21827.4543 | 240101.9978 | -35.7464 | -393.2106 | 0.072497 | 0.62927 | 0.072497 | 0.62927 | 0.09168 | 0.79578 | 0.09168 | 0.79578 | 3.0872 | 6.8954 | 3.0872 | 6.8954
234331-Premium T8 with T12 40 Watt Baseline - Tr2 | 0.12918 | 0.083299 | 0.20216 | 652.3361 | 7175.6967 | -1.0683 | -11.7515 | 0.047686 | 0.41391 | 0.047686 | 0.41391 | 0.064536 | 0.56017 | 0.064536 | 0.56017 | 1.8008 | 2.5116 | 1.8008 | 2.5116
234304-Lighting-Remove 4 Ft Lamp (De-Lamp) - Tr2 | 0.41602 | 0.26826 | 0.65105 | 2100.8303 | 23109.1335 | -3.4405 | -37.8454 | 0.070218 | 0.60949 | 0.070218 | 0.60949 | 0.090659 | 0.78692 | 0.090659 | 0.78692 | 2.8971 | 6.4707 | 2.8971 | 6.4707
234331-Premium T8 with T12 40 Watt Baseline - Tr2 | 0.2203 | 0.14206 | 0.35756 | 1112.4755 | 12237.2307 | -1.8219 | -20.0407 | 0.060676 | 0.52666 | 0.060676 | 0.52666 | 0.07385 | 0.64102 | 0.07385 | 0.64102 | 2.3033 | 3.2123 | 2.3033 | 3.2123
234304-Lighting-Remove 4 Ft Lamp (De-Lamp) - Tr2 | 0.70947 | 0.45749 | 1.1515 | 3582.6968 | 39409.6643 | -5.8673 | -64.5405 | 0.078292 | 0.67958 | 0.078292 | 0.67958 | 0.094275 | 0.8183 | 0.094275 | 0.8183 | 3.7054 | 8.2762 | 3.7054 | 8.2762
234331-Premium T8 with T12 40 Watt Baseline - Tr2 | 0.39691 | 0.25594 | 0.60551 | 2004.3076 | 22047.3831 | -3.2824 | -36.1066 | 0.055551 | 0.48218 | 0.055551 | 0.48218 | 0.070175 | 0.60912 | 0.070175 | 0.60912 | 2.0749 | 2.8938 | 2.0749 | 2.8938
234331-Premium T8 with T12 40 Watt Baseline - Tr2 | 0.077374 | 0.048381 | 0.12142 | 400.1403 | 4401.5432 | -0.21442 | -2.3586 | 0.050497 | 0.44098 | 0.050497 | 0.44098 | 0.066368 | 0.57958 | 0.066368 | 0.57958 | 1.9004 | 2.6504 | 1.9004 | 2.6504
234304-Lighting-Remove 4 Ft Lamp (De-Lamp) - Tr2 | 0.24918 | 0.15581 | 0.39103 | 1288.6408 | 14175.0484 | -0.69054 | -7.596 | 0.07172 | 0.62632 | 0.07172 | 0.62632 | 0.090973 | 0.79446 | 0.090973 | 0.79446 | 3.0572 | 6.8284 | 3.0572 | 6.8284
234207-Lighting-8 Ft T-8 with Elec Ballast-Tr1 | 0.16935 | 0.1092 | 0.25835 | 855.1844 | 9407.0281 | -1.4005 | -15.4057 | -0.056648 | -0.49107 | -0.056648 | -0.49107 | 0.0048427 | 0.04198 | 0.0048427 | 0.04198 | 0.65462 | 1.0472 | 0.65462 | 1.0472
234332-Premium T8 with T12 40 Watt Baseline - Tr3 | 0.14622 | 0.094285 | 0.22882 | 738.3725 | 8122.0976 | -1.2092 | -13.3014 | 0.042136 | 0.36526 | 0.042136 | 0.36526 | 0.073317 | 0.63557 | 0.073317 | 0.63557 | 1.6459 | 3.1531 | 1.6459 | 3.1531
234305-Lighting-Remove 4 Ft Lamp (De-Lamp) - Tr3 | 0.52003 | 0.33533 | 0.81382 | 2626.0379 | 28886.4168 | -4.3006 | -47.3068 | 0.070548 | 0.61157 | 0.070548 | 0.61157 | 0.095585 | 0.82861 | 0.095585 | 0.82861 | 2.916 | 9.1113 | 2.916 | 9.1113
234331-Premium T8 with T12 40 Watt Baseline - Tr2 | 0.22326 | 0.14396 | 0.3406 | 1127.423 | 12401.653 | -1.8464 | -20.31 | 0.055551 | 0.48218 | 0.055551 | 0.48218 | 0.070175 | 0.60912 | 0.070175 | 0.60912 | 2.0749 | 2.8938 | 2.0749 | 2.8938
234304-Lighting-Remove 4 Ft Lamp (De-Lamp) - Tr2 | 0.71901 | 0.46363 | 1.0969 | 3630.8347 | 39939.1817 | -5.9462 | -65.4077 | 0.075107 | 0.65192 | 0.075107 | 0.65192 | 0.092848 | 0.80592 | 0.092848 | 0.80592 | 3.338 | 7.4555 | 3.338 | 7.4555
234330-Premium T8 with T12 40 Watt Baseline - Tr1 | 0.56795 | 0.36623 | 0.9775 | 2868.043 | 31548.4727 | -4.6969 | -51.6664 | 0.040146 | 0.34801 | 0.040146 | 0.34801 | 0.04371 | 0.37891 | 0.04371 | 0.37891 | 1.5972 | 1.6866 | 1.5972 | 1.6866
234303-Lighting-Remove 4 Ft Lamp (De-Lamp) - Tr1 | 1.8886 | 1.2178 | 3.2504 | 9536.8258 | 104905.084 | -15.6183 | -171.8011 | 0.067046 | 0.5812 | 0.067046 | 0.5812 | 0.083439 | 0.72331 | 0.083439 | 0.72331 | 2.6627 | 4.4867 | 2.6627 | 4.4867
234330-Premium T8 with T12 40 Watt Baseline - Tr1 | 0.48652 | 0.31372 | 0.74221 | 2456.8056 | 27024.862 | -4.0235 | -44.2581 | 0.0535 | 0.46378 | 0.0535 | 0.46378 | 0.056356 | 0.48854 | 0.056356 | 0.48854 | 1.9931 | 2.1047 | 1.9931 | 2.1047
234207-Lighting-8 Ft T-8 with Elec Ballast-Tr1 | 0.1295 | 0.083507 | 0.19756 | 653.9645 | 7193.6097 | -1.071 | -11.7808 | -0.056648 | -0.49107 | -0.056648 | -0.49107 | 0.0048427 | 0.04198 | 0.0048427 | 0.04198 | 0.65462 | 1.0472 | 0.65462 | 1.0472
234303-Lighting-Remove 4 Ft Lamp (De-Lamp) - Tr1 | 1.3981 | 0.90151 | 2.1328 | 7059.9564 | 77659.52 | -11.562 | -127.1816 | 0.075056 | 0.65065 | 0.075056 | 0.65065 | 0.088193 | 0.76452 | 0.088193 | 0.76452 | 3.3228 | 5.5989 | 3.3228 | 5.5989
234330-Premium T8 with T12 40 Watt Baseline - Tr1 | 0.37338 | 0.24077 | 0.60602 | 1885.5146 | 20740.6607 | -3.0879 | -33.9666 | 0.058842 | 0.51009 | 0.058842 | 0.51009 | 0.061415 | 0.53239 | 0.061415 | 0.53239 | 2.2126 | 2.3364 | 2.2126 | 2.3364
234303-Lighting-Remove 4 Ft Lamp (De-Lamp) - Tr1 | 1.1086 | 0.71482 | 1.7992 | 5597.9637 | 61577.6004 | -9.1677 | -100.8445 | 0.078261 | 0.67842 | 0.078261 | 0.67842 | 0.090095 | 0.78101 | 0.090095 | 0.78101 | 3.6885 | 6.2153 | 3.6885 | 6.2153
234330-Premium T8 with T12 40 Watt Baseline - Tr1 | 0.37338 | 0.24077 | 0.60602 | 1885.5146 | 20740.6607 | -3.0879 | -33.9666 | 0.058703 | 0.50954 | 0.058703 | 0.50954 | 0.061276 | 0.53187 | 0.061276 | 0.53187 | 2.2097 | 2.3334 | 2.2097 | 2.3334
234331-Premium T8 with T12 40 Watt Baseline - Tr2 | 0.11163 | 0.071982 | 0.1703 | 563.7115 | 6200.8265 | -0.92318 | -10.155 | 0.055551 | 0.48218 | 0.055551 | 0.48218 | 0.070175 | 0.60912 | 0.070175 | 0.60912 | 2.0749 | 2.8938 | 2.0749 | 2.8938
234304-Lighting-Remove 4 Ft Lamp (De-Lamp) - Tr2 | 0.3595 | 0.23182 | 0.54844 | 1815.4174 | 19969.5909 | -2.9731 | -32.7038 | 0.075107 | 0.65192 | 0.075107 | 0.65192 | 0.092848 | 0.80592 | 0.092848 | 0.80592 | 3.338 | 7.4555 | 3.338 | 7.4555
234331-Premium T8 with T12 40 Watt Baseline - Tr2 | 0.27989 | 0.18048 | 0.43801 | 1413.3948 | 15547.3429 | -2.3147 | -25.4616 | 0.047686 | 0.41391 | 0.047686 | 0.41391 | 0.064536 | 0.56017 | 0.064536 | 0.56017 | 1.8008 | 2.5116 | 1.8008 | 2.5116
234304-Lighting-Remove 4 Ft Lamp (De-Lamp) - Tr2 | 0.90138 | 0.58124 | 1.4106 | 4551.799 | 50069.7892 | -7.4544 | -81.9984 | 0.070218 | 0.60949 | 0.070218 | 0.60949 | 0.090659 | 0.78692 | 0.090659 | 0.78692 | 2.8971 | 6.4707 | 2.8971 | 6.4707
234331-Premium T8 with T12 40 Watt Baseline - Tr2 | 0.22607 | 0.14577 | 0.35378 | 1141.5881 | 12557.4692 | -1.8696 | -20.5651 | 0.047686 | 0.41391 | 0.047686 | 0.41391 | 0.064536 | 0.56017 | 0.064536 | 0.56017 | 1.8008 | 2.5116 | 1.8008 | 2.5116
234304-Lighting-Remove 4 Ft Lamp (De-Lamp) - Tr2 | 0.72804 | 0.46946 | 1.1393 | 3676.4531 | 40440.9836 | -6.0209 | -66.2295 | 0.070218 | 0.60949 | 0.070218 | 0.60949 | 0.090659 | 0.78692 | 0.090659 | 0.78692 | 2.8971 | 6.4707 | 2.8971 | 6.4707
234330-Premium T8 with T12 40 Watt Baseline - Tr1 | 0.49002 | 0.31598 | 0.76686 | 2474.511 | 27219.6212 | -4.0525 | -44.5771 | 0.045162 | 0.39201 | 0.045162 | 0.39201 | 0.048453 | 0.42057 | 0.048453 | 0.42057 | 1.7276 | 1.8243 | 1.7276 | 1.8243
234303-Lighting-Remove 4 Ft Lamp (De-Lamp) - Tr1 | 1.4214 | 0.91656 | 2.2244 | 7177.8369 | 78956.206 | -11.755 | -129.3051 | 0.069999 | 0.60759 | 0.069999 | 0.60759 | 0.085135 | 0.73897 | 0.085135 | 0.73897 | 2.8801 | 4.853 | 2.8801 | 4.853
234330-Premium T8 with T12 40 Watt Baseline - Tr1 | 0.16831 | 0.10853 | 0.15402 | 849.9396 | 9349.3352 | -1.3919 | -15.3112 | 0.061232 | 0.53081 | 0.061232 | 0.53081 | 0.063679 | 0.55201 | 0.063679 | 0.55201 | 2.3272 | 2.4575 | 2.3272 | 2.4575
234303-Lighting-Remove 4 Ft Lamp (De-Lamp) - Tr1 | 0.55967 | 0.36089 | 0.51214 | 2826.2218 | 31088.4399 | -4.6285 | -50.913 | 0.079694 | 0.69085 | 0.079694 | 0.69085 | 0.090945 | 0.78839 | 0.090945 | 0.78839 | 3.8796 | 6.5373 | 3.8796 | 6.5373
234331-Premium T8 with T12 40 Watt Baseline - Tr2 | 0.22824 | 0.14717 | 0.23145 | 1152.5618 | 12678.1802 | -1.8875 | -20.7628 | 0.070721 | 0.61385 | 0.070721 | 0.61385 | 0.081052 | 0.70353 | 0.081052 | 0.70353 | 2.937 | 4.0961 | 2.937 | 4.0961
234304-Lighting-Remove 4 Ft Lamp (De-Lamp) - Tr2 | 0.56541 | 0.36459 | 0.57336 | 2855.2259 | 31407.4846 | -4.676 | -51.4355 | 0.084536 | 0.73377 | 0.084536 | 0.73377 | 0.09707 | 0.84257 | 0.09707 | 0.84257 | 4.7249 | 10.5532 | 4.7249 | 10.5532
234330-Premium T8 with T12 40 Watt Baseline - Tr1 | 0.19636 | 0.12662 | 0.17969 | 991.5962 | 10907.5578 | -1.6239 | -17.8631 | 0.061232 | 0.53081 | 0.061232 | 0.53081 | 0.063679 | 0.55201 | 0.063679 | 0.55201 | 2.3272 | 2.4575 | 2.3272 | 2.4575
234303-Lighting-Remove 4 Ft Lamp (De-Lamp) - Tr1 | 0.65295 | 0.42104 | 0.5975 | 3297.2588 | 36269.8466 | -5.3999 | -59.3985 | 0.079694 | 0.69085 | 0.079694 | 0.69085 | 0.090945 | 0.78839 | 0.090945 | 0.78839 | 3.8796 | 6.5373 | 3.8796 | 6.5373
234330-Premium T8 with T12 40 Watt Baseline - Tr1 | 1.2898 | 0.83172 | 1.285 | 6513.381 | 71647.191 | -10.6668 | -117.3353 | 0.078633 | 0.68253 | 0.078633 | 0.68253 | 0.080149 | 0.69569 | 0.080149 | 0.69569 | 3.7496 | 3.9595 | 3.7496 | 3.9595
234331-Premium T8 with T12 40 Watt Baseline - Tr2 | 0.16523 | 0.10654 | 0.26817 | 834.3566 | 9177.923 | -1.3664 | -15.0305 | 0.060676 | 0.52666 | 0.060676 | 0.52666 | 0.07385 | 0.64102 | 0.07385 | 0.64102 | 2.3033 | 3.2123 | 2.3033 | 3.2123
234304-Lighting-Remove 4 Ft Lamp (De-Lamp) - Tr2 | 0.53211 | 0.34312 | 0.86363 | 2687.0226 | 29557.2482 | -4.4005 | -48.4054 | 0.078292 | 0.67958 | 0.078292 | 0.67958 | 0.094275 | 0.8183 | 0.094275 | 0.8183 | 3.7054 | 8.2762 | 3.7054 | 8.2762
234330-Premium T8 with T12 40 Watt Baseline - Tr1 | 0.075005 | 0.042798 | 0.11381 | 373.2659 | 4105.9252 | -0.56595 | -6.2254 | 0.04427 | 0.39056 | 0.04427 | 0.39056 | 0.047517 | 0.4192 | 0.047517 | 0.4192 | 1.723 | 1.8195 | 1.723 | 1.8195
234330-Premium T8 with T12 40 Watt Baseline - Tr1 | 0.58441 | 0.37684 | 1.0433 | 2951.134 | 32462.4741 | -12.1811 | -133.9926 | 0.045104 | 0.391 | 0.045104 | 0.391 | 0.048405 | 0.41962 | 0.048405 | 0.41962 | 1.7244 | 1.8209 | 1.7244 | 1.8209
234330-Premium T8 with T12 40 Watt Baseline - Tr1 | 0.40731 | 0.26265 | 0.40579 | 2056.8572 | 22625.4287 | -3.3685 | -37.0532 | 0.078772 | 0.68286 | 0.078772 | 0.68286 | 0.080288 | 0.696 | 0.080288 | 0.696 | 3.7545 | 3.9647 | 3.7545 | 3.9647
234330-Premium T8 with T12 40 Watt Baseline - Tr1 | 0.40731 | 0.26265 | 0.40579 | 2056.8572 | 22625.4287 | -3.3685 | -37.0532 | 0.078772 | 0.68286 | 0.078772 | 0.68286 | 0.080288 | 0.696 | 0.080288 | 0.696 | 3.7545 | 3.9647 | 3.7545 | 3.9647
234331-Premium T8 with T12 40 Watt Baseline - Tr2 | 0.4406 | 0.28411 | 0.71512 | 2224.951 | 24474.4614 | -3.6438 | -40.0814 | 0.060676 | 0.52666 | 0.060676 | 0.52666 | 0.07385 | 0.64102 | 0.07385 | 0.64102 | 2.3033 | 3.2123 | 2.3033 | 3.2123
234304-Lighting-Remove 4 Ft Lamp (De-Lamp) - Tr2 | 1.4189 | 0.91497 | 2.303 | 7165.3935 | 78819.3285 | -11.7346 | -129.081 | 0.078292 | 0.67958 | 0.078292 | 0.67958 | 0.094275 | 0.8183 | 0.094275 | 0.8183 | 3.7054 | 8.2762 | 3.7054 | 8.2762
234331-Premium T8 with T12 40 Watt Baseline - Tr2 | 0.12392 | 0.079906 | 0.20113 | 625.7675 | 6883.4423 | -1.0248 | -11.2729 | 0.060676 | 0.52666 | 0.060676 | 0.52666 | 0.07385 | 0.64102 | 0.07385 | 0.64102 | 2.3033 | 3.2123 | 2.3033 | 3.2123
234304-Lighting-Remove 4 Ft Lamp (De-Lamp) - Tr2 | 0.39908 | 0.25734 | 0.64772 | 2015.2669 | 22167.9361 | -3.3004 | -36.304 | 0.078292 | 0.67958 | 0.078292 | 0.67958 | 0.094275 | 0.8183 | 0.094275 | 0.8183 | 3.7054 | 8.2762 | 3.7054 | 8.2762
234331-Premium T8 with T12 40 Watt Baseline - Tr2 | 0.071281 | 0.045964 | 0.10286 | 359.9538 | 3959.4922 | -0.58949 | -6.4844 | 0.053275 | 0.46242 | 0.053275 | 0.46242 | 0.068543 | 0.59495 | 0.068543 | 0.59495 | 1.9874 | 2.7717 | 1.9874 | 2.7717
234304-Lighting-Remove 4 Ft Lamp (De-Lamp) - Tr2 | 0.22956 | 0.14803 | 0.33125 | 1159.2214 | 12751.4355 | -1.8984 | -20.8828 | 0.073692 | 0.63964 | 0.073692 | 0.63964 | 0.092215 | 0.80042 | 0.092215 | 0.80042 | 3.1972 | 7.141 | 3.1972 | 7.141
234331-Premium T8 with T12 40 Watt Baseline - Tr2 | 0.13106 | 0.074781 | 0.20155 | 652.2191 | 7174.4096 | -0.84326 | -9.2759 | 0.044248 | 0.39735 | 0.044248 | 0.39735 | 0.061057 | 0.5483 | 0.061057 | 0.5483 | 1.7449 | 2.4336 | 1.7449 | 2.4336
234304-Lighting-Remove 4 Ft Lamp (De-Lamp) - Tr2 | 0.42207 | 0.24083 | 0.64909 | 2100.4535 | 23104.9884 | -2.7157 | -29.8728 | 0.066724 | 0.59919 | 0.066724 | 0.59919 | 0.087116 | 0.78231 | 0.087116 | 0.78231 | 2.8071 | 6.2698 | 2.8071 | 6.2698
234331-Premium T8 with T12 40 Watt Baseline - Tr2 | 0.043686 | 0.024927 | 0.067184 | 217.4064 | 2391.4699 | -0.28109 | -3.092 | 0.044248 | 0.39735 | 0.044248 | 0.39735 | 0.061057 | 0.5483 | 0.061057 | 0.5483 | 1.7449 | 2.4336 | 1.7449 | 2.4336
234304-Lighting-Remove 4 Ft Lamp (De-Lamp) - Tr2 | 0.14069 | 0.080277 | 0.21636 | 700.1512 | 7701.6628 | -0.90524 | -9.9576 | 0.066724 | 0.59919 | 0.066724 | 0.59919 | 0.087116 | 0.78231 | 0.087116 | 0.78231 | 2.8071 | 6.2698 | 2.8071 | 6.2698
234332-Premium T8 with T12 40 Watt Baseline - Tr3 | 0.048739 | 0.031428 | 0.076275 | 246.1242 | 2707.3659 | -0.40307 | -4.4338 | 0.042136 | 0.36526 | 0.042136 | 0.36526 | 0.073317 | 0.63557 | 0.073317 | 0.63557 | 1.6459 | 3.1531 | 1.6459 | 3.1531
234305-Lighting-Remove 4 Ft Lamp (De-Lamp) - Tr3 | 0.17334 | 0.11178 | 0.27127 | 875.346 | 9628.8056 | -1.4335 | -15.7689 | 0.070548 | 0.61157 | 0.070548 | 0.61157 | 0.095585 | 0.82861 | 0.095585 | 0.82861 | 2.916 | 9.1113 | 2.916 | 9.1113
234331-Premium T8 with T12 40 Watt Baseline - Tr2 | 0.086893 | 0.056031 | 0.079514 | 438.7899 | 4826.6893 | -0.7186 | -7.9046 | 0.062969 | 0.54657 | 0.062969 | 0.54657 | 0.075494 | 0.65529 | 0.075494 | 0.65529 | 2.4226 | 3.3788 | 2.4226 | 3.3788
234304-Lighting-Remove 4 Ft Lamp (De-Lamp) - Tr2 | 0.27984 | 0.18045 | 0.25607 | 1413.1109 | 15544.22 | -2.3142 | -25.4565 | 0.079718 | 0.69195 | 0.079718 | 0.69195 | 0.094913 | 0.82384 | 0.094913 | 0.82384 | 3.8974 | 8.705 | 3.8974 | 8.705
234331-Premium T8 with T12 40 Watt Baseline - Tr2 | 0.13769 | 0.088785 | 0.22347 | 695.2972 | 7648.2692 | -1.1387 | -12.5254 | 0.060676 | 0.52666 | 0.060676 | 0.52666 | 0.07385 | 0.64102 | 0.07385 | 0.64102 | 2.3033 | 3.2123 | 2.3033 | 3.2123
234304-Lighting-Remove 4 Ft Lamp (De-Lamp) - Tr2 | 0.44342 | 0.28593 | 0.71969 | 2239.1855 | 24631.0402 | -3.6671 | -40.3378 | 0.078292 | 0.67958 | 0.078292 | 0.67958 | 0.094275 | 0.8183 | 0.094275 | 0.8183 | 3.7054 | 8.2762 | 3.7054 | 8.2762
234331-Premium T8 with T12 40 Watt Baseline - Tr2 | 0.10765 | 0.069416 | 0.16847 | 543.6134 | 5979.7473 | -0.89027 | -9.7929 | 0.047686 | 0.41391 | 0.047686 | 0.41391 | 0.064536 | 0.56017 | 0.064536 | 0.56017 | 1.8008 | 2.5116 | 1.8008 | 2.5116
234304-Lighting-Remove 4 Ft Lamp (De-Lamp) - Tr2 | 0.34669 | 0.22355 | 0.54254 | 1750.6919 | 19257.6112 | -2.8671 | -31.5378 | 0.070218 | 0.60949 | 0.070218 | 0.60949 | 0.090659 | 0.78692 | 0.090659 | 0.78692 | 2.8971 | 6.4707 | 2.8971 | 6.4707
234331-Premium T8 with T12 40 Watt Baseline - Tr2 | 0.08612 | 0.055533 | 0.13477 | 434.8907 | 4783.7978 | -0.71221 | -7.8343 | 0.047686 | 0.41391 | 0.047686 | 0.41391 | 0.064536 | 0.56017 | 0.064536 | 0.56017 | 1.8008 | 2.5116 | 1.8008 | 2.5116
234304-Lighting-Remove 4 Ft Lamp (De-Lamp) - Tr2 | 0.27735 | 0.17884 | 0.43404 | 1400.5535 | 15406.089 | -2.2937 | -25.2303 | 0.070218 | 0.60949 | 0.070218 | 0.60949 | 0.090659 | 0.78692 | 0.090659 | 0.78692 | 2.8971 | 6.4707 | 2.8971 | 6.4707
234331-Premium T8 with T12 40 Watt Baseline - Tr2 | 0.14884 | 0.095976 | 0.22706 | 751.6153 | 8267.7687 | -1.2309 | -13.54 | 0.055551 | 0.48218 | 0.055551 | 0.48218 | 0.070175 | 0.60912 | 0.070175 | 0.60912 | 2.0749 | 2.8938 | 2.0749 | 2.8938
234304-Lighting-Remove 4 Ft Lamp (De-Lamp) - Tr2 | 0.47934 | 0.30909 | 0.73126 | 2420.5565 | 26626.1211 | -3.9641 | -43.6051 | 0.075107 | 0.65192 | 0.075107 | 0.65192 | 0.092848 | 0.80592 | 0.092848 | 0.80592 | 3.338 | 7.4555 | 3.338 | 7.4555
234331-Premium T8 with T12 40 Watt Baseline - Tr2 | 0.40907 | 0.26378 | 0.64018 | 2065.7309 | 22723.0396 | -3.383 | -37.2131 | 0.047686 | 0.41391 | 0.047686 | 0.41391 | 0.064536 | 0.56017 | 0.064536 | 0.56017 | 1.8008 | 2.5116 | 1.8008 | 2.5116
234304-Lighting-Remove 4 Ft Lamp (De-Lamp) - Tr2 | 0.90138 | 0.58124 | 1.4106 | 4551.799 | 50069.7892 | -7.4544 | -81.9984 | 0.070218 | 0.60949 | 0.070218 | 0.60949 | 0.090659 | 0.78692 | 0.090659 | 0.78692 | 2.8971 | 6.4707 | 2.8971 | 6.4707
234331-Premium T8 with T12 40 Watt Baseline - Tr2 | 0.19377 | 0.12495 | 0.30324 | 978.5041 | 10763.5451 | -1.6025 | -17.6273 | 0.047686 | 0.41391 | 0.047686 | 0.41391 | 0.064536 | 0.56017 | 0.064536 | 0.56017 | 1.8008 | 2.5116 | 1.8008 | 2.5116
234304-Lighting-Remove 4 Ft Lamp (De-Lamp) - Tr2 | 0.62403 | 0.40239 | 0.97658 | 3151.2455 | 34663.7002 | -5.1607 | -56.7681 | 0.070218 | 0.60949 | 0.070218 | 0.60949 | 0.090659 | 0.78692 | 0.090659 | 0.78692 | 2.8971 | 6.4707 | 2.8971 | 6.4707
234330-Premium T8 with T12 40 Watt Baseline - Tr1 | 0.14439 | 0.093109 | 0.24852 | 729.1635 | 8020.7981 | -1.1941 | -13.1355 | 0.040006 | 0.34725 | 0.040006 | 0.34725 | 0.04357 | 0.37819 | 0.04357 | 0.37819 | 1.5951 | 1.6844 | 1.5951 | 1.6844
234303-Lighting-Remove 4 Ft Lamp (De-Lamp) - Tr1 | 0.48014 | 0.30961 | 0.82637 | 2424.6167 | 26670.7841 | -3.9708 | -43.6783 | 0.066906 | 0.58074 | 0.066906 | 0.58074 | 0.0833 | 0.72304 | 0.0833 | 0.72304 | 2.6592 | 4.4808 | 2.6592 | 4.4808
234330-Premium T8 with T12 40 Watt Baseline - Tr1 | 0.10426 | 0.06723 | 0.16316 | 526.4917 | 5791.4088 | -0.86223 | -9.4845 | 0.045162 | 0.39201 | 0.045162 | 0.39201 | 0.048453 | 0.42057 | 0.048453 | 0.42057 | 1.7276 | 1.8243 | 1.7276 | 1.8243
234303-Lighting-Remove 4 Ft Lamp (De-Lamp) - Tr1 | 0.34669 | 0.22355 | 0.54254 | 1750.6919 | 19257.6112 | -2.8671 | -31.5378 | 0.069999 | 0.60759 | 0.069999 | 0.60759 | 0.085135 | 0.73897 | 0.085135 | 0.73897 | 2.8801 | 4.853 | 2.8801 | 4.853
234126-Refrigeration - Efficient Evap Fan Motor Electronically Commutated Motor (ECM) | 0.15456 | 0.11961 | 0.18253 | 1340.5709 | 20108.5632 | -1.3281 | -19.9209 | 0.081785 | 0.82453 | 0.081785 | 0.82453 | -0.049145 | -0.49546 | -0.049145 | -0.49546 | 7.8599 | 0.65597 | 7.8599 | 0.65597
234126-Refrigeration - Efficient Evap Fan Motor Electronically Commutated Motor (ECM) | 0.064399 | 0.049837 | 0.076056 | 558.5712 | 8378.568 | -0.55336 | -8.3004 | 0.081785 | 0.82453 | 0.081785 | 0.82453 | -0.049145 | -0.49546 | -0.049145 | -0.49546 | 7.8599 | 0.65597 | 7.8599 | 0.65597
234331-Premium T8 with T12 40 Watt Baseline - Tr2 | 0.3721 | 0.23994 | 0.56766 | 1879.0383 | 20669.4217 | -3.0773 | -33.8499 | 0.055551 | 0.48218 | 0.055551 | 0.48218 | 0.070175 | 0.60912 | 0.070175 | 0.60912 | 2.0749 | 2.8938 | 2.0749 | 2.8938
234304-Lighting-Remove 4 Ft Lamp (De-Lamp) - Tr2 | 0.07989 | 0.051515 | 0.12188 | 403.4261 | 4437.6869 | -0.66068 | -7.2675 | 0.075107 | 0.65192 | 0.075107 | 0.65192 | 0.092848 | 0.80592 | 0.092848 | 0.80592 | 3.338 | 7.4555 | 3.338 | 7.4555
234208-Lighting-8 Ft T-8 with Elec Ballast-Tr2 | 0.020119 | 0.012973 | 0.030692 | 101.5963 | 1117.5593 | -0.16638 | -1.8302 | -0.054182 | -0.4703 | -0.054182 | -0.4703 | 0.031081 | 0.26978 | 0.031081 | 0.26978 | 0.66433 | 1.4082 | 0.66433 | 1.4082
234307-Lighting-Remove 8 Ft Lamp (De-Lamp) - Tr2 | 0.13185 | 0.085018 | 0.20114 | 665.801 | 7323.8108 | -1.0904 | -11.9941 | 0.087505 | 0.75954 | 0.087505 | 0.75954 | 0.095611 | 0.8299 | 0.095611 | 0.8299 | 5.4359 | 9.2282 | 5.4359 | 9.2282
234331-Premium T8 with T12 40 Watt Baseline - Tr2 | 0.18605 | 0.11997 | 0.28383 | 939.5192 | 10334.7108 | -1.5386 | -16.925 | 0.055551 | 0.48218 | 0.055551 | 0.48218 | 0.070175 | 0.60912 | 0.070175 | 0.60912 | 2.0749 | 2.8938 | 2.0749 | 2.8938
234304-Lighting-Remove 4 Ft Lamp (De-Lamp) - Tr2 | 0.59917 | 0.38636 | 0.91407 | 3025.6956 | 33282.6514 | -4.9551 | -54.5064 | 0.075107 | 0.65192 | 0.075107 | 0.65192 | 0.092848 | 0.80592 | 0.092848 | 0.80592 | 3.338 | 7.4555 | 3.338 | 7.4555
234330-Premium T8 with T12 40 Watt Baseline - Tr1 | 1.4482 | 0.93386 | 1.4428 | 7313.2699 | 80445.9688 | -11.9768 | -131.7449 | 0.078633 | 0.68253 | 0.078633 | 0.68253 | 0.080149 | 0.69569 | 0.080149 | 0.69569 | 3.7496 | 3.9595 | 3.7496 | 3.9595
234331-Premium T8 with T12 40 Watt Baseline - Tr2 | 0.27209 | 0.16875 | 0.42775 | 1469.6745 | 16166.4194 | -1.1678 | -12.846 | 0.05487 | 0.48564 | 0.05487 | 0.48564 | 0.069101 | 0.6116 | 0.069101 | 0.6116 | 2.091 | 2.9163 | 2.091 | 2.9163
234304-Lighting-Remove 4 Ft Lamp (De-Lamp) - Tr2 | 0.038098 | 0.023629 | 0.059893 | 205.7846 | 2263.6308 | -0.16352 | -1.7987 | 0.0739 | 0.65408 | 0.0739 | 0.65408 | 0.091165 | 0.80688 | 0.091165 | 0.80688 | 3.364 | 7.5135 | 3.364 | 7.5135
234331-Premium T8 with T12 40 Watt Baseline - Tr2 | 0.07442 | 0.047988 | 0.11353 | 375.8077 | 4133.8843 | -0.61545 | -6.77 | 0.055551 | 0.48218 | 0.055551 | 0.48218 | 0.070175 | 0.60912 | 0.070175 | 0.60912 | 2.0749 | 2.8938 | 2.0749 | 2.8938
234304-Lighting-Remove 4 Ft Lamp (De-Lamp) - Tr2 | 0.23967 | 0.15454 | 0.36563 | 1210.2782 | 13313.0606 | -1.9821 | -21.8026 | 0.075107 | 0.65192 | 0.075107 | 0.65192 | 0.092848 | 0.80592 | 0.092848 | 0.80592 | 3.338 | 7.4555 | 3.338 | 7.4555
234331-Premium T8 with T12 40 Watt Baseline - Tr2 | 0.18993 | 0.11779 | 0.30555 | 1025.8779 | 11284.6574 | -2.2172 | -24.3892 | 0.055227 | 0.48513 | 0.055227 | 0.48513 | 0.069583 | 0.61124 | 0.069583 | 0.61124 | 2.0886 | 2.9129 | 2.0886 | 2.9129
234304-Lighting-Remove 4 Ft Lamp (De-Lamp) - Tr2 | 0.61165 | 0.37935 | 0.98401 | 3303.8116 | 36341.9281 | -7.1404 | -78.5448 | 0.074424 | 0.65376 | 0.074424 | 0.65376 | 0.091839 | 0.80674 | 0.091839 | 0.80674 | 3.3601 | 7.5049 | 3.3601 | 7.5049
234207-Lighting-8 Ft T-8 with Elec Ballast-Tr1 | 0.074713 | 0.048177 | 0.11398 | 377.2872 | 4150.1595 | -0.61788 | -6.7966 | -0.056816 | -0.49329 | -0.056816 | -0.49329 | 0.0046754 | 0.040592 | 0.0046754 | 0.040592 | 0.6536 | 1.0456 | 0.6536 | 1.0456
234331-Premium T8 with T12 40 Watt Baseline - Tr2 | 0.18301 | 0.11801 | 0.28639 | 924.1428 | 10165.5703 | -1.5135 | -16.648 | 0.047686 | 0.41391 | 0.047686 | 0.41391 | 0.064536 | 0.56017 | 0.064536 | 0.56017 | 1.8008 | 2.5116 | 1.8008 | 2.5116
234304-Lighting-Remove 4 Ft Lamp (De-Lamp) - Tr2 | 0.58937 | 0.38004 | 0.92232 | 2976.1763 | 32737.9391 | -4.874 | -53.6143 | 0.070218 | 0.60949 | 0.070218 | 0.60949 | 0.090659 | 0.78692 | 0.090659 | 0.78692 | 2.8971 | 6.4707 | 2.8971 | 6.4707
234331-Premium T8 with T12 40 Watt Baseline - Tr2 | 0.08612 | 0.055533 | 0.13477 | 434.8907 | 4783.7978 | -0.71221 | -7.8343 | 0.047686 | 0.41391 | 0.047686 | 0.41391 | 0.064536 | 0.56017 | 0.064536 | 0.56017 | 1.8008 | 2.5116 | 1.8008 | 2.5116
234304-Lighting-Remove 4 Ft Lamp (De-Lamp) - Tr2 | 0.27735 | 0.17884 | 0.43404 | 1400.5535 | 15406.089 | -2.2937 | -25.2303 | 0.070218 | 0.60949 | 0.070218 | 0.60949 | 0.090659 | 0.78692 | 0.090659 | 0.78692 | 2.8971 | 6.4707 | 2.8971 | 6.4707
234331-Premium T8 with T12 40 Watt Baseline - Tr2 | 0.08612 | 0.055533 | 0.13477 | 434.8907 | 4783.7978 | -0.71221 | -7.8343 | 0.047686 | 0.41391 | 0.047686 | 0.41391 | 0.064536 | 0.56017 | 0.064536 | 0.56017 | 1.8008 | 2.5116 | 1.8008 | 2.5116
234304-Lighting-Remove 4 Ft Lamp (De-Lamp) - Tr2 | 0.27735 | 0.17884 | 0.43404 | 1400.5535 | 15406.089 | -2.2937 | -25.2303 | 0.070218 | 0.60949 | 0.070218 | 0.60949 | 0.090659 | 0.78692 | 0.090659 | 0.78692 | 2.8971 | 6.4707 | 2.8971 | 6.4707
234331-Premium T8 with T12 40 Watt Baseline - Tr2 | 0.08612 | 0.055533 | 0.13477 | 434.8907 | 4783.7978 | -0.71221 | -7.8343 | 0.047686 | 0.41391 | 0.047686 | 0.41391 | 0.064536 | 0.56017 | 0.064536 | 0.56017 | 1.8008 | 2.5116 | 1.8008 | 2.5116
234304-Lighting-Remove 4 Ft Lamp (De-Lamp) - Tr2 | 0.27735 | 0.17884 | 0.43404 | 1400.5535 | 15406.089 | -2.2937 | -25.2303 | 0.070218 | 0.60949 | 0.070218 | 0.60949 | 0.090659 | 0.78692 | 0.090659 | 0.78692 | 2.8971 | 6.4707 | 2.8971 | 6.4707
234049-Lighting-LED Exit Sign New Sign | 0.61597 | 0.61197 | 0 | 5396.1376 | 86338.2012 | 0 | 0 | 0.075524 | 0 | 0.075524 | 0 | 0.081421 | 0 | 0.081421 | 0 | 4.8796 | 7.0001 | 4.8796 | 7.0001
234330-Premium T8 with T12 40 Watt Baseline - Tr1 | 3.7111 | 2.393 | 3.6972 | 18740.2541 | 206142.7951 | -30.6906 | -337.5963 | 0.078772 | 0.68286 | 0.078772 | 0.68286 | 0.080288 | 0.696 | 0.080288 | 0.696 | 3.7545 | 3.9647 | 3.7545 | 3.9647
234049-Lighting-LED Exit Sign New Sign | 0.15399 | 0.15299 | 0 | 1349.0344 | 21584.5503 | 0 | 0 | 0.075524 | 0 | 0.075524 | 0 | 0.081421 | 0 | 0.081421 | 0 | 4.8796 | 7.0001 | 4.8796 | 7.0001
234331-Premium T8 with T12 40 Watt Baseline - Tr2 | 0.077445 | 0.044189 | 0.11751 | 385.4047 | 4239.4512 | -0.58435 | -6.4279 | 0.04676 | 0.41253 | 0.04676 | 0.41253 | 0.063383 | 0.55918 | 0.063383 | 0.55918 | 1.796 | 2.5048 | 1.796 | 2.5048
234304-Lighting-Remove 4 Ft Lamp (De-Lamp) - Tr2 | 0.24941 | 0.14231 | 0.37845 | 1241.1851 | 13653.0359 | -1.8819 | -20.7009 | 0.068988 | 0.60863 | 0.068988 | 0.60863 | 0.089154 | 0.78654 | 0.089154 | 0.78654 | 2.8893 | 6.4534 | 2.8893 | 6.4534
234330-Premium T8 with T12 40 Watt Baseline - Tr1 | 0.43246 | 0.27886 | 0.65974 | 2183.8272 | 24022.0995 | -3.5764 | -39.3406 | 0.053334 | 0.46305 | 0.053334 | 0.46305 | 0.05619 | 0.48785 | 0.05619 | 0.48785 | 1.99 | 2.1015 | 1.99 | 2.1015
234207-Lighting-8 Ft T-8 with Elec Ballast-Tr1 | 0.0099618 | 0.0064236 | 0.015197 | 50.305 | 553.3546 | -0.082384 | -0.90622 | -0.056816 | -0.49329 | -0.056816 | -0.49329 | 0.0046754 | 0.040592 | 0.0046754 | 0.040592 | 0.6536 | 1.0456 | 0.6536 | 1.0456
234331-Premium T8 with T12 40 Watt Baseline - Tr2 | 2.0447 | 1.3185 | 3.3186 | 10325.1634 | 113576.7975 | -16.9093 | -186.0026 | 0.060676 | 0.52666 | 0.060676 | 0.52666 | 0.07385 | 0.64102 | 0.07385 | 0.64102 | 2.3033 | 3.2123 | 2.3033 | 3.2123
234208-Lighting-8 Ft T-8 with Elec Ballast-Tr2 | 0.067001 | 0.043204 | 0.10875 | 338.3415 | 3721.7562 | -0.5541 | -6.0951 | -0.038175 | -0.33136 | -0.038175 | -0.33136 | 0.038633 | 0.33533 | 0.038633 | 0.33533 | 0.73746 | 1.5632 | 0.73746 | 1.5632
234331-Premium T8 with T12 40 Watt Baseline - Tr2 | 1.1626 | 0.74969 | 1.8194 | 5871.0246 | 64581.2703 | -9.6149 | -105.7636 | 0.047686 | 0.41391 | 0.047686 | 0.41391 | 0.064536 | 0.56017 | 0.064536 | 0.56017 | 1.8008 | 2.5116 | 1.8008 | 2.5116
234330-Premium T8 with T12 40 Watt Baseline - Tr1 | 1.6607 | 0.94758 | 2.5539 | 8264.4371 | 90908.8082 | -10.6852 | -117.5373 | 0.04173 | 0.37474 | 0.04173 | 0.37474 | 0.045013 | 0.40422 | 0.045013 | 0.40422 | 1.674 | 1.7677 | 1.674 | 1.7677
234330-Premium T8 with T12 40 Watt Baseline - Tr1 | 0.20422 | 0.13168 | 0.31154 | 1031.2517 | 11343.7692 | -1.6889 | -18.5775 | 0.053361 | 0.46317 | 0.053361 | 0.46317 | 0.056217 | 0.48796 | 0.056217 | 0.48796 | 1.9905 | 2.102 | 1.9905 | 2.102
234303-Lighting-Remove 4 Ft Lamp (De-Lamp) - Tr1 | 0.67906 | 0.43788 | 1.0359 | 3429.1217 | 37720.3383 | -5.6158 | -61.7739 | 0.074917 | 0.65028 | 0.074917 | 0.65028 | 0.088054 | 0.76431 | 0.088054 | 0.76431 | 3.3184 | 5.5916 | 3.3184 | 5.5916
234330-Premium T8 with T12 40 Watt Baseline - Tr1 | 0.14415 | 0.092954 | 0.21991 | 727.9424 | 8007.3665 | -1.1921 | -13.1135 | 0.053361 | 0.46317 | 0.053361 | 0.46317 | 0.056217 | 0.48796 | 0.056217 | 0.48796 | 1.9905 | 2.102 | 1.9905 | 2.102
234303-Lighting-Remove 4 Ft Lamp (De-Lamp) - Tr1 | 0.47934 | 0.30909 | 0.73126 | 2420.5565 | 26626.1211 | -3.9641 | -43.6051 | 0.074917 | 0.65028 | 0.074917 | 0.65028 | 0.088054 | 0.76431 | 0.088054 | 0.76431 | 3.3184 | 5.5916 | 3.3184 | 5.5916
234330-Premium T8 with T12 40 Watt Baseline - Tr1 | 0.096102 | 0.061969 | 0.14661 | 485.2949 | 5338.2443 | -0.79476 | -8.7423 | 0.0535 | 0.46378 | 0.0535 | 0.46378 | 0.056356 | 0.48854 | 0.056356 | 0.48854 | 1.9931 | 2.1047 | 1.9931 | 2.1047
234303-Lighting-Remove 4 Ft Lamp (De-Lamp) - Tr1 | 0.31956 | 0.20606 | 0.4875 | 1613.7043 | 17750.7474 | -2.6427 | -29.0701 | 0.075056 | 0.65065 | 0.075056 | 0.65065 | 0.088193 | 0.76452 | 0.088193 | 0.76452 | 3.3228 | 5.5989 | 3.3228 | 5.5989
234331-Premium T8 with T12 40 Watt Baseline - Tr2 | 0.45178 | 0.2802 | 0.7292 | 2440.2953 | 26843.2481 | -3.3196 | -36.516 | 0.054866 | 0.48561 | 0.054866 | 0.48561 | 0.069099 | 0.61158 | 0.069099 | 0.61158 | 2.0909 | 2.9161 | 2.0909 | 2.9161
234208-Lighting-8 Ft T-8 with Elec Ballast-Tr2 | 0.019285 | 0.011961 | 0.031126 | 104.1651 | 1145.8162 | -0.1417 | -1.5587 | -0.051925 | -0.45958 | -0.051925 | -0.45958 | 0.031053 | 0.27484 | 0.031053 | 0.27484 | 0.66945 | 1.419 | 0.66945 | 1.419
234331-Premium T8 with T12 40 Watt Baseline - Tr2 | 0.11015 | 0.071028 | 0.17878 | 556.2378 | 6118.6154 | -0.91094 | -10.0203 | 0.060815 | 0.52719 | 0.060815 | 0.52719 | 0.073989 | 0.6414 | 0.073989 | 0.6414 | 2.3063 | 3.2166 | 2.3063 | 3.2166
234304-Lighting-Remove 4 Ft Lamp (De-Lamp) - Tr2 | 0.35474 | 0.22874 | 0.57575 | 1791.3484 | 19704.8321 | -2.9337 | -32.2702 | 0.078431 | 0.6799 | 0.078431 | 0.6799 | 0.094413 | 0.81845 | 0.094413 | 0.81845 | 3.7103 | 8.2871 | 3.7103 | 8.2871
234331-Premium T8 with T12 40 Watt Baseline - Tr2 | 0.31602 | 0.20378 | 0.32047 | 1595.8549 | 17554.4034 | -2.6135 | -28.7485 | 0.07086 | 0.61427 | 0.07086 | 0.61427 | 0.081191 | 0.70383 | 0.081191 | 0.70383 | 2.9408 | 4.1015 | 2.9408 | 4.1015
234304-Lighting-Remove 4 Ft Lamp (De-Lamp) - Tr2 | 1.0177 | 0.65627 | 1.032 | 5139.4066 | 56533.4723 | -8.4167 | -92.5838 | 0.084675 | 0.73403 | 0.084675 | 0.73403 | 0.097209 | 0.84268 | 0.097209 | 0.84268 | 4.7311 | 10.567 | 4.7311 | 10.567
234332-Premium T8 with T12 40 Watt Baseline - Tr3 | 0.135 | 0.087054 | 0.23235 | 681.7382 | 7499.1202 | -1.1165 | -12.2812 | 0.036716 | 0.31829 | 0.036716 | 0.31829 | 0.070488 | 0.61105 | 0.070488 | 0.61105 | 1.5197 | 2.9112 | 1.5197 | 2.9112
234308-Lighting-Remove 8 Ft Lamp (De-Lamp) - Tr3 | 0.13207 | 0.085161 | 0.2273 | 666.9178 | 7336.0959 | -1.0922 | -12.0142 | 0.082913 | 0.71876 | 0.082913 | 0.71876 | 0.096978 | 0.84068 | 0.096978 | 0.84068 | 4.3902 | 10.3321 | 4.3902 | 10.3321
234305-Lighting-Remove 4 Ft Lamp (De-Lamp) - Tr3 | 0.32009 | 0.20641 | 0.55092 | 1616.4112 | 17780.5227 | -2.6472 | -29.1188 | 0.067489 | 0.58505 | 0.067489 | 0.58505 | 0.094607 | 0.82012 | 0.094607 | 0.82012 | 2.6923 | 8.4125 | 2.6923 | 8.4125
234330-Premium T8 with T12 40 Watt Baseline - Tr1 | 0.16682 | 0.10757 | 0.26106 | 842.3867 | 9266.254 | -1.3796 | -15.1752 | 0.045162 | 0.39201 | 0.045162 | 0.39201 | 0.048453 | 0.42057 | 0.048453 | 0.42057 | 1.7276 | 1.8243 | 1.7276 | 1.8243
234330-Premium T8 with T12 40 Watt Baseline - Tr1 | 0.1922 | 0.12394 | 0.29322 | 970.5899 | 10676.4887 | -1.5895 | -17.4847 | 0.053361 | 0.46317 | 0.053361 | 0.46317 | 0.056217 | 0.48796 | 0.056217 | 0.48796 | 1.9905 | 2.102 | 1.9905 | 2.102
234303-Lighting-Remove 4 Ft Lamp (De-Lamp) - Tr1 | 0.63912 | 0.41212 | 0.97501 | 3227.4086 | 35501.4949 | -5.2855 | -58.1401 | 0.074917 | 0.65028 | 0.074917 | 0.65028 | 0.088054 | 0.76431 | 0.088054 | 0.76431 | 3.3184 | 5.5916 | 3.3184 | 5.5916
234330-Premium T8 with T12 40 Watt Baseline - Tr1 | 0.21623 | 0.13943 | 0.32987 | 1091.9136 | 12011.0498 | -1.7882 | -19.6703 | 0.053361 | 0.46317 | 0.053361 | 0.46317 | 0.056217 | 0.48796 | 0.056217 | 0.48796 | 1.9905 | 2.102 | 1.9905 | 2.102
234303-Lighting-Remove 4 Ft Lamp (De-Lamp) - Tr1 | 0.71901 | 0.46363 | 1.0969 | 3630.8347 | 39939.1817 | -5.9462 | -65.4077 | 0.074917 | 0.65028 | 0.074917 | 0.65028 | 0.088054 | 0.76431 | 0.088054 | 0.76431 | 3.3184 | 5.5916 | 3.3184 | 5.5916
234330-Premium T8 with T12 40 Watt Baseline - Tr1 | 1.3055 | 0.84179 | 1.5251 | 6592.2854 | 72515.1394 | -10.7961 | -118.7567 | -0.0041638 | -0.036095 | -0.0041638 | -0.036095 | 0.0017496 | 0.015167 | 0.0017496 | 0.015167 | 0.96267 | 1.0166 | 0.96267 | 1.0166
234300-Lighting-Remove 3 Ft Lamp (De-Lamp) - Tr1 | 1.6585 | 1.0694 | 1.9376 | 8375.0966 | 92126.0629 | -13.7157 | -150.8732 | 0.048827 | 0.42327 | 0.048827 | 0.42327 | 0.075962 | 0.6585 | 0.075962 | 0.6585 | 1.834 | 3.4186 | 1.834 | 3.4186
234331-Premium T8 with T12 40 Watt Baseline - Tr2 | 0.07442 | 0.047988 | 0.11353 | 375.8077 | 4133.8843 | -0.61545 | -6.77 | 0.055551 | 0.48218 | 0.055551 | 0.48218 | 0.070175 | 0.60912 | 0.070175 | 0.60912 | 2.0749 | 2.8938 | 2.0749 | 2.8938
234304-Lighting-Remove 4 Ft Lamp (De-Lamp) - Tr2 | 0.23967 | 0.15454 | 0.36563 | 1210.2782 | 13313.0606 | -1.9821 | -21.8026 | 0.075107 | 0.65192 | 0.075107 | 0.65192 | 0.092848 | 0.80592 | 0.092848 | 0.80592 | 3.338 | 7.4555 | 3.338 | 7.4555
234331-Premium T8 with T12 40 Watt Baseline - Tr2 | 0.12918 | 0.083299 | 0.20216 | 652.3361 | 7175.6967 | -1.0683 | -11.7515 | 0.047825 | 0.41459 | 0.047825 | 0.41459 | 0.064675 | 0.56065 | 0.064675 | 0.56065 | 1.8032 | 2.5148 | 1.8032 | 2.5148
234304-Lighting-Remove 4 Ft Lamp (De-Lamp) - Tr2 | 0.41602 | 0.26826 | 0.65105 | 2100.8303 | 23109.1335 | -3.4405 | -37.8454 | 0.070357 | 0.60991 | 0.070357 | 0.60991 | 0.090798 | 0.78711 | 0.090798 | 0.78711 | 2.9009 | 6.4792 | 2.9009 | 6.4792
234331-Premium T8 with T12 40 Watt Baseline - Tr2 | 0.11163 | 0.071982 | 0.1703 | 563.7115 | 6200.8265 | -0.92318 | -10.155 | 0.05569 | 0.48277 | 0.05569 | 0.48277 | 0.070315 | 0.60954 | 0.070315 | 0.60954 | 2.0776 | 2.8976 | 2.0776 | 2.8976
234304-Lighting-Remove 4 Ft Lamp (De-Lamp) - Tr2 | 0.3595 | 0.23182 | 0.54844 | 1815.4174 | 19969.5909 | -2.9731 | -32.7038 | 0.075246 | 0.65229 | 0.075246 | 0.65229 | 0.092987 | 0.80608 | 0.092987 | 0.80608 | 3.3424 | 7.4652 | 3.3424 | 7.4652
234330-Premium T8 with T12 40 Watt Baseline - Tr1 | 1.2133 | 0.78236 | 1.8509 | 6126.8486 | 67395.3347 | -10.0338 | -110.3721 | 0.053361 | 0.46317 | 0.053361 | 0.46317 | 0.056217 | 0.48796 | 0.056217 | 0.48796 | 1.9905 | 2.102 | 1.9905 | 2.102
234303-Lighting-Remove 4 Ft Lamp (De-Lamp) - Tr1 | 2.3567 | 1.5197 | 3.5953 | 11901.0693 | 130911.7623 | -19.4902 | -214.3918 | 0.074917 | 0.65028 | 0.074917 | 0.65028 | 0.088054 | 0.76431 | 0.088054 | 0.76431 | 3.3184 | 5.5916 | 3.3184 | 5.5916
234331-Premium T8 with T12 40 Watt Baseline - Tr2 | 0.12918 | 0.083299 | 0.20216 | 652.3361 | 7175.6967 | -1.0683 | -11.7515 | 0.047686 | 0.41391 | 0.047686 | 0.41391 | 0.064536 | 0.56017 | 0.064536 | 0.56017 | 1.8008 | 2.5116 | 1.8008 | 2.5116
234304-Lighting-Remove 4 Ft Lamp (De-Lamp) - Tr2 | 0.41602 | 0.26826 | 0.65105 | 2100.8303 | 23109.1335 | -3.4405 | -37.8454 | 0.070218 | 0.60949 | 0.070218 | 0.60949 | 0.090659 | 0.78692 | 0.090659 | 0.78692 | 2.8971 | 6.4707 | 2.8971 | 6.4707
234331-Premium T8 with T12 40 Watt Baseline - Tr2 | 0.55978 | 0.36096 | 0.87603 | 2826.7896 | 31094.6857 | -4.6294 | -50.9232 | 0.047825 | 0.41459 | 0.047825 | 0.41459 | 0.064675 | 0.56065 | 0.064675 | 0.56065 | 1.8032 | 2.5148 | 1.8032 | 2.5148
234330-Premium T8 with T12 40 Watt Baseline - Tr1 | 0.53341 | 0.34395 | 0.86574 | 2693.5923 | 29629.5153 | -4.4112 | -48.5237 | 0.058703 | 0.50954 | 0.058703 | 0.50954 | 0.061276 | 0.53187 | 0.061276 | 0.53187 | 2.2097 | 2.3334 | 2.2097 | 2.3334
234303-Lighting-Remove 4 Ft Lamp (De-Lamp) - Tr1 | 0.97553 | 0.62904 | 1.5833 | 4926.208 | 54188.2883 | -8.0676 | -88.7432 | 0.078122 | 0.67809 | 0.078122 | 0.67809 | 0.089956 | 0.78081 | 0.089956 | 0.78081 | 3.6837 | 6.2072 | 3.6837 | 6.2072
234330-Premium T8 with T12 40 Watt Baseline - Tr1 | 0.57341 | 0.36975 | 0.93067 | 2895.6117 | 31851.7289 | -4.7421 | -52.163 | 0.058703 | 0.50954 | 0.058703 | 0.50954 | 0.061276 | 0.53187 | 0.061276 | 0.53187 | 2.2097 | 2.3334 | 2.2097 | 2.3334
234303-Lighting-Remove 4 Ft Lamp (De-Lamp) - Tr1 | 0.95336 | 0.61475 | 1.5473 | 4814.2488 | 52956.7363 | -7.8842 | -86.7263 | 0.078122 | 0.67809 | 0.078122 | 0.67809 | 0.089956 | 0.78081 | 0.089956 | 0.78081 | 3.6837 | 6.2072 | 3.6837 | 6.2072
234332-Premium T8 with T12 40 Watt Baseline - Tr3 | 0.11697 | 0.075428 | 0.18306 | 590.698 | 6497.6781 | -0.96738 | -10.6411 | 0.042136 | 0.36526 | 0.042136 | 0.36526 | 0.073317 | 0.63557 | 0.073317 | 0.63557 | 1.6459 | 3.1531 | 1.6459 | 3.1531
234305-Lighting-Remove 4 Ft Lamp (De-Lamp) - Tr3 | 0.52003 | 0.33533 | 0.81382 | 2626.0379 | 28886.4168 | -4.3006 | -47.3068 | 0.070548 | 0.61157 | 0.070548 | 0.61157 | 0.095585 | 0.82861 | 0.095585 | 0.82861 | 2.916 | 9.1113 | 2.916 | 9.1113
234329-Premium T8 with T12 34Watt Baseline - Tr3 | 0.054673 | 0.035255 | 0.08556 | 276.0871 | 3036.9583 | -0.45214 | -4.9736 | 0.049636 | 0.43028 | 0.049636 | 0.43028 | 0.087521 | 0.7587 | 0.087521 | 0.7587 | 1.8597 | 5.4094 | 1.8597 | 5.4094
234330-Premium T8 with T12 40 Watt Baseline - Tr1 | 0.085187 | 0.053266 | 0.13215 | 440.5486 | 4846.0344 | -0.12812 | -1.4093 | 0.047745 | 0.41769 | 0.047745 | 0.41769 | 0.050854 | 0.44489 | 0.050854 | 0.44489 | 1.8141 | 1.9157 | 1.8141 | 1.9157
234303-Lighting-Remove 4 Ft Lamp (De-Lamp) - Tr1 | 0.28327 | 0.17712 | 0.43942 | 1464.9136 | 16114.0492 | -0.42602 | -4.6862 | 0.071213 | 0.623 | 0.071213 | 0.623 | 0.085515 | 0.74812 | 0.085515 | 0.74812 | 3.0243 | 5.096 | 3.0243 | 5.096
234331-Premium T8 with T12 40 Watt Baseline - Tr2 | 0.10933 | 0.070501 | 0.18817 | 552.1091 | 6073.2005 | -0.90418 | -9.946 | 0.042739 | 0.37097 | 0.042739 | 0.37097 | 0.060989 | 0.52938 | 0.060989 | 0.52938 | 1.6627 | 2.3189 | 1.6627 | 2.3189
234304-Lighting-Remove 4 Ft Lamp (De-Lamp) - Tr2 | 0.3521 | 0.22705 | 0.60601 | 1778.0523 | 19558.575 | -2.9119 | -32.0307 | 0.067143 | 0.5828 | 0.067143 | 0.5828 | 0.089283 | 0.77497 | 0.089283 | 0.77497 | 2.6749 | 5.9744 | 2.6749 | 5.9744
234331-Premium T8 with T12 40 Watt Baseline - Tr2 | 0.14267 | 0.088485 | 0.23027 | 770.6196 | 8476.8152 | -1.0483 | -11.5314 | 0.054866 | 0.48561 | 0.054866 | 0.48561 | 0.069099 | 0.61158 | 0.069099 | 0.61158 | 2.0909 | 2.9161 | 2.0909 | 2.9161
234304-Lighting-Remove 4 Ft Lamp (De-Lamp) - Tr2 | 0.45946 | 0.28496 | 0.74159 | 2481.7591 | 27299.3497 | -3.376 | -37.1364 | 0.073898 | 0.65406 | 0.073898 | 0.65406 | 0.091164 | 0.80688 | 0.091164 | 0.80688 | 3.3637 | 7.513 | 3.3637 | 7.513
234331-Premium T8 with T12 40 Watt Baseline - Tr2 | 0.21723 | 0.14008 | 0.19878 | 1096.9748 | 12066.7233 | -1.7965 | -19.7615 | 0.062969 | 0.54657 | 0.062969 | 0.54657 | 0.075494 | 0.65529 | 0.075494 | 0.65529 | 2.4226 | 3.3788 | 2.4226 | 3.3788
234304-Lighting-Remove 4 Ft Lamp (De-Lamp) - Tr2 | 0.69959 | 0.45111 | 0.64018 | 3532.7773 | 38860.5499 | -5.7856 | -63.6412 | 0.079718 | 0.69195 | 0.079718 | 0.69195 | 0.094913 | 0.82384 | 0.094913 | 0.82384 | 3.8974 | 8.705 | 3.8974 | 8.705
234330-Premium T8 with T12 40 Watt Baseline - Tr1 | 0.07013 | 0.045222 | 0.064174 | 354.1415 | 3895.5563 | -0.57997 | -6.3797 | 0.061232 | 0.53081 | 0.061232 | 0.53081 | 0.063679 | 0.55201 | 0.063679 | 0.55201 | 2.3272 | 2.4575 | 2.3272 | 2.4575
234303-Lighting-Remove 4 Ft Lamp (De-Lamp) - Tr1 | 0.51303 | 0.33082 | 0.46946 | 2590.7033 | 28497.7366 | -4.2427 | -46.6702 | 0.079694 | 0.69085 | 0.079694 | 0.69085 | 0.090945 | 0.78839 | 0.090945 | 0.78839 | 3.8796 | 6.5373 | 3.8796 | 6.5373
234327-Premium T8 with T12 34Watt Baseline - Tr1 | 0.11973 | 0.077208 | 0.10957 | 604.6318 | 6650.9499 | -0.99019 | -10.8921 | 0.069895 | 0.6059 | 0.069895 | 0.6059 | 0.0805 | 0.69783 | 0.0805 | 0.69783 | 2.8651 | 3.9959 | 2.8651 | 3.9959
234330-Premium T8 with T12 40 Watt Baseline - Tr1 | 0.11787 | 0.067253 | 0.17885 | 586.5607 | 6452.1682 | -0.88935 | -9.7828 | 0.04427 | 0.39056 | 0.04427 | 0.39056 | 0.047517 | 0.4192 | 0.047517 | 0.4192 | 1.723 | 1.8195 | 1.723 | 1.8195
234303-Lighting-Remove 4 Ft Lamp (De-Lamp) - Tr1 | 0.39193 | 0.22363 | 0.59471 | 1950.4337 | 21454.7707 | -2.9573 | -32.5299 | 0.068773 | 0.60673 | 0.068773 | 0.60673 | 0.083705 | 0.73846 | 0.083705 | 0.73846 | 2.8724 | 4.8401 | 2.8724 | 4.8401
234331-Premium T8 with T12 40 Watt Baseline - Tr2 | 0.087958 | 0.054999 | 0.13645 | 454.8754 | 5003.629 | -0.13229 | -1.4551 | 0.050129 | 0.43855 | 0.050129 | 0.43855 | 0.066051 | 0.57784 | 0.066051 | 0.57784 | 1.891 | 2.6373 | 1.891 | 2.6373
234304-Lighting-Remove 4 Ft Lamp (De-Lamp) - Tr2 | 0.28327 | 0.17712 | 0.43942 | 1464.9136 | 16114.0492 | -0.42602 | -4.6862 | 0.071419 | 0.6248 | 0.071419 | 0.6248 | 0.090734 | 0.79378 | 0.090734 | 0.79378 | 3.0421 | 6.7946 | 3.0421 | 6.7946
234332-Premium T8 with T12 40 Watt Baseline - Tr3 | 0.058487 | 0.037714 | 0.091529 | 295.349 | 3248.8391 | -0.48369 | -5.3206 | 0.042136 | 0.36526 | 0.042136 | 0.36526 | 0.073317 | 0.63557 | 0.073317 | 0.63557 | 1.6459 | 3.1531 | 1.6459 | 3.1531
234305-Lighting-Remove 4 Ft Lamp (De-Lamp) - Tr3 | 0.10401 | 0.067066 | 0.16276 | 525.2076 | 5777.2834 | -0.86012 | -9.4614 | 0.070548 | 0.61157 | 0.070548 | 0.61157 | 0.095585 | 0.82861 | 0.095585 | 0.82861 | 2.916 | 9.1113 | 2.916 | 9.1113
234330-Premium T8 with T12 40 Watt Baseline - Tr1 | 0.083408 | 0.053784 | 0.13053 | 421.1934 | 4633.127 | -0.68978 | -7.5876 | 0.045302 | 0.39271 | 0.045302 | 0.39271 | 0.048592 | 0.42124 | 0.048592 | 0.42124 | 1.7299 | 1.8267 | 1.7299 | 1.8267
234303-Lighting-Remove 4 Ft Lamp (De-Lamp) - Tr1 | 0.27735 | 0.17884 | 0.43404 | 1400.5535 | 15406.089 | -2.2937 | -25.2303 | 0.070138 | 0.60801 | 0.070138 | 0.60801 | 0.085274 | 0.73922 | 0.085274 | 0.73922 | 2.8839 | 4.8594 | 2.8839 | 4.8594
234331-Premium T8 with T12 40 Watt Baseline - Tr2 | 0.12918 | 0.083299 | 0.20216 | 652.3361 | 7175.6967 | -1.0683 | -11.7515 | 0.047686 | 0.41391 | 0.047686 | 0.41391 | 0.064536 | 0.56017 | 0.064536 | 0.56017 | 1.8008 | 2.5116 | 1.8008 | 2.5116
234304-Lighting-Remove 4 Ft Lamp (De-Lamp) - Tr2 | 0.41602 | 0.26826 | 0.65105 | 2100.8303 | 23109.1335 | -3.4405 | -37.8454 | 0.070218 | 0.60949 | 0.070218 | 0.60949 | 0.090659 | 0.78692 | 0.090659 | 0.78692 | 2.8971 | 6.4707 | 2.8971 | 6.4707
234330-Premium T8 with T12 40 Watt Baseline - Tr1 | 0.24025 | 0.15492 | 0.36652 | 1213.2373 | 13345.6108 | -1.9869 | -21.8559 | 0.053361 | 0.46317 | 0.053361 | 0.46317 | 0.056217 | 0.48796 | 0.056217 | 0.48796 | 1.9905 | 2.102 | 1.9905 | 2.102
234303-Lighting-Remove 4 Ft Lamp (De-Lamp) - Tr1 | 0.7989 | 0.51515 | 1.2188 | 4034.2608 | 44376.8686 | -6.6068 | -72.6752 | 0.074917 | 0.65028 | 0.074917 | 0.65028 | 0.088054 | 0.76431 | 0.088054 | 0.76431 | 3.3184 | 5.5916 | 3.3184 | 5.5916
234176-Food Service - Ice Machine Air-Cooled 301-400 | 0.18381 | 0.14225 | 0.182 | 1594.32 | 19131.84 | 0 | 0 | 0.050249 | 0 | 0.050249 | 0 | 0.047282 | 0 | 0.047282 | 0 | 2.1888 | 2.0452 | 2.1888 | 2.0452
234331-Premium T8 with T12 40 Watt Baseline - Tr2 | 0.086824 | 0.055986 | 0.13245 | 438.4423 | 4822.8651 | -0.71803 | -7.8983 | 0.055551 | 0.48218 | 0.055551 | 0.48218 | 0.070175 | 0.60912 | 0.070175 | 0.60912 | 2.0749 | 2.8938 | 2.0749 | 2.8938
234304-Lighting-Remove 4 Ft Lamp (De-Lamp) - Tr2 | 0.27961 | 0.1803 | 0.42657 | 1411.9913 | 15531.904 | -2.3124 | -25.4363 | 0.075107 | 0.65192 | 0.075107 | 0.65192 | 0.092848 | 0.80592 | 0.092848 | 0.80592 | 3.338 | 7.4555 | 3.338 | 7.4555
234330-Premium T8 with T12 40 Watt Baseline - Tr1 | 1.3803 | 0.89008 | 1.3752 | 6970.4604 | 76675.064 | -11.4154 | -125.5693 | 0.078633 | 0.68253 | 0.078633 | 0.68253 | 0.080149 | 0.69569 | 0.080149 | 0.69569 | 3.7496 | 3.9595 | 3.7496 | 3.9595
234330-Premium T8 with T12 40 Watt Baseline - Tr1 | 1.6066 | 1.036 | 1.6006 | 8113.1588 | 89244.7467 | -13.2868 | -146.1545 | 0.078633 | 0.68253 | 0.078633 | 0.68253 | 0.080149 | 0.69569 | 0.080149 | 0.69569 | 3.7496 | 3.9595 | 3.7496 | 3.9595
234331-Premium T8 with T12 40 Watt Baseline - Tr2 | 0.15146 | 0.097663 | 0.24582 | 764.8269 | 8413.0961 | -1.2525 | -13.778 | 0.060676 | 0.52666 | 0.060676 | 0.52666 | 0.07385 | 0.64102 | 0.07385 | 0.64102 | 2.3033 | 3.2123 | 2.3033 | 3.2123
234304-Lighting-Remove 4 Ft Lamp (De-Lamp) - Tr2 | 0.48776 | 0.31452 | 0.79166 | 2463.104 | 27094.1442 | -4.0338 | -44.3716 | 0.078292 | 0.67958 | 0.078292 | 0.67958 | 0.094275 | 0.8183 | 0.094275 | 0.8183 | 3.7054 | 8.2762 | 3.7054 | 8.2762
234331-Premium T8 with T12 40 Watt Baseline - Tr2 | 0.18301 | 0.11801 | 0.28639 | 924.1428 | 10165.5703 | -1.5135 | -16.648 | 0.047686 | 0.41391 | 0.047686 | 0.41391 | 0.064536 | 0.56017 | 0.064536 | 0.56017 | 1.8008 | 2.5116 | 1.8008 | 2.5116
234304-Lighting-Remove 4 Ft Lamp (De-Lamp) - Tr2 | 0.58937 | 0.38004 | 0.92232 | 2976.1763 | 32737.9391 | -4.874 | -53.6143 | 0.070218 | 0.60949 | 0.070218 | 0.60949 | 0.090659 | 0.78692 | 0.090659 | 0.78692 | 2.8971 | 6.4707 | 2.8971 | 6.4707
234330-Premium T8 with T12 40 Watt Baseline - Tr1 | 0.93346 | 0.60192 | 1.515 | 4713.7865 | 51851.6518 | -7.7197 | -84.9165 | 0.058703 | 0.50954 | 0.058703 | 0.50954 | 0.061276 | 0.53187 | 0.061276 | 0.53187 | 2.2097 | 2.3334 | 2.2097 | 2.3334
234331-Premium T8 with T12 40 Watt Baseline - Tr2 | 0.12918 | 0.083299 | 0.20216 | 652.3361 | 7175.6967 | -1.0683 | -11.7515 | 0.047686 | 0.41391 | 0.047686 | 0.41391 | 0.064536 | 0.56017 | 0.064536 | 0.56017 | 1.8008 | 2.5116 | 1.8008 | 2.5116
234304-Lighting-Remove 4 Ft Lamp (De-Lamp) - Tr2 | 0.41602 | 0.26826 | 0.65105 | 2100.8303 | 23109.1335 | -3.4405 | -37.8454 | 0.070218 | 0.60949 | 0.070218 | 0.60949 | 0.090659 | 0.78692 | 0.090659 | 0.78692 | 2.8971 | 6.4707 | 2.8971 | 6.4707
234331-Premium T8 with T12 40 Watt Baseline - Tr2 | 0.08612 | 0.055533 | 0.13477 | 434.8907 | 4783.7978 | -0.71221 | -7.8343 | 0.047686 | 0.41391 | 0.047686 | 0.41391 | 0.064536 | 0.56017 | 0.064536 | 0.56017 | 1.8008 | 2.5116 | 1.8008 | 2.5116
234304-Lighting-Remove 4 Ft Lamp (De-Lamp) - Tr2 | 0.27735 | 0.17884 | 0.43404 | 1400.5535 | 15406.089 | -2.2937 | -25.2303 | 0.070218 | 0.60949 | 0.070218 | 0.60949 | 0.090659 | 0.78692 | 0.090659 | 0.78692 | 2.8971 | 6.4707 | 2.8971 | 6.4707
234331-Premium T8 with T12 40 Watt Baseline - Tr2 | 0.27989 | 0.18048 | 0.43801 | 1413.3948 | 15547.3429 | -2.3147 | -25.4616 | 0.047686 | 0.41391 | 0.047686 | 0.41391 | 0.064536 | 0.56017 | 0.064536 | 0.56017 | 1.8008 | 2.5116 | 1.8008 | 2.5116
234304-Lighting-Remove 4 Ft Lamp (De-Lamp) - Tr2 | 0.90138 | 0.58124 | 1.4106 | 4551.799 | 50069.7892 | -7.4544 | -81.9984 | 0.070218 | 0.60949 | 0.070218 | 0.60949 | 0.090659 | 0.78692 | 0.090659 | 0.78692 | 2.8971 | 6.4707 | 2.8971 | 6.4707
234331-Premium T8 with T12 40 Watt Baseline - Tr2 | 0.39318 | 0.22434 | 0.60465 | 1956.6572 | 21523.2288 | -2.5298 | -27.8277 | 0.044248 | 0.39735 | 0.044248 | 0.39735 | 0.061057 | 0.5483 | 0.061057 | 0.5483 | 1.7449 | 2.4336 | 1.7449 | 2.4336
234331-Premium T8 with T12 40 Watt Baseline - Tr2 | 0.14884 | 0.095976 | 0.22706 | 751.6153 | 8267.7687 | -1.2309 | -13.54 | 0.055551 | 0.48218 | 0.055551 | 0.48218 | 0.070175 | 0.60912 | 0.070175 | 0.60912 | 2.0749 | 2.8938 | 2.0749 | 2.8938
234303-Lighting-Remove 4 Ft Lamp (De-Lamp) - Tr1 | 0.60818 | 0.39217 | 1.0467 | 3071.1812 | 33782.9931 | -5.0296 | -55.3258 | 0.066906 | 0.58074 | 0.066906 | 0.58074 | 0.0833 | 0.72304 | 0.0833 | 0.72304 | 2.6592 | 4.4808 | 2.6592 | 4.4808
234330-Premium T8 with T12 40 Watt Baseline - Tr1 | 0.3658 | 0.23588 | 0.62958 | 1847.2141 | 20319.3553 | -3.0251 | -33.2766 | 0.040006 | 0.34725 | 0.040006 | 0.34725 | 0.04357 | 0.37819 | 0.04357 | 0.37819 | 1.5951 | 1.6844 | 1.5951 | 1.6844
234303-Lighting-Remove 4 Ft Lamp (De-Lamp) - Tr1 | 0.81277 | 0.52409 | 1.3212 | 4104.3077 | 45147.3842 | -6.7215 | -73.937 | 0.072292 | 0.6275 | 0.072292 | 0.6275 | 0.086496 | 0.75079 | 0.086496 | 0.75079 | 3.0691 | 5.1715 | 3.0691 | 5.1715
234330-Premium T8 with T12 40 Watt Baseline - Tr1 | 0.57773 | 0.37254 | 0.93916 | 2917.443 | 32091.8726 | -4.7778 | -52.5563 | 0.048985 | 0.42519 | 0.048985 | 0.42519 | 0.052073 | 0.45199 | 0.052073 | 0.45199 | 1.841 | 1.9441 | 1.841 | 1.9441
234331-Premium T8 with T12 40 Watt Baseline - Tr2 | 0.42172 | 0.27193 | 0.64335 | 2129.5768 | 23425.3446 | -3.4876 | -38.3633 | 0.055551 | 0.48218 | 0.055551 | 0.48218 | 0.070175 | 0.60912 | 0.070175 | 0.60912 | 2.0749 | 2.8938 | 2.0749 | 2.8938
234331-Premium T8 with T12 40 Watt Baseline - Tr2 | 0.44652 | 0.28793 | 0.68119 | 2254.846 | 24803.306 | -3.6927 | -40.6199 | 0.055551 | 0.48218 | 0.055551 | 0.48218 | 0.070175 | 0.60912 | 0.070175 | 0.60912 | 2.0749 | 2.8938 | 2.0749 | 2.8938
234331-Premium T8 with T12 40 Watt Baseline - Tr2 | 0.31861 | 0.20545 | 0.29155 | 1608.8964 | 17697.8609 | -2.6349 | -28.9835 | 0.062942 | 0.54647 | 0.062942 | 0.54647 | 0.075468 | 0.65522 | 0.075468 | 0.65522 | 2.422 | 3.3779 | 2.422 | 3.3779
234304-Lighting-Remove 4 Ft Lamp (De-Lamp) - Tr2 | 0.53635 | 0.34585 | 0.4908 | 2708.4626 | 29793.0882 | -4.4356 | -48.7916 | 0.079691 | 0.69189 | 0.079691 | 0.69189 | 0.094886 | 0.82381 | 0.094886 | 0.82381 | 3.8964 | 8.7028 | 3.8964 | 8.7028
234330-Premium T8 with T12 40 Watt Baseline - Tr1 | 0.080542 | 0.051935 | 0.11622 | 406.7195 | 4473.9144 | -0.66608 | -7.3268 | 0.050988 | 0.44257 | 0.050988 | 0.44257 | 0.05397 | 0.46846 | 0.05397 | 0.46846 | 1.9066 | 2.0133 | 1.9066 | 2.0133
234207-Lighting-8 Ft T-8 with Elec Ballast-Tr1 | 0.68699 | 0.44299 | 0.99132 | 3469.1614 | 38160.7752 | -5.6814 | -62.4952 | -0.064013 | -0.55563 | -0.064013 | -0.55563 | 0.00018656 | 0.0016193 | 0.00018656 | 0.0016193 | 0.62619 | 1.0017 | 0.62619 | 1.0017
234330-Premium T8 with T12 40 Watt Baseline - Tr1 | 0.45648 | 0.29435 | 0.69639 | 2305.151 | 25356.6606 | -3.7751 | -41.5261 | 0.053361 | 0.46317 | 0.053361 | 0.46317 | 0.056217 | 0.48796 | 0.056217 | 0.48796 | 1.9905 | 2.102 | 1.9905 | 2.102
234330-Premium T8 with T12 40 Watt Baseline - Tr1 | 0.50453 | 0.32534 | 0.7697 | 2547.7984 | 28025.7828 | -4.1725 | -45.8973 | 0.0535 | 0.46378 | 0.0535 | 0.46378 | 0.056356 | 0.48854 | 0.056356 | 0.48854 | 1.9931 | 2.1047 | 1.9931 | 2.1047
234331-Premium T8 with T12 40 Watt Baseline - Tr2 | 0.59536 | 0.38391 | 0.90826 | 3006.4613 | 33071.0747 | -4.9236 | -54.1599 | 0.055551 | 0.48218 | 0.055551 | 0.48218 | 0.070175 | 0.60912 | 0.070175 | 0.60912 | 2.0749 | 2.8938 | 2.0749 | 2.8938
234208-Lighting-8 Ft T-8 with Elec Ballast-Tr2 | 0.14083 | 0.090812 | 0.21485 | 711.1741 | 7822.915 | -1.1647 | -12.8114 | -0.054182 | -0.4703 | -0.054182 | -0.4703 | 0.031081 | 0.26978 | 0.031081 | 0.26978 | 0.66433 | 1.4082 | 0.66433 | 1.4082
234330-Premium T8 with T12 40 Watt Baseline - Tr1 | 0.8469 | 0.5461 | 1.292 | 4276.6617 | 47043.2782 | -7.0038 | -77.0419 | 0.0535 | 0.46378 | 0.0535 | 0.46378 | 0.056356 | 0.48854 | 0.056356 | 0.48854 | 1.9931 | 2.1047 | 1.9931 | 2.1047
234331-Premium T8 with T12 40 Watt Baseline - Tr2 | 0.214 | 0.13273 | 0.34541 | 1155.9293 | 12715.2228 | -1.5725 | -17.297 | 0.054866 | 0.48561 | 0.054866 | 0.48561 | 0.069099 | 0.61158 | 0.069099 | 0.61158 | 2.0909 | 2.9161 | 2.0909 | 2.9161
234331-Premium T8 with T12 40 Watt Baseline - Tr2 | 0.12403 | 0.07998 | 0.18922 | 626.3461 | 6889.8072 | -1.0258 | -11.2833 | 0.05569 | 0.48277 | 0.05569 | 0.48277 | 0.070315 | 0.60954 | 0.070315 | 0.60954 | 2.0776 | 2.8976 | 2.0776 | 2.8976
234304-Lighting-Remove 4 Ft Lamp (De-Lamp) - Tr2 | 0.11983 | 0.077272 | 0.18281 | 605.1391 | 6656.5303 | -0.99103 | -10.9013 | 0.075246 | 0.65229 | 0.075246 | 0.65229 | 0.092987 | 0.80608 | 0.092987 | 0.80608 | 3.3424 | 7.4652 | 3.3424 | 7.4652
234331-Premium T8 with T12 40 Watt Baseline - Tr2 | 0.04306 | 0.027766 | 0.067387 | 217.4454 | 2391.8989 | -0.35611 | -3.9172 | 0.047686 | 0.41391 | 0.047686 | 0.41391 | 0.064536 | 0.56017 | 0.064536 | 0.56017 | 1.8008 | 2.5116 | 1.8008 | 2.5116
234304-Lighting-Remove 4 Ft Lamp (De-Lamp) - Tr2 | 0.13867 | 0.089421 | 0.21702 | 700.2768 | 7703.0445 | -1.1468 | -12.6151 | 0.070218 | 0.60949 | 0.070218 | 0.60949 | 0.090659 | 0.78692 | 0.090659 | 0.78692 | 2.8971 | 6.4707 | 2.8971 | 6.4707
234331-Premium T8 with T12 40 Watt Baseline - Tr2 | 0.10765 | 0.069416 | 0.16847 | 543.6134 | 5979.7473 | -0.89027 | -9.7929 | 0.047686 | 0.41391 | 0.047686 | 0.41391 | 0.064536 | 0.56017 | 0.064536 | 0.56017 | 1.8008 | 2.5116 | 1.8008 | 2.5116
234304-Lighting-Remove 4 Ft Lamp (De-Lamp) - Tr2 | 0.34669 | 0.22355 | 0.54254 | 1750.6919 | 19257.6112 | -2.8671 | -31.5378 | 0.070218 | 0.60949 | 0.070218 | 0.60949 | 0.090659 | 0.78692 | 0.090659 | 0.78692 | 2.8971 | 6.4707 | 2.8971 | 6.4707
234331-Premium T8 with T12 40 Watt Baseline - Tr2 | 0.13264 | 0.082938 | 0.20815 | 685.9548 | 7545.5026 | -0.36758 | -4.0434 | 0.050497 | 0.44098 | 0.050497 | 0.44098 | 0.066368 | 0.57958 | 0.066368 | 0.57958 | 1.9004 | 2.6504 | 1.9004 | 2.6504
234304-Lighting-Remove 4 Ft Lamp (De-Lamp) - Tr2 | 0.42717 | 0.2671 | 0.67034 | 2209.0985 | 24300.083 | -1.1838 | -13.0217 | 0.07172 | 0.62632 | 0.07172 | 0.62632 | 0.090973 | 0.79446 | 0.090973 | 0.79446 | 3.0572 | 6.8284 | 3.0572 | 6.8284
234331-Premium T8 with T12 40 Watt Baseline - Tr2 | 0.11163 | 0.071982 | 0.1703 | 563.7115 | 6200.8265 | -0.92318 | -10.155 | 0.055551 | 0.48218 | 0.055551 | 0.48218 | 0.070175 | 0.60912 | 0.070175 | 0.60912 | 2.0749 | 2.8938 | 2.0749 | 2.8938
234304-Lighting-Remove 4 Ft Lamp (De-Lamp) - Tr2 | 0.19972 | 0.12879 | 0.30469 | 1008.5652 | 11094.2171 | -1.6517 | -18.1688 | 0.075107 | 0.65192 | 0.075107 | 0.65192 | 0.092848 | 0.80592 | 0.092848 | 0.80592 | 3.338 | 7.4555 | 3.338 | 7.4555
234331-Premium T8 with T12 40 Watt Baseline - Tr2 | 0.10765 | 0.069416 | 0.16847 | 543.6134 | 5979.7473 | -0.89027 | -9.7929 | 0.047686 | 0.41391 | 0.047686 | 0.41391 | 0.064536 | 0.56017 | 0.064536 | 0.56017 | 1.8008 | 2.5116 | 1.8008 | 2.5116
234304-Lighting-Remove 4 Ft Lamp (De-Lamp) - Tr2 | 0.34669 | 0.22355 | 0.54254 | 1750.6919 | 19257.6112 | -2.8671 | -31.5378 | 0.070218 | 0.60949 | 0.070218 | 0.60949 | 0.090659 | 0.78692 | 0.090659 | 0.78692 | 2.8971 | 6.4707 | 2.8971 | 6.4707
234330-Premium T8 with T12 40 Watt Baseline - Tr1 | 0.36038 | 0.23238 | 0.54978 | 1819.856 | 20018.4163 | -2.9803 | -32.7838 | 0.053361 | 0.46317 | 0.053361 | 0.46317 | 0.056217 | 0.48796 | 0.056217 | 0.48796 | 1.9905 | 2.102 | 1.9905 | 2.102
234303-Lighting-Remove 4 Ft Lamp (De-Lamp) - Tr1 | 0.15978 | 0.10303 | 0.24375 | 806.8522 | 8875.3737 | -1.3214 | -14.535 | 0.074917 | 0.65028 | 0.074917 | 0.65028 | 0.088054 | 0.76431 | 0.088054 | 0.76431 | 3.3184 | 5.5916 | 3.3184 | 5.5916
234330-Premium T8 with T12 40 Watt Baseline - Tr1 | 0.80011 | 0.51593 | 1.2986 | 4040.3885 | 44444.273 | -6.6169 | -72.7856 | 0.058703 | 0.50954 | 0.058703 | 0.50954 | 0.061276 | 0.53187 | 0.061276 | 0.53187 | 2.2097 | 2.3334 | 2.2097 | 2.3334
234330-Premium T8 with T12 40 Watt Baseline - Tr1 | 0.16831 | 0.10853 | 0.15402 | 849.9396 | 9349.3352 | -1.3919 | -15.3112 | 0.061232 | 0.53081 | 0.061232 | 0.53081 | 0.063679 | 0.55201 | 0.063679 | 0.55201 | 2.3272 | 2.4575 | 2.3272 | 2.4575
234303-Lighting-Remove 4 Ft Lamp (De-Lamp) - Tr1 | 0.55967 | 0.36089 | 0.51214 | 2826.2218 | 31088.4399 | -4.6285 | -50.913 | 0.079694 | 0.69085 | 0.079694 | 0.69085 | 0.090945 | 0.78839 | 0.090945 | 0.78839 | 3.8796 | 6.5373 | 3.8796 | 6.5373
234330-Premium T8 with T12 40 Watt Baseline - Tr1 | 4.7859 | 3.0861 | 4.768 | 24168.0716 | 265848.7876 | -39.5796 | -435.3757 | 0.078633 | 0.68253 | 0.078633 | 0.68253 | 0.080149 | 0.69569 | 0.080149 | 0.69569 | 3.7496 | 3.9595 | 3.7496 | 3.9595
234174-Food Service - Ice Machine Air-Cooled 101-200 | 0.39995 | 0.30951 | 0.396 | 3468.96 | 41627.52 | 0 | 0 | 0.081841 | 0 | 0.081841 | 0 | 0.071728 | 0 | 0.071728 | 0 | 8.6642 | 4.4499 | 8.6642 | 4.4499
234126-Refrigeration - Efficient Evap Fan Motor Electronically Commutated Motor (ECM) | 0.21896 | 0.16945 | 0.25859 | 1899.1421 | 28487.1312 | -1.8814 | -28.2212 | 0.081676 | 0.82439 | 0.081676 | 0.82439 | -0.049255 | -0.49715 | -0.049255 | -0.49715 | 7.8506 | 0.6552 | 7.8506 | 0.6552
234330-Premium T8 with T12 40 Watt Baseline - Tr1 | 1.311 | 0.84538 | 2.1312 | 6620.3513 | 72823.8647 | -10.842 | -119.2623 | 0.048985 | 0.42519 | 0.048985 | 0.42519 | 0.052073 | 0.45199 | 0.052073 | 0.45199 | 1.841 | 1.9441 | 1.841 | 1.9441
234331-Premium T8 with T12 40 Watt Baseline - Tr2 | 1.1659 | 0.75182 | 1.7787 | 5887.6534 | 64764.1879 | -9.6421 | -106.0631 | 0.055551 | 0.48218 | 0.055551 | 0.48218 | 0.070175 | 0.60912 | 0.070175 | 0.60912 | 2.0749 | 2.8938 | 2.0749 | 2.8938
234331-Premium T8 with T12 40 Watt Baseline - Tr2 | 0.7442 | 0.47988 | 1.1353 | 3758.0767 | 41338.8433 | -6.1545 | -67.6999 | 0.055551 | 0.48218 | 0.055551 | 0.48218 | 0.070175 | 0.60912 | 0.070175 | 0.60912 | 2.0749 | 2.8938 | 2.0749 | 2.8938
234304-Lighting-Remove 4 Ft Lamp (De-Lamp) - Tr2 | 0.71901 | 0.46363 | 1.0969 | 3630.8347 | 39939.1817 | -5.9462 | -65.4077 | 0.075107 | 0.65192 | 0.075107 | 0.65192 | 0.092848 | 0.80592 | 0.092848 | 0.80592 | 3.338 | 7.4555 | 3.338 | 7.4555
234330-Premium T8 with T12 40 Watt Baseline - Tr1 | 0.74686 | 0.4816 | 1.0223 | 3771.4964 | 41486.4605 | -6.1765 | -67.9416 | 0.041086 | 0.35617 | 0.041086 | 0.35617 | 0.0446 | 0.38663 | 0.0446 | 0.38663 | 1.6199 | 1.7105 | 1.6199 | 1.7105
234303-Lighting-Remove 4 Ft Lamp (De-Lamp) - Tr1 | 0.47072 | 0.30353 | 0.64435 | 2377.0508 | 26147.5588 | -3.8929 | -42.8214 | 0.06761 | 0.58609 | 0.06761 | 0.58609 | 0.083774 | 0.72621 | 0.083774 | 0.72621 | 2.7004 | 4.5503 | 2.7004 | 4.5503
234330-Premium T8 with T12 40 Watt Baseline - Tr1 | 0.6336 | 0.40856 | 0.63122 | 3199.5556 | 35195.1114 | -5.2399 | -57.6384 | 0.078633 | 0.68253 | 0.078633 | 0.68253 | 0.080149 | 0.69569 | 0.080149 | 0.69569 | 3.7496 | 3.9595 | 3.7496 | 3.9595
234207-Lighting-8 Ft T-8 with Elec Ballast-Tr1 | 0.018765 | 0.0121 | 0.018695 | 94.7604 | 1042.3639 | -0.15519 | -1.7071 | 0.020158 | 0.17497 | 0.020158 | 0.17497 | 0.052802 | 0.45832 | 0.052802 | 0.45832 | 1.2315 | 1.9701 | 1.2315 | 1.9701
234128-Refrigerator - Early Replacement | 0.11517 | 0.08913 | 0.13069 | 998.9539 | 5993.7234 | 0 | 0 | 0.039921 | 0 | 0.039921 | 0 | 0.03935 | 0 | 0.03935 | 0 | 1.7396 | 1.7214 | 1.7396 | 1.7214
234330-Premium T8 with T12 40 Watt Baseline - Tr1 | 0.52046 | 0.3356 | 0.5185 | 2628.2064 | 28910.27 | -4.3042 | -47.3458 | 0.078633 | 0.68253 | 0.078633 | 0.68253 | 0.080149 | 0.69569 | 0.080149 | 0.69569 | 3.7496 | 3.9595 | 3.7496 | 3.9595
234178-Food Service - Ice Machine Air-Cooled 501-1000 | 0.33329 | 0.25793 | 0.33 | 2890.8 | 34689.6 | 0 | 0 | 0.031909 | 0 | 0.031909 | 0 | 0.059254 | 0 | 0.059254 | 0 | 1.5265 | 2.7812 | 1.5265 | 2.7812
234330-Premium T8 with T12 40 Watt Baseline - Tr1 | 0.18019 | 0.11619 | 0.27489 | 909.928 | 10009.2081 | -1.4902 | -16.3919 | 0.053361 | 0.46317 | 0.053361 | 0.46317 | 0.056217 | 0.48796 | 0.056217 | 0.48796 | 1.9905 | 2.102 | 1.9905 | 2.102
234303-Lighting-Remove 4 Ft Lamp (De-Lamp) - Tr1 | 0.039945 | 0.025757 | 0.060938 | 201.713 | 2218.8434 | -0.33034 | -3.6338 | 0.074917 | 0.65028 | 0.074917 | 0.65028 | 0.088054 | 0.76431 | 0.088054 | 0.76431 | 3.3184 | 5.5916 | 3.3184 | 5.5916
234328-Premium T8 with T12 34Watt Baseline - Tr2 | 1.3872 | 0.89453 | 2.3876 | 7005.3046 | 77058.3509 | -11.4725 | -126.197 | 0.03798 | 0.32924 | 0.03798 | 0.32924 | 0.072513 | 0.6286 | 0.072513 | 0.6286 | 1.5473 | 3.0803 | 1.5473 | 3.0803
234328-Premium T8 with T12 34Watt Baseline - Tr2 | 0.18313 | 0.11809 | 0.31519 | 924.7927 | 10172.7196 | -1.5145 | -16.6597 | 0.03798 | 0.32924 | 0.03798 | 0.32924 | 0.072513 | 0.6286 | 0.072513 | 0.6286 | 1.5473 | 3.0803 | 1.5473 | 3.0803
234327-Premium T8 with T12 34Watt Baseline - Tr1 | 0.99198 | 0.63965 | 1.7073 | 5009.2937 | 55102.2311 | -8.2036 | -90.2399 | 0.052628 | 0.45681 | 0.052628 | 0.45681 | 0.06808 | 0.59093 | 0.06808 | 0.59093 | 1.9638 | 2.7389 | 1.9638 | 2.7389
234204-Lighting-3 Ft 2nd Gen T-8 with Elec Ballast-Tr1 | 0.034029 | 0.021943 | 0.058567 | 171.8375 | 1890.213 | -0.28142 | -3.0956 | -0.01605 | -0.13913 | -0.01605 | -0.13913 | 0.047341 | 0.41039 | 0.047341 | 0.41039 | 0.86996 | 1.7886 | 0.86996 | 1.7886
234330-Premium T8 with T12 40 Watt Baseline - Tr1 | 0.4765 | 0.30726 | 0.82011 | 2406.2394 | 26468.6339 | -3.9407 | -43.3472 | 0.040146 | 0.34801 | 0.040146 | 0.34801 | 0.04371 | 0.37891 | 0.04371 | 0.37891 | 1.5972 | 1.6866 | 1.5972 | 1.6866
234319-Lighting-Screw in 5- 13 Watt Lamp - Tr2 | 0.098083 | 0.063246 | 0.20415 | 495.2987 | 1386.8365 | -0.86695 | -2.4275 | -0.065897 | -0.5873 | -0.065897 | -0.5873 | 0.010929 | 0.097408 | 0.010929 | 0.097408 | 0.62465 | 1.1107 | 0.62465 | 1.1107
234328-Premium T8 with T12 34Watt Baseline - Tr2 | 0.036627 | 0.023618 | 0.063039 | 184.9585 | 2034.5439 | -0.3029 | -3.3319 | 0.03798 | 0.32924 | 0.03798 | 0.32924 | 0.072513 | 0.6286 | 0.072513 | 0.6286 | 1.5473 | 3.0803 | 1.5473 | 3.0803
234084-Refrigeration -Cooler/Freezer Door Gaskets - Solid Doors: Cooler | 0.57859 | 0.44776 | 0.5736 | 5018.4 | 20073.6 | 0 | 0 | 0.082012 | 0 | 0.082012 | 0 | 0.082012 | 0 | 0.082012 | 0 | 8.4103 | 8.4103 | 8.4103 | 8.4103
234083-Refrigeration -Cooler/Freezer Door Gaskets - Glass Doors | 0.10415 | 0.080596 | 0.10325 | 903.312 | 3613.248 | 0 | 0 | 0.082012 | 0 | 0.082012 | 0 | 0.082012 | 0 | 0.082012 | 0 | 8.4104 | 8.4103 | 8.4104 | 8.4103
234312-Lighting-Screw in 14-26 Watt Lamp - Tr1 | 0.23884 | 0.15676 | 0.039517 | 1500.0546 | 2610.0951 | -5.7406 | -9.9887 | 0.061445 | 0.54054 | 0.061445 | 0.54054 | 0.06191 | 0.54463 | 0.06191 | 0.54463 | 2.4222 | 2.4486 | 2.4222 | 2.4486
234303-Lighting-Remove 4 Ft Lamp (De-Lamp) - Tr1 | 0.32168 | 0.21113 | 0.40353 | 2020.3543 | 22223.8977 | -9.8101 | -107.9116 | 0.078633 | 0.71068 | 0.078633 | 0.71068 | 0.088099 | 0.79623 | 0.088099 | 0.79623 | 4.377 | 7.3754 | 4.377 | 7.3754
234049-Lighting-LED Exit Sign New Sign | 0.1155 | 0.11475 | 0 | 1011.7758 | 16188.4127 | 0 | 0 | 0.077526 | 0 | 0.077526 | 0 | 0.083422 | 0 | 0.083422 | 0 | 4.9824 | 7.1475 | 4.9824 | 7.1475
234312-Lighting-Screw in 14-26 Watt Lamp - Tr1 | 1.6741 | 1.0795 | 0.76 | 8453.725 | 14709.4815 | -14.7971 | -25.7469 | -0.068424 | -0.56508 | -0.068424 | -0.56508 | -0.06649 | -0.5491 | -0.06649 | -0.5491 | 0.61965 | 0.62639 | 0.61965 | 0.62639
234330-Premium T8 with T12 40 Watt Baseline - Tr1 | 0.13796 | 0.085563 | 0.22194 | 745.1751 | 8196.9263 | -1.6105 | -17.7158 | 0.053966 | 0.46532 | 0.053966 | 0.46532 | 0.056769 | 0.48949 | 0.056769 | 0.48949 | 2.0209 | 2.134 | 2.0209 | 2.134
234331-Premium T8 with T12 40 Watt Baseline - Tr2 | 0.15625 | 0.10075 | 0.21388 | 789.0101 | 8679.1113 | -1.2921 | -14.2136 | 0.044499 | 0.37927 | 0.044499 | 0.37927 | 0.06249 | 0.53261 | 0.06249 | 0.53261 | 1.7 | 2.3709 | 1.7 | 2.3709
234304-Lighting-Remove 4 Ft Lamp (De-Lamp) - Tr2 | 0.064927 | 0.041867 | 0.088876 | 327.8691 | 3606.5598 | -0.53695 | -5.9064 | 0.068555 | 0.58431 | 0.068555 | 0.58431 | 0.09038 | 0.77032 | 0.09038 | 0.77032 | 2.7348 | 6.1083 | 2.7348 | 6.1083
234330-Premium T8 with T12 40 Watt Baseline - Tr1 | 0.24407 | 0.15738 | 0.3341 | 1232.5152 | 13557.6668 | -2.0185 | -22.2031 | 0.041832 | 0.35645 | 0.041832 | 0.35645 | 0.045345 | 0.38639 | 0.045345 | 0.38639 | 1.6313 | 1.7226 | 1.6313 | 1.7226
234303-Lighting-Remove 4 Ft Lamp (De-Lamp) - Tr1 | 0.40579 | 0.26167 | 0.55548 | 2049.1817 | 22540.9989 | -3.3559 | -36.915 | 0.068349 | 0.58241 | 0.068349 | 0.58241 | 0.084509 | 0.72011 | 0.084509 | 0.72011 | 2.7195 | 4.5824 | 2.7195 | 4.5824
234330-Premium T8 with T12 40 Watt Baseline - Tr1 | 0.22362 | 0.13982 | 0.34689 | 1156.44 | 12720.8402 | -0.33631 | -3.6994 | 0.048614 | 0.41749 | 0.048614 | 0.41749 | 0.051723 | 0.44419 | 0.051723 | 0.44419 | 1.8289 | 1.9313 | 1.8289 | 1.9313
234303-Lighting-Remove 4 Ft Lamp (De-Lamp) - Tr1 | 0.74357 | 0.46494 | 1.1535 | 3845.3981 | 42299.3791 | -1.1183 | -12.3013 | 0.072081 | 0.61902 | 0.072081 | 0.61902 | 0.086382 | 0.74183 | 0.086382 | 0.74183 | 3.049 | 5.1377 | 3.049 | 5.1377
234330-Premium T8 with T12 40 Watt Baseline - Tr1 | 0.27686 | 0.17312 | 0.42949 | 1431.7829 | 15749.6116 | -0.41639 | -4.5802 | 0.048614 | 0.41749 | 0.048614 | 0.41749 | 0.051723 | 0.44419 | 0.051723 | 0.44419 | 1.8289 | 1.9313 | 1.8289 | 1.9313
234303-Lighting-Remove 4 Ft Lamp (De-Lamp) - Tr1 | 0.92061 | 0.57565 | 1.4281 | 4760.9691 | 52370.6599 | -1.3846 | -15.2302 | 0.072081 | 0.61902 | 0.072081 | 0.61902 | 0.086382 | 0.74183 | 0.086382 | 0.74183 | 3.049 | 5.1377 | 3.049 | 5.1377
234330-Premium T8 with T12 40 Watt Baseline - Tr1 | 0.27686 | 0.17312 | 0.42949 | 1431.7829 | 15749.6116 | -0.41639 | -4.5802 | 0.048614 | 0.41749 | 0.048614 | 0.41749 | 0.051723 | 0.44419 | 0.051723 | 0.44419 | 1.8289 | 1.9313 | 1.8289 | 1.9313
234303-Lighting-Remove 4 Ft Lamp (De-Lamp) - Tr1 | 0.92061 | 0.57565 | 1.4281 | 4760.9691 | 52370.6599 | -1.3846 | -15.2302 | 0.072081 | 0.61902 | 0.072081 | 0.61902 | 0.086382 | 0.74183 | 0.086382 | 0.74183 | 3.049 | 5.1377 | 3.049 | 5.1377
234330-Premium T8 with T12 40 Watt Baseline - Tr1 | 0.27635 | 0.1714 | 0.44604 | 1492.6962 | 16419.6578 | -2.0306 | -22.3363 | 0.053317 | 0.4648 | 0.053317 | 0.4648 | 0.056096 | 0.48903 | 0.056096 | 0.48903 | 2.0172 | 2.1301 | 2.0172 | 2.1301
234330-Premium T8 with T12 40 Watt Baseline - Tr1 | 0.43755 | 0.27138 | 0.70623 | 2363.4356 | 25997.7915 | -3.2151 | -35.3658 | 0.053317 | 0.4648 | 0.053317 | 0.4648 | 0.056096 | 0.48903 | 0.056096 | 0.48903 | 2.0172 | 2.1301 | 2.0172 | 2.1301
234330-Premium T8 with T12 40 Watt Baseline - Tr1 | 0.1036 | 0.064252 | 0.1668 | 559.5764 | 6155.3408 | -0.90533 | -9.9587 | 0.053481 | 0.4646 | 0.053481 | 0.4646 | 0.056267 | 0.4888 | 0.056267 | 0.4888 | 2.0177 | 2.1307 | 2.0177 | 2.1307
234207-Lighting-8 Ft T-8 with Elec Ballast-Tr1 | 0.105 | 0.065123 | 0.16907 | 567.1588 | 6238.7465 | -0.9176 | -10.0936 | -0.053971 | -0.46886 | -0.053971 | -0.46886 | 0.0060145 | 0.052249 | 0.0060145 | 0.052249 | 0.66269 | 1.0601 | 0.66269 | 1.0601
234332-Premium T8 with T12 40 Watt Baseline - Tr3 | 0.20907 | 0.13073 | 0.32433 | 1081.2244 | 11893.4685 | -0.31444 | -3.4588 | 0.04528 | 0.39037 | 0.04528 | 0.39037 | 0.074742 | 0.64437 | 0.074742 | 0.64437 | 1.7346 | 3.323 | 1.7346 | 3.323
234305-Lighting-Remove 4 Ft Lamp (De-Lamp) - Tr3 | 0.070816 | 0.04428 | 0.10986 | 366.2284 | 4028.5123 | -0.10651 | -1.1716 | 0.072126 | 0.62182 | 0.072126 | 0.62182 | 0.095783 | 0.82577 | 0.095783 | 0.82577 | 3.0731 | 9.6024 | 3.0731 | 9.6024
234330-Premium T8 with T12 40 Watt Baseline - Tr1 | 0.78299 | 0.48562 | 1.2638 | 4229.3058 | 46522.3637 | -5.7533 | -63.2862 | 0.053317 | 0.4648 | 0.053317 | 0.4648 | 0.056096 | 0.48903 | 0.056096 | 0.48903 | 2.0172 | 2.1301 | 2.0172 | 2.1301
234330-Premium T8 with T12 40 Watt Baseline - Tr1 | 2.2591 | 1.4011 | 3.6343 | 12202.2426 | 134224.6685 | -26.3724 | -290.0959 | 0.053966 | 0.46532 | 0.053966 | 0.46532 | 0.056769 | 0.48949 | 0.056769 | 0.48949 | 2.0209 | 2.134 | 2.0209 | 2.134
234049-Lighting-LED Exit Sign New Sign | 0.076997 | 0.076497 | 0 | 674.5172 | 10792.2751 | 0 | 0 | 0.077526 | 0 | 0.077526 | 0 | 0.083422 | 0 | 0.083422 | 0 | 4.9824 | 7.1475 | 4.9824 | 7.1475
234330-Premium T8 with T12 40 Watt Baseline - Tr1 | 1.9946 | 1.2371 | 3.2089 | 10773.9903 | 118513.893 | -23.2855 | -256.1406 | 0.053966 | 0.46532 | 0.053966 | 0.46532 | 0.056769 | 0.48949 | 0.056769 | 0.48949 | 2.0209 | 2.134 | 2.0209 | 2.134
234049-Lighting-LED Exit Sign New Sign | 0.15399 | 0.15299 | 0 | 1349.0344 | 21584.5503 | 0 | 0 | 0.077526 | 0 | 0.077526 | 0 | 0.083422 | 0 | 0.083422 | 0 | 4.9824 | 7.1475 | 4.9824 | 7.1475
234330-Premium T8 with T12 40 Watt Baseline - Tr1 | 7.1098 | 4.4457 | 7.1027 | 36768.6048 | 404454.6525 | -19.7031 | -216.7346 | 0.080515 | 0.69023 | 0.080515 | 0.69023 | 0.081943 | 0.70247 | 0.081943 | 0.70247 | 3.9894 | 4.2127 | 3.9894 | 4.2127
234303-Lighting-Remove 4 Ft Lamp (De-Lamp) - Tr1 | 0.30904 | 0.19324 | 0.30873 | 1598.2103 | 17580.3128 | -0.85643 | -9.4207 | 0.091292 | 0.78262 | 0.091292 | 0.78262 | 0.09786 | 0.83893 | 0.09786 | 0.83893 | 6.6507 | 11.2066 | 6.6507 | 11.2066
234331-Premium T8 with T12 40 Watt Baseline - Tr2 | 0.11889 | 0.073737 | 0.19189 | 642.183 | 7064.0127 | -0.87359 | -9.6095 | 0.055748 | 0.4843 | 0.055748 | 0.4843 | 0.069977 | 0.60791 | 0.069977 | 0.60791 | 2.1087 | 2.9409 | 2.1087 | 2.9409
234304-Lighting-Remove 4 Ft Lamp (De-Lamp) - Tr2 | 0.19144 | 0.11873 | 0.30899 | 1034.0663 | 11374.7291 | -1.4067 | -15.4735 | 0.074775 | 0.64959 | 0.074775 | 0.64959 | 0.092037 | 0.79955 | 0.092037 | 0.79955 | 3.3923 | 7.5769 | 3.3923 | 7.5769
234361-Lighting-IntrHiByLnrFlscntFxtr244wrplc400w(TrI)Tr2 | 0.70493 | 0.43721 | 0.96557 | 3807.6737 | 41884.4111 | -5.1797 | -56.9771 | 0.042853 | 0.37227 | 0.042853 | 0.37227 | 0.083229 | 0.72303 | 0.083229 | 0.72303 | 1.6783 | 4.65 | 1.6783 | 4.65
234286-Lighting-Occpncy Snsr-Hi-Bay integrated Snsr-Tr2 | 1.7712 | 1.0986 | 0 | 9567.36 | 76538.88 | 0 | 0 | 0.091639 | 0 | 0.091639 | 0 | 0.095988 | 0 | 0.095988 | 0 | 7.6127 | 11.0946 | 7.6127 | 11.0946
234361-Lighting-IntrHiByLnrFlscntFxtr244wrplc400w(TrI)Tr2 | 1.597 | 0.99857 | 1.5626 | 8258.8619 | 90847.4804 | -2.4018 | -26.4199 | 0.063975 | 0.54941 | 0.063975 | 0.54941 | 0.091637 | 0.78696 | 0.091637 | 0.78696 | 2.478 | 6.8658 | 2.478 | 6.8658
234286-Lighting-Occpncy Snsr-Hi-Bay integrated Snsr-Tr2 | 2.775 | 1.7352 | 0 | 14351.04 | 114808.32 | 0 | 0 | 0.092871 | 0 | 0.092871 | 0 | 0.097221 | 0 | 0.097221 | 0 | 7.7016 | 11.2242 | 7.7016 | 11.2242
234208-Lighting-8 Ft T-8 with Elec Ballast-Tr2 | 0.026751 | 0.016727 | 0.041498 | 138.343 | 1521.773 | -0.040232 | -0.44256 | -0.068461 | -0.58793 | -0.068461 | -0.58793 | 0.02436 | 0.2092 | 0.02436 | 0.2092 | 0.6104 | 1.2938 | 0.6104 | 1.2938
234361-Lighting-IntrHiByLnrFlscntFxtr244wrplc400w(TrI)Tr2 | 1.597 | 0.99857 | 1.5626 | 8258.8619 | 90847.4804 | -2.4018 | -26.4199 | 0.063975 | 0.54941 | 0.063975 | 0.54941 | 0.091637 | 0.78696 | 0.091637 | 0.78696 | 2.478 | 6.8658 | 2.478 | 6.8658
234286-Lighting-Occpncy Snsr-Hi-Bay integrated Snsr-Tr2 | 2.775 | 1.7352 | 0 | 14351.04 | 114808.32 | 0 | 0 | 0.092871 | 0 | 0.092871 | 0 | 0.097221 | 0 | 0.097221 | 0 | 7.7016 | 11.2242 | 7.7016 | 11.2242
234330-Premium T8 with T12 40 Watt Baseline - Tr1 | 0.19167 | 0.11985 | 0.29734 | 991.2343 | 10903.5773 | -0.28827 | -3.1709 | 0.048271 | 0.41616 | 0.048271 | 0.41616 | 0.051381 | 0.44297 | 0.051381 | 0.44297 | 1.8231 | 1.9252 | 1.8231 | 1.9252
234312-Lighting-Screw in 14-26 Watt Lamp - Tr1 | 0.018286 | 0.011434 | 0.016837 | 94.5662 | 164.5451 | -0.028094 | -0.048884 | -0.028329 | -0.26071 | -0.028329 | -0.26071 | -0.026901 | -0.24757 | -0.026901 | -0.24757 | 0.78669 | 0.79525 | 0.78669 | 0.79525
234330-Premium T8 with T12 40 Watt Baseline - Tr1 | 0.20726 | 0.12855 | 0.33453 | 1119.5221 | 12314.7433 | -1.5229 | -16.7522 | 0.053617 | 0.46578 | 0.053617 | 0.46578 | 0.056396 | 0.48993 | 0.056396 | 0.48993 | 2.0229 | 2.1362 | 2.0229 | 2.1362
234291-Lighting-Ocpncy Snsr-Wll/Cl Mntd Lght Snsr>=500Tr1 | 6.4264 | 4.1439 | 7.5168 | 32451.84 | 259614.72 | 0 | 0 | 0.070989 | 0 | 0.070989 | 0 | 0.087728 | 0 | 0.087728 | 0 | 2.942 | 5.4275 | 2.942 | 5.4275
234291-Lighting-Ocpncy Snsr-Wll/Cl Mntd Lght Snsr>=500Tr1 | 2.7372 | 1.765 | 3.2016 | 13822.08 | 110576.64 | 0 | 0 | 0.071155 | 0 | 0.071155 | 0 | 0.087894 | 0 | 0.087894 | 0 | 2.9466 | 5.4358 | 2.9466 | 5.4358
234361-Lighting-IntrHiByLnrFlscntFxtr244wrplc400w(TrI)Tr2 | 3.7641 | 2.4272 | 4.5137 | 19008.1067 | 209089.1735 | -78.4581 | -863.0396 | 0.052071 | 0.44313 | 0.052071 | 0.44313 | 0.087966 | 0.7486 | 0.087966 | 0.7486 | 1.9271 | 5.3393 | 1.9271 | 5.3393
234286-Lighting-Occpncy Snsr-Hi-Bay integrated Snsr-Tr2 | 8.2099 | 5.294 | 0 | 41458.56 | 331668.48 | 0 | 0 | 0.09385 | 0 | 0.09385 | 0 | 0.098199 | 0 | 0.098199 | 0 | 7.7722 | 11.3271 | 7.7722 | 11.3271
234361-Lighting-IntrHiByLnrFlscntFxtr244wrplc400w(TrI)Tr2 | 2.0268 | 1.307 | 2.4304 | 10235.1344 | 112586.478 | -42.2467 | -464.7136 | 0.052071 | 0.44313 | 0.052071 | 0.44313 | 0.087966 | 0.7486 | 0.087966 | 0.7486 | 1.9271 | 5.3393 | 1.9271 | 5.3393
234286-Lighting-Occpncy Snsr-Hi-Bay integrated Snsr-Tr2 | 4.4207 | 2.8506 | 0 | 22323.84 | 178590.72 | 0 | 0 | 0.09385 | 0 | 0.09385 | 0 | 0.098199 | 0 | 0.098199 | 0 | 7.7722 | 11.3271 | 7.7722 | 11.3271
234330-Premium T8 with T12 40 Watt Baseline - Tr1 | 0.18394 | 0.11408 | 0.29592 | 993.5668 | 10929.2351 | -2.1474 | -23.621 | 0.053966 | 0.46532 | 0.053966 | 0.46532 | 0.056769 | 0.48949 | 0.056769 | 0.48949 | 2.0209 | 2.134 | 2.0209 | 2.134
234331-Premium T8 with T12 40 Watt Baseline - Tr2 | 0.21367 | 0.13252 | 0.34374 | 1154.1127 | 12695.2395 | -2.4944 | -27.4379 | 0.056116 | 0.48385 | 0.056116 | 0.48385 | 0.070466 | 0.60759 | 0.070466 | 0.60759 | 2.1065 | 2.9379 | 2.1065 | 2.9379
234330-Premium T8 with T12 40 Watt Baseline - Tr1 | 0.080602 | 0.04999 | 0.13009 | 435.3697 | 4789.0669 | -0.59225 | -6.5148 | 0.053617 | 0.46578 | 0.053617 | 0.46578 | 0.056396 | 0.48993 | 0.056396 | 0.48993 | 2.0229 | 2.1362 | 2.0229 | 2.1362
234207-Lighting-8 Ft T-8 with Elec Ballast-Tr1 | 0.047743 | 0.029611 | 0.07706 | 257.8845 | 2836.7295 | -0.35081 | -3.8589 | -0.053556 | -0.46525 | -0.053556 | -0.46525 | 0.0062738 | 0.054502 | 0.0062738 | 0.054502 | 0.66441 | 1.0629 | 0.66441 | 1.0629
234331-Premium T8 with T12 40 Watt Baseline - Tr2 | 0.080643 | 0.052001 | 0.11039 | 407.231 | 4479.5413 | -0.66691 | -7.3361 | 0.044666 | 0.38011 | 0.044666 | 0.38011 | 0.062656 | 0.53321 | 0.062656 | 0.53321 | 1.7026 | 2.3746 | 1.7026 | 2.3746
234331-Premium T8 with T12 40 Watt Baseline - Tr2 | 0.1008 | 0.065001 | 0.13799 | 509.0388 | 5599.4266 | -0.83364 | -9.1701 | 0.044666 | 0.38011 | 0.044666 | 0.38011 | 0.062656 | 0.53321 | 0.062656 | 0.53321 | 1.7026 | 2.3746 | 1.7026 | 2.3746
234084-Refrigeration -Cooler/Freezer Door Gaskets - Solid Doors: Cooler | 1.701 | 1.3164 | 1.6864 | 14754.096 | 59016.384 | 0 | 0 | 0.083688 | 0 | 0.083688 | 0 | 0.083688 | 0 | 0.083688 | 0 | 8.5617 | 8.5617 | 8.5617 | 8.5617
234360-Lighting-IntrHiByLnrFlscntFxtr244wrplc400w(TrI)Tr1 | 3.197 | 2.0615 | 3.8899 | 16144.2593 | 177586.8521 | -26.4392 | -290.8307 | 0.050231 | 0.42973 | 0.050231 | 0.42973 | 0.080193 | 0.68607 | 0.080193 | 0.68607 | 1.8734 | 3.9109 | 1.8734 | 3.9109
234285-Lighting-Occpncy Snsr-Hi-Bay integrated Snsr-Tr1 | 7.2626 | 4.6831 | 0 | 36674.88 | 293399.04 | 0 | 0 | 0.093598 | 0 | 0.093598 | 0 | 0.097942 | 0 | 0.097942 | 0 | 7.7565 | 11.3001 | 7.7565 | 11.3001
234330-Premium T8 with T12 40 Watt Baseline - Tr1 | 0.65623 | 0.42315 | 0.65377 | 3313.8254 | 36452.0796 | -5.427 | -59.6969 | 0.079648 | 0.67782 | 0.079648 | 0.67782 | 0.081164 | 0.69072 | 0.081164 | 0.69072 | 3.7859 | 3.9978 | 3.7859 | 3.9978
234303-Lighting-Remove 4 Ft Lamp (De-Lamp) - Tr1 | 2.1821 | 1.4071 | 2.1739 | 11019.1431 | 121210.5737 | -18.0458 | -198.5043 | 0.091088 | 0.77518 | 0.091088 | 0.77518 | 0.09806 | 0.83451 | 0.09806 | 0.83451 | 6.3114 | 10.6349 | 6.3114 | 10.6349
234332-Premium T8 with T12 40 Watt Baseline - Tr3 | 0.082151 | 0.052973 | 0.11245 | 414.8466 | 4563.3123 | -0.67939 | -7.4733 | 0.038591 | 0.32842 | 0.038591 | 0.32842 | 0.071882 | 0.61173 | 0.071882 | 0.61173 | 1.5541 | 2.9772 | 1.5541 | 2.9772
234305-Lighting-Remove 4 Ft Lamp (De-Lamp) - Tr3 | 0.032464 | 0.020933 | 0.044438 | 163.9345 | 1803.2799 | -0.26847 | -2.9532 | 0.068926 | 0.58657 | 0.068926 | 0.58657 | 0.095657 | 0.81405 | 0.095657 | 0.81405 | 2.7533 | 8.6031 | 2.7533 | 8.6031
234340-Lighting-Intr HiBy Lnr FlrscntFxtr600w rplc>400Tr1 | 3.3073 | 2.0512 | 4.5301 | 17864.2273 | 196506.5002 | -24.3014 | -267.3157 | 0.055639 | 0.48505 | 0.055639 | 0.48505 | 0.089021 | 0.77606 | 0.089021 | 0.77606 | 2.1107 | 6.3265 | 2.1107 | 6.3265
234330-Premium T8 with T12 40 Watt Baseline - Tr1 | 0.11056 | 0.072566 | 0.13869 | 694.3865 | 7638.2519 | -3.3717 | -37.0887 | 0.0631 | 0.57029 | 0.0631 | 0.57029 | 0.065158 | 0.58889 | 0.065158 | 0.58889 | 2.6255 | 2.7725 | 2.6255 | 2.7725
234303-Lighting-Remove 4 Ft Lamp (De-Lamp) - Tr1 | 0.27573 | 0.18097 | 0.34588 | 1731.7323 | 19049.0552 | -8.4087 | -92.4957 | 0.078633 | 0.71068 | 0.078633 | 0.71068 | 0.088099 | 0.79623 | 0.088099 | 0.79623 | 4.377 | 7.3754 | 4.377 | 7.3754
234330-Premium T8 with T12 40 Watt Baseline - Tr1 | 0.72542 | 0.44991 | 1.1709 | 3918.3274 | 43101.6017 | -5.3303 | -58.6328 | 0.053617 | 0.46578 | 0.053617 | 0.46578 | 0.056396 | 0.48993 | 0.056396 | 0.48993 | 2.0229 | 2.1362 | 2.0229 | 2.1362
234330-Premium T8 with T12 40 Watt Baseline - Tr1 | 0.57573 | 0.35707 | 0.92925 | 3109.7837 | 34207.6204 | -4.2304 | -46.534 | 0.053617 | 0.46578 | 0.053617 | 0.46578 | 0.056396 | 0.48993 | 0.056396 | 0.48993 | 2.0229 | 2.1362 | 2.0229 | 2.1362
234330-Premium T8 with T12 40 Watt Baseline - Tr1 | 0.46058 | 0.28566 | 0.7434 | 2487.8269 | 27366.0963 | -3.3843 | -37.2272 | 0.053617 | 0.46578 | 0.053617 | 0.46578 | 0.056396 | 0.48993 | 0.056396 | 0.48993 | 2.0229 | 2.1362 | 2.0229 | 2.1362
234049-Lighting-LED Exit Sign New Sign | 0.038498 | 0.038248 | 0 | 337.2586 | 5396.1376 | 0 | 0 | 0.077526 | 0 | 0.077526 | 0 | 0.083422 | 0 | 0.083422 | 0 | 4.9824 | 7.1475 | 4.9824 | 7.1475
234330-Premium T8 with T12 40 Watt Baseline - Tr1 | 0.39088 | 0.24243 | 0.62884 | 2111.3295 | 23224.6246 | -4.5632 | -50.1947 | 0.05365 | 0.46428 | 0.05365 | 0.46428 | 0.056453 | 0.48853 | 0.056453 | 0.48853 | 2.0148 | 2.1277 | 2.0148 | 2.1277
234303-Lighting-Remove 4 Ft Lamp (De-Lamp) - Tr1 | 0.30582 | 0.18968 | 0.492 | 1651.9058 | 18170.964 | -3.5702 | -39.2724 | 0.074805 | 0.64734 | 0.074805 | 0.64734 | 0.087696 | 0.7589 | 0.087696 | 0.7589 | 3.3589 | 5.6599 | 3.3589 | 5.6599
234330-Premium T8 with T12 40 Watt Baseline - Tr1 | 0.33392 | 0.2071 | 0.53896 | 1803.6745 | 19840.4198 | -2.4536 | -26.9897 | 0.053617 | 0.46578 | 0.053617 | 0.46578 | 0.056396 | 0.48993 | 0.056396 | 0.48993 | 2.0229 | 2.1362 | 2.0229 | 2.1362
234330-Premium T8 with T12 40 Watt Baseline - Tr1 | 0.26484 | 0.16425 | 0.42745 | 1430.5005 | 15735.5054 | -1.946 | -21.4056 | 0.053617 | 0.46578 | 0.053617 | 0.46578 | 0.056396 | 0.48993 | 0.056396 | 0.48993 | 2.0229 | 2.1362 | 2.0229 | 2.1362
234312-Lighting-Screw in 14-26 Watt Lamp - Tr1 | 0.013168 | 0.0081671 | 0.01756 | 71.1275 | 123.7618 | -0.099812 | -0.17367 | -0.0098185 | -0.082937 | -0.0098185 | -0.082937 | -0.0085409 | -0.072146 | -0.0085409 | -0.072146 | 0.91736 | 0.92733 | 0.91736 | 0.92733
234330-Premium T8 with T12 40 Watt Baseline - Tr1 | 0.75996 | 0.47134 | 1.2266 | 4104.9144 | 45154.0589 | -5.5841 | -61.4249 | 0.053317 | 0.4648 | 0.053317 | 0.4648 | 0.056096 | 0.48903 | 0.056096 | 0.48903 | 2.0172 | 2.1301 | 2.0172 | 2.1301
234312-Lighting-Screw in 14-26 Watt Lamp - Tr1 | 0.072425 | 0.044919 | 0.096582 | 391.2012 | 680.6901 | -0.54897 | -0.95521 | -0.01518 | -0.14067 | -0.01518 | -0.14067 | -0.013901 | -0.12882 | -0.013901 | -0.12882 | 0.87238 | 0.88186 | 0.87238 | 0.88186
234330-Premium T8 with T12 40 Watt Baseline - Tr1 | 0.011496 | 0.0071303 | 0.018495 | 62.0979 | 683.0772 | -0.13421 | -1.4763 | 0.05365 | 0.46428 | 0.05365 | 0.46428 | 0.056453 | 0.48853 | 0.056453 | 0.48853 | 2.0148 | 2.1277 | 2.0148 | 2.1277
234312-Lighting-Screw in 14-26 Watt Lamp - Tr1 | 0.078868 | 0.048915 | 0.10463 | 426.0025 | 741.2444 | -0.93136 | -1.6206 | -0.015629 | -0.14395 | -0.015629 | -0.14395 | -0.014338 | -0.13206 | -0.014338 | -0.13206 | 0.86979 | 0.87924 | 0.86979 | 0.87924
234360-Lighting-IntrHiByLnrFlscntFxtr244wrplc400w(TrI)Tr1 | 2.9661 | 1.8396 | 4.0628 | 16021.5153 | 176236.6686 | -21.7947 | -239.7419 | 0.04318 | 0.37511 | 0.04318 | 0.37511 | 0.075924 | 0.65957 | 0.075924 | 0.65957 | 1.687 | 3.5218 | 1.687 | 3.5218
234285-Lighting-Occpncy Snsr-Hi-Bay integrated Snsr-Tr1 | 7.3802 | 4.5773 | 0 | 39864 | 318912 | 0 | 0 | 0.091644 | 0 | 0.091644 | 0 | 0.095988 | 0 | 0.095988 | 0 | 7.6154 | 11.0946 | 7.6154 | 11.0946
234330-Premium T8 with T12 40 Watt Baseline - Tr1 | 0.96722 | 0.59988 | 1.5611 | 5224.4366 | 57468.8023 | -7.107 | -78.1771 | 0.053617 | 0.46578 | 0.053617 | 0.46578 | 0.056396 | 0.48993 | 0.056396 | 0.48993 | 2.0229 | 2.1362 | 2.0229 | 2.1362
234330-Premium T8 with T12 40 Watt Baseline - Tr1 | 0.91099 | 0.56501 | 0.96021 | 4920.6822 | 54127.5041 | -6.6938 | -73.6318 | 0.078207 | 0.6794 | 0.078207 | 0.6794 | 0.079682 | 0.69221 | 0.079682 | 0.69221 | 3.8107 | 4.024 | 3.8107 | 4.024
234303-Lighting-Remove 4 Ft Lamp (De-Lamp) - Tr1 | 1.9474 | 1.2078 | 2.0526 | 10518.6011 | 115704.6125 | -14.3089 | -157.3977 | 0.089341 | 0.77613 | 0.089341 | 0.77613 | 0.096126 | 0.83507 | 0.096126 | 0.83507 | 6.3527 | 10.7045 | 6.3527 | 10.7045
234286-Lighting-Occpncy Snsr-Hi-Bay integrated Snsr-Tr2 | 14.8411 | 9.5699 | 0 | 74944.32 | 599554.56 | 0 | 0 | 0.093593 | 0 | 0.093593 | 0 | 0.097942 | 0 | 0.097942 | 0 | 7.7537 | 11.3001 | 7.7537 | 11.3001
234331-Premium T8 with T12 40 Watt Baseline - Tr2 | 0.23778 | 0.14747 | 0.38379 | 1284.3659 | 14128.0253 | -1.7472 | -19.2189 | 0.055448 | 0.48338 | 0.055448 | 0.48338 | 0.069678 | 0.60744 | 0.069678 | 0.60744 | 2.1027 | 2.9325 | 2.1027 | 2.9325
234313-Lighting-Screw in 14-26 Watt Lamp - Tr2 | 0.040659 | 0.025217 | 0.05422 | 219.6175 | 575.3979 | -0.30819 | -0.80745 | 0.026276 | 0.24116 | 0.026276 | 0.24116 | 0.048625 | 0.44628 | 0.048625 | 0.44628 | 1.3357 | 1.8694 | 1.3357 | 1.8694
234330-Premium T8 with T12 40 Watt Baseline - Tr1 | 0.3611 | 0.31827 | 0.55224 | 2602.1371 | 28623.508 | -32.4054 | -356.4595 | 0.063197 | 0.59256 | 0.063197 | 0.59256 | 0.065055 | 0.60998 | 0.065055 | 0.60998 | 2.8035 | 2.9604 | 2.8035 | 2.9604
234303-Lighting-Remove 4 Ft Lamp (De-Lamp) - Tr1 | 0.24015 | 0.21166 | 0.36726 | 1730.5269 | 19035.7964 | -21.5509 | -237.06 | 0.077219 | 0.72403 | 0.077219 | 0.72403 | 0.085764 | 0.80416 | 0.085764 | 0.80416 | 4.6737 | 7.8753 | 4.6737 | 7.8753
234312-Lighting-Screw in 14-26 Watt Lamp - Tr1 | 0.042887 | 0.037799 | 0.03321 | 309.0477 | 537.743 | -4.2641 | -7.4194 | 0.03864 | 0.35397 | 0.03864 | 0.35397 | 0.039305 | 0.36006 | 0.039305 | 0.36006 | 1.6247 | 1.6423 | 1.6247 | 1.6423
234049-Lighting-LED Exit Sign New Sign | 0.038498 | 0.038248 | 0 | 337.2586 | 5396.1376 | 0 | 0 | 0.077526 | 0 | 0.077526 | 0 | 0.083422 | 0 | 0.083422 | 0 | 4.9824 | 7.1475 | 4.9824 | 7.1475
234207-Lighting-8 Ft T-8 with Elec Ballast-Tr1 | 0.011978 | 0.010557 | 0.018318 | 86.3148 | 949.4627 | -1.0749 | -11.824 | -0.0084533 | -0.079262 | -0.0084533 | -0.079262 | 0.031546 | 0.29578 | 0.031546 | 0.29578 | 0.92077 | 1.473 | 0.92077 | 1.473
234330-Premium T8 with T12 40 Watt Baseline - Tr1 | 0.057573 | 0.035707 | 0.092925 | 310.9784 | 3420.762 | -0.42304 | -4.6534 | 0.053617 | 0.46578 | 0.053617 | 0.46578 | 0.056396 | 0.48993 | 0.056396 | 0.48993 | 2.0229 | 2.1362 | 2.0229 | 2.1362
234312-Lighting-Screw in 14-26 Watt Lamp - Tr1 | 0.03292 | 0.020418 | 0.043901 | 177.8187 | 309.4046 | -0.24953 | -0.43418 | -0.0098185 | -0.082937 | -0.0098185 | -0.082937 | -0.0085409 | -0.072146 | -0.0085409 | -0.072146 | 0.91736 | 0.92733 | 0.91736 | 0.92733
234360-Lighting-IntrHiByLnrFlscntFxtr244wrplc400w(TrI)Tr1 | 1.3051 | 0.80944 | 1.7876 | 7049.4667 | 77544.1342 | -9.5897 | -105.4864 | 0.042879 | 0.37381 | 0.042879 | 0.37381 | 0.075625 | 0.65928 | 0.075625 | 0.65928 | 1.6822 | 3.5118 | 1.6822 | 3.5118
234285-Lighting-Occpncy Snsr-Hi-Bay integrated Snsr-Tr1 | 3.2473 | 2.014 | 0 | 17540.16 | 140321.28 | 0 | 0 | 0.091588 | 0 | 0.091588 | 0 | 0.095932 | 0 | 0.095932 | 0 | 7.6113 | 11.0886 | 7.6113 | 11.0886
234330-Premium T8 with T12 40 Watt Baseline - Tr1 | 2.6253 | 1.6283 | 4.2374 | 14180.6135 | 155986.749 | -19.2905 | -212.1951 | 0.053317 | 0.4648 | 0.053317 | 0.4648 | 0.056096 | 0.48903 | 0.056096 | 0.48903 | 2.0172 | 2.1301 | 2.0172 | 2.1301
234330-Premium T8 with T12 40 Watt Baseline - Tr1 | 0.28786 | 0.17854 | 0.46462 | 1554.8918 | 17103.8102 | -2.1152 | -23.267 | 0.053617 | 0.46578 | 0.053617 | 0.46578 | 0.056396 | 0.48993 | 0.056396 | 0.48993 | 2.0229 | 2.1362 | 2.0229 | 2.1362
234303-Lighting-Remove 4 Ft Lamp (De-Lamp) - Tr1 | 0.30631 | 0.18997 | 0.49439 | 1654.506 | 18199.5665 | -2.2507 | -24.7576 | 0.074591 | 0.64799 | 0.074591 | 0.64799 | 0.087373 | 0.75903 | 0.087373 | 0.75903 | 3.3724 | 5.6826 | 3.3724 | 5.6826
234306-Lighting-Remove 8 Ft Lamp (De-Lamp) - Tr1 | 0.094785 | 0.058787 | 0.15299 | 511.9766 | 5631.7424 | -0.69646 | -7.6611 | 0.086538 | 0.75178 | 0.086538 | 0.75178 | 0.087188 | 0.75743 | 0.087188 | 0.75743 | 5.4393 | 5.6271 | 5.4393 | 5.6271
234330-Premium T8 with T12 40 Watt Baseline - Tr1 | 0.068979 | 0.042782 | 0.11097 | 372.5876 | 4098.4632 | -0.80526 | -8.8579 | 0.05365 | 0.46428 | 0.05365 | 0.46428 | 0.056453 | 0.48853 | 0.056453 | 0.48853 | 2.0148 | 2.1277 | 2.0148 | 2.1277
234312-Lighting-Screw in 14-26 Watt Lamp - Tr1 | 0.052579 | 0.03261 | 0.069755 | 284.0017 | 494.163 | -0.62091 | -1.0804 | -0.015629 | -0.14395 | -0.015629 | -0.14395 | -0.014338 | -0.13206 | -0.014338 | -0.13206 | 0.86979 | 0.87924 | 0.86979 | 0.87924
234330-Premium T8 with T12 40 Watt Baseline - Tr1 | 0.14969 | 0.092839 | 0.2416 | 808.5438 | 8893.9813 | -1.0999 | -12.0988 | 0.053317 | 0.4648 | 0.053317 | 0.4648 | 0.056096 | 0.48903 | 0.056096 | 0.48903 | 2.0172 | 2.1301 | 2.0172 | 2.1301
234312-Lighting-Screw in 14-26 Watt Lamp - Tr1 | 0.40821 | 0.25318 | 0.54437 | 2204.9521 | 3836.6167 | -3.0942 | -5.3839 | -0.01518 | -0.14067 | -0.01518 | -0.14067 | -0.013901 | -0.12882 | -0.013901 | -0.12882 | 0.87238 | 0.88186 | 0.87238 | 0.88186
234049-Lighting-LED Exit Sign New Sign | 0.15399 | 0.15299 | 0 | 1349.0344 | 21584.5503 | 0 | 0 | 0.077186 | 0 | 0.077186 | 0 | 0.083082 | 0 | 0.083082 | 0 | 4.965 | 7.1225 | 4.965 | 7.1225
234330-Premium T8 with T12 40 Watt Baseline - Tr1 | 0.27635 | 0.1714 | 0.44604 | 1492.6962 | 16419.6578 | -2.0306 | -22.3363 | 0.053617 | 0.46578 | 0.053617 | 0.46578 | 0.056396 | 0.48993 | 0.056396 | 0.48993 | 2.0229 | 2.1362 | 2.0229 | 2.1362
234330-Premium T8 with T12 40 Watt Baseline - Tr1 | 0.28741 | 0.17826 | 0.46238 | 1552.4482 | 17076.9298 | -3.3553 | -36.9079 | 0.05365 | 0.46428 | 0.05365 | 0.46428 | 0.056453 | 0.48853 | 0.056453 | 0.48853 | 2.0148 | 2.1277 | 2.0148 | 2.1277
234303-Lighting-Remove 4 Ft Lamp (De-Lamp) - Tr1 | 0.038228 | 0.02371 | 0.0615 | 206.4882 | 2271.3705 | -0.44628 | -4.909 | 0.074805 | 0.64734 | 0.074805 | 0.64734 | 0.087696 | 0.7589 | 0.087696 | 0.7589 | 3.3589 | 5.6599 | 3.3589 | 5.6599
234312-Lighting-Screw in 14-26 Watt Lamp - Tr1 | 0.013145 | 0.0081525 | 0.017439 | 71.0004 | 123.5407 | -0.15523 | -0.2701 | -0.015629 | -0.14395 | -0.015629 | -0.14395 | -0.014338 | -0.13206 | -0.014338 | -0.13206 | 0.86979 | 0.87924 | 0.86979 | 0.87924
234330-Premium T8 with T12 40 Watt Baseline - Tr1 | 0.32241 | 0.19996 | 0.52038 | 1741.4789 | 19156.2674 | -2.369 | -26.059 | 0.053317 | 0.4648 | 0.053317 | 0.4648 | 0.056096 | 0.48903 | 0.056096 | 0.48903 | 2.0172 | 2.1301 | 2.0172 | 2.1301
234207-Lighting-8 Ft T-8 with Elec Ballast-Tr1 | 0.028646 | 0.017767 | 0.046236 | 154.7307 | 1702.0377 | -0.21049 | -2.3154 | -0.05386 | -0.46954 | -0.05386 | -0.46954 | 0.0059718 | 0.052061 | 0.0059718 | 0.052061 | 0.66252 | 1.0599 | 0.66252 | 1.0599
234303-Lighting-Remove 4 Ft Lamp (De-Lamp) - Tr1 | 0.91892 | 0.56992 | 1.4832 | 4963.5181 | 54598.6995 | -6.7521 | -74.2728 | 0.074292 | 0.64766 | 0.074292 | 0.64766 | 0.087074 | 0.75909 | 0.087074 | 0.75909 | 3.3628 | 5.6664 | 3.3628 | 5.6664
234306-Lighting-Remove 8 Ft Lamp (De-Lamp) - Tr1 | 0.18957 | 0.11757 | 0.30597 | 1023.9532 | 11263.4848 | -1.3929 | -15.3222 | 0.086239 | 0.75181 | 0.086239 | 0.75181 | 0.08689 | 0.75748 | 0.08689 | 0.75748 | 5.4238 | 5.611 | 5.4238 | 5.611
234312-Lighting-Screw in 14-26 Watt Lamp - Tr1 | 0.019752 | 0.012251 | 0.02634 | 106.6912 | 185.6427 | -0.14972 | -0.26051 | -0.01518 | -0.14067 | -0.01518 | -0.14067 | -0.013901 | -0.12882 | -0.013901 | -0.12882 | 0.87238 | 0.88186 | 0.87238 | 0.88186
234331-Premium T8 with T12 40 Watt Baseline - Tr2 | 0.18791 | 0.1175 | 0.29488 | 971.7693 | 10689.462 | -0.52074 | -5.7281 | 0.051368 | 0.44037 | 0.051368 | 0.44037 | 0.067238 | 0.57641 | 0.067238 | 0.57641 | 1.916 | 2.6722 | 1.916 | 2.6722
234304-Lighting-Remove 4 Ft Lamp (De-Lamp) - Tr2 | 0.60515 | 0.37839 | 0.94964 | 3129.5561 | 34425.1176 | -1.677 | -18.4473 | 0.072589 | 0.62228 | 0.072589 | 0.62228 | 0.091841 | 0.78732 | 0.091841 | 0.78732 | 3.0823 | 6.8845 | 3.0823 | 6.8845
234331-Premium T8 with T12 40 Watt Baseline - Tr2 | 0.18791 | 0.1175 | 0.29488 | 971.7693 | 10689.462 | -0.52074 | -5.7281 | 0.051368 | 0.44037 | 0.051368 | 0.44037 | 0.067238 | 0.57641 | 0.067238 | 0.57641 | 1.916 | 2.6722 | 1.916 | 2.6722
234304-Lighting-Remove 4 Ft Lamp (De-Lamp) - Tr2 | 0.60515 | 0.37839 | 0.94964 | 3129.5561 | 34425.1176 | -1.677 | -18.4473 | 0.072589 | 0.62228 | 0.072589 | 0.62228 | 0.091841 | 0.78732 | 0.091841 | 0.78732 | 3.0823 | 6.8845 | 3.0823 | 6.8845
234331-Premium T8 with T12 40 Watt Baseline - Tr2 | 0.23212 | 0.14514 | 0.36426 | 1200.4209 | 13204.6295 | -0.64327 | -7.0759 | 0.051368 | 0.44037 | 0.051368 | 0.44037 | 0.067238 | 0.57641 | 0.067238 | 0.57641 | 1.916 | 2.6722 | 1.916 | 2.6722
234304-Lighting-Remove 4 Ft Lamp (De-Lamp) - Tr2 | 0.74754 | 0.46743 | 1.1731 | 3865.9223 | 42525.1453 | -2.0716 | -22.7879 | 0.072589 | 0.62228 | 0.072589 | 0.62228 | 0.091841 | 0.78732 | 0.091841 | 0.78732 | 3.0823 | 6.8845 | 3.0823 | 6.8845
234330-Premium T8 with T12 40 Watt Baseline - Tr1 | 0.29938 | 0.18568 | 0.48321 | 1617.0875 | 17787.9626 | -2.1998 | -24.1977 | 0.053317 | 0.4648 | 0.053317 | 0.4648 | 0.056096 | 0.48903 | 0.056096 | 0.48903 | 2.0172 | 2.1301 | 2.0172 | 2.1301
234330-Premium T8 with T12 40 Watt Baseline - Tr1 | 0.51816 | 0.32137 | 0.83632 | 2798.8053 | 30786.8584 | -3.8073 | -41.8806 | 0.053317 | 0.4648 | 0.053317 | 0.4648 | 0.056096 | 0.48903 | 0.056096 | 0.48903 | 2.0172 | 2.1301 | 2.0172 | 2.1301
234303-Lighting-Remove 4 Ft Lamp (De-Lamp) - Tr1 | 0.11486 | 0.071241 | 0.1854 | 620.4398 | 6824.8374 | -0.84401 | -9.2841 | 0.074292 | 0.64766 | 0.074292 | 0.64766 | 0.087074 | 0.75909 | 0.087074 | 0.75909 | 3.3628 | 5.6664 | 3.3628 | 5.6664
234332-Premium T8 with T12 40 Watt Baseline - Tr3 | 0.15929 | 0.099604 | 0.24711 | 823.79 | 9061.6903 | -0.23957 | -2.6353 | 0.045622 | 0.3918 | 0.045622 | 0.3918 | 0.075084 | 0.64481 | 0.075084 | 0.64481 | 1.7402 | 3.3337 | 1.7402 | 3.3337

## Output
Program Summary |  | Nominal | Present Value | [5 empty] | Avoided Cost Version
Proposer Name |  | 0 | [6 empty] | 2006-06-01
Program Name |  | 0 | [6 empty] | 2006-06-01
Total Program Budget ($) |  | 474145.75 | 427591.1994 | [5 empty] | Base Year
2006
Net Participant Cost ($) |  | 419797.2468 | 383556.9466 | [5 empty] | SDG&E Tool NTG 4f2 (800).xls
Program Impacts | [9 empty] | Program Impacts (Gross)
| Annual Net kWh | Lifecycle Net kWh | Annual Net Therms | Lifecycle Net Therms | Net Jul-Sept Pk (kW) | Net Dec-Feb Pk (kW) | Net CEC (kW) | User Entered kW |  |  | Annual Gross kWh | Lifecycle Gross kWh | Annual Gross Therms | Lifecycle Gross Therms | User Entered kW
2006-2008 | 2452590.6653 | 25305573.0952 | 726.8749 | 12114.8248 | 470.1271 | 301.1315 | 0 | 580.096 |  | 2006-2008 | 786.9998 | 26359971.9742 | -1.2889 | 12619.6092 | 604.2667
2009-2012 | 0 | 0 | 0 | 0 | 0 | 0 | 0 | 0 |  | 2009-2012 | 0 | 0 | 0 | 0 | 0
2013-2016 | 0 | 0 | 0 | 0 | 0 | 0 | 0 | 0 |  | 2013-2016 | 0 | 0 | 0 | 0 | 0
Cost Effectiveness (Lifecycle Present Value Dollars)
|  | Benefits |  |  | Benefit - Cost
| Cost | Electric | Gas | Incentives | NPV | B/C Ratio | Notes
Program TRC ($) | 811148.146 | 1745754.3522 | 7169.741 | NA | 941775.9473 | 2.161 | *1
Program PAC ($) | 427591.1994 | 1745754.3522 | 7169.741 | NA | 1325332.8939 | 4.0995 | *1,2
Program RIM ($) | 427591.1994 | 1745754.3522 | 7169.741 | NA | 1325332.8939 | 4.0995 | *1
*1 B/C Ratio is an approximation because any supply cost increases are treated as negative benefits rather than as a cost as in the Standard Practice Manual
*2 PAC benefits include environmental costs. This is to be consistent with the TRC benefits, but is not strictly consistent with the Standard Practice Manual.
Levelized Cost and Benefit (All Measures Installed through 2012)
| Discounted Savings |  |  |  | Benefit - Cost
| kWh | Therms | Cost | Benefits | NPV
TRC ($/kWh ) | 16417336.3362 |  | 0.038052 | 0.10634 | 0.068284
PAC ($/kWh) | 16417336.3362 |  | 0.025954 | 0.10634 | 0.080382
RIM ($/kWh) | 16417336.3362 |  | 0.025939 | 0.10634 | 0.080397
TRC ($/therm) |  | 7633.8177 | 24.4223 | 0.93921 | -23.4831
PAC ($/therm) |  | 7633.8177 | 0.19538 | 0.93921 | 0.74383
RIM ($/therm) |  | 7633.8177 | 0.2291 | 0.93921 | 0.71011
Emissions Reductions | [9 empty] | Emissions Reductions (Gross)
| Electric Reductions |  |  | Gas Reductions | [6 empty] | Electric Reductions |  |  | Gas Reductions
Annual Reductions | CO2 (tons) | NOX (lbs) | PM-10 (lbs) | CO2 (tons) | NOX (lbs) |  |  |  |  | Annual Reductions | CO2 (tons) | NOX (lbs) | PM-10 (lbs) | CO2 (tons) | NOX (lbs)
2006 | 1019.6764 | 276.4998 | 130.8781 | 7.5977 | 11.9486 | * annual reductions are the units |  |  |  | 2006 | 1062.1629 | 288.0206 | 136.3314 | 7.9143 | 12.4464 | * annual reductions are the units
2007 | 0 | 0 | 0 | 0 | 0 | implemented in the year, times |  |  |  | 2007 | 0 | 0 | 0 | 0 | 0 | implemented in the year, times
2008 | 389.7563 | 105.9989 | 49.9871 | -3.3455 | -5.2613 | the annual emission reduction |  |  |  | 2008 | 405.9961 | 110.4155 | 52.0699 | -3.4849 | -5.4805 | the annual emission reduction
2009 | 0 | 0 | 0 | 0 | 0 | for the measure. |  |  |  | 2009 | 0 | 0 | 0 | 0 | 0 | for the measure.
2010 | 0 | 0 | 0 | 0 | 0 |  |  |  |  | 2010 | 0 | 0 | 0 | 0 | 0
2011 | 0 | 0 | 0 | 0 | 0 |  |  |  |  | 2011 | 0 | 0 | 0 | 0 | 0
2012 | 0 | 0 | 0 | 0 | 0 |  |  |  |  | 2012 | 0 | 0 | 0 | 0 | 0
2013 | 0 | 0 | 0 | 0 | 0 |  |  |  |  | 2013 | 0 | 0 | 0 | 0 | 0
2014 | 0 | 0 | 0 | 0 | 0 |  |  |  |  | 2014 | 0 | 0 | 0 | 0 | 0
2015 | 0 | 0 | 0 | 0 | 0 |  |  |  |  | 2015 | 0 | 0 | 0 | 0 | 0
2016 | 0 | 0 | 0 | 0 | 0 |  |  |  |  | 2016 | 0 | 0 | 0 | 0 | 0
Total Annual | 1409.4327 | 382.4987 | 180.8652 | 4.2522 | 6.6872 |  |  |  |  | Total Annual | 1468.159 | 398.4361 | 188.4012 | 4.4294 | 6.9659
Lifecycle Reductions | [9 empty] | Lifecycle Reductions
2006 | 10939.4407 | 2969.8567 | 1403.6683 | 105.9953 | 166.6935 |  |  |  |  | 2006 | 11395.2507 | 3093.6007 | 1462.1545 | 110.4118 | 173.6391
2007 | 0 | 0 | 0 | 0 | 0 |  |  |  |  | 2007 | 0 | 0 | 0 | 0 | 0
2008 | 3618.8569 | 984.4723 | 464.0906 | -35.1236 | -55.2371 |  |  |  |  | 2008 | 3769.6426 | 1025.492 | 483.4277 | -36.5871 | -57.5387
2009 | 0 | 0 | 0 | 0 | 0 |  |  |  |  | 2009 | 0 | 0 | 0 | 0 | 0
2010 | 0 | 0 | 0 | 0 | 0 |  |  |  |  | 2010 | 0 | 0 | 0 | 0 | 0
2011 | 0 | 0 | 0 | 0 | 0 |  |  |  |  | 2011 | 0 | 0 | 0 | 0 | 0
2012 | 0 | 0 | 0 | 0 | 0 |  |  |  |  | 2012 | 0 | 0 | 0 | 0 | 0
2013 | 0 | 0 | 0 | 0 | 0 |  |  |  |  | 2013 | 0 | 0 | 0 | 0 | 0
2014 | 0 | 0 | 0 | 0 | 0 |  |  |  |  | 2014 | 0 | 0 | 0 | 0 | 0
2015 | 0 | 0 | 0 | 0 | 0 |  |  |  |  | 2015 | 0 | 0 | 0 | 0 | 0
2016 | 0 | 0 | 0 | 0 | 0 |  |  |  |  | 2016 | 0 | 0 | 0 | 0 | 0
Total Lifecycle | 14558.2976 | 3954.329 | 1867.7589 | 70.8717 | 111.4564 |  |  |  |  | Total Lifecycle | 15164.8933 | 4119.0927 | 1945.5822 | 73.8247 | 116.1004
Reductions based on total annual installations | [9 empty] | Reductions based on total annual installations (Gross)
| Annual Net kWh | Lifecycle Net kWh | Annual Net Therms | Lifecycle Net Therms | Net July-Sept Peak (kW) | Net Dec-Feb (kW) |  | User Entered kW | Net Annual NCP (kW) |  | Annual Gross kWh | Lifecycle Gross kWh | Annual Gross Therms | Lifecycle Gross Therms | User Entered kW
2006 | 1776190.162 | 19027514.7402 | 1298.7578 | 18118.862 | 341.8825 | 219.3531 |  | 483.3786 | 0 | 2006 | 786.9998 | 19820327.8543 | -1.2889 | 18873.8146 | 503.5194
2007 | 0 | 0 | 0 | 0 | 0 | 0 |  | 0 | 356.1205 | 2007 | 0 | 0 | 0 | 0 | 0
2008 | 676400.5033 | 6278058.355 | -571.883 | -6004.0372 | 128.2446 | 81.7784 |  | 96.7174 | 45.6699 | 2008 | 0 | 6539644.1198 | 0 | -6254.2054 | 100.7473
2009 | 0 | 0 | 0 | 0 | 0 | 0 |  | 0 | 91.9682 | 2009 | 0 | 0 | 0 | 0 | 0
2010 | 0 | 0 | 0 | 0 | 0 | 0 |  | 0 | -0.10769 | 2010 | 0 | 0 | 0 | 0 | 0
2011 | 0 | 0 | 0 | 0 | 0 | 0 |  | 0 | -16.6198 | 2011 | 0 | 0 | 0 | 0 | 0
2012 | 0 | 0 | 0 | 0 | 0 | 0 |  | 0 | -0.040324 | 2012 | 0 | 0 | 0 | 0 | 0
2013 | 0 | 0 | 0 | 0 | 0 | 0 |  | 0 | -2.1783 | 2013 | 0 | 0 | 0 | 0 | 0
2014 | 0 | 0 | 0 | 0 | 0 | 0 |  | 0 | 0 | 2014 | 0 | 0 | 0 | 0 | 0
2015 | 0 | 0 | 0 | 0 | 0 | 0 |  | 0 | -0.044616 | 2015 | 0 | 0 | 0 | 0 | 0
2016 | 0 | 0 | 0 | 0 | 0 | 0 |  | 0 | 0 | 2016 | 0 | 0 | 0 | 0 | 0
Total | 2452590.6653 | 25305573.0952 | 726.8749 | 12114.8248 | 470.1271 | 301.1315 |  | 580.096 | 474.7679 | Total | 786.9998 | 26359971.9742 | -1.2889 | 12619.6092 | 604.2667
Net Impacts by Sector (All Measures Installed through 2016)
| Annual Net kWh | Lifecycle Net kWh | Annual Net Therms | Lifecycle Net Therms | Net July-Sept Peak (kW) | Net Dec-Feb (kW) |  | User Entered kW | TRC Lifecycle Net Benefits* ($)
Total | 2452590.6653 | 25305573.0952 | 726.8749 | 12114.8248 | 470.1271 | 301.1315 |  | 580.096 | 941775.9473
Residential | 0 | 0 | 0 | 0 | 0 | 0 |  | 0 | 0
Commercial | 2452590.6653 | 25305573.0952 | 726.8749 | 12114.8248 | 470.1271 | 301.1315 |  | 580.096 | 941775.9473
Industrial | 0 | 0 | 0 | 0 | 0 | 0 |  | 0 | 0
Agricultural | 0 | 0 | 0 | 0 | 0 | 0 |  | 0 | 0
Not Used | 0 | 0 | 0 | 0 | 0 | 0 |  | 0 | 0
Not Used | 0 | 0 | 0 | 0 | 0 | 0 |  | 0 | 0
Not Used | 0 | 0 | 0 | 0 | 0 | 0 |  | 0 | 0
0 | 0 | 0 | 0 | 0 | 0 | 0 |  | 0 | 0
0 | 0 | 0 | 0 | 0 | 0 | 0 |  | 0 | 0
0 | 0 | 0 | 0 | 0 | 0 | 0 |  | 0 | 0
0 | 0 | 0 | 0 | 0 | 0 | 0 |  | 0 | 0
0 | 0 | 0 | 0 | 0 | 0 | 0 |  | 0 | 0
0 |  |  | 0 |  |  |  |  | 0 | 0
0 |  |  | 0 |  |  |  |  | 0 | 0
0 |  |  | 0 |  |  |  |  | 0 | 0
0 |  |  | 0 |  |  |  |  | 0 | 0
0 |  |  | 0 |  |  |  |  | 0 | 0
0 |  |  | 0 |  |  |  |  | 0 | 0
0 |  |  | 0 |  |  |  |  | 0 | 0
0 |  |  | 0 |  |  |  |  | 0 | 0
0 |  |  | 0 |  |  |  |  | 0 | 0
0 |  |  | 0 |  |  |  |  | 0 | 0
0 |  |  | 0 |  |  |  |  | 0 | 0
0 |  |  | 0 |  |  |  |  | 0 | 0
* Include program-level and admin costs allocated based to total gas and electric programs at the measure level.
Net Impacts by CPUC End Use Categories (All Measures Installed through 2016)
| Annual Net kWh | Lifecycle Net kWh | Annual Net Therms | Lifecycle Net Therms | Net July-Sept Peak (kW) | Net Dec-Feb Pk (kW) |  | User Entered kW | TRC Lifecycle Net Benefits* ($)
Total | 2452590.6653 | 25305573.0952 | 726.8749 | 12114.8248 | 470.1271 | 301.1315 |  | 580.096 | 941775.9473
Clothes Dryer | 0 | 0 | 0 | 0 | 0 | 0 |  | 0 | 0
Clothes Washer | 0 | 0 | 0 | 0 | 0 | 0 |  | 0 | 0
Consumer Electronics | 0 | 0 | 0 | 0 | 0 | 0 |  | 0 | 0
Cooking | 0 | 0 | 0 | 0 | 0 | 0 |  | 0 | 0
Dishwasher | 0 | 0 | 0 | 0 | 0 | 0 |  | 0 | 0
Other Appliance | 0 | 0 | 0 | 0 | 0 | 0 |  | 0 | 0
Office Equipment | 132626.714 | 1371911.9315 | -44.0003 | -483.7433 | 25.6456 | 16.0358 |  | 25.2974 | 60604.7496
Building shell | 0 | 0 | 0 | 0 | 0 | 0 |  | 0 | 0
Space Cooling | 15298.2912 | 152982.912 | 0 | 0 | 4.9784 | 1.986 |  | 2.6054 | 9142.0988
Space Heating | 0 | 0 | 0 | 0 | 0 | 0 |  | 0 | 0
Ventilation | 14457.6 | 216864 | 0 | 0 | 1.8918 | 1.7249 |  | 0 | 8854.4811
Interior Lighting | 2136703.9191 | 22549820.7631 | -3087.079 | -33664.3447 | 419.9311 | 267.3134 |  | 536.1668 | 974927.2553
Exterior Lighting | 0 | 0 | 0 | 0 | 0 | 0 |  | 0 | 0
Daylighting | 0 | 0 | 0 | 0 | 0 | 0 |  | 0 | 0
Motors | 0 | 0 | 0 | 0 | 0 | 0 |  | 0 | 0
Process | 0 | 0 | 3868.8 | 46425.6 | 0 | 0 |  | 0 | -166716.7981
Compressed Air | 0 | 0 | 0 | 0 | 0 | 0 |  | 0 | 0
Food Processor | 0 | 0 | 0 | 0 | 0 | 0 |  | 0 | 0
Refrigeration | 137990.2454 | 765771.1602 | -10.8458 | -162.6872 | 15.9093 | 12.3119 |  | 16.0264 | 44657.1918
Freezers | 0 | 0 | 0 | 0 | 0 | 0 |  | 0 | 0
Pumps | 0 | 0 | 0 | 0 | 0 | 0 |  | 0 | 0
Pool Pump | 0 | 0 | 0 | 0 | 0 | 0 |  | 0 | 0
Domestic Hot Water | 0 | 0 | 0 | 0 | 0 | 0 |  | 0 | 0
Water Heating | 0 | 0 | 0 | 0 | 0 | 0 |  | 0 | 0
Other and unspecified | 15513.8955 | 248222.3284 | 1.9327e-12 | 3.4561e-11 | 1.7709 | 1.7594 | 0 | 0 | 10306.9688
* Include program-level and admin costs allocated based to total gas and electric programs at the measure level.
Net Impacts by Climate Zone (All Measures Installed through 2016)
| Annual Net kWh | Lifecycle Net kWh | Annual Net Therms | Lifecycle Net Therms | Net July-Sept Peak (kW) | Net dec-Feb Pk (kW) |  | User Entered kW | TRC Lifecycle Net Benefits* ($)
Total | 2452590.6653 | 25305573.0952 | 726.8749 | 12114.8248 | 470.1271 | 301.1315 |  | 580.096 | 941775.9473
7 | 1795238.1136 | 18448307.3288 | 81.8244 | 3404.5247 | 340.7359 | 219.0137 |  | 428.8932 | 709852.2953
10 | 608701.5285 | 6444752.7674 | 665.6399 | 8936.7841 | 120.0704 | 76.0589 |  | 140.2752 | 215261.1891
14 | 3613.248 | 14452.992 | 0 | 0 | 0.41658 | 0.32239 |  | 0.41299 | 992.1743
15 | 0 | 0 | 0 | 0 | 0 | 0 |  | 0 | 0
System | 45037.7752 | 398060.0069 | -20.5895 | -226.484 | 8.9042 | 5.7365 |  | 10.5146 | 15670.2885
0 | 0 | 0 | 0 | 0 | 0 | 0 |  | 0 | 0
0 | 0 | 0 | 0 | 0 | 0 | 0 |  | 0 | 0
0 | 0 | 0 | 0 | 0 | 0 | 0 |  | 0 | 0
0 | 0 | 0 | 0 | 0 | 0 | 0 |  | 0 | 0
0 | 0 | 0 | 0 | 0 | 0 | 0 |  | 0 | 0
0 | 0 | 0 | 0 | 0 | 0 | 0 |  | 0 | 0
* Include program-level and admin costs allocated based to total gas and electric programs at the measure level.
Persistent reductions in the summer (3rd Qtr) or winter (4th Qtr) of each year
| Net Juy-Sept Peak (kW) | Net Annual Dec-Feb (kW)
2006 | 0 | 219.3531
2007 | 341.8825 | 219.3531
2008 | 341.8825 | 301.1315
2009 | 470.1271 | 301.0683
2010 | 469.3657 | 290.4438
2011 | 455.8093 | 290.4186
2012 | 455.8093 | 289.013
2013 | 453.9931 | 289.013
2014 | 453.9931 | 288.9868
2015 | 453.9524 | 288.9868
2016 | 453.9524 | 247.5341
2017 | 387.1274 | 45.3919
Monthly Impacts
First Year for Impact Table: | 2006
| Quarter | Monthly Five Hour Avg or TOU Peak | Net Monthly NCP (kW) |  | Monthly Net kWh | Monthly Net Therms
2006-01-01 | 1 | 0 | 0 |  | 0 | 0
2006-02-01 | 1 | 0 | 0 |  | 0 | 0
2006-03-01 | 1 | 0 | 0 |  | 0 | 0
2006-04-01 | 2 | 0 | 0 |  | 0 | 0
2006-05-01 | 2 | 0 | 0 |  | 0 | 0
2006-06-01 | 2 | 0 | 0 |  | 0 | 0
2006-07-01 | 3 | 0 | 0 |  | 0 | 0
2006-08-01 | 3 | 0 | 0 |  | 0 | 0
2006-09-01 | 3 | 0 | 0 |  | 0 | 0
2006-10-01 | 4 | 0 | 0 |  | 0 | 0
2006-11-01 | 4 | 0 | 0 |  | 0 | 0
2006-12-01 | 4 | 0 | 0 |  | 0 | 0
2007-01-01 | 5 | 219.3531 | 356.1205 |  | 146134.8958 | 108.2298
2007-02-01 | 5 | 219.3531 | 356.1205 |  | 146134.8958 | 108.2298
2007-03-01 | 5 | 219.3531 | 356.1205 |  | 146134.8958 | 108.2298
2007-04-01 | 6 | 219.3531 | 356.1205 |  | 146134.8958 | 108.2298
2007-05-01 | 6 | 341.8825 | 343.4654 |  | 150657.457 | 108.2298
2007-06-01 | 6 | 341.8825 | 343.4654 |  | 150657.457 | 108.2298
2007-07-01 | 7 | 341.8825 | 343.4654 |  | 150657.457 | 108.2298
2007-08-01 | 7 | 341.8825 | 343.4654 |  | 150657.457 | 108.2298
2007-09-01 | 7 | 341.8825 | 343.4654 |  | 150657.457 | 108.2298
2007-10-01 | 8 | 219.3531 | 356.1205 |  | 146134.8958 | 108.2298
2007-11-01 | 8 | 219.3531 | 356.1205 |  | 146134.8958 | 108.2298
2007-12-01 | 8 | 219.3531 | 356.1205 |  | 146134.8958 | 108.2298
2008-01-01 | 9 | 219.3531 | 356.1205 |  | 146134.8958 | 108.2298
2008-02-01 | 9 | 219.3531 | 356.1205 |  | 146134.8958 | 108.2298
2008-03-01 | 9 | 219.3531 | 356.1205 |  | 146134.8958 | 108.2298
2008-04-01 | 10 | 219.3531 | 356.1205 |  | 146134.8958 | 108.2298
2008-05-01 | 10 | 341.8825 | 343.4654 |  | 150657.457 | 108.2298
2008-06-01 | 10 | 341.8825 | 343.4654 |  | 150657.457 | 108.2298
2008-07-01 | 11 | 341.8825 | 343.4654 |  | 150657.457 | 108.2298
2008-08-01 | 11 | 341.8825 | 343.4654 |  | 150657.457 | 108.2298
2008-09-01 | 11 | 341.8825 | 343.4654 |  | 150657.457 | 108.2298
2008-10-01 | 12 | 246.8626 | 401.7904 |  | 164846.2062 | 96.8926
2008-11-01 | 12 | 246.8626 | 401.7904 |  | 164846.2062 | 96.8926
2008-12-01 | 12 | 246.8626 | 401.7904 |  | 164846.2062 | 96.8926
2009-01-01 | 13 | 301.1315 | 493.7586 |  | 202320.4537 | 60.5729
2009-02-01 | 13 | 301.1315 | 493.7586 |  | 202320.4537 | 60.5729
2009-03-01 | 13 | 301.1315 | 493.7586 |  | 202320.4537 | 60.5729
2009-04-01 | 14 | 301.1315 | 493.7586 |  | 202320.4537 | 60.5729
2009-05-01 | 14 | 470.1271 | 471.798 |  | 207280.4472 | 60.5729
2009-06-01 | 14 | 470.1271 | 471.798 |  | 207280.4472 | 60.5729
2009-07-01 | 15 | 470.1271 | 471.798 |  | 207280.4472 | 60.5729
2009-08-01 | 15 | 470.1271 | 471.798 |  | 207280.4472 | 60.5729
2009-09-01 | 15 | 470.1271 | 471.798 |  | 207280.4472 | 60.5729
2009-10-01 | 16 | 301.1315 | 493.7586 |  | 202320.4537 | 60.5729
2009-11-01 | 16 | 301.1315 | 493.7586 |  | 202320.4537 | 60.5729
2009-12-01 | 16 | 301.1315 | 493.7586 |  | 202320.4537 | 60.5729
2010-01-01 | 17 | 301.0683 | 493.6509 |  | 202279.4288 | 60.6452
2010-02-01 | 17 | 301.0683 | 493.6509 |  | 202279.4288 | 60.6452
2010-03-01 | 17 | 301.0683 | 493.6509 |  | 202279.4288 | 60.6452
2010-04-01 | 18 | 301.0683 | 493.6509 |  | 202279.4288 | 60.6452
2010-05-01 | 18 | 470.029 | 471.6999 |  | 207238.8223 | 60.6452
2010-06-01 | 18 | 470.029 | 471.6999 |  | 207238.8223 | 60.6452
2010-07-01 | 19 | 469.3657 | 471.0367 |  | 206941.2993 | 61.1059
2010-08-01 | 19 | 469.3657 | 471.0367 |  | 206941.2993 | 61.1059
2010-09-01 | 19 | 469.3657 | 471.0367 |  | 206941.2993 | 61.1059
2010-10-01 | 20 | 299.3542 | 490.8403 |  | 201110.212 | 63.2018
2010-11-01 | 20 | 299.3542 | 490.8403 |  | 201110.212 | 63.2018
2010-12-01 | 20 | 299.3542 | 490.8403 |  | 201110.212 | 63.2018
2011-01-01 | 21 | 290.4438 | 477.0312 |  | 192817.0408 | 63.2018
2011-02-01 | 21 | 290.4438 | 477.0312 |  | 192817.0408 | 63.2018
2011-03-01 | 21 | 290.4438 | 477.0312 |  | 192817.0408 | 63.2018
2011-04-01 | 22 | 290.4438 | 477.0312 |  | 192817.0408 | 63.2018
2011-05-01 | 22 | 455.85 | 456.9254 |  | 197690.8645 | 63.2018
2011-06-01 | 22 | 455.85 | 456.9254 |  | 197690.8645 | 63.2018
2011-07-01 | 23 | 455.8093 | 456.8848 |  | 197672.6099 | 63.2275
2011-08-01 | 23 | 455.8093 | 456.8848 |  | 197672.6099 | 63.2275
2011-09-01 | 23 | 455.8093 | 456.8848 |  | 197672.6099 | 63.2275
2011-10-01 | 24 | 290.4186 | 476.9908 |  | 192798.7027 | 63.2275
2011-11-01 | 24 | 290.4186 | 476.9908 |  | 192798.7027 | 63.2275
2011-12-01 | 24 | 290.4186 | 476.9908 |  | 192798.7027 | 63.2275
2012-01-01 | 25 | 290.4186 | 476.9908 |  | 192798.7027 | 63.2275
2012-02-01 | 25 | 290.4186 | 476.9908 |  | 192798.7027 | 63.2275
2012-03-01 | 25 | 290.4186 | 476.9908 |  | 192798.7027 | 63.2275
2012-04-01 | 26 | 290.4186 | 476.9908 |  | 192798.7027 | 63.2275
2012-05-01 | 26 | 455.8093 | 456.8848 |  | 197672.6099 | 63.2275
2012-06-01 | 26 | 455.8093 | 456.8848 |  | 197672.6099 | 63.2275
2012-07-01 | 27 | 455.8093 | 456.8848 |  | 197672.6099 | 63.2275
2012-08-01 | 27 | 455.8093 | 456.8848 |  | 197672.6099 | 63.2275
2012-09-01 | 27 | 455.8093 | 456.8848 |  | 197672.6099 | 63.2275
2012-10-01 | 28 | 290.4186 | 476.9908 |  | 192798.7027 | 63.2275
2012-11-01 | 28 | 290.4186 | 476.9908 |  | 192798.7027 | 63.2275
2012-12-01 | 28 | 290.4186 | 476.9908 |  | 192798.7027 | 63.2275
2013-01-01 | 29 | 289.013 | 474.8126 |  | 191490.5244 | 63.2275
2013-02-01 | 29 | 289.013 | 474.8126 |  | 191490.5244 | 63.2275
2013-03-01 | 29 | 289.013 | 474.8126 |  | 191490.5244 | 63.2275
2013-04-01 | 30 | 289.013 | 474.8126 |  | 191490.5244 | 63.2275
2013-05-01 | 30 | 453.9931 | 454.9746 |  | 196352.8193 | 63.2275
2013-06-01 | 30 | 453.9931 | 454.9746 |  | 196352.8193 | 63.2275
2013-07-01 | 31 | 453.9931 | 454.9746 |  | 196352.8193 | 63.2275
2013-08-01 | 31 | 453.9931 | 454.9746 |  | 196352.8193 | 63.2275
2013-09-01 | 31 | 453.9931 | 454.9746 |  | 196352.8193 | 63.2275
2013-10-01 | 32 | 289.013 | 474.8126 |  | 191490.5244 | 63.2275
2013-11-01 | 32 | 289.013 | 474.8126 |  | 191490.5244 | 63.2275
2013-12-01 | 32 | 289.013 | 474.8126 |  | 191490.5244 | 63.2275
2014-01-01 | 33 | 289.013 | 474.8126 |  | 191490.5244 | 63.2275
2014-02-01 | 33 | 289.013 | 474.8126 |  | 191490.5244 | 63.2275
2014-03-01 | 33 | 289.013 | 474.8126 |  | 191490.5244 | 63.2275
2014-04-01 | 34 | 289.013 | 474.8126 |  | 191490.5244 | 63.2275
2014-05-01 | 34 | 453.9931 | 454.9746 |  | 196352.8193 | 63.2275
2014-06-01 | 34 | 453.9931 | 454.9746 |  | 196352.8193 | 63.2275
2014-07-01 | 35 | 453.9931 | 454.9746 |  | 196352.8193 | 63.2275
2014-08-01 | 35 | 453.9931 | 454.9746 |  | 196352.8193 | 63.2275
2014-09-01 | 35 | 453.9931 | 454.9746 |  | 196352.8193 | 63.2275
2014-10-01 | 36 | 289.013 | 474.8126 |  | 191490.5244 | 63.2275
2014-11-01 | 36 | 289.013 | 474.8126 |  | 191490.5244 | 63.2275
2014-12-01 | 36 | 289.013 | 474.8126 |  | 191490.5244 | 63.2275
2015-01-01 | 37 | 288.9868 | 474.7679 |  | 191473.5273 | 63.2275
2015-02-01 | 37 | 288.9868 | 474.7679 |  | 191473.5273 | 63.2275
2015-03-01 | 37 | 288.9868 | 474.7679 |  | 191473.5273 | 63.2275
2015-04-01 | 38 | 288.9868 | 474.7679 |  | 191473.5273 | 63.2275
2015-05-01 | 38 | 453.9524 | 454.934 |  | 196335.5736 | 63.2275
2015-06-01 | 38 | 453.9524 | 454.934 |  | 196335.5736 | 63.2275
2015-07-01 | 39 | 453.9524 | 454.934 |  | 196335.5736 | 63.2275
2015-08-01 | 39 | 453.9524 | 454.934 |  | 196335.5736 | 63.2275
2015-09-01 | 39 | 453.9524 | 454.934 |  | 196335.5736 | 63.2275
2015-10-01 | 40 | 288.9868 | 474.7679 |  | 191473.5273 | 63.2275
2015-11-01 | 40 | 288.9868 | 474.7679 |  | 191473.5273 | 63.2275
2015-12-01 | 40 | 288.9868 | 474.7679 |  | 191473.5273 | 63.2275
2016-01-01 | 41 | 288.9868 | 474.7679 |  | 191473.5273 | 63.2275
2016-02-01 | 41 | 288.9868 | 474.7679 |  | 191473.5273 | 63.2275
2016-03-01 | 41 | 288.9868 | 474.7679 |  | 191473.5273 | 63.2275
2016-04-01 | 42 | 288.9868 | 474.7679 |  | 191473.5273 | 63.2275
2016-05-01 | 42 | 453.9524 | 454.934 |  | 196335.5736 | 63.2275
2016-06-01 | 42 | 453.9524 | 454.934 |  | 196335.5736 | 63.2275
2016-07-01 | 43 | 453.9524 | 454.934 |  | 196335.5736 | 63.2275
2016-08-01 | 43 | 453.9524 | 454.934 |  | 196335.5736 | 63.2275
2016-09-01 | 43 | 453.9524 | 454.934 |  | 196335.5736 | 63.2275
2016-10-01 | 44 | 272.7198 | 447.2796 |  | 180763.6651 | 63.2275
2016-11-01 | 44 | 272.7198 | 447.2796 |  | 180763.6651 | 63.2275
2016-12-01 | 44 | 272.7198 | 447.2796 |  | 180763.6651 | 63.2275

## Input
| SDG&E Tool NTG 4f2 (800).xls |  |  |  | Program Budget ($) |  |  | NPV Factor for lump-sum admin costs: | 100%
a. Administrative Costs
| Proposer General Information |  |  |  | a.i. Overhead and G&A |  | d. Incentives and Rebates ($) | Nominal | NPV
| Proposer Name |  |  |  | a.ii. Other Admin costs |  | d.i. User Input Incentive |  | 0 | Note: User Input Incentives are treated like Admin costs and are NOT adjusted by the net to gross ratio in the TRC test.
| Program Name |  |  |  | b. Marketing/Outreach |  | d.ii. Rebate | 474145.75 | 427591.1994
| Service Territory |  | SDG&E |  | c. Direct Implementation (non incentive) |  | d.iii. Direct Install Labor | 0 | 0
| First Year of Program Implementation |  |  | 2006 | c.i. Activity |  | d.iv. Direct Install Materials | 0 | 0
| Contact Information |  |  |  | c.ii. Installation |  | d.v. Upstream payments | 0 | 0
| Name |  |  |  | c.iii. Hardware & Materials |  | Subtotal Direct Install | 474145.75 | 427591.1994
| Address |  |  |  | c.iv. Rebate Processing and Inspection
| ZIP code |  |  |  | d. Total Incentives and Rebates | 474145.75
| Telephone |  |  |  | e. EM&V |  | f. Costs recovered from other sources |  | 0
| Email |  |  |  | Total | 474145.75 | Program Budget w/ Other Costs (a to f) | 474145.75 | 427591.1994
Quarterly Installation Schedule
| Program Inputs | [10 empty] | Transfer | Admin | Admin | Admin | Participant | [8 empty] | Placeholders, not currently used | [10 empty] | Annual Installation Schedule | [10 empty] | 2006 |  |  |  | 2007 |  |  |  | 2008 |  |  |  | 2009 |  |  |  | 2010 |  |  |  | 2011 |  |  |  | 2012 |  |  |  | 2013 |  |  |  | 2014 |  |  |  | 2015 |  |  |  | 2016
| Measure Name | DEER RunID | Climate Zone | Target sector | Measure Electric End Use Shape | CZ, Sector, Measure combination found? | Measure Type (To Look up Measure Life) | Program Type (To look up Net-to-gross Ratio) | Unit Definition (e.g. homes) | Program Type (NEW/ROB or Early Repl(RET)) | Gross Measure Cost ($/unit) | Rebate to end use customer or its assignee ($/unit) | Incentives to entities other than the end use customer or its assignee($/unit) | Direct Install Labor ($/unit) | Direct Install Material ($/unit) | Participant cost ($/unit) | Gross Unit Annual Electricity Savings (kwh/unit) | Electric Rate Schedule | Demand Scaler | User Entered kW Savings per unit (kW/unit) | Gross Unit Annual Gas Savings (therm/unit) | Gas Sector | Gas Rate Schedule | Gas Savings Profile | Avg remaining life on replaced units (yrs) | Early retrofit incremental kWh savings (kWh/unit) | Early retrofit incremental kW savings (kW/unit) | Early retrofit incremental Th savings (Th/unit) | Combustion Type | Effective Useful Life (years) | Net-to-Gross Ratio - kWh | Net-to-Gross Ratio - kW | Net-to-Gross Ratio - Therms | Net-to-Gross Ratio - Costs | % Eligible for TOU AC adjustment | 2006 | 2007 | 2008 | 2009 | 2010 | 2011 | 2012 | 2013 | 2014 | 2015 | 2016 | Qtr 1 | Qtr 2 | Qtr 3 | Qtr 4 | Qtr 1 | Qtr 2 | Qtr 3 | Qtr 4 | Qtr 1 | Qtr 2 | Qtr 3 | Qtr 4 | Qtr 1 | Qtr 2 | Qtr 3 | Qtr 4 | Qtr 1 | Qtr 2 | Qtr 3 | Qtr 4 | Qtr 1 | Qtr 2 | Qtr 3 | Qtr 4 | Qtr 1 | Qtr 2 | Qtr 3 | Qtr 4 | Qtr 1 | Qtr 2 | Qtr 3 | Qtr 4 | Qtr 1 | Qtr 2 | Qtr 3 | Qtr 4 | Qtr 1 | Qtr 2 | Qtr 3 | Qtr 4 | Qtr 1 | Qtr 2 | Qtr 3 | Qtr 4 | Total Number of Units | Comments
0 | 234330-Premium T8 with T12 40 Watt Baseline - Tr1 |  | 7 | Commercial | 01-ALC-AllCommercial-IntLight | 0 |  |  |  |  | 13.9589 | 13.1897 | 0 | 0 | 0 | 0.76922 | 65.4159 |  | kWh | 0.012906 | -0.10713 | Commercial |  | Annual | [5 empty] | 11 | 0.96 |  |  |  | 0 | 23.6549 | 0 | 0 | 0 | 0 | 0 | 0 | 0 | 0 | 0 | 0 | 2006 Qtr 1: 0; 2006 Qtr 2: 0; 2006 Qtr 3: 0; 2006 Qtr 4: 23.6549; 2007 Qtr 1: 0; 2007 Qtr 2: 0; 2007 Qtr 3: 0; 2007 Qtr 4: 0; 2008 Qtr 1: 0; 2008 Qtr 2: 0; 2008 Qtr 3: 0; 2008 Qtr 4: 0 | 23.6549
0 | 234330-Premium T8 with T12 40 Watt Baseline - Tr1 |  | 7 | Commercial | 14-MLI-Manufacturing–LightIndustry-LIGHT | 0 |  |  |  |  | 13.9589 | 13.1897 | 0 | 0 | 0 | 0.76922 | 30.1346 |  | kWh | 0.0093123 | -0.038961 | Commercial |  | Annual | [5 empty] | 11 | 0.96 |  |  |  | 0 | 10.9176 | 0 | 0 | 0 | 0 | 0 | 0 | 0 | 0 | 0 | 0 | 2006 Qtr 1: 0; 2006 Qtr 2: 0; 2006 Qtr 3: 0; 2006 Qtr 4: 10.9176; 2007 Qtr 1: 0; 2007 Qtr 2: 0; 2007 Qtr 3: 0; 2007 Qtr 4: 0; 2008 Qtr 1: 0; 2008 Qtr 2: 0; 2008 Qtr 3: 0; 2008 Qtr 4: 0 | 10.9176
0 | 234207-Lighting-8 Ft T-8 with Elec Ballast-Tr1 |  | 7 | Commercial | 14-MLI-Manufacturing–LightIndustry-LIGHT | 0 |  |  |  |  | 35.7163 | 21.9828 | 0 | 0 | 0 | 13.7335 | 24.9897 |  | kWh | 0.0077224 | -0.032309 | Commercial |  | Annual | [5 empty] | 11 | 0.96 |  |  |  | 0 | 5.4588 | 0 | 0 | 0 | 0 | 0 | 0 | 0 | 0 | 0 | 0 | 2006 Qtr 1: 0; 2006 Qtr 2: 0; 2006 Qtr 3: 0; 2006 Qtr 4: 5.4588; 2007 Qtr 1: 0; 2007 Qtr 2: 0; 2007 Qtr 3: 0; 2007 Qtr 4: 0; 2008 Qtr 1: 0; 2008 Qtr 2: 0; 2008 Qtr 3: 0; 2008 Qtr 4: 0 | 5.4588
0 | 234330-Premium T8 with T12 40 Watt Baseline - Tr1 |  | 7 | Commercial | 01-ALC-AllCommercial-IntLight | 0 |  |  |  |  | 13.9589 | 13.1897 | 0 | 0 | 0 | 0.76922 | 32.1182 |  | kWh | 0.010339 | -0.052599 | Commercial |  | Annual | [5 empty] | 11 | 0.96 |  |  |  | 0 | 20.0156 | 0 | 0 | 0 | 0 | 0 | 0 | 0 | 0 | 0 | 0 | 2006 Qtr 1: 0; 2006 Qtr 2: 0; 2006 Qtr 3: 0; 2006 Qtr 4: 20.0156; 2007 Qtr 1: 0; 2007 Qtr 2: 0; 2007 Qtr 3: 0; 2007 Qtr 4: 0; 2008 Qtr 1: 0; 2008 Qtr 2: 0; 2008 Qtr 3: 0; 2008 Qtr 4: 0 | 20.0156
0 | 234330-Premium T8 with T12 40 Watt Baseline - Tr1 |  | 7 | Commercial | 23-RTL-Retail–SingleStorylarge-LIT_INT | 0 |  |  |  |  | 13.9589 | 13.1897 | 0 | 0 | 0 | 0.76922 | 35.6051 |  | kWh | 0.010639 | -0.048435 | Commercial |  | Annual | [5 empty] | 11 | 0.96 |  |  |  | 0 | 27.2941 | 0 | 0 | 0 | 0 | 0 | 0 | 0 | 0 | 0 | 0 | 2006 Qtr 1: 0; 2006 Qtr 2: 0; 2006 Qtr 3: 0; 2006 Qtr 4: 27.2941; 2007 Qtr 1: 0; 2007 Qtr 2: 0; 2007 Qtr 3: 0; 2007 Qtr 4: 0; 2008 Qtr 1: 0; 2008 Qtr 2: 0; 2008 Qtr 3: 0; 2008 Qtr 4: 0 | 27.2941
0 | 234148-Premium T8 with T12 40 Watt Baseline |  | 7 | Commercial | 01-ALC-AllCommercial-IntLight | 0 |  |  |  |  | 13.9591 | 13.1897 | 0 | 0 | 0 | 0.7694 | 59.9551 |  | kWh | 0.020434 | -0.098187 | Commercial |  | Annual | [5 empty] | 11 | 0.96 |  |  |  | 0 | 150.1174 | 0 | 0 | 0 | 0 | 0 | 0 | 0 | 0 | 0 | 0 | 2006 Qtr 1: 0; 2006 Qtr 2: 0; 2006 Qtr 3: 0; 2006 Qtr 4: 150.1174; 2007 Qtr 1: 0; 2007 Qtr 2: 0; 2007 Qtr 3: 0; 2007 Qtr 4: 0; 2008 Qtr 1: 0; 2008 Qtr 2: 0; 2008 Qtr 3: 0; 2008 Qtr 4: 0 | 150.1174
0 | 234148-Premium T8 with T12 40 Watt Baseline |  | 7 | Commercial | 01-ALC-AllCommercial-IntLight | 0 |  |  |  |  | 13.9591 | 13.1897 | 0 | 0 | 0 | 0.7694 | 59.9551 |  | kWh | 0.020434 | -0.098187 | Commercial |  | Annual | [5 empty] | 11 | 0.96 |  |  |  | 0 | 120.0939 | 0 | 0 | 0 | 0 | 0 | 0 | 0 | 0 | 0 | 0 | 2006 Qtr 1: 0; 2006 Qtr 2: 0; 2006 Qtr 3: 0; 2006 Qtr 4: 120.0939; 2007 Qtr 1: 0; 2007 Qtr 2: 0; 2007 Qtr 3: 0; 2007 Qtr 4: 0; 2008 Qtr 1: 0; 2008 Qtr 2: 0; 2008 Qtr 3: 0; 2008 Qtr 4: 0 | 120.0939
0 | 234332-Premium T8 with T12 40 Watt Baseline - Tr3 |  | 7 | Commercial | 01-ALC-AllCommercial-IntLight | 0 |  |  |  |  | 13.9591 | 9.8923 | 0 | 0 | 0 | 4.0668 | 28.1797 |  | kWh | 0.008733 | -0.046149 | Commercial |  | Annual | [5 empty] | 11 | 0.96 |  |  |  | 0 | 40.0313 | 0 | 0 | 0 | 0 | 0 | 0 | 0 | 0 | 0 | 0 | 2006 Qtr 1: 0; 2006 Qtr 2: 0; 2006 Qtr 3: 0; 2006 Qtr 4: 40.0313; 2007 Qtr 1: 0; 2007 Qtr 2: 0; 2007 Qtr 3: 0; 2007 Qtr 4: 0; 2008 Qtr 1: 0; 2008 Qtr 2: 0; 2008 Qtr 3: 0; 2008 Qtr 4: 0 | 40.0313
0 | 234305-Lighting-Remove 4 Ft Lamp (De-Lamp) - Tr3 | COFL00AVDEL01 | 7 | Commercial | 01-ALC-AllCommercial-IntLight | 0 |  |  |  |  | 28.2538 | 8.7931 | 0 | 0 | 0 | 19.4607 | 100.2216 |  | kWh | 0.031059 | -0.16413 | Commercial |  | Annual | [5 empty] | 11 | 0.96 |  |  |  | 0 | 40.0313 | 0 | 0 | 0 | 0 | 0 | 0 | 0 | 0 | 0 | 0 | 2006 Qtr 1: 0; 2006 Qtr 2: 0; 2006 Qtr 3: 0; 2006 Qtr 4: 40.0313; 2007 Qtr 1: 0; 2007 Qtr 2: 0; 2007 Qtr 3: 0; 2007 Qtr 4: 0; 2008 Qtr 1: 0; 2008 Qtr 2: 0; 2008 Qtr 3: 0; 2008 Qtr 4: 0 | 40.0313
0 | 234049-Lighting-LED Exit Sign New Sign | CALC00AVETS01 | 7 | Commercial | 02-ASM-Assembly-Exit | 0 |  |  |  |  | 65.3696 | 45 | 0 | 0 | 0 | 20.3696 | 351.311 |  | kWh | 0 | 0 | Commercial |  | Annual | [5 empty] | 16 | 0.96 |  |  |  | 0 | 2 | 0 | 0 | 0 | 0 | 0 | 0 | 0 | 0 | 0 | 0 | 2006 Qtr 1: 0; 2006 Qtr 2: 0; 2006 Qtr 3: 0; 2006 Qtr 4: 2; 2007 Qtr 1: 0; 2007 Qtr 2: 0; 2007 Qtr 3: 0; 2007 Qtr 4: 0; 2008 Qtr 1: 0; 2008 Qtr 2: 0; 2008 Qtr 3: 0; 2008 Qtr 4: 0 | 2
0 | 234332-Premium T8 with T12 40 Watt Baseline - Tr3 |  | 7 | Commercial | 01-ALC-AllCommercial-IntLight | 0 |  |  |  |  | 13.9591 | 7.1444 | 0 | 0 | 0 | 6.8147 | 28.1797 |  | kWh | 0.008733 | -0.046149 | Commercial |  | Annual | [5 empty] | 11 | 0.96 |  |  |  | 0 | 7.2784 | 0 | 0 | 0 | 0 | 0 | 0 | 0 | 0 | 0 | 0 | 2006 Qtr 1: 0; 2006 Qtr 2: 0; 2006 Qtr 3: 0; 2006 Qtr 4: 7.2784; 2007 Qtr 1: 0; 2007 Qtr 2: 0; 2007 Qtr 3: 0; 2007 Qtr 4: 0; 2008 Qtr 1: 0; 2008 Qtr 2: 0; 2008 Qtr 3: 0; 2008 Qtr 4: 0 | 7.2784
0 | 234305-Lighting-Remove 4 Ft Lamp (De-Lamp) - Tr3 | COFL00AVDEL01 | 7 | Commercial | 01-ALC-AllCommercial-IntLight | 0 |  |  |  |  | 28.2538 | 8.7931 | 0 | 0 | 0 | 19.4607 | 100.2216 |  | kWh | 0.031059 | -0.16413 | Commercial |  | Annual | [5 empty] | 11 | 0.96 |  |  |  | 0 | 7.2784 | 0 | 0 | 0 | 0 | 0 | 0 | 0 | 0 | 0 | 0 | 2006 Qtr 1: 0; 2006 Qtr 2: 0; 2006 Qtr 3: 0; 2006 Qtr 4: 7.2784; 2007 Qtr 1: 0; 2007 Qtr 2: 0; 2007 Qtr 3: 0; 2007 Qtr 4: 0; 2008 Qtr 1: 0; 2008 Qtr 2: 0; 2008 Qtr 3: 0; 2008 Qtr 4: 0 | 7.2784
0 | 234331-Premium T8 with T12 40 Watt Baseline - Tr2 |  | 7 | Commercial | 18-OFS-Office–Small-IntLight | 0 |  |  |  |  | 13.9591 | 9.8923 | 0 | 0 | 0 | 4.0668 | 32.5502 |  | kWh | 0.009764 | -0.0094661 | Commercial |  | Annual | [5 empty] | 11 | 0.96 |  |  |  | 0 | 49.1293 | 0 | 0 | 0 | 0 | 0 | 0 | 0 | 0 | 0 | 0 | 2006 Qtr 1: 0; 2006 Qtr 2: 0; 2006 Qtr 3: 0; 2006 Qtr 4: 49.1293; 2007 Qtr 1: 0; 2007 Qtr 2: 0; 2007 Qtr 3: 0; 2007 Qtr 4: 0; 2008 Qtr 1: 0; 2008 Qtr 2: 0; 2008 Qtr 3: 0; 2008 Qtr 4: 0 | 49.1293
0 | 234304-Lighting-Remove 4 Ft Lamp (De-Lamp) - Tr2 | COFL00AVDEL01 | 7 | Commercial | 18-OFS-Office–Small-IntLight | 0 |  |  |  |  | 28.2538 | 12.3653 | 0 | 0 | 0 | 15.8885 | 104.8272 |  | kWh | 0.031445 | -0.030485 | Commercial |  | Annual | [5 empty] | 11 | 0.96 |  |  |  | 0 | 49.1293 | 0 | 0 | 0 | 0 | 0 | 0 | 0 | 0 | 0 | 0 | 2006 Qtr 1: 0; 2006 Qtr 2: 0; 2006 Qtr 3: 0; 2006 Qtr 4: 49.1293; 2007 Qtr 1: 0; 2007 Qtr 2: 0; 2007 Qtr 3: 0; 2007 Qtr 4: 0; 2008 Qtr 1: 0; 2008 Qtr 2: 0; 2008 Qtr 3: 0; 2008 Qtr 4: 0 | 49.1293
0 | 234330-Premium T8 with T12 40 Watt Baseline - Tr1 |  | 10 | Commercial | 01-ALC-AllCommercial-IntLight | 0 |  |  |  |  | 13.9589 | 13.1897 | 0 | 0 | 0 | 0.76922 | 34.727 |  | kWh | 0.010491 | -0.056872 | Commercial |  | Annual | [5 empty] | 11 | 0.96 |  |  |  | 0 | 103.7174 | 0 | 0 | 0 | 0 | 0 | 0 | 0 | 0 | 0 | 0 | 2006 Qtr 1: 0; 2006 Qtr 2: 0; 2006 Qtr 3: 0; 2006 Qtr 4: 103.7174; 2007 Qtr 1: 0; 2007 Qtr 2: 0; 2007 Qtr 3: 0; 2007 Qtr 4: 0; 2008 Qtr 1: 0; 2008 Qtr 2: 0; 2008 Qtr 3: 0; 2008 Qtr 4: 0 | 103.7174
0 | 234330-Premium T8 with T12 40 Watt Baseline - Tr1 |  | 7 | Commercial | 01-ALC-AllCommercial-IntLight | 0 |  |  |  |  | 13.9589 | 13.1897 | 0 | 0 | 0 | 0.76922 | 65.4159 |  | kWh | 0.012906 | -0.10713 | Commercial |  | Annual | [5 empty] | 11 | 0.96 |  |  |  | 0 | 87.341 | 0 | 0 | 0 | 0 | 0 | 0 | 0 | 0 | 0 | 0 | 2006 Qtr 1: 0; 2006 Qtr 2: 0; 2006 Qtr 3: 0; 2006 Qtr 4: 87.341; 2007 Qtr 1: 0; 2007 Qtr 2: 0; 2007 Qtr 3: 0; 2007 Qtr 4: 0; 2008 Qtr 1: 0; 2008 Qtr 2: 0; 2008 Qtr 3: 0; 2008 Qtr 4: 0 | 87.341
0 | 234331-Premium T8 with T12 40 Watt Baseline - Tr2 |  | 7 | Commercial | 01-ALC-AllCommercial-IntLight | 0 |  |  |  |  | 13.9591 | 9.8923 | 0 | 0 | 0 | 4.0668 | 35.8564 |  | kWh | 0.010832 | -0.058721 | Commercial |  | Annual | [5 empty] | 11 | 0.96 |  |  |  | 0 | 14.5568 | 0 | 0 | 0 | 0 | 0 | 0 | 0 | 0 | 0 | 0 | 2006 Qtr 1: 0; 2006 Qtr 2: 0; 2006 Qtr 3: 0; 2006 Qtr 4: 14.5568; 2007 Qtr 1: 0; 2007 Qtr 2: 0; 2007 Qtr 3: 0; 2007 Qtr 4: 0; 2008 Qtr 1: 0; 2008 Qtr 2: 0; 2008 Qtr 3: 0; 2008 Qtr 4: 0 | 14.5568
0 | 234304-Lighting-Remove 4 Ft Lamp (De-Lamp) - Tr2 | COFL00AVDEL01 | 7 | Commercial | 01-ALC-AllCommercial-IntLight | 0 |  |  |  |  | 28.2538 | 12.3653 | 0 | 0 | 0 | 15.8885 | 115.4744 |  | kWh | 0.034885 | -0.18911 | Commercial |  | Annual | [5 empty] | 11 | 0.96 |  |  |  | 0 | 14.5568 | 0 | 0 | 0 | 0 | 0 | 0 | 0 | 0 | 0 | 0 | 2006 Qtr 1: 0; 2006 Qtr 2: 0; 2006 Qtr 3: 0; 2006 Qtr 4: 14.5568; 2007 Qtr 1: 0; 2007 Qtr 2: 0; 2007 Qtr 3: 0; 2007 Qtr 4: 0; 2008 Qtr 1: 0; 2008 Qtr 2: 0; 2008 Qtr 3: 0; 2008 Qtr 4: 0 | 14.5568
0 | 234330-Premium T8 with T12 40 Watt Baseline - Tr1 |  | 7 | Commercial | 01-ALC-AllCommercial-IntLight | 0 |  |  |  |  | 13.9589 | 13.1897 | 0 | 0 | 0 | 0.76922 | 34.727 |  | kWh | 0.010491 | -0.056872 | Commercial |  | Annual | [5 empty] | 11 | 0.96 |  |  |  | 0 | 21.8353 | 0 | 0 | 0 | 0 | 0 | 0 | 0 | 0 | 0 | 0 | 2006 Qtr 1: 0; 2006 Qtr 2: 0; 2006 Qtr 3: 0; 2006 Qtr 4: 21.8353; 2007 Qtr 1: 0; 2007 Qtr 2: 0; 2007 Qtr 3: 0; 2007 Qtr 4: 0; 2008 Qtr 1: 0; 2008 Qtr 2: 0; 2008 Qtr 3: 0; 2008 Qtr 4: 0 | 21.8353
0 | 234303-Lighting-Remove 4 Ft Lamp (De-Lamp) - Tr1 | COFL00AVDEL01 | 7 | Commercial | 01-ALC-AllCommercial-IntLight | 0 |  |  |  |  | 28.2518 | 16.4871 | 0 | 0 | 0 | 11.7647 | 115.4744 |  | kWh | 0.034885 | -0.18911 | Commercial |  | Annual | [5 empty] | 11 | 0.96 |  |  |  | 0 | 21.8353 | 0 | 0 | 0 | 0 | 0 | 0 | 0 | 0 | 0 | 0 | 2006 Qtr 1: 0; 2006 Qtr 2: 0; 2006 Qtr 3: 0; 2006 Qtr 4: 21.8353; 2007 Qtr 1: 0; 2007 Qtr 2: 0; 2007 Qtr 3: 0; 2007 Qtr 4: 0; 2008 Qtr 1: 0; 2008 Qtr 2: 0; 2008 Qtr 3: 0; 2008 Qtr 4: 0 | 21.8353
0 | 234331-Premium T8 with T12 40 Watt Baseline - Tr2 |  | 7 | Commercial | 14-MLI-Manufacturing–LightIndustry-LIGHT | 0 |  |  |  |  | 13.9591 | 9.8923 | 0 | 0 | 0 | 4.0668 | 31.1146 |  | kWh | 0.0096152 | -0.040228 | Commercial |  | Annual | [5 empty] | 11 | 0.96 |  |  |  | 0 | 12.7372 | 0 | 0 | 0 | 0 | 0 | 0 | 0 | 0 | 0 | 0 | 2006 Qtr 1: 0; 2006 Qtr 2: 0; 2006 Qtr 3: 0; 2006 Qtr 4: 12.7372; 2007 Qtr 1: 0; 2007 Qtr 2: 0; 2007 Qtr 3: 0; 2007 Qtr 4: 0; 2008 Qtr 1: 0; 2008 Qtr 2: 0; 2008 Qtr 3: 0; 2008 Qtr 4: 0 | 12.7372
0 | 234304-Lighting-Remove 4 Ft Lamp (De-Lamp) - Tr2 | COFL00AVDEL01 | 7 | Commercial | 14-MLI-Manufacturing–LightIndustry-LIGHT | 0 |  |  |  |  | 28.2538 | 12.3653 | 0 | 0 | 0 | 15.8885 | 100.2037 |  | kWh | 0.030965 | -0.12955 | Commercial |  | Annual | [5 empty] | 11 | 0.96 |  |  |  | 0 | 12.7372 | 0 | 0 | 0 | 0 | 0 | 0 | 0 | 0 | 0 | 0 | 2006 Qtr 1: 0; 2006 Qtr 2: 0; 2006 Qtr 3: 0; 2006 Qtr 4: 12.7372; 2007 Qtr 1: 0; 2007 Qtr 2: 0; 2007 Qtr 3: 0; 2007 Qtr 4: 0; 2008 Qtr 1: 0; 2008 Qtr 2: 0; 2008 Qtr 3: 0; 2008 Qtr 4: 0 | 12.7372
0 | 234331-Premium T8 with T12 40 Watt Baseline - Tr2 |  | 7 | Commercial | 14-MLI-Manufacturing–LightIndustry-LIGHT | 0 |  |  |  |  | 13.9591 | 9.8923 | 0 | 0 | 0 | 4.0668 | 31.1146 |  | kWh | 0.0096152 | -0.040228 | Commercial |  | Annual | [5 empty] | 11 | 0.96 |  |  |  | 0 | 49.1293 | 0 | 0 | 0 | 0 | 0 | 0 | 0 | 0 | 0 | 0 | 2006 Qtr 1: 0; 2006 Qtr 2: 0; 2006 Qtr 3: 0; 2006 Qtr 4: 49.1293; 2007 Qtr 1: 0; 2007 Qtr 2: 0; 2007 Qtr 3: 0; 2007 Qtr 4: 0; 2008 Qtr 1: 0; 2008 Qtr 2: 0; 2008 Qtr 3: 0; 2008 Qtr 4: 0 | 49.1293
0 | 234304-Lighting-Remove 4 Ft Lamp (De-Lamp) - Tr2 | COFL00AVDEL01 | 7 | Commercial | 14-MLI-Manufacturing–LightIndustry-LIGHT | 0 |  |  |  |  | 28.2538 | 12.3653 | 0 | 0 | 0 | 15.8885 | 100.2037 |  | kWh | 0.030965 | -0.12955 | Commercial |  | Annual | [5 empty] | 11 | 0.96 |  |  |  | 0 | 49.1293 | 0 | 0 | 0 | 0 | 0 | 0 | 0 | 0 | 0 | 0 | 2006 Qtr 1: 0; 2006 Qtr 2: 0; 2006 Qtr 3: 0; 2006 Qtr 4: 49.1293; 2007 Qtr 1: 0; 2007 Qtr 2: 0; 2007 Qtr 3: 0; 2007 Qtr 4: 0; 2008 Qtr 1: 0; 2008 Qtr 2: 0; 2008 Qtr 3: 0; 2008 Qtr 4: 0 | 49.1293
0 | 234331-Premium T8 with T12 40 Watt Baseline - Tr2 |  | 10 | Commercial | 14-MLI-Manufacturing–LightIndustry-LIGHT | 0 |  |  |  |  | 13.9591 | 9.8923 | 0 | 0 | 0 | 4.0668 | 31.5189 |  | kWh | 0.0096105 | -0.047789 | Commercial |  | Annual | [5 empty] | 11 | 0.96 |  |  |  | 0 | 105.5371 | 0 | 0 | 0 | 0 | 0 | 0 | 0 | 0 | 0 | 0 | 2006 Qtr 1: 0; 2006 Qtr 2: 0; 2006 Qtr 3: 0; 2006 Qtr 4: 105.5371; 2007 Qtr 1: 0; 2007 Qtr 2: 0; 2007 Qtr 3: 0; 2007 Qtr 4: 0; 2008 Qtr 1: 0; 2008 Qtr 2: 0; 2008 Qtr 3: 0; 2008 Qtr 4: 0 | 105.5371
0 | 234304-Lighting-Remove 4 Ft Lamp (De-Lamp) - Tr2 | COFL00AVDEL01 | 10 | Commercial | 14-MLI-Manufacturing–LightIndustry-LIGHT | 0 |  |  |  |  | 28.2538 | 12.3653 | 0 | 0 | 0 | 15.8885 | 101.5057 |  | kWh | 0.03095 | -0.1539 | Commercial |  | Annual | [5 empty] | 11 | 0.96 |  |  |  | 0 | 105.5371 | 0 | 0 | 0 | 0 | 0 | 0 | 0 | 0 | 0 | 0 | 2006 Qtr 1: 0; 2006 Qtr 2: 0; 2006 Qtr 3: 0; 2006 Qtr 4: 105.5371; 2007 Qtr 1: 0; 2007 Qtr 2: 0; 2007 Qtr 3: 0; 2007 Qtr 4: 0; 2008 Qtr 1: 0; 2008 Qtr 2: 0; 2008 Qtr 3: 0; 2008 Qtr 4: 0 | 105.5371
0 | 234331-Premium T8 with T12 40 Watt Baseline - Tr2 |  | 7 | Commercial | 01-ALC-AllCommercial-IntLight | 0 |  |  |  |  | 13.9591 | 9.8923 | 0 | 0 | 0 | 4.0668 | 35.8564 |  | kWh | 0.010832 | -0.058721 | Commercial |  | Annual | [5 empty] | 11 | 0.96 |  |  |  | 0 | 20.0156 | 0 | 0 | 0 | 0 | 0 | 0 | 0 | 0 | 0 | 0 | 2006 Qtr 1: 0; 2006 Qtr 2: 0; 2006 Qtr 3: 0; 2006 Qtr 4: 20.0156; 2007 Qtr 1: 0; 2007 Qtr 2: 0; 2007 Qtr 3: 0; 2007 Qtr 4: 0; 2008 Qtr 1: 0; 2008 Qtr 2: 0; 2008 Qtr 3: 0; 2008 Qtr 4: 0 | 20.0156
0 | 234304-Lighting-Remove 4 Ft Lamp (De-Lamp) - Tr2 | COFL00AVDEL01 | 7 | Commercial | 01-ALC-AllCommercial-IntLight | 0 |  |  |  |  | 28.2538 | 12.3653 | 0 | 0 | 0 | 15.8885 | 115.4744 |  | kWh | 0.034885 | -0.18911 | Commercial |  | Annual | [5 empty] | 11 | 0.96 |  |  |  | 0 | 20.0156 | 0 | 0 | 0 | 0 | 0 | 0 | 0 | 0 | 0 | 0 | 2006 Qtr 1: 0; 2006 Qtr 2: 0; 2006 Qtr 3: 0; 2006 Qtr 4: 20.0156; 2007 Qtr 1: 0; 2007 Qtr 2: 0; 2007 Qtr 3: 0; 2007 Qtr 4: 0; 2008 Qtr 1: 0; 2008 Qtr 2: 0; 2008 Qtr 3: 0; 2008 Qtr 4: 0 | 20.0156
0 | 234331-Premium T8 with T12 40 Watt Baseline - Tr2 |  | 7 | Commercial | 01-ALC-AllCommercial-IntLight | 0 |  |  |  |  | 13.9591 | 9.8923 | 0 | 0 | 0 | 4.0668 | 28.7332 |  | kWh | 0.009793 | -0.047056 | Commercial |  | Annual | [5 empty] | 11 | 0.96 |  |  |  | 0 | 9.098 | 0 | 0 | 0 | 0 | 0 | 0 | 0 | 0 | 0 | 0 | 2006 Qtr 1: 0; 2006 Qtr 2: 0; 2006 Qtr 3: 0; 2006 Qtr 4: 9.098; 2007 Qtr 1: 0; 2007 Qtr 2: 0; 2007 Qtr 3: 0; 2007 Qtr 4: 0; 2008 Qtr 1: 0; 2008 Qtr 2: 0; 2008 Qtr 3: 0; 2008 Qtr 4: 0 | 9.098
0 | 234304-Lighting-Remove 4 Ft Lamp (De-Lamp) - Tr2 | COFL00AVDEL01 | 7 | Commercial | 01-ALC-AllCommercial-IntLight | 0 |  |  |  |  | 28.2538 | 12.3653 | 0 | 0 | 0 | 15.8885 | 92.5345 |  | kWh | 0.031538 | -0.15154 | Commercial |  | Annual | [5 empty] | 11 | 0.96 |  |  |  | 0 | 9.098 | 0 | 0 | 0 | 0 | 0 | 0 | 0 | 0 | 0 | 0 | 2006 Qtr 1: 0; 2006 Qtr 2: 0; 2006 Qtr 3: 0; 2006 Qtr 4: 9.098; 2007 Qtr 1: 0; 2007 Qtr 2: 0; 2007 Qtr 3: 0; 2007 Qtr 4: 0; 2008 Qtr 1: 0; 2008 Qtr 2: 0; 2008 Qtr 3: 0; 2008 Qtr 4: 0 | 9.098
0 | 234331-Premium T8 with T12 40 Watt Baseline - Tr2 |  | 7 | Commercial | 01-ALC-AllCommercial-IntLight | 0 |  |  |  |  | 13.9591 | 9.8923 | 0 | 0 | 0 | 4.0668 | 33.1627 |  | kWh | 0.010675 | -0.05431 | Commercial |  | Annual | [5 empty] | 11 | 0.96 |  |  |  | 0 | 45.4901 | 0 | 0 | 0 | 0 | 0 | 0 | 0 | 0 | 0 | 0 | 2006 Qtr 1: 0; 2006 Qtr 2: 0; 2006 Qtr 3: 0; 2006 Qtr 4: 45.4901; 2007 Qtr 1: 0; 2007 Qtr 2: 0; 2007 Qtr 3: 0; 2007 Qtr 4: 0; 2008 Qtr 1: 0; 2008 Qtr 2: 0; 2008 Qtr 3: 0; 2008 Qtr 4: 0 | 45.4901
0 | 234304-Lighting-Remove 4 Ft Lamp (De-Lamp) - Tr2 | COFL00AVDEL01 | 7 | Commercial | 01-ALC-AllCommercial-IntLight | 0 |  |  |  |  | 28.2538 | 12.3653 | 0 | 0 | 0 | 15.8885 | 106.7995 |  | kWh | 0.03438 | -0.1749 | Commercial |  | Annual | [5 empty] | 11 | 0.96 |  |  |  | 0 | 12.7372 | 0 | 0 | 0 | 0 | 0 | 0 | 0 | 0 | 0 | 0 | 2006 Qtr 1: 0; 2006 Qtr 2: 0; 2006 Qtr 3: 0; 2006 Qtr 4: 12.7372; 2007 Qtr 1: 0; 2007 Qtr 2: 0; 2007 Qtr 3: 0; 2007 Qtr 4: 0; 2008 Qtr 1: 0; 2008 Qtr 2: 0; 2008 Qtr 3: 0; 2008 Qtr 4: 0 | 12.7372
0 | 234331-Premium T8 with T12 40 Watt Baseline - Tr2 |  | 7 | Commercial | 01-ALC-AllCommercial-IntLight | 0 |  |  |  |  | 13.9591 | 9.8923 | 0 | 0 | 0 | 4.0668 | 31.1202 |  | kWh | 0.0096442 | -0.050965 | Commercial |  | Annual | [5 empty] | 11 | 0.96 |  |  |  | 0 | 38.2117 | 0 | 0 | 0 | 0 | 0 | 0 | 0 | 0 | 0 | 0 | 2006 Qtr 1: 0; 2006 Qtr 2: 0; 2006 Qtr 3: 0; 2006 Qtr 4: 38.2117; 2007 Qtr 1: 0; 2007 Qtr 2: 0; 2007 Qtr 3: 0; 2007 Qtr 4: 0; 2008 Qtr 1: 0; 2008 Qtr 2: 0; 2008 Qtr 3: 0; 2008 Qtr 4: 0 | 38.2117
0 | 234304-Lighting-Remove 4 Ft Lamp (De-Lamp) - Tr2 | COFL00AVDEL01 | 7 | Commercial | 01-ALC-AllCommercial-IntLight | 0 |  |  |  |  | 28.2538 | 12.3653 | 0 | 0 | 0 | 15.8885 | 100.2216 |  | kWh | 0.031059 | -0.16413 | Commercial |  | Annual | [5 empty] | 11 | 0.96 |  |  |  | 0 | 38.2117 | 0 | 0 | 0 | 0 | 0 | 0 | 0 | 0 | 0 | 0 | 2006 Qtr 1: 0; 2006 Qtr 2: 0; 2006 Qtr 3: 0; 2006 Qtr 4: 38.2117; 2007 Qtr 1: 0; 2007 Qtr 2: 0; 2007 Qtr 3: 0; 2007 Qtr 4: 0; 2008 Qtr 1: 0; 2008 Qtr 2: 0; 2008 Qtr 3: 0; 2008 Qtr 4: 0 | 38.2117
0 | 234331-Premium T8 with T12 40 Watt Baseline - Tr2 |  | 7 | Commercial | 01-ALC-AllCommercial-IntLight | 0 |  |  |  |  | 13.9591 | 9.8923 | 0 | 0 | 0 | 4.0668 | 31.1202 |  | kWh | 0.0096442 | -0.050965 | Commercial |  | Annual | [5 empty] | 11 | 0.96 |  |  |  | 0 | 18.196 | 0 | 0 | 0 | 0 | 0 | 0 | 0 | 0 | 0 | 0 | 2006 Qtr 1: 0; 2006 Qtr 2: 0; 2006 Qtr 3: 0; 2006 Qtr 4: 18.196; 2007 Qtr 1: 0; 2007 Qtr 2: 0; 2007 Qtr 3: 0; 2007 Qtr 4: 0; 2008 Qtr 1: 0; 2008 Qtr 2: 0; 2008 Qtr 3: 0; 2008 Qtr 4: 0 | 18.196
0 | 234304-Lighting-Remove 4 Ft Lamp (De-Lamp) - Tr2 | COFL00AVDEL01 | 7 | Commercial | 01-ALC-AllCommercial-IntLight | 0 |  |  |  |  | 28.2538 | 12.3653 | 0 | 0 | 0 | 15.8885 | 100.2216 |  | kWh | 0.031059 | -0.16413 | Commercial |  | Annual | [5 empty] | 11 | 0.96 |  |  |  | 0 | 18.196 | 0 | 0 | 0 | 0 | 0 | 0 | 0 | 0 | 0 | 0 | 2006 Qtr 1: 0; 2006 Qtr 2: 0; 2006 Qtr 3: 0; 2006 Qtr 4: 18.196; 2007 Qtr 1: 0; 2007 Qtr 2: 0; 2007 Qtr 3: 0; 2007 Qtr 4: 0; 2008 Qtr 1: 0; 2008 Qtr 2: 0; 2008 Qtr 3: 0; 2008 Qtr 4: 0 | 18.196
0 | 234331-Premium T8 with T12 40 Watt Baseline - Tr2 |  | 7 | Commercial | 01-ALC-AllCommercial-IntLight | 0 |  |  |  |  | 13.9591 | 9.8923 | 0 | 0 | 0 | 4.0668 | 31.1202 |  | kWh | 0.0096442 | -0.050965 | Commercial |  | Annual | [5 empty] | 11 | 0.96 |  |  |  | 0 | 29.1137 | 0 | 0 | 0 | 0 | 0 | 0 | 0 | 0 | 0 | 0 | 2006 Qtr 1: 0; 2006 Qtr 2: 0; 2006 Qtr 3: 0; 2006 Qtr 4: 29.1137; 2007 Qtr 1: 0; 2007 Qtr 2: 0; 2007 Qtr 3: 0; 2007 Qtr 4: 0; 2008 Qtr 1: 0; 2008 Qtr 2: 0; 2008 Qtr 3: 0; 2008 Qtr 4: 0 | 29.1137
0 | 234304-Lighting-Remove 4 Ft Lamp (De-Lamp) - Tr2 | COFL00AVDEL01 | 7 | Commercial | 01-ALC-AllCommercial-IntLight | 0 |  |  |  |  | 28.2538 | 12.3653 | 0 | 0 | 0 | 15.8885 | 100.2216 |  | kWh | 0.031059 | -0.16413 | Commercial |  | Annual | [5 empty] | 11 | 0.96 |  |  |  | 0 | 29.1137 | 0 | 0 | 0 | 0 | 0 | 0 | 0 | 0 | 0 | 0 | 2006 Qtr 1: 0; 2006 Qtr 2: 0; 2006 Qtr 3: 0; 2006 Qtr 4: 29.1137; 2007 Qtr 1: 0; 2007 Qtr 2: 0; 2007 Qtr 3: 0; 2007 Qtr 4: 0; 2008 Qtr 1: 0; 2008 Qtr 2: 0; 2008 Qtr 3: 0; 2008 Qtr 4: 0 | 29.1137
0 | 234331-Premium T8 with T12 40 Watt Baseline - Tr2 |  | 7 | Commercial | 01-ALC-AllCommercial-IntLight | 0 |  |  |  |  | 13.9591 | 9.8923 | 0 | 0 | 0 | 4.0668 | 31.1202 |  | kWh | 0.0096442 | -0.050965 | Commercial |  | Annual | [5 empty] | 11 | 0.96 |  |  |  | 0 | 18.196 | 0 | 0 | 0 | 0 | 0 | 0 | 0 | 0 | 0 | 0 | 2006 Qtr 1: 0; 2006 Qtr 2: 0; 2006 Qtr 3: 0; 2006 Qtr 4: 18.196; 2007 Qtr 1: 0; 2007 Qtr 2: 0; 2007 Qtr 3: 0; 2007 Qtr 4: 0; 2008 Qtr 1: 0; 2008 Qtr 2: 0; 2008 Qtr 3: 0; 2008 Qtr 4: 0 | 18.196
0 | 234304-Lighting-Remove 4 Ft Lamp (De-Lamp) - Tr2 | COFL00AVDEL01 | 7 | Commercial | 01-ALC-AllCommercial-IntLight | 0 |  |  |  |  | 28.2538 | 12.3653 | 0 | 0 | 0 | 15.8885 | 100.2216 |  | kWh | 0.031059 | -0.16413 | Commercial |  | Annual | [5 empty] | 11 | 0.96 |  |  |  | 0 | 18.196 | 0 | 0 | 0 | 0 | 0 | 0 | 0 | 0 | 0 | 0 | 2006 Qtr 1: 0; 2006 Qtr 2: 0; 2006 Qtr 3: 0; 2006 Qtr 4: 18.196; 2007 Qtr 1: 0; 2007 Qtr 2: 0; 2007 Qtr 3: 0; 2007 Qtr 4: 0; 2008 Qtr 1: 0; 2008 Qtr 2: 0; 2008 Qtr 3: 0; 2008 Qtr 4: 0 | 18.196
0 | 234331-Premium T8 with T12 40 Watt Baseline - Tr2 |  | 7 | Commercial | 01-ALC-AllCommercial-IntLight | 0 |  |  |  |  | 13.9591 | 9.8923 | 0 | 0 | 0 | 4.0668 | 31.1202 |  | kWh | 0.0096442 | -0.050965 | Commercial |  | Annual | [5 empty] | 11 | 0.96 |  |  |  | 0 | 18.196 | 0 | 0 | 0 | 0 | 0 | 0 | 0 | 0 | 0 | 0 | 2006 Qtr 1: 0; 2006 Qtr 2: 0; 2006 Qtr 3: 0; 2006 Qtr 4: 18.196; 2007 Qtr 1: 0; 2007 Qtr 2: 0; 2007 Qtr 3: 0; 2007 Qtr 4: 0; 2008 Qtr 1: 0; 2008 Qtr 2: 0; 2008 Qtr 3: 0; 2008 Qtr 4: 0 | 18.196
0 | 234304-Lighting-Remove 4 Ft Lamp (De-Lamp) - Tr2 | COFL00AVDEL01 | 7 | Commercial | 01-ALC-AllCommercial-IntLight | 0 |  |  |  |  | 28.2538 | 12.3653 | 0 | 0 | 0 | 15.8885 | 100.2216 |  | kWh | 0.031059 | -0.16413 | Commercial |  | Annual | [5 empty] | 11 | 0.96 |  |  |  | 0 | 18.196 | 0 | 0 | 0 | 0 | 0 | 0 | 0 | 0 | 0 | 0 | 2006 Qtr 1: 0; 2006 Qtr 2: 0; 2006 Qtr 3: 0; 2006 Qtr 4: 18.196; 2007 Qtr 1: 0; 2007 Qtr 2: 0; 2007 Qtr 3: 0; 2007 Qtr 4: 0; 2008 Qtr 1: 0; 2008 Qtr 2: 0; 2008 Qtr 3: 0; 2008 Qtr 4: 0 | 18.196
0 | 234331-Premium T8 with T12 40 Watt Baseline - Tr2 |  | 7 | Commercial | 01-ALC-AllCommercial-IntLight | 0 |  |  |  |  | 13.9591 | 9.8923 | 0 | 0 | 0 | 4.0668 | 28.7332 |  | kWh | 0.009793 | -0.047056 | Commercial |  | Annual | [5 empty] | 11 | 0.96 |  |  |  | 0 | 14.5568 | 0 | 0 | 0 | 0 | 0 | 0 | 0 | 0 | 0 | 0 | 2006 Qtr 1: 0; 2006 Qtr 2: 0; 2006 Qtr 3: 0; 2006 Qtr 4: 14.5568; 2007 Qtr 1: 0; 2007 Qtr 2: 0; 2007 Qtr 3: 0; 2007 Qtr 4: 0; 2008 Qtr 1: 0; 2008 Qtr 2: 0; 2008 Qtr 3: 0; 2008 Qtr 4: 0 | 14.5568
0 | 234304-Lighting-Remove 4 Ft Lamp (De-Lamp) - Tr2 | COFL00AVDEL01 | 7 | Commercial | 01-ALC-AllCommercial-IntLight | 0 |  |  |  |  | 28.2538 | 12.3653 | 0 | 0 | 0 | 15.8885 | 92.5345 |  | kWh | 0.031538 | -0.15154 | Commercial |  | Annual | [5 empty] | 11 | 0.96 |  |  |  | 0 | 14.5568 | 0 | 0 | 0 | 0 | 0 | 0 | 0 | 0 | 0 | 0 | 2006 Qtr 1: 0; 2006 Qtr 2: 0; 2006 Qtr 3: 0; 2006 Qtr 4: 14.5568; 2007 Qtr 1: 0; 2007 Qtr 2: 0; 2007 Qtr 3: 0; 2007 Qtr 4: 0; 2008 Qtr 1: 0; 2008 Qtr 2: 0; 2008 Qtr 3: 0; 2008 Qtr 4: 0 | 14.5568
0 | 234330-Premium T8 with T12 40 Watt Baseline - Tr1 |  | System | Commercial | 01-ALC-AllCommercial-IntLight | 0 |  |  |  |  | 13.9589 | 13.1897 | 0 | 0 | 0 | 0.76922 | 34.727 |  | kWh | 0.010491 | -0.056872 | Commercial |  | Annual | [5 empty] | 11 | 0.96 |  |  |  | 0 | 32.7529 | 0 | 0 | 0 | 0 | 0 | 0 | 0 | 0 | 0 | 0 | 2006 Qtr 1: 0; 2006 Qtr 2: 0; 2006 Qtr 3: 0; 2006 Qtr 4: 32.7529; 2007 Qtr 1: 0; 2007 Qtr 2: 0; 2007 Qtr 3: 0; 2007 Qtr 4: 0; 2008 Qtr 1: 0; 2008 Qtr 2: 0; 2008 Qtr 3: 0; 2008 Qtr 4: 0 | 32.7529
0 | 234330-Premium T8 with T12 40 Watt Baseline - Tr1 |  | 7 | Commercial | 01-ALC-AllCommercial-IntLight | 0 |  |  |  |  | 13.9589 | 13.1897 | 0 | 0 | 0 | 0.76922 | 34.727 |  | kWh | 0.010491 | -0.056872 | Commercial |  | Annual | [5 empty] | 11 | 0.96 |  |  |  | 0 | 5.4588 | 0 | 0 | 0 | 0 | 0 | 0 | 0 | 0 | 0 | 0 | 2006 Qtr 1: 0; 2006 Qtr 2: 0; 2006 Qtr 3: 0; 2006 Qtr 4: 5.4588; 2007 Qtr 1: 0; 2007 Qtr 2: 0; 2007 Qtr 3: 0; 2007 Qtr 4: 0; 2008 Qtr 1: 0; 2008 Qtr 2: 0; 2008 Qtr 3: 0; 2008 Qtr 4: 0 | 5.4588
0 | 234049-Lighting-LED Exit Sign New Sign | CALC00AVETS01 | 7 | Commercial | 02-ASM-Assembly-Exit | 0 |  |  |  |  | 65.3696 | 45 | 0 | 0 | 0 | 20.3696 | 351.311 |  | kWh | 0 | 0 | Commercial |  | Annual | [5 empty] | 16 | 0.96 |  |  |  | 0 | 2 | 0 | 0 | 0 | 0 | 0 | 0 | 0 | 0 | 0 | 0 | 2006 Qtr 1: 0; 2006 Qtr 2: 0; 2006 Qtr 3: 0; 2006 Qtr 4: 2; 2007 Qtr 1: 0; 2007 Qtr 2: 0; 2007 Qtr 3: 0; 2007 Qtr 4: 0; 2008 Qtr 1: 0; 2008 Qtr 2: 0; 2008 Qtr 3: 0; 2008 Qtr 4: 0 | 2
0 | 234330-Premium T8 with T12 40 Watt Baseline - Tr1 |  | 10 | Commercial | 01-ALC-AllCommercial-IntLight | 0 |  |  |  |  | 13.9589 | 13.1897 | 0 | 0 | 0 | 0.76922 | 32.1182 |  | kWh | 0.010339 | -0.052599 | Commercial |  | Annual | [5 empty] | 11 | 0.96 |  |  |  | 0 | 9.098 | 0 | 0 | 0 | 0 | 0 | 0 | 0 | 0 | 0 | 0 | 2006 Qtr 1: 0; 2006 Qtr 2: 0; 2006 Qtr 3: 0; 2006 Qtr 4: 9.098; 2007 Qtr 1: 0; 2007 Qtr 2: 0; 2007 Qtr 3: 0; 2007 Qtr 4: 0; 2008 Qtr 1: 0; 2008 Qtr 2: 0; 2008 Qtr 3: 0; 2008 Qtr 4: 0 | 9.098
0 | 234330-Premium T8 with T12 40 Watt Baseline - Tr1 |  | 7 | Commercial | 01-ALC-AllCommercial-IntLight | 0 |  |  |  |  | 13.9589 | 13.1897 | 0 | 0 | 0 | 0.76922 | 34.727 |  | kWh | 0.010491 | -0.056872 | Commercial |  | Annual | [5 empty] | 11 | 0.96 |  |  |  | 0 | 18.196 | 0 | 0 | 0 | 0 | 0 | 0 | 0 | 0 | 0 | 0 | 2006 Qtr 1: 0; 2006 Qtr 2: 0; 2006 Qtr 3: 0; 2006 Qtr 4: 18.196; 2007 Qtr 1: 0; 2007 Qtr 2: 0; 2007 Qtr 3: 0; 2007 Qtr 4: 0; 2008 Qtr 1: 0; 2008 Qtr 2: 0; 2008 Qtr 3: 0; 2008 Qtr 4: 0 | 18.196
0 | 234303-Lighting-Remove 4 Ft Lamp (De-Lamp) - Tr1 | COFL00AVDEL01 | 7 | Commercial | 01-ALC-AllCommercial-IntLight | 0 |  |  |  |  | 28.2518 | 16.4871 | 0 | 0 | 0 | 11.7647 | 115.4744 |  | kWh | 0.034885 | -0.18911 | Commercial |  | Annual | [5 empty] | 11 | 0.96 |  |  |  | 0 | 18.196 | 0 | 0 | 0 | 0 | 0 | 0 | 0 | 0 | 0 | 0 | 2006 Qtr 1: 0; 2006 Qtr 2: 0; 2006 Qtr 3: 0; 2006 Qtr 4: 18.196; 2007 Qtr 1: 0; 2007 Qtr 2: 0; 2007 Qtr 3: 0; 2007 Qtr 4: 0; 2008 Qtr 1: 0; 2008 Qtr 2: 0; 2008 Qtr 3: 0; 2008 Qtr 4: 0 | 18.196
0 | 234332-Premium T8 with T12 40 Watt Baseline - Tr3 |  | 7 | Commercial | 01-ALC-AllCommercial-IntLight | 0 |  |  |  |  | 13.9591 | 7.1444 | 0 | 0 | 0 | 6.8147 | 36.0426 |  | kWh | 0.011584 | -0.059026 | Commercial |  | Annual | [5 empty] | 11 | 0.96 |  |  |  | 0 | 21.8353 | 0 | 0 | 0 | 0 | 0 | 0 | 0 | 0 | 0 | 0 | 2006 Qtr 1: 0; 2006 Qtr 2: 0; 2006 Qtr 3: 0; 2006 Qtr 4: 21.8353; 2007 Qtr 1: 0; 2007 Qtr 2: 0; 2007 Qtr 3: 0; 2007 Qtr 4: 0; 2008 Qtr 1: 0; 2008 Qtr 2: 0; 2008 Qtr 3: 0; 2008 Qtr 4: 0 | 21.8353
0 | 234305-Lighting-Remove 4 Ft Lamp (De-Lamp) - Tr3 | COFL00AVDEL01 | 7 | Commercial | 01-ALC-AllCommercial-IntLight | 0 |  |  |  |  | 28.2538 | 8.7931 | 0 | 0 | 0 | 19.4607 | 128.1864 |  | kWh | 0.0412 | -0.20993 | Commercial |  | Annual | [5 empty] | 11 | 0.96 |  |  |  | 0 | 21.8353 | 0 | 0 | 0 | 0 | 0 | 0 | 0 | 0 | 0 | 0 | 2006 Qtr 1: 0; 2006 Qtr 2: 0; 2006 Qtr 3: 0; 2006 Qtr 4: 21.8353; 2007 Qtr 1: 0; 2007 Qtr 2: 0; 2007 Qtr 3: 0; 2007 Qtr 4: 0; 2008 Qtr 1: 0; 2008 Qtr 2: 0; 2008 Qtr 3: 0; 2008 Qtr 4: 0 | 21.8353
0 | 234331-Premium T8 with T12 40 Watt Baseline - Tr2 |  | 7 | Commercial | 01-ALC-AllCommercial-IntLight | 0 |  |  |  |  | 13.9591 | 9.8923 | 0 | 0 | 0 | 4.0668 | 28.7332 |  | kWh | 0.009793 | -0.047056 | Commercial |  | Annual | [5 empty] | 11 | 0.96 |  |  |  | 0 | 56.4077 | 0 | 0 | 0 | 0 | 0 | 0 | 0 | 0 | 0 | 0 | 2006 Qtr 1: 0; 2006 Qtr 2: 0; 2006 Qtr 3: 0; 2006 Qtr 4: 56.4077; 2007 Qtr 1: 0; 2007 Qtr 2: 0; 2007 Qtr 3: 0; 2007 Qtr 4: 0; 2008 Qtr 1: 0; 2008 Qtr 2: 0; 2008 Qtr 3: 0; 2008 Qtr 4: 0 | 56.4077
0 | 234304-Lighting-Remove 4 Ft Lamp (De-Lamp) - Tr2 | COFL00AVDEL01 | 7 | Commercial | 01-ALC-AllCommercial-IntLight | 0 |  |  |  |  | 28.2538 | 12.3653 | 0 | 0 | 0 | 15.8885 | 92.5345 |  | kWh | 0.031538 | -0.15154 | Commercial |  | Annual | [5 empty] | 11 | 0.96 |  |  |  | 0 | 56.4077 | 0 | 0 | 0 | 0 | 0 | 0 | 0 | 0 | 0 | 0 | 2006 Qtr 1: 0; 2006 Qtr 2: 0; 2006 Qtr 3: 0; 2006 Qtr 4: 56.4077; 2007 Qtr 1: 0; 2007 Qtr 2: 0; 2007 Qtr 3: 0; 2007 Qtr 4: 0; 2008 Qtr 1: 0; 2008 Qtr 2: 0; 2008 Qtr 3: 0; 2008 Qtr 4: 0 | 56.4077
0 | 234331-Premium T8 with T12 40 Watt Baseline - Tr2 |  | 7 | Commercial | 01-ALC-AllCommercial-IntLight | 0 |  |  |  |  | 13.9591 | 9.8923 | 0 | 0 | 0 | 4.0668 | 28.7332 |  | kWh | 0.009793 | -0.047056 | Commercial |  | Annual | [5 empty] | 11 | 0.96 |  |  |  | 0 | 16.3764 | 0 | 0 | 0 | 0 | 0 | 0 | 0 | 0 | 0 | 0 | 2006 Qtr 1: 0; 2006 Qtr 2: 0; 2006 Qtr 3: 0; 2006 Qtr 4: 16.3764; 2007 Qtr 1: 0; 2007 Qtr 2: 0; 2007 Qtr 3: 0; 2007 Qtr 4: 0; 2008 Qtr 1: 0; 2008 Qtr 2: 0; 2008 Qtr 3: 0; 2008 Qtr 4: 0 | 16.3764
0 | 234304-Lighting-Remove 4 Ft Lamp (De-Lamp) - Tr2 | COFL00AVDEL01 | 7 | Commercial | 01-ALC-AllCommercial-IntLight | 0 |  |  |  |  | 28.2538 | 12.3653 | 0 | 0 | 0 | 15.8885 | 92.5345 |  | kWh | 0.031538 | -0.15154 | Commercial |  | Annual | [5 empty] | 11 | 0.96 |  |  |  | 0 | 16.3764 | 0 | 0 | 0 | 0 | 0 | 0 | 0 | 0 | 0 | 0 | 2006 Qtr 1: 0; 2006 Qtr 2: 0; 2006 Qtr 3: 0; 2006 Qtr 4: 16.3764; 2007 Qtr 1: 0; 2007 Qtr 2: 0; 2007 Qtr 3: 0; 2007 Qtr 4: 0; 2008 Qtr 1: 0; 2008 Qtr 2: 0; 2008 Qtr 3: 0; 2008 Qtr 4: 0 | 16.3764
0 | 234126-Refrigeration - Efficient Evap Fan Motor Electronically Commutated Motor (ECM) | Averaged DEER Msrs | 7 | Commercial | 01-ALC-AllCommercial-Refrig | 0 |  |  |  |  | 6.7904 | 150 | 0 | 0 | 0 | -143.2096 | 116.369 |  | kWh | 0.015845 | -0.11528 | Commercial |  | Annual | [5 empty] | 15 | 0.96 |  |  |  | 0 | 5 | 0 | 0 | 0 | 0 | 0 | 0 | 0 | 0 | 0 | 0 | 2006 Qtr 1: 0; 2006 Qtr 2: 0; 2006 Qtr 3: 0; 2006 Qtr 4: 5; 2007 Qtr 1: 0; 2007 Qtr 2: 0; 2007 Qtr 3: 0; 2007 Qtr 4: 0; 2008 Qtr 1: 0; 2008 Qtr 2: 0; 2008 Qtr 3: 0; 2008 Qtr 4: 0 | 5
0 | 234330-Premium T8 with T12 40 Watt Baseline - Tr1 |  | 10 | Commercial | 01-ALC-AllCommercial-IntLight | 0 |  |  |  |  | 13.9589 | 13.1897 | 0 | 0 | 0 | 0.76922 | 30.14 |  | kWh | 0.0093405 | -0.04936 | Commercial |  | Annual | [5 empty] | 11 | 0.96 |  |  |  | 0 | 56.4077 | 0 | 0 | 0 | 0 | 0 | 0 | 0 | 0 | 0 | 0 | 2006 Qtr 1: 0; 2006 Qtr 2: 0; 2006 Qtr 3: 0; 2006 Qtr 4: 56.4077; 2007 Qtr 1: 0; 2007 Qtr 2: 0; 2007 Qtr 3: 0; 2007 Qtr 4: 0; 2008 Qtr 1: 0; 2008 Qtr 2: 0; 2008 Qtr 3: 0; 2008 Qtr 4: 0 | 56.4077
0 | 234303-Lighting-Remove 4 Ft Lamp (De-Lamp) - Tr1 | COFL00AVDEL01 | 10 | Commercial | 01-ALC-AllCommercial-IntLight | 0 |  |  |  |  | 28.2518 | 16.4871 | 0 | 0 | 0 | 11.7647 | 100.2216 |  | kWh | 0.031059 | -0.16413 | Commercial |  | Annual | [5 empty] | 11 | 0.96 |  |  |  | 0 | 36.3921 | 0 | 0 | 0 | 0 | 0 | 0 | 0 | 0 | 0 | 0 | 2006 Qtr 1: 0; 2006 Qtr 2: 0; 2006 Qtr 3: 0; 2006 Qtr 4: 36.3921; 2007 Qtr 1: 0; 2007 Qtr 2: 0; 2007 Qtr 3: 0; 2007 Qtr 4: 0; 2008 Qtr 1: 0; 2008 Qtr 2: 0; 2008 Qtr 3: 0; 2008 Qtr 4: 0 | 36.3921
0 | 234003-A/C - Reflective Window Film Inland |  | 7 | Commercial | 01-ALC-AllCommercial-Cooling | 0 |  |  |  |  | 3.12 | 2 | 0 | 0 | 0 | 1.12 | 15.27 |  | kWh | 0.0023 | 0 | Commercial |  | Annual | [5 empty] | 10 | 0.96 |  |  |  | 0 | 84 | 0 | 0 | 0 | 0 | 0 | 0 | 0 | 0 | 0 | 0 | 2006 Qtr 1: 0; 2006 Qtr 2: 0; 2006 Qtr 3: 0; 2006 Qtr 4: 84; 2007 Qtr 1: 0; 2007 Qtr 2: 0; 2007 Qtr 3: 0; 2007 Qtr 4: 0; 2008 Qtr 1: 0; 2008 Qtr 2: 0; 2008 Qtr 3: 0; 2008 Qtr 4: 0 | 84
0 | 234331-Premium T8 with T12 40 Watt Baseline - Tr2 |  | 7 | Commercial | 01-ALC-AllCommercial-IntLight | 0 |  |  |  |  | 13.9591 | 9.8923 | 0 | 0 | 0 | 4.0668 | 30.2404 |  | kWh | 0.0077953 | -0.049524 | Commercial |  | Annual | [5 empty] | 11 | 0.96 |  |  |  | 0 | 36.3921 | 0 | 0 | 0 | 0 | 0 | 0 | 0 | 0 | 0 | 0 | 2006 Qtr 1: 0; 2006 Qtr 2: 0; 2006 Qtr 3: 0; 2006 Qtr 4: 36.3921; 2007 Qtr 1: 0; 2007 Qtr 2: 0; 2007 Qtr 3: 0; 2007 Qtr 4: 0; 2008 Qtr 1: 0; 2008 Qtr 2: 0; 2008 Qtr 3: 0; 2008 Qtr 4: 0 | 36.3921
0 | 234304-Lighting-Remove 4 Ft Lamp (De-Lamp) - Tr2 | COFL00AVDEL01 | 7 | Commercial | 01-ALC-AllCommercial-IntLight | 0 |  |  |  |  | 28.2538 | 12.3653 | 0 | 0 | 0 | 15.8885 | 97.3885 |  | kWh | 0.025105 | -0.15949 | Commercial |  | Annual | [5 empty] | 11 | 0.96 |  |  |  | 0 | 36.3921 | 0 | 0 | 0 | 0 | 0 | 0 | 0 | 0 | 0 | 0 | 2006 Qtr 1: 0; 2006 Qtr 2: 0; 2006 Qtr 3: 0; 2006 Qtr 4: 36.3921; 2007 Qtr 1: 0; 2007 Qtr 2: 0; 2007 Qtr 3: 0; 2007 Qtr 4: 0; 2008 Qtr 1: 0; 2008 Qtr 2: 0; 2008 Qtr 3: 0; 2008 Qtr 4: 0 | 36.3921
0 | 234331-Premium T8 with T12 40 Watt Baseline - Tr2 |  | 7 | Commercial | 01-ALC-AllCommercial-IntLight | 0 |  |  |  |  | 13.9591 | 9.8923 | 0 | 0 | 0 | 4.0668 | 31.1202 |  | kWh | 0.0096442 | -0.050965 | Commercial |  | Annual | [5 empty] | 11 | 0.96 |  |  |  | 0 | 27.2941 | 0 | 0 | 0 | 0 | 0 | 0 | 0 | 0 | 0 | 0 | 2006 Qtr 1: 0; 2006 Qtr 2: 0; 2006 Qtr 3: 0; 2006 Qtr 4: 27.2941; 2007 Qtr 1: 0; 2007 Qtr 2: 0; 2007 Qtr 3: 0; 2007 Qtr 4: 0; 2008 Qtr 1: 0; 2008 Qtr 2: 0; 2008 Qtr 3: 0; 2008 Qtr 4: 0 | 27.2941
0 | 234304-Lighting-Remove 4 Ft Lamp (De-Lamp) - Tr2 | COFL00AVDEL01 | 7 | Commercial | 01-ALC-AllCommercial-IntLight | 0 |  |  |  |  | 28.2538 | 12.3653 | 0 | 0 | 0 | 15.8885 | 100.2216 |  | kWh | 0.031059 | -0.16413 | Commercial |  | Annual | [5 empty] | 11 | 0.96 |  |  |  | 0 | 27.2941 | 0 | 0 | 0 | 0 | 0 | 0 | 0 | 0 | 0 | 0 | 2006 Qtr 1: 0; 2006 Qtr 2: 0; 2006 Qtr 3: 0; 2006 Qtr 4: 27.2941; 2007 Qtr 1: 0; 2007 Qtr 2: 0; 2007 Qtr 3: 0; 2007 Qtr 4: 0; 2008 Qtr 1: 0; 2008 Qtr 2: 0; 2008 Qtr 3: 0; 2008 Qtr 4: 0 | 27.2941
0 | 234148-Premium T8 with T12 40 Watt Baseline |  | 7 | Commercial | 14-MLI-Manufacturing–LightIndustry-LIGHT | 0 |  |  |  |  | 13.9591 | 13.1897 | 0 | 0 | 0 | 0.7694 | 64.9241 |  | kWh | 0.020063 | -0.083941 | Commercial |  | Annual | [5 empty] | 11 | 0.96 |  |  |  | 0 | 7.2784 | 0 | 0 | 0 | 0 | 0 | 0 | 0 | 0 | 0 | 0 | 2006 Qtr 1: 0; 2006 Qtr 2: 0; 2006 Qtr 3: 0; 2006 Qtr 4: 7.2784; 2007 Qtr 1: 0; 2007 Qtr 2: 0; 2007 Qtr 3: 0; 2007 Qtr 4: 0; 2008 Qtr 1: 0; 2008 Qtr 2: 0; 2008 Qtr 3: 0; 2008 Qtr 4: 0 | 7.2784
0 | 234053-Lighting-Remove 4 Ft Lamp (De-Lamp) | COFL00AVDEL01 | 7 | Commercial | 14-MLI-Manufacturing–LightIndustry-LIGHT | 0 |  |  |  |  | 28.2538 | 16.4871 | 0 | 0 | 0 | 11.7667 | 100.2037 |  | kWh | 0.030965 | -0.12955 | Commercial |  | Annual | [5 empty] | 11 | 0.96 |  |  |  | 0 | 7.2784 | 0 | 0 | 0 | 0 | 0 | 0 | 0 | 0 | 0 | 0 | 2006 Qtr 1: 0; 2006 Qtr 2: 0; 2006 Qtr 3: 0; 2006 Qtr 4: 7.2784; 2007 Qtr 1: 0; 2007 Qtr 2: 0; 2007 Qtr 3: 0; 2007 Qtr 4: 0; 2008 Qtr 1: 0; 2008 Qtr 2: 0; 2008 Qtr 3: 0; 2008 Qtr 4: 0 | 7.2784
0 | 234148-Premium T8 with T12 40 Watt Baseline |  | 7 | Commercial | 14-MLI-Manufacturing–LightIndustry-LIGHT | 0 |  |  |  |  | 13.9591 | 13.1897 | 0 | 0 | 0 | 0.7694 | 64.9241 |  | kWh | 0.020063 | -0.083941 | Commercial |  | Annual | [5 empty] | 11 | 0.96 |  |  |  | 0 | 7.2784 | 0 | 0 | 0 | 0 | 0 | 0 | 0 | 0 | 0 | 0 | 2006 Qtr 1: 0; 2006 Qtr 2: 0; 2006 Qtr 3: 0; 2006 Qtr 4: 7.2784; 2007 Qtr 1: 0; 2007 Qtr 2: 0; 2007 Qtr 3: 0; 2007 Qtr 4: 0; 2008 Qtr 1: 0; 2008 Qtr 2: 0; 2008 Qtr 3: 0; 2008 Qtr 4: 0 | 7.2784
0 | 234053-Lighting-Remove 4 Ft Lamp (De-Lamp) | COFL00AVDEL01 | 7 | Commercial | 14-MLI-Manufacturing–LightIndustry-LIGHT | 0 |  |  |  |  | 28.2538 | 16.4871 | 0 | 0 | 0 | 11.7667 | 100.2037 |  | kWh | 0.030965 | -0.12955 | Commercial |  | Annual | [5 empty] | 11 | 0.96 |  |  |  | 0 | 7.2784 | 0 | 0 | 0 | 0 | 0 | 0 | 0 | 0 | 0 | 0 | 2006 Qtr 1: 0; 2006 Qtr 2: 0; 2006 Qtr 3: 0; 2006 Qtr 4: 7.2784; 2007 Qtr 1: 0; 2007 Qtr 2: 0; 2007 Qtr 3: 0; 2007 Qtr 4: 0; 2008 Qtr 1: 0; 2008 Qtr 2: 0; 2008 Qtr 3: 0; 2008 Qtr 4: 0 | 7.2784
0 | 234331-Premium T8 with T12 40 Watt Baseline - Tr2 |  | 7 | Commercial | 01-ALC-AllCommercial-IntLight | 0 |  |  |  |  | 13.9591 | 9.8923 | 0 | 0 | 0 | 4.0668 | 35.8564 |  | kWh | 0.010832 | -0.058721 | Commercial |  | Annual | [5 empty] | 11 | 0.96 |  |  |  | 0 | 18.196 | 0 | 0 | 0 | 0 | 0 | 0 | 0 | 0 | 0 | 0 | 2006 Qtr 1: 0; 2006 Qtr 2: 0; 2006 Qtr 3: 0; 2006 Qtr 4: 18.196; 2007 Qtr 1: 0; 2007 Qtr 2: 0; 2007 Qtr 3: 0; 2007 Qtr 4: 0; 2008 Qtr 1: 0; 2008 Qtr 2: 0; 2008 Qtr 3: 0; 2008 Qtr 4: 0 | 18.196
0 | 234304-Lighting-Remove 4 Ft Lamp (De-Lamp) - Tr2 | COFL00AVDEL01 | 7 | Commercial | 01-ALC-AllCommercial-IntLight | 0 |  |  |  |  | 28.2538 | 12.3653 | 0 | 0 | 0 | 15.8885 | 115.4744 |  | kWh | 0.034885 | -0.18911 | Commercial |  | Annual | [5 empty] | 11 | 0.96 |  |  |  | 0 | 18.196 | 0 | 0 | 0 | 0 | 0 | 0 | 0 | 0 | 0 | 0 | 2006 Qtr 1: 0; 2006 Qtr 2: 0; 2006 Qtr 3: 0; 2006 Qtr 4: 18.196; 2007 Qtr 1: 0; 2007 Qtr 2: 0; 2007 Qtr 3: 0; 2007 Qtr 4: 0; 2008 Qtr 1: 0; 2008 Qtr 2: 0; 2008 Qtr 3: 0; 2008 Qtr 4: 0 | 18.196
0 | 234330-Premium T8 with T12 40 Watt Baseline - Tr1 |  | 10 | Commercial | 01-ALC-AllCommercial-IntLight | 0 |  |  |  |  | 13.9589 | 13.1897 | 0 | 0 | 0 | 0.76922 | 65.4159 |  | kWh | 0.012906 | -0.10713 | Commercial |  | Annual | [5 empty] | 11 | 0.96 |  |  |  | 0 | 14.5568 | 0 | 0 | 0 | 0 | 0 | 0 | 0 | 0 | 0 | 0 | 2006 Qtr 1: 0; 2006 Qtr 2: 0; 2006 Qtr 3: 0; 2006 Qtr 4: 14.5568; 2007 Qtr 1: 0; 2007 Qtr 2: 0; 2007 Qtr 3: 0; 2007 Qtr 4: 0; 2008 Qtr 1: 0; 2008 Qtr 2: 0; 2008 Qtr 3: 0; 2008 Qtr 4: 0 | 14.5568
0 | 234303-Lighting-Remove 4 Ft Lamp (De-Lamp) - Tr1 | COFL00AVDEL01 | 10 | Commercial | 01-ALC-AllCommercial-IntLight | 0 |  |  |  |  | 28.2518 | 16.4871 | 0 | 0 | 0 | 11.7647 | 217.5212 |  | kWh | 0.042914 | -0.35623 | Commercial |  | Annual | [5 empty] | 11 | 0.96 |  |  |  | 0 | 14.5568 | 0 | 0 | 0 | 0 | 0 | 0 | 0 | 0 | 0 | 0 | 2006 Qtr 1: 0; 2006 Qtr 2: 0; 2006 Qtr 3: 0; 2006 Qtr 4: 14.5568; 2007 Qtr 1: 0; 2007 Qtr 2: 0; 2007 Qtr 3: 0; 2007 Qtr 4: 0; 2008 Qtr 1: 0; 2008 Qtr 2: 0; 2008 Qtr 3: 0; 2008 Qtr 4: 0 | 14.5568
0 | 234330-Premium T8 with T12 40 Watt Baseline - Tr1 |  | 10 | Commercial | 01-ALC-AllCommercial-IntLight | 0 |  |  |  |  | 13.9589 | 13.1897 | 0 | 0 | 0 | 0.76922 | 40.547 |  | kWh | 0.0073476 | -0.066403 | Commercial |  | Annual | [5 empty] | 11 | 0.96 |  |  |  | 0 | 23.6549 | 0 | 0 | 0 | 0 | 0 | 0 | 0 | 0 | 0 | 0 | 2006 Qtr 1: 0; 2006 Qtr 2: 0; 2006 Qtr 3: 0; 2006 Qtr 4: 23.6549; 2007 Qtr 1: 0; 2007 Qtr 2: 0; 2007 Qtr 3: 0; 2007 Qtr 4: 0; 2008 Qtr 1: 0; 2008 Qtr 2: 0; 2008 Qtr 3: 0; 2008 Qtr 4: 0 | 23.6549
0 | 234303-Lighting-Remove 4 Ft Lamp (De-Lamp) - Tr1 | COFL00AVDEL01 | 10 | Commercial | 01-ALC-AllCommercial-IntLight | 0 |  |  |  |  | 28.2518 | 16.4871 | 0 | 0 | 0 | 11.7647 | 134.827 |  | kWh | 0.024432 | -0.2208 | Commercial |  | Annual | [5 empty] | 11 | 0.96 |  |  |  | 0 | 23.6549 | 0 | 0 | 0 | 0 | 0 | 0 | 0 | 0 | 0 | 0 | 2006 Qtr 1: 0; 2006 Qtr 2: 0; 2006 Qtr 3: 0; 2006 Qtr 4: 23.6549; 2007 Qtr 1: 0; 2007 Qtr 2: 0; 2007 Qtr 3: 0; 2007 Qtr 4: 0; 2008 Qtr 1: 0; 2008 Qtr 2: 0; 2008 Qtr 3: 0; 2008 Qtr 4: 0 | 23.6549
0 | 234331-Premium T8 with T12 40 Watt Baseline - Tr2 |  | 10 | Commercial | 01-ALC-AllCommercial-IntLight | 0 |  |  |  |  | 13.9591 | 9.8923 | 0 | 0 | 0 | 4.0668 | 67.5433 |  | kWh | 0.013325 | -0.11061 | Commercial |  | Annual | [5 empty] | 11 | 0.96 |  |  |  | 0 | 14.5568 | 0 | 0 | 0 | 0 | 0 | 0 | 0 | 0 | 0 | 0 | 2006 Qtr 1: 0; 2006 Qtr 2: 0; 2006 Qtr 3: 0; 2006 Qtr 4: 14.5568; 2007 Qtr 1: 0; 2007 Qtr 2: 0; 2007 Qtr 3: 0; 2007 Qtr 4: 0; 2008 Qtr 1: 0; 2008 Qtr 2: 0; 2008 Qtr 3: 0; 2008 Qtr 4: 0 | 14.5568
0 | 234304-Lighting-Remove 4 Ft Lamp (De-Lamp) - Tr2 | COFL00AVDEL01 | 10 | Commercial | 01-ALC-AllCommercial-IntLight | 0 |  |  |  |  | 28.2538 | 12.3653 | 0 | 0 | 0 | 15.8885 | 217.5212 |  | kWh | 0.042914 | -0.35623 | Commercial |  | Annual | [5 empty] | 11 | 0.96 |  |  |  | 0 | 14.5568 | 0 | 0 | 0 | 0 | 0 | 0 | 0 | 0 | 0 | 0 | 2006 Qtr 1: 0; 2006 Qtr 2: 0; 2006 Qtr 3: 0; 2006 Qtr 4: 14.5568; 2007 Qtr 1: 0; 2007 Qtr 2: 0; 2007 Qtr 3: 0; 2007 Qtr 4: 0; 2008 Qtr 1: 0; 2008 Qtr 2: 0; 2008 Qtr 3: 0; 2008 Qtr 4: 0 | 14.5568
0 | 234331-Premium T8 with T12 40 Watt Baseline - Tr2 |  | 10 | Commercial | 01-ALC-AllCommercial-IntLight | 0 |  |  |  |  | 13.9591 | 9.8923 | 0 | 0 | 0 | 4.0668 | 39.8036 |  | kWh | 0.012793 | -0.065186 | Commercial |  | Annual | [5 empty] | 11 | 0.96 |  |  |  | 0 | 38.2117 | 0 | 0 | 0 | 0 | 0 | 0 | 0 | 0 | 0 | 0 | 2006 Qtr 1: 0; 2006 Qtr 2: 0; 2006 Qtr 3: 0; 2006 Qtr 4: 38.2117; 2007 Qtr 1: 0; 2007 Qtr 2: 0; 2007 Qtr 3: 0; 2007 Qtr 4: 0; 2008 Qtr 1: 0; 2008 Qtr 2: 0; 2008 Qtr 3: 0; 2008 Qtr 4: 0 | 38.2117
0 | 234304-Lighting-Remove 4 Ft Lamp (De-Lamp) - Tr2 | COFL00AVDEL01 | 10 | Commercial | 01-ALC-AllCommercial-IntLight | 0 |  |  |  |  | 28.2538 | 12.3653 | 0 | 0 | 0 | 15.8885 | 128.1864 |  | kWh | 0.0412 | -0.20993 | Commercial |  | Annual | [5 empty] | 11 | 0.96 |  |  |  | 0 | 38.2117 | 0 | 0 | 0 | 0 | 0 | 0 | 0 | 0 | 0 | 0 | 2006 Qtr 1: 0; 2006 Qtr 2: 0; 2006 Qtr 3: 0; 2006 Qtr 4: 38.2117; 2007 Qtr 1: 0; 2007 Qtr 2: 0; 2007 Qtr 3: 0; 2007 Qtr 4: 0; 2008 Qtr 1: 0; 2008 Qtr 2: 0; 2008 Qtr 3: 0; 2008 Qtr 4: 0 | 38.2117
0 | 234331-Premium T8 with T12 40 Watt Baseline - Tr2 |  | 10 | Commercial | 01-ALC-AllCommercial-IntLight | 0 |  |  |  |  | 13.9591 | 9.8923 | 0 | 0 | 0 | 4.0668 | 50.7543 |  | kWh | 0.010192 | -0.083119 | Commercial |  | Annual | [5 empty] | 11 | 0.96 |  |  |  | 0 | 32.7529 | 0 | 0 | 0 | 0 | 0 | 0 | 0 | 0 | 0 | 0 | 2006 Qtr 1: 0; 2006 Qtr 2: 0; 2006 Qtr 3: 0; 2006 Qtr 4: 32.7529; 2007 Qtr 1: 0; 2007 Qtr 2: 0; 2007 Qtr 3: 0; 2007 Qtr 4: 0; 2008 Qtr 1: 0; 2008 Qtr 2: 0; 2008 Qtr 3: 0; 2008 Qtr 4: 0 | 32.7529
0 | 234304-Lighting-Remove 4 Ft Lamp (De-Lamp) - Tr2 | COFL00AVDEL01 | 10 | Commercial | 01-ALC-AllCommercial-IntLight | 0 |  |  |  |  | 28.2538 | 12.3653 | 0 | 0 | 0 | 15.8885 | 163.4528 |  | kWh | 0.032823 | -0.26768 | Commercial |  | Annual | [5 empty] | 11 | 0.96 |  |  |  | 0 | 32.7529 | 0 | 0 | 0 | 0 | 0 | 0 | 0 | 0 | 0 | 0 | 2006 Qtr 1: 0; 2006 Qtr 2: 0; 2006 Qtr 3: 0; 2006 Qtr 4: 32.7529; 2007 Qtr 1: 0; 2007 Qtr 2: 0; 2007 Qtr 3: 0; 2007 Qtr 4: 0; 2008 Qtr 1: 0; 2008 Qtr 2: 0; 2008 Qtr 3: 0; 2008 Qtr 4: 0 | 32.7529
0 | 234330-Premium T8 with T12 40 Watt Baseline - Tr1 |  | 7 | Commercial | 01-ALC-AllCommercial-IntLight | 0 |  |  |  |  | 13.9589 | 13.1897 | 0 | 0 | 0 | 0.76922 | 34.727 |  | kWh | 0.010491 | -0.056872 | Commercial |  | Annual | [5 empty] | 11 | 0.96 |  |  |  | 0 | 116.4547 | 0 | 0 | 0 | 0 | 0 | 0 | 0 | 0 | 0 | 0 | 2006 Qtr 1: 0; 2006 Qtr 2: 0; 2006 Qtr 3: 0; 2006 Qtr 4: 116.4547; 2007 Qtr 1: 0; 2007 Qtr 2: 0; 2007 Qtr 3: 0; 2007 Qtr 4: 0; 2008 Qtr 1: 0; 2008 Qtr 2: 0; 2008 Qtr 3: 0; 2008 Qtr 4: 0 | 116.4547
0 | 234303-Lighting-Remove 4 Ft Lamp (De-Lamp) - Tr1 | COFL00AVDEL01 | 7 | Commercial | 01-ALC-AllCommercial-IntLight | 0 |  |  |  |  | 28.2518 | 16.4871 | 0 | 0 | 0 | 11.7647 | 115.4744 |  | kWh | 0.034885 | -0.18911 | Commercial |  | Annual | [5 empty] | 11 | 0.96 |  |  |  | 0 | 116.4547 | 0 | 0 | 0 | 0 | 0 | 0 | 0 | 0 | 0 | 0 | 2006 Qtr 1: 0; 2006 Qtr 2: 0; 2006 Qtr 3: 0; 2006 Qtr 4: 116.4547; 2007 Qtr 1: 0; 2007 Qtr 2: 0; 2007 Qtr 3: 0; 2007 Qtr 4: 0; 2008 Qtr 1: 0; 2008 Qtr 2: 0; 2008 Qtr 3: 0; 2008 Qtr 4: 0 | 116.4547
0 | 234331-Premium T8 with T12 40 Watt Baseline - Tr2 |  | 7 | Commercial | 01-ALC-AllCommercial-IntLight | 0 |  |  |  |  | 13.9591 | 9.8923 | 0 | 0 | 0 | 4.0668 | 39.8036 |  | kWh | 0.012793 | -0.065186 | Commercial |  | Annual | [5 empty] | 11 | 0.96 |  |  |  | 0 | 27.2941 | 0 | 0 | 0 | 0 | 0 | 0 | 0 | 0 | 0 | 0 | 2006 Qtr 1: 0; 2006 Qtr 2: 0; 2006 Qtr 3: 0; 2006 Qtr 4: 27.2941; 2007 Qtr 1: 0; 2007 Qtr 2: 0; 2007 Qtr 3: 0; 2007 Qtr 4: 0; 2008 Qtr 1: 0; 2008 Qtr 2: 0; 2008 Qtr 3: 0; 2008 Qtr 4: 0 | 27.2941
0 | 234084-Refrigeration -Cooler/Freezer Door Gaskets - Solid Doors: Cooler |  | 7 | Commercial | 01-ALC-AllCommercial-Refrig | 0 |  |  |  |  | 4 | 4 | 0 | 0 | 0 | 0 | 104.55 |  | kWh | 0.01195 | 0 | Commercial |  | Annual | [5 empty] | 4 | 0.96 |  |  |  | 0 | 164 | 0 | 0 | 0 | 0 | 0 | 0 | 0 | 0 | 0 | 0 | 2006 Qtr 1: 0; 2006 Qtr 2: 0; 2006 Qtr 3: 0; 2006 Qtr 4: 164; 2007 Qtr 1: 0; 2007 Qtr 2: 0; 2007 Qtr 3: 0; 2007 Qtr 4: 0; 2008 Qtr 1: 0; 2008 Qtr 2: 0; 2008 Qtr 3: 0; 2008 Qtr 4: 0 | 164
0 | 234083-Refrigeration -Cooler/Freezer Door Gaskets - Glass Doors |  | 7 | Commercial | 01-ALC-AllCommercial-Refrig | 0 |  |  |  |  | 3.9999 | 4 | 0 | 0 | 0 | -5.535e-05 | 104.55 |  | kWh | 0.01195 | 0 | Commercial |  | Annual | [5 empty] | 4 | 0.96 |  |  |  | 0 | 9 | 0 | 0 | 0 | 0 | 0 | 0 | 0 | 0 | 0 | 0 | 2006 Qtr 1: 0; 2006 Qtr 2: 0; 2006 Qtr 3: 0; 2006 Qtr 4: 9; 2007 Qtr 1: 0; 2007 Qtr 2: 0; 2007 Qtr 3: 0; 2007 Qtr 4: 0; 2008 Qtr 1: 0; 2008 Qtr 2: 0; 2008 Qtr 3: 0; 2008 Qtr 4: 0 | 9
0 | 234330-Premium T8 with T12 40 Watt Baseline - Tr1 |  | 7 | Commercial | 01-ALC-AllCommercial-IntLight | 0 |  |  |  |  | 13.9589 | 9.8923 | 0 | 0 | 0 | 4.0666 | 30.14 |  | kWh | 0.0093405 | -0.04936 | Commercial |  | Annual | [5 empty] | 11 | 0.96 |  |  |  | 0 | 36.3921 | 0 | 0 | 0 | 0 | 0 | 0 | 0 | 0 | 0 | 0 | 2006 Qtr 1: 0; 2006 Qtr 2: 0; 2006 Qtr 3: 0; 2006 Qtr 4: 36.3921; 2007 Qtr 1: 0; 2007 Qtr 2: 0; 2007 Qtr 3: 0; 2007 Qtr 4: 0; 2008 Qtr 1: 0; 2008 Qtr 2: 0; 2008 Qtr 3: 0; 2008 Qtr 4: 0 | 36.3921
0 | 234303-Lighting-Remove 4 Ft Lamp (De-Lamp) - Tr1 | COFL00AVDEL01 | 7 | Commercial | 01-ALC-AllCommercial-IntLight | 0 |  |  |  |  | 28.2518 | 12.3653 | 0 | 0 | 0 | 15.8864 | 100.2216 |  | kWh | 0.031059 | -0.16413 | Commercial |  | Annual | [5 empty] | 11 | 0.96 |  |  |  | 0 | 36.3921 | 0 | 0 | 0 | 0 | 0 | 0 | 0 | 0 | 0 | 0 | 2006 Qtr 1: 0; 2006 Qtr 2: 0; 2006 Qtr 3: 0; 2006 Qtr 4: 36.3921; 2007 Qtr 1: 0; 2007 Qtr 2: 0; 2007 Qtr 3: 0; 2007 Qtr 4: 0; 2008 Qtr 1: 0; 2008 Qtr 2: 0; 2008 Qtr 3: 0; 2008 Qtr 4: 0 | 36.3921
0 | 234330-Premium T8 with T12 40 Watt Baseline - Tr1 |  | 7 | Commercial | 01-ALC-AllCommercial-IntLight | 0 |  |  |  |  | 13.9589 | 13.1897 | 0 | 0 | 0 | 0.76922 | 38.5499 |  | kWh | 0.01239 | -0.063133 | Commercial |  | Annual | [5 empty] | 11 | 0.96 |  |  |  | 0 | 14.5568 | 0 | 0 | 0 | 0 | 0 | 0 | 0 | 0 | 0 | 0 | 2006 Qtr 1: 0; 2006 Qtr 2: 0; 2006 Qtr 3: 0; 2006 Qtr 4: 14.5568; 2007 Qtr 1: 0; 2007 Qtr 2: 0; 2007 Qtr 3: 0; 2007 Qtr 4: 0; 2008 Qtr 1: 0; 2008 Qtr 2: 0; 2008 Qtr 3: 0; 2008 Qtr 4: 0 | 14.5568
0 | 234303-Lighting-Remove 4 Ft Lamp (De-Lamp) - Tr1 | COFL00AVDEL01 | 7 | Commercial | 01-ALC-AllCommercial-IntLight | 0 |  |  |  |  | 28.2518 | 16.4871 | 0 | 0 | 0 | 11.7647 | 128.1864 |  | kWh | 0.0412 | -0.20993 | Commercial |  | Annual | [5 empty] | 11 | 0.96 |  |  |  | 0 | 14.5568 | 0 | 0 | 0 | 0 | 0 | 0 | 0 | 0 | 0 | 0 | 2006 Qtr 1: 0; 2006 Qtr 2: 0; 2006 Qtr 3: 0; 2006 Qtr 4: 14.5568; 2007 Qtr 1: 0; 2007 Qtr 2: 0; 2007 Qtr 3: 0; 2007 Qtr 4: 0; 2008 Qtr 1: 0; 2008 Qtr 2: 0; 2008 Qtr 3: 0; 2008 Qtr 4: 0 | 14.5568
0 | 234328-Premium T8 with T12 34Watt Baseline - Tr2 |  | 10 | Commercial | 01-ALC-AllCommercial-IntLight | 0 |  |  |  |  | 13.9591 | 6.8696 | 0 | 0 | 0 | 7.0895 | 28.6698 |  | kWh | 0.0088848 | -0.046952 | Commercial |  | Annual | [5 empty] | 11 | 0.96 |  |  |  | 0 | 145.5683 | 0 | 0 | 0 | 0 | 0 | 0 | 0 | 0 | 0 | 0 | 2006 Qtr 1: 0; 2006 Qtr 2: 0; 2006 Qtr 3: 0; 2006 Qtr 4: 145.5683; 2007 Qtr 1: 0; 2007 Qtr 2: 0; 2007 Qtr 3: 0; 2007 Qtr 4: 0; 2008 Qtr 1: 0; 2008 Qtr 2: 0; 2008 Qtr 3: 0; 2008 Qtr 4: 0 | 145.5683
0 | 234304-Lighting-Remove 4 Ft Lamp (De-Lamp) - Tr2 | COFL00AVDEL01 | 10 | Commercial | 01-ALC-AllCommercial-IntLight | 0 |  |  |  |  | 28.2538 | 12.3653 | 0 | 0 | 0 | 15.8885 | 100.2216 |  | kWh | 0.031059 | -0.16413 | Commercial |  | Annual | [5 empty] | 11 | 0.96 |  |  |  | 0 | 145.5683 | 0 | 0 | 0 | 0 | 0 | 0 | 0 | 0 | 0 | 0 | 2006 Qtr 1: 0; 2006 Qtr 2: 0; 2006 Qtr 3: 0; 2006 Qtr 4: 145.5683; 2007 Qtr 1: 0; 2007 Qtr 2: 0; 2007 Qtr 3: 0; 2007 Qtr 4: 0; 2008 Qtr 1: 0; 2008 Qtr 2: 0; 2008 Qtr 3: 0; 2008 Qtr 4: 0 | 145.5683
0 | 234330-Premium T8 with T12 40 Watt Baseline - Tr1 |  | 10 | Commercial | 01-ALC-AllCommercial-IntLight | 0 |  |  |  |  | 13.9589 | 13.1897 | 0 | 0 | 0 | 0.76922 | 65.4159 |  | kWh | 0.012906 | -0.10713 | Commercial |  | Annual | [5 empty] | 11 | 0.96 |  |  |  | 0 | 50.9489 | 0 | 0 | 0 | 0 | 0 | 0 | 0 | 0 | 0 | 0 | 2006 Qtr 1: 0; 2006 Qtr 2: 0; 2006 Qtr 3: 0; 2006 Qtr 4: 50.9489; 2007 Qtr 1: 0; 2007 Qtr 2: 0; 2007 Qtr 3: 0; 2007 Qtr 4: 0; 2008 Qtr 1: 0; 2008 Qtr 2: 0; 2008 Qtr 3: 0; 2008 Qtr 4: 0 | 50.9489
0 | 234330-Premium T8 with T12 40 Watt Baseline - Tr1 |  | 10 | Commercial | 01-ALC-AllCommercial-IntLight | 0 |  |  |  |  | 13.9589 | 13.1897 | 0 | 0 | 0 | 0.76922 | 40.547 |  | kWh | 0.0073476 | -0.066403 | Commercial |  | Annual | [5 empty] | 11 | 0.96 |  |  |  | 0 | 16.3764 | 0 | 0 | 0 | 0 | 0 | 0 | 0 | 0 | 0 | 0 | 2006 Qtr 1: 0; 2006 Qtr 2: 0; 2006 Qtr 3: 0; 2006 Qtr 4: 16.3764; 2007 Qtr 1: 0; 2007 Qtr 2: 0; 2007 Qtr 3: 0; 2007 Qtr 4: 0; 2008 Qtr 1: 0; 2008 Qtr 2: 0; 2008 Qtr 3: 0; 2008 Qtr 4: 0 | 16.3764
0 | 234303-Lighting-Remove 4 Ft Lamp (De-Lamp) - Tr1 | COFL00AVDEL01 | 10 | Commercial | 01-ALC-AllCommercial-IntLight | 0 |  |  |  |  | 28.2518 | 16.4871 | 0 | 0 | 0 | 11.7647 | 134.827 |  | kWh | 0.024432 | -0.2208 | Commercial |  | Annual | [5 empty] | 11 | 0.96 |  |  |  | 0 | 16.3764 | 0 | 0 | 0 | 0 | 0 | 0 | 0 | 0 | 0 | 0 | 2006 Qtr 1: 0; 2006 Qtr 2: 0; 2006 Qtr 3: 0; 2006 Qtr 4: 16.3764; 2007 Qtr 1: 0; 2007 Qtr 2: 0; 2007 Qtr 3: 0; 2007 Qtr 4: 0; 2008 Qtr 1: 0; 2008 Qtr 2: 0; 2008 Qtr 3: 0; 2008 Qtr 4: 0 | 16.3764
0 | 234331-Premium T8 with T12 40 Watt Baseline - Tr2 |  | 7 | Commercial | 01-ALC-AllCommercial-IntLight | 0 |  |  |  |  | 13.9591 | 9.8923 | 0 | 0 | 0 | 4.0668 | 35.8564 |  | kWh | 0.010832 | -0.058721 | Commercial |  | Annual | [5 empty] | 11 | 0.96 |  |  |  | 0 | 47.3097 | 0 | 0 | 0 | 0 | 0 | 0 | 0 | 0 | 0 | 0 | 2006 Qtr 1: 0; 2006 Qtr 2: 0; 2006 Qtr 3: 0; 2006 Qtr 4: 47.3097; 2007 Qtr 1: 0; 2007 Qtr 2: 0; 2007 Qtr 3: 0; 2007 Qtr 4: 0; 2008 Qtr 1: 0; 2008 Qtr 2: 0; 2008 Qtr 3: 0; 2008 Qtr 4: 0 | 47.3097
0 | 234304-Lighting-Remove 4 Ft Lamp (De-Lamp) - Tr2 | COFL00AVDEL01 | 7 | Commercial | 01-ALC-AllCommercial-IntLight | 0 |  |  |  |  | 28.2538 | 12.3653 | 0 | 0 | 0 | 15.8885 | 115.4744 |  | kWh | 0.034885 | -0.18911 | Commercial |  | Annual | [5 empty] | 11 | 0.96 |  |  |  | 0 | 47.3097 | 0 | 0 | 0 | 0 | 0 | 0 | 0 | 0 | 0 | 0 | 2006 Qtr 1: 0; 2006 Qtr 2: 0; 2006 Qtr 3: 0; 2006 Qtr 4: 47.3097; 2007 Qtr 1: 0; 2007 Qtr 2: 0; 2007 Qtr 3: 0; 2007 Qtr 4: 0; 2008 Qtr 1: 0; 2008 Qtr 2: 0; 2008 Qtr 3: 0; 2008 Qtr 4: 0 | 47.3097
0 | 234330-Premium T8 with T12 40 Watt Baseline - Tr1 |  | 7 | Commercial | 01-ALC-AllCommercial-IntLight | 0 |  |  |  |  | 13.9589 | 13.1897 | 0 | 0 | 0 | 0.76922 | 65.4159 |  | kWh | 0.012906 | -0.10713 | Commercial |  | Annual | [5 empty] | 11 | 0.96 |  |  |  | 0 | 25.4745 | 0 | 0 | 0 | 0 | 0 | 0 | 0 | 0 | 0 | 0 | 2006 Qtr 1: 0; 2006 Qtr 2: 0; 2006 Qtr 3: 0; 2006 Qtr 4: 25.4745; 2007 Qtr 1: 0; 2007 Qtr 2: 0; 2007 Qtr 3: 0; 2007 Qtr 4: 0; 2008 Qtr 1: 0; 2008 Qtr 2: 0; 2008 Qtr 3: 0; 2008 Qtr 4: 0 | 25.4745
0 | 234330-Premium T8 with T12 40 Watt Baseline - Tr1 |  | 7 | Commercial | 01-ALC-AllCommercial-IntLight | 0 |  |  |  |  | 13.9589 | 13.1897 | 0 | 0 | 0 | 0.76922 | 34.727 |  | kWh | 0.010491 | -0.056872 | Commercial |  | Annual | [5 empty] | 11 | 0.96 |  |  |  | 0 | 16.3764 | 0 | 0 | 0 | 0 | 0 | 0 | 0 | 0 | 0 | 0 | 2006 Qtr 1: 0; 2006 Qtr 2: 0; 2006 Qtr 3: 0; 2006 Qtr 4: 16.3764; 2007 Qtr 1: 0; 2007 Qtr 2: 0; 2007 Qtr 3: 0; 2007 Qtr 4: 0; 2008 Qtr 1: 0; 2008 Qtr 2: 0; 2008 Qtr 3: 0; 2008 Qtr 4: 0 | 16.3764
0 | 234303-Lighting-Remove 4 Ft Lamp (De-Lamp) - Tr1 | COFL00AVDEL01 | 7 | Commercial | 01-ALC-AllCommercial-IntLight | 0 |  |  |  |  | 28.2518 | 16.4871 | 0 | 0 | 0 | 11.7647 | 115.4744 |  | kWh | 0.034885 | -0.18911 | Commercial |  | Annual | [5 empty] | 11 | 0.96 |  |  |  | 0 | 16.3764 | 0 | 0 | 0 | 0 | 0 | 0 | 0 | 0 | 0 | 0 | 2006 Qtr 1: 0; 2006 Qtr 2: 0; 2006 Qtr 3: 0; 2006 Qtr 4: 16.3764; 2007 Qtr 1: 0; 2007 Qtr 2: 0; 2007 Qtr 3: 0; 2007 Qtr 4: 0; 2008 Qtr 1: 0; 2008 Qtr 2: 0; 2008 Qtr 3: 0; 2008 Qtr 4: 0 | 16.3764
0 | 234330-Premium T8 with T12 40 Watt Baseline - Tr1 |  | 7 | Commercial | 01-ALC-AllCommercial-IntLight | 0 |  |  |  |  | 13.9589 | 13.1897 | 0 | 0 | 0 | 0.76922 | 34.727 |  | kWh | 0.010491 | -0.056872 | Commercial |  | Annual | [5 empty] | 11 | 0.96 |  |  |  | 0 | 38.2117 | 0 | 0 | 0 | 0 | 0 | 0 | 0 | 0 | 0 | 0 | 2006 Qtr 1: 0; 2006 Qtr 2: 0; 2006 Qtr 3: 0; 2006 Qtr 4: 38.2117; 2007 Qtr 1: 0; 2007 Qtr 2: 0; 2007 Qtr 3: 0; 2007 Qtr 4: 0; 2008 Qtr 1: 0; 2008 Qtr 2: 0; 2008 Qtr 3: 0; 2008 Qtr 4: 0 | 38.2117
0 | 234303-Lighting-Remove 4 Ft Lamp (De-Lamp) - Tr1 | COFL00AVDEL01 | 7 | Commercial | 01-ALC-AllCommercial-IntLight | 0 |  |  |  |  | 28.2518 | 16.4871 | 0 | 0 | 0 | 11.7647 | 115.4744 |  | kWh | 0.034885 | -0.18911 | Commercial |  | Annual | [5 empty] | 11 | 0.96 |  |  |  | 0 | 38.2117 | 0 | 0 | 0 | 0 | 0 | 0 | 0 | 0 | 0 | 0 | 2006 Qtr 1: 0; 2006 Qtr 2: 0; 2006 Qtr 3: 0; 2006 Qtr 4: 38.2117; 2007 Qtr 1: 0; 2007 Qtr 2: 0; 2007 Qtr 3: 0; 2007 Qtr 4: 0; 2008 Qtr 1: 0; 2008 Qtr 2: 0; 2008 Qtr 3: 0; 2008 Qtr 4: 0 | 38.2117
0 | 234330-Premium T8 with T12 40 Watt Baseline - Tr1 |  | 7 | Commercial | 01-ALC-AllCommercial-IntLight | 0 |  |  |  |  | 13.9589 | 13.1897 | 0 | 0 | 0 | 0.76922 | 40.547 |  | kWh | 0.0073476 | -0.066403 | Commercial |  | Annual | [5 empty] | 11 | 0.96 |  |  |  | 0 | 16.3764 | 0 | 0 | 0 | 0 | 0 | 0 | 0 | 0 | 0 | 0 | 2006 Qtr 1: 0; 2006 Qtr 2: 0; 2006 Qtr 3: 0; 2006 Qtr 4: 16.3764; 2007 Qtr 1: 0; 2007 Qtr 2: 0; 2007 Qtr 3: 0; 2007 Qtr 4: 0; 2008 Qtr 1: 0; 2008 Qtr 2: 0; 2008 Qtr 3: 0; 2008 Qtr 4: 0 | 16.3764
0 | 234303-Lighting-Remove 4 Ft Lamp (De-Lamp) - Tr1 | COFL00AVDEL01 | 7 | Commercial | 01-ALC-AllCommercial-IntLight | 0 |  |  |  |  | 28.2518 | 16.4871 | 0 | 0 | 0 | 11.7647 | 134.827 |  | kWh | 0.024432 | -0.2208 | Commercial |  | Annual | [5 empty] | 11 | 0.96 |  |  |  | 0 | 16.3764 | 0 | 0 | 0 | 0 | 0 | 0 | 0 | 0 | 0 | 0 | 2006 Qtr 1: 0; 2006 Qtr 2: 0; 2006 Qtr 3: 0; 2006 Qtr 4: 16.3764; 2007 Qtr 1: 0; 2007 Qtr 2: 0; 2007 Qtr 3: 0; 2007 Qtr 4: 0; 2008 Qtr 1: 0; 2008 Qtr 2: 0; 2008 Qtr 3: 0; 2008 Qtr 4: 0 | 16.3764
0 | 234331-Premium T8 with T12 40 Watt Baseline - Tr2 |  | 7 | Commercial | 01-ALC-AllCommercial-IntLight | 0 |  |  |  |  | 13.9591 | 9.8923 | 0 | 0 | 0 | 4.0668 | 33.1627 |  | kWh | 0.010675 | -0.05431 | Commercial |  | Annual | [5 empty] | 11 | 0.96 |  |  |  | 0 | 38.2117 | 0 | 0 | 0 | 0 | 0 | 0 | 0 | 0 | 0 | 0 | 2006 Qtr 1: 0; 2006 Qtr 2: 0; 2006 Qtr 3: 0; 2006 Qtr 4: 38.2117; 2007 Qtr 1: 0; 2007 Qtr 2: 0; 2007 Qtr 3: 0; 2007 Qtr 4: 0; 2008 Qtr 1: 0; 2008 Qtr 2: 0; 2008 Qtr 3: 0; 2008 Qtr 4: 0 | 38.2117
0 | 234304-Lighting-Remove 4 Ft Lamp (De-Lamp) - Tr2 | COFL00AVDEL01 | 7 | Commercial | 01-ALC-AllCommercial-IntLight | 0 |  |  |  |  | 28.2538 | 12.3653 | 0 | 0 | 0 | 15.8885 | 106.7995 |  | kWh | 0.03438 | -0.1749 | Commercial |  | Annual | [5 empty] | 11 | 0.96 |  |  |  | 0 | 38.2117 | 0 | 0 | 0 | 0 | 0 | 0 | 0 | 0 | 0 | 0 | 2006 Qtr 1: 0; 2006 Qtr 2: 0; 2006 Qtr 3: 0; 2006 Qtr 4: 38.2117; 2007 Qtr 1: 0; 2007 Qtr 2: 0; 2007 Qtr 3: 0; 2007 Qtr 4: 0; 2008 Qtr 1: 0; 2008 Qtr 2: 0; 2008 Qtr 3: 0; 2008 Qtr 4: 0 | 38.2117
0 | 234208-Lighting-8 Ft T-8 with Elec Ballast-Tr2 |  | 7 | Commercial | 01-ALC-AllCommercial-IntLight | 0 |  |  |  |  | 35.7165 | 16.4871 | 0 | 0 | 0 | 19.2294 | 26.8957 |  | kWh | 0.008658 | -0.044047 | Commercial |  | Annual | [5 empty] | 11 | 0.96 |  |  |  | 0 | 29.1137 | 0 | 0 | 0 | 0 | 0 | 0 | 0 | 0 | 0 | 0 | 2006 Qtr 1: 0; 2006 Qtr 2: 0; 2006 Qtr 3: 0; 2006 Qtr 4: 29.1137; 2007 Qtr 1: 0; 2007 Qtr 2: 0; 2007 Qtr 3: 0; 2007 Qtr 4: 0; 2008 Qtr 1: 0; 2008 Qtr 2: 0; 2008 Qtr 3: 0; 2008 Qtr 4: 0 | 29.1137
0 | 234307-Lighting-Remove 8 Ft Lamp (De-Lamp) - Tr2 | CRTL00AVDEL02 | 7 | Commercial | 01-ALC-AllCommercial-IntLight | 0 |  |  |  |  | 28.4684 | 16.4871 | 0 | 0 | 0 | 11.9813 | 176.2583 |  | kWh | 0.056739 | -0.28865 | Commercial |  | Annual | [5 empty] | 11 | 0.96 |  |  |  | 0 | 29.1137 | 0 | 0 | 0 | 0 | 0 | 0 | 0 | 0 | 0 | 0 | 2006 Qtr 1: 0; 2006 Qtr 2: 0; 2006 Qtr 3: 0; 2006 Qtr 4: 29.1137; 2007 Qtr 1: 0; 2007 Qtr 2: 0; 2007 Qtr 3: 0; 2007 Qtr 4: 0; 2008 Qtr 1: 0; 2008 Qtr 2: 0; 2008 Qtr 3: 0; 2008 Qtr 4: 0 | 29.1137
0 | 234126-Refrigeration - Efficient Evap Fan Motor Electronically Commutated Motor (ECM) | Averaged DEER Msrs | 7 | Commercial | 01-ALC-AllCommercial-Refrig | 0 |  |  |  |  | 6.7904 | 150 | 0 | 0 | 0 | -143.2096 | 116.369 |  | kWh | 0.015845 | -0.11528 | Commercial |  | Annual | [5 empty] | 15 | 0.96 |  |  |  | 0 | 3 | 0 | 0 | 0 | 0 | 0 | 0 | 0 | 0 | 0 | 0 | 2006 Qtr 1: 0; 2006 Qtr 2: 0; 2006 Qtr 3: 0; 2006 Qtr 4: 3; 2007 Qtr 1: 0; 2007 Qtr 2: 0; 2007 Qtr 3: 0; 2007 Qtr 4: 0; 2008 Qtr 1: 0; 2008 Qtr 2: 0; 2008 Qtr 3: 0; 2008 Qtr 4: 0 | 3
0 | 234126-Refrigeration - Efficient Evap Fan Motor Electronically Commutated Motor (ECM) | Averaged DEER Msrs | 7 | Commercial | 01-ALC-AllCommercial-Refrig | 0 |  |  |  |  | 6.7904 | 150 | 0 | 0 | 0 | -143.2096 | 116.369 |  | kWh | 0.015845 | -0.11528 | Commercial |  | Annual | [5 empty] | 15 | 0.96 |  |  |  | 0 | 10 | 0 | 0 | 0 | 0 | 0 | 0 | 0 | 0 | 0 | 0 | 2006 Qtr 1: 0; 2006 Qtr 2: 0; 2006 Qtr 3: 0; 2006 Qtr 4: 10; 2007 Qtr 1: 0; 2007 Qtr 2: 0; 2007 Qtr 3: 0; 2007 Qtr 4: 0; 2008 Qtr 1: 0; 2008 Qtr 2: 0; 2008 Qtr 3: 0; 2008 Qtr 4: 0 | 10
0 | 234331-Premium T8 with T12 40 Watt Baseline - Tr2 |  | 7 | Commercial | 14-MLI-Manufacturing–LightIndustry-LIGHT | 0 |  |  |  |  | 13.9591 | 9.8923 | 0 | 0 | 0 | 4.0668 | 31.1146 |  | kWh | 0.0096152 | -0.040228 | Commercial |  | Annual | [5 empty] | 11 | 0.96 |  |  |  | 0 | 25.4745 | 0 | 0 | 0 | 0 | 0 | 0 | 0 | 0 | 0 | 0 | 2006 Qtr 1: 0; 2006 Qtr 2: 0; 2006 Qtr 3: 0; 2006 Qtr 4: 25.4745; 2007 Qtr 1: 0; 2007 Qtr 2: 0; 2007 Qtr 3: 0; 2007 Qtr 4: 0; 2008 Qtr 1: 0; 2008 Qtr 2: 0; 2008 Qtr 3: 0; 2008 Qtr 4: 0 | 25.4745
0 | 234304-Lighting-Remove 4 Ft Lamp (De-Lamp) - Tr2 | COFL00AVDEL01 | 7 | Commercial | 14-MLI-Manufacturing–LightIndustry-LIGHT | 0 |  |  |  |  | 28.2538 | 12.3653 | 0 | 0 | 0 | 15.8885 | 100.2037 |  | kWh | 0.030965 | -0.12955 | Commercial |  | Annual | [5 empty] | 11 | 0.96 |  |  |  | 0 | 25.4745 | 0 | 0 | 0 | 0 | 0 | 0 | 0 | 0 | 0 | 0 | 2006 Qtr 1: 0; 2006 Qtr 2: 0; 2006 Qtr 3: 0; 2006 Qtr 4: 25.4745; 2007 Qtr 1: 0; 2007 Qtr 2: 0; 2007 Qtr 3: 0; 2007 Qtr 4: 0; 2008 Qtr 1: 0; 2008 Qtr 2: 0; 2008 Qtr 3: 0; 2008 Qtr 4: 0 | 25.4745
0 | 234208-Lighting-8 Ft T-8 with Elec Ballast-Tr2 |  | 7 | Commercial | 14-MLI-Manufacturing–LightIndustry-LIGHT | 0 |  |  |  |  | 35.7165 | 16.4871 | 0 | 0 | 0 | 19.2294 | 25.2347 |  | kWh | 0.0077981 | -0.032626 | Commercial |  | Annual | [5 empty] | 11 | 0.96 |  |  |  | 0 | 18.196 | 0 | 0 | 0 | 0 | 0 | 0 | 0 | 0 | 0 | 0 | 2006 Qtr 1: 0; 2006 Qtr 2: 0; 2006 Qtr 3: 0; 2006 Qtr 4: 18.196; 2007 Qtr 1: 0; 2007 Qtr 2: 0; 2007 Qtr 3: 0; 2007 Qtr 4: 0; 2008 Qtr 1: 0; 2008 Qtr 2: 0; 2008 Qtr 3: 0; 2008 Qtr 4: 0 | 18.196
0 | 234307-Lighting-Remove 8 Ft Lamp (De-Lamp) - Tr2 | CRTL00AVDEL02 | 7 | Commercial | 14-MLI-Manufacturing–LightIndustry-LIGHT | 0 |  |  |  |  | 28.4684 | 16.4871 | 0 | 0 | 0 | 11.9813 | 165.3728 |  | kWh | 0.051104 | -0.21381 | Commercial |  | Annual | [5 empty] | 11 | 0.96 |  |  |  | 0 | 18.196 | 0 | 0 | 0 | 0 | 0 | 0 | 0 | 0 | 0 | 0 | 2006 Qtr 1: 0; 2006 Qtr 2: 0; 2006 Qtr 3: 0; 2006 Qtr 4: 18.196; 2007 Qtr 1: 0; 2007 Qtr 2: 0; 2007 Qtr 3: 0; 2007 Qtr 4: 0; 2008 Qtr 1: 0; 2008 Qtr 2: 0; 2008 Qtr 3: 0; 2008 Qtr 4: 0 | 18.196
0 | 234328-Premium T8 with T12 34Watt Baseline - Tr2 |  | 7 | Commercial | 01-ALC-AllCommercial-IntLight | 0 |  |  |  |  | 13.9591 | 6.8696 | 0 | 0 | 0 | 7.0895 | 26.4707 |  | kWh | 0.0090219 | -0.043351 | Commercial |  | Annual | [5 empty] | 11 | 0.96 |  |  |  | 0 | 10.9176 | 0 | 0 | 0 | 0 | 0 | 0 | 0 | 0 | 0 | 0 | 2006 Qtr 1: 0; 2006 Qtr 2: 0; 2006 Qtr 3: 0; 2006 Qtr 4: 10.9176; 2007 Qtr 1: 0; 2007 Qtr 2: 0; 2007 Qtr 3: 0; 2007 Qtr 4: 0; 2008 Qtr 1: 0; 2008 Qtr 2: 0; 2008 Qtr 3: 0; 2008 Qtr 4: 0 | 10.9176
0 | 234304-Lighting-Remove 4 Ft Lamp (De-Lamp) - Tr2 | COFL00AVDEL01 | 7 | Commercial | 01-ALC-AllCommercial-IntLight | 0 |  |  |  |  | 28.2538 | 12.3653 | 0 | 0 | 0 | 15.8885 | 92.5345 |  | kWh | 0.031538 | -0.15154 | Commercial |  | Annual | [5 empty] | 11 | 0.96 |  |  |  | 0 | 10.9176 | 0 | 0 | 0 | 0 | 0 | 0 | 0 | 0 | 0 | 0 | 2006 Qtr 1: 0; 2006 Qtr 2: 0; 2006 Qtr 3: 0; 2006 Qtr 4: 10.9176; 2007 Qtr 1: 0; 2007 Qtr 2: 0; 2007 Qtr 3: 0; 2007 Qtr 4: 0; 2008 Qtr 1: 0; 2008 Qtr 2: 0; 2008 Qtr 3: 0; 2008 Qtr 4: 0 | 10.9176
0 | 234331-Premium T8 with T12 40 Watt Baseline - Tr2 |  | 7 | Commercial | 01-ALC-AllCommercial-IntLight | 0 |  |  |  |  | 13.9591 | 9.8923 | 0 | 0 | 0 | 4.0668 | 33.1627 |  | kWh | 0.010675 | -0.05431 | Commercial |  | Annual | [5 empty] | 11 | 0.96 |  |  |  | 0 | 20.0156 | 0 | 0 | 0 | 0 | 0 | 0 | 0 | 0 | 0 | 0 | 2006 Qtr 1: 0; 2006 Qtr 2: 0; 2006 Qtr 3: 0; 2006 Qtr 4: 20.0156; 2007 Qtr 1: 0; 2007 Qtr 2: 0; 2007 Qtr 3: 0; 2007 Qtr 4: 0; 2008 Qtr 1: 0; 2008 Qtr 2: 0; 2008 Qtr 3: 0; 2008 Qtr 4: 0 | 20.0156
0 | 234304-Lighting-Remove 4 Ft Lamp (De-Lamp) - Tr2 | COFL00AVDEL01 | 7 | Commercial | 01-ALC-AllCommercial-IntLight | 0 |  |  |  |  | 28.2538 | 12.3653 | 0 | 0 | 0 | 15.8885 | 106.7995 |  | kWh | 0.03438 | -0.1749 | Commercial |  | Annual | [5 empty] | 11 | 0.96 |  |  |  | 0 | 20.0156 | 0 | 0 | 0 | 0 | 0 | 0 | 0 | 0 | 0 | 0 | 2006 Qtr 1: 0; 2006 Qtr 2: 0; 2006 Qtr 3: 0; 2006 Qtr 4: 20.0156; 2007 Qtr 1: 0; 2007 Qtr 2: 0; 2007 Qtr 3: 0; 2007 Qtr 4: 0; 2008 Qtr 1: 0; 2008 Qtr 2: 0; 2008 Qtr 3: 0; 2008 Qtr 4: 0 | 20.0156
0 | 234332-Premium T8 with T12 40 Watt Baseline - Tr3 |  | 7 | Commercial | 01-ALC-AllCommercial-IntLight | 0 |  |  |  |  | 13.9591 | 7.1444 | 0 | 0 | 0 | 6.8147 | 28.1797 |  | kWh | 0.008733 | -0.046149 | Commercial |  | Annual | [5 empty] | 11 | 0.96 |  |  |  | 0 | 43.6705 | 0 | 0 | 0 | 0 | 0 | 0 | 0 | 0 | 0 | 0 | 2006 Qtr 1: 0; 2006 Qtr 2: 0; 2006 Qtr 3: 0; 2006 Qtr 4: 43.6705; 2007 Qtr 1: 0; 2007 Qtr 2: 0; 2007 Qtr 3: 0; 2007 Qtr 4: 0; 2008 Qtr 1: 0; 2008 Qtr 2: 0; 2008 Qtr 3: 0; 2008 Qtr 4: 0 | 43.6705
0 | 234305-Lighting-Remove 4 Ft Lamp (De-Lamp) - Tr3 | COFL00AVDEL01 | 7 | Commercial | 01-ALC-AllCommercial-IntLight | 0 |  |  |  |  | 28.2538 | 8.7931 | 0 | 0 | 0 | 19.4607 | 100.2216 |  | kWh | 0.031059 | -0.16413 | Commercial |  | Annual | [5 empty] | 11 | 0.96 |  |  |  | 0 | 43.6705 | 0 | 0 | 0 | 0 | 0 | 0 | 0 | 0 | 0 | 0 | 2006 Qtr 1: 0; 2006 Qtr 2: 0; 2006 Qtr 3: 0; 2006 Qtr 4: 43.6705; 2007 Qtr 1: 0; 2007 Qtr 2: 0; 2007 Qtr 3: 0; 2007 Qtr 4: 0; 2008 Qtr 1: 0; 2008 Qtr 2: 0; 2008 Qtr 3: 0; 2008 Qtr 4: 0 | 43.6705
0 | 234331-Premium T8 with T12 40 Watt Baseline - Tr2 |  | 7 | Commercial | 01-ALC-AllCommercial-IntLight | 0 |  |  |  |  | 13.9591 | 9.8923 | 0 | 0 | 0 | 4.0668 | 28.7332 |  | kWh | 0.009793 | -0.047056 | Commercial |  | Annual | [5 empty] | 11 | 0.96 |  |  |  | 0 | 36.3921 | 0 | 0 | 0 | 0 | 0 | 0 | 0 | 0 | 0 | 0 | 2006 Qtr 1: 0; 2006 Qtr 2: 0; 2006 Qtr 3: 0; 2006 Qtr 4: 36.3921; 2007 Qtr 1: 0; 2007 Qtr 2: 0; 2007 Qtr 3: 0; 2007 Qtr 4: 0; 2008 Qtr 1: 0; 2008 Qtr 2: 0; 2008 Qtr 3: 0; 2008 Qtr 4: 0 | 36.3921
0 | 234307-Lighting-Remove 8 Ft Lamp (De-Lamp) - Tr2 | CRTL00AVDEL02 | 7 | Commercial | 01-ALC-AllCommercial-IntLight | 0 |  |  |  |  | 28.4684 | 16.4871 | 0 | 0 | 0 | 11.9813 | 152.7158 |  | kWh | 0.05205 | -0.2501 | Commercial |  | Annual | [5 empty] | 11 | 0.96 |  |  |  | 0 | 18.196 | 0 | 0 | 0 | 0 | 0 | 0 | 0 | 0 | 0 | 0 | 2006 Qtr 1: 0; 2006 Qtr 2: 0; 2006 Qtr 3: 0; 2006 Qtr 4: 18.196; 2007 Qtr 1: 0; 2007 Qtr 2: 0; 2007 Qtr 3: 0; 2007 Qtr 4: 0; 2008 Qtr 1: 0; 2008 Qtr 2: 0; 2008 Qtr 3: 0; 2008 Qtr 4: 0 | 18.196
0 | 234084-Refrigeration -Cooler/Freezer Door Gaskets - Solid Doors: Cooler |  | 10 | Commercial | 01-ALC-AllCommercial-Refrig | 0 |  |  |  |  | 4 | 4 | 0 | 0 | 0 | 0 | 104.55 |  | kWh | 0.01195 | 0 | Commercial |  | Annual | [5 empty] | 4 | 0.96 |  |  |  | 0 | 19 | 0 | 0 | 0 | 0 | 0 | 0 | 0 | 0 | 0 | 0 | 2006 Qtr 1: 0; 2006 Qtr 2: 0; 2006 Qtr 3: 0; 2006 Qtr 4: 19; 2007 Qtr 1: 0; 2007 Qtr 2: 0; 2007 Qtr 3: 0; 2007 Qtr 4: 0; 2008 Qtr 1: 0; 2008 Qtr 2: 0; 2008 Qtr 3: 0; 2008 Qtr 4: 0 | 19
0 | 234331-Premium T8 with T12 40 Watt Baseline - Tr2 |  | 7 | Commercial | 01-ALC-AllCommercial-IntLight | 0 |  |  |  |  | 13.9591 | 13.1897 | 0 | 0 | 0 | 0.7694 | 31.1202 |  | kWh | 0.0096442 | -0.050965 | Commercial |  | Annual | [5 empty] | 11 | 0.96 |  |  |  | 0 | 38.2117 | 0 | 0 | 0 | 0 | 0 | 0 | 0 | 0 | 0 | 0 | 2006 Qtr 1: 0; 2006 Qtr 2: 0; 2006 Qtr 3: 0; 2006 Qtr 4: 38.2117; 2007 Qtr 1: 0; 2007 Qtr 2: 0; 2007 Qtr 3: 0; 2007 Qtr 4: 0; 2008 Qtr 1: 0; 2008 Qtr 2: 0; 2008 Qtr 3: 0; 2008 Qtr 4: 0 | 38.2117
0 | 234304-Lighting-Remove 4 Ft Lamp (De-Lamp) - Tr2 | COFL00AVDEL01 | 7 | Commercial | 01-ALC-AllCommercial-IntLight | 0 |  |  |  |  | 28.2538 | 12.3653 | 0 | 0 | 0 | 15.8885 | 100.2216 |  | kWh | 0.031059 | -0.16413 | Commercial |  | Annual | [5 empty] | 11 | 0.96 |  |  |  | 0 | 1.8196 | 0 | 0 | 0 | 0 | 0 | 0 | 0 | 0 | 0 | 0 | 2006 Qtr 1: 0; 2006 Qtr 2: 0; 2006 Qtr 3: 0; 2006 Qtr 4: 1.8196; 2007 Qtr 1: 0; 2007 Qtr 2: 0; 2007 Qtr 3: 0; 2007 Qtr 4: 0; 2008 Qtr 1: 0; 2008 Qtr 2: 0; 2008 Qtr 3: 0; 2008 Qtr 4: 0 | 1.8196
0 | 234331-Premium T8 with T12 40 Watt Baseline - Tr2 |  | 7 | Commercial | 01-ALC-AllCommercial-IntLight | 0 |  |  |  |  | 13.9591 | 9.8923 | 0 | 0 | 0 | 4.0668 | 35.8564 |  | kWh | 0.010832 | -0.058721 | Commercial |  | Annual | [5 empty] | 11 | 0.96 |  |  |  | 0 | 40.0313 | 0 | 0 | 0 | 0 | 0 | 0 | 0 | 0 | 0 | 0 | 2006 Qtr 1: 0; 2006 Qtr 2: 0; 2006 Qtr 3: 0; 2006 Qtr 4: 40.0313; 2007 Qtr 1: 0; 2007 Qtr 2: 0; 2007 Qtr 3: 0; 2007 Qtr 4: 0; 2008 Qtr 1: 0; 2008 Qtr 2: 0; 2008 Qtr 3: 0; 2008 Qtr 4: 0 | 40.0313
0 | 234331-Premium T8 with T12 40 Watt Baseline - Tr2 |  | 7 | Commercial | 01-ALC-AllCommercial-IntLight | 0 |  |  |  |  | 13.9591 | 9.8923 | 0 | 0 | 0 | 4.0668 | 31.1202 |  | kWh | 0.0096442 | -0.050965 | Commercial |  | Annual | [5 empty] | 11 | 0.96 |  |  |  | 0 | 27.2941 | 0 | 0 | 0 | 0 | 0 | 0 | 0 | 0 | 0 | 0 | 2006 Qtr 1: 0; 2006 Qtr 2: 0; 2006 Qtr 3: 0; 2006 Qtr 4: 27.2941; 2007 Qtr 1: 0; 2007 Qtr 2: 0; 2007 Qtr 3: 0; 2007 Qtr 4: 0; 2008 Qtr 1: 0; 2008 Qtr 2: 0; 2008 Qtr 3: 0; 2008 Qtr 4: 0 | 27.2941
0 | 234304-Lighting-Remove 4 Ft Lamp (De-Lamp) - Tr2 | COFL00AVDEL01 | 7 | Commercial | 01-ALC-AllCommercial-IntLight | 0 |  |  |  |  | 28.2538 | 12.3653 | 0 | 0 | 0 | 15.8885 | 100.2216 |  | kWh | 0.031059 | -0.16413 | Commercial |  | Annual | [5 empty] | 11 | 0.96 |  |  |  | 0 | 27.2941 | 0 | 0 | 0 | 0 | 0 | 0 | 0 | 0 | 0 | 0 | 2006 Qtr 1: 0; 2006 Qtr 2: 0; 2006 Qtr 3: 0; 2006 Qtr 4: 27.2941; 2007 Qtr 1: 0; 2007 Qtr 2: 0; 2007 Qtr 3: 0; 2007 Qtr 4: 0; 2008 Qtr 1: 0; 2008 Qtr 2: 0; 2008 Qtr 3: 0; 2008 Qtr 4: 0 | 27.2941
0 | 234331-Premium T8 with T12 40 Watt Baseline - Tr2 |  | 7 | Commercial | 01-ALC-AllCommercial-IntLight | 0 |  |  |  |  | 13.9591 | 9.8923 | 0 | 0 | 0 | 4.0668 | 39.8036 |  | kWh | 0.012793 | -0.065186 | Commercial |  | Annual | [5 empty] | 11 | 0.96 |  |  |  | 0 | 7.2784 | 0 | 0 | 0 | 0 | 0 | 0 | 0 | 0 | 0 | 0 | 2006 Qtr 1: 0; 2006 Qtr 2: 0; 2006 Qtr 3: 0; 2006 Qtr 4: 7.2784; 2007 Qtr 1: 0; 2007 Qtr 2: 0; 2007 Qtr 3: 0; 2007 Qtr 4: 0; 2008 Qtr 1: 0; 2008 Qtr 2: 0; 2008 Qtr 3: 0; 2008 Qtr 4: 0 | 7.2784
0 | 234304-Lighting-Remove 4 Ft Lamp (De-Lamp) - Tr2 | COFL00AVDEL01 | 7 | Commercial | 01-ALC-AllCommercial-IntLight | 0 |  |  |  |  | 28.2538 | 12.3653 | 0 | 0 | 0 | 15.8885 | 128.1864 |  | kWh | 0.0412 | -0.20993 | Commercial |  | Annual | [5 empty] | 11 | 0.96 |  |  |  | 0 | 7.2784 | 0 | 0 | 0 | 0 | 0 | 0 | 0 | 0 | 0 | 0 | 2006 Qtr 1: 0; 2006 Qtr 2: 0; 2006 Qtr 3: 0; 2006 Qtr 4: 7.2784; 2007 Qtr 1: 0; 2007 Qtr 2: 0; 2007 Qtr 3: 0; 2007 Qtr 4: 0; 2008 Qtr 1: 0; 2008 Qtr 2: 0; 2008 Qtr 3: 0; 2008 Qtr 4: 0 | 7.2784
0 | 234331-Premium T8 with T12 40 Watt Baseline - Tr2 |  | 7 | Commercial | 01-ALC-AllCommercial-IntLight | 0 |  |  |  |  | 13.9591 | 9.8923 | 0 | 0 | 0 | 4.0668 | 39.8036 |  | kWh | 0.012793 | -0.065186 | Commercial |  | Annual | [5 empty] | 11 | 0.96 |  |  |  | 0 | 21.8353 | 0 | 0 | 0 | 0 | 0 | 0 | 0 | 0 | 0 | 0 | 2006 Qtr 1: 0; 2006 Qtr 2: 0; 2006 Qtr 3: 0; 2006 Qtr 4: 21.8353; 2007 Qtr 1: 0; 2007 Qtr 2: 0; 2007 Qtr 3: 0; 2007 Qtr 4: 0; 2008 Qtr 1: 0; 2008 Qtr 2: 0; 2008 Qtr 3: 0; 2008 Qtr 4: 0 | 21.8353
0 | 234304-Lighting-Remove 4 Ft Lamp (De-Lamp) - Tr2 | COFL00AVDEL01 | 7 | Commercial | 01-ALC-AllCommercial-IntLight | 0 |  |  |  |  | 28.2538 | 12.3653 | 0 | 0 | 0 | 15.8885 | 128.1864 |  | kWh | 0.0412 | -0.20993 | Commercial |  | Annual | [5 empty] | 11 | 0.96 |  |  |  | 0 | 21.8353 | 0 | 0 | 0 | 0 | 0 | 0 | 0 | 0 | 0 | 0 | 2006 Qtr 1: 0; 2006 Qtr 2: 0; 2006 Qtr 3: 0; 2006 Qtr 4: 21.8353; 2007 Qtr 1: 0; 2007 Qtr 2: 0; 2007 Qtr 3: 0; 2007 Qtr 4: 0; 2008 Qtr 1: 0; 2008 Qtr 2: 0; 2008 Qtr 3: 0; 2008 Qtr 4: 0 | 21.8353
0 | 234332-Premium T8 with T12 40 Watt Baseline - Tr3 |  | 7 | Commercial | 01-ALC-AllCommercial-IntLight | 0 |  |  |  |  | 13.9591 | 7.1444 | 0 | 0 | 0 | 6.8147 | 28.1797 |  | kWh | 0.008733 | -0.046149 | Commercial |  | Annual | [5 empty] | 11 | 0.96 |  |  |  | 0 | 20.0156 | 0 | 0 | 0 | 0 | 0 | 0 | 0 | 0 | 0 | 0 | 2006 Qtr 1: 0; 2006 Qtr 2: 0; 2006 Qtr 3: 0; 2006 Qtr 4: 20.0156; 2007 Qtr 1: 0; 2007 Qtr 2: 0; 2007 Qtr 3: 0; 2007 Qtr 4: 0; 2008 Qtr 1: 0; 2008 Qtr 2: 0; 2008 Qtr 3: 0; 2008 Qtr 4: 0 | 20.0156
0 | 234305-Lighting-Remove 4 Ft Lamp (De-Lamp) - Tr3 | COFL00AVDEL01 | 7 | Commercial | 01-ALC-AllCommercial-IntLight | 0 |  |  |  |  | 28.2538 | 8.7931 | 0 | 0 | 0 | 19.4607 | 100.2216 |  | kWh | 0.031059 | -0.16413 | Commercial |  | Annual | [5 empty] | 11 | 0.96 |  |  |  | 0 | 20.0156 | 0 | 0 | 0 | 0 | 0 | 0 | 0 | 0 | 0 | 0 | 2006 Qtr 1: 0; 2006 Qtr 2: 0; 2006 Qtr 3: 0; 2006 Qtr 4: 20.0156; 2007 Qtr 1: 0; 2007 Qtr 2: 0; 2007 Qtr 3: 0; 2007 Qtr 4: 0; 2008 Qtr 1: 0; 2008 Qtr 2: 0; 2008 Qtr 3: 0; 2008 Qtr 4: 0 | 20.0156
0 | 234003-A/C - Reflective Window Film Inland |  | 10 | Commercial | 01-ALC-AllCommercial-Cooling | 0 |  |  |  |  | 3.12 | 2 | 0 | 0 | 0 | 1.12 | 15.27 |  | kWh | 0.0023 | 0 | Commercial |  | Annual | [5 empty] | 10 | 0.96 |  |  |  | 0 | 360 | 0 | 0 | 0 | 0 | 0 | 0 | 0 | 0 | 0 | 0 | 2006 Qtr 1: 0; 2006 Qtr 2: 0; 2006 Qtr 3: 0; 2006 Qtr 4: 360; 2007 Qtr 1: 0; 2007 Qtr 2: 0; 2007 Qtr 3: 0; 2007 Qtr 4: 0; 2008 Qtr 1: 0; 2008 Qtr 2: 0; 2008 Qtr 3: 0; 2008 Qtr 4: 0 | 360
0 | 234331-Premium T8 with T12 40 Watt Baseline - Tr2 |  | 7 | Commercial | 01-ALC-AllCommercial-IntLight | 0 |  |  |  |  | 13.9591 | 9.8923 | 0 | 0 | 0 | 4.0668 | 31.1202 |  | kWh | 0.0096442 | -0.050965 | Commercial |  | Annual | [5 empty] | 11 | 0.96 |  |  |  | 0 | 14.5568 | 0 | 0 | 0 | 0 | 0 | 0 | 0 | 0 | 0 | 0 | 2006 Qtr 1: 0; 2006 Qtr 2: 0; 2006 Qtr 3: 0; 2006 Qtr 4: 14.5568; 2007 Qtr 1: 0; 2007 Qtr 2: 0; 2007 Qtr 3: 0; 2007 Qtr 4: 0; 2008 Qtr 1: 0; 2008 Qtr 2: 0; 2008 Qtr 3: 0; 2008 Qtr 4: 0 | 14.5568
0 | 234304-Lighting-Remove 4 Ft Lamp (De-Lamp) - Tr2 | COFL00AVDEL01 | 7 | Commercial | 01-ALC-AllCommercial-IntLight | 0 |  |  |  |  | 28.2538 | 12.3653 | 0 | 0 | 0 | 15.8885 | 100.2216 |  | kWh | 0.031059 | -0.16413 | Commercial |  | Annual | [5 empty] | 11 | 0.96 |  |  |  | 0 | 14.5568 | 0 | 0 | 0 | 0 | 0 | 0 | 0 | 0 | 0 | 0 | 2006 Qtr 1: 0; 2006 Qtr 2: 0; 2006 Qtr 3: 0; 2006 Qtr 4: 14.5568; 2007 Qtr 1: 0; 2007 Qtr 2: 0; 2007 Qtr 3: 0; 2007 Qtr 4: 0; 2008 Qtr 1: 0; 2008 Qtr 2: 0; 2008 Qtr 3: 0; 2008 Qtr 4: 0 | 14.5568
0 | 234330-Premium T8 with T12 40 Watt Baseline - Tr1 |  | 7 | Commercial | 01-ALC-AllCommercial-IntLight | 0 |  |  |  |  | 13.9589 | 13.1897 | 0 | 0 | 0 | 0.76922 | 40.547 |  | kWh | 0.0073476 | -0.066403 | Commercial |  | Annual | [5 empty] | 11 | 0.96 |  |  |  | 0 | 131.0115 | 0 | 0 | 0 | 0 | 0 | 0 | 0 | 0 | 0 | 0 | 2006 Qtr 1: 0; 2006 Qtr 2: 0; 2006 Qtr 3: 0; 2006 Qtr 4: 131.0115; 2007 Qtr 1: 0; 2007 Qtr 2: 0; 2007 Qtr 3: 0; 2007 Qtr 4: 0; 2008 Qtr 1: 0; 2008 Qtr 2: 0; 2008 Qtr 3: 0; 2008 Qtr 4: 0 | 131.0115
0 | 234303-Lighting-Remove 4 Ft Lamp (De-Lamp) - Tr1 | COFL00AVDEL01 | 7 | Commercial | 01-ALC-AllCommercial-IntLight | 0 |  |  |  |  | 28.2518 | 16.4871 | 0 | 0 | 0 | 11.7647 | 134.827 |  | kWh | 0.024432 | -0.2208 | Commercial |  | Annual | [5 empty] | 11 | 0.96 |  |  |  | 0 | 131.0115 | 0 | 0 | 0 | 0 | 0 | 0 | 0 | 0 | 0 | 0 | 2006 Qtr 1: 0; 2006 Qtr 2: 0; 2006 Qtr 3: 0; 2006 Qtr 4: 131.0115; 2007 Qtr 1: 0; 2007 Qtr 2: 0; 2007 Qtr 3: 0; 2007 Qtr 4: 0; 2008 Qtr 1: 0; 2008 Qtr 2: 0; 2008 Qtr 3: 0; 2008 Qtr 4: 0 | 131.0115
0 | 234330-Premium T8 with T12 40 Watt Baseline - Tr1 |  | 7 | Commercial | 01-ALC-AllCommercial-IntLight | 0 |  |  |  |  | 13.9589 | 13.1897 | 0 | 0 | 0 | 0.76922 | 34.727 |  | kWh | 0.010491 | -0.056872 | Commercial |  | Annual | [5 empty] | 11 | 0.96 |  |  |  | 0 | 65.5058 | 0 | 0 | 0 | 0 | 0 | 0 | 0 | 0 | 0 | 0 | 2006 Qtr 1: 0; 2006 Qtr 2: 0; 2006 Qtr 3: 0; 2006 Qtr 4: 65.5058; 2007 Qtr 1: 0; 2007 Qtr 2: 0; 2007 Qtr 3: 0; 2007 Qtr 4: 0; 2008 Qtr 1: 0; 2008 Qtr 2: 0; 2008 Qtr 3: 0; 2008 Qtr 4: 0 | 65.5058
0 | 234303-Lighting-Remove 4 Ft Lamp (De-Lamp) - Tr1 | COFL00AVDEL01 | 7 | Commercial | 01-ALC-AllCommercial-IntLight | 0 |  |  |  |  | 28.2518 | 16.4871 | 0 | 0 | 0 | 11.7647 | 115.4744 |  | kWh | 0.034885 | -0.18911 | Commercial |  | Annual | [5 empty] | 11 | 0.96 |  |  |  | 0 | 7.2784 | 0 | 0 | 0 | 0 | 0 | 0 | 0 | 0 | 0 | 0 | 2006 Qtr 1: 0; 2006 Qtr 2: 0; 2006 Qtr 3: 0; 2006 Qtr 4: 7.2784; 2007 Qtr 1: 0; 2007 Qtr 2: 0; 2007 Qtr 3: 0; 2007 Qtr 4: 0; 2008 Qtr 1: 0; 2008 Qtr 2: 0; 2008 Qtr 3: 0; 2008 Qtr 4: 0 | 7.2784
0 | 234330-Premium T8 with T12 40 Watt Baseline - Tr1 |  | 7 | Commercial | 01-ALC-AllCommercial-IntLight | 0 |  |  |  |  | 13.9589 | 9.8923 | 0 | 0 | 0 | 4.0666 | 34.727 |  | kWh | 0.010491 | -0.056872 | Commercial |  | Annual | [5 empty] | 11 | 0.96 |  |  |  | 0 | 36.3921 | 0 | 0 | 0 | 0 | 0 | 0 | 0 | 0 | 0 | 0 | 2006 Qtr 1: 0; 2006 Qtr 2: 0; 2006 Qtr 3: 0; 2006 Qtr 4: 36.3921; 2007 Qtr 1: 0; 2007 Qtr 2: 0; 2007 Qtr 3: 0; 2007 Qtr 4: 0; 2008 Qtr 1: 0; 2008 Qtr 2: 0; 2008 Qtr 3: 0; 2008 Qtr 4: 0 | 36.3921
0 | 234303-Lighting-Remove 4 Ft Lamp (De-Lamp) - Tr1 | COFL00AVDEL01 | 7 | Commercial | 01-ALC-AllCommercial-IntLight | 0 |  |  |  |  | 28.2518 | 12.3653 | 0 | 0 | 0 | 15.8864 | 115.4744 |  | kWh | 0.034885 | -0.18911 | Commercial |  | Annual | [5 empty] | 11 | 0.96 |  |  |  | 0 | 14.5568 | 0 | 0 | 0 | 0 | 0 | 0 | 0 | 0 | 0 | 0 | 2006 Qtr 1: 0; 2006 Qtr 2: 0; 2006 Qtr 3: 0; 2006 Qtr 4: 14.5568; 2007 Qtr 1: 0; 2007 Qtr 2: 0; 2007 Qtr 3: 0; 2007 Qtr 4: 0; 2008 Qtr 1: 0; 2008 Qtr 2: 0; 2008 Qtr 3: 0; 2008 Qtr 4: 0 | 14.5568
0 | 234331-Premium T8 with T12 40 Watt Baseline - Tr2 |  | 7 | Commercial | 01-ALC-AllCommercial-IntLight | 0 |  |  |  |  | 13.9591 | 9.8923 | 0 | 0 | 0 | 4.0668 | 30.2404 |  | kWh | 0.0077953 | -0.049524 | Commercial |  | Annual | [5 empty] | 11 | 0.96 |  |  |  | 0 | 49.1293 | 0 | 0 | 0 | 0 | 0 | 0 | 0 | 0 | 0 | 0 | 2006 Qtr 1: 0; 2006 Qtr 2: 0; 2006 Qtr 3: 0; 2006 Qtr 4: 49.1293; 2007 Qtr 1: 0; 2007 Qtr 2: 0; 2007 Qtr 3: 0; 2007 Qtr 4: 0; 2008 Qtr 1: 0; 2008 Qtr 2: 0; 2008 Qtr 3: 0; 2008 Qtr 4: 0 | 49.1293
0 | 234304-Lighting-Remove 4 Ft Lamp (De-Lamp) - Tr2 | COFL00AVDEL01 | 7 | Commercial | 01-ALC-AllCommercial-IntLight | 0 |  |  |  |  | 28.2538 | 12.3653 | 0 | 0 | 0 | 15.8885 | 97.3885 |  | kWh | 0.025105 | -0.15949 | Commercial |  | Annual | [5 empty] | 11 | 0.96 |  |  |  | 0 | 49.1293 | 0 | 0 | 0 | 0 | 0 | 0 | 0 | 0 | 0 | 0 | 2006 Qtr 1: 0; 2006 Qtr 2: 0; 2006 Qtr 3: 0; 2006 Qtr 4: 49.1293; 2007 Qtr 1: 0; 2007 Qtr 2: 0; 2007 Qtr 3: 0; 2007 Qtr 4: 0; 2008 Qtr 1: 0; 2008 Qtr 2: 0; 2008 Qtr 3: 0; 2008 Qtr 4: 0 | 49.1293
0 | 234083-Refrigeration -Cooler/Freezer Door Gaskets - Glass Doors |  | 7 | Commercial | 01-ALC-AllCommercial-Refrig | 0 |  |  |  |  | 3.9999 | 4 | 0 | 0 | 0 | -5.535e-05 | 104.55 |  | kWh | 0.01195 | 0 | Commercial |  | Annual | [5 empty] | 4 | 0.96 |  |  |  | 0 | 281 | 0 | 0 | 0 | 0 | 0 | 0 | 0 | 0 | 0 | 0 | 2006 Qtr 1: 0; 2006 Qtr 2: 0; 2006 Qtr 3: 0; 2006 Qtr 4: 281; 2007 Qtr 1: 0; 2007 Qtr 2: 0; 2007 Qtr 3: 0; 2007 Qtr 4: 0; 2008 Qtr 1: 0; 2008 Qtr 2: 0; 2008 Qtr 3: 0; 2008 Qtr 4: 0 | 281
0 | 234116-Refrigeration -Cooler/Freezer Door Gaskets - Solid Doors: Freezer |  | 7 | Commercial | 01-ALC-AllCommercial-Refrig | 0 |  |  |  |  | 4 | 4 | 0 | 0 | 0 | 0 | 104.55 |  | kWh | 0.01195 | 0 | Commercial |  | Annual | [5 empty] | 4 | 0.96 |  |  |  | 0 | 24 | 0 | 0 | 0 | 0 | 0 | 0 | 0 | 0 | 0 | 0 | 2006 Qtr 1: 0; 2006 Qtr 2: 0; 2006 Qtr 3: 0; 2006 Qtr 4: 24; 2007 Qtr 1: 0; 2007 Qtr 2: 0; 2007 Qtr 3: 0; 2007 Qtr 4: 0; 2008 Qtr 1: 0; 2008 Qtr 2: 0; 2008 Qtr 3: 0; 2008 Qtr 4: 0 | 24
0 | 234330-Premium T8 with T12 40 Watt Baseline - Tr1 |  | 7 | Commercial | 14-MLI-Manufacturing–LightIndustry-LIGHT | 0 |  |  |  |  | 13.9589 | 13.1897 | 0 | 0 | 0 | 0.76922 | 30.1346 |  | kWh | 0.0093123 | -0.038961 | Commercial |  | Annual | [5 empty] | 11 | 0.96 |  |  |  | 0 | 38.2117 | 0 | 0 | 0 | 0 | 0 | 0 | 0 | 0 | 0 | 0 | 2006 Qtr 1: 0; 2006 Qtr 2: 0; 2006 Qtr 3: 0; 2006 Qtr 4: 38.2117; 2007 Qtr 1: 0; 2007 Qtr 2: 0; 2007 Qtr 3: 0; 2007 Qtr 4: 0; 2008 Qtr 1: 0; 2008 Qtr 2: 0; 2008 Qtr 3: 0; 2008 Qtr 4: 0 | 38.2117
0 | 234303-Lighting-Remove 4 Ft Lamp (De-Lamp) - Tr1 | COFL00AVDEL01 | 7 | Commercial | 14-MLI-Manufacturing–LightIndustry-LIGHT | 0 |  |  |  |  | 28.2518 | 16.4871 | 0 | 0 | 0 | 11.7647 | 100.2037 |  | kWh | 0.030965 | -0.12955 | Commercial |  | Annual | [5 empty] | 11 | 0.96 |  |  |  | 0 | 38.2117 | 0 | 0 | 0 | 0 | 0 | 0 | 0 | 0 | 0 | 0 | 2006 Qtr 1: 0; 2006 Qtr 2: 0; 2006 Qtr 3: 0; 2006 Qtr 4: 38.2117; 2007 Qtr 1: 0; 2007 Qtr 2: 0; 2007 Qtr 3: 0; 2007 Qtr 4: 0; 2008 Qtr 1: 0; 2008 Qtr 2: 0; 2008 Qtr 3: 0; 2008 Qtr 4: 0 | 38.2117
0 | 234331-Premium T8 with T12 40 Watt Baseline - Tr2 |  | 7 | Commercial | 01-ALC-AllCommercial-IntLight | 0 |  |  |  |  | 13.9591 | 9.8923 | 0 | 0 | 0 | 4.0668 | 31.1202 |  | kWh | 0.0096442 | -0.050965 | Commercial |  | Annual | [5 empty] | 11 | 0.96 |  |  |  | 0 | 41.8509 | 0 | 0 | 0 | 0 | 0 | 0 | 0 | 0 | 0 | 0 | 2006 Qtr 1: 0; 2006 Qtr 2: 0; 2006 Qtr 3: 0; 2006 Qtr 4: 41.8509; 2007 Qtr 1: 0; 2007 Qtr 2: 0; 2007 Qtr 3: 0; 2007 Qtr 4: 0; 2008 Qtr 1: 0; 2008 Qtr 2: 0; 2008 Qtr 3: 0; 2008 Qtr 4: 0 | 41.8509
0 | 234304-Lighting-Remove 4 Ft Lamp (De-Lamp) - Tr2 | COFL00AVDEL01 | 7 | Commercial | 01-ALC-AllCommercial-IntLight | 0 |  |  |  |  | 28.2538 | 12.3653 | 0 | 0 | 0 | 15.8885 | 100.2216 |  | kWh | 0.031059 | -0.16413 | Commercial |  | Annual | [5 empty] | 11 | 0.96 |  |  |  | 0 | 41.8509 | 0 | 0 | 0 | 0 | 0 | 0 | 0 | 0 | 0 | 0 | 2006 Qtr 1: 0; 2006 Qtr 2: 0; 2006 Qtr 3: 0; 2006 Qtr 4: 41.8509; 2007 Qtr 1: 0; 2007 Qtr 2: 0; 2007 Qtr 3: 0; 2007 Qtr 4: 0; 2008 Qtr 1: 0; 2008 Qtr 2: 0; 2008 Qtr 3: 0; 2008 Qtr 4: 0 | 41.8509
0 | 234331-Premium T8 with T12 40 Watt Baseline - Tr2 |  | 7 | Commercial | 14-MLI-Manufacturing–LightIndustry-LIGHT | 0 |  |  |  |  | 13.9591 | 9.8923 | 0 | 0 | 0 | 4.0668 | 31.1146 |  | kWh | 0.0096152 | -0.040228 | Commercial |  | Annual | [5 empty] | 11 | 0.96 |  |  |  | 0 | 18.196 | 0 | 0 | 0 | 0 | 0 | 0 | 0 | 0 | 0 | 0 | 2006 Qtr 1: 0; 2006 Qtr 2: 0; 2006 Qtr 3: 0; 2006 Qtr 4: 18.196; 2007 Qtr 1: 0; 2007 Qtr 2: 0; 2007 Qtr 3: 0; 2007 Qtr 4: 0; 2008 Qtr 1: 0; 2008 Qtr 2: 0; 2008 Qtr 3: 0; 2008 Qtr 4: 0 | 18.196
0 | 234304-Lighting-Remove 4 Ft Lamp (De-Lamp) - Tr2 | COFL00AVDEL01 | 7 | Commercial | 14-MLI-Manufacturing–LightIndustry-LIGHT | 0 |  |  |  |  | 28.2538 | 12.3653 | 0 | 0 | 0 | 15.8885 | 100.2037 |  | kWh | 0.030965 | -0.12955 | Commercial |  | Annual | [5 empty] | 11 | 0.96 |  |  |  | 0 | 8.1882 | 0 | 0 | 0 | 0 | 0 | 0 | 0 | 0 | 0 | 0 | 2006 Qtr 1: 0; 2006 Qtr 2: 0; 2006 Qtr 3: 0; 2006 Qtr 4: 8.1882; 2007 Qtr 1: 0; 2007 Qtr 2: 0; 2007 Qtr 3: 0; 2007 Qtr 4: 0; 2008 Qtr 1: 0; 2008 Qtr 2: 0; 2008 Qtr 3: 0; 2008 Qtr 4: 0 | 8.1882
0 | 234208-Lighting-8 Ft T-8 with Elec Ballast-Tr2 |  | 7 | Commercial | 14-MLI-Manufacturing–LightIndustry-LIGHT | 0 |  |  |  |  | 35.7165 | 16.4871 | 0 | 0 | 0 | 19.2294 | 25.2347 |  | kWh | 0.0077981 | -0.032626 | Commercial |  | Annual | [5 empty] | 11 | 0.96 |  |  |  | 0 | 3.6392 | 0 | 0 | 0 | 0 | 0 | 0 | 0 | 0 | 0 | 0 | 2006 Qtr 1: 0; 2006 Qtr 2: 0; 2006 Qtr 3: 0; 2006 Qtr 4: 3.6392; 2007 Qtr 1: 0; 2007 Qtr 2: 0; 2007 Qtr 3: 0; 2007 Qtr 4: 0; 2008 Qtr 1: 0; 2008 Qtr 2: 0; 2008 Qtr 3: 0; 2008 Qtr 4: 0 | 3.6392
0 | 234331-Premium T8 with T12 40 Watt Baseline - Tr2 |  | 7 | Commercial | 01-ALC-AllCommercial-IntLight | 0 |  |  |  |  | 13.9591 | 9.8923 | 0 | 0 | 0 | 4.0668 | 35.8564 |  | kWh | 0.010832 | -0.058721 | Commercial |  | Annual | [5 empty] | 11 | 0.96 |  |  |  | 0 | 65.5058 | 0 | 0 | 0 | 0 | 0 | 0 | 0 | 0 | 0 | 0 | 2006 Qtr 1: 0; 2006 Qtr 2: 0; 2006 Qtr 3: 0; 2006 Qtr 4: 65.5058; 2007 Qtr 1: 0; 2007 Qtr 2: 0; 2007 Qtr 3: 0; 2007 Qtr 4: 0; 2008 Qtr 1: 0; 2008 Qtr 2: 0; 2008 Qtr 3: 0; 2008 Qtr 4: 0 | 65.5058
0 | 234304-Lighting-Remove 4 Ft Lamp (De-Lamp) - Tr2 | COFL00AVDEL01 | 7 | Commercial | 01-ALC-AllCommercial-IntLight | 0 |  |  |  |  | 28.2538 | 12.3653 | 0 | 0 | 0 | 15.8885 | 115.4744 |  | kWh | 0.034885 | -0.18911 | Commercial |  | Annual | [5 empty] | 11 | 0.96 |  |  |  | 0 | 3.6392 | 0 | 0 | 0 | 0 | 0 | 0 | 0 | 0 | 0 | 0 | 2006 Qtr 1: 0; 2006 Qtr 2: 0; 2006 Qtr 3: 0; 2006 Qtr 4: 3.6392; 2007 Qtr 1: 0; 2007 Qtr 2: 0; 2007 Qtr 3: 0; 2007 Qtr 4: 0; 2008 Qtr 1: 0; 2008 Qtr 2: 0; 2008 Qtr 3: 0; 2008 Qtr 4: 0 | 3.6392
0 | 234330-Premium T8 with T12 40 Watt Baseline - Tr1 |  | 7 | Commercial | 01-ALC-AllCommercial-IntLight | 0 |  |  |  |  | 13.9589 | 9.8923 | 0 | 0 | 0 | 4.0666 | 34.727 |  | kWh | 0.010491 | -0.056872 | Commercial |  | Annual | [5 empty] | 11 | 0.96 |  |  |  | 0 | 36.3921 | 0 | 0 | 0 | 0 | 0 | 0 | 0 | 0 | 0 | 0 | 2006 Qtr 1: 0; 2006 Qtr 2: 0; 2006 Qtr 3: 0; 2006 Qtr 4: 36.3921; 2007 Qtr 1: 0; 2007 Qtr 2: 0; 2007 Qtr 3: 0; 2007 Qtr 4: 0; 2008 Qtr 1: 0; 2008 Qtr 2: 0; 2008 Qtr 3: 0; 2008 Qtr 4: 0 | 36.3921
0 | 234331-Premium T8 with T12 40 Watt Baseline - Tr2 |  | 7 | Commercial | 01-ALC-AllCommercial-IntLight | 0 |  |  |  |  | 13.9591 | 9.8923 | 0 | 0 | 0 | 4.0668 | 35.8564 |  | kWh | 0.010832 | -0.058721 | Commercial |  | Annual | [5 empty] | 11 | 0.96 |  |  |  | 0 | 107.3567 | 0 | 0 | 0 | 0 | 0 | 0 | 0 | 0 | 0 | 0 | 2006 Qtr 1: 0; 2006 Qtr 2: 0; 2006 Qtr 3: 0; 2006 Qtr 4: 107.3567; 2007 Qtr 1: 0; 2007 Qtr 2: 0; 2007 Qtr 3: 0; 2007 Qtr 4: 0; 2008 Qtr 1: 0; 2008 Qtr 2: 0; 2008 Qtr 3: 0; 2008 Qtr 4: 0 | 107.3567
0 | 234304-Lighting-Remove 4 Ft Lamp (De-Lamp) - Tr2 | COFL00AVDEL01 | 7 | Commercial | 01-ALC-AllCommercial-IntLight | 0 |  |  |  |  | 28.2538 | 12.3653 | 0 | 0 | 0 | 15.8885 | 115.4744 |  | kWh | 0.034885 | -0.18911 | Commercial |  | Annual | [5 empty] | 11 | 0.96 |  |  |  | 0 | 5.4588 | 0 | 0 | 0 | 0 | 0 | 0 | 0 | 0 | 0 | 0 | 2006 Qtr 1: 0; 2006 Qtr 2: 0; 2006 Qtr 3: 0; 2006 Qtr 4: 5.4588; 2007 Qtr 1: 0; 2007 Qtr 2: 0; 2007 Qtr 3: 0; 2007 Qtr 4: 0; 2008 Qtr 1: 0; 2008 Qtr 2: 0; 2008 Qtr 3: 0; 2008 Qtr 4: 0 | 5.4588
0 | 234330-Premium T8 with T12 40 Watt Baseline - Tr1 |  | 7 | Commercial | 14-MLI-Manufacturing–LightIndustry-LIGHT | 0 |  |  |  |  | 13.9589 | 13.1897 | 0 | 0 | 0 | 0.76922 | 30.1346 |  | kWh | 0.0093123 | -0.038961 | Commercial |  | Annual | [5 empty] | 11 | 0.96 |  |  |  | 0 | 240.1878 | 0 | 0 | 0 | 0 | 0 | 0 | 0 | 0 | 0 | 0 | 2006 Qtr 1: 0; 2006 Qtr 2: 0; 2006 Qtr 3: 0; 2006 Qtr 4: 240.1878; 2007 Qtr 1: 0; 2007 Qtr 2: 0; 2007 Qtr 3: 0; 2007 Qtr 4: 0; 2008 Qtr 1: 0; 2008 Qtr 2: 0; 2008 Qtr 3: 0; 2008 Qtr 4: 0 | 240.1878
0 | 234303-Lighting-Remove 4 Ft Lamp (De-Lamp) - Tr1 | COFL00AVDEL01 | 7 | Commercial | 14-MLI-Manufacturing–LightIndustry-LIGHT | 0 |  |  |  |  | 28.2518 | 16.4871 | 0 | 0 | 0 | 11.7647 | 100.2037 |  | kWh | 0.030965 | -0.12955 | Commercial |  | Annual | [5 empty] | 11 | 0.96 |  |  |  | 0 | 240.1878 | 0 | 0 | 0 | 0 | 0 | 0 | 0 | 0 | 0 | 0 | 2006 Qtr 1: 0; 2006 Qtr 2: 0; 2006 Qtr 3: 0; 2006 Qtr 4: 240.1878; 2007 Qtr 1: 0; 2007 Qtr 2: 0; 2007 Qtr 3: 0; 2007 Qtr 4: 0; 2008 Qtr 1: 0; 2008 Qtr 2: 0; 2008 Qtr 3: 0; 2008 Qtr 4: 0 | 240.1878
0 | 234330-Premium T8 with T12 40 Watt Baseline - Tr1 |  | 10 | Commercial | 01-ALC-AllCommercial-IntLight | 0 |  |  |  |  | 13.9589 | 13.1897 | 0 | 0 | 0 | 0.76922 | 30.14 |  | kWh | 0.0093405 | -0.04936 | Commercial |  | Annual | [5 empty] | 11 | 0.96 |  |  |  | 0 | 45.4901 | 0 | 0 | 0 | 0 | 0 | 0 | 0 | 0 | 0 | 0 | 2006 Qtr 1: 0; 2006 Qtr 2: 0; 2006 Qtr 3: 0; 2006 Qtr 4: 45.4901; 2007 Qtr 1: 0; 2007 Qtr 2: 0; 2007 Qtr 3: 0; 2007 Qtr 4: 0; 2008 Qtr 1: 0; 2008 Qtr 2: 0; 2008 Qtr 3: 0; 2008 Qtr 4: 0 | 45.4901
0 | 234303-Lighting-Remove 4 Ft Lamp (De-Lamp) - Tr1 | COFL00AVDEL01 | 10 | Commercial | 01-ALC-AllCommercial-IntLight | 0 |  |  |  |  | 28.2518 | 16.4871 | 0 | 0 | 0 | 11.7647 | 100.2216 |  | kWh | 0.031059 | -0.16413 | Commercial |  | Annual | [5 empty] | 11 | 0.96 |  |  |  | 0 | 45.4901 | 0 | 0 | 0 | 0 | 0 | 0 | 0 | 0 | 0 | 0 | 2006 Qtr 1: 0; 2006 Qtr 2: 0; 2006 Qtr 3: 0; 2006 Qtr 4: 45.4901; 2007 Qtr 1: 0; 2007 Qtr 2: 0; 2007 Qtr 3: 0; 2007 Qtr 4: 0; 2008 Qtr 1: 0; 2008 Qtr 2: 0; 2008 Qtr 3: 0; 2008 Qtr 4: 0 | 45.4901
0 | 234331-Premium T8 with T12 40 Watt Baseline - Tr2 |  | 10 | Commercial | 01-ALC-AllCommercial-IntLight | 0 |  |  |  |  | 13.9591 | 9.8923 | 0 | 0 | 0 | 4.0668 | 31.1202 |  | kWh | 0.0096442 | -0.050965 | Commercial |  | Annual | [5 empty] | 11 | 0.96 |  |  |  | 0 | 49.1293 | 0 | 0 | 0 | 0 | 0 | 0 | 0 | 0 | 0 | 0 | 2006 Qtr 1: 0; 2006 Qtr 2: 0; 2006 Qtr 3: 0; 2006 Qtr 4: 49.1293; 2007 Qtr 1: 0; 2007 Qtr 2: 0; 2007 Qtr 3: 0; 2007 Qtr 4: 0; 2008 Qtr 1: 0; 2008 Qtr 2: 0; 2008 Qtr 3: 0; 2008 Qtr 4: 0 | 49.1293
0 | 234304-Lighting-Remove 4 Ft Lamp (De-Lamp) - Tr2 | COFL00AVDEL01 | 10 | Commercial | 01-ALC-AllCommercial-IntLight | 0 |  |  |  |  | 28.2538 | 12.3653 | 0 | 0 | 0 | 15.8885 | 100.2216 |  | kWh | 0.031059 | -0.16413 | Commercial |  | Annual | [5 empty] | 11 | 0.96 |  |  |  | 0 | 49.1293 | 0 | 0 | 0 | 0 | 0 | 0 | 0 | 0 | 0 | 0 | 2006 Qtr 1: 0; 2006 Qtr 2: 0; 2006 Qtr 3: 0; 2006 Qtr 4: 49.1293; 2007 Qtr 1: 0; 2007 Qtr 2: 0; 2007 Qtr 3: 0; 2007 Qtr 4: 0; 2008 Qtr 1: 0; 2008 Qtr 2: 0; 2008 Qtr 3: 0; 2008 Qtr 4: 0 | 49.1293
0 | 234331-Premium T8 with T12 40 Watt Baseline - Tr2 |  | 7 | Commercial | 01-ALC-AllCommercial-IntLight | 0 |  |  |  |  | 13.9591 | 9.8923 | 0 | 0 | 0 | 4.0668 | 35.8564 |  | kWh | 0.010832 | -0.058721 | Commercial |  | Annual | [5 empty] | 11 | 0.96 |  |  |  | 0 | 40.0313 | 0 | 0 | 0 | 0 | 0 | 0 | 0 | 0 | 0 | 0 | 2006 Qtr 1: 0; 2006 Qtr 2: 0; 2006 Qtr 3: 0; 2006 Qtr 4: 40.0313; 2007 Qtr 1: 0; 2007 Qtr 2: 0; 2007 Qtr 3: 0; 2007 Qtr 4: 0; 2008 Qtr 1: 0; 2008 Qtr 2: 0; 2008 Qtr 3: 0; 2008 Qtr 4: 0 | 40.0313
0 | 234304-Lighting-Remove 4 Ft Lamp (De-Lamp) - Tr2 | COFL00AVDEL01 | 7 | Commercial | 01-ALC-AllCommercial-IntLight | 0 |  |  |  |  | 28.2538 | 12.3653 | 0 | 0 | 0 | 15.8885 | 115.4744 |  | kWh | 0.034885 | -0.18911 | Commercial |  | Annual | [5 empty] | 11 | 0.96 |  |  |  | 0 | 40.0313 | 0 | 0 | 0 | 0 | 0 | 0 | 0 | 0 | 0 | 0 | 2006 Qtr 1: 0; 2006 Qtr 2: 0; 2006 Qtr 3: 0; 2006 Qtr 4: 40.0313; 2007 Qtr 1: 0; 2007 Qtr 2: 0; 2007 Qtr 3: 0; 2007 Qtr 4: 0; 2008 Qtr 1: 0; 2008 Qtr 2: 0; 2008 Qtr 3: 0; 2008 Qtr 4: 0 | 40.0313
0 | 234330-Premium T8 with T12 40 Watt Baseline - Tr1 |  | 7 | Commercial | 01-ALC-AllCommercial-IntLight | 0 |  |  |  |  | 13.9589 | 13.1897 | 0 | 0 | 0 | 0.76922 | 32.1182 |  | kWh | 0.010339 | -0.052599 | Commercial |  | Annual | [5 empty] | 11 | 0.96 |  |  |  | 0 | 43.6705 | 0 | 0 | 0 | 0 | 0 | 0 | 0 | 0 | 0 | 0 | 2006 Qtr 1: 0; 2006 Qtr 2: 0; 2006 Qtr 3: 0; 2006 Qtr 4: 43.6705; 2007 Qtr 1: 0; 2007 Qtr 2: 0; 2007 Qtr 3: 0; 2007 Qtr 4: 0; 2008 Qtr 1: 0; 2008 Qtr 2: 0; 2008 Qtr 3: 0; 2008 Qtr 4: 0 | 43.6705
0 | 234303-Lighting-Remove 4 Ft Lamp (De-Lamp) - Tr1 | COFL00AVDEL01 | 7 | Commercial | 01-ALC-AllCommercial-IntLight | 0 |  |  |  |  | 28.2518 | 16.4871 | 0 | 0 | 0 | 11.7647 | 106.7995 |  | kWh | 0.03438 | -0.1749 | Commercial |  | Annual | [5 empty] | 11 | 0.96 |  |  |  | 0 | 43.6705 | 0 | 0 | 0 | 0 | 0 | 0 | 0 | 0 | 0 | 0 | 2006 Qtr 1: 0; 2006 Qtr 2: 0; 2006 Qtr 3: 0; 2006 Qtr 4: 43.6705; 2007 Qtr 1: 0; 2007 Qtr 2: 0; 2007 Qtr 3: 0; 2007 Qtr 4: 0; 2008 Qtr 1: 0; 2008 Qtr 2: 0; 2008 Qtr 3: 0; 2008 Qtr 4: 0 | 43.6705
0 | 234331-Premium T8 with T12 40 Watt Baseline - Tr2 |  | 10 | Commercial | 14-MLI-Manufacturing–LightIndustry-LIGHT | 0 |  |  |  |  | 13.9591 | 9.8923 | 0 | 0 | 0 | 4.0668 | 31.5189 |  | kWh | 0.0096105 | -0.047789 | Commercial |  | Annual | [5 empty] | 11 | 0.96 |  |  |  | 0 | 32.7529 | 0 | 0 | 0 | 0 | 0 | 0 | 0 | 0 | 0 | 0 | 2006 Qtr 1: 0; 2006 Qtr 2: 0; 2006 Qtr 3: 0; 2006 Qtr 4: 32.7529; 2007 Qtr 1: 0; 2007 Qtr 2: 0; 2007 Qtr 3: 0; 2007 Qtr 4: 0; 2008 Qtr 1: 0; 2008 Qtr 2: 0; 2008 Qtr 3: 0; 2008 Qtr 4: 0 | 32.7529
0 | 234304-Lighting-Remove 4 Ft Lamp (De-Lamp) - Tr2 | COFL00AVDEL01 | 10 | Commercial | 14-MLI-Manufacturing–LightIndustry-LIGHT | 0 |  |  |  |  | 28.2538 | 12.3653 | 0 | 0 | 0 | 15.8885 | 101.5057 |  | kWh | 0.03095 | -0.1539 | Commercial |  | Annual | [5 empty] | 11 | 0.96 |  |  |  | 0 | 16.3764 | 0 | 0 | 0 | 0 | 0 | 0 | 0 | 0 | 0 | 0 | 2006 Qtr 1: 0; 2006 Qtr 2: 0; 2006 Qtr 3: 0; 2006 Qtr 4: 16.3764; 2007 Qtr 1: 0; 2007 Qtr 2: 0; 2007 Qtr 3: 0; 2007 Qtr 4: 0; 2008 Qtr 1: 0; 2008 Qtr 2: 0; 2008 Qtr 3: 0; 2008 Qtr 4: 0 | 16.3764
0 | 234332-Premium T8 with T12 40 Watt Baseline - Tr3 |  | 7 | Commercial | 01-ALC-AllCommercial-IntLight | 0 |  |  |  |  | 13.9591 | 7.1444 | 0 | 0 | 0 | 6.8147 | 30.0269 |  | kWh | 0.0076654 | -0.049175 | Commercial |  | Annual | [5 empty] | 11 | 0.96 |  |  |  | 0 | 110.9959 | 0 | 0 | 0 | 0 | 0 | 0 | 0 | 0 | 0 | 0 | 2006 Qtr 1: 0; 2006 Qtr 2: 0; 2006 Qtr 3: 0; 2006 Qtr 4: 110.9959; 2007 Qtr 1: 0; 2007 Qtr 2: 0; 2007 Qtr 3: 0; 2007 Qtr 4: 0; 2008 Qtr 1: 0; 2008 Qtr 2: 0; 2008 Qtr 3: 0; 2008 Qtr 4: 0 | 110.9959
0 | 234308-Lighting-Remove 8 Ft Lamp (De-Lamp) - Tr3 | CRTL00AVDEL02 | 7 | Commercial | 01-ALC-AllCommercial-IntLight | 0 |  |  |  |  | 28.4737 | 11.8158 | 0 | 0 | 0 | 16.6579 | 176.245 |  | kWh | 0.044993 | -0.28863 | Commercial |  | Annual | [5 empty] | 11 | 0.96 |  |  |  | 0 | 50.9489 | 0 | 0 | 0 | 0 | 0 | 0 | 0 | 0 | 0 | 0 | 2006 Qtr 1: 0; 2006 Qtr 2: 0; 2006 Qtr 3: 0; 2006 Qtr 4: 50.9489; 2007 Qtr 1: 0; 2007 Qtr 2: 0; 2007 Qtr 3: 0; 2007 Qtr 4: 0; 2008 Qtr 1: 0; 2008 Qtr 2: 0; 2008 Qtr 3: 0; 2008 Qtr 4: 0 | 50.9489
0 | 234330-Premium T8 with T12 40 Watt Baseline - Tr1 |  | 10 | Commercial | 01-ALC-AllCommercial-IntLight | 0 |  |  |  |  | 13.9589 | 13.1897 | 0 | 0 | 0 | 0.76922 | 32.1182 |  | kWh | 0.010339 | -0.052599 | Commercial |  | Annual | [5 empty] | 11 | 0.96 |  |  |  | 0 | 20.0156 | 0 | 0 | 0 | 0 | 0 | 0 | 0 | 0 | 0 | 0 | 2006 Qtr 1: 0; 2006 Qtr 2: 0; 2006 Qtr 3: 0; 2006 Qtr 4: 20.0156; 2007 Qtr 1: 0; 2007 Qtr 2: 0; 2007 Qtr 3: 0; 2007 Qtr 4: 0; 2008 Qtr 1: 0; 2008 Qtr 2: 0; 2008 Qtr 3: 0; 2008 Qtr 4: 0 | 20.0156
0 | 234303-Lighting-Remove 4 Ft Lamp (De-Lamp) - Tr1 | COFL00AVDEL01 | 10 | Commercial | 01-ALC-AllCommercial-IntLight | 0 |  |  |  |  | 28.2518 | 16.4871 | 0 | 0 | 0 | 11.7647 | 106.7995 |  | kWh | 0.03438 | -0.1749 | Commercial |  | Annual | [5 empty] | 11 | 0.96 |  |  |  | 0 | 20.0156 | 0 | 0 | 0 | 0 | 0 | 0 | 0 | 0 | 0 | 0 | 2006 Qtr 1: 0; 2006 Qtr 2: 0; 2006 Qtr 3: 0; 2006 Qtr 4: 20.0156; 2007 Qtr 1: 0; 2007 Qtr 2: 0; 2007 Qtr 3: 0; 2007 Qtr 4: 0; 2008 Qtr 1: 0; 2008 Qtr 2: 0; 2008 Qtr 3: 0; 2008 Qtr 4: 0 | 20.0156
0 | 234331-Premium T8 with T12 40 Watt Baseline - Tr2 |  | 10 | Commercial | 01-ALC-AllCommercial-IntLight | 0 |  |  |  |  | 13.9591 | 9.8923 | 0 | 0 | 0 | 4.0668 | 39.8036 |  | kWh | 0.012793 | -0.065186 | Commercial |  | Annual | [5 empty] | 11 | 0.96 |  |  |  | 0 | 58.2273 | 0 | 0 | 0 | 0 | 0 | 0 | 0 | 0 | 0 | 0 | 2006 Qtr 1: 0; 2006 Qtr 2: 0; 2006 Qtr 3: 0; 2006 Qtr 4: 58.2273; 2007 Qtr 1: 0; 2007 Qtr 2: 0; 2007 Qtr 3: 0; 2007 Qtr 4: 0; 2008 Qtr 1: 0; 2008 Qtr 2: 0; 2008 Qtr 3: 0; 2008 Qtr 4: 0 | 58.2273
0 | 234304-Lighting-Remove 4 Ft Lamp (De-Lamp) - Tr2 | COFL00AVDEL01 | 10 | Commercial | 01-ALC-AllCommercial-IntLight | 0 |  |  |  |  | 28.2538 | 12.3653 | 0 | 0 | 0 | 15.8885 | 128.1864 |  | kWh | 0.0412 | -0.20993 | Commercial |  | Annual | [5 empty] | 11 | 0.96 |  |  |  | 0 | 49.1293 | 0 | 0 | 0 | 0 | 0 | 0 | 0 | 0 | 0 | 0 | 2006 Qtr 1: 0; 2006 Qtr 2: 0; 2006 Qtr 3: 0; 2006 Qtr 4: 49.1293; 2007 Qtr 1: 0; 2007 Qtr 2: 0; 2007 Qtr 3: 0; 2007 Qtr 4: 0; 2008 Qtr 1: 0; 2008 Qtr 2: 0; 2008 Qtr 3: 0; 2008 Qtr 4: 0 | 49.1293
0 | 234330-Premium T8 with T12 40 Watt Baseline - Tr1 |  | 7 | Commercial | 01-ALC-AllCommercial-IntLight | 0 |  |  |  |  | 13.9589 | 13.1897 | 0 | 0 | 0 | 0.76922 | 40.547 |  | kWh | 0.0073476 | -0.066403 | Commercial |  | Annual | [5 empty] | 11 | 0.96 |  |  |  | 0 | 40.0313 | 0 | 0 | 0 | 0 | 0 | 0 | 0 | 0 | 0 | 0 | 2006 Qtr 1: 0; 2006 Qtr 2: 0; 2006 Qtr 3: 0; 2006 Qtr 4: 40.0313; 2007 Qtr 1: 0; 2007 Qtr 2: 0; 2007 Qtr 3: 0; 2007 Qtr 4: 0; 2008 Qtr 1: 0; 2008 Qtr 2: 0; 2008 Qtr 3: 0; 2008 Qtr 4: 0 | 40.0313
0 | 234303-Lighting-Remove 4 Ft Lamp (De-Lamp) - Tr1 | COFL00AVDEL01 | 7 | Commercial | 01-ALC-AllCommercial-IntLight | 0 |  |  |  |  | 28.2518 | 16.4871 | 0 | 0 | 0 | 11.7647 | 134.827 |  | kWh | 0.024432 | -0.2208 | Commercial |  | Annual | [5 empty] | 11 | 0.96 |  |  |  | 0 | 40.0313 | 0 | 0 | 0 | 0 | 0 | 0 | 0 | 0 | 0 | 0 | 2006 Qtr 1: 0; 2006 Qtr 2: 0; 2006 Qtr 3: 0; 2006 Qtr 4: 40.0313; 2007 Qtr 1: 0; 2007 Qtr 2: 0; 2007 Qtr 3: 0; 2007 Qtr 4: 0; 2008 Qtr 1: 0; 2008 Qtr 2: 0; 2008 Qtr 3: 0; 2008 Qtr 4: 0 | 40.0313
0 | 234330-Premium T8 with T12 40 Watt Baseline - Tr1 |  | 7 | Commercial | 01-ALC-AllCommercial-IntLight | 0 |  |  |  |  | 13.9589 | 13.1897 | 0 | 0 | 0 | 0.76922 | 30.14 |  | kWh | 0.0093405 | -0.04936 | Commercial |  | Annual | [5 empty] | 11 | 0.96 |  |  |  | 0 | 21.8353 | 0 | 0 | 0 | 0 | 0 | 0 | 0 | 0 | 0 | 0 | 2006 Qtr 1: 0; 2006 Qtr 2: 0; 2006 Qtr 3: 0; 2006 Qtr 4: 21.8353; 2007 Qtr 1: 0; 2007 Qtr 2: 0; 2007 Qtr 3: 0; 2007 Qtr 4: 0; 2008 Qtr 1: 0; 2008 Qtr 2: 0; 2008 Qtr 3: 0; 2008 Qtr 4: 0 | 21.8353
0 | 234303-Lighting-Remove 4 Ft Lamp (De-Lamp) - Tr1 | COFL00AVDEL01 | 7 | Commercial | 01-ALC-AllCommercial-IntLight | 0 |  |  |  |  | 28.2518 | 16.4871 | 0 | 0 | 0 | 11.7647 | 100.2216 |  | kWh | 0.031059 | -0.16413 | Commercial |  | Annual | [5 empty] | 11 | 0.96 |  |  |  | 0 | 21.8353 | 0 | 0 | 0 | 0 | 0 | 0 | 0 | 0 | 0 | 0 | 2006 Qtr 1: 0; 2006 Qtr 2: 0; 2006 Qtr 3: 0; 2006 Qtr 4: 21.8353; 2007 Qtr 1: 0; 2007 Qtr 2: 0; 2007 Qtr 3: 0; 2007 Qtr 4: 0; 2008 Qtr 1: 0; 2008 Qtr 2: 0; 2008 Qtr 3: 0; 2008 Qtr 4: 0 | 21.8353
0 | 234331-Premium T8 with T12 40 Watt Baseline - Tr2 |  | 10 | Commercial | 01-ALC-AllCommercial-IntLight | 0 |  |  |  |  | 13.9591 | 9.8923 | 0 | 0 | 0 | 4.0668 | 35.8564 |  | kWh | 0.010832 | -0.058721 | Commercial |  | Annual | [5 empty] | 11 | 0.96 |  |  |  | 0 | 41.8509 | 0 | 0 | 0 | 0 | 0 | 0 | 0 | 0 | 0 | 0 | 2006 Qtr 1: 0; 2006 Qtr 2: 0; 2006 Qtr 3: 0; 2006 Qtr 4: 41.8509; 2007 Qtr 1: 0; 2007 Qtr 2: 0; 2007 Qtr 3: 0; 2007 Qtr 4: 0; 2008 Qtr 1: 0; 2008 Qtr 2: 0; 2008 Qtr 3: 0; 2008 Qtr 4: 0 | 41.8509
0 | 234304-Lighting-Remove 4 Ft Lamp (De-Lamp) - Tr2 | COFL00AVDEL01 | 10 | Commercial | 01-ALC-AllCommercial-IntLight | 0 |  |  |  |  | 28.2538 | 12.3653 | 0 | 0 | 0 | 15.8885 | 115.4744 |  | kWh | 0.034885 | -0.18911 | Commercial |  | Annual | [5 empty] | 11 | 0.96 |  |  |  | 0 | 5.4588 | 0 | 0 | 0 | 0 | 0 | 0 | 0 | 0 | 0 | 0 | 2006 Qtr 1: 0; 2006 Qtr 2: 0; 2006 Qtr 3: 0; 2006 Qtr 4: 5.4588; 2007 Qtr 1: 0; 2007 Qtr 2: 0; 2007 Qtr 3: 0; 2007 Qtr 4: 0; 2008 Qtr 1: 0; 2008 Qtr 2: 0; 2008 Qtr 3: 0; 2008 Qtr 4: 0 | 5.4588
0 | 234307-Lighting-Remove 8 Ft Lamp (De-Lamp) - Tr2 | CRTL00AVDEL02 | 10 | Commercial | 01-ALC-AllCommercial-IntLight | 0 |  |  |  |  | 28.4684 | 16.4871 | 0 | 0 | 0 | 11.9813 | 190.5751 |  | kWh | 0.057573 | -0.3121 | Commercial |  | Annual | [5 empty] | 11 | 0.96 |  |  |  | 0 | 18.196 | 0 | 0 | 0 | 0 | 0 | 0 | 0 | 0 | 0 | 0 | 2006 Qtr 1: 0; 2006 Qtr 2: 0; 2006 Qtr 3: 0; 2006 Qtr 4: 18.196; 2007 Qtr 1: 0; 2007 Qtr 2: 0; 2007 Qtr 3: 0; 2007 Qtr 4: 0; 2008 Qtr 1: 0; 2008 Qtr 2: 0; 2008 Qtr 3: 0; 2008 Qtr 4: 0 | 18.196
0 | 234330-Premium T8 with T12 40 Watt Baseline - Tr1 |  | 7 | Commercial | 01-ALC-AllCommercial-IntLight | 0 |  |  |  |  | 13.9589 | 7.1444 | 0 | 0 | 0 | 6.8145 | 30.14 |  | kWh | 0.0093405 | -0.04936 | Commercial |  | Annual | [5 empty] | 11 | 0.96 |  |  |  | 0 | 18.196 | 0 | 0 | 0 | 0 | 0 | 0 | 0 | 0 | 0 | 0 | 2006 Qtr 1: 0; 2006 Qtr 2: 0; 2006 Qtr 3: 0; 2006 Qtr 4: 18.196; 2007 Qtr 1: 0; 2007 Qtr 2: 0; 2007 Qtr 3: 0; 2007 Qtr 4: 0; 2008 Qtr 1: 0; 2008 Qtr 2: 0; 2008 Qtr 3: 0; 2008 Qtr 4: 0 | 18.196
0 | 234303-Lighting-Remove 4 Ft Lamp (De-Lamp) - Tr1 | COFL00AVDEL01 | 7 | Commercial | 01-ALC-AllCommercial-IntLight | 0 |  |  |  |  | 28.2518 | 8.7931 | 0 | 0 | 0 | 19.4586 | 100.2216 |  | kWh | 0.031059 | -0.16413 | Commercial |  | Annual | [5 empty] | 11 | 0.96 |  |  |  | 0 | 18.196 | 0 | 0 | 0 | 0 | 0 | 0 | 0 | 0 | 0 | 0 | 2006 Qtr 1: 0; 2006 Qtr 2: 0; 2006 Qtr 3: 0; 2006 Qtr 4: 18.196; 2007 Qtr 1: 0; 2007 Qtr 2: 0; 2007 Qtr 3: 0; 2007 Qtr 4: 0; 2008 Qtr 1: 0; 2008 Qtr 2: 0; 2008 Qtr 3: 0; 2008 Qtr 4: 0 | 18.196
0 | 234330-Premium T8 with T12 40 Watt Baseline - Tr1 |  | 7 | Commercial | 01-ALC-AllCommercial-IntLight | 0 |  |  |  |  | 13.9589 | 13.1897 | 0 | 0 | 0 | 0.76922 | 40.547 |  | kWh | 0.0073476 | -0.066403 | Commercial |  | Annual | [5 empty] | 11 | 0.96 |  |  |  | 0 | 16.3764 | 0 | 0 | 0 | 0 | 0 | 0 | 0 | 0 | 0 | 0 | 2006 Qtr 1: 0; 2006 Qtr 2: 0; 2006 Qtr 3: 0; 2006 Qtr 4: 16.3764; 2007 Qtr 1: 0; 2007 Qtr 2: 0; 2007 Qtr 3: 0; 2007 Qtr 4: 0; 2008 Qtr 1: 0; 2008 Qtr 2: 0; 2008 Qtr 3: 0; 2008 Qtr 4: 0 | 16.3764
0 | 234303-Lighting-Remove 4 Ft Lamp (De-Lamp) - Tr1 | COFL00AVDEL01 | 7 | Commercial | 01-ALC-AllCommercial-IntLight | 0 |  |  |  |  | 28.2518 | 16.4871 | 0 | 0 | 0 | 11.7647 | 134.827 |  | kWh | 0.024432 | -0.2208 | Commercial |  | Annual | [5 empty] | 11 | 0.96 |  |  |  | 0 | 16.3764 | 0 | 0 | 0 | 0 | 0 | 0 | 0 | 0 | 0 | 0 | 2006 Qtr 1: 0; 2006 Qtr 2: 0; 2006 Qtr 3: 0; 2006 Qtr 4: 16.3764; 2007 Qtr 1: 0; 2007 Qtr 2: 0; 2007 Qtr 3: 0; 2007 Qtr 4: 0; 2008 Qtr 1: 0; 2008 Qtr 2: 0; 2008 Qtr 3: 0; 2008 Qtr 4: 0 | 16.3764
0 | 234330-Premium T8 with T12 40 Watt Baseline - Tr1 |  | 7 | Commercial | 01-ALC-AllCommercial-IntLight | 0 |  |  |  |  | 13.9589 | 13.1897 | 0 | 0 | 0 | 0.76922 | 27.8282 |  | kWh | 0.0094846 | -0.045574 | Commercial |  | Annual | [5 empty] | 11 | 0.96 |  |  |  | 0 | 36.3921 | 0 | 0 | 0 | 0 | 0 | 0 | 0 | 0 | 0 | 0 | 2006 Qtr 1: 0; 2006 Qtr 2: 0; 2006 Qtr 3: 0; 2006 Qtr 4: 36.3921; 2007 Qtr 1: 0; 2007 Qtr 2: 0; 2007 Qtr 3: 0; 2007 Qtr 4: 0; 2008 Qtr 1: 0; 2008 Qtr 2: 0; 2008 Qtr 3: 0; 2008 Qtr 4: 0 | 36.3921
0 | 234303-Lighting-Remove 4 Ft Lamp (De-Lamp) - Tr1 | COFL00AVDEL01 | 7 | Commercial | 01-ALC-AllCommercial-IntLight | 0 |  |  |  |  | 28.2518 | 16.4871 | 0 | 0 | 0 | 11.7647 | 92.5345 |  | kWh | 0.031538 | -0.15154 | Commercial |  | Annual | [5 empty] | 11 | 0.96 |  |  |  | 0 | 36.3921 | 0 | 0 | 0 | 0 | 0 | 0 | 0 | 0 | 0 | 0 | 2006 Qtr 1: 0; 2006 Qtr 2: 0; 2006 Qtr 3: 0; 2006 Qtr 4: 36.3921; 2007 Qtr 1: 0; 2007 Qtr 2: 0; 2007 Qtr 3: 0; 2007 Qtr 4: 0; 2008 Qtr 1: 0; 2008 Qtr 2: 0; 2008 Qtr 3: 0; 2008 Qtr 4: 0 | 36.3921
0 | 234331-Premium T8 with T12 40 Watt Baseline - Tr2 |  | 7 | Commercial | 01-ALC-AllCommercial-IntLight | 0 |  |  |  |  | 13.9591 | 9.8923 | 0 | 0 | 0 | 4.0668 | 28.7332 |  | kWh | 0.009793 | -0.047056 | Commercial |  | Annual | [5 empty] | 11 | 0.96 |  |  |  | 0 | 29.1137 | 0 | 0 | 0 | 0 | 0 | 0 | 0 | 0 | 0 | 0 | 2006 Qtr 1: 0; 2006 Qtr 2: 0; 2006 Qtr 3: 0; 2006 Qtr 4: 29.1137; 2007 Qtr 1: 0; 2007 Qtr 2: 0; 2007 Qtr 3: 0; 2007 Qtr 4: 0; 2008 Qtr 1: 0; 2008 Qtr 2: 0; 2008 Qtr 3: 0; 2008 Qtr 4: 0 | 29.1137
0 | 234304-Lighting-Remove 4 Ft Lamp (De-Lamp) - Tr2 | COFL00AVDEL01 | 7 | Commercial | 01-ALC-AllCommercial-IntLight | 0 |  |  |  |  | 28.2538 | 12.3653 | 0 | 0 | 0 | 15.8885 | 92.5345 |  | kWh | 0.031538 | -0.15154 | Commercial |  | Annual | [5 empty] | 11 | 0.96 |  |  |  | 0 | 20.0156 | 0 | 0 | 0 | 0 | 0 | 0 | 0 | 0 | 0 | 0 | 2006 Qtr 1: 0; 2006 Qtr 2: 0; 2006 Qtr 3: 0; 2006 Qtr 4: 20.0156; 2007 Qtr 1: 0; 2007 Qtr 2: 0; 2007 Qtr 3: 0; 2007 Qtr 4: 0; 2008 Qtr 1: 0; 2008 Qtr 2: 0; 2008 Qtr 3: 0; 2008 Qtr 4: 0 | 20.0156
0 | 234330-Premium T8 with T12 40 Watt Baseline - Tr1 |  | 7 | Commercial | 01-ALC-AllCommercial-IntLight | 0 |  |  |  |  | 13.9589 | 13.1897 | 0 | 0 | 0 | 0.76922 | 34.727 |  | kWh | 0.010491 | -0.056872 | Commercial |  | Annual | [5 empty] | 11 | 0.96 |  |  |  | 0 | 110.9959 | 0 | 0 | 0 | 0 | 0 | 0 | 0 | 0 | 0 | 0 | 2006 Qtr 1: 0; 2006 Qtr 2: 0; 2006 Qtr 3: 0; 2006 Qtr 4: 110.9959; 2007 Qtr 1: 0; 2007 Qtr 2: 0; 2007 Qtr 3: 0; 2007 Qtr 4: 0; 2008 Qtr 1: 0; 2008 Qtr 2: 0; 2008 Qtr 3: 0; 2008 Qtr 4: 0 | 110.9959
0 | 234303-Lighting-Remove 4 Ft Lamp (De-Lamp) - Tr1 | COFL00AVDEL01 | 7 | Commercial | 01-ALC-AllCommercial-IntLight | 0 |  |  |  |  | 28.2518 | 16.4871 | 0 | 0 | 0 | 11.7647 | 115.4744 |  | kWh | 0.034885 | -0.18911 | Commercial |  | Annual | [5 empty] | 11 | 0.96 |  |  |  | 0 | 109.1763 | 0 | 0 | 0 | 0 | 0 | 0 | 0 | 0 | 0 | 0 | 2006 Qtr 1: 0; 2006 Qtr 2: 0; 2006 Qtr 3: 0; 2006 Qtr 4: 109.1763; 2007 Qtr 1: 0; 2007 Qtr 2: 0; 2007 Qtr 3: 0; 2007 Qtr 4: 0; 2008 Qtr 1: 0; 2008 Qtr 2: 0; 2008 Qtr 3: 0; 2008 Qtr 4: 0 | 109.1763
0 | 234049-Lighting-LED Exit Sign New Sign | CALC00AVETS01 | 7 | Commercial | 02-ASM-Assembly-Exit | 0 |  |  |  |  | 65.3696 | 45 | 0 | 0 | 0 | 20.3696 | 351.311 |  | kWh | 0 | 0 | Commercial |  | Annual | [5 empty] | 16 | 0.96 |  |  |  | 0 | 1 | 0 | 0 | 0 | 0 | 0 | 0 | 0 | 0 | 0 | 0 | 2006 Qtr 1: 0; 2006 Qtr 2: 0; 2006 Qtr 3: 0; 2006 Qtr 4: 1; 2007 Qtr 1: 0; 2007 Qtr 2: 0; 2007 Qtr 3: 0; 2007 Qtr 4: 0; 2008 Qtr 1: 0; 2008 Qtr 2: 0; 2008 Qtr 3: 0; 2008 Qtr 4: 0 | 1
0 | 234330-Premium T8 with T12 40 Watt Baseline - Tr1 |  | 7 | Commercial | 14-MLI-Manufacturing–LightIndustry-LIGHT | 0 |  |  |  |  | 13.9589 | 13.1897 | 0 | 0 | 0 | 0.76922 | 30.1346 |  | kWh | 0.0093123 | -0.038961 | Commercial |  | Annual | [5 empty] | 11 | 0.96 |  |  |  | 0 | 50.9489 | 0 | 0 | 0 | 0 | 0 | 0 | 0 | 0 | 0 | 0 | 2006 Qtr 1: 0; 2006 Qtr 2: 0; 2006 Qtr 3: 0; 2006 Qtr 4: 50.9489; 2007 Qtr 1: 0; 2007 Qtr 2: 0; 2007 Qtr 3: 0; 2007 Qtr 4: 0; 2008 Qtr 1: 0; 2008 Qtr 2: 0; 2008 Qtr 3: 0; 2008 Qtr 4: 0 | 50.9489
0 | 234303-Lighting-Remove 4 Ft Lamp (De-Lamp) - Tr1 | COFL00AVDEL01 | 7 | Commercial | 14-MLI-Manufacturing–LightIndustry-LIGHT | 0 |  |  |  |  | 28.2518 | 16.4871 | 0 | 0 | 0 | 11.7647 | 100.2037 |  | kWh | 0.030965 | -0.12955 | Commercial |  | Annual | [5 empty] | 11 | 0.96 |  |  |  | 0 | 50.9489 | 0 | 0 | 0 | 0 | 0 | 0 | 0 | 0 | 0 | 0 | 2006 Qtr 1: 0; 2006 Qtr 2: 0; 2006 Qtr 3: 0; 2006 Qtr 4: 50.9489; 2007 Qtr 1: 0; 2007 Qtr 2: 0; 2007 Qtr 3: 0; 2007 Qtr 4: 0; 2008 Qtr 1: 0; 2008 Qtr 2: 0; 2008 Qtr 3: 0; 2008 Qtr 4: 0 | 50.9489
0 | 234330-Premium T8 with T12 40 Watt Baseline - Tr1 |  | 7 | Commercial | 01-ALC-AllCommercial-IntLight | 0 |  |  |  |  | 13.9589 | 13.1897 | 0 | 0 | 0 | 0.76922 | 34.727 |  | kWh | 0.010491 | -0.056872 | Commercial |  | Annual | [5 empty] | 11 | 0.96 |  |  |  | 0 | 74.6038 | 0 | 0 | 0 | 0 | 0 | 0 | 0 | 0 | 0 | 0 | 2006 Qtr 1: 0; 2006 Qtr 2: 0; 2006 Qtr 3: 0; 2006 Qtr 4: 74.6038; 2007 Qtr 1: 0; 2007 Qtr 2: 0; 2007 Qtr 3: 0; 2007 Qtr 4: 0; 2008 Qtr 1: 0; 2008 Qtr 2: 0; 2008 Qtr 3: 0; 2008 Qtr 4: 0 | 74.6038
0 | 234303-Lighting-Remove 4 Ft Lamp (De-Lamp) - Tr1 | COFL00AVDEL01 | 7 | Commercial | 01-ALC-AllCommercial-IntLight | 0 |  |  |  |  | 28.2518 | 16.4871 | 0 | 0 | 0 | 11.7647 | 115.4744 |  | kWh | 0.034885 | -0.18911 | Commercial |  | Annual | [5 empty] | 11 | 0.96 |  |  |  | 0 | 74.6038 | 0 | 0 | 0 | 0 | 0 | 0 | 0 | 0 | 0 | 0 | 2006 Qtr 1: 0; 2006 Qtr 2: 0; 2006 Qtr 3: 0; 2006 Qtr 4: 74.6038; 2007 Qtr 1: 0; 2007 Qtr 2: 0; 2007 Qtr 3: 0; 2007 Qtr 4: 0; 2008 Qtr 1: 0; 2008 Qtr 2: 0; 2008 Qtr 3: 0; 2008 Qtr 4: 0 | 74.6038
0 | 234049-Lighting-LED Exit Sign New Sign | CALC00AVETS01 | 7 | Commercial | 02-ASM-Assembly-Exit | 0 |  |  |  |  | 65.3696 | 45 | 0 | 0 | 0 | 20.3696 | 351.311 |  | kWh | 0 | 0 | Commercial |  | Annual | [5 empty] | 16 | 0.96 |  |  |  | 0 | 1 | 0 | 0 | 0 | 0 | 0 | 0 | 0 | 0 | 0 | 0 | 2006 Qtr 1: 0; 2006 Qtr 2: 0; 2006 Qtr 3: 0; 2006 Qtr 4: 1; 2007 Qtr 1: 0; 2007 Qtr 2: 0; 2007 Qtr 3: 0; 2007 Qtr 4: 0; 2008 Qtr 1: 0; 2008 Qtr 2: 0; 2008 Qtr 3: 0; 2008 Qtr 4: 0 | 1
0 | 234330-Premium T8 with T12 40 Watt Baseline - Tr1 |  | 7 | Commercial | 01-ALC-AllCommercial-IntLight | 0 |  |  |  |  | 13.9589 | 13.1897 | 0 | 0 | 0 | 0.76922 | 34.727 |  | kWh | 0.010491 | -0.056872 | Commercial |  | Annual | [5 empty] | 11 | 0.96 |  |  |  | 0 | 25.4745 | 0 | 0 | 0 | 0 | 0 | 0 | 0 | 0 | 0 | 0 | 2006 Qtr 1: 0; 2006 Qtr 2: 0; 2006 Qtr 3: 0; 2006 Qtr 4: 25.4745; 2007 Qtr 1: 0; 2007 Qtr 2: 0; 2007 Qtr 3: 0; 2007 Qtr 4: 0; 2008 Qtr 1: 0; 2008 Qtr 2: 0; 2008 Qtr 3: 0; 2008 Qtr 4: 0 | 25.4745
0 | 234303-Lighting-Remove 4 Ft Lamp (De-Lamp) - Tr1 | COFL00AVDEL01 | 7 | Commercial | 01-ALC-AllCommercial-IntLight | 0 |  |  |  |  | 28.2518 | 16.4871 | 0 | 0 | 0 | 11.7647 | 115.4744 |  | kWh | 0.034885 | -0.18911 | Commercial |  | Annual | [5 empty] | 11 | 0.96 |  |  |  | 0 | 25.4745 | 0 | 0 | 0 | 0 | 0 | 0 | 0 | 0 | 0 | 0 | 2006 Qtr 1: 0; 2006 Qtr 2: 0; 2006 Qtr 3: 0; 2006 Qtr 4: 25.4745; 2007 Qtr 1: 0; 2007 Qtr 2: 0; 2007 Qtr 3: 0; 2007 Qtr 4: 0; 2008 Qtr 1: 0; 2008 Qtr 2: 0; 2008 Qtr 3: 0; 2008 Qtr 4: 0 | 25.4745
0 | 234049-Lighting-LED Exit Sign New Sign | CALC00AVETS01 | 7 | Commercial | 02-ASM-Assembly-Exit | 0 |  |  |  |  | 65.3696 | 45 | 0 | 0 | 0 | 20.3696 | 351.311 |  | kWh | 0 | 0 | Commercial |  | Annual | [5 empty] | 16 | 0.96 |  |  |  | 0 | 1 | 0 | 0 | 0 | 0 | 0 | 0 | 0 | 0 | 0 | 0 | 2006 Qtr 1: 0; 2006 Qtr 2: 0; 2006 Qtr 3: 0; 2006 Qtr 4: 1; 2007 Qtr 1: 0; 2007 Qtr 2: 0; 2007 Qtr 3: 0; 2007 Qtr 4: 0; 2008 Qtr 1: 0; 2008 Qtr 2: 0; 2008 Qtr 3: 0; 2008 Qtr 4: 0 | 1
0 | 234331-Premium T8 with T12 40 Watt Baseline - Tr2 |  | 10 | Commercial | 01-ALC-AllCommercial-IntLight | 0 |  |  |  |  | 13.9591 | 9.8923 | 0 | 0 | 0 | 4.0668 | 35.8564 |  | kWh | 0.010832 | -0.058721 | Commercial |  | Annual | [5 empty] | 11 | 0.96 |  |  |  | 0 | 58.2273 | 0 | 0 | 0 | 0 | 0 | 0 | 0 | 0 | 0 | 0 | 2006 Qtr 1: 0; 2006 Qtr 2: 0; 2006 Qtr 3: 0; 2006 Qtr 4: 58.2273; 2007 Qtr 1: 0; 2007 Qtr 2: 0; 2007 Qtr 3: 0; 2007 Qtr 4: 0; 2008 Qtr 1: 0; 2008 Qtr 2: 0; 2008 Qtr 3: 0; 2008 Qtr 4: 0 | 58.2273
0 | 234304-Lighting-Remove 4 Ft Lamp (De-Lamp) - Tr2 | COFL00AVDEL01 | 10 | Commercial | 01-ALC-AllCommercial-IntLight | 0 |  |  |  |  | 28.2538 | 12.3653 | 0 | 0 | 0 | 15.8885 | 115.4744 |  | kWh | 0.034885 | -0.18911 | Commercial |  | Annual | [5 empty] | 11 | 0.96 |  |  |  | 0 | 10.9176 | 0 | 0 | 0 | 0 | 0 | 0 | 0 | 0 | 0 | 0 | 2006 Qtr 1: 0; 2006 Qtr 2: 0; 2006 Qtr 3: 0; 2006 Qtr 4: 10.9176; 2007 Qtr 1: 0; 2007 Qtr 2: 0; 2007 Qtr 3: 0; 2007 Qtr 4: 0; 2008 Qtr 1: 0; 2008 Qtr 2: 0; 2008 Qtr 3: 0; 2008 Qtr 4: 0 | 10.9176
0 | 234307-Lighting-Remove 8 Ft Lamp (De-Lamp) - Tr2 | CRTL00AVDEL02 | 10 | Commercial | 01-ALC-AllCommercial-IntLight | 0 |  |  |  |  | 28.4684 | 16.4871 | 0 | 0 | 0 | 11.9813 | 190.5751 |  | kWh | 0.057573 | -0.3121 | Commercial |  | Annual | [5 empty] | 11 | 0.96 |  |  |  | 0 | 21.8353 | 0 | 0 | 0 | 0 | 0 | 0 | 0 | 0 | 0 | 0 | 2006 Qtr 1: 0; 2006 Qtr 2: 0; 2006 Qtr 3: 0; 2006 Qtr 4: 21.8353; 2007 Qtr 1: 0; 2007 Qtr 2: 0; 2007 Qtr 3: 0; 2007 Qtr 4: 0; 2008 Qtr 1: 0; 2008 Qtr 2: 0; 2008 Qtr 3: 0; 2008 Qtr 4: 0 | 21.8353
0 | 234174-Food Service - Ice Machine Air-Cooled 101-200 |  | 10 | Commercial | 01-ALC-AllCommercial-Refrig | 0 |  |  |  |  | 296 | 600 | 0 | 0 | 0 | -304 | 3613.5 |  | kWh | 0.4125 | 0 | Commercial |  | Annual | [5 empty] | 12 | 0.96 |  |  |  | 0 | 1 | 0 | 0 | 0 | 0 | 0 | 0 | 0 | 0 | 0 | 0 | 2006 Qtr 1: 0; 2006 Qtr 2: 0; 2006 Qtr 3: 0; 2006 Qtr 4: 1; 2007 Qtr 1: 0; 2007 Qtr 2: 0; 2007 Qtr 3: 0; 2007 Qtr 4: 0; 2008 Qtr 1: 0; 2008 Qtr 2: 0; 2008 Qtr 3: 0; 2008 Qtr 4: 0 | 1
0 | 234126-Refrigeration - Efficient Evap Fan Motor Electronically Commutated Motor (ECM) | Averaged DEER Msrs | 7 | Commercial | 01-ALC-AllCommercial-Refrig | 0 |  |  |  |  | 6.7904 | 150 | 0 | 0 | 0 | -143.2096 | 116.369 |  | kWh | 0.015845 | -0.11528 | Commercial |  | Annual | [5 empty] | 15 | 0.96 |  |  |  | 0 | 9 | 0 | 0 | 0 | 0 | 0 | 0 | 0 | 0 | 0 | 0 | 2006 Qtr 1: 0; 2006 Qtr 2: 0; 2006 Qtr 3: 0; 2006 Qtr 4: 9; 2007 Qtr 1: 0; 2007 Qtr 2: 0; 2007 Qtr 3: 0; 2007 Qtr 4: 0; 2008 Qtr 1: 0; 2008 Qtr 2: 0; 2008 Qtr 3: 0; 2008 Qtr 4: 0 | 9
0 | 234330-Premium T8 with T12 40 Watt Baseline - Tr1 |  | 7 | Commercial | 01-ALC-AllCommercial-IntLight | 0 |  |  |  |  | 13.9589 | 13.1897 | 0 | 0 | 0 | 0.76922 | 38.5499 |  | kWh | 0.01239 | -0.063133 | Commercial |  | Annual | [5 empty] | 11 | 0.96 |  |  |  | 0 | 243.827 | 0 | 0 | 0 | 0 | 0 | 0 | 0 | 0 | 0 | 0 | 2006 Qtr 1: 0; 2006 Qtr 2: 0; 2006 Qtr 3: 0; 2006 Qtr 4: 243.827; 2007 Qtr 1: 0; 2007 Qtr 2: 0; 2007 Qtr 3: 0; 2007 Qtr 4: 0; 2008 Qtr 1: 0; 2008 Qtr 2: 0; 2008 Qtr 3: 0; 2008 Qtr 4: 0 | 243.827
0 | 234207-Lighting-8 Ft T-8 with Elec Ballast-Tr1 |  | 7 | Commercial | 01-ALC-AllCommercial-IntLight | 0 |  |  |  |  | 35.7163 | 21.9828 | 0 | 0 | 0 | 13.7335 | 31.9682 |  | kWh | 0.010275 | -0.052354 | Commercial |  | Annual | [5 empty] | 11 | 0.96 |  |  |  | 0 | 9.098 | 0 | 0 | 0 | 0 | 0 | 0 | 0 | 0 | 0 | 0 | 2006 Qtr 1: 0; 2006 Qtr 2: 0; 2006 Qtr 3: 0; 2006 Qtr 4: 9.098; 2007 Qtr 1: 0; 2007 Qtr 2: 0; 2007 Qtr 3: 0; 2007 Qtr 4: 0; 2008 Qtr 1: 0; 2008 Qtr 2: 0; 2008 Qtr 3: 0; 2008 Qtr 4: 0 | 9.098
0 | 234332-Premium T8 with T12 40 Watt Baseline - Tr3 |  | 7 | Commercial | 14-MLI-Manufacturing–LightIndustry-LIGHT | 0 |  |  |  |  | 13.9591 | 7.1444 | 0 | 0 | 0 | 6.8147 | 28.1746 |  | kWh | 0.0087066 | -0.036427 | Commercial |  | Annual | [5 empty] | 11 | 0.96 |  |  |  | 0 | 98.2586 | 0 | 0 | 0 | 0 | 0 | 0 | 0 | 0 | 0 | 0 | 2006 Qtr 1: 0; 2006 Qtr 2: 0; 2006 Qtr 3: 0; 2006 Qtr 4: 98.2586; 2007 Qtr 1: 0; 2007 Qtr 2: 0; 2007 Qtr 3: 0; 2007 Qtr 4: 0; 2008 Qtr 1: 0; 2008 Qtr 2: 0; 2008 Qtr 3: 0; 2008 Qtr 4: 0 | 98.2586
0 | 234308-Lighting-Remove 8 Ft Lamp (De-Lamp) - Tr3 | CRTL00AVDEL02 | 7 | Commercial | 14-MLI-Manufacturing–LightIndustry-LIGHT | 0 |  |  |  |  | 28.4737 | 11.8158 | 0 | 0 | 0 | 16.6579 | 165.3728 |  | kWh | 0.051104 | -0.21381 | Commercial |  | Annual | [5 empty] | 11 | 0.96 |  |  |  | 0 | 49.1293 | 0 | 0 | 0 | 0 | 0 | 0 | 0 | 0 | 0 | 0 | 2006 Qtr 1: 0; 2006 Qtr 2: 0; 2006 Qtr 3: 0; 2006 Qtr 4: 49.1293; 2007 Qtr 1: 0; 2007 Qtr 2: 0; 2007 Qtr 3: 0; 2007 Qtr 4: 0; 2008 Qtr 1: 0; 2008 Qtr 2: 0; 2008 Qtr 3: 0; 2008 Qtr 4: 0 | 49.1293
0 | 234002-A/C-Reflective Window Film Coastal |  | 10 | Commercial | 01-ALC-AllCommercial-Cooling | 0 |  |  |  |  | 3.12 | 2 | 0 | 0 | 0 | 1.12 | 12.44 |  | kWh | 0.0023 | 0 | Commercial |  | Annual | [5 empty] | 10 | 0.96 |  |  |  | 0 | 590 | 0 | 0 | 0 | 0 | 0 | 0 | 0 | 0 | 0 | 0 | 2006 Qtr 1: 0; 2006 Qtr 2: 0; 2006 Qtr 3: 0; 2006 Qtr 4: 590; 2007 Qtr 1: 0; 2007 Qtr 2: 0; 2007 Qtr 3: 0; 2007 Qtr 4: 0; 2008 Qtr 1: 0; 2008 Qtr 2: 0; 2008 Qtr 3: 0; 2008 Qtr 4: 0 | 590
0 | 234207-Lighting-8 Ft T-8 with Elec Ballast-Tr1 |  | System | Commercial | 01-ALC-AllCommercial-IntLight | 0 |  |  |  |  | 35.7163 | 21.9828 | 0 | 0 | 0 | 13.7335 | 54.2473 |  | kWh | 0.010702 | -0.08884 | Commercial |  | Annual | [5 empty] | 11 | 0.96 |  |  |  | 0 | 44.5803 | 0 | 0 | 0 | 0 | 0 | 0 | 0 | 0 | 0 | 0 | 2006 Qtr 1: 0; 2006 Qtr 2: 0; 2006 Qtr 3: 0; 2006 Qtr 4: 44.5803; 2007 Qtr 1: 0; 2007 Qtr 2: 0; 2007 Qtr 3: 0; 2007 Qtr 4: 0; 2008 Qtr 1: 0; 2008 Qtr 2: 0; 2008 Qtr 3: 0; 2008 Qtr 4: 0 | 44.5803
0 | 234331-Premium T8 with T12 40 Watt Baseline - Tr2 |  | 7 | Commercial | 01-ALC-AllCommercial-IntLight | 0 |  |  |  |  | 13.9591 | 9.8923 | 0 | 0 | 0 | 4.0668 | 35.8564 |  | kWh | 0.010832 | -0.058721 | Commercial |  | Annual | [5 empty] | 11 | 0.96 |  |  |  | 0 | 58.2273 | 0 | 0 | 0 | 0 | 0 | 0 | 0 | 0 | 0 | 0 | 2006 Qtr 1: 0; 2006 Qtr 2: 0; 2006 Qtr 3: 0; 2006 Qtr 4: 58.2273; 2007 Qtr 1: 0; 2007 Qtr 2: 0; 2007 Qtr 3: 0; 2007 Qtr 4: 0; 2008 Qtr 1: 0; 2008 Qtr 2: 0; 2008 Qtr 3: 0; 2008 Qtr 4: 0 | 58.2273
0 | 234304-Lighting-Remove 4 Ft Lamp (De-Lamp) - Tr2 | COFL00AVDEL01 | 7 | Commercial | 01-ALC-AllCommercial-IntLight | 0 |  |  |  |  | 28.2538 | 12.3653 | 0 | 0 | 0 | 15.8885 | 115.4744 |  | kWh | 0.034885 | -0.18911 | Commercial |  | Annual | [5 empty] | 11 | 0.96 |  |  |  | 0 | 58.2273 | 0 | 0 | 0 | 0 | 0 | 0 | 0 | 0 | 0 | 0 | 2006 Qtr 1: 0; 2006 Qtr 2: 0; 2006 Qtr 3: 0; 2006 Qtr 4: 58.2273; 2007 Qtr 1: 0; 2007 Qtr 2: 0; 2007 Qtr 3: 0; 2007 Qtr 4: 0; 2008 Qtr 1: 0; 2008 Qtr 2: 0; 2008 Qtr 3: 0; 2008 Qtr 4: 0 | 58.2273
0 | 234331-Premium T8 with T12 40 Watt Baseline - Tr2 |  | 7 | Commercial | 01-ALC-AllCommercial-IntLight | 0 |  |  |  |  | 13.9591 | 9.8923 | 0 | 0 | 0 | 4.0668 | 35.8564 |  | kWh | 0.010832 | -0.058721 | Commercial |  | Annual | [5 empty] | 11 | 0.96 |  |  |  | 0 | 65.5058 | 0 | 0 | 0 | 0 | 0 | 0 | 0 | 0 | 0 | 0 | 2006 Qtr 1: 0; 2006 Qtr 2: 0; 2006 Qtr 3: 0; 2006 Qtr 4: 65.5058; 2007 Qtr 1: 0; 2007 Qtr 2: 0; 2007 Qtr 3: 0; 2007 Qtr 4: 0; 2008 Qtr 1: 0; 2008 Qtr 2: 0; 2008 Qtr 3: 0; 2008 Qtr 4: 0 | 65.5058
0 | 234331-Premium T8 with T12 40 Watt Baseline - Tr2 |  | 7 | Commercial | 01-ALC-AllCommercial-IntLight | 0 |  |  |  |  | 13.9591 | 9.8923 | 0 | 0 | 0 | 4.0668 | 35.8564 |  | kWh | 0.010832 | -0.058721 | Commercial |  | Annual | [5 empty] | 11 | 0.96 |  |  |  | 0 | 63.6862 | 0 | 0 | 0 | 0 | 0 | 0 | 0 | 0 | 0 | 0 | 2006 Qtr 1: 0; 2006 Qtr 2: 0; 2006 Qtr 3: 0; 2006 Qtr 4: 63.6862; 2007 Qtr 1: 0; 2007 Qtr 2: 0; 2007 Qtr 3: 0; 2007 Qtr 4: 0; 2008 Qtr 1: 0; 2008 Qtr 2: 0; 2008 Qtr 3: 0; 2008 Qtr 4: 0 | 63.6862
0 | 234304-Lighting-Remove 4 Ft Lamp (De-Lamp) - Tr2 | COFL00AVDEL01 | 7 | Commercial | 01-ALC-AllCommercial-IntLight | 0 |  |  |  |  | 28.2538 | 12.3653 | 0 | 0 | 0 | 15.8885 | 115.4744 |  | kWh | 0.034885 | -0.18911 | Commercial |  | Annual | [5 empty] | 11 | 0.96 |  |  |  | 0 | 12.7372 | 0 | 0 | 0 | 0 | 0 | 0 | 0 | 0 | 0 | 0 | 2006 Qtr 1: 0; 2006 Qtr 2: 0; 2006 Qtr 3: 0; 2006 Qtr 4: 12.7372; 2007 Qtr 1: 0; 2007 Qtr 2: 0; 2007 Qtr 3: 0; 2007 Qtr 4: 0; 2008 Qtr 1: 0; 2008 Qtr 2: 0; 2008 Qtr 3: 0; 2008 Qtr 4: 0 | 12.7372
0 | 234331-Premium T8 with T12 40 Watt Baseline - Tr2 |  | 7 | Commercial | 01-ALC-AllCommercial-IntLight | 0 |  |  |  |  | 13.9591 | 9.8923 | 0 | 0 | 0 | 4.0668 | 35.8564 |  | kWh | 0.010832 | -0.058721 | Commercial |  | Annual | [5 empty] | 11 | 0.96 |  |  |  | 0 | 40.0313 | 0 | 0 | 0 | 0 | 0 | 0 | 0 | 0 | 0 | 0 | 2006 Qtr 1: 0; 2006 Qtr 2: 0; 2006 Qtr 3: 0; 2006 Qtr 4: 40.0313; 2007 Qtr 1: 0; 2007 Qtr 2: 0; 2007 Qtr 3: 0; 2007 Qtr 4: 0; 2008 Qtr 1: 0; 2008 Qtr 2: 0; 2008 Qtr 3: 0; 2008 Qtr 4: 0 | 40.0313
0 | 234304-Lighting-Remove 4 Ft Lamp (De-Lamp) - Tr2 | COFL00AVDEL01 | 7 | Commercial | 01-ALC-AllCommercial-IntLight | 0 |  |  |  |  | 28.2538 | 12.3653 | 0 | 0 | 0 | 15.8885 | 115.4744 |  | kWh | 0.034885 | -0.18911 | Commercial |  | Annual | [5 empty] | 11 | 0.96 |  |  |  | 0 | 18.196 | 0 | 0 | 0 | 0 | 0 | 0 | 0 | 0 | 0 | 0 | 2006 Qtr 1: 0; 2006 Qtr 2: 0; 2006 Qtr 3: 0; 2006 Qtr 4: 18.196; 2007 Qtr 1: 0; 2007 Qtr 2: 0; 2007 Qtr 3: 0; 2007 Qtr 4: 0; 2008 Qtr 1: 0; 2008 Qtr 2: 0; 2008 Qtr 3: 0; 2008 Qtr 4: 0 | 18.196
0 | 234331-Premium T8 with T12 40 Watt Baseline - Tr2 |  | 7 | Commercial | 01-ALC-AllCommercial-IntLight | 0 |  |  |  |  | 13.9591 | 9.8923 | 0 | 0 | 0 | 4.0668 | 35.8564 |  | kWh | 0.010832 | -0.058721 | Commercial |  | Annual | [5 empty] | 11 | 0.96 |  |  |  | 0 | 29.1137 | 0 | 0 | 0 | 0 | 0 | 0 | 0 | 0 | 0 | 0 | 2006 Qtr 1: 0; 2006 Qtr 2: 0; 2006 Qtr 3: 0; 2006 Qtr 4: 29.1137; 2007 Qtr 1: 0; 2007 Qtr 2: 0; 2007 Qtr 3: 0; 2007 Qtr 4: 0; 2008 Qtr 1: 0; 2008 Qtr 2: 0; 2008 Qtr 3: 0; 2008 Qtr 4: 0 | 29.1137
0 | 234331-Premium T8 with T12 40 Watt Baseline - Tr2 |  | 7 | Commercial | 01-ALC-AllCommercial-IntLight | 0 |  |  |  |  | 13.9591 | 9.8923 | 0 | 0 | 0 | 4.0668 | 35.8564 |  | kWh | 0.010832 | -0.058721 | Commercial |  | Annual | [5 empty] | 11 | 0.96 |  |  |  | 0 | 43.6705 | 0 | 0 | 0 | 0 | 0 | 0 | 0 | 0 | 0 | 0 | 2006 Qtr 1: 0; 2006 Qtr 2: 0; 2006 Qtr 3: 0; 2006 Qtr 4: 43.6705; 2007 Qtr 1: 0; 2007 Qtr 2: 0; 2007 Qtr 3: 0; 2007 Qtr 4: 0; 2008 Qtr 1: 0; 2008 Qtr 2: 0; 2008 Qtr 3: 0; 2008 Qtr 4: 0 | 43.6705
0 | 234304-Lighting-Remove 4 Ft Lamp (De-Lamp) - Tr2 | COFL00AVDEL01 | 7 | Commercial | 01-ALC-AllCommercial-IntLight | 0 |  |  |  |  | 28.2538 | 12.3653 | 0 | 0 | 0 | 15.8885 | 115.4744 |  | kWh | 0.034885 | -0.18911 | Commercial |  | Annual | [5 empty] | 11 | 0.96 |  |  |  | 0 | 7.2784 | 0 | 0 | 0 | 0 | 0 | 0 | 0 | 0 | 0 | 0 | 2006 Qtr 1: 0; 2006 Qtr 2: 0; 2006 Qtr 3: 0; 2006 Qtr 4: 7.2784; 2007 Qtr 1: 0; 2007 Qtr 2: 0; 2007 Qtr 3: 0; 2007 Qtr 4: 0; 2008 Qtr 1: 0; 2008 Qtr 2: 0; 2008 Qtr 3: 0; 2008 Qtr 4: 0 | 7.2784
0 | 234331-Premium T8 with T12 40 Watt Baseline - Tr2 |  | 7 | Commercial | 01-ALC-AllCommercial-IntLight | 0 |  |  |  |  | 13.9591 | 9.8923 | 0 | 0 | 0 | 4.0668 | 35.8564 |  | kWh | 0.010832 | -0.058721 | Commercial |  | Annual | [5 empty] | 11 | 0.96 |  |  |  | 0 | 25.4745 | 0 | 0 | 0 | 0 | 0 | 0 | 0 | 0 | 0 | 0 | 2006 Qtr 1: 0; 2006 Qtr 2: 0; 2006 Qtr 3: 0; 2006 Qtr 4: 25.4745; 2007 Qtr 1: 0; 2007 Qtr 2: 0; 2007 Qtr 3: 0; 2007 Qtr 4: 0; 2008 Qtr 1: 0; 2008 Qtr 2: 0; 2008 Qtr 3: 0; 2008 Qtr 4: 0 | 25.4745
0 | 234304-Lighting-Remove 4 Ft Lamp (De-Lamp) - Tr2 | COFL00AVDEL01 | 7 | Commercial | 01-ALC-AllCommercial-IntLight | 0 |  |  |  |  | 28.2538 | 12.3653 | 0 | 0 | 0 | 15.8885 | 115.4744 |  | kWh | 0.034885 | -0.18911 | Commercial |  | Annual | [5 empty] | 11 | 0.96 |  |  |  | 0 | 25.4745 | 0 | 0 | 0 | 0 | 0 | 0 | 0 | 0 | 0 | 0 | 2006 Qtr 1: 0; 2006 Qtr 2: 0; 2006 Qtr 3: 0; 2006 Qtr 4: 25.4745; 2007 Qtr 1: 0; 2007 Qtr 2: 0; 2007 Qtr 3: 0; 2007 Qtr 4: 0; 2008 Qtr 1: 0; 2008 Qtr 2: 0; 2008 Qtr 3: 0; 2008 Qtr 4: 0 | 25.4745
0 | 234332-Premium T8 with T12 40 Watt Baseline - Tr3 |  | 7 | Commercial | 01-ALC-AllCommercial-IntLight | 0 |  |  |  |  | 13.9591 | 7.1444 | 0 | 0 | 0 | 6.8147 | 28.1797 |  | kWh | 0.008733 | -0.046149 | Commercial |  | Annual | [5 empty] | 11 | 0.96 |  |  |  | 0 | 25.4745 | 0 | 0 | 0 | 0 | 0 | 0 | 0 | 0 | 0 | 0 | 2006 Qtr 1: 0; 2006 Qtr 2: 0; 2006 Qtr 3: 0; 2006 Qtr 4: 25.4745; 2007 Qtr 1: 0; 2007 Qtr 2: 0; 2007 Qtr 3: 0; 2007 Qtr 4: 0; 2008 Qtr 1: 0; 2008 Qtr 2: 0; 2008 Qtr 3: 0; 2008 Qtr 4: 0 | 25.4745
0 | 234305-Lighting-Remove 4 Ft Lamp (De-Lamp) - Tr3 | COFL00AVDEL01 | 7 | Commercial | 01-ALC-AllCommercial-IntLight | 0 |  |  |  |  | 28.2538 | 8.7931 | 0 | 0 | 0 | 19.4607 | 100.2216 |  | kWh | 0.031059 | -0.16413 | Commercial |  | Annual | [5 empty] | 11 | 0.96 |  |  |  | 0 | 25.4745 | 0 | 0 | 0 | 0 | 0 | 0 | 0 | 0 | 0 | 0 | 2006 Qtr 1: 0; 2006 Qtr 2: 0; 2006 Qtr 3: 0; 2006 Qtr 4: 25.4745; 2007 Qtr 1: 0; 2007 Qtr 2: 0; 2007 Qtr 3: 0; 2007 Qtr 4: 0; 2008 Qtr 1: 0; 2008 Qtr 2: 0; 2008 Qtr 3: 0; 2008 Qtr 4: 0 | 25.4745
0 | 234083-Refrigeration -Cooler/Freezer Door Gaskets - Glass Doors |  | 14 | Commercial | 01-ALC-AllCommercial-Refrig | 0 |  |  |  |  | 3.9999 | 4 | 0 | 0 | 0 | -5.535e-05 | 104.55 |  | kWh | 0.01195 | 0 | Commercial |  | Annual | [5 empty] | 4 | 0.96 |  |  |  | 0 | 36 | 0 | 0 | 0 | 0 | 0 | 0 | 0 | 0 | 0 | 0 | 2006 Qtr 1: 0; 2006 Qtr 2: 0; 2006 Qtr 3: 0; 2006 Qtr 4: 36; 2007 Qtr 1: 0; 2007 Qtr 2: 0; 2007 Qtr 3: 0; 2007 Qtr 4: 0; 2008 Qtr 1: 0; 2008 Qtr 2: 0; 2008 Qtr 3: 0; 2008 Qtr 4: 0 | 36
0 | 234330-Premium T8 with T12 40 Watt Baseline - Tr1 |  | 7 | Commercial | 14-MLI-Manufacturing–LightIndustry-LIGHT | 0 |  |  |  |  | 13.9589 | 13.1897 | 0 | 0 | 0 | 0.76922 | 30.1346 |  | kWh | 0.0093123 | -0.038961 | Commercial |  | Annual | [5 empty] | 11 | 0.96 |  |  |  | 0 | 50.9489 | 0 | 0 | 0 | 0 | 0 | 0 | 0 | 0 | 0 | 0 | 2006 Qtr 1: 0; 2006 Qtr 2: 0; 2006 Qtr 3: 0; 2006 Qtr 4: 50.9489; 2007 Qtr 1: 0; 2007 Qtr 2: 0; 2007 Qtr 3: 0; 2007 Qtr 4: 0; 2008 Qtr 1: 0; 2008 Qtr 2: 0; 2008 Qtr 3: 0; 2008 Qtr 4: 0 | 50.9489
0 | 234303-Lighting-Remove 4 Ft Lamp (De-Lamp) - Tr1 | COFL00AVDEL01 | 7 | Commercial | 14-MLI-Manufacturing–LightIndustry-LIGHT | 0 |  |  |  |  | 28.2518 | 16.4871 | 0 | 0 | 0 | 11.7647 | 100.2037 |  | kWh | 0.030965 | -0.12955 | Commercial |  | Annual | [5 empty] | 11 | 0.96 |  |  |  | 0 | 50.9489 | 0 | 0 | 0 | 0 | 0 | 0 | 0 | 0 | 0 | 0 | 2006 Qtr 1: 0; 2006 Qtr 2: 0; 2006 Qtr 3: 0; 2006 Qtr 4: 50.9489; 2007 Qtr 1: 0; 2007 Qtr 2: 0; 2007 Qtr 3: 0; 2007 Qtr 4: 0; 2008 Qtr 1: 0; 2008 Qtr 2: 0; 2008 Qtr 3: 0; 2008 Qtr 4: 0 | 50.9489
0 | 234330-Premium T8 with T12 40 Watt Baseline - Tr1 |  | 7 | Commercial | 01-ALC-AllCommercial-IntLight | 0 |  |  |  |  | 13.9589 | 13.1897 | 0 | 0 | 0 | 0.76922 | 28.2231 |  | kWh | 0.0076505 | -0.04622 | Commercial |  | Annual | [5 empty] | 11 | 0.96 |  |  |  | 0 | 365.7405 | 0 | 0 | 0 | 0 | 0 | 0 | 0 | 0 | 0 | 0 | 2006 Qtr 1: 0; 2006 Qtr 2: 0; 2006 Qtr 3: 0; 2006 Qtr 4: 365.7405; 2007 Qtr 1: 0; 2007 Qtr 2: 0; 2007 Qtr 3: 0; 2007 Qtr 4: 0; 2008 Qtr 1: 0; 2008 Qtr 2: 0; 2008 Qtr 3: 0; 2008 Qtr 4: 0 | 365.7405
0 | 234303-Lighting-Remove 4 Ft Lamp (De-Lamp) - Tr1 | COFL00AVDEL01 | 7 | Commercial | 01-ALC-AllCommercial-IntLight | 0 |  |  |  |  | 28.2518 | 16.4871 | 0 | 0 | 0 | 11.7647 | 93.8474 |  | kWh | 0.025439 | -0.15369 | Commercial |  | Annual | [5 empty] | 11 | 0.96 |  |  |  | 0 | 332.9876 | 0 | 0 | 0 | 0 | 0 | 0 | 0 | 0 | 0 | 0 | 2006 Qtr 1: 0; 2006 Qtr 2: 0; 2006 Qtr 3: 0; 2006 Qtr 4: 332.9876; 2007 Qtr 1: 0; 2007 Qtr 2: 0; 2007 Qtr 3: 0; 2007 Qtr 4: 0; 2008 Qtr 1: 0; 2008 Qtr 2: 0; 2008 Qtr 3: 0; 2008 Qtr 4: 0 | 332.9876
0 | 234261-Lighting-Interior 176-250w Mer Vap Base HID - Tr1 |  | 7 | Commercial | 01-ALC-AllCommercial-IntLight | 0 |  |  |  |  | 287 | 100 | 0 | 0 | 0 | 187 | 1253.5341 |  | kWh | 0.19059 | 0 | Commercial |  | Annual | [5 empty] | 16 | 0.96 |  |  |  | 0 | 8 | 0 | 0 | 0 | 0 | 0 | 0 | 0 | 0 | 0 | 0 | 2006 Qtr 1: 0; 2006 Qtr 2: 0; 2006 Qtr 3: 0; 2006 Qtr 4: 8; 2007 Qtr 1: 0; 2007 Qtr 2: 0; 2007 Qtr 3: 0; 2007 Qtr 4: 0; 2008 Qtr 1: 0; 2008 Qtr 2: 0; 2008 Qtr 3: 0; 2008 Qtr 4: 0 | 8
0 | 234126-Refrigeration - Efficient Evap Fan Motor Electronically Commutated Motor (ECM) | Averaged DEER Msrs | 7 | Commercial | 01-ALC-AllCommercial-Refrig | 0 |  |  |  |  | 6.7904 | 150 | 0 | 0 | 0 | -143.2096 | 116.369 |  | kWh | 0.015845 | -0.11528 | Commercial |  | Annual | [5 empty] | 15 | 0.96 |  |  |  | 0 | 6 | 0 | 0 | 0 | 0 | 0 | 0 | 0 | 0 | 0 | 0 | 2006 Qtr 1: 0; 2006 Qtr 2: 0; 2006 Qtr 3: 0; 2006 Qtr 4: 6; 2007 Qtr 1: 0; 2007 Qtr 2: 0; 2007 Qtr 3: 0; 2007 Qtr 4: 0; 2008 Qtr 1: 0; 2008 Qtr 2: 0; 2008 Qtr 3: 0; 2008 Qtr 4: 0 | 6
0 | 234331-Premium T8 with T12 40 Watt Baseline - Tr2 |  | 10 | Commercial | 01-ALC-AllCommercial-IntLight | 0 |  |  |  |  | 13.9591 | 9.8923 | 0 | 0 | 0 | 4.0668 | 35.8564 |  | kWh | 0.010832 | -0.058721 | Commercial |  | Annual | [5 empty] | 11 | 0.96 |  |  |  | 0 | 3.6392 | 0 | 0 | 0 | 0 | 0 | 0 | 0 | 0 | 0 | 0 | 2006 Qtr 1: 0; 2006 Qtr 2: 0; 2006 Qtr 3: 0; 2006 Qtr 4: 3.6392; 2007 Qtr 1: 0; 2007 Qtr 2: 0; 2007 Qtr 3: 0; 2007 Qtr 4: 0; 2008 Qtr 1: 0; 2008 Qtr 2: 0; 2008 Qtr 3: 0; 2008 Qtr 4: 0 | 3.6392
0 | 234208-Lighting-8 Ft T-8 with Elec Ballast-Tr2 |  | 10 | Commercial | 01-ALC-AllCommercial-IntLight | 0 |  |  |  |  | 35.7165 | 16.4871 | 0 | 0 | 0 | 19.2294 | 29.0804 |  | kWh | 0.0087852 | -0.047624 | Commercial |  | Annual | [5 empty] | 11 | 0.96 |  |  |  | 0 | 5.4588 | 0 | 0 | 0 | 0 | 0 | 0 | 0 | 0 | 0 | 0 | 2006 Qtr 1: 0; 2006 Qtr 2: 0; 2006 Qtr 3: 0; 2006 Qtr 4: 5.4588; 2007 Qtr 1: 0; 2007 Qtr 2: 0; 2007 Qtr 3: 0; 2007 Qtr 4: 0; 2008 Qtr 1: 0; 2008 Qtr 2: 0; 2008 Qtr 3: 0; 2008 Qtr 4: 0 | 5.4588
0 | 234331-Premium T8 with T12 40 Watt Baseline - Tr2 |  | 10 | Commercial | 01-ALC-AllCommercial-IntLight | 0 |  |  |  |  | 13.9591 | 9.8923 | 0 | 0 | 0 | 4.0668 | 35.8564 |  | kWh | 0.010832 | -0.058721 | Commercial |  | Annual | [5 empty] | 11 | 0.96 |  |  |  | 0 | 171.0428 | 0 | 0 | 0 | 0 | 0 | 0 | 0 | 0 | 0 | 0 | 2006 Qtr 1: 0; 2006 Qtr 2: 0; 2006 Qtr 3: 0; 2006 Qtr 4: 171.0428; 2007 Qtr 1: 0; 2007 Qtr 2: 0; 2007 Qtr 3: 0; 2007 Qtr 4: 0; 2008 Qtr 1: 0; 2008 Qtr 2: 0; 2008 Qtr 3: 0; 2008 Qtr 4: 0 | 171.0428
0 | 234304-Lighting-Remove 4 Ft Lamp (De-Lamp) - Tr2 | COFL00AVDEL01 | 10 | Commercial | 01-ALC-AllCommercial-IntLight | 0 |  |  |  |  | 28.2538 | 12.3653 | 0 | 0 | 0 | 15.8885 | 115.4744 |  | kWh | 0.034885 | -0.18911 | Commercial |  | Annual | [5 empty] | 11 | 0.96 |  |  |  | 0 | 3.6392 | 0 | 0 | 0 | 0 | 0 | 0 | 0 | 0 | 0 | 0 | 2006 Qtr 1: 0; 2006 Qtr 2: 0; 2006 Qtr 3: 0; 2006 Qtr 4: 3.6392; 2007 Qtr 1: 0; 2007 Qtr 2: 0; 2007 Qtr 3: 0; 2007 Qtr 4: 0; 2008 Qtr 1: 0; 2008 Qtr 2: 0; 2008 Qtr 3: 0; 2008 Qtr 4: 0 | 3.6392
0 | 234331-Premium T8 with T12 40 Watt Baseline - Tr2 |  | 7 | Commercial | 14-MLI-Manufacturing–LightIndustry-LIGHT | 0 |  |  |  |  | 13.9591 | 9.8923 | 0 | 0 | 0 | 4.0668 | 31.1146 |  | kWh | 0.0096152 | -0.040228 | Commercial |  | Annual | [5 empty] | 11 | 0.96 |  |  |  | 0 | 47.3097 | 0 | 0 | 0 | 0 | 0 | 0 | 0 | 0 | 0 | 0 | 2006 Qtr 1: 0; 2006 Qtr 2: 0; 2006 Qtr 3: 0; 2006 Qtr 4: 47.3097; 2007 Qtr 1: 0; 2007 Qtr 2: 0; 2007 Qtr 3: 0; 2007 Qtr 4: 0; 2008 Qtr 1: 0; 2008 Qtr 2: 0; 2008 Qtr 3: 0; 2008 Qtr 4: 0 | 47.3097
0 | 234304-Lighting-Remove 4 Ft Lamp (De-Lamp) - Tr2 | COFL00AVDEL01 | 7 | Commercial | 14-MLI-Manufacturing–LightIndustry-LIGHT | 0 |  |  |  |  | 28.2538 | 12.3653 | 0 | 0 | 0 | 15.8885 | 100.2037 |  | kWh | 0.030965 | -0.12955 | Commercial |  | Annual | [5 empty] | 11 | 0.96 |  |  |  | 0 | 10.9176 | 0 | 0 | 0 | 0 | 0 | 0 | 0 | 0 | 0 | 0 | 2006 Qtr 1: 0; 2006 Qtr 2: 0; 2006 Qtr 3: 0; 2006 Qtr 4: 10.9176; 2007 Qtr 1: 0; 2007 Qtr 2: 0; 2007 Qtr 3: 0; 2007 Qtr 4: 0; 2008 Qtr 1: 0; 2008 Qtr 2: 0; 2008 Qtr 3: 0; 2008 Qtr 4: 0 | 10.9176
0 | 234330-Premium T8 with T12 40 Watt Baseline - Tr1 |  | 7 | Commercial | 01-ALC-AllCommercial-IntLight | 0 |  |  |  |  | 13.9589 | 13.1897 | 0 | 0 | 0 | 0.76922 | 32.1182 |  | kWh | 0.010339 | -0.052599 | Commercial |  | Annual | [5 empty] | 11 | 0.96 |  |  |  | 0 | 109.1763 | 0 | 0 | 0 | 0 | 0 | 0 | 0 | 0 | 0 | 0 | 2006 Qtr 1: 0; 2006 Qtr 2: 0; 2006 Qtr 3: 0; 2006 Qtr 4: 109.1763; 2007 Qtr 1: 0; 2007 Qtr 2: 0; 2007 Qtr 3: 0; 2007 Qtr 4: 0; 2008 Qtr 1: 0; 2008 Qtr 2: 0; 2008 Qtr 3: 0; 2008 Qtr 4: 0 | 109.1763
0 | 234303-Lighting-Remove 4 Ft Lamp (De-Lamp) - Tr1 | COFL00AVDEL01 | 7 | Commercial | 01-ALC-AllCommercial-IntLight | 0 |  |  |  |  | 28.2518 | 16.4871 | 0 | 0 | 0 | 11.7647 | 106.7995 |  | kWh | 0.03438 | -0.1749 | Commercial |  | Annual | [5 empty] | 11 | 0.96 |  |  |  | 0 | 109.1763 | 0 | 0 | 0 | 0 | 0 | 0 | 0 | 0 | 0 | 0 | 2006 Qtr 1: 0; 2006 Qtr 2: 0; 2006 Qtr 3: 0; 2006 Qtr 4: 109.1763; 2007 Qtr 1: 0; 2007 Qtr 2: 0; 2007 Qtr 3: 0; 2007 Qtr 4: 0; 2008 Qtr 1: 0; 2008 Qtr 2: 0; 2008 Qtr 3: 0; 2008 Qtr 4: 0 | 109.1763
0 | 234330-Premium T8 with T12 40 Watt Baseline - Tr1 |  | 7 | Commercial | 14-MLI-Manufacturing–LightIndustry-LIGHT | 0 |  |  |  |  | 13.9589 | 13.1897 | 0 | 0 | 0 | 0.76922 | 30.1346 |  | kWh | 0.0093123 | -0.038961 | Commercial |  | Annual | [5 empty] | 11 | 0.96 |  |  |  | 0 | 58.2273 | 0 | 0 | 0 | 0 | 0 | 0 | 0 | 0 | 0 | 0 | 2006 Qtr 1: 0; 2006 Qtr 2: 0; 2006 Qtr 3: 0; 2006 Qtr 4: 58.2273; 2007 Qtr 1: 0; 2007 Qtr 2: 0; 2007 Qtr 3: 0; 2007 Qtr 4: 0; 2008 Qtr 1: 0; 2008 Qtr 2: 0; 2008 Qtr 3: 0; 2008 Qtr 4: 0 | 58.2273
0 | 234303-Lighting-Remove 4 Ft Lamp (De-Lamp) - Tr1 | COFL00AVDEL01 | 7 | Commercial | 14-MLI-Manufacturing–LightIndustry-LIGHT | 0 |  |  |  |  | 28.2518 | 16.4871 | 0 | 0 | 0 | 11.7647 | 100.2037 |  | kWh | 0.030965 | -0.12955 | Commercial |  | Annual | [5 empty] | 11 | 0.96 |  |  |  | 0 | 58.2273 | 0 | 0 | 0 | 0 | 0 | 0 | 0 | 0 | 0 | 0 | 2006 Qtr 1: 0; 2006 Qtr 2: 0; 2006 Qtr 3: 0; 2006 Qtr 4: 58.2273; 2007 Qtr 1: 0; 2007 Qtr 2: 0; 2007 Qtr 3: 0; 2007 Qtr 4: 0; 2008 Qtr 1: 0; 2008 Qtr 2: 0; 2008 Qtr 3: 0; 2008 Qtr 4: 0 | 58.2273
0 | 234331-Premium T8 with T12 40 Watt Baseline - Tr2 |  | 7 | Commercial | 01-ALC-AllCommercial-IntLight | 0 |  |  |  |  | 13.9591 | 9.8923 | 0 | 0 | 0 | 4.0668 | 39.8036 |  | kWh | 0.012793 | -0.065186 | Commercial |  | Annual | [5 empty] | 11 | 0.96 |  |  |  | 0 | 69.145 | 0 | 0 | 0 | 0 | 0 | 0 | 0 | 0 | 0 | 0 | 2006 Qtr 1: 0; 2006 Qtr 2: 0; 2006 Qtr 3: 0; 2006 Qtr 4: 69.145; 2007 Qtr 1: 0; 2007 Qtr 2: 0; 2007 Qtr 3: 0; 2007 Qtr 4: 0; 2008 Qtr 1: 0; 2008 Qtr 2: 0; 2008 Qtr 3: 0; 2008 Qtr 4: 0 | 69.145
0 | 234304-Lighting-Remove 4 Ft Lamp (De-Lamp) - Tr2 | COFL00AVDEL01 | 7 | Commercial | 01-ALC-AllCommercial-IntLight | 0 |  |  |  |  | 28.2538 | 12.3653 | 0 | 0 | 0 | 15.8885 | 128.1864 |  | kWh | 0.0412 | -0.20993 | Commercial |  | Annual | [5 empty] | 11 | 0.96 |  |  |  | 0 | 69.145 | 0 | 0 | 0 | 0 | 0 | 0 | 0 | 0 | 0 | 0 | 2006 Qtr 1: 0; 2006 Qtr 2: 0; 2006 Qtr 3: 0; 2006 Qtr 4: 69.145; 2007 Qtr 1: 0; 2007 Qtr 2: 0; 2007 Qtr 3: 0; 2007 Qtr 4: 0; 2008 Qtr 1: 0; 2008 Qtr 2: 0; 2008 Qtr 3: 0; 2008 Qtr 4: 0 | 69.145
0 | 234330-Premium T8 with T12 40 Watt Baseline - Tr1 |  | 7 | Commercial | 01-ALC-AllCommercial-IntLight | 0 |  |  |  |  | 13.9589 | 13.1897 | 0 | 0 | 0 | 0.76922 | 38.5499 |  | kWh | 0.01239 | -0.063133 | Commercial |  | Annual | [5 empty] | 11 | 0.96 |  |  |  | 0 | 16.3764 | 0 | 0 | 0 | 0 | 0 | 0 | 0 | 0 | 0 | 0 | 2006 Qtr 1: 0; 2006 Qtr 2: 0; 2006 Qtr 3: 0; 2006 Qtr 4: 16.3764; 2007 Qtr 1: 0; 2007 Qtr 2: 0; 2007 Qtr 3: 0; 2007 Qtr 4: 0; 2008 Qtr 1: 0; 2008 Qtr 2: 0; 2008 Qtr 3: 0; 2008 Qtr 4: 0 | 16.3764
0 | 234303-Lighting-Remove 4 Ft Lamp (De-Lamp) - Tr1 | COFL00AVDEL01 | 7 | Commercial | 01-ALC-AllCommercial-IntLight | 0 |  |  |  |  | 28.2518 | 16.4871 | 0 | 0 | 0 | 11.7647 | 128.1864 |  | kWh | 0.0412 | -0.20993 | Commercial |  | Annual | [5 empty] | 11 | 0.96 |  |  |  | 0 | 16.3764 | 0 | 0 | 0 | 0 | 0 | 0 | 0 | 0 | 0 | 0 | 2006 Qtr 1: 0; 2006 Qtr 2: 0; 2006 Qtr 3: 0; 2006 Qtr 4: 16.3764; 2007 Qtr 1: 0; 2007 Qtr 2: 0; 2007 Qtr 3: 0; 2007 Qtr 4: 0; 2008 Qtr 1: 0; 2008 Qtr 2: 0; 2008 Qtr 3: 0; 2008 Qtr 4: 0 | 16.3764
0 | 234330-Premium T8 with T12 40 Watt Baseline - Tr1 |  | 7 | Commercial | 01-ALC-AllCommercial-IntLight | 0 |  |  |  |  | 13.9589 | 13.1897 | 0 | 0 | 0 | 0.76922 | 65.4159 |  | kWh | 0.012906 | -0.10713 | Commercial |  | Annual | [5 empty] | 11 | 0.96 |  |  |  | 0 | 27.2941 | 0 | 0 | 0 | 0 | 0 | 0 | 0 | 0 | 0 | 0 | 2006 Qtr 1: 0; 2006 Qtr 2: 0; 2006 Qtr 3: 0; 2006 Qtr 4: 27.2941; 2007 Qtr 1: 0; 2007 Qtr 2: 0; 2007 Qtr 3: 0; 2007 Qtr 4: 0; 2008 Qtr 1: 0; 2008 Qtr 2: 0; 2008 Qtr 3: 0; 2008 Qtr 4: 0 | 27.2941
0 | 234303-Lighting-Remove 4 Ft Lamp (De-Lamp) - Tr1 | COFL00AVDEL01 | 7 | Commercial | 01-ALC-AllCommercial-IntLight | 0 |  |  |  |  | 28.2518 | 16.4871 | 0 | 0 | 0 | 11.7647 | 217.5212 |  | kWh | 0.042914 | -0.35623 | Commercial |  | Annual | [5 empty] | 11 | 0.96 |  |  |  | 0 | 27.2941 | 0 | 0 | 0 | 0 | 0 | 0 | 0 | 0 | 0 | 0 | 2006 Qtr 1: 0; 2006 Qtr 2: 0; 2006 Qtr 3: 0; 2006 Qtr 4: 27.2941; 2007 Qtr 1: 0; 2007 Qtr 2: 0; 2007 Qtr 3: 0; 2007 Qtr 4: 0; 2008 Qtr 1: 0; 2008 Qtr 2: 0; 2008 Qtr 3: 0; 2008 Qtr 4: 0 | 27.2941
0 | 234331-Premium T8 with T12 40 Watt Baseline - Tr2 |  | 7 | Commercial | 01-ALC-AllCommercial-IntLight | 0 |  |  |  |  | 13.9591 | 9.8923 | 0 | 0 | 0 | 4.0668 | 31.1202 |  | kWh | 0.0096442 | -0.050965 | Commercial |  | Annual | [5 empty] | 11 | 0.96 |  |  |  | 0 | 10.9176 | 0 | 0 | 0 | 0 | 0 | 0 | 0 | 0 | 0 | 0 | 2006 Qtr 1: 0; 2006 Qtr 2: 0; 2006 Qtr 3: 0; 2006 Qtr 4: 10.9176; 2007 Qtr 1: 0; 2007 Qtr 2: 0; 2007 Qtr 3: 0; 2007 Qtr 4: 0; 2008 Qtr 1: 0; 2008 Qtr 2: 0; 2008 Qtr 3: 0; 2008 Qtr 4: 0 | 10.9176
0 | 234304-Lighting-Remove 4 Ft Lamp (De-Lamp) - Tr2 | COFL00AVDEL01 | 7 | Commercial | 01-ALC-AllCommercial-IntLight | 0 |  |  |  |  | 28.2538 | 12.3653 | 0 | 0 | 0 | 15.8885 | 100.2216 |  | kWh | 0.031059 | -0.16413 | Commercial |  | Annual | [5 empty] | 11 | 0.96 |  |  |  | 0 | 10.9176 | 0 | 0 | 0 | 0 | 0 | 0 | 0 | 0 | 0 | 0 | 2006 Qtr 1: 0; 2006 Qtr 2: 0; 2006 Qtr 3: 0; 2006 Qtr 4: 10.9176; 2007 Qtr 1: 0; 2007 Qtr 2: 0; 2007 Qtr 3: 0; 2007 Qtr 4: 0; 2008 Qtr 1: 0; 2008 Qtr 2: 0; 2008 Qtr 3: 0; 2008 Qtr 4: 0 | 10.9176
0 | 234330-Premium T8 with T12 40 Watt Baseline - Tr1 |  | 10 | Commercial | 01-ALC-AllCommercial-IntLight | 0 |  |  |  |  | 13.9589 | 13.1897 | 0 | 0 | 0 | 0.76922 | 40.547 |  | kWh | 0.0073476 | -0.066403 | Commercial |  | Annual | [5 empty] | 11 | 0.96 |  |  |  | 0 | 14.5568 | 0 | 0 | 0 | 0 | 0 | 0 | 0 | 0 | 0 | 0 | 2006 Qtr 1: 0; 2006 Qtr 2: 0; 2006 Qtr 3: 0; 2006 Qtr 4: 14.5568; 2007 Qtr 1: 0; 2007 Qtr 2: 0; 2007 Qtr 3: 0; 2007 Qtr 4: 0; 2008 Qtr 1: 0; 2008 Qtr 2: 0; 2008 Qtr 3: 0; 2008 Qtr 4: 0 | 14.5568
0 | 234303-Lighting-Remove 4 Ft Lamp (De-Lamp) - Tr1 | COFL00AVDEL01 | 10 | Commercial | 01-ALC-AllCommercial-IntLight | 0 |  |  |  |  | 28.2518 | 16.4871 | 0 | 0 | 0 | 11.7647 | 134.827 |  | kWh | 0.024432 | -0.2208 | Commercial |  | Annual | [5 empty] | 11 | 0.96 |  |  |  | 0 | 14.5568 | 0 | 0 | 0 | 0 | 0 | 0 | 0 | 0 | 0 | 0 | 2006 Qtr 1: 0; 2006 Qtr 2: 0; 2006 Qtr 3: 0; 2006 Qtr 4: 14.5568; 2007 Qtr 1: 0; 2007 Qtr 2: 0; 2007 Qtr 3: 0; 2007 Qtr 4: 0; 2008 Qtr 1: 0; 2008 Qtr 2: 0; 2008 Qtr 3: 0; 2008 Qtr 4: 0 | 14.5568
0 | 234331-Premium T8 with T12 40 Watt Baseline - Tr2 |  | 7 | Commercial | 01-ALC-AllCommercial-IntLight | 0 |  |  |  |  | 13.9591 | 9.8923 | 0 | 0 | 0 | 4.0668 | 31.1202 |  | kWh | 0.0096442 | -0.050965 | Commercial |  | Annual | [5 empty] | 11 | 0.96 |  |  |  | 0 | 27.2941 | 0 | 0 | 0 | 0 | 0 | 0 | 0 | 0 | 0 | 0 | 2006 Qtr 1: 0; 2006 Qtr 2: 0; 2006 Qtr 3: 0; 2006 Qtr 4: 27.2941; 2007 Qtr 1: 0; 2007 Qtr 2: 0; 2007 Qtr 3: 0; 2007 Qtr 4: 0; 2008 Qtr 1: 0; 2008 Qtr 2: 0; 2008 Qtr 3: 0; 2008 Qtr 4: 0 | 27.2941
0 | 234304-Lighting-Remove 4 Ft Lamp (De-Lamp) - Tr2 | COFL00AVDEL01 | 7 | Commercial | 01-ALC-AllCommercial-IntLight | 0 |  |  |  |  | 28.2538 | 12.3653 | 0 | 0 | 0 | 15.8885 | 100.2216 |  | kWh | 0.031059 | -0.16413 | Commercial |  | Annual | [5 empty] | 11 | 0.96 |  |  |  | 0 | 27.2941 | 0 | 0 | 0 | 0 | 0 | 0 | 0 | 0 | 0 | 0 | 2006 Qtr 1: 0; 2006 Qtr 2: 0; 2006 Qtr 3: 0; 2006 Qtr 4: 27.2941; 2007 Qtr 1: 0; 2007 Qtr 2: 0; 2007 Qtr 3: 0; 2007 Qtr 4: 0; 2008 Qtr 1: 0; 2008 Qtr 2: 0; 2008 Qtr 3: 0; 2008 Qtr 4: 0 | 27.2941
0 | 234295-Lighting-Occupancy Sensor-Wallbox Lghtng Snsr-Tr2 | CALC00AVOCC01 | 7 | Commercial | 01-ALC-AllCommercial-IntLight | 0 |  |  |  |  | 42.2833 | 30 | 0 | 0 | 0 | 12.2833 | 213.759 |  | kWh | 0.17617 | 0 | Commercial |  | Annual | [5 empty] | 8 | 0.96 |  |  |  | 0 | 1 | 0 | 0 | 0 | 0 | 0 | 0 | 0 | 0 | 0 | 0 | 2006 Qtr 1: 0; 2006 Qtr 2: 0; 2006 Qtr 3: 0; 2006 Qtr 4: 1; 2007 Qtr 1: 0; 2007 Qtr 2: 0; 2007 Qtr 3: 0; 2007 Qtr 4: 0; 2008 Qtr 1: 0; 2008 Qtr 2: 0; 2008 Qtr 3: 0; 2008 Qtr 4: 0 | 1
0 | 234126-Refrigeration - Efficient Evap Fan Motor Electronically Commutated Motor (ECM) | Averaged DEER Msrs | 10 | Commercial | 01-ALC-AllCommercial-Refrig | 0 |  |  |  |  | 6.7904 | 150 | 0 | 0 | 0 | -143.2096 | 116.369 |  | kWh | 0.015845 | -0.11528 | Commercial |  | Annual | [5 empty] | 15 | 0.96 |  |  |  | 0 | 3 | 0 | 0 | 0 | 0 | 0 | 0 | 0 | 0 | 0 | 0 | 2006 Qtr 1: 0; 2006 Qtr 2: 0; 2006 Qtr 3: 0; 2006 Qtr 4: 3; 2007 Qtr 1: 0; 2007 Qtr 2: 0; 2007 Qtr 3: 0; 2007 Qtr 4: 0; 2008 Qtr 1: 0; 2008 Qtr 2: 0; 2008 Qtr 3: 0; 2008 Qtr 4: 0 | 3
0 | 234331-Premium T8 with T12 40 Watt Baseline - Tr2 |  | 7 | Commercial | 01-ALC-AllCommercial-IntLight | 0 |  |  |  |  | 13.9591 | 9.8923 | 0 | 0 | 0 | 4.0668 | 35.8564 |  | kWh | 0.010832 | -0.058721 | Commercial |  | Annual | [5 empty] | 11 | 0.96 |  |  |  | 0 | 12.7372 | 0 | 0 | 0 | 0 | 0 | 0 | 0 | 0 | 0 | 0 | 2006 Qtr 1: 0; 2006 Qtr 2: 0; 2006 Qtr 3: 0; 2006 Qtr 4: 12.7372; 2007 Qtr 1: 0; 2007 Qtr 2: 0; 2007 Qtr 3: 0; 2007 Qtr 4: 0; 2008 Qtr 1: 0; 2008 Qtr 2: 0; 2008 Qtr 3: 0; 2008 Qtr 4: 0 | 12.7372
0 | 234304-Lighting-Remove 4 Ft Lamp (De-Lamp) - Tr2 | COFL00AVDEL01 | 7 | Commercial | 01-ALC-AllCommercial-IntLight | 0 |  |  |  |  | 28.2538 | 12.3653 | 0 | 0 | 0 | 15.8885 | 115.4744 |  | kWh | 0.034885 | -0.18911 | Commercial |  | Annual | [5 empty] | 11 | 0.96 |  |  |  | 0 | 12.7372 | 0 | 0 | 0 | 0 | 0 | 0 | 0 | 0 | 0 | 0 | 2006 Qtr 1: 0; 2006 Qtr 2: 0; 2006 Qtr 3: 0; 2006 Qtr 4: 12.7372; 2007 Qtr 1: 0; 2007 Qtr 2: 0; 2007 Qtr 3: 0; 2007 Qtr 4: 0; 2008 Qtr 1: 0; 2008 Qtr 2: 0; 2008 Qtr 3: 0; 2008 Qtr 4: 0 | 12.7372
0 | 234331-Premium T8 with T12 40 Watt Baseline - Tr2 |  | 7 | Commercial | 01-ALC-AllCommercial-IntLight | 0 |  |  |  |  | 13.9591 | 9.8923 | 0 | 0 | 0 | 4.0668 | 35.8564 |  | kWh | 0.010832 | -0.058721 | Commercial |  | Annual | [5 empty] | 11 | 0.96 |  |  |  | 0 | 25.4745 | 0 | 0 | 0 | 0 | 0 | 0 | 0 | 0 | 0 | 0 | 2006 Qtr 1: 0; 2006 Qtr 2: 0; 2006 Qtr 3: 0; 2006 Qtr 4: 25.4745; 2007 Qtr 1: 0; 2007 Qtr 2: 0; 2007 Qtr 3: 0; 2007 Qtr 4: 0; 2008 Qtr 1: 0; 2008 Qtr 2: 0; 2008 Qtr 3: 0; 2008 Qtr 4: 0 | 25.4745
0 | 234330-Premium T8 with T12 40 Watt Baseline - Tr1 |  | 7 | Commercial | 01-ALC-AllCommercial-IntLight | 0 |  |  |  |  | 13.9589 | 13.1897 | 0 | 0 | 0 | 0.76922 | 34.727 |  | kWh | 0.010491 | -0.056872 | Commercial |  | Annual | [5 empty] | 11 | 0.96 |  |  |  | 0 | 85.5214 | 0 | 0 | 0 | 0 | 0 | 0 | 0 | 0 | 0 | 0 | 2006 Qtr 1: 0; 2006 Qtr 2: 0; 2006 Qtr 3: 0; 2006 Qtr 4: 85.5214; 2007 Qtr 1: 0; 2007 Qtr 2: 0; 2007 Qtr 3: 0; 2007 Qtr 4: 0; 2008 Qtr 1: 0; 2008 Qtr 2: 0; 2008 Qtr 3: 0; 2008 Qtr 4: 0 | 85.5214
0 | 234331-Premium T8 with T12 40 Watt Baseline - Tr2 |  | 7 | Commercial | 01-ALC-AllCommercial-IntLight | 0 |  |  |  |  | 13.9591 | 9.8923 | 0 | 0 | 0 | 4.0668 | 35.8564 |  | kWh | 0.010832 | -0.058721 | Commercial |  | Annual | [5 empty] | 11 | 0.96 |  |  |  | 0 | 234.729 | 0 | 0 | 0 | 0 | 0 | 0 | 0 | 0 | 0 | 0 | 2006 Qtr 1: 0; 2006 Qtr 2: 0; 2006 Qtr 3: 0; 2006 Qtr 4: 234.729; 2007 Qtr 1: 0; 2007 Qtr 2: 0; 2007 Qtr 3: 0; 2007 Qtr 4: 0; 2008 Qtr 1: 0; 2008 Qtr 2: 0; 2008 Qtr 3: 0; 2008 Qtr 4: 0 | 234.729
0 | 234331-Premium T8 with T12 40 Watt Baseline - Tr2 |  | 7 | Commercial | 01-ALC-AllCommercial-IntLight | 0 |  |  |  |  | 13.9591 | 9.8923 | 0 | 0 | 0 | 4.0668 | 35.8564 |  | kWh | 0.010832 | -0.058721 | Commercial |  | Annual | [5 empty] | 11 | 0.96 |  |  |  | 0 | 189.2388 | 0 | 0 | 0 | 0 | 0 | 0 | 0 | 0 | 0 | 0 | 2006 Qtr 1: 0; 2006 Qtr 2: 0; 2006 Qtr 3: 0; 2006 Qtr 4: 189.2388; 2007 Qtr 1: 0; 2007 Qtr 2: 0; 2007 Qtr 3: 0; 2007 Qtr 4: 0; 2008 Qtr 1: 0; 2008 Qtr 2: 0; 2008 Qtr 3: 0; 2008 Qtr 4: 0 | 189.2388
0 | 234208-Lighting-8 Ft T-8 with Elec Ballast-Tr2 |  | 7 | Commercial | 01-ALC-AllCommercial-IntLight | 0 |  |  |  |  | 35.7165 | 16.4871 | 0 | 0 | 0 | 19.2294 | 29.0804 |  | kWh | 0.0087852 | -0.047624 | Commercial |  | Annual | [5 empty] | 11 | 0.96 |  |  |  | 0 | 18.196 | 0 | 0 | 0 | 0 | 0 | 0 | 0 | 0 | 0 | 0 | 2006 Qtr 1: 0; 2006 Qtr 2: 0; 2006 Qtr 3: 0; 2006 Qtr 4: 18.196; 2007 Qtr 1: 0; 2007 Qtr 2: 0; 2007 Qtr 3: 0; 2007 Qtr 4: 0; 2008 Qtr 1: 0; 2008 Qtr 2: 0; 2008 Qtr 3: 0; 2008 Qtr 4: 0 | 18.196
0 | 234208-Lighting-8 Ft T-8 with Elec Ballast-Tr2 |  | 7 | Commercial | 01-ALC-AllCommercial-IntLight | 0 |  |  |  |  | 35.7165 | 16.4871 | 0 | 0 | 0 | 19.2294 | 32.2817 |  | kWh | 0.010376 | -0.052867 | Commercial |  | Annual | [5 empty] | 11 | 0.96 |  |  |  | 0 | 30.9333 | 0 | 0 | 0 | 0 | 0 | 0 | 0 | 0 | 0 | 0 | 2006 Qtr 1: 0; 2006 Qtr 2: 0; 2006 Qtr 3: 0; 2006 Qtr 4: 30.9333; 2007 Qtr 1: 0; 2007 Qtr 2: 0; 2007 Qtr 3: 0; 2007 Qtr 4: 0; 2008 Qtr 1: 0; 2008 Qtr 2: 0; 2008 Qtr 3: 0; 2008 Qtr 4: 0 | 30.9333
0 | 234307-Lighting-Remove 8 Ft Lamp (De-Lamp) - Tr2 | CRTL00AVDEL02 | 7 | Commercial | 01-ALC-AllCommercial-IntLight | 0 |  |  |  |  | 28.4684 | 16.4871 | 0 | 0 | 0 | 11.9813 | 211.5545 |  | kWh | 0.067995 | -0.34646 | Commercial |  | Annual | [5 empty] | 11 | 0.96 |  |  |  | 0 | 30.9333 | 0 | 0 | 0 | 0 | 0 | 0 | 0 | 0 | 0 | 0 | 2006 Qtr 1: 0; 2006 Qtr 2: 0; 2006 Qtr 3: 0; 2006 Qtr 4: 30.9333; 2007 Qtr 1: 0; 2007 Qtr 2: 0; 2007 Qtr 3: 0; 2007 Qtr 4: 0; 2008 Qtr 1: 0; 2008 Qtr 2: 0; 2008 Qtr 3: 0; 2008 Qtr 4: 0 | 30.9333
0 | 234331-Premium T8 with T12 40 Watt Baseline - Tr2 |  | 7 | Commercial | 01-ALC-AllCommercial-IntLight | 0 |  |  |  |  | 13.9591 | 9.8923 | 0 | 0 | 0 | 4.0668 | 33.1627 |  | kWh | 0.010675 | -0.05431 | Commercial |  | Annual | [5 empty] | 11 | 0.96 |  |  |  | 0 | 20.0156 | 0 | 0 | 0 | 0 | 0 | 0 | 0 | 0 | 0 | 0 | 2006 Qtr 1: 0; 2006 Qtr 2: 0; 2006 Qtr 3: 0; 2006 Qtr 4: 20.0156; 2007 Qtr 1: 0; 2007 Qtr 2: 0; 2007 Qtr 3: 0; 2007 Qtr 4: 0; 2008 Qtr 1: 0; 2008 Qtr 2: 0; 2008 Qtr 3: 0; 2008 Qtr 4: 0 | 20.0156
0 | 234304-Lighting-Remove 4 Ft Lamp (De-Lamp) - Tr2 | COFL00AVDEL01 | 7 | Commercial | 01-ALC-AllCommercial-IntLight | 0 |  |  |  |  | 28.2538 | 12.3653 | 0 | 0 | 0 | 15.8885 | 106.7995 |  | kWh | 0.03438 | -0.1749 | Commercial |  | Annual | [5 empty] | 11 | 0.96 |  |  |  | 0 | 20.0156 | 0 | 0 | 0 | 0 | 0 | 0 | 0 | 0 | 0 | 0 | 2006 Qtr 1: 0; 2006 Qtr 2: 0; 2006 Qtr 3: 0; 2006 Qtr 4: 20.0156; 2007 Qtr 1: 0; 2007 Qtr 2: 0; 2007 Qtr 3: 0; 2007 Qtr 4: 0; 2008 Qtr 1: 0; 2008 Qtr 2: 0; 2008 Qtr 3: 0; 2008 Qtr 4: 0 | 20.0156
0 | 234331-Premium T8 with T12 40 Watt Baseline - Tr2 |  | 7 | Commercial | 14-MLI-Manufacturing–LightIndustry-LIGHT | 0 |  |  |  |  | 13.9591 | 9.8923 | 0 | 0 | 0 | 4.0668 | 31.1146 |  | kWh | 0.0096152 | -0.040228 | Commercial |  | Annual | [5 empty] | 11 | 0.96 |  |  |  | 0 | 12.7372 | 0 | 0 | 0 | 0 | 0 | 0 | 0 | 0 | 0 | 0 | 2006 Qtr 1: 0; 2006 Qtr 2: 0; 2006 Qtr 3: 0; 2006 Qtr 4: 12.7372; 2007 Qtr 1: 0; 2007 Qtr 2: 0; 2007 Qtr 3: 0; 2007 Qtr 4: 0; 2008 Qtr 1: 0; 2008 Qtr 2: 0; 2008 Qtr 3: 0; 2008 Qtr 4: 0 | 12.7372
0 | 234304-Lighting-Remove 4 Ft Lamp (De-Lamp) - Tr2 | COFL00AVDEL01 | 7 | Commercial | 14-MLI-Manufacturing–LightIndustry-LIGHT | 0 |  |  |  |  | 28.2538 | 12.3653 | 0 | 0 | 0 | 15.8885 | 100.2037 |  | kWh | 0.030965 | -0.12955 | Commercial |  | Annual | [5 empty] | 11 | 0.96 |  |  |  | 0 | 12.7372 | 0 | 0 | 0 | 0 | 0 | 0 | 0 | 0 | 0 | 0 | 2006 Qtr 1: 0; 2006 Qtr 2: 0; 2006 Qtr 3: 0; 2006 Qtr 4: 12.7372; 2007 Qtr 1: 0; 2007 Qtr 2: 0; 2007 Qtr 3: 0; 2007 Qtr 4: 0; 2008 Qtr 1: 0; 2008 Qtr 2: 0; 2008 Qtr 3: 0; 2008 Qtr 4: 0 | 12.7372
0 | 234330-Premium T8 with T12 40 Watt Baseline - Tr1 |  | 7 | Commercial | 01-ALC-AllCommercial-IntLight | 0 |  |  |  |  | 13.9589 | 13.1897 | 0 | 0 | 0 | 0.76922 | 40.547 |  | kWh | 0.0073476 | -0.066403 | Commercial |  | Annual | [5 empty] | 11 | 0.96 |  |  |  | 0 | 16.3764 | 0 | 0 | 0 | 0 | 0 | 0 | 0 | 0 | 0 | 0 | 2006 Qtr 1: 0; 2006 Qtr 2: 0; 2006 Qtr 3: 0; 2006 Qtr 4: 16.3764; 2007 Qtr 1: 0; 2007 Qtr 2: 0; 2007 Qtr 3: 0; 2007 Qtr 4: 0; 2008 Qtr 1: 0; 2008 Qtr 2: 0; 2008 Qtr 3: 0; 2008 Qtr 4: 0 | 16.3764
0 | 234303-Lighting-Remove 4 Ft Lamp (De-Lamp) - Tr1 | COFL00AVDEL01 | 7 | Commercial | 01-ALC-AllCommercial-IntLight | 0 |  |  |  |  | 28.2518 | 16.4871 | 0 | 0 | 0 | 11.7647 | 134.827 |  | kWh | 0.024432 | -0.2208 | Commercial |  | Annual | [5 empty] | 11 | 0.96 |  |  |  | 0 | 16.3764 | 0 | 0 | 0 | 0 | 0 | 0 | 0 | 0 | 0 | 0 | 2006 Qtr 1: 0; 2006 Qtr 2: 0; 2006 Qtr 3: 0; 2006 Qtr 4: 16.3764; 2007 Qtr 1: 0; 2007 Qtr 2: 0; 2007 Qtr 3: 0; 2007 Qtr 4: 0; 2008 Qtr 1: 0; 2008 Qtr 2: 0; 2008 Qtr 3: 0; 2008 Qtr 4: 0 | 16.3764
0 | 234330-Premium T8 with T12 40 Watt Baseline - Tr1 |  | 7 | Commercial | 01-ALC-AllCommercial-IntLight | 0 |  |  |  |  | 13.9589 | 13.1897 | 0 | 0 | 0 | 0.76922 | 40.547 |  | kWh | 0.0073476 | -0.066403 | Commercial |  | Annual | [5 empty] | 11 | 0.96 |  |  |  | 0 | 16.3764 | 0 | 0 | 0 | 0 | 0 | 0 | 0 | 0 | 0 | 0 | 2006 Qtr 1: 0; 2006 Qtr 2: 0; 2006 Qtr 3: 0; 2006 Qtr 4: 16.3764; 2007 Qtr 1: 0; 2007 Qtr 2: 0; 2007 Qtr 3: 0; 2007 Qtr 4: 0; 2008 Qtr 1: 0; 2008 Qtr 2: 0; 2008 Qtr 3: 0; 2008 Qtr 4: 0 | 16.3764
0 | 234303-Lighting-Remove 4 Ft Lamp (De-Lamp) - Tr1 | COFL00AVDEL01 | 7 | Commercial | 01-ALC-AllCommercial-IntLight | 0 |  |  |  |  | 28.2518 | 16.4871 | 0 | 0 | 0 | 11.7647 | 134.827 |  | kWh | 0.024432 | -0.2208 | Commercial |  | Annual | [5 empty] | 11 | 0.96 |  |  |  | 0 | 16.3764 | 0 | 0 | 0 | 0 | 0 | 0 | 0 | 0 | 0 | 0 | 2006 Qtr 1: 0; 2006 Qtr 2: 0; 2006 Qtr 3: 0; 2006 Qtr 4: 16.3764; 2007 Qtr 1: 0; 2007 Qtr 2: 0; 2007 Qtr 3: 0; 2007 Qtr 4: 0; 2008 Qtr 1: 0; 2008 Qtr 2: 0; 2008 Qtr 3: 0; 2008 Qtr 4: 0 | 16.3764
0 | 234332-Premium T8 with T12 40 Watt Baseline - Tr3 |  | 7 | Commercial | 01-ALC-AllCommercial-IntLight | 0 |  |  |  |  | 13.9591 | 7.1444 | 0 | 0 | 0 | 6.8147 | 28.1797 |  | kWh | 0.008733 | -0.046149 | Commercial |  | Annual | [5 empty] | 11 | 0.96 |  |  |  | 0 | 58.2273 | 0 | 0 | 0 | 0 | 0 | 0 | 0 | 0 | 0 | 0 | 2006 Qtr 1: 0; 2006 Qtr 2: 0; 2006 Qtr 3: 0; 2006 Qtr 4: 58.2273; 2007 Qtr 1: 0; 2007 Qtr 2: 0; 2007 Qtr 3: 0; 2007 Qtr 4: 0; 2008 Qtr 1: 0; 2008 Qtr 2: 0; 2008 Qtr 3: 0; 2008 Qtr 4: 0 | 58.2273
0 | 234305-Lighting-Remove 4 Ft Lamp (De-Lamp) - Tr3 | COFL00AVDEL01 | 7 | Commercial | 01-ALC-AllCommercial-IntLight | 0 |  |  |  |  | 28.2538 | 8.7931 | 0 | 0 | 0 | 19.4607 | 100.2216 |  | kWh | 0.031059 | -0.16413 | Commercial |  | Annual | [5 empty] | 11 | 0.96 |  |  |  | 0 | 25.4745 | 0 | 0 | 0 | 0 | 0 | 0 | 0 | 0 | 0 | 0 | 2006 Qtr 1: 0; 2006 Qtr 2: 0; 2006 Qtr 3: 0; 2006 Qtr 4: 25.4745; 2007 Qtr 1: 0; 2007 Qtr 2: 0; 2007 Qtr 3: 0; 2007 Qtr 4: 0; 2008 Qtr 1: 0; 2008 Qtr 2: 0; 2008 Qtr 3: 0; 2008 Qtr 4: 0 | 25.4745
0 | 234308-Lighting-Remove 8 Ft Lamp (De-Lamp) - Tr3 | CRTL00AVDEL02 | 7 | Commercial | 01-ALC-AllCommercial-IntLight | 0 |  |  |  |  | 28.4737 | 11.8158 | 0 | 0 | 0 | 16.6579 | 165.4025 |  | kWh | 0.051259 | -0.27088 | Commercial |  | Annual | [5 empty] | 11 | 0.96 |  |  |  | 0 | 16.3764 | 0 | 0 | 0 | 0 | 0 | 0 | 0 | 0 | 0 | 0 | 2006 Qtr 1: 0; 2006 Qtr 2: 0; 2006 Qtr 3: 0; 2006 Qtr 4: 16.3764; 2007 Qtr 1: 0; 2007 Qtr 2: 0; 2007 Qtr 3: 0; 2007 Qtr 4: 0; 2008 Qtr 1: 0; 2008 Qtr 2: 0; 2008 Qtr 3: 0; 2008 Qtr 4: 0 | 16.3764
0 | 234330-Premium T8 with T12 40 Watt Baseline - Tr1 |  | 10 | Commercial | 01-ALC-AllCommercial-IntLight | 0 |  |  |  |  | 13.9589 | 13.1897 | 0 | 0 | 0 | 0.76922 | 49.1557 |  | kWh | 0.009871 | -0.080501 | Commercial |  | Annual | [5 empty] | 11 | 0.96 |  |  |  | 0 | 29.1137 | 0 | 0 | 0 | 0 | 0 | 0 | 0 | 0 | 0 | 0 | 2006 Qtr 1: 0; 2006 Qtr 2: 0; 2006 Qtr 3: 0; 2006 Qtr 4: 29.1137; 2007 Qtr 1: 0; 2007 Qtr 2: 0; 2007 Qtr 3: 0; 2007 Qtr 4: 0; 2008 Qtr 1: 0; 2008 Qtr 2: 0; 2008 Qtr 3: 0; 2008 Qtr 4: 0 | 29.1137
0 | 234303-Lighting-Remove 4 Ft Lamp (De-Lamp) - Tr1 | COFL00AVDEL01 | 10 | Commercial | 01-ALC-AllCommercial-IntLight | 0 |  |  |  |  | 28.2518 | 16.4871 | 0 | 0 | 0 | 11.7647 | 163.4528 |  | kWh | 0.032823 | -0.26768 | Commercial |  | Annual | [5 empty] | 11 | 0.96 |  |  |  | 0 | 18.196 | 0 | 0 | 0 | 0 | 0 | 0 | 0 | 0 | 0 | 0 | 2006 Qtr 1: 0; 2006 Qtr 2: 0; 2006 Qtr 3: 0; 2006 Qtr 4: 18.196; 2007 Qtr 1: 0; 2007 Qtr 2: 0; 2007 Qtr 3: 0; 2007 Qtr 4: 0; 2008 Qtr 1: 0; 2008 Qtr 2: 0; 2008 Qtr 3: 0; 2008 Qtr 4: 0 | 18.196
0 | 234049-Lighting-LED Exit Sign New Sign | CALC00AVETS01 | 10 | Commercial | 02-ASM-Assembly-Exit | 0 |  |  |  |  | 65.3696 | 45 | 0 | 0 | 0 | 20.3696 | 351.311 |  | kWh | 0 | 0 | Commercial |  | Annual | [5 empty] | 16 | 0.96 |  |  |  | 0 | 2 | 0 | 0 | 0 | 0 | 0 | 0 | 0 | 0 | 0 | 0 | 2006 Qtr 1: 0; 2006 Qtr 2: 0; 2006 Qtr 3: 0; 2006 Qtr 4: 2; 2007 Qtr 1: 0; 2007 Qtr 2: 0; 2007 Qtr 3: 0; 2007 Qtr 4: 0; 2008 Qtr 1: 0; 2008 Qtr 2: 0; 2008 Qtr 3: 0; 2008 Qtr 4: 0 | 2
0 | 234331-Premium T8 with T12 40 Watt Baseline - Tr2 |  | 7 | Commercial | 01-ALC-AllCommercial-IntLight | 0 |  |  |  |  | 13.9591 | 9.8923 | 0 | 0 | 0 | 4.0668 | 35.8564 |  | kWh | 0.010832 | -0.058721 | Commercial |  | Annual | [5 empty] | 11 | 0.96 |  |  |  | 0 | 5.4588 | 0 | 0 | 0 | 0 | 0 | 0 | 0 | 0 | 0 | 0 | 2006 Qtr 1: 0; 2006 Qtr 2: 0; 2006 Qtr 3: 0; 2006 Qtr 4: 5.4588; 2007 Qtr 1: 0; 2007 Qtr 2: 0; 2007 Qtr 3: 0; 2007 Qtr 4: 0; 2008 Qtr 1: 0; 2008 Qtr 2: 0; 2008 Qtr 3: 0; 2008 Qtr 4: 0 | 5.4588
0 | 234304-Lighting-Remove 4 Ft Lamp (De-Lamp) - Tr2 | COFL00AVDEL01 | 7 | Commercial | 01-ALC-AllCommercial-IntLight | 0 |  |  |  |  | 28.2538 | 12.3653 | 0 | 0 | 0 | 15.8885 | 115.4744 |  | kWh | 0.034885 | -0.18911 | Commercial |  | Annual | [5 empty] | 11 | 0.96 |  |  |  | 0 | 5.4588 | 0 | 0 | 0 | 0 | 0 | 0 | 0 | 0 | 0 | 0 | 2006 Qtr 1: 0; 2006 Qtr 2: 0; 2006 Qtr 3: 0; 2006 Qtr 4: 5.4588; 2007 Qtr 1: 0; 2007 Qtr 2: 0; 2007 Qtr 3: 0; 2007 Qtr 4: 0; 2008 Qtr 1: 0; 2008 Qtr 2: 0; 2008 Qtr 3: 0; 2008 Qtr 4: 0 | 5.4588
0 | 234331-Premium T8 with T12 40 Watt Baseline - Tr2 |  | 7 | Commercial | 01-ALC-AllCommercial-IntLight | 0 |  |  |  |  | 13.9591 | 9.8923 | 0 | 0 | 0 | 4.0668 | 35.8564 |  | kWh | 0.010832 | -0.058721 | Commercial |  | Annual | [5 empty] | 11 | 0.96 |  |  |  | 0 | 49.1293 | 0 | 0 | 0 | 0 | 0 | 0 | 0 | 0 | 0 | 0 | 2006 Qtr 1: 0; 2006 Qtr 2: 0; 2006 Qtr 3: 0; 2006 Qtr 4: 49.1293; 2007 Qtr 1: 0; 2007 Qtr 2: 0; 2007 Qtr 3: 0; 2007 Qtr 4: 0; 2008 Qtr 1: 0; 2008 Qtr 2: 0; 2008 Qtr 3: 0; 2008 Qtr 4: 0 | 49.1293
0 | 234304-Lighting-Remove 4 Ft Lamp (De-Lamp) - Tr2 | COFL00AVDEL01 | 7 | Commercial | 01-ALC-AllCommercial-IntLight | 0 |  |  |  |  | 28.2538 | 12.3653 | 0 | 0 | 0 | 15.8885 | 115.4744 |  | kWh | 0.034885 | -0.18911 | Commercial |  | Annual | [5 empty] | 11 | 0.96 |  |  |  | 0 | 49.1293 | 0 | 0 | 0 | 0 | 0 | 0 | 0 | 0 | 0 | 0 | 2006 Qtr 1: 0; 2006 Qtr 2: 0; 2006 Qtr 3: 0; 2006 Qtr 4: 49.1293; 2007 Qtr 1: 0; 2007 Qtr 2: 0; 2007 Qtr 3: 0; 2007 Qtr 4: 0; 2008 Qtr 1: 0; 2008 Qtr 2: 0; 2008 Qtr 3: 0; 2008 Qtr 4: 0 | 49.1293
0 | 234330-Premium T8 with T12 40 Watt Baseline - Tr1 |  | 7 | Commercial | 01-ALC-AllCommercial-IntLight | 0 |  |  |  |  | 13.9589 | 13.1897 | 0 | 0 | 0 | 0.76922 | 27.8282 |  | kWh | 0.0094846 | -0.045574 | Commercial |  | Annual | [5 empty] | 11 | 0.96 |  |  |  | 0 | 41.8509 | 0 | 0 | 0 | 0 | 0 | 0 | 0 | 0 | 0 | 0 | 2006 Qtr 1: 0; 2006 Qtr 2: 0; 2006 Qtr 3: 0; 2006 Qtr 4: 41.8509; 2007 Qtr 1: 0; 2007 Qtr 2: 0; 2007 Qtr 3: 0; 2007 Qtr 4: 0; 2008 Qtr 1: 0; 2008 Qtr 2: 0; 2008 Qtr 3: 0; 2008 Qtr 4: 0 | 41.8509
0 | 234303-Lighting-Remove 4 Ft Lamp (De-Lamp) - Tr1 | COFL00AVDEL01 | 7 | Commercial | 01-ALC-AllCommercial-IntLight | 0 |  |  |  |  | 28.2518 | 16.4871 | 0 | 0 | 0 | 11.7647 | 92.5345 |  | kWh | 0.031538 | -0.15154 | Commercial |  | Annual | [5 empty] | 11 | 0.96 |  |  |  | 0 | 30.9333 | 0 | 0 | 0 | 0 | 0 | 0 | 0 | 0 | 0 | 0 | 2006 Qtr 1: 0; 2006 Qtr 2: 0; 2006 Qtr 3: 0; 2006 Qtr 4: 30.9333; 2007 Qtr 1: 0; 2007 Qtr 2: 0; 2007 Qtr 3: 0; 2007 Qtr 4: 0; 2008 Qtr 1: 0; 2008 Qtr 2: 0; 2008 Qtr 3: 0; 2008 Qtr 4: 0 | 30.9333
0 | 234330-Premium T8 with T12 40 Watt Baseline - Tr1 |  | 10 | Commercial | 01-ALC-AllCommercial-IntLight | 0 |  |  |  |  | 13.9589 | 13.1897 | 0 | 0 | 0 | 0.76922 | 30.14 |  | kWh | 0.0093405 | -0.04936 | Commercial |  | Annual | [5 empty] | 11 | 0.96 |  |  |  | 0 | 20.0156 | 0 | 0 | 0 | 0 | 0 | 0 | 0 | 0 | 0 | 0 | 2006 Qtr 1: 0; 2006 Qtr 2: 0; 2006 Qtr 3: 0; 2006 Qtr 4: 20.0156; 2007 Qtr 1: 0; 2007 Qtr 2: 0; 2007 Qtr 3: 0; 2007 Qtr 4: 0; 2008 Qtr 1: 0; 2008 Qtr 2: 0; 2008 Qtr 3: 0; 2008 Qtr 4: 0 | 20.0156
0 | 234303-Lighting-Remove 4 Ft Lamp (De-Lamp) - Tr1 | COFL00AVDEL01 | 10 | Commercial | 01-ALC-AllCommercial-IntLight | 0 |  |  |  |  | 28.2518 | 16.4871 | 0 | 0 | 0 | 11.7647 | 100.2216 |  | kWh | 0.031059 | -0.16413 | Commercial |  | Annual | [5 empty] | 11 | 0.96 |  |  |  | 0 | 20.0156 | 0 | 0 | 0 | 0 | 0 | 0 | 0 | 0 | 0 | 0 | 2006 Qtr 1: 0; 2006 Qtr 2: 0; 2006 Qtr 3: 0; 2006 Qtr 4: 20.0156; 2007 Qtr 1: 0; 2007 Qtr 2: 0; 2007 Qtr 3: 0; 2007 Qtr 4: 0; 2008 Qtr 1: 0; 2008 Qtr 2: 0; 2008 Qtr 3: 0; 2008 Qtr 4: 0 | 20.0156
0 | 234331-Premium T8 with T12 40 Watt Baseline - Tr2 |  | 7 | Commercial | 01-ALC-AllCommercial-IntLight | 0 |  |  |  |  | 13.9591 | 9.8923 | 0 | 0 | 0 | 4.0668 | 31.1202 |  | kWh | 0.0096442 | -0.050965 | Commercial |  | Annual | [5 empty] | 11 | 0.96 |  |  |  | 0 | 27.2941 | 0 | 0 | 0 | 0 | 0 | 0 | 0 | 0 | 0 | 0 | 2006 Qtr 1: 0; 2006 Qtr 2: 0; 2006 Qtr 3: 0; 2006 Qtr 4: 27.2941; 2007 Qtr 1: 0; 2007 Qtr 2: 0; 2007 Qtr 3: 0; 2007 Qtr 4: 0; 2008 Qtr 1: 0; 2008 Qtr 2: 0; 2008 Qtr 3: 0; 2008 Qtr 4: 0 | 27.2941
0 | 234304-Lighting-Remove 4 Ft Lamp (De-Lamp) - Tr2 | COFL00AVDEL01 | 7 | Commercial | 01-ALC-AllCommercial-IntLight | 0 |  |  |  |  | 28.2538 | 12.3653 | 0 | 0 | 0 | 15.8885 | 100.2216 |  | kWh | 0.031059 | -0.16413 | Commercial |  | Annual | [5 empty] | 11 | 0.96 |  |  |  | 0 | 27.2941 | 0 | 0 | 0 | 0 | 0 | 0 | 0 | 0 | 0 | 0 | 2006 Qtr 1: 0; 2006 Qtr 2: 0; 2006 Qtr 3: 0; 2006 Qtr 4: 27.2941; 2007 Qtr 1: 0; 2007 Qtr 2: 0; 2007 Qtr 3: 0; 2007 Qtr 4: 0; 2008 Qtr 1: 0; 2008 Qtr 2: 0; 2008 Qtr 3: 0; 2008 Qtr 4: 0 | 27.2941
0 | 234208-Lighting-8 Ft T-8 with Elec Ballast-Tr2 |  | 7 | Commercial | 01-ALC-AllCommercial-IntLight | 0 |  |  |  |  | 35.7165 | 16.4871 | 0 | 0 | 0 | 19.2294 | 29.0804 |  | kWh | 0.0087852 | -0.047624 | Commercial |  | Annual | [5 empty] | 11 | 0.96 |  |  |  | 0 | 36.3921 | 0 | 0 | 0 | 0 | 0 | 0 | 0 | 0 | 0 | 0 | 2006 Qtr 1: 0; 2006 Qtr 2: 0; 2006 Qtr 3: 0; 2006 Qtr 4: 36.3921; 2007 Qtr 1: 0; 2007 Qtr 2: 0; 2007 Qtr 3: 0; 2007 Qtr 4: 0; 2008 Qtr 1: 0; 2008 Qtr 2: 0; 2008 Qtr 3: 0; 2008 Qtr 4: 0 | 36.3921
0 | 234208-Lighting-8 Ft T-8 with Elec Ballast-Tr2 |  | 7 | Commercial | 01-ALC-AllCommercial-IntLight | 0 |  |  |  |  | 35.7165 | 16.4871 | 0 | 0 | 0 | 19.2294 | 29.0804 |  | kWh | 0.0087852 | -0.047624 | Commercial |  | Annual | [5 empty] | 11 | 0.96 |  |  |  | 0 | 41.8509 | 0 | 0 | 0 | 0 | 0 | 0 | 0 | 0 | 0 | 0 | 2006 Qtr 1: 0; 2006 Qtr 2: 0; 2006 Qtr 3: 0; 2006 Qtr 4: 41.8509; 2007 Qtr 1: 0; 2007 Qtr 2: 0; 2007 Qtr 3: 0; 2007 Qtr 4: 0; 2008 Qtr 1: 0; 2008 Qtr 2: 0; 2008 Qtr 3: 0; 2008 Qtr 4: 0 | 41.8509
0 | 234331-Premium T8 with T12 40 Watt Baseline - Tr2 |  | 7 | Commercial | 01-ALC-AllCommercial-IntLight | 0 |  |  |  |  | 13.9591 | 9.8923 | 0 | 0 | 0 | 4.0668 | 31.1202 |  | kWh | 0.0096442 | -0.050965 | Commercial |  | Annual | [5 empty] | 11 | 0.96 |  |  |  | 0 | 30.9333 | 0 | 0 | 0 | 0 | 0 | 0 | 0 | 0 | 0 | 0 | 2006 Qtr 1: 0; 2006 Qtr 2: 0; 2006 Qtr 3: 0; 2006 Qtr 4: 30.9333; 2007 Qtr 1: 0; 2007 Qtr 2: 0; 2007 Qtr 3: 0; 2007 Qtr 4: 0; 2008 Qtr 1: 0; 2008 Qtr 2: 0; 2008 Qtr 3: 0; 2008 Qtr 4: 0 | 30.9333
0 | 234304-Lighting-Remove 4 Ft Lamp (De-Lamp) - Tr2 | COFL00AVDEL01 | 7 | Commercial | 01-ALC-AllCommercial-IntLight | 0 |  |  |  |  | 28.2538 | 12.3653 | 0 | 0 | 0 | 15.8885 | 100.2216 |  | kWh | 0.031059 | -0.16413 | Commercial |  | Annual | [5 empty] | 11 | 0.96 |  |  |  | 0 | 30.9333 | 0 | 0 | 0 | 0 | 0 | 0 | 0 | 0 | 0 | 0 | 2006 Qtr 1: 0; 2006 Qtr 2: 0; 2006 Qtr 3: 0; 2006 Qtr 4: 30.9333; 2007 Qtr 1: 0; 2007 Qtr 2: 0; 2007 Qtr 3: 0; 2007 Qtr 4: 0; 2008 Qtr 1: 0; 2008 Qtr 2: 0; 2008 Qtr 3: 0; 2008 Qtr 4: 0 | 30.9333
0 | 234330-Premium T8 with T12 40 Watt Baseline - Tr1 |  | 10 | Commercial | 01-ALC-AllCommercial-IntLight | 0 |  |  |  |  | 13.9589 | 13.1897 | 0 | 0 | 0 | 0.76922 | 30.14 |  | kWh | 0.0093405 | -0.04936 | Commercial |  | Annual | [5 empty] | 11 | 0.96 |  |  |  | 0 | 18.196 | 0 | 0 | 0 | 0 | 0 | 0 | 0 | 0 | 0 | 0 | 2006 Qtr 1: 0; 2006 Qtr 2: 0; 2006 Qtr 3: 0; 2006 Qtr 4: 18.196; 2007 Qtr 1: 0; 2007 Qtr 2: 0; 2007 Qtr 3: 0; 2007 Qtr 4: 0; 2008 Qtr 1: 0; 2008 Qtr 2: 0; 2008 Qtr 3: 0; 2008 Qtr 4: 0 | 18.196
0 | 234303-Lighting-Remove 4 Ft Lamp (De-Lamp) - Tr1 | COFL00AVDEL01 | 10 | Commercial | 01-ALC-AllCommercial-IntLight | 0 |  |  |  |  | 28.2518 | 16.4871 | 0 | 0 | 0 | 11.7647 | 100.2216 |  | kWh | 0.031059 | -0.16413 | Commercial |  | Annual | [5 empty] | 11 | 0.96 |  |  |  | 0 | 18.196 | 0 | 0 | 0 | 0 | 0 | 0 | 0 | 0 | 0 | 0 | 2006 Qtr 1: 0; 2006 Qtr 2: 0; 2006 Qtr 3: 0; 2006 Qtr 4: 18.196; 2007 Qtr 1: 0; 2007 Qtr 2: 0; 2007 Qtr 3: 0; 2007 Qtr 4: 0; 2008 Qtr 1: 0; 2008 Qtr 2: 0; 2008 Qtr 3: 0; 2008 Qtr 4: 0 | 18.196
0 | 234330-Premium T8 with T12 40 Watt Baseline - Tr1 |  | 10 | Commercial | 01-ALC-AllCommercial-IntLight | 0 |  |  |  |  | 13.9589 | 13.1897 | 0 | 0 | 0 | 0.76922 | 30.14 |  | kWh | 0.0093405 | -0.04936 | Commercial |  | Annual | [5 empty] | 11 | 0.96 |  |  |  | 0 | 18.196 | 0 | 0 | 0 | 0 | 0 | 0 | 0 | 0 | 0 | 0 | 2006 Qtr 1: 0; 2006 Qtr 2: 0; 2006 Qtr 3: 0; 2006 Qtr 4: 18.196; 2007 Qtr 1: 0; 2007 Qtr 2: 0; 2007 Qtr 3: 0; 2007 Qtr 4: 0; 2008 Qtr 1: 0; 2008 Qtr 2: 0; 2008 Qtr 3: 0; 2008 Qtr 4: 0 | 18.196
0 | 234303-Lighting-Remove 4 Ft Lamp (De-Lamp) - Tr1 | COFL00AVDEL01 | 10 | Commercial | 01-ALC-AllCommercial-IntLight | 0 |  |  |  |  | 28.2518 | 16.4871 | 0 | 0 | 0 | 11.7647 | 100.2216 |  | kWh | 0.031059 | -0.16413 | Commercial |  | Annual | [5 empty] | 11 | 0.96 |  |  |  | 0 | 18.196 | 0 | 0 | 0 | 0 | 0 | 0 | 0 | 0 | 0 | 0 | 2006 Qtr 1: 0; 2006 Qtr 2: 0; 2006 Qtr 3: 0; 2006 Qtr 4: 18.196; 2007 Qtr 1: 0; 2007 Qtr 2: 0; 2007 Qtr 3: 0; 2007 Qtr 4: 0; 2008 Qtr 1: 0; 2008 Qtr 2: 0; 2008 Qtr 3: 0; 2008 Qtr 4: 0 | 18.196
0 | 234330-Premium T8 with T12 40 Watt Baseline - Tr1 |  | 10 | Commercial | 01-ALC-AllCommercial-IntLight | 0 |  |  |  |  | 13.9589 | 13.1897 | 0 | 0 | 0 | 0.76922 | 30.14 |  | kWh | 0.0093405 | -0.04936 | Commercial |  | Annual | [5 empty] | 11 | 0.96 |  |  |  | 0 | 20.0156 | 0 | 0 | 0 | 0 | 0 | 0 | 0 | 0 | 0 | 0 | 2006 Qtr 1: 0; 2006 Qtr 2: 0; 2006 Qtr 3: 0; 2006 Qtr 4: 20.0156; 2007 Qtr 1: 0; 2007 Qtr 2: 0; 2007 Qtr 3: 0; 2007 Qtr 4: 0; 2008 Qtr 1: 0; 2008 Qtr 2: 0; 2008 Qtr 3: 0; 2008 Qtr 4: 0 | 20.0156
0 | 234303-Lighting-Remove 4 Ft Lamp (De-Lamp) - Tr1 | COFL00AVDEL01 | 10 | Commercial | 01-ALC-AllCommercial-IntLight | 0 |  |  |  |  | 28.2518 | 16.4871 | 0 | 0 | 0 | 11.7647 | 100.2216 |  | kWh | 0.031059 | -0.16413 | Commercial |  | Annual | [5 empty] | 11 | 0.96 |  |  |  | 0 | 20.0156 | 0 | 0 | 0 | 0 | 0 | 0 | 0 | 0 | 0 | 0 | 2006 Qtr 1: 0; 2006 Qtr 2: 0; 2006 Qtr 3: 0; 2006 Qtr 4: 20.0156; 2007 Qtr 1: 0; 2007 Qtr 2: 0; 2007 Qtr 3: 0; 2007 Qtr 4: 0; 2008 Qtr 1: 0; 2008 Qtr 2: 0; 2008 Qtr 3: 0; 2008 Qtr 4: 0 | 20.0156
0 | 234330-Premium T8 with T12 40 Watt Baseline - Tr1 |  | 10 | Commercial | 01-ALC-AllCommercial-IntLight | 0 |  |  |  |  | 13.9589 | 13.1897 | 0 | 0 | 0 | 0.76922 | 30.14 |  | kWh | 0.0093405 | -0.04936 | Commercial |  | Annual | [5 empty] | 11 | 0.96 |  |  |  | 0 | 18.196 | 0 | 0 | 0 | 0 | 0 | 0 | 0 | 0 | 0 | 0 | 2006 Qtr 1: 0; 2006 Qtr 2: 0; 2006 Qtr 3: 0; 2006 Qtr 4: 18.196; 2007 Qtr 1: 0; 2007 Qtr 2: 0; 2007 Qtr 3: 0; 2007 Qtr 4: 0; 2008 Qtr 1: 0; 2008 Qtr 2: 0; 2008 Qtr 3: 0; 2008 Qtr 4: 0 | 18.196
0 | 234303-Lighting-Remove 4 Ft Lamp (De-Lamp) - Tr1 | COFL00AVDEL01 | 10 | Commercial | 01-ALC-AllCommercial-IntLight | 0 |  |  |  |  | 28.2518 | 16.4871 | 0 | 0 | 0 | 11.7647 | 100.2216 |  | kWh | 0.031059 | -0.16413 | Commercial |  | Annual | [5 empty] | 11 | 0.96 |  |  |  | 0 | 18.196 | 0 | 0 | 0 | 0 | 0 | 0 | 0 | 0 | 0 | 0 | 2006 Qtr 1: 0; 2006 Qtr 2: 0; 2006 Qtr 3: 0; 2006 Qtr 4: 18.196; 2007 Qtr 1: 0; 2007 Qtr 2: 0; 2007 Qtr 3: 0; 2007 Qtr 4: 0; 2008 Qtr 1: 0; 2008 Qtr 2: 0; 2008 Qtr 3: 0; 2008 Qtr 4: 0 | 18.196
0 | 234332-Premium T8 with T12 40 Watt Baseline - Tr3 |  | 7 | Commercial | 01-ALC-AllCommercial-IntLight | 0 |  |  |  |  | 13.9591 | 7.1444 | 0 | 0 | 0 | 6.8147 | 28.1797 |  | kWh | 0.008733 | -0.046149 | Commercial |  | Annual | [5 empty] | 11 | 0.96 |  |  |  | 0 | 89.1606 | 0 | 0 | 0 | 0 | 0 | 0 | 0 | 0 | 0 | 0 | 2006 Qtr 1: 0; 2006 Qtr 2: 0; 2006 Qtr 3: 0; 2006 Qtr 4: 89.1606; 2007 Qtr 1: 0; 2007 Qtr 2: 0; 2007 Qtr 3: 0; 2007 Qtr 4: 0; 2008 Qtr 1: 0; 2008 Qtr 2: 0; 2008 Qtr 3: 0; 2008 Qtr 4: 0 | 89.1606
0 | 234305-Lighting-Remove 4 Ft Lamp (De-Lamp) - Tr3 | COFL00AVDEL01 | 7 | Commercial | 01-ALC-AllCommercial-IntLight | 0 |  |  |  |  | 28.2538 | 8.7931 | 0 | 0 | 0 | 19.4607 | 100.2216 |  | kWh | 0.031059 | -0.16413 | Commercial |  | Annual | [5 empty] | 11 | 0.96 |  |  |  | 0 | 89.1606 | 0 | 0 | 0 | 0 | 0 | 0 | 0 | 0 | 0 | 0 | 2006 Qtr 1: 0; 2006 Qtr 2: 0; 2006 Qtr 3: 0; 2006 Qtr 4: 89.1606; 2007 Qtr 1: 0; 2007 Qtr 2: 0; 2007 Qtr 3: 0; 2007 Qtr 4: 0; 2008 Qtr 1: 0; 2008 Qtr 2: 0; 2008 Qtr 3: 0; 2008 Qtr 4: 0 | 89.1606
0 | 234331-Premium T8 with T12 40 Watt Baseline - Tr2 |  | 7 | Commercial | 01-ALC-AllCommercial-IntLight | 0 |  |  |  |  | 13.9591 | 9.8923 | 0 | 0 | 0 | 4.0668 | 35.8564 |  | kWh | 0.010832 | -0.058721 | Commercial |  | Annual | [5 empty] | 11 | 0.96 |  |  |  | 0 | 14.5568 | 0 | 0 | 0 | 0 | 0 | 0 | 0 | 0 | 0 | 0 | 2006 Qtr 1: 0; 2006 Qtr 2: 0; 2006 Qtr 3: 0; 2006 Qtr 4: 14.5568; 2007 Qtr 1: 0; 2007 Qtr 2: 0; 2007 Qtr 3: 0; 2007 Qtr 4: 0; 2008 Qtr 1: 0; 2008 Qtr 2: 0; 2008 Qtr 3: 0; 2008 Qtr 4: 0 | 14.5568
0 | 234304-Lighting-Remove 4 Ft Lamp (De-Lamp) - Tr2 | COFL00AVDEL01 | 7 | Commercial | 01-ALC-AllCommercial-IntLight | 0 |  |  |  |  | 28.2538 | 12.3653 | 0 | 0 | 0 | 15.8885 | 115.4744 |  | kWh | 0.034885 | -0.18911 | Commercial |  | Annual | [5 empty] | 11 | 0.96 |  |  |  | 0 | 3.6392 | 0 | 0 | 0 | 0 | 0 | 0 | 0 | 0 | 0 | 0 | 2006 Qtr 1: 0; 2006 Qtr 2: 0; 2006 Qtr 3: 0; 2006 Qtr 4: 3.6392; 2007 Qtr 1: 0; 2007 Qtr 2: 0; 2007 Qtr 3: 0; 2007 Qtr 4: 0; 2008 Qtr 1: 0; 2008 Qtr 2: 0; 2008 Qtr 3: 0; 2008 Qtr 4: 0 | 3.6392
0 | 234330-Premium T8 with T12 40 Watt Baseline - Tr1 |  | 7 | Commercial | 01-ALC-AllCommercial-IntLight | 0 |  |  |  |  | 13.9589 | 13.1897 | 0 | 0 | 0 | 0.76922 | 34.727 |  | kWh | 0.010491 | -0.056872 | Commercial |  | Annual | [5 empty] | 11 | 0.96 |  |  |  | 0 | 40.0313 | 0 | 0 | 0 | 0 | 0 | 0 | 0 | 0 | 0 | 0 | 2006 Qtr 1: 0; 2006 Qtr 2: 0; 2006 Qtr 3: 0; 2006 Qtr 4: 40.0313; 2007 Qtr 1: 0; 2007 Qtr 2: 0; 2007 Qtr 3: 0; 2007 Qtr 4: 0; 2008 Qtr 1: 0; 2008 Qtr 2: 0; 2008 Qtr 3: 0; 2008 Qtr 4: 0 | 40.0313
0 | 234208-Lighting-8 Ft T-8 with Elec Ballast-Tr2 |  | 7 | Commercial | 01-ALC-AllCommercial-IntLight | 0 |  |  |  |  | 35.7165 | 16.4871 | 0 | 0 | 0 | 19.2294 | 29.0804 |  | kWh | 0.0087852 | -0.047624 | Commercial |  | Annual | [5 empty] | 11 | 0.96 |  |  |  | 0 | 14.5568 | 0 | 0 | 0 | 0 | 0 | 0 | 0 | 0 | 0 | 0 | 2006 Qtr 1: 0; 2006 Qtr 2: 0; 2006 Qtr 3: 0; 2006 Qtr 4: 14.5568; 2007 Qtr 1: 0; 2007 Qtr 2: 0; 2007 Qtr 3: 0; 2007 Qtr 4: 0; 2008 Qtr 1: 0; 2008 Qtr 2: 0; 2008 Qtr 3: 0; 2008 Qtr 4: 0 | 14.5568
0 | 234307-Lighting-Remove 8 Ft Lamp (De-Lamp) - Tr2 | CRTL00AVDEL02 | 7 | Commercial | 01-ALC-AllCommercial-IntLight | 0 |  |  |  |  | 28.4684 | 16.4871 | 0 | 0 | 0 | 11.9813 | 190.5751 |  | kWh | 0.057573 | -0.3121 | Commercial |  | Annual | [5 empty] | 11 | 0.96 |  |  |  | 0 | 14.5568 | 0 | 0 | 0 | 0 | 0 | 0 | 0 | 0 | 0 | 0 | 2006 Qtr 1: 0; 2006 Qtr 2: 0; 2006 Qtr 3: 0; 2006 Qtr 4: 14.5568; 2007 Qtr 1: 0; 2007 Qtr 2: 0; 2007 Qtr 3: 0; 2007 Qtr 4: 0; 2008 Qtr 1: 0; 2008 Qtr 2: 0; 2008 Qtr 3: 0; 2008 Qtr 4: 0 | 14.5568
0 | 234331-Premium T8 with T12 40 Watt Baseline - Tr2 |  | 7 | Commercial | 01-ALC-AllCommercial-IntLight | 0 |  |  |  |  | 13.9591 | 9.8923 | 0 | 0 | 0 | 4.0668 | 35.8564 |  | kWh | 0.010832 | -0.058721 | Commercial |  | Annual | [5 empty] | 11 | 0.96 |  |  |  | 0 | 14.5568 | 0 | 0 | 0 | 0 | 0 | 0 | 0 | 0 | 0 | 0 | 2006 Qtr 1: 0; 2006 Qtr 2: 0; 2006 Qtr 3: 0; 2006 Qtr 4: 14.5568; 2007 Qtr 1: 0; 2007 Qtr 2: 0; 2007 Qtr 3: 0; 2007 Qtr 4: 0; 2008 Qtr 1: 0; 2008 Qtr 2: 0; 2008 Qtr 3: 0; 2008 Qtr 4: 0 | 14.5568
0 | 234304-Lighting-Remove 4 Ft Lamp (De-Lamp) - Tr2 | COFL00AVDEL01 | 7 | Commercial | 01-ALC-AllCommercial-IntLight | 0 |  |  |  |  | 28.2538 | 12.3653 | 0 | 0 | 0 | 15.8885 | 115.4744 |  | kWh | 0.034885 | -0.18911 | Commercial |  | Annual | [5 empty] | 11 | 0.96 |  |  |  | 0 | 14.5568 | 0 | 0 | 0 | 0 | 0 | 0 | 0 | 0 | 0 | 0 | 2006 Qtr 1: 0; 2006 Qtr 2: 0; 2006 Qtr 3: 0; 2006 Qtr 4: 14.5568; 2007 Qtr 1: 0; 2007 Qtr 2: 0; 2007 Qtr 3: 0; 2007 Qtr 4: 0; 2008 Qtr 1: 0; 2008 Qtr 2: 0; 2008 Qtr 3: 0; 2008 Qtr 4: 0 | 14.5568
0 | 234331-Premium T8 with T12 40 Watt Baseline - Tr2 |  | 7 | Commercial | 01-ALC-AllCommercial-IntLight | 0 |  |  |  |  | 13.9591 | 9.8923 | 0 | 0 | 0 | 4.0668 | 35.8564 |  | kWh | 0.010832 | -0.058721 | Commercial |  | Annual | [5 empty] | 11 | 0.96 |  |  |  | 0 | 32.7529 | 0 | 0 | 0 | 0 | 0 | 0 | 0 | 0 | 0 | 0 | 2006 Qtr 1: 0; 2006 Qtr 2: 0; 2006 Qtr 3: 0; 2006 Qtr 4: 32.7529; 2007 Qtr 1: 0; 2007 Qtr 2: 0; 2007 Qtr 3: 0; 2007 Qtr 4: 0; 2008 Qtr 1: 0; 2008 Qtr 2: 0; 2008 Qtr 3: 0; 2008 Qtr 4: 0 | 32.7529
0 | 234330-Premium T8 with T12 40 Watt Baseline - Tr1 |  | 7 | Commercial | 01-ALC-AllCommercial-IntLight | 0 |  |  |  |  | 13.9589 | 13.1897 | 0 | 0 | 0 | 0.76922 | 38.5499 |  | kWh | 0.01239 | -0.063133 | Commercial |  | Annual | [5 empty] | 11 | 0.96 |  |  |  | 0 | 50.9489 | 0 | 0 | 0 | 0 | 0 | 0 | 0 | 0 | 0 | 0 | 2006 Qtr 1: 0; 2006 Qtr 2: 0; 2006 Qtr 3: 0; 2006 Qtr 4: 50.9489; 2007 Qtr 1: 0; 2007 Qtr 2: 0; 2007 Qtr 3: 0; 2007 Qtr 4: 0; 2008 Qtr 1: 0; 2008 Qtr 2: 0; 2008 Qtr 3: 0; 2008 Qtr 4: 0 | 50.9489
0 | 234303-Lighting-Remove 4 Ft Lamp (De-Lamp) - Tr1 | COFL00AVDEL01 | 7 | Commercial | 01-ALC-AllCommercial-IntLight | 0 |  |  |  |  | 28.2518 | 16.4871 | 0 | 0 | 0 | 11.7647 | 128.1864 |  | kWh | 0.0412 | -0.20993 | Commercial |  | Annual | [5 empty] | 11 | 0.96 |  |  |  | 0 | 43.6705 | 0 | 0 | 0 | 0 | 0 | 0 | 0 | 0 | 0 | 0 | 2006 Qtr 1: 0; 2006 Qtr 2: 0; 2006 Qtr 3: 0; 2006 Qtr 4: 43.6705; 2007 Qtr 1: 0; 2007 Qtr 2: 0; 2007 Qtr 3: 0; 2007 Qtr 4: 0; 2008 Qtr 1: 0; 2008 Qtr 2: 0; 2008 Qtr 3: 0; 2008 Qtr 4: 0 | 43.6705
0 | 234331-Premium T8 with T12 40 Watt Baseline - Tr2 |  | 7 | Commercial | 01-ALC-AllCommercial-IntLight | 0 |  |  |  |  | 13.9591 | 9.8923 | 0 | 0 | 0 | 4.0668 | 31.1202 |  | kWh | 0.0096442 | -0.050965 | Commercial |  | Annual | [5 empty] | 11 | 0.96 |  |  |  | 0 | 110.9959 | 0 | 0 | 0 | 0 | 0 | 0 | 0 | 0 | 0 | 0 | 2006 Qtr 1: 0; 2006 Qtr 2: 0; 2006 Qtr 3: 0; 2006 Qtr 4: 110.9959; 2007 Qtr 1: 0; 2007 Qtr 2: 0; 2007 Qtr 3: 0; 2007 Qtr 4: 0; 2008 Qtr 1: 0; 2008 Qtr 2: 0; 2008 Qtr 3: 0; 2008 Qtr 4: 0 | 110.9959
0 | 234304-Lighting-Remove 4 Ft Lamp (De-Lamp) - Tr2 | COFL00AVDEL01 | 7 | Commercial | 01-ALC-AllCommercial-IntLight | 0 |  |  |  |  | 28.2538 | 12.3653 | 0 | 0 | 0 | 15.8885 | 100.2216 |  | kWh | 0.031059 | -0.16413 | Commercial |  | Annual | [5 empty] | 11 | 0.96 |  |  |  | 0 | 101.8978 | 0 | 0 | 0 | 0 | 0 | 0 | 0 | 0 | 0 | 0 | 2006 Qtr 1: 0; 2006 Qtr 2: 0; 2006 Qtr 3: 0; 2006 Qtr 4: 101.8978; 2007 Qtr 1: 0; 2007 Qtr 2: 0; 2007 Qtr 3: 0; 2007 Qtr 4: 0; 2008 Qtr 1: 0; 2008 Qtr 2: 0; 2008 Qtr 3: 0; 2008 Qtr 4: 0 | 101.8978
0 | 234307-Lighting-Remove 8 Ft Lamp (De-Lamp) - Tr2 | CRTL00AVDEL02 | 7 | Commercial | 01-ALC-AllCommercial-IntLight | 0 |  |  |  |  | 28.4684 | 16.4871 | 0 | 0 | 0 | 11.9813 | 165.4025 |  | kWh | 0.051259 | -0.27088 | Commercial |  | Annual | [5 empty] | 11 | 0.96 |  |  |  | 0 | 3.6392 | 0 | 0 | 0 | 0 | 0 | 0 | 0 | 0 | 0 | 0 | 2006 Qtr 1: 0; 2006 Qtr 2: 0; 2006 Qtr 3: 0; 2006 Qtr 4: 3.6392; 2007 Qtr 1: 0; 2007 Qtr 2: 0; 2007 Qtr 3: 0; 2007 Qtr 4: 0; 2008 Qtr 1: 0; 2008 Qtr 2: 0; 2008 Qtr 3: 0; 2008 Qtr 4: 0 | 3.6392
0 | 234208-Lighting-8 Ft T-8 with Elec Ballast-Tr2 |  | 10 | Commercial | 01-ALC-AllCommercial-IntLight | 0 |  |  |  |  | 35.7165 | 16.4871 | 0 | 0 | 0 | 19.2294 | 41.1629 |  | kWh | 0.008266 | -0.067412 | Commercial |  | Annual | [5 empty] | 11 | 0.96 |  |  |  | 0 | 10.9176 | 0 | 0 | 0 | 0 | 0 | 0 | 0 | 0 | 0 | 0 | 2006 Qtr 1: 0; 2006 Qtr 2: 0; 2006 Qtr 3: 0; 2006 Qtr 4: 10.9176; 2007 Qtr 1: 0; 2007 Qtr 2: 0; 2007 Qtr 3: 0; 2007 Qtr 4: 0; 2008 Qtr 1: 0; 2008 Qtr 2: 0; 2008 Qtr 3: 0; 2008 Qtr 4: 0 | 10.9176
0 | 234304-Lighting-Remove 4 Ft Lamp (De-Lamp) - Tr2 | COFL00AVDEL01 | 10 | Commercial | 01-ALC-AllCommercial-IntLight | 0 |  |  |  |  | 28.2538 | 12.3653 | 0 | 0 | 0 | 15.8885 | 163.4528 |  | kWh | 0.032823 | -0.26768 | Commercial |  | Annual | [5 empty] | 11 | 0.96 |  |  |  | 0 | 23.6549 | 0 | 0 | 0 | 0 | 0 | 0 | 0 | 0 | 0 | 0 | 2006 Qtr 1: 0; 2006 Qtr 2: 0; 2006 Qtr 3: 0; 2006 Qtr 4: 23.6549; 2007 Qtr 1: 0; 2007 Qtr 2: 0; 2007 Qtr 3: 0; 2007 Qtr 4: 0; 2008 Qtr 1: 0; 2008 Qtr 2: 0; 2008 Qtr 3: 0; 2008 Qtr 4: 0 | 23.6549
0 | 234331-Premium T8 with T12 40 Watt Baseline - Tr2 |  | 10 | Commercial | 01-ALC-AllCommercial-IntLight | 0 |  |  |  |  | 13.9591 | 9.8923 | 0 | 0 | 0 | 4.0668 | 50.7543 |  | kWh | 0.010192 | -0.083119 | Commercial |  | Annual | [5 empty] | 11 | 0.96 |  |  |  | 0 | 43.6705 | 0 | 0 | 0 | 0 | 0 | 0 | 0 | 0 | 0 | 0 | 2006 Qtr 1: 0; 2006 Qtr 2: 0; 2006 Qtr 3: 0; 2006 Qtr 4: 43.6705; 2007 Qtr 1: 0; 2007 Qtr 2: 0; 2007 Qtr 3: 0; 2007 Qtr 4: 0; 2008 Qtr 1: 0; 2008 Qtr 2: 0; 2008 Qtr 3: 0; 2008 Qtr 4: 0 | 43.6705
0 | 234208-Lighting-8 Ft T-8 with Elec Ballast-Tr2 |  | 10 | Commercial | 01-ALC-AllCommercial-IntLight | 0 |  |  |  |  | 35.7165 | 16.4871 | 0 | 0 | 0 | 19.2294 | 41.1629 |  | kWh | 0.008266 | -0.067412 | Commercial |  | Annual | [5 empty] | 11 | 0.96 |  |  |  | 0 | 1.8196 | 0 | 0 | 0 | 0 | 0 | 0 | 0 | 0 | 0 | 0 | 2006 Qtr 1: 0; 2006 Qtr 2: 0; 2006 Qtr 3: 0; 2006 Qtr 4: 1.8196; 2007 Qtr 1: 0; 2007 Qtr 2: 0; 2007 Qtr 3: 0; 2007 Qtr 4: 0; 2008 Qtr 1: 0; 2008 Qtr 2: 0; 2008 Qtr 3: 0; 2008 Qtr 4: 0 | 1.8196
0 | 234331-Premium T8 with T12 40 Watt Baseline - Tr2 |  | 10 | Commercial | 01-ALC-AllCommercial-IntLight | 0 |  |  |  |  | 13.9591 | 9.8923 | 0 | 0 | 0 | 4.0668 | 35.8564 |  | kWh | 0.010832 | -0.058721 | Commercial |  | Annual | [5 empty] | 11 | 0.96 |  |  |  | 0 | 5.4588 | 0 | 0 | 0 | 0 | 0 | 0 | 0 | 0 | 0 | 0 | 2006 Qtr 1: 0; 2006 Qtr 2: 0; 2006 Qtr 3: 0; 2006 Qtr 4: 5.4588; 2007 Qtr 1: 0; 2007 Qtr 2: 0; 2007 Qtr 3: 0; 2007 Qtr 4: 0; 2008 Qtr 1: 0; 2008 Qtr 2: 0; 2008 Qtr 3: 0; 2008 Qtr 4: 0 | 5.4588
0 | 234304-Lighting-Remove 4 Ft Lamp (De-Lamp) - Tr2 | COFL00AVDEL01 | 10 | Commercial | 01-ALC-AllCommercial-IntLight | 0 |  |  |  |  | 28.2538 | 12.3653 | 0 | 0 | 0 | 15.8885 | 115.4744 |  | kWh | 0.034885 | -0.18911 | Commercial |  | Annual | [5 empty] | 11 | 0.96 |  |  |  | 0 | 5.4588 | 0 | 0 | 0 | 0 | 0 | 0 | 0 | 0 | 0 | 0 | 2006 Qtr 1: 0; 2006 Qtr 2: 0; 2006 Qtr 3: 0; 2006 Qtr 4: 5.4588; 2007 Qtr 1: 0; 2007 Qtr 2: 0; 2007 Qtr 3: 0; 2007 Qtr 4: 0; 2008 Qtr 1: 0; 2008 Qtr 2: 0; 2008 Qtr 3: 0; 2008 Qtr 4: 0 | 5.4588
0 | 234208-Lighting-8 Ft T-8 with Elec Ballast-Tr2 |  | 10 | Commercial | 01-ALC-AllCommercial-IntLight | 0 |  |  |  |  | 35.7165 | 16.4871 | 0 | 0 | 0 | 19.2294 | 29.0804 |  | kWh | 0.0087852 | -0.047624 | Commercial |  | Annual | [5 empty] | 11 | 0.96 |  |  |  | 0 | 10.9176 | 0 | 0 | 0 | 0 | 0 | 0 | 0 | 0 | 0 | 0 | 2006 Qtr 1: 0; 2006 Qtr 2: 0; 2006 Qtr 3: 0; 2006 Qtr 4: 10.9176; 2007 Qtr 1: 0; 2007 Qtr 2: 0; 2007 Qtr 3: 0; 2007 Qtr 4: 0; 2008 Qtr 1: 0; 2008 Qtr 2: 0; 2008 Qtr 3: 0; 2008 Qtr 4: 0 | 10.9176
0 | 234173-Food Service - Combination Oven-Gas |  | 10 | Commercial | 21-RSD-Restaurant–SitDown-PROC_OTH | 0 |  |  |  |  | 21797 | 750 | 0 | 0 | 0 | 21047 | 0 |  | kWh | 0 | 403 | Commercial |  | Annual | [5 empty] | 12 | 0.96 |  |  |  | 0 | 2 | 0 | 0 | 0 | 0 | 0 | 0 | 0 | 0 | 0 | 0 | 2006 Qtr 1: 0; 2006 Qtr 2: 0; 2006 Qtr 3: 0; 2006 Qtr 4: 2; 2007 Qtr 1: 0; 2007 Qtr 2: 0; 2007 Qtr 3: 0; 2007 Qtr 4: 0; 2008 Qtr 1: 0; 2008 Qtr 2: 0; 2008 Qtr 3: 0; 2008 Qtr 4: 0 | 2
0 | 234173-Food Service - Combination Oven-Gas |  | 7 | Commercial | 21-RSD-Restaurant–SitDown-PROC_OTH | 0 |  |  |  |  | 21797 | 750 | 0 | 0 | 0 | 21047 | 0 |  | kWh | 0 | 403 | Commercial |  | Annual | [5 empty] | 12 | 0.96 |  |  |  | 0 | 2 | 0 | 0 | 0 | 0 | 0 | 0 | 0 | 0 | 0 | 0 | 2006 Qtr 1: 0; 2006 Qtr 2: 0; 2006 Qtr 3: 0; 2006 Qtr 4: 2; 2007 Qtr 1: 0; 2007 Qtr 2: 0; 2007 Qtr 3: 0; 2007 Qtr 4: 0; 2008 Qtr 1: 0; 2008 Qtr 2: 0; 2008 Qtr 3: 0; 2008 Qtr 4: 0 | 2
0 | 234173-Food Service - Combination Oven-Gas |  | 10 | Commercial | 21-RSD-Restaurant–SitDown-PROC_OTH | 0 |  |  |  |  | 21797 | 750 | 0 | 0 | 0 | 21047 | 0 |  | kWh | 0 | 403 | Commercial |  | Annual | [5 empty] | 12 | 0.96 |  |  |  | 0 | 2 | 0 | 0 | 0 | 0 | 0 | 0 | 0 | 0 | 0 | 0 | 2006 Qtr 1: 0; 2006 Qtr 2: 0; 2006 Qtr 3: 0; 2006 Qtr 4: 2; 2007 Qtr 1: 0; 2007 Qtr 2: 0; 2007 Qtr 3: 0; 2007 Qtr 4: 0; 2008 Qtr 1: 0; 2008 Qtr 2: 0; 2008 Qtr 3: 0; 2008 Qtr 4: 0 | 2
0 | 234173-Food Service - Combination Oven-Gas |  | 7 | Commercial | 21-RSD-Restaurant–SitDown-PROC_OTH | 0 |  |  |  |  | 21797 | 750 | 0 | 0 | 0 | 21047 | 0 |  | kWh | 0 | 403 | Commercial |  | Annual | [5 empty] | 12 | 0.96 |  |  |  | 0 | 2 | 0 | 0 | 0 | 0 | 0 | 0 | 0 | 0 | 0 | 0 | 2006 Qtr 1: 0; 2006 Qtr 2: 0; 2006 Qtr 3: 0; 2006 Qtr 4: 2; 2007 Qtr 1: 0; 2007 Qtr 2: 0; 2007 Qtr 3: 0; 2007 Qtr 4: 0; 2008 Qtr 1: 0; 2008 Qtr 2: 0; 2008 Qtr 3: 0; 2008 Qtr 4: 0 | 2
0 | 234173-Food Service - Combination Oven-Gas |  | 7 | Commercial | 21-RSD-Restaurant–SitDown-PROC_OTH | 0 |  |  |  |  | 21797 | 750 | 0 | 0 | 0 | 21047 | 0 |  | kWh | 0 | 403 | Commercial |  | Annual | [5 empty] | 12 | 0.96 |  |  |  | 0 | 2 | 0 | 0 | 0 | 0 | 0 | 0 | 0 | 0 | 0 | 0 | 2006 Qtr 1: 0; 2006 Qtr 2: 0; 2006 Qtr 3: 0; 2006 Qtr 4: 2; 2007 Qtr 1: 0; 2007 Qtr 2: 0; 2007 Qtr 3: 0; 2007 Qtr 4: 0; 2008 Qtr 1: 0; 2008 Qtr 2: 0; 2008 Qtr 3: 0; 2008 Qtr 4: 0 | 2
0 | 234330-Premium T8 with T12 40 Watt Baseline - Tr1 |  | 10 | Commercial | 01-ALC-AllCommercial-IntLight | 0 |  |  |  |  | 13.9589 | 13.1897 | 0 | 0 | 0 | 0.76922 | 40.547 |  | kWh | 0.0073476 | -0.066403 | Commercial |  | Annual | [5 empty] | 11 | 0.96 |  |  |  | 0 | 65.5058 | 0 | 0 | 0 | 0 | 0 | 0 | 0 | 0 | 0 | 0 | 2006 Qtr 1: 0; 2006 Qtr 2: 0; 2006 Qtr 3: 0; 2006 Qtr 4: 65.5058; 2007 Qtr 1: 0; 2007 Qtr 2: 0; 2007 Qtr 3: 0; 2007 Qtr 4: 0; 2008 Qtr 1: 0; 2008 Qtr 2: 0; 2008 Qtr 3: 0; 2008 Qtr 4: 0 | 65.5058
0 | 234083-Refrigeration -Cooler/Freezer Door Gaskets - Glass Doors |  | 7 | Commercial | 01-ALC-AllCommercial-Refrig | 0 |  |  |  |  | 3.9999 | 4 | 0 | 0 | 0 | -5.535e-05 | 104.55 |  | kWh | 0.01195 | 0 | Commercial |  | Annual | [5 empty] | 4 | 0.96 |  |  |  | 0 | 189 | 0 | 0 | 0 | 0 | 0 | 0 | 0 | 0 | 0 | 0 | 2006 Qtr 1: 0; 2006 Qtr 2: 0; 2006 Qtr 3: 0; 2006 Qtr 4: 189; 2007 Qtr 1: 0; 2007 Qtr 2: 0; 2007 Qtr 3: 0; 2007 Qtr 4: 0; 2008 Qtr 1: 0; 2008 Qtr 2: 0; 2008 Qtr 3: 0; 2008 Qtr 4: 0 | 189
0 | 234331-Premium T8 with T12 40 Watt Baseline - Tr2 |  | 7 | Commercial | 01-ALC-AllCommercial-IntLight | 0 |  |  |  |  | 13.9591 | 9.8923 | 0 | 0 | 0 | 4.0668 | 33.1627 |  | kWh | 0.010675 | -0.05431 | Commercial |  | Annual | [5 empty] | 11 | 0.96 |  |  |  | 0 | 170.133 | 0 | 0 | 0 | 0 | 0 | 0 | 0 | 0 | 0 | 0 | 2006 Qtr 1: 0; 2006 Qtr 2: 0; 2006 Qtr 3: 0; 2006 Qtr 4: 170.133; 2007 Qtr 1: 0; 2007 Qtr 2: 0; 2007 Qtr 3: 0; 2007 Qtr 4: 0; 2008 Qtr 1: 0; 2008 Qtr 2: 0; 2008 Qtr 3: 0; 2008 Qtr 4: 0 | 170.133
0 | 234304-Lighting-Remove 4 Ft Lamp (De-Lamp) - Tr2 | COFL00AVDEL01 | 7 | Commercial | 01-ALC-AllCommercial-IntLight | 0 |  |  |  |  | 28.2538 | 12.3653 | 0 | 0 | 0 | 15.8885 | 106.7995 |  | kWh | 0.03438 | -0.1749 | Commercial |  | Annual | [5 empty] | 11 | 0.96 |  |  |  | 0 | 57.3175 | 0 | 0 | 0 | 0 | 0 | 0 | 0 | 0 | 0 | 0 | 2006 Qtr 1: 0; 2006 Qtr 2: 0; 2006 Qtr 3: 0; 2006 Qtr 4: 57.3175; 2007 Qtr 1: 0; 2007 Qtr 2: 0; 2007 Qtr 3: 0; 2007 Qtr 4: 0; 2008 Qtr 1: 0; 2008 Qtr 2: 0; 2008 Qtr 3: 0; 2008 Qtr 4: 0 | 57.3175
0 | 234049-Lighting-LED Exit Sign New Sign | CALC00AVETS01 | 7 | Commercial | 02-ASM-Assembly-Exit | 0 |  |  |  |  | 65.3696 | 45 | 0 | 0 | 0 | 20.3696 | 351.311 |  | kWh | 0 | 0 | Commercial |  | Annual | [5 empty] | 16 | 0.96 |  |  |  | 0 | 2 | 0 | 0 | 0 | 0 | 0 | 0 | 0 | 0 | 0 | 0 | 2006 Qtr 1: 0; 2006 Qtr 2: 0; 2006 Qtr 3: 0; 2006 Qtr 4: 2; 2007 Qtr 1: 0; 2007 Qtr 2: 0; 2007 Qtr 3: 0; 2007 Qtr 4: 0; 2008 Qtr 1: 0; 2008 Qtr 2: 0; 2008 Qtr 3: 0; 2008 Qtr 4: 0 | 2
0 | 234330-Premium T8 with T12 40 Watt Baseline - Tr1 |  | 10 | Commercial | 01-ALC-AllCommercial-IntLight | 0 |  |  |  |  | 13.9589 | 13.1897 | 0 | 0 | 0 | 0.76922 | 49.1557 |  | kWh | 0.009871 | -0.080501 | Commercial |  | Annual | [5 empty] | 11 | 0.96 |  |  |  | 0 | 41.8509 | 0 | 0 | 0 | 0 | 0 | 0 | 0 | 0 | 0 | 0 | 2006 Qtr 1: 0; 2006 Qtr 2: 0; 2006 Qtr 3: 0; 2006 Qtr 4: 41.8509; 2007 Qtr 1: 0; 2007 Qtr 2: 0; 2007 Qtr 3: 0; 2007 Qtr 4: 0; 2008 Qtr 1: 0; 2008 Qtr 2: 0; 2008 Qtr 3: 0; 2008 Qtr 4: 0 | 41.8509
0 | 234303-Lighting-Remove 4 Ft Lamp (De-Lamp) - Tr1 | COFL00AVDEL01 | 10 | Commercial | 01-ALC-AllCommercial-IntLight | 0 |  |  |  |  | 28.2518 | 16.4871 | 0 | 0 | 0 | 11.7647 | 163.4528 |  | kWh | 0.032823 | -0.26768 | Commercial |  | Annual | [5 empty] | 11 | 0.96 |  |  |  | 0 | 36.3921 | 0 | 0 | 0 | 0 | 0 | 0 | 0 | 0 | 0 | 0 | 2006 Qtr 1: 0; 2006 Qtr 2: 0; 2006 Qtr 3: 0; 2006 Qtr 4: 36.3921; 2007 Qtr 1: 0; 2007 Qtr 2: 0; 2007 Qtr 3: 0; 2007 Qtr 4: 0; 2008 Qtr 1: 0; 2008 Qtr 2: 0; 2008 Qtr 3: 0; 2008 Qtr 4: 0 | 36.3921
0 | 234330-Premium T8 with T12 40 Watt Baseline - Tr1 |  | 10 | Commercial | 01-ALC-AllCommercial-IntLight | 0 |  |  |  |  | 13.9589 | 13.1897 | 0 | 0 | 0 | 0.76922 | 40.547 |  | kWh | 0.0073476 | -0.066403 | Commercial |  | Annual | [5 empty] | 11 | 0.96 |  |  |  | 0 | 40.0313 | 0 | 0 | 0 | 0 | 0 | 0 | 0 | 0 | 0 | 0 | 2006 Qtr 1: 0; 2006 Qtr 2: 0; 2006 Qtr 3: 0; 2006 Qtr 4: 40.0313; 2007 Qtr 1: 0; 2007 Qtr 2: 0; 2007 Qtr 3: 0; 2007 Qtr 4: 0; 2008 Qtr 1: 0; 2008 Qtr 2: 0; 2008 Qtr 3: 0; 2008 Qtr 4: 0 | 40.0313
0 | 234303-Lighting-Remove 4 Ft Lamp (De-Lamp) - Tr1 | COFL00AVDEL01 | 10 | Commercial | 01-ALC-AllCommercial-IntLight | 0 |  |  |  |  | 28.2518 | 16.4871 | 0 | 0 | 0 | 11.7647 | 134.827 |  | kWh | 0.024432 | -0.2208 | Commercial |  | Annual | [5 empty] | 11 | 0.96 |  |  |  | 0 | 40.0313 | 0 | 0 | 0 | 0 | 0 | 0 | 0 | 0 | 0 | 0 | 2006 Qtr 1: 0; 2006 Qtr 2: 0; 2006 Qtr 3: 0; 2006 Qtr 4: 40.0313; 2007 Qtr 1: 0; 2007 Qtr 2: 0; 2007 Qtr 3: 0; 2007 Qtr 4: 0; 2008 Qtr 1: 0; 2008 Qtr 2: 0; 2008 Qtr 3: 0; 2008 Qtr 4: 0 | 40.0313
0 | 234331-Premium T8 with T12 40 Watt Baseline - Tr2 |  | 7 | Commercial | 01-ALC-AllCommercial-IntLight | 0 |  |  |  |  | 13.9591 | 9.8923 | 0 | 0 | 0 | 4.0668 | 31.1202 |  | kWh | 0.0096442 | -0.050965 | Commercial |  | Annual | [5 empty] | 11 | 0.96 |  |  |  | 0 | 34.5725 | 0 | 0 | 0 | 0 | 0 | 0 | 0 | 0 | 0 | 0 | 2006 Qtr 1: 0; 2006 Qtr 2: 0; 2006 Qtr 3: 0; 2006 Qtr 4: 34.5725; 2007 Qtr 1: 0; 2007 Qtr 2: 0; 2007 Qtr 3: 0; 2007 Qtr 4: 0; 2008 Qtr 1: 0; 2008 Qtr 2: 0; 2008 Qtr 3: 0; 2008 Qtr 4: 0 | 34.5725
0 | 234304-Lighting-Remove 4 Ft Lamp (De-Lamp) - Tr2 | COFL00AVDEL01 | 7 | Commercial | 01-ALC-AllCommercial-IntLight | 0 |  |  |  |  | 28.2538 | 12.3653 | 0 | 0 | 0 | 15.8885 | 100.2216 |  | kWh | 0.031059 | -0.16413 | Commercial |  | Annual | [5 empty] | 11 | 0.96 |  |  |  | 0 | 34.5725 | 0 | 0 | 0 | 0 | 0 | 0 | 0 | 0 | 0 | 0 | 2006 Qtr 1: 0; 2006 Qtr 2: 0; 2006 Qtr 3: 0; 2006 Qtr 4: 34.5725; 2007 Qtr 1: 0; 2007 Qtr 2: 0; 2007 Qtr 3: 0; 2007 Qtr 4: 0; 2008 Qtr 1: 0; 2008 Qtr 2: 0; 2008 Qtr 3: 0; 2008 Qtr 4: 0 | 34.5725
0 | 234331-Premium T8 with T12 40 Watt Baseline - Tr2 |  | 7 | Commercial | 01-ALC-AllCommercial-IntLight | 0 |  |  |  |  | 13.9591 | 9.8923 | 0 | 0 | 0 | 4.0668 | 31.1202 |  | kWh | 0.0096442 | -0.050965 | Commercial |  | Annual | [5 empty] | 11 | 0.96 |  |  |  | 0 | 32.7529 | 0 | 0 | 0 | 0 | 0 | 0 | 0 | 0 | 0 | 0 | 2006 Qtr 1: 0; 2006 Qtr 2: 0; 2006 Qtr 3: 0; 2006 Qtr 4: 32.7529; 2007 Qtr 1: 0; 2007 Qtr 2: 0; 2007 Qtr 3: 0; 2007 Qtr 4: 0; 2008 Qtr 1: 0; 2008 Qtr 2: 0; 2008 Qtr 3: 0; 2008 Qtr 4: 0 | 32.7529
0 | 234304-Lighting-Remove 4 Ft Lamp (De-Lamp) - Tr2 | COFL00AVDEL01 | 7 | Commercial | 01-ALC-AllCommercial-IntLight | 0 |  |  |  |  | 28.2538 | 12.3653 | 0 | 0 | 0 | 15.8885 | 100.2216 |  | kWh | 0.031059 | -0.16413 | Commercial |  | Annual | [5 empty] | 11 | 0.96 |  |  |  | 0 | 32.7529 | 0 | 0 | 0 | 0 | 0 | 0 | 0 | 0 | 0 | 0 | 2006 Qtr 1: 0; 2006 Qtr 2: 0; 2006 Qtr 3: 0; 2006 Qtr 4: 32.7529; 2007 Qtr 1: 0; 2007 Qtr 2: 0; 2007 Qtr 3: 0; 2007 Qtr 4: 0; 2008 Qtr 1: 0; 2008 Qtr 2: 0; 2008 Qtr 3: 0; 2008 Qtr 4: 0 | 32.7529
0 | 234084-Refrigeration -Cooler/Freezer Door Gaskets - Solid Doors: Cooler |  | 7 | Commercial | 01-ALC-AllCommercial-Refrig | 0 |  |  |  |  | 4 | 4 | 0 | 0 | 0 | 0 | 104.55 |  | kWh | 0.01195 | 0 | Commercial |  | Annual | [5 empty] | 4 | 0.96 |  |  |  | 0 | 18 | 0 | 0 | 0 | 0 | 0 | 0 | 0 | 0 | 0 | 0 | 2006 Qtr 1: 0; 2006 Qtr 2: 0; 2006 Qtr 3: 0; 2006 Qtr 4: 18; 2007 Qtr 1: 0; 2007 Qtr 2: 0; 2007 Qtr 3: 0; 2007 Qtr 4: 0; 2008 Qtr 1: 0; 2008 Qtr 2: 0; 2008 Qtr 3: 0; 2008 Qtr 4: 0 | 18
0 | 234126-Refrigeration - Efficient Evap Fan Motor Electronically Commutated Motor (ECM) | Averaged DEER Msrs | 7 | Commercial | 01-ALC-AllCommercial-Refrig | 0 |  |  |  |  | 6.7904 | 150 | 0 | 0 | 0 | -143.2096 | 116.369 |  | kWh | 0.015845 | -0.11528 | Commercial |  | Annual | [5 empty] | 15 | 0.96 |  |  |  | 0 | 10 | 0 | 0 | 0 | 0 | 0 | 0 | 0 | 0 | 0 | 0 | 2006 Qtr 1: 0; 2006 Qtr 2: 0; 2006 Qtr 3: 0; 2006 Qtr 4: 10; 2007 Qtr 1: 0; 2007 Qtr 2: 0; 2007 Qtr 3: 0; 2007 Qtr 4: 0; 2008 Qtr 1: 0; 2008 Qtr 2: 0; 2008 Qtr 3: 0; 2008 Qtr 4: 0 | 10
0 | 234126-Refrigeration - Efficient Evap Fan Motor Electronically Commutated Motor (ECM) | Averaged DEER Msrs | 7 | Commercial | 01-ALC-AllCommercial-Refrig | 0 |  |  |  |  | 6.7904 | 150 | 0 | 0 | 0 | -143.2096 | 116.369 |  | kWh | 0.015845 | -0.11528 | Commercial |  | Annual | [5 empty] | 15 | 0.96 |  |  |  | 0 | 2 | 0 | 0 | 0 | 0 | 0 | 0 | 0 | 0 | 0 | 0 | 2006 Qtr 1: 0; 2006 Qtr 2: 0; 2006 Qtr 3: 0; 2006 Qtr 4: 2; 2007 Qtr 1: 0; 2007 Qtr 2: 0; 2007 Qtr 3: 0; 2007 Qtr 4: 0; 2008 Qtr 1: 0; 2008 Qtr 2: 0; 2008 Qtr 3: 0; 2008 Qtr 4: 0 | 2
0 | 234059-Motors - VFD - HVAC Fans (per Hp) |  | 7 | Commercial | 01-ALC-AllCommercial-Vent/Fan | 0 |  |  |  |  | 202 | 100 | 0 | 0 | 0 | 102 | 753 |  | kWh | 0 | 0 | Commercial |  | Annual | [5 empty] | 15 | 0.96 |  |  |  | 0 | 20 | 0 | 0 | 0 | 0 | 0 | 0 | 0 | 0 | 0 | 0 | 2006 Qtr 1: 0; 2006 Qtr 2: 0; 2006 Qtr 3: 0; 2006 Qtr 4: 20; 2007 Qtr 1: 0; 2007 Qtr 2: 0; 2007 Qtr 3: 0; 2007 Qtr 4: 0; 2008 Qtr 1: 0; 2008 Qtr 2: 0; 2008 Qtr 3: 0; 2008 Qtr 4: 0 | 20
0 | 234308-Lighting-Remove 8 Ft Lamp (De-Lamp) - Tr3 | CRTL00AVDEL02 | 7 | Commercial | 01-ALC-AllCommercial-IntLight | 0 |  |  |  |  | 28.4737 | 11.8158 | 0 | 0 | 0 | 16.6579 | 190.5751 |  | kWh | 0.057573 | -0.3121 | Commercial |  | Annual | [5 empty] | 11 | 0.96 |  |  |  | 0 | 145.5683 | 0 | 0 | 0 | 0 | 0 | 0 | 0 | 0 | 0 | 0 | 2006 Qtr 1: 0; 2006 Qtr 2: 0; 2006 Qtr 3: 0; 2006 Qtr 4: 145.5683; 2007 Qtr 1: 0; 2007 Qtr 2: 0; 2007 Qtr 3: 0; 2007 Qtr 4: 0; 2008 Qtr 1: 0; 2008 Qtr 2: 0; 2008 Qtr 3: 0; 2008 Qtr 4: 0 | 145.5683
0 | 234329-Premium T8 with T12 34Watt Baseline - Tr3 |  | 7 | Commercial | 01-ALC-AllCommercial-IntLight | 0 |  |  |  |  | 13.9591 | 4.6713 | 0 | 0 | 0 | 9.2877 | 36.421 |  | kWh | 0.011003 | -0.059646 | Commercial |  | Annual | [5 empty] | 11 | 0.96 |  |  |  | 0 | 291.1367 | 0 | 0 | 0 | 0 | 0 | 0 | 0 | 0 | 0 | 0 | 2006 Qtr 1: 0; 2006 Qtr 2: 0; 2006 Qtr 3: 0; 2006 Qtr 4: 291.1367; 2007 Qtr 1: 0; 2007 Qtr 2: 0; 2007 Qtr 3: 0; 2007 Qtr 4: 0; 2008 Qtr 1: 0; 2008 Qtr 2: 0; 2008 Qtr 3: 0; 2008 Qtr 4: 0 | 291.1367
0 | 234126-Refrigeration - Efficient Evap Fan Motor Electronically Commutated Motor (ECM) | Averaged DEER Msrs | 7 | Commercial | 01-ALC-AllCommercial-Refrig | 0 |  |  |  |  | 6.7904 | 150 | 0 | 0 | 0 | -143.2096 | 116.369 |  | kWh | 0.015845 | -0.11528 | Commercial |  | Annual | [5 empty] | 15 | 0.96 |  |  |  | 0 | 10 | 0 | 0 | 0 | 0 | 0 | 0 | 0 | 0 | 0 | 0 | 2006 Qtr 1: 0; 2006 Qtr 2: 0; 2006 Qtr 3: 0; 2006 Qtr 4: 10; 2007 Qtr 1: 0; 2007 Qtr 2: 0; 2007 Qtr 3: 0; 2007 Qtr 4: 0; 2008 Qtr 1: 0; 2008 Qtr 2: 0; 2008 Qtr 3: 0; 2008 Qtr 4: 0 | 10
0 | 234207-Lighting-8 Ft T-8 with Elec Ballast-Tr1 |  | 7 | Commercial | 01-ALC-AllCommercial-IntLight | 0 |  |  |  |  | 35.7163 | 21.9828 | 0 | 0 | 0 | 13.7335 | 40.7633 |  | kWh | 0.0081857 | -0.066757 | Commercial |  | Annual | [5 empty] | 11 | 0.96 |  |  |  | 0 | 38.2117 | 0 | 0 | 0 | 0 | 0 | 0 | 0 | 0 | 0 | 0 | 2006 Qtr 1: 0; 2006 Qtr 2: 0; 2006 Qtr 3: 0; 2006 Qtr 4: 38.2117; 2007 Qtr 1: 0; 2007 Qtr 2: 0; 2007 Qtr 3: 0; 2007 Qtr 4: 0; 2008 Qtr 1: 0; 2008 Qtr 2: 0; 2008 Qtr 3: 0; 2008 Qtr 4: 0 | 38.2117
0 | 234332-Premium T8 with T12 40 Watt Baseline - Tr3 |  | 7 | Commercial | 01-ALC-AllCommercial-IntLight | 0 |  |  |  |  | 13.9591 | 7.1444 | 0 | 0 | 0 | 6.8147 | 28.1797 |  | kWh | 0.008733 | -0.046149 | Commercial |  | Annual | [5 empty] | 11 | 0.96 |  |  |  | 0 | 20.0156 | 0 | 0 | 0 | 0 | 0 | 0 | 0 | 0 | 0 | 0 | 2006 Qtr 1: 0; 2006 Qtr 2: 0; 2006 Qtr 3: 0; 2006 Qtr 4: 20.0156; 2007 Qtr 1: 0; 2007 Qtr 2: 0; 2007 Qtr 3: 0; 2007 Qtr 4: 0; 2008 Qtr 1: 0; 2008 Qtr 2: 0; 2008 Qtr 3: 0; 2008 Qtr 4: 0 | 20.0156
0 | 234305-Lighting-Remove 4 Ft Lamp (De-Lamp) - Tr3 | COFL00AVDEL01 | 7 | Commercial | 01-ALC-AllCommercial-IntLight | 0 |  |  |  |  | 28.2538 | 8.7931 | 0 | 0 | 0 | 19.4607 | 100.2216 |  | kWh | 0.031059 | -0.16413 | Commercial |  | Annual | [5 empty] | 11 | 0.96 |  |  |  | 0 | 20.0156 | 0 | 0 | 0 | 0 | 0 | 0 | 0 | 0 | 0 | 0 | 2006 Qtr 1: 0; 2006 Qtr 2: 0; 2006 Qtr 3: 0; 2006 Qtr 4: 20.0156; 2007 Qtr 1: 0; 2007 Qtr 2: 0; 2007 Qtr 3: 0; 2007 Qtr 4: 0; 2008 Qtr 1: 0; 2008 Qtr 2: 0; 2008 Qtr 3: 0; 2008 Qtr 4: 0 | 20.0156
0 | 234331-Premium T8 with T12 40 Watt Baseline - Tr2 |  | 7 | Commercial | 14-MLI-Manufacturing–LightIndustry-LIGHT | 0 |  |  |  |  | 13.9591 | 9.8923 | 0 | 0 | 0 | 4.0668 | 31.1146 |  | kWh | 0.0096152 | -0.040228 | Commercial |  | Annual | [5 empty] | 11 | 0.96 |  |  |  | 0 | 83.7018 | 0 | 0 | 0 | 0 | 0 | 0 | 0 | 0 | 0 | 0 | 2006 Qtr 1: 0; 2006 Qtr 2: 0; 2006 Qtr 3: 0; 2006 Qtr 4: 83.7018; 2007 Qtr 1: 0; 2007 Qtr 2: 0; 2007 Qtr 3: 0; 2007 Qtr 4: 0; 2008 Qtr 1: 0; 2008 Qtr 2: 0; 2008 Qtr 3: 0; 2008 Qtr 4: 0 | 83.7018
0 | 234304-Lighting-Remove 4 Ft Lamp (De-Lamp) - Tr2 | COFL00AVDEL01 | 7 | Commercial | 14-MLI-Manufacturing–LightIndustry-LIGHT | 0 |  |  |  |  | 28.2538 | 12.3653 | 0 | 0 | 0 | 15.8885 | 100.2037 |  | kWh | 0.030965 | -0.12955 | Commercial |  | Annual | [5 empty] | 11 | 0.96 |  |  |  | 0 | 83.7018 | 0 | 0 | 0 | 0 | 0 | 0 | 0 | 0 | 0 | 0 | 2006 Qtr 1: 0; 2006 Qtr 2: 0; 2006 Qtr 3: 0; 2006 Qtr 4: 83.7018; 2007 Qtr 1: 0; 2007 Qtr 2: 0; 2007 Qtr 3: 0; 2007 Qtr 4: 0; 2008 Qtr 1: 0; 2008 Qtr 2: 0; 2008 Qtr 3: 0; 2008 Qtr 4: 0 | 83.7018
0 | 234331-Premium T8 with T12 40 Watt Baseline - Tr2 |  | 7 | Commercial | 01-ALC-AllCommercial-IntLight | 0 |  |  |  |  | 13.9591 | 9.8923 | 0 | 0 | 0 | 4.0668 | 29.1409 |  | kWh | 0.0078993 | -0.047723 | Commercial |  | Annual | [5 empty] | 11 | 0.96 |  |  |  | 0 | 12.7372 | 0 | 0 | 0 | 0 | 0 | 0 | 0 | 0 | 0 | 0 | 2006 Qtr 1: 0; 2006 Qtr 2: 0; 2006 Qtr 3: 0; 2006 Qtr 4: 12.7372; 2007 Qtr 1: 0; 2007 Qtr 2: 0; 2007 Qtr 3: 0; 2007 Qtr 4: 0; 2008 Qtr 1: 0; 2008 Qtr 2: 0; 2008 Qtr 3: 0; 2008 Qtr 4: 0 | 12.7372
0 | 234304-Lighting-Remove 4 Ft Lamp (De-Lamp) - Tr2 | COFL00AVDEL01 | 7 | Commercial | 01-ALC-AllCommercial-IntLight | 0 |  |  |  |  | 28.2538 | 12.3653 | 0 | 0 | 0 | 15.8885 | 93.8474 |  | kWh | 0.025439 | -0.15369 | Commercial |  | Annual | [5 empty] | 11 | 0.96 |  |  |  | 0 | 12.7372 | 0 | 0 | 0 | 0 | 0 | 0 | 0 | 0 | 0 | 0 | 2006 Qtr 1: 0; 2006 Qtr 2: 0; 2006 Qtr 3: 0; 2006 Qtr 4: 12.7372; 2007 Qtr 1: 0; 2007 Qtr 2: 0; 2007 Qtr 3: 0; 2007 Qtr 4: 0; 2008 Qtr 1: 0; 2008 Qtr 2: 0; 2008 Qtr 3: 0; 2008 Qtr 4: 0 | 12.7372
0 | 234331-Premium T8 with T12 40 Watt Baseline - Tr2 |  | 7 | Commercial | 01-ALC-AllCommercial-IntLight | 0 |  |  |  |  | 13.9591 | 9.8923 | 0 | 0 | 0 | 4.0668 | 35.8564 |  | kWh | 0.010832 | -0.058721 | Commercial |  | Annual | [5 empty] | 11 | 0.96 |  |  |  | 0 | 56.4077 | 0 | 0 | 0 | 0 | 0 | 0 | 0 | 0 | 0 | 0 | 2006 Qtr 1: 0; 2006 Qtr 2: 0; 2006 Qtr 3: 0; 2006 Qtr 4: 56.4077; 2007 Qtr 1: 0; 2007 Qtr 2: 0; 2007 Qtr 3: 0; 2007 Qtr 4: 0; 2008 Qtr 1: 0; 2008 Qtr 2: 0; 2008 Qtr 3: 0; 2008 Qtr 4: 0 | 56.4077
0 | 234304-Lighting-Remove 4 Ft Lamp (De-Lamp) - Tr2 | COFL00AVDEL01 | 7 | Commercial | 01-ALC-AllCommercial-IntLight | 0 |  |  |  |  | 28.2538 | 12.3653 | 0 | 0 | 0 | 15.8885 | 115.4744 |  | kWh | 0.034885 | -0.18911 | Commercial |  | Annual | [5 empty] | 11 | 0.96 |  |  |  | 0 | 56.4077 | 0 | 0 | 0 | 0 | 0 | 0 | 0 | 0 | 0 | 0 | 2006 Qtr 1: 0; 2006 Qtr 2: 0; 2006 Qtr 3: 0; 2006 Qtr 4: 56.4077; 2007 Qtr 1: 0; 2007 Qtr 2: 0; 2007 Qtr 3: 0; 2007 Qtr 4: 0; 2008 Qtr 1: 0; 2008 Qtr 2: 0; 2008 Qtr 3: 0; 2008 Qtr 4: 0 | 56.4077
0 | 234330-Premium T8 with T12 40 Watt Baseline - Tr1 |  | 7 | Commercial | 01-ALC-AllCommercial-IntLight | 0 |  |  |  |  | 13.9589 | 13.1897 | 0 | 0 | 0 | 0.76922 | 40.547 |  | kWh | 0.0073476 | -0.066403 | Commercial |  | Annual | [5 empty] | 11 | 0.96 |  |  |  | 0 | 23.6549 | 0 | 0 | 0 | 0 | 0 | 0 | 0 | 0 | 0 | 0 | 2006 Qtr 1: 0; 2006 Qtr 2: 0; 2006 Qtr 3: 0; 2006 Qtr 4: 23.6549; 2007 Qtr 1: 0; 2007 Qtr 2: 0; 2007 Qtr 3: 0; 2007 Qtr 4: 0; 2008 Qtr 1: 0; 2008 Qtr 2: 0; 2008 Qtr 3: 0; 2008 Qtr 4: 0 | 23.6549
0 | 234303-Lighting-Remove 4 Ft Lamp (De-Lamp) - Tr1 | COFL00AVDEL01 | 7 | Commercial | 01-ALC-AllCommercial-IntLight | 0 |  |  |  |  | 28.2518 | 16.4871 | 0 | 0 | 0 | 11.7647 | 134.827 |  | kWh | 0.024432 | -0.2208 | Commercial |  | Annual | [5 empty] | 11 | 0.96 |  |  |  | 0 | 23.6549 | 0 | 0 | 0 | 0 | 0 | 0 | 0 | 0 | 0 | 0 | 2006 Qtr 1: 0; 2006 Qtr 2: 0; 2006 Qtr 3: 0; 2006 Qtr 4: 23.6549; 2007 Qtr 1: 0; 2007 Qtr 2: 0; 2007 Qtr 3: 0; 2007 Qtr 4: 0; 2008 Qtr 1: 0; 2008 Qtr 2: 0; 2008 Qtr 3: 0; 2008 Qtr 4: 0 | 23.6549
0 | 234330-Premium T8 with T12 40 Watt Baseline - Tr1 |  | 10 | Commercial | 01-ALC-AllCommercial-IntLight | 0 |  |  |  |  | 13.9589 | 13.1897 | 0 | 0 | 0 | 0.76922 | 34.727 |  | kWh | 0.010491 | -0.056872 | Commercial |  | Annual | [5 empty] | 11 | 0.96 |  |  |  | 0 | 127.3723 | 0 | 0 | 0 | 0 | 0 | 0 | 0 | 0 | 0 | 0 | 2006 Qtr 1: 0; 2006 Qtr 2: 0; 2006 Qtr 3: 0; 2006 Qtr 4: 127.3723; 2007 Qtr 1: 0; 2007 Qtr 2: 0; 2007 Qtr 3: 0; 2007 Qtr 4: 0; 2008 Qtr 1: 0; 2008 Qtr 2: 0; 2008 Qtr 3: 0; 2008 Qtr 4: 0 | 127.3723
0 | 234303-Lighting-Remove 4 Ft Lamp (De-Lamp) - Tr1 | COFL00AVDEL01 | 10 | Commercial | 01-ALC-AllCommercial-IntLight | 0 |  |  |  |  | 28.2518 | 16.4871 | 0 | 0 | 0 | 11.7647 | 115.4744 |  | kWh | 0.034885 | -0.18911 | Commercial |  | Annual | [5 empty] | 11 | 0.96 |  |  |  | 0 | 14.5568 | 0 | 0 | 0 | 0 | 0 | 0 | 0 | 0 | 0 | 0 | 2006 Qtr 1: 0; 2006 Qtr 2: 0; 2006 Qtr 3: 0; 2006 Qtr 4: 14.5568; 2007 Qtr 1: 0; 2007 Qtr 2: 0; 2007 Qtr 3: 0; 2007 Qtr 4: 0; 2008 Qtr 1: 0; 2008 Qtr 2: 0; 2008 Qtr 3: 0; 2008 Qtr 4: 0 | 14.5568
0 | 234330-Premium T8 with T12 40 Watt Baseline - Tr1 |  | 10 | Commercial | 01-ALC-AllCommercial-IntLight | 0 |  |  |  |  | 13.9589 | 13.1897 | 0 | 0 | 0 | 0.76922 | 30.14 |  | kWh | 0.0093405 | -0.04936 | Commercial |  | Annual | [5 empty] | 11 | 0.96 |  |  |  | 0 | 134.6507 | 0 | 0 | 0 | 0 | 0 | 0 | 0 | 0 | 0 | 0 | 2006 Qtr 1: 0; 2006 Qtr 2: 0; 2006 Qtr 3: 0; 2006 Qtr 4: 134.6507; 2007 Qtr 1: 0; 2007 Qtr 2: 0; 2007 Qtr 3: 0; 2007 Qtr 4: 0; 2008 Qtr 1: 0; 2008 Qtr 2: 0; 2008 Qtr 3: 0; 2008 Qtr 4: 0 | 134.6507
0 | 234331-Premium T8 with T12 40 Watt Baseline - Tr2 |  | 7 | Commercial | 01-ALC-AllCommercial-IntLight | 0 |  |  |  |  | 13.9591 | 9.8923 | 0 | 0 | 0 | 4.0668 | 35.8564 |  | kWh | 0.010832 | -0.058721 | Commercial |  | Annual | [5 empty] | 11 | 0.96 |  |  |  | 0 | 16.3764 | 0 | 0 | 0 | 0 | 0 | 0 | 0 | 0 | 0 | 0 | 2006 Qtr 1: 0; 2006 Qtr 2: 0; 2006 Qtr 3: 0; 2006 Qtr 4: 16.3764; 2007 Qtr 1: 0; 2007 Qtr 2: 0; 2007 Qtr 3: 0; 2007 Qtr 4: 0; 2008 Qtr 1: 0; 2008 Qtr 2: 0; 2008 Qtr 3: 0; 2008 Qtr 4: 0 | 16.3764
0 | 234304-Lighting-Remove 4 Ft Lamp (De-Lamp) - Tr2 | COFL00AVDEL01 | 7 | Commercial | 01-ALC-AllCommercial-IntLight | 0 |  |  |  |  | 28.2538 | 12.3653 | 0 | 0 | 0 | 15.8885 | 115.4744 |  | kWh | 0.034885 | -0.18911 | Commercial |  | Annual | [5 empty] | 11 | 0.96 |  |  |  | 0 | 16.3764 | 0 | 0 | 0 | 0 | 0 | 0 | 0 | 0 | 0 | 0 | 2006 Qtr 1: 0; 2006 Qtr 2: 0; 2006 Qtr 3: 0; 2006 Qtr 4: 16.3764; 2007 Qtr 1: 0; 2007 Qtr 2: 0; 2007 Qtr 3: 0; 2007 Qtr 4: 0; 2008 Qtr 1: 0; 2008 Qtr 2: 0; 2008 Qtr 3: 0; 2008 Qtr 4: 0 | 16.3764
0 | 234330-Premium T8 with T12 40 Watt Baseline - Tr1 |  | 10 | Commercial | 14-MLI-Manufacturing–LightIndustry-LIGHT | 0 |  |  |  |  | 13.9589 | 9.8923 | 0 | 0 | 0 | 4.0666 | 30.5262 |  | kWh | 0.0093078 | -0.046284 | Commercial |  | Annual | [5 empty] | 11 | 0.96 |  |  |  | 0 | 72.7842 | 0 | 0 | 0 | 0 | 0 | 0 | 0 | 0 | 0 | 0 | 2006 Qtr 1: 0; 2006 Qtr 2: 0; 2006 Qtr 3: 0; 2006 Qtr 4: 72.7842; 2007 Qtr 1: 0; 2007 Qtr 2: 0; 2007 Qtr 3: 0; 2007 Qtr 4: 0; 2008 Qtr 1: 0; 2008 Qtr 2: 0; 2008 Qtr 3: 0; 2008 Qtr 4: 0 | 72.7842
0 | 234148-Premium T8 with T12 40 Watt Baseline |  | 10 | Commercial | 01-ALC-AllCommercial-IntLight | 0 |  |  |  |  | 13.9591 | 13.1897 | 0 | 0 | 0 | 0.7694 | 74.8184 |  | kWh | 0.022603 | -0.12253 | Commercial |  | Annual | [5 empty] | 11 | 0.96 |  |  |  | 0 | 356.6424 | 0 | 0 | 0 | 0 | 0 | 0 | 0 | 0 | 0 | 0 | 2006 Qtr 1: 0; 2006 Qtr 2: 0; 2006 Qtr 3: 0; 2006 Qtr 4: 356.6424; 2007 Qtr 1: 0; 2007 Qtr 2: 0; 2007 Qtr 3: 0; 2007 Qtr 4: 0; 2008 Qtr 1: 0; 2008 Qtr 2: 0; 2008 Qtr 3: 0; 2008 Qtr 4: 0 | 356.6424
0 | 234084-Refrigeration -Cooler/Freezer Door Gaskets - Solid Doors: Cooler |  | 7 | Commercial | 01-ALC-AllCommercial-Refrig | 0 |  |  |  |  | 4 | 4 | 0 | 0 | 0 | 0 | 104.55 |  | kWh | 0.01195 | 0 | Commercial |  | Annual | [5 empty] | 4 | 0.96 |  |  |  | 0 | 196 | 0 | 0 | 0 | 0 | 0 | 0 | 0 | 0 | 0 | 0 | 2006 Qtr 1: 0; 2006 Qtr 2: 0; 2006 Qtr 3: 0; 2006 Qtr 4: 196; 2007 Qtr 1: 0; 2007 Qtr 2: 0; 2007 Qtr 3: 0; 2007 Qtr 4: 0; 2008 Qtr 1: 0; 2008 Qtr 2: 0; 2008 Qtr 3: 0; 2008 Qtr 4: 0 | 196
0 | 234331-Premium T8 with T12 40 Watt Baseline - Tr2 |  | 7 | Commercial | 01-ALC-AllCommercial-IntLight | 0 |  |  |  |  | 13.9591 | 9.8923 | 0 | 0 | 0 | 4.0668 | 67.5433 |  | kWh | 0.013325 | -0.11061 | Commercial |  | Annual | [5 empty] | 11 | 0.96 |  |  |  | 0 | 27.2941 | 0 | 0 | 0 | 0 | 0 | 0 | 0 | 0 | 0 | 0 | 2006 Qtr 1: 0; 2006 Qtr 2: 0; 2006 Qtr 3: 0; 2006 Qtr 4: 27.2941; 2007 Qtr 1: 0; 2007 Qtr 2: 0; 2007 Qtr 3: 0; 2007 Qtr 4: 0; 2008 Qtr 1: 0; 2008 Qtr 2: 0; 2008 Qtr 3: 0; 2008 Qtr 4: 0 | 27.2941
0 | 234304-Lighting-Remove 4 Ft Lamp (De-Lamp) - Tr2 | COFL00AVDEL01 | 7 | Commercial | 01-ALC-AllCommercial-IntLight | 0 |  |  |  |  | 28.2538 | 12.3653 | 0 | 0 | 0 | 15.8885 | 217.5212 |  | kWh | 0.042914 | -0.35623 | Commercial |  | Annual | [5 empty] | 11 | 0.96 |  |  |  | 0 | 27.2941 | 0 | 0 | 0 | 0 | 0 | 0 | 0 | 0 | 0 | 0 | 2006 Qtr 1: 0; 2006 Qtr 2: 0; 2006 Qtr 3: 0; 2006 Qtr 4: 27.2941; 2007 Qtr 1: 0; 2007 Qtr 2: 0; 2007 Qtr 3: 0; 2007 Qtr 4: 0; 2008 Qtr 1: 0; 2008 Qtr 2: 0; 2008 Qtr 3: 0; 2008 Qtr 4: 0 | 27.2941
0 | 234331-Premium T8 with T12 40 Watt Baseline - Tr2 |  | 10 | Commercial | 01-ALC-AllCommercial-IntLight | 0 |  |  |  |  | 13.9591 | 9.8923 | 0 | 0 | 0 | 4.0668 | 35.8564 |  | kWh | 0.010832 | -0.058721 | Commercial |  | Annual | [5 empty] | 11 | 0.96 |  |  |  | 0 | 29.1137 | 0 | 0 | 0 | 0 | 0 | 0 | 0 | 0 | 0 | 0 | 2006 Qtr 1: 0; 2006 Qtr 2: 0; 2006 Qtr 3: 0; 2006 Qtr 4: 29.1137; 2007 Qtr 1: 0; 2007 Qtr 2: 0; 2007 Qtr 3: 0; 2007 Qtr 4: 0; 2008 Qtr 1: 0; 2008 Qtr 2: 0; 2008 Qtr 3: 0; 2008 Qtr 4: 0 | 29.1137
0 | 234331-Premium T8 with T12 40 Watt Baseline - Tr2 |  | 7 | Commercial | 01-ALC-AllCommercial-IntLight | 0 |  |  |  |  | 13.9591 | 9.8923 | 0 | 0 | 0 | 4.0668 | 35.8564 |  | kWh | 0.010832 | -0.058721 | Commercial |  | Annual | [5 empty] | 11 | 0.96 |  |  |  | 0 | 36.3921 | 0 | 0 | 0 | 0 | 0 | 0 | 0 | 0 | 0 | 0 | 2006 Qtr 1: 0; 2006 Qtr 2: 0; 2006 Qtr 3: 0; 2006 Qtr 4: 36.3921; 2007 Qtr 1: 0; 2007 Qtr 2: 0; 2007 Qtr 3: 0; 2007 Qtr 4: 0; 2008 Qtr 1: 0; 2008 Qtr 2: 0; 2008 Qtr 3: 0; 2008 Qtr 4: 0 | 36.3921
0 | 234304-Lighting-Remove 4 Ft Lamp (De-Lamp) - Tr2 | COFL00AVDEL01 | 7 | Commercial | 01-ALC-AllCommercial-IntLight | 0 |  |  |  |  | 28.2538 | 12.3653 | 0 | 0 | 0 | 15.8885 | 115.4744 |  | kWh | 0.034885 | -0.18911 | Commercial |  | Annual | [5 empty] | 11 | 0.96 |  |  |  | 0 | 27.2941 | 0 | 0 | 0 | 0 | 0 | 0 | 0 | 0 | 0 | 0 | 2006 Qtr 1: 0; 2006 Qtr 2: 0; 2006 Qtr 3: 0; 2006 Qtr 4: 27.2941; 2007 Qtr 1: 0; 2007 Qtr 2: 0; 2007 Qtr 3: 0; 2007 Qtr 4: 0; 2008 Qtr 1: 0; 2008 Qtr 2: 0; 2008 Qtr 3: 0; 2008 Qtr 4: 0 | 27.2941
0 | 234307-Lighting-Remove 8 Ft Lamp (De-Lamp) - Tr2 | CRTL00AVDEL02 | 7 | Commercial | 01-ALC-AllCommercial-IntLight | 0 |  |  |  |  | 28.4684 | 16.4871 | 0 | 0 | 0 | 11.9813 | 190.5751 |  | kWh | 0.057573 | -0.3121 | Commercial |  | Annual | [5 empty] | 11 | 0.96 |  |  |  | 0 | 0.9098 | 0 | 0 | 0 | 0 | 0 | 0 | 0 | 0 | 0 | 0 | 2006 Qtr 1: 0; 2006 Qtr 2: 0; 2006 Qtr 3: 0; 2006 Qtr 4: 0.9098; 2007 Qtr 1: 0; 2007 Qtr 2: 0; 2007 Qtr 3: 0; 2007 Qtr 4: 0; 2008 Qtr 1: 0; 2008 Qtr 2: 0; 2008 Qtr 3: 0; 2008 Qtr 4: 0 | 0.9098
0 | 234331-Premium T8 with T12 40 Watt Baseline - Tr2 |  | 7 | Commercial | 01-ALC-AllCommercial-IntLight | 0 |  |  |  |  | 13.9591 | 9.8923 | 0 | 0 | 0 | 4.0668 | 35.8564 |  | kWh | 0.010832 | -0.058721 | Commercial |  | Annual | [5 empty] | 11 | 0.96 |  |  |  | 0 | 9.098 | 0 | 0 | 0 | 0 | 0 | 0 | 0 | 0 | 0 | 0 | 2006 Qtr 1: 0; 2006 Qtr 2: 0; 2006 Qtr 3: 0; 2006 Qtr 4: 9.098; 2007 Qtr 1: 0; 2007 Qtr 2: 0; 2007 Qtr 3: 0; 2007 Qtr 4: 0; 2008 Qtr 1: 0; 2008 Qtr 2: 0; 2008 Qtr 3: 0; 2008 Qtr 4: 0 | 9.098
0 | 234304-Lighting-Remove 4 Ft Lamp (De-Lamp) - Tr2 | COFL00AVDEL01 | 7 | Commercial | 01-ALC-AllCommercial-IntLight | 0 |  |  |  |  | 28.2538 | 12.3653 | 0 | 0 | 0 | 15.8885 | 115.4744 |  | kWh | 0.034885 | -0.18911 | Commercial |  | Annual | [5 empty] | 11 | 0.96 |  |  |  | 0 | 9.098 | 0 | 0 | 0 | 0 | 0 | 0 | 0 | 0 | 0 | 0 | 2006 Qtr 1: 0; 2006 Qtr 2: 0; 2006 Qtr 3: 0; 2006 Qtr 4: 9.098; 2007 Qtr 1: 0; 2007 Qtr 2: 0; 2007 Qtr 3: 0; 2007 Qtr 4: 0; 2008 Qtr 1: 0; 2008 Qtr 2: 0; 2008 Qtr 3: 0; 2008 Qtr 4: 0 | 9.098
0 | 234331-Premium T8 with T12 40 Watt Baseline - Tr2 |  | 7 | Commercial | 01-ALC-AllCommercial-IntLight | 0 |  |  |  |  | 13.9591 | 9.8923 | 0 | 0 | 0 | 4.0668 | 33.1627 |  | kWh | 0.010675 | -0.05431 | Commercial |  | Annual | [5 empty] | 11 | 0.96 |  |  |  | 0 | 3.6392 | 0 | 0 | 0 | 0 | 0 | 0 | 0 | 0 | 0 | 0 | 2006 Qtr 1: 0; 2006 Qtr 2: 0; 2006 Qtr 3: 0; 2006 Qtr 4: 3.6392; 2007 Qtr 1: 0; 2007 Qtr 2: 0; 2007 Qtr 3: 0; 2007 Qtr 4: 0; 2008 Qtr 1: 0; 2008 Qtr 2: 0; 2008 Qtr 3: 0; 2008 Qtr 4: 0 | 3.6392
0 | 234304-Lighting-Remove 4 Ft Lamp (De-Lamp) - Tr2 | COFL00AVDEL01 | 7 | Commercial | 01-ALC-AllCommercial-IntLight | 0 |  |  |  |  | 28.2538 | 12.3653 | 0 | 0 | 0 | 15.8885 | 106.7995 |  | kWh | 0.03438 | -0.1749 | Commercial |  | Annual | [5 empty] | 11 | 0.96 |  |  |  | 0 | 3.6392 | 0 | 0 | 0 | 0 | 0 | 0 | 0 | 0 | 0 | 0 | 2006 Qtr 1: 0; 2006 Qtr 2: 0; 2006 Qtr 3: 0; 2006 Qtr 4: 3.6392; 2007 Qtr 1: 0; 2007 Qtr 2: 0; 2007 Qtr 3: 0; 2007 Qtr 4: 0; 2008 Qtr 1: 0; 2008 Qtr 2: 0; 2008 Qtr 3: 0; 2008 Qtr 4: 0 | 3.6392
0 | 234331-Premium T8 with T12 40 Watt Baseline - Tr2 |  | 7 | Commercial | 01-ALC-AllCommercial-IntLight | 0 |  |  |  |  | 13.9591 | 9.8923 | 0 | 0 | 0 | 4.0668 | 33.1627 |  | kWh | 0.010675 | -0.05431 | Commercial |  | Annual | [5 empty] | 11 | 0.96 |  |  |  | 0 | 14.5568 | 0 | 0 | 0 | 0 | 0 | 0 | 0 | 0 | 0 | 0 | 2006 Qtr 1: 0; 2006 Qtr 2: 0; 2006 Qtr 3: 0; 2006 Qtr 4: 14.5568; 2007 Qtr 1: 0; 2007 Qtr 2: 0; 2007 Qtr 3: 0; 2007 Qtr 4: 0; 2008 Qtr 1: 0; 2008 Qtr 2: 0; 2008 Qtr 3: 0; 2008 Qtr 4: 0 | 14.5568
0 | 234304-Lighting-Remove 4 Ft Lamp (De-Lamp) - Tr2 | COFL00AVDEL01 | 7 | Commercial | 01-ALC-AllCommercial-IntLight | 0 |  |  |  |  | 28.2538 | 12.3653 | 0 | 0 | 0 | 15.8885 | 106.7995 |  | kWh | 0.03438 | -0.1749 | Commercial |  | Annual | [5 empty] | 11 | 0.96 |  |  |  | 0 | 14.5568 | 0 | 0 | 0 | 0 | 0 | 0 | 0 | 0 | 0 | 0 | 2006 Qtr 1: 0; 2006 Qtr 2: 0; 2006 Qtr 3: 0; 2006 Qtr 4: 14.5568; 2007 Qtr 1: 0; 2007 Qtr 2: 0; 2007 Qtr 3: 0; 2007 Qtr 4: 0; 2008 Qtr 1: 0; 2008 Qtr 2: 0; 2008 Qtr 3: 0; 2008 Qtr 4: 0 | 14.5568
0 | 234331-Premium T8 with T12 40 Watt Baseline - Tr2 |  | 7 | Commercial | 14-MLI-Manufacturing–LightIndustry-LIGHT | 0 |  |  |  |  | 13.9591 | 9.8923 | 0 | 0 | 0 | 4.0668 | 31.1146 |  | kWh | 0.0096152 | -0.040228 | Commercial |  | Annual | [5 empty] | 11 | 0.96 |  |  |  | 0 | 41.8509 | 0 | 0 | 0 | 0 | 0 | 0 | 0 | 0 | 0 | 0 | 2006 Qtr 1: 0; 2006 Qtr 2: 0; 2006 Qtr 3: 0; 2006 Qtr 4: 41.8509; 2007 Qtr 1: 0; 2007 Qtr 2: 0; 2007 Qtr 3: 0; 2007 Qtr 4: 0; 2008 Qtr 1: 0; 2008 Qtr 2: 0; 2008 Qtr 3: 0; 2008 Qtr 4: 0 | 41.8509
0 | 234304-Lighting-Remove 4 Ft Lamp (De-Lamp) - Tr2 | COFL00AVDEL01 | 7 | Commercial | 14-MLI-Manufacturing–LightIndustry-LIGHT | 0 |  |  |  |  | 28.2538 | 12.3653 | 0 | 0 | 0 | 15.8885 | 100.2037 |  | kWh | 0.030965 | -0.12955 | Commercial |  | Annual | [5 empty] | 11 | 0.96 |  |  |  | 0 | 5.4588 | 0 | 0 | 0 | 0 | 0 | 0 | 0 | 0 | 0 | 0 | 2006 Qtr 1: 0; 2006 Qtr 2: 0; 2006 Qtr 3: 0; 2006 Qtr 4: 5.4588; 2007 Qtr 1: 0; 2007 Qtr 2: 0; 2007 Qtr 3: 0; 2007 Qtr 4: 0; 2008 Qtr 1: 0; 2008 Qtr 2: 0; 2008 Qtr 3: 0; 2008 Qtr 4: 0 | 5.4588
0 | 234307-Lighting-Remove 8 Ft Lamp (De-Lamp) - Tr2 | CRTL00AVDEL02 | 7 | Commercial | 14-MLI-Manufacturing–LightIndustry-LIGHT | 0 |  |  |  |  | 28.4684 | 16.4871 | 0 | 0 | 0 | 11.9813 | 165.3728 |  | kWh | 0.051104 | -0.21381 | Commercial |  | Annual | [5 empty] | 11 | 0.96 |  |  |  | 0 | 14.5568 | 0 | 0 | 0 | 0 | 0 | 0 | 0 | 0 | 0 | 0 | 2006 Qtr 1: 0; 2006 Qtr 2: 0; 2006 Qtr 3: 0; 2006 Qtr 4: 14.5568; 2007 Qtr 1: 0; 2007 Qtr 2: 0; 2007 Qtr 3: 0; 2007 Qtr 4: 0; 2008 Qtr 1: 0; 2008 Qtr 2: 0; 2008 Qtr 3: 0; 2008 Qtr 4: 0 | 14.5568
0 | 234331-Premium T8 with T12 40 Watt Baseline - Tr2 |  | 7 | Commercial | 01-ALC-AllCommercial-IntLight | 0 |  |  |  |  | 13.9591 | 9.8923 | 0 | 0 | 0 | 4.0668 | 31.1202 |  | kWh | 0.0096442 | -0.050965 | Commercial |  | Annual | [5 empty] | 11 | 0.96 |  |  |  | 0 | 3.6392 | 0 | 0 | 0 | 0 | 0 | 0 | 0 | 0 | 0 | 0 | 2006 Qtr 1: 0; 2006 Qtr 2: 0; 2006 Qtr 3: 0; 2006 Qtr 4: 3.6392; 2007 Qtr 1: 0; 2007 Qtr 2: 0; 2007 Qtr 3: 0; 2007 Qtr 4: 0; 2008 Qtr 1: 0; 2008 Qtr 2: 0; 2008 Qtr 3: 0; 2008 Qtr 4: 0 | 3.6392
0 | 234304-Lighting-Remove 4 Ft Lamp (De-Lamp) - Tr2 | COFL00AVDEL01 | 7 | Commercial | 01-ALC-AllCommercial-IntLight | 0 |  |  |  |  | 28.2538 | 12.3653 | 0 | 0 | 0 | 15.8885 | 100.2216 |  | kWh | 0.031059 | -0.16413 | Commercial |  | Annual | [5 empty] | 11 | 0.96 |  |  |  | 0 | 3.6392 | 0 | 0 | 0 | 0 | 0 | 0 | 0 | 0 | 0 | 0 | 2006 Qtr 1: 0; 2006 Qtr 2: 0; 2006 Qtr 3: 0; 2006 Qtr 4: 3.6392; 2007 Qtr 1: 0; 2007 Qtr 2: 0; 2007 Qtr 3: 0; 2007 Qtr 4: 0; 2008 Qtr 1: 0; 2008 Qtr 2: 0; 2008 Qtr 3: 0; 2008 Qtr 4: 0 | 3.6392
0 | 234331-Premium T8 with T12 40 Watt Baseline - Tr2 |  | 7 | Commercial | 01-ALC-AllCommercial-IntLight | 0 |  |  |  |  | 13.9591 | 9.8923 | 0 | 0 | 0 | 4.0668 | 30.2404 |  | kWh | 0.0077953 | -0.049524 | Commercial |  | Annual | [5 empty] | 11 | 0.96 |  |  |  | 0 | 14.5568 | 0 | 0 | 0 | 0 | 0 | 0 | 0 | 0 | 0 | 0 | 2006 Qtr 1: 0; 2006 Qtr 2: 0; 2006 Qtr 3: 0; 2006 Qtr 4: 14.5568; 2007 Qtr 1: 0; 2007 Qtr 2: 0; 2007 Qtr 3: 0; 2007 Qtr 4: 0; 2008 Qtr 1: 0; 2008 Qtr 2: 0; 2008 Qtr 3: 0; 2008 Qtr 4: 0 | 14.5568
0 | 234304-Lighting-Remove 4 Ft Lamp (De-Lamp) - Tr2 | COFL00AVDEL01 | 7 | Commercial | 01-ALC-AllCommercial-IntLight | 0 |  |  |  |  | 28.2538 | 12.3653 | 0 | 0 | 0 | 15.8885 | 97.3885 |  | kWh | 0.025105 | -0.15949 | Commercial |  | Annual | [5 empty] | 11 | 0.96 |  |  |  | 0 | 14.5568 | 0 | 0 | 0 | 0 | 0 | 0 | 0 | 0 | 0 | 0 | 2006 Qtr 1: 0; 2006 Qtr 2: 0; 2006 Qtr 3: 0; 2006 Qtr 4: 14.5568; 2007 Qtr 1: 0; 2007 Qtr 2: 0; 2007 Qtr 3: 0; 2007 Qtr 4: 0; 2008 Qtr 1: 0; 2008 Qtr 2: 0; 2008 Qtr 3: 0; 2008 Qtr 4: 0 | 14.5568
0 | 234331-Premium T8 with T12 40 Watt Baseline - Tr2 |  | 7 | Commercial | 01-ALC-AllCommercial-IntLight | 0 |  |  |  |  | 13.9591 | 9.8923 | 0 | 0 | 0 | 4.0668 | 41.8656 |  | kWh | 0.0075865 | -0.068563 | Commercial |  | Annual | [5 empty] | 11 | 0.96 |  |  |  | 0 | 18.196 | 0 | 0 | 0 | 0 | 0 | 0 | 0 | 0 | 0 | 0 | 2006 Qtr 1: 0; 2006 Qtr 2: 0; 2006 Qtr 3: 0; 2006 Qtr 4: 18.196; 2007 Qtr 1: 0; 2007 Qtr 2: 0; 2007 Qtr 3: 0; 2007 Qtr 4: 0; 2008 Qtr 1: 0; 2008 Qtr 2: 0; 2008 Qtr 3: 0; 2008 Qtr 4: 0 | 18.196
0 | 234304-Lighting-Remove 4 Ft Lamp (De-Lamp) - Tr2 | COFL00AVDEL01 | 7 | Commercial | 01-ALC-AllCommercial-IntLight | 0 |  |  |  |  | 28.2538 | 12.3653 | 0 | 0 | 0 | 15.8885 | 134.827 |  | kWh | 0.024432 | -0.2208 | Commercial |  | Annual | [5 empty] | 11 | 0.96 |  |  |  | 0 | 18.196 | 0 | 0 | 0 | 0 | 0 | 0 | 0 | 0 | 0 | 0 | 2006 Qtr 1: 0; 2006 Qtr 2: 0; 2006 Qtr 3: 0; 2006 Qtr 4: 18.196; 2007 Qtr 1: 0; 2007 Qtr 2: 0; 2007 Qtr 3: 0; 2007 Qtr 4: 0; 2008 Qtr 1: 0; 2008 Qtr 2: 0; 2008 Qtr 3: 0; 2008 Qtr 4: 0 | 18.196
0 | 234332-Premium T8 with T12 40 Watt Baseline - Tr3 |  | 7 | Commercial | 14-MLI-Manufacturing–LightIndustry-LIGHT | 0 |  |  |  |  | 13.9591 | 7.1444 | 0 | 0 | 0 | 6.8147 | 28.1746 |  | kWh | 0.0087066 | -0.036427 | Commercial |  | Annual | [5 empty] | 11 | 0.96 |  |  |  | 0 | 125.5527 | 0 | 0 | 0 | 0 | 0 | 0 | 0 | 0 | 0 | 0 | 2006 Qtr 1: 0; 2006 Qtr 2: 0; 2006 Qtr 3: 0; 2006 Qtr 4: 125.5527; 2007 Qtr 1: 0; 2007 Qtr 2: 0; 2007 Qtr 3: 0; 2007 Qtr 4: 0; 2008 Qtr 1: 0; 2008 Qtr 2: 0; 2008 Qtr 3: 0; 2008 Qtr 4: 0 | 125.5527
0 | 234305-Lighting-Remove 4 Ft Lamp (De-Lamp) - Tr3 | COFL00AVDEL01 | 7 | Commercial | 14-MLI-Manufacturing–LightIndustry-LIGHT | 0 |  |  |  |  | 28.2538 | 8.7931 | 0 | 0 | 0 | 19.4607 | 100.2037 |  | kWh | 0.030965 | -0.12955 | Commercial |  | Annual | [5 empty] | 11 | 0.96 |  |  |  | 0 | 105.5371 | 0 | 0 | 0 | 0 | 0 | 0 | 0 | 0 | 0 | 0 | 2006 Qtr 1: 0; 2006 Qtr 2: 0; 2006 Qtr 3: 0; 2006 Qtr 4: 105.5371; 2007 Qtr 1: 0; 2007 Qtr 2: 0; 2007 Qtr 3: 0; 2007 Qtr 4: 0; 2008 Qtr 1: 0; 2008 Qtr 2: 0; 2008 Qtr 3: 0; 2008 Qtr 4: 0 | 105.5371
0 | 234331-Premium T8 with T12 40 Watt Baseline - Tr2 |  | 7 | Commercial | 01-ALC-AllCommercial-IntLight | 0 |  |  |  |  | 13.9591 | 9.8923 | 0 | 0 | 0 | 4.0668 | 39.8036 |  | kWh | 0.012793 | -0.065186 | Commercial |  | Annual | [5 empty] | 11 | 0.96 |  |  |  | 0 | 36.3921 | 0 | 0 | 0 | 0 | 0 | 0 | 0 | 0 | 0 | 0 | 2006 Qtr 1: 0; 2006 Qtr 2: 0; 2006 Qtr 3: 0; 2006 Qtr 4: 36.3921; 2007 Qtr 1: 0; 2007 Qtr 2: 0; 2007 Qtr 3: 0; 2007 Qtr 4: 0; 2008 Qtr 1: 0; 2008 Qtr 2: 0; 2008 Qtr 3: 0; 2008 Qtr 4: 0 | 36.3921
0 | 234304-Lighting-Remove 4 Ft Lamp (De-Lamp) - Tr2 | COFL00AVDEL01 | 7 | Commercial | 01-ALC-AllCommercial-IntLight | 0 |  |  |  |  | 28.2538 | 12.3653 | 0 | 0 | 0 | 15.8885 | 128.1864 |  | kWh | 0.0412 | -0.20993 | Commercial |  | Annual | [5 empty] | 11 | 0.96 |  |  |  | 0 | 36.3921 | 0 | 0 | 0 | 0 | 0 | 0 | 0 | 0 | 0 | 0 | 2006 Qtr 1: 0; 2006 Qtr 2: 0; 2006 Qtr 3: 0; 2006 Qtr 4: 36.3921; 2007 Qtr 1: 0; 2007 Qtr 2: 0; 2007 Qtr 3: 0; 2007 Qtr 4: 0; 2008 Qtr 1: 0; 2008 Qtr 2: 0; 2008 Qtr 3: 0; 2008 Qtr 4: 0 | 36.3921
0 | 234331-Premium T8 with T12 40 Watt Baseline - Tr2 |  | 7 | Commercial | 14-MLI-Manufacturing–LightIndustry-LIGHT | 0 |  |  |  |  | 13.9591 | 9.8923 | 0 | 0 | 0 | 4.0668 | 31.1146 |  | kWh | 0.0096152 | -0.040228 | Commercial |  | Annual | [5 empty] | 11 | 0.96 |  |  |  | 0 | 43.6705 | 0 | 0 | 0 | 0 | 0 | 0 | 0 | 0 | 0 | 0 | 2006 Qtr 1: 0; 2006 Qtr 2: 0; 2006 Qtr 3: 0; 2006 Qtr 4: 43.6705; 2007 Qtr 1: 0; 2007 Qtr 2: 0; 2007 Qtr 3: 0; 2007 Qtr 4: 0; 2008 Qtr 1: 0; 2008 Qtr 2: 0; 2008 Qtr 3: 0; 2008 Qtr 4: 0 | 43.6705
0 | 234304-Lighting-Remove 4 Ft Lamp (De-Lamp) - Tr2 | COFL00AVDEL01 | 7 | Commercial | 14-MLI-Manufacturing–LightIndustry-LIGHT | 0 |  |  |  |  | 28.2538 | 12.3653 | 0 | 0 | 0 | 15.8885 | 100.2037 |  | kWh | 0.030965 | -0.12955 | Commercial |  | Annual | [5 empty] | 11 | 0.96 |  |  |  | 0 | 43.6705 | 0 | 0 | 0 | 0 | 0 | 0 | 0 | 0 | 0 | 0 | 2006 Qtr 1: 0; 2006 Qtr 2: 0; 2006 Qtr 3: 0; 2006 Qtr 4: 43.6705; 2007 Qtr 1: 0; 2007 Qtr 2: 0; 2007 Qtr 3: 0; 2007 Qtr 4: 0; 2008 Qtr 1: 0; 2008 Qtr 2: 0; 2008 Qtr 3: 0; 2008 Qtr 4: 0 | 43.6705
0 | 234331-Premium T8 with T12 40 Watt Baseline - Tr2 |  | 7 | Commercial | 14-MLI-Manufacturing–LightIndustry-LIGHT | 0 |  |  |  |  | 13.9591 | 9.8923 | 0 | 0 | 0 | 4.0668 | 31.1146 |  | kWh | 0.0096152 | -0.040228 | Commercial |  | Annual | [5 empty] | 11 | 0.96 |  |  |  | 0 | 41.8509 | 0 | 0 | 0 | 0 | 0 | 0 | 0 | 0 | 0 | 0 | 2006 Qtr 1: 0; 2006 Qtr 2: 0; 2006 Qtr 3: 0; 2006 Qtr 4: 41.8509; 2007 Qtr 1: 0; 2007 Qtr 2: 0; 2007 Qtr 3: 0; 2007 Qtr 4: 0; 2008 Qtr 1: 0; 2008 Qtr 2: 0; 2008 Qtr 3: 0; 2008 Qtr 4: 0 | 41.8509
0 | 234304-Lighting-Remove 4 Ft Lamp (De-Lamp) - Tr2 | COFL00AVDEL01 | 7 | Commercial | 14-MLI-Manufacturing–LightIndustry-LIGHT | 0 |  |  |  |  | 28.2538 | 12.3653 | 0 | 0 | 0 | 15.8885 | 100.2037 |  | kWh | 0.030965 | -0.12955 | Commercial |  | Annual | [5 empty] | 11 | 0.96 |  |  |  | 0 | 41.8509 | 0 | 0 | 0 | 0 | 0 | 0 | 0 | 0 | 0 | 0 | 2006 Qtr 1: 0; 2006 Qtr 2: 0; 2006 Qtr 3: 0; 2006 Qtr 4: 41.8509; 2007 Qtr 1: 0; 2007 Qtr 2: 0; 2007 Qtr 3: 0; 2007 Qtr 4: 0; 2008 Qtr 1: 0; 2008 Qtr 2: 0; 2008 Qtr 3: 0; 2008 Qtr 4: 0 | 41.8509
0 | 234126-Refrigeration - Efficient Evap Fan Motor Electronically Commutated Motor (ECM) | Averaged DEER Msrs | 7 | Commercial | 01-ALC-AllCommercial-Refrig | 0 |  |  |  |  | 6.7904 | 150 | 0 | 0 | 0 | -143.2096 | 116.369 |  | kWh | 0.015845 | -0.11528 | Commercial |  | Annual | [5 empty] | 15 | 0.96 |  |  |  | 0 | 3 | 0 | 0 | 0 | 0 | 0 | 0 | 0 | 0 | 0 | 0 | 2006 Qtr 1: 0; 2006 Qtr 2: 0; 2006 Qtr 3: 0; 2006 Qtr 4: 3; 2007 Qtr 1: 0; 2007 Qtr 2: 0; 2007 Qtr 3: 0; 2007 Qtr 4: 0; 2008 Qtr 1: 0; 2008 Qtr 2: 0; 2008 Qtr 3: 0; 2008 Qtr 4: 0 | 3
0 | 234002-A/C-Reflective Window Film Coastal |  | 7 | Commercial | 01-ALC-AllCommercial-Cooling | 0 |  |  |  |  | 3.12 | 2 | 0 | 0 | 0 | 1.12 | 12.44 |  | kWh | 0.0023 | 0 | Commercial |  | Annual | [5 empty] | 10 | 0.96 |  |  |  | 0 | 146 | 0 | 0 | 0 | 0 | 0 | 0 | 0 | 0 | 0 | 0 | 2006 Qtr 1: 0; 2006 Qtr 2: 0; 2006 Qtr 3: 0; 2006 Qtr 4: 146; 2007 Qtr 1: 0; 2007 Qtr 2: 0; 2007 Qtr 3: 0; 2007 Qtr 4: 0; 2008 Qtr 1: 0; 2008 Qtr 2: 0; 2008 Qtr 3: 0; 2008 Qtr 4: 0 | 146
0 | 234330-Premium T8 with T12 40 Watt Baseline - Tr1 |  | 7 | Commercial | 14-MLI-Manufacturing–LightIndustry-LIGHT | 0 |  |  |  |  | 13.9589 | 13.1897 | 0 | 0 | 0 | 0.76922 | 30.1346 |  | kWh | 0.0093123 | -0.038961 | Commercial |  | Annual | [5 empty] | 11 | 0.96 |  |  |  | 0 | 168.3134 | 0 | 0 | 0 | 0 | 0 | 0 | 0 | 0 | 0 | 0 | 2006 Qtr 1: 0; 2006 Qtr 2: 0; 2006 Qtr 3: 0; 2006 Qtr 4: 168.3134; 2007 Qtr 1: 0; 2007 Qtr 2: 0; 2007 Qtr 3: 0; 2007 Qtr 4: 0; 2008 Qtr 1: 0; 2008 Qtr 2: 0; 2008 Qtr 3: 0; 2008 Qtr 4: 0 | 168.3134
0 | 234207-Lighting-8 Ft T-8 with Elec Ballast-Tr1 |  | 7 | Commercial | 14-MLI-Manufacturing–LightIndustry-LIGHT | 0 |  |  |  |  | 35.7163 | 21.9828 | 0 | 0 | 0 | 13.7335 | 24.9897 |  | kWh | 0.0077224 | -0.032309 | Commercial |  | Annual | [5 empty] | 11 | 0.96 |  |  |  | 0 | 3.6392 | 0 | 0 | 0 | 0 | 0 | 0 | 0 | 0 | 0 | 0 | 2006 Qtr 1: 0; 2006 Qtr 2: 0; 2006 Qtr 3: 0; 2006 Qtr 4: 3.6392; 2007 Qtr 1: 0; 2007 Qtr 2: 0; 2007 Qtr 3: 0; 2007 Qtr 4: 0; 2008 Qtr 1: 0; 2008 Qtr 2: 0; 2008 Qtr 3: 0; 2008 Qtr 4: 0 | 3.6392
0 | 234331-Premium T8 with T12 40 Watt Baseline - Tr2 |  | 7 | Commercial | 01-ALC-AllCommercial-IntLight | 0 |  |  |  |  | 13.9591 | 9.8923 | 0 | 0 | 0 | 4.0668 | 31.1202 |  | kWh | 0.0096442 | -0.050965 | Commercial |  | Annual | [5 empty] | 11 | 0.96 |  |  |  | 0 | 120.0939 | 0 | 0 | 0 | 0 | 0 | 0 | 0 | 0 | 0 | 0 | 2006 Qtr 1: 0; 2006 Qtr 2: 0; 2006 Qtr 3: 0; 2006 Qtr 4: 120.0939; 2007 Qtr 1: 0; 2007 Qtr 2: 0; 2007 Qtr 3: 0; 2007 Qtr 4: 0; 2008 Qtr 1: 0; 2008 Qtr 2: 0; 2008 Qtr 3: 0; 2008 Qtr 4: 0 | 120.0939
0 | 234208-Lighting-8 Ft T-8 with Elec Ballast-Tr2 |  | 7 | Commercial | 01-ALC-AllCommercial-IntLight | 0 |  |  |  |  | 35.7165 | 16.4871 | 0 | 0 | 0 | 19.2294 | 25.2392 |  | kWh | 0.0078217 | -0.041334 | Commercial |  | Annual | [5 empty] | 11 | 0.96 |  |  |  | 0 | 1.8196 | 0 | 0 | 0 | 0 | 0 | 0 | 0 | 0 | 0 | 0 | 2006 Qtr 1: 0; 2006 Qtr 2: 0; 2006 Qtr 3: 0; 2006 Qtr 4: 1.8196; 2007 Qtr 1: 0; 2007 Qtr 2: 0; 2007 Qtr 3: 0; 2007 Qtr 4: 0; 2008 Qtr 1: 0; 2008 Qtr 2: 0; 2008 Qtr 3: 0; 2008 Qtr 4: 0 | 1.8196
0 | 234330-Premium T8 with T12 40 Watt Baseline - Tr1 |  | 7 | Commercial | 01-ALC-AllCommercial-IntLight | 0 |  |  |  |  | 13.9589 | 13.1897 | 0 | 0 | 0 | 0.76922 | 32.1182 |  | kWh | 0.010339 | -0.052599 | Commercial |  | Annual | [5 empty] | 11 | 0.96 |  |  |  | 0 | 111.9057 | 0 | 0 | 0 | 0 | 0 | 0 | 0 | 0 | 0 | 0 | 2006 Qtr 1: 0; 2006 Qtr 2: 0; 2006 Qtr 3: 0; 2006 Qtr 4: 111.9057; 2007 Qtr 1: 0; 2007 Qtr 2: 0; 2007 Qtr 3: 0; 2007 Qtr 4: 0; 2008 Qtr 1: 0; 2008 Qtr 2: 0; 2008 Qtr 3: 0; 2008 Qtr 4: 0 | 111.9057
0 | 234148-Premium T8 with T12 40 Watt Baseline |  | 10 | Commercial | 01-ALC-AllCommercial-IntLight | 0 |  |  |  |  | 13.9591 | 13.1897 | 0 | 0 | 0 | 0.7694 | 64.9358 |  | kWh | 0.020124 | -0.10634 | Commercial |  | Annual | [5 empty] | 11 | 0.96 |  |  |  | 0 | 30.9333 | 0 | 0 | 0 | 0 | 0 | 0 | 0 | 0 | 0 | 0 | 2006 Qtr 1: 0; 2006 Qtr 2: 0; 2006 Qtr 3: 0; 2006 Qtr 4: 30.9333; 2007 Qtr 1: 0; 2007 Qtr 2: 0; 2007 Qtr 3: 0; 2007 Qtr 4: 0; 2008 Qtr 1: 0; 2008 Qtr 2: 0; 2008 Qtr 3: 0; 2008 Qtr 4: 0 | 30.9333
0 | 234053-Lighting-Remove 4 Ft Lamp (De-Lamp) | COFL00AVDEL01 | 10 | Commercial | 01-ALC-AllCommercial-IntLight | 0 |  |  |  |  | 28.2538 | 16.4871 | 0 | 0 | 0 | 11.7667 | 100.2216 |  | kWh | 0.031059 | -0.16413 | Commercial |  | Annual | [5 empty] | 11 | 0.96 |  |  |  | 0 | 15.4666 | 0 | 0 | 0 | 0 | 0 | 0 | 0 | 0 | 0 | 0 | 2006 Qtr 1: 0; 2006 Qtr 2: 0; 2006 Qtr 3: 0; 2006 Qtr 4: 15.4666; 2007 Qtr 1: 0; 2007 Qtr 2: 0; 2007 Qtr 3: 0; 2007 Qtr 4: 0; 2008 Qtr 1: 0; 2008 Qtr 2: 0; 2008 Qtr 3: 0; 2008 Qtr 4: 0 | 15.4666
0 | 234331-Premium T8 with T12 40 Watt Baseline - Tr2 |  | 10 | Commercial | 01-ALC-AllCommercial-IntLight | 0 |  |  |  |  | 13.9591 | 9.8923 | 0 | 0 | 0 | 4.0668 | 41.8656 |  | kWh | 0.0075865 | -0.068563 | Commercial |  | Annual | [5 empty] | 11 | 0.96 |  |  |  | 0 | 16.3764 | 0 | 0 | 0 | 0 | 0 | 0 | 0 | 0 | 0 | 0 | 2006 Qtr 1: 0; 2006 Qtr 2: 0; 2006 Qtr 3: 0; 2006 Qtr 4: 16.3764; 2007 Qtr 1: 0; 2007 Qtr 2: 0; 2007 Qtr 3: 0; 2007 Qtr 4: 0; 2008 Qtr 1: 0; 2008 Qtr 2: 0; 2008 Qtr 3: 0; 2008 Qtr 4: 0 | 16.3764
0 | 234304-Lighting-Remove 4 Ft Lamp (De-Lamp) - Tr2 | COFL00AVDEL01 | 10 | Commercial | 01-ALC-AllCommercial-IntLight | 0 |  |  |  |  | 28.2538 | 12.3653 | 0 | 0 | 0 | 15.8885 | 134.827 |  | kWh | 0.024432 | -0.2208 | Commercial |  | Annual | [5 empty] | 11 | 0.96 |  |  |  | 0 | 16.3764 | 0 | 0 | 0 | 0 | 0 | 0 | 0 | 0 | 0 | 0 | 2006 Qtr 1: 0; 2006 Qtr 2: 0; 2006 Qtr 3: 0; 2006 Qtr 4: 16.3764; 2007 Qtr 1: 0; 2007 Qtr 2: 0; 2007 Qtr 3: 0; 2007 Qtr 4: 0; 2008 Qtr 1: 0; 2008 Qtr 2: 0; 2008 Qtr 3: 0; 2008 Qtr 4: 0 | 16.3764
0 | 234330-Premium T8 with T12 40 Watt Baseline - Tr1 |  | 10 | Commercial | 01-ALC-AllCommercial-IntLight | 0 |  |  |  |  | 13.9589 | 13.1897 | 0 | 0 | 0 | 0.76922 | 38.5499 |  | kWh | 0.01239 | -0.063133 | Commercial |  | Annual | [5 empty] | 11 | 0.96 |  |  |  | 0 | 67.3254 | 0 | 0 | 0 | 0 | 0 | 0 | 0 | 0 | 0 | 0 | 2006 Qtr 1: 0; 2006 Qtr 2: 0; 2006 Qtr 3: 0; 2006 Qtr 4: 67.3254; 2007 Qtr 1: 0; 2007 Qtr 2: 0; 2007 Qtr 3: 0; 2007 Qtr 4: 0; 2008 Qtr 1: 0; 2008 Qtr 2: 0; 2008 Qtr 3: 0; 2008 Qtr 4: 0 | 67.3254
0 | 234126-Refrigeration - Efficient Evap Fan Motor Electronically Commutated Motor (ECM) | Averaged DEER Msrs | 7 | Commercial | 01-ALC-AllCommercial-Refrig | 0 |  |  |  |  | 6.7904 | 150 | 0 | 0 | 0 | -143.2096 | 116.369 |  | kWh | 0.015845 | -0.11528 | Commercial |  | Annual | [5 empty] | 15 | 0.96 |  |  |  | 0 | 3 | 0 | 0 | 0 | 0 | 0 | 0 | 0 | 0 | 0 | 0 | 2006 Qtr 1: 0; 2006 Qtr 2: 0; 2006 Qtr 3: 0; 2006 Qtr 4: 3; 2007 Qtr 1: 0; 2007 Qtr 2: 0; 2007 Qtr 3: 0; 2007 Qtr 4: 0; 2008 Qtr 1: 0; 2008 Qtr 2: 0; 2008 Qtr 3: 0; 2008 Qtr 4: 0 | 3
0 | 234331-Premium T8 with T12 40 Watt Baseline - Tr2 |  | 7 | Commercial | 01-ALC-AllCommercial-IntLight | 0 |  |  |  |  | 13.9591 | 9.8923 | 0 | 0 | 0 | 4.0668 | 31.1202 |  | kWh | 0.0096442 | -0.050965 | Commercial |  | Annual | [5 empty] | 11 | 0.96 |  |  |  | 0 | 18.196 | 0 | 0 | 0 | 0 | 0 | 0 | 0 | 0 | 0 | 0 | 2006 Qtr 1: 0; 2006 Qtr 2: 0; 2006 Qtr 3: 0; 2006 Qtr 4: 18.196; 2007 Qtr 1: 0; 2007 Qtr 2: 0; 2007 Qtr 3: 0; 2007 Qtr 4: 0; 2008 Qtr 1: 0; 2008 Qtr 2: 0; 2008 Qtr 3: 0; 2008 Qtr 4: 0 | 18.196
0 | 234304-Lighting-Remove 4 Ft Lamp (De-Lamp) - Tr2 | COFL00AVDEL01 | 7 | Commercial | 01-ALC-AllCommercial-IntLight | 0 |  |  |  |  | 28.2538 | 12.3653 | 0 | 0 | 0 | 15.8885 | 100.2216 |  | kWh | 0.031059 | -0.16413 | Commercial |  | Annual | [5 empty] | 11 | 0.96 |  |  |  | 0 | 18.196 | 0 | 0 | 0 | 0 | 0 | 0 | 0 | 0 | 0 | 0 | 2006 Qtr 1: 0; 2006 Qtr 2: 0; 2006 Qtr 3: 0; 2006 Qtr 4: 18.196; 2007 Qtr 1: 0; 2007 Qtr 2: 0; 2007 Qtr 3: 0; 2007 Qtr 4: 0; 2008 Qtr 1: 0; 2008 Qtr 2: 0; 2008 Qtr 3: 0; 2008 Qtr 4: 0 | 18.196
0 | 234330-Premium T8 with T12 40 Watt Baseline - Tr1 |  | 7 | Commercial | 01-ALC-AllCommercial-IntLight | 0 |  |  |  |  | 13.9589 | 13.1897 | 0 | 0 | 0 | 0.76922 | 30.14 |  | kWh | 0.0093405 | -0.04936 | Commercial |  | Annual | [5 empty] | 11 | 0.96 |  |  |  | 0 | 60.0469 | 0 | 0 | 0 | 0 | 0 | 0 | 0 | 0 | 0 | 0 | 2006 Qtr 1: 0; 2006 Qtr 2: 0; 2006 Qtr 3: 0; 2006 Qtr 4: 60.0469; 2007 Qtr 1: 0; 2007 Qtr 2: 0; 2007 Qtr 3: 0; 2007 Qtr 4: 0; 2008 Qtr 1: 0; 2008 Qtr 2: 0; 2008 Qtr 3: 0; 2008 Qtr 4: 0 | 60.0469
0 | 234303-Lighting-Remove 4 Ft Lamp (De-Lamp) - Tr1 | COFL00AVDEL01 | 7 | Commercial | 01-ALC-AllCommercial-IntLight | 0 |  |  |  |  | 28.2518 | 16.4871 | 0 | 0 | 0 | 11.7647 | 100.2216 |  | kWh | 0.031059 | -0.16413 | Commercial |  | Annual | [5 empty] | 11 | 0.96 |  |  |  | 0 | 60.0469 | 0 | 0 | 0 | 0 | 0 | 0 | 0 | 0 | 0 | 0 | 2006 Qtr 1: 0; 2006 Qtr 2: 0; 2006 Qtr 3: 0; 2006 Qtr 4: 60.0469; 2007 Qtr 1: 0; 2007 Qtr 2: 0; 2007 Qtr 3: 0; 2007 Qtr 4: 0; 2008 Qtr 1: 0; 2008 Qtr 2: 0; 2008 Qtr 3: 0; 2008 Qtr 4: 0 | 60.0469
0 | 234331-Premium T8 with T12 40 Watt Baseline - Tr2 |  | 7 | Commercial | 01-ALC-AllCommercial-IntLight | 0 |  |  |  |  | 13.9591 | 9.8923 | 0 | 0 | 0 | 4.0668 | 35.8564 |  | kWh | 0.010832 | -0.058721 | Commercial |  | Annual | [5 empty] | 11 | 0.96 |  |  |  | 0 | 69.145 | 0 | 0 | 0 | 0 | 0 | 0 | 0 | 0 | 0 | 0 | 2006 Qtr 1: 0; 2006 Qtr 2: 0; 2006 Qtr 3: 0; 2006 Qtr 4: 69.145; 2007 Qtr 1: 0; 2007 Qtr 2: 0; 2007 Qtr 3: 0; 2007 Qtr 4: 0; 2008 Qtr 1: 0; 2008 Qtr 2: 0; 2008 Qtr 3: 0; 2008 Qtr 4: 0 | 69.145
0 | 234304-Lighting-Remove 4 Ft Lamp (De-Lamp) - Tr2 | COFL00AVDEL01 | 7 | Commercial | 01-ALC-AllCommercial-IntLight | 0 |  |  |  |  | 28.2538 | 12.3653 | 0 | 0 | 0 | 15.8885 | 115.4744 |  | kWh | 0.034885 | -0.18911 | Commercial |  | Annual | [5 empty] | 11 | 0.96 |  |  |  | 0 | 18.196 | 0 | 0 | 0 | 0 | 0 | 0 | 0 | 0 | 0 | 0 | 2006 Qtr 1: 0; 2006 Qtr 2: 0; 2006 Qtr 3: 0; 2006 Qtr 4: 18.196; 2007 Qtr 1: 0; 2007 Qtr 2: 0; 2007 Qtr 3: 0; 2007 Qtr 4: 0; 2008 Qtr 1: 0; 2008 Qtr 2: 0; 2008 Qtr 3: 0; 2008 Qtr 4: 0 | 18.196
0 | 234331-Premium T8 with T12 40 Watt Baseline - Tr2 |  | 7 | Commercial | 01-ALC-AllCommercial-IntLight | 0 |  |  |  |  | 13.9591 | 9.8923 | 0 | 0 | 0 | 4.0668 | 39.8036 |  | kWh | 0.012793 | -0.065186 | Commercial |  | Annual | [5 empty] | 11 | 0.96 |  |  |  | 0 | 29.1137 | 0 | 0 | 0 | 0 | 0 | 0 | 0 | 0 | 0 | 0 | 2006 Qtr 1: 0; 2006 Qtr 2: 0; 2006 Qtr 3: 0; 2006 Qtr 4: 29.1137; 2007 Qtr 1: 0; 2007 Qtr 2: 0; 2007 Qtr 3: 0; 2007 Qtr 4: 0; 2008 Qtr 1: 0; 2008 Qtr 2: 0; 2008 Qtr 3: 0; 2008 Qtr 4: 0 | 29.1137
0 | 234304-Lighting-Remove 4 Ft Lamp (De-Lamp) - Tr2 | COFL00AVDEL01 | 7 | Commercial | 01-ALC-AllCommercial-IntLight | 0 |  |  |  |  | 28.2538 | 12.3653 | 0 | 0 | 0 | 15.8885 | 128.1864 |  | kWh | 0.0412 | -0.20993 | Commercial |  | Annual | [5 empty] | 11 | 0.96 |  |  |  | 0 | 29.1137 | 0 | 0 | 0 | 0 | 0 | 0 | 0 | 0 | 0 | 0 | 2006 Qtr 1: 0; 2006 Qtr 2: 0; 2006 Qtr 3: 0; 2006 Qtr 4: 29.1137; 2007 Qtr 1: 0; 2007 Qtr 2: 0; 2007 Qtr 3: 0; 2007 Qtr 4: 0; 2008 Qtr 1: 0; 2008 Qtr 2: 0; 2008 Qtr 3: 0; 2008 Qtr 4: 0 | 29.1137
0 | 234330-Premium T8 with T12 40 Watt Baseline - Tr1 |  | 7 | Commercial | 01-ALC-AllCommercial-IntLight | 0 |  |  |  |  | 13.9589 | 13.1897 | 0 | 0 | 0 | 0.76922 | 30.14 |  | kWh | 0.0093405 | -0.04936 | Commercial |  | Annual | [5 empty] | 11 | 0.96 |  |  |  | 0 | 38.2117 | 0 | 0 | 0 | 0 | 0 | 0 | 0 | 0 | 0 | 0 | 2006 Qtr 1: 0; 2006 Qtr 2: 0; 2006 Qtr 3: 0; 2006 Qtr 4: 38.2117; 2007 Qtr 1: 0; 2007 Qtr 2: 0; 2007 Qtr 3: 0; 2007 Qtr 4: 0; 2008 Qtr 1: 0; 2008 Qtr 2: 0; 2008 Qtr 3: 0; 2008 Qtr 4: 0 | 38.2117
0 | 234303-Lighting-Remove 4 Ft Lamp (De-Lamp) - Tr1 | COFL00AVDEL01 | 7 | Commercial | 01-ALC-AllCommercial-IntLight | 0 |  |  |  |  | 28.2518 | 16.4871 | 0 | 0 | 0 | 11.7647 | 100.2216 |  | kWh | 0.031059 | -0.16413 | Commercial |  | Annual | [5 empty] | 11 | 0.96 |  |  |  | 0 | 20.0156 | 0 | 0 | 0 | 0 | 0 | 0 | 0 | 0 | 0 | 0 | 2006 Qtr 1: 0; 2006 Qtr 2: 0; 2006 Qtr 3: 0; 2006 Qtr 4: 20.0156; 2007 Qtr 1: 0; 2007 Qtr 2: 0; 2007 Qtr 3: 0; 2007 Qtr 4: 0; 2008 Qtr 1: 0; 2008 Qtr 2: 0; 2008 Qtr 3: 0; 2008 Qtr 4: 0 | 20.0156
0 | 234207-Lighting-8 Ft T-8 with Elec Ballast-Tr1 |  | 7 | Commercial | 01-ALC-AllCommercial-IntLight | 0 |  |  |  |  | 35.7163 | 21.9828 | 0 | 0 | 0 | 13.7335 | 24.9942 |  | kWh | 0.0077458 | -0.040932 | Commercial |  | Annual | [5 empty] | 11 | 0.96 |  |  |  | 0 | 16.3764 | 0 | 0 | 0 | 0 | 0 | 0 | 0 | 0 | 0 | 0 | 2006 Qtr 1: 0; 2006 Qtr 2: 0; 2006 Qtr 3: 0; 2006 Qtr 4: 16.3764; 2007 Qtr 1: 0; 2007 Qtr 2: 0; 2007 Qtr 3: 0; 2007 Qtr 4: 0; 2008 Qtr 1: 0; 2008 Qtr 2: 0; 2008 Qtr 3: 0; 2008 Qtr 4: 0 | 16.3764
0 | 234330-Premium T8 with T12 40 Watt Baseline - Tr1 |  | 10 | Commercial | 01-ALC-AllCommercial-IntLight | 0 |  |  |  |  | 13.9589 | 13.1897 | 0 | 0 | 0 | 0.76922 | 34.727 |  | kWh | 0.010491 | -0.056872 | Commercial |  | Annual | [5 empty] | 11 | 0.96 |  |  |  | 0 | 67.3254 | 0 | 0 | 0 | 0 | 0 | 0 | 0 | 0 | 0 | 0 | 2006 Qtr 1: 0; 2006 Qtr 2: 0; 2006 Qtr 3: 0; 2006 Qtr 4: 67.3254; 2007 Qtr 1: 0; 2007 Qtr 2: 0; 2007 Qtr 3: 0; 2007 Qtr 4: 0; 2008 Qtr 1: 0; 2008 Qtr 2: 0; 2008 Qtr 3: 0; 2008 Qtr 4: 0 | 67.3254
0 | 234303-Lighting-Remove 4 Ft Lamp (De-Lamp) - Tr1 | COFL00AVDEL01 | 10 | Commercial | 01-ALC-AllCommercial-IntLight | 0 |  |  |  |  | 28.2518 | 16.4871 | 0 | 0 | 0 | 11.7647 | 115.4744 |  | kWh | 0.034885 | -0.18911 | Commercial |  | Annual | [5 empty] | 11 | 0.96 |  |  |  | 0 | 1.8196 | 0 | 0 | 0 | 0 | 0 | 0 | 0 | 0 | 0 | 0 | 2006 Qtr 1: 0; 2006 Qtr 2: 0; 2006 Qtr 3: 0; 2006 Qtr 4: 1.8196; 2007 Qtr 1: 0; 2007 Qtr 2: 0; 2007 Qtr 3: 0; 2007 Qtr 4: 0; 2008 Qtr 1: 0; 2008 Qtr 2: 0; 2008 Qtr 3: 0; 2008 Qtr 4: 0 | 1.8196
0 | 234331-Premium T8 with T12 40 Watt Baseline - Tr2 |  | 7 | Commercial | 01-ALC-AllCommercial-IntLight | 0 |  |  |  |  | 13.9591 | 9.8923 | 0 | 0 | 0 | 4.0668 | 35.8564 |  | kWh | 0.010832 | -0.058721 | Commercial |  | Annual | [5 empty] | 11 | 0.96 |  |  |  | 0 | 9.098 | 0 | 0 | 0 | 0 | 0 | 0 | 0 | 0 | 0 | 0 | 2006 Qtr 1: 0; 2006 Qtr 2: 0; 2006 Qtr 3: 0; 2006 Qtr 4: 9.098; 2007 Qtr 1: 0; 2007 Qtr 2: 0; 2007 Qtr 3: 0; 2007 Qtr 4: 0; 2008 Qtr 1: 0; 2008 Qtr 2: 0; 2008 Qtr 3: 0; 2008 Qtr 4: 0 | 9.098
0 | 234304-Lighting-Remove 4 Ft Lamp (De-Lamp) - Tr2 | COFL00AVDEL01 | 7 | Commercial | 01-ALC-AllCommercial-IntLight | 0 |  |  |  |  | 28.2538 | 12.3653 | 0 | 0 | 0 | 15.8885 | 115.4744 |  | kWh | 0.034885 | -0.18911 | Commercial |  | Annual | [5 empty] | 11 | 0.96 |  |  |  | 0 | 9.098 | 0 | 0 | 0 | 0 | 0 | 0 | 0 | 0 | 0 | 0 | 2006 Qtr 1: 0; 2006 Qtr 2: 0; 2006 Qtr 3: 0; 2006 Qtr 4: 9.098; 2007 Qtr 1: 0; 2007 Qtr 2: 0; 2007 Qtr 3: 0; 2007 Qtr 4: 0; 2008 Qtr 1: 0; 2008 Qtr 2: 0; 2008 Qtr 3: 0; 2008 Qtr 4: 0 | 9.098
0 | 234330-Premium T8 with T12 40 Watt Baseline - Tr1 |  | 7 | Commercial | 01-ALC-AllCommercial-IntLight | 0 |  |  |  |  | 13.9589 | 9.8923 | 0 | 0 | 0 | 4.0666 | 34.727 |  | kWh | 0.010491 | -0.056872 | Commercial |  | Annual | [5 empty] | 11 | 0.96 |  |  |  | 0 | 63.6862 | 0 | 0 | 0 | 0 | 0 | 0 | 0 | 0 | 0 | 0 | 2006 Qtr 1: 0; 2006 Qtr 2: 0; 2006 Qtr 3: 0; 2006 Qtr 4: 63.6862; 2007 Qtr 1: 0; 2007 Qtr 2: 0; 2007 Qtr 3: 0; 2007 Qtr 4: 0; 2008 Qtr 1: 0; 2008 Qtr 2: 0; 2008 Qtr 3: 0; 2008 Qtr 4: 0 | 63.6862
0 | 234331-Premium T8 with T12 40 Watt Baseline - Tr2 |  | 7 | Commercial | 01-ALC-AllCommercial-IntLight | 0 |  |  |  |  | 13.9591 | 9.8923 | 0 | 0 | 0 | 4.0668 | 31.1202 |  | kWh | 0.0096442 | -0.050965 | Commercial |  | Annual | [5 empty] | 11 | 0.96 |  |  |  | 0 | 100.0782 | 0 | 0 | 0 | 0 | 0 | 0 | 0 | 0 | 0 | 0 | 2006 Qtr 1: 0; 2006 Qtr 2: 0; 2006 Qtr 3: 0; 2006 Qtr 4: 100.0782; 2007 Qtr 1: 0; 2007 Qtr 2: 0; 2007 Qtr 3: 0; 2007 Qtr 4: 0; 2008 Qtr 1: 0; 2008 Qtr 2: 0; 2008 Qtr 3: 0; 2008 Qtr 4: 0 | 100.0782
0 | 234304-Lighting-Remove 4 Ft Lamp (De-Lamp) - Tr2 | COFL00AVDEL01 | 7 | Commercial | 01-ALC-AllCommercial-IntLight | 0 |  |  |  |  | 28.2538 | 12.3653 | 0 | 0 | 0 | 15.8885 | 100.2216 |  | kWh | 0.031059 | -0.16413 | Commercial |  | Annual | [5 empty] | 11 | 0.96 |  |  |  | 0 | 100.0782 | 0 | 0 | 0 | 0 | 0 | 0 | 0 | 0 | 0 | 0 | 2006 Qtr 1: 0; 2006 Qtr 2: 0; 2006 Qtr 3: 0; 2006 Qtr 4: 100.0782; 2007 Qtr 1: 0; 2007 Qtr 2: 0; 2007 Qtr 3: 0; 2007 Qtr 4: 0; 2008 Qtr 1: 0; 2008 Qtr 2: 0; 2008 Qtr 3: 0; 2008 Qtr 4: 0 | 100.0782
0 | 234331-Premium T8 with T12 40 Watt Baseline - Tr2 |  | 7 | Commercial | 01-ALC-AllCommercial-IntLight | 0 |  |  |  |  | 13.9591 | 9.8923 | 0 | 0 | 0 | 4.0668 | 31.1202 |  | kWh | 0.0096442 | -0.050965 | Commercial |  | Annual | [5 empty] | 11 | 0.96 |  |  |  | 0 | 207.4349 | 0 | 0 | 0 | 0 | 0 | 0 | 0 | 0 | 0 | 0 | 2006 Qtr 1: 0; 2006 Qtr 2: 0; 2006 Qtr 3: 0; 2006 Qtr 4: 207.4349; 2007 Qtr 1: 0; 2007 Qtr 2: 0; 2007 Qtr 3: 0; 2007 Qtr 4: 0; 2008 Qtr 1: 0; 2008 Qtr 2: 0; 2008 Qtr 3: 0; 2008 Qtr 4: 0 | 207.4349
0 | 234304-Lighting-Remove 4 Ft Lamp (De-Lamp) - Tr2 | COFL00AVDEL01 | 7 | Commercial | 01-ALC-AllCommercial-IntLight | 0 |  |  |  |  | 28.2538 | 12.3653 | 0 | 0 | 0 | 15.8885 | 100.2216 |  | kWh | 0.031059 | -0.16413 | Commercial |  | Annual | [5 empty] | 11 | 0.96 |  |  |  | 0 | 207.4349 | 0 | 0 | 0 | 0 | 0 | 0 | 0 | 0 | 0 | 0 | 2006 Qtr 1: 0; 2006 Qtr 2: 0; 2006 Qtr 3: 0; 2006 Qtr 4: 207.4349; 2007 Qtr 1: 0; 2007 Qtr 2: 0; 2007 Qtr 3: 0; 2007 Qtr 4: 0; 2008 Qtr 1: 0; 2008 Qtr 2: 0; 2008 Qtr 3: 0; 2008 Qtr 4: 0 | 207.4349
0 | 234330-Premium T8 with T12 40 Watt Baseline - Tr1 |  | 10 | Commercial | 01-ALC-AllCommercial-IntLight | 0 |  |  |  |  | 13.9589 | 13.1897 | 0 | 0 | 0 | 0.76922 | 30.14 |  | kWh | 0.0093405 | -0.04936 | Commercial |  | Annual | [5 empty] | 11 | 0.96 |  |  |  | 0 | 29.1137 | 0 | 0 | 0 | 0 | 0 | 0 | 0 | 0 | 0 | 0 | 2006 Qtr 1: 0; 2006 Qtr 2: 0; 2006 Qtr 3: 0; 2006 Qtr 4: 29.1137; 2007 Qtr 1: 0; 2007 Qtr 2: 0; 2007 Qtr 3: 0; 2007 Qtr 4: 0; 2008 Qtr 1: 0; 2008 Qtr 2: 0; 2008 Qtr 3: 0; 2008 Qtr 4: 0 | 29.1137
0 | 234303-Lighting-Remove 4 Ft Lamp (De-Lamp) - Tr1 | COFL00AVDEL01 | 10 | Commercial | 01-ALC-AllCommercial-IntLight | 0 |  |  |  |  | 28.2518 | 16.4871 | 0 | 0 | 0 | 11.7647 | 100.2216 |  | kWh | 0.031059 | -0.16413 | Commercial |  | Annual | [5 empty] | 11 | 0.96 |  |  |  | 0 | 23.6549 | 0 | 0 | 0 | 0 | 0 | 0 | 0 | 0 | 0 | 0 | 2006 Qtr 1: 0; 2006 Qtr 2: 0; 2006 Qtr 3: 0; 2006 Qtr 4: 23.6549; 2007 Qtr 1: 0; 2007 Qtr 2: 0; 2007 Qtr 3: 0; 2007 Qtr 4: 0; 2008 Qtr 1: 0; 2008 Qtr 2: 0; 2008 Qtr 3: 0; 2008 Qtr 4: 0 | 23.6549
0 | 234331-Premium T8 with T12 40 Watt Baseline - Tr2 |  | 7 | Commercial | 01-ALC-AllCommercial-IntLight | 0 |  |  |  |  | 13.9591 | 9.8923 | 0 | 0 | 0 | 4.0668 | 33.1627 |  | kWh | 0.010675 | -0.05431 | Commercial |  | Annual | [5 empty] | 11 | 0.96 |  |  |  | 0 | 212.8937 | 0 | 0 | 0 | 0 | 0 | 0 | 0 | 0 | 0 | 0 | 2006 Qtr 1: 0; 2006 Qtr 2: 0; 2006 Qtr 3: 0; 2006 Qtr 4: 212.8937; 2007 Qtr 1: 0; 2007 Qtr 2: 0; 2007 Qtr 3: 0; 2007 Qtr 4: 0; 2008 Qtr 1: 0; 2008 Qtr 2: 0; 2008 Qtr 3: 0; 2008 Qtr 4: 0 | 212.8937
0 | 234304-Lighting-Remove 4 Ft Lamp (De-Lamp) - Tr2 | COFL00AVDEL01 | 7 | Commercial | 01-ALC-AllCommercial-IntLight | 0 |  |  |  |  | 28.2538 | 12.3653 | 0 | 0 | 0 | 15.8885 | 106.7995 |  | kWh | 0.03438 | -0.1749 | Commercial |  | Annual | [5 empty] | 11 | 0.96 |  |  |  | 0 | 212.8937 | 0 | 0 | 0 | 0 | 0 | 0 | 0 | 0 | 0 | 0 | 2006 Qtr 1: 0; 2006 Qtr 2: 0; 2006 Qtr 3: 0; 2006 Qtr 4: 212.8937; 2007 Qtr 1: 0; 2007 Qtr 2: 0; 2007 Qtr 3: 0; 2007 Qtr 4: 0; 2008 Qtr 1: 0; 2008 Qtr 2: 0; 2008 Qtr 3: 0; 2008 Qtr 4: 0 | 212.8937
0 | 234331-Premium T8 with T12 40 Watt Baseline - Tr2 |  | 7 | Commercial | 01-ALC-AllCommercial-IntLight | 0 |  |  |  |  | 13.9591 | 9.8923 | 0 | 0 | 0 | 4.0668 | 31.1202 |  | kWh | 0.0096442 | -0.050965 | Commercial |  | Annual | [5 empty] | 11 | 0.96 |  |  |  | 0 | 21.8353 | 0 | 0 | 0 | 0 | 0 | 0 | 0 | 0 | 0 | 0 | 2006 Qtr 1: 0; 2006 Qtr 2: 0; 2006 Qtr 3: 0; 2006 Qtr 4: 21.8353; 2007 Qtr 1: 0; 2007 Qtr 2: 0; 2007 Qtr 3: 0; 2007 Qtr 4: 0; 2008 Qtr 1: 0; 2008 Qtr 2: 0; 2008 Qtr 3: 0; 2008 Qtr 4: 0 | 21.8353
0 | 234304-Lighting-Remove 4 Ft Lamp (De-Lamp) - Tr2 | COFL00AVDEL01 | 7 | Commercial | 01-ALC-AllCommercial-IntLight | 0 |  |  |  |  | 28.2538 | 12.3653 | 0 | 0 | 0 | 15.8885 | 100.2216 |  | kWh | 0.031059 | -0.16413 | Commercial |  | Annual | [5 empty] | 11 | 0.96 |  |  |  | 0 | 21.8353 | 0 | 0 | 0 | 0 | 0 | 0 | 0 | 0 | 0 | 0 | 2006 Qtr 1: 0; 2006 Qtr 2: 0; 2006 Qtr 3: 0; 2006 Qtr 4: 21.8353; 2007 Qtr 1: 0; 2007 Qtr 2: 0; 2007 Qtr 3: 0; 2007 Qtr 4: 0; 2008 Qtr 1: 0; 2008 Qtr 2: 0; 2008 Qtr 3: 0; 2008 Qtr 4: 0 | 21.8353
0 | 234331-Premium T8 with T12 40 Watt Baseline - Tr2 |  | 7 | Commercial | 01-ALC-AllCommercial-IntLight | 0 |  |  |  |  | 13.9591 | 9.8923 | 0 | 0 | 0 | 4.0668 | 39.8036 |  | kWh | 0.012793 | -0.065186 | Commercial |  | Annual | [5 empty] | 11 | 0.96 |  |  |  | 0 | 29.1137 | 0 | 0 | 0 | 0 | 0 | 0 | 0 | 0 | 0 | 0 | 2006 Qtr 1: 0; 2006 Qtr 2: 0; 2006 Qtr 3: 0; 2006 Qtr 4: 29.1137; 2007 Qtr 1: 0; 2007 Qtr 2: 0; 2007 Qtr 3: 0; 2007 Qtr 4: 0; 2008 Qtr 1: 0; 2008 Qtr 2: 0; 2008 Qtr 3: 0; 2008 Qtr 4: 0 | 29.1137
0 | 234304-Lighting-Remove 4 Ft Lamp (De-Lamp) - Tr2 | COFL00AVDEL01 | 7 | Commercial | 01-ALC-AllCommercial-IntLight | 0 |  |  |  |  | 28.2538 | 12.3653 | 0 | 0 | 0 | 15.8885 | 128.1864 |  | kWh | 0.0412 | -0.20993 | Commercial |  | Annual | [5 empty] | 11 | 0.96 |  |  |  | 0 | 29.1137 | 0 | 0 | 0 | 0 | 0 | 0 | 0 | 0 | 0 | 0 | 2006 Qtr 1: 0; 2006 Qtr 2: 0; 2006 Qtr 3: 0; 2006 Qtr 4: 29.1137; 2007 Qtr 1: 0; 2007 Qtr 2: 0; 2007 Qtr 3: 0; 2007 Qtr 4: 0; 2008 Qtr 1: 0; 2008 Qtr 2: 0; 2008 Qtr 3: 0; 2008 Qtr 4: 0 | 29.1137
0 | 234331-Premium T8 with T12 40 Watt Baseline - Tr2 |  | 7 | Commercial | 01-ALC-AllCommercial-IntLight | 0 |  |  |  |  | 13.9591 | 9.8923 | 0 | 0 | 0 | 4.0668 | 35.8564 |  | kWh | 0.010832 | -0.058721 | Commercial |  | Annual | [5 empty] | 11 | 0.96 |  |  |  | 0 | 58.2273 | 0 | 0 | 0 | 0 | 0 | 0 | 0 | 0 | 0 | 0 | 2006 Qtr 1: 0; 2006 Qtr 2: 0; 2006 Qtr 3: 0; 2006 Qtr 4: 58.2273; 2007 Qtr 1: 0; 2007 Qtr 2: 0; 2007 Qtr 3: 0; 2007 Qtr 4: 0; 2008 Qtr 1: 0; 2008 Qtr 2: 0; 2008 Qtr 3: 0; 2008 Qtr 4: 0 | 58.2273
0 | 234331-Premium T8 with T12 40 Watt Baseline - Tr2 |  | 10 | Commercial | 18-OFS-Office–Small-IntLight | 0 |  |  |  |  | 13.9591 | 9.8923 | 0 | 0 | 0 | 4.0668 | 32.724 |  | kWh | 0.0099299 | -0.017536 | Commercial |  | Annual | [5 empty] | 11 | 0.96 |  |  |  | 0 | 12.7372 | 0 | 0 | 0 | 0 | 0 | 0 | 0 | 0 | 0 | 0 | 2006 Qtr 1: 0; 2006 Qtr 2: 0; 2006 Qtr 3: 0; 2006 Qtr 4: 12.7372; 2007 Qtr 1: 0; 2007 Qtr 2: 0; 2007 Qtr 3: 0; 2007 Qtr 4: 0; 2008 Qtr 1: 0; 2008 Qtr 2: 0; 2008 Qtr 3: 0; 2008 Qtr 4: 0 | 12.7372
0 | 234304-Lighting-Remove 4 Ft Lamp (De-Lamp) - Tr2 | COFL00AVDEL01 | 10 | Commercial | 18-OFS-Office–Small-IntLight | 0 |  |  |  |  | 28.2538 | 12.3653 | 0 | 0 | 0 | 15.8885 | 105.3867 |  | kWh | 0.031979 | -0.056473 | Commercial |  | Annual | [5 empty] | 11 | 0.96 |  |  |  | 0 | 12.7372 | 0 | 0 | 0 | 0 | 0 | 0 | 0 | 0 | 0 | 0 | 2006 Qtr 1: 0; 2006 Qtr 2: 0; 2006 Qtr 3: 0; 2006 Qtr 4: 12.7372; 2007 Qtr 1: 0; 2007 Qtr 2: 0; 2007 Qtr 3: 0; 2007 Qtr 4: 0; 2008 Qtr 1: 0; 2008 Qtr 2: 0; 2008 Qtr 3: 0; 2008 Qtr 4: 0 | 12.7372
0 | 234207-Lighting-8 Ft T-8 with Elec Ballast-Tr1 |  | 10 | Commercial | 01-ALC-AllCommercial-IntLight | 0 |  |  |  |  | 35.7163 | 21.9828 | 0 | 0 | 0 | 13.7335 | 28.798 |  | kWh | 0.0086999 | -0.047162 | Commercial |  | Annual | [5 empty] | 11 | 0.96 |  |  |  | 0 | 30.9333 | 0 | 0 | 0 | 0 | 0 | 0 | 0 | 0 | 0 | 0 | 2006 Qtr 1: 0; 2006 Qtr 2: 0; 2006 Qtr 3: 0; 2006 Qtr 4: 30.9333; 2007 Qtr 1: 0; 2007 Qtr 2: 0; 2007 Qtr 3: 0; 2007 Qtr 4: 0; 2008 Qtr 1: 0; 2008 Qtr 2: 0; 2008 Qtr 3: 0; 2008 Qtr 4: 0 | 30.9333
0 | 234332-Premium T8 with T12 40 Watt Baseline - Tr3 |  | 10 | Commercial | 01-ALC-AllCommercial-IntLight | 0 |  |  |  |  | 13.9591 | 7.1444 | 0 | 0 | 0 | 6.8147 | 28.1797 |  | kWh | 0.008733 | -0.046149 | Commercial |  | Annual | [5 empty] | 11 | 0.96 |  |  |  | 0 | 27.2941 | 0 | 0 | 0 | 0 | 0 | 0 | 0 | 0 | 0 | 0 | 2006 Qtr 1: 0; 2006 Qtr 2: 0; 2006 Qtr 3: 0; 2006 Qtr 4: 27.2941; 2007 Qtr 1: 0; 2007 Qtr 2: 0; 2007 Qtr 3: 0; 2007 Qtr 4: 0; 2008 Qtr 1: 0; 2008 Qtr 2: 0; 2008 Qtr 3: 0; 2008 Qtr 4: 0 | 27.2941
0 | 234305-Lighting-Remove 4 Ft Lamp (De-Lamp) - Tr3 | COFL00AVDEL01 | 10 | Commercial | 01-ALC-AllCommercial-IntLight | 0 |  |  |  |  | 28.2538 | 8.7931 | 0 | 0 | 0 | 19.4607 | 100.2216 |  | kWh | 0.031059 | -0.16413 | Commercial |  | Annual | [5 empty] | 11 | 0.96 |  |  |  | 0 | 27.2941 | 0 | 0 | 0 | 0 | 0 | 0 | 0 | 0 | 0 | 0 | 2006 Qtr 1: 0; 2006 Qtr 2: 0; 2006 Qtr 3: 0; 2006 Qtr 4: 27.2941; 2007 Qtr 1: 0; 2007 Qtr 2: 0; 2007 Qtr 3: 0; 2007 Qtr 4: 0; 2008 Qtr 1: 0; 2008 Qtr 2: 0; 2008 Qtr 3: 0; 2008 Qtr 4: 0 | 27.2941
0 | 234331-Premium T8 with T12 40 Watt Baseline - Tr2 |  | 7 | Commercial | 01-ALC-AllCommercial-IntLight | 0 |  |  |  |  | 13.9591 | 9.8923 | 0 | 0 | 0 | 4.0668 | 35.8564 |  | kWh | 0.010832 | -0.058721 | Commercial |  | Annual | [5 empty] | 11 | 0.96 |  |  |  | 0 | 32.7529 | 0 | 0 | 0 | 0 | 0 | 0 | 0 | 0 | 0 | 0 | 2006 Qtr 1: 0; 2006 Qtr 2: 0; 2006 Qtr 3: 0; 2006 Qtr 4: 32.7529; 2007 Qtr 1: 0; 2007 Qtr 2: 0; 2007 Qtr 3: 0; 2007 Qtr 4: 0; 2008 Qtr 1: 0; 2008 Qtr 2: 0; 2008 Qtr 3: 0; 2008 Qtr 4: 0 | 32.7529
0 | 234304-Lighting-Remove 4 Ft Lamp (De-Lamp) - Tr2 | COFL00AVDEL01 | 7 | Commercial | 01-ALC-AllCommercial-IntLight | 0 |  |  |  |  | 28.2538 | 12.3653 | 0 | 0 | 0 | 15.8885 | 115.4744 |  | kWh | 0.034885 | -0.18911 | Commercial |  | Annual | [5 empty] | 11 | 0.96 |  |  |  | 0 | 32.7529 | 0 | 0 | 0 | 0 | 0 | 0 | 0 | 0 | 0 | 0 | 2006 Qtr 1: 0; 2006 Qtr 2: 0; 2006 Qtr 3: 0; 2006 Qtr 4: 32.7529; 2007 Qtr 1: 0; 2007 Qtr 2: 0; 2007 Qtr 3: 0; 2007 Qtr 4: 0; 2008 Qtr 1: 0; 2008 Qtr 2: 0; 2008 Qtr 3: 0; 2008 Qtr 4: 0 | 32.7529
0 | 234330-Premium T8 with T12 40 Watt Baseline - Tr1 |  | 10 | Commercial | 01-ALC-AllCommercial-IntLight | 0 |  |  |  |  | 13.9589 | 13.1897 | 0 | 0 | 0 | 0.76922 | 27.8282 |  | kWh | 0.0094846 | -0.045574 | Commercial |  | Annual | [5 empty] | 11 | 0.96 |  |  |  | 0 | 107.3567 | 0 | 0 | 0 | 0 | 0 | 0 | 0 | 0 | 0 | 0 | 2006 Qtr 1: 0; 2006 Qtr 2: 0; 2006 Qtr 3: 0; 2006 Qtr 4: 107.3567; 2007 Qtr 1: 0; 2007 Qtr 2: 0; 2007 Qtr 3: 0; 2007 Qtr 4: 0; 2008 Qtr 1: 0; 2008 Qtr 2: 0; 2008 Qtr 3: 0; 2008 Qtr 4: 0 | 107.3567
0 | 234303-Lighting-Remove 4 Ft Lamp (De-Lamp) - Tr1 | COFL00AVDEL01 | 10 | Commercial | 01-ALC-AllCommercial-IntLight | 0 |  |  |  |  | 28.2518 | 16.4871 | 0 | 0 | 0 | 11.7647 | 92.5345 |  | kWh | 0.031538 | -0.15154 | Commercial |  | Annual | [5 empty] | 11 | 0.96 |  |  |  | 0 | 107.3567 | 0 | 0 | 0 | 0 | 0 | 0 | 0 | 0 | 0 | 0 | 2006 Qtr 1: 0; 2006 Qtr 2: 0; 2006 Qtr 3: 0; 2006 Qtr 4: 107.3567; 2007 Qtr 1: 0; 2007 Qtr 2: 0; 2007 Qtr 3: 0; 2007 Qtr 4: 0; 2008 Qtr 1: 0; 2008 Qtr 2: 0; 2008 Qtr 3: 0; 2008 Qtr 4: 0 | 107.3567
0 | 234330-Premium T8 with T12 40 Watt Baseline - Tr1 |  | 10 | Commercial | 01-ALC-AllCommercial-IntLight | 0 |  |  |  |  | 13.9589 | 13.1897 | 0 | 0 | 0 | 0.76922 | 34.727 |  | kWh | 0.010491 | -0.056872 | Commercial |  | Annual | [5 empty] | 11 | 0.96 |  |  |  | 0 | 73.694 | 0 | 0 | 0 | 0 | 0 | 0 | 0 | 0 | 0 | 0 | 2006 Qtr 1: 0; 2006 Qtr 2: 0; 2006 Qtr 3: 0; 2006 Qtr 4: 73.694; 2007 Qtr 1: 0; 2007 Qtr 2: 0; 2007 Qtr 3: 0; 2007 Qtr 4: 0; 2008 Qtr 1: 0; 2008 Qtr 2: 0; 2008 Qtr 3: 0; 2008 Qtr 4: 0 | 73.694
0 | 234207-Lighting-8 Ft T-8 with Elec Ballast-Tr1 |  | 10 | Commercial | 01-ALC-AllCommercial-IntLight | 0 |  |  |  |  | 35.7163 | 21.9828 | 0 | 0 | 0 | 13.7335 | 28.798 |  | kWh | 0.0086999 | -0.047162 | Commercial |  | Annual | [5 empty] | 11 | 0.96 |  |  |  | 0 | 23.6549 | 0 | 0 | 0 | 0 | 0 | 0 | 0 | 0 | 0 | 0 | 2006 Qtr 1: 0; 2006 Qtr 2: 0; 2006 Qtr 3: 0; 2006 Qtr 4: 23.6549; 2007 Qtr 1: 0; 2007 Qtr 2: 0; 2007 Qtr 3: 0; 2007 Qtr 4: 0; 2008 Qtr 1: 0; 2008 Qtr 2: 0; 2008 Qtr 3: 0; 2008 Qtr 4: 0 | 23.6549
0 | 234303-Lighting-Remove 4 Ft Lamp (De-Lamp) - Tr1 | COFL00AVDEL01 | 10 | Commercial | 01-ALC-AllCommercial-IntLight | 0 |  |  |  |  | 28.2518 | 16.4871 | 0 | 0 | 0 | 11.7647 | 115.4744 |  | kWh | 0.034885 | -0.18911 | Commercial |  | Annual | [5 empty] | 11 | 0.96 |  |  |  | 0 | 63.6862 | 0 | 0 | 0 | 0 | 0 | 0 | 0 | 0 | 0 | 0 | 2006 Qtr 1: 0; 2006 Qtr 2: 0; 2006 Qtr 3: 0; 2006 Qtr 4: 63.6862; 2007 Qtr 1: 0; 2007 Qtr 2: 0; 2007 Qtr 3: 0; 2007 Qtr 4: 0; 2008 Qtr 1: 0; 2008 Qtr 2: 0; 2008 Qtr 3: 0; 2008 Qtr 4: 0 | 63.6862
0 | 234330-Premium T8 with T12 40 Watt Baseline - Tr1 |  | 10 | Commercial | 01-ALC-AllCommercial-IntLight | 0 |  |  |  |  | 13.9589 | 13.1897 | 0 | 0 | 0 | 0.76922 | 38.5499 |  | kWh | 0.01239 | -0.063133 | Commercial |  | Annual | [5 empty] | 11 | 0.96 |  |  |  | 0 | 50.9489 | 0 | 0 | 0 | 0 | 0 | 0 | 0 | 0 | 0 | 0 | 2006 Qtr 1: 0; 2006 Qtr 2: 0; 2006 Qtr 3: 0; 2006 Qtr 4: 50.9489; 2007 Qtr 1: 0; 2007 Qtr 2: 0; 2007 Qtr 3: 0; 2007 Qtr 4: 0; 2008 Qtr 1: 0; 2008 Qtr 2: 0; 2008 Qtr 3: 0; 2008 Qtr 4: 0 | 50.9489
0 | 234303-Lighting-Remove 4 Ft Lamp (De-Lamp) - Tr1 | COFL00AVDEL01 | 10 | Commercial | 01-ALC-AllCommercial-IntLight | 0 |  |  |  |  | 28.2518 | 16.4871 | 0 | 0 | 0 | 11.7647 | 128.1864 |  | kWh | 0.0412 | -0.20993 | Commercial |  | Annual | [5 empty] | 11 | 0.96 |  |  |  | 0 | 45.4901 | 0 | 0 | 0 | 0 | 0 | 0 | 0 | 0 | 0 | 0 | 2006 Qtr 1: 0; 2006 Qtr 2: 0; 2006 Qtr 3: 0; 2006 Qtr 4: 45.4901; 2007 Qtr 1: 0; 2007 Qtr 2: 0; 2007 Qtr 3: 0; 2007 Qtr 4: 0; 2008 Qtr 1: 0; 2008 Qtr 2: 0; 2008 Qtr 3: 0; 2008 Qtr 4: 0 | 45.4901
0 | 234330-Premium T8 with T12 40 Watt Baseline - Tr1 |  | 7 | Commercial | 01-ALC-AllCommercial-IntLight | 0 |  |  |  |  | 13.9589 | 13.1897 | 0 | 0 | 0 | 0.76922 | 38.5499 |  | kWh | 0.01239 | -0.063133 | Commercial |  | Annual | [5 empty] | 11 | 0.96 |  |  |  | 0 | 50.9489 | 0 | 0 | 0 | 0 | 0 | 0 | 0 | 0 | 0 | 0 | 2006 Qtr 1: 0; 2006 Qtr 2: 0; 2006 Qtr 3: 0; 2006 Qtr 4: 50.9489; 2007 Qtr 1: 0; 2007 Qtr 2: 0; 2007 Qtr 3: 0; 2007 Qtr 4: 0; 2008 Qtr 1: 0; 2008 Qtr 2: 0; 2008 Qtr 3: 0; 2008 Qtr 4: 0 | 50.9489
0 | 234331-Premium T8 with T12 40 Watt Baseline - Tr2 |  | 7 | Commercial | 01-ALC-AllCommercial-IntLight | 0 |  |  |  |  | 13.9591 | 9.8923 | 0 | 0 | 0 | 4.0668 | 35.8564 |  | kWh | 0.010832 | -0.058721 | Commercial |  | Annual | [5 empty] | 11 | 0.96 |  |  |  | 0 | 16.3764 | 0 | 0 | 0 | 0 | 0 | 0 | 0 | 0 | 0 | 0 | 2006 Qtr 1: 0; 2006 Qtr 2: 0; 2006 Qtr 3: 0; 2006 Qtr 4: 16.3764; 2007 Qtr 1: 0; 2007 Qtr 2: 0; 2007 Qtr 3: 0; 2007 Qtr 4: 0; 2008 Qtr 1: 0; 2008 Qtr 2: 0; 2008 Qtr 3: 0; 2008 Qtr 4: 0 | 16.3764
0 | 234304-Lighting-Remove 4 Ft Lamp (De-Lamp) - Tr2 | COFL00AVDEL01 | 7 | Commercial | 01-ALC-AllCommercial-IntLight | 0 |  |  |  |  | 28.2538 | 12.3653 | 0 | 0 | 0 | 15.8885 | 115.4744 |  | kWh | 0.034885 | -0.18911 | Commercial |  | Annual | [5 empty] | 11 | 0.96 |  |  |  | 0 | 16.3764 | 0 | 0 | 0 | 0 | 0 | 0 | 0 | 0 | 0 | 0 | 2006 Qtr 1: 0; 2006 Qtr 2: 0; 2006 Qtr 3: 0; 2006 Qtr 4: 16.3764; 2007 Qtr 1: 0; 2007 Qtr 2: 0; 2007 Qtr 3: 0; 2007 Qtr 4: 0; 2008 Qtr 1: 0; 2008 Qtr 2: 0; 2008 Qtr 3: 0; 2008 Qtr 4: 0 | 16.3764
0 | 234331-Premium T8 with T12 40 Watt Baseline - Tr2 |  | 7 | Commercial | 01-ALC-AllCommercial-IntLight | 0 |  |  |  |  | 13.9591 | 9.8923 | 0 | 0 | 0 | 4.0668 | 31.1202 |  | kWh | 0.0096442 | -0.050965 | Commercial |  | Annual | [5 empty] | 11 | 0.96 |  |  |  | 0 | 47.3097 | 0 | 0 | 0 | 0 | 0 | 0 | 0 | 0 | 0 | 0 | 2006 Qtr 1: 0; 2006 Qtr 2: 0; 2006 Qtr 3: 0; 2006 Qtr 4: 47.3097; 2007 Qtr 1: 0; 2007 Qtr 2: 0; 2007 Qtr 3: 0; 2007 Qtr 4: 0; 2008 Qtr 1: 0; 2008 Qtr 2: 0; 2008 Qtr 3: 0; 2008 Qtr 4: 0 | 47.3097
0 | 234304-Lighting-Remove 4 Ft Lamp (De-Lamp) - Tr2 | COFL00AVDEL01 | 7 | Commercial | 01-ALC-AllCommercial-IntLight | 0 |  |  |  |  | 28.2538 | 12.3653 | 0 | 0 | 0 | 15.8885 | 100.2216 |  | kWh | 0.031059 | -0.16413 | Commercial |  | Annual | [5 empty] | 11 | 0.96 |  |  |  | 0 | 47.3097 | 0 | 0 | 0 | 0 | 0 | 0 | 0 | 0 | 0 | 0 | 2006 Qtr 1: 0; 2006 Qtr 2: 0; 2006 Qtr 3: 0; 2006 Qtr 4: 47.3097; 2007 Qtr 1: 0; 2007 Qtr 2: 0; 2007 Qtr 3: 0; 2007 Qtr 4: 0; 2008 Qtr 1: 0; 2008 Qtr 2: 0; 2008 Qtr 3: 0; 2008 Qtr 4: 0 | 47.3097
0 | 234331-Premium T8 with T12 40 Watt Baseline - Tr2 |  | 7 | Commercial | 01-ALC-AllCommercial-IntLight | 0 |  |  |  |  | 13.9591 | 9.8923 | 0 | 0 | 0 | 4.0668 | 31.1202 |  | kWh | 0.0096442 | -0.050965 | Commercial |  | Annual | [5 empty] | 11 | 0.96 |  |  |  | 0 | 38.2117 | 0 | 0 | 0 | 0 | 0 | 0 | 0 | 0 | 0 | 0 | 2006 Qtr 1: 0; 2006 Qtr 2: 0; 2006 Qtr 3: 0; 2006 Qtr 4: 38.2117; 2007 Qtr 1: 0; 2007 Qtr 2: 0; 2007 Qtr 3: 0; 2007 Qtr 4: 0; 2008 Qtr 1: 0; 2008 Qtr 2: 0; 2008 Qtr 3: 0; 2008 Qtr 4: 0 | 38.2117
0 | 234304-Lighting-Remove 4 Ft Lamp (De-Lamp) - Tr2 | COFL00AVDEL01 | 7 | Commercial | 01-ALC-AllCommercial-IntLight | 0 |  |  |  |  | 28.2538 | 12.3653 | 0 | 0 | 0 | 15.8885 | 100.2216 |  | kWh | 0.031059 | -0.16413 | Commercial |  | Annual | [5 empty] | 11 | 0.96 |  |  |  | 0 | 38.2117 | 0 | 0 | 0 | 0 | 0 | 0 | 0 | 0 | 0 | 0 | 2006 Qtr 1: 0; 2006 Qtr 2: 0; 2006 Qtr 3: 0; 2006 Qtr 4: 38.2117; 2007 Qtr 1: 0; 2007 Qtr 2: 0; 2007 Qtr 3: 0; 2007 Qtr 4: 0; 2008 Qtr 1: 0; 2008 Qtr 2: 0; 2008 Qtr 3: 0; 2008 Qtr 4: 0 | 38.2117
0 | 234330-Premium T8 with T12 40 Watt Baseline - Tr1 |  | 7 | Commercial | 01-ALC-AllCommercial-IntLight | 0 |  |  |  |  | 13.9589 | 13.1897 | 0 | 0 | 0 | 0.76922 | 30.14 |  | kWh | 0.0093405 | -0.04936 | Commercial |  | Annual | [5 empty] | 11 | 0.96 |  |  |  | 0 | 85.5214 | 0 | 0 | 0 | 0 | 0 | 0 | 0 | 0 | 0 | 0 | 2006 Qtr 1: 0; 2006 Qtr 2: 0; 2006 Qtr 3: 0; 2006 Qtr 4: 85.5214; 2007 Qtr 1: 0; 2007 Qtr 2: 0; 2007 Qtr 3: 0; 2007 Qtr 4: 0; 2008 Qtr 1: 0; 2008 Qtr 2: 0; 2008 Qtr 3: 0; 2008 Qtr 4: 0 | 85.5214
0 | 234303-Lighting-Remove 4 Ft Lamp (De-Lamp) - Tr1 | COFL00AVDEL01 | 7 | Commercial | 01-ALC-AllCommercial-IntLight | 0 |  |  |  |  | 28.2518 | 16.4871 | 0 | 0 | 0 | 11.7647 | 100.2216 |  | kWh | 0.031059 | -0.16413 | Commercial |  | Annual | [5 empty] | 11 | 0.96 |  |  |  | 0 | 74.6038 | 0 | 0 | 0 | 0 | 0 | 0 | 0 | 0 | 0 | 0 | 2006 Qtr 1: 0; 2006 Qtr 2: 0; 2006 Qtr 3: 0; 2006 Qtr 4: 74.6038; 2007 Qtr 1: 0; 2007 Qtr 2: 0; 2007 Qtr 3: 0; 2007 Qtr 4: 0; 2008 Qtr 1: 0; 2008 Qtr 2: 0; 2008 Qtr 3: 0; 2008 Qtr 4: 0 | 74.6038
0 | 234330-Premium T8 with T12 40 Watt Baseline - Tr1 |  | 10 | Commercial | 01-ALC-AllCommercial-IntLight | 0 |  |  |  |  | 13.9589 | 13.1897 | 0 | 0 | 0 | 0.76922 | 40.547 |  | kWh | 0.0073476 | -0.066403 | Commercial |  | Annual | [5 empty] | 11 | 0.96 |  |  |  | 0 | 21.8353 | 0 | 0 | 0 | 0 | 0 | 0 | 0 | 0 | 0 | 0 | 2006 Qtr 1: 0; 2006 Qtr 2: 0; 2006 Qtr 3: 0; 2006 Qtr 4: 21.8353; 2007 Qtr 1: 0; 2007 Qtr 2: 0; 2007 Qtr 3: 0; 2007 Qtr 4: 0; 2008 Qtr 1: 0; 2008 Qtr 2: 0; 2008 Qtr 3: 0; 2008 Qtr 4: 0 | 21.8353
0 | 234303-Lighting-Remove 4 Ft Lamp (De-Lamp) - Tr1 | COFL00AVDEL01 | 10 | Commercial | 01-ALC-AllCommercial-IntLight | 0 |  |  |  |  | 28.2518 | 16.4871 | 0 | 0 | 0 | 11.7647 | 134.827 |  | kWh | 0.024432 | -0.2208 | Commercial |  | Annual | [5 empty] | 11 | 0.96 |  |  |  | 0 | 21.8353 | 0 | 0 | 0 | 0 | 0 | 0 | 0 | 0 | 0 | 0 | 2006 Qtr 1: 0; 2006 Qtr 2: 0; 2006 Qtr 3: 0; 2006 Qtr 4: 21.8353; 2007 Qtr 1: 0; 2007 Qtr 2: 0; 2007 Qtr 3: 0; 2007 Qtr 4: 0; 2008 Qtr 1: 0; 2008 Qtr 2: 0; 2008 Qtr 3: 0; 2008 Qtr 4: 0 | 21.8353
0 | 234331-Premium T8 with T12 40 Watt Baseline - Tr2 |  | 7 | Commercial | 01-ALC-AllCommercial-IntLight | 0 |  |  |  |  | 13.9591 | 9.8923 | 0 | 0 | 0 | 4.0668 | 50.7543 |  | kWh | 0.010192 | -0.083119 | Commercial |  | Annual | [5 empty] | 11 | 0.96 |  |  |  | 0 | 23.6549 | 0 | 0 | 0 | 0 | 0 | 0 | 0 | 0 | 0 | 0 | 2006 Qtr 1: 0; 2006 Qtr 2: 0; 2006 Qtr 3: 0; 2006 Qtr 4: 23.6549; 2007 Qtr 1: 0; 2007 Qtr 2: 0; 2007 Qtr 3: 0; 2007 Qtr 4: 0; 2008 Qtr 1: 0; 2008 Qtr 2: 0; 2008 Qtr 3: 0; 2008 Qtr 4: 0 | 23.6549
0 | 234304-Lighting-Remove 4 Ft Lamp (De-Lamp) - Tr2 | COFL00AVDEL01 | 7 | Commercial | 01-ALC-AllCommercial-IntLight | 0 |  |  |  |  | 28.2538 | 12.3653 | 0 | 0 | 0 | 15.8885 | 163.4528 |  | kWh | 0.032823 | -0.26768 | Commercial |  | Annual | [5 empty] | 11 | 0.96 |  |  |  | 0 | 18.196 | 0 | 0 | 0 | 0 | 0 | 0 | 0 | 0 | 0 | 0 | 2006 Qtr 1: 0; 2006 Qtr 2: 0; 2006 Qtr 3: 0; 2006 Qtr 4: 18.196; 2007 Qtr 1: 0; 2007 Qtr 2: 0; 2007 Qtr 3: 0; 2007 Qtr 4: 0; 2008 Qtr 1: 0; 2008 Qtr 2: 0; 2008 Qtr 3: 0; 2008 Qtr 4: 0 | 18.196
0 | 234330-Premium T8 with T12 40 Watt Baseline - Tr1 |  | 10 | Commercial | 01-ALC-AllCommercial-IntLight | 0 |  |  |  |  | 13.9589 | 13.1897 | 0 | 0 | 0 | 0.76922 | 40.547 |  | kWh | 0.0073476 | -0.066403 | Commercial |  | Annual | [5 empty] | 11 | 0.96 |  |  |  | 0 | 25.4745 | 0 | 0 | 0 | 0 | 0 | 0 | 0 | 0 | 0 | 0 | 2006 Qtr 1: 0; 2006 Qtr 2: 0; 2006 Qtr 3: 0; 2006 Qtr 4: 25.4745; 2007 Qtr 1: 0; 2007 Qtr 2: 0; 2007 Qtr 3: 0; 2007 Qtr 4: 0; 2008 Qtr 1: 0; 2008 Qtr 2: 0; 2008 Qtr 3: 0; 2008 Qtr 4: 0 | 25.4745
0 | 234303-Lighting-Remove 4 Ft Lamp (De-Lamp) - Tr1 | COFL00AVDEL01 | 10 | Commercial | 01-ALC-AllCommercial-IntLight | 0 |  |  |  |  | 28.2518 | 16.4871 | 0 | 0 | 0 | 11.7647 | 134.827 |  | kWh | 0.024432 | -0.2208 | Commercial |  | Annual | [5 empty] | 11 | 0.96 |  |  |  | 0 | 25.4745 | 0 | 0 | 0 | 0 | 0 | 0 | 0 | 0 | 0 | 0 | 2006 Qtr 1: 0; 2006 Qtr 2: 0; 2006 Qtr 3: 0; 2006 Qtr 4: 25.4745; 2007 Qtr 1: 0; 2007 Qtr 2: 0; 2007 Qtr 3: 0; 2007 Qtr 4: 0; 2008 Qtr 1: 0; 2008 Qtr 2: 0; 2008 Qtr 3: 0; 2008 Qtr 4: 0 | 25.4745
0 | 234330-Premium T8 with T12 40 Watt Baseline - Tr1 |  | 7 | Commercial | 01-ALC-AllCommercial-IntLight | 0 |  |  |  |  | 13.9589 | 13.1897 | 0 | 0 | 0 | 0.76922 | 65.4159 |  | kWh | 0.012906 | -0.10713 | Commercial |  | Annual | [5 empty] | 11 | 0.96 |  |  |  | 0 | 103.7174 | 0 | 0 | 0 | 0 | 0 | 0 | 0 | 0 | 0 | 0 | 2006 Qtr 1: 0; 2006 Qtr 2: 0; 2006 Qtr 3: 0; 2006 Qtr 4: 103.7174; 2007 Qtr 1: 0; 2007 Qtr 2: 0; 2007 Qtr 3: 0; 2007 Qtr 4: 0; 2008 Qtr 1: 0; 2008 Qtr 2: 0; 2008 Qtr 3: 0; 2008 Qtr 4: 0 | 103.7174
0 | 234331-Premium T8 with T12 40 Watt Baseline - Tr2 |  | 7 | Commercial | 01-ALC-AllCommercial-IntLight | 0 |  |  |  |  | 13.9591 | 9.8923 | 0 | 0 | 0 | 4.0668 | 39.8036 |  | kWh | 0.012793 | -0.065186 | Commercial |  | Annual | [5 empty] | 11 | 0.96 |  |  |  | 0 | 21.8353 | 0 | 0 | 0 | 0 | 0 | 0 | 0 | 0 | 0 | 0 | 2006 Qtr 1: 0; 2006 Qtr 2: 0; 2006 Qtr 3: 0; 2006 Qtr 4: 21.8353; 2007 Qtr 1: 0; 2007 Qtr 2: 0; 2007 Qtr 3: 0; 2007 Qtr 4: 0; 2008 Qtr 1: 0; 2008 Qtr 2: 0; 2008 Qtr 3: 0; 2008 Qtr 4: 0 | 21.8353
0 | 234304-Lighting-Remove 4 Ft Lamp (De-Lamp) - Tr2 | COFL00AVDEL01 | 7 | Commercial | 01-ALC-AllCommercial-IntLight | 0 |  |  |  |  | 28.2538 | 12.3653 | 0 | 0 | 0 | 15.8885 | 128.1864 |  | kWh | 0.0412 | -0.20993 | Commercial |  | Annual | [5 empty] | 11 | 0.96 |  |  |  | 0 | 21.8353 | 0 | 0 | 0 | 0 | 0 | 0 | 0 | 0 | 0 | 0 | 2006 Qtr 1: 0; 2006 Qtr 2: 0; 2006 Qtr 3: 0; 2006 Qtr 4: 21.8353; 2007 Qtr 1: 0; 2007 Qtr 2: 0; 2007 Qtr 3: 0; 2007 Qtr 4: 0; 2008 Qtr 1: 0; 2008 Qtr 2: 0; 2008 Qtr 3: 0; 2008 Qtr 4: 0 | 21.8353
0 | 234330-Premium T8 with T12 40 Watt Baseline - Tr1 |  | 10 | Commercial | 14-MLI-Manufacturing–LightIndustry-LIGHT | 0 |  |  |  |  | 13.9589 | 13.1897 | 0 | 0 | 0 | 0.76922 | 30.5262 |  | kWh | 0.0093078 | -0.046284 | Commercial |  | Annual | [5 empty] | 11 | 0.96 |  |  |  | 0 | 12.7372 | 0 | 0 | 0 | 0 | 0 | 0 | 0 | 0 | 0 | 0 | 2006 Qtr 1: 0; 2006 Qtr 2: 0; 2006 Qtr 3: 0; 2006 Qtr 4: 12.7372; 2007 Qtr 1: 0; 2007 Qtr 2: 0; 2007 Qtr 3: 0; 2007 Qtr 4: 0; 2008 Qtr 1: 0; 2008 Qtr 2: 0; 2008 Qtr 3: 0; 2008 Qtr 4: 0 | 12.7372
0 | 234330-Premium T8 with T12 40 Watt Baseline - Tr1 |  | 10 | Commercial | 01-ALC-AllCommercial-IntLight | 0 |  |  |  |  | 13.9589 | 13.1897 | 0 | 0 | 0 | 0.76922 | 30.7169 |  | kWh | 0.010859 | -0.12679 | Commercial |  | Annual | [5 empty] | 11 | 0.96 |  |  |  | 0 | 100.0782 | 0 | 0 | 0 | 0 | 0 | 0 | 0 | 0 | 0 | 0 | 2006 Qtr 1: 0; 2006 Qtr 2: 0; 2006 Qtr 3: 0; 2006 Qtr 4: 100.0782; 2007 Qtr 1: 0; 2007 Qtr 2: 0; 2007 Qtr 3: 0; 2007 Qtr 4: 0; 2008 Qtr 1: 0; 2008 Qtr 2: 0; 2008 Qtr 3: 0; 2008 Qtr 4: 0 | 100.0782
0 | 234330-Premium T8 with T12 40 Watt Baseline - Tr1 |  | 10 | Commercial | 01-ALC-AllCommercial-IntLight | 0 |  |  |  |  | 13.9589 | 13.1897 | 0 | 0 | 0 | 0.76922 | 65.4159 |  | kWh | 0.012906 | -0.10713 | Commercial |  | Annual | [5 empty] | 11 | 0.96 |  |  |  | 0 | 32.7529 | 0 | 0 | 0 | 0 | 0 | 0 | 0 | 0 | 0 | 0 | 2006 Qtr 1: 0; 2006 Qtr 2: 0; 2006 Qtr 3: 0; 2006 Qtr 4: 32.7529; 2007 Qtr 1: 0; 2007 Qtr 2: 0; 2007 Qtr 3: 0; 2007 Qtr 4: 0; 2008 Qtr 1: 0; 2008 Qtr 2: 0; 2008 Qtr 3: 0; 2008 Qtr 4: 0 | 32.7529
0 | 234330-Premium T8 with T12 40 Watt Baseline - Tr1 |  | 10 | Commercial | 01-ALC-AllCommercial-IntLight | 0 |  |  |  |  | 13.9589 | 13.1897 | 0 | 0 | 0 | 0.76922 | 65.4159 |  | kWh | 0.012906 | -0.10713 | Commercial |  | Annual | [5 empty] | 11 | 0.96 |  |  |  | 0 | 32.7529 | 0 | 0 | 0 | 0 | 0 | 0 | 0 | 0 | 0 | 0 | 2006 Qtr 1: 0; 2006 Qtr 2: 0; 2006 Qtr 3: 0; 2006 Qtr 4: 32.7529; 2007 Qtr 1: 0; 2007 Qtr 2: 0; 2007 Qtr 3: 0; 2007 Qtr 4: 0; 2008 Qtr 1: 0; 2008 Qtr 2: 0; 2008 Qtr 3: 0; 2008 Qtr 4: 0 | 32.7529
0 | 234331-Premium T8 with T12 40 Watt Baseline - Tr2 |  | 7 | Commercial | 01-ALC-AllCommercial-IntLight | 0 |  |  |  |  | 13.9591 | 9.8923 | 0 | 0 | 0 | 4.0668 | 39.8036 |  | kWh | 0.012793 | -0.065186 | Commercial |  | Annual | [5 empty] | 11 | 0.96 |  |  |  | 0 | 58.2273 | 0 | 0 | 0 | 0 | 0 | 0 | 0 | 0 | 0 | 0 | 2006 Qtr 1: 0; 2006 Qtr 2: 0; 2006 Qtr 3: 0; 2006 Qtr 4: 58.2273; 2007 Qtr 1: 0; 2007 Qtr 2: 0; 2007 Qtr 3: 0; 2007 Qtr 4: 0; 2008 Qtr 1: 0; 2008 Qtr 2: 0; 2008 Qtr 3: 0; 2008 Qtr 4: 0 | 58.2273
0 | 234304-Lighting-Remove 4 Ft Lamp (De-Lamp) - Tr2 | COFL00AVDEL01 | 7 | Commercial | 01-ALC-AllCommercial-IntLight | 0 |  |  |  |  | 28.2538 | 12.3653 | 0 | 0 | 0 | 15.8885 | 128.1864 |  | kWh | 0.0412 | -0.20993 | Commercial |  | Annual | [5 empty] | 11 | 0.96 |  |  |  | 0 | 58.2273 | 0 | 0 | 0 | 0 | 0 | 0 | 0 | 0 | 0 | 0 | 2006 Qtr 1: 0; 2006 Qtr 2: 0; 2006 Qtr 3: 0; 2006 Qtr 4: 58.2273; 2007 Qtr 1: 0; 2007 Qtr 2: 0; 2007 Qtr 3: 0; 2007 Qtr 4: 0; 2008 Qtr 1: 0; 2008 Qtr 2: 0; 2008 Qtr 3: 0; 2008 Qtr 4: 0 | 58.2273
0 | 234331-Premium T8 with T12 40 Watt Baseline - Tr2 |  | 7 | Commercial | 01-ALC-AllCommercial-IntLight | 0 |  |  |  |  | 13.9591 | 9.8923 | 0 | 0 | 0 | 4.0668 | 39.8036 |  | kWh | 0.012793 | -0.065186 | Commercial |  | Annual | [5 empty] | 11 | 0.96 |  |  |  | 0 | 16.3764 | 0 | 0 | 0 | 0 | 0 | 0 | 0 | 0 | 0 | 0 | 2006 Qtr 1: 0; 2006 Qtr 2: 0; 2006 Qtr 3: 0; 2006 Qtr 4: 16.3764; 2007 Qtr 1: 0; 2007 Qtr 2: 0; 2007 Qtr 3: 0; 2007 Qtr 4: 0; 2008 Qtr 1: 0; 2008 Qtr 2: 0; 2008 Qtr 3: 0; 2008 Qtr 4: 0 | 16.3764
0 | 234304-Lighting-Remove 4 Ft Lamp (De-Lamp) - Tr2 | COFL00AVDEL01 | 7 | Commercial | 01-ALC-AllCommercial-IntLight | 0 |  |  |  |  | 28.2538 | 12.3653 | 0 | 0 | 0 | 15.8885 | 128.1864 |  | kWh | 0.0412 | -0.20993 | Commercial |  | Annual | [5 empty] | 11 | 0.96 |  |  |  | 0 | 16.3764 | 0 | 0 | 0 | 0 | 0 | 0 | 0 | 0 | 0 | 0 | 2006 Qtr 1: 0; 2006 Qtr 2: 0; 2006 Qtr 3: 0; 2006 Qtr 4: 16.3764; 2007 Qtr 1: 0; 2007 Qtr 2: 0; 2007 Qtr 3: 0; 2007 Qtr 4: 0; 2008 Qtr 1: 0; 2008 Qtr 2: 0; 2008 Qtr 3: 0; 2008 Qtr 4: 0 | 16.3764
0 | 234331-Premium T8 with T12 40 Watt Baseline - Tr2 |  | 7 | Commercial | 01-ALC-AllCommercial-IntLight | 0 |  |  |  |  | 13.9591 | 9.8923 | 0 | 0 | 0 | 4.0668 | 34.3437 |  | kWh | 0.0098138 | -0.056244 | Commercial |  | Annual | [5 empty] | 11 | 0.96 |  |  |  | 0 | 10.9176 | 0 | 0 | 0 | 0 | 0 | 0 | 0 | 0 | 0 | 0 | 2006 Qtr 1: 0; 2006 Qtr 2: 0; 2006 Qtr 3: 0; 2006 Qtr 4: 10.9176; 2007 Qtr 1: 0; 2007 Qtr 2: 0; 2007 Qtr 3: 0; 2007 Qtr 4: 0; 2008 Qtr 1: 0; 2008 Qtr 2: 0; 2008 Qtr 3: 0; 2008 Qtr 4: 0 | 10.9176
0 | 234304-Lighting-Remove 4 Ft Lamp (De-Lamp) - Tr2 | COFL00AVDEL01 | 7 | Commercial | 01-ALC-AllCommercial-IntLight | 0 |  |  |  |  | 28.2538 | 12.3653 | 0 | 0 | 0 | 15.8885 | 110.603 |  | kWh | 0.031605 | -0.18113 | Commercial |  | Annual | [5 empty] | 11 | 0.96 |  |  |  | 0 | 10.9176 | 0 | 0 | 0 | 0 | 0 | 0 | 0 | 0 | 0 | 0 | 2006 Qtr 1: 0; 2006 Qtr 2: 0; 2006 Qtr 3: 0; 2006 Qtr 4: 10.9176; 2007 Qtr 1: 0; 2007 Qtr 2: 0; 2007 Qtr 3: 0; 2007 Qtr 4: 0; 2008 Qtr 1: 0; 2008 Qtr 2: 0; 2008 Qtr 3: 0; 2008 Qtr 4: 0 | 10.9176
0 | 234331-Premium T8 with T12 40 Watt Baseline - Tr2 |  | 7 | Commercial | 14-MLI-Manufacturing–LightIndustry-LIGHT | 0 |  |  |  |  | 13.9591 | 9.8923 | 0 | 0 | 0 | 4.0668 | 31.1146 |  | kWh | 0.0096152 | -0.040228 | Commercial |  | Annual | [5 empty] | 11 | 0.96 |  |  |  | 0 | 21.8353 | 0 | 0 | 0 | 0 | 0 | 0 | 0 | 0 | 0 | 0 | 2006 Qtr 1: 0; 2006 Qtr 2: 0; 2006 Qtr 3: 0; 2006 Qtr 4: 21.8353; 2007 Qtr 1: 0; 2007 Qtr 2: 0; 2007 Qtr 3: 0; 2007 Qtr 4: 0; 2008 Qtr 1: 0; 2008 Qtr 2: 0; 2008 Qtr 3: 0; 2008 Qtr 4: 0 | 21.8353
0 | 234304-Lighting-Remove 4 Ft Lamp (De-Lamp) - Tr2 | COFL00AVDEL01 | 7 | Commercial | 14-MLI-Manufacturing–LightIndustry-LIGHT | 0 |  |  |  |  | 28.2538 | 12.3653 | 0 | 0 | 0 | 15.8885 | 100.2037 |  | kWh | 0.030965 | -0.12955 | Commercial |  | Annual | [5 empty] | 11 | 0.96 |  |  |  | 0 | 21.8353 | 0 | 0 | 0 | 0 | 0 | 0 | 0 | 0 | 0 | 0 | 2006 Qtr 1: 0; 2006 Qtr 2: 0; 2006 Qtr 3: 0; 2006 Qtr 4: 21.8353; 2007 Qtr 1: 0; 2007 Qtr 2: 0; 2007 Qtr 3: 0; 2007 Qtr 4: 0; 2008 Qtr 1: 0; 2008 Qtr 2: 0; 2008 Qtr 3: 0; 2008 Qtr 4: 0 | 21.8353
0 | 234331-Premium T8 with T12 40 Watt Baseline - Tr2 |  | 7 | Commercial | 14-MLI-Manufacturing–LightIndustry-LIGHT | 0 |  |  |  |  | 13.9591 | 9.8923 | 0 | 0 | 0 | 4.0668 | 31.1146 |  | kWh | 0.0096152 | -0.040228 | Commercial |  | Annual | [5 empty] | 11 | 0.96 |  |  |  | 0 | 7.2784 | 0 | 0 | 0 | 0 | 0 | 0 | 0 | 0 | 0 | 0 | 2006 Qtr 1: 0; 2006 Qtr 2: 0; 2006 Qtr 3: 0; 2006 Qtr 4: 7.2784; 2007 Qtr 1: 0; 2007 Qtr 2: 0; 2007 Qtr 3: 0; 2007 Qtr 4: 0; 2008 Qtr 1: 0; 2008 Qtr 2: 0; 2008 Qtr 3: 0; 2008 Qtr 4: 0 | 7.2784
0 | 234304-Lighting-Remove 4 Ft Lamp (De-Lamp) - Tr2 | COFL00AVDEL01 | 7 | Commercial | 14-MLI-Manufacturing–LightIndustry-LIGHT | 0 |  |  |  |  | 28.2538 | 12.3653 | 0 | 0 | 0 | 15.8885 | 100.2037 |  | kWh | 0.030965 | -0.12955 | Commercial |  | Annual | [5 empty] | 11 | 0.96 |  |  |  | 0 | 7.2784 | 0 | 0 | 0 | 0 | 0 | 0 | 0 | 0 | 0 | 0 | 2006 Qtr 1: 0; 2006 Qtr 2: 0; 2006 Qtr 3: 0; 2006 Qtr 4: 7.2784; 2007 Qtr 1: 0; 2007 Qtr 2: 0; 2007 Qtr 3: 0; 2007 Qtr 4: 0; 2008 Qtr 1: 0; 2008 Qtr 2: 0; 2008 Qtr 3: 0; 2008 Qtr 4: 0 | 7.2784
0 | 234332-Premium T8 with T12 40 Watt Baseline - Tr3 |  | 10 | Commercial | 01-ALC-AllCommercial-IntLight | 0 |  |  |  |  | 13.9591 | 7.1444 | 0 | 0 | 0 | 6.8147 | 28.1797 |  | kWh | 0.008733 | -0.046149 | Commercial |  | Annual | [5 empty] | 11 | 0.96 |  |  |  | 0 | 9.098 | 0 | 0 | 0 | 0 | 0 | 0 | 0 | 0 | 0 | 0 | 2006 Qtr 1: 0; 2006 Qtr 2: 0; 2006 Qtr 3: 0; 2006 Qtr 4: 9.098; 2007 Qtr 1: 0; 2007 Qtr 2: 0; 2007 Qtr 3: 0; 2007 Qtr 4: 0; 2008 Qtr 1: 0; 2008 Qtr 2: 0; 2008 Qtr 3: 0; 2008 Qtr 4: 0 | 9.098
0 | 234305-Lighting-Remove 4 Ft Lamp (De-Lamp) - Tr3 | COFL00AVDEL01 | 10 | Commercial | 01-ALC-AllCommercial-IntLight | 0 |  |  |  |  | 28.2538 | 8.7931 | 0 | 0 | 0 | 19.4607 | 100.2216 |  | kWh | 0.031059 | -0.16413 | Commercial |  | Annual | [5 empty] | 11 | 0.96 |  |  |  | 0 | 9.098 | 0 | 0 | 0 | 0 | 0 | 0 | 0 | 0 | 0 | 0 | 2006 Qtr 1: 0; 2006 Qtr 2: 0; 2006 Qtr 3: 0; 2006 Qtr 4: 9.098; 2007 Qtr 1: 0; 2007 Qtr 2: 0; 2007 Qtr 3: 0; 2007 Qtr 4: 0; 2008 Qtr 1: 0; 2008 Qtr 2: 0; 2008 Qtr 3: 0; 2008 Qtr 4: 0 | 9.098
0 | 234331-Premium T8 with T12 40 Watt Baseline - Tr2 |  | 7 | Commercial | 01-ALC-AllCommercial-IntLight | 0 |  |  |  |  | 13.9591 | 9.8923 | 0 | 0 | 0 | 4.0668 | 41.8656 |  | kWh | 0.0075865 | -0.068563 | Commercial |  | Annual | [5 empty] | 11 | 0.96 |  |  |  | 0 | 10.9176 | 0 | 0 | 0 | 0 | 0 | 0 | 0 | 0 | 0 | 0 | 2006 Qtr 1: 0; 2006 Qtr 2: 0; 2006 Qtr 3: 0; 2006 Qtr 4: 10.9176; 2007 Qtr 1: 0; 2007 Qtr 2: 0; 2007 Qtr 3: 0; 2007 Qtr 4: 0; 2008 Qtr 1: 0; 2008 Qtr 2: 0; 2008 Qtr 3: 0; 2008 Qtr 4: 0 | 10.9176
0 | 234304-Lighting-Remove 4 Ft Lamp (De-Lamp) - Tr2 | COFL00AVDEL01 | 7 | Commercial | 01-ALC-AllCommercial-IntLight | 0 |  |  |  |  | 28.2538 | 12.3653 | 0 | 0 | 0 | 15.8885 | 134.827 |  | kWh | 0.024432 | -0.2208 | Commercial |  | Annual | [5 empty] | 11 | 0.96 |  |  |  | 0 | 10.9176 | 0 | 0 | 0 | 0 | 0 | 0 | 0 | 0 | 0 | 0 | 2006 Qtr 1: 0; 2006 Qtr 2: 0; 2006 Qtr 3: 0; 2006 Qtr 4: 10.9176; 2007 Qtr 1: 0; 2007 Qtr 2: 0; 2007 Qtr 3: 0; 2007 Qtr 4: 0; 2008 Qtr 1: 0; 2008 Qtr 2: 0; 2008 Qtr 3: 0; 2008 Qtr 4: 0 | 10.9176
0 | 234331-Premium T8 with T12 40 Watt Baseline - Tr2 |  | 7 | Commercial | 01-ALC-AllCommercial-IntLight | 0 |  |  |  |  | 13.9591 | 9.8923 | 0 | 0 | 0 | 4.0668 | 39.8036 |  | kWh | 0.012793 | -0.065186 | Commercial |  | Annual | [5 empty] | 11 | 0.96 |  |  |  | 0 | 18.196 | 0 | 0 | 0 | 0 | 0 | 0 | 0 | 0 | 0 | 0 | 2006 Qtr 1: 0; 2006 Qtr 2: 0; 2006 Qtr 3: 0; 2006 Qtr 4: 18.196; 2007 Qtr 1: 0; 2007 Qtr 2: 0; 2007 Qtr 3: 0; 2007 Qtr 4: 0; 2008 Qtr 1: 0; 2008 Qtr 2: 0; 2008 Qtr 3: 0; 2008 Qtr 4: 0 | 18.196
0 | 234304-Lighting-Remove 4 Ft Lamp (De-Lamp) - Tr2 | COFL00AVDEL01 | 7 | Commercial | 01-ALC-AllCommercial-IntLight | 0 |  |  |  |  | 28.2538 | 12.3653 | 0 | 0 | 0 | 15.8885 | 128.1864 |  | kWh | 0.0412 | -0.20993 | Commercial |  | Annual | [5 empty] | 11 | 0.96 |  |  |  | 0 | 18.196 | 0 | 0 | 0 | 0 | 0 | 0 | 0 | 0 | 0 | 0 | 2006 Qtr 1: 0; 2006 Qtr 2: 0; 2006 Qtr 3: 0; 2006 Qtr 4: 18.196; 2007 Qtr 1: 0; 2007 Qtr 2: 0; 2007 Qtr 3: 0; 2007 Qtr 4: 0; 2008 Qtr 1: 0; 2008 Qtr 2: 0; 2008 Qtr 3: 0; 2008 Qtr 4: 0 | 18.196
0 | 234331-Premium T8 with T12 40 Watt Baseline - Tr2 |  | 7 | Commercial | 01-ALC-AllCommercial-IntLight | 0 |  |  |  |  | 13.9591 | 9.8923 | 0 | 0 | 0 | 4.0668 | 31.1202 |  | kWh | 0.0096442 | -0.050965 | Commercial |  | Annual | [5 empty] | 11 | 0.96 |  |  |  | 0 | 18.196 | 0 | 0 | 0 | 0 | 0 | 0 | 0 | 0 | 0 | 0 | 2006 Qtr 1: 0; 2006 Qtr 2: 0; 2006 Qtr 3: 0; 2006 Qtr 4: 18.196; 2007 Qtr 1: 0; 2007 Qtr 2: 0; 2007 Qtr 3: 0; 2007 Qtr 4: 0; 2008 Qtr 1: 0; 2008 Qtr 2: 0; 2008 Qtr 3: 0; 2008 Qtr 4: 0 | 18.196
0 | 234304-Lighting-Remove 4 Ft Lamp (De-Lamp) - Tr2 | COFL00AVDEL01 | 7 | Commercial | 01-ALC-AllCommercial-IntLight | 0 |  |  |  |  | 28.2538 | 12.3653 | 0 | 0 | 0 | 15.8885 | 100.2216 |  | kWh | 0.031059 | -0.16413 | Commercial |  | Annual | [5 empty] | 11 | 0.96 |  |  |  | 0 | 18.196 | 0 | 0 | 0 | 0 | 0 | 0 | 0 | 0 | 0 | 0 | 2006 Qtr 1: 0; 2006 Qtr 2: 0; 2006 Qtr 3: 0; 2006 Qtr 4: 18.196; 2007 Qtr 1: 0; 2007 Qtr 2: 0; 2007 Qtr 3: 0; 2007 Qtr 4: 0; 2008 Qtr 1: 0; 2008 Qtr 2: 0; 2008 Qtr 3: 0; 2008 Qtr 4: 0 | 18.196
0 | 234331-Premium T8 with T12 40 Watt Baseline - Tr2 |  | 7 | Commercial | 01-ALC-AllCommercial-IntLight | 0 |  |  |  |  | 13.9591 | 9.8923 | 0 | 0 | 0 | 4.0668 | 31.1202 |  | kWh | 0.0096442 | -0.050965 | Commercial |  | Annual | [5 empty] | 11 | 0.96 |  |  |  | 0 | 14.5568 | 0 | 0 | 0 | 0 | 0 | 0 | 0 | 0 | 0 | 0 | 2006 Qtr 1: 0; 2006 Qtr 2: 0; 2006 Qtr 3: 0; 2006 Qtr 4: 14.5568; 2007 Qtr 1: 0; 2007 Qtr 2: 0; 2007 Qtr 3: 0; 2007 Qtr 4: 0; 2008 Qtr 1: 0; 2008 Qtr 2: 0; 2008 Qtr 3: 0; 2008 Qtr 4: 0 | 14.5568
0 | 234304-Lighting-Remove 4 Ft Lamp (De-Lamp) - Tr2 | COFL00AVDEL01 | 7 | Commercial | 01-ALC-AllCommercial-IntLight | 0 |  |  |  |  | 28.2538 | 12.3653 | 0 | 0 | 0 | 15.8885 | 100.2216 |  | kWh | 0.031059 | -0.16413 | Commercial |  | Annual | [5 empty] | 11 | 0.96 |  |  |  | 0 | 14.5568 | 0 | 0 | 0 | 0 | 0 | 0 | 0 | 0 | 0 | 0 | 2006 Qtr 1: 0; 2006 Qtr 2: 0; 2006 Qtr 3: 0; 2006 Qtr 4: 14.5568; 2007 Qtr 1: 0; 2007 Qtr 2: 0; 2007 Qtr 3: 0; 2007 Qtr 4: 0; 2008 Qtr 1: 0; 2008 Qtr 2: 0; 2008 Qtr 3: 0; 2008 Qtr 4: 0 | 14.5568
0 | 234331-Premium T8 with T12 40 Watt Baseline - Tr2 |  | 7 | Commercial | 01-ALC-AllCommercial-IntLight | 0 |  |  |  |  | 13.9591 | 9.8923 | 0 | 0 | 0 | 4.0668 | 35.8564 |  | kWh | 0.010832 | -0.058721 | Commercial |  | Annual | [5 empty] | 11 | 0.96 |  |  |  | 0 | 21.8353 | 0 | 0 | 0 | 0 | 0 | 0 | 0 | 0 | 0 | 0 | 2006 Qtr 1: 0; 2006 Qtr 2: 0; 2006 Qtr 3: 0; 2006 Qtr 4: 21.8353; 2007 Qtr 1: 0; 2007 Qtr 2: 0; 2007 Qtr 3: 0; 2007 Qtr 4: 0; 2008 Qtr 1: 0; 2008 Qtr 2: 0; 2008 Qtr 3: 0; 2008 Qtr 4: 0 | 21.8353
0 | 234304-Lighting-Remove 4 Ft Lamp (De-Lamp) - Tr2 | COFL00AVDEL01 | 7 | Commercial | 01-ALC-AllCommercial-IntLight | 0 |  |  |  |  | 28.2538 | 12.3653 | 0 | 0 | 0 | 15.8885 | 115.4744 |  | kWh | 0.034885 | -0.18911 | Commercial |  | Annual | [5 empty] | 11 | 0.96 |  |  |  | 0 | 21.8353 | 0 | 0 | 0 | 0 | 0 | 0 | 0 | 0 | 0 | 0 | 2006 Qtr 1: 0; 2006 Qtr 2: 0; 2006 Qtr 3: 0; 2006 Qtr 4: 21.8353; 2007 Qtr 1: 0; 2007 Qtr 2: 0; 2007 Qtr 3: 0; 2007 Qtr 4: 0; 2008 Qtr 1: 0; 2008 Qtr 2: 0; 2008 Qtr 3: 0; 2008 Qtr 4: 0 | 21.8353
0 | 234331-Premium T8 with T12 40 Watt Baseline - Tr2 |  | 7 | Commercial | 01-ALC-AllCommercial-IntLight | 0 |  |  |  |  | 13.9591 | 9.8923 | 0 | 0 | 0 | 4.0668 | 31.1202 |  | kWh | 0.0096442 | -0.050965 | Commercial |  | Annual | [5 empty] | 11 | 0.96 |  |  |  | 0 | 69.145 | 0 | 0 | 0 | 0 | 0 | 0 | 0 | 0 | 0 | 0 | 2006 Qtr 1: 0; 2006 Qtr 2: 0; 2006 Qtr 3: 0; 2006 Qtr 4: 69.145; 2007 Qtr 1: 0; 2007 Qtr 2: 0; 2007 Qtr 3: 0; 2007 Qtr 4: 0; 2008 Qtr 1: 0; 2008 Qtr 2: 0; 2008 Qtr 3: 0; 2008 Qtr 4: 0 | 69.145
0 | 234304-Lighting-Remove 4 Ft Lamp (De-Lamp) - Tr2 | COFL00AVDEL01 | 7 | Commercial | 01-ALC-AllCommercial-IntLight | 0 |  |  |  |  | 28.2538 | 12.3653 | 0 | 0 | 0 | 15.8885 | 100.2216 |  | kWh | 0.031059 | -0.16413 | Commercial |  | Annual | [5 empty] | 11 | 0.96 |  |  |  | 0 | 47.3097 | 0 | 0 | 0 | 0 | 0 | 0 | 0 | 0 | 0 | 0 | 2006 Qtr 1: 0; 2006 Qtr 2: 0; 2006 Qtr 3: 0; 2006 Qtr 4: 47.3097; 2007 Qtr 1: 0; 2007 Qtr 2: 0; 2007 Qtr 3: 0; 2007 Qtr 4: 0; 2008 Qtr 1: 0; 2008 Qtr 2: 0; 2008 Qtr 3: 0; 2008 Qtr 4: 0 | 47.3097
0 | 234331-Premium T8 with T12 40 Watt Baseline - Tr2 |  | 7 | Commercial | 01-ALC-AllCommercial-IntLight | 0 |  |  |  |  | 13.9591 | 9.8923 | 0 | 0 | 0 | 4.0668 | 31.1202 |  | kWh | 0.0096442 | -0.050965 | Commercial |  | Annual | [5 empty] | 11 | 0.96 |  |  |  | 0 | 32.7529 | 0 | 0 | 0 | 0 | 0 | 0 | 0 | 0 | 0 | 0 | 2006 Qtr 1: 0; 2006 Qtr 2: 0; 2006 Qtr 3: 0; 2006 Qtr 4: 32.7529; 2007 Qtr 1: 0; 2007 Qtr 2: 0; 2007 Qtr 3: 0; 2007 Qtr 4: 0; 2008 Qtr 1: 0; 2008 Qtr 2: 0; 2008 Qtr 3: 0; 2008 Qtr 4: 0 | 32.7529
0 | 234304-Lighting-Remove 4 Ft Lamp (De-Lamp) - Tr2 | COFL00AVDEL01 | 7 | Commercial | 01-ALC-AllCommercial-IntLight | 0 |  |  |  |  | 28.2538 | 12.3653 | 0 | 0 | 0 | 15.8885 | 100.2216 |  | kWh | 0.031059 | -0.16413 | Commercial |  | Annual | [5 empty] | 11 | 0.96 |  |  |  | 0 | 32.7529 | 0 | 0 | 0 | 0 | 0 | 0 | 0 | 0 | 0 | 0 | 2006 Qtr 1: 0; 2006 Qtr 2: 0; 2006 Qtr 3: 0; 2006 Qtr 4: 32.7529; 2007 Qtr 1: 0; 2007 Qtr 2: 0; 2007 Qtr 3: 0; 2007 Qtr 4: 0; 2008 Qtr 1: 0; 2008 Qtr 2: 0; 2008 Qtr 3: 0; 2008 Qtr 4: 0 | 32.7529
0 | 234330-Premium T8 with T12 40 Watt Baseline - Tr1 |  | 7 | Commercial | 01-ALC-AllCommercial-IntLight | 0 |  |  |  |  | 13.9589 | 13.1897 | 0 | 0 | 0 | 0.76922 | 27.8282 |  | kWh | 0.0094846 | -0.045574 | Commercial |  | Annual | [5 empty] | 11 | 0.96 |  |  |  | 0 | 27.2941 | 0 | 0 | 0 | 0 | 0 | 0 | 0 | 0 | 0 | 0 | 2006 Qtr 1: 0; 2006 Qtr 2: 0; 2006 Qtr 3: 0; 2006 Qtr 4: 27.2941; 2007 Qtr 1: 0; 2007 Qtr 2: 0; 2007 Qtr 3: 0; 2007 Qtr 4: 0; 2008 Qtr 1: 0; 2008 Qtr 2: 0; 2008 Qtr 3: 0; 2008 Qtr 4: 0 | 27.2941
0 | 234303-Lighting-Remove 4 Ft Lamp (De-Lamp) - Tr1 | COFL00AVDEL01 | 7 | Commercial | 01-ALC-AllCommercial-IntLight | 0 |  |  |  |  | 28.2518 | 16.4871 | 0 | 0 | 0 | 11.7647 | 92.5345 |  | kWh | 0.031538 | -0.15154 | Commercial |  | Annual | [5 empty] | 11 | 0.96 |  |  |  | 0 | 27.2941 | 0 | 0 | 0 | 0 | 0 | 0 | 0 | 0 | 0 | 0 | 2006 Qtr 1: 0; 2006 Qtr 2: 0; 2006 Qtr 3: 0; 2006 Qtr 4: 27.2941; 2007 Qtr 1: 0; 2007 Qtr 2: 0; 2007 Qtr 3: 0; 2007 Qtr 4: 0; 2008 Qtr 1: 0; 2008 Qtr 2: 0; 2008 Qtr 3: 0; 2008 Qtr 4: 0 | 27.2941
0 | 234330-Premium T8 with T12 40 Watt Baseline - Tr1 |  | 7 | Commercial | 01-ALC-AllCommercial-IntLight | 0 |  |  |  |  | 13.9589 | 13.1897 | 0 | 0 | 0 | 0.76922 | 30.14 |  | kWh | 0.0093405 | -0.04936 | Commercial |  | Annual | [5 empty] | 11 | 0.96 |  |  |  | 0 | 18.196 | 0 | 0 | 0 | 0 | 0 | 0 | 0 | 0 | 0 | 0 | 2006 Qtr 1: 0; 2006 Qtr 2: 0; 2006 Qtr 3: 0; 2006 Qtr 4: 18.196; 2007 Qtr 1: 0; 2007 Qtr 2: 0; 2007 Qtr 3: 0; 2007 Qtr 4: 0; 2008 Qtr 1: 0; 2008 Qtr 2: 0; 2008 Qtr 3: 0; 2008 Qtr 4: 0 | 18.196
0 | 234303-Lighting-Remove 4 Ft Lamp (De-Lamp) - Tr1 | COFL00AVDEL01 | 7 | Commercial | 01-ALC-AllCommercial-IntLight | 0 |  |  |  |  | 28.2518 | 16.4871 | 0 | 0 | 0 | 11.7647 | 100.2216 |  | kWh | 0.031059 | -0.16413 | Commercial |  | Annual | [5 empty] | 11 | 0.96 |  |  |  | 0 | 18.196 | 0 | 0 | 0 | 0 | 0 | 0 | 0 | 0 | 0 | 0 | 2006 Qtr 1: 0; 2006 Qtr 2: 0; 2006 Qtr 3: 0; 2006 Qtr 4: 18.196; 2007 Qtr 1: 0; 2007 Qtr 2: 0; 2007 Qtr 3: 0; 2007 Qtr 4: 0; 2008 Qtr 1: 0; 2008 Qtr 2: 0; 2008 Qtr 3: 0; 2008 Qtr 4: 0 | 18.196
0 | 234126-Refrigeration - Efficient Evap Fan Motor Electronically Commutated Motor (ECM) | Averaged DEER Msrs | 10 | Commercial | 01-ALC-AllCommercial-Refrig | 0 |  |  |  |  | 6.7904 | 150 | 0 | 0 | 0 | -143.2096 | 116.369 |  | kWh | 0.015845 | -0.11528 | Commercial |  | Annual | [5 empty] | 15 | 0.96 |  |  |  | 0 | 12 | 0 | 0 | 0 | 0 | 0 | 0 | 0 | 0 | 0 | 0 | 2006 Qtr 1: 0; 2006 Qtr 2: 0; 2006 Qtr 3: 0; 2006 Qtr 4: 12; 2007 Qtr 1: 0; 2007 Qtr 2: 0; 2007 Qtr 3: 0; 2007 Qtr 4: 0; 2008 Qtr 1: 0; 2008 Qtr 2: 0; 2008 Qtr 3: 0; 2008 Qtr 4: 0 | 12
0 | 234126-Refrigeration - Efficient Evap Fan Motor Electronically Commutated Motor (ECM) | Averaged DEER Msrs | 10 | Commercial | 01-ALC-AllCommercial-Refrig | 0 |  |  |  |  | 6.7904 | 150 | 0 | 0 | 0 | -143.2096 | 116.369 |  | kWh | 0.015845 | -0.11528 | Commercial |  | Annual | [5 empty] | 15 | 0.96 |  |  |  | 0 | 5 | 0 | 0 | 0 | 0 | 0 | 0 | 0 | 0 | 0 | 0 | 2006 Qtr 1: 0; 2006 Qtr 2: 0; 2006 Qtr 3: 0; 2006 Qtr 4: 5; 2007 Qtr 1: 0; 2007 Qtr 2: 0; 2007 Qtr 3: 0; 2007 Qtr 4: 0; 2008 Qtr 1: 0; 2008 Qtr 2: 0; 2008 Qtr 3: 0; 2008 Qtr 4: 0 | 5
0 | 234331-Premium T8 with T12 40 Watt Baseline - Tr2 |  | 7 | Commercial | 01-ALC-AllCommercial-IntLight | 0 |  |  |  |  | 13.9591 | 9.8923 | 0 | 0 | 0 | 4.0668 | 35.8564 |  | kWh | 0.010832 | -0.058721 | Commercial |  | Annual | [5 empty] | 11 | 0.96 |  |  |  | 0 | 54.5881 | 0 | 0 | 0 | 0 | 0 | 0 | 0 | 0 | 0 | 0 | 2006 Qtr 1: 0; 2006 Qtr 2: 0; 2006 Qtr 3: 0; 2006 Qtr 4: 54.5881; 2007 Qtr 1: 0; 2007 Qtr 2: 0; 2007 Qtr 3: 0; 2007 Qtr 4: 0; 2008 Qtr 1: 0; 2008 Qtr 2: 0; 2008 Qtr 3: 0; 2008 Qtr 4: 0 | 54.5881
0 | 234304-Lighting-Remove 4 Ft Lamp (De-Lamp) - Tr2 | COFL00AVDEL01 | 7 | Commercial | 01-ALC-AllCommercial-IntLight | 0 |  |  |  |  | 28.2538 | 12.3653 | 0 | 0 | 0 | 15.8885 | 115.4744 |  | kWh | 0.034885 | -0.18911 | Commercial |  | Annual | [5 empty] | 11 | 0.96 |  |  |  | 0 | 3.6392 | 0 | 0 | 0 | 0 | 0 | 0 | 0 | 0 | 0 | 0 | 2006 Qtr 1: 0; 2006 Qtr 2: 0; 2006 Qtr 3: 0; 2006 Qtr 4: 3.6392; 2007 Qtr 1: 0; 2007 Qtr 2: 0; 2007 Qtr 3: 0; 2007 Qtr 4: 0; 2008 Qtr 1: 0; 2008 Qtr 2: 0; 2008 Qtr 3: 0; 2008 Qtr 4: 0 | 3.6392
0 | 234208-Lighting-8 Ft T-8 with Elec Ballast-Tr2 |  | 7 | Commercial | 01-ALC-AllCommercial-IntLight | 0 |  |  |  |  | 35.7165 | 16.4871 | 0 | 0 | 0 | 19.2294 | 29.0804 |  | kWh | 0.0087852 | -0.047624 | Commercial |  | Annual | [5 empty] | 11 | 0.96 |  |  |  | 0 | 3.6392 | 0 | 0 | 0 | 0 | 0 | 0 | 0 | 0 | 0 | 0 | 2006 Qtr 1: 0; 2006 Qtr 2: 0; 2006 Qtr 3: 0; 2006 Qtr 4: 3.6392; 2007 Qtr 1: 0; 2007 Qtr 2: 0; 2007 Qtr 3: 0; 2007 Qtr 4: 0; 2008 Qtr 1: 0; 2008 Qtr 2: 0; 2008 Qtr 3: 0; 2008 Qtr 4: 0 | 3.6392
0 | 234307-Lighting-Remove 8 Ft Lamp (De-Lamp) - Tr2 | CRTL00AVDEL02 | 7 | Commercial | 01-ALC-AllCommercial-IntLight | 0 |  |  |  |  | 28.4684 | 16.4871 | 0 | 0 | 0 | 11.9813 | 190.5751 |  | kWh | 0.057573 | -0.3121 | Commercial |  | Annual | [5 empty] | 11 | 0.96 |  |  |  | 0 | 3.6392 | 0 | 0 | 0 | 0 | 0 | 0 | 0 | 0 | 0 | 0 | 2006 Qtr 1: 0; 2006 Qtr 2: 0; 2006 Qtr 3: 0; 2006 Qtr 4: 3.6392; 2007 Qtr 1: 0; 2007 Qtr 2: 0; 2007 Qtr 3: 0; 2007 Qtr 4: 0; 2008 Qtr 1: 0; 2008 Qtr 2: 0; 2008 Qtr 3: 0; 2008 Qtr 4: 0 | 3.6392
0 | 234331-Premium T8 with T12 40 Watt Baseline - Tr2 |  | 7 | Commercial | 01-ALC-AllCommercial-IntLight | 0 |  |  |  |  | 13.9591 | 9.8923 | 0 | 0 | 0 | 4.0668 | 35.8564 |  | kWh | 0.010832 | -0.058721 | Commercial |  | Annual | [5 empty] | 11 | 0.96 |  |  |  | 0 | 27.2941 | 0 | 0 | 0 | 0 | 0 | 0 | 0 | 0 | 0 | 0 | 2006 Qtr 1: 0; 2006 Qtr 2: 0; 2006 Qtr 3: 0; 2006 Qtr 4: 27.2941; 2007 Qtr 1: 0; 2007 Qtr 2: 0; 2007 Qtr 3: 0; 2007 Qtr 4: 0; 2008 Qtr 1: 0; 2008 Qtr 2: 0; 2008 Qtr 3: 0; 2008 Qtr 4: 0 | 27.2941
0 | 234304-Lighting-Remove 4 Ft Lamp (De-Lamp) - Tr2 | COFL00AVDEL01 | 7 | Commercial | 01-ALC-AllCommercial-IntLight | 0 |  |  |  |  | 28.2538 | 12.3653 | 0 | 0 | 0 | 15.8885 | 115.4744 |  | kWh | 0.034885 | -0.18911 | Commercial |  | Annual | [5 empty] | 11 | 0.96 |  |  |  | 0 | 27.2941 | 0 | 0 | 0 | 0 | 0 | 0 | 0 | 0 | 0 | 0 | 2006 Qtr 1: 0; 2006 Qtr 2: 0; 2006 Qtr 3: 0; 2006 Qtr 4: 27.2941; 2007 Qtr 1: 0; 2007 Qtr 2: 0; 2007 Qtr 3: 0; 2007 Qtr 4: 0; 2008 Qtr 1: 0; 2008 Qtr 2: 0; 2008 Qtr 3: 0; 2008 Qtr 4: 0 | 27.2941
0 | 234330-Premium T8 with T12 40 Watt Baseline - Tr1 |  | 7 | Commercial | 01-ALC-AllCommercial-IntLight | 0 |  |  |  |  | 13.9589 | 13.1897 | 0 | 0 | 0 | 0.76922 | 65.4159 |  | kWh | 0.012906 | -0.10713 | Commercial |  | Annual | [5 empty] | 11 | 0.96 |  |  |  | 0 | 116.4547 | 0 | 0 | 0 | 0 | 0 | 0 | 0 | 0 | 0 | 0 | 2006 Qtr 1: 0; 2006 Qtr 2: 0; 2006 Qtr 3: 0; 2006 Qtr 4: 116.4547; 2007 Qtr 1: 0; 2007 Qtr 2: 0; 2007 Qtr 3: 0; 2007 Qtr 4: 0; 2008 Qtr 1: 0; 2008 Qtr 2: 0; 2008 Qtr 3: 0; 2008 Qtr 4: 0 | 116.4547
0 | 234331-Premium T8 with T12 40 Watt Baseline - Tr2 |  | 7 | Commercial | 24-RTS-Retail–Small-LIT_INT | 0 |  |  |  |  | 13.9591 | 9.8923 | 0 | 0 | 0 | 4.0668 | 36.5801 |  | kWh | 0.010647 | -0.029067 | Commercial |  | Annual | [5 empty] | 11 | 0.96 |  |  |  | 0 | 41.8509 | 0 | 0 | 0 | 0 | 0 | 0 | 0 | 0 | 0 | 0 | 2006 Qtr 1: 0; 2006 Qtr 2: 0; 2006 Qtr 3: 0; 2006 Qtr 4: 41.8509; 2007 Qtr 1: 0; 2007 Qtr 2: 0; 2007 Qtr 3: 0; 2007 Qtr 4: 0; 2008 Qtr 1: 0; 2008 Qtr 2: 0; 2008 Qtr 3: 0; 2008 Qtr 4: 0 | 41.8509
0 | 234304-Lighting-Remove 4 Ft Lamp (De-Lamp) - Tr2 | COFL00AVDEL01 | 7 | Commercial | 24-RTS-Retail–Small-LIT_INT | 0 |  |  |  |  | 28.2538 | 12.3653 | 0 | 0 | 0 | 15.8885 | 117.8053 |  | kWh | 0.034287 | -0.093609 | Commercial |  | Annual | [5 empty] | 11 | 0.96 |  |  |  | 0 | 1.8196 | 0 | 0 | 0 | 0 | 0 | 0 | 0 | 0 | 0 | 0 | 2006 Qtr 1: 0; 2006 Qtr 2: 0; 2006 Qtr 3: 0; 2006 Qtr 4: 1.8196; 2007 Qtr 1: 0; 2007 Qtr 2: 0; 2007 Qtr 3: 0; 2007 Qtr 4: 0; 2008 Qtr 1: 0; 2008 Qtr 2: 0; 2008 Qtr 3: 0; 2008 Qtr 4: 0 | 1.8196
0 | 234331-Premium T8 with T12 40 Watt Baseline - Tr2 |  | 7 | Commercial | 01-ALC-AllCommercial-IntLight | 0 |  |  |  |  | 13.9591 | 9.8923 | 0 | 0 | 0 | 4.0668 | 35.8564 |  | kWh | 0.010832 | -0.058721 | Commercial |  | Annual | [5 empty] | 11 | 0.96 |  |  |  | 0 | 10.9176 | 0 | 0 | 0 | 0 | 0 | 0 | 0 | 0 | 0 | 0 | 2006 Qtr 1: 0; 2006 Qtr 2: 0; 2006 Qtr 3: 0; 2006 Qtr 4: 10.9176; 2007 Qtr 1: 0; 2007 Qtr 2: 0; 2007 Qtr 3: 0; 2007 Qtr 4: 0; 2008 Qtr 1: 0; 2008 Qtr 2: 0; 2008 Qtr 3: 0; 2008 Qtr 4: 0 | 10.9176
0 | 234304-Lighting-Remove 4 Ft Lamp (De-Lamp) - Tr2 | COFL00AVDEL01 | 7 | Commercial | 01-ALC-AllCommercial-IntLight | 0 |  |  |  |  | 28.2538 | 12.3653 | 0 | 0 | 0 | 15.8885 | 115.4744 |  | kWh | 0.034885 | -0.18911 | Commercial |  | Annual | [5 empty] | 11 | 0.96 |  |  |  | 0 | 10.9176 | 0 | 0 | 0 | 0 | 0 | 0 | 0 | 0 | 0 | 0 | 2006 Qtr 1: 0; 2006 Qtr 2: 0; 2006 Qtr 3: 0; 2006 Qtr 4: 10.9176; 2007 Qtr 1: 0; 2007 Qtr 2: 0; 2007 Qtr 3: 0; 2007 Qtr 4: 0; 2008 Qtr 1: 0; 2008 Qtr 2: 0; 2008 Qtr 3: 0; 2008 Qtr 4: 0 | 10.9176
0 | 234331-Premium T8 with T12 40 Watt Baseline - Tr2 |  | 10 | Commercial | 23-RTL-Retail–SingleStorylarge-LIT_INT | 0 |  |  |  |  | 13.9591 | 9.8923 | 0 | 0 | 0 | 4.0668 | 36.7052 |  | kWh | 0.010932 | -0.07933 | Commercial |  | Annual | [5 empty] | 11 | 0.96 |  |  |  | 0 | 29.1137 | 0 | 0 | 0 | 0 | 0 | 0 | 0 | 0 | 0 | 0 | 2006 Qtr 1: 0; 2006 Qtr 2: 0; 2006 Qtr 3: 0; 2006 Qtr 4: 29.1137; 2007 Qtr 1: 0; 2007 Qtr 2: 0; 2007 Qtr 3: 0; 2007 Qtr 4: 0; 2008 Qtr 1: 0; 2008 Qtr 2: 0; 2008 Qtr 3: 0; 2008 Qtr 4: 0 | 29.1137
0 | 234304-Lighting-Remove 4 Ft Lamp (De-Lamp) - Tr2 | COFL00AVDEL01 | 10 | Commercial | 23-RTL-Retail–SingleStorylarge-LIT_INT | 0 |  |  |  |  | 28.2538 | 12.3653 | 0 | 0 | 0 | 15.8885 | 118.2081 |  | kWh | 0.035207 | -0.25548 | Commercial |  | Annual | [5 empty] | 11 | 0.96 |  |  |  | 0 | 29.1137 | 0 | 0 | 0 | 0 | 0 | 0 | 0 | 0 | 0 | 0 | 2006 Qtr 1: 0; 2006 Qtr 2: 0; 2006 Qtr 3: 0; 2006 Qtr 4: 29.1137; 2007 Qtr 1: 0; 2007 Qtr 2: 0; 2007 Qtr 3: 0; 2007 Qtr 4: 0; 2008 Qtr 1: 0; 2008 Qtr 2: 0; 2008 Qtr 3: 0; 2008 Qtr 4: 0 | 29.1137
0 | 234207-Lighting-8 Ft T-8 with Elec Ballast-Tr1 |  | System | Commercial | 01-ALC-AllCommercial-IntLight | 0 |  |  |  |  | 35.7163 | 21.9828 | 0 | 0 | 0 | 13.7335 | 28.798 |  | kWh | 0.0086999 | -0.047162 | Commercial |  | Annual | [5 empty] | 11 | 0.96 |  |  |  | 0 | 13.647 | 0 | 0 | 0 | 0 | 0 | 0 | 0 | 0 | 0 | 0 | 2006 Qtr 1: 0; 2006 Qtr 2: 0; 2006 Qtr 3: 0; 2006 Qtr 4: 13.647; 2007 Qtr 1: 0; 2007 Qtr 2: 0; 2007 Qtr 3: 0; 2007 Qtr 4: 0; 2008 Qtr 1: 0; 2008 Qtr 2: 0; 2008 Qtr 3: 0; 2008 Qtr 4: 0 | 13.647
0 | 234331-Premium T8 with T12 40 Watt Baseline - Tr2 |  | 7 | Commercial | 01-ALC-AllCommercial-IntLight | 0 |  |  |  |  | 13.9591 | 9.8923 | 0 | 0 | 0 | 4.0668 | 31.1202 |  | kWh | 0.0096442 | -0.050965 | Commercial |  | Annual | [5 empty] | 11 | 0.96 |  |  |  | 0 | 30.9333 | 0 | 0 | 0 | 0 | 0 | 0 | 0 | 0 | 0 | 0 | 2006 Qtr 1: 0; 2006 Qtr 2: 0; 2006 Qtr 3: 0; 2006 Qtr 4: 30.9333; 2007 Qtr 1: 0; 2007 Qtr 2: 0; 2007 Qtr 3: 0; 2007 Qtr 4: 0; 2008 Qtr 1: 0; 2008 Qtr 2: 0; 2008 Qtr 3: 0; 2008 Qtr 4: 0 | 30.9333
0 | 234304-Lighting-Remove 4 Ft Lamp (De-Lamp) - Tr2 | COFL00AVDEL01 | 7 | Commercial | 01-ALC-AllCommercial-IntLight | 0 |  |  |  |  | 28.2538 | 12.3653 | 0 | 0 | 0 | 15.8885 | 100.2216 |  | kWh | 0.031059 | -0.16413 | Commercial |  | Annual | [5 empty] | 11 | 0.96 |  |  |  | 0 | 30.9333 | 0 | 0 | 0 | 0 | 0 | 0 | 0 | 0 | 0 | 0 | 2006 Qtr 1: 0; 2006 Qtr 2: 0; 2006 Qtr 3: 0; 2006 Qtr 4: 30.9333; 2007 Qtr 1: 0; 2007 Qtr 2: 0; 2007 Qtr 3: 0; 2007 Qtr 4: 0; 2008 Qtr 1: 0; 2008 Qtr 2: 0; 2008 Qtr 3: 0; 2008 Qtr 4: 0 | 30.9333
0 | 234331-Premium T8 with T12 40 Watt Baseline - Tr2 |  | 7 | Commercial | 01-ALC-AllCommercial-IntLight | 0 |  |  |  |  | 13.9591 | 9.8923 | 0 | 0 | 0 | 4.0668 | 31.1202 |  | kWh | 0.0096442 | -0.050965 | Commercial |  | Annual | [5 empty] | 11 | 0.96 |  |  |  | 0 | 14.5568 | 0 | 0 | 0 | 0 | 0 | 0 | 0 | 0 | 0 | 0 | 2006 Qtr 1: 0; 2006 Qtr 2: 0; 2006 Qtr 3: 0; 2006 Qtr 4: 14.5568; 2007 Qtr 1: 0; 2007 Qtr 2: 0; 2007 Qtr 3: 0; 2007 Qtr 4: 0; 2008 Qtr 1: 0; 2008 Qtr 2: 0; 2008 Qtr 3: 0; 2008 Qtr 4: 0 | 14.5568
0 | 234304-Lighting-Remove 4 Ft Lamp (De-Lamp) - Tr2 | COFL00AVDEL01 | 7 | Commercial | 01-ALC-AllCommercial-IntLight | 0 |  |  |  |  | 28.2538 | 12.3653 | 0 | 0 | 0 | 15.8885 | 100.2216 |  | kWh | 0.031059 | -0.16413 | Commercial |  | Annual | [5 empty] | 11 | 0.96 |  |  |  | 0 | 14.5568 | 0 | 0 | 0 | 0 | 0 | 0 | 0 | 0 | 0 | 0 | 2006 Qtr 1: 0; 2006 Qtr 2: 0; 2006 Qtr 3: 0; 2006 Qtr 4: 14.5568; 2007 Qtr 1: 0; 2007 Qtr 2: 0; 2007 Qtr 3: 0; 2007 Qtr 4: 0; 2008 Qtr 1: 0; 2008 Qtr 2: 0; 2008 Qtr 3: 0; 2008 Qtr 4: 0 | 14.5568
0 | 234331-Premium T8 with T12 40 Watt Baseline - Tr2 |  | 7 | Commercial | 01-ALC-AllCommercial-IntLight | 0 |  |  |  |  | 13.9591 | 9.8923 | 0 | 0 | 0 | 4.0668 | 31.1202 |  | kWh | 0.0096442 | -0.050965 | Commercial |  | Annual | [5 empty] | 11 | 0.96 |  |  |  | 0 | 14.5568 | 0 | 0 | 0 | 0 | 0 | 0 | 0 | 0 | 0 | 0 | 2006 Qtr 1: 0; 2006 Qtr 2: 0; 2006 Qtr 3: 0; 2006 Qtr 4: 14.5568; 2007 Qtr 1: 0; 2007 Qtr 2: 0; 2007 Qtr 3: 0; 2007 Qtr 4: 0; 2008 Qtr 1: 0; 2008 Qtr 2: 0; 2008 Qtr 3: 0; 2008 Qtr 4: 0 | 14.5568
0 | 234304-Lighting-Remove 4 Ft Lamp (De-Lamp) - Tr2 | COFL00AVDEL01 | 7 | Commercial | 01-ALC-AllCommercial-IntLight | 0 |  |  |  |  | 28.2538 | 12.3653 | 0 | 0 | 0 | 15.8885 | 100.2216 |  | kWh | 0.031059 | -0.16413 | Commercial |  | Annual | [5 empty] | 11 | 0.96 |  |  |  | 0 | 14.5568 | 0 | 0 | 0 | 0 | 0 | 0 | 0 | 0 | 0 | 0 | 2006 Qtr 1: 0; 2006 Qtr 2: 0; 2006 Qtr 3: 0; 2006 Qtr 4: 14.5568; 2007 Qtr 1: 0; 2007 Qtr 2: 0; 2007 Qtr 3: 0; 2007 Qtr 4: 0; 2008 Qtr 1: 0; 2008 Qtr 2: 0; 2008 Qtr 3: 0; 2008 Qtr 4: 0 | 14.5568
0 | 234331-Premium T8 with T12 40 Watt Baseline - Tr2 |  | 7 | Commercial | 01-ALC-AllCommercial-IntLight | 0 |  |  |  |  | 13.9591 | 9.8923 | 0 | 0 | 0 | 4.0668 | 31.1202 |  | kWh | 0.0096442 | -0.050965 | Commercial |  | Annual | [5 empty] | 11 | 0.96 |  |  |  | 0 | 14.5568 | 0 | 0 | 0 | 0 | 0 | 0 | 0 | 0 | 0 | 0 | 2006 Qtr 1: 0; 2006 Qtr 2: 0; 2006 Qtr 3: 0; 2006 Qtr 4: 14.5568; 2007 Qtr 1: 0; 2007 Qtr 2: 0; 2007 Qtr 3: 0; 2007 Qtr 4: 0; 2008 Qtr 1: 0; 2008 Qtr 2: 0; 2008 Qtr 3: 0; 2008 Qtr 4: 0 | 14.5568
0 | 234304-Lighting-Remove 4 Ft Lamp (De-Lamp) - Tr2 | COFL00AVDEL01 | 7 | Commercial | 01-ALC-AllCommercial-IntLight | 0 |  |  |  |  | 28.2538 | 12.3653 | 0 | 0 | 0 | 15.8885 | 100.2216 |  | kWh | 0.031059 | -0.16413 | Commercial |  | Annual | [5 empty] | 11 | 0.96 |  |  |  | 0 | 14.5568 | 0 | 0 | 0 | 0 | 0 | 0 | 0 | 0 | 0 | 0 | 2006 Qtr 1: 0; 2006 Qtr 2: 0; 2006 Qtr 3: 0; 2006 Qtr 4: 14.5568; 2007 Qtr 1: 0; 2007 Qtr 2: 0; 2007 Qtr 3: 0; 2007 Qtr 4: 0; 2008 Qtr 1: 0; 2008 Qtr 2: 0; 2008 Qtr 3: 0; 2008 Qtr 4: 0 | 14.5568
0 | 234049-Lighting-LED Exit Sign New Sign | CALC00AVETS01 | 7 | Commercial | 02-ASM-Assembly-Exit | 0 |  |  |  |  | 65.3696 | 45 | 0 | 0 | 0 | 20.3696 | 351.311 |  | kWh | 0 | 0 | Commercial |  | Annual | [5 empty] | 16 | 0.96 |  |  |  | 0 | 16 | 0 | 0 | 0 | 0 | 0 | 0 | 0 | 0 | 0 | 0 | 2006 Qtr 1: 0; 2006 Qtr 2: 0; 2006 Qtr 3: 0; 2006 Qtr 4: 16; 2007 Qtr 1: 0; 2007 Qtr 2: 0; 2007 Qtr 3: 0; 2007 Qtr 4: 0; 2008 Qtr 1: 0; 2008 Qtr 2: 0; 2008 Qtr 3: 0; 2008 Qtr 4: 0 | 16
0 | 234330-Premium T8 with T12 40 Watt Baseline - Tr1 |  | 10 | Commercial | 01-ALC-AllCommercial-IntLight | 0 |  |  |  |  | 13.9589 | 13.1897 | 0 | 0 | 0 | 0.76922 | 65.4159 |  | kWh | 0.012906 | -0.10713 | Commercial |  | Annual | [5 empty] | 11 | 0.96 |  |  |  | 0 | 298.4151 | 0 | 0 | 0 | 0 | 0 | 0 | 0 | 0 | 0 | 0 | 2006 Qtr 1: 0; 2006 Qtr 2: 0; 2006 Qtr 3: 0; 2006 Qtr 4: 298.4151; 2007 Qtr 1: 0; 2007 Qtr 2: 0; 2007 Qtr 3: 0; 2007 Qtr 4: 0; 2008 Qtr 1: 0; 2008 Qtr 2: 0; 2008 Qtr 3: 0; 2008 Qtr 4: 0 | 298.4151
0 | 234049-Lighting-LED Exit Sign New Sign | CALC00AVETS01 | 10 | Commercial | 02-ASM-Assembly-Exit | 0 |  |  |  |  | 65.3696 | 45 | 0 | 0 | 0 | 20.3696 | 351.311 |  | kWh | 0 | 0 | Commercial |  | Annual | [5 empty] | 16 | 0.96 |  |  |  | 0 | 4 | 0 | 0 | 0 | 0 | 0 | 0 | 0 | 0 | 0 | 0 | 2006 Qtr 1: 0; 2006 Qtr 2: 0; 2006 Qtr 3: 0; 2006 Qtr 4: 4; 2007 Qtr 1: 0; 2007 Qtr 2: 0; 2007 Qtr 3: 0; 2007 Qtr 4: 0; 2008 Qtr 1: 0; 2008 Qtr 2: 0; 2008 Qtr 3: 0; 2008 Qtr 4: 0 | 4
0 | 234331-Premium T8 with T12 40 Watt Baseline - Tr2 |  | 10 | Commercial | 14-MLI-Manufacturing–LightIndustry-LIGHT | 0 |  |  |  |  | 13.9591 | 9.8923 | 0 | 0 | 0 | 4.0668 | 31.5189 |  | kWh | 0.0096105 | -0.047789 | Commercial |  | Annual | [5 empty] | 11 | 0.96 |  |  |  | 0 | 12.7372 | 0 | 0 | 0 | 0 | 0 | 0 | 0 | 0 | 0 | 0 | 2006 Qtr 1: 0; 2006 Qtr 2: 0; 2006 Qtr 3: 0; 2006 Qtr 4: 12.7372; 2007 Qtr 1: 0; 2007 Qtr 2: 0; 2007 Qtr 3: 0; 2007 Qtr 4: 0; 2008 Qtr 1: 0; 2008 Qtr 2: 0; 2008 Qtr 3: 0; 2008 Qtr 4: 0 | 12.7372
0 | 234304-Lighting-Remove 4 Ft Lamp (De-Lamp) - Tr2 | COFL00AVDEL01 | 10 | Commercial | 14-MLI-Manufacturing–LightIndustry-LIGHT | 0 |  |  |  |  | 28.2538 | 12.3653 | 0 | 0 | 0 | 15.8885 | 101.5057 |  | kWh | 0.03095 | -0.1539 | Commercial |  | Annual | [5 empty] | 11 | 0.96 |  |  |  | 0 | 12.7372 | 0 | 0 | 0 | 0 | 0 | 0 | 0 | 0 | 0 | 0 | 2006 Qtr 1: 0; 2006 Qtr 2: 0; 2006 Qtr 3: 0; 2006 Qtr 4: 12.7372; 2007 Qtr 1: 0; 2007 Qtr 2: 0; 2007 Qtr 3: 0; 2007 Qtr 4: 0; 2008 Qtr 1: 0; 2008 Qtr 2: 0; 2008 Qtr 3: 0; 2008 Qtr 4: 0 | 12.7372
0 | 234330-Premium T8 with T12 40 Watt Baseline - Tr1 |  | System | Commercial | 01-ALC-AllCommercial-IntLight | 0 |  |  |  |  | 13.9589 | 13.1897 | 0 | 0 | 0 | 0.76922 | 34.727 |  | kWh | 0.010491 | -0.056872 | Commercial |  | Annual | [5 empty] | 11 | 0.96 |  |  |  | 0 | 65.5058 | 0 | 0 | 0 | 0 | 0 | 0 | 0 | 0 | 0 | 0 | 2006 Qtr 1: 0; 2006 Qtr 2: 0; 2006 Qtr 3: 0; 2006 Qtr 4: 65.5058; 2007 Qtr 1: 0; 2007 Qtr 2: 0; 2007 Qtr 3: 0; 2007 Qtr 4: 0; 2008 Qtr 1: 0; 2008 Qtr 2: 0; 2008 Qtr 3: 0; 2008 Qtr 4: 0 | 65.5058
0 | 234207-Lighting-8 Ft T-8 with Elec Ballast-Tr1 |  | System | Commercial | 01-ALC-AllCommercial-IntLight | 0 |  |  |  |  | 35.7163 | 21.9828 | 0 | 0 | 0 | 13.7335 | 28.798 |  | kWh | 0.0086999 | -0.047162 | Commercial |  | Annual | [5 empty] | 11 | 0.96 |  |  |  | 0 | 1.8196 | 0 | 0 | 0 | 0 | 0 | 0 | 0 | 0 | 0 | 0 | 2006 Qtr 1: 0; 2006 Qtr 2: 0; 2006 Qtr 3: 0; 2006 Qtr 4: 1.8196; 2007 Qtr 1: 0; 2007 Qtr 2: 0; 2007 Qtr 3: 0; 2007 Qtr 4: 0; 2008 Qtr 1: 0; 2008 Qtr 2: 0; 2008 Qtr 3: 0; 2008 Qtr 4: 0 | 1.8196
0 | 234331-Premium T8 with T12 40 Watt Baseline - Tr2 |  | 7 | Commercial | 01-ALC-AllCommercial-IntLight | 0 |  |  |  |  | 13.9591 | 9.8923 | 0 | 0 | 0 | 4.0668 | 39.8036 |  | kWh | 0.012793 | -0.065186 | Commercial |  | Annual | [5 empty] | 11 | 0.96 |  |  |  | 0 | 270.2112 | 0 | 0 | 0 | 0 | 0 | 0 | 0 | 0 | 0 | 0 | 2006 Qtr 1: 0; 2006 Qtr 2: 0; 2006 Qtr 3: 0; 2006 Qtr 4: 270.2112; 2007 Qtr 1: 0; 2007 Qtr 2: 0; 2007 Qtr 3: 0; 2007 Qtr 4: 0; 2008 Qtr 1: 0; 2008 Qtr 2: 0; 2008 Qtr 3: 0; 2008 Qtr 4: 0 | 270.2112
0 | 234208-Lighting-8 Ft T-8 with Elec Ballast-Tr2 |  | 7 | Commercial | 01-ALC-AllCommercial-IntLight | 0 |  |  |  |  | 35.7165 | 16.4871 | 0 | 0 | 0 | 19.2294 | 32.2817 |  | kWh | 0.010376 | -0.052867 | Commercial |  | Annual | [5 empty] | 11 | 0.96 |  |  |  | 0 | 10.9176 | 0 | 0 | 0 | 0 | 0 | 0 | 0 | 0 | 0 | 0 | 2006 Qtr 1: 0; 2006 Qtr 2: 0; 2006 Qtr 3: 0; 2006 Qtr 4: 10.9176; 2007 Qtr 1: 0; 2007 Qtr 2: 0; 2007 Qtr 3: 0; 2007 Qtr 4: 0; 2008 Qtr 1: 0; 2008 Qtr 2: 0; 2008 Qtr 3: 0; 2008 Qtr 4: 0 | 10.9176
0 | 234331-Premium T8 with T12 40 Watt Baseline - Tr2 |  | 7 | Commercial | 01-ALC-AllCommercial-IntLight | 0 |  |  |  |  | 13.9591 | 9.8923 | 0 | 0 | 0 | 4.0668 | 31.1202 |  | kWh | 0.0096442 | -0.050965 | Commercial |  | Annual | [5 empty] | 11 | 0.96 |  |  |  | 0 | 196.5173 | 0 | 0 | 0 | 0 | 0 | 0 | 0 | 0 | 0 | 0 | 2006 Qtr 1: 0; 2006 Qtr 2: 0; 2006 Qtr 3: 0; 2006 Qtr 4: 196.5173; 2007 Qtr 1: 0; 2007 Qtr 2: 0; 2007 Qtr 3: 0; 2007 Qtr 4: 0; 2008 Qtr 1: 0; 2008 Qtr 2: 0; 2008 Qtr 3: 0; 2008 Qtr 4: 0 | 196.5173
0 | 234330-Premium T8 with T12 40 Watt Baseline - Tr1 |  | 7 | Commercial | 14-MLI-Manufacturing–LightIndustry-LIGHT | 0 |  |  |  |  | 13.9589 | 13.1897 | 0 | 0 | 0 | 0.76922 | 30.1346 |  | kWh | 0.0093123 | -0.038961 | Commercial |  | Annual | [5 empty] | 11 | 0.96 |  |  |  | 0 | 285.6779 | 0 | 0 | 0 | 0 | 0 | 0 | 0 | 0 | 0 | 0 | 2006 Qtr 1: 0; 2006 Qtr 2: 0; 2006 Qtr 3: 0; 2006 Qtr 4: 285.6779; 2007 Qtr 1: 0; 2007 Qtr 2: 0; 2007 Qtr 3: 0; 2007 Qtr 4: 0; 2008 Qtr 1: 0; 2008 Qtr 2: 0; 2008 Qtr 3: 0; 2008 Qtr 4: 0 | 285.6779
0 | 234330-Premium T8 with T12 40 Watt Baseline - Tr1 |  | 7 | Commercial | 01-ALC-AllCommercial-IntLight | 0 |  |  |  |  | 13.9589 | 13.1897 | 0 | 0 | 0 | 0.76922 | 34.727 |  | kWh | 0.010491 | -0.056872 | Commercial |  | Annual | [5 empty] | 11 | 0.96 |  |  |  | 0 | 30.9333 | 0 | 0 | 0 | 0 | 0 | 0 | 0 | 0 | 0 | 0 | 2006 Qtr 1: 0; 2006 Qtr 2: 0; 2006 Qtr 3: 0; 2006 Qtr 4: 30.9333; 2007 Qtr 1: 0; 2007 Qtr 2: 0; 2007 Qtr 3: 0; 2007 Qtr 4: 0; 2008 Qtr 1: 0; 2008 Qtr 2: 0; 2008 Qtr 3: 0; 2008 Qtr 4: 0 | 30.9333
0 | 234303-Lighting-Remove 4 Ft Lamp (De-Lamp) - Tr1 | COFL00AVDEL01 | 7 | Commercial | 01-ALC-AllCommercial-IntLight | 0 |  |  |  |  | 28.2518 | 16.4871 | 0 | 0 | 0 | 11.7647 | 115.4744 |  | kWh | 0.034885 | -0.18911 | Commercial |  | Annual | [5 empty] | 11 | 0.96 |  |  |  | 0 | 30.9333 | 0 | 0 | 0 | 0 | 0 | 0 | 0 | 0 | 0 | 0 | 2006 Qtr 1: 0; 2006 Qtr 2: 0; 2006 Qtr 3: 0; 2006 Qtr 4: 30.9333; 2007 Qtr 1: 0; 2007 Qtr 2: 0; 2007 Qtr 3: 0; 2007 Qtr 4: 0; 2008 Qtr 1: 0; 2008 Qtr 2: 0; 2008 Qtr 3: 0; 2008 Qtr 4: 0 | 30.9333
0 | 234330-Premium T8 with T12 40 Watt Baseline - Tr1 |  | 7 | Commercial | 01-ALC-AllCommercial-IntLight | 0 |  |  |  |  | 13.9589 | 13.1897 | 0 | 0 | 0 | 0.76922 | 34.727 |  | kWh | 0.010491 | -0.056872 | Commercial |  | Annual | [5 empty] | 11 | 0.96 |  |  |  | 0 | 21.8353 | 0 | 0 | 0 | 0 | 0 | 0 | 0 | 0 | 0 | 0 | 2006 Qtr 1: 0; 2006 Qtr 2: 0; 2006 Qtr 3: 0; 2006 Qtr 4: 21.8353; 2007 Qtr 1: 0; 2007 Qtr 2: 0; 2007 Qtr 3: 0; 2007 Qtr 4: 0; 2008 Qtr 1: 0; 2008 Qtr 2: 0; 2008 Qtr 3: 0; 2008 Qtr 4: 0 | 21.8353
0 | 234303-Lighting-Remove 4 Ft Lamp (De-Lamp) - Tr1 | COFL00AVDEL01 | 7 | Commercial | 01-ALC-AllCommercial-IntLight | 0 |  |  |  |  | 28.2518 | 16.4871 | 0 | 0 | 0 | 11.7647 | 115.4744 |  | kWh | 0.034885 | -0.18911 | Commercial |  | Annual | [5 empty] | 11 | 0.96 |  |  |  | 0 | 21.8353 | 0 | 0 | 0 | 0 | 0 | 0 | 0 | 0 | 0 | 0 | 2006 Qtr 1: 0; 2006 Qtr 2: 0; 2006 Qtr 3: 0; 2006 Qtr 4: 21.8353; 2007 Qtr 1: 0; 2007 Qtr 2: 0; 2007 Qtr 3: 0; 2007 Qtr 4: 0; 2008 Qtr 1: 0; 2008 Qtr 2: 0; 2008 Qtr 3: 0; 2008 Qtr 4: 0 | 21.8353
0 | 234330-Premium T8 with T12 40 Watt Baseline - Tr1 |  | 10 | Commercial | 01-ALC-AllCommercial-IntLight | 0 |  |  |  |  | 13.9589 | 13.1897 | 0 | 0 | 0 | 0.76922 | 34.727 |  | kWh | 0.010491 | -0.056872 | Commercial |  | Annual | [5 empty] | 11 | 0.96 |  |  |  | 0 | 14.5568 | 0 | 0 | 0 | 0 | 0 | 0 | 0 | 0 | 0 | 0 | 2006 Qtr 1: 0; 2006 Qtr 2: 0; 2006 Qtr 3: 0; 2006 Qtr 4: 14.5568; 2007 Qtr 1: 0; 2007 Qtr 2: 0; 2007 Qtr 3: 0; 2007 Qtr 4: 0; 2008 Qtr 1: 0; 2008 Qtr 2: 0; 2008 Qtr 3: 0; 2008 Qtr 4: 0 | 14.5568
0 | 234303-Lighting-Remove 4 Ft Lamp (De-Lamp) - Tr1 | COFL00AVDEL01 | 10 | Commercial | 01-ALC-AllCommercial-IntLight | 0 |  |  |  |  | 28.2518 | 16.4871 | 0 | 0 | 0 | 11.7647 | 115.4744 |  | kWh | 0.034885 | -0.18911 | Commercial |  | Annual | [5 empty] | 11 | 0.96 |  |  |  | 0 | 14.5568 | 0 | 0 | 0 | 0 | 0 | 0 | 0 | 0 | 0 | 0 | 2006 Qtr 1: 0; 2006 Qtr 2: 0; 2006 Qtr 3: 0; 2006 Qtr 4: 14.5568; 2007 Qtr 1: 0; 2007 Qtr 2: 0; 2007 Qtr 3: 0; 2007 Qtr 4: 0; 2008 Qtr 1: 0; 2008 Qtr 2: 0; 2008 Qtr 3: 0; 2008 Qtr 4: 0 | 14.5568
0 | 234331-Premium T8 with T12 40 Watt Baseline - Tr2 |  | 7 | Commercial | 23-RTL-Retail–SingleStorylarge-LIT_INT | 0 |  |  |  |  | 13.9591 | 9.8923 | 0 | 0 | 0 | 4.0668 | 36.763 |  | kWh | 0.010985 | -0.05001 | Commercial |  | Annual | [5 empty] | 11 | 0.96 |  |  |  | 0 | 69.145 | 0 | 0 | 0 | 0 | 0 | 0 | 0 | 0 | 0 | 0 | 2006 Qtr 1: 0; 2006 Qtr 2: 0; 2006 Qtr 3: 0; 2006 Qtr 4: 69.145; 2007 Qtr 1: 0; 2007 Qtr 2: 0; 2007 Qtr 3: 0; 2007 Qtr 4: 0; 2008 Qtr 1: 0; 2008 Qtr 2: 0; 2008 Qtr 3: 0; 2008 Qtr 4: 0 | 69.145
0 | 234208-Lighting-8 Ft T-8 with Elec Ballast-Tr2 |  | 7 | Commercial | 23-RTL-Retail–SingleStorylarge-LIT_INT | 0 |  |  |  |  | 35.7165 | 16.4871 | 0 | 0 | 0 | 19.2294 | 29.8156 |  | kWh | 0.0089093 | -0.040559 | Commercial |  | Annual | [5 empty] | 11 | 0.96 |  |  |  | 0 | 3.6392 | 0 | 0 | 0 | 0 | 0 | 0 | 0 | 0 | 0 | 0 | 2006 Qtr 1: 0; 2006 Qtr 2: 0; 2006 Qtr 3: 0; 2006 Qtr 4: 3.6392; 2007 Qtr 1: 0; 2007 Qtr 2: 0; 2007 Qtr 3: 0; 2007 Qtr 4: 0; 2008 Qtr 1: 0; 2008 Qtr 2: 0; 2008 Qtr 3: 0; 2008 Qtr 4: 0 | 3.6392
0 | 234331-Premium T8 with T12 40 Watt Baseline - Tr2 |  | 10 | Commercial | 01-ALC-AllCommercial-IntLight | 0 |  |  |  |  | 13.9591 | 9.8923 | 0 | 0 | 0 | 4.0668 | 39.8036 |  | kWh | 0.012793 | -0.065186 | Commercial |  | Annual | [5 empty] | 11 | 0.96 |  |  |  | 0 | 14.5568 | 0 | 0 | 0 | 0 | 0 | 0 | 0 | 0 | 0 | 0 | 2006 Qtr 1: 0; 2006 Qtr 2: 0; 2006 Qtr 3: 0; 2006 Qtr 4: 14.5568; 2007 Qtr 1: 0; 2007 Qtr 2: 0; 2007 Qtr 3: 0; 2007 Qtr 4: 0; 2008 Qtr 1: 0; 2008 Qtr 2: 0; 2008 Qtr 3: 0; 2008 Qtr 4: 0 | 14.5568
0 | 234304-Lighting-Remove 4 Ft Lamp (De-Lamp) - Tr2 | COFL00AVDEL01 | 10 | Commercial | 01-ALC-AllCommercial-IntLight | 0 |  |  |  |  | 28.2538 | 12.3653 | 0 | 0 | 0 | 15.8885 | 128.1864 |  | kWh | 0.0412 | -0.20993 | Commercial |  | Annual | [5 empty] | 11 | 0.96 |  |  |  | 0 | 14.5568 | 0 | 0 | 0 | 0 | 0 | 0 | 0 | 0 | 0 | 0 | 2006 Qtr 1: 0; 2006 Qtr 2: 0; 2006 Qtr 3: 0; 2006 Qtr 4: 14.5568; 2007 Qtr 1: 0; 2007 Qtr 2: 0; 2007 Qtr 3: 0; 2007 Qtr 4: 0; 2008 Qtr 1: 0; 2008 Qtr 2: 0; 2008 Qtr 3: 0; 2008 Qtr 4: 0 | 14.5568
0 | 234331-Premium T8 with T12 40 Watt Baseline - Tr2 |  | 10 | Commercial | 01-ALC-AllCommercial-IntLight | 0 |  |  |  |  | 13.9591 | 9.8923 | 0 | 0 | 0 | 4.0668 | 50.7543 |  | kWh | 0.010192 | -0.083119 | Commercial |  | Annual | [5 empty] | 11 | 0.96 |  |  |  | 0 | 32.7529 | 0 | 0 | 0 | 0 | 0 | 0 | 0 | 0 | 0 | 0 | 2006 Qtr 1: 0; 2006 Qtr 2: 0; 2006 Qtr 3: 0; 2006 Qtr 4: 32.7529; 2007 Qtr 1: 0; 2007 Qtr 2: 0; 2007 Qtr 3: 0; 2007 Qtr 4: 0; 2008 Qtr 1: 0; 2008 Qtr 2: 0; 2008 Qtr 3: 0; 2008 Qtr 4: 0 | 32.7529
0 | 234304-Lighting-Remove 4 Ft Lamp (De-Lamp) - Tr2 | COFL00AVDEL01 | 10 | Commercial | 01-ALC-AllCommercial-IntLight | 0 |  |  |  |  | 28.2538 | 12.3653 | 0 | 0 | 0 | 15.8885 | 163.4528 |  | kWh | 0.032823 | -0.26768 | Commercial |  | Annual | [5 empty] | 11 | 0.96 |  |  |  | 0 | 32.7529 | 0 | 0 | 0 | 0 | 0 | 0 | 0 | 0 | 0 | 0 | 2006 Qtr 1: 0; 2006 Qtr 2: 0; 2006 Qtr 3: 0; 2006 Qtr 4: 32.7529; 2007 Qtr 1: 0; 2007 Qtr 2: 0; 2007 Qtr 3: 0; 2007 Qtr 4: 0; 2008 Qtr 1: 0; 2008 Qtr 2: 0; 2008 Qtr 3: 0; 2008 Qtr 4: 0 | 32.7529
0 | 234332-Premium T8 with T12 40 Watt Baseline - Tr3 |  | 10 | Commercial | 01-ALC-AllCommercial-IntLight | 0 |  |  |  |  | 13.9591 | 7.1444 | 0 | 0 | 0 | 6.8147 | 26.0183 |  | kWh | 0.0088677 | -0.04261 | Commercial |  | Annual | [5 empty] | 11 | 0.96 |  |  |  | 0 | 27.2941 | 0 | 0 | 0 | 0 | 0 | 0 | 0 | 0 | 0 | 0 | 2006 Qtr 1: 0; 2006 Qtr 2: 0; 2006 Qtr 3: 0; 2006 Qtr 4: 27.2941; 2007 Qtr 1: 0; 2007 Qtr 2: 0; 2007 Qtr 3: 0; 2007 Qtr 4: 0; 2008 Qtr 1: 0; 2008 Qtr 2: 0; 2008 Qtr 3: 0; 2008 Qtr 4: 0 | 27.2941
0 | 234308-Lighting-Remove 8 Ft Lamp (De-Lamp) - Tr3 | CRTL00AVDEL02 | 10 | Commercial | 01-ALC-AllCommercial-IntLight | 0 |  |  |  |  | 28.4737 | 11.8158 | 0 | 0 | 0 | 16.6579 | 152.7158 |  | kWh | 0.05205 | -0.2501 | Commercial |  | Annual | [5 empty] | 11 | 0.96 |  |  |  | 0 | 4.549 | 0 | 0 | 0 | 0 | 0 | 0 | 0 | 0 | 0 | 0 | 2006 Qtr 1: 0; 2006 Qtr 2: 0; 2006 Qtr 3: 0; 2006 Qtr 4: 4.549; 2007 Qtr 1: 0; 2007 Qtr 2: 0; 2007 Qtr 3: 0; 2007 Qtr 4: 0; 2008 Qtr 1: 0; 2008 Qtr 2: 0; 2008 Qtr 3: 0; 2008 Qtr 4: 0 | 4.549
0 | 234305-Lighting-Remove 4 Ft Lamp (De-Lamp) - Tr3 | COFL00AVDEL01 | 10 | Commercial | 01-ALC-AllCommercial-IntLight | 0 |  |  |  |  | 28.2538 | 8.7931 | 0 | 0 | 0 | 19.4607 | 92.5345 |  | kWh | 0.031538 | -0.15154 | Commercial |  | Annual | [5 empty] | 11 | 0.96 |  |  |  | 0 | 18.196 | 0 | 0 | 0 | 0 | 0 | 0 | 0 | 0 | 0 | 0 | 2006 Qtr 1: 0; 2006 Qtr 2: 0; 2006 Qtr 3: 0; 2006 Qtr 4: 18.196; 2007 Qtr 1: 0; 2007 Qtr 2: 0; 2007 Qtr 3: 0; 2007 Qtr 4: 0; 2008 Qtr 1: 0; 2008 Qtr 2: 0; 2008 Qtr 3: 0; 2008 Qtr 4: 0 | 18.196
0 | 234330-Premium T8 with T12 40 Watt Baseline - Tr1 |  | 7 | Commercial | 01-ALC-AllCommercial-IntLight | 0 |  |  |  |  | 13.9589 | 13.1897 | 0 | 0 | 0 | 0.76922 | 30.14 |  | kWh | 0.0093405 | -0.04936 | Commercial |  | Annual | [5 empty] | 11 | 0.96 |  |  |  | 0 | 29.1137 | 0 | 0 | 0 | 0 | 0 | 0 | 0 | 0 | 0 | 0 | 2006 Qtr 1: 0; 2006 Qtr 2: 0; 2006 Qtr 3: 0; 2006 Qtr 4: 29.1137; 2007 Qtr 1: 0; 2007 Qtr 2: 0; 2007 Qtr 3: 0; 2007 Qtr 4: 0; 2008 Qtr 1: 0; 2008 Qtr 2: 0; 2008 Qtr 3: 0; 2008 Qtr 4: 0 | 29.1137
0 | 234330-Premium T8 with T12 40 Watt Baseline - Tr1 |  | 7 | Commercial | 01-ALC-AllCommercial-IntLight | 0 |  |  |  |  | 13.9589 | 13.1897 | 0 | 0 | 0 | 0.76922 | 34.727 |  | kWh | 0.010491 | -0.056872 | Commercial |  | Annual | [5 empty] | 11 | 0.96 |  |  |  | 0 | 29.1137 | 0 | 0 | 0 | 0 | 0 | 0 | 0 | 0 | 0 | 0 | 2006 Qtr 1: 0; 2006 Qtr 2: 0; 2006 Qtr 3: 0; 2006 Qtr 4: 29.1137; 2007 Qtr 1: 0; 2007 Qtr 2: 0; 2007 Qtr 3: 0; 2007 Qtr 4: 0; 2008 Qtr 1: 0; 2008 Qtr 2: 0; 2008 Qtr 3: 0; 2008 Qtr 4: 0 | 29.1137
0 | 234303-Lighting-Remove 4 Ft Lamp (De-Lamp) - Tr1 | COFL00AVDEL01 | 7 | Commercial | 01-ALC-AllCommercial-IntLight | 0 |  |  |  |  | 28.2518 | 16.4871 | 0 | 0 | 0 | 11.7647 | 115.4744 |  | kWh | 0.034885 | -0.18911 | Commercial |  | Annual | [5 empty] | 11 | 0.96 |  |  |  | 0 | 29.1137 | 0 | 0 | 0 | 0 | 0 | 0 | 0 | 0 | 0 | 0 | 2006 Qtr 1: 0; 2006 Qtr 2: 0; 2006 Qtr 3: 0; 2006 Qtr 4: 29.1137; 2007 Qtr 1: 0; 2007 Qtr 2: 0; 2007 Qtr 3: 0; 2007 Qtr 4: 0; 2008 Qtr 1: 0; 2008 Qtr 2: 0; 2008 Qtr 3: 0; 2008 Qtr 4: 0 | 29.1137
0 | 234330-Premium T8 with T12 40 Watt Baseline - Tr1 |  | 7 | Commercial | 01-ALC-AllCommercial-IntLight | 0 |  |  |  |  | 13.9589 | 13.1897 | 0 | 0 | 0 | 0.76922 | 34.727 |  | kWh | 0.010491 | -0.056872 | Commercial |  | Annual | [5 empty] | 11 | 0.96 |  |  |  | 0 | 32.7529 | 0 | 0 | 0 | 0 | 0 | 0 | 0 | 0 | 0 | 0 | 2006 Qtr 1: 0; 2006 Qtr 2: 0; 2006 Qtr 3: 0; 2006 Qtr 4: 32.7529; 2007 Qtr 1: 0; 2007 Qtr 2: 0; 2007 Qtr 3: 0; 2007 Qtr 4: 0; 2008 Qtr 1: 0; 2008 Qtr 2: 0; 2008 Qtr 3: 0; 2008 Qtr 4: 0 | 32.7529
0 | 234303-Lighting-Remove 4 Ft Lamp (De-Lamp) - Tr1 | COFL00AVDEL01 | 7 | Commercial | 01-ALC-AllCommercial-IntLight | 0 |  |  |  |  | 28.2518 | 16.4871 | 0 | 0 | 0 | 11.7647 | 115.4744 |  | kWh | 0.034885 | -0.18911 | Commercial |  | Annual | [5 empty] | 11 | 0.96 |  |  |  | 0 | 32.7529 | 0 | 0 | 0 | 0 | 0 | 0 | 0 | 0 | 0 | 0 | 2006 Qtr 1: 0; 2006 Qtr 2: 0; 2006 Qtr 3: 0; 2006 Qtr 4: 32.7529; 2007 Qtr 1: 0; 2007 Qtr 2: 0; 2007 Qtr 3: 0; 2007 Qtr 4: 0; 2008 Qtr 1: 0; 2008 Qtr 2: 0; 2008 Qtr 3: 0; 2008 Qtr 4: 0 | 32.7529
0 | 234330-Premium T8 with T12 40 Watt Baseline - Tr1 |  | 10 | Commercial | 01-ALC-AllCommercial-IntLight | 0 |  |  |  |  | 13.9589 | 13.1897 | 0 | 0 | 0 | 0.76922 | 16.7728 |  | kWh | 0.0038804 | -0.027468 | Commercial |  | Annual | [5 empty] | 11 | 0.96 |  |  |  | 0 | 409.411 | 0 | 0 | 0 | 0 | 0 | 0 | 0 | 0 | 0 | 0 | 2006 Qtr 1: 0; 2006 Qtr 2: 0; 2006 Qtr 3: 0; 2006 Qtr 4: 409.411; 2007 Qtr 1: 0; 2007 Qtr 2: 0; 2007 Qtr 3: 0; 2007 Qtr 4: 0; 2008 Qtr 1: 0; 2008 Qtr 2: 0; 2008 Qtr 3: 0; 2008 Qtr 4: 0 | 409.411
0 | 234300-Lighting-Remove 3 Ft Lamp (De-Lamp) - Tr1 |  | 10 | Commercial | 01-ALC-AllCommercial-IntLight | 0 |  |  |  |  | 20.8837 | 10.9914 | 0 | 0 | 0 | 9.8923 | 47.0047 |  | kWh | 0.010875 | -0.076979 | Commercial |  | Annual | [5 empty] | 11 | 0.96 |  |  |  | 0 | 185.5996 | 0 | 0 | 0 | 0 | 0 | 0 | 0 | 0 | 0 | 0 | 2006 Qtr 1: 0; 2006 Qtr 2: 0; 2006 Qtr 3: 0; 2006 Qtr 4: 185.5996; 2007 Qtr 1: 0; 2007 Qtr 2: 0; 2007 Qtr 3: 0; 2007 Qtr 4: 0; 2008 Qtr 1: 0; 2008 Qtr 2: 0; 2008 Qtr 3: 0; 2008 Qtr 4: 0 | 185.5996
0 | 234331-Premium T8 with T12 40 Watt Baseline - Tr2 |  | 7 | Commercial | 01-ALC-AllCommercial-IntLight | 0 |  |  |  |  | 13.9591 | 9.8923 | 0 | 0 | 0 | 4.0668 | 35.8564 |  | kWh | 0.010832 | -0.058721 | Commercial |  | Annual | [5 empty] | 11 | 0.96 |  |  |  | 0 | 10.9176 | 0 | 0 | 0 | 0 | 0 | 0 | 0 | 0 | 0 | 0 | 2006 Qtr 1: 0; 2006 Qtr 2: 0; 2006 Qtr 3: 0; 2006 Qtr 4: 10.9176; 2007 Qtr 1: 0; 2007 Qtr 2: 0; 2007 Qtr 3: 0; 2007 Qtr 4: 0; 2008 Qtr 1: 0; 2008 Qtr 2: 0; 2008 Qtr 3: 0; 2008 Qtr 4: 0 | 10.9176
0 | 234304-Lighting-Remove 4 Ft Lamp (De-Lamp) - Tr2 | COFL00AVDEL01 | 7 | Commercial | 01-ALC-AllCommercial-IntLight | 0 |  |  |  |  | 28.2538 | 12.3653 | 0 | 0 | 0 | 15.8885 | 115.4744 |  | kWh | 0.034885 | -0.18911 | Commercial |  | Annual | [5 empty] | 11 | 0.96 |  |  |  | 0 | 10.9176 | 0 | 0 | 0 | 0 | 0 | 0 | 0 | 0 | 0 | 0 | 2006 Qtr 1: 0; 2006 Qtr 2: 0; 2006 Qtr 3: 0; 2006 Qtr 4: 10.9176; 2007 Qtr 1: 0; 2007 Qtr 2: 0; 2007 Qtr 3: 0; 2007 Qtr 4: 0; 2008 Qtr 1: 0; 2008 Qtr 2: 0; 2008 Qtr 3: 0; 2008 Qtr 4: 0 | 10.9176
0 | 234331-Premium T8 with T12 40 Watt Baseline - Tr2 |  | 10 | Commercial | 01-ALC-AllCommercial-IntLight | 0 |  |  |  |  | 13.9591 | 9.8923 | 0 | 0 | 0 | 4.0668 | 31.1202 |  | kWh | 0.0096442 | -0.050965 | Commercial |  | Annual | [5 empty] | 11 | 0.96 |  |  |  | 0 | 21.8353 | 0 | 0 | 0 | 0 | 0 | 0 | 0 | 0 | 0 | 0 | 2006 Qtr 1: 0; 2006 Qtr 2: 0; 2006 Qtr 3: 0; 2006 Qtr 4: 21.8353; 2007 Qtr 1: 0; 2007 Qtr 2: 0; 2007 Qtr 3: 0; 2007 Qtr 4: 0; 2008 Qtr 1: 0; 2008 Qtr 2: 0; 2008 Qtr 3: 0; 2008 Qtr 4: 0 | 21.8353
0 | 234304-Lighting-Remove 4 Ft Lamp (De-Lamp) - Tr2 | COFL00AVDEL01 | 10 | Commercial | 01-ALC-AllCommercial-IntLight | 0 |  |  |  |  | 28.2538 | 12.3653 | 0 | 0 | 0 | 15.8885 | 100.2216 |  | kWh | 0.031059 | -0.16413 | Commercial |  | Annual | [5 empty] | 11 | 0.96 |  |  |  | 0 | 21.8353 | 0 | 0 | 0 | 0 | 0 | 0 | 0 | 0 | 0 | 0 | 2006 Qtr 1: 0; 2006 Qtr 2: 0; 2006 Qtr 3: 0; 2006 Qtr 4: 21.8353; 2007 Qtr 1: 0; 2007 Qtr 2: 0; 2007 Qtr 3: 0; 2007 Qtr 4: 0; 2008 Qtr 1: 0; 2008 Qtr 2: 0; 2008 Qtr 3: 0; 2008 Qtr 4: 0 | 21.8353
0 | 234331-Premium T8 with T12 40 Watt Baseline - Tr2 |  | 10 | Commercial | 01-ALC-AllCommercial-IntLight | 0 |  |  |  |  | 13.9591 | 9.8923 | 0 | 0 | 0 | 4.0668 | 35.8564 |  | kWh | 0.010832 | -0.058721 | Commercial |  | Annual | [5 empty] | 11 | 0.96 |  |  |  | 0 | 16.3764 | 0 | 0 | 0 | 0 | 0 | 0 | 0 | 0 | 0 | 0 | 2006 Qtr 1: 0; 2006 Qtr 2: 0; 2006 Qtr 3: 0; 2006 Qtr 4: 16.3764; 2007 Qtr 1: 0; 2007 Qtr 2: 0; 2007 Qtr 3: 0; 2007 Qtr 4: 0; 2008 Qtr 1: 0; 2008 Qtr 2: 0; 2008 Qtr 3: 0; 2008 Qtr 4: 0 | 16.3764
0 | 234304-Lighting-Remove 4 Ft Lamp (De-Lamp) - Tr2 | COFL00AVDEL01 | 10 | Commercial | 01-ALC-AllCommercial-IntLight | 0 |  |  |  |  | 28.2538 | 12.3653 | 0 | 0 | 0 | 15.8885 | 115.4744 |  | kWh | 0.034885 | -0.18911 | Commercial |  | Annual | [5 empty] | 11 | 0.96 |  |  |  | 0 | 16.3764 | 0 | 0 | 0 | 0 | 0 | 0 | 0 | 0 | 0 | 0 | 2006 Qtr 1: 0; 2006 Qtr 2: 0; 2006 Qtr 3: 0; 2006 Qtr 4: 16.3764; 2007 Qtr 1: 0; 2007 Qtr 2: 0; 2007 Qtr 3: 0; 2007 Qtr 4: 0; 2008 Qtr 1: 0; 2008 Qtr 2: 0; 2008 Qtr 3: 0; 2008 Qtr 4: 0 | 16.3764
0 | 234330-Premium T8 with T12 40 Watt Baseline - Tr1 |  | 7 | Commercial | 01-ALC-AllCommercial-IntLight | 0 |  |  |  |  | 13.9589 | 13.1897 | 0 | 0 | 0 | 0.76922 | 34.727 |  | kWh | 0.010491 | -0.056872 | Commercial |  | Annual | [5 empty] | 11 | 0.96 |  |  |  | 0 | 183.78 | 0 | 0 | 0 | 0 | 0 | 0 | 0 | 0 | 0 | 0 | 2006 Qtr 1: 0; 2006 Qtr 2: 0; 2006 Qtr 3: 0; 2006 Qtr 4: 183.78; 2007 Qtr 1: 0; 2007 Qtr 2: 0; 2007 Qtr 3: 0; 2007 Qtr 4: 0; 2008 Qtr 1: 0; 2008 Qtr 2: 0; 2008 Qtr 3: 0; 2008 Qtr 4: 0 | 183.78
0 | 234303-Lighting-Remove 4 Ft Lamp (De-Lamp) - Tr1 | COFL00AVDEL01 | 7 | Commercial | 01-ALC-AllCommercial-IntLight | 0 |  |  |  |  | 28.2518 | 16.4871 | 0 | 0 | 0 | 11.7647 | 115.4744 |  | kWh | 0.034885 | -0.18911 | Commercial |  | Annual | [5 empty] | 11 | 0.96 |  |  |  | 0 | 107.3567 | 0 | 0 | 0 | 0 | 0 | 0 | 0 | 0 | 0 | 0 | 2006 Qtr 1: 0; 2006 Qtr 2: 0; 2006 Qtr 3: 0; 2006 Qtr 4: 107.3567; 2007 Qtr 1: 0; 2007 Qtr 2: 0; 2007 Qtr 3: 0; 2007 Qtr 4: 0; 2008 Qtr 1: 0; 2008 Qtr 2: 0; 2008 Qtr 3: 0; 2008 Qtr 4: 0 | 107.3567
0 | 234331-Premium T8 with T12 40 Watt Baseline - Tr2 |  | 7 | Commercial | 01-ALC-AllCommercial-IntLight | 0 |  |  |  |  | 13.9591 | 9.8923 | 0 | 0 | 0 | 4.0668 | 31.1202 |  | kWh | 0.0096442 | -0.050965 | Commercial |  | Annual | [5 empty] | 11 | 0.96 |  |  |  | 0 | 21.8353 | 0 | 0 | 0 | 0 | 0 | 0 | 0 | 0 | 0 | 0 | 2006 Qtr 1: 0; 2006 Qtr 2: 0; 2006 Qtr 3: 0; 2006 Qtr 4: 21.8353; 2007 Qtr 1: 0; 2007 Qtr 2: 0; 2007 Qtr 3: 0; 2007 Qtr 4: 0; 2008 Qtr 1: 0; 2008 Qtr 2: 0; 2008 Qtr 3: 0; 2008 Qtr 4: 0 | 21.8353
0 | 234304-Lighting-Remove 4 Ft Lamp (De-Lamp) - Tr2 | COFL00AVDEL01 | 7 | Commercial | 01-ALC-AllCommercial-IntLight | 0 |  |  |  |  | 28.2538 | 12.3653 | 0 | 0 | 0 | 15.8885 | 100.2216 |  | kWh | 0.031059 | -0.16413 | Commercial |  | Annual | [5 empty] | 11 | 0.96 |  |  |  | 0 | 21.8353 | 0 | 0 | 0 | 0 | 0 | 0 | 0 | 0 | 0 | 0 | 2006 Qtr 1: 0; 2006 Qtr 2: 0; 2006 Qtr 3: 0; 2006 Qtr 4: 21.8353; 2007 Qtr 1: 0; 2007 Qtr 2: 0; 2007 Qtr 3: 0; 2007 Qtr 4: 0; 2008 Qtr 1: 0; 2008 Qtr 2: 0; 2008 Qtr 3: 0; 2008 Qtr 4: 0 | 21.8353
0 | 234331-Premium T8 with T12 40 Watt Baseline - Tr2 |  | 10 | Commercial | 01-ALC-AllCommercial-IntLight | 0 |  |  |  |  | 13.9591 | 9.8923 | 0 | 0 | 0 | 4.0668 | 31.1202 |  | kWh | 0.0096442 | -0.050965 | Commercial |  | Annual | [5 empty] | 11 | 0.96 |  |  |  | 0 | 94.6194 | 0 | 0 | 0 | 0 | 0 | 0 | 0 | 0 | 0 | 0 | 2006 Qtr 1: 0; 2006 Qtr 2: 0; 2006 Qtr 3: 0; 2006 Qtr 4: 94.6194; 2007 Qtr 1: 0; 2007 Qtr 2: 0; 2007 Qtr 3: 0; 2007 Qtr 4: 0; 2008 Qtr 1: 0; 2008 Qtr 2: 0; 2008 Qtr 3: 0; 2008 Qtr 4: 0 | 94.6194
0 | 234330-Premium T8 with T12 40 Watt Baseline - Tr1 |  | 7 | Commercial | 01-ALC-AllCommercial-IntLight | 0 |  |  |  |  | 13.9589 | 13.1897 | 0 | 0 | 0 | 0.76922 | 38.5499 |  | kWh | 0.01239 | -0.063133 | Commercial |  | Annual | [5 empty] | 11 | 0.96 |  |  |  | 0 | 72.7842 | 0 | 0 | 0 | 0 | 0 | 0 | 0 | 0 | 0 | 0 | 2006 Qtr 1: 0; 2006 Qtr 2: 0; 2006 Qtr 3: 0; 2006 Qtr 4: 72.7842; 2007 Qtr 1: 0; 2007 Qtr 2: 0; 2007 Qtr 3: 0; 2007 Qtr 4: 0; 2008 Qtr 1: 0; 2008 Qtr 2: 0; 2008 Qtr 3: 0; 2008 Qtr 4: 0 | 72.7842
0 | 234303-Lighting-Remove 4 Ft Lamp (De-Lamp) - Tr1 | COFL00AVDEL01 | 7 | Commercial | 01-ALC-AllCommercial-IntLight | 0 |  |  |  |  | 28.2518 | 16.4871 | 0 | 0 | 0 | 11.7647 | 128.1864 |  | kWh | 0.0412 | -0.20993 | Commercial |  | Annual | [5 empty] | 11 | 0.96 |  |  |  | 0 | 40.0313 | 0 | 0 | 0 | 0 | 0 | 0 | 0 | 0 | 0 | 0 | 2006 Qtr 1: 0; 2006 Qtr 2: 0; 2006 Qtr 3: 0; 2006 Qtr 4: 40.0313; 2007 Qtr 1: 0; 2007 Qtr 2: 0; 2007 Qtr 3: 0; 2007 Qtr 4: 0; 2008 Qtr 1: 0; 2008 Qtr 2: 0; 2008 Qtr 3: 0; 2008 Qtr 4: 0 | 40.0313
0 | 234330-Premium T8 with T12 40 Watt Baseline - Tr1 |  | 7 | Commercial | 01-ALC-AllCommercial-IntLight | 0 |  |  |  |  | 13.9589 | 13.1897 | 0 | 0 | 0 | 0.76922 | 38.5499 |  | kWh | 0.01239 | -0.063133 | Commercial |  | Annual | [5 empty] | 11 | 0.96 |  |  |  | 0 | 78.243 | 0 | 0 | 0 | 0 | 0 | 0 | 0 | 0 | 0 | 0 | 2006 Qtr 1: 0; 2006 Qtr 2: 0; 2006 Qtr 3: 0; 2006 Qtr 4: 78.243; 2007 Qtr 1: 0; 2007 Qtr 2: 0; 2007 Qtr 3: 0; 2007 Qtr 4: 0; 2008 Qtr 1: 0; 2008 Qtr 2: 0; 2008 Qtr 3: 0; 2008 Qtr 4: 0 | 78.243
0 | 234303-Lighting-Remove 4 Ft Lamp (De-Lamp) - Tr1 | COFL00AVDEL01 | 7 | Commercial | 01-ALC-AllCommercial-IntLight | 0 |  |  |  |  | 28.2518 | 16.4871 | 0 | 0 | 0 | 11.7647 | 128.1864 |  | kWh | 0.0412 | -0.20993 | Commercial |  | Annual | [5 empty] | 11 | 0.96 |  |  |  | 0 | 39.1215 | 0 | 0 | 0 | 0 | 0 | 0 | 0 | 0 | 0 | 0 | 2006 Qtr 1: 0; 2006 Qtr 2: 0; 2006 Qtr 3: 0; 2006 Qtr 4: 39.1215; 2007 Qtr 1: 0; 2007 Qtr 2: 0; 2007 Qtr 3: 0; 2007 Qtr 4: 0; 2008 Qtr 1: 0; 2008 Qtr 2: 0; 2008 Qtr 3: 0; 2008 Qtr 4: 0 | 39.1215
0 | 234332-Premium T8 with T12 40 Watt Baseline - Tr3 |  | 10 | Commercial | 01-ALC-AllCommercial-IntLight | 0 |  |  |  |  | 13.9591 | 7.1444 | 0 | 0 | 0 | 6.8147 | 28.1797 |  | kWh | 0.008733 | -0.046149 | Commercial |  | Annual | [5 empty] | 11 | 0.96 |  |  |  | 0 | 21.8353 | 0 | 0 | 0 | 0 | 0 | 0 | 0 | 0 | 0 | 0 | 2006 Qtr 1: 0; 2006 Qtr 2: 0; 2006 Qtr 3: 0; 2006 Qtr 4: 21.8353; 2007 Qtr 1: 0; 2007 Qtr 2: 0; 2007 Qtr 3: 0; 2007 Qtr 4: 0; 2008 Qtr 1: 0; 2008 Qtr 2: 0; 2008 Qtr 3: 0; 2008 Qtr 4: 0 | 21.8353
0 | 234305-Lighting-Remove 4 Ft Lamp (De-Lamp) - Tr3 | COFL00AVDEL01 | 10 | Commercial | 01-ALC-AllCommercial-IntLight | 0 |  |  |  |  | 28.2538 | 8.7931 | 0 | 0 | 0 | 19.4607 | 100.2216 |  | kWh | 0.031059 | -0.16413 | Commercial |  | Annual | [5 empty] | 11 | 0.96 |  |  |  | 0 | 27.2941 | 0 | 0 | 0 | 0 | 0 | 0 | 0 | 0 | 0 | 0 | 2006 Qtr 1: 0; 2006 Qtr 2: 0; 2006 Qtr 3: 0; 2006 Qtr 4: 27.2941; 2007 Qtr 1: 0; 2007 Qtr 2: 0; 2007 Qtr 3: 0; 2007 Qtr 4: 0; 2008 Qtr 1: 0; 2008 Qtr 2: 0; 2008 Qtr 3: 0; 2008 Qtr 4: 0 | 27.2941
0 | 234329-Premium T8 with T12 34Watt Baseline - Tr3 |  | 10 | Commercial | 01-ALC-AllCommercial-IntLight | 0 |  |  |  |  | 13.9591 | 4.6713 | 0 | 0 | 0 | 9.2877 | 31.6103 |  | kWh | 0.0097961 | -0.051768 | Commercial |  | Annual | [5 empty] | 11 | 0.96 |  |  |  | 0 | 9.098 | 0 | 0 | 0 | 0 | 0 | 0 | 0 | 0 | 0 | 0 | 2006 Qtr 1: 0; 2006 Qtr 2: 0; 2006 Qtr 3: 0; 2006 Qtr 4: 9.098; 2007 Qtr 1: 0; 2007 Qtr 2: 0; 2007 Qtr 3: 0; 2007 Qtr 4: 0; 2008 Qtr 1: 0; 2008 Qtr 2: 0; 2008 Qtr 3: 0; 2008 Qtr 4: 0 | 9.098
0 | 234330-Premium T8 with T12 40 Watt Baseline - Tr1 |  | 7 | Commercial | 18-OFS-Office–Small-IntLight | 0 |  |  |  |  | 13.9589 | 13.1897 | 0 | 0 | 0 | 0.76922 | 31.525 |  | kWh | 0.0094564 | -0.009168 | Commercial |  | Annual | [5 empty] | 11 | 0.96 |  |  |  | 0 | 14.5568 | 0 | 0 | 0 | 0 | 0 | 0 | 0 | 0 | 0 | 0 | 2006 Qtr 1: 0; 2006 Qtr 2: 0; 2006 Qtr 3: 0; 2006 Qtr 4: 14.5568; 2007 Qtr 1: 0; 2007 Qtr 2: 0; 2007 Qtr 3: 0; 2007 Qtr 4: 0; 2008 Qtr 1: 0; 2008 Qtr 2: 0; 2008 Qtr 3: 0; 2008 Qtr 4: 0 | 14.5568
0 | 234303-Lighting-Remove 4 Ft Lamp (De-Lamp) - Tr1 | COFL00AVDEL01 | 7 | Commercial | 18-OFS-Office–Small-IntLight | 0 |  |  |  |  | 28.2518 | 16.4871 | 0 | 0 | 0 | 11.7647 | 104.8272 |  | kWh | 0.031445 | -0.030485 | Commercial |  | Annual | [5 empty] | 11 | 0.96 |  |  |  | 0 | 14.5568 | 0 | 0 | 0 | 0 | 0 | 0 | 0 | 0 | 0 | 0 | 2006 Qtr 1: 0; 2006 Qtr 2: 0; 2006 Qtr 3: 0; 2006 Qtr 4: 14.5568; 2007 Qtr 1: 0; 2007 Qtr 2: 0; 2007 Qtr 3: 0; 2007 Qtr 4: 0; 2008 Qtr 1: 0; 2008 Qtr 2: 0; 2008 Qtr 3: 0; 2008 Qtr 4: 0 | 14.5568
0 | 234331-Premium T8 with T12 40 Watt Baseline - Tr2 |  | 7 | Commercial | 01-ALC-AllCommercial-IntLight | 0 |  |  |  |  | 13.9591 | 9.8923 | 0 | 0 | 0 | 4.0668 | 28.7332 |  | kWh | 0.009793 | -0.047056 | Commercial |  | Annual | [5 empty] | 11 | 0.96 |  |  |  | 0 | 20.0156 | 0 | 0 | 0 | 0 | 0 | 0 | 0 | 0 | 0 | 0 | 2006 Qtr 1: 0; 2006 Qtr 2: 0; 2006 Qtr 3: 0; 2006 Qtr 4: 20.0156; 2007 Qtr 1: 0; 2007 Qtr 2: 0; 2007 Qtr 3: 0; 2007 Qtr 4: 0; 2008 Qtr 1: 0; 2008 Qtr 2: 0; 2008 Qtr 3: 0; 2008 Qtr 4: 0 | 20.0156
0 | 234304-Lighting-Remove 4 Ft Lamp (De-Lamp) - Tr2 | COFL00AVDEL01 | 7 | Commercial | 01-ALC-AllCommercial-IntLight | 0 |  |  |  |  | 28.2538 | 12.3653 | 0 | 0 | 0 | 15.8885 | 92.5345 |  | kWh | 0.031538 | -0.15154 | Commercial |  | Annual | [5 empty] | 11 | 0.96 |  |  |  | 0 | 20.0156 | 0 | 0 | 0 | 0 | 0 | 0 | 0 | 0 | 0 | 0 | 2006 Qtr 1: 0; 2006 Qtr 2: 0; 2006 Qtr 3: 0; 2006 Qtr 4: 20.0156; 2007 Qtr 1: 0; 2007 Qtr 2: 0; 2007 Qtr 3: 0; 2007 Qtr 4: 0; 2008 Qtr 1: 0; 2008 Qtr 2: 0; 2008 Qtr 3: 0; 2008 Qtr 4: 0 | 20.0156
0 | 234331-Premium T8 with T12 40 Watt Baseline - Tr2 |  | 7 | Commercial | 23-RTL-Retail–SingleStorylarge-LIT_INT | 0 |  |  |  |  | 13.9591 | 9.8923 | 0 | 0 | 0 | 4.0668 | 36.763 |  | kWh | 0.010985 | -0.05001 | Commercial |  | Annual | [5 empty] | 11 | 0.96 |  |  |  | 0 | 21.8353 | 0 | 0 | 0 | 0 | 0 | 0 | 0 | 0 | 0 | 0 | 2006 Qtr 1: 0; 2006 Qtr 2: 0; 2006 Qtr 3: 0; 2006 Qtr 4: 21.8353; 2007 Qtr 1: 0; 2007 Qtr 2: 0; 2007 Qtr 3: 0; 2007 Qtr 4: 0; 2008 Qtr 1: 0; 2008 Qtr 2: 0; 2008 Qtr 3: 0; 2008 Qtr 4: 0 | 21.8353
0 | 234304-Lighting-Remove 4 Ft Lamp (De-Lamp) - Tr2 | COFL00AVDEL01 | 7 | Commercial | 23-RTL-Retail–SingleStorylarge-LIT_INT | 0 |  |  |  |  | 28.2538 | 12.3653 | 0 | 0 | 0 | 15.8885 | 118.3941 |  | kWh | 0.035378 | -0.16106 | Commercial |  | Annual | [5 empty] | 11 | 0.96 |  |  |  | 0 | 21.8353 | 0 | 0 | 0 | 0 | 0 | 0 | 0 | 0 | 0 | 0 | 2006 Qtr 1: 0; 2006 Qtr 2: 0; 2006 Qtr 3: 0; 2006 Qtr 4: 21.8353; 2007 Qtr 1: 0; 2007 Qtr 2: 0; 2007 Qtr 3: 0; 2007 Qtr 4: 0; 2008 Qtr 1: 0; 2008 Qtr 2: 0; 2008 Qtr 3: 0; 2008 Qtr 4: 0 | 21.8353
0 | 234331-Premium T8 with T12 40 Watt Baseline - Tr2 |  | 7 | Commercial | 01-ALC-AllCommercial-IntLight | 0 |  |  |  |  | 13.9591 | 9.8923 | 0 | 0 | 0 | 4.0668 | 41.8656 |  | kWh | 0.0075865 | -0.068563 | Commercial |  | Annual | [5 empty] | 11 | 0.96 |  |  |  | 0 | 27.2941 | 0 | 0 | 0 | 0 | 0 | 0 | 0 | 0 | 0 | 0 | 2006 Qtr 1: 0; 2006 Qtr 2: 0; 2006 Qtr 3: 0; 2006 Qtr 4: 27.2941; 2007 Qtr 1: 0; 2007 Qtr 2: 0; 2007 Qtr 3: 0; 2007 Qtr 4: 0; 2008 Qtr 1: 0; 2008 Qtr 2: 0; 2008 Qtr 3: 0; 2008 Qtr 4: 0 | 27.2941
0 | 234304-Lighting-Remove 4 Ft Lamp (De-Lamp) - Tr2 | COFL00AVDEL01 | 7 | Commercial | 01-ALC-AllCommercial-IntLight | 0 |  |  |  |  | 28.2538 | 12.3653 | 0 | 0 | 0 | 15.8885 | 134.827 |  | kWh | 0.024432 | -0.2208 | Commercial |  | Annual | [5 empty] | 11 | 0.96 |  |  |  | 0 | 27.2941 | 0 | 0 | 0 | 0 | 0 | 0 | 0 | 0 | 0 | 0 | 2006 Qtr 1: 0; 2006 Qtr 2: 0; 2006 Qtr 3: 0; 2006 Qtr 4: 27.2941; 2007 Qtr 1: 0; 2007 Qtr 2: 0; 2007 Qtr 3: 0; 2007 Qtr 4: 0; 2008 Qtr 1: 0; 2008 Qtr 2: 0; 2008 Qtr 3: 0; 2008 Qtr 4: 0 | 27.2941
0 | 234330-Premium T8 with T12 40 Watt Baseline - Tr1 |  | 10 | Commercial | 01-ALC-AllCommercial-IntLight | 0 |  |  |  |  | 13.9589 | 13.1897 | 0 | 0 | 0 | 0.76922 | 40.547 |  | kWh | 0.0073476 | -0.066403 | Commercial |  | Annual | [5 empty] | 11 | 0.96 |  |  |  | 0 | 9.098 | 0 | 0 | 0 | 0 | 0 | 0 | 0 | 0 | 0 | 0 | 2006 Qtr 1: 0; 2006 Qtr 2: 0; 2006 Qtr 3: 0; 2006 Qtr 4: 9.098; 2007 Qtr 1: 0; 2007 Qtr 2: 0; 2007 Qtr 3: 0; 2007 Qtr 4: 0; 2008 Qtr 1: 0; 2008 Qtr 2: 0; 2008 Qtr 3: 0; 2008 Qtr 4: 0 | 9.098
0 | 234303-Lighting-Remove 4 Ft Lamp (De-Lamp) - Tr1 | COFL00AVDEL01 | 10 | Commercial | 01-ALC-AllCommercial-IntLight | 0 |  |  |  |  | 28.2518 | 16.4871 | 0 | 0 | 0 | 11.7647 | 134.827 |  | kWh | 0.024432 | -0.2208 | Commercial |  | Annual | [5 empty] | 11 | 0.96 |  |  |  | 0 | 20.0156 | 0 | 0 | 0 | 0 | 0 | 0 | 0 | 0 | 0 | 0 | 2006 Qtr 1: 0; 2006 Qtr 2: 0; 2006 Qtr 3: 0; 2006 Qtr 4: 20.0156; 2007 Qtr 1: 0; 2007 Qtr 2: 0; 2007 Qtr 3: 0; 2007 Qtr 4: 0; 2008 Qtr 1: 0; 2008 Qtr 2: 0; 2008 Qtr 3: 0; 2008 Qtr 4: 0 | 20.0156
0 | 234327-Premium T8 with T12 34Watt Baseline - Tr1 |  | 10 | Commercial | 01-ALC-AllCommercial-IntLight | 0 |  |  |  |  | 13.9591 | 9.8923 | 0 | 0 | 0 | 4.0668 | 49.4475 |  | kWh | 0.0089604 | -0.080979 | Commercial |  | Annual | [5 empty] | 11 | 0.96 |  |  |  | 0 | 12.7372 | 0 | 0 | 0 | 0 | 0 | 0 | 0 | 0 | 0 | 0 | 2006 Qtr 1: 0; 2006 Qtr 2: 0; 2006 Qtr 3: 0; 2006 Qtr 4: 12.7372; 2007 Qtr 1: 0; 2007 Qtr 2: 0; 2007 Qtr 3: 0; 2007 Qtr 4: 0; 2008 Qtr 1: 0; 2008 Qtr 2: 0; 2008 Qtr 3: 0; 2008 Qtr 4: 0 | 12.7372
0 | 234330-Premium T8 with T12 40 Watt Baseline - Tr1 |  | 10 | Commercial | 14-MLI-Manufacturing–LightIndustry-LIGHT | 0 |  |  |  |  | 13.9589 | 13.1897 | 0 | 0 | 0 | 0.76922 | 30.5262 |  | kWh | 0.0093078 | -0.046284 | Commercial |  | Annual | [5 empty] | 11 | 0.96 |  |  |  | 0 | 20.0156 | 0 | 0 | 0 | 0 | 0 | 0 | 0 | 0 | 0 | 0 | 2006 Qtr 1: 0; 2006 Qtr 2: 0; 2006 Qtr 3: 0; 2006 Qtr 4: 20.0156; 2007 Qtr 1: 0; 2007 Qtr 2: 0; 2007 Qtr 3: 0; 2007 Qtr 4: 0; 2008 Qtr 1: 0; 2008 Qtr 2: 0; 2008 Qtr 3: 0; 2008 Qtr 4: 0 | 20.0156
0 | 234303-Lighting-Remove 4 Ft Lamp (De-Lamp) - Tr1 | COFL00AVDEL01 | 10 | Commercial | 14-MLI-Manufacturing–LightIndustry-LIGHT | 0 |  |  |  |  | 28.2518 | 16.4871 | 0 | 0 | 0 | 11.7647 | 101.5057 |  | kWh | 0.03095 | -0.1539 | Commercial |  | Annual | [5 empty] | 11 | 0.96 |  |  |  | 0 | 20.0156 | 0 | 0 | 0 | 0 | 0 | 0 | 0 | 0 | 0 | 0 | 2006 Qtr 1: 0; 2006 Qtr 2: 0; 2006 Qtr 3: 0; 2006 Qtr 4: 20.0156; 2007 Qtr 1: 0; 2007 Qtr 2: 0; 2007 Qtr 3: 0; 2007 Qtr 4: 0; 2008 Qtr 1: 0; 2008 Qtr 2: 0; 2008 Qtr 3: 0; 2008 Qtr 4: 0 | 20.0156
0 | 234331-Premium T8 with T12 40 Watt Baseline - Tr2 |  | 7 | Commercial | 18-OFS-Office–Small-IntLight | 0 |  |  |  |  | 13.9591 | 9.8923 | 0 | 0 | 0 | 4.0668 | 32.5502 |  | kWh | 0.009764 | -0.0094661 | Commercial |  | Annual | [5 empty] | 11 | 0.96 |  |  |  | 0 | 14.5568 | 0 | 0 | 0 | 0 | 0 | 0 | 0 | 0 | 0 | 0 | 2006 Qtr 1: 0; 2006 Qtr 2: 0; 2006 Qtr 3: 0; 2006 Qtr 4: 14.5568; 2007 Qtr 1: 0; 2007 Qtr 2: 0; 2007 Qtr 3: 0; 2007 Qtr 4: 0; 2008 Qtr 1: 0; 2008 Qtr 2: 0; 2008 Qtr 3: 0; 2008 Qtr 4: 0 | 14.5568
0 | 234304-Lighting-Remove 4 Ft Lamp (De-Lamp) - Tr2 | COFL00AVDEL01 | 7 | Commercial | 18-OFS-Office–Small-IntLight | 0 |  |  |  |  | 28.2538 | 12.3653 | 0 | 0 | 0 | 15.8885 | 104.8272 |  | kWh | 0.031445 | -0.030485 | Commercial |  | Annual | [5 empty] | 11 | 0.96 |  |  |  | 0 | 14.5568 | 0 | 0 | 0 | 0 | 0 | 0 | 0 | 0 | 0 | 0 | 2006 Qtr 1: 0; 2006 Qtr 2: 0; 2006 Qtr 3: 0; 2006 Qtr 4: 14.5568; 2007 Qtr 1: 0; 2007 Qtr 2: 0; 2007 Qtr 3: 0; 2007 Qtr 4: 0; 2008 Qtr 1: 0; 2008 Qtr 2: 0; 2008 Qtr 3: 0; 2008 Qtr 4: 0 | 14.5568
0 | 234332-Premium T8 with T12 40 Watt Baseline - Tr3 |  | 10 | Commercial | 01-ALC-AllCommercial-IntLight | 0 |  |  |  |  | 13.9591 | 7.1444 | 0 | 0 | 0 | 6.8147 | 28.1797 |  | kWh | 0.008733 | -0.046149 | Commercial |  | Annual | [5 empty] | 11 | 0.96 |  |  |  | 0 | 10.9176 | 0 | 0 | 0 | 0 | 0 | 0 | 0 | 0 | 0 | 0 | 2006 Qtr 1: 0; 2006 Qtr 2: 0; 2006 Qtr 3: 0; 2006 Qtr 4: 10.9176; 2007 Qtr 1: 0; 2007 Qtr 2: 0; 2007 Qtr 3: 0; 2007 Qtr 4: 0; 2008 Qtr 1: 0; 2008 Qtr 2: 0; 2008 Qtr 3: 0; 2008 Qtr 4: 0 | 10.9176
0 | 234305-Lighting-Remove 4 Ft Lamp (De-Lamp) - Tr3 | COFL00AVDEL01 | 10 | Commercial | 01-ALC-AllCommercial-IntLight | 0 |  |  |  |  | 28.2538 | 8.7931 | 0 | 0 | 0 | 19.4607 | 100.2216 |  | kWh | 0.031059 | -0.16413 | Commercial |  | Annual | [5 empty] | 11 | 0.96 |  |  |  | 0 | 5.4588 | 0 | 0 | 0 | 0 | 0 | 0 | 0 | 0 | 0 | 0 | 2006 Qtr 1: 0; 2006 Qtr 2: 0; 2006 Qtr 3: 0; 2006 Qtr 4: 5.4588; 2007 Qtr 1: 0; 2007 Qtr 2: 0; 2007 Qtr 3: 0; 2007 Qtr 4: 0; 2008 Qtr 1: 0; 2008 Qtr 2: 0; 2008 Qtr 3: 0; 2008 Qtr 4: 0 | 5.4588
0 | 234330-Premium T8 with T12 40 Watt Baseline - Tr1 |  | 10 | Commercial | 01-ALC-AllCommercial-IntLight | 0 |  |  |  |  | 13.9589 | 13.1897 | 0 | 0 | 0 | 0.76922 | 30.14 |  | kWh | 0.0093405 | -0.04936 | Commercial |  | Annual | [5 empty] | 11 | 0.96 |  |  |  | 0 | 14.5568 | 0 | 0 | 0 | 0 | 0 | 0 | 0 | 0 | 0 | 0 | 2006 Qtr 1: 0; 2006 Qtr 2: 0; 2006 Qtr 3: 0; 2006 Qtr 4: 14.5568; 2007 Qtr 1: 0; 2007 Qtr 2: 0; 2007 Qtr 3: 0; 2007 Qtr 4: 0; 2008 Qtr 1: 0; 2008 Qtr 2: 0; 2008 Qtr 3: 0; 2008 Qtr 4: 0 | 14.5568
0 | 234303-Lighting-Remove 4 Ft Lamp (De-Lamp) - Tr1 | COFL00AVDEL01 | 10 | Commercial | 01-ALC-AllCommercial-IntLight | 0 |  |  |  |  | 28.2518 | 16.4871 | 0 | 0 | 0 | 11.7647 | 100.2216 |  | kWh | 0.031059 | -0.16413 | Commercial |  | Annual | [5 empty] | 11 | 0.96 |  |  |  | 0 | 14.5568 | 0 | 0 | 0 | 0 | 0 | 0 | 0 | 0 | 0 | 0 | 2006 Qtr 1: 0; 2006 Qtr 2: 0; 2006 Qtr 3: 0; 2006 Qtr 4: 14.5568; 2007 Qtr 1: 0; 2007 Qtr 2: 0; 2007 Qtr 3: 0; 2007 Qtr 4: 0; 2008 Qtr 1: 0; 2008 Qtr 2: 0; 2008 Qtr 3: 0; 2008 Qtr 4: 0 | 14.5568
0 | 234331-Premium T8 with T12 40 Watt Baseline - Tr2 |  | 7 | Commercial | 01-ALC-AllCommercial-IntLight | 0 |  |  |  |  | 13.9591 | 9.8923 | 0 | 0 | 0 | 4.0668 | 31.1202 |  | kWh | 0.0096442 | -0.050965 | Commercial |  | Annual | [5 empty] | 11 | 0.96 |  |  |  | 0 | 21.8353 | 0 | 0 | 0 | 0 | 0 | 0 | 0 | 0 | 0 | 0 | 2006 Qtr 1: 0; 2006 Qtr 2: 0; 2006 Qtr 3: 0; 2006 Qtr 4: 21.8353; 2007 Qtr 1: 0; 2007 Qtr 2: 0; 2007 Qtr 3: 0; 2007 Qtr 4: 0; 2008 Qtr 1: 0; 2008 Qtr 2: 0; 2008 Qtr 3: 0; 2008 Qtr 4: 0 | 21.8353
0 | 234304-Lighting-Remove 4 Ft Lamp (De-Lamp) - Tr2 | COFL00AVDEL01 | 7 | Commercial | 01-ALC-AllCommercial-IntLight | 0 |  |  |  |  | 28.2538 | 12.3653 | 0 | 0 | 0 | 15.8885 | 100.2216 |  | kWh | 0.031059 | -0.16413 | Commercial |  | Annual | [5 empty] | 11 | 0.96 |  |  |  | 0 | 21.8353 | 0 | 0 | 0 | 0 | 0 | 0 | 0 | 0 | 0 | 0 | 2006 Qtr 1: 0; 2006 Qtr 2: 0; 2006 Qtr 3: 0; 2006 Qtr 4: 21.8353; 2007 Qtr 1: 0; 2007 Qtr 2: 0; 2007 Qtr 3: 0; 2007 Qtr 4: 0; 2008 Qtr 1: 0; 2008 Qtr 2: 0; 2008 Qtr 3: 0; 2008 Qtr 4: 0 | 21.8353
0 | 234330-Premium T8 with T12 40 Watt Baseline - Tr1 |  | 7 | Commercial | 01-ALC-AllCommercial-IntLight | 0 |  |  |  |  | 13.9589 | 13.1897 | 0 | 0 | 0 | 0.76922 | 34.727 |  | kWh | 0.010491 | -0.056872 | Commercial |  | Annual | [5 empty] | 11 | 0.96 |  |  |  | 0 | 36.3921 | 0 | 0 | 0 | 0 | 0 | 0 | 0 | 0 | 0 | 0 | 2006 Qtr 1: 0; 2006 Qtr 2: 0; 2006 Qtr 3: 0; 2006 Qtr 4: 36.3921; 2007 Qtr 1: 0; 2007 Qtr 2: 0; 2007 Qtr 3: 0; 2007 Qtr 4: 0; 2008 Qtr 1: 0; 2008 Qtr 2: 0; 2008 Qtr 3: 0; 2008 Qtr 4: 0 | 36.3921
0 | 234303-Lighting-Remove 4 Ft Lamp (De-Lamp) - Tr1 | COFL00AVDEL01 | 7 | Commercial | 01-ALC-AllCommercial-IntLight | 0 |  |  |  |  | 28.2518 | 16.4871 | 0 | 0 | 0 | 11.7647 | 115.4744 |  | kWh | 0.034885 | -0.18911 | Commercial |  | Annual | [5 empty] | 11 | 0.96 |  |  |  | 0 | 36.3921 | 0 | 0 | 0 | 0 | 0 | 0 | 0 | 0 | 0 | 0 | 2006 Qtr 1: 0; 2006 Qtr 2: 0; 2006 Qtr 3: 0; 2006 Qtr 4: 36.3921; 2007 Qtr 1: 0; 2007 Qtr 2: 0; 2007 Qtr 3: 0; 2007 Qtr 4: 0; 2008 Qtr 1: 0; 2008 Qtr 2: 0; 2008 Qtr 3: 0; 2008 Qtr 4: 0 | 36.3921
0 | 234176-Food Service - Ice Machine Air-Cooled 301-400 |  | 7 | Commercial | 01-ALC-AllCommercial-Refrig | 0 |  |  |  |  | 559 | 600 | 0 | 0 | 0 | -41 | 1660.75 |  | kWh | 0.18958 | 0 | Commercial |  | Annual | [5 empty] | 12 | 0.96 |  |  |  | 0 | 1 | 0 | 0 | 0 | 0 | 0 | 0 | 0 | 0 | 0 | 0 | 2006 Qtr 1: 0; 2006 Qtr 2: 0; 2006 Qtr 3: 0; 2006 Qtr 4: 1; 2007 Qtr 1: 0; 2007 Qtr 2: 0; 2007 Qtr 3: 0; 2007 Qtr 4: 0; 2008 Qtr 1: 0; 2008 Qtr 2: 0; 2008 Qtr 3: 0; 2008 Qtr 4: 0 | 1
0 | 234331-Premium T8 with T12 40 Watt Baseline - Tr2 |  | 7 | Commercial | 01-ALC-AllCommercial-IntLight | 0 |  |  |  |  | 13.9591 | 9.8923 | 0 | 0 | 0 | 4.0668 | 35.8564 |  | kWh | 0.010832 | -0.058721 | Commercial |  | Annual | [5 empty] | 11 | 0.96 |  |  |  | 0 | 12.7372 | 0 | 0 | 0 | 0 | 0 | 0 | 0 | 0 | 0 | 0 | 2006 Qtr 1: 0; 2006 Qtr 2: 0; 2006 Qtr 3: 0; 2006 Qtr 4: 12.7372; 2007 Qtr 1: 0; 2007 Qtr 2: 0; 2007 Qtr 3: 0; 2007 Qtr 4: 0; 2008 Qtr 1: 0; 2008 Qtr 2: 0; 2008 Qtr 3: 0; 2008 Qtr 4: 0 | 12.7372
0 | 234304-Lighting-Remove 4 Ft Lamp (De-Lamp) - Tr2 | COFL00AVDEL01 | 7 | Commercial | 01-ALC-AllCommercial-IntLight | 0 |  |  |  |  | 28.2538 | 12.3653 | 0 | 0 | 0 | 15.8885 | 115.4744 |  | kWh | 0.034885 | -0.18911 | Commercial |  | Annual | [5 empty] | 11 | 0.96 |  |  |  | 0 | 12.7372 | 0 | 0 | 0 | 0 | 0 | 0 | 0 | 0 | 0 | 0 | 2006 Qtr 1: 0; 2006 Qtr 2: 0; 2006 Qtr 3: 0; 2006 Qtr 4: 12.7372; 2007 Qtr 1: 0; 2007 Qtr 2: 0; 2007 Qtr 3: 0; 2007 Qtr 4: 0; 2008 Qtr 1: 0; 2008 Qtr 2: 0; 2008 Qtr 3: 0; 2008 Qtr 4: 0 | 12.7372
0 | 234330-Premium T8 with T12 40 Watt Baseline - Tr1 |  | 7 | Commercial | 01-ALC-AllCommercial-IntLight | 0 |  |  |  |  | 13.9589 | 13.1897 | 0 | 0 | 0 | 0.76922 | 65.4159 |  | kWh | 0.012906 | -0.10713 | Commercial |  | Annual | [5 empty] | 11 | 0.96 |  |  |  | 0 | 110.9959 | 0 | 0 | 0 | 0 | 0 | 0 | 0 | 0 | 0 | 0 | 2006 Qtr 1: 0; 2006 Qtr 2: 0; 2006 Qtr 3: 0; 2006 Qtr 4: 110.9959; 2007 Qtr 1: 0; 2007 Qtr 2: 0; 2007 Qtr 3: 0; 2007 Qtr 4: 0; 2008 Qtr 1: 0; 2008 Qtr 2: 0; 2008 Qtr 3: 0; 2008 Qtr 4: 0 | 110.9959
0 | 234330-Premium T8 with T12 40 Watt Baseline - Tr1 |  | 7 | Commercial | 01-ALC-AllCommercial-IntLight | 0 |  |  |  |  | 13.9589 | 13.1897 | 0 | 0 | 0 | 0.76922 | 65.4159 |  | kWh | 0.012906 | -0.10713 | Commercial |  | Annual | [5 empty] | 11 | 0.96 |  |  |  | 0 | 129.1919 | 0 | 0 | 0 | 0 | 0 | 0 | 0 | 0 | 0 | 0 | 2006 Qtr 1: 0; 2006 Qtr 2: 0; 2006 Qtr 3: 0; 2006 Qtr 4: 129.1919; 2007 Qtr 1: 0; 2007 Qtr 2: 0; 2007 Qtr 3: 0; 2007 Qtr 4: 0; 2008 Qtr 1: 0; 2008 Qtr 2: 0; 2008 Qtr 3: 0; 2008 Qtr 4: 0 | 129.1919
0 | 234331-Premium T8 with T12 40 Watt Baseline - Tr2 |  | 7 | Commercial | 01-ALC-AllCommercial-IntLight | 0 |  |  |  |  | 13.9591 | 9.8923 | 0 | 0 | 0 | 4.0668 | 39.8036 |  | kWh | 0.012793 | -0.065186 | Commercial |  | Annual | [5 empty] | 11 | 0.96 |  |  |  | 0 | 20.0156 | 0 | 0 | 0 | 0 | 0 | 0 | 0 | 0 | 0 | 0 | 2006 Qtr 1: 0; 2006 Qtr 2: 0; 2006 Qtr 3: 0; 2006 Qtr 4: 20.0156; 2007 Qtr 1: 0; 2007 Qtr 2: 0; 2007 Qtr 3: 0; 2007 Qtr 4: 0; 2008 Qtr 1: 0; 2008 Qtr 2: 0; 2008 Qtr 3: 0; 2008 Qtr 4: 0 | 20.0156
0 | 234304-Lighting-Remove 4 Ft Lamp (De-Lamp) - Tr2 | COFL00AVDEL01 | 7 | Commercial | 01-ALC-AllCommercial-IntLight | 0 |  |  |  |  | 28.2538 | 12.3653 | 0 | 0 | 0 | 15.8885 | 128.1864 |  | kWh | 0.0412 | -0.20993 | Commercial |  | Annual | [5 empty] | 11 | 0.96 |  |  |  | 0 | 20.0156 | 0 | 0 | 0 | 0 | 0 | 0 | 0 | 0 | 0 | 0 | 2006 Qtr 1: 0; 2006 Qtr 2: 0; 2006 Qtr 3: 0; 2006 Qtr 4: 20.0156; 2007 Qtr 1: 0; 2007 Qtr 2: 0; 2007 Qtr 3: 0; 2007 Qtr 4: 0; 2008 Qtr 1: 0; 2008 Qtr 2: 0; 2008 Qtr 3: 0; 2008 Qtr 4: 0 | 20.0156
0 | 234331-Premium T8 with T12 40 Watt Baseline - Tr2 |  | 7 | Commercial | 01-ALC-AllCommercial-IntLight | 0 |  |  |  |  | 13.9591 | 9.8923 | 0 | 0 | 0 | 4.0668 | 31.1202 |  | kWh | 0.0096442 | -0.050965 | Commercial |  | Annual | [5 empty] | 11 | 0.96 |  |  |  | 0 | 30.9333 | 0 | 0 | 0 | 0 | 0 | 0 | 0 | 0 | 0 | 0 | 2006 Qtr 1: 0; 2006 Qtr 2: 0; 2006 Qtr 3: 0; 2006 Qtr 4: 30.9333; 2007 Qtr 1: 0; 2007 Qtr 2: 0; 2007 Qtr 3: 0; 2007 Qtr 4: 0; 2008 Qtr 1: 0; 2008 Qtr 2: 0; 2008 Qtr 3: 0; 2008 Qtr 4: 0 | 30.9333
0 | 234304-Lighting-Remove 4 Ft Lamp (De-Lamp) - Tr2 | COFL00AVDEL01 | 7 | Commercial | 01-ALC-AllCommercial-IntLight | 0 |  |  |  |  | 28.2538 | 12.3653 | 0 | 0 | 0 | 15.8885 | 100.2216 |  | kWh | 0.031059 | -0.16413 | Commercial |  | Annual | [5 empty] | 11 | 0.96 |  |  |  | 0 | 30.9333 | 0 | 0 | 0 | 0 | 0 | 0 | 0 | 0 | 0 | 0 | 2006 Qtr 1: 0; 2006 Qtr 2: 0; 2006 Qtr 3: 0; 2006 Qtr 4: 30.9333; 2007 Qtr 1: 0; 2007 Qtr 2: 0; 2007 Qtr 3: 0; 2007 Qtr 4: 0; 2008 Qtr 1: 0; 2008 Qtr 2: 0; 2008 Qtr 3: 0; 2008 Qtr 4: 0 | 30.9333
0 | 234330-Premium T8 with T12 40 Watt Baseline - Tr1 |  | 7 | Commercial | 01-ALC-AllCommercial-IntLight | 0 |  |  |  |  | 13.9589 | 13.1897 | 0 | 0 | 0 | 0.76922 | 38.5499 |  | kWh | 0.01239 | -0.063133 | Commercial |  | Annual | [5 empty] | 11 | 0.96 |  |  |  | 0 | 127.3723 | 0 | 0 | 0 | 0 | 0 | 0 | 0 | 0 | 0 | 0 | 2006 Qtr 1: 0; 2006 Qtr 2: 0; 2006 Qtr 3: 0; 2006 Qtr 4: 127.3723; 2007 Qtr 1: 0; 2007 Qtr 2: 0; 2007 Qtr 3: 0; 2007 Qtr 4: 0; 2008 Qtr 1: 0; 2008 Qtr 2: 0; 2008 Qtr 3: 0; 2008 Qtr 4: 0 | 127.3723
0 | 234331-Premium T8 with T12 40 Watt Baseline - Tr2 |  | 7 | Commercial | 01-ALC-AllCommercial-IntLight | 0 |  |  |  |  | 13.9591 | 9.8923 | 0 | 0 | 0 | 4.0668 | 31.1202 |  | kWh | 0.0096442 | -0.050965 | Commercial |  | Annual | [5 empty] | 11 | 0.96 |  |  |  | 0 | 21.8353 | 0 | 0 | 0 | 0 | 0 | 0 | 0 | 0 | 0 | 0 | 2006 Qtr 1: 0; 2006 Qtr 2: 0; 2006 Qtr 3: 0; 2006 Qtr 4: 21.8353; 2007 Qtr 1: 0; 2007 Qtr 2: 0; 2007 Qtr 3: 0; 2007 Qtr 4: 0; 2008 Qtr 1: 0; 2008 Qtr 2: 0; 2008 Qtr 3: 0; 2008 Qtr 4: 0 | 21.8353
0 | 234304-Lighting-Remove 4 Ft Lamp (De-Lamp) - Tr2 | COFL00AVDEL01 | 7 | Commercial | 01-ALC-AllCommercial-IntLight | 0 |  |  |  |  | 28.2538 | 12.3653 | 0 | 0 | 0 | 15.8885 | 100.2216 |  | kWh | 0.031059 | -0.16413 | Commercial |  | Annual | [5 empty] | 11 | 0.96 |  |  |  | 0 | 21.8353 | 0 | 0 | 0 | 0 | 0 | 0 | 0 | 0 | 0 | 0 | 2006 Qtr 1: 0; 2006 Qtr 2: 0; 2006 Qtr 3: 0; 2006 Qtr 4: 21.8353; 2007 Qtr 1: 0; 2007 Qtr 2: 0; 2007 Qtr 3: 0; 2007 Qtr 4: 0; 2008 Qtr 1: 0; 2008 Qtr 2: 0; 2008 Qtr 3: 0; 2008 Qtr 4: 0 | 21.8353
0 | 234331-Premium T8 with T12 40 Watt Baseline - Tr2 |  | 7 | Commercial | 01-ALC-AllCommercial-IntLight | 0 |  |  |  |  | 13.9591 | 9.8923 | 0 | 0 | 0 | 4.0668 | 31.1202 |  | kWh | 0.0096442 | -0.050965 | Commercial |  | Annual | [5 empty] | 11 | 0.96 |  |  |  | 0 | 14.5568 | 0 | 0 | 0 | 0 | 0 | 0 | 0 | 0 | 0 | 0 | 2006 Qtr 1: 0; 2006 Qtr 2: 0; 2006 Qtr 3: 0; 2006 Qtr 4: 14.5568; 2007 Qtr 1: 0; 2007 Qtr 2: 0; 2007 Qtr 3: 0; 2007 Qtr 4: 0; 2008 Qtr 1: 0; 2008 Qtr 2: 0; 2008 Qtr 3: 0; 2008 Qtr 4: 0 | 14.5568
0 | 234304-Lighting-Remove 4 Ft Lamp (De-Lamp) - Tr2 | COFL00AVDEL01 | 7 | Commercial | 01-ALC-AllCommercial-IntLight | 0 |  |  |  |  | 28.2538 | 12.3653 | 0 | 0 | 0 | 15.8885 | 100.2216 |  | kWh | 0.031059 | -0.16413 | Commercial |  | Annual | [5 empty] | 11 | 0.96 |  |  |  | 0 | 14.5568 | 0 | 0 | 0 | 0 | 0 | 0 | 0 | 0 | 0 | 0 | 2006 Qtr 1: 0; 2006 Qtr 2: 0; 2006 Qtr 3: 0; 2006 Qtr 4: 14.5568; 2007 Qtr 1: 0; 2007 Qtr 2: 0; 2007 Qtr 3: 0; 2007 Qtr 4: 0; 2008 Qtr 1: 0; 2008 Qtr 2: 0; 2008 Qtr 3: 0; 2008 Qtr 4: 0 | 14.5568
0 | 234331-Premium T8 with T12 40 Watt Baseline - Tr2 |  | 7 | Commercial | 01-ALC-AllCommercial-IntLight | 0 |  |  |  |  | 13.9591 | 9.8923 | 0 | 0 | 0 | 4.0668 | 31.1202 |  | kWh | 0.0096442 | -0.050965 | Commercial |  | Annual | [5 empty] | 11 | 0.96 |  |  |  | 0 | 47.3097 | 0 | 0 | 0 | 0 | 0 | 0 | 0 | 0 | 0 | 0 | 2006 Qtr 1: 0; 2006 Qtr 2: 0; 2006 Qtr 3: 0; 2006 Qtr 4: 47.3097; 2007 Qtr 1: 0; 2007 Qtr 2: 0; 2007 Qtr 3: 0; 2007 Qtr 4: 0; 2008 Qtr 1: 0; 2008 Qtr 2: 0; 2008 Qtr 3: 0; 2008 Qtr 4: 0 | 47.3097
0 | 234304-Lighting-Remove 4 Ft Lamp (De-Lamp) - Tr2 | COFL00AVDEL01 | 7 | Commercial | 01-ALC-AllCommercial-IntLight | 0 |  |  |  |  | 28.2538 | 12.3653 | 0 | 0 | 0 | 15.8885 | 100.2216 |  | kWh | 0.031059 | -0.16413 | Commercial |  | Annual | [5 empty] | 11 | 0.96 |  |  |  | 0 | 47.3097 | 0 | 0 | 0 | 0 | 0 | 0 | 0 | 0 | 0 | 0 | 2006 Qtr 1: 0; 2006 Qtr 2: 0; 2006 Qtr 3: 0; 2006 Qtr 4: 47.3097; 2007 Qtr 1: 0; 2007 Qtr 2: 0; 2007 Qtr 3: 0; 2007 Qtr 4: 0; 2008 Qtr 1: 0; 2008 Qtr 2: 0; 2008 Qtr 3: 0; 2008 Qtr 4: 0 | 47.3097
0 | 234331-Premium T8 with T12 40 Watt Baseline - Tr2 |  | 7 | Commercial | 14-MLI-Manufacturing–LightIndustry-LIGHT | 0 |  |  |  |  | 13.9591 | 9.8923 | 0 | 0 | 0 | 4.0668 | 31.1146 |  | kWh | 0.0096152 | -0.040228 | Commercial |  | Annual | [5 empty] | 11 | 0.96 |  |  |  | 0 | 65.5058 | 0 | 0 | 0 | 0 | 0 | 0 | 0 | 0 | 0 | 0 | 2006 Qtr 1: 0; 2006 Qtr 2: 0; 2006 Qtr 3: 0; 2006 Qtr 4: 65.5058; 2007 Qtr 1: 0; 2007 Qtr 2: 0; 2007 Qtr 3: 0; 2007 Qtr 4: 0; 2008 Qtr 1: 0; 2008 Qtr 2: 0; 2008 Qtr 3: 0; 2008 Qtr 4: 0 | 65.5058
0 | 234331-Premium T8 with T12 40 Watt Baseline - Tr2 |  | 7 | Commercial | 01-ALC-AllCommercial-IntLight | 0 |  |  |  |  | 13.9591 | 9.8923 | 0 | 0 | 0 | 4.0668 | 35.8564 |  | kWh | 0.010832 | -0.058721 | Commercial |  | Annual | [5 empty] | 11 | 0.96 |  |  |  | 0 | 21.8353 | 0 | 0 | 0 | 0 | 0 | 0 | 0 | 0 | 0 | 0 | 2006 Qtr 1: 0; 2006 Qtr 2: 0; 2006 Qtr 3: 0; 2006 Qtr 4: 21.8353; 2007 Qtr 1: 0; 2007 Qtr 2: 0; 2007 Qtr 3: 0; 2007 Qtr 4: 0; 2008 Qtr 1: 0; 2008 Qtr 2: 0; 2008 Qtr 3: 0; 2008 Qtr 4: 0 | 21.8353
0 | 234303-Lighting-Remove 4 Ft Lamp (De-Lamp) - Tr1 | COFL00AVDEL01 | 7 | Commercial | 01-ALC-AllCommercial-IntLight | 0 |  |  |  |  | 28.2518 | 16.4871 | 0 | 0 | 0 | 11.7647 | 92.5345 |  | kWh | 0.031538 | -0.15154 | Commercial |  | Annual | [5 empty] | 11 | 0.96 |  |  |  | 0 | 34.5725 | 0 | 0 | 0 | 0 | 0 | 0 | 0 | 0 | 0 | 0 | 2006 Qtr 1: 0; 2006 Qtr 2: 0; 2006 Qtr 3: 0; 2006 Qtr 4: 34.5725; 2007 Qtr 1: 0; 2007 Qtr 2: 0; 2007 Qtr 3: 0; 2007 Qtr 4: 0; 2008 Qtr 1: 0; 2008 Qtr 2: 0; 2008 Qtr 3: 0; 2008 Qtr 4: 0 | 34.5725
0 | 234330-Premium T8 with T12 40 Watt Baseline - Tr1 |  | 7 | Commercial | 01-ALC-AllCommercial-IntLight | 0 |  |  |  |  | 13.9589 | 13.1897 | 0 | 0 | 0 | 0.76922 | 27.8282 |  | kWh | 0.0094846 | -0.045574 | Commercial |  | Annual | [5 empty] | 11 | 0.96 |  |  |  | 0 | 69.145 | 0 | 0 | 0 | 0 | 0 | 0 | 0 | 0 | 0 | 0 | 2006 Qtr 1: 0; 2006 Qtr 2: 0; 2006 Qtr 3: 0; 2006 Qtr 4: 69.145; 2007 Qtr 1: 0; 2007 Qtr 2: 0; 2007 Qtr 3: 0; 2007 Qtr 4: 0; 2008 Qtr 1: 0; 2008 Qtr 2: 0; 2008 Qtr 3: 0; 2008 Qtr 4: 0 | 69.145
0 | 234303-Lighting-Remove 4 Ft Lamp (De-Lamp) - Tr1 | COFL00AVDEL01 | 7 | Commercial | 01-ALC-AllCommercial-IntLight | 0 |  |  |  |  | 28.2518 | 16.4871 | 0 | 0 | 0 | 11.7647 | 106.7995 |  | kWh | 0.03438 | -0.1749 | Commercial |  | Annual | [5 empty] | 11 | 0.96 |  |  |  | 0 | 40.0313 | 0 | 0 | 0 | 0 | 0 | 0 | 0 | 0 | 0 | 0 | 2006 Qtr 1: 0; 2006 Qtr 2: 0; 2006 Qtr 3: 0; 2006 Qtr 4: 40.0313; 2007 Qtr 1: 0; 2007 Qtr 2: 0; 2007 Qtr 3: 0; 2007 Qtr 4: 0; 2008 Qtr 1: 0; 2008 Qtr 2: 0; 2008 Qtr 3: 0; 2008 Qtr 4: 0 | 40.0313
0 | 234330-Premium T8 with T12 40 Watt Baseline - Tr1 |  | 7 | Commercial | 01-ALC-AllCommercial-IntLight | 0 |  |  |  |  | 13.9589 | 13.1897 | 0 | 0 | 0 | 0.76922 | 32.1182 |  | kWh | 0.010339 | -0.052599 | Commercial |  | Annual | [5 empty] | 11 | 0.96 |  |  |  | 0 | 94.6194 | 0 | 0 | 0 | 0 | 0 | 0 | 0 | 0 | 0 | 0 | 2006 Qtr 1: 0; 2006 Qtr 2: 0; 2006 Qtr 3: 0; 2006 Qtr 4: 94.6194; 2007 Qtr 1: 0; 2007 Qtr 2: 0; 2007 Qtr 3: 0; 2007 Qtr 4: 0; 2008 Qtr 1: 0; 2008 Qtr 2: 0; 2008 Qtr 3: 0; 2008 Qtr 4: 0 | 94.6194
0 | 234331-Premium T8 with T12 40 Watt Baseline - Tr2 |  | 7 | Commercial | 01-ALC-AllCommercial-IntLight | 0 |  |  |  |  | 13.9591 | 9.8923 | 0 | 0 | 0 | 4.0668 | 35.8564 |  | kWh | 0.010832 | -0.058721 | Commercial |  | Annual | [5 empty] | 11 | 0.96 |  |  |  | 0 | 61.8665 | 0 | 0 | 0 | 0 | 0 | 0 | 0 | 0 | 0 | 0 | 2006 Qtr 1: 0; 2006 Qtr 2: 0; 2006 Qtr 3: 0; 2006 Qtr 4: 61.8665; 2007 Qtr 1: 0; 2007 Qtr 2: 0; 2007 Qtr 3: 0; 2007 Qtr 4: 0; 2008 Qtr 1: 0; 2008 Qtr 2: 0; 2008 Qtr 3: 0; 2008 Qtr 4: 0 | 61.8665
0 | 234331-Premium T8 with T12 40 Watt Baseline - Tr2 |  | 7 | Commercial | 01-ALC-AllCommercial-IntLight | 0 |  |  |  |  | 13.9591 | 9.8923 | 0 | 0 | 0 | 4.0668 | 35.8564 |  | kWh | 0.010832 | -0.058721 | Commercial |  | Annual | [5 empty] | 11 | 0.96 |  |  |  | 0 | 65.5058 | 0 | 0 | 0 | 0 | 0 | 0 | 0 | 0 | 0 | 0 | 2006 Qtr 1: 0; 2006 Qtr 2: 0; 2006 Qtr 3: 0; 2006 Qtr 4: 65.5058; 2007 Qtr 1: 0; 2007 Qtr 2: 0; 2007 Qtr 3: 0; 2007 Qtr 4: 0; 2008 Qtr 1: 0; 2008 Qtr 2: 0; 2008 Qtr 3: 0; 2008 Qtr 4: 0 | 65.5058
0 | 234331-Premium T8 with T12 40 Watt Baseline - Tr2 |  | System | Commercial | 01-ALC-AllCommercial-IntLight | 0 |  |  |  |  | 13.9591 | 9.8923 | 0 | 0 | 0 | 4.0668 | 41.8656 |  | kWh | 0.0075865 | -0.068563 | Commercial |  | Annual | [5 empty] | 11 | 0.96 |  |  |  | 0 | 40.0313 | 0 | 0 | 0 | 0 | 0 | 0 | 0 | 0 | 0 | 0 | 2006 Qtr 1: 0; 2006 Qtr 2: 0; 2006 Qtr 3: 0; 2006 Qtr 4: 40.0313; 2007 Qtr 1: 0; 2007 Qtr 2: 0; 2007 Qtr 3: 0; 2007 Qtr 4: 0; 2008 Qtr 1: 0; 2008 Qtr 2: 0; 2008 Qtr 3: 0; 2008 Qtr 4: 0 | 40.0313
0 | 234304-Lighting-Remove 4 Ft Lamp (De-Lamp) - Tr2 | COFL00AVDEL01 | System | Commercial | 01-ALC-AllCommercial-IntLight | 0 |  |  |  |  | 28.2538 | 12.3653 | 0 | 0 | 0 | 15.8885 | 134.827 |  | kWh | 0.024432 | -0.2208 | Commercial |  | Annual | [5 empty] | 11 | 0.96 |  |  |  | 0 | 20.9254 | 0 | 0 | 0 | 0 | 0 | 0 | 0 | 0 | 0 | 0 | 2006 Qtr 1: 0; 2006 Qtr 2: 0; 2006 Qtr 3: 0; 2006 Qtr 4: 20.9254; 2007 Qtr 1: 0; 2007 Qtr 2: 0; 2007 Qtr 3: 0; 2007 Qtr 4: 0; 2008 Qtr 1: 0; 2008 Qtr 2: 0; 2008 Qtr 3: 0; 2008 Qtr 4: 0 | 20.9254
0 | 234330-Premium T8 with T12 40 Watt Baseline - Tr1 |  | 7 | Commercial | 01-ALC-AllCommercial-IntLight | 0 |  |  |  |  | 13.9589 | 13.1897 | 0 | 0 | 0 | 0.76922 | 33.262 |  | kWh | 0.0095047 | -0.054473 | Commercial |  | Annual | [5 empty] | 11 | 0.96 |  |  |  | 0 | 12.7372 | 0 | 0 | 0 | 0 | 0 | 0 | 0 | 0 | 0 | 0 | 2006 Qtr 1: 0; 2006 Qtr 2: 0; 2006 Qtr 3: 0; 2006 Qtr 4: 12.7372; 2007 Qtr 1: 0; 2007 Qtr 2: 0; 2007 Qtr 3: 0; 2007 Qtr 4: 0; 2008 Qtr 1: 0; 2008 Qtr 2: 0; 2008 Qtr 3: 0; 2008 Qtr 4: 0 | 12.7372
0 | 234207-Lighting-8 Ft T-8 with Elec Ballast-Tr1 |  | 7 | Commercial | 01-ALC-AllCommercial-IntLight | 0 |  |  |  |  | 35.7163 | 21.9828 | 0 | 0 | 0 | 13.7335 | 27.5831 |  | kWh | 0.007882 | -0.045172 | Commercial |  | Annual | [5 empty] | 11 | 0.96 |  |  |  | 0 | 131.0115 | 0 | 0 | 0 | 0 | 0 | 0 | 0 | 0 | 0 | 0 | 2006 Qtr 1: 0; 2006 Qtr 2: 0; 2006 Qtr 3: 0; 2006 Qtr 4: 131.0115; 2007 Qtr 1: 0; 2007 Qtr 2: 0; 2007 Qtr 3: 0; 2007 Qtr 4: 0; 2008 Qtr 1: 0; 2008 Qtr 2: 0; 2008 Qtr 3: 0; 2008 Qtr 4: 0 | 131.0115
0 | 234330-Premium T8 with T12 40 Watt Baseline - Tr1 |  | 7 | Commercial | 01-ALC-AllCommercial-IntLight | 0 |  |  |  |  | 13.9589 | 13.1897 | 0 | 0 | 0 | 0.76922 | 34.727 |  | kWh | 0.010491 | -0.056872 | Commercial |  | Annual | [5 empty] | 11 | 0.96 |  |  |  | 0 | 69.145 | 0 | 0 | 0 | 0 | 0 | 0 | 0 | 0 | 0 | 0 | 2006 Qtr 1: 0; 2006 Qtr 2: 0; 2006 Qtr 3: 0; 2006 Qtr 4: 69.145; 2007 Qtr 1: 0; 2007 Qtr 2: 0; 2007 Qtr 3: 0; 2007 Qtr 4: 0; 2008 Qtr 1: 0; 2008 Qtr 2: 0; 2008 Qtr 3: 0; 2008 Qtr 4: 0 | 69.145
0 | 234330-Premium T8 with T12 40 Watt Baseline - Tr1 |  | 10 | Commercial | 01-ALC-AllCommercial-IntLight | 0 |  |  |  |  | 13.9589 | 13.1897 | 0 | 0 | 0 | 0.76922 | 34.727 |  | kWh | 0.010491 | -0.056872 | Commercial |  | Annual | [5 empty] | 11 | 0.96 |  |  |  | 0 | 76.4234 | 0 | 0 | 0 | 0 | 0 | 0 | 0 | 0 | 0 | 0 | 2006 Qtr 1: 0; 2006 Qtr 2: 0; 2006 Qtr 3: 0; 2006 Qtr 4: 76.4234; 2007 Qtr 1: 0; 2007 Qtr 2: 0; 2007 Qtr 3: 0; 2007 Qtr 4: 0; 2008 Qtr 1: 0; 2008 Qtr 2: 0; 2008 Qtr 3: 0; 2008 Qtr 4: 0 | 76.4234
0 | 234331-Premium T8 with T12 40 Watt Baseline - Tr2 |  | 7 | Commercial | 01-ALC-AllCommercial-IntLight | 0 |  |  |  |  | 13.9591 | 9.8923 | 0 | 0 | 0 | 4.0668 | 35.8564 |  | kWh | 0.010832 | -0.058721 | Commercial |  | Annual | [5 empty] | 11 | 0.96 |  |  |  | 0 | 87.341 | 0 | 0 | 0 | 0 | 0 | 0 | 0 | 0 | 0 | 0 | 2006 Qtr 1: 0; 2006 Qtr 2: 0; 2006 Qtr 3: 0; 2006 Qtr 4: 87.341; 2007 Qtr 1: 0; 2007 Qtr 2: 0; 2007 Qtr 3: 0; 2007 Qtr 4: 0; 2008 Qtr 1: 0; 2008 Qtr 2: 0; 2008 Qtr 3: 0; 2008 Qtr 4: 0 | 87.341
0 | 234208-Lighting-8 Ft T-8 with Elec Ballast-Tr2 |  | 7 | Commercial | 01-ALC-AllCommercial-IntLight | 0 |  |  |  |  | 35.7165 | 16.4871 | 0 | 0 | 0 | 19.2294 | 29.0804 |  | kWh | 0.0087852 | -0.047624 | Commercial |  | Annual | [5 empty] | 11 | 0.96 |  |  |  | 0 | 25.4745 | 0 | 0 | 0 | 0 | 0 | 0 | 0 | 0 | 0 | 0 | 2006 Qtr 1: 0; 2006 Qtr 2: 0; 2006 Qtr 3: 0; 2006 Qtr 4: 25.4745; 2007 Qtr 1: 0; 2007 Qtr 2: 0; 2007 Qtr 3: 0; 2007 Qtr 4: 0; 2008 Qtr 1: 0; 2008 Qtr 2: 0; 2008 Qtr 3: 0; 2008 Qtr 4: 0 | 25.4745
0 | 234330-Premium T8 with T12 40 Watt Baseline - Tr1 |  | 10 | Commercial | 01-ALC-AllCommercial-IntLight | 0 |  |  |  |  | 13.9589 | 13.1897 | 0 | 0 | 0 | 0.76922 | 34.727 |  | kWh | 0.010491 | -0.056872 | Commercial |  | Annual | [5 empty] | 11 | 0.96 |  |  |  | 0 | 128.2821 | 0 | 0 | 0 | 0 | 0 | 0 | 0 | 0 | 0 | 0 | 2006 Qtr 1: 0; 2006 Qtr 2: 0; 2006 Qtr 3: 0; 2006 Qtr 4: 128.2821; 2007 Qtr 1: 0; 2007 Qtr 2: 0; 2007 Qtr 3: 0; 2007 Qtr 4: 0; 2008 Qtr 1: 0; 2008 Qtr 2: 0; 2008 Qtr 3: 0; 2008 Qtr 4: 0 | 128.2821
0 | 234331-Premium T8 with T12 40 Watt Baseline - Tr2 |  | 7 | Commercial | 23-RTL-Retail–SingleStorylarge-LIT_INT | 0 |  |  |  |  | 13.9591 | 9.8923 | 0 | 0 | 0 | 4.0668 | 36.763 |  | kWh | 0.010985 | -0.05001 | Commercial |  | Annual | [5 empty] | 11 | 0.96 |  |  |  | 0 | 32.7529 | 0 | 0 | 0 | 0 | 0 | 0 | 0 | 0 | 0 | 0 | 2006 Qtr 1: 0; 2006 Qtr 2: 0; 2006 Qtr 3: 0; 2006 Qtr 4: 32.7529; 2007 Qtr 1: 0; 2007 Qtr 2: 0; 2007 Qtr 3: 0; 2007 Qtr 4: 0; 2008 Qtr 1: 0; 2008 Qtr 2: 0; 2008 Qtr 3: 0; 2008 Qtr 4: 0 | 32.7529
0 | 234331-Premium T8 with T12 40 Watt Baseline - Tr2 |  | 10 | Commercial | 01-ALC-AllCommercial-IntLight | 0 |  |  |  |  | 13.9591 | 9.8923 | 0 | 0 | 0 | 4.0668 | 35.8564 |  | kWh | 0.010832 | -0.058721 | Commercial |  | Annual | [5 empty] | 11 | 0.96 |  |  |  | 0 | 18.196 | 0 | 0 | 0 | 0 | 0 | 0 | 0 | 0 | 0 | 0 | 2006 Qtr 1: 0; 2006 Qtr 2: 0; 2006 Qtr 3: 0; 2006 Qtr 4: 18.196; 2007 Qtr 1: 0; 2007 Qtr 2: 0; 2007 Qtr 3: 0; 2007 Qtr 4: 0; 2008 Qtr 1: 0; 2008 Qtr 2: 0; 2008 Qtr 3: 0; 2008 Qtr 4: 0 | 18.196
0 | 234304-Lighting-Remove 4 Ft Lamp (De-Lamp) - Tr2 | COFL00AVDEL01 | 10 | Commercial | 01-ALC-AllCommercial-IntLight | 0 |  |  |  |  | 28.2538 | 12.3653 | 0 | 0 | 0 | 15.8885 | 115.4744 |  | kWh | 0.034885 | -0.18911 | Commercial |  | Annual | [5 empty] | 11 | 0.96 |  |  |  | 0 | 5.4588 | 0 | 0 | 0 | 0 | 0 | 0 | 0 | 0 | 0 | 0 | 2006 Qtr 1: 0; 2006 Qtr 2: 0; 2006 Qtr 3: 0; 2006 Qtr 4: 5.4588; 2007 Qtr 1: 0; 2007 Qtr 2: 0; 2007 Qtr 3: 0; 2007 Qtr 4: 0; 2008 Qtr 1: 0; 2008 Qtr 2: 0; 2008 Qtr 3: 0; 2008 Qtr 4: 0 | 5.4588
0 | 234331-Premium T8 with T12 40 Watt Baseline - Tr2 |  | 7 | Commercial | 01-ALC-AllCommercial-IntLight | 0 |  |  |  |  | 13.9591 | 9.8923 | 0 | 0 | 0 | 4.0668 | 31.1202 |  | kWh | 0.0096442 | -0.050965 | Commercial |  | Annual | [5 empty] | 11 | 0.96 |  |  |  | 0 | 7.2784 | 0 | 0 | 0 | 0 | 0 | 0 | 0 | 0 | 0 | 0 | 2006 Qtr 1: 0; 2006 Qtr 2: 0; 2006 Qtr 3: 0; 2006 Qtr 4: 7.2784; 2007 Qtr 1: 0; 2007 Qtr 2: 0; 2007 Qtr 3: 0; 2007 Qtr 4: 0; 2008 Qtr 1: 0; 2008 Qtr 2: 0; 2008 Qtr 3: 0; 2008 Qtr 4: 0 | 7.2784
0 | 234304-Lighting-Remove 4 Ft Lamp (De-Lamp) - Tr2 | COFL00AVDEL01 | 7 | Commercial | 01-ALC-AllCommercial-IntLight | 0 |  |  |  |  | 28.2538 | 12.3653 | 0 | 0 | 0 | 15.8885 | 100.2216 |  | kWh | 0.031059 | -0.16413 | Commercial |  | Annual | [5 empty] | 11 | 0.96 |  |  |  | 0 | 7.2784 | 0 | 0 | 0 | 0 | 0 | 0 | 0 | 0 | 0 | 0 | 2006 Qtr 1: 0; 2006 Qtr 2: 0; 2006 Qtr 3: 0; 2006 Qtr 4: 7.2784; 2007 Qtr 1: 0; 2007 Qtr 2: 0; 2007 Qtr 3: 0; 2007 Qtr 4: 0; 2008 Qtr 1: 0; 2008 Qtr 2: 0; 2008 Qtr 3: 0; 2008 Qtr 4: 0 | 7.2784
0 | 234331-Premium T8 with T12 40 Watt Baseline - Tr2 |  | 7 | Commercial | 01-ALC-AllCommercial-IntLight | 0 |  |  |  |  | 13.9591 | 9.8923 | 0 | 0 | 0 | 4.0668 | 31.1202 |  | kWh | 0.0096442 | -0.050965 | Commercial |  | Annual | [5 empty] | 11 | 0.96 |  |  |  | 0 | 18.196 | 0 | 0 | 0 | 0 | 0 | 0 | 0 | 0 | 0 | 0 | 2006 Qtr 1: 0; 2006 Qtr 2: 0; 2006 Qtr 3: 0; 2006 Qtr 4: 18.196; 2007 Qtr 1: 0; 2007 Qtr 2: 0; 2007 Qtr 3: 0; 2007 Qtr 4: 0; 2008 Qtr 1: 0; 2008 Qtr 2: 0; 2008 Qtr 3: 0; 2008 Qtr 4: 0 | 18.196
0 | 234304-Lighting-Remove 4 Ft Lamp (De-Lamp) - Tr2 | COFL00AVDEL01 | 7 | Commercial | 01-ALC-AllCommercial-IntLight | 0 |  |  |  |  | 28.2538 | 12.3653 | 0 | 0 | 0 | 15.8885 | 100.2216 |  | kWh | 0.031059 | -0.16413 | Commercial |  | Annual | [5 empty] | 11 | 0.96 |  |  |  | 0 | 18.196 | 0 | 0 | 0 | 0 | 0 | 0 | 0 | 0 | 0 | 0 | 2006 Qtr 1: 0; 2006 Qtr 2: 0; 2006 Qtr 3: 0; 2006 Qtr 4: 18.196; 2007 Qtr 1: 0; 2007 Qtr 2: 0; 2007 Qtr 3: 0; 2007 Qtr 4: 0; 2008 Qtr 1: 0; 2008 Qtr 2: 0; 2008 Qtr 3: 0; 2008 Qtr 4: 0 | 18.196
0 | 234331-Premium T8 with T12 40 Watt Baseline - Tr2 |  | 10 | Commercial | 18-OFS-Office–Small-IntLight | 0 |  |  |  |  | 13.9591 | 9.8923 | 0 | 0 | 0 | 4.0668 | 32.724 |  | kWh | 0.0099299 | -0.017536 | Commercial |  | Annual | [5 empty] | 11 | 0.96 |  |  |  | 0 | 21.8353 | 0 | 0 | 0 | 0 | 0 | 0 | 0 | 0 | 0 | 0 | 2006 Qtr 1: 0; 2006 Qtr 2: 0; 2006 Qtr 3: 0; 2006 Qtr 4: 21.8353; 2007 Qtr 1: 0; 2007 Qtr 2: 0; 2007 Qtr 3: 0; 2007 Qtr 4: 0; 2008 Qtr 1: 0; 2008 Qtr 2: 0; 2008 Qtr 3: 0; 2008 Qtr 4: 0 | 21.8353
0 | 234304-Lighting-Remove 4 Ft Lamp (De-Lamp) - Tr2 | COFL00AVDEL01 | 10 | Commercial | 18-OFS-Office–Small-IntLight | 0 |  |  |  |  | 28.2538 | 12.3653 | 0 | 0 | 0 | 15.8885 | 105.3867 |  | kWh | 0.031979 | -0.056473 | Commercial |  | Annual | [5 empty] | 11 | 0.96 |  |  |  | 0 | 21.8353 | 0 | 0 | 0 | 0 | 0 | 0 | 0 | 0 | 0 | 0 | 2006 Qtr 1: 0; 2006 Qtr 2: 0; 2006 Qtr 3: 0; 2006 Qtr 4: 21.8353; 2007 Qtr 1: 0; 2007 Qtr 2: 0; 2007 Qtr 3: 0; 2007 Qtr 4: 0; 2008 Qtr 1: 0; 2008 Qtr 2: 0; 2008 Qtr 3: 0; 2008 Qtr 4: 0 | 21.8353
0 | 234331-Premium T8 with T12 40 Watt Baseline - Tr2 |  | 7 | Commercial | 01-ALC-AllCommercial-IntLight | 0 |  |  |  |  | 13.9591 | 9.8923 | 0 | 0 | 0 | 4.0668 | 35.8564 |  | kWh | 0.010832 | -0.058721 | Commercial |  | Annual | [5 empty] | 11 | 0.96 |  |  |  | 0 | 16.3764 | 0 | 0 | 0 | 0 | 0 | 0 | 0 | 0 | 0 | 0 | 2006 Qtr 1: 0; 2006 Qtr 2: 0; 2006 Qtr 3: 0; 2006 Qtr 4: 16.3764; 2007 Qtr 1: 0; 2007 Qtr 2: 0; 2007 Qtr 3: 0; 2007 Qtr 4: 0; 2008 Qtr 1: 0; 2008 Qtr 2: 0; 2008 Qtr 3: 0; 2008 Qtr 4: 0 | 16.3764
0 | 234304-Lighting-Remove 4 Ft Lamp (De-Lamp) - Tr2 | COFL00AVDEL01 | 7 | Commercial | 01-ALC-AllCommercial-IntLight | 0 |  |  |  |  | 28.2538 | 12.3653 | 0 | 0 | 0 | 15.8885 | 115.4744 |  | kWh | 0.034885 | -0.18911 | Commercial |  | Annual | [5 empty] | 11 | 0.96 |  |  |  | 0 | 9.098 | 0 | 0 | 0 | 0 | 0 | 0 | 0 | 0 | 0 | 0 | 2006 Qtr 1: 0; 2006 Qtr 2: 0; 2006 Qtr 3: 0; 2006 Qtr 4: 9.098; 2007 Qtr 1: 0; 2007 Qtr 2: 0; 2007 Qtr 3: 0; 2007 Qtr 4: 0; 2008 Qtr 1: 0; 2008 Qtr 2: 0; 2008 Qtr 3: 0; 2008 Qtr 4: 0 | 9.098
0 | 234331-Premium T8 with T12 40 Watt Baseline - Tr2 |  | 7 | Commercial | 01-ALC-AllCommercial-IntLight | 0 |  |  |  |  | 13.9591 | 9.8923 | 0 | 0 | 0 | 4.0668 | 31.1202 |  | kWh | 0.0096442 | -0.050965 | Commercial |  | Annual | [5 empty] | 11 | 0.96 |  |  |  | 0 | 18.196 | 0 | 0 | 0 | 0 | 0 | 0 | 0 | 0 | 0 | 0 | 2006 Qtr 1: 0; 2006 Qtr 2: 0; 2006 Qtr 3: 0; 2006 Qtr 4: 18.196; 2007 Qtr 1: 0; 2007 Qtr 2: 0; 2007 Qtr 3: 0; 2007 Qtr 4: 0; 2008 Qtr 1: 0; 2008 Qtr 2: 0; 2008 Qtr 3: 0; 2008 Qtr 4: 0 | 18.196
0 | 234304-Lighting-Remove 4 Ft Lamp (De-Lamp) - Tr2 | COFL00AVDEL01 | 7 | Commercial | 01-ALC-AllCommercial-IntLight | 0 |  |  |  |  | 28.2538 | 12.3653 | 0 | 0 | 0 | 15.8885 | 100.2216 |  | kWh | 0.031059 | -0.16413 | Commercial |  | Annual | [5 empty] | 11 | 0.96 |  |  |  | 0 | 18.196 | 0 | 0 | 0 | 0 | 0 | 0 | 0 | 0 | 0 | 0 | 2006 Qtr 1: 0; 2006 Qtr 2: 0; 2006 Qtr 3: 0; 2006 Qtr 4: 18.196; 2007 Qtr 1: 0; 2007 Qtr 2: 0; 2007 Qtr 3: 0; 2007 Qtr 4: 0; 2008 Qtr 1: 0; 2008 Qtr 2: 0; 2008 Qtr 3: 0; 2008 Qtr 4: 0 | 18.196
0 | 234330-Premium T8 with T12 40 Watt Baseline - Tr1 |  | 7 | Commercial | 01-ALC-AllCommercial-IntLight | 0 |  |  |  |  | 13.9589 | 13.1897 | 0 | 0 | 0 | 0.76922 | 34.727 |  | kWh | 0.010491 | -0.056872 | Commercial |  | Annual | [5 empty] | 11 | 0.96 |  |  |  | 0 | 54.5881 | 0 | 0 | 0 | 0 | 0 | 0 | 0 | 0 | 0 | 0 | 2006 Qtr 1: 0; 2006 Qtr 2: 0; 2006 Qtr 3: 0; 2006 Qtr 4: 54.5881; 2007 Qtr 1: 0; 2007 Qtr 2: 0; 2007 Qtr 3: 0; 2007 Qtr 4: 0; 2008 Qtr 1: 0; 2008 Qtr 2: 0; 2008 Qtr 3: 0; 2008 Qtr 4: 0 | 54.5881
0 | 234303-Lighting-Remove 4 Ft Lamp (De-Lamp) - Tr1 | COFL00AVDEL01 | 7 | Commercial | 01-ALC-AllCommercial-IntLight | 0 |  |  |  |  | 28.2518 | 16.4871 | 0 | 0 | 0 | 11.7647 | 115.4744 |  | kWh | 0.034885 | -0.18911 | Commercial |  | Annual | [5 empty] | 11 | 0.96 |  |  |  | 0 | 7.2784 | 0 | 0 | 0 | 0 | 0 | 0 | 0 | 0 | 0 | 0 | 2006 Qtr 1: 0; 2006 Qtr 2: 0; 2006 Qtr 3: 0; 2006 Qtr 4: 7.2784; 2007 Qtr 1: 0; 2007 Qtr 2: 0; 2007 Qtr 3: 0; 2007 Qtr 4: 0; 2008 Qtr 1: 0; 2008 Qtr 2: 0; 2008 Qtr 3: 0; 2008 Qtr 4: 0 | 7.2784
0 | 234330-Premium T8 with T12 40 Watt Baseline - Tr1 |  | 7 | Commercial | 01-ALC-AllCommercial-IntLight | 0 |  |  |  |  | 13.9589 | 13.1897 | 0 | 0 | 0 | 0.76922 | 38.5499 |  | kWh | 0.01239 | -0.063133 | Commercial |  | Annual | [5 empty] | 11 | 0.96 |  |  |  | 0 | 109.1763 | 0 | 0 | 0 | 0 | 0 | 0 | 0 | 0 | 0 | 0 | 2006 Qtr 1: 0; 2006 Qtr 2: 0; 2006 Qtr 3: 0; 2006 Qtr 4: 109.1763; 2007 Qtr 1: 0; 2007 Qtr 2: 0; 2007 Qtr 3: 0; 2007 Qtr 4: 0; 2008 Qtr 1: 0; 2008 Qtr 2: 0; 2008 Qtr 3: 0; 2008 Qtr 4: 0 | 109.1763
0 | 234330-Premium T8 with T12 40 Watt Baseline - Tr1 |  | 10 | Commercial | 01-ALC-AllCommercial-IntLight | 0 |  |  |  |  | 13.9589 | 13.1897 | 0 | 0 | 0 | 0.76922 | 40.547 |  | kWh | 0.0073476 | -0.066403 | Commercial |  | Annual | [5 empty] | 11 | 0.96 |  |  |  | 0 | 21.8353 | 0 | 0 | 0 | 0 | 0 | 0 | 0 | 0 | 0 | 0 | 2006 Qtr 1: 0; 2006 Qtr 2: 0; 2006 Qtr 3: 0; 2006 Qtr 4: 21.8353; 2007 Qtr 1: 0; 2007 Qtr 2: 0; 2007 Qtr 3: 0; 2007 Qtr 4: 0; 2008 Qtr 1: 0; 2008 Qtr 2: 0; 2008 Qtr 3: 0; 2008 Qtr 4: 0 | 21.8353
0 | 234303-Lighting-Remove 4 Ft Lamp (De-Lamp) - Tr1 | COFL00AVDEL01 | 10 | Commercial | 01-ALC-AllCommercial-IntLight | 0 |  |  |  |  | 28.2518 | 16.4871 | 0 | 0 | 0 | 11.7647 | 134.827 |  | kWh | 0.024432 | -0.2208 | Commercial |  | Annual | [5 empty] | 11 | 0.96 |  |  |  | 0 | 21.8353 | 0 | 0 | 0 | 0 | 0 | 0 | 0 | 0 | 0 | 0 | 2006 Qtr 1: 0; 2006 Qtr 2: 0; 2006 Qtr 3: 0; 2006 Qtr 4: 21.8353; 2007 Qtr 1: 0; 2007 Qtr 2: 0; 2007 Qtr 3: 0; 2007 Qtr 4: 0; 2008 Qtr 1: 0; 2008 Qtr 2: 0; 2008 Qtr 3: 0; 2008 Qtr 4: 0 | 21.8353
0 | 234330-Premium T8 with T12 40 Watt Baseline - Tr1 |  | 7 | Commercial | 01-ALC-AllCommercial-IntLight | 0 |  |  |  |  | 13.9589 | 13.1897 | 0 | 0 | 0 | 0.76922 | 65.4159 |  | kWh | 0.012906 | -0.10713 | Commercial |  | Annual | [5 empty] | 11 | 0.96 |  |  |  | 0 | 384.8463 | 0 | 0 | 0 | 0 | 0 | 0 | 0 | 0 | 0 | 0 | 2006 Qtr 1: 0; 2006 Qtr 2: 0; 2006 Qtr 3: 0; 2006 Qtr 4: 384.8463; 2007 Qtr 1: 0; 2007 Qtr 2: 0; 2007 Qtr 3: 0; 2007 Qtr 4: 0; 2008 Qtr 1: 0; 2008 Qtr 2: 0; 2008 Qtr 3: 0; 2008 Qtr 4: 0 | 384.8463
0 | 234174-Food Service - Ice Machine Air-Cooled 101-200 |  | 7 | Commercial | 01-ALC-AllCommercial-Refrig | 0 |  |  |  |  | 296 | 600 | 0 | 0 | 0 | -304 | 3613.5 |  | kWh | 0.4125 | 0 | Commercial |  | Annual | [5 empty] | 12 | 0.96 |  |  |  | 0 | 1 | 0 | 0 | 0 | 0 | 0 | 0 | 0 | 0 | 0 | 0 | 2006 Qtr 1: 0; 2006 Qtr 2: 0; 2006 Qtr 3: 0; 2006 Qtr 4: 1; 2007 Qtr 1: 0; 2007 Qtr 2: 0; 2007 Qtr 3: 0; 2007 Qtr 4: 0; 2008 Qtr 1: 0; 2008 Qtr 2: 0; 2008 Qtr 3: 0; 2008 Qtr 4: 0 | 1
0 | 234126-Refrigeration - Efficient Evap Fan Motor Electronically Commutated Motor (ECM) | Averaged DEER Msrs | 7 | Commercial | 01-ALC-AllCommercial-Refrig | 0 |  |  |  |  | 6.7904 | 150 | 0 | 0 | 0 | -143.2096 | 116.369 |  | kWh | 0.015845 | -0.11528 | Commercial |  | Annual | [5 empty] | 15 | 0.96 |  |  |  | 0 | 17 | 0 | 0 | 0 | 0 | 0 | 0 | 0 | 0 | 0 | 0 | 2006 Qtr 1: 0; 2006 Qtr 2: 0; 2006 Qtr 3: 0; 2006 Qtr 4: 17; 2007 Qtr 1: 0; 2007 Qtr 2: 0; 2007 Qtr 3: 0; 2007 Qtr 4: 0; 2008 Qtr 1: 0; 2008 Qtr 2: 0; 2008 Qtr 3: 0; 2008 Qtr 4: 0 | 17
0 | 234330-Premium T8 with T12 40 Watt Baseline - Tr1 |  | 7 | Commercial | 01-ALC-AllCommercial-IntLight | 0 |  |  |  |  | 13.9589 | 13.1897 | 0 | 0 | 0 | 0.76922 | 32.1182 |  | kWh | 0.010339 | -0.052599 | Commercial |  | Annual | [5 empty] | 11 | 0.96 |  |  |  | 0 | 214.7133 | 0 | 0 | 0 | 0 | 0 | 0 | 0 | 0 | 0 | 0 | 2006 Qtr 1: 0; 2006 Qtr 2: 0; 2006 Qtr 3: 0; 2006 Qtr 4: 214.7133; 2007 Qtr 1: 0; 2007 Qtr 2: 0; 2007 Qtr 3: 0; 2007 Qtr 4: 0; 2008 Qtr 1: 0; 2008 Qtr 2: 0; 2008 Qtr 3: 0; 2008 Qtr 4: 0 | 214.7133
0 | 234331-Premium T8 with T12 40 Watt Baseline - Tr2 |  | 7 | Commercial | 01-ALC-AllCommercial-IntLight | 0 |  |  |  |  | 13.9591 | 9.8923 | 0 | 0 | 0 | 4.0668 | 35.8564 |  | kWh | 0.010832 | -0.058721 | Commercial |  | Annual | [5 empty] | 11 | 0.96 |  |  |  | 0 | 171.0428 | 0 | 0 | 0 | 0 | 0 | 0 | 0 | 0 | 0 | 0 | 2006 Qtr 1: 0; 2006 Qtr 2: 0; 2006 Qtr 3: 0; 2006 Qtr 4: 171.0428; 2007 Qtr 1: 0; 2007 Qtr 2: 0; 2007 Qtr 3: 0; 2007 Qtr 4: 0; 2008 Qtr 1: 0; 2008 Qtr 2: 0; 2008 Qtr 3: 0; 2008 Qtr 4: 0 | 171.0428
0 | 234331-Premium T8 with T12 40 Watt Baseline - Tr2 |  | 7 | Commercial | 01-ALC-AllCommercial-IntLight | 0 |  |  |  |  | 13.9591 | 9.8923 | 0 | 0 | 0 | 4.0668 | 35.8564 |  | kWh | 0.010832 | -0.058721 | Commercial |  | Annual | [5 empty] | 11 | 0.96 |  |  |  | 0 | 109.1763 | 0 | 0 | 0 | 0 | 0 | 0 | 0 | 0 | 0 | 0 | 2006 Qtr 1: 0; 2006 Qtr 2: 0; 2006 Qtr 3: 0; 2006 Qtr 4: 109.1763; 2007 Qtr 1: 0; 2007 Qtr 2: 0; 2007 Qtr 3: 0; 2007 Qtr 4: 0; 2008 Qtr 1: 0; 2008 Qtr 2: 0; 2008 Qtr 3: 0; 2008 Qtr 4: 0 | 109.1763
0 | 234304-Lighting-Remove 4 Ft Lamp (De-Lamp) - Tr2 | COFL00AVDEL01 | 7 | Commercial | 01-ALC-AllCommercial-IntLight | 0 |  |  |  |  | 28.2538 | 12.3653 | 0 | 0 | 0 | 15.8885 | 115.4744 |  | kWh | 0.034885 | -0.18911 | Commercial |  | Annual | [5 empty] | 11 | 0.96 |  |  |  | 0 | 32.7529 | 0 | 0 | 0 | 0 | 0 | 0 | 0 | 0 | 0 | 0 | 2006 Qtr 1: 0; 2006 Qtr 2: 0; 2006 Qtr 3: 0; 2006 Qtr 4: 32.7529; 2007 Qtr 1: 0; 2007 Qtr 2: 0; 2007 Qtr 3: 0; 2007 Qtr 4: 0; 2008 Qtr 1: 0; 2008 Qtr 2: 0; 2008 Qtr 3: 0; 2008 Qtr 4: 0 | 32.7529
0 | 234330-Premium T8 with T12 40 Watt Baseline - Tr1 |  | 10 | Commercial | 01-ALC-AllCommercial-IntLight | 0 |  |  |  |  | 13.9589 | 13.1897 | 0 | 0 | 0 | 0.76922 | 28.2231 |  | kWh | 0.0076505 | -0.04622 | Commercial |  | Annual | [5 empty] | 11 | 0.96 |  |  |  | 0 | 139.1997 | 0 | 0 | 0 | 0 | 0 | 0 | 0 | 0 | 0 | 0 | 2006 Qtr 1: 0; 2006 Qtr 2: 0; 2006 Qtr 3: 0; 2006 Qtr 4: 139.1997; 2007 Qtr 1: 0; 2007 Qtr 2: 0; 2007 Qtr 3: 0; 2007 Qtr 4: 0; 2008 Qtr 1: 0; 2008 Qtr 2: 0; 2008 Qtr 3: 0; 2008 Qtr 4: 0 | 139.1997
0 | 234303-Lighting-Remove 4 Ft Lamp (De-Lamp) - Tr1 | COFL00AVDEL01 | 10 | Commercial | 01-ALC-AllCommercial-IntLight | 0 |  |  |  |  | 28.2518 | 16.4871 | 0 | 0 | 0 | 11.7647 | 93.8474 |  | kWh | 0.025439 | -0.15369 | Commercial |  | Annual | [5 empty] | 11 | 0.96 |  |  |  | 0 | 26.3843 | 0 | 0 | 0 | 0 | 0 | 0 | 0 | 0 | 0 | 0 | 2006 Qtr 1: 0; 2006 Qtr 2: 0; 2006 Qtr 3: 0; 2006 Qtr 4: 26.3843; 2007 Qtr 1: 0; 2007 Qtr 2: 0; 2007 Qtr 3: 0; 2007 Qtr 4: 0; 2008 Qtr 1: 0; 2008 Qtr 2: 0; 2008 Qtr 3: 0; 2008 Qtr 4: 0 | 26.3843
0 | 234330-Premium T8 with T12 40 Watt Baseline - Tr1 |  | 7 | Commercial | 01-ALC-AllCommercial-IntLight | 0 |  |  |  |  | 13.9589 | 13.1897 | 0 | 0 | 0 | 0.76922 | 65.4159 |  | kWh | 0.012906 | -0.10713 | Commercial |  | Annual | [5 empty] | 11 | 0.96 |  |  |  | 0 | 50.9489 | 0 | 0 | 0 | 0 | 0 | 0 | 0 | 0 | 0 | 0 | 2006 Qtr 1: 0; 2006 Qtr 2: 0; 2006 Qtr 3: 0; 2006 Qtr 4: 50.9489; 2007 Qtr 1: 0; 2007 Qtr 2: 0; 2007 Qtr 3: 0; 2007 Qtr 4: 0; 2008 Qtr 1: 0; 2008 Qtr 2: 0; 2008 Qtr 3: 0; 2008 Qtr 4: 0 | 50.9489
0 | 234207-Lighting-8 Ft T-8 with Elec Ballast-Tr1 |  | 7 | Commercial | 01-ALC-AllCommercial-IntLight | 0 |  |  |  |  | 35.7163 | 21.9828 | 0 | 0 | 0 | 13.7335 | 54.2473 |  | kWh | 0.010702 | -0.08884 | Commercial |  | Annual | [5 empty] | 11 | 0.96 |  |  |  | 0 | 1.8196 | 0 | 0 | 0 | 0 | 0 | 0 | 0 | 0 | 0 | 0 | 2006 Qtr 1: 0; 2006 Qtr 2: 0; 2006 Qtr 3: 0; 2006 Qtr 4: 1.8196; 2007 Qtr 1: 0; 2007 Qtr 2: 0; 2007 Qtr 3: 0; 2007 Qtr 4: 0; 2008 Qtr 1: 0; 2008 Qtr 2: 0; 2008 Qtr 3: 0; 2008 Qtr 4: 0 | 1.8196
0 | 234128-Refrigerator - Early Replacement |  | 10 | Commercial | 01-ALC-AllCommercial-Refrig | 0 |  |  |  |  | 272 | 275 | 0 | 0 | 0 | -3 | 1040.577 |  | kWh | 0.13613 | 0 | Commercial |  | Annual | [5 empty] | 6 | 0.96 |  |  |  | 0 | 1 | 0 | 0 | 0 | 0 | 0 | 0 | 0 | 0 | 0 | 0 | 2006 Qtr 1: 0; 2006 Qtr 2: 0; 2006 Qtr 3: 0; 2006 Qtr 4: 1; 2007 Qtr 1: 0; 2007 Qtr 2: 0; 2007 Qtr 3: 0; 2007 Qtr 4: 0; 2008 Qtr 1: 0; 2008 Qtr 2: 0; 2008 Qtr 3: 0; 2008 Qtr 4: 0 | 1
0 | 234330-Premium T8 with T12 40 Watt Baseline - Tr1 |  | 7 | Commercial | 01-ALC-AllCommercial-IntLight | 0 |  |  |  |  | 13.9589 | 13.1897 | 0 | 0 | 0 | 0.76922 | 65.4159 |  | kWh | 0.012906 | -0.10713 | Commercial |  | Annual | [5 empty] | 11 | 0.96 |  |  |  | 0 | 41.8509 | 0 | 0 | 0 | 0 | 0 | 0 | 0 | 0 | 0 | 0 | 2006 Qtr 1: 0; 2006 Qtr 2: 0; 2006 Qtr 3: 0; 2006 Qtr 4: 41.8509; 2007 Qtr 1: 0; 2007 Qtr 2: 0; 2007 Qtr 3: 0; 2007 Qtr 4: 0; 2008 Qtr 1: 0; 2008 Qtr 2: 0; 2008 Qtr 3: 0; 2008 Qtr 4: 0 | 41.8509
0 | 234178-Food Service - Ice Machine Air-Cooled 501-1000 |  | 7 | Commercial | 01-ALC-AllCommercial-Refrig | 0 |  |  |  |  | 1485 | 800 | 0 | 0 | 0 | 685 | 3011.25 |  | kWh | 0.34375 | 0 | Commercial |  | Annual | [5 empty] | 12 | 0.96 |  |  |  | 0 | 1 | 0 | 0 | 0 | 0 | 0 | 0 | 0 | 0 | 0 | 0 | 2006 Qtr 1: 0; 2006 Qtr 2: 0; 2006 Qtr 3: 0; 2006 Qtr 4: 1; 2007 Qtr 1: 0; 2007 Qtr 2: 0; 2007 Qtr 3: 0; 2007 Qtr 4: 0; 2008 Qtr 1: 0; 2008 Qtr 2: 0; 2008 Qtr 3: 0; 2008 Qtr 4: 0 | 1
0 | 234330-Premium T8 with T12 40 Watt Baseline - Tr1 |  | 7 | Commercial | 01-ALC-AllCommercial-IntLight | 0 |  |  |  |  | 13.9589 | 13.1897 | 0 | 0 | 0 | 0.76922 | 34.727 |  | kWh | 0.010491 | -0.056872 | Commercial |  | Annual | [5 empty] | 11 | 0.96 |  |  |  | 0 | 27.2941 | 0 | 0 | 0 | 0 | 0 | 0 | 0 | 0 | 0 | 0 | 2006 Qtr 1: 0; 2006 Qtr 2: 0; 2006 Qtr 3: 0; 2006 Qtr 4: 27.2941; 2007 Qtr 1: 0; 2007 Qtr 2: 0; 2007 Qtr 3: 0; 2007 Qtr 4: 0; 2008 Qtr 1: 0; 2008 Qtr 2: 0; 2008 Qtr 3: 0; 2008 Qtr 4: 0 | 27.2941
0 | 234303-Lighting-Remove 4 Ft Lamp (De-Lamp) - Tr1 | COFL00AVDEL01 | 7 | Commercial | 01-ALC-AllCommercial-IntLight | 0 |  |  |  |  | 28.2518 | 16.4871 | 0 | 0 | 0 | 11.7647 | 115.4744 |  | kWh | 0.034885 | -0.18911 | Commercial |  | Annual | [5 empty] | 11 | 0.96 |  |  |  | 0 | 1.8196 | 0 | 0 | 0 | 0 | 0 | 0 | 0 | 0 | 0 | 0 | 2006 Qtr 1: 0; 2006 Qtr 2: 0; 2006 Qtr 3: 0; 2006 Qtr 4: 1.8196; 2007 Qtr 1: 0; 2007 Qtr 2: 0; 2007 Qtr 3: 0; 2007 Qtr 4: 0; 2008 Qtr 1: 0; 2008 Qtr 2: 0; 2008 Qtr 3: 0; 2008 Qtr 4: 0 | 1.8196
0 | 234328-Premium T8 with T12 34Watt Baseline - Tr2 |  | 10 | Commercial | 01-ALC-AllCommercial-IntLight | 0 |  |  |  |  | 13.9591 | 6.8696 | 0 | 0 | 0 | 7.0895 | 26.4707 |  | kWh | 0.0090219 | -0.043351 | Commercial |  | Annual | [5 empty] | 11 | 0.96 |  |  |  | 0 | 275.6701 | 0 | 0 | 0 | 0 | 0 | 0 | 0 | 0 | 0 | 0 | 2006 Qtr 1: 0; 2006 Qtr 2: 0; 2006 Qtr 3: 0; 2006 Qtr 4: 275.6701; 2007 Qtr 1: 0; 2007 Qtr 2: 0; 2007 Qtr 3: 0; 2007 Qtr 4: 0; 2008 Qtr 1: 0; 2008 Qtr 2: 0; 2008 Qtr 3: 0; 2008 Qtr 4: 0 | 275.6701
0 | 234328-Premium T8 with T12 34Watt Baseline - Tr2 |  | 10 | Commercial | 01-ALC-AllCommercial-IntLight | 0 |  |  |  |  | 13.9591 | 6.8696 | 0 | 0 | 0 | 7.0895 | 26.4707 |  | kWh | 0.0090219 | -0.043351 | Commercial |  | Annual | [5 empty] | 11 | 0.96 |  |  |  | 0 | 36.3921 | 0 | 0 | 0 | 0 | 0 | 0 | 0 | 0 | 0 | 0 | 2006 Qtr 1: 0; 2006 Qtr 2: 0; 2006 Qtr 3: 0; 2006 Qtr 4: 36.3921; 2007 Qtr 1: 0; 2007 Qtr 2: 0; 2007 Qtr 3: 0; 2007 Qtr 4: 0; 2008 Qtr 1: 0; 2008 Qtr 2: 0; 2008 Qtr 3: 0; 2008 Qtr 4: 0 | 36.3921
0 | 234327-Premium T8 with T12 34Watt Baseline - Tr1 |  | 7 | Commercial | 01-ALC-AllCommercial-IntLight | 0 |  |  |  |  | 13.9591 | 9.8923 | 0 | 0 | 0 | 4.0668 | 33.9369 |  | kWh | 0.011567 | -0.055578 | Commercial |  | Annual | [5 empty] | 11 | 0.96 |  |  |  | 0 | 153.7566 | 0 | 0 | 0 | 0 | 0 | 0 | 0 | 0 | 0 | 0 | 2006 Qtr 1: 0; 2006 Qtr 2: 0; 2006 Qtr 3: 0; 2006 Qtr 4: 153.7566; 2007 Qtr 1: 0; 2007 Qtr 2: 0; 2007 Qtr 3: 0; 2007 Qtr 4: 0; 2008 Qtr 1: 0; 2008 Qtr 2: 0; 2008 Qtr 3: 0; 2008 Qtr 4: 0 | 153.7566
0 | 234204-Lighting-3 Ft 2nd Gen T-8 with Elec Ballast-Tr1 |  | 10 | Commercial | 01-ALC-AllCommercial-IntLight | 0 |  |  |  |  | 23.0819 | 10.9914 | 0 | 0 | 0 | 12.0905 | 24.5929 |  | kWh | 0.0083819 | -0.040275 | Commercial |  | Annual | [5 empty] | 11 | 0.96 |  |  |  | 0 | 7.2784 | 0 | 0 | 0 | 0 | 0 | 0 | 0 | 0 | 0 | 0 | 2006 Qtr 1: 0; 2006 Qtr 2: 0; 2006 Qtr 3: 0; 2006 Qtr 4: 7.2784; 2007 Qtr 1: 0; 2007 Qtr 2: 0; 2007 Qtr 3: 0; 2007 Qtr 4: 0; 2008 Qtr 1: 0; 2008 Qtr 2: 0; 2008 Qtr 3: 0; 2008 Qtr 4: 0 | 7.2784
0 | 234330-Premium T8 with T12 40 Watt Baseline - Tr1 |  | 10 | Commercial | 01-ALC-AllCommercial-IntLight | 0 |  |  |  |  | 13.9589 | 13.1897 | 0 | 0 | 0 | 0.76922 | 27.8282 |  | kWh | 0.0094846 | -0.045574 | Commercial |  | Annual | [5 empty] | 11 | 0.96 |  |  |  | 0 | 90.0704 | 0 | 0 | 0 | 0 | 0 | 0 | 0 | 0 | 0 | 0 | 2006 Qtr 1: 0; 2006 Qtr 2: 0; 2006 Qtr 3: 0; 2006 Qtr 4: 90.0704; 2007 Qtr 1: 0; 2007 Qtr 2: 0; 2007 Qtr 3: 0; 2007 Qtr 4: 0; 2008 Qtr 1: 0; 2008 Qtr 2: 0; 2008 Qtr 3: 0; 2008 Qtr 4: 0 | 90.0704
0 | 234319-Lighting-Screw in 5- 13 Watt Lamp - Tr2 | Averaged DEER Msrs | 10 | Commercial | 01-ALC-AllCommercial-IntLight | 0 |  |  |  |  | 7.3923 | 4.083 | 0 | 0 | 0 | 3.3093 | 16.6527 |  | kWh | 0.0068637 | -0.029148 | Commercial |  | Annual | [5 empty] | 2.8 | 0.96 |  |  |  | 0 | 30.9822 | 0 | 0 | 0 | 0 | 0 | 0 | 0 | 0 | 0 | 0 | 2006 Qtr 1: 0; 2006 Qtr 2: 0; 2006 Qtr 3: 0; 2006 Qtr 4: 30.9822; 2007 Qtr 1: 0; 2007 Qtr 2: 0; 2007 Qtr 3: 0; 2007 Qtr 4: 0; 2008 Qtr 1: 0; 2008 Qtr 2: 0; 2008 Qtr 3: 0; 2008 Qtr 4: 0 | 30.9822
0 | 234328-Premium T8 with T12 34Watt Baseline - Tr2 |  | 10 | Commercial | 01-ALC-AllCommercial-IntLight | 0 |  |  |  |  | 13.9591 | 6.8696 | 0 | 0 | 0 | 7.0895 | 26.4707 |  | kWh | 0.0090219 | -0.043351 | Commercial |  | Annual | [5 empty] | 11 | 0.96 |  |  |  | 0 | 7.2784 | 0 | 0 | 0 | 0 | 0 | 0 | 0 | 0 | 0 | 0 | 2006 Qtr 1: 0; 2006 Qtr 2: 0; 2006 Qtr 3: 0; 2006 Qtr 4: 7.2784; 2007 Qtr 1: 0; 2007 Qtr 2: 0; 2007 Qtr 3: 0; 2007 Qtr 4: 0; 2008 Qtr 1: 0; 2008 Qtr 2: 0; 2008 Qtr 3: 0; 2008 Qtr 4: 0 | 7.2784
0 | 234084-Refrigeration -Cooler/Freezer Door Gaskets - Solid Doors: Cooler |  | 7 | Commercial | 01-ALC-AllCommercial-Refrig | 0 |  |  |  |  | 4 | 4 | 0 | 0 | 0 | 0 | 104.55 |  | kWh | 0.01195 | 0 | Commercial |  | Annual | [5 empty] | 4 | 0.96 |  |  |  | 0 | 50 | 0 | 0 | 0 | 0 | 0 | 0 | 0 | 0 | 0 | 0 | 2006 Qtr 1: 0; 2006 Qtr 2: 0; 2006 Qtr 3: 0; 2006 Qtr 4: 50; 2007 Qtr 1: 0; 2007 Qtr 2: 0; 2007 Qtr 3: 0; 2007 Qtr 4: 0; 2008 Qtr 1: 0; 2008 Qtr 2: 0; 2008 Qtr 3: 0; 2008 Qtr 4: 0 | 50
0 | 234083-Refrigeration -Cooler/Freezer Door Gaskets - Glass Doors |  | 7 | Commercial | 01-ALC-AllCommercial-Refrig | 0 |  |  |  |  | 3.9999 | 4 | 0 | 0 | 0 | -5.535e-05 | 104.55 |  | kWh | 0.01195 | 0 | Commercial |  | Annual | [5 empty] | 4 | 0.96 |  |  |  | 0 | 9 | 0 | 0 | 0 | 0 | 0 | 0 | 0 | 0 | 0 | 0 | 2006 Qtr 1: 0; 2006 Qtr 2: 0; 2006 Qtr 3: 0; 2006 Qtr 4: 9; 2007 Qtr 1: 0; 2007 Qtr 2: 0; 2007 Qtr 3: 0; 2007 Qtr 4: 0; 2008 Qtr 1: 0; 2008 Qtr 2: 0; 2008 Qtr 3: 0; 2008 Qtr 4: 0 | 9
0 | 234312-Lighting-Screw in 14-26 Watt Lamp - Tr1 | Averaged DEER Msrs | 10 | Commercial | 21-RSD-Restaurant–SitDown-LIT_INT | 0 |  |  |  |  | 10.5108 | 10.3931 | 0 | 0 | 0 | 0.11768 | 154.6644 |  | kWh | 0.0040744 | -0.59189 | Commercial |  | Annual | [5 empty] | 1.74 | 0.96 |  |  |  | 0 | 0 | 0 | 10.1029 | 0 | 0 | 0 | 0 | 0 | 0 | 0 | 0 | 2006 Qtr 1: 0; 2006 Qtr 2: 0; 2006 Qtr 3: 0; 2006 Qtr 4: 0; 2007 Qtr 1: 0; 2007 Qtr 2: 0; 2007 Qtr 3: 0; 2007 Qtr 4: 0; 2008 Qtr 1: 0; 2008 Qtr 2: 0; 2008 Qtr 3: 0; 2008 Qtr 4: 10.1029 | 10.1029
0 | 234303-Lighting-Remove 4 Ft Lamp (De-Lamp) - Tr1 | COFL00AVDEL01 | 10 | Commercial | 21-RSD-Restaurant–SitDown-LIT_INT | 0 |  |  |  |  | 28.2518 | 16.4871 | 0 | 0 | 0 | 11.7647 | 165.2271 |  | kWh | 0.033001 | -0.80229 | Commercial |  | Annual | [5 empty] | 11 | 0.96 |  |  |  | 0 | 0 | 0 | 12.7372 | 0 | 0 | 0 | 0 | 0 | 0 | 0 | 0 | 2006 Qtr 1: 0; 2006 Qtr 2: 0; 2006 Qtr 3: 0; 2006 Qtr 4: 0; 2007 Qtr 1: 0; 2007 Qtr 2: 0; 2007 Qtr 3: 0; 2007 Qtr 4: 0; 2008 Qtr 1: 0; 2008 Qtr 2: 0; 2008 Qtr 3: 0; 2008 Qtr 4: 12.7372 | 12.7372
0 | 234049-Lighting-LED Exit Sign New Sign | CALC00AVETS01 | 10 | Commercial | 02-ASM-Assembly-Exit | 0 |  |  |  |  | 65.3696 | 45 | 0 | 0 | 0 | 20.3696 | 351.311 |  | kWh | 0 | 0 | Commercial |  | Annual | [5 empty] | 16 | 0.96 |  |  |  | 0 | 0 | 0 | 3 | 0 | 0 | 0 | 0 | 0 | 0 | 0 | 0 | 2006 Qtr 1: 0; 2006 Qtr 2: 0; 2006 Qtr 3: 0; 2006 Qtr 4: 0; 2007 Qtr 1: 0; 2007 Qtr 2: 0; 2007 Qtr 3: 0; 2007 Qtr 4: 0; 2008 Qtr 1: 0; 2008 Qtr 2: 0; 2008 Qtr 3: 0; 2008 Qtr 4: 3 | 3
0 | 234312-Lighting-Screw in 14-26 Watt Lamp - Tr1 | Averaged DEER Msrs | 7 | Commercial | 01-ALC-AllCommercial-IntLight | 0 |  |  |  |  | 10.5108 | 10.3931 | 0 | 0 | 0 | 0.11768 | 36.419 |  | kWh | 0.0032741 | -0.063746 | Commercial |  | Annual | [5 empty] | 1.74 | 0.96 |  |  |  | 0 | 0 | 0 | 241.7957 | 0 | 0 | 0 | 0 | 0 | 0 | 0 | 0 | 2006 Qtr 1: 0; 2006 Qtr 2: 0; 2006 Qtr 3: 0; 2006 Qtr 4: 0; 2007 Qtr 1: 0; 2007 Qtr 2: 0; 2007 Qtr 3: 0; 2007 Qtr 4: 0; 2008 Qtr 1: 0; 2008 Qtr 2: 0; 2008 Qtr 3: 0; 2008 Qtr 4: 241.7957 | 241.7957
0 | 234330-Premium T8 with T12 40 Watt Baseline - Tr1 |  | 10 | Commercial | 23-RTL-Retail–SingleStorylarge-LIT_INT | 0 |  |  |  |  | 13.9589 | 13.1897 | 0 | 0 | 0 | 0.76922 | 35.5491 |  | kWh | 0.010588 | -0.076831 | Commercial |  | Annual | [5 empty] | 11 | 0.96 |  |  |  | 0 | 0 | 0 | 21.8353 | 0 | 0 | 0 | 0 | 0 | 0 | 0 | 0 | 2006 Qtr 1: 0; 2006 Qtr 2: 0; 2006 Qtr 3: 0; 2006 Qtr 4: 0; 2007 Qtr 1: 0; 2007 Qtr 2: 0; 2007 Qtr 3: 0; 2007 Qtr 4: 0; 2008 Qtr 1: 0; 2008 Qtr 2: 0; 2008 Qtr 3: 0; 2008 Qtr 4: 21.8353 | 21.8353
0 | 234331-Premium T8 with T12 40 Watt Baseline - Tr2 |  | System | Commercial | 01-ALC-AllCommercial-IntLight | 0 |  |  |  |  | 13.9591 | 9.8923 | 0 | 0 | 0 | 4.0668 | 29.1409 |  | kWh | 0.0078993 | -0.047723 | Commercial |  | Annual | [5 empty] | 11 | 0.96 |  |  |  | 0 | 0 | 0 | 28.2039 | 0 | 0 | 0 | 0 | 0 | 0 | 0 | 0 | 2006 Qtr 1: 0; 2006 Qtr 2: 0; 2006 Qtr 3: 0; 2006 Qtr 4: 0; 2007 Qtr 1: 0; 2007 Qtr 2: 0; 2007 Qtr 3: 0; 2007 Qtr 4: 0; 2008 Qtr 1: 0; 2008 Qtr 2: 0; 2008 Qtr 3: 0; 2008 Qtr 4: 28.2039 | 28.2039
0 | 234304-Lighting-Remove 4 Ft Lamp (De-Lamp) - Tr2 | COFL00AVDEL01 | System | Commercial | 01-ALC-AllCommercial-IntLight | 0 |  |  |  |  | 28.2538 | 12.3653 | 0 | 0 | 0 | 15.8885 | 93.8474 |  | kWh | 0.025439 | -0.15369 | Commercial |  | Annual | [5 empty] | 11 | 0.96 |  |  |  | 0 | 0 | 0 | 3.6392 | 0 | 0 | 0 | 0 | 0 | 0 | 0 | 0 | 2006 Qtr 1: 0; 2006 Qtr 2: 0; 2006 Qtr 3: 0; 2006 Qtr 4: 0; 2007 Qtr 1: 0; 2007 Qtr 2: 0; 2007 Qtr 3: 0; 2007 Qtr 4: 0; 2008 Qtr 1: 0; 2008 Qtr 2: 0; 2008 Qtr 3: 0; 2008 Qtr 4: 3.6392 | 3.6392
0 | 234330-Premium T8 with T12 40 Watt Baseline - Tr1 |  | 7 | Commercial | 01-ALC-AllCommercial-IntLight | 0 |  |  |  |  | 13.9589 | 13.1897 | 0 | 0 | 0 | 0.76922 | 28.2231 |  | kWh | 0.0076505 | -0.04622 | Commercial |  | Annual | [5 empty] | 11 | 0.96 |  |  |  | 0 | 0 | 0 | 45.4901 | 0 | 0 | 0 | 0 | 0 | 0 | 0 | 0 | 2006 Qtr 1: 0; 2006 Qtr 2: 0; 2006 Qtr 3: 0; 2006 Qtr 4: 0; 2007 Qtr 1: 0; 2007 Qtr 2: 0; 2007 Qtr 3: 0; 2007 Qtr 4: 0; 2008 Qtr 1: 0; 2008 Qtr 2: 0; 2008 Qtr 3: 0; 2008 Qtr 4: 45.4901 | 45.4901
0 | 234303-Lighting-Remove 4 Ft Lamp (De-Lamp) - Tr1 | COFL00AVDEL01 | 7 | Commercial | 01-ALC-AllCommercial-IntLight | 0 |  |  |  |  | 28.2518 | 16.4871 | 0 | 0 | 0 | 11.7647 | 93.8474 |  | kWh | 0.025439 | -0.15369 | Commercial |  | Annual | [5 empty] | 11 | 0.96 |  |  |  | 0 | 0 | 0 | 22.7451 | 0 | 0 | 0 | 0 | 0 | 0 | 0 | 0 | 2006 Qtr 1: 0; 2006 Qtr 2: 0; 2006 Qtr 3: 0; 2006 Qtr 4: 0; 2007 Qtr 1: 0; 2007 Qtr 2: 0; 2007 Qtr 3: 0; 2007 Qtr 4: 0; 2008 Qtr 1: 0; 2008 Qtr 2: 0; 2008 Qtr 3: 0; 2008 Qtr 4: 22.7451 | 22.7451
0 | 234330-Premium T8 with T12 40 Watt Baseline - Tr1 |  | 7 | Commercial | 18-OFS-Office–Small-IntLight | 0 |  |  |  |  | 13.9589 | 13.1897 | 0 | 0 | 0 | 0.76922 | 31.525 |  | kWh | 0.0094564 | -0.009168 | Commercial |  | Annual | [5 empty] | 11 | 0.96 |  |  |  | 0 | 0 | 0 | 38.2117 | 0 | 0 | 0 | 0 | 0 | 0 | 0 | 0 | 2006 Qtr 1: 0; 2006 Qtr 2: 0; 2006 Qtr 3: 0; 2006 Qtr 4: 0; 2007 Qtr 1: 0; 2007 Qtr 2: 0; 2007 Qtr 3: 0; 2007 Qtr 4: 0; 2008 Qtr 1: 0; 2008 Qtr 2: 0; 2008 Qtr 3: 0; 2008 Qtr 4: 38.2117 | 38.2117
0 | 234303-Lighting-Remove 4 Ft Lamp (De-Lamp) - Tr1 | COFL00AVDEL01 | 7 | Commercial | 18-OFS-Office–Small-IntLight | 0 |  |  |  |  | 28.2518 | 16.4871 | 0 | 0 | 0 | 11.7647 | 104.8272 |  | kWh | 0.031445 | -0.030485 | Commercial |  | Annual | [5 empty] | 11 | 0.96 |  |  |  | 0 | 0 | 0 | 38.2117 | 0 | 0 | 0 | 0 | 0 | 0 | 0 | 0 | 2006 Qtr 1: 0; 2006 Qtr 2: 0; 2006 Qtr 3: 0; 2006 Qtr 4: 0; 2007 Qtr 1: 0; 2007 Qtr 2: 0; 2007 Qtr 3: 0; 2007 Qtr 4: 0; 2008 Qtr 1: 0; 2008 Qtr 2: 0; 2008 Qtr 3: 0; 2008 Qtr 4: 38.2117 | 38.2117
0 | 234330-Premium T8 with T12 40 Watt Baseline - Tr1 |  | 7 | Commercial | 18-OFS-Office–Small-IntLight | 0 |  |  |  |  | 13.9589 | 13.1897 | 0 | 0 | 0 | 0.76922 | 31.525 |  | kWh | 0.0094564 | -0.009168 | Commercial |  | Annual | [5 empty] | 11 | 0.96 |  |  |  | 0 | 0 | 0 | 47.3097 | 0 | 0 | 0 | 0 | 0 | 0 | 0 | 0 | 2006 Qtr 1: 0; 2006 Qtr 2: 0; 2006 Qtr 3: 0; 2006 Qtr 4: 0; 2007 Qtr 1: 0; 2007 Qtr 2: 0; 2007 Qtr 3: 0; 2007 Qtr 4: 0; 2008 Qtr 1: 0; 2008 Qtr 2: 0; 2008 Qtr 3: 0; 2008 Qtr 4: 47.3097 | 47.3097
0 | 234303-Lighting-Remove 4 Ft Lamp (De-Lamp) - Tr1 | COFL00AVDEL01 | 7 | Commercial | 18-OFS-Office–Small-IntLight | 0 |  |  |  |  | 28.2518 | 16.4871 | 0 | 0 | 0 | 11.7647 | 104.8272 |  | kWh | 0.031445 | -0.030485 | Commercial |  | Annual | [5 empty] | 11 | 0.96 |  |  |  | 0 | 0 | 0 | 47.3097 | 0 | 0 | 0 | 0 | 0 | 0 | 0 | 0 | 2006 Qtr 1: 0; 2006 Qtr 2: 0; 2006 Qtr 3: 0; 2006 Qtr 4: 0; 2007 Qtr 1: 0; 2007 Qtr 2: 0; 2007 Qtr 3: 0; 2007 Qtr 4: 0; 2008 Qtr 1: 0; 2008 Qtr 2: 0; 2008 Qtr 3: 0; 2008 Qtr 4: 47.3097 | 47.3097
0 | 234330-Premium T8 with T12 40 Watt Baseline - Tr1 |  | 7 | Commercial | 18-OFS-Office–Small-IntLight | 0 |  |  |  |  | 13.9589 | 13.1897 | 0 | 0 | 0 | 0.76922 | 31.525 |  | kWh | 0.0094564 | -0.009168 | Commercial |  | Annual | [5 empty] | 11 | 0.96 |  |  |  | 0 | 0 | 0 | 47.3097 | 0 | 0 | 0 | 0 | 0 | 0 | 0 | 0 | 2006 Qtr 1: 0; 2006 Qtr 2: 0; 2006 Qtr 3: 0; 2006 Qtr 4: 0; 2007 Qtr 1: 0; 2007 Qtr 2: 0; 2007 Qtr 3: 0; 2007 Qtr 4: 0; 2008 Qtr 1: 0; 2008 Qtr 2: 0; 2008 Qtr 3: 0; 2008 Qtr 4: 47.3097 | 47.3097
0 | 234303-Lighting-Remove 4 Ft Lamp (De-Lamp) - Tr1 | COFL00AVDEL01 | 7 | Commercial | 18-OFS-Office–Small-IntLight | 0 |  |  |  |  | 28.2518 | 16.4871 | 0 | 0 | 0 | 11.7647 | 104.8272 |  | kWh | 0.031445 | -0.030485 | Commercial |  | Annual | [5 empty] | 11 | 0.96 |  |  |  | 0 | 0 | 0 | 47.3097 | 0 | 0 | 0 | 0 | 0 | 0 | 0 | 0 | 2006 Qtr 1: 0; 2006 Qtr 2: 0; 2006 Qtr 3: 0; 2006 Qtr 4: 0; 2007 Qtr 1: 0; 2007 Qtr 2: 0; 2007 Qtr 3: 0; 2007 Qtr 4: 0; 2008 Qtr 1: 0; 2008 Qtr 2: 0; 2008 Qtr 3: 0; 2008 Qtr 4: 47.3097 | 47.3097
0 | 234330-Premium T8 with T12 40 Watt Baseline - Tr1 |  | 7 | Commercial | 23-RTL-Retail–SingleStorylarge-LIT_INT | 0 |  |  |  |  | 13.9589 | 13.1897 | 0 | 0 | 0 | 0.76922 | 35.6051 |  | kWh | 0.010639 | -0.048435 | Commercial |  | Annual | [5 empty] | 11 | 0.96 |  |  |  | 0 | 0 | 0 | 43.6705 | 0 | 0 | 0 | 0 | 0 | 0 | 0 | 0 | 2006 Qtr 1: 0; 2006 Qtr 2: 0; 2006 Qtr 3: 0; 2006 Qtr 4: 0; 2007 Qtr 1: 0; 2007 Qtr 2: 0; 2007 Qtr 3: 0; 2007 Qtr 4: 0; 2008 Qtr 1: 0; 2008 Qtr 2: 0; 2008 Qtr 3: 43.6705; 2008 Qtr 4: 0 | 43.6705
0 | 234330-Premium T8 with T12 40 Watt Baseline - Tr1 |  | 7 | Commercial | 23-RTL-Retail–SingleStorylarge-LIT_INT | 0 |  |  |  |  | 13.9589 | 13.1897 | 0 | 0 | 0 | 0.76922 | 35.6051 |  | kWh | 0.010639 | -0.048435 | Commercial |  | Annual | [5 empty] | 11 | 0.96 |  |  |  | 0 | 0 | 0 | 69.145 | 0 | 0 | 0 | 0 | 0 | 0 | 0 | 0 | 2006 Qtr 1: 0; 2006 Qtr 2: 0; 2006 Qtr 3: 0; 2006 Qtr 4: 0; 2007 Qtr 1: 0; 2007 Qtr 2: 0; 2007 Qtr 3: 0; 2007 Qtr 4: 0; 2008 Qtr 1: 0; 2008 Qtr 2: 0; 2008 Qtr 3: 69.145; 2008 Qtr 4: 0 | 69.145
0 | 234330-Premium T8 with T12 40 Watt Baseline - Tr1 |  | System | Commercial | 23-RTL-Retail–SingleStorylarge-LIT_INT | 0 |  |  |  |  | 13.9589 | 13.1897 | 0 | 0 | 0 | 0.76922 | 35.5933 |  | kWh | 0.01061 | -0.057586 | Commercial |  | Annual | [5 empty] | 11 | 0.96 |  |  |  | 0 | 0 | 0 | 16.3764 | 0 | 0 | 0 | 0 | 0 | 0 | 0 | 0 | 2006 Qtr 1: 0; 2006 Qtr 2: 0; 2006 Qtr 3: 0; 2006 Qtr 4: 0; 2007 Qtr 1: 0; 2007 Qtr 2: 0; 2007 Qtr 3: 0; 2007 Qtr 4: 0; 2008 Qtr 1: 0; 2008 Qtr 2: 0; 2008 Qtr 3: 0; 2008 Qtr 4: 16.3764 | 16.3764
0 | 234207-Lighting-8 Ft T-8 with Elec Ballast-Tr1 |  | System | Commercial | 23-RTL-Retail–SingleStorylarge-LIT_INT | 0 |  |  |  |  | 35.7163 | 21.9828 | 0 | 0 | 0 | 13.7335 | 29.5164 |  | kWh | 0.0087986 | -0.047754 | Commercial |  | Annual | [5 empty] | 11 | 0.96 |  |  |  | 0 | 0 | 0 | 20.0156 | 0 | 0 | 0 | 0 | 0 | 0 | 0 | 0 | 2006 Qtr 1: 0; 2006 Qtr 2: 0; 2006 Qtr 3: 0; 2006 Qtr 4: 0; 2007 Qtr 1: 0; 2007 Qtr 2: 0; 2007 Qtr 3: 0; 2007 Qtr 4: 0; 2008 Qtr 1: 0; 2008 Qtr 2: 0; 2008 Qtr 3: 0; 2008 Qtr 4: 20.0156 | 20.0156
0 | 234332-Premium T8 with T12 40 Watt Baseline - Tr3 |  | 7 | Commercial | 18-OFS-Office–Small-IntLight | 0 |  |  |  |  | 13.9591 | 7.1444 | 0 | 0 | 0 | 6.8147 | 29.4746 |  | kWh | 0.0088414 | -0.0085717 | Commercial |  | Annual | [5 empty] | 11 | 0.96 |  |  |  | 0 | 0 | 0 | 38.2117 | 0 | 0 | 0 | 0 | 0 | 0 | 0 | 0 | 2006 Qtr 1: 0; 2006 Qtr 2: 0; 2006 Qtr 3: 0; 2006 Qtr 4: 0; 2007 Qtr 1: 0; 2007 Qtr 2: 0; 2007 Qtr 3: 0; 2007 Qtr 4: 0; 2008 Qtr 1: 0; 2008 Qtr 2: 0; 2008 Qtr 3: 38.2117; 2008 Qtr 4: 0 | 38.2117
0 | 234305-Lighting-Remove 4 Ft Lamp (De-Lamp) - Tr3 | COFL00AVDEL01 | 7 | Commercial | 18-OFS-Office–Small-IntLight | 0 |  |  |  |  | 28.2538 | 8.7931 | 0 | 0 | 0 | 19.4607 | 104.8272 |  | kWh | 0.031445 | -0.030485 | Commercial |  | Annual | [5 empty] | 11 | 0.96 |  |  |  | 0 | 0 | 0 | 3.6392 | 0 | 0 | 0 | 0 | 0 | 0 | 0 | 0 | 2006 Qtr 1: 0; 2006 Qtr 2: 0; 2006 Qtr 3: 0; 2006 Qtr 4: 0; 2007 Qtr 1: 0; 2007 Qtr 2: 0; 2007 Qtr 3: 0; 2007 Qtr 4: 0; 2008 Qtr 1: 0; 2008 Qtr 2: 0; 2008 Qtr 3: 3.6392; 2008 Qtr 4: 0 | 3.6392
0 | 234330-Premium T8 with T12 40 Watt Baseline - Tr1 |  | 7 | Commercial | 23-RTL-Retail–SingleStorylarge-LIT_INT | 0 |  |  |  |  | 13.9589 | 13.1897 | 0 | 0 | 0 | 0.76922 | 35.6051 |  | kWh | 0.010639 | -0.048435 | Commercial |  | Annual | [5 empty] | 11 | 0.96 |  |  |  | 0 | 0 | 0 | 123.7331 | 0 | 0 | 0 | 0 | 0 | 0 | 0 | 0 | 2006 Qtr 1: 0; 2006 Qtr 2: 0; 2006 Qtr 3: 0; 2006 Qtr 4: 0; 2007 Qtr 1: 0; 2007 Qtr 2: 0; 2007 Qtr 3: 0; 2007 Qtr 4: 0; 2008 Qtr 1: 0; 2008 Qtr 2: 0; 2008 Qtr 3: 123.7331; 2008 Qtr 4: 0 | 123.7331
0 | 234330-Premium T8 with T12 40 Watt Baseline - Tr1 |  | 10 | Commercial | 23-RTL-Retail–SingleStorylarge-LIT_INT | 0 |  |  |  |  | 13.9589 | 13.1897 | 0 | 0 | 0 | 0.76922 | 35.5491 |  | kWh | 0.010588 | -0.076831 | Commercial |  | Annual | [5 empty] | 11 | 0.96 |  |  |  | 0 | 0 | 0 | 357.5522 | 0 | 0 | 0 | 0 | 0 | 0 | 0 | 0 | 2006 Qtr 1: 0; 2006 Qtr 2: 0; 2006 Qtr 3: 0; 2006 Qtr 4: 0; 2007 Qtr 1: 0; 2007 Qtr 2: 0; 2007 Qtr 3: 0; 2007 Qtr 4: 0; 2008 Qtr 1: 0; 2008 Qtr 2: 0; 2008 Qtr 3: 0; 2008 Qtr 4: 357.5522 | 357.5522
0 | 234049-Lighting-LED Exit Sign New Sign | CALC00AVETS01 | 10 | Commercial | 02-ASM-Assembly-Exit | 0 |  |  |  |  | 65.3696 | 45 | 0 | 0 | 0 | 20.3696 | 351.311 |  | kWh | 0 | 0 | Commercial |  | Annual | [5 empty] | 16 | 0.96 |  |  |  | 0 | 0 | 0 | 2 | 0 | 0 | 0 | 0 | 0 | 0 | 0 | 0 | 2006 Qtr 1: 0; 2006 Qtr 2: 0; 2006 Qtr 3: 0; 2006 Qtr 4: 0; 2007 Qtr 1: 0; 2007 Qtr 2: 0; 2007 Qtr 3: 0; 2007 Qtr 4: 0; 2008 Qtr 1: 0; 2008 Qtr 2: 0; 2008 Qtr 3: 0; 2008 Qtr 4: 2 | 2
0 | 234330-Premium T8 with T12 40 Watt Baseline - Tr1 |  | 10 | Commercial | 23-RTL-Retail–SingleStorylarge-LIT_INT | 0 |  |  |  |  | 13.9589 | 13.1897 | 0 | 0 | 0 | 0.76922 | 35.5491 |  | kWh | 0.010588 | -0.076831 | Commercial |  | Annual | [5 empty] | 11 | 0.96 |  |  |  | 0 | 0 | 0 | 315.7013 | 0 | 0 | 0 | 0 | 0 | 0 | 0 | 0 | 2006 Qtr 1: 0; 2006 Qtr 2: 0; 2006 Qtr 3: 0; 2006 Qtr 4: 0; 2007 Qtr 1: 0; 2007 Qtr 2: 0; 2007 Qtr 3: 0; 2007 Qtr 4: 0; 2008 Qtr 1: 0; 2008 Qtr 2: 0; 2008 Qtr 3: 0; 2008 Qtr 4: 315.7013 | 315.7013
0 | 234049-Lighting-LED Exit Sign New Sign | CALC00AVETS01 | 10 | Commercial | 02-ASM-Assembly-Exit | 0 |  |  |  |  | 65.3696 | 45 | 0 | 0 | 0 | 20.3696 | 351.311 |  | kWh | 0 | 0 | Commercial |  | Annual | [5 empty] | 16 | 0.96 |  |  |  | 0 | 0 | 0 | 4 | 0 | 0 | 0 | 0 | 0 | 0 | 0 | 0 | 2006 Qtr 1: 0; 2006 Qtr 2: 0; 2006 Qtr 3: 0; 2006 Qtr 4: 0; 2007 Qtr 1: 0; 2007 Qtr 2: 0; 2007 Qtr 3: 0; 2007 Qtr 4: 0; 2008 Qtr 1: 0; 2008 Qtr 2: 0; 2008 Qtr 3: 0; 2008 Qtr 4: 4 | 4
0 | 234330-Premium T8 with T12 40 Watt Baseline - Tr1 |  | 10 | Commercial | 18-OFS-Office–Small-IntLight | 0 |  |  |  |  | 13.9589 | 13.1897 | 0 | 0 | 0 | 0.76922 | 68.7872 |  | kWh | 0.013288 | -0.036861 | Commercial |  | Annual | [5 empty] | 11 | 0.96 |  |  |  | 0 | 0 | 0 | 556.7989 | 0 | 0 | 0 | 0 | 0 | 0 | 0 | 0 | 2006 Qtr 1: 0; 2006 Qtr 2: 0; 2006 Qtr 3: 0; 2006 Qtr 4: 0; 2007 Qtr 1: 0; 2007 Qtr 2: 0; 2007 Qtr 3: 0; 2007 Qtr 4: 0; 2008 Qtr 1: 0; 2008 Qtr 2: 0; 2008 Qtr 3: 0; 2008 Qtr 4: 556.7989 | 556.7989
0 | 234303-Lighting-Remove 4 Ft Lamp (De-Lamp) - Tr1 | COFL00AVDEL01 | 10 | Commercial | 18-OFS-Office–Small-IntLight | 0 |  |  |  |  | 28.2518 | 16.4871 | 0 | 0 | 0 | 11.7647 | 228.7314 |  | kWh | 0.044185 | -0.12257 | Commercial |  | Annual | [5 empty] | 11 | 0.96 |  |  |  | 0 | 0 | 0 | 7.2784 | 0 | 0 | 0 | 0 | 0 | 0 | 0 | 0 | 2006 Qtr 1: 0; 2006 Qtr 2: 0; 2006 Qtr 3: 0; 2006 Qtr 4: 0; 2007 Qtr 1: 0; 2007 Qtr 2: 0; 2007 Qtr 3: 0; 2007 Qtr 4: 0; 2008 Qtr 1: 0; 2008 Qtr 2: 0; 2008 Qtr 3: 0; 2008 Qtr 4: 7.2784 | 7.2784
0 | 234331-Premium T8 with T12 40 Watt Baseline - Tr2 |  | 7 | Commercial | 23-RTL-Retail–SingleStorylarge-LIT_INT | 0 |  |  |  |  | 13.9591 | 9.8923 | 0 | 0 | 0 | 4.0668 | 36.763 |  | kWh | 0.010985 | -0.05001 | Commercial |  | Annual | [5 empty] | 11 | 0.96 |  |  |  | 0 | 0 | 0 | 18.196 | 0 | 0 | 0 | 0 | 0 | 0 | 0 | 0 | 2006 Qtr 1: 0; 2006 Qtr 2: 0; 2006 Qtr 3: 0; 2006 Qtr 4: 0; 2007 Qtr 1: 0; 2007 Qtr 2: 0; 2007 Qtr 3: 0; 2007 Qtr 4: 0; 2008 Qtr 1: 0; 2008 Qtr 2: 0; 2008 Qtr 3: 0; 2008 Qtr 4: 18.196 | 18.196
0 | 234304-Lighting-Remove 4 Ft Lamp (De-Lamp) - Tr2 | COFL00AVDEL01 | 7 | Commercial | 23-RTL-Retail–SingleStorylarge-LIT_INT | 0 |  |  |  |  | 28.2538 | 12.3653 | 0 | 0 | 0 | 15.8885 | 118.3941 |  | kWh | 0.035378 | -0.16106 | Commercial |  | Annual | [5 empty] | 11 | 0.96 |  |  |  | 0 | 0 | 0 | 9.098 | 0 | 0 | 0 | 0 | 0 | 0 | 0 | 0 | 2006 Qtr 1: 0; 2006 Qtr 2: 0; 2006 Qtr 3: 0; 2006 Qtr 4: 0; 2007 Qtr 1: 0; 2007 Qtr 2: 0; 2007 Qtr 3: 0; 2007 Qtr 4: 0; 2008 Qtr 1: 0; 2008 Qtr 2: 0; 2008 Qtr 3: 0; 2008 Qtr 4: 9.098 | 9.098
0 | 234361-Lighting-IntrHiByLnrFlscntFxtr244wrplc400w(TrI)Tr2 |  | 7 | Commercial | 23-RTL-Retail–SingleStorylarge-LIT_INT | 0 |  |  |  |  | 328.193 | 115.3803 | 0 | 0 | 0 | 212.8126 | 677.9794 |  | kWh | 0.17192 | -0.92228 | Commercial |  | Annual | [5 empty] | 11 | 0.96 |  |  |  | 0 | 0 | 0 | 5.8502 | 0 | 0 | 0 | 0 | 0 | 0 | 0 | 0 | 2006 Qtr 1: 0; 2006 Qtr 2: 0; 2006 Qtr 3: 0; 2006 Qtr 4: 0; 2007 Qtr 1: 0; 2007 Qtr 2: 0; 2007 Qtr 3: 0; 2007 Qtr 4: 0; 2008 Qtr 1: 0; 2008 Qtr 2: 0; 2008 Qtr 3: 0; 2008 Qtr 4: 5.8502 | 5.8502
0 | 234286-Lighting-Occpncy Snsr-Hi-Bay integrated Snsr-Tr2 |  | 7 | Commercial | 23-RTL-Retail–SingleStorylarge-LIT_INT | 0 |  |  |  |  | 141 | 95.5 | 0 | 0 | 0 | 45.5 | 1661 |  | kWh | 0 | 0 | Commercial |  | Annual | [5 empty] | 8 | 0.96 |  |  |  | 0 | 0 | 0 | 6 | 0 | 0 | 0 | 0 | 0 | 0 | 0 | 0 | 2006 Qtr 1: 0; 2006 Qtr 2: 0; 2006 Qtr 3: 0; 2006 Qtr 4: 0; 2007 Qtr 1: 0; 2007 Qtr 2: 0; 2007 Qtr 3: 0; 2007 Qtr 4: 0; 2008 Qtr 1: 0; 2008 Qtr 2: 0; 2008 Qtr 3: 0; 2008 Qtr 4: 6 | 6
0 | 234361-Lighting-IntrHiByLnrFlscntFxtr244wrplc400w(TrI)Tr2 |  | 7 | Commercial | 18-OFS-Office–Small-IntLight | 0 |  |  |  |  | 328.193 | 115.3803 | 0 | 0 | 0 | 212.8126 | 980.3603 |  | kWh | 0.18548 | -0.2851 | Commercial |  | Annual | [5 empty] | 11 | 0.96 |  |  |  | 0 | 0 | 0 | 8.7753 | 0 | 0 | 0 | 0 | 0 | 0 | 0 | 0 | 2006 Qtr 1: 0; 2006 Qtr 2: 0; 2006 Qtr 3: 0; 2006 Qtr 4: 0; 2007 Qtr 1: 0; 2007 Qtr 2: 0; 2007 Qtr 3: 0; 2007 Qtr 4: 0; 2008 Qtr 1: 0; 2008 Qtr 2: 0; 2008 Qtr 3: 0; 2008 Qtr 4: 8.7753 | 8.7753
0 | 234286-Lighting-Occpncy Snsr-Hi-Bay integrated Snsr-Tr2 |  | 7 | Commercial | 18-OFS-Office–Small-IntLight | 0 |  |  |  |  | 141 | 95.5 | 0 | 0 | 0 | 45.5 | 1661 |  | kWh | 0 | 0 | Commercial |  | Annual | [5 empty] | 8 | 0.96 |  |  |  | 0 | 0 | 0 | 9 | 0 | 0 | 0 | 0 | 0 | 0 | 0 | 0 | 2006 Qtr 1: 0; 2006 Qtr 2: 0; 2006 Qtr 3: 0; 2006 Qtr 4: 0; 2007 Qtr 1: 0; 2007 Qtr 2: 0; 2007 Qtr 3: 0; 2007 Qtr 4: 0; 2008 Qtr 1: 0; 2008 Qtr 2: 0; 2008 Qtr 3: 0; 2008 Qtr 4: 9 | 9
0 | 234208-Lighting-8 Ft T-8 with Elec Ballast-Tr2 |  | 7 | Commercial | 18-OFS-Office–Small-IntLight | 0 |  |  |  |  | 35.7165 | 16.4871 | 0 | 0 | 0 | 19.2294 | 26.399 |  | kWh | 0.0079188 | -0.0076773 | Commercial |  | Annual | [5 empty] | 11 | 0.96 |  |  |  | 0 | 0 | 0 | 5.4588 | 0 | 0 | 0 | 0 | 0 | 0 | 0 | 0 | 2006 Qtr 1: 0; 2006 Qtr 2: 0; 2006 Qtr 3: 0; 2006 Qtr 4: 0; 2007 Qtr 1: 0; 2007 Qtr 2: 0; 2007 Qtr 3: 0; 2007 Qtr 4: 0; 2008 Qtr 1: 0; 2008 Qtr 2: 0; 2008 Qtr 3: 0; 2008 Qtr 4: 5.4588 | 5.4588
0 | 234361-Lighting-IntrHiByLnrFlscntFxtr244wrplc400w(TrI)Tr2 |  | 7 | Commercial | 18-OFS-Office–Small-IntLight | 0 |  |  |  |  | 328.193 | 115.3803 | 0 | 0 | 0 | 212.8126 | 980.3603 |  | kWh | 0.18548 | -0.2851 | Commercial |  | Annual | [5 empty] | 11 | 0.96 |  |  |  | 0 | 0 | 0 | 8.7753 | 0 | 0 | 0 | 0 | 0 | 0 | 0 | 0 | 2006 Qtr 1: 0; 2006 Qtr 2: 0; 2006 Qtr 3: 0; 2006 Qtr 4: 0; 2007 Qtr 1: 0; 2007 Qtr 2: 0; 2007 Qtr 3: 0; 2007 Qtr 4: 0; 2008 Qtr 1: 0; 2008 Qtr 2: 0; 2008 Qtr 3: 0; 2008 Qtr 4: 8.7753 | 8.7753
0 | 234286-Lighting-Occpncy Snsr-Hi-Bay integrated Snsr-Tr2 |  | 7 | Commercial | 18-OFS-Office–Small-IntLight | 0 |  |  |  |  | 141 | 95.5 | 0 | 0 | 0 | 45.5 | 1661 |  | kWh | 0 | 0 | Commercial |  | Annual | [5 empty] | 8 | 0.96 |  |  |  | 0 | 0 | 0 | 9 | 0 | 0 | 0 | 0 | 0 | 0 | 0 | 0 | 2006 Qtr 1: 0; 2006 Qtr 2: 0; 2006 Qtr 3: 0; 2006 Qtr 4: 0; 2007 Qtr 1: 0; 2007 Qtr 2: 0; 2007 Qtr 3: 0; 2007 Qtr 4: 0; 2008 Qtr 1: 0; 2008 Qtr 2: 0; 2008 Qtr 3: 0; 2008 Qtr 4: 9 | 9
0 | 234330-Premium T8 with T12 40 Watt Baseline - Tr1 |  | 7 | Commercial | 18-OFS-Office–Small-IntLight | 0 |  |  |  |  | 13.9589 | 13.1897 | 0 | 0 | 0 | 0.76922 | 31.525 |  | kWh | 0.0094564 | -0.009168 | Commercial |  | Annual | [5 empty] | 11 | 0.96 |  |  |  | 0 | 0 | 0 | 32.7529 | 0 | 0 | 0 | 0 | 0 | 0 | 0 | 0 | 2006 Qtr 1: 0; 2006 Qtr 2: 0; 2006 Qtr 3: 0; 2006 Qtr 4: 0; 2007 Qtr 1: 0; 2007 Qtr 2: 0; 2007 Qtr 3: 0; 2007 Qtr 4: 0; 2008 Qtr 1: 0; 2008 Qtr 2: 0; 2008 Qtr 3: 32.7529; 2008 Qtr 4: 0 | 32.7529
0 | 234312-Lighting-Screw in 14-26 Watt Lamp - Tr1 | Averaged DEER Msrs | 7 | Commercial | 18-OFS-Office–Small-IntLight | 0 |  |  |  |  | 10.5108 | 10.3931 | 0 | 0 | 0 | 0.11768 | 48.7516 |  | kWh | 0.0086797 | -0.014483 | Commercial |  | Annual | [5 empty] | 1.74 | 0.96 |  |  |  | 0 | 0 | 0 | 2.0206 | 0 | 0 | 0 | 0 | 0 | 0 | 0 | 0 | 2006 Qtr 1: 0; 2006 Qtr 2: 0; 2006 Qtr 3: 0; 2006 Qtr 4: 0; 2007 Qtr 1: 0; 2007 Qtr 2: 0; 2007 Qtr 3: 0; 2007 Qtr 4: 0; 2008 Qtr 1: 0; 2008 Qtr 2: 0; 2008 Qtr 3: 2.0206; 2008 Qtr 4: 0 | 2.0206
0 | 234330-Premium T8 with T12 40 Watt Baseline - Tr1 |  | 7 | Commercial | 23-RTL-Retail–SingleStorylarge-LIT_INT | 0 |  |  |  |  | 13.9589 | 13.1897 | 0 | 0 | 0 | 0.76922 | 35.6051 |  | kWh | 0.010639 | -0.048435 | Commercial |  | Annual | [5 empty] | 11 | 0.96 |  |  |  | 0 | 0 | 0 | 32.7529 | 0 | 0 | 0 | 0 | 0 | 0 | 0 | 0 | 2006 Qtr 1: 0; 2006 Qtr 2: 0; 2006 Qtr 3: 0; 2006 Qtr 4: 0; 2007 Qtr 1: 0; 2007 Qtr 2: 0; 2007 Qtr 3: 0; 2007 Qtr 4: 0; 2008 Qtr 1: 0; 2008 Qtr 2: 0; 2008 Qtr 3: 0; 2008 Qtr 4: 32.7529 | 32.7529
0 | 234291-Lighting-Ocpncy Snsr-Wll/Cl Mntd Lght Snsr>=500Tr1 |  | System | Commercial | 01-ALC-AllCommercial-IntLight | 0 |  |  |  |  | 141 | 75 | 0 | 0 | 0 | 66 | 626 |  | kWh | 0.145 | 0 | Commercial |  | Annual | [5 empty] | 8 | 0.96 |  |  |  | 0 | 0 | 0 | 54 | 0 | 0 | 0 | 0 | 0 | 0 | 0 | 0 | 2006 Qtr 1: 0; 2006 Qtr 2: 0; 2006 Qtr 3: 0; 2006 Qtr 4: 0; 2007 Qtr 1: 0; 2007 Qtr 2: 0; 2007 Qtr 3: 0; 2007 Qtr 4: 0; 2008 Qtr 1: 0; 2008 Qtr 2: 0; 2008 Qtr 3: 0; 2008 Qtr 4: 54 | 54
0 | 234291-Lighting-Ocpncy Snsr-Wll/Cl Mntd Lght Snsr>=500Tr1 |  | 10 | Commercial | 01-ALC-AllCommercial-IntLight | 0 |  |  |  |  | 141 | 75 | 0 | 0 | 0 | 66 | 626 |  | kWh | 0.145 | 0 | Commercial |  | Annual | [5 empty] | 8 | 0.96 |  |  |  | 0 | 0 | 0 | 23 | 0 | 0 | 0 | 0 | 0 | 0 | 0 | 0 | 2006 Qtr 1: 0; 2006 Qtr 2: 0; 2006 Qtr 3: 0; 2006 Qtr 4: 0; 2007 Qtr 1: 0; 2007 Qtr 2: 0; 2007 Qtr 3: 0; 2007 Qtr 4: 0; 2008 Qtr 1: 0; 2008 Qtr 2: 0; 2008 Qtr 3: 0; 2008 Qtr 4: 23 | 23
0 | 234361-Lighting-IntrHiByLnrFlscntFxtr244wrplc400w(TrI)Tr2 |  | 10 | Commercial | 01-ALC-AllCommercial-IntLight | 0 |  |  |  |  | 328.193 | 115.3803 | 0 | 0 | 0 | 212.8126 | 781.0405 |  | kWh | 0.18547 | -3.2238 | Commercial |  | Annual | [5 empty] | 11 | 0.96 |  |  |  | 0 | 0 | 0 | 25.3509 | 0 | 0 | 0 | 0 | 0 | 0 | 0 | 0 | 2006 Qtr 1: 0; 2006 Qtr 2: 0; 2006 Qtr 3: 0; 2006 Qtr 4: 0; 2007 Qtr 1: 0; 2007 Qtr 2: 0; 2007 Qtr 3: 0; 2007 Qtr 4: 0; 2008 Qtr 1: 0; 2008 Qtr 2: 0; 2008 Qtr 3: 0; 2008 Qtr 4: 25.3509 | 25.3509
0 | 234286-Lighting-Occpncy Snsr-Hi-Bay integrated Snsr-Tr2 |  | 10 | Commercial | 01-ALC-AllCommercial-IntLight | 0 |  |  |  |  | 141 | 95.5 | 0 | 0 | 0 | 45.5 | 1661 |  | kWh | 0 | 0 | Commercial |  | Annual | [5 empty] | 8 | 0.96 |  |  |  | 0 | 0 | 0 | 26 | 0 | 0 | 0 | 0 | 0 | 0 | 0 | 0 | 2006 Qtr 1: 0; 2006 Qtr 2: 0; 2006 Qtr 3: 0; 2006 Qtr 4: 0; 2007 Qtr 1: 0; 2007 Qtr 2: 0; 2007 Qtr 3: 0; 2007 Qtr 4: 0; 2008 Qtr 1: 0; 2008 Qtr 2: 0; 2008 Qtr 3: 0; 2008 Qtr 4: 26 | 26
0 | 234361-Lighting-IntrHiByLnrFlscntFxtr244wrplc400w(TrI)Tr2 |  | 10 | Commercial | 01-ALC-AllCommercial-IntLight | 0 |  |  |  |  | 328.193 | 115.3803 | 0 | 0 | 0 | 212.8126 | 781.0405 |  | kWh | 0.18547 | -3.2238 | Commercial |  | Annual | [5 empty] | 11 | 0.96 |  |  |  | 0 | 0 | 0 | 13.6505 | 0 | 0 | 0 | 0 | 0 | 0 | 0 | 0 | 2006 Qtr 1: 0; 2006 Qtr 2: 0; 2006 Qtr 3: 0; 2006 Qtr 4: 0; 2007 Qtr 1: 0; 2007 Qtr 2: 0; 2007 Qtr 3: 0; 2007 Qtr 4: 0; 2008 Qtr 1: 0; 2008 Qtr 2: 0; 2008 Qtr 3: 0; 2008 Qtr 4: 13.6505 | 13.6505
0 | 234286-Lighting-Occpncy Snsr-Hi-Bay integrated Snsr-Tr2 |  | 10 | Commercial | 01-ALC-AllCommercial-IntLight | 0 |  |  |  |  | 141 | 95.5 | 0 | 0 | 0 | 45.5 | 1661 |  | kWh | 0 | 0 | Commercial |  | Annual | [5 empty] | 8 | 0.96 |  |  |  | 0 | 0 | 0 | 14 | 0 | 0 | 0 | 0 | 0 | 0 | 0 | 0 | 2006 Qtr 1: 0; 2006 Qtr 2: 0; 2006 Qtr 3: 0; 2006 Qtr 4: 0; 2007 Qtr 1: 0; 2007 Qtr 2: 0; 2007 Qtr 3: 0; 2007 Qtr 4: 0; 2008 Qtr 1: 0; 2008 Qtr 2: 0; 2008 Qtr 3: 0; 2008 Qtr 4: 14 | 14
0 | 234330-Premium T8 with T12 40 Watt Baseline - Tr1 |  | 10 | Commercial | 23-RTL-Retail–SingleStorylarge-LIT_INT | 0 |  |  |  |  | 13.9589 | 13.1897 | 0 | 0 | 0 | 0.76922 | 35.5491 |  | kWh | 0.010588 | -0.076831 | Commercial |  | Annual | [5 empty] | 11 | 0.96 |  |  |  | 0 | 0 | 0 | 29.1137 | 0 | 0 | 0 | 0 | 0 | 0 | 0 | 0 | 2006 Qtr 1: 0; 2006 Qtr 2: 0; 2006 Qtr 3: 0; 2006 Qtr 4: 0; 2007 Qtr 1: 0; 2007 Qtr 2: 0; 2007 Qtr 3: 0; 2007 Qtr 4: 0; 2008 Qtr 1: 0; 2008 Qtr 2: 0; 2008 Qtr 3: 0; 2008 Qtr 4: 29.1137 | 29.1137
0 | 234331-Premium T8 with T12 40 Watt Baseline - Tr2 |  | 10 | Commercial | 23-RTL-Retail–SingleStorylarge-LIT_INT | 0 |  |  |  |  | 13.9591 | 9.8923 | 0 | 0 | 0 | 4.0668 | 36.7052 |  | kWh | 0.010932 | -0.07933 | Commercial |  | Annual | [5 empty] | 11 | 0.96 |  |  |  | 0 | 0 | 0 | 32.7529 | 0 | 0 | 0 | 0 | 0 | 0 | 0 | 0 | 2006 Qtr 1: 0; 2006 Qtr 2: 0; 2006 Qtr 3: 0; 2006 Qtr 4: 0; 2007 Qtr 1: 0; 2007 Qtr 2: 0; 2007 Qtr 3: 0; 2007 Qtr 4: 0; 2008 Qtr 1: 0; 2008 Qtr 2: 0; 2008 Qtr 3: 0; 2008 Qtr 4: 32.7529 | 32.7529
0 | 234330-Premium T8 with T12 40 Watt Baseline - Tr1 |  | 7 | Commercial | 23-RTL-Retail–SingleStorylarge-LIT_INT | 0 |  |  |  |  | 13.9589 | 13.1897 | 0 | 0 | 0 | 0.76922 | 35.6051 |  | kWh | 0.010639 | -0.048435 | Commercial |  | Annual | [5 empty] | 11 | 0.96 |  |  |  | 0 | 0 | 0 | 12.7372 | 0 | 0 | 0 | 0 | 0 | 0 | 0 | 0 | 2006 Qtr 1: 0; 2006 Qtr 2: 0; 2006 Qtr 3: 0; 2006 Qtr 4: 0; 2007 Qtr 1: 0; 2007 Qtr 2: 0; 2007 Qtr 3: 0; 2007 Qtr 4: 0; 2008 Qtr 1: 0; 2008 Qtr 2: 0; 2008 Qtr 3: 0; 2008 Qtr 4: 12.7372 | 12.7372
0 | 234207-Lighting-8 Ft T-8 with Elec Ballast-Tr1 |  | 7 | Commercial | 23-RTL-Retail–SingleStorylarge-LIT_INT | 0 |  |  |  |  | 35.7163 | 21.9828 | 0 | 0 | 0 | 13.7335 | 29.5262 |  | kWh | 0.0088228 | -0.040166 | Commercial |  | Annual | [5 empty] | 11 | 0.96 |  |  |  | 0 | 0 | 0 | 9.098 | 0 | 0 | 0 | 0 | 0 | 0 | 0 | 0 | 2006 Qtr 1: 0; 2006 Qtr 2: 0; 2006 Qtr 3: 0; 2006 Qtr 4: 0; 2007 Qtr 1: 0; 2007 Qtr 2: 0; 2007 Qtr 3: 0; 2007 Qtr 4: 0; 2008 Qtr 1: 0; 2008 Qtr 2: 0; 2008 Qtr 3: 0; 2008 Qtr 4: 9.098 | 9.098
0 | 234331-Premium T8 with T12 40 Watt Baseline - Tr2 |  | 10 | Commercial | 01-ALC-AllCommercial-IntLight | 0 |  |  |  |  | 13.9591 | 9.8923 | 0 | 0 | 0 | 4.0668 | 29.1409 |  | kWh | 0.0078993 | -0.047723 | Commercial |  | Annual | [5 empty] | 11 | 0.96 |  |  |  | 0 | 0 | 0 | 14.5568 | 0 | 0 | 0 | 0 | 0 | 0 | 0 | 0 | 2006 Qtr 1: 0; 2006 Qtr 2: 0; 2006 Qtr 3: 0; 2006 Qtr 4: 0; 2007 Qtr 1: 0; 2007 Qtr 2: 0; 2007 Qtr 3: 0; 2007 Qtr 4: 0; 2008 Qtr 1: 0; 2008 Qtr 2: 0; 2008 Qtr 3: 0; 2008 Qtr 4: 14.5568 | 14.5568
0 | 234331-Premium T8 with T12 40 Watt Baseline - Tr2 |  | 10 | Commercial | 01-ALC-AllCommercial-IntLight | 0 |  |  |  |  | 13.9591 | 9.8923 | 0 | 0 | 0 | 4.0668 | 29.1409 |  | kWh | 0.0078993 | -0.047723 | Commercial |  | Annual | [5 empty] | 11 | 0.96 |  |  |  | 0 | 0 | 0 | 18.196 | 0 | 0 | 0 | 0 | 0 | 0 | 0 | 0 | 2006 Qtr 1: 0; 2006 Qtr 2: 0; 2006 Qtr 3: 0; 2006 Qtr 4: 0; 2007 Qtr 1: 0; 2007 Qtr 2: 0; 2007 Qtr 3: 0; 2007 Qtr 4: 0; 2008 Qtr 1: 0; 2008 Qtr 2: 0; 2008 Qtr 3: 0; 2008 Qtr 4: 18.196 | 18.196
0 | 234084-Refrigeration -Cooler/Freezer Door Gaskets - Solid Doors: Cooler |  | 7 | Commercial | 01-ALC-AllCommercial-Refrig | 0 |  |  |  |  | 4 | 4 | 0 | 0 | 0 | 0 | 104.55 |  | kWh | 0.01195 | 0 | Commercial |  | Annual | [5 empty] | 4 | 0.96 |  |  |  | 0 | 0 | 0 | 147 | 0 | 0 | 0 | 0 | 0 | 0 | 0 | 0 | 2006 Qtr 1: 0; 2006 Qtr 2: 0; 2006 Qtr 3: 0; 2006 Qtr 4: 0; 2007 Qtr 1: 0; 2007 Qtr 2: 0; 2007 Qtr 3: 0; 2007 Qtr 4: 0; 2008 Qtr 1: 0; 2008 Qtr 2: 0; 2008 Qtr 3: 0; 2008 Qtr 4: 147 | 147
0 | 234360-Lighting-IntrHiByLnrFlscntFxtr244wrplc400w(TrI)Tr1 |  | 7 | Commercial | 01-ALC-AllCommercial-IntLight | 0 |  |  |  |  | 328.1301 | 153.8404 | 0 | 0 | 0 | 174.2897 | 749.8913 |  | kWh | 0.18068 | -1.2281 | Commercial |  | Annual | [5 empty] | 11 | 0.96 |  |  |  | 0 | 0 | 0 | 22.4258 | 0 | 0 | 0 | 0 | 0 | 0 | 0 | 0 | 2006 Qtr 1: 0; 2006 Qtr 2: 0; 2006 Qtr 3: 0; 2006 Qtr 4: 0; 2007 Qtr 1: 0; 2007 Qtr 2: 0; 2007 Qtr 3: 0; 2007 Qtr 4: 0; 2008 Qtr 1: 0; 2008 Qtr 2: 0; 2008 Qtr 3: 22.4258; 2008 Qtr 4: 0 | 22.4258
0 | 234285-Lighting-Occpncy Snsr-Hi-Bay integrated Snsr-Tr1 |  | 7 | Commercial | 01-ALC-AllCommercial-IntLight | 0 |  |  |  |  | 140.9479 | 95.5 | 0 | 0 | 0 | 45.4479 | 1661 |  | kWh | 0 | 0 | Commercial |  | Annual | [5 empty] | 8 | 0.96 |  |  |  | 0 | 0 | 0 | 23 | 0 | 0 | 0 | 0 | 0 | 0 | 0 | 0 | 2006 Qtr 1: 0; 2006 Qtr 2: 0; 2006 Qtr 3: 0; 2006 Qtr 4: 0; 2007 Qtr 1: 0; 2007 Qtr 2: 0; 2007 Qtr 3: 0; 2007 Qtr 4: 0; 2008 Qtr 1: 0; 2008 Qtr 2: 0; 2008 Qtr 3: 23; 2008 Qtr 4: 0 | 23
0 | 234330-Premium T8 with T12 40 Watt Baseline - Tr1 |  | 10 | Commercial | 01-ALC-AllCommercial-IntLight | 0 |  |  |  |  | 13.9589 | 13.1897 | 0 | 0 | 0 | 0.76922 | 65.4159 |  | kWh | 0.012906 | -0.10713 | Commercial |  | Annual | [5 empty] | 11 | 0.96 |  |  |  | 0 | 0 | 0 | 52.7685 | 0 | 0 | 0 | 0 | 0 | 0 | 0 | 0 | 2006 Qtr 1: 0; 2006 Qtr 2: 0; 2006 Qtr 3: 0; 2006 Qtr 4: 0; 2007 Qtr 1: 0; 2007 Qtr 2: 0; 2007 Qtr 3: 0; 2007 Qtr 4: 0; 2008 Qtr 1: 0; 2008 Qtr 2: 0; 2008 Qtr 3: 0; 2008 Qtr 4: 52.7685 | 52.7685
0 | 234303-Lighting-Remove 4 Ft Lamp (De-Lamp) - Tr1 | COFL00AVDEL01 | 10 | Commercial | 01-ALC-AllCommercial-IntLight | 0 |  |  |  |  | 28.2518 | 16.4871 | 0 | 0 | 0 | 11.7647 | 217.5212 |  | kWh | 0.042914 | -0.35623 | Commercial |  | Annual | [5 empty] | 11 | 0.96 |  |  |  | 0 | 0 | 0 | 52.7685 | 0 | 0 | 0 | 0 | 0 | 0 | 0 | 0 | 2006 Qtr 1: 0; 2006 Qtr 2: 0; 2006 Qtr 3: 0; 2006 Qtr 4: 0; 2007 Qtr 1: 0; 2007 Qtr 2: 0; 2007 Qtr 3: 0; 2007 Qtr 4: 0; 2008 Qtr 1: 0; 2008 Qtr 2: 0; 2008 Qtr 3: 0; 2008 Qtr 4: 52.7685 | 52.7685
0 | 234332-Premium T8 with T12 40 Watt Baseline - Tr3 |  | 10 | Commercial | 01-ALC-AllCommercial-IntLight | 0 |  |  |  |  | 13.9591 | 7.1444 | 0 | 0 | 0 | 6.8147 | 26.3874 |  | kWh | 0.0071529 | -0.043214 | Commercial |  | Annual | [5 empty] | 11 | 0.96 |  |  |  | 0 | 0 | 0 | 16.3764 | 0 | 0 | 0 | 0 | 0 | 0 | 0 | 0 | 2006 Qtr 1: 0; 2006 Qtr 2: 0; 2006 Qtr 3: 0; 2006 Qtr 4: 0; 2007 Qtr 1: 0; 2007 Qtr 2: 0; 2007 Qtr 3: 0; 2007 Qtr 4: 0; 2008 Qtr 1: 0; 2008 Qtr 2: 0; 2008 Qtr 3: 0; 2008 Qtr 4: 16.3764 | 16.3764
0 | 234305-Lighting-Remove 4 Ft Lamp (De-Lamp) - Tr3 | COFL00AVDEL01 | 10 | Commercial | 01-ALC-AllCommercial-IntLight | 0 |  |  |  |  | 28.2538 | 8.7931 | 0 | 0 | 0 | 19.4607 | 93.8474 |  | kWh | 0.025439 | -0.15369 | Commercial |  | Annual | [5 empty] | 11 | 0.96 |  |  |  | 0 | 0 | 0 | 1.8196 | 0 | 0 | 0 | 0 | 0 | 0 | 0 | 0 | 2006 Qtr 1: 0; 2006 Qtr 2: 0; 2006 Qtr 3: 0; 2006 Qtr 4: 0; 2007 Qtr 1: 0; 2007 Qtr 2: 0; 2007 Qtr 3: 0; 2007 Qtr 4: 0; 2008 Qtr 1: 0; 2008 Qtr 2: 0; 2008 Qtr 3: 0; 2008 Qtr 4: 1.8196 | 1.8196
0 | 234340-Lighting-Intr HiBy Lnr FlrscntFxtr600w rplc>400Tr1 |  | 7 | Commercial | 23-RTL-Retail–SingleStorylarge-LIT_INT | 0 |  |  |  |  | 666.6419 | 216.4022 | 0 | 0 | 0 | 450.2397 | 1735.0005 |  | kWh | 0.43997 | -2.3602 | Commercial |  | Annual | [5 empty] | 11 | 0.96 |  |  |  | 0 | 0 | 0 | 10.7254 | 0 | 0 | 0 | 0 | 0 | 0 | 0 | 0 | 2006 Qtr 1: 0; 2006 Qtr 2: 0; 2006 Qtr 3: 0; 2006 Qtr 4: 0; 2007 Qtr 1: 0; 2007 Qtr 2: 0; 2007 Qtr 3: 0; 2007 Qtr 4: 0; 2008 Qtr 1: 0; 2008 Qtr 2: 0; 2008 Qtr 3: 10.7254; 2008 Qtr 4: 0 | 10.7254
0 | 234330-Premium T8 with T12 40 Watt Baseline - Tr1 |  | 10 | Commercial | 21-RSD-Restaurant–SitDown-LIT_INT | 0 |  |  |  |  | 13.9589 | 13.1897 | 0 | 0 | 0 | 0.76922 | 49.6893 |  | kWh | 0.0099245 | -0.24127 | Commercial |  | Annual | [5 empty] | 11 | 0.96 |  |  |  | 0 | 0 | 0 | 14.5568 | 0 | 0 | 0 | 0 | 0 | 0 | 0 | 0 | 2006 Qtr 1: 0; 2006 Qtr 2: 0; 2006 Qtr 3: 0; 2006 Qtr 4: 0; 2007 Qtr 1: 0; 2007 Qtr 2: 0; 2007 Qtr 3: 0; 2007 Qtr 4: 0; 2008 Qtr 1: 0; 2008 Qtr 2: 0; 2008 Qtr 3: 0; 2008 Qtr 4: 14.5568 | 14.5568
0 | 234303-Lighting-Remove 4 Ft Lamp (De-Lamp) - Tr1 | COFL00AVDEL01 | 10 | Commercial | 21-RSD-Restaurant–SitDown-LIT_INT | 0 |  |  |  |  | 28.2518 | 16.4871 | 0 | 0 | 0 | 11.7647 | 165.2271 |  | kWh | 0.033001 | -0.80229 | Commercial |  | Annual | [5 empty] | 11 | 0.96 |  |  |  | 0 | 0 | 0 | 10.9176 | 0 | 0 | 0 | 0 | 0 | 0 | 0 | 0 | 2006 Qtr 1: 0; 2006 Qtr 2: 0; 2006 Qtr 3: 0; 2006 Qtr 4: 0; 2007 Qtr 1: 0; 2007 Qtr 2: 0; 2007 Qtr 3: 0; 2007 Qtr 4: 0; 2008 Qtr 1: 0; 2008 Qtr 2: 0; 2008 Qtr 3: 0; 2008 Qtr 4: 10.9176 | 10.9176
0 | 234330-Premium T8 with T12 40 Watt Baseline - Tr1 |  | 7 | Commercial | 23-RTL-Retail–SingleStorylarge-LIT_INT | 0 |  |  |  |  | 13.9589 | 13.1897 | 0 | 0 | 0 | 0.76922 | 35.6051 |  | kWh | 0.010639 | -0.048435 | Commercial |  | Annual | [5 empty] | 11 | 0.96 |  |  |  | 0 | 0 | 0 | 114.6351 | 0 | 0 | 0 | 0 | 0 | 0 | 0 | 0 | 2006 Qtr 1: 0; 2006 Qtr 2: 0; 2006 Qtr 3: 0; 2006 Qtr 4: 0; 2007 Qtr 1: 0; 2007 Qtr 2: 0; 2007 Qtr 3: 0; 2007 Qtr 4: 0; 2008 Qtr 1: 0; 2008 Qtr 2: 0; 2008 Qtr 3: 0; 2008 Qtr 4: 114.6351 | 114.6351
0 | 234330-Premium T8 with T12 40 Watt Baseline - Tr1 |  | 7 | Commercial | 23-RTL-Retail–SingleStorylarge-LIT_INT | 0 |  |  |  |  | 13.9589 | 13.1897 | 0 | 0 | 0 | 0.76922 | 35.6051 |  | kWh | 0.010639 | -0.048435 | Commercial |  | Annual | [5 empty] | 11 | 0.96 |  |  |  | 0 | 0 | 0 | 90.9802 | 0 | 0 | 0 | 0 | 0 | 0 | 0 | 0 | 2006 Qtr 1: 0; 2006 Qtr 2: 0; 2006 Qtr 3: 0; 2006 Qtr 4: 0; 2007 Qtr 1: 0; 2007 Qtr 2: 0; 2007 Qtr 3: 0; 2007 Qtr 4: 0; 2008 Qtr 1: 0; 2008 Qtr 2: 0; 2008 Qtr 3: 0; 2008 Qtr 4: 90.9802 | 90.9802
0 | 234330-Premium T8 with T12 40 Watt Baseline - Tr1 |  | 7 | Commercial | 23-RTL-Retail–SingleStorylarge-LIT_INT | 0 |  |  |  |  | 13.9589 | 13.1897 | 0 | 0 | 0 | 0.76922 | 35.6051 |  | kWh | 0.010639 | -0.048435 | Commercial |  | Annual | [5 empty] | 11 | 0.96 |  |  |  | 0 | 0 | 0 | 72.7842 | 0 | 0 | 0 | 0 | 0 | 0 | 0 | 0 | 2006 Qtr 1: 0; 2006 Qtr 2: 0; 2006 Qtr 3: 0; 2006 Qtr 4: 0; 2007 Qtr 1: 0; 2007 Qtr 2: 0; 2007 Qtr 3: 0; 2007 Qtr 4: 0; 2008 Qtr 1: 0; 2008 Qtr 2: 0; 2008 Qtr 3: 0; 2008 Qtr 4: 72.7842 | 72.7842
0 | 234049-Lighting-LED Exit Sign New Sign | CALC00AVETS01 | 7 | Commercial | 02-ASM-Assembly-Exit | 0 |  |  |  |  | 65.3696 | 45 | 0 | 0 | 0 | 20.3696 | 351.311 |  | kWh | 0 | 0 | Commercial |  | Annual | [5 empty] | 16 | 0.96 |  |  |  | 0 | 0 | 0 | 1 | 0 | 0 | 0 | 0 | 0 | 0 | 0 | 0 | 2006 Qtr 1: 0; 2006 Qtr 2: 0; 2006 Qtr 3: 0; 2006 Qtr 4: 0; 2007 Qtr 1: 0; 2007 Qtr 2: 0; 2007 Qtr 3: 0; 2007 Qtr 4: 0; 2008 Qtr 1: 0; 2008 Qtr 2: 0; 2008 Qtr 3: 0; 2008 Qtr 4: 1 | 1
0 | 234330-Premium T8 with T12 40 Watt Baseline - Tr1 |  | 10 | Commercial | 23-RTL-Retail–SingleStorylarge-LIT_INT | 0 |  |  |  |  | 13.9589 | 13.1897 | 0 | 0 | 0 | 0.76922 | 35.5491 |  | kWh | 0.010588 | -0.076831 | Commercial |  | Annual | [5 empty] | 11 | 0.96 |  |  |  | 0 | 0 | 0 | 61.8665 | 0 | 0 | 0 | 0 | 0 | 0 | 0 | 0 | 2006 Qtr 1: 0; 2006 Qtr 2: 0; 2006 Qtr 3: 0; 2006 Qtr 4: 0; 2007 Qtr 1: 0; 2007 Qtr 2: 0; 2007 Qtr 3: 0; 2007 Qtr 4: 0; 2008 Qtr 1: 0; 2008 Qtr 2: 0; 2008 Qtr 3: 61.8665; 2008 Qtr 4: 0 | 61.8665
0 | 234303-Lighting-Remove 4 Ft Lamp (De-Lamp) - Tr1 | COFL00AVDEL01 | 10 | Commercial | 23-RTL-Retail–SingleStorylarge-LIT_INT | 0 |  |  |  |  | 28.2518 | 16.4871 | 0 | 0 | 0 | 11.7647 | 118.2081 |  | kWh | 0.035207 | -0.25548 | Commercial |  | Annual | [5 empty] | 11 | 0.96 |  |  |  | 0 | 0 | 0 | 14.5568 | 0 | 0 | 0 | 0 | 0 | 0 | 0 | 0 | 2006 Qtr 1: 0; 2006 Qtr 2: 0; 2006 Qtr 3: 0; 2006 Qtr 4: 0; 2007 Qtr 1: 0; 2007 Qtr 2: 0; 2007 Qtr 3: 0; 2007 Qtr 4: 0; 2008 Qtr 1: 0; 2008 Qtr 2: 0; 2008 Qtr 3: 14.5568; 2008 Qtr 4: 0 | 14.5568
0 | 234330-Premium T8 with T12 40 Watt Baseline - Tr1 |  | 7 | Commercial | 23-RTL-Retail–SingleStorylarge-LIT_INT | 0 |  |  |  |  | 13.9589 | 13.1897 | 0 | 0 | 0 | 0.76922 | 35.6051 |  | kWh | 0.010639 | -0.048435 | Commercial |  | Annual | [5 empty] | 11 | 0.96 |  |  |  | 0 | 0 | 0 | 52.7685 | 0 | 0 | 0 | 0 | 0 | 0 | 0 | 0 | 2006 Qtr 1: 0; 2006 Qtr 2: 0; 2006 Qtr 3: 0; 2006 Qtr 4: 0; 2007 Qtr 1: 0; 2007 Qtr 2: 0; 2007 Qtr 3: 0; 2007 Qtr 4: 0; 2008 Qtr 1: 0; 2008 Qtr 2: 0; 2008 Qtr 3: 0; 2008 Qtr 4: 52.7685 | 52.7685
0 | 234330-Premium T8 with T12 40 Watt Baseline - Tr1 |  | 7 | Commercial | 23-RTL-Retail–SingleStorylarge-LIT_INT | 0 |  |  |  |  | 13.9589 | 13.1897 | 0 | 0 | 0 | 0.76922 | 35.6051 |  | kWh | 0.010639 | -0.048435 | Commercial |  | Annual | [5 empty] | 11 | 0.96 |  |  |  | 0 | 0 | 0 | 41.8509 | 0 | 0 | 0 | 0 | 0 | 0 | 0 | 0 | 2006 Qtr 1: 0; 2006 Qtr 2: 0; 2006 Qtr 3: 0; 2006 Qtr 4: 0; 2007 Qtr 1: 0; 2007 Qtr 2: 0; 2007 Qtr 3: 0; 2007 Qtr 4: 0; 2008 Qtr 1: 0; 2008 Qtr 2: 0; 2008 Qtr 3: 0; 2008 Qtr 4: 41.8509 | 41.8509
0 | 234312-Lighting-Screw in 14-26 Watt Lamp - Tr1 | Averaged DEER Msrs | 7 | Commercial | 23-RTL-Retail–SingleStorylarge-LIT_INT | 0 |  |  |  |  | 10.5108 | 10.3931 | 0 | 0 | 0 | 0.11768 | 55.0025 |  | kWh | 0.013579 | -0.077184 | Commercial |  | Annual | [5 empty] | 1.74 | 0.96 |  |  |  | 0 | 0 | 0 | 1.3471 | 0 | 0 | 0 | 0 | 0 | 0 | 0 | 0 | 2006 Qtr 1: 0; 2006 Qtr 2: 0; 2006 Qtr 3: 0; 2006 Qtr 4: 0; 2007 Qtr 1: 0; 2007 Qtr 2: 0; 2007 Qtr 3: 0; 2007 Qtr 4: 0; 2008 Qtr 1: 0; 2008 Qtr 2: 0; 2008 Qtr 3: 0; 2008 Qtr 4: 1.3471 | 1.3471
0 | 234330-Premium T8 with T12 40 Watt Baseline - Tr1 |  | 7 | Commercial | 23-RTL-Retail–SingleStorylarge-LIT_INT | 0 |  |  |  |  | 13.9589 | 13.1897 | 0 | 0 | 0 | 0.76922 | 35.6051 |  | kWh | 0.010639 | -0.048435 | Commercial |  | Annual | [5 empty] | 11 | 0.96 |  |  |  | 0 | 0 | 0 | 120.0939 | 0 | 0 | 0 | 0 | 0 | 0 | 0 | 0 | 2006 Qtr 1: 0; 2006 Qtr 2: 0; 2006 Qtr 3: 0; 2006 Qtr 4: 0; 2007 Qtr 1: 0; 2007 Qtr 2: 0; 2007 Qtr 3: 0; 2007 Qtr 4: 0; 2008 Qtr 1: 0; 2008 Qtr 2: 0; 2008 Qtr 3: 120.0939; 2008 Qtr 4: 0 | 120.0939
0 | 234312-Lighting-Screw in 14-26 Watt Lamp - Tr1 | Averaged DEER Msrs | 7 | Commercial | 23-RTL-Retail–SingleStorylarge-LIT_INT | 0 |  |  |  |  | 10.5108 | 10.3931 | 0 | 0 | 0 | 0.11768 | 55.0025 |  | kWh | 0.013579 | -0.077184 | Commercial |  | Annual | [5 empty] | 1.74 | 0.96 |  |  |  | 0 | 0 | 0 | 7.4088 | 0 | 0 | 0 | 0 | 0 | 0 | 0 | 0 | 2006 Qtr 1: 0; 2006 Qtr 2: 0; 2006 Qtr 3: 0; 2006 Qtr 4: 0; 2007 Qtr 1: 0; 2007 Qtr 2: 0; 2007 Qtr 3: 0; 2007 Qtr 4: 0; 2008 Qtr 1: 0; 2008 Qtr 2: 0; 2008 Qtr 3: 7.4088; 2008 Qtr 4: 0 | 7.4088
0 | 234330-Premium T8 with T12 40 Watt Baseline - Tr1 |  | 10 | Commercial | 23-RTL-Retail–SingleStorylarge-LIT_INT | 0 |  |  |  |  | 13.9589 | 13.1897 | 0 | 0 | 0 | 0.76922 | 35.5491 |  | kWh | 0.010588 | -0.076831 | Commercial |  | Annual | [5 empty] | 11 | 0.96 |  |  |  | 0 | 0 | 0 | 1.8196 | 0 | 0 | 0 | 0 | 0 | 0 | 0 | 0 | 2006 Qtr 1: 0; 2006 Qtr 2: 0; 2006 Qtr 3: 0; 2006 Qtr 4: 0; 2007 Qtr 1: 0; 2007 Qtr 2: 0; 2007 Qtr 3: 0; 2007 Qtr 4: 0; 2008 Qtr 1: 0; 2008 Qtr 2: 0; 2008 Qtr 3: 1.8196; 2008 Qtr 4: 0 | 1.8196
0 | 234312-Lighting-Screw in 14-26 Watt Lamp - Tr1 | Averaged DEER Msrs | 10 | Commercial | 23-RTL-Retail–SingleStorylarge-LIT_INT | 0 |  |  |  |  | 10.5108 | 10.3931 | 0 | 0 | 0 | 0.11768 | 54.9042 |  | kWh | 0.013485 | -0.12004 | Commercial |  | Annual | [5 empty] | 1.74 | 0.96 |  |  |  | 0 | 0 | 0 | 8.0823 | 0 | 0 | 0 | 0 | 0 | 0 | 0 | 0 | 2006 Qtr 1: 0; 2006 Qtr 2: 0; 2006 Qtr 3: 0; 2006 Qtr 4: 0; 2007 Qtr 1: 0; 2007 Qtr 2: 0; 2007 Qtr 3: 0; 2007 Qtr 4: 0; 2008 Qtr 1: 0; 2008 Qtr 2: 0; 2008 Qtr 3: 8.0823; 2008 Qtr 4: 0 | 8.0823
0 | 234360-Lighting-IntrHiByLnrFlscntFxtr244wrplc400w(TrI)Tr1 |  | 7 | Commercial | 23-RTL-Retail–SingleStorylarge-LIT_INT | 0 |  |  |  |  | 328.1301 | 153.8404 | 0 | 0 | 0 | 174.2897 | 684.6547 |  | kWh | 0.17362 | -0.93136 | Commercial |  | Annual | [5 empty] | 11 | 0.96 |  |  |  | 0 | 0 | 0 | 24.3759 | 0 | 0 | 0 | 0 | 0 | 0 | 0 | 0 | 2006 Qtr 1: 0; 2006 Qtr 2: 0; 2006 Qtr 3: 0; 2006 Qtr 4: 0; 2007 Qtr 1: 0; 2007 Qtr 2: 0; 2007 Qtr 3: 0; 2007 Qtr 4: 0; 2008 Qtr 1: 0; 2008 Qtr 2: 0; 2008 Qtr 3: 0; 2008 Qtr 4: 24.3759 | 24.3759
0 | 234285-Lighting-Occpncy Snsr-Hi-Bay integrated Snsr-Tr1 |  | 7 | Commercial | 23-RTL-Retail–SingleStorylarge-LIT_INT | 0 |  |  |  |  | 140.9479 | 95.5 | 0 | 0 | 0 | 45.4479 | 1661 |  | kWh | 0 | 0 | Commercial |  | Annual | [5 empty] | 8 | 0.96 |  |  |  | 0 | 0 | 0 | 25 | 0 | 0 | 0 | 0 | 0 | 0 | 0 | 0 | 2006 Qtr 1: 0; 2006 Qtr 2: 0; 2006 Qtr 3: 0; 2006 Qtr 4: 0; 2007 Qtr 1: 0; 2007 Qtr 2: 0; 2007 Qtr 3: 0; 2007 Qtr 4: 0; 2008 Qtr 1: 0; 2008 Qtr 2: 0; 2008 Qtr 3: 0; 2008 Qtr 4: 25 | 25
0 | 234330-Premium T8 with T12 40 Watt Baseline - Tr1 |  | 7 | Commercial | 23-RTL-Retail–SingleStorylarge-LIT_INT | 0 |  |  |  |  | 13.9589 | 13.1897 | 0 | 0 | 0 | 0.76922 | 35.6051 |  | kWh | 0.010639 | -0.048435 | Commercial |  | Annual | [5 empty] | 11 | 0.96 |  |  |  | 0 | 0 | 0 | 152.8468 | 0 | 0 | 0 | 0 | 0 | 0 | 0 | 0 | 2006 Qtr 1: 0; 2006 Qtr 2: 0; 2006 Qtr 3: 0; 2006 Qtr 4: 0; 2007 Qtr 1: 0; 2007 Qtr 2: 0; 2007 Qtr 3: 0; 2007 Qtr 4: 0; 2008 Qtr 1: 0; 2008 Qtr 2: 0; 2008 Qtr 3: 0; 2008 Qtr 4: 152.8468 | 152.8468
0 | 234330-Premium T8 with T12 40 Watt Baseline - Tr1 |  | 7 | Commercial | 23-RTL-Retail–SingleStorylarge-LIT_INT | 0 |  |  |  |  | 13.9589 | 13.1897 | 0 | 0 | 0 | 0.76922 | 67.0699 |  | kWh | 0.013088 | -0.091238 | Commercial |  | Annual | [5 empty] | 11 | 0.96 |  |  |  | 0 | 0 | 0 | 76.4234 | 0 | 0 | 0 | 0 | 0 | 0 | 0 | 0 | 2006 Qtr 1: 0; 2006 Qtr 2: 0; 2006 Qtr 3: 0; 2006 Qtr 4: 0; 2007 Qtr 1: 0; 2007 Qtr 2: 0; 2007 Qtr 3: 0; 2007 Qtr 4: 0; 2008 Qtr 1: 0; 2008 Qtr 2: 0; 2008 Qtr 3: 0; 2008 Qtr 4: 76.4234 | 76.4234
0 | 234303-Lighting-Remove 4 Ft Lamp (De-Lamp) - Tr1 | COFL00AVDEL01 | 7 | Commercial | 23-RTL-Retail–SingleStorylarge-LIT_INT | 0 |  |  |  |  | 28.2518 | 16.4871 | 0 | 0 | 0 | 11.7647 | 223.0211 |  | kWh | 0.04352 | -0.30338 | Commercial |  | Annual | [5 empty] | 11 | 0.96 |  |  |  | 0 | 0 | 0 | 49.1293 | 0 | 0 | 0 | 0 | 0 | 0 | 0 | 0 | 2006 Qtr 1: 0; 2006 Qtr 2: 0; 2006 Qtr 3: 0; 2006 Qtr 4: 0; 2007 Qtr 1: 0; 2007 Qtr 2: 0; 2007 Qtr 3: 0; 2007 Qtr 4: 0; 2008 Qtr 1: 0; 2008 Qtr 2: 0; 2008 Qtr 3: 0; 2008 Qtr 4: 49.1293 | 49.1293
0 | 234286-Lighting-Occpncy Snsr-Hi-Bay integrated Snsr-Tr2 |  | 7 | Commercial | 01-ALC-AllCommercial-IntLight | 0 |  |  |  |  | 141 | 95.5 | 0 | 0 | 0 | 45.5 | 1661 |  | kWh | 0 | 0 | Commercial |  | Annual | [5 empty] | 8 | 0.96 |  |  |  | 0 | 0 | 0 | 47 | 0 | 0 | 0 | 0 | 0 | 0 | 0 | 0 | 2006 Qtr 1: 0; 2006 Qtr 2: 0; 2006 Qtr 3: 0; 2006 Qtr 4: 0; 2007 Qtr 1: 0; 2007 Qtr 2: 0; 2007 Qtr 3: 0; 2007 Qtr 4: 0; 2008 Qtr 1: 0; 2008 Qtr 2: 0; 2008 Qtr 3: 47; 2008 Qtr 4: 0 | 47
0 | 234331-Premium T8 with T12 40 Watt Baseline - Tr2 |  | 7 | Commercial | 23-RTL-Retail–SingleStorylarge-LIT_INT | 0 |  |  |  |  | 13.9591 | 9.8923 | 0 | 0 | 0 | 4.0668 | 36.763 |  | kWh | 0.010985 | -0.05001 | Commercial |  | Annual | [5 empty] | 11 | 0.96 |  |  |  | 0 | 0 | 0 | 36.3921 | 0 | 0 | 0 | 0 | 0 | 0 | 0 | 0 | 2006 Qtr 1: 0; 2006 Qtr 2: 0; 2006 Qtr 3: 0; 2006 Qtr 4: 0; 2007 Qtr 1: 0; 2007 Qtr 2: 0; 2007 Qtr 3: 0; 2007 Qtr 4: 0; 2008 Qtr 1: 0; 2008 Qtr 2: 0; 2008 Qtr 3: 36.3921; 2008 Qtr 4: 0 | 36.3921
0 | 234313-Lighting-Screw in 14-26 Watt Lamp - Tr2 | Averaged DEER Msrs | 7 | Commercial | 23-RTL-Retail–SingleStorylarge-LIT_INT | 0 |  |  |  |  | 10.5136 | 7.4236 | 0 | 0 | 0 | 3.09 | 56.6096 |  | kWh | 0.013976 | -0.07944 | Commercial |  | Annual | [5 empty] | 2.62 | 0.96 |  |  |  | 0 | 0 | 0 | 4.0412 | 0 | 0 | 0 | 0 | 0 | 0 | 0 | 0 | 2006 Qtr 1: 0; 2006 Qtr 2: 0; 2006 Qtr 3: 0; 2006 Qtr 4: 0; 2007 Qtr 1: 0; 2007 Qtr 2: 0; 2007 Qtr 3: 0; 2007 Qtr 4: 0; 2008 Qtr 1: 0; 2008 Qtr 2: 0; 2008 Qtr 3: 4.0412; 2008 Qtr 4: 0 | 4.0412
0 | 234330-Premium T8 with T12 40 Watt Baseline - Tr1 |  | 7 | Commercial | 09-GRO-Grocery-LIT_INT | 0 |  |  |  |  | 13.9589 | 13.1897 | 0 | 0 | 0 | 0.76922 | 59.5857 |  | kWh | 0.012646 | -0.74204 | Commercial |  | Annual | [5 empty] | 11 | 0.96 |  |  |  | 0 | 0 | 0 | 45.4901 | 0 | 0 | 0 | 0 | 0 | 0 | 0 | 0 | 2006 Qtr 1: 0; 2006 Qtr 2: 0; 2006 Qtr 3: 0; 2006 Qtr 4: 0; 2007 Qtr 1: 0; 2007 Qtr 2: 0; 2007 Qtr 3: 0; 2007 Qtr 4: 0; 2008 Qtr 1: 0; 2008 Qtr 2: 0; 2008 Qtr 3: 0; 2008 Qtr 4: 45.4901 | 45.4901
0 | 234303-Lighting-Remove 4 Ft Lamp (De-Lamp) - Tr1 | COFL00AVDEL01 | 7 | Commercial | 09-GRO-Grocery-LIT_INT | 0 |  |  |  |  | 28.2518 | 16.4871 | 0 | 0 | 0 | 11.7647 | 198.1345 |  | kWh | 0.042049 | -2.4674 | Commercial |  | Annual | [5 empty] | 11 | 0.96 |  |  |  | 0 | 0 | 0 | 9.098 | 0 | 0 | 0 | 0 | 0 | 0 | 0 | 0 | 2006 Qtr 1: 0; 2006 Qtr 2: 0; 2006 Qtr 3: 0; 2006 Qtr 4: 0; 2007 Qtr 1: 0; 2007 Qtr 2: 0; 2007 Qtr 3: 0; 2007 Qtr 4: 0; 2008 Qtr 1: 0; 2008 Qtr 2: 0; 2008 Qtr 3: 0; 2008 Qtr 4: 9.098 | 9.098
0 | 234312-Lighting-Screw in 14-26 Watt Lamp - Tr1 | Averaged DEER Msrs | 7 | Commercial | 09-GRO-Grocery-LIT_INT | 0 |  |  |  |  | 10.5108 | 10.3931 | 0 | 0 | 0 | 0.11768 | 119.4924 |  | kWh | 0.01284 | -1.6487 | Commercial |  | Annual | [5 empty] | 1.74 | 0.96 |  |  |  | 0 | 0 | 0 | 2.6941 | 0 | 0 | 0 | 0 | 0 | 0 | 0 | 0 | 2006 Qtr 1: 0; 2006 Qtr 2: 0; 2006 Qtr 3: 0; 2006 Qtr 4: 0; 2007 Qtr 1: 0; 2007 Qtr 2: 0; 2007 Qtr 3: 0; 2007 Qtr 4: 0; 2008 Qtr 1: 0; 2008 Qtr 2: 0; 2008 Qtr 3: 0; 2008 Qtr 4: 2.6941 | 2.6941
0 | 234049-Lighting-LED Exit Sign New Sign | CALC00AVETS01 | 7 | Commercial | 02-ASM-Assembly-Exit | 0 |  |  |  |  | 65.3696 | 45 | 0 | 0 | 0 | 20.3696 | 351.311 |  | kWh | 0 | 0 | Commercial |  | Annual | [5 empty] | 16 | 0.96 |  |  |  | 0 | 0 | 0 | 1 | 0 | 0 | 0 | 0 | 0 | 0 | 0 | 0 | 2006 Qtr 1: 0; 2006 Qtr 2: 0; 2006 Qtr 3: 0; 2006 Qtr 4: 0; 2007 Qtr 1: 0; 2007 Qtr 2: 0; 2007 Qtr 3: 0; 2007 Qtr 4: 0; 2008 Qtr 1: 0; 2008 Qtr 2: 0; 2008 Qtr 3: 0; 2008 Qtr 4: 1 | 1
0 | 234207-Lighting-8 Ft T-8 with Elec Ballast-Tr1 |  | 7 | Commercial | 09-GRO-Grocery-LIT_INT | 0 |  |  |  |  | 35.7163 | 21.9828 | 0 | 0 | 0 | 13.7335 | 49.4125 |  | kWh | 0.010487 | -0.61535 | Commercial |  | Annual | [5 empty] | 11 | 0.96 |  |  |  | 0 | 0 | 0 | 1.8196 | 0 | 0 | 0 | 0 | 0 | 0 | 0 | 0 | 2006 Qtr 1: 0; 2006 Qtr 2: 0; 2006 Qtr 3: 0; 2006 Qtr 4: 0; 2007 Qtr 1: 0; 2007 Qtr 2: 0; 2007 Qtr 3: 0; 2007 Qtr 4: 0; 2008 Qtr 1: 0; 2008 Qtr 2: 0; 2008 Qtr 3: 0; 2008 Qtr 4: 1.8196 | 1.8196
0 | 234330-Premium T8 with T12 40 Watt Baseline - Tr1 |  | 7 | Commercial | 23-RTL-Retail–SingleStorylarge-LIT_INT | 0 |  |  |  |  | 13.9589 | 13.1897 | 0 | 0 | 0 | 0.76922 | 35.6051 |  | kWh | 0.010639 | -0.048435 | Commercial |  | Annual | [5 empty] | 11 | 0.96 |  |  |  | 0 | 0 | 0 | 9.098 | 0 | 0 | 0 | 0 | 0 | 0 | 0 | 0 | 2006 Qtr 1: 0; 2006 Qtr 2: 0; 2006 Qtr 3: 0; 2006 Qtr 4: 0; 2007 Qtr 1: 0; 2007 Qtr 2: 0; 2007 Qtr 3: 0; 2007 Qtr 4: 0; 2008 Qtr 1: 0; 2008 Qtr 2: 0; 2008 Qtr 3: 0; 2008 Qtr 4: 9.098 | 9.098
0 | 234312-Lighting-Screw in 14-26 Watt Lamp - Tr1 | Averaged DEER Msrs | 7 | Commercial | 23-RTL-Retail–SingleStorylarge-LIT_INT | 0 |  |  |  |  | 10.5108 | 10.3931 | 0 | 0 | 0 | 0.11768 | 55.0025 |  | kWh | 0.013579 | -0.077184 | Commercial |  | Annual | [5 empty] | 1.74 | 0.96 |  |  |  | 0 | 0 | 0 | 3.3676 | 0 | 0 | 0 | 0 | 0 | 0 | 0 | 0 | 2006 Qtr 1: 0; 2006 Qtr 2: 0; 2006 Qtr 3: 0; 2006 Qtr 4: 0; 2007 Qtr 1: 0; 2007 Qtr 2: 0; 2007 Qtr 3: 0; 2007 Qtr 4: 0; 2008 Qtr 1: 0; 2008 Qtr 2: 0; 2008 Qtr 3: 0; 2008 Qtr 4: 3.3676 | 3.3676
0 | 234360-Lighting-IntrHiByLnrFlscntFxtr244wrplc400w(TrI)Tr1 |  | 7 | Commercial | 23-RTL-Retail–SingleStorylarge-LIT_INT | 0 |  |  |  |  | 328.1301 | 153.8404 | 0 | 0 | 0 | 174.2897 | 684.6547 |  | kWh | 0.17362 | -0.93136 | Commercial |  | Annual | [5 empty] | 11 | 0.96 |  |  |  | 0 | 0 | 0 | 10.7254 | 0 | 0 | 0 | 0 | 0 | 0 | 0 | 0 | 2006 Qtr 1: 0; 2006 Qtr 2: 0; 2006 Qtr 3: 0; 2006 Qtr 4: 0; 2007 Qtr 1: 0; 2007 Qtr 2: 0; 2007 Qtr 3: 0; 2007 Qtr 4: 0; 2008 Qtr 1: 0; 2008 Qtr 2: 0; 2008 Qtr 3: 10.7254; 2008 Qtr 4: 0 | 10.7254
0 | 234285-Lighting-Occpncy Snsr-Hi-Bay integrated Snsr-Tr1 |  | 7 | Commercial | 23-RTL-Retail–SingleStorylarge-LIT_INT | 0 |  |  |  |  | 140.9479 | 95.5 | 0 | 0 | 0 | 45.4479 | 1661 |  | kWh | 0 | 0 | Commercial |  | Annual | [5 empty] | 8 | 0.96 |  |  |  | 0 | 0 | 0 | 11 | 0 | 0 | 0 | 0 | 0 | 0 | 0 | 0 | 2006 Qtr 1: 0; 2006 Qtr 2: 0; 2006 Qtr 3: 0; 2006 Qtr 4: 0; 2007 Qtr 1: 0; 2007 Qtr 2: 0; 2007 Qtr 3: 0; 2007 Qtr 4: 0; 2008 Qtr 1: 0; 2008 Qtr 2: 0; 2008 Qtr 3: 11; 2008 Qtr 4: 0 | 11
0 | 234330-Premium T8 with T12 40 Watt Baseline - Tr1 |  | 7 | Commercial | 23-RTL-Retail–SingleStorylarge-LIT_INT | 0 |  |  |  |  | 13.9589 | 13.1897 | 0 | 0 | 0 | 0.76922 | 35.6051 |  | kWh | 0.010639 | -0.048435 | Commercial |  | Annual | [5 empty] | 11 | 0.96 |  |  |  | 0 | 0 | 0 | 414.8698 | 0 | 0 | 0 | 0 | 0 | 0 | 0 | 0 | 2006 Qtr 1: 0; 2006 Qtr 2: 0; 2006 Qtr 3: 0; 2006 Qtr 4: 0; 2007 Qtr 1: 0; 2007 Qtr 2: 0; 2007 Qtr 3: 0; 2007 Qtr 4: 0; 2008 Qtr 1: 0; 2008 Qtr 2: 0; 2008 Qtr 3: 414.8698; 2008 Qtr 4: 0 | 414.8698
0 | 234330-Premium T8 with T12 40 Watt Baseline - Tr1 |  | 7 | Commercial | 23-RTL-Retail–SingleStorylarge-LIT_INT | 0 |  |  |  |  | 13.9589 | 13.1897 | 0 | 0 | 0 | 0.76922 | 35.6051 |  | kWh | 0.010639 | -0.048435 | Commercial |  | Annual | [5 empty] | 11 | 0.96 |  |  |  | 0 | 0 | 0 | 45.4901 | 0 | 0 | 0 | 0 | 0 | 0 | 0 | 0 | 2006 Qtr 1: 0; 2006 Qtr 2: 0; 2006 Qtr 3: 0; 2006 Qtr 4: 0; 2007 Qtr 1: 0; 2007 Qtr 2: 0; 2007 Qtr 3: 0; 2007 Qtr 4: 0; 2008 Qtr 1: 0; 2008 Qtr 2: 0; 2008 Qtr 3: 0; 2008 Qtr 4: 45.4901 | 45.4901
0 | 234303-Lighting-Remove 4 Ft Lamp (De-Lamp) - Tr1 | COFL00AVDEL01 | 7 | Commercial | 23-RTL-Retail–SingleStorylarge-LIT_INT | 0 |  |  |  |  | 28.2518 | 16.4871 | 0 | 0 | 0 | 11.7647 | 118.3941 |  | kWh | 0.035378 | -0.16106 | Commercial |  | Annual | [5 empty] | 11 | 0.96 |  |  |  | 0 | 0 | 0 | 14.5568 | 0 | 0 | 0 | 0 | 0 | 0 | 0 | 0 | 2006 Qtr 1: 0; 2006 Qtr 2: 0; 2006 Qtr 3: 0; 2006 Qtr 4: 0; 2007 Qtr 1: 0; 2007 Qtr 2: 0; 2007 Qtr 3: 0; 2007 Qtr 4: 0; 2008 Qtr 1: 0; 2008 Qtr 2: 0; 2008 Qtr 3: 0; 2008 Qtr 4: 14.5568 | 14.5568
0 | 234306-Lighting-Remove 8 Ft Lamp (De-Lamp) - Tr1 | CRTL00AVDEL02 | 7 | Commercial | 23-RTL-Retail–SingleStorylarge-LIT_INT | 0 |  |  |  |  | 28.4667 | 27.4785 | 0 | 0 | 0 | 0.98816 | 195.3937 |  | kWh | 0.058386 | -0.2658 | Commercial |  | Annual | [5 empty] | 11 | 0.96 |  |  |  | 0 | 0 | 0 | 2.7294 | 0 | 0 | 0 | 0 | 0 | 0 | 0 | 0 | 2006 Qtr 1: 0; 2006 Qtr 2: 0; 2006 Qtr 3: 0; 2006 Qtr 4: 0; 2007 Qtr 1: 0; 2007 Qtr 2: 0; 2007 Qtr 3: 0; 2007 Qtr 4: 0; 2008 Qtr 1: 0; 2008 Qtr 2: 0; 2008 Qtr 3: 0; 2008 Qtr 4: 2.7294 | 2.7294
0 | 234330-Premium T8 with T12 40 Watt Baseline - Tr1 |  | 10 | Commercial | 23-RTL-Retail–SingleStorylarge-LIT_INT | 0 |  |  |  |  | 13.9589 | 13.1897 | 0 | 0 | 0 | 0.76922 | 35.5491 |  | kWh | 0.010588 | -0.076831 | Commercial |  | Annual | [5 empty] | 11 | 0.96 |  |  |  | 0 | 0 | 0 | 10.9176 | 0 | 0 | 0 | 0 | 0 | 0 | 0 | 0 | 2006 Qtr 1: 0; 2006 Qtr 2: 0; 2006 Qtr 3: 0; 2006 Qtr 4: 0; 2007 Qtr 1: 0; 2007 Qtr 2: 0; 2007 Qtr 3: 0; 2007 Qtr 4: 0; 2008 Qtr 1: 0; 2008 Qtr 2: 0; 2008 Qtr 3: 10.9176; 2008 Qtr 4: 0 | 10.9176
0 | 234312-Lighting-Screw in 14-26 Watt Lamp - Tr1 | Averaged DEER Msrs | 10 | Commercial | 23-RTL-Retail–SingleStorylarge-LIT_INT | 0 |  |  |  |  | 10.5108 | 10.3931 | 0 | 0 | 0 | 0.11768 | 54.9042 |  | kWh | 0.013485 | -0.12004 | Commercial |  | Annual | [5 empty] | 1.74 | 0.96 |  |  |  | 0 | 0 | 0 | 5.3882 | 0 | 0 | 0 | 0 | 0 | 0 | 0 | 0 | 2006 Qtr 1: 0; 2006 Qtr 2: 0; 2006 Qtr 3: 0; 2006 Qtr 4: 0; 2007 Qtr 1: 0; 2007 Qtr 2: 0; 2007 Qtr 3: 0; 2007 Qtr 4: 0; 2008 Qtr 1: 0; 2008 Qtr 2: 0; 2008 Qtr 3: 5.3882; 2008 Qtr 4: 0 | 5.3882
0 | 234330-Premium T8 with T12 40 Watt Baseline - Tr1 |  | 7 | Commercial | 23-RTL-Retail–SingleStorylarge-LIT_INT | 0 |  |  |  |  | 13.9589 | 13.1897 | 0 | 0 | 0 | 0.76922 | 35.6051 |  | kWh | 0.010639 | -0.048435 | Commercial |  | Annual | [5 empty] | 11 | 0.96 |  |  |  | 0 | 0 | 0 | 23.6549 | 0 | 0 | 0 | 0 | 0 | 0 | 0 | 0 | 2006 Qtr 1: 0; 2006 Qtr 2: 0; 2006 Qtr 3: 0; 2006 Qtr 4: 0; 2007 Qtr 1: 0; 2007 Qtr 2: 0; 2007 Qtr 3: 0; 2007 Qtr 4: 0; 2008 Qtr 1: 0; 2008 Qtr 2: 0; 2008 Qtr 3: 23.6549; 2008 Qtr 4: 0 | 23.6549
0 | 234312-Lighting-Screw in 14-26 Watt Lamp - Tr1 | Averaged DEER Msrs | 7 | Commercial | 23-RTL-Retail–SingleStorylarge-LIT_INT | 0 |  |  |  |  | 10.5108 | 10.3931 | 0 | 0 | 0 | 0.11768 | 55.0025 |  | kWh | 0.013579 | -0.077184 | Commercial |  | Annual | [5 empty] | 1.74 | 0.96 |  |  |  | 0 | 0 | 0 | 41.7586 | 0 | 0 | 0 | 0 | 0 | 0 | 0 | 0 | 2006 Qtr 1: 0; 2006 Qtr 2: 0; 2006 Qtr 3: 0; 2006 Qtr 4: 0; 2007 Qtr 1: 0; 2007 Qtr 2: 0; 2007 Qtr 3: 0; 2007 Qtr 4: 0; 2008 Qtr 1: 0; 2008 Qtr 2: 0; 2008 Qtr 3: 41.7586; 2008 Qtr 4: 0 | 41.7586
0 | 234049-Lighting-LED Exit Sign New Sign | CALC00AVETS01 | 7 | Commercial | 02-ASM-Assembly-Exit | 0 |  |  |  |  | 65.3696 | 45 | 0 | 0 | 0 | 20.3696 | 351.311 |  | kWh | 0 | 0 | Commercial |  | Annual | [5 empty] | 16 | 0.96 |  |  |  | 0 | 0 | 0 | 4 | 0 | 0 | 0 | 0 | 0 | 0 | 0 | 0 | 2006 Qtr 1: 0; 2006 Qtr 2: 0; 2006 Qtr 3: 0; 2006 Qtr 4: 0; 2007 Qtr 1: 0; 2007 Qtr 2: 0; 2007 Qtr 3: 0; 2007 Qtr 4: 0; 2008 Qtr 1: 0; 2008 Qtr 2: 0; 2008 Qtr 3: 4; 2008 Qtr 4: 0 | 4
0 | 234330-Premium T8 with T12 40 Watt Baseline - Tr1 |  | 7 | Commercial | 23-RTL-Retail–SingleStorylarge-LIT_INT | 0 |  |  |  |  | 13.9589 | 13.1897 | 0 | 0 | 0 | 0.76922 | 35.6051 |  | kWh | 0.010639 | -0.048435 | Commercial |  | Annual | [5 empty] | 11 | 0.96 |  |  |  | 0 | 0 | 0 | 43.6705 | 0 | 0 | 0 | 0 | 0 | 0 | 0 | 0 | 2006 Qtr 1: 0; 2006 Qtr 2: 0; 2006 Qtr 3: 0; 2006 Qtr 4: 0; 2007 Qtr 1: 0; 2007 Qtr 2: 0; 2007 Qtr 3: 0; 2007 Qtr 4: 0; 2008 Qtr 1: 0; 2008 Qtr 2: 0; 2008 Qtr 3: 0; 2008 Qtr 4: 43.6705 | 43.6705
0 | 234330-Premium T8 with T12 40 Watt Baseline - Tr1 |  | 10 | Commercial | 23-RTL-Retail–SingleStorylarge-LIT_INT | 0 |  |  |  |  | 13.9589 | 13.1897 | 0 | 0 | 0 | 0.76922 | 35.5491 |  | kWh | 0.010588 | -0.076831 | Commercial |  | Annual | [5 empty] | 11 | 0.96 |  |  |  | 0 | 0 | 0 | 45.4901 | 0 | 0 | 0 | 0 | 0 | 0 | 0 | 0 | 2006 Qtr 1: 0; 2006 Qtr 2: 0; 2006 Qtr 3: 0; 2006 Qtr 4: 0; 2007 Qtr 1: 0; 2007 Qtr 2: 0; 2007 Qtr 3: 0; 2007 Qtr 4: 0; 2008 Qtr 1: 0; 2008 Qtr 2: 0; 2008 Qtr 3: 45.4901; 2008 Qtr 4: 0 | 45.4901
0 | 234303-Lighting-Remove 4 Ft Lamp (De-Lamp) - Tr1 | COFL00AVDEL01 | 10 | Commercial | 23-RTL-Retail–SingleStorylarge-LIT_INT | 0 |  |  |  |  | 28.2518 | 16.4871 | 0 | 0 | 0 | 11.7647 | 118.2081 |  | kWh | 0.035207 | -0.25548 | Commercial |  | Annual | [5 empty] | 11 | 0.96 |  |  |  | 0 | 0 | 0 | 1.8196 | 0 | 0 | 0 | 0 | 0 | 0 | 0 | 0 | 2006 Qtr 1: 0; 2006 Qtr 2: 0; 2006 Qtr 3: 0; 2006 Qtr 4: 0; 2007 Qtr 1: 0; 2007 Qtr 2: 0; 2007 Qtr 3: 0; 2007 Qtr 4: 0; 2008 Qtr 1: 0; 2008 Qtr 2: 0; 2008 Qtr 3: 1.8196; 2008 Qtr 4: 0 | 1.8196
0 | 234312-Lighting-Screw in 14-26 Watt Lamp - Tr1 | Averaged DEER Msrs | 10 | Commercial | 23-RTL-Retail–SingleStorylarge-LIT_INT | 0 |  |  |  |  | 10.5108 | 10.3931 | 0 | 0 | 0 | 0.11768 | 54.9042 |  | kWh | 0.013485 | -0.12004 | Commercial |  | Annual | [5 empty] | 1.74 | 0.96 |  |  |  | 0 | 0 | 0 | 1.3471 | 0 | 0 | 0 | 0 | 0 | 0 | 0 | 0 | 2006 Qtr 1: 0; 2006 Qtr 2: 0; 2006 Qtr 3: 0; 2006 Qtr 4: 0; 2007 Qtr 1: 0; 2007 Qtr 2: 0; 2007 Qtr 3: 0; 2007 Qtr 4: 0; 2008 Qtr 1: 0; 2008 Qtr 2: 0; 2008 Qtr 3: 1.3471; 2008 Qtr 4: 0 | 1.3471
0 | 234330-Premium T8 with T12 40 Watt Baseline - Tr1 |  | 7 | Commercial | 23-RTL-Retail–SingleStorylarge-LIT_INT | 0 |  |  |  |  | 13.9589 | 13.1897 | 0 | 0 | 0 | 0.76922 | 35.6051 |  | kWh | 0.010639 | -0.048435 | Commercial |  | Annual | [5 empty] | 11 | 0.96 |  |  |  | 0 | 0 | 0 | 50.9489 | 0 | 0 | 0 | 0 | 0 | 0 | 0 | 0 | 2006 Qtr 1: 0; 2006 Qtr 2: 0; 2006 Qtr 3: 0; 2006 Qtr 4: 0; 2007 Qtr 1: 0; 2007 Qtr 2: 0; 2007 Qtr 3: 0; 2007 Qtr 4: 0; 2008 Qtr 1: 0; 2008 Qtr 2: 0; 2008 Qtr 3: 50.9489; 2008 Qtr 4: 0 | 50.9489
0 | 234207-Lighting-8 Ft T-8 with Elec Ballast-Tr1 |  | 7 | Commercial | 23-RTL-Retail–SingleStorylarge-LIT_INT | 0 |  |  |  |  | 35.7163 | 21.9828 | 0 | 0 | 0 | 13.7335 | 29.5262 |  | kWh | 0.0088228 | -0.040166 | Commercial |  | Annual | [5 empty] | 11 | 0.96 |  |  |  | 0 | 0 | 0 | 5.4588 | 0 | 0 | 0 | 0 | 0 | 0 | 0 | 0 | 2006 Qtr 1: 0; 2006 Qtr 2: 0; 2006 Qtr 3: 0; 2006 Qtr 4: 0; 2007 Qtr 1: 0; 2007 Qtr 2: 0; 2007 Qtr 3: 0; 2007 Qtr 4: 0; 2008 Qtr 1: 0; 2008 Qtr 2: 0; 2008 Qtr 3: 5.4588; 2008 Qtr 4: 0 | 5.4588
0 | 234303-Lighting-Remove 4 Ft Lamp (De-Lamp) - Tr1 | COFL00AVDEL01 | 7 | Commercial | 23-RTL-Retail–SingleStorylarge-LIT_INT | 0 |  |  |  |  | 28.2518 | 16.4871 | 0 | 0 | 0 | 11.7647 | 118.3941 |  | kWh | 0.035378 | -0.16106 | Commercial |  | Annual | [5 empty] | 11 | 0.96 |  |  |  | 0 | 0 | 0 | 43.6705 | 0 | 0 | 0 | 0 | 0 | 0 | 0 | 0 | 2006 Qtr 1: 0; 2006 Qtr 2: 0; 2006 Qtr 3: 0; 2006 Qtr 4: 0; 2007 Qtr 1: 0; 2007 Qtr 2: 0; 2007 Qtr 3: 0; 2007 Qtr 4: 0; 2008 Qtr 1: 0; 2008 Qtr 2: 0; 2008 Qtr 3: 43.6705; 2008 Qtr 4: 0 | 43.6705
0 | 234306-Lighting-Remove 8 Ft Lamp (De-Lamp) - Tr1 | CRTL00AVDEL02 | 7 | Commercial | 23-RTL-Retail–SingleStorylarge-LIT_INT | 0 |  |  |  |  | 28.4667 | 27.4785 | 0 | 0 | 0 | 0.98816 | 195.3937 |  | kWh | 0.058386 | -0.2658 | Commercial |  | Annual | [5 empty] | 11 | 0.96 |  |  |  | 0 | 0 | 0 | 5.4588 | 0 | 0 | 0 | 0 | 0 | 0 | 0 | 0 | 2006 Qtr 1: 0; 2006 Qtr 2: 0; 2006 Qtr 3: 0; 2006 Qtr 4: 0; 2007 Qtr 1: 0; 2007 Qtr 2: 0; 2007 Qtr 3: 0; 2007 Qtr 4: 0; 2008 Qtr 1: 0; 2008 Qtr 2: 0; 2008 Qtr 3: 5.4588; 2008 Qtr 4: 0 | 5.4588
0 | 234312-Lighting-Screw in 14-26 Watt Lamp - Tr1 | Averaged DEER Msrs | 7 | Commercial | 23-RTL-Retail–SingleStorylarge-LIT_INT | 0 |  |  |  |  | 10.5108 | 10.3931 | 0 | 0 | 0 | 0.11768 | 55.0025 |  | kWh | 0.013579 | -0.077184 | Commercial |  | Annual | [5 empty] | 1.74 | 0.96 |  |  |  | 0 | 0 | 0 | 2.0206 | 0 | 0 | 0 | 0 | 0 | 0 | 0 | 0 | 2006 Qtr 1: 0; 2006 Qtr 2: 0; 2006 Qtr 3: 0; 2006 Qtr 4: 0; 2007 Qtr 1: 0; 2007 Qtr 2: 0; 2007 Qtr 3: 0; 2007 Qtr 4: 0; 2008 Qtr 1: 0; 2008 Qtr 2: 0; 2008 Qtr 3: 2.0206; 2008 Qtr 4: 0 | 2.0206
0 | 234331-Premium T8 with T12 40 Watt Baseline - Tr2 |  | 10 | Commercial | 18-OFS-Office–Small-IntLight | 0 |  |  |  |  | 13.9591 | 9.8923 | 0 | 0 | 0 | 4.0668 | 32.724 |  | kWh | 0.0099299 | -0.017536 | Commercial |  | Annual | [5 empty] | 11 | 0.96 |  |  |  | 0 | 0 | 0 | 30.9333 | 0 | 0 | 0 | 0 | 0 | 0 | 0 | 0 | 2006 Qtr 1: 0; 2006 Qtr 2: 0; 2006 Qtr 3: 0; 2006 Qtr 4: 0; 2007 Qtr 1: 0; 2007 Qtr 2: 0; 2007 Qtr 3: 0; 2007 Qtr 4: 0; 2008 Qtr 1: 0; 2008 Qtr 2: 0; 2008 Qtr 3: 0; 2008 Qtr 4: 30.9333 | 30.9333
0 | 234304-Lighting-Remove 4 Ft Lamp (De-Lamp) - Tr2 | COFL00AVDEL01 | 10 | Commercial | 18-OFS-Office–Small-IntLight | 0 |  |  |  |  | 28.2538 | 12.3653 | 0 | 0 | 0 | 15.8885 | 105.3867 |  | kWh | 0.031979 | -0.056473 | Commercial |  | Annual | [5 empty] | 11 | 0.96 |  |  |  | 0 | 0 | 0 | 30.9333 | 0 | 0 | 0 | 0 | 0 | 0 | 0 | 0 | 2006 Qtr 1: 0; 2006 Qtr 2: 0; 2006 Qtr 3: 0; 2006 Qtr 4: 0; 2007 Qtr 1: 0; 2007 Qtr 2: 0; 2007 Qtr 3: 0; 2007 Qtr 4: 0; 2008 Qtr 1: 0; 2008 Qtr 2: 0; 2008 Qtr 3: 0; 2008 Qtr 4: 30.9333 | 30.9333
0 | 234331-Premium T8 with T12 40 Watt Baseline - Tr2 |  | 10 | Commercial | 18-OFS-Office–Small-IntLight | 0 |  |  |  |  | 13.9591 | 9.8923 | 0 | 0 | 0 | 4.0668 | 32.724 |  | kWh | 0.0099299 | -0.017536 | Commercial |  | Annual | [5 empty] | 11 | 0.96 |  |  |  | 0 | 0 | 0 | 30.9333 | 0 | 0 | 0 | 0 | 0 | 0 | 0 | 0 | 2006 Qtr 1: 0; 2006 Qtr 2: 0; 2006 Qtr 3: 0; 2006 Qtr 4: 0; 2007 Qtr 1: 0; 2007 Qtr 2: 0; 2007 Qtr 3: 0; 2007 Qtr 4: 0; 2008 Qtr 1: 0; 2008 Qtr 2: 0; 2008 Qtr 3: 0; 2008 Qtr 4: 30.9333 | 30.9333
0 | 234304-Lighting-Remove 4 Ft Lamp (De-Lamp) - Tr2 | COFL00AVDEL01 | 10 | Commercial | 18-OFS-Office–Small-IntLight | 0 |  |  |  |  | 28.2538 | 12.3653 | 0 | 0 | 0 | 15.8885 | 105.3867 |  | kWh | 0.031979 | -0.056473 | Commercial |  | Annual | [5 empty] | 11 | 0.96 |  |  |  | 0 | 0 | 0 | 30.9333 | 0 | 0 | 0 | 0 | 0 | 0 | 0 | 0 | 2006 Qtr 1: 0; 2006 Qtr 2: 0; 2006 Qtr 3: 0; 2006 Qtr 4: 0; 2007 Qtr 1: 0; 2007 Qtr 2: 0; 2007 Qtr 3: 0; 2007 Qtr 4: 0; 2008 Qtr 1: 0; 2008 Qtr 2: 0; 2008 Qtr 3: 0; 2008 Qtr 4: 30.9333 | 30.9333
0 | 234331-Premium T8 with T12 40 Watt Baseline - Tr2 |  | 10 | Commercial | 18-OFS-Office–Small-IntLight | 0 |  |  |  |  | 13.9591 | 9.8923 | 0 | 0 | 0 | 4.0668 | 32.724 |  | kWh | 0.0099299 | -0.017536 | Commercial |  | Annual | [5 empty] | 11 | 0.96 |  |  |  | 0 | 0 | 0 | 38.2117 | 0 | 0 | 0 | 0 | 0 | 0 | 0 | 0 | 2006 Qtr 1: 0; 2006 Qtr 2: 0; 2006 Qtr 3: 0; 2006 Qtr 4: 0; 2007 Qtr 1: 0; 2007 Qtr 2: 0; 2007 Qtr 3: 0; 2007 Qtr 4: 0; 2008 Qtr 1: 0; 2008 Qtr 2: 0; 2008 Qtr 3: 0; 2008 Qtr 4: 38.2117 | 38.2117
0 | 234304-Lighting-Remove 4 Ft Lamp (De-Lamp) - Tr2 | COFL00AVDEL01 | 10 | Commercial | 18-OFS-Office–Small-IntLight | 0 |  |  |  |  | 28.2538 | 12.3653 | 0 | 0 | 0 | 15.8885 | 105.3867 |  | kWh | 0.031979 | -0.056473 | Commercial |  | Annual | [5 empty] | 11 | 0.96 |  |  |  | 0 | 0 | 0 | 38.2117 | 0 | 0 | 0 | 0 | 0 | 0 | 0 | 0 | 2006 Qtr 1: 0; 2006 Qtr 2: 0; 2006 Qtr 3: 0; 2006 Qtr 4: 0; 2007 Qtr 1: 0; 2007 Qtr 2: 0; 2007 Qtr 3: 0; 2007 Qtr 4: 0; 2008 Qtr 1: 0; 2008 Qtr 2: 0; 2008 Qtr 3: 0; 2008 Qtr 4: 38.2117 | 38.2117
0 | 234330-Premium T8 with T12 40 Watt Baseline - Tr1 |  | 7 | Commercial | 23-RTL-Retail–SingleStorylarge-LIT_INT | 0 |  |  |  |  | 13.9589 | 13.1897 | 0 | 0 | 0 | 0.76922 | 35.6051 |  | kWh | 0.010639 | -0.048435 | Commercial |  | Annual | [5 empty] | 11 | 0.96 |  |  |  | 0 | 0 | 0 | 47.3097 | 0 | 0 | 0 | 0 | 0 | 0 | 0 | 0 | 2006 Qtr 1: 0; 2006 Qtr 2: 0; 2006 Qtr 3: 0; 2006 Qtr 4: 0; 2007 Qtr 1: 0; 2007 Qtr 2: 0; 2007 Qtr 3: 0; 2007 Qtr 4: 0; 2008 Qtr 1: 0; 2008 Qtr 2: 0; 2008 Qtr 3: 47.3097; 2008 Qtr 4: 0 | 47.3097
0 | 234330-Premium T8 with T12 40 Watt Baseline - Tr1 |  | 7 | Commercial | 23-RTL-Retail–SingleStorylarge-LIT_INT | 0 |  |  |  |  | 13.9589 | 13.1897 | 0 | 0 | 0 | 0.76922 | 35.6051 |  | kWh | 0.010639 | -0.048435 | Commercial |  | Annual | [5 empty] | 11 | 0.96 |  |  |  | 0 | 0 | 0 | 81.8822 | 0 | 0 | 0 | 0 | 0 | 0 | 0 | 0 | 2006 Qtr 1: 0; 2006 Qtr 2: 0; 2006 Qtr 3: 0; 2006 Qtr 4: 0; 2007 Qtr 1: 0; 2007 Qtr 2: 0; 2007 Qtr 3: 0; 2007 Qtr 4: 0; 2008 Qtr 1: 0; 2008 Qtr 2: 0; 2008 Qtr 3: 81.8822; 2008 Qtr 4: 0 | 81.8822
0 | 234303-Lighting-Remove 4 Ft Lamp (De-Lamp) - Tr1 | COFL00AVDEL01 | 7 | Commercial | 23-RTL-Retail–SingleStorylarge-LIT_INT | 0 |  |  |  |  | 28.2518 | 16.4871 | 0 | 0 | 0 | 11.7647 | 118.3941 |  | kWh | 0.035378 | -0.16106 | Commercial |  | Annual | [5 empty] | 11 | 0.96 |  |  |  | 0 | 0 | 0 | 5.4588 | 0 | 0 | 0 | 0 | 0 | 0 | 0 | 0 | 2006 Qtr 1: 0; 2006 Qtr 2: 0; 2006 Qtr 3: 0; 2006 Qtr 4: 0; 2007 Qtr 1: 0; 2007 Qtr 2: 0; 2007 Qtr 3: 0; 2007 Qtr 4: 0; 2008 Qtr 1: 0; 2008 Qtr 2: 0; 2008 Qtr 3: 5.4588; 2008 Qtr 4: 0 | 5.4588
0 | 234332-Premium T8 with T12 40 Watt Baseline - Tr3 |  | 7 | Commercial | 18-OFS-Office–Small-IntLight | 0 |  |  |  |  | 13.9591 | 7.1444 | 0 | 0 | 0 | 6.8147 | 29.4746 |  | kWh | 0.0088414 | -0.0085717 | Commercial |  | Annual | [5 empty] | 11 | 0.96 |  |  |  | 0 | 0 | 0 | 29.1137 | 0 | 0 | 0 | 0 | 0 | 0 | 0 | 0 | 2006 Qtr 1: 0; 2006 Qtr 2: 0; 2006 Qtr 3: 0; 2006 Qtr 4: 0; 2007 Qtr 1: 0; 2007 Qtr 2: 0; 2007 Qtr 3: 0; 2007 Qtr 4: 0; 2008 Qtr 1: 0; 2008 Qtr 2: 0; 2008 Qtr 3: 0; 2008 Qtr 4: 29.1137 | 29.1137
Do NOT enter program data in this row or below. The Spreadsheet will not evaluate any such data. | bar: 2009 Qtr 1; 2011 Qtr 2 to 2011 Qtr 4; 2013 Qtr 2 to 2013 Qtr 4; 2015 Qtr 2 to 2015 Qtr 4
Lists of Dimensions and their Labels
|  |  | Climate Zones | Sectors | End Use Validation List |  | Measure Types for Measure Life | Measure Types for NTGR | Gas Sector | Gas Savings Profile | Combustor Type
|  |  | 7 | Residential | 01-ALC-AllCommercial-Cooling |  | NONRESIDENTIAL MEASURES: |  | Residential | Summer Only | Large Boilers (>100 MMBtu/hr Heat Input):Uncontrolled
|  |  | 10 | Commercial | 01-ALC-AllCommercial-ExtLight |  | **************************************************************** | Appliance early retirement and replacement 0.80 | Commercial | Winter Only | Large Boilers (>100 MMBtu/hr Heat Input):Controlled Low NOx Burner
|  |  | 14 | Industrial | 01-ALC-AllCommercial-IntLight |  | Ballast – Dimmable: NR - 11 | California Home Energy Efficiency Rating System (CHEERS) | Core | Annual | Large Boilers (>100 MMBtu/hr Heat Input):Controlled – Flue Gas Recirculation
|  |  | 15 | Agricultural | 01-ALC-AllCommercial-OffEquip |  | Ballast – Electronic: NR - 11 | Residential Audits 0.72 |  |  | Small Boilers (<100 MMBtu/hr Heat Input):Uncontrolled
|  |  | System | Not Used | 01-ALC-AllCommercial-Refrig |  | Fluorescent Fixture – T8: C/I/A - 11 | Refrigerator Recycling 0.35 |  |  | Small Boilers (<100 MMBtu/hr Heat Input):Controlled Low NOx Burner
|  |  |  | Not Used | 01-ALC-AllCommercial-Vent/Fan |  | Fixture: T8 Lamp & Electronic Ballast: C/I/A - 11 | Freezer Recycling 0.54 |  |  | Small Boilers (<100 MMBtu/hr Heat Input):Controlled – Flue Gas Recirculation
|  |  |  | Not Used | 02-ASM-Assembly-Cooling |  | T8 Fixtures – 17 Watt Lamp, 2ft or 32-watt Lamp, 4ft 11 | Residential Contractor Program 0.89 |  |  | Residential Furnaces (<0.3):Uncontrolled
[5 empty] | 02-ASM-Assembly-Exit |  | T8 Lamps: C/I/A - 5 | Emerging Technologies 0.83
[5 empty] | 02-ASM-Assembly-ExtLight |  | High Efficiency Lighting (HID): NR - 16 | All other residential programs 0.80
[5 empty] | 02-ASM-Assembly-IntLight |  | High Output T5 Fixture: NR - 16 |  | Electric Rate | Gas Rate
[5 empty] | 03-BCR-BothResidentialandCommercial-COOL |  | Indoor or Outdoor Lighting System Modification: NR - 13.5 | Advanced water heating systems 1.00 | Residential | 0
[5 empty] | 03-BCR-BothResidentialandCommercial-LIT_INT |  | Lighting Controls: NR - 16 | Agricultural and Dairy Incentives 0.75 | Commercial | Residential
[5 empty] | 03-BCR-BothResidentialandCommercial-OFF_EQ |  | Daylighting Controls; NR - 16 | Coin Laundry and Dry Cleaner Education 0.70 | Not Used | Not Used
[5 empty] | 03-BCR-BothResidentialandCommercial-LIT_EXT |  | Lighting Power Density: NR - 11 | Commercial and agricultural information, tools, or design assistance services | Not Used
[5 empty] | 03-BCR-BothResidentialandCommercial-REFG |  | Exit Sign – CF Hardware Kit/LED/ Electro-Luminescent: NR - 16 | Comprehensive Space Conditioning 1.00 | Not Used
[5 empty] | 03-BCR-BothResidentialandCommercial-VENT |  | Occupancy Sensor: NR - 8 | Lodging Education 0.70
[5 empty] | 04-DMO-ResidentialMobileHome–DoubleWide-CL_DRY |  | Photocell: NR - 8 | Express Efficiency (rebates) 0.96
[5 empty] | 04-DMO-ResidentialMobileHome–DoubleWide-CL_WASH |  | Time Clock – Lighting: NR - 8 | Energy Management Services, including audits (for small and medium customers)
[5 empty] | 04-DMO-ResidentialMobileHome–DoubleWide-DSH_WASH |  | Induction Lamps: NR - 2 | Food Services Equipment Retrofit 1.00
[5 empty] | 04-DMO-ResidentialMobileHome–DoubleWide-FREEZ |  | Induction Fixture: NR - 16 | Industrial Information and Services 0.74
[5 empty] | 04-DMO-ResidentialMobileHome–DoubleWide-LIGHT |  | Delamp/reflectors: C/I - 11 | Large Standard Performance Contract 0.70
[5 empty] | 04-DMO-ResidentialMobileHome–DoubleWide-POOL_PMP |  | Optical Reflectors- new construction: Ind, NRNC - 12 | All other nonresidential programs 0.80
[5 empty] | 04-DMO-ResidentialMobileHome–DoubleWide-REFG |  | Optical Reflectors- retrofit: NR - 10 | New Construction
[5 empty] | 04-DMO-ResidentialMobileHome–DoubleWide-SP_COOL |  | HID fixture: Interior, >= 176 Watts lamp: Ind - 16 | Industrial and Agricultural Process 0.94
[5 empty] | 04-DMO-ResidentialMobileHome–DoubleWide-SP_HEAT |  | HID fixture: Interior, 251-400 Watt lamp: Com - 16 | Industrial new construction incentives 0.62
[5 empty] | 04-DMO-ResidentialMobileHome–DoubleWide-WAT_HEAT |  | CFL Fixture: Pin based CFL fixture: Com - 12.0 | Savings by Design 0.82
[5 empty] | 05-ECC-Education–CommunityCollege-COOL |  | Screw-in CFL: Education - Primary School: NR - 5.6 | All other new construction programs 0.80
[5 empty] | 05-ECC-Education–CommunityCollege-LIT_INT |  | Screw-in CFL: Education - Secondary School: NR - 3.5 | Large Standard Performance Contract 0.7011
[5 empty] | 05-ECC-Education–CommunityCollege-OFF_EQ |  | Screw-in CFL: Education - Community College: NR - 2.1 | Savings by Design 0.8212
[5 empty] | 05-ECC-Education–CommunityCollege-LIT_EXT |  | Screw-in CFL: Education - University: NR - 2.6 | Codes and Standards
[5 empty] | 05-ECC-Education–CommunityCollege-REFG |  | Screw-in CFL: Grocery: NR - 1.4
[5 empty] | 05-ECC-Education–CommunityCollege-VENT |  | Screw-in CFL: Health/Medical - Hospital: NR - 0.9
[5 empty] | 06-EPR-Education–PrimarySchool-COOL |  | Screw-in CFL: Health/Medical - Nursing Home: NR - 0.9
[5 empty] | 06-EPR-Education–PrimarySchool-LIT_INT |  | Screw-in CFL: Lodging - Hotel: NR - 0.9
[5 empty] | 06-EPR-Education–PrimarySchool-OFF_EQ |  | Screw-in CFL: Lodging - Motel: NR - 0.9
[5 empty] | 06-EPR-Education–PrimarySchool-LIT_EXT |  | Screw-in CFL: Lodging - Guest Rooms: NR - 7.0
[5 empty] | 06-EPR-Education–PrimarySchool-REFG |  | Screw-in CFL: Manufacturing - Light Industrial: NR - 2.8
[5 empty] | 06-EPR-Education–PrimarySchool-VENT |  | Screw-in CFL: Office - Large: NR - 2.9
[5 empty] | 07-ESE-Education–SecondarySchool-COOL |  | Screw-in CFL: Office - Small: NR - 3.2
[5 empty] | 07-ESE-Education–SecondarySchool-LIT_INT |  | Screw-in CFL: Restaurant - Sit-Down: NR - 2.3
[5 empty] | 07-ESE-Education–SecondarySchool-OFF_EQ |  | Screw-in CFL: Restaurant - Fast-Food: NR - 1.3
[5 empty] | 07-ESE-Education–SecondarySchool-LIT_EXT |  | Screw-in CFL: Retail - 3-Story Large: NR - 1.9
[5 empty] | 07-ESE-Education–SecondarySchool-REFG |  | Screw-in CFL: Retail - Single-Story Large: NR - 1.8
[5 empty] | 07-ESE-Education–SecondarySchool-VENT |  | Screw-in CFL: Retail - Small: NR - 2.1
[5 empty] | 08-EUN-Education–University-COOL |  | Screw-in CFL: Storage - Conditioned: NR - 2.8
[5 empty] | 08-EUN-Education–University-LIT_INT |  | Screw-in CFL: Storage - Unconditioned: NR - 2.8
[5 empty] | 08-EUN-Education–University-OFF_EQ |  | Screw-in CFL: Warehouse - Refrigerated: NR - 3.1
08-EUN-Education–University-LIT_EXT
[5 empty] | 08-EUN-Education–University-REFG |  | HVAC/Refrigeration – SPC: NR - 16
[5 empty] | 08-EUN-Education–University-VENT |  | Chiller – High Efficiency: NR - 20
[5 empty] | 09-GRO-Grocery-COOL |  | Chiller – Variable Speed Drive: NR - 20
[5 empty] | 09-GRO-Grocery-LIT_INT |  | Water Cooled Chillers: NR - 20
[5 empty] | 09-GRO-Grocery-OFF_EQ |  | Air Conditioners – High Efficiency: NR - 15
[5 empty] | 09-GRO-Grocery-LIT_EXT |  | Packaged HVAC Systems: NR - 15
[5 empty] | 09-GRO-Grocery-REFG |  | Install HVAC EMS: Com - 14
[5 empty] | 09-GRO-Grocery-VENT |  | AC Packaged Terminal Units: NR - 15
[5 empty] | 10-HSP-Health/Medical–Hospital-COOL |  | Evaporative Coolers: NR - 15
[5 empty] | 10-HSP-Health/Medical–Hospital-LIT_INT |  | Boiler – High Efficiency: NR - 20
[5 empty] | 10-HSP-Health/Medical–Hospital-OFF_EQ |  | Cooling Towers/Evaporative Condenser: NR - 15
[5 empty] | 10-HSP-Health/Medical–Hospital-LIT_EXT |  | Heat Pump – Split System: NR - 15
[5 empty] | 10-HSP-Health/Medical–Hospital-REFG |  | Heat Pump with Integrated Water Heating: NR - 10
[5 empty] | 10-HSP-Health/Medical–Hospital-VENT |  | Ground Source Heat Pump: NR - 15
[5 empty] | 11-HTL-Lodging–Hotel(GuestRooms)-COOL |  | Reduce Internal Load: NR - 15
[5 empty] | 11-HTL-Lodging–Hotel(GuestRooms)-LIT_INT |  | Insulation: NR - 20
[5 empty] | 11-HTL-Lodging–Hotel(GuestRooms)-OFF_EQ |  | Insulation Package: NR - 20
[5 empty] | 11-HTL-Lodging–Hotel(GuestRooms)-LIT_EXT |  | Reflective Window Film: NR - 10
[5 empty] | 11-HTL-Lodging–Hotel(GuestRooms)-REFG |  | Bypass/Delay Timer(lighting): NR - 8
[5 empty] | 11-HTL-Lodging–Hotel(GuestRooms)-VENT |  | Set-Back Thermostat: NR - 11
[5 empty] | 12-MBT-Manufacturing–Bio/Tech-AG_PUMP |  | Time Clock - HVAC: NR - 10
[5 empty] | 12-MBT-Manufacturing–Bio/Tech-COMP_AIR |  | HVAC/Space Heating/Efficiency (Gas): NR - 18
[5 empty] | 12-MBT-Manufacturing–Bio/Tech-COOL |  | Nonresidential Gas – AC: NR - 20
12-MBT-Manufacturing–Bio/Tech-LIGHT
[5 empty] | 12-MBT-Manufacturing–Bio/Tech-MOTOR |  | Adjustable speed drive, application unknown: Ag - 10
[5 empty] | 12-MBT-Manufacturing–Bio/Tech-PROC_OTH |  | Adjustable speed drive, application unknown: Com - 10
[5 empty] | 13-MFM-ResidentialMulti-family-CL_DRY |  | Adjustable Speed Drive: HVAC fan, 50 HP Max: Com - 10
[5 empty] | 13-MFM-ResidentialMulti-family-CL_WASH |  | Pump repair: Ag - 11
[5 empty] | 13-MFM-ResidentialMulti-family-DSH_WASH |  | Injection molding machines: Ind - 15
[5 empty] | 13-MFM-ResidentialMulti-family-FREEZ |  | Plastic extusion equipment: Ind - 15
[5 empty] | 13-MFM-ResidentialMulti-family-LIGHT |  | Process cooling: Ind - 15
[5 empty] | 13-MFM-ResidentialMulti-family-POOL_PMP |  | Process equipment insulation: Ind - 15
13-MFM-ResidentialMulti-family-REFG
[5 empty] | 13-MFM-ResidentialMulti-family-SP_COOL |  | Horizontal Clothes Washer: NR - 10
[5 empty] | 13-MFM-ResidentialMulti-family-SP_HEAT |  | Efficient Dishwashing: NR - 5
[5 empty] | 13-MFM-ResidentialMulti-family-WAT_HEAT |  | Water Heater Controls: NR - 15
[5 empty] | 14-MLI-Manufacturing–LightIndustry-AG_PUMP |  | Cooking measures , Assorted: Com - 12
[5 empty] | 14-MLI-Manufacturing–LightIndustry-COMP_AIR |  | Water Heater – Gas: NR - 15
[5 empty] | 14-MLI-Manufacturing–LightIndustry-COOL |  | Domestic Hot Water Boiler (Gas): NR - 20
14-MLI-Manufacturing–LightIndustry-LIGHT
[5 empty] | 14-MLI-Manufacturing–LightIndustry-MOTOR |  | Auto Closer for Cooler/Freezer: NR - 8
[5 empty] | 14-MLI-Manufacturing–LightIndustry-PROC_OTH |  | Door Gaskets: NR - 4
[5 empty] | 15-MTL-Lodging–Motel-COOL |  | Floating Head Pressure: NR - 16
[5 empty] | 15-MTL-Lodging–Motel-LIT_INT |  | Heatless Door: NR - 16
[5 empty] | 15-MTL-Lodging–Motel-OFF_EQ |  | Humidistat Control for Anti-Sweat Heater: NR - 12
[5 empty] | 15-MTL-Lodging–Motel-LIT_EXT |  | Insulation on Refrigeration Suction Line: NR - 11
[5 empty] | 15-MTL-Lodging–Motel-REFG |  | Night Covers for Display Cases: NR - 5
[5 empty] | 15-MTL-Lodging–Motel-VENT |  | PSC Evaporator Motor – Walkin/ Display: NR - 15
[5 empty] | 16-NRS-Health/Medical–Clinic-COOL |  | Refrigeration Case Doors – Glass/Acrylic: NR - 12
[5 empty] | 16-NRS-Health/Medical–Clinic-LIT_INT |  | Refrigerator Case with Doors: NR - 12
[5 empty] | 16-NRS-Health/Medical–Clinic-OFF_EQ |  | Refrigerator Condensate Evaporator – Elec/Non Elec: NR - 8
[5 empty] | 16-NRS-Health/Medical–Clinic-LIT_EXT |  | Strip Curtains for Walk-Ins: NR - 4
[5 empty] | 16-NRS-Health/Medical–Clinic-REFG |  | Ballast: Electronic, for display case: NR - 11
[5 empty] | 16-NRS-Health/Medical–Clinic-VENT |  | Defrost: NR - 16
[5 empty] | 17-OFL-Office–Large-Cooling |  | FHP & EFF Conditioner: NR - 16
[5 empty] | 17-OFL-Office–Large-ExtLight |  | High-efficiency Liquid Suction Heat Exchangers: NR - 16
[5 empty] | 17-OFL-Office–Large-IntLight |  | Night Shields on Refrigerator and Freezer Cases: NR - 5
[5 empty] | 17-OFL-Office–Large-OffEquip |  | Walk-in Refrigerator or Freezer: Evaporative Fan Controller: NR - 5
[5 empty] | 17-OFL-Office–Large-Refrig |  | Multiplec Refrigeration Systems/Supermarket Systems: NR - 10
17-OFL-Office–Large-Vent/Fan
[5 empty] | 18-OFS-Office–Small-Cooling |  | Kiln/Oven/Furnace: NR - 18
[5 empty] | 18-OFS-Office–Small-ExtLight |  | Thermal Night Curtains: NR - 5
[5 empty] | 18-OFS-Office–Small-IntLight |  | Custom Measures – SPC: NR - 15
[5 empty] | 18-OFS-Office–Small-OffEquip |  | Local Government Partnership: NR - 11
[5 empty] | 18-OFS-Office–Small-Refrig |  | Audits: NR - 3
[5 empty] | 18-OFS-Office–Small-Vent/Fan |  | Plug Load Sensor: NR - 10
[5 empty] | 19-RES-AllResidential-CL_DRY |  | Information: NR - 1
[5 empty] | 19-RES-AllResidential-CL_WASH |  | High Efficiency Motors: NR - 15
[5 empty] | 19-RES-AllResidential-DSH_WASH |  | Process Overhaul: NR - 20
[5 empty] | 19-RES-AllResidential-FREEZ |  | System Controls: NR - 15
19-RES-AllResidential-LIGHT
19-RES-AllResidential-POOL_PMP
[5 empty] | 19-RES-AllResidential-REFG |  | RESIDENTIAL MEASURES
[5 empty] | 19-RES-AllResidential-SP_COOL |  | ****************************************************************
[5 empty] | 19-RES-AllResidential-SP_HEAT |  | T8 Fixtures ; lamp or ballast: Res - 15
[5 empty] | 19-RES-AllResidential-WAT_HEAT |  | Pin based CFL Fixture: Res - 16
[5 empty] | 20-RFF-Restaurant–FastFood-Cooling |  | CFL: Indoor Screw in: Res - 9.4
[5 empty] | 20-RFF-Restaurant–FastFood-ExtLight |  | CFL: Outdoor Screw in: Res - 7
[5 empty] | 20-RFF-Restaurant–FastFood-IntLight |  | Torchiere: Res - 9
20-RFF-Restaurant–FastFood-OffEquip
[5 empty] | 20-RFF-Restaurant–FastFood-Refrig |  | Air Conditioners with SEER >= 11.0: Res - 18
[5 empty] | 20-RFF-Restaurant–FastFood-Vent/Fan |  | Central Air Conditioners: Res - 18
[5 empty] | 21-RSD-Restaurant–SitDown-COOL |  | Duct Testing: Res NC - 18
[5 empty] | 21-RSD-Restaurant–SitDown-LIT_INT |  | High Energy Efficiency Ducts: Res - 18
[5 empty] | 21-RSD-Restaurant–SitDown-OFF_EQ |  | Whole House Fan: Res - 15
[5 empty] | 21-RSD-Restaurant–SitDown-LIT_EXT |  | Evaporative Cooler: Res - 15
[5 empty] | 21-RSD-Restaurant–SitDown-PROC_OTH |  | Glazing - Low E Double / Low Shade Coefficient: Res - 20
[5 empty] | 21-RSD-Restaurant–SitDown-REFG |  | Heat Pump - Electric: Res - 15
[5 empty] | 21-RSD-Restaurant–SitDown-VENT |  | Insulation - Ceiling / Floor / Walls: Res - 20
[5 empty] | 22-RT3-Retail–3StoryLarge-COOL |  | A/C with Integrated Water Heating: Res - 10
[5 empty] | 22-RT3-Retail–3StoryLarge-LIT_INT |  | Programmable Thermostat: Res - 12
22-RT3-Retail–3StoryLarge-OFF_EQ
[5 empty] | 22-RT3-Retail–3StoryLarge-LIT_EXT |  | Audits: Res - 3
[5 empty] | 22-RT3-Retail–3StoryLarge-REFG |  | Gas Cooktops: Res - 20
[5 empty] | 22-RT3-Retail–3StoryLarge-VENT |  | Gas Dryer Stub: Res - 18
[5 empty] | 23-RTL-Retail–SingleStorylarge-COOL |  | Energy-Efficient Furnaces: Res - 18
23-RTL-Retail–SingleStorylarge-LIT_INT
[5 empty] | 23-RTL-Retail–SingleStorylarge-OFF_EQ |  | Refrigerator Recycling: Res - 10
[5 empty] | 23-RTL-Retail–SingleStorylarge-LIT_EXT |  | Refrigerator - Energy Efficient; 20% more efficient: Res - 18
[5 empty] | 23-RTL-Retail–SingleStorylarge-REFG |  | Refrigerators: Res - 18
23-RTL-Retail–SingleStorylarge-VENT
24-RTS-Retail–Small-COOL
[5 empty] | 24-RTS-Retail–Small-LIT_INT |  | GENERIC USEFUL LIVES:
[5 empty] | 24-RTS-Retail–Small-OFF_EQ |  | ****************************************************************
[5 empty] | 24-RTS-Retail–Small-LIT_EXT |  | 0.1
[5 empty] | 24-RTS-Retail–Small-REFG |  | 0.2
[5 empty] | 24-RTS-Retail–Small-VENT |  | 0.3
[5 empty] | 25-SCN-Storage–Conditioned-Cooling |  | 0.4
[5 empty] | 25-SCN-Storage–Conditioned-Exit |  | 0.5
[5 empty] | 25-SCN-Storage–Conditioned-ExtLight |  | 0.6
[5 empty] | 26-SFM-ResidentialSingleFamily-CL_DRY |  | 0.7
[5 empty] | 26-SFM-ResidentialSingleFamily-CL_WASH |  | 0.8
[5 empty] | 26-SFM-ResidentialSingleFamily-DSH_WASH |  | 0.9
[5 empty] | 26-SFM-ResidentialSingleFamily-FREEZ |  | 1
[5 empty] | 26-SFM-ResidentialSingleFamily-LIGHT |  | 1.1
[5 empty] | 26-SFM-ResidentialSingleFamily-POOL_PMP |  | 1.2
[5 empty] | 26-SFM-ResidentialSingleFamily-REFG |  | 1.3
[5 empty] | 26-SFM-ResidentialSingleFamily-SP_COOL |  | 1.4
[5 empty] | 26-SFM-ResidentialSingleFamily-SP_HEAT |  | 1.5
[5 empty] | 26-SFM-ResidentialSingleFamily-WAT_HEAT |  | 1.6
[5 empty] | 27-SMO-ResidentialMobileHome–SingleWide-CL_DRY |  | 1.7
[5 empty] | 27-SMO-ResidentialMobileHome–SingleWide-CL_WASH |  | 1.8
[5 empty] | 27-SMO-ResidentialMobileHome–SingleWide-DSH_WASH |  | 1.9
[5 empty] | 27-SMO-ResidentialMobileHome–SingleWide-FREEZ |  | 2
[5 empty] | 27-SMO-ResidentialMobileHome–SingleWide-LIGHT |  | 2.1
[5 empty] | 27-SMO-ResidentialMobileHome–SingleWide-POOL_PMP |  | 2.2
[5 empty] | 27-SMO-ResidentialMobileHome–SingleWide-REFG |  | 2.3
[5 empty] | 27-SMO-ResidentialMobileHome–SingleWide-SP_COOL |  | 2.4
[5 empty] | 27-SMO-ResidentialMobileHome–SingleWide-SP_HEAT |  | 2.5
[5 empty] | 27-SMO-ResidentialMobileHome–SingleWide-WAT_HEAT |  | 2.6
[5 empty] | 28-SUN-Storage–Unconditioned-Exit |  | 2.7
[5 empty] | 28-SUN-Storage–Unconditioned-ExtLight |  | 2.8
[5 empty] | 29-WRF-Storage–Refrigerated-Cooling |  | 2.9
[5 empty] | 29-WRF-Storage–Refrigerated-Exit |  | 3
[5 empty] | 29-WRF-Storage–Refrigerated-ExtLight |  | 3.1
[5 empty] | 30-S20-SIC20Food&KindredProducts-AG_PUMP |  | 3.2
[5 empty] | 30-S20-SIC20Food&KindredProducts-COMP_AIR |  | 3.3
[5 empty] | 30-S20-SIC20Food&KindredProducts-COOL |  | 3.4
[5 empty] | 30-S20-SIC20Food&KindredProducts-LIGHT |  | 3.5
[5 empty] | 30-S20-SIC20Food&KindredProducts-MOTOR |  | 3.6
[5 empty] | 30-S20-SIC20Food&KindredProducts-PROC_OTH |  | 3.7
[5 empty] | 31-S26-SIC26Paper&AlliedProducts-AG_PUMP |  | 3.8
[5 empty] | 31-S26-SIC26Paper&AlliedProducts-COMP_AIR |  | 3.9
[5 empty] | 31-S26-SIC26Paper&AlliedProducts-COOL |  | 4
[5 empty] | 31-S26-SIC26Paper&AlliedProducts-LIGHT |  | 4.1
[5 empty] | 31-S26-SIC26Paper&AlliedProducts-MOTOR |  | 4.2
[5 empty] | 31-S26-SIC26Paper&AlliedProducts-PROC_OTH |  | 4.3
[5 empty] | 32-S28-SIC28Chemicals&AlliedProducts-AG_PUMP |  | 4.4
[5 empty] | 32-S28-SIC28Chemicals&AlliedProducts-COMP_AIR |  | 4.5
[5 empty] | 32-S28-SIC28Chemicals&AlliedProducts-COOL |  | 4.6
[5 empty] | 32-S28-SIC28Chemicals&AlliedProducts-LIGHT |  | 4.7
[5 empty] | 32-S28-SIC28Chemicals&AlliedProducts-MOTOR |  | 4.8
[5 empty] | 32-S28-SIC28Chemicals&AlliedProducts-PROC_OTH |  | 4.9
[5 empty] | 33-S29-SIC29Petroleum&CoalProducts-AG_PUMP |  | 5
[5 empty] | 33-S29-SIC29Petroleum&CoalProducts-COMP_AIR |  | 5.1
[5 empty] | 33-S29-SIC29Petroleum&CoalProducts-COOL |  | 5.2
[5 empty] | 33-S29-SIC29Petroleum&CoalProducts-LIGHT |  | 5.3
[5 empty] | 33-S29-SIC29Petroleum&CoalProducts-MOTOR |  | 5.4
[5 empty] | 33-S29-SIC29Petroleum&CoalProducts-PROC_OTH |  | 5.5
[5 empty] | 34-S33-SIC33Metals-AG_PUMP |  | 5.6
[5 empty] | 34-S33-SIC33Metals-COMP_AIR |  | 5.7
[5 empty] | 34-S33-SIC33Metals-COOL |  | 5.8
[5 empty] | 34-S33-SIC33Metals-LIGHT |  | 5.9
[5 empty] | 34-S33-SIC33Metals-MOTOR |  | 6
[5 empty] | 34-S33-SIC33Metals-PROC_OTH |  | 6.1
[5 empty] | 35-OTI-OtherIndustrial-AG_PUMP |  | 6.2
[5 empty] | 35-OTI-OtherIndustrial-COMP_AIR |  | 6.3
[5 empty] | 35-OTI-OtherIndustrial-COOL |  | 6.4
[5 empty] | 35-OTI-OtherIndustrial-LIGHT |  | 6.5
[5 empty] | 35-OTI-OtherIndustrial-MOTOR |  | 6.6
[5 empty] | 35-OTI-OtherIndustrial-PROC_OTH |  | 6.7
[5 empty] | 36-GST-Lodging-GuestRooms-Cooling |  | 6.8
[5 empty] | 36-GST-Lodging-GuestRooms-ExtLight |  | 6.9
[5 empty] | 36-GST-Lodging-GuestRooms-IntLight |  | 7
[5 empty] | 36-GST-Lodging-GuestRooms-OffEquip |  | 7.1
[5 empty] | 36-GST-Lodging-GuestRooms-Refrig |  | 7.2
[5 empty] | 36-GST-Lodging-GuestRooms-Vent/Fan |  | 7.3
7.4
7.5
7.6
7.7
7.8
7.9
8
8.1
8.2
8.3
8.4
8.5
8.6
8.7
8.8
8.9
9
9.1
9.2
9.3
9.4
9.5
9.6
9.7
9.8
9.9
10
10.1
10.2
10.3
10.4
10.5
10.6
10.7
10.8
10.9
11
11.1
11.2
11.3
11.4
11.5
11.6
11.7
11.8
11.9
12
12.1
12.2
12.3
12.4
12.5
12.6
12.7
12.8
12.9
13
13.1
13.2
13.3
13.4
13.5
13.6
13.7
13.8
13.9
14
14.1
14.2
14.3
14.4
14.5
14.6
14.7
14.8
14.9
15
15.1
15.2
15.3
15.4
15.5
15.6
15.7
15.8
15.9
16
16.1
16.2
16.3
16.4
16.5
16.6
16.7
16.8
16.9
17
17.1
17.2
17.3
17.4
17.5
17.6
17.7
17.8
17.9
18
19
20